PJR5267Z | Radiant Lighting Inc. | RADIANT LIGHTING INC. | RL-BT814W4FT(FROSTED LENS)(3500K) | Linear Replacement Lamp | T8 Four-Foot | Replacement Lamps (plug and play) (UL Type A) |  | standard | FALSE | [10 empty] | April, 14 2016 00:00:00 | Not Dimmable | Not Dimmable | NotYetVerified | Peoducts updated on 4/25/2017 | KKKYWO | [25 empty] | 5 | 1920 | 133.33 | 14.4 | 20 | 0.9 | 3500 | 81.8 |  |  |  | FALSE | FALSE | FALSE | May, 02 2018 00:00:00 | 4.3 |  | standard |  |  |  |  | March, 30 2020 00:00:00 | FALSE | FALSE | FALSE | [6 empty] | AC | [7 empty] | FALSE
PTVT7F6X | Radiant Lighting Inc. | RADIANT LIGHTING INC. | RL-BT816W4FT(FROSTED LENS)(4500K) | Linear Replacement Lamp | T8 Four-Foot | Replacement Lamps (plug and play) (UL Type A) |  | standard | FALSE | [10 empty] | April, 14 2016 00:00:00 | Not Dimmable | Not Dimmable | NotYetVerified | Peoducts updated on 4/25/2017 | KKKYWP | [25 empty] | 5 | 2112 | 130.77 | 16.15 | 20 | 0.9 | 4500 | 81.8 |  |  |  | FALSE | FALSE | FALSE | May, 02 2018 00:00:00 | 4.3 |  | standard |  |  |  |  | March, 30 2020 00:00:00 | FALSE | FALSE | FALSE | [6 empty] | AC | [7 empty] | FALSE
PQYDQWVM | Radiant Lighting Inc. | RADIANT LIGHTING INC. | RL-BT816W4FT(FROSTED LENS)(5000K) | Linear Replacement Lamp | T8 Four-Foot | Replacement Lamps (plug and play) (UL Type A) |  | standard | FALSE | [10 empty] | April, 14 2016 00:00:00 | Not Dimmable | Not Dimmable | NotYetVerified | Peoducts updated on 4/25/2017 | KKKYWP | [25 empty] | 5 | 2112 | 130.77 | 16.15 | 20 | 0.9 | 5000 | 80.7 |  |  |  | FALSE | FALSE | FALSE | May, 02 2018 00:00:00 | 4.3 |  | standard |  |  |  |  | March, 30 2020 00:00:00 | FALSE | FALSE | FALSE | [6 empty] | AC | [7 empty] | FALSE
PMT8MCNN | Green Lighting LED | Green Lighting LED | USHC-T8-4FT-12W-BCB-ZY (CLEAR LENS) (5000K) | Linear Replacement Lamp | T8 Four-Foot | Replacement Lamps (plug and play) (UL Type A) |  | standard | FALSE | [10 empty] | April, 14 2016 00:00:00 | Not Dimmable | Not Dimmable | NotYetVerified | Nominal wattage 12w | KKKYWD | [25 empty] | 5 | 2005.8 | 140.96 | 14.23 | 14.63 | 0.9031 | 5000 | 81.6 |  |  |  | FALSE | FALSE | FALSE | May, 02 2018 00:00:00 | 4.3 |  | standard |  |  |  |  | March, 30 2020 00:00:00 | FALSE | FALSE | FALSE | [6 empty] | AC | [7 empty] | FALSE
PW7NCP1U | Radiant Lighting Inc. | RADIANT LIGHTING INC. | RL-BT816W4FT(FROSTED LENS)(3500K) | Linear Replacement Lamp | T8 Four-Foot | Replacement Lamps (plug and play) (UL Type A) |  | standard | FALSE | [10 empty] | April, 14 2016 00:00:00 | Not Dimmable | Not Dimmable | NotYetVerified | Peoducts updated on 4/25/2017 | KKKYWP | [25 empty] | 5 | 2112 | 130.77 | 16.15 | 20 | 0.9 | 3500 | 81.8 |  |  |  | FALSE | FALSE | FALSE | May, 02 2018 00:00:00 | 4.3 |  | standard |  |  |  |  | March, 30 2020 00:00:00 | FALSE | FALSE | FALSE | [6 empty] | AC | [7 empty] | FALSE
P7JQRDJZ | Radiant Lighting Inc. | RADIANT LIGHTING INC. | RL-T8-15W1200 BIXX BALLAST COMPATIBLE LED TUBE [4000K Frosted] | Linear Replacement Lamp | T8 Four-Foot | Dual Mode Internal Driver (UL Type A and Type B) |  | standard | FALSE | [10 empty] | April, 14 2016 00:00:00 | Not Yet Verified | Not Yet Verified | NotYetVerified | Peoducts updated on 4/25/2017 | KKKYXE | [25 empty] | 5 | 2172 | 133 | 16.3 | 20 | 0.9 | 4000 | 83 |  |  |  | FALSE | FALSE | FALSE | May, 02 2018 00:00:00 | 4.3 |  | standard |  |  |  |  | March, 30 2020 00:00:00 | FALSE | FALSE | FALSE | [6 empty] | AC | [7 empty] | FALSE
PCXMWKZE | Radiant Lighting Inc. | RADIANT LIGHTING INC. | RL-BT814W4FT(FROSTED LENS)(4000K) | Linear Replacement Lamp | T8 Four-Foot | Replacement Lamps (plug and play) (UL Type A) |  | standard | FALSE | [10 empty] | April, 14 2016 00:00:00 | Not Dimmable | Not Dimmable | NotYetVerified | Peoducts updated on 4/25/2017 | KKKYWO | [25 empty] | 5 | 1920 | 133.33 | 14.4 | 20 | 0.9 | 4000 | 81.8 |  |  |  | FALSE | FALSE | FALSE | May, 02 2018 00:00:00 | 4.3 |  | standard |  |  |  |  | March, 30 2020 00:00:00 | FALSE | FALSE | FALSE | [6 empty] | AC | [7 empty] | FALSE
P8EBY5VR | Radiant Lighting Inc. | RADIANT LIGHTING INC. | RL-BT814W4FT(FROSTED LENS)(5000K) | Linear Replacement Lamp | T8 Four-Foot | Replacement Lamps (plug and play) (UL Type A) |  | standard | FALSE | [10 empty] | April, 14 2016 00:00:00 | Not Dimmable | Not Dimmable | NotYetVerified | Peoducts updated on 4/25/2017 | KKKYWP | [25 empty] | 5 | 1920 | 133.33 | 14.4 | 20 | 0.9 | 5000 | 80.7 |  |  |  | FALSE | FALSE | FALSE | May, 02 2018 00:00:00 | 4.3 |  | standard |  |  |  |  | March, 30 2020 00:00:00 | FALSE | FALSE | FALSE | [6 empty] | AC | [7 empty] | FALSE
PGBP6H1D | Shenzhen sunpzone lighting electronic co., ltd | Sunpzone | SPZT8B418T(3000K) | Linear Replacement Lamp | T8 Four-Foot | Replacement Lamps (plug and play) (UL Type A) |  | standard | TRUE |  | 2098 | 114.33 | 18.35 | 13.23 | 0.9103 | 2958 | 81.7 | 5 | 50000 | April, 14 2016 00:00:00 | Not Dimmable | Not Dimmable | No | Product de-listed on 4/1/2017, re-listed on 4/28/2017 due to allowances requirements change | LLLADD | [15 empty] | 88.9 |  | 1.4 | 1.15 | [6 empty] | 5 | 2098 | 114.33 | 18.35 | 13.23 | 0.9103 | 3000 | 81.7 |  |  |  | TRUE | FALSE | FALSE | May, 02 2018 00:00:00 | 4.3 |  | standard |  |  |  |  | March, 30 2020 00:00:00 | FALSE | FALSE | FALSE | [6 empty] | AC | [7 empty] | FALSE
PQ9GCYUU | Green Lighting LED | Green Lighting LED | USHC-T8-4FT-12W-BCB-ZY (FROSTED LENS) (3000K) | Linear Replacement Lamp | T8 Four-Foot | Replacement Lamps (plug and play) (UL Type A) |  | standard | TRUE |  | 1715 | 120.86 | 14.19 | 8.3 | 0.9055 | 2909 | 81.8 | 5 | 50000 | April, 14 2016 00:00:00 | Not Dimmable | Not Dimmable | NotYetVerified | Nominal wattage 12W; Product de-listed on 4/1/2017, re-listed on 4/28/2017 due to allowances requirements change | KKKYWE | [15 empty] | 84.5 |  | 1.33 | 1.23 | [6 empty] | 5 | 1715 | 120.86 | 14.19 | 20 | 0.9 | 3000 | 81.8 |  |  |  | TRUE | FALSE | FALSE | May, 02 2018 00:00:00 | 4.3 |  | standard |  |  |  |  | March, 30 2020 00:00:00 | FALSE | FALSE | FALSE | [6 empty] | AC | [7 empty] | FALSE
PH627E6A | Green Lighting LED | Green Lighting LED | USHC-T8-4FT-14W-BCB-ZY (CLEAR LENS) (3000K) | Linear Replacement Lamp | T8 Four-Foot | Replacement Lamps (plug and play) (UL Type A) |  | standard | TRUE |  | 2217 | 137.53 | 16.12 | 12.46 | 0.9067 | 2942 | 81.7 | 5 | 50000 | April, 14 2016 00:00:00 | Not Dimmable | Not Dimmable | NotYetVerified | Nominal wattage 14w | KKKYWF | [15 empty] | 85.5 |  | 1.17 | 1.21 | [6 empty] | 5 | 2217 | 137.53 | 16.12 | 12.37 | 0.9056 | 3000 | 81.7 |  |  |  | FALSE | FALSE | FALSE | May, 02 2018 00:00:00 | 4.3 |  | standard |  |  |  |  | March, 30 2020 00:00:00 | FALSE | FALSE | FALSE | [6 empty] | AC | [7 empty] | FALSE
PRF7FYH2 | Jubilee LED Lighting | Jubilee LED | TUBE-4FT-18W-JLL-3K(3000K) | Linear Replacement Lamp | T8 Four-Foot | Replacement Lamps (plug and play) (UL Type A) |  | standard | TRUE |  | 2098 | 114.33 | 18.35 | 13.23 | 0.9103 | 2958 | 81.7 | 5 | 50000 | April, 14 2016 00:00:00 | Not Dimmable | Not Dimmable | No | Product de-listed on 4/1/2017, re-listed on 4/28/2017 due to allowances requirements change | FFFGBK | [15 empty] | 88.9 |  | 1.4 | 1.15 | [6 empty] | 5 | 2098 | 114.33 | 18.35 | 13.23 | 0.9103 | 3000 | 81.7 |  |  |  | TRUE | FALSE | FALSE | May, 02 2018 00:00:00 | 4.3 |  | standard |  |  |  |  | March, 30 2020 00:00:00 | FALSE | FALSE | FALSE | [6 empty] | AC | [7 empty] | FALSE
P228D6Z9 | Radiant Lighting Inc. | RADIANT LIGHTING INC. | RL-T8-15W1200 BIXX BALLAST COMPATIBLE LED TUBE [3000K Frosted] | Linear Replacement Lamp | T8 Four-Foot | Dual Mode Internal Driver (UL Type A and Type B) |  | standard | TRUE |  | 2172 | 133.25 | 16.3 | 6.91 | 0.9572 | 3012 | 81.8 | 5 | 50000 | April, 14 2016 00:00:00 | Not Yet Verified | Not Yet Verified | NotYetVerified | Peoducts updated on 4/25/2017 | KKKYXE | [15 empty] | 90 |  | 1.16 | 1.38 | [6 empty] | 5 | 2172 | 133 | 16.3 | 20 | 0.9 | 3000 | 83 |  |  |  | FALSE | FALSE | FALSE | May, 02 2018 00:00:00 | 4.3 |  | standard |  |  |  |  | March, 30 2020 00:00:00 | FALSE | FALSE | FALSE | [6 empty] | AC | [7 empty] | FALSE
PVT4FBXT | Radiant Lighting Inc. | RADIANT LIGHTING INC. | RL-BT814W4FT(FROSTED LENS)(3000K) | Linear Replacement Lamp | T8 Four-Foot | Replacement Lamps (plug and play) (UL Type A) |  | standard | TRUE |  | 1920 | 133.33 | 14.4 | 9.66 | 0.9019 | 3025 | 81.9 | 5 | 50000 | April, 14 2016 00:00:00 | Not Dimmable | Not Dimmable | NotYetVerified | Peoducts updated on 4/25/2017 | KKKYWO | [15 empty] | 84.6 |  | 1.38 | 1.22 | [6 empty] | 5 | 1920 | 133.33 | 14.4 | 20 | 0.9 | 3000 | 81.8 |  |  |  | FALSE | FALSE | FALSE | May, 02 2018 00:00:00 | 4.3 |  | standard |  |  |  |  | March, 30 2020 00:00:00 | FALSE | FALSE | FALSE | [6 empty] | AC | [7 empty] | FALSE
PAQGK4KF | Radiant Lighting Inc. | RADIANT LIGHTING INC. | RL-BT812W4FT(FROSTED LENS) (4000K) | Linear Replacement Lamp | T8 Four-Foot | Replacement Lamps (plug and play) (UL Type A) |  | standard | FALSE | [10 empty] | April, 14 2016 00:00:00 | Not Dimmable | Not Dimmable | NotYetVerified | Peoducts updated on 4/25/2017 | KKKYWN | [25 empty] | 5 | 1769 | 132.51 | 13.35 | 20 | 0.9 | 4000 | 81.8 |  |  |  | FALSE | FALSE | FALSE | May, 02 2018 00:00:00 | 4.3 |  | standard |  |  |  |  | March, 30 2020 00:00:00 | FALSE | FALSE | FALSE | [6 empty] | AC | [7 empty] | FALSE
P7DFBXB8 | Radiant Lighting Inc. | RADIANT LIGHTING INC. | RL-BT814W4FT(FROSTED LENS)(4500K) | Linear Replacement Lamp | T8 Four-Foot | Replacement Lamps (plug and play) (UL Type A) |  | standard | FALSE | [10 empty] | April, 14 2016 00:00:00 | Not Dimmable | Not Dimmable | NotYetVerified | Peoducts updated on 4/25/2017 | KKKYWO | [25 empty] | 5 | 1920 | 133.33 | 14.4 | 20 | 0.9 | 4500 | 81.8 |  |  |  | FALSE | FALSE | FALSE | May, 02 2018 00:00:00 | 4.3 |  | standard |  |  |  |  | March, 30 2020 00:00:00 | FALSE | FALSE | FALSE | [6 empty] | AC | [7 empty] | FALSE
PY29FY3S | Green Lighting LED | Green Lighting LED | USHC-T8-4FT-14W-BCB-ZY (CLEAR LENS) (4000K) | Linear Replacement Lamp | T8 Four-Foot | Replacement Lamps (plug and play) (UL Type A) |  | standard | FALSE | [10 empty] | April, 14 2016 00:00:00 | Not Dimmable | Not Dimmable | NotYetVerified | Nominal wattage 14w | KKKYWF | [25 empty] | 5 | 2217 | 137.53 | 16.12 | 12.37 | 0.9056 | 4000 | 81.7 |  |  |  | FALSE | FALSE | FALSE | May, 02 2018 00:00:00 | 4.3 |  | standard |  |  |  |  | March, 30 2020 00:00:00 | FALSE | FALSE | FALSE | [6 empty] | AC | [7 empty] | FALSE
PT6WYQTC | ZHEJIANG YANKON GROUP CO., LTD. | Utilitech Pro | YGA05A32-T8-18W-830-TB | Linear Replacement Lamp | T8 Four-Foot | Dual Mode Internal Driver (UL Type A and Type B) |  | standard | TRUE |  | 2130 | 111.81 | 19.05 | 13.25 | 0.9207 | 3030 | 82.4 | 5 | 50000 | April, 07 2016 00:00:00 | Not Dimmable | Not Dimmable | FALSE | Product de-listed on 4/1/2017, re-listed on 4/28/2017 due to allowances requirements change | UUUANZ | [15 empty] | 84.5 |  | 1.2 | 1.32 | [6 empty] | 4.4 | 2130 | 111.81 | 19.05 | 13.25 | 0.9207 | 3000 | 82.4 |  |  |  | TRUE | FALSE | FALSE | May, 02 2018 00:00:00 | 4.3 |  | standard |  |  |  |  | November, 02 2018 00:00:00 | FALSE | FALSE | FALSE | [6 empty] | AC | [7 empty] | FALSE
PCS6TRV8 | Global Energy & Lighting | Global Energy & Lighting | GLEDT8-11.5W-3000K | Linear Replacement Lamp | T8 Four-Foot | Replacement Lamps (plug and play) (UL Type A) |  | standard | TRUE |  | 1616.3 | 139.7 | 11.57 | 18.33 | 0.924 | 2912 | 81.6 | 5 | 50000 | April, 06 2016 00:00:00 | Not Dimmable | Not Dimmable | No |  | MMMOCG | [15 empty] | 85.3 |  | 1.22 | 1.18 | [6 empty] | 5 | 1616.3 | 139.697 | 11.57 | 18.33 | 0.9726 | 3000 | 81.6 |  |  |  | FALSE | FALSE | FALSE | May, 02 2018 00:00:00 | 4.3 |  | standard |  |  |  |  | March, 30 2020 00:00:00 | FALSE | FALSE | FALSE | [6 empty] | AC | [7 empty] | FALSE
PU7RGQPJ | Global Energy & Lighting | Global Energy & Lighting | GLEDT8-16W-3000K | Linear Replacement Lamp | T8 Four-Foot | Replacement Lamps (plug and play) (UL Type A) |  | standard | TRUE |  | 2212.59 | 133.58 | 16.56 | 16.82 | 0.928 | 2917 | 81.7 | 5 | 50000 | April, 06 2016 00:00:00 | Not Dimmable | Not Dimmable | No |  | MMMOCI | [15 empty] | 85.3 |  | 1.22 | 1.18 | [6 empty] | 5 | 2212.16 | 133.58 | 16.56 | 17.09 | 0.9741 | 3000 | 81.7 |  |  |  | FALSE | FALSE | FALSE | May, 02 2018 00:00:00 | 4.3 |  | standard |  |  |  |  | March, 30 2020 00:00:00 | FALSE | FALSE | FALSE | [6 empty] | AC | [7 empty] | FALSE
PXMKB1RS | LED Lumina USA LLC | Vastino | TL-4-18 3000K | Linear Replacement Lamp | T8 Four-Foot | Replacement Lamps (plug and play) (UL Type A) |  | standard | TRUE |  | 1993.7 | 116.93 | 17.05 | 6.9 | 0.988 | 2959 | 80.9 | 5 | 50000 | April, 06 2016 00:00:00 | Not Dimmable | Not Dimmable | NO | Product de-listed on 4/1/2017, re-listed on 4/28/2017 due to allowances requirements change | YYYAUL | [15 empty] | 85.1 |  | 1.16 | 1.2 | [6 empty] | 5 | 1993.7 | 116.93 | 17.05 | 6.9 | 0.988 | 3000 | 80 |  |  |  | TRUE | FALSE | FALSE | May, 02 2018 00:00:00 | 4.3 |  | standard |  |  |  |  | March, 30 2020 00:00:00 | FALSE | FALSE | FALSE | [6 empty] | AC | [7 empty] | FALSE
PAPFSZ8D | Global Energy & Lighting | Global Energy & Lighting | GLEDT8-16W-4000K | Linear Replacement Lamp | T8 Four-Foot | Replacement Lamps (plug and play) (UL Type A) |  | standard | FALSE | [10 empty] | April, 06 2016 00:00:00 | Not Dimmable | Not Dimmable | No |  | MMMOCI | [25 empty] | 5 | 2377.15 | 142.17 | 16.72 | 16.82 | 0.9738 | 4000 | 82.2 |  |  |  | FALSE | FALSE | FALSE | May, 02 2018 00:00:00 | 4.3 |  | standard |  |  |  |  | March, 30 2020 00:00:00 | FALSE | FALSE | FALSE | [6 empty] | AC | [7 empty] | FALSE
PT5TJBBN | Global Energy & Lighting | Global Energy & Lighting | GLEDT8-16W-5000K | Linear Replacement Lamp | T8 Four-Foot | Replacement Lamps (plug and play) (UL Type A) |  | standard | FALSE | [10 empty] | April, 06 2016 00:00:00 | Not Dimmable | Not Dimmable | No |  | MMMOCI | [25 empty] | 5 | 2456.89 | 145.94 | 16.835 | 16.54 | 0.9738 | 5000 | 80.9 |  |  |  | FALSE | FALSE | FALSE | May, 02 2018 00:00:00 | 4.3 |  | standard |  |  |  |  | March, 30 2020 00:00:00 | FALSE | FALSE | FALSE | [6 empty] | AC | [7 empty] | FALSE
PRWX5WR6 | Global Energy & Lighting | Global Energy & Lighting | GLEDT8-11.5W-5000K | Linear Replacement Lamp | T8 Four-Foot | Replacement Lamps (plug and play) (UL Type A) |  | standard | FALSE | [10 empty] | April, 06 2016 00:00:00 | Not Dimmable | Not Dimmable | No |  | MMMOCG | [25 empty] | 5 | 1773.06 | 155.87 | 11.375 | 18.01 | 0.9742 | 5000 | 81.7 |  |  |  | FALSE | FALSE | FALSE | May, 02 2018 00:00:00 | 4.3 |  | standard |  |  |  |  | March, 30 2020 00:00:00 | FALSE | FALSE | FALSE | [6 empty] | AC | [7 empty] | FALSE
P58VXYHZ | Global Energy & Lighting | Global Energy & Lighting | GLEDT8-11.5W-4000K | Linear Replacement Lamp | T8 Four-Foot | Replacement Lamps (plug and play) (UL Type A) |  | standard | FALSE | [10 empty] | April, 06 2016 00:00:00 | Not Dimmable | Not Dimmable | No |  | MMMOCG | [25 empty] | 5 | 1671.93 | 146.02 | 11.45 | 18.16 | 0.9739 | 4000 | 82.6 |  |  |  | FALSE | FALSE | FALSE | May, 02 2018 00:00:00 | 4.3 |  | standard |  |  |  |  | March, 30 2020 00:00:00 | FALSE | FALSE | FALSE | [6 empty] | AC | [7 empty] | FALSE
PBTEVP3T | Global Energy & Lighting | Global Energy & Lighting | GLEDT8-25W-4500K | Linear Replacement Lamp | T8 Four-Foot | Replacement Lamps (plug and play) (UL Type A) |  | standard | FALSE | [10 empty] | April, 06 2016 00:00:00 | Not Dimmable | Not Dimmable | No |  | MMMOCK | [25 empty] | 5 | 3796.58 | 143.86 | 26.39 | 16.04 | 0.9524 | 4500 | 81.9 |  |  |  | FALSE | FALSE | FALSE | May, 02 2018 00:00:00 | 4.3 |  | standard |  |  |  |  | March, 30 2020 00:00:00 | FALSE | FALSE | FALSE | [6 empty] | AC | [7 empty] | FALSE
PEN4H8N9 | Global Energy & Lighting | Global Energy & Lighting | GLEDT8-11.5W-4500K | Linear Replacement Lamp | T8 Four-Foot | Replacement Lamps (plug and play) (UL Type A) |  | standard | FALSE | [10 empty] | April, 06 2016 00:00:00 | Not Dimmable | Not Dimmable | No |  | MMMOCG | [25 empty] | 5 | 1671.93 | 146.02 | 11.45 | 18.16 | 0.9739 | 4500 | 82.6 |  |  |  | FALSE | FALSE | FALSE | May, 02 2018 00:00:00 | 4.3 |  | standard |  |  |  |  | March, 30 2020 00:00:00 | FALSE | FALSE | FALSE | [6 empty] | AC | [7 empty] | FALSE
P9VBN9RQ | Global Energy & Lighting | Global Energy & Lighting | GLEDT8-25W-5000K | Linear Replacement Lamp | T8 Four-Foot | Replacement Lamps (plug and play) (UL Type A) |  | standard | FALSE | [10 empty] | April, 06 2016 00:00:00 | Not Dimmable | Not Dimmable | No |  | MMMOCK | [25 empty] | 5 | 3963.22 | 150.29 | 26.37 | 15.85 | 0.9519 | 5000 | 80.8 |  |  |  | FALSE | FALSE | FALSE | May, 02 2018 00:00:00 | 4.3 |  | standard |  |  |  |  | March, 30 2020 00:00:00 | FALSE | FALSE | FALSE | [6 empty] | AC | [7 empty] | FALSE
PVY3MJP9 | Global Energy & Lighting | Global Energy & Lighting | GLEDT8-25W-3000K | Linear Replacement Lamp | T8 Four-Foot | Replacement Lamps (plug and play) (UL Type A) |  | standard | TRUE |  | 3616.07 | 137.18 | 26.36 | 16.25 | 0.907 | 2919 | 80.7 | 5 | 50000 | April, 06 2016 00:00:00 | Not Dimmable | Not Dimmable | No |  | MMMOCK | [15 empty] | 85.2 |  | 1.24 | 1.18 | [6 empty] | 5 | 3616.06 | 137.18 | 26.36 | 16.25 | 0.9522 | 3000 | 80.7 |  |  |  | FALSE | FALSE | FALSE | May, 02 2018 00:00:00 | 4.3 |  | standard |  |  |  |  | March, 30 2020 00:00:00 | FALSE | FALSE | FALSE | [6 empty] | AC | [7 empty] | FALSE
PERBE8BV | Global Energy & Lighting | Global Energy & Lighting | GLEDT8-11.5W-3500K | Linear Replacement Lamp | T8 Four-Foot | Replacement Lamps (plug and play) (UL Type A) |  | standard | FALSE | [10 empty] | April, 06 2016 00:00:00 | Not Dimmable | Not Dimmable | No |  | MMMOCG | [25 empty] | 5 | 1616.3 | 139.697 | 11.57 | 18.33 | 0.9726 | 3500 | 81.6 |  |  |  | FALSE | FALSE | FALSE | May, 02 2018 00:00:00 | 4.3 |  | standard |  |  |  |  | March, 30 2020 00:00:00 | FALSE | FALSE | FALSE | [6 empty] | AC | [7 empty] | FALSE
P7VHZD28 | Global Energy & Lighting | Global Energy & Lighting | GLEDT8-14W-4000K | Linear Replacement Lamp | T8 Four-Foot | Replacement Lamps (plug and play) (UL Type A) |  | standard | FALSE | [10 empty] | April, 06 2016 00:00:00 | Not Dimmable | Not Dimmable | NO |  | MMMOCH | [25 empty] | 5 | 2136.12 | 146.51 | 14.58 | 18.86 | 0.9744 | 4000 | 82.4 |  |  |  | FALSE | FALSE | FALSE | May, 02 2018 00:00:00 | 4.3 |  | standard |  |  |  |  | March, 30 2020 00:00:00 | FALSE | FALSE | FALSE | [6 empty] | AC | [7 empty] | FALSE
PECJSH8Z | Global Energy & Lighting | Global Energy & Lighting | GLEDT8-14W-4500K | Linear Replacement Lamp | T8 Four-Foot | Replacement Lamps (plug and play) (UL Type A) |  | standard | FALSE | [10 empty] | April, 06 2016 00:00:00 | Not Dimmable | Not Dimmable | No |  | MMMOCH | [25 empty] | 5 | 2136.12 | 146.51 | 14.58 | 18.86 | 0.9744 | 4500 | 82.4 |  |  |  | FALSE | FALSE | FALSE | May, 02 2018 00:00:00 | 4.3 |  | standard |  |  |  |  | March, 30 2020 00:00:00 | FALSE | FALSE | FALSE | [6 empty] | AC | [7 empty] | FALSE
P564VJFN | Global Energy & Lighting | Global Energy & Lighting | GLEDT8-20W-5000K | Linear Replacement Lamp | T8 Four-Foot | Replacement Lamps (plug and play) (UL Type A) |  | standard | FALSE | [10 empty] | April, 06 2016 00:00:00 | Not Dimmable | Not Dimmable | No |  | MMMOCJ | [25 empty] | 5 | 3117.43 | 148.56 | 20.985 | 17.63 | 0.9536 | 5000 | 81 |  |  |  | FALSE | FALSE | FALSE | May, 02 2018 00:00:00 | 4.3 |  | standard |  |  |  |  | March, 30 2020 00:00:00 | FALSE | FALSE | FALSE | [6 empty] | AC | [7 empty] | FALSE
PY3SZNYZ | Global Energy & Lighting | Global Energy & Lighting | GLEDT8-20W-3000K | Linear Replacement Lamp | T8 Four-Foot | Replacement Lamps (plug and play) (UL Type A) |  | standard | TRUE |  | 2812.22 | 135.62 | 20.735 | 18.13 | 0.911 | 2981 | 81.1 | 5 | 50000 | April, 06 2016 00:00:00 | Not Dimmable | Not Dimmable | No |  | MMMOCJ | [15 empty] | 85.2 |  | 1.22 | 1.22 | [6 empty] | 5 | 2812.22 | 135.63 | 20.735 | 18.13 | 0.953 | 3000 | 81.1 |  |  |  | FALSE | FALSE | FALSE | May, 02 2018 00:00:00 | 4.3 |  | standard |  |  |  |  | March, 30 2020 00:00:00 | FALSE | FALSE | FALSE | [6 empty] | AC | [7 empty] | FALSE
P57E451Y | Global Energy & Lighting | Global Energy & Lighting | GLEDT8-14W-3500K | Linear Replacement Lamp | T8 Four-Foot | Replacement Lamps (plug and play) (UL Type A) |  | standard | FALSE | [10 empty] | April, 06 2016 00:00:00 | Not Dimmable | Not Dimmable | No |  | MMMOCH | [25 empty] | 5 | 2002.4 | 139.1 | 14.395 | 19.15 | 0.9749 | 3500 | 81.4 |  |  |  | FALSE | FALSE | FALSE | May, 02 2018 00:00:00 | 4.3 |  | standard |  |  |  |  | March, 30 2020 00:00:00 | FALSE | FALSE | FALSE | [6 empty] | AC | [7 empty] | FALSE
PJQYFR4K | Global Energy & Lighting | Global Energy & Lighting | GLEDT8-14W-3000K | Linear Replacement Lamp | T8 Four-Foot | Replacement Lamps (plug and play) (UL Type A) |  | standard | TRUE |  | 2002.4 | 139.1 | 14.4 | 19.15 | 0.941 | 2929 | 81.4 | 5 | 50000 | April, 06 2016 00:00:00 | Not Dimmable | Not Dimmable | No |  | MMMOCH | [15 empty] | 85.3 |  | 1.22 | 1.18 | [6 empty] | 5 | 2002.4 | 139.1 | 14.395 | 19.15 | 0.9749 | 3000 | 81.4 |  |  |  | FALSE | FALSE | FALSE | May, 02 2018 00:00:00 | 4.3 |  | standard |  |  |  |  | March, 30 2020 00:00:00 | FALSE | FALSE | FALSE | [6 empty] | AC | [7 empty] | FALSE
PUKWHRFT | Global Energy & Lighting | Global Energy & Lighting | GLEDT8-25W-3500K | Linear Replacement Lamp | T8 Four-Foot | Replacement Lamps (plug and play) (UL Type A) |  | standard | FALSE | [10 empty] | April, 06 2016 00:00:00 | Not Dimmable | Not Dimmable | No |  | MMMOCK | [25 empty] | 5 | 3616.06 | 137.18 | 26.36 | 16.25 | 0.9522 | 3500 | 80.7 |  |  |  | FALSE | FALSE | FALSE | May, 02 2018 00:00:00 | 4.3 |  | standard |  |  |  |  | March, 30 2020 00:00:00 | FALSE | FALSE | FALSE | [6 empty] | AC | [7 empty] | FALSE
PN5PWXE4 | Global Energy & Lighting | Global Energy & Lighting | GLEDT8-20W-3500K | Linear Replacement Lamp | T8 Four-Foot | Replacement Lamps (plug and play) (UL Type A) |  | standard | FALSE | [10 empty] | April, 06 2016 00:00:00 | Not Dimmable | Not Dimmable | No |  | MMMOCJ | [25 empty] | 5 | 2812.22 | 135.63 | 20.735 | 18.13 | 0.953 | 3500 | 81.1 |  |  |  | FALSE | FALSE | FALSE | May, 02 2018 00:00:00 | 4.3 |  | standard |  |  |  |  | March, 30 2020 00:00:00 | FALSE | FALSE | FALSE | [6 empty] | AC | [7 empty] | FALSE
PQZPCWMU | Global Energy & Lighting | Global Energy & Lighting | GLEDT8-16W-3500K | Linear Replacement Lamp | T8 Four-Foot | Replacement Lamps (plug and play) (UL Type A) |  | standard | FALSE | [10 empty] | April, 06 2016 00:00:00 | Not Dimmable | Not Dimmable | No |  | MMMOCI | [25 empty] | 5 | 2212.16 | 133.58 | 16.56 | 17.09 | 0.9741 | 3500 | 81.7 |  |  |  | FALSE | FALSE | FALSE | May, 02 2018 00:00:00 | 4.3 |  | standard |  |  |  |  | March, 30 2020 00:00:00 | FALSE | FALSE | FALSE | [6 empty] | AC | [7 empty] | FALSE
P2YPJUEF | Global Energy & Lighting | Global Energy & Lighting | GLEDT8-25W-4000K | Linear Replacement Lamp | T8 Four-Foot | Replacement Lamps (plug and play) (UL Type A) |  | standard | FALSE | [10 empty] | April, 06 2016 00:00:00 | Not Dimmable | Not Dimmable | No |  | MMMOCK | [25 empty] | 5 | 3796.58 | 143.86 | 26.39 | 16.04 | 0.9524 | 4000 | 81.9 |  |  |  | FALSE | FALSE | FALSE | May, 02 2018 00:00:00 | 4.3 |  | standard |  |  |  |  | March, 30 2020 00:00:00 | FALSE | FALSE | FALSE | [6 empty] | AC | [7 empty] | FALSE
PAD462TG | Global Energy & Lighting | Global Energy & Lighting | GLEDT8-20W-4000K | Linear Replacement Lamp | T8 Four-Foot | Replacement Lamps (plug and play) (UL Type A) |  | standard | FALSE | [10 empty] | April, 06 2016 00:00:00 | Not Dimmable | Not Dimmable | No |  | MMMOCJ | [25 empty] | 5 | 3029.1 | 143.22 | 21.15 | 17.86 | 0.9539 | 4000 | 82.1 |  |  |  | FALSE | FALSE | FALSE | May, 02 2018 00:00:00 | 4.3 |  | standard |  |  |  |  | March, 30 2020 00:00:00 | FALSE | FALSE | FALSE | [6 empty] | AC | [7 empty] | FALSE
PS29U3J7 | Global Energy & Lighting | Global Energy & Lighting | GLEDT8-20W-4500K | Linear Replacement Lamp | T8 Four-Foot | Replacement Lamps (plug and play) (UL Type A) |  | standard | FALSE | [10 empty] | April, 06 2016 00:00:00 | Not Dimmable | Not Dimmable | No |  | MMMOCJ | [25 empty] | 5 | 3029.1 | 143.22 | 21.15 | 17.86 | 0.9539 | 4500 | 82.1 |  |  |  | FALSE | FALSE | FALSE | May, 02 2018 00:00:00 | 4.3 |  | standard |  |  |  |  | March, 30 2020 00:00:00 | FALSE | FALSE | FALSE | [6 empty] | AC | [7 empty] | FALSE
PMQZH5WA | Global Energy & Lighting | Global Energy & Lighting | GLEDT8-16W-4500K | Linear Replacement Lamp | T8 Four-Foot | Replacement Lamps (plug and play) (UL Type A) |  | standard | FALSE | [10 empty] | April, 06 2016 00:00:00 | Not Dimmable | Not Dimmable | No |  | MMMOCI | [25 empty] | 5 | 2377.15 | 142.17 | 16.72 | 16.82 | 0.9738 | 4500 | 82.2 |  |  |  | FALSE | FALSE | FALSE | May, 02 2018 00:00:00 | 4.3 |  | standard |  |  |  |  | March, 30 2020 00:00:00 | FALSE | FALSE | FALSE | [6 empty] | AC | [7 empty] | FALSE
P5PJMVZW | Global Energy & Lighting | Global Energy & Lighting | GLEDT8-14W-5000K | Linear Replacement Lamp | T8 Four-Foot | Replacement Lamps (plug and play) (UL Type A) |  | standard | FALSE | [10 empty] | April, 06 2016 00:00:00 | Not Dimmable | Not Dimmable | No |  | MMMOCH | [25 empty] | 5 | 2257.46 | 155.53 | 14.515 | 18.62 | 0.9742 | 5000 | 81.3 |  |  |  | FALSE | FALSE | FALSE | May, 02 2018 00:00:00 | 4.3 |  | standard |  |  |  |  | March, 30 2020 00:00:00 | FALSE | FALSE | FALSE | [6 empty] | AC | [7 empty] | FALSE
PPJ9BNXE | JIAXING SUPER LIGHTING ELECTRIC APPLIANCE CO.,LTD | Super | T8L-IDDM11-2500-4ft-CBA | Linear Replacement Lamp | T8 Four-Foot | Replacement Lamps (plug and play) (UL Type A) |  | standard | FALSE | [10 empty] | April, 05 2016 00:00:00 | Not Dimmable | Not Dimmable | No |  | RRRSTT | [25 empty] | 4.4 | 2500 | 113 | 19 | 20 | 0.9 | 4000 | 82 |  |  |  | FALSE | FALSE | FALSE | May, 02 2018 00:00:00 | 4.3 |  | standard |  |  |  |  | November, 02 2018 00:00:00 | FALSE | FALSE | FALSE | [6 empty] | AC | [7 empty] | FALSE
PX2DX26F | JIAXING SUPER LIGHTING ELECTRIC APPLIANCE CO.,LTD | Super | T8L-IDDM11-2500-4ft-ABA | Linear Replacement Lamp | T8 Four-Foot | Replacement Lamps (plug and play) (UL Type A) |  | standard | TRUE |  | 2476 | 114.9 | 21.55 | 8.31 | 0.9767 | 3068 | 84.5 | 5 | 50000 | April, 05 2016 00:00:00 | Not Dimmable | Not Dimmable | No |  | RRRSTT | [15 empty] | 84 |  | 1.26 | 1.24 | [6 empty] | 4.4 | 2350 | 106 | 19 | 20 | 0.9 | 3000 | 82 |  |  |  | FALSE | FALSE | FALSE | May, 02 2018 00:00:00 | 4.3 |  | standard |  |  |  |  | November, 02 2018 00:00:00 | FALSE | FALSE | FALSE | [6 empty] | AC | [7 empty] | FALSE
P4DYJPFQ | JIAXING SUPER LIGHTING ELECTRIC APPLIANCE CO.,LTD | Super | T8L-IDDM11-2500-4ft-DBA | Linear Replacement Lamp | T8 Four-Foot | Replacement Lamps (plug and play) (UL Type A) |  | standard | FALSE | [10 empty] | April, 05 2016 00:00:00 | Not Dimmable | Not Dimmable | No |  | RRRSTT | [25 empty] | 4.4 | 2500 | 113 | 19 | 20 | 0.9 | 4500 | 82 |  |  |  | FALSE | FALSE | FALSE | May, 02 2018 00:00:00 | 4.3 |  | standard |  |  |  |  | November, 02 2018 00:00:00 | FALSE | FALSE | FALSE | [6 empty] | AC | [7 empty] | FALSE
P51JT6FK | JIAXING SUPER LIGHTING ELECTRIC APPLIANCE CO.,LTD | Super | T8L-IDDM11-2500-4ft-EBA | Linear Replacement Lamp | T8 Four-Foot | Replacement Lamps (plug and play) (UL Type A) |  | standard | FALSE | [10 empty] | April, 05 2016 00:00:00 | Not Dimmable | Not Dimmable | No |  | RRRSTT | [25 empty] | 4.4 | 2500 | 113 | 19 | 20 | 0.9 | 5000 | 82 |  |  |  | FALSE | FALSE | FALSE | May, 02 2018 00:00:00 | 4.3 |  | standard |  |  |  |  | November, 02 2018 00:00:00 | FALSE | FALSE | FALSE | [6 empty] | AC | [7 empty] | FALSE
PJWRRCBG | Metrosphere Light Corp. | METROSPHERE | MET-SUBC -4/15/130/3/FR | Linear Replacement Lamp | T8 Four-Foot | Replacement Lamps (plug and play) (UL Type A) |  | standard | TRUE |  | 2258 | 118.3 | 19.08 | 9.74 | 0.9807 | 3063 | 84.6 | 5 | 50000 | April, 04 2016 00:00:00 | Not Dimmable | Not Dimmable | No |  | FFFFZM | [15 empty] | 83.1 |  | 1.26 | 1.28 | [6 empty] | 5 | 2200 | 122 | 18 | 20 | 0.9 | 3000 | 82 |  |  |  | FALSE | FALSE | FALSE | May, 02 2018 00:00:00 | 4.3 |  | standard |  |  |  |  | March, 30 2020 00:00:00 | FALSE | FALSE | FALSE | [6 empty] | AC | [7 empty] | FALSE
P1JCAKCF | Metrosphere Light Corp. | METROSPHERE | MET-SUBC -4/15/130/35/FR | Linear Replacement Lamp | T8 Four-Foot | Replacement Lamps (plug and play) (UL Type A) |  | standard | FALSE | [10 empty] | April, 04 2016 00:00:00 | Not Dimmable | Not Dimmable | No |  | FFFFZM | [25 empty] | 5 | 2200 | 122 | 18 | 20 | 0.9 | 3500 | 82 |  |  |  | FALSE | FALSE | FALSE | May, 02 2018 00:00:00 | 4.3 |  | standard |  |  |  |  | March, 30 2020 00:00:00 | FALSE | FALSE | FALSE | [6 empty] | AC | [7 empty] | FALSE
PSY2WS2Q | Metrosphere Light Corp. | METROSPHERE | MET-SUBC -4/15/130/4/FR | Linear Replacement Lamp | T8 Four-Foot | Replacement Lamps (plug and play) (UL Type A) |  | standard | FALSE | [10 empty] | April, 04 2016 00:00:00 | Not Dimmable | Not Dimmable | No |  | FFFFZM | [25 empty] | 5 | 2200 | 122 | 18 | 20 | 0.9 | 4000 | 82 |  |  |  | FALSE | FALSE | FALSE | May, 02 2018 00:00:00 | 4.3 |  | standard |  |  |  |  | March, 30 2020 00:00:00 | FALSE | FALSE | FALSE | [6 empty] | AC | [7 empty] | FALSE
PQ9FSA4S | Metrosphere Light Corp. | METROSPHERE | MET-SUBC -4/15/130/5/FR | Linear Replacement Lamp | T8 Four-Foot | Replacement Lamps (plug and play) (UL Type A) |  | standard | FALSE | [10 empty] | April, 04 2016 00:00:00 | Not Dimmable | Not Dimmable | No |  | FFFFZM | [25 empty] | 5 | 2200 | 122 | 18 | 20 | 0.9 | 5000 | 82 |  |  |  | FALSE | FALSE | FALSE | May, 02 2018 00:00:00 | 4.3 |  | standard |  |  |  |  | March, 30 2020 00:00:00 | FALSE | FALSE | FALSE | [6 empty] | AC | [7 empty] | FALSE
PPUDZEQ5 | LED2 Lighting Group, Inc | LED2 | LED2-T8GL-BC-12W-35 | Linear Replacement Lamp | T8 Four-Foot | Replacement Lamps (plug and play) (UL Type A) |  | standard | FALSE | [10 empty] | April, 01 2016 00:00:00 | Dimmable | Continuous Below 10 | No |  | IIIIFD | [25 empty] | 5 | 1624 | 121.24 | 13.4 | 10.86 | 0.9046 | 3500 | 83.3 |  |  |  | FALSE | FALSE | FALSE | May, 02 2018 00:00:00 | 4.3 |  | standard |  |  |  |  | March, 30 2020 00:00:00 | FALSE | FALSE | FALSE | [6 empty] | AC | [7 empty] | FALSE
P3K5PC3M | MaxLite Inc. | Maxlite | L17T8DF430-G | Linear Replacement Lamp | T8 Four-Foot | Replacement Lamps (plug and play) (UL Type A) |  | standard | TRUE |  | 2261 | 113.8 | 19.86 | 9.43 | 0.9818 | 3073 | 84.5 | 5 | 50000 | April, 01 2016 00:00:00 | Not Dimmable | Not Dimmable | No | Product de-listed on 4/1/2017, re-listed on 4/28/2017 due to allowances requirements change | IIIIFF | [15 empty] | 83.1 |  | 1.24 | 1.28 | [6 empty] | 4.4 | 2200 | 112 | 19.5 | 20 | 0.9 | 3000 | 82 |  |  |  | TRUE | FALSE | FALSE | May, 02 2018 00:00:00 | 4.3 |  | standard |  |  |  |  | November, 02 2018 00:00:00 | FALSE | FALSE | FALSE | [6 empty] | AC | [7 empty] | FALSE
P73EZS5F | LED2 Lighting Group, Inc | LED2 | LED2-T8GL-BC-12W-40 | Linear Replacement Lamp | T8 Four-Foot | Replacement Lamps (plug and play) (UL Type A) |  | standard | FALSE | [10 empty] | April, 01 2016 00:00:00 | Dimmable | Continuous Below 10 | No |  | IIIIFD | [25 empty] | 5 | 1635 | 122.06 | 13.4 | 10.86 | 0.9046 | 4000 | 83.3 |  |  |  | FALSE | FALSE | FALSE | May, 02 2018 00:00:00 | 4.3 |  | standard |  |  |  |  | March, 30 2020 00:00:00 | FALSE | FALSE | FALSE | [6 empty] | AC | [7 empty] | FALSE
PRWFEYQT | LED2 Lighting Group, Inc | LED2 | LED2-T8GL-BC-12W-30 | Linear Replacement Lamp | T8 Four-Foot | Replacement Lamps (plug and play) (UL Type A) |  | standard | TRUE |  | 1613 | 120.01 | 13.44 | 10.86 | 0.9102 | 3060 | 83.3 | 5 | 50000 | April, 01 2016 00:00:00 | Dimmable | Continuous Below 10 | No | Product updated on 9/1/2016 | IIIIFD | [15 empty] | 84.4 |  | 1.24 | 1.34 | [6 empty] | 5 | 1613 | 120.01 | 13.44 | 10.86 | 0.9046 | 3000 | 83.3 |  |  |  | FALSE | FALSE | FALSE | May, 02 2018 00:00:00 | 4.3 |  | standard |  |  |  |  | March, 30 2020 00:00:00 | FALSE | FALSE | FALSE | [6 empty] | AC | [7 empty] | FALSE
PMSE861Z | LED2 Lighting Group, Inc | LED2 | LED2-T8GL-BC-12W-45 | Linear Replacement Lamp | T8 Four-Foot | Replacement Lamps (plug and play) (UL Type A) |  | standard | FALSE | [10 empty] | April, 01 2016 00:00:00 | Dimmable | Continuous Below 10 | No |  | IIIIFD | [25 empty] | 5 | 1646 | 122.88 | 13.4 | 10.86 | 0.9046 | 4500 | 83.3 |  |  |  | FALSE | FALSE | FALSE | May, 02 2018 00:00:00 | 4.3 |  | standard |  |  |  |  | March, 30 2020 00:00:00 | FALSE | FALSE | FALSE | [6 empty] | AC | [7 empty] | FALSE
P5W5FWMX | LED2 Lighting Group, Inc | LED2 | LED2-T8GL-BC-12W-50 | Linear Replacement Lamp | T8 Four-Foot | Replacement Lamps (plug and play) (UL Type A) |  | standard | FALSE | [10 empty] | April, 01 2016 00:00:00 | Dimmable | Continuous Below 10 | No |  | IIIIFD | [25 empty] | 5 | 1657 | 124.12 | 13.35 | 10.94 | 0.903 | 5000 | 84.2 |  |  |  | FALSE | FALSE | FALSE | May, 02 2018 00:00:00 | 4.3 |  | standard |  |  |  |  | March, 30 2020 00:00:00 | FALSE | FALSE | FALSE | [6 empty] | AC | [7 empty] | FALSE
PZRN2KCP | Revolution Lighting Technologies, Inc. | Revolution Lighting Technologies | 204273-111 | Linear Replacement Lamp | T8 Four-Foot | Replacement Lamps (plug and play) (UL Type A) |  | standard | TRUE |  | 2261 | 113.8 | 19.86 | 9.43 | 0.9818 | 3073 | 84.5 | 5 | 50000 | March, 29 2016 00:00:00 | Not Dimmable | Not Dimmable | FALSE | Product de-listed on 4/1/2017, re-listed on 4/28/2017 due to allowances requirements change | WWWAFT | [15 empty] | 83.1 |  | 1.24 | 1.28 | [6 empty] | 4.4 | 2200 | 112 | 19.5 | 20 | 0.9 | 3000 | 82 |  |  |  | TRUE | FALSE | FALSE | May, 02 2018 00:00:00 | 4.3 |  | standard |  |  |  |  | November, 02 2018 00:00:00 | FALSE | FALSE | FALSE | [6 empty] | AC | [7 empty] | FALSE
PFC91NTP | Revolution Lighting Technologies, Inc. | Revolution Lighting Technologies | 204270-141 | Linear Replacement Lamp | T8 Four-Foot | Replacement Lamps (plug and play) (UL Type A) |  | standard | TRUE |  | 1849 | 115.2 | 16.05 | 11.53 | 0.9752 | 3066 | 84.6 | 5 | 50000 | March, 29 2016 00:00:00 | Not Dimmable | Not Dimmable | No | Product de-listed on 4/1/2017, re-listed on 4/28/2017 due to allowances requirements change | WWWAFR | [15 empty] | 83.1 |  | 1.26 | 1.28 | [6 empty] | 5 | 1800 | 116 | 15.5 | 20 | 0.9 | 3000 | 83 |  |  |  | TRUE | FALSE | FALSE | May, 02 2018 00:00:00 | 4.3 |  | standard |  |  |  |  | March, 30 2020 00:00:00 | FALSE | FALSE | FALSE | [6 empty] | AC | [7 empty] | FALSE
PXPSMEHB | EcoLight LED Solutions | Ecolight LED | ELT-T8-15W1200 BIXX BALLAST COMPATIBLE LED TUBE [2700K Frosted] | Linear Replacement Lamp | T8 Four-Foot | Dual Mode Internal Driver (UL Type A and Type B) |  | standard | TRUE |  | 1929 | 109 | 17.7 | 17.9 | 0.9557 | 2655 | 81.6 | 5 | 50000 | March, 24 2016 00:00:00 | Not Yet Verified | Not Yet Verified | NotYetVerified | Internal driver; operates off existing fluorescent ballast; Product de-listed on 4/1/2017, re-listed on 4/28/2017 due to allowances requirements change | KKKYTL | [15 empty] | 84.9 |  | 1.25 | 1.4 | [6 empty] | 4.4 | 2040 | 120 | 17.7 | 8.75 | 0.9936 | 2700 | 82 |  |  |  | FALSE | TRUE | FALSE | May, 02 2018 00:00:00 | 4.3 |  | standard |  |  |  |  | November, 02 2018 00:00:00 | FALSE | FALSE | FALSE | [6 empty] | AC | [7 empty] | FALSE
P6KZT5DJ | EcoLight LED Solutions | Ecolight LED | ELT-T8-15W1200 BIXX BALLAST COMPATIBLE LED TUBE [3000K Frosted] | Linear Replacement Lamp | T8 Four-Foot | Dual Mode Internal Driver (UL Type A and Type B) |  | standard | FALSE | [10 empty] | March, 24 2016 00:00:00 | Not Yet Verified | Not Yet Verified | NotYetVerified | Internal driver; operates off existing fluorescent ballast; Product de-listed on 4/1/2017, re-listed on 4/28/2017 due to allowances requirements change | KKKYTL | [25 empty] | 5 | 2040 | 120 | 17.7 | 8.75 | 0.9936 | 3000 | 81.6 |  |  |  | TRUE | FALSE | FALSE | May, 02 2018 00:00:00 | 4.3 |  | standard |  |  |  |  | March, 30 2020 00:00:00 | FALSE | FALSE | FALSE | [6 empty] | AC | [7 empty] | FALSE
P5AHNZKH | Forest Lighting USA | Forest Lighting | T8U435-19 | Linear Replacement Lamp | T8 Four-Foot | Dual Mode Internal Driver (UL Type A and Type B) |  | standard | FALSE | [10 empty] | March, 22 2016 00:00:00 | Not Dimmable | Not Dimmable | FALSE | Delisted on 4/1/2017re-listed on 4/10/2017 due to update | IIIICM | [25 empty] | 4.4 | 2450 | 110 | 22 | 10 | 0.98 | 3500 | 80 |  |  |  | FALSE | FALSE | FALSE | May, 02 2018 00:00:00 | 4.3 |  | standard |  |  |  |  | November, 02 2018 00:00:00 | FALSE | FALSE | FALSE | [6 empty] | AC | [7 empty] | FALSE
P1KQRB49 | Forest Lighting USA | Forest Lighting | T8U450-19 | Linear Replacement Lamp | T8 Four-Foot | Dual Mode Internal Driver (UL Type A and Type B) |  | standard | FALSE | [10 empty] | March, 22 2016 00:00:00 | Not Dimmable | Not Dimmable | FALSE | Delisted on 4/1/2017re-listed on 4/10/2017 due to update | IIIICM | [25 empty] | 4.4 | 2450 | 110 | 22 | 10 | 0.98 | 5000 | 80 |  |  |  | FALSE | FALSE | FALSE | May, 02 2018 00:00:00 | 4.3 |  | standard |  |  |  |  | November, 02 2018 00:00:00 | FALSE | FALSE | FALSE | [6 empty] | AC | [7 empty] | FALSE
PC7UGHAG | Forest Lighting USA | Forest Lighting | T8U441-19 | Linear Replacement Lamp | T8 Four-Foot | Dual Mode Internal Driver (UL Type A and Type B) |  | standard | FALSE | [10 empty] | March, 22 2016 00:00:00 | Not Dimmable | Not Dimmable | FALSE | Delisted on 4/1/2017re-listed on 4/10/2017 due to update | IIIICM | [25 empty] | 4.4 | 2450 | 110 | 22 | 10 | 0.98 | 4100 | 80 |  |  |  | FALSE | FALSE | FALSE | May, 02 2018 00:00:00 | 4.3 |  | standard |  |  |  |  | November, 02 2018 00:00:00 | FALSE | FALSE | FALSE | [6 empty] | AC | [7 empty] | FALSE
PYM6DK5W | Forest Lighting USA | Forest Lighting | T8U430-19 | Linear Replacement Lamp | T8 Four-Foot | Dual Mode Internal Driver (UL Type A and Type B) |  | standard | TRUE |  | 2509.6 | 107.38 | 22.72 | 9.271 | 0.9818 | 3110 | 83.3 | 5 | 50000 | March, 22 2016 00:00:00 | Not Dimmable | Not Dimmable | FALSE | Delisted on 4/1/2017re-listed on 4/10/2017 due to update | IIIICM | [15 empty] | 92.1 |  | 1.34 | 1.32 | [6 empty] | 4.4 | 2450 | 110 | 22 | 10 | 0.98 | 3000 | 80 |  |  |  | FALSE | FALSE | FALSE | May, 02 2018 00:00:00 | 4.3 |  | standard |  |  |  |  | November, 02 2018 00:00:00 | FALSE | FALSE | FALSE | [6 empty] | AC | [7 empty] | FALSE
PE6ZTZC8 | Arlee Lighting | Arlee | PP17T830K4-W | Linear Replacement Lamp | T8 Four-Foot | Replacement Lamps (plug and play) (UL Type A) |  | standard | TRUE |  | 2261 | 113.8 | 19.86 | 9.43 | 0.9818 | 3073 | 84.5 | 5 | 50000 | March, 21 2016 00:00:00 | Not Dimmable | Not Dimmable | No | Product de-listed on 4/1/2017, re-listed on 4/28/2017 due to allowances requirements change | FFFFVZ | [15 empty] | 83.1 |  | 1.24 | 1.28 | [6 empty] | 4.4 | 2200 | 112 | 19.5 | 20 | 0.9 | 3000 | 82 |  |  |  | TRUE | FALSE | FALSE | May, 02 2018 00:00:00 | 4.3 |  | standard |  |  |  |  | November, 02 2018 00:00:00 | FALSE | FALSE | FALSE | [6 empty] | AC | [7 empty] | FALSE
PVYMT7PN | Arlee Lighting | Arlee | PP12T830K4-W | Linear Replacement Lamp | T8 Four-Foot | Replacement Lamps (plug and play) (UL Type A) |  | standard | TRUE |  | 1849 | 115.2 | 16.05 | 11.53 | 0.9752 | 3066 | 84.6 | 5 | 50000 | March, 21 2016 00:00:00 | Not Dimmable | Not Dimmable | No | Product de-listed on 4/1/2017, re-listed on 4/28/2017 due to allowances requirements change | FFFFVX | [15 empty] | 83.1 |  | 1.26 | 1.28 | [6 empty] | 5 | 1800 | 116 | 15.5 | 20 | 0.9 | 3000 | 83 |  |  |  | TRUE | FALSE | FALSE | May, 02 2018 00:00:00 | 4.3 |  | standard |  |  |  |  | March, 30 2020 00:00:00 | FALSE | FALSE | FALSE | [6 empty] | AC | [7 empty] | FALSE
P38RXMDH | Eiko Global, LLC | EiKO | LED22T8F/48/830-G6DR | Linear Replacement Lamp | T8 Four-Foot | Replacement Lamps (plug and play) (UL Type A) |  | standard | TRUE |  | 2261 | 113.8 | 19.86 | 9.43 | 0.9818 | 3073 | 84.5 | 5 | 50000 | March, 18 2016 00:00:00 | Not Dimmable | Not Dimmable | No | Product de-listed on 4/1/2017, re-listed on 4/28/2017 due to allowances requirements change | DDDHKG | [15 empty] | 83.1 |  | 1.24 | 1.28 | [6 empty] | 4.4 | 2200 | 112 | 19.5 | 20 | 0.9 | 3000 | 82 |  |  |  | TRUE | FALSE | FALSE | May, 02 2018 00:00:00 | 4.3 |  | standard |  |  |  |  | November, 02 2018 00:00:00 | FALSE | FALSE | FALSE | [6 empty] | AC | [7 empty] | FALSE
P54D2YS2 | Lumentek Global LLC | Lumentek Global | LG-T8-1200-15-27-BFDW | Linear Replacement Lamp | T8 Four-Foot | Dual Mode Internal Driver (UL Type A and Type B) |  | standard | TRUE |  | 1929 | 109 | 17.7 | 17.9 | 0.9557 | 2655 | 81.6 | 5 | 50000 | March, 17 2016 00:00:00 | Not Yet Verified | Not Yet Verified | NotYetVerified | Internal driver; operates off existing fluorescent ballast; Product de-listed on 4/1/2017, re-listed on 4/28/2017 due to allowances requirements change | MMMNXG | [15 empty] | 84.9 |  | 1.25 | 1.4 | [6 empty] | 4.4 | 2040 | 120 | 17.7 | 8.75 | 0.9936 | 2700 | 82 |  |  |  | FALSE | TRUE | FALSE | May, 02 2018 00:00:00 | 4.3 |  | standard |  |  |  |  | November, 02 2018 00:00:00 | FALSE | FALSE | FALSE | [6 empty] | AC | [7 empty] | FALSE
P7SG76T5 | Shenzhen Top Technology Co.,Ltd | TOOPER | TOP-T8-20W12 TCC(3500K) | Linear Replacement Lamp | T8 Four-Foot | Replacement Lamps (plug and play) (UL Type A) |  | standard | FALSE | [10 empty] | March, 17 2016 00:00:00 | Not Dimmable | Not Dimmable | No |  | SSSASZ | [25 empty] | 5 | 2812.22 | 135.63 | 20.735 | 18.13 | 0.953 | 3500 | 81.1 |  |  |  | FALSE | FALSE | FALSE | May, 02 2018 00:00:00 | 4.3 |  | standard |  |  |  |  | March, 30 2020 00:00:00 | FALSE | FALSE | FALSE | [6 empty] | AC | [7 empty] | FALSE
PZQWBB3E | Shenzhen Top Technology Co.,Ltd | TOOPER | TOP-T8-11.5W12 TCC(4000K) | Linear Replacement Lamp | T8 Four-Foot | Replacement Lamps (plug and play) (UL Type A) |  | standard | FALSE | [10 empty] | March, 17 2016 00:00:00 | Not Dimmable | Not Dimmable | No |  | SSSASW | [25 empty] | 5 | 1671.93 | 146.02 | 11.45 | 18.16 | 0.9739 | 4000 | 82.6 |  |  |  | FALSE | FALSE | FALSE | May, 02 2018 00:00:00 | 4.3 |  | standard |  |  |  |  | March, 30 2020 00:00:00 | FALSE | FALSE | FALSE | [6 empty] | AC | [7 empty] | FALSE
PURPQNWG | Shenzhen Top Technology Co.,Ltd | TOOPER | TOP-T8-16W12 MCC(4000K) | Linear Replacement Lamp | T8 Four-Foot | Replacement Lamps (plug and play) (UL Type A) |  | standard | FALSE | [10 empty] | March, 17 2016 00:00:00 | Not Dimmable | Not Dimmable | No |  | SSSATA | [25 empty] | 5 | 2377.15 | 142.17 | 16.72 | 16.82 | 0.9738 | 4000 | 82.2 |  |  |  | FALSE | FALSE | FALSE | May, 02 2018 00:00:00 | 4.3 |  | standard |  |  |  |  | March, 30 2020 00:00:00 | FALSE | FALSE | FALSE | [6 empty] | AC | [7 empty] | FALSE
PA7NEH95 | Shenzhen Top Technology Co.,Ltd | TOOPER | TOP-T8-20W12 TCC(4500K) | Linear Replacement Lamp | T8 Four-Foot | Replacement Lamps (plug and play) (UL Type A) |  | standard | FALSE | [10 empty] | March, 17 2016 00:00:00 | Not Dimmable | Not Dimmable | No |  | SSSASZ | [25 empty] | 5 | 3029.1 | 143.22 | 21.15 | 17.86 | 0.9539 | 4500 | 82.1 |  |  |  | FALSE | FALSE | FALSE | May, 02 2018 00:00:00 | 4.3 |  | standard |  |  |  |  | March, 30 2020 00:00:00 | FALSE | FALSE | FALSE | [6 empty] | AC | [7 empty] | FALSE
PUVWC8T2 | Shenzhen Top Technology Co.,Ltd | TOOPER | TOP-T8-14W12 TCC(4500K) | Linear Replacement Lamp | T8 Four-Foot | Replacement Lamps (plug and play) (UL Type A) |  | standard | FALSE | [10 empty] | March, 17 2016 00:00:00 | Not Dimmable | Not Dimmable | No |  | SSSASY | [25 empty] | 5 | 2136.12 | 146.51 | 14.58 | 18.86 | 0.9744 | 4500 | 82.4 |  |  |  | FALSE | FALSE | FALSE | May, 02 2018 00:00:00 | 4.3 |  | standard |  |  |  |  | March, 30 2020 00:00:00 | FALSE | FALSE | FALSE | [6 empty] | AC | [7 empty] | FALSE
PGFW95NM | Shenzhen Top Technology Co.,Ltd | TOOPER | TOP-T8-11.5W12 TCC(4500K) | Linear Replacement Lamp | T8 Four-Foot | Replacement Lamps (plug and play) (UL Type A) |  | standard | FALSE | [10 empty] | March, 17 2016 00:00:00 | Not Dimmable | Not Dimmable | No |  | SSSASW | [25 empty] | 5 | 1671.93 | 146.02 | 11.45 | 18.16 | 0.9739 | 4500 | 82.6 |  |  |  | FALSE | FALSE | FALSE | May, 02 2018 00:00:00 | 4.3 |  | standard |  |  |  |  | March, 30 2020 00:00:00 | FALSE | FALSE | FALSE | [6 empty] | AC | [7 empty] | FALSE
PBQ71TXS | Shenzhen Top Technology Co.,Ltd | TOOPER | TOP-T8-16W12 MCC(5000K) | Linear Replacement Lamp | T8 Four-Foot | Replacement Lamps (plug and play) (UL Type A) |  | standard | FALSE | [10 empty] | March, 17 2016 00:00:00 | Not Dimmable | Not Dimmable | No |  | SSSATA | [25 empty] | 5 | 2456.89 | 145.94 | 16.835 | 16.54 | 0.9738 | 5000 | 80.9 |  |  |  | FALSE | FALSE | FALSE | May, 02 2018 00:00:00 | 4.3 |  | standard |  |  |  |  | March, 30 2020 00:00:00 | FALSE | FALSE | FALSE | [6 empty] | AC | [7 empty] | FALSE
PAK2J2B6 | Shenzhen Top Technology Co.,Ltd | TOOPER | TOP-T8-11.5W12 TCC(3000K) | Linear Replacement Lamp | T8 Four-Foot | Replacement Lamps (plug and play) (UL Type A) |  | standard | TRUE |  | 1616.3 | 139.7 | 11.57 | 18.33 | 0.924 | 2912 | 81.6 | 5 | 50000 | March, 17 2016 00:00:00 | Not Dimmable | Not Dimmable | No |  | SSSASW | [15 empty] | 85.3 |  | 1.22 | 1.18 | [6 empty] | 5 | 1616.3 | 139.697 | 11.57 | 18.33 | 0.9726 | 3000 | 81.6 |  |  |  | FALSE | FALSE | FALSE | May, 02 2018 00:00:00 | 4.3 |  | standard |  |  |  |  | March, 30 2020 00:00:00 | FALSE | FALSE | FALSE | [6 empty] | AC | [7 empty] | FALSE
P378D56G | Shenzhen Top Technology Co.,Ltd | TOOPER | TOP-T8-14W12 TCC(3000K) | Linear Replacement Lamp | T8 Four-Foot | Replacement Lamps (plug and play) (UL Type A) |  | standard | TRUE |  | 2002.4 | 139.1 | 14.4 | 19.15 | 0.941 | 2929 | 81.4 | 5 | 50000 | March, 17 2016 00:00:00 | Not Dimmable | Not Dimmable | No |  | SSSASY | [15 empty] | 85.3 |  | 1.22 | 1.18 | [6 empty] | 5 | 2002.4 | 139.1 | 14.395 | 19.15 | 0.9749 | 3000 | 81.4 |  |  |  | FALSE | FALSE | FALSE | May, 02 2018 00:00:00 | 4.3 |  | standard |  |  |  |  | March, 30 2020 00:00:00 | FALSE | FALSE | FALSE | [6 empty] | AC | [7 empty] | FALSE
PMGS3KZ2 | Shenzhen Top Technology Co.,Ltd | TOOPER | TOP-T8-25W12 TCC(3500K) | Linear Replacement Lamp | T8 Four-Foot | Replacement Lamps (plug and play) (UL Type A) |  | standard | FALSE | [10 empty] | March, 17 2016 00:00:00 | Not Dimmable | Not Dimmable | No |  | SSSASX | [25 empty] | 5 | 3616.06 | 137.18 | 26.36 | 16.25 | 0.9522 | 3500 | 80.7 |  |  |  | FALSE | FALSE | FALSE | May, 02 2018 00:00:00 | 4.3 |  | standard |  |  |  |  | March, 30 2020 00:00:00 | FALSE | FALSE | FALSE | [6 empty] | AC | [7 empty] | FALSE
PK4MGX8T | Shenzhen Top Technology Co.,Ltd | TOOPER | TOP-T8-14W12 TCC(3500K) | Linear Replacement Lamp | T8 Four-Foot | Replacement Lamps (plug and play) (UL Type A) |  | standard | FALSE | [10 empty] | March, 17 2016 00:00:00 | Not Dimmable | Not Dimmable | No |  | SSSASY | [25 empty] | 5 | 2002.4 | 139.1 | 14.395 | 19.15 | 0.9749 | 3500 | 81.4 |  |  |  | FALSE | FALSE | FALSE | May, 02 2018 00:00:00 | 4.3 |  | standard |  |  |  |  | March, 30 2020 00:00:00 | FALSE | FALSE | FALSE | [6 empty] | AC | [7 empty] | FALSE
PZDDHU6Y | Shenzhen Top Technology Co.,Ltd | TOOPER | TOP-T8-16W12 MCC(3500K) | Linear Replacement Lamp | T8 Four-Foot | Replacement Lamps (plug and play) (UL Type A) |  | standard | FALSE | [10 empty] | March, 17 2016 00:00:00 | Not Dimmable | Not Dimmable | No |  | SSSATA | [25 empty] | 5 | 2212.16 | 133.58 | 16.56 | 17.09 | 0.9741 | 3500 | 81.7 |  |  |  | FALSE | FALSE | FALSE | May, 02 2018 00:00:00 | 4.3 |  | standard |  |  |  |  | March, 30 2020 00:00:00 | FALSE | FALSE | FALSE | [6 empty] | AC | [7 empty] | FALSE
PS8NN242 | Shenzhen Top Technology Co.,Ltd | TOOPER | TOP-T8-25W12 TCC(4000K) | Linear Replacement Lamp | T8 Four-Foot | Replacement Lamps (plug and play) (UL Type A) |  | standard | FALSE | [10 empty] | March, 17 2016 00:00:00 | Not Dimmable | Not Dimmable | No |  | SSSASX | [25 empty] | 5 | 3796.58 | 143.86 | 26.39 | 16.04 | 0.9524 | 4000 | 81.9 |  |  |  | FALSE | FALSE | FALSE | May, 02 2018 00:00:00 | 4.3 |  | standard |  |  |  |  | March, 30 2020 00:00:00 | FALSE | FALSE | FALSE | [6 empty] | AC | [7 empty] | FALSE
PMVAJQNU | Shenzhen Top Technology Co.,Ltd | TOOPER | TOP-T8-16W12 MCC(3000K) | Linear Replacement Lamp | T8 Four-Foot | Replacement Lamps (plug and play) (UL Type A) |  | standard | TRUE |  | 2212.59 | 133.58 | 16.56 | 16.82 | 0.928 | 2917 | 81.7 | 5 | 50000 | March, 17 2016 00:00:00 | Not Dimmable | Not Dimmable | No |  | SSSATA | [15 empty] | 85.3 |  | 1.22 | 1.18 | [6 empty] | 5 | 2212.16 | 133.58 | 16.56 | 17.09 | 0.9741 | 3000 | 81.7 |  |  |  | FALSE | FALSE | FALSE | May, 02 2018 00:00:00 | 4.3 |  | standard |  |  |  |  | March, 30 2020 00:00:00 | FALSE | FALSE | FALSE | [6 empty] | AC | [7 empty] | FALSE
PVW9NASR | Lumentek Global LLC | Lumentek Global | LG-T8-1200-13-50-BFDW | Linear Replacement Lamp | T8 Four-Foot | Dual Mode Internal Driver (UL Type A and Type B) |  | standard | FALSE | [10 empty] | March, 17 2016 00:00:00 | Not Dimmable | Not Dimmable | NotYetVerified | Nominal wattage 13w | MMMNXF | [25 empty] | 5 | 1930 | 135 | 14.3 | 20 | 0.9 | 5000 | 82.7 |  |  |  | FALSE | FALSE | FALSE | May, 02 2018 00:00:00 | 4.3 |  | standard |  |  |  |  | March, 30 2020 00:00:00 | FALSE | FALSE | FALSE | [6 empty] | AC | [7 empty] | FALSE
P8RR5H7K | Shenzhen Top Technology Co.,Ltd | TOOPER | TOP-T8-11.5W12 TCC(3500K) | Linear Replacement Lamp | T8 Four-Foot | Replacement Lamps (plug and play) (UL Type A) |  | standard | FALSE | [10 empty] | March, 17 2016 00:00:00 | Not Dimmable | Not Dimmable | No |  | SSSASW | [25 empty] | 5 | 1616.3 | 139.697 | 11.57 | 18.33 | 0.9726 | 3500 | 81.6 |  |  |  | FALSE | FALSE | FALSE | May, 02 2018 00:00:00 | 4.3 |  | standard |  |  |  |  | March, 30 2020 00:00:00 | FALSE | FALSE | FALSE | [6 empty] | AC | [7 empty] | FALSE
P38VX5GE | Shenzhen Top Technology Co.,Ltd | TOOPER | TOP-T8-20W12 TCC(4000K) | Linear Replacement Lamp | T8 Four-Foot | Replacement Lamps (plug and play) (UL Type A) |  | standard | FALSE | [10 empty] | March, 17 2016 00:00:00 | Not Dimmable | Not Dimmable | No |  | SSSASZ | [25 empty] | 5 | 3029.1 | 143.22 | 21.15 | 17.86 | 0.9539 | 4000 | 82.1 |  |  |  | FALSE | FALSE | FALSE | May, 02 2018 00:00:00 | 4.3 |  | standard |  |  |  |  | March, 30 2020 00:00:00 | FALSE | FALSE | FALSE | [6 empty] | AC | [7 empty] | FALSE
PZQGHQUG | Shenzhen Top Technology Co.,Ltd | TOOPER | TOP-T8-16W12 MCC(4500K) | Linear Replacement Lamp | T8 Four-Foot | Replacement Lamps (plug and play) (UL Type A) |  | standard | FALSE | [10 empty] | March, 17 2016 00:00:00 | Not Dimmable | Not Dimmable | No |  | SSSATA | [25 empty] | 5 | 2377.15 | 142.17 | 16.72 | 16.82 | 0.9738 | 4500 | 82.2 |  |  |  | FALSE | FALSE | FALSE | May, 02 2018 00:00:00 | 4.3 |  | standard |  |  |  |  | March, 30 2020 00:00:00 | FALSE | FALSE | FALSE | [6 empty] | AC | [7 empty] | FALSE
PSSBAKU1 | Shenzhen Top Technology Co.,Ltd | TOOPER | TOP-T8-25W12 TCC(5000K) | Linear Replacement Lamp | T8 Four-Foot | Replacement Lamps (plug and play) (UL Type A) |  | standard | FALSE | [10 empty] | March, 17 2016 00:00:00 | Not Dimmable | Not Dimmable | No |  | SSSASX | [25 empty] | 5 | 3963.22 | 150.29 | 26.37 | 15.85 | 0.9519 | 5000 | 80.8 |  |  |  | FALSE | FALSE | FALSE | May, 02 2018 00:00:00 | 4.3 |  | standard |  |  |  |  | March, 30 2020 00:00:00 | FALSE | FALSE | FALSE | [6 empty] | AC | [7 empty] | FALSE
P4ZNVHBN | Shenzhen Top Technology Co.,Ltd | TOOPER | TOP-T8-11.5W12 TCC(5000K) | Linear Replacement Lamp | T8 Four-Foot | Replacement Lamps (plug and play) (UL Type A) |  | standard | FALSE | [10 empty] | March, 17 2016 00:00:00 | Not Dimmable | Not Dimmable | No |  | SSSASW | [25 empty] | 5 | 1773.06 | 155.87 | 11.375 | 18.01 | 0.9742 | 5000 | 81.7 |  |  |  | FALSE | FALSE | FALSE | May, 02 2018 00:00:00 | 4.3 |  | standard |  |  |  |  | March, 30 2020 00:00:00 | FALSE | FALSE | FALSE | [6 empty] | AC | [7 empty] | FALSE
PX3FG76Z | Lumentek Global LLC | Lumentek Global | LG-T8-1200-13-40-BFDW | Linear Replacement Lamp | T8 Four-Foot | Dual Mode Internal Driver (UL Type A and Type B) |  | standard | TRUE |  | 1930 | 135.06 | 14.3 | 14.92 | 0.9034 | 3996 | 82.7 | 5 | 50000 | March, 17 2016 00:00:00 | Not Dimmable | Not Dimmable | NotYetVerified | Nominal wattage 13w | MMMNXF | [15 empty] | 85.3 |  | 1.3 | 1.23 | [6 empty] | 5 | 1930 | 135 | 14.3 | 20 | 0.9 | 4000 | 82.7 |  |  |  | FALSE | FALSE | FALSE | May, 02 2018 00:00:00 | 4.3 |  | standard |  |  |  |  | March, 30 2020 00:00:00 | FALSE | FALSE | FALSE | [6 empty] | AC | [7 empty] | FALSE
PVGHPJK2 | Shenzhen Top Technology Co.,Ltd | TOOPER | TOP-T8-25W12 TCC(3000K) | Linear Replacement Lamp | T8 Four-Foot | Replacement Lamps (plug and play) (UL Type A) |  | standard | TRUE |  | 3616.07 | 137.18 | 26.36 | 16.25 | 0.907 | 2919 | 80.7 | 5 | 50000 | March, 17 2016 00:00:00 | Not Dimmable | Not Dimmable | No |  | SSSASX | [15 empty] | 85.2 |  | 1.24 | 1.18 | [6 empty] | 5 | 3616.06 | 137.18 | 26.36 | 16.25 | 0.9522 | 3000 | 80.7 |  |  |  | FALSE | FALSE | FALSE | May, 02 2018 00:00:00 | 4.3 |  | standard |  |  |  |  | March, 30 2020 00:00:00 | FALSE | FALSE | FALSE | [6 empty] | AC | [7 empty] | FALSE
P4NB3NGN | Lumentek Global LLC | Lumentek Global | LG-T8-1200-16-30-BF | Linear Replacement Lamp | T8 Four-Foot | Replacement Lamps (plug and play) (UL Type A) |  | standard | TRUE |  | 2072 | 121.1 | 17.08 | 12.9 | 0.9081 | 2932 | 82.2 | 5 | 50000 | March, 17 2016 00:00:00 | Not Dimmable | Not Dimmable | NotYetVerified | Nominal wattage 16W; Product de-listed on 4/1/2017, re-listed on 4/28/2017 due to allowances requirements change | MMMNXE | [15 empty] | 84.5 |  | 1.25 | 1.21 | [6 empty] | 5 | 2072 | 121.31 | 17.08 | 20 | 0.9 | 3000 | 81.8 |  |  |  | TRUE | FALSE | FALSE | May, 02 2018 00:00:00 | 4.3 |  | standard |  |  |  |  | March, 30 2020 00:00:00 | FALSE | FALSE | FALSE | [6 empty] | AC | [7 empty] | FALSE
PHX3MSQQ | Shenzhen Top Technology Co.,Ltd | TOOPER | TOP-T8-20W12 TCC(3000K) | Linear Replacement Lamp | T8 Four-Foot | Replacement Lamps (plug and play) (UL Type A) |  | standard | TRUE |  | 2812.22 | 135.62 | 20.735 | 18.13 | 0.911 | 2981 | 81.1 | 5 | 50000 | March, 17 2016 00:00:00 | Not Dimmable | Not Dimmable | No |  | SSSASZ | [15 empty] | 85.2 |  | 1.22 | 1.22 | [6 empty] | 5 | 2812.22 | 135.63 | 20.735 | 18.13 | 0.953 | 3000 | 81.1 |  |  |  | FALSE | FALSE | FALSE | May, 02 2018 00:00:00 | 4.3 |  | standard |  |  |  |  | March, 30 2020 00:00:00 | FALSE | FALSE | FALSE | [6 empty] | AC | [7 empty] | FALSE
P2EUYRAW | Shenzhen Top Technology Co.,Ltd | TOOPER | TOP-T8-14W12 TCC(4000K) | Linear Replacement Lamp | T8 Four-Foot | Replacement Lamps (plug and play) (UL Type A) |  | standard | FALSE | [10 empty] | March, 17 2016 00:00:00 | Not Dimmable | Not Dimmable | No |  | SSSASY | [25 empty] | 5 | 2136.12 | 146.51 | 14.58 | 18.86 | 0.9744 | 4000 | 82.4 |  |  |  | FALSE | FALSE | FALSE | May, 02 2018 00:00:00 | 4.3 |  | standard |  |  |  |  | March, 30 2020 00:00:00 | FALSE | FALSE | FALSE | [6 empty] | AC | [7 empty] | FALSE
PRFKAEB2 | Shenzhen Top Technology Co.,Ltd | TOOPER | TOP-T8-25W12 TCC(4500K) | Linear Replacement Lamp | T8 Four-Foot | Replacement Lamps (plug and play) (UL Type A) |  | standard | FALSE | [10 empty] | March, 17 2016 00:00:00 | Not Dimmable | Not Dimmable | No |  | SSSASX | [25 empty] | 5 | 3796.58 | 143.86 | 26.39 | 16.04 | 0.9524 | 4500 | 81.9 |  |  |  | FALSE | FALSE | FALSE | May, 02 2018 00:00:00 | 4.3 |  | standard |  |  |  |  | March, 30 2020 00:00:00 | FALSE | FALSE | FALSE | [6 empty] | AC | [7 empty] | FALSE
PZQ2AFAH | Shenzhen Top Technology Co.,Ltd | TOOPER | TOP-T8-20W12 TCC(5000K) | Linear Replacement Lamp | T8 Four-Foot | Replacement Lamps (plug and play) (UL Type A) |  | standard | FALSE | [10 empty] | March, 17 2016 00:00:00 | Not Dimmable | Not Dimmable | No |  | SSSASZ | [25 empty] | 5 | 3117.43 | 148.56 | 20.985 | 17.63 | 0.9536 | 5000 | 81 |  |  |  | FALSE | FALSE | FALSE | May, 02 2018 00:00:00 | 4.3 |  | standard |  |  |  |  | March, 30 2020 00:00:00 | FALSE | FALSE | FALSE | [6 empty] | AC | [7 empty] | FALSE
PS29WQGN | Shenzhen Top Technology Co.,Ltd | TOOPER | TOP-T8-14W12 TCC(5000K) | Linear Replacement Lamp | T8 Four-Foot | Replacement Lamps (plug and play) (UL Type A) |  | standard | FALSE | [10 empty] | March, 17 2016 00:00:00 | Not Dimmable | Not Dimmable | No |  | SSSASY | [25 empty] | 5 | 2257.46 | 155.53 | 14.515 | 18.62 | 0.9742 | 5000 | 81.3 |  |  |  | FALSE | FALSE | FALSE | May, 02 2018 00:00:00 | 4.3 |  | standard |  |  |  |  | March, 30 2020 00:00:00 | FALSE | FALSE | FALSE | [6 empty] | AC | [7 empty] | FALSE
PKK8YDA1 | HK Syhdee LIGHTING Co., LIMITED. | SYHDEE | SYH-GL08-DC1212(3500K) | Linear Replacement Lamp | T8 Four-Foot | Replacement Lamps (plug and play) (UL Type A) |  | standard | FALSE | [10 empty] | March, 16 2016 00:00:00 | Not Dimmable | Not Dimmable | No |  | BBBCEP | [25 empty] | 5 | 1624 | 121.24 | 13.4 | 10.86 | 0.9046 | 3500 | 83.3 |  |  |  | FALSE | FALSE | FALSE | May, 02 2018 00:00:00 | 4.3 |  | standard |  |  |  |  | March, 30 2020 00:00:00 | FALSE | FALSE | FALSE | [6 empty] | AC | [7 empty] | FALSE
P9J14CE8 | HK Syhdee LIGHTING Co., LIMITED. | SYHDEE | SYH-GL08-DC1212(4000K) | Linear Replacement Lamp | T8 Four-Foot | Replacement Lamps (plug and play) (UL Type A) |  | standard | FALSE | [10 empty] | March, 16 2016 00:00:00 | Not Dimmable | Not Dimmable | No |  | BBBCEP | [25 empty] | 5 | 1635 | 122.06 | 13.4 | 10.86 | 0.9046 | 4000 | 83.3 |  |  |  | FALSE | FALSE | FALSE | May, 02 2018 00:00:00 | 4.3 |  | standard |  |  |  |  | March, 30 2020 00:00:00 | FALSE | FALSE | FALSE | [6 empty] | AC | [7 empty] | FALSE
PDKKK8BV | HK Syhdee LIGHTING Co., LIMITED. | SYHDEE | SYH-GL08-DC1212(3000K) | Linear Replacement Lamp | T8 Four-Foot | Replacement Lamps (plug and play) (UL Type A) |  | standard | TRUE |  | 1613 | 120.01 | 13.44 | 10.86 | 0.9046 | 3060 | 83.3 | 5 | 50000 | March, 16 2016 00:00:00 | Not Dimmable | Not Dimmable | No |  | BBBCEP | [15 empty] | 84.4 |  | 1.24 | 1.34 | [6 empty] | 5 | 1613 | 120.01 | 13.44 | 10.86 | 0.9046 | 3000 | 83.3 |  |  |  | FALSE | FALSE | FALSE | May, 02 2018 00:00:00 | 4.3 |  | standard |  |  |  |  | March, 30 2020 00:00:00 | FALSE | FALSE | FALSE | [6 empty] | AC | [7 empty] | FALSE
P1K9F852 | HK Syhdee LIGHTING Co., LIMITED. | SYHDEE | SYH-GL08-DC1212(4500K) | Linear Replacement Lamp | T8 Four-Foot | Replacement Lamps (plug and play) (UL Type A) |  | standard | FALSE | [10 empty] | March, 16 2016 00:00:00 | Not Dimmable | Not Dimmable | No |  | BBBCEP | [25 empty] | 5 | 1646 | 122.88 | 13.4 | 10.86 | 0.9046 | 4500 | 83.3 |  |  |  | FALSE | FALSE | FALSE | May, 02 2018 00:00:00 | 4.3 |  | standard |  |  |  |  | March, 30 2020 00:00:00 | FALSE | FALSE | FALSE | [6 empty] | AC | [7 empty] | FALSE
PTRXE32G | HK Syhdee LIGHTING Co., LIMITED. | SYHDEE | SYH-GL08-DC1212(5000K) | Linear Replacement Lamp | T8 Four-Foot | Replacement Lamps (plug and play) (UL Type A) |  | standard | FALSE | [10 empty] | March, 16 2016 00:00:00 | Not Dimmable | Not Dimmable | No |  | BBBCEP | [25 empty] | 5 | 1657 | 124.12 | 13.35 | 10.94 | 0.903 | 5000 | 84.2 |  |  |  | FALSE | FALSE | FALSE | May, 02 2018 00:00:00 | 4.3 |  | standard |  |  |  |  | March, 30 2020 00:00:00 | FALSE | FALSE | FALSE | [6 empty] | AC | [7 empty] | FALSE
P1S8RT4K | SHENZHEN ZENITH TECHNOLOGY CO.,LTD | ZENITH | ZS-T8J1218T02(3500K) | Linear Replacement Lamp | T8 Four-Foot | Replacement Lamps (plug and play) (UL Type A) |  | standard | FALSE | [10 empty] | March, 15 2016 00:00:00 | Not Dimmable | Not Dimmable | No |  | KKKYRN | [25 empty] | 5 | 2475 | 132.35 | 18.7 | 13.64 | 0.9058 | 3500 | 81.5 |  |  |  | FALSE | FALSE | FALSE | May, 02 2018 00:00:00 | 4.3 |  | standard |  |  |  |  | March, 30 2020 00:00:00 | FALSE | FALSE | FALSE | [6 empty] | AC | [7 empty] | FALSE
PDMT84NZ | SHENZHEN ZENITH TECHNOLOGY CO.,LTD | ZENITH | ZS-T8J1218T02(4000K) | Linear Replacement Lamp | T8 Four-Foot | Replacement Lamps (plug and play) (UL Type A) |  | standard | FALSE | [10 empty] | March, 15 2016 00:00:00 | Not Dimmable | Not Dimmable | No |  | KKKYRN | [25 empty] | 5 | 2485 | 132.88 | 18.7 | 13.64 | 0.9058 | 4000 | 81.5 |  |  |  | FALSE | FALSE | FALSE | May, 02 2018 00:00:00 | 4.3 |  | standard |  |  |  |  | March, 30 2020 00:00:00 | FALSE | FALSE | FALSE | [6 empty] | AC | [7 empty] | FALSE
P7SKH7U6 | SHENZHEN ZENITH TECHNOLOGY CO.,LTD | ZENITH | ZS-T8J1218T02(5000K) | Linear Replacement Lamp | T8 Four-Foot | Replacement Lamps (plug and play) (UL Type A) |  | standard | FALSE | [10 empty] | March, 15 2016 00:00:00 | Not Dimmable | Not Dimmable | No |  | KKKYRN | [25 empty] | 5 | 2505 | 134.22 | 18.66 | 13.64 | 0.9112 | 5000 | 82.8 |  |  |  | FALSE | FALSE | FALSE | May, 02 2018 00:00:00 | 4.3 |  | standard |  |  |  |  | March, 30 2020 00:00:00 | FALSE | FALSE | FALSE | [6 empty] | AC | [7 empty] | FALSE
P9T3TUGF | SHENZHEN ZENITH TECHNOLOGY CO.,LTD | ZENITH | ZS-T8J1218R02(3000K) | Linear Replacement Lamp | T8 Four-Foot | Replacement Lamps (plug and play) (UL Type A) |  | standard | TRUE |  | 2098 | 114.33 | 18.35 | 13.23 | 0.9103 | 2958 | 81.7 | 5 | 50000 | March, 15 2016 00:00:00 | Not Dimmable | Not Dimmable | No | Product de-listed on 4/1/2017, re-listed on 4/28/2017 due to allowances requirements change | KKKYRM | [15 empty] | 88.9 |  | 1.4 | 1.15 | [6 empty] | 5 | 2098 | 114.33 | 18.35 | 13.23 | 0.9103 | 3000 | 81.7 |  |  |  | TRUE | FALSE | FALSE | May, 02 2018 00:00:00 | 4.3 |  | standard |  |  |  |  | March, 30 2020 00:00:00 | FALSE | FALSE | FALSE | [6 empty] | AC | [7 empty] | FALSE
PHDTDAFG | SHENZHEN ZENITH TECHNOLOGY CO.,LTD | ZENITH | ZS-T8J1218T02(4500K) | Linear Replacement Lamp | T8 Four-Foot | Replacement Lamps (plug and play) (UL Type A) |  | standard | FALSE | [10 empty] | March, 15 2016 00:00:00 | Not Dimmable | Not Dimmable | No |  | KKKYRN | [25 empty] | 5 | 2495 | 133.42 | 18.7 | 13.64 | 0.9058 | 4500 | 81.5 |  |  |  | FALSE | FALSE | FALSE | May, 02 2018 00:00:00 | 4.3 |  | standard |  |  |  |  | March, 30 2020 00:00:00 | FALSE | FALSE | FALSE | [6 empty] | AC | [7 empty] | FALSE
PSFD7T75 | SHENZHEN ZENITH TECHNOLOGY CO.,LTD | ZENITH | ZS-T8J1218T02(3000K) | Linear Replacement Lamp | T8 Four-Foot | Replacement Lamps (plug and play) (UL Type A) |  | standard | TRUE |  | 2465 | 131.53 | 18.74 | 13.64 | 0.9058 | 2960 | 81.5 | 5 | 50000 | March, 15 2016 00:00:00 | Not Dimmable | Not Dimmable | No |  | KKKYRN | [15 empty] | 91.5 |  | 1.37 | 1.18 | [6 empty] | 5 | 2465 | 131.53 | 18.74 | 13.64 | 0.9058 | 3000 | 81.5 |  |  |  | FALSE | FALSE | FALSE | May, 02 2018 00:00:00 | 4.3 |  | standard |  |  |  |  | March, 30 2020 00:00:00 | FALSE | FALSE | FALSE | [6 empty] | AC | [7 empty] | FALSE
PS6W1QP7 | Edson Lighting Technology Co., Limited | EDSON LIGHTING | YS-T8-15W 1200 BIX(FTS)(3000K) | Linear Replacement Lamp | T8 Four-Foot | Replacement Lamps (plug and play) (UL Type A) |  | standard | TRUE |  | 1686.3 | 110 | 15.32 | 17.35 | 0.918 | 2973 | 82 | 5 | 50000 | March, 08 2016 00:00:00 | Not Dimmable | Not Dimmable | FALSE |  | DDDHJR | [15 empty] | 83.8 |  | 1.18 | 1.24 | [6 empty] | 4.4 | 1686.36 | 110.076 | 15.32 | 17.35 | 0.994 | 3000 | 82 |  |  |  | FALSE | FALSE | FALSE | May, 02 2018 00:00:00 | 4.3 |  | standard |  |  |  |  | November, 02 2018 00:00:00 | FALSE | FALSE | FALSE | [6 empty] | AC | [7 empty] | FALSE
P6UNHNPS | Edson Lighting Technology Co., Limited | EDSON LIGHTING | YS-T8-15W 1200 BIX(FTS)(3500K) | Linear Replacement Lamp | T8 Four-Foot | Replacement Lamps (plug and play) (UL Type A) |  | standard | FALSE | [10 empty] | March, 08 2016 00:00:00 | Not Dimmable | Not Dimmable | FALSE |  | DDDHJR | [25 empty] | 4.4 | 1717.96 | 111.267 | 15.44 | 17.02 | 0.993 | 3500 | 82 |  |  |  | FALSE | FALSE | FALSE | May, 02 2018 00:00:00 | 4.3 |  | standard |  |  |  |  | November, 02 2018 00:00:00 | FALSE | FALSE | FALSE | [6 empty] | AC | [7 empty] | FALSE
PCM7UCX8 | Edson Lighting Technology Co., Limited | EDSON LIGHTING | YS-T8-15W 1200 BIX(FTS)(4500K) | Linear Replacement Lamp | T8 Four-Foot | Replacement Lamps (plug and play) (UL Type A) |  | standard | FALSE | [10 empty] | March, 08 2016 00:00:00 | Not Dimmable | Not Dimmable | FALSE |  | DDDHJR | [25 empty] | 4.4 | 1749.24 | 112.203 | 15.59 | 16.22 | 0.992 | 4500 | 82 |  |  |  | FALSE | FALSE | FALSE | May, 02 2018 00:00:00 | 4.3 |  | standard |  |  |  |  | November, 02 2018 00:00:00 | FALSE | FALSE | FALSE | [6 empty] | AC | [7 empty] | FALSE
P8CSHM6G | Edson Lighting Technology Co., Limited | EDSON LIGHTING | YS-T8-15W 1200 BIX(FTS)(4000K) | Linear Replacement Lamp | T8 Four-Foot | Replacement Lamps (plug and play) (UL Type A) |  | standard | FALSE | [10 empty] | March, 08 2016 00:00:00 | Not Dimmable | Not Dimmable | FALSE |  | DDDHJR | [25 empty] | 4.4 | 1734.14 | 111.736 | 15.52 | 16.74 | 0.991 | 4000 | 82 |  |  |  | FALSE | FALSE | FALSE | May, 02 2018 00:00:00 | 4.3 |  | standard |  |  |  |  | November, 02 2018 00:00:00 | FALSE | FALSE | FALSE | [6 empty] | AC | [7 empty] | FALSE
PQ5WNR4B | Edson Lighting Technology Co., Limited | EDSON LIGHTING | YS-T8-15W 1200 BIX(FTS)(5000K) | Linear Replacement Lamp | T8 Four-Foot | Replacement Lamps (plug and play) (UL Type A) |  | standard | FALSE | [10 empty] | March, 08 2016 00:00:00 | Not Dimmable | Not Dimmable | FALSE |  | DDDHJR | [25 empty] | 4.4 | 1759.8 | 112.591 | 15.63 | 15.14 | 0.992 | 5000 | 83 |  |  |  | FALSE | FALSE | FALSE | May, 02 2018 00:00:00 | 4.3 |  | standard |  |  |  |  | November, 02 2018 00:00:00 | FALSE | FALSE | FALSE | [6 empty] | AC | [7 empty] | FALSE
PRY9316Q | Espen Technology | ESPEN | L48T8/830/12G-EB SS | Linear Replacement Lamp | T8 Four-Foot | Replacement Lamps (plug and play) (UL Type A) |  | standard | TRUE |  | 1849 | 115.2 | 16.05 | 11.53 | 0.9752 | 3066 | 84.6 | 5 | 50000 | March, 07 2016 00:00:00 | Not Dimmable | Not Dimmable | No | Product de-listed on 4/1/2017, re-listed on 4/28/2017 due to allowances requirements change | DDDHJN | [15 empty] | 83.1 |  | 1.26 | 1.28 | [6 empty] | 5 | 1800 | 116 | 15.5 | 20 | 0.9 | 3000 | 83 |  |  |  | TRUE | FALSE | FALSE | May, 02 2018 00:00:00 | 4.3 |  | standard |  |  |  |  | March, 30 2020 00:00:00 | FALSE | FALSE | FALSE | [6 empty] | AC | [7 empty] | FALSE
PSY84Y58 | EarthTronics Inc. | EarthTronics | LT817830 | Linear Replacement Lamp | T8 Four-Foot | Replacement Lamps (plug and play) (UL Type A) |  | standard | TRUE |  | 2261 | 113.8 | 19.86 | 9.43 | 0.9818 | 3073 | 84.5 | 5 | 50000 | March, 04 2016 00:00:00 | Not Dimmable | Not Dimmable | FALSE | Product de-listed on 4/1/2017, re-listed on 4/28/2017 due to allowances requirements change | WWWAEJ | [15 empty] | 83.1 |  | 1.24 | 1.28 | [6 empty] | 4.4 | 2200 | 112 | 19.5 | 20 | 0.9 | 3000 | 82 |  |  |  | TRUE | FALSE | FALSE | May, 02 2018 00:00:00 | 4.3 |  | standard |  |  |  |  | November, 02 2018 00:00:00 | FALSE | FALSE | FALSE | [6 empty] | AC | [7 empty] | FALSE
P37ARR4U | ETECH LED | E Tech LED | FF-T84-A2-13-40-CLR | Linear Replacement Lamp | T8 Four-Foot | Dual Mode Internal Driver (UL Type A and Type B) |  | standard | TRUE |  | 1930 | 135.06 | 14.3 | 14.92 | 0.9034 | 3996 | 82.7 | 5 | 50000 | March, 03 2016 00:00:00 | Not Dimmable | Not Dimmable | NotYetVerified | Nominal wattage 13w | KKKYQM | [15 empty] | 85.3 |  | 1.3 | 1.23 | [6 empty] | 5 | 1930 | 135 | 14.3 | 20 | 0.9 | 4000 | 82.7 |  |  |  | FALSE | FALSE | FALSE | May, 02 2018 00:00:00 | 4.3 |  | standard |  |  |  |  | March, 30 2020 00:00:00 | FALSE | FALSE | FALSE | [6 empty] | AC | [7 empty] | FALSE
PHHGGPY9 | ETECH LED | E Tech | FF-T84-A2-13-50 | Linear Replacement Lamp | T8 Four-Foot | Dual Mode Internal Driver (UL Type A and Type B) |  | standard | FALSE | [10 empty] | March, 03 2016 00:00:00 | Not Dimmable | Not Dimmable | No | Updated on 5/6/2017 | KKKYQL | [25 empty] | 5 | 1850 | 130 | 14.2 | 20 | 0.9 | 4000 | 81 |  |  |  | FALSE | FALSE | FALSE | May, 02 2018 00:00:00 | 4.3 |  | standard |  |  |  |  | March, 30 2020 00:00:00 | FALSE | FALSE | FALSE | [6 empty] | AC | [7 empty] | FALSE
P1RNEYHT | ETECH LED | E Tech | FF-T84-A2-13-40 | Linear Replacement Lamp | T8 Four-Foot | Dual Mode Internal Driver (UL Type A and Type B) |  | standard | TRUE |  | 1850 | 131.2 | 14.1 | 14.45 | 0.9042 | 3995 | 82.6 | 5 | 50000 | March, 03 2016 00:00:00 | Not Dimmable | Not Dimmable | No | Updated on 5/6/2017 | KKKYQL | [15 empty] | 84.5 |  | 1.33 | 1.23 | [6 empty] | 5 | 1850 | 130 | 14.2 | 20 | 0.9 | 4000 | 81 |  |  |  | FALSE | FALSE | FALSE | May, 02 2018 00:00:00 | 4.3 |  | standard |  |  |  |  | March, 30 2020 00:00:00 | FALSE | FALSE | FALSE | [6 empty] | AC | [7 empty] | FALSE
PATTJ4TS | ETECH LED | E Tech LED | FF-T84-A2-13-50-CLR | Linear Replacement Lamp | T8 Four-Foot | Dual Mode Internal Driver (UL Type A and Type B) |  | standard | FALSE | [10 empty] | March, 03 2016 00:00:00 | Not Dimmable | Not Dimmable | NotYetVerified | Nominal wattage 13w | KKKYQM | [25 empty] | 5 | 1930 | 135 | 14.3 | 20 | 0.9 | 5000 | 82.7 |  |  |  | FALSE | FALSE | FALSE | May, 02 2018 00:00:00 | 4.3 |  | standard |  |  |  |  | March, 30 2020 00:00:00 | FALSE | FALSE | FALSE | [6 empty] | AC | [7 empty] | FALSE
P6APHJQ3 | LED LEADER INC. | LED LEADER | L4GA-19T8LEDMVBF45 | Linear Replacement Lamp | T8 Four-Foot | Dual Mode Internal Driver (UL Type A and Type B) |  | standard | FALSE | [10 empty] | March, 02 2016 00:00:00 | Not Dimmable | Not Dimmable | No |  | IIIIAA | [25 empty] | 5 | 2609 | 134.35 | 19.42 | 12.6 | 0.9148 | 4500 | 82.6 |  |  |  | FALSE | FALSE | FALSE | May, 02 2018 00:00:00 | 4.3 |  | standard |  |  |  |  | March, 30 2020 00:00:00 | FALSE | FALSE | FALSE | [6 empty] | AC | [7 empty] | FALSE
PEJZCFSV | LED LEADER INC. | LED LEADER | L4GA-19T8LEDMVBF50 | Linear Replacement Lamp | T8 Four-Foot | Dual Mode Internal Driver (UL Type A and Type B) |  | standard | FALSE | [10 empty] | March, 02 2016 00:00:00 | Not Dimmable | Not Dimmable | No |  | IIIIAA | [25 empty] | 5 | 2632 | 135.24 | 19.46 | 12.56 | 0.9252 | 5000 | 82.5 |  |  |  | FALSE | FALSE | FALSE | May, 02 2018 00:00:00 | 4.3 |  | standard |  |  |  |  | March, 30 2020 00:00:00 | FALSE | FALSE | FALSE | [6 empty] | AC | [7 empty] | FALSE
PE9PGM9R | LED LEADER INC. | LED LEADER | L4GA-19T8LEDMVBF30 | Linear Replacement Lamp | T8 Four-Foot | Dual Mode Internal Driver (UL Type A and Type B) |  | standard | TRUE |  | 2518 | 130.53 | 19.29 | 12.44 | 0.9265 | 2993 | 82.6 | 5 | 50000 | March, 02 2016 00:00:00 | Not Dimmable | Not Dimmable | No |  | IIIIAA | [15 empty] | 91.4 |  | 1.2 | 1.36 | [6 empty] | 5 | 2540 | 131.06 | 19.38 | 12.6 | 0.9148 | 3000 | 82.6 |  |  |  | FALSE | FALSE | FALSE | May, 02 2018 00:00:00 | 4.3 |  | standard |  |  |  |  | March, 30 2020 00:00:00 | FALSE | FALSE | FALSE | [6 empty] | AC | [7 empty] | FALSE
PUYBC42N | LED LEADER INC. | LED LEADER | L4GA-19T8LEDMVBF35 | Linear Replacement Lamp | T8 Four-Foot | Dual Mode Internal Driver (UL Type A and Type B) |  | standard | FALSE | [10 empty] | March, 02 2016 00:00:00 | Not Dimmable | Not Dimmable | No |  | IIIIAA | [25 empty] | 5 | 2563 | 131.98 | 19.42 | 12.6 | 0.9148 | 3500 | 82.6 |  |  |  | FALSE | FALSE | FALSE | May, 02 2018 00:00:00 | 4.3 |  | standard |  |  |  |  | March, 30 2020 00:00:00 | FALSE | FALSE | FALSE | [6 empty] | AC | [7 empty] | FALSE
PD85ESXT | LED LEADER INC. | LED LEADER | L4GA-19T8LEDMVBF40 | Linear Replacement Lamp | T8 Four-Foot | Dual Mode Internal Driver (UL Type A and Type B) |  | standard | FALSE | [10 empty] | March, 02 2016 00:00:00 | Not Dimmable | Not Dimmable | No |  | IIIIAA | [25 empty] | 5 | 2586 | 133.16 | 19.42 | 12.6 | 0.9148 | 4000 | 82.6 |  |  |  | FALSE | FALSE | FALSE | May, 02 2018 00:00:00 | 4.3 |  | standard |  |  |  |  | March, 30 2020 00:00:00 | FALSE | FALSE | FALSE | [6 empty] | AC | [7 empty] | FALSE
PUMCGN4Q | Light Efficient Design | Remphos | RPT-TOTALTUBEG2-T8-48IN-3500K | Linear Replacement Lamp | T8 Four-Foot | Dual Mode Internal Driver (UL Type A and Type B) |  | standard | FALSE | [10 empty] | February, 29 2016 00:00:00 | Not Dimmable | Not Dimmable | No |  | DDDHIZ | [25 empty] | 5 | 1841 | 128.92 | 12 | 14.33 | 0.9362 | 3500 | 82.3 |  |  |  | FALSE | FALSE | FALSE | May, 02 2018 00:00:00 | 4.3 |  | standard |  |  |  |  | March, 30 2020 00:00:00 | FALSE | FALSE | FALSE | [6 empty] | AC | [7 empty] | FALSE
PZTMF8MV | Light Efficient Design | Remphos | RPT-TOTALTUBEHOG2-T8-48IN-3500K | Linear Replacement Lamp | T8 Four-Foot | Dual Mode Internal Driver (UL Type A and Type B) |  | standard | FALSE | [10 empty] | February, 29 2016 00:00:00 | Not Dimmable | Not Dimmable | No |  | DDDHJB | [25 empty] | 5 | 2315 | 132.51 | 16 | 14.95 | 0.9341 | 3500 | 82.4 |  |  |  | FALSE | FALSE | FALSE | May, 02 2018 00:00:00 | 4.3 |  | standard |  |  |  |  | March, 30 2020 00:00:00 | FALSE | FALSE | FALSE | [6 empty] | AC | [7 empty] | FALSE
P8B1U3SW | Light Efficient Design | Remphos | RPT-TOTALTUBEHOG2-T8-48IN-3000K | Linear Replacement Lamp | T8 Four-Foot | Dual Mode Internal Driver (UL Type A and Type B) |  | standard | TRUE |  | 2296 | 132.11 | 17.38 | 14.95 | 0.9341 | 2934 | 82.4 | 5 | 50000 | February, 29 2016 00:00:00 | Not Dimmable | Not Dimmable | No |  | DDDHJB | [15 empty] | 85.5 |  | 1.2 | 1.26 | [6 empty] | 5 | 2296 | 132.11 | 16 | 14.95 | 0.9341 | 3000 | 82.4 |  |  |  | FALSE | FALSE | FALSE | May, 02 2018 00:00:00 | 4.3 |  | standard |  |  |  |  | March, 30 2020 00:00:00 | FALSE | FALSE | FALSE | [6 empty] | AC | [7 empty] | FALSE
PECCUSVN | Light Efficient Design | Remphos | RPT-TOTALTUBEHOG2-T8-48IN-4000K | Linear Replacement Lamp | T8 Four-Foot | Dual Mode Internal Driver (UL Type A and Type B) |  | standard | FALSE | [10 empty] | February, 29 2016 00:00:00 | Not Dimmable | Not Dimmable | No |  | DDDHJB | [25 empty] | 5 | 2334 | 133.6 | 16 | 14.95 | 0.9341 | 4000 | 82.4 |  |  |  | FALSE | FALSE | FALSE | May, 02 2018 00:00:00 | 4.3 |  | standard |  |  |  |  | March, 30 2020 00:00:00 | FALSE | FALSE | FALSE | [6 empty] | AC | [7 empty] | FALSE
PSAA5D5J | Light Efficient Design | Remphos | RPT-TOTALTUBEG2-T8-48IN-3000K | Linear Replacement Lamp | T8 Four-Foot | Dual Mode Internal Driver (UL Type A and Type B) |  | standard | TRUE |  | 1826 | 128.59 | 14.2 | 14.33 | 0.9362 | 2932 | 82.3 | 5 | 50000 | February, 29 2016 00:00:00 | Not Dimmable | Not Dimmable | No |  | DDDHIZ | [15 empty] | 85.5 |  | 1.2 | 1.24 | [6 empty] | 5 | 1826 | 128.59 | 12 | 14.33 | 0.9362 | 3000 | 82.3 |  |  |  | FALSE | FALSE | FALSE | May, 02 2018 00:00:00 | 4.3 |  | standard |  |  |  |  | March, 30 2020 00:00:00 | FALSE | FALSE | FALSE | [6 empty] | AC | [7 empty] | FALSE
PMHR1P29 | Light Efficient Design | Remphos | RPT-TOTALTUBEHOG2-T8-48IN-5000K | Linear Replacement Lamp | T8 Four-Foot | Dual Mode Internal Driver (UL Type A and Type B) |  | standard | FALSE | [10 empty] | February, 29 2016 00:00:00 | Not Dimmable | Not Dimmable | No |  | DDDHJB | [25 empty] | 5 | 2354 | 134.05 | 16 | 14.49 | 0.9326 | 5000 | 83 |  |  |  | FALSE | FALSE | FALSE | May, 02 2018 00:00:00 | 4.3 |  | standard |  |  |  |  | March, 30 2020 00:00:00 | FALSE | FALSE | FALSE | [6 empty] | AC | [7 empty] | FALSE
P7XV6F6C | Light Efficient Design | Remphos | RPT-TOTALTUBEMOG2-T8-48IN-3000K | Linear Replacement Lamp | T8 Four-Foot | Dual Mode Internal Driver (UL Type A and Type B) |  | standard | TRUE |  | 2082 | 131.36 | 15.85 | 14.96 | 0.9226 | 2930 | 82.3 | 5 | 50000 | February, 29 2016 00:00:00 | Not Dimmable | Not Dimmable | No | Product de-listed on 4/1/2017, re-listed on 4/28/2017 due to allowances requirements change | DDDHJA | [15 empty] | 85.4 |  | 1.2 | 1.24 | [6 empty] | 5 | 2082 | 131.36 | 14 | 15.02 | 0.933 | 3000 | 82.3 |  |  |  | TRUE | FALSE | FALSE | May, 02 2018 00:00:00 | 4.3 |  | standard |  |  |  |  | March, 30 2020 00:00:00 | FALSE | FALSE | FALSE | [6 empty] | AC | [7 empty] | FALSE
PWE8Y3UX | Light Efficient Design | Remphos | RPT-TOTALTUBEG2-T8-48IN-4000K | Linear Replacement Lamp | T8 Four-Foot | Dual Mode Internal Driver (UL Type A and Type B) |  | standard | FALSE | [10 empty] | February, 29 2016 00:00:00 | Not Dimmable | Not Dimmable | No |  | DDDHIZ | [25 empty] | 5 | 1856 | 129.97 | 12 | 14.33 | 0.9362 | 4000 | 82.3 |  |  |  | FALSE | FALSE | FALSE | May, 02 2018 00:00:00 | 4.3 |  | standard |  |  |  |  | March, 30 2020 00:00:00 | FALSE | FALSE | FALSE | [6 empty] | AC | [7 empty] | FALSE
PWC9DUB2 | Light Efficient Design | Remphos | RPT-TOTALTUBEG2-T8-48IN-5000K | Linear Replacement Lamp | T8 Four-Foot | Dual Mode Internal Driver (UL Type A and Type B) |  | standard | FALSE | [10 empty] | February, 29 2016 00:00:00 | Not Dimmable | Not Dimmable | No |  | DDDHIZ | [25 empty] | 5 | 1871 | 130.38 | 12 | 14.57 | 0.9264 | 5000 | 82.4 |  |  |  | FALSE | FALSE | FALSE | May, 02 2018 00:00:00 | 4.3 |  | standard |  |  |  |  | March, 30 2020 00:00:00 | FALSE | FALSE | FALSE | [6 empty] | AC | [7 empty] | FALSE
PWAKXJGG | Gu Yuan Optoelectronic Technology Co Ltd | GY | L14W-48T8/840 | Linear Replacement Lamp | T8 Four-Foot | Replacement Lamps (plug and play) (UL Type A) |  | standard | FALSE | [10 empty] | February, 25 2016 00:00:00 | Not Dimmable | Not Dimmable | No |  | TTTTYN | [25 empty] | 5 | 2000 | 120 | 16.5 | 15 | 0.98 | 4000 | 80 |  |  |  | FALSE | FALSE | FALSE | May, 02 2018 00:00:00 | 4.3 |  | standard |  |  |  |  | March, 30 2020 00:00:00 | FALSE | FALSE | FALSE | [6 empty] | AC | [7 empty] | FALSE
PSYPKZ6B | Gu Yuan Optoelectronic Technology Co Ltd | GY | L16W-48T8/840 | Linear Replacement Lamp | T8 Four-Foot | Replacement Lamps (plug and play) (UL Type A) |  | standard | FALSE | [10 empty] | February, 25 2016 00:00:00 | Not Dimmable | Not Dimmable | No |  | TTTTYO | [25 empty] | 5 | 2300 | 120 | 19 | 15 | 0.98 | 4000 | 80 |  |  |  | FALSE | FALSE | FALSE | May, 02 2018 00:00:00 | 4.3 |  | standard |  |  |  |  | March, 30 2020 00:00:00 | FALSE | FALSE | FALSE | [6 empty] | AC | [7 empty] | FALSE
PTC41QMU | Gu Yuan Optoelectronic Technology Co Ltd | GY | L16W-48T8/850 | Linear Replacement Lamp | T8 Four-Foot | Replacement Lamps (plug and play) (UL Type A) |  | standard | FALSE | [10 empty] | February, 25 2016 00:00:00 | Not Dimmable | Not Dimmable | No |  | TTTTYO | [25 empty] | 5 | 2300 | 120 | 19 | 15 | 0.98 | 5000 | 80 |  |  |  | FALSE | FALSE | FALSE | May, 02 2018 00:00:00 | 4.3 |  | standard |  |  |  |  | March, 30 2020 00:00:00 | FALSE | FALSE | FALSE | [6 empty] | AC | [7 empty] | FALSE
PA3SVD4Y | Gu Yuan Optoelectronic Technology Co Ltd | GY | L14W-48T8/850 | Linear Replacement Lamp | T8 Four-Foot | Replacement Lamps (plug and play) (UL Type A) |  | standard | FALSE | [10 empty] | February, 25 2016 00:00:00 | Not Dimmable | Not Dimmable | No |  | TTTTYN | [25 empty] | 5 | 2000 | 120 | 16.5 | 15 | 0.98 | 5000 | 80 |  |  |  | FALSE | FALSE | FALSE | May, 02 2018 00:00:00 | 4.3 |  | standard |  |  |  |  | March, 30 2020 00:00:00 | FALSE | FALSE | FALSE | [6 empty] | AC | [7 empty] | FALSE
PA28QY5K | Gu Yuan Optoelectronic Technology Co Ltd | GY | L14W-48T8/830 | Linear Replacement Lamp | T8 Four-Foot | Replacement Lamps (plug and play) (UL Type A) |  | standard | TRUE |  | 1884.5 | 112.9 | 16.69 | 10.51 | 0.958 | 3016 | 82.8 | 5 | 50000 | February, 25 2016 00:00:00 | Not Dimmable | Not Dimmable | FALSE |  | TTTTYN | [15 empty] | 84.1 |  | 1.3 | 1.32 | [6 empty] | 4.4 | 1850 | 115 | 16.5 | 15 | 0.98 | 3000 | 80 |  |  |  | FALSE | FALSE | FALSE | May, 02 2018 00:00:00 | 4.3 |  | standard |  |  |  |  | November, 02 2018 00:00:00 | FALSE | FALSE | FALSE | [6 empty] | AC | [7 empty] | FALSE
PJPCFSJM | Gu Yuan Optoelectronic Technology Co Ltd | GY | L14W-48T8/835 | Linear Replacement Lamp | T8 Four-Foot | Replacement Lamps (plug and play) (UL Type A) |  | standard | FALSE | [10 empty] | February, 25 2016 00:00:00 | Not Dimmable | Not Dimmable | FALSE |  | TTTTYN | [25 empty] | 4.4 | 1850 | 115 | 16.5 | 15 | 0.98 | 3500 | 80 |  |  |  | FALSE | FALSE | FALSE | May, 02 2018 00:00:00 | 4.3 |  | standard |  |  |  |  | November, 02 2018 00:00:00 | FALSE | FALSE | FALSE | [6 empty] | AC | [7 empty] | FALSE
PZ77FZ2T | Gu Yuan Optoelectronic Technology Co Ltd | GY | L16W-48T8/830 | Linear Replacement Lamp | T8 Four-Foot | Replacement Lamps (plug and play) (UL Type A) |  | standard | TRUE |  | 2261.8 | 115.5 | 19.59 | 8.39 | 0.968 | 3018 | 82.7 | 5 | 50000 | February, 25 2016 00:00:00 | Not Dimmable | Not Dimmable | No |  | TTTTYO | [15 empty] | 84 |  | 1.3 | 1.3 | [6 empty] | 5 | 2100 | 115 | 19 | 15 | 0.98 | 3000 | 80 |  |  |  | FALSE | FALSE | FALSE | May, 02 2018 00:00:00 | 4.3 |  | standard |  |  |  |  | March, 30 2020 00:00:00 | FALSE | FALSE | FALSE | [6 empty] | AC | [7 empty] | FALSE
PSV138JC | Gu Yuan Optoelectronic Technology Co Ltd | GY | L16W-48T8/835 | Linear Replacement Lamp | T8 Four-Foot | Replacement Lamps (plug and play) (UL Type A) |  | standard | FALSE | [10 empty] | February, 25 2016 00:00:00 | Not Dimmable | Not Dimmable | FALSE |  | TTTTYO | [25 empty] | 4.4 | 2100 | 115 | 19 | 15 | 0.98 | 3500 | 80 |  |  |  | FALSE | FALSE | FALSE | May, 02 2018 00:00:00 | 4.3 |  | standard |  |  |  |  | November, 02 2018 00:00:00 | FALSE | FALSE | FALSE | [6 empty] | AC | [7 empty] | FALSE
PXPPV791 | Gu Yuan Optoelectronic Technology Co Ltd | GY | GY-T8-4F-830-14W | Linear Replacement Lamp | T8 Four-Foot | Dual Mode Internal Driver (UL Type A and Type B) |  | standard | TRUE |  | 1785.5 | 109.1 | 16.36 | 10.42 | 0.961 | 3004 | 83 | 5 | 50000 | February, 11 2016 00:00:00 | Not Dimmable | Not Dimmable | FALSE |  | TTTTXM | [15 empty] | 83.9 |  | 1.28 | 1.32 | [6 empty] | 4.4 | 1750 | 110 | 14 | 15 | 0.98 | 3000 | 80 |  |  |  | FALSE | FALSE | FALSE | May, 02 2018 00:00:00 | 4.3 |  | standard |  |  |  |  | November, 02 2018 00:00:00 | FALSE | FALSE | FALSE | [6 empty] | AC | [7 empty] | FALSE
PC3KGAMM | Gu Yuan Optoelectronic Technology Co Ltd | GY | GY-T8-4F-850-18W | Linear Replacement Lamp | T8 Four-Foot | Dual Mode Internal Driver (UL Type A and Type B) |  | standard | FALSE | [10 empty] | February, 11 2016 00:00:00 | Not Dimmable | Not Dimmable | FALSE |  | TTTTXL | [25 empty] | 4.4 | 2300 | 115 | 18 | 15 | 0.98 | 5000 | 80 |  |  |  | FALSE | FALSE | FALSE | May, 02 2018 00:00:00 | 4.3 |  | standard |  |  |  |  | November, 02 2018 00:00:00 | FALSE | FALSE | FALSE | [6 empty] | AC | [7 empty] | FALSE
PXPUS1F9 | Gu Yuan Optoelectronic Technology Co Ltd | GY | GY-T8-4F-835-14W | Linear Replacement Lamp | T8 Four-Foot | Dual Mode Internal Driver (UL Type A and Type B) |  | standard | FALSE | [10 empty] | February, 11 2016 00:00:00 | Not Dimmable | Not Dimmable | FALSE |  | TTTTXM | [25 empty] | 4.4 | 1750 | 110 | 14 | 15 | 0.98 | 3500 | 80 |  |  |  | FALSE | FALSE | FALSE | May, 02 2018 00:00:00 | 4.3 |  | standard |  |  |  |  | November, 02 2018 00:00:00 | FALSE | FALSE | FALSE | [6 empty] | AC | [7 empty] | FALSE
PKJ6FCT7 | Gu Yuan Optoelectronic Technology Co Ltd | GY | GY-T8-4F-835-18W | Linear Replacement Lamp | T8 Four-Foot | Dual Mode Internal Driver (UL Type A and Type B) |  | standard | FALSE | [10 empty] | February, 11 2016 00:00:00 | Not Dimmable | Not Dimmable | FALSE |  | TTTTXL | [25 empty] | 4.4 | 2100 | 110 | 18 | 15 | 0.98 | 3500 | 80 |  |  |  | FALSE | FALSE | FALSE | May, 02 2018 00:00:00 | 4.3 |  | standard |  |  |  |  | November, 02 2018 00:00:00 | FALSE | FALSE | FALSE | [6 empty] | AC | [7 empty] | FALSE
PUAW16PM | Gu Yuan Optoelectronic Technology Co Ltd | GY | GY-T8-4F-840-18W | Linear Replacement Lamp | T8 Four-Foot | Dual Mode Internal Driver (UL Type A and Type B) |  | standard | FALSE | [10 empty] | February, 11 2016 00:00:00 | Not Dimmable | Not Dimmable | FALSE |  | TTTTXL | [25 empty] | 4.4 | 2300 | 115 | 18 | 15 | 0.98 | 4000 | 80 |  |  |  | FALSE | FALSE | FALSE | May, 02 2018 00:00:00 | 4.3 |  | standard |  |  |  |  | November, 02 2018 00:00:00 | FALSE | FALSE | FALSE | [6 empty] | AC | [7 empty] | FALSE
PJHPTKHH | Gu Yuan Optoelectronic Technology Co Ltd | GY | GY-T8-4F-830-18W | Linear Replacement Lamp | T8 Four-Foot | Dual Mode Internal Driver (UL Type A and Type B) |  | standard | TRUE |  | 2252.8 | 109.5 | 20.57 | 7.08 | 0.976 | 3013 | 82.7 | 5 | 50000 | February, 11 2016 00:00:00 | Not Dimmable | Not Dimmable | FALSE |  | TTTTXL | [15 empty] | 84.1 |  | 1.3 | 1.26 | [6 empty] | 4.4 | 2100 | 110 | 18 | 15 | 0.98 | 3000 | 80 |  |  |  | FALSE | FALSE | FALSE | May, 02 2018 00:00:00 | 4.3 |  | standard |  |  |  |  | November, 02 2018 00:00:00 | FALSE | FALSE | FALSE | [6 empty] | AC | [7 empty] | FALSE
PYHN1TCD | Gu Yuan Optoelectronic Technology Co Ltd | GY | GY-T8-4F-840-14W | Linear Replacement Lamp | T8 Four-Foot | Dual Mode Internal Driver (UL Type A and Type B) |  | standard | FALSE | [10 empty] | February, 11 2016 00:00:00 | Not Dimmable | Not Dimmable | FALSE |  | TTTTXM | [25 empty] | 4.4 | 1900 | 115 | 14 | 15 | 0.98 | 4000 | 80 |  |  |  | FALSE | FALSE | FALSE | May, 02 2018 00:00:00 | 4.3 |  | standard |  |  |  |  | November, 02 2018 00:00:00 | FALSE | FALSE | FALSE | [6 empty] | AC | [7 empty] | FALSE
PP68F7YZ | Gu Yuan Optoelectronic Technology Co Ltd | GY | GY-T8-4F-850-14W | Linear Replacement Lamp | T8 Four-Foot | Dual Mode Internal Driver (UL Type A and Type B) |  | standard | FALSE | [10 empty] | February, 11 2016 00:00:00 | Not Dimmable | Not Dimmable | FALSE |  | TTTTXM | [25 empty] | 4.4 | 1900 | 115 | 14 | 15 | 0.98 | 5000 | 80 |  |  |  | FALSE | FALSE | FALSE | May, 02 2018 00:00:00 | 4.3 |  | standard |  |  |  |  | November, 02 2018 00:00:00 | FALSE | FALSE | FALSE | [6 empty] | AC | [7 empty] | FALSE
PD4T63J8 | Baiyiled Lighting America Inc. | Rayonled | RO-UL-18N | Linear Replacement Lamp | T8 Four-Foot | Dual Mode Internal Driver (UL Type A and Type B) |  | standard | FALSE | [10 empty] | February, 05 2016 00:00:00 | Not Dimmable | Not Dimmable | FALSE | Updated on 5/16/2017 | LLLLVI | [25 empty] | 4.4 | 2000 | 111 | 18 | 10 | 0.9 | 4000 | 80 |  |  |  | FALSE | FALSE | FALSE | May, 02 2018 00:00:00 | 4.3 |  | standard |  |  |  |  | November, 02 2018 00:00:00 | FALSE | FALSE | FALSE | [6 empty] | AC | [7 empty] | FALSE
PNWC7B5V | Baiyiled Lighting America Inc. | Rayonled | RO-UL-18P | Linear Replacement Lamp | T8 Four-Foot | Dual Mode Internal Driver (UL Type A and Type B) |  | standard | FALSE | [10 empty] | February, 05 2016 00:00:00 | Not Dimmable | Not Dimmable | FALSE | Updated on 5/16/2017 | LLLLVI | [25 empty] | 4.4 | 2000 | 111 | 18 | 10 | 0.9 | 5000 | 80 |  |  |  | FALSE | FALSE | FALSE | May, 02 2018 00:00:00 | 4.3 |  | standard |  |  |  |  | November, 02 2018 00:00:00 | FALSE | FALSE | FALSE | [6 empty] | AC | [7 empty] | FALSE
PSX7NSDR | Baiyiled Lighting America Inc. | Rayonled | RO-UL-18W | Linear Replacement Lamp | T8 Four-Foot | Dual Mode Internal Driver (UL Type A and Type B) |  | standard | TRUE |  | 2376.5 | 114.53 | 20.75 | 5.43 | 0.986 | 2923 | 81.7 | 5 | 50000 | February, 05 2016 00:00:00 | Not Dimmable | Not Dimmable | FALSE | Updated on 5/16/2017 | LLLLVI | [15 empty] | 84 |  | 1.22 | 1.28 | [6 empty] | 4.4 | 2000 | 111 | 18 | 10 | 0.9 | 3000 | 80 |  |  |  | FALSE | FALSE | FALSE | May, 02 2018 00:00:00 | 4.3 |  | standard |  |  |  |  | November, 02 2018 00:00:00 | FALSE | FALSE | FALSE | [6 empty] | AC | [7 empty] | FALSE
PVXMSGEU | Lunera Lighting | Lunera | HN-T8-D-48-17W-830-G1 | Linear Replacement Lamp | T8 Four-Foot | Replacement Lamps (plug and play) (UL Type A) |  | standard | TRUE |  | 2261 | 113.8 | 19.86 | 9.43 | 0.9818 | 3073 | 84.5 | 5 | 50000 | February, 05 2016 00:00:00 | Not Dimmable | Not Dimmable | FALSE | Product de-listed on 4/1/2017, re-listed on 4/28/2017 due to allowances requirements change | SSSAPD | [15 empty] | 83.1 |  | 1.24 | 1.28 | [6 empty] | 4.4 | 2200 | 112 | 19.5 | 20 | 0.9 | 3000 | 82 |  |  |  | TRUE | FALSE | FALSE | May, 02 2018 00:00:00 | 4.3 |  | standard |  |  |  |  | November, 02 2018 00:00:00 | FALSE | FALSE | FALSE | [6 empty] | AC | [7 empty] | FALSE
PW64S5SK | LEEDARSON LIGHTING Co.,Ltd / Leedarson Lighting Fixtures Co.,Ltd. | LEEDARSON | 6aG-LT2200SG-A2-05 | Linear Replacement Lamp | T8 Four-Foot | Replacement Lamps (plug and play) (UL Type A) |  | standard | FALSE | [10 empty] | February, 02 2016 00:00:00 | Not Dimmable | Not Dimmable | No |  | YYYATE | [25 empty] | 5 | 2200 | 125 | 19.4 | 7.2 | 0.987 | 5000 | 80 |  |  |  | FALSE | FALSE | FALSE | May, 02 2018 00:00:00 | 4.3 |  | standard |  |  |  |  | March, 30 2020 00:00:00 | FALSE | FALSE | FALSE | [6 empty] | AC | [7 empty] | FALSE
P4UGXHNP | LEEDARSON LIGHTING Co.,Ltd / Leedarson Lighting Fixtures Co.,Ltd. | LEEDARSON | 6aG-LT2200SG-A2-04 | Linear Replacement Lamp | T8 Four-Foot | Replacement Lamps (plug and play) (UL Type A) |  | standard | TRUE |  | 2345.9 | 121.93 | 19.24 | 7.2 | 0.987 | 4021 | 85.4 | 5 | 50000 | February, 02 2016 00:00:00 | Not Dimmable | Not Dimmable | No |  | YYYATE | [15 empty] | 82.2 |  | 1.34 | 1.28 | [6 empty] | 5 | 2200 | 120 | 19.4 | 7.2 | 0.987 | 4000 | 80 |  |  |  | FALSE | FALSE | FALSE | May, 02 2018 00:00:00 | 4.3 |  | standard |  |  |  |  | March, 30 2020 00:00:00 | FALSE | FALSE | FALSE | [6 empty] | AC | [7 empty] | FALSE
PFBH18NE | Sunpark | Sunpark | T8-48EB-17W-2200lm-830 | Linear Replacement Lamp | T8 Four-Foot | Replacement Lamps (plug and play) (UL Type A) |  | standard | TRUE |  | 2261 | 113.8 | 19.86 | 9.43 | 0.9818 | 3073 | 84.5 | 5 | 50000 | January, 29 2016 00:00:00 | Not Dimmable | Not Dimmable | FALSE | Product de-listed on 4/1/2017, re-listed on 4/28/2017 due to allowances requirements change | SSSAOS | [15 empty] | 83.1 |  | 1.24 | 1.28 | [6 empty] | 4.4 | 2200 | 112 | 19.5 | 20 | 0.9 | 3000 | 82 |  |  |  | TRUE | FALSE | FALSE | May, 02 2018 00:00:00 | 4.3 |  | standard |  |  |  |  | November, 02 2018 00:00:00 | FALSE | FALSE | FALSE | [6 empty] | AC | [7 empty] | FALSE
PJXB5V92 | Espen Technology | Espen | L48T8/840/15G-EB-AC | Linear Replacement Lamp | T8 Four-Foot | Replacement Lamps (plug and play) (UL Type A) |  | standard | TRUE |  | 2247 | 114.5 | 19.63 | 12.9 | 0.9719 | 4079 | 83.5 | 5 | 50000 | January, 26 2016 00:00:00 | Not Dimmable | Not Dimmable | No |  | WWWABP | [15 empty] | 82.8 |  | 1.28 | 1.32 | [6 empty] | 4.4 | 2200 | 115.8 | 19 | 20 | 0.9 | 4000 | 83 |  |  |  | FALSE | FALSE | FALSE | May, 02 2018 00:00:00 | 4.3 |  | standard |  |  |  |  | November, 02 2018 00:00:00 | FALSE | FALSE | FALSE | [6 empty] | AC | [7 empty] | FALSE
PZ5C8FWR | Signify North America Corporation | Philips | 9290012268 | Linear Replacement Lamp | T8 Four-Foot | Replacement Lamps (plug and play) (UL Type A) |  | standard | FALSE | [10 empty] | January, 26 2016 00:00:00 | Not Dimmable | Not Dimmable | No |  | KKKYOI | [25 empty] | 5 | 2500 | 125 | 20 | 8 | 0.9 | 4000 | 82 |  |  |  | FALSE | FALSE | FALSE | May, 02 2018 00:00:00 | 4.3 |  | standard |  |  |  |  | March, 30 2020 00:00:00 | FALSE | FALSE | FALSE | [6 empty] | AC | [7 empty] | FALSE
PNGUXZUY | Signify North America Corporation | Philips | 9290012267 | Linear Replacement Lamp | T8 Four-Foot | Replacement Lamps (plug and play) (UL Type A) |  | standard | TRUE |  | 2422 | 117 | 20.75 | 10.3 | 0.9873 | 3511 | 82.4 | 5 | 50000 | January, 26 2016 00:00:00 | Not Dimmable | Not Dimmable | No |  | KKKYOI | [15 empty] | 82.66 |  | 1.27 | 1.32 | [6 empty] | 5 | 2400 | 120 | 20 | 8 | 0.9 | 3500 | 82 |  |  |  | FALSE | FALSE | FALSE | May, 02 2018 00:00:00 | 4.3 |  | standard |  |  |  |  | March, 30 2020 00:00:00 | FALSE | FALSE | FALSE | [6 empty] | AC | [7 empty] | FALSE
PB8EH5KG | Espen Technology | ESPEN | L48T8/845/15G-EB-AC | Linear Replacement Lamp | T8 Four-Foot | Replacement Lamps (plug and play) (UL Type A) |  | standard | FALSE | [10 empty] | January, 26 2016 00:00:00 | Not Dimmable | Not Dimmable | No |  | WWWABP | [25 empty] | 5 | 2250 | 118.4 | 19 | 20 | 0.9 | 4500 | 83 |  |  |  | FALSE | FALSE | FALSE | May, 02 2018 00:00:00 | 4.3 |  | standard |  |  |  |  | March, 30 2020 00:00:00 | FALSE | FALSE | FALSE | [6 empty] | AC | [7 empty] | FALSE
P9BA8MBA | Disruptive SSL | DISRUPTIVE SSL | DXTH19 (3000K) | Linear Replacement Lamp | T8 Four-Foot | Dual Mode Internal Driver (UL Type A and Type B) |  | standard | TRUE |  | 2518 | 130.53 | 19.29 | 12.44 | 0.9265 | 2993 | 82.6 | 5 | 50000 | January, 26 2016 00:00:00 | Not Yet Verified | Not Yet Verified | No |  | PPPQNA | [15 empty] | 91.4 |  | 1.2 | 1.36 | [6 empty] | 5 | 2540 | 131.06 | 19.38 | 12.6 | 0.9148 | 3000 | 82.6 |  |  |  | FALSE | FALSE | FALSE | May, 02 2018 00:00:00 | 4.3 |  | standard |  |  |  |  | March, 30 2020 00:00:00 | FALSE | FALSE | FALSE | [6 empty] | AC | [7 empty] | FALSE
PQWHVDAC | Disruptive SSL | DISRUPTIVE SSL | DXTH19 (5000K) | Linear Replacement Lamp | T8 Four-Foot | Dual Mode Internal Driver (UL Type A and Type B) |  | standard | FALSE | [10 empty] | January, 26 2016 00:00:00 | Not Yet Verified | Not Yet Verified | No |  | PPPQNA | [25 empty] | 5 | 2563 | 131.98 | 19.42 | 12.6 | 0.9148 | 3500 | 82.6 |  |  |  | FALSE | FALSE | FALSE | May, 02 2018 00:00:00 | 4.3 |  | standard |  |  |  |  | March, 30 2020 00:00:00 | FALSE | FALSE | FALSE | [6 empty] | AC | [7 empty] | FALSE
P64781JQ | Disruptive SSL | DISRUPTIVE SSL | DXTH19 (4000K) | Linear Replacement Lamp | T8 Four-Foot | Dual Mode Internal Driver (UL Type A and Type B) |  | standard | FALSE | [10 empty] | January, 26 2016 00:00:00 | Not Yet Verified | Not Yet Verified | No |  | PPPQNA | [25 empty] | 5 | 2609 | 134.35 | 19.42 | 12.6 | 0.9148 | 4500 | 82.6 |  |  |  | FALSE | FALSE | FALSE | May, 02 2018 00:00:00 | 4.3 |  | standard |  |  |  |  | March, 30 2020 00:00:00 | FALSE | FALSE | FALSE | [6 empty] | AC | [7 empty] | FALSE
PG78RSRN | Espen Technology | ESPEN | L48T8/850/15G-EB-AC | Linear Replacement Lamp | T8 Four-Foot | Replacement Lamps (plug and play) (UL Type A) |  | standard | FALSE | [10 empty] | January, 26 2016 00:00:00 | Not Dimmable | Not Dimmable | No |  | WWWABP | [25 empty] | 5 | 2300 | 121.1 | 19 | 20 | 0.9 | 5000 | 83 |  |  |  | FALSE | FALSE | FALSE | May, 02 2018 00:00:00 | 4.3 |  | standard |  |  |  |  | March, 30 2020 00:00:00 | FALSE | FALSE | FALSE | [6 empty] | AC | [7 empty] | FALSE
PPCPEXT1 | Disruptive SSL | DISRUPTIVE SSL | DXTH19 (3500K) | Linear Replacement Lamp | T8 Four-Foot | Dual Mode Internal Driver (UL Type A and Type B) |  | standard | FALSE | [10 empty] | January, 26 2016 00:00:00 | Not Yet Verified | Not Yet Verified | No |  | PPPQNA | [25 empty] | 5 | 2586 | 133.16 | 19.42 | 12.6 | 0.9148 | 4000 | 82.6 |  |  |  | FALSE | FALSE | FALSE | May, 02 2018 00:00:00 | 4.3 |  | standard |  |  |  |  | March, 30 2020 00:00:00 | FALSE | FALSE | FALSE | [6 empty] | AC | [7 empty] | FALSE
PYH65JDN | Disruptive SSL | DISRUPTIVE SSL | DXTH19 (4500K) | Linear Replacement Lamp | T8 Four-Foot | Dual Mode Internal Driver (UL Type A and Type B) |  | standard | FALSE | [10 empty] | January, 26 2016 00:00:00 | Not Yet Verified | Not Yet Verified | No |  | PPPQNA | [25 empty] | 5 | 2632 | 135.24 | 19.46 | 12.56 | 0.9252 | 5000 | 82.5 |  |  |  | FALSE | FALSE | FALSE | May, 02 2018 00:00:00 | 4.3 |  | standard |  |  |  |  | March, 30 2020 00:00:00 | FALSE | FALSE | FALSE | [6 empty] | AC | [7 empty] | FALSE
PS8REP3K | Signify North America Corporation | Philips | 9290012269 | Linear Replacement Lamp | T8 Four-Foot | Replacement Lamps (plug and play) (UL Type A) |  | standard | FALSE | [10 empty] | January, 26 2016 00:00:00 | Not Dimmable | Not Dimmable | No |  | KKKYOI | [25 empty] | 5 | 2500 | 125 | 20 | 8 | 0.9 | 5000 | 82 |  |  |  | FALSE | FALSE | FALSE | May, 02 2018 00:00:00 | 4.3 |  | standard |  |  |  |  | March, 30 2020 00:00:00 | FALSE | FALSE | FALSE | [6 empty] | AC | [7 empty] | FALSE
PVE6596Y | InLine Electrical Resources | IER | IER-1218D-5000K | Linear Replacement Lamp | T8 Four-Foot | Replacement Lamps (plug and play) (UL Type A) |  | standard | FALSE | [10 empty] | January, 25 2016 00:00:00 | Not Dimmable | Not Dimmable | No |  | UUUAGQ | [25 empty] | 4.4 | 2300 | 116 | 18 | 10.4 | 0.988 | 5000 | 80 |  |  |  | FALSE | FALSE | FALSE | May, 02 2018 00:00:00 | 4.3 |  | standard |  |  |  |  | November, 02 2018 00:00:00 | FALSE | FALSE | FALSE | [6 empty] | AC | [7 empty] | FALSE
PQ9BCKKB | Linmore LED Labs | Linmore LED | LL-T8-4-BC-18W-F-30K | Linear Replacement Lamp | T8 Four-Foot | Replacement Lamps (plug and play) (UL Type A) |  | standard | TRUE |  | 2391.5 | 126.77 | 18.86 | 12.01 | 0.921 | 2883 | 82.9 | 5 | 50000 | January, 25 2016 00:00:00 | Not Dimmable | Not Dimmable | NotYetVerified | Updated on 4/21/2017 | RRRSJZ | [15 empty] | 85 |  | 1.24 | 1.18 | [6 empty] | 5 | 2400 | 133 | 18 | 15 | 0.9 | 3000 | 80 |  |  |  | FALSE | FALSE | FALSE | May, 02 2018 00:00:00 | 4.3 |  | standard |  |  |  |  | March, 30 2020 00:00:00 | FALSE | FALSE | FALSE | [6 empty] | AC | [7 empty] | FALSE
P1HT8ZDF | Linmore LED Labs | Linmore LED | LL-T8-4-BC-18W-C-30K | Linear Replacement Lamp | T8 Four-Foot | Replacement Lamps (plug and play) (UL Type A) |  | standard | TRUE |  | 1998 | 118.29 | 16.89 | 9.58 | 0.9656 | 2954 | 81.7 | 5 | 50000 | January, 25 2016 00:00:00 | Not Dimmable | Not Dimmable | NotYetVerified | Internal driver; compatible with existing fluorescent ballast | RRRSJY | [15 empty] | 91.2 |  | 1.34 | 1.32 | [6 empty] | 5 | 1998 | 118.29 | 16.89 | 9.58 | 0.9656 | 3000 | 81.7 |  |  |  | FALSE | FALSE | FALSE | May, 02 2018 00:00:00 | 4.3 |  | standard |  |  |  |  | March, 30 2020 00:00:00 | FALSE | FALSE | FALSE | [6 empty] | AC | [7 empty] | FALSE
PSRRE7HE | InLine Electrical Resources | IER | IER-1212D-4000K | Linear Replacement Lamp | T8 Four-Foot | Replacement Lamps (plug and play) (UL Type A) |  | standard | FALSE | [10 empty] | January, 25 2016 00:00:00 | Not Dimmable | Not Dimmable | No |  | UUUAGR | [25 empty] | 5 | 1600 | 133 | 12 | 11 | 0.972 | 4000 | 80 |  |  |  | FALSE | FALSE | FALSE | May, 02 2018 00:00:00 | 4.3 |  | standard |  |  |  |  | March, 30 2020 00:00:00 | FALSE | FALSE | FALSE | [6 empty] | AC | [7 empty] | FALSE
P46UX993 | Linmore LED Labs | Linmore LED | LL-T8-4-BC-18W-F-45K | Linear Replacement Lamp | T8 Four-Foot | Replacement Lamps (plug and play) (UL Type A) |  | standard | FALSE | [10 empty] | January, 25 2016 00:00:00 | Not Dimmable | Not Dimmable | NotYetVerified | Updated on 4/21/2017 | RRRSJZ | [25 empty] | 5 | 2550 | 142 | 18 | 15 | 0.9 | 4500 | 80 |  |  |  | FALSE | FALSE | FALSE | May, 02 2018 00:00:00 | 4.3 |  | standard |  |  |  |  | March, 30 2020 00:00:00 | FALSE | FALSE | FALSE | [6 empty] | AC | [7 empty] | FALSE
PBXVK5W3 | Linmore LED Labs | Linmore LED | LL-T8-4-BC-18W-C-50K | Linear Replacement Lamp | T8 Four-Foot | Replacement Lamps (plug and play) (UL Type A) |  | standard | FALSE | [10 empty] | January, 25 2016 00:00:00 | Not Dimmable | Not Dimmable | NotYetVerified | Internal driver; compatible with existing fluorescent ballast | RRRSJY | [25 empty] | 5 | 2094 | 121.67 | 17.21 | 9.36 | 0.9422 | 5000 | 81.5 |  |  |  | FALSE | FALSE | FALSE | May, 02 2018 00:00:00 | 4.3 |  | standard |  |  |  |  | March, 30 2020 00:00:00 | FALSE | FALSE | FALSE | [6 empty] | AC | [7 empty] | FALSE
PCWV3J2W | Green Lumens | Green Lumens | GL-T8-4FTC(45K120CGSA) | Linear Replacement Lamp | T8 Four-Foot | Replacement Lamps (plug and play) (UL Type A) |  | standard | FALSE | [10 empty] | January, 25 2016 00:00:00 | Not Dimmable | Not Dimmable | NotYetVerified | Internal driver; compatible with existing fluorescent ballast | BBBBWY | [25 empty] | 5 | 1998 | 118.29 | 16.89 | 9.58 | 0.9656 | 4500 | 81.7 |  |  |  | FALSE | FALSE | FALSE | May, 02 2018 00:00:00 | 4.3 |  | standard |  |  |  |  | March, 30 2020 00:00:00 | FALSE | FALSE | FALSE | [6 empty] | AC | [7 empty] | FALSE
PN3P2JHT | Lumen Impact, LLC | Lumen Impact | LI-LT8-4FTF(35K120CGSA) | Linear Replacement Lamp | T8 Four-Foot | Replacement Lamps (plug and play) (UL Type A) |  | standard | FALSE | [10 empty] | January, 25 2016 00:00:00 | Not Dimmable | Not Dimmable | NotYetVerified | Updated on 4/14/2017 | RRRSJX | [25 empty] | 5 | 2450 | 136 | 18 | 15 | 0.9 | 3500 | 80 |  |  |  | FALSE | FALSE | FALSE | May, 02 2018 00:00:00 | 4.3 |  | standard |  |  |  |  | March, 30 2020 00:00:00 | FALSE | FALSE | FALSE | [6 empty] | AC | [7 empty] | FALSE
PBGMWVU2 | InLine Electrical Resources | IER | IER-1218D-3500K | Linear Replacement Lamp | T8 Four-Foot | Replacement Lamps (plug and play) (UL Type A) |  | standard | TRUE |  | 2207 | 116.43 | 18.96 | 10.4 | 0.989 | 3431 | 82 | 5 | 50000 | January, 25 2016 00:00:00 | Not Dimmable | Not Dimmable | No |  | UUUAGQ | [15 empty] | 85.4 |  | 1.26 | 1.24 | [6 empty] | 4.4 | 2200 | 116 | 18 | 10.4 | 0.988 | 3500 | 80 |  |  |  | FALSE | FALSE | FALSE | May, 02 2018 00:00:00 | 4.3 |  | standard |  |  |  |  | November, 02 2018 00:00:00 | FALSE | FALSE | FALSE | [6 empty] | AC | [7 empty] | FALSE
P8TCMMDP | Lumen Impact, LLC | Lumen Impact | LI-LT8-4FTC(40K120CGSA) | Linear Replacement Lamp | T8 Four-Foot | Replacement Lamps (plug and play) (UL Type A) |  | standard | FALSE | [10 empty] | January, 25 2016 00:00:00 | Not Dimmable | Not Dimmable | NotYetVerified | Internal driver; compatible with existing fluorescent ballast | RRRSJW | [25 empty] | 5 | 1998 | 118.29 | 16.89 | 9.58 | 0.9656 | 4000 | 81.7 |  |  |  | FALSE | FALSE | FALSE | May, 02 2018 00:00:00 | 4.3 |  | standard |  |  |  |  | March, 30 2020 00:00:00 | FALSE | FALSE | FALSE | [6 empty] | AC | [7 empty] | FALSE
PSGRCA5P | Lumen Impact, LLC | Lumen Impact | LI-LT8-4FTF(45K120CGSA) | Linear Replacement Lamp | T8 Four-Foot | Replacement Lamps (plug and play) (UL Type A) |  | standard | FALSE | [10 empty] | January, 25 2016 00:00:00 | Not Dimmable | Not Dimmable | NotYetVerified | Updated on 4/14/2017 | RRRSJX | [25 empty] | 5 | 2550 | 142 | 18 | 15 | 0.9 | 4500 | 80 |  |  |  | FALSE | FALSE | FALSE | May, 02 2018 00:00:00 | 4.3 |  | standard |  |  |  |  | March, 30 2020 00:00:00 | FALSE | FALSE | FALSE | [6 empty] | AC | [7 empty] | FALSE
PGU9EA5X | InLine Electrical Resources | IER | IER-1212D-3500K | Linear Replacement Lamp | T8 Four-Foot | Replacement Lamps (plug and play) (UL Type A) |  | standard | TRUE |  | 1597.8 | 133.26 | 11.9 | 10.3 | 0.972 | 3431 | 82 | 5 | 50000 | January, 25 2016 00:00:00 | Not Dimmable | Not Dimmable | No |  | UUUAGR | [15 empty] | 83.9 |  | 1.24 | 1.3 | [6 empty] | 5 | 1600 | 133 | 12 | 11 | 0.972 | 3500 | 80 |  |  |  | FALSE | FALSE | FALSE | May, 02 2018 00:00:00 | 4.3 |  | standard |  |  |  |  | March, 30 2020 00:00:00 | FALSE | FALSE | FALSE | [6 empty] | AC | [7 empty] | FALSE
P8C35DY8 | InLine Electrical Resources | IER | IER-1218D-4000K | Linear Replacement Lamp | T8 Four-Foot | Replacement Lamps (plug and play) (UL Type A) |  | standard | FALSE | [10 empty] | January, 25 2016 00:00:00 | Not Dimmable | Not Dimmable | No |  | UUUAGQ | [25 empty] | 4.4 | 2200 | 116 | 18 | 10.4 | 0.988 | 4000 | 80 |  |  |  | FALSE | FALSE | FALSE | May, 02 2018 00:00:00 | 4.3 |  | standard |  |  |  |  | November, 02 2018 00:00:00 | FALSE | FALSE | FALSE | [6 empty] | AC | [7 empty] | FALSE
PVP6WNTB | InLine Electrical Resources | IER | IER-1222D-4000K | Linear Replacement Lamp | T8 Four-Foot | Replacement Lamps (plug and play) (UL Type A) |  | standard | FALSE | [10 empty] | January, 25 2016 00:00:00 | Not Dimmable | Not Dimmable | No |  | UUUAGP | [25 empty] | 5 | 2450 | 118 | 22 | 10.3 | 0.989 | 4000 | 80 |  |  |  | FALSE | FALSE | FALSE | May, 02 2018 00:00:00 | 4.3 |  | standard |  |  |  |  | March, 30 2020 00:00:00 | FALSE | FALSE | FALSE | [6 empty] | AC | [7 empty] | FALSE
PC8ZF4XG | Linmore LED Labs | Linmore LED | LL-T8-4-BC-18W-F-35K | Linear Replacement Lamp | T8 Four-Foot | Replacement Lamps (plug and play) (UL Type A) |  | standard | FALSE | [10 empty] | January, 25 2016 00:00:00 | Not Dimmable | Not Dimmable | NotYetVerified | Updated on 4/21/2017 | RRRSJZ | [25 empty] | 5 | 2450 | 136 | 18 | 15 | 0.9 | 3500 | 80 |  |  |  | FALSE | FALSE | FALSE | May, 02 2018 00:00:00 | 4.3 |  | standard |  |  |  |  | March, 30 2020 00:00:00 | FALSE | FALSE | FALSE | [6 empty] | AC | [7 empty] | FALSE
P56T4RYT | Linmore LED Labs | Linmore LED | LL-T8-4-BC-18W-C-40K | Linear Replacement Lamp | T8 Four-Foot | Replacement Lamps (plug and play) (UL Type A) |  | standard | FALSE | [10 empty] | January, 25 2016 00:00:00 | Not Dimmable | Not Dimmable | NotYetVerified | Internal driver; compatible with existing fluorescent ballast | RRRSJY | [25 empty] | 5 | 1998 | 118.29 | 16.89 | 9.58 | 0.9656 | 4000 | 81.7 |  |  |  | FALSE | FALSE | FALSE | May, 02 2018 00:00:00 | 4.3 |  | standard |  |  |  |  | March, 30 2020 00:00:00 | FALSE | FALSE | FALSE | [6 empty] | AC | [7 empty] | FALSE
PR7GG956 | Lumen Impact, LLC | Lumen Impact | LI-LT8-4FTC(45K120CGSA) | Linear Replacement Lamp | T8 Four-Foot | Replacement Lamps (plug and play) (UL Type A) |  | standard | FALSE | [10 empty] | January, 25 2016 00:00:00 | Not Dimmable | Not Dimmable | NotYetVerified | Internal driver; compatible with existing fluorescent ballast | RRRSJW | [25 empty] | 5 | 1998 | 118.29 | 16.89 | 9.58 | 0.9656 | 4500 | 81.7 |  |  |  | FALSE | FALSE | FALSE | May, 02 2018 00:00:00 | 4.3 |  | standard |  |  |  |  | March, 30 2020 00:00:00 | FALSE | FALSE | FALSE | [6 empty] | AC | [7 empty] | FALSE
PGUGEBWE | Lumen Impact, LLC | Lumen Impact | LI-LT8-4FTF(30K120CGSA) | Linear Replacement Lamp | T8 Four-Foot | Replacement Lamps (plug and play) (UL Type A) |  | standard | TRUE |  | 2391.5 | 126.77 | 18.86 | 12.01 | 0.921 | 2883 | 82.9 | 5 | 50000 | January, 25 2016 00:00:00 | Not Dimmable | Not Dimmable | NotYetVerified | Updated on 4/14/2017 | RRRSJX | [15 empty] | 85 |  | 1.24 | 1.18 | [6 empty] | 5 | 2400 | 133 | 18 | 15 | 0.9 | 3000 | 80 |  |  |  | FALSE | FALSE | FALSE | May, 02 2018 00:00:00 | 4.3 |  | standard |  |  |  |  | March, 30 2020 00:00:00 | FALSE | FALSE | FALSE | [6 empty] | AC | [7 empty] | FALSE
PTE83DPB | Green Lumens | Green Lumens | GL-T8-4FTC(30K120CGSA) | Linear Replacement Lamp | T8 Four-Foot | Replacement Lamps (plug and play) (UL Type A) |  | standard | TRUE |  | 1998 | 118.29 | 16.89 | 9.58 | 0.9656 | 2954 | 81.7 | 5 | 50000 | January, 25 2016 00:00:00 | Not Dimmable | Not Dimmable | NotYetVerified | Internal driver; compatible with existing fluorescent ballast | BBBBWY | [15 empty] | 91.2 |  | 1.34 | 1.32 | [6 empty] | 5 | 1998 | 118.29 | 16.89 | 9.58 | 0.9656 | 3000 | 81.7 |  |  |  | FALSE | FALSE | FALSE | May, 02 2018 00:00:00 | 4.3 |  | standard |  |  |  |  | March, 30 2020 00:00:00 | FALSE | FALSE | FALSE | [6 empty] | AC | [7 empty] | FALSE
P4Z2M7W5 | Linmore LED Labs | Linmore LED | LL-T8-4-BC-18W-C-35K | Linear Replacement Lamp | T8 Four-Foot | Replacement Lamps (plug and play) (UL Type A) |  | standard | FALSE | [10 empty] | January, 25 2016 00:00:00 | Not Dimmable | Not Dimmable | NotYetVerified | Internal driver; compatible with existing fluorescent ballast | RRRSJY | [25 empty] | 5 | 1998 | 118.29 | 16.89 | 9.58 | 0.9656 | 3500 | 81.7 |  |  |  | FALSE | FALSE | FALSE | May, 02 2018 00:00:00 | 4.3 |  | standard |  |  |  |  | March, 30 2020 00:00:00 | FALSE | FALSE | FALSE | [6 empty] | AC | [7 empty] | FALSE
PBGBCABR | Linmore LED Labs | Linmore LED | LL-T8-4-BC-18W-F-50K | Linear Replacement Lamp | T8 Four-Foot | Replacement Lamps (plug and play) (UL Type A) |  | standard | FALSE | [10 empty] | January, 25 2016 00:00:00 | Not Dimmable | Not Dimmable | NotYetVerified | Updated on 4/21/2017 | RRRSJZ | [25 empty] | 5 | 2600 | 144 | 18 | 15 | 0.9 | 5000 | 80 |  |  |  | FALSE | FALSE | FALSE | May, 02 2018 00:00:00 | 4.3 |  | standard |  |  |  |  | March, 30 2020 00:00:00 | FALSE | FALSE | FALSE | [6 empty] | AC | [7 empty] | FALSE
PVCVRK6G | Green Lumens | Green Lumens | GL-T8-4FTC(40K120CGSA) | Linear Replacement Lamp | T8 Four-Foot | Replacement Lamps (plug and play) (UL Type A) |  | standard | FALSE | [10 empty] | January, 25 2016 00:00:00 | Not Dimmable | Not Dimmable | NotYetVerified | Internal driver; compatible with existing fluorescent ballast | BBBBWY | [25 empty] | 5 | 1998 | 118.29 | 16.89 | 9.58 | 0.9656 | 4000 | 81.7 |  |  |  | FALSE | FALSE | FALSE | May, 02 2018 00:00:00 | 4.3 |  | standard |  |  |  |  | March, 30 2020 00:00:00 | FALSE | FALSE | FALSE | [6 empty] | AC | [7 empty] | FALSE
P1ADK8JM | Lumen Impact, LLC | Lumen Impact | LI-LT8-4FTC(35K120CGSA) | Linear Replacement Lamp | T8 Four-Foot | Replacement Lamps (plug and play) (UL Type A) |  | standard | FALSE | [10 empty] | January, 25 2016 00:00:00 | Not Dimmable | Not Dimmable | NotYetVerified | Internal driver; compatible with existing fluorescent ballast | RRRSJW | [25 empty] | 5 | 1998 | 118.29 | 16.89 | 9.58 | 0.9656 | 3500 | 81.7 |  |  |  | FALSE | FALSE | FALSE | May, 02 2018 00:00:00 | 4.3 |  | standard |  |  |  |  | March, 30 2020 00:00:00 | FALSE | FALSE | FALSE | [6 empty] | AC | [7 empty] | FALSE
PNAXKD6J | Lumen Impact, LLC | Lumen Impact | LI-LT8-4FTC(50K120CGSA) | Linear Replacement Lamp | T8 Four-Foot | Replacement Lamps (plug and play) (UL Type A) |  | standard | FALSE | [10 empty] | January, 25 2016 00:00:00 | Not Dimmable | Not Dimmable | NotYetVerified | Internal driver; compatible with existing fluorescent ballast | RRRSJW | [25 empty] | 5 | 2094 | 121.67 | 17.21 | 9.36 | 0.9422 | 5000 | 81.5 |  |  |  | FALSE | FALSE | FALSE | May, 02 2018 00:00:00 | 4.3 |  | standard |  |  |  |  | March, 30 2020 00:00:00 | FALSE | FALSE | FALSE | [6 empty] | AC | [7 empty] | FALSE
PMPPYC51 | Lumen Impact, LLC | Lumen Impact | LI-LT8-4FTC(30K120CGSA) | Linear Replacement Lamp | T8 Four-Foot | Replacement Lamps (plug and play) (UL Type A) |  | standard | TRUE |  | 1998 | 118.29 | 16.89 | 9.58 | 0.9656 | 2954 | 81.7 | 5 | 50000 | January, 25 2016 00:00:00 | Not Dimmable | Not Dimmable | NotYetVerified | Internal driver; compatible with existing fluorescent ballast | RRRSJW | [15 empty] | 91.2 |  | 1.34 | 1.32 | [6 empty] | 5 | 1998 | 118.29 | 16.89 | 9.58 | 0.9656 | 3000 | 81.7 |  |  |  | FALSE | FALSE | FALSE | May, 02 2018 00:00:00 | 4.3 |  | standard |  |  |  |  | March, 30 2020 00:00:00 | FALSE | FALSE | FALSE | [6 empty] | AC | [7 empty] | FALSE
PGJ3TNRT | InLine Electrical Resources | IER | IER-1222D-3500K | Linear Replacement Lamp | T8 Four-Foot | Replacement Lamps (plug and play) (UL Type A) |  | standard | TRUE |  | 2468.1 | 118.23 | 20.88 | 8.9 | 0.99 | 3452 | 82.1 | 5 | 50000 | January, 25 2016 00:00:00 | Not Dimmable | Not Dimmable | No |  | UUUAGP | [15 empty] | 81.3 |  | 1.3 | 1.32 | [6 empty] | 5 | 2450 | 118 | 22 | 10.3 | 0.989 | 3500 | 80 |  |  |  | FALSE | FALSE | FALSE | May, 02 2018 00:00:00 | 4.3 |  | standard |  |  |  |  | March, 30 2020 00:00:00 | FALSE | FALSE | FALSE | [6 empty] | AC | [7 empty] | FALSE
PAM492ZA | InLine Electrical Resources | IER | IER-1222D-5000K | Linear Replacement Lamp | T8 Four-Foot | Replacement Lamps (plug and play) (UL Type A) |  | standard | FALSE | [10 empty] | January, 25 2016 00:00:00 | Not Dimmable | Not Dimmable | No |  | UUUAGP | [25 empty] | 5 | 2550 | 118 | 22 | 10.3 | 0.989 | 5000 | 80 |  |  |  | FALSE | FALSE | FALSE | May, 02 2018 00:00:00 | 4.3 |  | standard |  |  |  |  | March, 30 2020 00:00:00 | FALSE | FALSE | FALSE | [6 empty] | AC | [7 empty] | FALSE
PBS7271W | InLine Electrical Resources | IER | IER-1212D-5000K | Linear Replacement Lamp | T8 Four-Foot | Replacement Lamps (plug and play) (UL Type A) |  | standard | FALSE | [10 empty] | January, 25 2016 00:00:00 | Not Dimmable | Not Dimmable | No |  | UUUAGR | [25 empty] | 5 | 1600 | 133 | 12 | 11 | 0.972 | 5000 | 80 |  |  |  | FALSE | FALSE | FALSE | May, 02 2018 00:00:00 | 4.3 |  | standard |  |  |  |  | March, 30 2020 00:00:00 | FALSE | FALSE | FALSE | [6 empty] | AC | [7 empty] | FALSE
PQ2A7WBQ | Linmore LED Labs | Linmore LED | LL-T8-4-BC-18W-F-40K | Linear Replacement Lamp | T8 Four-Foot | Replacement Lamps (plug and play) (UL Type A) |  | standard | FALSE | [10 empty] | January, 25 2016 00:00:00 | Not Dimmable | Not Dimmable | NotYetVerified | Updated on 4/21/2017 | RRRSJZ | [25 empty] | 5 | 2500 | 139 | 18 | 15 | 0.9 | 4000 | 80 |  |  |  | FALSE | FALSE | FALSE | May, 02 2018 00:00:00 | 4.3 |  | standard |  |  |  |  | March, 30 2020 00:00:00 | FALSE | FALSE | FALSE | [6 empty] | AC | [7 empty] | FALSE
PKQWQBDG | Linmore LED Labs | Linmore LED | LL-T8-4-BC-18W-C-45K | Linear Replacement Lamp | T8 Four-Foot | Replacement Lamps (plug and play) (UL Type A) |  | standard | FALSE | [10 empty] | January, 25 2016 00:00:00 | Not Dimmable | Not Dimmable | NotYetVerified | Internal driver; compatible with existing fluorescent ballast | RRRSJY | [25 empty] | 5 | 1998 | 118.29 | 16.89 | 9.58 | 0.9656 | 4500 | 81.7 |  |  |  | FALSE | FALSE | FALSE | May, 02 2018 00:00:00 | 4.3 |  | standard |  |  |  |  | March, 30 2020 00:00:00 | FALSE | FALSE | FALSE | [6 empty] | AC | [7 empty] | FALSE
PSRYPQ7G | Green Lumens | Green Lumens | GL-T8-4FTC(35K120CGSA) | Linear Replacement Lamp | T8 Four-Foot | Replacement Lamps (plug and play) (UL Type A) |  | standard | FALSE | [10 empty] | January, 25 2016 00:00:00 | Not Dimmable | Not Dimmable | NotYetVerified | Internal driver; compatible with existing fluorescent ballast | BBBBWY | [25 empty] | 5 | 1998 | 118.29 | 16.89 | 9.58 | 0.9656 | 3500 | 81.7 |  |  |  | FALSE | FALSE | FALSE | May, 02 2018 00:00:00 | 4.3 |  | standard |  |  |  |  | March, 30 2020 00:00:00 | FALSE | FALSE | FALSE | [6 empty] | AC | [7 empty] | FALSE
PKY3866Q | Green Lumens | Green Lumens | GL-T8-4FTC(50K120CGSA) | Linear Replacement Lamp | T8 Four-Foot | Replacement Lamps (plug and play) (UL Type A) |  | standard | FALSE | [10 empty] | January, 25 2016 00:00:00 | Not Dimmable | Not Dimmable | NotYetVerified | Internal driver; compatible with existing fluorescent ballast | BBBBWY | [25 empty] | 5 | 2094 | 121.67 | 17.21 | 9.36 | 0.9422 | 5000 | 81.5 |  |  |  | FALSE | FALSE | FALSE | May, 02 2018 00:00:00 | 4.3 |  | standard |  |  |  |  | March, 30 2020 00:00:00 | FALSE | FALSE | FALSE | [6 empty] | AC | [7 empty] | FALSE
PD3KBE16 | Lumen Impact, LLC | Lumen Impact | LI-LT8-4FTF(40K120CGSA) | Linear Replacement Lamp | T8 Four-Foot | Replacement Lamps (plug and play) (UL Type A) |  | standard | FALSE | [10 empty] | January, 25 2016 00:00:00 | Not Dimmable | Not Dimmable | NotYetVerified | Updated on 4/14/2017 | RRRSJX | [25 empty] | 5 | 2500 | 139 | 18 | 15 | 0.9 | 4000 | 80 |  |  |  | FALSE | FALSE | FALSE | May, 02 2018 00:00:00 | 4.3 |  | standard |  |  |  |  | March, 30 2020 00:00:00 | FALSE | FALSE | FALSE | [6 empty] | AC | [7 empty] | FALSE
P9SA5PB1 | Lumen Impact, LLC | Lumen Impact | LI-LT8-4FTF(50K120CGSA) | Linear Replacement Lamp | T8 Four-Foot | Replacement Lamps (plug and play) (UL Type A) |  | standard | FALSE | [10 empty] | January, 25 2016 00:00:00 | Not Dimmable | Not Dimmable | NotYetVerified | Updated on 4/14/2017 | RRRSJX | [25 empty] | 5 | 2600 | 144 | 18 | 15 | 0.9 | 5000 | 80 |  |  |  | FALSE | FALSE | FALSE | May, 02 2018 00:00:00 | 4.3 |  | standard |  |  |  |  | March, 30 2020 00:00:00 | FALSE | FALSE | FALSE | [6 empty] | AC | [7 empty] | FALSE
PT7MJ5AS | AB Tech Solution INC | SmartPwrNet | ABTS-T8-18W-45K | Linear Replacement Lamp | T8 Four-Foot | Replacement Lamps (plug and play) (UL Type A) |  | standard | FALSE | [10 empty] | January, 22 2016 00:00:00 | Not Dimmable | Not Dimmable | No |  | OOOAAC | [25 empty] | 5 | 2250 | 125 | 18 | 20 | 0.98 | 4500 | 80 |  |  |  | FALSE | FALSE | FALSE | May, 02 2018 00:00:00 | 4.3 |  | standard |  |  |  |  | March, 30 2020 00:00:00 | FALSE | FALSE | FALSE | [6 empty] | AC | [7 empty] | FALSE
PDKSRNM1 | AB Tech Solution INC | SmartPwrNet | ABTS-T8-18W-30K | Linear Replacement Lamp | T8 Four-Foot | Replacement Lamps (plug and play) (UL Type A) |  | standard | TRUE |  | 2285.1 | 113.63 | 20.11 | 5.2 | 0.987 | 2910 | 82.2 | 5 | 50000 | January, 22 2016 00:00:00 | Not Dimmable | Not Dimmable | No |  | OOOAAC | [15 empty] | 84.7 |  | 1.22 | 1.22 | [6 empty] | 5 | 2050 | 113.89 | 18 | 20 | 0.98 | 3000 | 80 |  |  |  | FALSE | FALSE | FALSE | May, 02 2018 00:00:00 | 4.3 |  | standard |  |  |  |  | March, 30 2020 00:00:00 | FALSE | FALSE | FALSE | [6 empty] | AC | [7 empty] | FALSE
P21S99D5 | Parth I Inc, dba midwest circuits | Midwest circuits | MC-T8-4-20W-BCUN | Linear Replacement Lamp | T8 Four-Foot | Replacement Lamps (plug and play) (UL Type A) |  | standard | FALSE | [10 empty] | January, 22 2016 00:00:00 | Not Dimmable | Not Dimmable | No |  | BBBBQY | [25 empty] | 5 | 2579 | 118.74 | 21.72 | 5.87 | 0.911 | 4000 | 84.4 |  |  |  | FALSE | FALSE | FALSE | May, 02 2018 00:00:00 | 4.3 |  | standard |  |  |  |  | March, 30 2020 00:00:00 | FALSE | FALSE | FALSE | [6 empty] | AC | [7 empty] | FALSE
P3PMFPVD | Parth I Inc, dba midwest circuits | Midwest circuits | MC-T8-4-18W-BCUH | Linear Replacement Lamp | T8 Four-Foot | Replacement Lamps (plug and play) (UL Type A) |  | standard | FALSE | [10 empty] | January, 22 2016 00:00:00 | Not Dimmable | Not Dimmable | No |  | BBBBQX | [25 empty] | 5 | 2251 | 117.73 | 19.12 | 10.62 | 0.9745 | 4500 | 85.2 |  |  |  | FALSE | FALSE | FALSE | May, 02 2018 00:00:00 | 4.3 |  | standard |  |  |  |  | March, 30 2020 00:00:00 | FALSE | FALSE | FALSE | [6 empty] | AC | [7 empty] | FALSE
PDQ3VFSQ | VOOTU Inc. | VOOTU | VT-T812-18WC04 4000K | Linear Replacement Lamp | T8 Four-Foot | Replacement Lamps (plug and play) (UL Type A) |  | standard | FALSE | [10 empty] | January, 22 2016 00:00:00 | Not Dimmable | Not Dimmable | NotYetVerified |  | BBBBQJ | [25 empty] | 5 | 2384 | 128.73 | 18.52 | 12.15 | 0.9054 | 4000 | 81.4 |  |  |  | FALSE | FALSE | FALSE | May, 02 2018 00:00:00 | 4.3 |  | standard |  |  |  |  | March, 30 2020 00:00:00 | FALSE | FALSE | FALSE | [6 empty] | AC | [7 empty] | FALSE
P18WE98N | VOOTU Inc. | VOOTU | VT-T812-22WC04 4500K | Linear Replacement Lamp | T8 Four-Foot | Replacement Lamps (plug and play) (UL Type A) |  | standard | FALSE | [10 empty] | January, 22 2016 00:00:00 | Not Dimmable | Not Dimmable | NotYetVerified |  | BBBBQL | [25 empty] | 5 | 2782 | 123.43 | 22.54 | 15.42 | 0.9038 | 4500 | 81.9 |  |  |  | FALSE | FALSE | FALSE | May, 02 2018 00:00:00 | 4.3 |  | standard |  |  |  |  | March, 30 2020 00:00:00 | FALSE | FALSE | FALSE | [6 empty] | AC | [7 empty] | FALSE
P352RZTQ | LEDXPERT Lighting Inc. | LEDXPERT | EBT8M4-22W-AL(Frosted 5000K) | Linear Replacement Lamp | T8 Four-Foot | Replacement Lamps (plug and play) (UL Type A) |  | standard | FALSE | [10 empty] | January, 22 2016 00:00:00 | Not Dimmable | Not Dimmable | No |  | BBBBPW | [25 empty] | 5 | 3070 | 139.55 | 22 | 15 | 0.9 | 5000 | 80 |  |  |  | FALSE | FALSE | FALSE | May, 02 2018 00:00:00 | 4.3 |  | standard |  |  |  |  | March, 30 2020 00:00:00 | FALSE | FALSE | FALSE | [6 empty] | AC | [7 empty] | FALSE
PT55G7GY | Parth I Inc, dba midwest circuits | Midwest circuits | MC-T8-4-18W-BCUB | Linear Replacement Lamp | T8 Four-Foot | Replacement Lamps (plug and play) (UL Type A) |  | standard | FALSE | [10 empty] | January, 22 2016 00:00:00 | Not Dimmable | Not Dimmable | FALSE |  | BBBBQX | [25 empty] | 4.4 | 2221 | 115.62 | 19.21 | 10.58 | 0.9751 | 3500 | 82.7 |  |  |  | FALSE | FALSE | FALSE | May, 02 2018 00:00:00 | 4.3 |  | standard |  |  |  |  | November, 02 2018 00:00:00 | FALSE | FALSE | FALSE | [6 empty] | AC | [7 empty] | FALSE
PV85WDMK | VOOTU Inc. | VOOTU | VT-T812-18WC04 3000K | Linear Replacement Lamp | T8 Four-Foot | Replacement Lamps (plug and play) (UL Type A) |  | standard | TRUE |  | 2384 | 128.73 | 18.52 | 12.15 | 0.9054 | 2873 | 81.4 | 5 | 50000 | January, 22 2016 00:00:00 | Not Dimmable | Not Dimmable | NotYetVerified |  | BBBBQJ | [15 empty] | 90.8 |  | 1.35 | 1.24 | [6 empty] | 5 | 2384 | 128.73 | 18.52 | 12.15 | 0.9054 | 3000 | 81.4 |  |  |  | FALSE | FALSE | FALSE | May, 02 2018 00:00:00 | 4.3 |  | standard |  |  |  |  | March, 30 2020 00:00:00 | FALSE | FALSE | FALSE | [6 empty] | AC | [7 empty] | FALSE
PV4SPAQZ | Parth I Inc, dba midwest circuits | Midwest circuits | MC-T8-4-20W-BCUW | Linear Replacement Lamp | T8 Four-Foot | Replacement Lamps (plug and play) (UL Type A) |  | standard | TRUE |  | 2511 | 115.93 | 21.66 | 6.15 | 0.9149 | 2908 | 82.3 | 5 | 50000 | January, 22 2016 00:00:00 | Not Dimmable | Not Dimmable | No |  | BBBBQY | [15 empty] | 90 |  | 1.16 | 1.42 | [6 empty] | 5 | 2511 | 115.93 | 21.66 | 6.15 | 0.9149 | 3000 | 82.3 |  |  |  | FALSE | FALSE | FALSE | May, 02 2018 00:00:00 | 4.3 |  | standard |  |  |  |  | March, 30 2020 00:00:00 | FALSE | FALSE | FALSE | [6 empty] | AC | [7 empty] | FALSE
P7SR4NFV | AB Tech Solution INC | SmartPwrNet | ABTS-T8-18W-40K | Linear Replacement Lamp | T8 Four-Foot | Replacement Lamps (plug and play) (UL Type A) |  | standard | FALSE | [10 empty] | January, 22 2016 00:00:00 | Not Dimmable | Not Dimmable | NO |  | OOOAAC | [25 empty] | 5 | 2250 | 125 | 18 | 20 | 0.98 | 4000 | 80 |  |  |  | FALSE | FALSE | FALSE | May, 02 2018 00:00:00 | 4.3 |  | standard |  |  |  |  | March, 30 2020 00:00:00 | FALSE | FALSE | FALSE | [6 empty] | AC | [7 empty] | FALSE
PMJ3EG8E | Parth I Inc, dba midwest circuits | Midwest circuits | MC-T8-4-18W-BCUN | Linear Replacement Lamp | T8 Four-Foot | Replacement Lamps (plug and play) (UL Type A) |  | standard | FALSE | [10 empty] | January, 22 2016 00:00:00 | Not Dimmable | Not Dimmable | No |  | BBBBQX | [25 empty] | 5 | 2234 | 116.66 | 19.15 | 10.62 | 0.9745 | 4000 | 85.2 |  |  |  | FALSE | FALSE | FALSE | May, 02 2018 00:00:00 | 4.3 |  | standard |  |  |  |  | March, 30 2020 00:00:00 | FALSE | FALSE | FALSE | [6 empty] | AC | [7 empty] | FALSE
PMA8ERK2 | Parth I Inc, dba midwest circuits | Midwest circuits | MC-T8-4-20W-BCUD | Linear Replacement Lamp | T8 Four-Foot | Replacement Lamps (plug and play) (UL Type A) |  | standard | FALSE | [10 empty] | January, 22 2016 00:00:00 | Not Dimmable | Not Dimmable | No |  | BBBBQY | [25 empty] | 5 | 2631 | 120.63 | 21.81 | 6.39 | 0.9093 | 5000 | 84 |  |  |  | FALSE | FALSE | FALSE | May, 02 2018 00:00:00 | 4.3 |  | standard |  |  |  |  | March, 30 2020 00:00:00 | FALSE | FALSE | FALSE | [6 empty] | AC | [7 empty] | FALSE
PCYTW1KV | VOOTU Inc. | VOOTU | VT-T812-18WC04 3500K | Linear Replacement Lamp | T8 Four-Foot | Replacement Lamps (plug and play) (UL Type A) |  | standard | FALSE | [10 empty] | January, 22 2016 00:00:00 | Not Dimmable | Not Dimmable | NotYetVerified |  | BBBBQJ | [25 empty] | 5 | 2384 | 128.73 | 18.52 | 12.15 | 0.9054 | 3500 | 81.4 |  |  |  | FALSE | FALSE | FALSE | May, 02 2018 00:00:00 | 4.3 |  | standard |  |  |  |  | March, 30 2020 00:00:00 | FALSE | FALSE | FALSE | [6 empty] | AC | [7 empty] | FALSE
PK51D9ZJ | VOOTU Inc. | VOOTU | VT-T812-18WC04 5000K | Linear Replacement Lamp | T8 Four-Foot | Replacement Lamps (plug and play) (UL Type A) |  | standard | FALSE | [10 empty] | January, 22 2016 00:00:00 | Not Dimmable | Not Dimmable | NotYetVerified |  | BBBBQJ | [25 empty] | 5 | 2431 | 130.49 | 18.63 | 12.01 | 0.9022 | 5000 | 83 |  |  |  | FALSE | FALSE | FALSE | May, 02 2018 00:00:00 | 4.3 |  | standard |  |  |  |  | March, 30 2020 00:00:00 | FALSE | FALSE | FALSE | [6 empty] | AC | [7 empty] | FALSE
P8V8KR85 | LEDXPERT Lighting Inc. | LEDXPERT | EBT8M4-22W-AL(Frosted 3500K) | Linear Replacement Lamp | T8 Four-Foot | Replacement Lamps (plug and play) (UL Type A) |  | standard | FALSE | [10 empty] | January, 22 2016 00:00:00 | Not Dimmable | Not Dimmable | No |  | BBBBPW | [25 empty] | 5 | 2650 | 120.45 | 22 | 15 | 0.9 | 3500 | 80 |  |  |  | FALSE | FALSE | FALSE | May, 02 2018 00:00:00 | 4.3 |  | standard |  |  |  |  | March, 30 2020 00:00:00 | FALSE | FALSE | FALSE | [6 empty] | AC | [7 empty] | FALSE
P5MB5VZT | VOOTU Inc. | VOOTU | VT-T812-22WC04 3000K | Linear Replacement Lamp | T8 Four-Foot | Replacement Lamps (plug and play) (UL Type A) |  | standard | TRUE |  | 2782 | 123.43 | 22.54 | 15.42 | 0.9038 | 2896 | 81.9 | 5 | 50000 | January, 22 2016 00:00:00 | Not Dimmable | Not Dimmable | NotYetVerified |  | BBBBQL | [15 empty] | 91 |  | 1.39 | 1.24 | [6 empty] | 5 | 2782 | 123.43 | 22.54 | 15.42 | 0.9038 | 3000 | 81.9 |  |  |  | FALSE | FALSE | FALSE | May, 02 2018 00:00:00 | 4.3 |  | standard |  |  |  |  | March, 30 2020 00:00:00 | FALSE | FALSE | FALSE | [6 empty] | AC | [7 empty] | FALSE
P3TR8AMW | LEDXPERT Lighting Inc. | LEDXPERT | EBT8M4-22W-AL(Frosted 3000K) | Linear Replacement Lamp | T8 Four-Foot | Replacement Lamps (plug and play) (UL Type A) |  | standard | TRUE |  | 2564.9 | 120.5 | 21.29 | 1.71 | 0.944 | 2902 | 83.8 | 5 | 50000 | January, 22 2016 00:00:00 | Not Dimmable | Not Dimmable | No |  | BBBBPW | [15 empty] | 84.2 |  | 1.18 | 1.24 | [6 empty] | 5 | 2650 | 120.45 | 22 | 15 | 0.9 | 3000 | 80 |  |  |  | FALSE | FALSE | FALSE | May, 02 2018 00:00:00 | 4.3 |  | standard |  |  |  |  | March, 30 2020 00:00:00 | FALSE | FALSE | FALSE | [6 empty] | AC | [7 empty] | FALSE
P7C3MFTE | Parth I Inc, dba midwest circuits | Midwest circuits | MC-T8-4-20W-BCUH | Linear Replacement Lamp | T8 Four-Foot | Replacement Lamps (plug and play) (UL Type A) |  | standard | FALSE | [10 empty] | January, 22 2016 00:00:00 | Not Dimmable | Not Dimmable | No |  | BBBBQY | [25 empty] | 5 | 2605 | 119.66 | 21.77 | 5.87 | 0.911 | 4500 | 84.4 |  |  |  | FALSE | FALSE | FALSE | May, 02 2018 00:00:00 | 4.3 |  | standard |  |  |  |  | March, 30 2020 00:00:00 | FALSE | FALSE | FALSE | [6 empty] | AC | [7 empty] | FALSE
PXUBWZVH | VOOTU Inc. | VOOTU | VT-T812-22WC04 5000K | Linear Replacement Lamp | T8 Four-Foot | Replacement Lamps (plug and play) (UL Type A) |  | standard | FALSE | [10 empty] | January, 22 2016 00:00:00 | Not Dimmable | Not Dimmable | NotYetVerified |  | BBBBQL | [25 empty] | 5 | 2839 | 124.57 | 22.79 | 15.39 | 0.9069 | 5000 | 83 |  |  |  | FALSE | FALSE | FALSE | May, 02 2018 00:00:00 | 4.3 |  | standard |  |  |  |  | March, 30 2020 00:00:00 | FALSE | FALSE | FALSE | [6 empty] | AC | [7 empty] | FALSE
PEPVWBPS | LEDXPERT Lighting Inc. | LEDXPERT | EBT8M4-22W-AL(Frosted 4500K) | Linear Replacement Lamp | T8 Four-Foot | Replacement Lamps (plug and play) (UL Type A) |  | standard | FALSE | [10 empty] | January, 22 2016 00:00:00 | Not Dimmable | Not Dimmable | No |  | BBBBPW | [25 empty] | 5 | 3070 | 139.55 | 22 | 15 | 0.9 | 4500 | 80 |  |  |  | FALSE | FALSE | FALSE | May, 02 2018 00:00:00 | 4.3 |  | standard |  |  |  |  | March, 30 2020 00:00:00 | FALSE | FALSE | FALSE | [6 empty] | AC | [7 empty] | FALSE
PASPJKVZ | AB Tech Solution INC | SmartPwrNet | ABTS-T8-18W-35K | Linear Replacement Lamp | T8 Four-Foot | Replacement Lamps (plug and play) (UL Type A) |  | standard | FALSE | [10 empty] | January, 22 2016 00:00:00 | Not Dimmable | Not Dimmable | FALSE |  | OOOAAC | [25 empty] | 4.4 | 2050 | 113.89 | 18 | 20 | 0.98 | 3500 | 80 |  |  |  | FALSE | FALSE | FALSE | May, 02 2018 00:00:00 | 4.3 |  | standard |  |  |  |  | November, 02 2018 00:00:00 | FALSE | FALSE | FALSE | [6 empty] | AC | [7 empty] | FALSE
P1XK6SMQ | Parth I Inc, dba midwest circuits | Midwest circuits | MC-T8-4-20W-BCUB | Linear Replacement Lamp | T8 Four-Foot | Replacement Lamps (plug and play) (UL Type A) |  | standard | FALSE | [10 empty] | January, 22 2016 00:00:00 | Not Dimmable | Not Dimmable | No |  | BBBBQY | [25 empty] | 5 | 2545 | 117.34 | 21.69 | 6.15 | 0.9149 | 3500 | 82.3 |  |  |  | FALSE | FALSE | FALSE | May, 02 2018 00:00:00 | 4.3 |  | standard |  |  |  |  | March, 30 2020 00:00:00 | FALSE | FALSE | FALSE | [6 empty] | AC | [7 empty] | FALSE
PH9K8DHH | VOOTU Inc. | VOOTU | VT-T812-22WC04 3500K | Linear Replacement Lamp | T8 Four-Foot | Replacement Lamps (plug and play) (UL Type A) |  | standard | FALSE | [10 empty] | January, 22 2016 00:00:00 | Not Dimmable | Not Dimmable | NotYetVerified |  | BBBBQL | [25 empty] | 5 | 2782 | 123.43 | 22.54 | 15.42 | 0.9038 | 3500 | 81.9 |  |  |  | FALSE | FALSE | FALSE | May, 02 2018 00:00:00 | 4.3 |  | standard |  |  |  |  | March, 30 2020 00:00:00 | FALSE | FALSE | FALSE | [6 empty] | AC | [7 empty] | FALSE
PPZU1FPH | VOOTU Inc. | VOOTU | VT-T812-22WC04 4000K | Linear Replacement Lamp | T8 Four-Foot | Replacement Lamps (plug and play) (UL Type A) |  | standard | FALSE | [10 empty] | January, 22 2016 00:00:00 | Not Dimmable | Not Dimmable | NotYetVerified |  | BBBBQL | [25 empty] | 5 | 2782 | 123.43 | 22.54 | 15.42 | 0.9038 | 4000 | 81.9 |  |  |  | FALSE | FALSE | FALSE | May, 02 2018 00:00:00 | 4.3 |  | standard |  |  |  |  | March, 30 2020 00:00:00 | FALSE | FALSE | FALSE | [6 empty] | AC | [7 empty] | FALSE
PPU5J31N | Parth I Inc, dba midwest circuits | Midwest circuits | MC-T8-4-18W-BCUD | Linear Replacement Lamp | T8 Four-Foot | Replacement Lamps (plug and play) (UL Type A) |  | standard | FALSE | [10 empty] | January, 22 2016 00:00:00 | Not Dimmable | Not Dimmable | No |  | BBBBQX | [25 empty] | 5 | 2268 | 118.87 | 19.08 | 10.95 | 0.9744 | 5000 | 84.2 |  |  |  | FALSE | FALSE | FALSE | May, 02 2018 00:00:00 | 4.3 |  | standard |  |  |  |  | March, 30 2020 00:00:00 | FALSE | FALSE | FALSE | [6 empty] | AC | [7 empty] | FALSE
PZXADFFP | VOOTU Inc. | VOOTU | VT-T812-18WC04 4500K | Linear Replacement Lamp | T8 Four-Foot | Replacement Lamps (plug and play) (UL Type A) |  | standard | FALSE | [10 empty] | January, 22 2016 00:00:00 | Not Dimmable | Not Dimmable | NotYetVerified |  | BBBBQJ | [25 empty] | 5 | 2384 | 128.73 | 18.52 | 12.15 | 0.9054 | 4500 | 81.4 |  |  |  | FALSE | FALSE | FALSE | May, 02 2018 00:00:00 | 4.3 |  | standard |  |  |  |  | March, 30 2020 00:00:00 | FALSE | FALSE | FALSE | [6 empty] | AC | [7 empty] | FALSE
PFSRD9Y5 | LEDXPERT Lighting Inc. | LEDXPERT | EBT8M4-22W-AL(Frosted 4000K) | Linear Replacement Lamp | T8 Four-Foot | Replacement Lamps (plug and play) (UL Type A) |  | standard | FALSE | [10 empty] | January, 22 2016 00:00:00 | Not Dimmable | Not Dimmable | No |  | BBBBPW | [25 empty] | 5 | 3070 | 139.55 | 22 | 15 | 0.9 | 4000 | 80 |  |  |  | FALSE | FALSE | FALSE | May, 02 2018 00:00:00 | 4.3 |  | standard |  |  |  |  | March, 30 2020 00:00:00 | FALSE | FALSE | FALSE | [6 empty] | AC | [7 empty] | FALSE
PZYHCN5G | AB Tech Solution INC | SmartPwrNet | ABTS-T8-18W-50K | Linear Replacement Lamp | T8 Four-Foot | Replacement Lamps (plug and play) (UL Type A) |  | standard | FALSE | [10 empty] | January, 22 2016 00:00:00 | Not Dimmable | Not Dimmable | No |  | OOOAAC | [25 empty] | 5 | 2250 | 125 | 18 | 20 | 0.98 | 5000 | 80 |  |  |  | FALSE | FALSE | FALSE | May, 02 2018 00:00:00 | 4.3 |  | standard |  |  |  |  | March, 30 2020 00:00:00 | FALSE | FALSE | FALSE | [6 empty] | AC | [7 empty] | FALSE
PXKP9Z2W | Parth I Inc, dba midwest circuits | Midwest circuits | MC-T8-4-18W-BCUW | Linear Replacement Lamp | T8 Four-Foot | Replacement Lamps (plug and play) (UL Type A) |  | standard | TRUE |  | 2209 | 114.69 | 19.26 | 10.58 | 0.9751 | 2897 | 82.7 | 5 | 50000 | January, 22 2016 00:00:00 | Not Dimmable | Not Dimmable | No |  | BBBBQX | [15 empty] | 90 |  | 1.16 | 1.4 | [6 empty] | 5 | 2209 | 114.69 | 19.26 | 10.58 | 0.9751 | 3000 | 82.7 |  |  |  | FALSE | FALSE | FALSE | May, 02 2018 00:00:00 | 4.3 |  | standard |  |  |  |  | March, 30 2020 00:00:00 | FALSE | FALSE | FALSE | [6 empty] | AC | [7 empty] | FALSE
PG3DYHPQ | ECO Lighting Solutions | ECO | ECO-T818W4FT plug and play LED tube [Frosted 4500K] | Linear Replacement Lamp | T8 Four-Foot | Replacement Lamps (plug and play) (UL Type A) |  | standard | FALSE | [10 empty] | January, 20 2016 00:00:00 | Not Dimmable | Not Dimmable | NotYetVerified | Product updated on 5/6/2017 | BBBBPA | [25 empty] | 5 | 2072 | 121.31 | 17.08 | 12.5 | 0.9156 | 4500 | 82.2 |  |  |  | FALSE | FALSE | FALSE | May, 02 2018 00:00:00 | 4.3 |  | standard |  |  |  |  | March, 30 2020 00:00:00 | FALSE | FALSE | FALSE | [6 empty] | AC | [7 empty] | FALSE
P8AUCKCM | ECO Lighting Solutions | ECO | ECO-T8-13W1200 BIXX LED tube [5000K Frosted] | Linear Replacement Lamp | T8 Four-Foot | Replacement Lamps (plug and play) (UL Type A) |  | standard | FALSE | [10 empty] | January, 20 2016 00:00:00 | Not Dimmable | Not Dimmable | NotYetVerified | Product updated on 5/6/2017 | BBBBPD | [25 empty] | 5 | 1832 | 138.89 | 13.19 | 20 | 0.9 | 5000 | 83 |  |  |  | FALSE | FALSE | FALSE | May, 02 2018 00:00:00 | 4.3 |  | standard |  |  |  |  | March, 30 2020 00:00:00 | FALSE | FALSE | FALSE | [6 empty] | AC | [7 empty] | FALSE
PJFEGP7R | ECO Lighting Solutions | ECO | ECO-T812W2FT plug and play LED tube [Frosted 3000K] | Linear Replacement Lamp | T8 Four-Foot | Dual Mode Internal Driver (UL Type A and Type B) |  | standard | TRUE |  | 1608 | 125.5 | 12.81 | 14.97 | 0.8986 | 2946 | 81.2 | 5 | 50000 | January, 20 2016 00:00:00 | Not Dimmable | Not Dimmable | NotYetVerified | Product updated on 5/6/2017 | BBBBPB | [15 empty] | 84.8 |  | 1.22 | 1.15 | [6 empty] | 5 | 1608 | 125.5 | 12.81 | 13.23 | 0.9012 | 3000 | 81.8 |  |  |  | FALSE | FALSE | FALSE | May, 02 2018 00:00:00 | 4.3 |  | standard |  |  |  |  | March, 30 2020 00:00:00 | FALSE | FALSE | FALSE | [6 empty] | AC | [7 empty] | FALSE
PN6SRMTF | Atlantic LED LLC | AtlanticLED | AELED4FT8FBG15468(45C) | Linear Replacement Lamp | T8 Four-Foot | Replacement Lamps (plug and play) (UL Type A) |  | standard | FALSE | [10 empty] | January, 20 2016 00:00:00 | Not Dimmable | Not Dimmable | FALSE |  | WWWABN | [25 empty] | 4.4 | 2102 | 113.32 | 18.55 | 9.82 | 0.9017 | 4500 | 83.5 |  |  |  | FALSE | FALSE | FALSE | May, 02 2018 00:00:00 | 4.3 |  | standard |  |  |  |  | November, 02 2018 00:00:00 | FALSE | FALSE | FALSE | [6 empty] | AC | [7 empty] | FALSE
P9FAAPSE | ECO Lighting Solutions | ECO | ECO-T812W2FT plug and play LED tube [Frosted 3500K] | Linear Replacement Lamp | T8 Four-Foot | Dual Mode Internal Driver (UL Type A and Type B) |  | standard | FALSE | [10 empty] | January, 20 2016 00:00:00 | Not Dimmable | Not Dimmable | NotYetVerified | Product updated on 5/6/2017 | BBBBPB | [25 empty] | 5 | 1608 | 125.5 | 12.81 | 13.23 | 0.9012 | 3500 | 81.8 |  |  |  | FALSE | FALSE | FALSE | May, 02 2018 00:00:00 | 4.3 |  | standard |  |  |  |  | March, 30 2020 00:00:00 | FALSE | FALSE | FALSE | [6 empty] | AC | [7 empty] | FALSE
PSH9FFK3 | ECO Lighting Solutions | ECO | ECO-T8-15W1200 BIXX [3500K Frosted] | Linear Replacement Lamp | T8 Four-Foot | Replacement Lamps (plug and play) (UL Type A) |  | standard | FALSE | [10 empty] | January, 20 2016 00:00:00 | Not Dimmable | Not Dimmable | NotYetVerified | Product updated on 5/6/2017 | BBBBPC | [25 empty] | 5 | 2026 | 141.28 | 14.34 | 20 | 0.9 | 3500 | 82 |  |  |  | FALSE | FALSE | FALSE | May, 02 2018 00:00:00 | 4.3 |  | standard |  |  |  |  | March, 30 2020 00:00:00 | FALSE | FALSE | FALSE | [6 empty] | AC | [7 empty] | FALSE
PZ3HBDVN | ECO Lighting Solutions | ECO | ECO-T818W4FT plug and play LED tube [Frosted 5000K] | Linear Replacement Lamp | T8 Four-Foot | Replacement Lamps (plug and play) (UL Type A) |  | standard | FALSE | [10 empty] | January, 20 2016 00:00:00 | Not Dimmable | Not Dimmable | NotYetVerified | Product updated on 5/6/2017 | BBBBPA | [25 empty] | 5 | 2250 | 131.43 | 17.12 | 12.9 | 0.9081 | 5000 | 80.7 |  |  |  | FALSE | FALSE | FALSE | May, 02 2018 00:00:00 | 4.3 |  | standard |  |  |  |  | March, 30 2020 00:00:00 | FALSE | FALSE | FALSE | [6 empty] | AC | [7 empty] | FALSE
PR3CM8GE | ECO Lighting Solutions | ECO | ECO-T8-13W1200 BIXX LED tube [4000K Frosted] | Linear Replacement Lamp | T8 Four-Foot | Replacement Lamps (plug and play) (UL Type A) |  | standard | TRUE |  | 1776 | 135.78 | 13.08 | 13.52 | 0.922 | 3984 | 82.5 | 5 | 50000 | January, 20 2016 00:00:00 | Not Dimmable | Not Dimmable | NotYetVerified | Product updated on 5/6/2017 | BBBBPD | [15 empty] | 88 |  | 1.39 | 1.21 | [6 empty] | 5 | 1776 | 135.78 | 13.08 | 20 | 0.9 | 4000 | 83 |  |  |  | FALSE | FALSE | FALSE | May, 02 2018 00:00:00 | 4.3 |  | standard |  |  |  |  | March, 30 2020 00:00:00 | FALSE | FALSE | FALSE | [6 empty] | AC | [7 empty] | FALSE
PRJG6ACF | Keystone Technologies | KEYSTONE | KT-LED12T8-48G-830-S | Linear Replacement Lamp | T8 Four-Foot | Replacement Lamps (plug and play) (UL Type A) |  | standard | TRUE |  | 1849 | 115.2 | 16.05 | 11.53 | 0.9752 | 3066 | 84.6 | 5 | 50000 | January, 20 2016 00:00:00 | Not Dimmable | Not Dimmable | No | Product de-listed on 4/1/2017, re-listed on 4/28/2017 due to allowances requirements change | RRRSJD | [15 empty] | 83.1 |  | 1.26 | 1.28 | [6 empty] | 5 | 1800 | 116 | 15.5 | 20 | 0.9 | 3000 | 83 |  |  |  | TRUE | FALSE | FALSE | May, 02 2018 00:00:00 | 4.3 |  | standard |  |  |  |  | March, 30 2020 00:00:00 | FALSE | FALSE | FALSE | [6 empty] | AC | [7 empty] | FALSE
PJWWUWA4 | ECO Lighting Solutions | ECO | ECO-T818W4FT plug and play LED tube [Frosted 3500K] | Linear Replacement Lamp | T8 Four-Foot | Replacement Lamps (plug and play) (UL Type A) |  | standard | FALSE | [10 empty] | January, 20 2016 00:00:00 | Not Dimmable | Not Dimmable | NotYetVerified | Product updated on 5/6/2017 | BBBBPA | [25 empty] | 5 | 2072 | 121.31 | 17.08 | 12.5 | 0.9156 | 3500 | 82.2 |  |  |  | FALSE | FALSE | FALSE | May, 02 2018 00:00:00 | 4.3 |  | standard |  |  |  |  | March, 30 2020 00:00:00 | FALSE | FALSE | FALSE | [6 empty] | AC | [7 empty] | FALSE
PQXT9PHP | ECO Lighting Solutions | ECO | ECO-T818W4FT plug and play LED tube [Frosted 4000K] | Linear Replacement Lamp | T8 Four-Foot | Replacement Lamps (plug and play) (UL Type A) |  | standard | FALSE | [10 empty] | January, 20 2016 00:00:00 | Not Dimmable | Not Dimmable | NotYetVerified | Product updated on 5/6/2017 | BBBBPA | [25 empty] | 5 | 2072 | 121.31 | 17.08 | 12.5 | 0.9156 | 4000 | 82.2 |  |  |  | FALSE | FALSE | FALSE | May, 02 2018 00:00:00 | 4.3 |  | standard |  |  |  |  | March, 30 2020 00:00:00 | FALSE | FALSE | FALSE | [6 empty] | AC | [7 empty] | FALSE
P5U53CRV | ECO Lighting Solutions | ECO | ECO-T812W2FT plug and play LED tube [Frosted 4500K] | Linear Replacement Lamp | T8 Four-Foot | Dual Mode Internal Driver (UL Type A and Type B) |  | standard | FALSE | [10 empty] | January, 20 2016 00:00:00 | Not Dimmable | Not Dimmable | NotYetVerified | Product updated on 5/6/2017 | BBBBPB | [25 empty] | 5 | 1608 | 125.5 | 12.81 | 13.23 | 0.9012 | 4500 | 81.8 |  |  |  | FALSE | FALSE | FALSE | May, 02 2018 00:00:00 | 4.3 |  | standard |  |  |  |  | March, 30 2020 00:00:00 | FALSE | FALSE | FALSE | [6 empty] | AC | [7 empty] | FALSE
P4PTSQSE | ECO Lighting Solutions | ECO | ECO-T812W2FT plug and play LED tube [Frosted 5000K] | Linear Replacement Lamp | T8 Four-Foot | Dual Mode Internal Driver (UL Type A and Type B) |  | standard | FALSE | [10 empty] | January, 20 2016 00:00:00 | Not Dimmable | Not Dimmable | NotYetVerified | Product updated on 5/6/2017 | BBBBPB | [25 empty] | 5 | 1608 | 125.5 | 12.81 | 13.23 | 0.9014 | 5000 | 81.6 |  |  |  | FALSE | FALSE | FALSE | May, 02 2018 00:00:00 | 4.3 |  | standard |  |  |  |  | March, 30 2020 00:00:00 | FALSE | FALSE | FALSE | [6 empty] | AC | [7 empty] | FALSE
P9XYUAS6 | ECO Lighting Solutions | ECO | ECO-T818W4FT plug and play LED tube [Frosted 3000K] | Linear Replacement Lamp | T8 Four-Foot | Replacement Lamps (plug and play) (UL Type A) |  | standard | TRUE |  | 1839 | 109.79 | 16.75 | 9.52 | 0.9366 | 3001 | 82.7 | 5 | 50000 | January, 20 2016 00:00:00 | Not Dimmable | Not Dimmable | NotYetVerified | Product updated on 5/6/2017 | BBBBPA | [15 empty] | 88.1 |  | 1.45 | 1.23 | [6 empty] | 4.4 | 2072 | 121.31 | 17.08 | 12.5 | 0.9156 | 3000 | 82.2 |  |  |  | FALSE | FALSE | FALSE | May, 02 2018 00:00:00 | 4.3 |  | standard |  |  |  |  | November, 02 2018 00:00:00 | FALSE | FALSE | FALSE | [6 empty] | AC | [7 empty] | FALSE
PBPEKWN5 | ECO Lighting Solutions | ECO | ECO-T8-13W1200 BIXX LED tube [4500K Frosted] | Linear Replacement Lamp | T8 Four-Foot | Replacement Lamps (plug and play) (UL Type A) |  | standard | FALSE | [10 empty] | January, 20 2016 00:00:00 | Not Dimmable | Not Dimmable | NotYetVerified | Product updated on 5/6/2017 | BBBBPD | [25 empty] | 5 | 1776 | 135.78 | 13.08 | 20 | 0.9 | 4500 | 83 |  |  |  | FALSE | FALSE | FALSE | May, 02 2018 00:00:00 | 4.3 |  | standard |  |  |  |  | March, 30 2020 00:00:00 | FALSE | FALSE | FALSE | [6 empty] | AC | [7 empty] | FALSE
P2TU9AA8 | ECO Lighting Solutions | ECO | ECO-T8-18W1200 BIXX [5000K Frosted] | Linear Replacement Lamp | T8 Four-Foot | Dual Mode Internal Driver (UL Type A and Type B) |  | standard | FALSE | [10 empty] | January, 20 2016 00:00:00 | Not Dimmable | Not Dimmable | NotYetVerified | Product updated on 5/6/2017 | BBBBPC | [25 empty] | 5 | 2453 | 132.67 | 18.49 | 20 | 0.9 | 5000 | 83 |  |  |  | FALSE | FALSE | FALSE | May, 02 2018 00:00:00 | 4.3 |  | standard |  |  |  |  | March, 30 2020 00:00:00 | FALSE | FALSE | FALSE | [6 empty] | AC | [7 empty] | FALSE
PQ9E5YWG | ECO Lighting Solutions | ECO | ECO-T8-15W1200 BIXX [3000K Frosted] | Linear Replacement Lamp | T8 Four-Foot | Replacement Lamps (plug and play) (UL Type A) |  | standard | TRUE |  | 2026 | 141.28 | 14.34 | 18.35 | 0.8804 | 3120 | 81.7 | 5 | 50000 | January, 20 2016 00:00:00 | Not Dimmable | Not Dimmable | NotYetVerified | Product updated on 5/6/2017 | BBBBPC | [15 empty] | 84.7 |  | 1.22 | 1.34 | [6 empty] | 5 | 2026 | 141.28 | 14.34 | 20 | 0.9 | 3000 | 82 |  |  |  | FALSE | FALSE | FALSE | May, 02 2018 00:00:00 | 4.3 |  | standard |  |  |  |  | March, 30 2020 00:00:00 | FALSE | FALSE | FALSE | [6 empty] | AC | [7 empty] | FALSE
PJ8NWWQU | Keystone Technologies | KEYSTONE | KT-LED17T8-48G-830-S | Linear Replacement Lamp | T8 Four-Foot | Replacement Lamps (plug and play) (UL Type A) |  | standard | TRUE |  | 2261 | 113.8 | 19.86 | 9.43 | 0.9818 | 3073 | 84.5 | 5 | 50000 | January, 20 2016 00:00:00 | Not Dimmable | Not Dimmable | No | Product de-listed on 4/1/2017, re-listed on 4/28/2017 due to allowances requirements change | RRRSJF | [15 empty] | 83.1 |  | 1.24 | 1.28 | [6 empty] | 4.4 | 2200 | 112 | 19.5 | 20 | 0.9 | 3000 | 82 |  |  |  | TRUE | FALSE | FALSE | May, 02 2018 00:00:00 | 4.3 |  | standard |  |  |  |  | November, 02 2018 00:00:00 | FALSE | FALSE | FALSE | [6 empty] | AC | [7 empty] | FALSE
PKVDBHVZ | Atlantic LED LLC | AtlanticLED | AELED4FT8FBG15468(40C) | Linear Replacement Lamp | T8 Four-Foot | Replacement Lamps (plug and play) (UL Type A) |  | standard | TRUE |  | 2102 | 113.32 | 18.55 | 9.82 | 0.9017 | 4082 | 83.5 | 5 | 50000 | January, 20 2016 00:00:00 | Not Dimmable | Not Dimmable | FALSE |  | WWWABN | [15 empty] | 91.9 |  | 1.2 | 1.44 | [6 empty] | 4.4 | 2102 | 113.32 | 18.55 | 9.82 | 0.9017 | 4000 | 83.5 |  |  |  | FALSE | FALSE | FALSE | May, 02 2018 00:00:00 | 4.3 |  | standard |  |  |  |  | November, 02 2018 00:00:00 | FALSE | FALSE | FALSE | [6 empty] | AC | [7 empty] | FALSE
PDVUA8UB | Atlantic LED LLC | AtlanticLED | AELED4FT8FBG15468(50C) | Linear Replacement Lamp | T8 Four-Foot | Replacement Lamps (plug and play) (UL Type A) |  | standard | TRUE |  | 2146 | 114.58 | 18.73 | 9.64 | 0.9026 | 5108 | 84.1 |  |  | January, 20 2016 00:00:00 | Not Dimmable | Not Dimmable | FALSE |  | WWWABN | [15 empty] | 91.9 |  | 1.2 | 1.44 | [6 empty] | 4.4 | 2146 | 114.58 | 18.73 | 9.64 | 0.9026 | 5000 | 84.1 |  |  |  | FALSE | FALSE | FALSE | May, 02 2018 00:00:00 | 4.3 |  | standard |  |  |  |  | November, 02 2018 00:00:00 | FALSE | FALSE | FALSE | [6 empty] | AC | [7 empty] | FALSE
PQ22DEW3 | ECO Lighting Solutions | ECO | ECO-T812W2FT plug and play LED tube [Frosted 4000K] | Linear Replacement Lamp | T8 Four-Foot | Dual Mode Internal Driver (UL Type A and Type B) |  | standard | FALSE | [10 empty] | January, 20 2016 00:00:00 | Not Dimmable | Not Dimmable | NotYetVerified | Product updated on 5/6/2017 | BBBBPB | [25 empty] | 5 | 1608 | 125.5 | 12.81 | 13.23 | 0.9012 | 4000 | 81.8 |  |  |  | FALSE | FALSE | FALSE | May, 02 2018 00:00:00 | 4.3 |  | standard |  |  |  |  | March, 30 2020 00:00:00 | FALSE | FALSE | FALSE | [6 empty] | AC | [7 empty] | FALSE
PH8W9PBB | A Plus Lighting LLC | A Plus Lighting | AP-T84-22-NW-01-2C-C | Linear Replacement Lamp | T8 Four-Foot | Replacement Lamps (plug and play) (UL Type A) |  | standard | FALSE | [10 empty] | January, 19 2016 00:00:00 | Not Dimmable | Not Dimmable | NotYetVerified |  | RRRSIW | [25 empty] | 5 | 2782 | 123.43 | 22.54 | 15.42 | 0.9038 | 4000 | 81.9 |  |  |  | FALSE | FALSE | FALSE | May, 02 2018 00:00:00 | 4.3 |  | standard |  |  |  |  | March, 30 2020 00:00:00 | FALSE | FALSE | FALSE | [6 empty] | AC | [7 empty] | FALSE
P2A5BYQS | A Plus Lighting LLC | A Plus Lighting | AP-T84-18-KW-01-2C-C | Linear Replacement Lamp | T8 Four-Foot | Replacement Lamps (plug and play) (UL Type A) |  | standard | FALSE | [10 empty] | January, 19 2016 00:00:00 | Not Dimmable | Not Dimmable | NotYetVerified |  | RRRSIU | [25 empty] | 5 | 2431 | 130.49 | 18.63 | 12.01 | 0.9022 | 5000 | 83 |  |  |  | FALSE | FALSE | FALSE | May, 02 2018 00:00:00 | 4.3 |  | standard |  |  |  |  | March, 30 2020 00:00:00 | FALSE | FALSE | FALSE | [6 empty] | AC | [7 empty] | FALSE
PE6CQ7SF | A Plus Lighting LLC | A Plus Lighting | AP-T84-22-WW-01-2C-C | Linear Replacement Lamp | T8 Four-Foot | Replacement Lamps (plug and play) (UL Type A) |  | standard | TRUE |  | 2782 | 123.43 | 22.54 | 15.42 | 0.9038 | 2896 | 81.9 | 5 | 50000 | January, 19 2016 00:00:00 | Not Dimmable | Not Dimmable | NotYetVerified |  | RRRSIW | [15 empty] | 91 |  | 1.39 | 1.24 | [6 empty] | 5 | 2782 | 123.43 | 22.54 | 15.42 | 0.9038 | 3000 | 81.9 |  |  |  | FALSE | FALSE | FALSE | May, 02 2018 00:00:00 | 4.3 |  | standard |  |  |  |  | March, 30 2020 00:00:00 | FALSE | FALSE | FALSE | [6 empty] | AC | [7 empty] | FALSE
PJ397QDG | A Plus Lighting LLC | A Plus Lighting | AP-T84-18-WW-01-2C-C | Linear Replacement Lamp | T8 Four-Foot | Replacement Lamps (plug and play) (UL Type A) |  | standard | TRUE |  | 2384 | 128.73 | 18.52 | 12.15 | 0.9054 | 2873 | 81.4 | 5 | 50000 | January, 19 2016 00:00:00 | Not Dimmable | Not Dimmable | NotYetVerified |  | RRRSIU | [15 empty] | 90.8 |  | 1.35 | 1.24 | [6 empty] | 5 | 2384 | 128.73 | 18.52 | 12.15 | 0.9054 | 3000 | 81.4 |  |  |  | FALSE | FALSE | FALSE | May, 02 2018 00:00:00 | 4.3 |  | standard |  |  |  |  | March, 30 2020 00:00:00 | FALSE | FALSE | FALSE | [6 empty] | AC | [7 empty] | FALSE
PEK7X4H1 | A Plus Lighting LLC | A Plus Lighting | AP-T84-18-NW-01-2C-C | Linear Replacement Lamp | T8 Four-Foot | Replacement Lamps (plug and play) (UL Type A) |  | standard | FALSE | [10 empty] | January, 19 2016 00:00:00 | Not Dimmable | Not Dimmable | NotYetVerified |  | RRRSIU | [25 empty] | 5 | 2384 | 128.73 | 18.52 | 12.15 | 0.9054 | 4000 | 81.4 |  |  |  | FALSE | FALSE | FALSE | May, 02 2018 00:00:00 | 4.3 |  | standard |  |  |  |  | March, 30 2020 00:00:00 | FALSE | FALSE | FALSE | [6 empty] | AC | [7 empty] | FALSE
P4N7G1JJ | A Plus Lighting LLC | A Plus Lighting | AP-T84-22-KW-01-2C-C | Linear Replacement Lamp | T8 Four-Foot | Replacement Lamps (plug and play) (UL Type A) |  | standard | FALSE | [10 empty] | January, 19 2016 00:00:00 | Not Dimmable | Not Dimmable | NotYetVerified |  | RRRSIW | [25 empty] | 5 | 2839 | 124.57 | 22.79 | 15.39 | 0.9069 | 5000 | 83 |  |  |  | FALSE | FALSE | FALSE | May, 02 2018 00:00:00 | 4.3 |  | standard |  |  |  |  | March, 30 2020 00:00:00 | FALSE | FALSE | FALSE | [6 empty] | AC | [7 empty] | FALSE
PVB934CC | Ampco Lighting Ltd | Ampco | T8GEB-48-UV-14-4-FDD | Linear Replacement Lamp | T8 Four-Foot | Replacement Lamps (plug and play) (UL Type A) |  | standard | TRUE |  | 1746 | 120.25 | 14.52 | 18.59 | 0.9038 | 4129 | 83.3 | 5 | 50000 | January, 14 2016 00:00:00 | Not Dimmable | Not Dimmable | No | Updated on 5/2/17 | PPPQMG | [15 empty] | 84.7 |  | 1.22 | 1.3 | [6 empty] | 5 | 1753 | 120.15 | 14.59 | 18.59 | 0.9 | 4000 | 83.3 |  |  |  | FALSE | FALSE | FALSE | May, 02 2018 00:00:00 | 4.3 |  | standard |  |  |  |  | March, 30 2020 00:00:00 | FALSE | FALSE | FALSE | [6 empty] | AC | [7 empty] | FALSE
PRYTJKVA | Ampco Lighting Ltd | Ampco | T8GEB-48-UV-17-4-FDD | Linear Replacement Lamp | T8 Four-Foot | Replacement Lamps (plug and play) (UL Type A) |  | standard | TRUE |  | 2084 | 122.52 | 17.01 | 15.33 | 0.9017 | 4107 | 83.2 | 5 | 50000 | January, 14 2016 00:00:00 | Not Dimmable | Not Dimmable | No | Updated on 5/2/17 | PPPQLX | [15 empty] | 84.7 |  | 1.22 | 1.32 | [6 empty] | 5 | 2094 | 122.38 | 17.11 | 15.33 | 0.9 | 4000 | 83.2 |  |  |  | FALSE | FALSE | FALSE | May, 02 2018 00:00:00 | 4.3 |  | standard |  |  |  |  | March, 30 2020 00:00:00 | FALSE | FALSE | FALSE | [6 empty] | AC | [7 empty] | FALSE
P9G2USW9 | Ampco Lighting Ltd | Ampco | T8GEB-48-UV-17-5-FDD | Linear Replacement Lamp | T8 Four-Foot | Replacement Lamps (plug and play) (UL Type A) |  | standard | FALSE | [10 empty] | January, 14 2016 00:00:00 | Not Dimmable | Not Dimmable | No | Updated on 5/2/17 | PPPQLX | [25 empty] | 5 | 2117 | 124.16 | 17.05 | 15.29 | 0.9 | 5000 | 83.4 |  |  |  | FALSE | FALSE | FALSE | May, 02 2018 00:00:00 | 4.3 |  | standard |  |  |  |  | March, 30 2020 00:00:00 | FALSE | FALSE | FALSE | [6 empty] | AC | [7 empty] | FALSE
PA42APYZ | Ampco Lighting Ltd | Ampco | T8GEB-48-UV-12-3-FDD | Linear Replacement Lamp | T8 Four-Foot | Replacement Lamps (plug and play) (UL Type A) |  | standard | TRUE |  | 1606 | 111.6 | 14.39 | 9.53 | 0.9043 | 2920 | 83 | 5 | 50000 | January, 14 2016 00:00:00 | Not Dimmable | Not Dimmable | FALSE | Product de-listed on 4/1/2017, re-listed on 4/28/2017 due to allowances requirements change | PPPQMF | [15 empty] | 84.5 |  | 1.24 | 1.36 | [6 empty] | 4.4 | 1608 | 112.06 | 14.35 | 9.53 | 0.9043 | 3000 | 83 |  |  |  | TRUE | FALSE | FALSE | May, 02 2018 00:00:00 | 4.3 |  | standard |  |  |  |  | November, 02 2018 00:00:00 | FALSE | FALSE | FALSE | [6 empty] | AC | [7 empty] | FALSE
P9FPZ8J1 | Ampco Lighting Ltd | Ampco | T8GEB-48-UV-17-45-FDD | Linear Replacement Lamp | T8 Four-Foot | Replacement Lamps (plug and play) (UL Type A) |  | standard | FALSE | [10 empty] | January, 14 2016 00:00:00 | Not Dimmable | Not Dimmable | No | Updated on 5/2/17 | PPPQLX | [25 empty] | 5 | 2094 | 122.38 | 17.11 | 15.33 | 0.9 | 4500 | 83.2 |  |  |  | FALSE | FALSE | FALSE | May, 02 2018 00:00:00 | 4.3 |  | standard |  |  |  |  | March, 30 2020 00:00:00 | FALSE | FALSE | FALSE | [6 empty] | AC | [7 empty] | FALSE
PRRGTRGK | Ampco Lighting Ltd | Ampco | T8GEB-48-UV-14-5-FDD | Linear Replacement Lamp | T8 Four-Foot | Replacement Lamps (plug and play) (UL Type A) |  | standard | FALSE | [10 empty] | January, 14 2016 00:00:00 | Not Dimmable | Not Dimmable | No | Updated on 5/2/17 | PPPQMG | [25 empty] | 5 | 1763 | 121.34 | 14.53 | 18.62 | 0.9 | 5000 | 83.4 |  |  |  | FALSE | FALSE | FALSE | May, 02 2018 00:00:00 | 4.3 |  | standard |  |  |  |  | March, 30 2020 00:00:00 | FALSE | FALSE | FALSE | [6 empty] | AC | [7 empty] | FALSE
PQRSSGV9 | Ampco Lighting Ltd | Ampco | T8GEB-48-UV-12-5-FDD | Linear Replacement Lamp | T8 Four-Foot | Replacement Lamps (plug and play) (UL Type A) |  | standard | FALSE | [10 empty] | January, 14 2016 00:00:00 | Not Dimmable | Not Dimmable | NO | Product de-listed on 04/01/2017, re-listed on 10/05/2017 due to update | PPPQMF | [25 empty] | 5 | 1732 | 127.17 | 13.62 | 15 | 0.9 | 5000 | 80 |  |  |  | FALSE | FALSE | FALSE | May, 02 2018 00:00:00 | 4.3 |  | standard |  |  |  |  | March, 30 2020 00:00:00 | FALSE | FALSE | FALSE | [6 empty] | AC | [7 empty] | FALSE
PMBA8P66 | Ampco Lighting Ltd | Ampco | T8GEB-48-UV-12-4-FDD | Linear Replacement Lamp | T8 Four-Foot | Replacement Lamps (plug and play) (UL Type A) |  | standard | TRUE |  | 1687 | 124.14 | 13.59 | 9.57 | 0.9443 | 3964 | 82 | 5 | 50000 | January, 14 2016 00:00:00 | Not Dimmable | Not Dimmable | NO | Product de-listed on 04/01/2017, re-listed on 10/05/2017 due to update | PPPQMF | [15 empty] | 84.4 |  | 1.22 | 1.32 | [6 empty] | 5 | 1689 | 124.74 | 13.54 | 15 | 0.9 | 4000 | 80 |  |  |  | FALSE | FALSE | FALSE | May, 02 2018 00:00:00 | 4.3 |  | standard |  |  |  |  | March, 30 2020 00:00:00 | FALSE | FALSE | FALSE | [6 empty] | AC | [7 empty] | FALSE
P9GHFP8R | Ampco Lighting Ltd | Ampco | T8GEB-48-UV-14-45-FDD | Linear Replacement Lamp | T8 Four-Foot | Replacement Lamps (plug and play) (UL Type A) |  | standard | FALSE | [10 empty] | January, 14 2016 00:00:00 | Not Dimmable | Not Dimmable | No | Updated on 5/2/17 | PPPQMG | [25 empty] | 5 | 1753 | 120.15 | 14.59 | 18.59 | 0.9 | 4500 | 83.3 |  |  |  | FALSE | FALSE | FALSE | May, 02 2018 00:00:00 | 4.3 |  | standard |  |  |  |  | March, 30 2020 00:00:00 | FALSE | FALSE | FALSE | [6 empty] | AC | [7 empty] | FALSE
P75V3GK2 | Ampco Lighting Ltd | Ampco | T8GEB-48-UV-12-45-FDD | Linear Replacement Lamp | T8 Four-Foot | Replacement Lamps (plug and play) (UL Type A) |  | standard | FALSE | [10 empty] | January, 14 2016 00:00:00 | Not Dimmable | Not Dimmable | NO | Product de-listed on 04/01/2017, re-listed on 10/05/2017 due to update | PPPQMF | [25 empty] | 5 | 1711 | 125.99 | 13.58 | 15 | 0.9 | 4500 | 80 |  |  |  | FALSE | FALSE | FALSE | May, 02 2018 00:00:00 | 4.3 |  | standard |  |  |  |  | March, 30 2020 00:00:00 | FALSE | FALSE | FALSE | [6 empty] | AC | [7 empty] | FALSE
PXUT6VW3 | ETECH LED | E Tech LED | FF-T84-A2-20-45 | Linear Replacement Lamp | T8 Four-Foot | Dual Mode Internal Driver (UL Type A and Type B) |  | standard | FALSE | [10 empty] | January, 08 2016 00:00:00 | Not Dimmable | Not Dimmable | NotYetVerified | Updated on 4/18/2017 | KKKYNR | [25 empty] | 5 | 2697 | 134.35 | 20.08 | 20 | 0.9 | 4500 | 83 |  |  |  | FALSE | FALSE | FALSE | May, 02 2018 00:00:00 | 4.3 |  | standard |  |  |  |  | March, 30 2020 00:00:00 | FALSE | FALSE | FALSE | [6 empty] | AC | [7 empty] | FALSE
PWJSEQET | ETECH LED | E Tech LED | FF-T84-A2-20-30 | Linear Replacement Lamp | T8 Four-Foot | Dual Mode Internal Driver (UL Type A and Type B) |  | standard | TRUE |  | 2697 | 134.35 | 20.08 | 6.38 | 0.9693 | 3017 | 82.2 | 5 | 50000 | January, 08 2016 00:00:00 | Not Dimmable | Not Dimmable | NotYetVerified | Updated on 4/18/2017 | KKKYNR | [15 empty] | 90.3 |  | 1.16 | 1.36 | [6 empty] | 5 | 2697 | 134.35 | 20.08 | 20 | 0.9 | 3000 | 83 |  |  |  | FALSE | FALSE | FALSE | May, 02 2018 00:00:00 | 4.3 |  | standard |  |  |  |  | March, 30 2020 00:00:00 | FALSE | FALSE | FALSE | [6 empty] | AC | [7 empty] | FALSE
PGJ64THH | ETECH LED | E Tech LED | FF-T84-A2-20-50 | Linear Replacement Lamp | T8 Four-Foot | Dual Mode Internal Driver (UL Type A and Type B) |  | standard | FALSE | [10 empty] | January, 08 2016 00:00:00 | Not Dimmable | Not Dimmable | NotYetVerified | Updated on 4/18/2017 | KKKYNR | [25 empty] | 5 | 2697 | 134.35 | 20.08 | 20 | 0.9 | 5000 | 83 |  |  |  | FALSE | FALSE | FALSE | May, 02 2018 00:00:00 | 4.3 |  | standard |  |  |  |  | March, 30 2020 00:00:00 | FALSE | FALSE | FALSE | [6 empty] | AC | [7 empty] | FALSE
PDFFFKX4 | ETECH LED | E Tech LED | FF-T84-A2-20-35 | Linear Replacement Lamp | T8 Four-Foot | Dual Mode Internal Driver (UL Type A and Type B) |  | standard | FALSE | [10 empty] | January, 08 2016 00:00:00 | Not Dimmable | Not Dimmable | NotYetVerified | Updated on 4/18/2017 | KKKYNR | [25 empty] | 5 | 2697 | 134.35 | 20.08 | 20 | 0.9 | 3500 | 83 |  |  |  | FALSE | FALSE | FALSE | May, 02 2018 00:00:00 | 4.3 |  | standard |  |  |  |  | March, 30 2020 00:00:00 | FALSE | FALSE | FALSE | [6 empty] | AC | [7 empty] | FALSE
PW2BYSHH | ETECH LED | E Tech LED | FF-T84-A2-20-40 | Linear Replacement Lamp | T8 Four-Foot | Dual Mode Internal Driver (UL Type A and Type B) |  | standard | FALSE | [10 empty] | January, 08 2016 00:00:00 | Not Dimmable | Not Dimmable | NotYetVerified | Updated on 4/18/2017 | KKKYNR | [25 empty] | 5 | 2697 | 134.35 | 20.08 | 20 | 0.9 | 4000 | 83 |  |  |  | FALSE | FALSE | FALSE | May, 02 2018 00:00:00 | 4.3 |  | standard |  |  |  |  | March, 30 2020 00:00:00 | FALSE | FALSE | FALSE | [6 empty] | AC | [7 empty] | FALSE
PWH4288S | WING (SHANGHAI) INTERNATIONAL TRADE CO LTD | TOPSTAR | L48T8-830-12P-G2-EB | Linear Replacement Lamp | T8 Four-Foot | Replacement Lamps (plug and play) (UL Type A) |  | standard | TRUE |  | 1583 | 109.32 | 14.48 | 11.02 | 0.901 | 3175 | 85.2 | 5 | 50000 | January, 07 2016 00:00:00 | Not Dimmable | Not Dimmable | FALSE | Product de-listed on 4/1/2017, re-listed on 4/28/2017 due to allowances requirements change | RRRSGW | [15 empty] | 84 |  | 1.32 | 1.32 | [6 empty] | 4.4 | 1600 | 106 | 14.5 | 11.02 | 0.983 | 3000 | 84 |  |  |  | TRUE | FALSE | FALSE | May, 02 2018 00:00:00 | 4.3 |  | standard |  |  |  |  | November, 02 2018 00:00:00 | FALSE | FALSE | FALSE | [6 empty] | AC | [7 empty] | FALSE
PKQKD485 | Entegrity Energy Partners, LLC | ENTEGRITY | ENLED-T8BC-48-018W-30K-C | Linear Replacement Lamp | T8 Four-Foot | Dual Mode Internal Driver (UL Type A and Type B) |  | standard | FALSE | [10 empty] | January, 05 2016 00:00:00 | Not Dimmable | Not Dimmable | No |  | TTTTTQ | [25 empty] | 5 | 2592 | 133.82 | 19.37 | 13.06 | 0.9438 | 3000 | 81.5 |  |  |  | FALSE | FALSE | FALSE | May, 02 2018 00:00:00 | 4.3 |  | standard |  |  |  |  | March, 30 2020 00:00:00 | FALSE | FALSE | FALSE | [6 empty] | AC | [7 empty] | FALSE
PMMCKDGF | Entegrity Energy Partners, LLC | ENTEGRITY | ENLED-T8BC-48-018W-35K-C | Linear Replacement Lamp | T8 Four-Foot | Dual Mode Internal Driver (UL Type A and Type B) |  | standard | FALSE | [10 empty] | January, 05 2016 00:00:00 | Not Dimmable | Not Dimmable | No |  | TTTTTQ | [25 empty] | 5 | 2610 | 134.74 | 19.37 | 13.06 | 0.9438 | 3500 | 81.5 |  |  |  | FALSE | FALSE | FALSE | May, 02 2018 00:00:00 | 4.3 |  | standard |  |  |  |  | March, 30 2020 00:00:00 | FALSE | FALSE | FALSE | [6 empty] | AC | [7 empty] | FALSE
PQ8ANNTZ | Entegrity Energy Partners, LLC | ENTEGRITY | ENLED-T8BC-48-018W-27K-C | Linear Replacement Lamp | T8 Four-Foot | Dual Mode Internal Driver (UL Type A and Type B) |  | standard | TRUE |  | 2574 | 132.62 | 19.41 | 13.06 | 0.9438 | 2849 | 81.5 | 5 | 50000 | January, 05 2016 00:00:00 | Not Dimmable | Not Dimmable | No |  | TTTTTQ | [15 empty] | 91.6 |  | 1.22 | 1.46 | [6 empty] | 5 | 2574 | 132.62 | 19.41 | 13.06 | 0.9438 | 2700 | 81.5 |  |  |  | FALSE | FALSE | FALSE | May, 02 2018 00:00:00 | 4.3 |  | standard |  |  |  |  | March, 30 2020 00:00:00 | FALSE | FALSE | FALSE | [6 empty] | AC | [7 empty] | FALSE
PSKCB97Y | Entegrity Energy Partners, LLC | ENTEGRITY | ENLED-T8BC-48-018W-40K-C | Linear Replacement Lamp | T8 Four-Foot | Dual Mode Internal Driver (UL Type A and Type B) |  | standard | FALSE | [10 empty] | January, 05 2016 00:00:00 | Not Dimmable | Not Dimmable | No |  | TTTTTQ | [25 empty] | 5 | 2628 | 135.67 | 19.37 | 13.06 | 0.9438 | 4000 | 81.5 |  |  |  | FALSE | FALSE | FALSE | May, 02 2018 00:00:00 | 4.3 |  | standard |  |  |  |  | March, 30 2020 00:00:00 | FALSE | FALSE | FALSE | [6 empty] | AC | [7 empty] | FALSE
PDMV453X | Entegrity Energy Partners, LLC | ENTEGRITY | ENLED-T8BC-48-018W-45K-C | Linear Replacement Lamp | T8 Four-Foot | Dual Mode Internal Driver (UL Type A and Type B) |  | standard | FALSE | [10 empty] | January, 05 2016 00:00:00 | Not Dimmable | Not Dimmable | No |  | TTTTTQ | [25 empty] | 5 | 2646 | 136.6 | 19.37 | 13.06 | 0.9438 | 4500 | 81.5 |  |  |  | FALSE | FALSE | FALSE | May, 02 2018 00:00:00 | 4.3 |  | standard |  |  |  |  | March, 30 2020 00:00:00 | FALSE | FALSE | FALSE | [6 empty] | AC | [7 empty] | FALSE
PK6DBXVE | Entegrity Energy Partners, LLC | ENTEGRITY | ENLED-T8BC-48-018W-30K-F | Linear Replacement Lamp | T8 Four-Foot | Dual Mode Internal Driver (UL Type A and Type B) |  | standard | FALSE | [10 empty] | January, 05 2016 00:00:00 | Not Dimmable | Not Dimmable | No | Product de-listed on 4/1/2017, re-listed on 4/28/2017 due to allowances requirements change | TTTTTR | [25 empty] | 5 | 2234 | 117.58 | 19 | 13.06 | 0.9455 | 3000 | 81.7 |  |  |  | TRUE | FALSE | FALSE | May, 02 2018 00:00:00 | 4.3 |  | standard |  |  |  |  | March, 30 2020 00:00:00 | FALSE | FALSE | FALSE | [6 empty] | AC | [7 empty] | FALSE
P8M24NSB | Entegrity Energy Partners, LLC | ENTEGRITY | ENLED-T8BC-48-018W-50K-C | Linear Replacement Lamp | T8 Four-Foot | Dual Mode Internal Driver (UL Type A and Type B) |  | standard | FALSE | [10 empty] | January, 05 2016 00:00:00 | Not Dimmable | Not Dimmable | No |  | TTTTTQ | [25 empty] | 5 | 2664 | 137.89 | 19.32 | 13.49 | 0.9469 | 5000 | 82.1 |  |  |  | FALSE | FALSE | FALSE | May, 02 2018 00:00:00 | 4.3 |  | standard |  |  |  |  | March, 30 2020 00:00:00 | FALSE | FALSE | FALSE | [6 empty] | AC | [7 empty] | FALSE
PA4U254C | Entegrity Energy Partners, LLC | ENTEGRITY | ENLED-T8BC-48-018W-27K-F | Linear Replacement Lamp | T8 Four-Foot | Dual Mode Internal Driver (UL Type A and Type B) |  | standard | TRUE |  | 2218 | 116.43 | 19.05 | 13.06 | 0.9455 | 2848 | 81.7 | 5 | 50000 | January, 05 2016 00:00:00 | Not Dimmable | Not Dimmable | No | Product de-listed on 4/1/2017, re-listed on 4/28/2017 due to allowances requirements change | TTTTTR | [15 empty] | 89 |  | 1.16 | 1.44 | [6 empty] | 5 | 2218 | 116.43 | 19.05 | 13.06 | 0.9455 | 2700 | 81.7 |  |  |  | FALSE | TRUE | FALSE | May, 02 2018 00:00:00 | 4.3 |  | standard |  |  |  |  | March, 30 2020 00:00:00 | FALSE | FALSE | FALSE | [6 empty] | AC | [7 empty] | FALSE
P8GYF6N8 | Symban Lighting Corp. | Symban | LED17T8/830/IF/48? | Linear Replacement Lamp | T8 Four-Foot | Replacement Lamps (plug and play) (UL Type A) |  | standard | TRUE |  | 2261 | 113.8 | 19.86 | 9.43 | 0.9818 | 3073 | 84.5 | 5 | 50000 | December, 28 2015 00:00:00 | Not Dimmable | Not Dimmable | FALSE | Product de-listed on 4/1/2017, re-listed on 4/28/2017 due to allowances requirements change | SSSAFA | [15 empty] | 83.1 |  | 1.24 | 1.28 | [6 empty] | 4.4 | 2200 | 112 | 19.5 | 20 | 0.9 | 3000 | 82 |  |  |  | TRUE | FALSE | FALSE | May, 02 2018 00:00:00 | 4.3 |  | standard |  |  |  |  | November, 02 2018 00:00:00 | FALSE | FALSE | FALSE | [6 empty] | AC | [7 empty] | FALSE
PG2K376U | Nuwave LLC | ALSET | 50728 | Linear Replacement Lamp | T8 Four-Foot | Dual Mode Internal Driver (UL Type A and Type B) |  | standard | FALSE | [10 empty] | December, 22 2015 00:00:00 | Not Dimmable | Not Dimmable | No | Updated Test Data on 10/31/16 | BBBBMA | [25 empty] | 5 | 2236 | 149.07 | 15 | 22.11 | 0.97 | 5000 | 80 |  |  |  | FALSE | FALSE | FALSE | May, 02 2018 00:00:00 | 4.3 |  | standard |  |  |  |  | March, 30 2020 00:00:00 | FALSE | FALSE | FALSE | [6 empty] | AC | [7 empty] | FALSE
PS1AGXKY | ARKSMART INC | ARK | ARK/UT/18K(4500K) | Linear Replacement Lamp | T8 Four-Foot | Dual Mode Internal Driver (UL Type A and Type B) |  | standard | FALSE | [10 empty] | December, 22 2015 00:00:00 | Not Dimmable | Not Dimmable | No |  | JJJLIF | [25 empty] | 5 | 2609 | 134.35 | 19.42 | 12.6 | 0.9148 | 4500 | 82.6 |  |  |  | FALSE | FALSE | FALSE | May, 02 2018 00:00:00 | 4.3 |  | standard |  |  |  |  | March, 30 2020 00:00:00 | FALSE | FALSE | FALSE | [6 empty] | AC | [7 empty] | FALSE
PAWMFR29 | Nuwave LLC | ALSET | 50725 | Linear Replacement Lamp | T8 Four-Foot | Dual Mode Internal Driver (UL Type A and Type B) |  | standard | TRUE |  | 2132.3 | 118.65 | 17.97 | 10.25 | 0.972 | 3465 | 83 | 5 | 50000 | December, 22 2015 00:00:00 | Not Dimmable | Not Dimmable | No | Updated Test Data on 10/31/16 | BBBBMA | [15 empty] | 99.4 |  | 1.22 | 1.3 | [6 empty] | 5 | 2150 | 143.33 | 15 | 22.39 | 0.98 | 3500 | 80 |  |  |  | FALSE | FALSE | FALSE | May, 02 2018 00:00:00 | 4.3 |  | standard |  |  |  |  | March, 30 2020 00:00:00 | FALSE | FALSE | FALSE | [6 empty] | AC | [7 empty] | FALSE
PGYAUGM4 | ARKSMART INC | ARK | ARK/UT/18K(3000K) | Linear Replacement Lamp | T8 Four-Foot | Dual Mode Internal Driver (UL Type A and Type B) |  | standard | TRUE |  | 2518 | 130.53 | 19.29 | 12.44 | 0.9265 | 2993 | 82.6 | 5 | 50000 | December, 22 2015 00:00:00 | Not Dimmable | Not Dimmable | No |  | JJJLIF | [15 empty] | 91.4 |  | 1.2 | 1.36 | [6 empty] | 5 | 2540 | 131.06 | 19.38 | 12.6 | 0.9148 | 3000 | 82.6 |  |  |  | FALSE | FALSE | FALSE | May, 02 2018 00:00:00 | 4.3 |  | standard |  |  |  |  | March, 30 2020 00:00:00 | FALSE | FALSE | FALSE | [6 empty] | AC | [7 empty] | FALSE
PDA2GN4E | ARKSMART INC | ARK | ARK/UT/18K(3500K) | Linear Replacement Lamp | T8 Four-Foot | Dual Mode Internal Driver (UL Type A and Type B) |  | standard | FALSE | [10 empty] | December, 22 2015 00:00:00 | Not Dimmable | Not Dimmable | No |  | JJJLIF | [25 empty] | 5 | 2563 | 131.98 | 19.42 | 12.6 | 0.9148 | 3500 | 82.6 |  |  |  | FALSE | FALSE | FALSE | May, 02 2018 00:00:00 | 4.3 |  | standard |  |  |  |  | March, 30 2020 00:00:00 | FALSE | FALSE | FALSE | [6 empty] | AC | [7 empty] | FALSE
P65GYGK9 | ARKSMART INC | ARK | ARK/UT/18K(4000K) | Linear Replacement Lamp | T8 Four-Foot | Dual Mode Internal Driver (UL Type A and Type B) |  | standard | FALSE | [10 empty] | December, 22 2015 00:00:00 | Not Dimmable | Not Dimmable | No |  | JJJLIF | [25 empty] | 5 | 2586 | 133.16 | 19.42 | 12.6 | 0.9148 | 4000 | 82.6 |  |  |  | FALSE | FALSE | FALSE | May, 02 2018 00:00:00 | 4.3 |  | standard |  |  |  |  | March, 30 2020 00:00:00 | FALSE | FALSE | FALSE | [6 empty] | AC | [7 empty] | FALSE
PHCKYYSE | ARKSMART INC | ARK | ARK/UT/18K(5000K) | Linear Replacement Lamp | T8 Four-Foot | Dual Mode Internal Driver (UL Type A and Type B) |  | standard | FALSE | [10 empty] | December, 22 2015 00:00:00 | Not Dimmable | Not Dimmable | No |  | JJJLIF | [25 empty] | 5 | 2632 | 135.24 | 19.46 | 12.56 | 0.9252 | 5000 | 82.5 |  |  |  | FALSE | FALSE | FALSE | May, 02 2018 00:00:00 | 4.3 |  | standard |  |  |  |  | March, 30 2020 00:00:00 | FALSE | FALSE | FALSE | [6 empty] | AC | [7 empty] | FALSE
P6PHYWUD | Nuwave LLC | ALSET | 50726 | Linear Replacement Lamp | T8 Four-Foot | Dual Mode Internal Driver (UL Type A and Type B) |  | standard | FALSE | [10 empty] | December, 22 2015 00:00:00 | Not Dimmable | Not Dimmable | No | Updated Test Data on 10/31/16 | BBBBMA | [25 empty] | 5 | 2223 | 148.3 | 15 | 22.06 | 0.98 | 4000 | 80 |  |  |  | FALSE | FALSE | FALSE | May, 02 2018 00:00:00 | 4.3 |  | standard |  |  |  |  | March, 30 2020 00:00:00 | FALSE | FALSE | FALSE | [6 empty] | AC | [7 empty] | FALSE
P5QDY4WJ | Energy Efficiency Holdings, LLC | Every Watt Matters | T8-48-12-MDN-FG33-840-B2-304 | Linear Replacement Lamp | T8 Four-Foot | Dual Mode Internal Driver (UL Type A and Type B) |  | standard | FALSE | [10 empty] | December, 18 2015 00:00:00 | Not Dimmable | Not Dimmable | NotYetVerified |  | PPPQHU | [25 empty] | 5 | 1782 | 141.09 | 12.63 | 16.59 | 0.9182 | 4000 | 83.6 |  |  |  | FALSE | FALSE | FALSE | May, 02 2018 00:00:00 | 4.3 |  | standard |  |  |  |  | March, 30 2020 00:00:00 | FALSE | FALSE | FALSE | [6 empty] | AC | [7 empty] | FALSE
P1QFAAU8 | Energy Efficiency Holdings, LLC | Every Watt Matters | T8-48-12-MDN-FG33-830-B2-304 | Linear Replacement Lamp | T8 Four-Foot | Dual Mode Internal Driver (UL Type A and Type B) |  | standard | TRUE |  | 1782 | 141.09 | 12.63 | 16.59 | 0.9132 | 3098 | 84 | 5 | 50000 | December, 18 2015 00:00:00 | Not Dimmable | Not Dimmable | NotYetVerified |  | PPPQHU | [15 empty] | 85.5 |  | 1.36 | 1.26 | [6 empty] | 5 | 1782 | 141.09 | 12.63 | 16.59 | 0.9182 | 3000 | 83.6 |  |  |  | FALSE | FALSE | FALSE | May, 02 2018 00:00:00 | 4.3 |  | standard |  |  |  |  | March, 30 2020 00:00:00 | FALSE | FALSE | FALSE | [6 empty] | AC | [7 empty] | FALSE
PCEUEGMN | Energy Efficiency Holdings, LLC | Every Watt Matters | T8-48-12-MDN-FG33-835-B2-304 | Linear Replacement Lamp | T8 Four-Foot | Dual Mode Internal Driver (UL Type A and Type B) |  | standard | FALSE | [10 empty] | December, 18 2015 00:00:00 | Not Dimmable | Not Dimmable | NotYetVerified |  | PPPQHU | [25 empty] | 5 | 1782 | 141.09 | 12.63 | 16.59 | 0.9182 | 3500 | 83.6 |  |  |  | FALSE | FALSE | FALSE | May, 02 2018 00:00:00 | 4.3 |  | standard |  |  |  |  | March, 30 2020 00:00:00 | FALSE | FALSE | FALSE | [6 empty] | AC | [7 empty] | FALSE
P7N5JV9V | LED One Corporation | LEDone | LOD-T8BC-4FT15W50KF | Linear Replacement Lamp | T8 Four-Foot | Replacement Lamps (plug and play) (UL Type A) |  | standard | FALSE | [10 empty] | December, 18 2015 00:00:00 | Not Dimmable | Not Dimmable | NotYetVerified |  | WWWAAN | [25 empty] | 5 | 1800 | 120 | 15 | 5.25 | 0.999 | 5000 | 84 |  |  |  | FALSE | FALSE | FALSE | May, 02 2018 00:00:00 | 4.3 |  | standard |  |  |  |  | March, 30 2020 00:00:00 | FALSE | FALSE | FALSE | [6 empty] | AC | [7 empty] | FALSE
PTC1F2BM | LED One Corporation | LEDone | LOD-T8BC-4FT15W40KF | Linear Replacement Lamp | T8 Four-Foot | Replacement Lamps (plug and play) (UL Type A) |  | standard | TRUE |  | 1728.5 | 112.6 | 15.35 | 7.01 | 0.977 | 4112 | 83.8 | 5 | 50000 | December, 18 2015 00:00:00 | Not Dimmable | Not Dimmable | NotYetVerified |  | WWWAAN | [15 empty] | 84.1 |  | 1.2 | 1.28 | [6 empty] | 4.4 | 1728.5 | 112.6 | 15.35 | 5.25 | 0.999 | 4112 | 84 |  |  |  | FALSE | FALSE | FALSE | May, 02 2018 00:00:00 | 4.3 |  | standard |  |  |  |  | November, 02 2018 00:00:00 | FALSE | FALSE | FALSE | [6 empty] | AC | [7 empty] | FALSE
PKWFMD55 | Energy Efficiency Holdings, LLC | Every Watt Matters | T8-48-12-MDN-FG33-845-B2-304 | Linear Replacement Lamp | T8 Four-Foot | Dual Mode Internal Driver (UL Type A and Type B) |  | standard | FALSE | [10 empty] | December, 18 2015 00:00:00 | Not Dimmable | Not Dimmable | NotYetVerified |  | PPPQHU | [25 empty] | 5 | 1782 | 141.09 | 12.63 | 16.59 | 0.9182 | 4500 | 83.6 |  |  |  | FALSE | FALSE | FALSE | May, 02 2018 00:00:00 | 4.3 |  | standard |  |  |  |  | March, 30 2020 00:00:00 | FALSE | FALSE | FALSE | [6 empty] | AC | [7 empty] | FALSE
PS1DPXXU | Energy Efficiency Holdings, LLC | Every Watt Matters | T8-48-12-MDN-FG33-850-B2-304 | Linear Replacement Lamp | T8 Four-Foot | Dual Mode Internal Driver (UL Type A and Type B) |  | standard | FALSE | [10 empty] | December, 18 2015 00:00:00 | Not Dimmable | Not Dimmable | NotYetVerified |  | PPPQHU | [25 empty] | 5 | 1892 | 148.63 | 12.73 | 16.09 | 0.9137 | 5000 | 82.1 |  |  |  | FALSE | FALSE | FALSE | May, 02 2018 00:00:00 | 4.3 |  | standard |  |  |  |  | March, 30 2020 00:00:00 | FALSE | FALSE | FALSE | [6 empty] | AC | [7 empty] | FALSE
PREWYQK3 | HK Syhdee LIGHTING Co., LIMITED. | SYHDEE | SYH-C08-M1212(4500K) | Linear Replacement Lamp | T8 Four-Foot | Replacement Lamps (plug and play) (UL Type A) |  | standard | FALSE | [10 empty] | December, 17 2015 00:00:00 | Not Dimmable | Not Dimmable | No | Updated 9/12/2016 | MMMNTS | [25 empty] | 4.4 | 1605 | 116.14 | 13.82 | 11.06 | 0.9044 | 4500 | 82.9 |  |  |  | FALSE | FALSE | FALSE | May, 02 2018 00:00:00 | 4.3 |  | standard |  |  |  |  | November, 02 2018 00:00:00 | FALSE | FALSE | FALSE | [6 empty] | AC | [7 empty] | FALSE
PAVFPY94 | HK Syhdee LIGHTING Co., LIMITED. | SYHDEE | SYH-C08-M1212(3500K) | Linear Replacement Lamp | T8 Four-Foot | Replacement Lamps (plug and play) (UL Type A) |  | standard | FALSE | [10 empty] | December, 17 2015 00:00:00 | Not Dimmable | Not Dimmable | No | Updated 9/12/2016 | MMMNTS | [25 empty] | 4.4 | 1605 | 116.14 | 13.82 | 11.06 | 0.9044 | 3500 | 82.9 |  |  |  | FALSE | FALSE | FALSE | May, 02 2018 00:00:00 | 4.3 |  | standard |  |  |  |  | November, 02 2018 00:00:00 | FALSE | FALSE | FALSE | [6 empty] | AC | [7 empty] | FALSE
P4XQXSFF | DONG GUAN WALSTAR OPTOELECTRONICS TECHNOLOGY CO., LTD | WALSTAR | FL-T8-15W 1200 BIX(FTS)(3000K) | Linear Replacement Lamp | T8 Four-Foot | Replacement Lamps (plug and play) (UL Type A) |  | standard | TRUE |  | 1686.3 | 110 | 15.32 | 17.35 | 0.918 | 2973 | 82 | 5 | 50000 | December, 15 2015 00:00:00 | Not Dimmable | Not Dimmable | FALSE |  | RRRSEJ | [15 empty] | 83.8 |  | 1.18 | 1.24 | [6 empty] | 4.4 | 1686.36 | 110.076 | 15.32 | 17.35 | 0.994 | 3000 | 82 |  |  |  | FALSE | FALSE | FALSE | May, 02 2018 00:00:00 | 4.3 |  | standard |  |  |  |  | November, 02 2018 00:00:00 | FALSE | FALSE | FALSE | [6 empty] | AC | [7 empty] | FALSE
PNNF12TU | DONG GUAN WALSTAR OPTOELECTRONICS TECHNOLOGY CO., LTD | WALSTAR | FL-T8-15W 1200 BIX(FTS)(3500K) | Linear Replacement Lamp | T8 Four-Foot | Replacement Lamps (plug and play) (UL Type A) |  | standard | FALSE | [10 empty] | December, 15 2015 00:00:00 | Not Dimmable | Not Dimmable | FALSE |  | RRRSEJ | [25 empty] | 4.4 | 1717.96 | 111.267 | 15.44 | 17.02 | 0.993 | 3500 | 82 |  |  |  | FALSE | FALSE | FALSE | May, 02 2018 00:00:00 | 4.3 |  | standard |  |  |  |  | November, 02 2018 00:00:00 | FALSE | FALSE | FALSE | [6 empty] | AC | [7 empty] | FALSE
PCAVTGQ4 | DONG GUAN WALSTAR OPTOELECTRONICS TECHNOLOGY CO., LTD | WALSTAR | FL-T8-15W 1200 BIX(FTS)(4000K) | Linear Replacement Lamp | T8 Four-Foot | Replacement Lamps (plug and play) (UL Type A) |  | standard | FALSE | [10 empty] | December, 15 2015 00:00:00 | Not Dimmable | Not Dimmable | FALSE |  | RRRSEJ | [25 empty] | 4.4 | 1734.14 | 111.736 | 15.52 | 16.74 | 0.991 | 4000 | 82 |  |  |  | FALSE | FALSE | FALSE | May, 02 2018 00:00:00 | 4.3 |  | standard |  |  |  |  | November, 02 2018 00:00:00 | FALSE | FALSE | FALSE | [6 empty] | AC | [7 empty] | FALSE
P3C2TKNK | DONG GUAN WALSTAR OPTOELECTRONICS TECHNOLOGY CO., LTD | WALSTAR | FL-T8-15W 1200 BIX(FTS)(4500K) | Linear Replacement Lamp | T8 Four-Foot | Replacement Lamps (plug and play) (UL Type A) |  | standard | FALSE | [10 empty] | December, 15 2015 00:00:00 | Not Dimmable | Not Dimmable | FALSE |  | RRRSEJ | [25 empty] | 4.4 | 1749.24 | 112.203 | 15.59 | 16.22 | 0.992 | 4500 | 82 |  |  |  | FALSE | FALSE | FALSE | May, 02 2018 00:00:00 | 4.3 |  | standard |  |  |  |  | November, 02 2018 00:00:00 | FALSE | FALSE | FALSE | [6 empty] | AC | [7 empty] | FALSE
PGFMZHH3 | DONG GUAN WALSTAR OPTOELECTRONICS TECHNOLOGY CO., LTD | WALSTAR | FL-T8-15W 1200 BIX(FTS)(5000K) | Linear Replacement Lamp | T8 Four-Foot | Replacement Lamps (plug and play) (UL Type A) |  | standard | FALSE | [10 empty] | December, 15 2015 00:00:00 | Not Dimmable | Not Dimmable | FALSE |  | RRRSEJ | [25 empty] | 4.4 | 1759.8 | 112.591 | 15.63 | 15.14 | 0.992 | 5000 | 83 |  |  |  | FALSE | FALSE | FALSE | May, 02 2018 00:00:00 | 4.3 |  | standard |  |  |  |  | November, 02 2018 00:00:00 | FALSE | FALSE | FALSE | [6 empty] | AC | [7 empty] | FALSE
PNKBF44V | Shanghai CKRA Lighting Technology Co., Ltd | CKRA | ER-1212D-4000K | Linear Replacement Lamp | T8 Four-Foot | Replacement Lamps (plug and play) (UL Type A) |  | standard | FALSE | [10 empty] | December, 14 2015 00:00:00 | Not Dimmable | Not Dimmable | No |  | PPPQHH | [25 empty] | 5 | 1600 | 133 | 12 | 11 | 0.972 | 4000 | 80 |  |  |  | FALSE | FALSE | FALSE | May, 02 2018 00:00:00 | 4.3 |  | standard |  |  |  |  | March, 30 2020 00:00:00 | FALSE | FALSE | FALSE | [6 empty] | AC | [7 empty] | FALSE
PYYHJAU9 | Shanghai CKRA Lighting Technology Co., Ltd | CKRA | ER-1218D-5000K | Linear Replacement Lamp | T8 Four-Foot | Replacement Lamps (plug and play) (UL Type A) |  | standard | FALSE | [10 empty] | December, 14 2015 00:00:00 | Not Dimmable | Not Dimmable | FALSE |  | PPPQHG | [25 empty] | 4.4 | 2300 | 116 | 18 | 10.4 | 0.988 | 5000 | 80 |  |  |  | FALSE | FALSE | FALSE | May, 02 2018 00:00:00 | 4.3 |  | standard |  |  |  |  | November, 02 2018 00:00:00 | FALSE | FALSE | FALSE | [6 empty] | AC | [7 empty] | FALSE
PRHF3QZQ | Shanghai CKRA Lighting Technology Co., Ltd | CKRA | ER-1218D-4000K | Linear Replacement Lamp | T8 Four-Foot | Replacement Lamps (plug and play) (UL Type A) |  | standard | FALSE | [10 empty] | December, 14 2015 00:00:00 | Not Dimmable | Not Dimmable | FALSE |  | PPPQHG | [25 empty] | 4.4 | 2200 | 116 | 18 | 10.4 | 0.988 | 4000 | 80 |  |  |  | FALSE | FALSE | FALSE | May, 02 2018 00:00:00 | 4.3 |  | standard |  |  |  |  | November, 02 2018 00:00:00 | FALSE | FALSE | FALSE | [6 empty] | AC | [7 empty] | FALSE
PKABQJP7 | Shanghai CKRA Lighting Technology Co., Ltd | CKRA | ER-1218D-3500K | Linear Replacement Lamp | T8 Four-Foot | Replacement Lamps (plug and play) (UL Type A) |  | standard | TRUE |  | 2207 | 116.43 | 18.96 | 10.4 | 0.989 | 3431 | 82 | 5 | 50000 | December, 14 2015 00:00:00 | Not Dimmable | Not Dimmable | FALSE |  | PPPQHG | [15 empty] | 85.4 |  | 1.26 | 1.24 | [6 empty] | 4.4 | 2200 | 116 | 18 | 10.4 | 0.988 | 3500 | 80 |  |  |  | FALSE | FALSE | FALSE | May, 02 2018 00:00:00 | 4.3 |  | standard |  |  |  |  | November, 02 2018 00:00:00 | FALSE | FALSE | FALSE | [6 empty] | AC | [7 empty] | FALSE
P39ZHUJG | Shanghai CKRA Lighting Technology Co., Ltd | CKRA | ER-1212D-5000K | Linear Replacement Lamp | T8 Four-Foot | Replacement Lamps (plug and play) (UL Type A) |  | standard | FALSE | [10 empty] | December, 14 2015 00:00:00 | Not Dimmable | Not Dimmable | No |  | PPPQHH | [25 empty] | 5 | 1600 | 133 | 12 | 11 | 0.972 | 5000 | 80 |  |  |  | FALSE | FALSE | FALSE | May, 02 2018 00:00:00 | 4.3 |  | standard |  |  |  |  | March, 30 2020 00:00:00 | FALSE | FALSE | FALSE | [6 empty] | AC | [7 empty] | FALSE
P43TQU4K | Shanghai CKRA Lighting Technology Co., Ltd | CKRA | ER-1212D-3500K | Linear Replacement Lamp | T8 Four-Foot | Replacement Lamps (plug and play) (UL Type A) |  | standard | TRUE |  | 1597.8 | 133.26 | 11.9 | 10.3 | 0.972 | 3431 | 82 | 5 | 50000 | December, 14 2015 00:00:00 | Not Dimmable | Not Dimmable | No |  | PPPQHH | [15 empty] | 83.9 |  | 1.24 | 1.3 | [6 empty] | 5 | 1600 | 133 | 12 | 11 | 0.972 | 3500 | 80 |  |  |  | FALSE | FALSE | FALSE | May, 02 2018 00:00:00 | 4.3 |  | standard |  |  |  |  | March, 30 2020 00:00:00 | FALSE | FALSE | FALSE | [6 empty] | AC | [7 empty] | FALSE
PKRZP19Z | Shanghai CKRA Lighting Technology Co., Ltd | CKRA | ER-1222D-3500K | Linear Replacement Lamp | T8 Four-Foot | Replacement Lamps (plug and play) (UL Type A) |  | standard | TRUE |  | 2468.1 | 118.23 | 20.88 | 8.9 | 0.99 | 3452 | 82.1 | 5 | 50000 | December, 14 2015 00:00:00 | Not Dimmable | Not Dimmable | No |  | PPPQHF | [15 empty] | 81.3 |  | 1.3 | 1.32 | [6 empty] | 5 | 2450 | 118 | 22 | 10.3 | 0.989 | 3500 | 80 |  |  |  | FALSE | FALSE | FALSE | May, 02 2018 00:00:00 | 4.3 |  | standard |  |  |  |  | March, 30 2020 00:00:00 | FALSE | FALSE | FALSE | [6 empty] | AC | [7 empty] | FALSE
PZDT9W6J | Shanghai CKRA Lighting Technology Co., Ltd | CKRA | ER-1222D-5000K | Linear Replacement Lamp | T8 Four-Foot | Replacement Lamps (plug and play) (UL Type A) |  | standard | FALSE | [10 empty] | December, 14 2015 00:00:00 | Not Dimmable | Not Dimmable | No |  | PPPQHF | [25 empty] | 5 | 2550 | 118 | 22 | 10.3 | 0.989 | 5000 | 80 |  |  |  | FALSE | FALSE | FALSE | May, 02 2018 00:00:00 | 4.3 |  | standard |  |  |  |  | March, 30 2020 00:00:00 | FALSE | FALSE | FALSE | [6 empty] | AC | [7 empty] | FALSE
PW12H2VJ | Shanghai CKRA Lighting Technology Co., Ltd | CKRA | ER-1222D-4000K | Linear Replacement Lamp | T8 Four-Foot | Replacement Lamps (plug and play) (UL Type A) |  | standard | FALSE | [10 empty] | December, 14 2015 00:00:00 | Not Dimmable | Not Dimmable | No |  | PPPQHF | [25 empty] | 5 | 2450 | 118 | 22 | 10.3 | 0.989 | 4000 | 80 |  |  |  | FALSE | FALSE | FALSE | May, 02 2018 00:00:00 | 4.3 |  | standard |  |  |  |  | March, 30 2020 00:00:00 | FALSE | FALSE | FALSE | [6 empty] | AC | [7 empty] | FALSE
PHNPN2JH | CH Lighting Technology Co.,Ltd. | CH | CH1128-48-16W 845-3 | Linear Replacement Lamp | T8 Four-Foot | Replacement Lamps (plug and play) (UL Type A) |  | standard | FALSE | [10 empty] | December, 11 2015 00:00:00 | Dimmable | Continuous Below 10 | No | Product updated on 04/12/2018 | JJJLHS | [25 empty] | 5 | 2250 | 118.4 | 19 | 20 | 0.9 | 4500 | 83 |  |  | 4 | FALSE | FALSE | FALSE | May, 02 2018 00:00:00 | 4.3 |  | standard |  |  |  |  | March, 30 2020 00:00:00 | FALSE | FALSE | FALSE | [6 empty] | AC | [7 empty] | FALSE
PRQW1YHY | CH Lighting Technology Co.,Ltd. | CH | CH1128-48-16W 840-3 | Linear Replacement Lamp | T8 Four-Foot | Replacement Lamps (plug and play) (UL Type A) |  | standard | TRUE |  | 2247 | 114.5 | 19.63 | 12.9 | 0.9719 | 4079 | 83.5 | 5 | 50000 | December, 11 2015 00:00:00 | Dimmable | Continuous Below 10 | No | Product updated on 04/12/2018 | JJJLHS | [15 empty] | 82.8 |  | 1.28 | 1.32 | [6 empty] | 4.4 | 2200 | 115.8 | 19 | 20 | 0.9 | 4000 | 83 |  |  | 4 | FALSE | FALSE | FALSE | May, 02 2018 00:00:00 | 4.3 |  | standard |  |  |  |  | November, 02 2018 00:00:00 | FALSE | FALSE | FALSE | [6 empty] | AC | [7 empty] | FALSE
PA6JU51Q | CH Lighting Technology Co.,Ltd. | CH | CH1128-48-16W 850-3 | Linear Replacement Lamp | T8 Four-Foot | Replacement Lamps (plug and play) (UL Type A) |  | standard | FALSE | [10 empty] | December, 11 2015 00:00:00 | Dimmable | Continuous Below 10 | No | Product updated on 04/12/2018 | JJJLHS | [25 empty] | 5 | 2300 | 121.1 | 19 | 20 | 0.9 | 5000 | 83 |  |  | 4 | FALSE | FALSE | FALSE | May, 02 2018 00:00:00 | 4.3 |  | standard |  |  |  |  | March, 30 2020 00:00:00 | FALSE | FALSE | FALSE | [6 empty] | AC | [7 empty] | FALSE
PUGV7Z5V | Standard Products Inc. | Standard | LED/T8/12W/830/48/STD/SMX | Linear Replacement Lamp | T8 Four-Foot | Replacement Lamps (plug and play) (UL Type A) |  | Standard | TRUE |  | 1832.2 | 109.19 | 16.78 | 6.05 | 0.981 | 3085 | 85.6 | 5 | 50000 | December, 10 2015 00:00:00 | Not Dimmable | Not Dimmable | No | Product de-listed on 4/1/2017, re-listed on 4/28/2017 due to allowances requirements change | LLLLQU | [15 empty] | 87.8 |  | 1.22 | 1.56 | [6 empty] | 4.4 | 1800 | 105 | 17 | 20 | 0.9 | 3000 | 83 |  |  |  | TRUE | FALSE | FALSE | May, 02 2018 00:00:00 | 4.3 |  | Standard |  |  |  |  | November, 02 2018 00:00:00 | FALSE | FALSE | FALSE | [6 empty] | AC | [7 empty] | FALSE
PNWKZMCZ | IRTRONIX INC DBA EURI LIGHTING | Euri lighting | ET8-1135H-16 | Linear Replacement Lamp | T8 Four-Foot | Replacement Lamps (plug and play) (UL Type A) |  | standard | FALSE | [10 empty] | December, 09 2015 00:00:00 | Not Dimmable | Not Dimmable | FALSE |  | BBBBWP | [25 empty] | 4.4 | 2221 | 115.62 | 19.21 | 10.58 | 0.9751 | 3500 | 82.7 |  |  |  | FALSE | FALSE | FALSE | May, 02 2018 00:00:00 | 4.3 |  | standard |  |  |  |  | November, 02 2018 00:00:00 | FALSE | FALSE | FALSE | [6 empty] | AC | [7 empty] | FALSE
P2UC98YQ | IRTRONIX INC DBA EURI LIGHTING | Euri Lighting | ET8-1150H-16 | Linear Replacement Lamp | T8 Four-Foot | Replacement Lamps (plug and play) (UL Type A) |  | standard | FALSE | [10 empty] | December, 09 2015 00:00:00 | Not Dimmable | Not Dimmable | No |  | BBBBWP | [25 empty] | 5 | 2268 | 118.87 | 19.08 | 10.95 | 0.9744 | 5000 | 84.2 |  |  |  | FALSE | FALSE | FALSE | May, 02 2018 00:00:00 | 4.3 |  | standard |  |  |  |  | March, 30 2020 00:00:00 | FALSE | FALSE | FALSE | [6 empty] | AC | [7 empty] | FALSE
P1DD5215 | FY Lighting Co., Ltd | Fen Yong | FY-T8-4FTC(30K120CGSB) | Linear Replacement Lamp | T8 Four-Foot | Dual Mode Internal Driver (UL Type A and Type B) |  | standard | FALSE | [10 empty] | December, 09 2015 00:00:00 | Not Dimmable | Not Dimmable | No |  | RRRSDJ | [25 empty] | 5 | 2592 | 133.82 | 19.37 | 13.06 | 0.9438 | 3000 | 81.5 |  |  |  | FALSE | FALSE | FALSE | May, 02 2018 00:00:00 | 4.3 |  | standard |  |  |  |  | March, 30 2020 00:00:00 | FALSE | FALSE | FALSE | [6 empty] | AC | [7 empty] | FALSE
PXKG2MDA | FY Lighting Co., Ltd | Fen Yong | FY-T8-4FTC(40K120CGSB) | Linear Replacement Lamp | T8 Four-Foot | Dual Mode Internal Driver (UL Type A and Type B) |  | standard | FALSE | [10 empty] | December, 09 2015 00:00:00 | Not Dimmable | Not Dimmable | No |  | RRRSDJ | [25 empty] | 5 | 2628 | 135.67 | 19.37 | 13.06 | 0.9438 | 4000 | 81.5 |  |  |  | FALSE | FALSE | FALSE | May, 02 2018 00:00:00 | 4.3 |  | standard |  |  |  |  | March, 30 2020 00:00:00 | FALSE | FALSE | FALSE | [6 empty] | AC | [7 empty] | FALSE
PQ1QCF7X | FY Lighting Co., Ltd | Fen Yong | FY-T8-4FTC(27K120CGSB) | Linear Replacement Lamp | T8 Four-Foot | Dual Mode Internal Driver (UL Type A and Type B) |  | standard | TRUE |  | 2574 | 132.62 | 19.41 | 13.06 | 0.9438 | 2849 | 81.5 | 5 | 50000 | December, 09 2015 00:00:00 | Not Dimmable | Not Dimmable | No |  | RRRSDJ | [15 empty] | 91.6 |  | 1.22 | 1.46 | [6 empty] | 5 | 2574 | 132.62 | 19.41 | 13.06 | 0.9438 | 2700 | 81.5 |  |  |  | FALSE | FALSE | FALSE | May, 02 2018 00:00:00 | 4.3 |  | standard |  |  |  |  | March, 30 2020 00:00:00 | FALSE | FALSE | FALSE | [6 empty] | AC | [7 empty] | FALSE
P3YQYDXR | FY Lighting Co., Ltd | Fen Yong | FY-T8-4FTCM(40K120CGSB) | Linear Replacement Lamp | T8 Four-Foot | Dual Mode Internal Driver (UL Type A and Type B) |  | standard | TRUE |  | 1980 | 136.83 | 14.47 | 12.4 | 0.948 | 3924 | 82.5 | 5 | 50000 | December, 09 2015 00:00:00 | Not Dimmable | Not Dimmable | No |  | RRRSDE | [15 empty] | 91.8 |  | 1.2 | 1.46 | [6 empty] | 5 | 1980 | 136.83 | 14.47 | 12.4 | 0.948 | 4000 | 82.5 |  |  |  | FALSE | FALSE | FALSE | May, 02 2018 00:00:00 | 4.3 |  | standard |  |  |  |  | March, 30 2020 00:00:00 | FALSE | FALSE | FALSE | [6 empty] | AC | [7 empty] | FALSE
PN2MD5CG | IRTRONIX INC DBA EURI LIGHTING | Euri Lighting | ET8-1130H-16 | Linear Replacement Lamp | T8 Four-Foot | Replacement Lamps (plug and play) (UL Type A) |  | standard | TRUE |  | 2209 | 114.69 | 19.26 | 10.58 | 0.9751 | 2897 | 82.7 | 5 | 50000 | December, 09 2015 00:00:00 | Not Dimmable | Not Dimmable | No |  | BBBBWP | [15 empty] | 90 |  | 1.16 | 1.4 | [6 empty] | 5 | 2209 | 114.69 | 19.26 | 10.58 | 0.9751 | 3000 | 82.7 |  |  |  | FALSE | FALSE | FALSE | May, 02 2018 00:00:00 | 4.3 |  | standard |  |  |  |  | March, 30 2020 00:00:00 | FALSE | FALSE | FALSE | [6 empty] | AC | [7 empty] | FALSE
P9DY637V | IRTRONIX INC DBA EURI LIGHTING | Euri Lighting | ET8-1145H-16 | Linear Replacement Lamp | T8 Four-Foot | Replacement Lamps (plug and play) (UL Type A) |  | standard | FALSE | [10 empty] | December, 09 2015 00:00:00 | Not Dimmable | Not Dimmable | No |  | BBBBWP | [25 empty] | 5 | 2251 | 117.73 | 19.12 | 10.62 | 0.9745 | 4500 | 85.2 |  |  |  | FALSE | FALSE | FALSE | May, 02 2018 00:00:00 | 4.3 |  | standard |  |  |  |  | March, 30 2020 00:00:00 | FALSE | FALSE | FALSE | [6 empty] | AC | [7 empty] | FALSE
PQE8H75G | FY Lighting Co., Ltd | Fen Yong | FY-T8-4FTC(45K120CGSB) | Linear Replacement Lamp | T8 Four-Foot | Dual Mode Internal Driver (UL Type A and Type B) |  | standard | FALSE | [10 empty] | December, 09 2015 00:00:00 | Not Dimmable | Not Dimmable | No |  | RRRSDJ | [25 empty] | 5 | 2646 | 136.6 | 19.37 | 13.06 | 0.9438 | 4500 | 81.5 |  |  |  | FALSE | FALSE | FALSE | May, 02 2018 00:00:00 | 4.3 |  | standard |  |  |  |  | March, 30 2020 00:00:00 | FALSE | FALSE | FALSE | [6 empty] | AC | [7 empty] | FALSE
PYW2YZJZ | FY Lighting Co., Ltd | Fen Yong | FY-T8-4FTCM(45K120CGSB) | Linear Replacement Lamp | T8 Four-Foot | Dual Mode Internal Driver (UL Type A and Type B) |  | standard | FALSE | [10 empty] | December, 09 2015 00:00:00 | Not Dimmable | Not Dimmable | No |  | RRRSDE | [25 empty] | 5 | 1996 | 138.23 | 14.44 | 12.4 | 0.948 | 4500 | 82.5 |  |  |  | FALSE | FALSE | FALSE | May, 02 2018 00:00:00 | 4.3 |  | standard |  |  |  |  | March, 30 2020 00:00:00 | FALSE | FALSE | FALSE | [6 empty] | AC | [7 empty] | FALSE
PDS44U98 | FY Lighting Co., Ltd | Fen Yong | FY-T8-4FTC(50K120CGSB) | Linear Replacement Lamp | T8 Four-Foot | Dual Mode Internal Driver (UL Type A and Type B) |  | standard | FALSE | [10 empty] | December, 09 2015 00:00:00 | Not Dimmable | Not Dimmable | No |  | RRRSDJ | [25 empty] | 5 | 2664 | 137.89 | 19.32 | 13.49 | 0.9469 | 5000 | 82.1 |  |  |  | FALSE | FALSE | FALSE | May, 02 2018 00:00:00 | 4.3 |  | standard |  |  |  |  | March, 30 2020 00:00:00 | FALSE | FALSE | FALSE | [6 empty] | AC | [7 empty] | FALSE
P86XGJWV | IRTRONIX INC DBA EURI LIGHTING | Euri Lighting | ET8-1130H-12 | Linear Replacement Lamp | T8 Four-Foot | Replacement Lamps (plug and play) (UL Type A) |  | standard | TRUE |  | 1771 | 119.74 | 14.76 | 9.08 | 0.9047 | 2885 | 82.6 | 5 |  | December, 09 2015 00:00:00 | Not Dimmable | Not Dimmable | No |  | BBBBWO | [15 empty] | 89.9 |  | 1.16 | 1.36 | [6 empty] | 5 | 1778 | 120.46 | 14.76 | 9.08 | 0.9047 | 3000 | 82.6 |  |  |  | FALSE | FALSE | FALSE | May, 02 2018 00:00:00 | 4.3 |  | standard |  |  |  |  | March, 30 2020 00:00:00 | FALSE | FALSE | FALSE | [6 empty] | AC | [7 empty] | FALSE
PGPXBQW7 | FY Lighting Co., Ltd | Fen Yong | FY-T8-4FTC(35K120CGSB) | Linear Replacement Lamp | T8 Four-Foot | Dual Mode Internal Driver (UL Type A and Type B) |  | standard | FALSE | [10 empty] | December, 09 2015 00:00:00 | Not Dimmable | Not Dimmable | No |  | RRRSDJ | [25 empty] | 5 | 2610 | 134.74 | 19.37 | 13.06 | 0.9438 | 3500 | 81.5 |  |  |  | FALSE | FALSE | FALSE | May, 02 2018 00:00:00 | 4.3 |  | standard |  |  |  |  | March, 30 2020 00:00:00 | FALSE | FALSE | FALSE | [6 empty] | AC | [7 empty] | FALSE
PRECQBHV | FY Lighting Co., Ltd | Fen Yong | FY-T8-4FTCM(50K120CGSB) | Linear Replacement Lamp | T8 Four-Foot | Dual Mode Internal Driver (UL Type A and Type B) |  | standard | FALSE | [10 empty] | December, 09 2015 00:00:00 | Not Dimmable | Not Dimmable | No |  | RRRSDE | [25 empty] | 5 | 2013 | 139.79 | 14.4 | 12.19 | 0.9416 | 5000 | 82.2 |  |  |  | FALSE | FALSE | FALSE | May, 02 2018 00:00:00 | 4.3 |  | standard |  |  |  |  | March, 30 2020 00:00:00 | FALSE | FALSE | FALSE | [6 empty] | AC | [7 empty] | FALSE
PQQM4FZ1 | Champion Light Bulbs, LLC | Champion Light Bulbs | CLB-T8-4DR15-DW | Linear Replacement Lamp | T8 Four-Foot | Replacement Lamps (plug and play) (UL Type A) |  | standard | FALSE | [10 empty] | December, 09 2015 00:00:00 | Not Dimmable | Not Dimmable | No |  | RRRSDH | [25 empty] | 5 | 1691 | 117.27 | 14.42 | 10.62 | 0.9497 | 5000 | 83 |  |  |  | FALSE | FALSE | FALSE | May, 02 2018 00:00:00 | 4.3 |  | standard |  |  |  |  | March, 30 2020 00:00:00 | FALSE | FALSE | FALSE | [6 empty] | AC | [7 empty] | FALSE
P9HKZK8Q | IRTRONIX INC DBA EURI LIGHTING | Euri Lighting | ET8-1130H-20 | Linear Replacement Lamp | T8 Four-Foot | Replacement Lamps (plug and play) (UL Type A) |  | standard | TRUE |  | 2511 | 115.93 | 21.66 | 6.15 | 0.9149 | 2908 | 82.3 | 5 | 50000 | December, 09 2015 00:00:00 | Not Dimmable | Not Dimmable | No |  | BBBBLF | [15 empty] | 90 |  | 1.16 | 1.42 | [6 empty] | 5 | 2511 | 115.93 | 21.66 | 6.15 | 0.9149 | 3000 | 82.3 |  |  |  | FALSE | FALSE | FALSE | May, 02 2018 00:00:00 | 4.3 |  | standard |  |  |  |  | March, 30 2020 00:00:00 | FALSE | FALSE | FALSE | [6 empty] | AC | [7 empty] | FALSE
P9K5QC65 | IRTRONIX INC DBA EURI LIGHTING | Euri Lighting | ET8-1135H-12 | Linear Replacement Lamp | T8 Four-Foot | Replacement Lamps (plug and play) (UL Type A) |  | standard | FALSE | [10 empty] | December, 09 2015 00:00:00 | Not Dimmable | Not Dimmable | No |  | BBBBWO | [25 empty] | 5 | 1807 | 122.01 | 14.81 | 9.08 | 0.9047 | 3500 | 82.6 |  |  |  | FALSE | FALSE | FALSE | May, 02 2018 00:00:00 | 4.3 |  | standard |  |  |  |  | March, 30 2020 00:00:00 | FALSE | FALSE | FALSE | [6 empty] | AC | [7 empty] | FALSE
PYVCAQ4S | IRTRONIX INC DBA EURI LIGHTING | Euri Lighting | ET8-1140H-12 | Linear Replacement Lamp | T8 Four-Foot | Replacement Lamps (plug and play) (UL Type A) |  | standard | FALSE | [10 empty] | December, 09 2015 00:00:00 | Not Dimmable | Not Dimmable | No |  | BBBBWO | [25 empty] | 5 | 1836 | 123.64 | 14.85 | 9.35 | 0.9073 | 4000 | 85.2 |  |  |  | FALSE | FALSE | FALSE | May, 02 2018 00:00:00 | 4.3 |  | standard |  |  |  |  | March, 30 2020 00:00:00 | FALSE | FALSE | FALSE | [6 empty] | AC | [7 empty] | FALSE
P6B3VUNZ | IRTRONIX INC DBA EURI LIGHTING | Euri Lighting | ET8-1140H-16 | Linear Replacement Lamp | T8 Four-Foot | Replacement Lamps (plug and play) (UL Type A) |  | standard | FALSE | [10 empty] | December, 09 2015 00:00:00 | Not Dimmable | Not Dimmable | No |  | BBBBWP | [25 empty] | 5 | 2234 | 116.66 | 19.15 | 10.62 | 0.9745 | 4000 | 85.2 |  |  |  | FALSE | FALSE | FALSE | May, 02 2018 00:00:00 | 4.3 |  | standard |  |  |  |  | March, 30 2020 00:00:00 | FALSE | FALSE | FALSE | [6 empty] | AC | [7 empty] | FALSE
PKHGBPFT | IRTRONIX INC DBA EURI LIGHTING | Euri Lighting | ET8-1145H-20 | Linear Replacement Lamp | T8 Four-Foot | Replacement Lamps (plug and play) (UL Type A) |  | standard | FALSE | [10 empty] | December, 09 2015 00:00:00 | Not Dimmable | Not Dimmable | No |  | BBBBLF | [25 empty] | 5 | 2605 | 119.66 | 21.77 | 5.87 | 0.911 | 4500 | 84.4 |  |  |  | FALSE | FALSE | FALSE | May, 02 2018 00:00:00 | 4.3 |  | standard |  |  |  |  | March, 30 2020 00:00:00 | FALSE | FALSE | FALSE | [6 empty] | AC | [7 empty] | FALSE
PKMGPCQ7 | Champion Light Bulbs, LLC | Champion Light Bulbs | CLB-T8-4DR15-NW | Linear Replacement Lamp | T8 Four-Foot | Replacement Lamps (plug and play) (UL Type A) |  | standard | TRUE |  | 1612 | 113.28 | 14.23 | 10.53 | 0.9356 | 4082 | 82.6 | 5 | 50000 | December, 09 2015 00:00:00 | Not Dimmable | Not Dimmable | FALSE |  | RRRSDH | [15 empty] | 84.9 |  | 1.36 | 1.36 | [6 empty] | 4.4 | 1637 | 114.4 | 14.31 | 10.53 | 0.9356 | 4000 | 82.6 |  |  |  | FALSE | FALSE | FALSE | May, 02 2018 00:00:00 | 4.3 |  | standard |  |  |  |  | November, 02 2018 00:00:00 | FALSE | FALSE | FALSE | [6 empty] | AC | [7 empty] | FALSE
PDH2ZS5M | IRTRONIX INC DBA EURI LIGHTING | Euri Lighting | ET8-1135H-20 | Linear Replacement Lamp | T8 Four-Foot | Replacement Lamps (plug and play) (UL Type A) |  | standard | FALSE | [10 empty] | December, 09 2015 00:00:00 | Not Dimmable | Not Dimmable | No |  | BBBBLF | [25 empty] | 5 | 2545 | 117.34 | 21.69 | 6.15 | 0.9149 | 3500 | 82.3 |  |  |  | FALSE | FALSE | FALSE | May, 02 2018 00:00:00 | 4.3 |  | standard |  |  |  |  | March, 30 2020 00:00:00 | FALSE | FALSE | FALSE | [6 empty] | AC | [7 empty] | FALSE
PMWPAGGQ | IRTRONIX INC DBA EURI LIGHTING | Euri Lighting | ET8-1145H-12 | Linear Replacement Lamp | T8 Four-Foot | Replacement Lamps (plug and play) (UL Type A) |  | standard | FALSE | [10 empty] | December, 09 2015 00:00:00 | Not Dimmable | Not Dimmable | No |  | BBBBWO | [25 empty] | 5 | 1912 | 123.66 | 14.86 | 9.35 | 0.9073 | 4500 | 85.2 |  |  |  | FALSE | FALSE | FALSE | May, 02 2018 00:00:00 | 4.3 |  | standard |  |  |  |  | March, 30 2020 00:00:00 | FALSE | FALSE | FALSE | [6 empty] | AC | [7 empty] | FALSE
PS1PFQN9 | IRTRONIX INC DBA EURI LIGHTING | Euri Lighting | ET8-1150H-12 | Linear Replacement Lamp | T8 Four-Foot | Replacement Lamps (plug and play) (UL Type A) |  | standard | FALSE | [10 empty] | December, 09 2015 00:00:00 | Not Dimmable | Not Dimmable | No |  | BBBBWO | [25 empty] | 5 | 1987 | 133.62 | 14.87 | 9.31 | 0.9055 | 5000 | 83.8 |  |  |  | FALSE | FALSE | FALSE | May, 02 2018 00:00:00 | 4.3 |  | standard |  |  |  |  | March, 30 2020 00:00:00 | FALSE | FALSE | FALSE | [6 empty] | AC | [7 empty] | FALSE
P9ARC87R | FY Lighting Co., Ltd | Fen Yong | FY-T8-4FTFM(45K120CGSB) | Linear Replacement Lamp | T8 Four-Foot | Dual Mode Internal Driver (UL Type A and Type B) |  | standard | FALSE | [10 empty] | December, 08 2015 00:00:00 | Not Dimmable | Not Dimmable | No |  | RRRSDC | [25 empty] | 5 | 1748 | 121.89 | 14.34 | 12.6 | 0.9482 | 4500 | 82.7 |  |  |  | FALSE | FALSE | FALSE | May, 02 2018 00:00:00 | 4.3 |  | standard |  |  |  |  | March, 30 2020 00:00:00 | FALSE | FALSE | FALSE | [6 empty] | AC | [7 empty] | FALSE
PY4MQJV9 | FY Lighting Co., Ltd | Fen Yong | FY-T8-4FTFM(50K120CGSB) | Linear Replacement Lamp | T8 Four-Foot | Dual Mode Internal Driver (UL Type A and Type B) |  | standard | FALSE | [10 empty] | December, 08 2015 00:00:00 | Not Dimmable | Not Dimmable | No |  | RRRSDC | [25 empty] | 5 | 1765 | 123.51 | 14.29 | 12.26 | 0.9468 | 5000 | 82.4 |  |  |  | FALSE | FALSE | FALSE | May, 02 2018 00:00:00 | 4.3 |  | standard |  |  |  |  | March, 30 2020 00:00:00 | FALSE | FALSE | FALSE | [6 empty] | AC | [7 empty] | FALSE
P6CFUGDB | FY Lighting Co., Ltd | Fen Yong | FY-T8-4FTF(27K120CGSB) | Linear Replacement Lamp | T8 Four-Foot | Dual Mode Internal Driver (UL Type A and Type B) |  | standard | TRUE |  | 2218 | 116.43 | 19.05 | 13.06 | 0.9455 | 2848 | 81.7 | 5 | 50000 | December, 08 2015 00:00:00 | Not Dimmable | Not Dimmable | No | Product de-listed on 4/1/2017, re-listed on 4/28/2017 due to allowances requirements change | RRRSDD | [15 empty] | 89 |  | 1.16 | 1.44 | [6 empty] | 5 | 2218 | 116.43 | 19.05 | 13.06 | 0.9455 | 2700 | 81.7 |  |  |  | FALSE | TRUE | FALSE | May, 02 2018 00:00:00 | 4.3 |  | standard |  |  |  |  | March, 30 2020 00:00:00 | FALSE | FALSE | FALSE | [6 empty] | AC | [7 empty] | FALSE
PDD8PPX6 | FY Lighting Co., Ltd | Fen Yong | FY-T8-4FTF(30K120CGSB) | Linear Replacement Lamp | T8 Four-Foot | Dual Mode Internal Driver (UL Type A and Type B) |  | standard | FALSE | [10 empty] | December, 08 2015 00:00:00 | Not Dimmable | Not Dimmable | No | Product de-listed on 4/1/2017, re-listed on 4/28/2017 due to allowances requirements change | RRRSDD | [25 empty] | 5 | 2234 | 117.58 | 19 | 13.06 | 0.9455 | 3000 | 81.7 |  |  |  | TRUE | FALSE | FALSE | May, 02 2018 00:00:00 | 4.3 |  | standard |  |  |  |  | March, 30 2020 00:00:00 | FALSE | FALSE | FALSE | [6 empty] | AC | [7 empty] | FALSE
PZ72SGHE | FY Lighting Co., Ltd | Fen Yong | FY-T8-4FTFM(40K120CGSB) | Linear Replacement Lamp | T8 Four-Foot | Dual Mode Internal Driver (UL Type A and Type B) |  | standard | TRUE |  | 1731 | 120.37 | 14.38 | 12.6 | 0.9482 | 3925 | 82.7 | 5 | 50000 | December, 08 2015 00:00:00 | Not Dimmable | Not Dimmable | No |  | RRRSDC | [15 empty] | 88.8 |  | 1.16 | 1.4 | [6 empty] | 5 | 1731 | 120.37 | 14.38 | 12.6 | 0.9482 | 4000 | 82.7 |  |  |  | FALSE | FALSE | FALSE | May, 02 2018 00:00:00 | 4.3 |  | standard |  |  |  |  | March, 30 2020 00:00:00 | FALSE | FALSE | FALSE | [6 empty] | AC | [7 empty] | FALSE
P5VBKSCG | Keystone Technologies | KEYSTONE | KT-LED12T8-48G-830-S | Linear Replacement Lamp | T8 Four-Foot | Replacement Lamps (plug and play) (UL Type A) |  | standard | TRUE |  | 1849 | 115.2 | 16.05 | 11.53 | 0.9752 | 3066 | 84.6 | 5 | 50000 | December, 04 2015 00:00:00 | Not Dimmable | Not Dimmable | No | Product de-listed on 4/1/2017, re-listed on 4/28/2017 due to allowances requirements change | PPPQFO | [15 empty] | 83.1 |  | 1.26 | 1.28 | [6 empty] | 5 | 1800 | 116 | 15.5 | 20 | 0.9 | 3000 | 83 |  |  |  | TRUE | FALSE | FALSE | May, 02 2018 00:00:00 | 4.3 |  | standard |  |  |  |  | March, 30 2020 00:00:00 | FALSE | FALSE | FALSE | [6 empty] | AC | [7 empty] | FALSE
PXTAKMQR | HB ENERGY POWER INC | HB ENERGY POWER | HB-T8-13W1200 BIXX Ballast Compatible (5000K Frosted) | Linear Replacement Lamp | T8 Four-Foot | Dual Mode Internal Driver (UL Type A and Type B) |  | standard | FALSE | [10 empty] | December, 03 2015 00:00:00 | Not Yet Verified | Not Yet Verified | NotYetVerified | Nominal wattage 13W | KKKYLP | [25 empty] | 5 | 1700 | 130 | 14.2 | 20 | 0.9 | 4000 | 81 |  |  |  | FALSE | FALSE | FALSE | May, 02 2018 00:00:00 | 4.3 |  | standard |  |  |  |  | March, 30 2020 00:00:00 | FALSE | FALSE | FALSE | [6 empty] | AC | [7 empty] | FALSE
PWUE5F1Q | HB ENERGY POWER INC | HB ENERGY POWER | HB-T8-13W1200 BIXX Ballast Compatible (5000K Clear) | Linear Replacement Lamp | T8 Four-Foot | Dual Mode Internal Driver (UL Type A and Type B) |  | standard | FALSE | [10 empty] | December, 03 2015 00:00:00 | Not Yet Verified | Not Yet Verified | NotYetVerified | Nominal wattage 13w | KKKYLP | [25 empty] | 5 | 1930 | 135 | 14.3 | 20 | 0.9 | 5000 | 82.7 |  |  |  | FALSE | FALSE | FALSE | May, 02 2018 00:00:00 | 4.3 |  | standard |  |  |  |  | March, 30 2020 00:00:00 | FALSE | FALSE | FALSE | [6 empty] | AC | [7 empty] | FALSE
P5Q31JYH | HB ENERGY POWER INC | HB ENERGY POWER | HB-T8-15W1200 BIXX BALLAST COMPATIBLE LED TUBE [2700K Frosted] | Linear Replacement Lamp | T8 Four-Foot | Dual Mode Internal Driver (UL Type A and Type B) |  | standard | TRUE |  | 1929 | 109 | 17.7 | 17.9 | 0.9557 | 2655 | 81.6 | 5 | 50000 | December, 03 2015 00:00:00 | Not Yet Verified | Not Yet Verified | NotYetVerified | Internal driver; operates off existing fluorescent ballast; Product de-listed on 4/1/2017, re-listed on 4/28/2017 due to allowances requirements change | KKKYLL | [15 empty] | 84.9 |  | 1.25 | 1.4 | [6 empty] | 4.4 | 2040 | 120 | 17.7 | 8.75 | 0.9936 | 2700 | 82 |  |  |  | FALSE | TRUE | FALSE | May, 02 2018 00:00:00 | 4.3 |  | standard |  |  |  |  | November, 02 2018 00:00:00 | FALSE | FALSE | FALSE | [6 empty] | AC | [7 empty] | FALSE
PX2YJAUQ | HB ENERGY POWER INC | HB ENERGY POWER | HB-T8-13W1200 BIXX Ballast Compatible (4000K Clear) | Linear Replacement Lamp | T8 Four-Foot | Dual Mode Internal Driver (UL Type A and Type B) |  | standard | TRUE |  | 1930 | 135.06 | 14.3 | 14.92 | 0.9034 | 3996 | 82.7 | 5 | 50000 | December, 03 2015 00:00:00 | Not Yet Verified | Not Yet Verified | NotYetVerified | Nominal wattage 13w | KKKYLP | [15 empty] | 85.3 |  | 1.3 | 1.23 | [6 empty] | 5 | 1930 | 135 | 14.3 | 20 | 0.9 | 4000 | 82.7 |  |  |  | FALSE | FALSE | FALSE | May, 02 2018 00:00:00 | 4.3 |  | standard |  |  |  |  | March, 30 2020 00:00:00 | FALSE | FALSE | FALSE | [6 empty] | AC | [7 empty] | FALSE
PM635CDE | HB ENERGY POWER INC | HB ENERGY POWER | HB-T8-13W1200 BIXX Ballast Compatible (4000K Frosted) | Linear Replacement Lamp | T8 Four-Foot | Dual Mode Internal Driver (UL Type A and Type B) |  | standard | TRUE |  | 1699 | 119.48 | 14.22 | 14.45 | 0.9042 | 3988 | 82.6 | 5 | 50000 | December, 03 2015 00:00:00 | Not Yet Verified | Not Yet Verified | NotYetVerified | Nominal wattage 13W | KKKYLP | [15 empty] | 84.5 |  | 1.33 | 1.23 | [6 empty] | 5 | 1700 | 130 | 14.2 | 20 | 0.9 | 4000 | 81 |  |  |  | FALSE | FALSE | FALSE | May, 02 2018 00:00:00 | 4.3 |  | standard |  |  |  |  | March, 30 2020 00:00:00 | FALSE | FALSE | FALSE | [6 empty] | AC | [7 empty] | FALSE
PY9R9RV5 | SHENZHEN YOUXINGUANG TECHNOLOGY CO.,LTD. | YXG | U608-4F18W30MM | Linear Replacement Lamp | T8 Four-Foot | Dual Mode Internal Driver (UL Type A and Type B) |  | standard | TRUE |  | 2502 | 136.59 | 18.32 | 20.67 | 0.9039 | 2985 | 81.8 | 5 | 50000 | December, 02 2015 00:00:00 | Not Dimmable | Not Dimmable | No | Updated on 3/14/2017 | PPPRRR | [15 empty] | 89.1 |  | 1.14 | 1.4 | [6 empty] | 5 | 2502 | 136.59 | 18.32 | 20.48 | 0.9045 | 3000 | 81.8 |  |  |  | FALSE | FALSE | FALSE | May, 02 2018 00:00:00 | 4.3 |  | standard |  |  |  |  | March, 30 2020 00:00:00 | FALSE | FALSE | FALSE | [6 empty] | AC | [7 empty] | FALSE
PTDF55FJ | SHENZHEN YOUXINGUANG TECHNOLOGY CO.,LTD. | YXG | U608-4F18W50MM | Linear Replacement Lamp | T8 Four-Foot | Dual Mode Internal Driver (UL Type A and Type B) |  | standard | FALSE | [10 empty] | December, 02 2015 00:00:00 | Not Dimmable | Not Dimmable | No | Updated on 3/14/2017 | PPPRRR | [25 empty] | 5 | 2580 | 139.37 | 18.51 | 21.98 | 0.8951 | 5000 | 82.3 |  |  |  | FALSE | FALSE | FALSE | May, 02 2018 00:00:00 | 4.3 |  | standard |  |  |  |  | March, 30 2020 00:00:00 | FALSE | FALSE | FALSE | [6 empty] | AC | [7 empty] | FALSE
PBQYNPSN | SHENZHEN YOUXINGUANG TECHNOLOGY CO.,LTD. | YXG | U608-4F18W40MM | Linear Replacement Lamp | T8 Four-Foot | Dual Mode Internal Driver (UL Type A and Type B) |  | standard | FALSE | [10 empty] | December, 02 2015 00:00:00 | Not Dimmable | Not Dimmable | No | Updated on 3/14/2017 | PPPRRR | [25 empty] | 5 | 2541 | 137.95 | 18.42 | 20.48 | 0.9045 | 4000 | 81.8 |  |  |  | FALSE | FALSE | FALSE | May, 02 2018 00:00:00 | 4.3 |  | standard |  |  |  |  | March, 30 2020 00:00:00 | FALSE | FALSE | FALSE | [6 empty] | AC | [7 empty] | FALSE
PYYW8W37 | Shenzhen Bonld Electronics Co.,LTD | BONLD | BDT84FUA-20WB-SBCF | Linear Replacement Lamp | T8 Four-Foot | Replacement Lamps (plug and play) (UL Type A) |  | standard | FALSE | [10 empty] | December, 01 2015 00:00:00 | Not Dimmable | Not Dimmable | No |  | QQQRXW | [25 empty] | 5 | 2860 | 132.71 | 21.55 | 6.08 | 0.9126 | 3500 | 82.4 |  |  |  | FALSE | FALSE | FALSE | May, 02 2018 00:00:00 | 4.3 |  | standard |  |  |  |  | March, 30 2020 00:00:00 | FALSE | FALSE | FALSE | [6 empty] | AC | [7 empty] | FALSE
PV6PFJ6D | Shenzhen Bonld Electronics Co.,LTD | BONLD | BDT84FUA-20WB-SHCF | Linear Replacement Lamp | T8 Four-Foot | Replacement Lamps (plug and play) (UL Type A) |  | standard | FALSE | [10 empty] | December, 01 2015 00:00:00 | Not Dimmable | Not Dimmable | No |  | QQQRXW | [25 empty] | 5 | 2911 | 134.96 | 21.57 | 5.97 | 0.9133 | 4500 | 84.5 |  |  |  | FALSE | FALSE | FALSE | May, 02 2018 00:00:00 | 4.3 |  | standard |  |  |  |  | March, 30 2020 00:00:00 | FALSE | FALSE | FALSE | [6 empty] | AC | [7 empty] | FALSE
P2GUFZK9 | Shenzhen Bonld Electronics Co.,LTD | BONLD | BDT84FUA-16WB-SHMF | Linear Replacement Lamp | T8 Four-Foot | Replacement Lamps (plug and play) (UL Type A) |  | standard | FALSE | [10 empty] | December, 01 2015 00:00:00 | Not Dimmable | Not Dimmable | No |  | QQQRXX | [25 empty] | 5 | 2251 | 117.73 | 19.12 | 10.62 | 0.9745 | 4500 | 85.2 |  |  |  | FALSE | FALSE | FALSE | May, 02 2018 00:00:00 | 4.3 |  | standard |  |  |  |  | March, 30 2020 00:00:00 | FALSE | FALSE | FALSE | [6 empty] | AC | [7 empty] | FALSE
PS3BJQ67 | Atlantic LED LLC | AtlanticLED | AELED4FT8FBG15469(40C) | Linear Replacement Lamp | T8 Four-Foot | Replacement Lamps (plug and play) (UL Type A) |  | standard | TRUE |  | 2193 | 124.53 | 17.82 | 9.5 | 0.908 | 4012 | 81.2 | 5 | 50000 | December, 01 2015 00:00:00 | Not Dimmable | Not Dimmable | NotYetVerified |  | BBBBWG | [15 empty] | 91.1 |  | 1.34 | 1.38 | [6 empty] | 5 | 2193 | 124.53 | 17.61 | 9.5 | 0.9081 | 4000 | 81.2 |  |  |  | FALSE | FALSE | FALSE | May, 02 2018 00:00:00 | 4.3 |  | standard |  |  |  |  | March, 30 2020 00:00:00 | FALSE | FALSE | FALSE | [6 empty] | AC | [7 empty] | FALSE
PCK9SMB3 | Longhorn Intelligent Tech Co., Ltd | Longhorn | LH-L8V163Q00 | Linear Replacement Lamp | T8 Four-Foot | Dual Mode Internal Driver (UL Type A and Type B) |  | standard | TRUE |  | 2296 | 132.11 | 17.38 | 14.95 | 0.9341 | 2934 | 82.4 | 5 | 50000 | December, 01 2015 00:00:00 | Not Dimmable | Not Dimmable | No |  | BBBBJY | [15 empty] | 85.5 |  | 1.2 | 1.26 | [6 empty] | 5 | 2296 | 132.11 | 16 | 14.95 | 0.9341 | 3000 | 82.4 |  |  |  | FALSE | FALSE | FALSE | May, 02 2018 00:00:00 | 4.3 |  | standard |  |  |  |  | March, 30 2020 00:00:00 | FALSE | FALSE | FALSE | [6 empty] | AC | [7 empty] | FALSE
PSB2MGPD | Longhorn Intelligent Tech Co., Ltd | Longhorn | LH-L8R128Q00 | Linear Replacement Lamp | T8 Four-Foot | Dual Mode Internal Driver (UL Type A and Type B) |  | standard | FALSE | [10 empty] | December, 01 2015 00:00:00 | Not Dimmable | Not Dimmable | No |  | BBBBJR | [25 empty] | 5 | 1871 | 130.38 | 12 | 14.57 | 0.9264 | 5000 | 82.4 |  |  |  | FALSE | FALSE | FALSE | May, 02 2018 00:00:00 | 4.3 |  | standard |  |  |  |  | March, 30 2020 00:00:00 | FALSE | FALSE | FALSE | [6 empty] | AC | [7 empty] | FALSE
PBWKFUFW | Longhorn Intelligent Tech Co., Ltd | Longhorn | LH-L8R163Q00 | Linear Replacement Lamp | T8 Four-Foot | Dual Mode Internal Driver (UL Type A and Type B) |  | standard | FALSE | [10 empty] | December, 01 2015 00:00:00 | Not Dimmable | Not Dimmable | No |  | BBBBJY | [25 empty] | 5 | 2354 | 134.05 | 16 | 14.49 | 0.9326 | 5000 | 83 |  |  |  | FALSE | FALSE | FALSE | May, 02 2018 00:00:00 | 4.3 |  | standard |  |  |  |  | March, 30 2020 00:00:00 | FALSE | FALSE | FALSE | [6 empty] | AC | [7 empty] | FALSE
PYVJATUH | Shenzhen Bonld Electronics Co.,LTD | BONLD | BDT84FUA-20WB-SDCF | Linear Replacement Lamp | T8 Four-Foot | Replacement Lamps (plug and play) (UL Type A) |  | standard | FALSE | [10 empty] | December, 01 2015 00:00:00 | Not Dimmable | Not Dimmable | No |  | QQQRXW | [25 empty] | 5 | 2937 | 135.85 | 21.62 | 6.12 | 0.9117 | 5000 | 84 |  |  |  | FALSE | FALSE | FALSE | May, 02 2018 00:00:00 | 4.3 |  | standard |  |  |  |  | March, 30 2020 00:00:00 | FALSE | FALSE | FALSE | [6 empty] | AC | [7 empty] | FALSE
PJXW1QWQ | Shenzhen Bonld Electronics Co.,LTD | BONLD | BDT84FUA-20WB-SWCF | Linear Replacement Lamp | T8 Four-Foot | Replacement Lamps (plug and play) (UL Type A) |  | standard | TRUE |  | 2834 | 131.33 | 21.58 | 6.08 | 0.9126 | 2893 | 82.4 | 5 | 50000 | December, 01 2015 00:00:00 | Not Dimmable | Not Dimmable | No |  | QQQRXW | [15 empty] | 91.3 |  | 1.22 | 1.4 | [6 empty] | 5 | 2834 | 131.33 | 21.58 | 6.08 | 0.9126 | 3000 | 82.4 |  |  |  | FALSE | FALSE | FALSE | May, 02 2018 00:00:00 | 4.3 |  | standard |  |  |  |  | March, 30 2020 00:00:00 | FALSE | FALSE | FALSE | [6 empty] | AC | [7 empty] | FALSE
PM7PKEUJ | Shenzhen Bonld Electronics Co.,LTD | BONLD | BDT84FUA-16WB-SBMF | Linear Replacement Lamp | T8 Four-Foot | Replacement Lamps (plug and play) (UL Type A) |  | standard | FALSE | [10 empty] | December, 01 2015 00:00:00 | Not Dimmable | Not Dimmable | FALSE |  | QQQRXX | [25 empty] | 4.4 | 2221 | 115.62 | 19.21 | 10.58 | 0.9751 | 3500 | 82.7 |  |  |  | FALSE | FALSE | FALSE | May, 02 2018 00:00:00 | 4.3 |  | standard |  |  |  |  | November, 02 2018 00:00:00 | FALSE | FALSE | FALSE | [6 empty] | AC | [7 empty] | FALSE
P53NDBYU | Longhorn Intelligent Tech Co., Ltd | Longhorn | LH-L8U128Q00 | Linear Replacement Lamp | T8 Four-Foot | Dual Mode Internal Driver (UL Type A and Type B) |  | standard | FALSE | [10 empty] | December, 01 2015 00:00:00 | Not Dimmable | Not Dimmable | No |  | BBBBJR | [25 empty] | 5 | 1841 | 128.92 | 12 | 14.33 | 0.9362 | 3500 | 82.3 |  |  |  | FALSE | FALSE | FALSE | May, 02 2018 00:00:00 | 4.3 |  | standard |  |  |  |  | March, 30 2020 00:00:00 | FALSE | FALSE | FALSE | [6 empty] | AC | [7 empty] | FALSE
PRDS9SD8 | Longhorn Intelligent Tech Co., Ltd | Longhorn | LH-L8N163Q00 | Linear Replacement Lamp | T8 Four-Foot | Dual Mode Internal Driver (UL Type A and Type B) |  | standard | FALSE | [10 empty] | December, 01 2015 00:00:00 | Not Dimmable | Not Dimmable | No |  | BBBBJY | [25 empty] | 5 | 2334 | 133.6 | 16 | 14.95 | 0.9341 | 4000 | 82.4 |  |  |  | FALSE | FALSE | FALSE | May, 02 2018 00:00:00 | 4.3 |  | standard |  |  |  |  | March, 30 2020 00:00:00 | FALSE | FALSE | FALSE | [6 empty] | AC | [7 empty] | FALSE
PVJUADZS | Shenzhen Bonld Electronics Co.,LTD | BONLD | BDT84FUA-20WB-SNCF | Linear Replacement Lamp | T8 Four-Foot | Replacement Lamps (plug and play) (UL Type A) |  | standard | FALSE | [10 empty] | December, 01 2015 00:00:00 | Not Dimmable | Not Dimmable | No |  | QQQRXW | [25 empty] | 5 | 2885 | 134.12 | 21.51 | 5.97 | 0.9133 | 4000 | 84.5 |  |  |  | FALSE | FALSE | FALSE | May, 02 2018 00:00:00 | 4.3 |  | standard |  |  |  |  | March, 30 2020 00:00:00 | FALSE | FALSE | FALSE | [6 empty] | AC | [7 empty] | FALSE
PNUH3PHY | Shenzhen Bonld Electronics Co.,LTD | BONLD | BDT84FUA-16WB-SNMF | Linear Replacement Lamp | T8 Four-Foot | Replacement Lamps (plug and play) (UL Type A) |  | standard | FALSE | [10 empty] | December, 01 2015 00:00:00 | Not Dimmable | Not Dimmable | No |  | QQQRXX | [25 empty] | 5 | 2234 | 116.66 | 19.15 | 10.62 | 0.9745 | 4000 | 85.2 |  |  |  | FALSE | FALSE | FALSE | May, 02 2018 00:00:00 | 4.3 |  | standard |  |  |  |  | March, 30 2020 00:00:00 | FALSE | FALSE | FALSE | [6 empty] | AC | [7 empty] | FALSE
PCNVDJDS | Atlantic LED LLC | AtlanticLED | AELED4FT8FBG15469(50C) | Linear Replacement Lamp | T8 Four-Foot | Replacement Lamps (plug and play) (UL Type A) |  | standard | FALSE | [10 empty] | December, 01 2015 00:00:00 | Not Dimmable | Not Dimmable | NotYetVerified |  | BBBBWG | [25 empty] | 5 | 2221 | 126.34 | 17.58 | 8.8 | 0.9022 | 5000 | 83.5 |  |  |  | FALSE | FALSE | FALSE | May, 02 2018 00:00:00 | 4.3 |  | standard |  |  |  |  | March, 30 2020 00:00:00 | FALSE | FALSE | FALSE | [6 empty] | AC | [7 empty] | FALSE
PHE2TYZ9 | Shenzhen Bonld Electronics Co.,LTD | BONLD | BDT84FUA-16WB-SWMF | Linear Replacement Lamp | T8 Four-Foot | Replacement Lamps (plug and play) (UL Type A) |  | standard | TRUE |  | 2209 | 114.69 | 19.26 | 10.58 | 0.9751 | 2897 | 82.7 | 5 | 50000 | December, 01 2015 00:00:00 | Not Dimmable | Not Dimmable | No |  | QQQRXX | [15 empty] | 90 |  | 1.16 | 1.4 | [6 empty] | 5 | 2209 | 114.69 | 19.26 | 10.58 | 0.9751 | 3000 | 82.7 |  |  |  | FALSE | FALSE | FALSE | May, 02 2018 00:00:00 | 4.3 |  | standard |  |  |  |  | March, 30 2020 00:00:00 | FALSE | FALSE | FALSE | [6 empty] | AC | [7 empty] | FALSE
PYWQMP6C | Longhorn Intelligent Tech Co., Ltd | Longhorn | LH-L8U163Q00 | Linear Replacement Lamp | T8 Four-Foot | Dual Mode Internal Driver (UL Type A and Type B) |  | standard | FALSE | [10 empty] | December, 01 2015 00:00:00 | Not Dimmable | Not Dimmable | No |  | BBBBJY | [25 empty] | 5 | 2315 | 132.51 | 16 | 14.95 | 0.9341 | 3500 | 82.4 |  |  |  | FALSE | FALSE | FALSE | May, 02 2018 00:00:00 | 4.3 |  | standard |  |  |  |  | March, 30 2020 00:00:00 | FALSE | FALSE | FALSE | [6 empty] | AC | [7 empty] | FALSE
PPDBVEF5 | Longhorn Intelligent Tech Co., Ltd | Longhorn | LH-L8V128Q00 | Linear Replacement Lamp | T8 Four-Foot | Dual Mode Internal Driver (UL Type A and Type B) |  | standard | TRUE |  | 1826 | 128.59 | 14.2 | 14.33 | 0.9362 | 2932 | 82.3 | 5 | 50000 | December, 01 2015 00:00:00 | Not Dimmable | Not Dimmable | No |  | BBBBJR | [15 empty] | 85.5 |  | 1.2 | 1.24 | [6 empty] | 5 | 1826 | 128.59 | 12 | 14.33 | 0.9362 | 3000 | 82.3 |  |  |  | FALSE | FALSE | FALSE | May, 02 2018 00:00:00 | 4.3 |  | standard |  |  |  |  | March, 30 2020 00:00:00 | FALSE | FALSE | FALSE | [6 empty] | AC | [7 empty] | FALSE
PGCPSYY8 | Longhorn Intelligent Tech Co., Ltd | Longhorn | LH-L8N128Q00 | Linear Replacement Lamp | T8 Four-Foot | Dual Mode Internal Driver (UL Type A and Type B) |  | standard | FALSE | [10 empty] | December, 01 2015 00:00:00 | Not Dimmable | Not Dimmable | No |  | BBBBJR | [25 empty] | 5 | 1856 | 129.97 | 12 | 14.33 | 0.9362 | 4000 | 82.3 |  |  |  | FALSE | FALSE | FALSE | May, 02 2018 00:00:00 | 4.3 |  | standard |  |  |  |  | March, 30 2020 00:00:00 | FALSE | FALSE | FALSE | [6 empty] | AC | [7 empty] | FALSE
PDN8CHYN | Shenzhen Bonld Electronics Co.,LTD | BONLD | BDT84FUA-16WB-SDMF | Linear Replacement Lamp | T8 Four-Foot | Replacement Lamps (plug and play) (UL Type A) |  | standard | FALSE | [10 empty] | December, 01 2015 00:00:00 | Not Dimmable | Not Dimmable | No |  | QQQRXX | [25 empty] | 5 | 2268 | 118.87 | 19.08 | 10.95 | 0.9744 | 5000 | 84.2 |  |  |  | FALSE | FALSE | FALSE | May, 02 2018 00:00:00 | 4.3 |  | standard |  |  |  |  | March, 30 2020 00:00:00 | FALSE | FALSE | FALSE | [6 empty] | AC | [7 empty] | FALSE
PWCMPAPQ | Longhorn Intelligent Tech Co., Ltd | Longhorn | LH-L8V143Q00 | Linear Replacement Lamp | T8 Four-Foot | Dual Mode Internal Driver (UL Type A and Type B) |  | standard | TRUE |  | 2082 | 131.36 | 15.85 | 14.96 | 0.9226 | 2930 | 82.3 | 5 | 50000 | December, 01 2015 00:00:00 | Not Dimmable | Not Dimmable | No | Product de-listed on 4/1/2017, re-listed on 4/28/2017 due to allowances requirements change | BBBBJX | [15 empty] | 85.4 |  | 1.2 | 1.24 | [6 empty] | 5 | 2082 | 131.36 | 14 | 15.02 | 0.933 | 3000 | 82.3 |  |  |  | TRUE | FALSE | FALSE | May, 02 2018 00:00:00 | 4.3 |  | standard |  |  |  |  | March, 30 2020 00:00:00 | FALSE | FALSE | FALSE | [6 empty] | AC | [7 empty] | FALSE
PUJVXTDS | JIAXING SUPER LIGHTING ELECTRIC APPLIANCE CO.,LTD | Super | T8L-IDDM13-2200-4ft-BBA | Linear Replacement Lamp | T8 Four-Foot | Replacement Lamps (plug and play) (UL Type A) |  | standard | FALSE | [10 empty] | November, 30 2015 00:00:00 | Not Dimmable | Not Dimmable | No |  | RRRSBL | [25 empty] | 5 | 2200 | 122 | 18 | 20 | 0.9 | 3500 | 82 |  |  |  | FALSE | FALSE | FALSE | May, 02 2018 00:00:00 | 4.3 |  | standard |  |  |  |  | March, 30 2020 00:00:00 | FALSE | FALSE | FALSE | [6 empty] | AC | [7 empty] | FALSE
PKYUW14M | JIAXING SUPER LIGHTING ELECTRIC APPLIANCE CO.,LTD | Super | T8L-IDDM13-2200-4ft-CBA | Linear Replacement Lamp | T8 Four-Foot | Replacement Lamps (plug and play) (UL Type A) |  | standard | FALSE | [10 empty] | November, 30 2015 00:00:00 | Not Dimmable | Not Dimmable | No |  | RRRSBL | [25 empty] | 5 | 2200 | 122 | 18 | 20 | 0.9 | 4000 | 82 |  |  |  | FALSE | FALSE | FALSE | May, 02 2018 00:00:00 | 4.3 |  | standard |  |  |  |  | March, 30 2020 00:00:00 | FALSE | FALSE | FALSE | [6 empty] | AC | [7 empty] | FALSE
P46KA6CR | Aurora Lighting Inc. | InstantFit | AR-T8G164FFR/30 | Linear Replacement Lamp | T8 Four-Foot | Replacement Lamps (plug and play) (UL Type A) |  | standard | TRUE |  | 2072 | 121.1 | 17.08 | 12.9 | 0.9081 | 2932 | 82.2 | 5 | 50000 | November, 30 2015 00:00:00 | Not Dimmable | Not Dimmable | NotYetVerified | Nominal wattage 16W; Product de-listed on 4/1/2017, re-listed on 4/28/2017 due to allowances requirements change | UUUACK | [15 empty] | 84.5 |  | 1.25 | 1.21 | [6 empty] | 5 | 2072 | 121.31 | 17.08 | 20 | 0.9 | 3000 | 81.8 |  |  |  | TRUE | FALSE | FALSE | May, 02 2018 00:00:00 | 4.3 |  | standard |  |  |  |  | March, 30 2020 00:00:00 | FALSE | FALSE | FALSE | [6 empty] | AC | [7 empty] | FALSE
PTTMWXV9 | JIAXING SUPER LIGHTING ELECTRIC APPLIANCE CO.,LTD | Super | T8L-IDDM13-2200-4ft-DBA | Linear Replacement Lamp | T8 Four-Foot | Replacement Lamps (plug and play) (UL Type A) |  | standard | FALSE | [10 empty] | November, 30 2015 00:00:00 | Not Dimmable | Not Dimmable | No |  | RRRSBL | [25 empty] | 5 | 2200 | 122 | 18 | 20 | 0.9 | 4500 | 82 |  |  |  | FALSE | FALSE | FALSE | May, 02 2018 00:00:00 | 4.3 |  | standard |  |  |  |  | March, 30 2020 00:00:00 | FALSE | FALSE | FALSE | [6 empty] | AC | [7 empty] | FALSE
PWNVNCMC | Luminance | Lumin | L7552-1 | Linear Replacement Lamp | T8 Four-Foot | Replacement Lamps (plug and play) (UL Type A) |  | standard | TRUE |  | 2327.8 | 111.75 | 20.83 | 4.41 | 0.986 | 3088 | 85 | 5 | 50000 | November, 30 2015 00:00:00 | Not Dimmable | Not Dimmable | NotYetVerified | Internal Driver; operates off fluorescent ballast; Product de-listed on 4/1/2017, re-listed on 4/28/2017 due to allowances requirements change | UUUACO | [15 empty] | 86.4 |  | 1.22 | 1.48 | [6 empty] | 4.4 | 2300 | 109 | 21 | 20 | 0.9 | 3000 | 82 |  |  |  | TRUE | FALSE | FALSE | May, 02 2018 00:00:00 | 4.3 |  | standard |  |  |  |  | November, 02 2018 00:00:00 | FALSE | FALSE | FALSE | [6 empty] | AC | [7 empty] | FALSE
PCCYVVPG | JIAXING SUPER LIGHTING ELECTRIC APPLIANCE CO.,LTD | Super | T8L-IDDM13-2200-4ft-EBA | Linear Replacement Lamp | T8 Four-Foot | Replacement Lamps (plug and play) (UL Type A) |  | standard | FALSE | [10 empty] | November, 30 2015 00:00:00 | Not Dimmable | Not Dimmable | No |  | RRRSBL | [25 empty] | 5 | 2200 | 122 | 18 | 20 | 0.9 | 5000 | 82 |  |  |  | FALSE | FALSE | FALSE | May, 02 2018 00:00:00 | 4.3 |  | standard |  |  |  |  | March, 30 2020 00:00:00 | FALSE | FALSE | FALSE | [6 empty] | AC | [7 empty] | FALSE
PHSPFRVQ | JIAXING SUPER LIGHTING ELECTRIC APPLIANCE CO.,LTD | Super | T8L-IDDM13-2200-4ft-ABA | Linear Replacement Lamp | T8 Four-Foot | Replacement Lamps (plug and play) (UL Type A) |  | standard | TRUE |  | 2258 | 118.3 | 19.08 | 9.74 | 0.9807 | 3063 | 84.6 | 5 | 50000 | November, 30 2015 00:00:00 | Not Dimmable | Not Dimmable | No |  | RRRSBL | [15 empty] | 83.1 |  | 1.26 | 1.28 | [6 empty] | 5 | 2200 | 122 | 18 | 20 | 0.9 | 3000 | 82 |  |  |  | FALSE | FALSE | FALSE | May, 02 2018 00:00:00 | 4.3 |  | standard |  |  |  |  | March, 30 2020 00:00:00 | FALSE | FALSE | FALSE | [6 empty] | AC | [7 empty] | FALSE
P1BXDGCV | JIAXING SUPER LIGHTING ELECTRIC APPLIANCE CO.,LTD | Super | T8L-IDDM13-2200-4ft-ACA | Linear Replacement Lamp | T8 Four-Foot | Replacement Lamps (plug and play) (UL Type A) |  | standard | TRUE |  | 2224 | 116.3 | 19.12 | 9.82 | 0.9808 | 3063 | 84.7 | 5 | 50000 | November, 24 2015 00:00:00 | Not Dimmable | Not Dimmable | No | Product de-listed on 4/1/2017, re-listed on 4/28/2017 due to allowances requirements change | UUUACG | [15 empty] | 82.8 |  | 1.26 | 1.32 | [6 empty] | 5 | 2200 | 122 | 18 | 9.82 | 0.9808 | 3000 | 82 |  |  |  | TRUE | FALSE | FALSE | May, 02 2018 00:00:00 | 4.3 |  | standard |  |  |  |  | March, 30 2020 00:00:00 | FALSE | FALSE | FALSE | [6 empty] | AC | [7 empty] | FALSE
PRQ2QDEP | LED LEADER INC. | LED LEADER | L4GA-12T8LEDMVBF45 | Linear Replacement Lamp | T8 Four-Foot | Dual Mode Internal Driver (UL Type A and Type B) |  | standard | FALSE | [10 empty] | November, 20 2015 00:00:00 | Not Dimmable | Not Dimmable | No | Updated on 6/06/18 | RRRRYK | [25 empty] | 5 | 1763.7 | 154.03 | 11.45 | 9.82 | 0.934 | 4500 | 82.6 |  |  |  | FALSE | FALSE | FALSE | [8 empty] | March, 30 2020 00:00:00 | FALSE | FALSE | FALSE | [6 empty] | AC | [7 empty] | FALSE
PRM69BQX | SATCO Products Inc | SATCO | 17T8/LED/48-830/DR | Linear Replacement Lamp | T8 Four-Foot | Replacement Lamps (plug and play) (UL Type A) |  | standard | TRUE |  | 2327.8 | 111.75 | 20.83 | 4.41 | 0.986 | 3088 | 85 | 5 | 50000 | November, 20 2015 00:00:00 | Not Dimmable | Not Dimmable | NotYetVerified | Internal Driver; operates off fluorescent ballast; Product de-listed on 4/1/2017, re-listed on 4/28/2017 due to allowances requirements change | RRRRYM | [15 empty] | 86.4 |  | 1.22 | 1.48 | [6 empty] | 4.4 | 2300 | 109 | 21 | 20 | 0.9 | 3000 | 82 |  |  |  | TRUE | FALSE | FALSE | May, 02 2018 00:00:00 | 4.3 |  | standard |  |  |  |  | November, 02 2018 00:00:00 | FALSE | FALSE | FALSE | [6 empty] | AC | [7 empty] | FALSE
P35Z8CXP | LED LEADER INC. | LED LEADER | L4GA-12T8LEDMVBF50 | Linear Replacement Lamp | T8 Four-Foot | Dual Mode Internal Driver (UL Type A and Type B) |  | standard | FALSE | [10 empty] | November, 20 2015 00:00:00 | Not Dimmable | Not Dimmable | No | Updated on 6/06/18 | RRRRYK | [25 empty] | 5 | 1810.8 | 159.12 | 11.38 | 9.82 | 0.934 | 5000 | 78.8 |  |  |  | FALSE | FALSE | FALSE | June, 06 2018 00:00:00 | 4.3 |  | standard |  |  |  |  | March, 30 2020 00:00:00 | FALSE | FALSE | FALSE | [6 empty] | AC | [7 empty] | FALSE
PHUT9JMV | LED LEADER INC. | LED LEADER | L4GA-12T8LEDMVBF30 | Linear Replacement Lamp | T8 Four-Foot | Dual Mode Internal Driver (UL Type A and Type B) |  | standard | TRUE |  | 1763.7 | 154.03 | 11.45 | 9.82 | 0.934 | 3037 | 82.6 | 5 | 50000 | November, 20 2015 00:00:00 | Not Dimmable | Not Dimmable | No | Updated on 6/06/18 | RRRRYK | [15 empty] | 78.6 |  | 1.18 | 1.26 | [6 empty] | 5 | 1763.7 | 154.03 | 11.45 | 9.82 | 0.934 | 3000 | 82.6 |  |  |  | FALSE | FALSE | FALSE | June, 06 2018 00:00:00 | 4.3 |  | standard |  |  |  |  | March, 30 2020 00:00:00 | FALSE | FALSE | FALSE | [6 empty] | AC | [7 empty] | FALSE
PEN14XVN | LED LEADER INC. | LED LEADER | L4GA-12T8LEDMVBF35 | Linear Replacement Lamp | T8 Four-Foot | Dual Mode Internal Driver (UL Type A and Type B) |  | standard | FALSE | [10 empty] | November, 20 2015 00:00:00 | Not Dimmable | Not Dimmable | No | Updated on 6/06/18 | RRRRYK | [25 empty] | 5 | 1763.7 | 154.03 | 11.45 | 9.82 | 0.934 | 3500 | 82.6 |  |  |  | FALSE | FALSE | FALSE | [8 empty] | March, 30 2020 00:00:00 | FALSE | FALSE | FALSE | [6 empty] | AC | [7 empty] | FALSE
P3X7B4QR | LED LEADER INC. | LED LEADER | L4GA-12T8LEDMVBF40 | Linear Replacement Lamp | T8 Four-Foot | Dual Mode Internal Driver (UL Type A and Type B) |  | standard | FALSE | [10 empty] | November, 20 2015 00:00:00 | Not Dimmable | Not Dimmable | No | Updated on 6/06/18 | RRRRYK | [25 empty] | 5 | 1763.7 | 154.03 | 11.45 | 9.82 | 0.934 | 4000 | 82.6 |  |  |  | FALSE | FALSE | FALSE | [8 empty] | March, 30 2020 00:00:00 | FALSE | FALSE | FALSE | [6 empty] | AC | [7 empty] | FALSE
PQ6KMJZZ | Shenzhen Bonld Electronics Co.,LTD | BONLD | BDT84FUA-20WB-SBMF | Linear Replacement Lamp | T8 Four-Foot | Replacement Lamps (plug and play) (UL Type A) |  | standard | FALSE | [10 empty] | November, 19 2015 00:00:00 | Not Dimmable | Not Dimmable | No |  | PPPQCC | [25 empty] | 5 | 2545 | 117.34 | 21.69 | 6.15 | 0.9149 | 3500 | 82.3 |  |  |  | FALSE | FALSE | FALSE | May, 02 2018 00:00:00 | 4.3 |  | standard |  |  |  |  | March, 30 2020 00:00:00 | FALSE | FALSE | FALSE | [6 empty] | AC | [7 empty] | FALSE
PZQS3TFA | Shenzhen Bonld Electronics Co.,LTD | BONLD | BDT84FUA-20WB-SNMF | Linear Replacement Lamp | T8 Four-Foot | Replacement Lamps (plug and play) (UL Type A) |  | standard | FALSE | [10 empty] | November, 19 2015 00:00:00 | Not Dimmable | Not Dimmable | No |  | PPPQCC | [25 empty] | 5 | 2579 | 118.74 | 21.72 | 5.87 | 0.911 | 4000 | 84.4 |  |  |  | FALSE | FALSE | FALSE | May, 02 2018 00:00:00 | 4.3 |  | standard |  |  |  |  | March, 30 2020 00:00:00 | FALSE | FALSE | FALSE | [6 empty] | AC | [7 empty] | FALSE
PW4MAX4F | Shenzhen Bonld Electronics Co.,LTD | BONLD | BDT84FUA-20WB-SWMF | Linear Replacement Lamp | T8 Four-Foot | Replacement Lamps (plug and play) (UL Type A) |  | standard | TRUE |  | 2511 | 115.93 | 21.66 | 6.15 | 0.9149 | 2908 | 82.3 | 5 | 50000 | November, 19 2015 00:00:00 | Not Dimmable | Not Dimmable | No |  | PPPQCC | [15 empty] | 90 |  | 1.16 | 1.42 | [6 empty] | 5 | 2511 | 115.93 | 21.66 | 6.15 | 0.9149 | 3000 | 82.3 |  |  |  | FALSE | FALSE | FALSE | May, 02 2018 00:00:00 | 4.3 |  | standard |  |  |  |  | March, 30 2020 00:00:00 | FALSE | FALSE | FALSE | [6 empty] | AC | [7 empty] | FALSE
PW486899 | Shenzhen Bonld Electronics Co.,LTD | BONLD | BDT84FUA-16WB-SHCF | Linear Replacement Lamp | T8 Four-Foot | Replacement Lamps (plug and play) (UL Type A) |  | standard | FALSE | [10 empty] | November, 19 2015 00:00:00 | Not Dimmable | Not Dimmable | No |  | PPPQCA | [25 empty] | 5 | 2451 | 132.13 | 18.55 | 11.06 | 0.9715 | 4500 | 85.1 |  |  |  | FALSE | FALSE | FALSE | May, 02 2018 00:00:00 | 4.3 |  | standard |  |  |  |  | March, 30 2020 00:00:00 | FALSE | FALSE | FALSE | [6 empty] | AC | [7 empty] | FALSE
PPHCG48Q | Shenzhen Bonld Electronics Co.,LTD | BONLD | BDT84FUA-20WB-SDMF | Linear Replacement Lamp | T8 Four-Foot | Replacement Lamps (plug and play) (UL Type A) |  | standard | FALSE | [10 empty] | November, 19 2015 00:00:00 | Not Dimmable | Not Dimmable | No |  | PPPQCC | [25 empty] | 5 | 2631 | 120.63 | 21.81 | 6.39 | 0.9093 | 5000 | 84 |  |  |  | FALSE | FALSE | FALSE | May, 02 2018 00:00:00 | 4.3 |  | standard |  |  |  |  | March, 30 2020 00:00:00 | FALSE | FALSE | FALSE | [6 empty] | AC | [7 empty] | FALSE
PNQTH3EX | Shenzhen Bonld Electronics Co.,LTD | BONLD | BDT84FUA-16WB-SWCF | Linear Replacement Lamp | T8 Four-Foot | Replacement Lamps (plug and play) (UL Type A) |  | standard | TRUE |  | 2368 | 127.24 | 18.61 | 10.69 | 0.9739 | 2886 | 82.6 | 5 | 50000 | November, 19 2015 00:00:00 | Not Dimmable | Not Dimmable | No |  | PPPQCA | [15 empty] | 91.7 |  | 1.22 | 1.4 | [6 empty] | 5 | 2368 | 127.24 | 18.61 | 10.69 | 0.9739 | 3000 | 82.6 |  |  |  | FALSE | FALSE | FALSE | May, 02 2018 00:00:00 | 4.3 |  | standard |  |  |  |  | March, 30 2020 00:00:00 | FALSE | FALSE | FALSE | [6 empty] | AC | [7 empty] | FALSE
P71Q1K6K | Shenzhen Bonld Electronics Co.,LTD | BONLD | BDT84FUA-16WB-SBCF | Linear Replacement Lamp | T8 Four-Foot | Replacement Lamps (plug and play) (UL Type A) |  | standard | FALSE | [10 empty] | November, 19 2015 00:00:00 | Not Dimmable | Not Dimmable | No |  | PPPQCA | [25 empty] | 5 | 2395 | 128.83 | 18.59 | 10.69 | 0.9739 | 3500 | 82.6 |  |  |  | FALSE | FALSE | FALSE | May, 02 2018 00:00:00 | 4.3 |  | standard |  |  |  |  | March, 30 2020 00:00:00 | FALSE | FALSE | FALSE | [6 empty] | AC | [7 empty] | FALSE
P65JZ1G3 | Shenzhen Bonld Electronics Co.,LTD | BONLD | BDT84FUA-20WB-SHMF | Linear Replacement Lamp | T8 Four-Foot | Replacement Lamps (plug and play) (UL Type A) |  | standard | FALSE | [10 empty] | November, 19 2015 00:00:00 | Not Dimmable | Not Dimmable | No |  | PPPQCC | [25 empty] | 5 | 2605 | 119.66 | 21.77 | 5.87 | 0.911 | 4500 | 84.4 |  |  |  | FALSE | FALSE | FALSE | May, 02 2018 00:00:00 | 4.3 |  | standard |  |  |  |  | March, 30 2020 00:00:00 | FALSE | FALSE | FALSE | [6 empty] | AC | [7 empty] | FALSE
PS8EW74P | Shenzhen Bonld Electronics Co.,LTD | BONLD | BDT84FUA-16WB-SNCF | Linear Replacement Lamp | T8 Four-Foot | Replacement Lamps (plug and play) (UL Type A) |  | standard | FALSE | [10 empty] | November, 19 2015 00:00:00 | Not Dimmable | Not Dimmable | No |  | PPPQCA | [25 empty] | 5 | 2421 | 130.37 | 18.57 | 11.06 | 0.9715 | 4000 | 85.1 |  |  |  | FALSE | FALSE | FALSE | May, 02 2018 00:00:00 | 4.3 |  | standard |  |  |  |  | March, 30 2020 00:00:00 | FALSE | FALSE | FALSE | [6 empty] | AC | [7 empty] | FALSE
P4EEK9EA | Shenzhen Bonld Electronics Co.,LTD | BONLD | BDT84FUA-16WB-SDCF | Linear Replacement Lamp | T8 Four-Foot | Replacement Lamps (plug and play) (UL Type A) |  | standard | FALSE | [10 empty] | November, 19 2015 00:00:00 | Not Dimmable | Not Dimmable | No |  | PPPQCA | [25 empty] | 5 | 2481 | 133.89 | 18.53 | 10.89 | 0.9729 | 5000 | 84 |  |  |  | FALSE | FALSE | FALSE | May, 02 2018 00:00:00 | 4.3 |  | standard |  |  |  |  | March, 30 2020 00:00:00 | FALSE | FALSE | FALSE | [6 empty] | AC | [7 empty] | FALSE
P1Y3PKMV | ATG Electronics Corp. | ATG | T8PNP-4ft-30K-22-X | Linear Replacement Lamp | T8 Four-Foot | Replacement Lamps (plug and play) (UL Type A) |  | standard | TRUE |  | 2327.8 | 111.75 | 20.83 | 4.41 | 0.986 | 3088 | 85 | 5 | 50000 | November, 18 2015 00:00:00 | Not Dimmable | Not Dimmable | NotYetVerified | Internal Driver; operates off fluorescent ballast; Product de-listed on 4/1/2017, re-listed on 4/28/2017 due to allowances requirements change | TTTTPD | [15 empty] | 86.4 |  | 1.22 | 1.48 | [6 empty] | 4.4 | 2300 | 109 | 21 | 20 | 0.9 | 3000 | 82 |  |  |  | TRUE | FALSE | FALSE | May, 02 2018 00:00:00 | 4.3 |  | standard |  |  |  |  | November, 02 2018 00:00:00 | FALSE | FALSE | FALSE | [6 empty] | AC | [7 empty] | FALSE
PQDPJ3NN | Shenzhen Bonld Electronics Co.,LTD | BONLD | BDT84FUA-12WB-SNCF | Linear Replacement Lamp | T8 Four-Foot | Replacement Lamps (plug and play) (UL Type A) |  | standard | FALSE | [10 empty] | November, 18 2015 00:00:00 | Not Dimmable | Not Dimmable | No |  | HHHBFP | [25 empty] | 5 | 2028 | 136.02 | 14.91 | 9.08 | 0.9068 | 4000 | 85.1 |  |  |  | FALSE | FALSE | FALSE | May, 02 2018 00:00:00 | 4.3 |  | standard |  |  |  |  | March, 30 2020 00:00:00 | FALSE | FALSE | FALSE | [6 empty] | AC | [7 empty] | FALSE
PQDZJXH1 | Shenzhen Bonld Electronics Co.,LTD | BONLD | BDT84FUA-12WB-SNMF | Linear Replacement Lamp | T8 Four-Foot | Replacement Lamps (plug and play) (UL Type A) |  | standard | FALSE | [10 empty] | November, 18 2015 00:00:00 | Not Dimmable | Not Dimmable | No |  | HHHBFO | [25 empty] | 5 | 1836 | 123.64 | 14.85 | 9.35 | 0.9073 | 4000 | 85.2 |  |  |  | FALSE | FALSE | FALSE | May, 02 2018 00:00:00 | 4.3 |  | standard |  |  |  |  | March, 30 2020 00:00:00 | FALSE | FALSE | FALSE | [6 empty] | AC | [7 empty] | FALSE
P3K79M26 | Shenzhen Bonld Electronics Co.,LTD | BONLD | BDT84FUA-12WB-SWMF | Linear Replacement Lamp | T8 Four-Foot | Replacement Lamps (plug and play) (UL Type A) |  | standard | TRUE |  | 1771 | 119.74 | 14.76 | 9.08 | 0.9047 | 2885 | 82.6 | 5 |  | November, 18 2015 00:00:00 | Not Dimmable | Not Dimmable | No |  | HHHBFO | [15 empty] | 89.9 |  | 1.16 | 1.36 | [6 empty] | 5 | 1778 | 120.46 | 14.76 | 9.08 | 0.9047 | 3000 | 82.6 |  |  |  | FALSE | FALSE | FALSE | May, 02 2018 00:00:00 | 4.3 |  | standard |  |  |  |  | March, 30 2020 00:00:00 | FALSE | FALSE | FALSE | [6 empty] | AC | [7 empty] | FALSE
PT95BNZN | Shenzhen Bonld Electronics Co.,LTD | BONLD | BDT84FUA-12WB-SBCF | Linear Replacement Lamp | T8 Four-Foot | Replacement Lamps (plug and play) (UL Type A) |  | standard | FALSE | [10 empty] | November, 18 2015 00:00:00 | Not Dimmable | Not Dimmable | No |  | HHHBFP | [25 empty] | 5 | 2000 | 134.59 | 14.86 | 9.11 | 0.9072 | 3500 | 82.6 |  |  |  | FALSE | FALSE | FALSE | May, 02 2018 00:00:00 | 4.3 |  | standard |  |  |  |  | March, 30 2020 00:00:00 | FALSE | FALSE | FALSE | [6 empty] | AC | [7 empty] | FALSE
PJCY135G | Shenzhen Bonld Electronics Co.,LTD | BONLD | BDT84FUA-12WB-SBMF | Linear Replacement Lamp | T8 Four-Foot | Replacement Lamps (plug and play) (UL Type A) |  | standard | FALSE | [10 empty] | November, 18 2015 00:00:00 | Not Dimmable | Not Dimmable | No |  | HHHBFO | [25 empty] | 5 | 1807 | 122.01 | 14.81 | 9.08 | 0.9047 | 3500 | 82.6 |  |  |  | FALSE | FALSE | FALSE | May, 02 2018 00:00:00 | 4.3 |  | standard |  |  |  |  | March, 30 2020 00:00:00 | FALSE | FALSE | FALSE | [6 empty] | AC | [7 empty] | FALSE
P66QAPUH | Shenzhen Bonld Electronics Co.,LTD | BONLD | BDT84FUA-12WB-SDCF | Linear Replacement Lamp | T8 Four-Foot | Replacement Lamps (plug and play) (UL Type A) |  | standard | FALSE | [10 empty] | November, 18 2015 00:00:00 | Not Dimmable | Not Dimmable | No |  | HHHBFP | [25 empty] | 5 | 2077 | 138.74 | 14.97 | 9.48 | 0.9051 | 5000 | 83.6 |  |  |  | FALSE | FALSE | FALSE | May, 02 2018 00:00:00 | 4.3 |  | standard |  |  |  |  | March, 30 2020 00:00:00 | FALSE | FALSE | FALSE | [6 empty] | AC | [7 empty] | FALSE
PEF3M2SY | Shenzhen Bonld Electronics Co.,LTD | BONLD | BDT84FUA-12WB-SDMF | Linear Replacement Lamp | T8 Four-Foot | Replacement Lamps (plug and play) (UL Type A) |  | standard | FALSE | [10 empty] | November, 18 2015 00:00:00 | Not Dimmable | Not Dimmable | No |  | HHHBFO | [25 empty] | 5 | 1987 | 133.62 | 14.87 | 9.31 | 0.9055 | 5000 | 83.8 |  |  |  | FALSE | FALSE | FALSE | May, 02 2018 00:00:00 | 4.3 |  | standard |  |  |  |  | March, 30 2020 00:00:00 | FALSE | FALSE | FALSE | [6 empty] | AC | [7 empty] | FALSE
PGQ7W1FZ | Shenzhen Bonld Electronics Co.,LTD | BONLD | BDT84FUA-12WB-SWCF | Linear Replacement Lamp | T8 Four-Foot | Replacement Lamps (plug and play) (UL Type A) |  | standard | TRUE |  | 1968 | 132.53 | 14.82 | 9.11 | 0.9072 | 2871 | 82.6 | 5 |  | November, 18 2015 00:00:00 | Not Dimmable | Not Dimmable | No |  | HHHBFP | [15 empty] | 92 |  | 1.2 | 1.44 | [6 empty] | 5 | 1972 | 133.06 | 14.82 | 9.11 | 0.9072 | 3000 | 82.6 |  |  |  | FALSE | FALSE | FALSE | May, 02 2018 00:00:00 | 4.3 |  | standard |  |  |  |  | March, 30 2020 00:00:00 | FALSE | FALSE | FALSE | [6 empty] | AC | [7 empty] | FALSE
PGWWGFVE | Shenzhen Bonld Electronics Co.,LTD | BONLD | BDT84FUA-12WB-SHCF | Linear Replacement Lamp | T8 Four-Foot | Replacement Lamps (plug and play) (UL Type A) |  | standard | FALSE | [10 empty] | November, 18 2015 00:00:00 | Not Dimmable | Not Dimmable | No |  | HHHBFP | [25 empty] | 5 | 2053 | 137.42 | 14.94 | 9.08 | 0.9068 | 4500 | 85.1 |  |  |  | FALSE | FALSE | FALSE | May, 02 2018 00:00:00 | 4.3 |  | standard |  |  |  |  | March, 30 2020 00:00:00 | FALSE | FALSE | FALSE | [6 empty] | AC | [7 empty] | FALSE
PRCKPEVM | Shenzhen Bonld Electronics Co.,LTD | BONLD | BDT84FUA-12WB-SHMF | Linear Replacement Lamp | T8 Four-Foot | Replacement Lamps (plug and play) (UL Type A) |  | standard | FALSE | [10 empty] | November, 18 2015 00:00:00 | Not Dimmable | Not Dimmable | No |  | HHHBFO | [25 empty] | 5 | 1912 | 123.66 | 14.86 | 9.35 | 0.9073 | 4500 | 85.2 |  |  |  | FALSE | FALSE | FALSE | May, 02 2018 00:00:00 | 4.3 |  | standard |  |  |  |  | March, 30 2020 00:00:00 | FALSE | FALSE | FALSE | [6 empty] | AC | [7 empty] | FALSE
P1ZX13NN | Shenzhen Vanplex Optoelectronics Co., Ltd | VANPLEX | VPLT-20WBC (3500K) | Linear Replacement Lamp | T8 Four-Foot | Replacement Lamps (plug and play) (UL Type A) |  | standard | FALSE | [10 empty] | November, 16 2015 00:00:00 | Not Dimmable | Not Dimmable | FALSE |  | PPPQBQ | [25 empty] | 4.4 | 2250 | 112.5 | 20 | 20 | 0.98 | 3500 | 80 |  |  |  | FALSE | FALSE | FALSE | May, 02 2018 00:00:00 | 4.3 |  | standard |  |  |  |  | November, 02 2018 00:00:00 | FALSE | FALSE | FALSE | [6 empty] | AC | [7 empty] | FALSE
PR935BD7 | Shenzhen Vanplex Optoelectronics Co., Ltd | VANPLEX | VPLT-15WBC (3500K) | Linear Replacement Lamp | T8 Four-Foot | Replacement Lamps (plug and play) (UL Type A) |  | standard | FALSE | [10 empty] | November, 16 2015 00:00:00 | Not Dimmable | Not Dimmable | No |  | PPPQBS | [25 empty] | 5 | 1750 | 116.67 | 15 | 20 | 0.98 | 3500 | 80 |  |  |  | FALSE | FALSE | FALSE | May, 02 2018 00:00:00 | 4.3 |  | standard |  |  |  |  | March, 30 2020 00:00:00 | FALSE | FALSE | FALSE | [6 empty] | AC | [7 empty] | FALSE
PTV8SY4Y | Shenzhen Vanplex Optoelectronics Co., Ltd | VANPLEX | VPLT-20WBC (4000K) | Linear Replacement Lamp | T8 Four-Foot | Replacement Lamps (plug and play) (UL Type A) |  | standard | FALSE | [10 empty] | November, 16 2015 00:00:00 | Not Dimmable | Not Dimmable | No |  | PPPQBQ | [25 empty] | 5 | 2500 | 125 | 20 | 20 | 0.98 | 4000 | 80 |  |  |  | FALSE | FALSE | FALSE | May, 02 2018 00:00:00 | 4.3 |  | standard |  |  |  |  | March, 30 2020 00:00:00 | FALSE | FALSE | FALSE | [6 empty] | AC | [7 empty] | FALSE
P72VM4EW | Shenzhen Vanplex Optoelectronics Co., Ltd | VANPLEX | VPLT-18WBC (4000K) | Linear Replacement Lamp | T8 Four-Foot | Replacement Lamps (plug and play) (UL Type A) |  | standard | FALSE | [10 empty] | November, 16 2015 00:00:00 | Not Dimmable | Not Dimmable | No |  | PPPQBR | [25 empty] | 5 | 2250 | 125 | 18 | 20 | 0.98 | 4000 | 80 |  |  |  | FALSE | FALSE | FALSE | May, 02 2018 00:00:00 | 4.3 |  | standard |  |  |  |  | March, 30 2020 00:00:00 | FALSE | FALSE | FALSE | [6 empty] | AC | [7 empty] | FALSE
PV326ETU | Shenzhen Vanplex Optoelectronics Co., Ltd | VANPLEX | VPLT-18WBC (4500K) | Linear Replacement Lamp | T8 Four-Foot | Replacement Lamps (plug and play) (UL Type A) |  | standard | FALSE | [10 empty] | November, 16 2015 00:00:00 | Not Dimmable | Not Dimmable | No |  | PPPQBR | [25 empty] | 5 | 2250 | 125 | 18 | 20 | 0.98 | 4500 | 80 |  |  |  | FALSE | FALSE | FALSE | May, 02 2018 00:00:00 | 4.3 |  | standard |  |  |  |  | March, 30 2020 00:00:00 | FALSE | FALSE | FALSE | [6 empty] | AC | [7 empty] | FALSE
PGDBPQWE | Shenzhen Vanplex Optoelectronics Co., Ltd | VANPLEX | VPLT-18WBC (3500K) | Linear Replacement Lamp | T8 Four-Foot | Replacement Lamps (plug and play) (UL Type A) |  | standard | FALSE | [10 empty] | November, 16 2015 00:00:00 | Not Dimmable | Not Dimmable | FALSE |  | PPPQBR | [25 empty] | 4.4 | 2050 | 113.89 | 18 | 20 | 0.98 | 3500 | 80 |  |  |  | FALSE | FALSE | FALSE | May, 02 2018 00:00:00 | 4.3 |  | standard |  |  |  |  | November, 02 2018 00:00:00 | FALSE | FALSE | FALSE | [6 empty] | AC | [7 empty] | FALSE
P1BF7MZA | Shenzhen Vanplex Optoelectronics Co., Ltd | VANPLEX | VPLT-15WBC (5000K) | Linear Replacement Lamp | T8 Four-Foot | Replacement Lamps (plug and play) (UL Type A) |  | standard | FALSE | [10 empty] | November, 16 2015 00:00:00 | Not Dimmable | Not Dimmable | No |  | PPPQBS | [25 empty] | 5 | 1850 | 123.33 | 15 | 20 | 0.98 | 5000 | 80 |  |  |  | FALSE | FALSE | FALSE | May, 02 2018 00:00:00 | 4.3 |  | standard |  |  |  |  | March, 30 2020 00:00:00 | FALSE | FALSE | FALSE | [6 empty] | AC | [7 empty] | FALSE
P77G86T1 | Shenzhen Vanplex Optoelectronics Co., Ltd | VANPLEX | VPLT-15WBC (3000K) | Linear Replacement Lamp | T8 Four-Foot | Replacement Lamps (plug and play) (UL Type A) |  | standard | TRUE |  | 2072.2 | 121.11 | 17.11 | 6.1 | 0.981 | 2995 | 82.6 | 5 | 50000 | November, 16 2015 00:00:00 | Not Dimmable | Not Dimmable | No |  | PPPQBS | [15 empty] | 84.7 |  | 1.22 | 1.22 | [6 empty] | 5 | 1750 | 116.67 | 15 | 20 | 0.98 | 3000 | 80 |  |  |  | FALSE | FALSE | FALSE | May, 02 2018 00:00:00 | 4.3 |  | standard |  |  |  |  | March, 30 2020 00:00:00 | FALSE | FALSE | FALSE | [6 empty] | AC | [7 empty] | FALSE
PQEF9ZBM | Shenzhen Vanplex Optoelectronics Co., Ltd | VANPLEX | VPLT-20WBC (3000K) | Linear Replacement Lamp | T8 Four-Foot | Replacement Lamps (plug and play) (UL Type A) |  | standard | TRUE |  | 2545.9 | 114.01 | 22.33 | 4.5 | 0.989 | 2935 | 82.3 | 5 | 50000 | November, 16 2015 00:00:00 | Not Dimmable | Not Dimmable | FALSE |  | PPPQBQ | [15 empty] | 84.8 |  | 1.22 | 1.22 | [6 empty] | 4.4 | 2250 | 112.5 | 20 | 20 | 0.98 | 3000 | 80 |  |  |  | FALSE | FALSE | FALSE | May, 02 2018 00:00:00 | 4.3 |  | standard |  |  |  |  | November, 02 2018 00:00:00 | FALSE | FALSE | FALSE | [6 empty] | AC | [7 empty] | FALSE
PQYR9J9Q | Shenzhen Vanplex Optoelectronics Co., Ltd | VANPLEX | VPLT-15WBC (4000K) | Linear Replacement Lamp | T8 Four-Foot | Replacement Lamps (plug and play) (UL Type A) |  | standard | FALSE | [10 empty] | November, 16 2015 00:00:00 | Not Dimmable | Not Dimmable | No |  | PPPQBS | [25 empty] | 5 | 1850 | 123.33 | 15 | 20 | 0.98 | 4000 | 80 |  |  |  | FALSE | FALSE | FALSE | May, 02 2018 00:00:00 | 4.3 |  | standard |  |  |  |  | March, 30 2020 00:00:00 | FALSE | FALSE | FALSE | [6 empty] | AC | [7 empty] | FALSE
PMA9QR38 | Shenzhen Vanplex Optoelectronics Co., Ltd | VANPLEX | VPLT-15WBC (4500K) | Linear Replacement Lamp | T8 Four-Foot | Replacement Lamps (plug and play) (UL Type A) |  | standard | FALSE | [10 empty] | November, 16 2015 00:00:00 | Not Dimmable | Not Dimmable | No |  | PPPQBS | [25 empty] | 5 | 1850 | 123.33 | 15 | 20 | 0.98 | 4500 | 80 |  |  |  | FALSE | FALSE | FALSE | May, 02 2018 00:00:00 | 4.3 |  | standard |  |  |  |  | March, 30 2020 00:00:00 | FALSE | FALSE | FALSE | [6 empty] | AC | [7 empty] | FALSE
P2PRX297 | Shenzhen Vanplex Optoelectronics Co., Ltd | VANPLEX | VPLT-20WBC (5000K) | Linear Replacement Lamp | T8 Four-Foot | Replacement Lamps (plug and play) (UL Type A) |  | standard | FALSE | [10 empty] | November, 16 2015 00:00:00 | Not Dimmable | Not Dimmable | No |  | PPPQBQ | [25 empty] | 5 | 2500 | 125 | 20 | 20 | 0.98 | 5000 | 80 |  |  |  | FALSE | FALSE | FALSE | May, 02 2018 00:00:00 | 4.3 |  | standard |  |  |  |  | March, 30 2020 00:00:00 | FALSE | FALSE | FALSE | [6 empty] | AC | [7 empty] | FALSE
PAE26U8M | Shenzhen Vanplex Optoelectronics Co., Ltd | VANPLEX | VPLT-18WBC (3000K) | Linear Replacement Lamp | T8 Four-Foot | Replacement Lamps (plug and play) (UL Type A) |  | standard | TRUE |  | 2285.1 | 113.63 | 20.11 | 5.2 | 0.987 | 2910 | 82.2 | 5 | 50000 | November, 16 2015 00:00:00 | Not Dimmable | Not Dimmable | No |  | PPPQBR | [15 empty] | 84.7 |  | 1.22 | 1.22 | [6 empty] | 5 | 2050 | 113.89 | 18 | 20 | 0.98 | 3000 | 80 |  |  |  | FALSE | FALSE | FALSE | May, 02 2018 00:00:00 | 4.3 |  | standard |  |  |  |  | March, 30 2020 00:00:00 | FALSE | FALSE | FALSE | [6 empty] | AC | [7 empty] | FALSE
PAUE57F3 | Shenzhen Vanplex Optoelectronics Co., Ltd | VANPLEX | VPLT-20WBC (4500K) | Linear Replacement Lamp | T8 Four-Foot | Replacement Lamps (plug and play) (UL Type A) |  | standard | FALSE | [10 empty] | November, 16 2015 00:00:00 | Not Dimmable | Not Dimmable | No |  | PPPQBQ | [25 empty] | 5 | 2500 | 125 | 20 | 20 | 0.98 | 4500 | 80 |  |  |  | FALSE | FALSE | FALSE | May, 02 2018 00:00:00 | 4.3 |  | standard |  |  |  |  | March, 30 2020 00:00:00 | FALSE | FALSE | FALSE | [6 empty] | AC | [7 empty] | FALSE
PJP9GSKR | Shenzhen Vanplex Optoelectronics Co., Ltd | VANPLEX | VPLT-18WBC (5000K) | Linear Replacement Lamp | T8 Four-Foot | Replacement Lamps (plug and play) (UL Type A) |  | standard | FALSE | [10 empty] | November, 16 2015 00:00:00 | Not Dimmable | Not Dimmable | No |  | PPPQBR | [25 empty] | 5 | 2250 | 125 | 18 | 20 | 0.98 | 5000 | 80 |  |  |  | FALSE | FALSE | FALSE | May, 02 2018 00:00:00 | 4.3 |  | standard |  |  |  |  | March, 30 2020 00:00:00 | FALSE | FALSE | FALSE | [6 empty] | AC | [7 empty] | FALSE
PZ4NT73V | JIAXING SUPER LIGHTING ELECTRIC APPLIANCE CO.,LTD | Super | T8L-IDDM11-1600-4ft-ABA | Linear Replacement Lamp | T8 Four-Foot | Replacement Lamps (plug and play) (UL Type A) |  | standard | TRUE |  | 1849 | 115.2 | 16.05 | 11.53 | 0.9752 | 3066 | 84.6 | 5 | 50000 | November, 13 2015 00:00:00 | Not Dimmable | Not Dimmable | No | Product de-listed on 4/1/2017, re-listed on 4/28/2017 due to allowances requirements change | XXXAHW | [15 empty] | 83.1 |  | 1.26 | 1.28 | [6 empty] | 5 | 1800 | 116 | 15.5 | 20 | 0.9 | 3000 | 83 |  |  |  | TRUE | FALSE | FALSE | May, 02 2018 00:00:00 | 4.3 |  | standard |  |  |  |  | March, 30 2020 00:00:00 | FALSE | FALSE | FALSE | [6 empty] | AC | [7 empty] | FALSE
PUENBSP4 | IEM-Innovation Engineering Modular, LLC | IEM Innovation Engineering Modular | T8CL-4F5K-R10W | Linear Replacement Lamp | T8 Four-Foot | Replacement Lamps (plug and play) (UL Type A) |  | standard | TRUE |  | 3385 | 116 | 29.18 | 8.46 | 0.972 | 5043 | 83.7 | 5 | 50000 | November, 13 2015 00:00:00 | Not Dimmable | Not Dimmable | FALSE |  | BBBBHP | [15 empty] | 85.2 |  | 1.24 | 1.24 | [6 empty] | 4.4 | 1692.5 | 116.004 | 14.59 | 8.46 | 0.972 | 5043 | 83.7 |  |  |  | FALSE | FALSE | FALSE | May, 02 2018 00:00:00 | 4.3 |  | standard |  |  |  |  | November, 02 2018 00:00:00 | FALSE | FALSE | FALSE | [6 empty] | AC | [7 empty] | FALSE
PH5MRM9R | LED2 Lighting Group, Inc | LED2 | LED2-T8GL-BC-15W-30 (3000K) | Linear Replacement Lamp | T8 Four-Foot | Replacement Lamps (plug and play) (UL Type A) |  | standard | TRUE |  | 1648.7 | 113.07 | 14.59 | 6.8 | 0.976 | 2980 | 81.2 | 5 | 50000 | November, 12 2015 00:00:00 | Not Dimmable | Not Dimmable | No | Product de-listed on 4/1/2017, re-listed on 4/28/2017 due to allowances requirements change | PPPQBD | [15 empty] | 83.3 |  | 1.24 | 1.32 | [6 empty] | 5 | 1750 | 116.667 | 15 | 15 | 0.9 | 3000 | 81 |  |  |  | TRUE | FALSE | FALSE | May, 02 2018 00:00:00 | 4.3 |  | standard |  |  |  |  | March, 30 2020 00:00:00 | FALSE | FALSE | FALSE | [6 empty] | AC | [7 empty] | FALSE
PCGD5H88 | SMART SENSE CONCEPTS | SMART SENSE CONCEPTS | BLC-RT8-EOGL-40 | Linear Replacement Lamp | T8 Four-Foot | Dual Mode Internal Driver (UL Type A and Type B) |  | standard | FALSE | [10 empty] | November, 09 2015 00:00:00 | Not Dimmable | Not Dimmable | NotYetVerified |  | DDDHDJ | [25 empty] | 5 | 1782 | 141.09 | 12.63 | 16.59 | 0.9182 | 4000 | 83.6 |  |  |  | FALSE | FALSE | FALSE | May, 02 2018 00:00:00 | 4.3 |  | standard |  |  |  |  | March, 30 2020 00:00:00 | FALSE | FALSE | FALSE | [6 empty] | AC | [7 empty] | FALSE
PMFQ32NG | SMART SENSE CONCEPTS | SMART SENSE CONCEPTS | BLC-RT8-EOGL-35 | Linear Replacement Lamp | T8 Four-Foot | Dual Mode Internal Driver (UL Type A and Type B) |  | standard | FALSE | [10 empty] | November, 09 2015 00:00:00 | Not Dimmable | Not Dimmable | NotYetVerified |  | DDDHDJ | [25 empty] | 5 | 1782 | 141.09 | 12.63 | 16.59 | 0.9182 | 3500 | 83.6 |  |  |  | FALSE | FALSE | FALSE | May, 02 2018 00:00:00 | 4.3 |  | standard |  |  |  |  | March, 30 2020 00:00:00 | FALSE | FALSE | FALSE | [6 empty] | AC | [7 empty] | FALSE
P3FVTEWG | SMART SENSE CONCEPTS | SMART SENSE CONCEPTS | BLC-RT8-EOGL-45 | Linear Replacement Lamp | T8 Four-Foot | Dual Mode Internal Driver (UL Type A and Type B) |  | standard | FALSE | [10 empty] | November, 09 2015 00:00:00 | Not Dimmable | Not Dimmable | NotYetVerified |  | DDDHDJ | [25 empty] | 5 | 1782 | 141.09 | 12.63 | 16.59 | 0.9182 | 4500 | 83.6 |  |  |  | FALSE | FALSE | FALSE | May, 02 2018 00:00:00 | 4.3 |  | standard |  |  |  |  | March, 30 2020 00:00:00 | FALSE | FALSE | FALSE | [6 empty] | AC | [7 empty] | FALSE
PKF9WT7E | SMART SENSE CONCEPTS | SMART SENSE CONCEPTS | BLC-RT8-EOGL-30 | Linear Replacement Lamp | T8 Four-Foot | Dual Mode Internal Driver (UL Type A and Type B) |  | standard | TRUE |  | 1782 | 141.09 | 12.63 | 16.59 | 0.9132 | 3098 | 84 | 5 | 50000 | November, 09 2015 00:00:00 | Not Dimmable | Not Dimmable | NotYetVerified |  | DDDHDJ | [15 empty] | 85.5 |  | 1.36 | 1.26 | [6 empty] | 5 | 1782 | 141.09 | 12.63 | 16.59 | 0.9182 | 3000 | 83.6 |  |  |  | FALSE | FALSE | FALSE | May, 02 2018 00:00:00 | 4.3 |  | standard |  |  |  |  | March, 30 2020 00:00:00 | FALSE | FALSE | FALSE | [6 empty] | AC | [7 empty] | FALSE
PEGCZTC7 | SMART SENSE CONCEPTS | SMART SENSE CONCEPTS | BLC-RT8-EOGL-50 | Linear Replacement Lamp | T8 Four-Foot | Dual Mode Internal Driver (UL Type A and Type B) |  | standard | FALSE | [10 empty] | November, 09 2015 00:00:00 | Not Dimmable | Not Dimmable | NotYetVerified |  | DDDHDJ | [25 empty] | 5 | 1892 | 148.63 | 12.73 | 16.09 | 0.9137 | 5000 | 82.1 |  |  |  | FALSE | FALSE | FALSE | May, 02 2018 00:00:00 | 4.3 |  | standard |  |  |  |  | March, 30 2020 00:00:00 | FALSE | FALSE | FALSE | [6 empty] | AC | [7 empty] | FALSE
PG8HXZGN | HK Syhdee LIGHTING Co., LIMITED. | SYHDEE | SYH-GL08-DC1215(3000K) | Linear Replacement Lamp | T8 Four-Foot | Replacement Lamps (plug and play) (UL Type A) |  | standard | TRUE |  | 1648.7 | 113.07 | 14.59 | 6.8 | 0.976 | 2980 | 81.2 | 5 | 50000 | November, 06 2015 00:00:00 | Not Dimmable | Not Dimmable | No | Product de-listed on 4/1/2017, re-listed on 4/28/2017 due to allowances requirements change | TTTTOD | [15 empty] | 83.3 |  | 1.24 | 1.32 | [6 empty] | 5 | 1750 | 116.667 | 15 | 15 | 0.9 | 3000 | 81 |  |  |  | TRUE | FALSE | FALSE | May, 02 2018 00:00:00 | 4.3 |  | standard |  |  |  |  | March, 30 2020 00:00:00 | FALSE | FALSE | FALSE | [6 empty] | AC | [7 empty] | FALSE
P4E576TP | 4KLedTech, LLC | 4KLedTech | ZFF-T8-4-15-27-N-FR-DE-ID-DLC | Linear Replacement Lamp | T8 Four-Foot | Dual Mode Internal Driver (UL Type A and Type B) |  | standard | TRUE |  | 1929 | 109 | 17.7 | 17.9 | 0.9557 | 2655 | 81.6 | 5 | 50000 | November, 04 2015 00:00:00 | Not Yet Verified | Not Yet Verified | NotYetVerified | Internal driver; operates off existing fluorescent ballast; Product de-listed on 4/1/2017, re-listed on 4/28/2017 due to allowances requirements change | KKKYKE | [15 empty] | 84.9 |  | 1.25 | 1.4 | [6 empty] | 4.4 | 2040 | 120 | 17.7 | 8.75 | 0.9936 | 2700 | 82 |  |  |  | FALSE | TRUE | FALSE | May, 02 2018 00:00:00 | 4.3 |  | standard |  |  |  |  | November, 02 2018 00:00:00 | FALSE | FALSE | FALSE | [6 empty] | AC | [7 empty] | FALSE
PBZ87KA2 | 4KLedTech, LLC | 4KLedTech | ZFF-T8-4-15-30-N-FR-DE-ID-DLC | Linear Replacement Lamp | T8 Four-Foot | Dual Mode Internal Driver (UL Type A and Type B) |  | standard | FALSE | [10 empty] | November, 04 2015 00:00:00 | Not Yet Verified | Not Yet Verified | NotYetVerified | Internal driver; operates off existing fluorescent ballast; Product de-listed on 4/1/2017, re-listed on 4/28/2017 due to allowances requirements change | KKKYKE | [25 empty] | 5 | 2040 | 120 | 17.7 | 8.75 | 0.9936 | 3000 | 81.6 |  |  |  | TRUE | FALSE | FALSE | May, 02 2018 00:00:00 | 4.3 |  | standard |  |  |  |  | March, 30 2020 00:00:00 | FALSE | FALSE | FALSE | [6 empty] | AC | [7 empty] | FALSE
P75BP1JF | Arani systems corp | Arani | T48T8-40K-V4 | Linear Replacement Lamp | T8 Four-Foot | Dual Mode Internal Driver (UL Type A and Type B) |  | standard | FALSE | [10 empty] | November, 02 2015 00:00:00 | Not Dimmable | Not Dimmable | NotYetVerified |  | UUUAAB | [25 empty] | 5 | 2403 | 123.74 | 19.42 | 15.96 | 0.9044 | 4000 | 81.9 |  |  |  | FALSE | FALSE | FALSE | May, 02 2018 00:00:00 | 4.3 |  | standard |  |  |  |  | March, 30 2020 00:00:00 | FALSE | FALSE | FALSE | [6 empty] | AC | [7 empty] | FALSE
PEUJZQ7R | Arani systems corp | Arani | T48T8-30K-V4 | Linear Replacement Lamp | T8 Four-Foot | Dual Mode Internal Driver (UL Type A and Type B) |  | standard | TRUE |  | 2401 | 121.32 | 19.79 | 15.96 | 0.9044 | 2960 | 81.9 | 5 | 50000 | November, 02 2015 00:00:00 | Not Dimmable | Not Dimmable | NotYetVerified |  | UUUAAB | [15 empty] | 90.9 |  | 1.34 | 1.36 | [6 empty] | 5 | 2401 | 121.32 | 19.79 | 15.96 | 0.9044 | 2960 | 81.9 |  |  |  | FALSE | FALSE | FALSE | May, 02 2018 00:00:00 | 4.3 |  | standard |  |  |  |  | March, 30 2020 00:00:00 | FALSE | FALSE | FALSE | [6 empty] | AC | [7 empty] | FALSE
P2GSTJQ2 | Arani systems corp | Arani | T48T8-45K-V4 | Linear Replacement Lamp | T8 Four-Foot | Dual Mode Internal Driver (UL Type A and Type B) |  | standard | FALSE | [10 empty] | November, 02 2015 00:00:00 | Not Dimmable | Not Dimmable | NotYetVerified |  | UUUAAB | [25 empty] | 5 | 2403 | 123.74 | 19.42 | 15.96 | 0.9044 | 4500 | 81.9 |  |  |  | FALSE | FALSE | FALSE | May, 02 2018 00:00:00 | 4.3 |  | standard |  |  |  |  | March, 30 2020 00:00:00 | FALSE | FALSE | FALSE | [6 empty] | AC | [7 empty] | FALSE
PQM1QZ2E | Arani systems corp | Arani | T48T8-35K-V4 | Linear Replacement Lamp | T8 Four-Foot | Dual Mode Internal Driver (UL Type A and Type B) |  | standard | FALSE | [10 empty] | November, 02 2015 00:00:00 | Not Dimmable | Not Dimmable | NotYetVerified |  | UUUAAB | [25 empty] | 5 | 2403 | 123.74 | 19.42 | 15.96 | 0.9044 | 3500 | 81.9 |  |  |  | FALSE | FALSE | FALSE | May, 02 2018 00:00:00 | 4.3 |  | standard |  |  |  |  | March, 30 2020 00:00:00 | FALSE | FALSE | FALSE | [6 empty] | AC | [7 empty] | FALSE
PT55KKBF | Arani systems corp | Arani | T48T8-50K-V4 | Linear Replacement Lamp | T8 Four-Foot | Dual Mode Internal Driver (UL Type A and Type B) |  | standard | FALSE | [10 empty] | November, 02 2015 00:00:00 | Not Dimmable | Not Dimmable | NotYetVerified |  | UUUAAB | [25 empty] | 5 | 2684 | 138.71 | 19.35 | 15.71 | 0.9085 | 5000 | 83.2 |  |  |  | FALSE | FALSE | FALSE | May, 02 2018 00:00:00 | 4.3 |  | standard |  |  |  |  | March, 30 2020 00:00:00 | FALSE | FALSE | FALSE | [6 empty] | AC | [7 empty] | FALSE
PEFK1EYP | Green Ignite | GREEN IGNITE | GI-4T8-C34-ULMF(5000K) | Linear Replacement Lamp | T8 Four-Foot | Dual Mode Internal Driver (UL Type A and Type B) |  | standard | FALSE | [10 empty] | October, 29 2015 00:00:00 | Not Dimmable | Not Dimmable | NotYetVerified | Updated on 03/21/2017 | TTTTNK | [25 empty] | 4.4 | 2198 | 113.47 | 19.37 | 18.67 | 0.9 | 5000 | 81 |  |  |  | FALSE | FALSE | FALSE | May, 02 2018 00:00:00 | 4.3 |  | standard |  |  |  |  | November, 02 2018 00:00:00 | FALSE | FALSE | FALSE | [6 empty] | AC | [7 empty] | FALSE
PCZTB5EY | Green Ignite | GREEN IGNITE | GI-4T8-W34-ULMF(3000K) | Linear Replacement Lamp | T8 Four-Foot | Dual Mode Internal Driver (UL Type A and Type B) |  | standard | TRUE |  | 2119 | 110.59 | 19.16 | 17.82 | 0.9052 | 2953 | 82.8 | 5 | 50000 | October, 29 2015 00:00:00 | Not Dimmable | Not Dimmable | NotYetVerified | Updated on 03/21/2017 | TTTTNK | [15 empty] | 91.2 |  | 1.2 | 1.42 | [6 empty] | 4.4 | 2119 | 110.59 | 19.16 | 17.82 | 0.91 | 3000 | 82.8 |  |  |  | FALSE | FALSE | FALSE | May, 02 2018 00:00:00 | 4.3 |  | standard |  |  |  |  | November, 02 2018 00:00:00 | FALSE | FALSE | FALSE | [6 empty] | AC | [7 empty] | FALSE
P14TU74A | Green Ignite | GREEN IGNITE | GI-4T8-WD34-ULMF(3500K) | Linear Replacement Lamp | T8 Four-Foot | Dual Mode Internal Driver (UL Type A and Type B) |  | standard | FALSE | [10 empty] | October, 29 2015 00:00:00 | Not Dimmable | Not Dimmable | NotYetVerified | Updated on 03/21/2017 | TTTTNK | [25 empty] | 4.4 | 2119 | 110.59 | 19.16 | 17.82 | 0.91 | 3500 | 82.8 |  |  |  | FALSE | FALSE | FALSE | May, 02 2018 00:00:00 | 4.3 |  | standard |  |  |  |  | November, 02 2018 00:00:00 | FALSE | FALSE | FALSE | [6 empty] | AC | [7 empty] | FALSE
PEHV2G8H | Green Ignite | GREEN IGNITE | GI-4T8-DC34-ULMF(4500K) | Linear Replacement Lamp | T8 Four-Foot | Dual Mode Internal Driver (UL Type A and Type B) |  | standard | FALSE | [10 empty] | October, 29 2015 00:00:00 | Not Dimmable | Not Dimmable | NotYetVerified | Updated on 03/21/2017 | TTTTNK | [25 empty] | 4.4 | 2119 | 110.59 | 19.16 | 17.82 | 0.91 | 4500 | 82.8 |  |  |  | FALSE | FALSE | FALSE | May, 02 2018 00:00:00 | 4.3 |  | standard |  |  |  |  | November, 02 2018 00:00:00 | FALSE | FALSE | FALSE | [6 empty] | AC | [7 empty] | FALSE
P5338DU2 | Green Ignite | GREEN IGNITE | GI-4T8-D34-ULMF(4000K) | Linear Replacement Lamp | T8 Four-Foot | Dual Mode Internal Driver (UL Type A and Type B) |  | standard | FALSE | [10 empty] | October, 29 2015 00:00:00 | Not Dimmable | Not Dimmable | NotYetVerified | Updated on 03/21/2017 | TTTTNK | [25 empty] | 4.4 | 2119 | 110.59 | 19.16 | 17.82 | 0.91 | 4000 | 82.8 |  |  |  | FALSE | FALSE | FALSE | May, 02 2018 00:00:00 | 4.3 |  | standard |  |  |  |  | November, 02 2018 00:00:00 | FALSE | FALSE | FALSE | [6 empty] | AC | [7 empty] | FALSE
PCPW1N5R | BTS LED, Inc. | BTS | BT8B1503CT4 | Linear Replacement Lamp | T8 Four-Foot | Dual Mode Internal Driver (UL Type A and Type B) |  | standard | FALSE | [10 empty] | October, 28 2015 00:00:00 | Not Yet Verified | Not Yet Verified | NotYetVerified | Internal driver; operates off existing fluorescent ballast; Product de-listed on 4/1/2017, re-listed on 4/28/2017 due to allowances requirements change | KKKYIU | [25 empty] | 4.4 | 1929 | 109 | 17.7 | 8.75 | 0.9936 | 3000 | 81.6 |  |  |  | TRUE | FALSE | FALSE | May, 02 2018 00:00:00 | 4.3 |  | standard |  |  |  |  | November, 02 2018 00:00:00 | FALSE | FALSE | FALSE | [6 empty] | AC | [7 empty] | FALSE
PV16CZ4G | BTS LED, Inc. | BTS | BT8B15027FT4 | Linear Replacement Lamp | T8 Four-Foot | Dual Mode Internal Driver (UL Type A and Type B) |  | standard | TRUE |  | 1929 | 109 | 17.7 | 17.9 | 0.9557 | 2655 | 81.6 | 5 | 50000 | October, 28 2015 00:00:00 | Not Yet Verified | Not Yet Verified | NotYetVerified | Internal driver; operates off existing fluorescent ballast; Product de-listed on 4/1/2017, re-listed on 4/28/2017 due to allowances requirements change | KKKYIU | [15 empty] | 84.9 |  | 1.25 | 1.4 | [6 empty] | 4.4 | 1929 | 109 | 17.7 |  |  | 2700 | 82 |  |  |  | FALSE | TRUE | FALSE | May, 02 2018 00:00:00 | 4.3 |  | standard |  |  |  |  | November, 02 2018 00:00:00 | FALSE | FALSE | FALSE | [6 empty] | AC | [7 empty] | FALSE
PGE81SXB | BTS LED, Inc. | BTS | BT8B1504FT4 | Linear Replacement Lamp | T8 Four-Foot | Dual Mode Internal Driver (UL Type A and Type B) |  | standard | FALSE | [10 empty] | October, 28 2015 00:00:00 | Not Yet Verified | Not Yet Verified | NotYetVerified | Product updated on 5/24/2017 | KKKYIU | [25 empty] | 5 | 2172 | 133 | 16.3 | 20 | 0.9 | 4000 | 83 |  |  |  | FALSE | FALSE | FALSE | May, 02 2018 00:00:00 | 4.3 |  | standard |  |  |  |  | March, 30 2020 00:00:00 | FALSE | FALSE | FALSE | [6 empty] | AC | [7 empty] | FALSE
PCMEEY4Y | BTS LED, Inc. | BTS | BT8B1505FT4 | Linear Replacement Lamp | T8 Four-Foot | Dual Mode Internal Driver (UL Type A and Type B) |  | standard | FALSE | [10 empty] | October, 28 2015 00:00:00 | Not Yet Verified | Not Yet Verified | NotYetVerified | Product updated on 5/24/2017 | KKKYIU | [25 empty] | 5 | 2172 | 133 | 16.3 | 20 | 0.9 | 5000 | 83 |  |  |  | FALSE | FALSE | FALSE | May, 02 2018 00:00:00 | 4.3 |  | standard |  |  |  |  | March, 30 2020 00:00:00 | FALSE | FALSE | FALSE | [6 empty] | AC | [7 empty] | FALSE
PN445793 | BTS LED, Inc. | BTS | BT8B1503FT4 | Linear Replacement Lamp | T8 Four-Foot | Dual Mode Internal Driver (UL Type A and Type B) |  | standard | TRUE |  | 2172 | 133.25 | 16.3 | 6.91 | 0.9572 | 3012 | 81.8 | 5 | 50000 | October, 28 2015 00:00:00 | Not Yet Verified | Not Yet Verified | NotYetVerified | Product updated on 5/24/2017 | KKKYIU | [15 empty] | 90 |  | 1.16 | 1.38 | [6 empty] | 5 | 2172 | 133 | 16.3 | 20 | 0.9 | 3000 | 83 |  |  |  | FALSE | FALSE | FALSE | May, 02 2018 00:00:00 | 4.3 |  | standard |  |  |  |  | March, 30 2020 00:00:00 | FALSE | FALSE | FALSE | [6 empty] | AC | [7 empty] | FALSE
PSRMZFM2 | Anhui Sanan Technology Co., Ltd. | Lightera | T202W4-D-I01-41K | Linear Replacement Lamp | T8 Four-Foot | Replacement Lamps (plug and play) (UL Type A) |  | standard | TRUE |  | 2470 | 114.56 | 21.56 | 5.69 | 0.988 | 4119 | 82.9 | 5 | 50000 | October, 20 2015 00:00:00 | Dimmable | Continuous Below 10 | TRUE |  | BBBBFP | [15 empty] | 84.8 |  | 1.22 | 1.24 | [6 empty] | 4.4 | 2470 | 114.56 | 21.56 | 5 | 0.9 | 4100 | 80 |  |  |  | FALSE | FALSE | FALSE | May, 02 2018 00:00:00 | 4.3 |  | standard |  |  |  |  | November, 02 2018 00:00:00 | FALSE | FALSE | FALSE | [6 empty] | AC | [7 empty] | FALSE
PK1ZMSJT | Anhui Sanan Technology Co., Ltd. | Lightera | T172W4-D-I01-41K | Linear Replacement Lamp | T8 Four-Foot | Replacement Lamps (plug and play) (UL Type A) |  | standard | TRUE |  | 2032.3 | 112.2 | 18.11 | 5.9 | 0.983 | 4112 | 82.9 | 5 | 50000 | October, 20 2015 00:00:00 | Dimmable | Continuous Below 10 | TRUE |  | BBBBFO | [15 empty] | 85 |  | 1.22 | 1.24 | [6 empty] | 4.4 | 2032.3 | 112.2 | 18.11 | 5 | 0.9 | 4100 | 80 |  |  |  | FALSE | FALSE | FALSE | May, 02 2018 00:00:00 | 4.3 |  | standard |  |  |  |  | November, 02 2018 00:00:00 | FALSE | FALSE | FALSE | [6 empty] | AC | [7 empty] | FALSE
PCP67UNA | Disruptive SSL | DISRUPTIVE SSL | DXTH12 (3500K) | Linear Replacement Lamp | T8 Four-Foot | Dual Mode Internal Driver (UL Type A and Type B) |  | standard | FALSE | [10 empty] | October, 16 2015 00:00:00 | Not Yet Verified | Not Yet Verified | NotYetVerified |  | PPPPXQ | [25 empty] | 5 | 1782 | 141.09 | 12.63 | 16.59 | 0.9182 | 3500 | 83.6 |  |  |  | FALSE | FALSE | FALSE | May, 02 2018 00:00:00 | 4.3 |  | standard |  |  |  |  | March, 30 2020 00:00:00 | FALSE | FALSE | FALSE | [6 empty] | AC | [7 empty] | FALSE
PQSXHDK4 | Disruptive SSL | DISRUPTIVE SSL | DXTH12 (5000K) | Linear Replacement Lamp | T8 Four-Foot | Dual Mode Internal Driver (UL Type A and Type B) |  | standard | FALSE | [10 empty] | October, 16 2015 00:00:00 | Not Yet Verified | Not Yet Verified | NotYetVerified |  | PPPPXQ | [25 empty] | 5 | 1892 | 148.63 | 12.73 | 16.09 | 0.9137 | 5000 | 82.1 |  |  |  | FALSE | FALSE | FALSE | May, 02 2018 00:00:00 | 4.3 |  | standard |  |  |  |  | March, 30 2020 00:00:00 | FALSE | FALSE | FALSE | [6 empty] | AC | [7 empty] | FALSE
PD11ESQH | Disruptive SSL | DISRUPTIVE SSL | DXTH12 (4000K) | Linear Replacement Lamp | T8 Four-Foot | Dual Mode Internal Driver (UL Type A and Type B) |  | standard | FALSE | [10 empty] | October, 16 2015 00:00:00 | Not Yet Verified | Not Yet Verified | NotYetVerified |  | PPPPXQ | [25 empty] | 5 | 1782 | 141.09 | 12.63 | 16.59 | 0.9182 | 4000 | 83.6 |  |  |  | FALSE | FALSE | FALSE | May, 02 2018 00:00:00 | 4.3 |  | standard |  |  |  |  | March, 30 2020 00:00:00 | FALSE | FALSE | FALSE | [6 empty] | AC | [7 empty] | FALSE
P9AKQNN4 | Disruptive SSL | DISRUPTIVE SSL | DXTH12 (3000K) | Linear Replacement Lamp | T8 Four-Foot | Dual Mode Internal Driver (UL Type A and Type B) |  | standard | TRUE |  | 1782 | 141.09 | 12.63 | 16.59 | 0.9132 | 3098 | 84 | 5 | 50000 | October, 16 2015 00:00:00 | Not Yet Verified | Not Yet Verified | NotYetVerified |  | PPPPXQ | [15 empty] | 85.5 |  | 1.36 | 1.26 | [6 empty] | 5 | 1782 | 141.09 | 12.63 | 16.59 | 0.9182 | 3000 | 83.6 |  |  |  | FALSE | FALSE | FALSE | May, 02 2018 00:00:00 | 4.3 |  | standard |  |  |  |  | March, 30 2020 00:00:00 | FALSE | FALSE | FALSE | [6 empty] | AC | [7 empty] | FALSE
P3FTDF97 | GE Current, a Daintree company | GE Lighting | LED18ET8/G/4/835 | Linear Replacement Lamp | T8 Four-Foot | Replacement Lamps (plug and play) (UL Type A) |  | standard | FALSE | [10 empty] | October, 16 2015 00:00:00 | Dimmable | Continuous Below 10 | No | Updated on 3/2/2017 | XXXAHN | [25 empty] | 5 | 2500 | 122 | 20.5 | 20 | 0.9 | 3500 | 80 |  |  |  | FALSE | FALSE | FALSE | May, 02 2018 00:00:00 | 4.3 |  | standard |  |  |  |  | March, 30 2020 00:00:00 | FALSE | FALSE | FALSE | [6 empty] | AC | [7 empty] | FALSE
PDHK69J3 | GE Current, a Daintree company | GE Lighting | LED15ET8/G/4/850 | Linear Replacement Lamp | T8 Four-Foot | Replacement Lamps (plug and play) (UL Type A) |  | standard | FALSE | [10 empty] | October, 16 2015 00:00:00 | Dimmable | Continuous Below 10 | No | Updated on 3/2/2017 | XXXAHN | [25 empty] | 5 | 2300 | 127.8 | 18 | 20 | 0.9 | 5000 | 80 |  |  |  | FALSE | FALSE | FALSE | May, 02 2018 00:00:00 | 4.3 |  | standard |  |  |  |  | March, 30 2020 00:00:00 | FALSE | FALSE | FALSE | [6 empty] | AC | [7 empty] | FALSE
PXTTMVUC | GE Current, a Daintree company | GE Lighting | LED15ET8/G/4/840 | Linear Replacement Lamp | T8 Four-Foot | Replacement Lamps (plug and play) (UL Type A) |  | standard | FALSE | [10 empty] | October, 16 2015 00:00:00 | Dimmable | Continuous Below 10 | No | Updated on 3/2/2017 | XXXAHN | [25 empty] | 5 | 2200 | 122.2 | 18 | 20 | 0.9 | 4000 | 80 |  |  |  | FALSE | FALSE | FALSE | May, 02 2018 00:00:00 | 4.3 |  | standard |  |  |  |  | March, 30 2020 00:00:00 | FALSE | FALSE | FALSE | [6 empty] | AC | [7 empty] | FALSE
PXTA9H72 | GE Current, a Daintree company | GE Lighting | LED18ET8/G/4/830 | Linear Replacement Lamp | T8 Four-Foot | Replacement Lamps (plug and play) (UL Type A) |  | standard | FALSE | [10 empty] | October, 16 2015 00:00:00 | Dimmable | Continuous Below 10 | No | Updated on 3/2/2017 | XXXAHN | [25 empty] | 5 | 2400 | 117.1 | 20.5 | 20 | 0.9 | 3000 | 80 |  |  |  | FALSE | FALSE | FALSE | May, 02 2018 00:00:00 | 4.3 |  | standard |  |  |  |  | March, 30 2020 00:00:00 | FALSE | FALSE | FALSE | [6 empty] | AC | [7 empty] | FALSE
PC3FZA9X | GE Current, a Daintree company | GE Lighting | LED15ET8/G/4/835 | Linear Replacement Lamp | T8 Four-Foot | Replacement Lamps (plug and play) (UL Type A) |  | standard | FALSE | [10 empty] | October, 16 2015 00:00:00 | Dimmable | Continuous Below 10 | No | Updated on 3/2/2017 | XXXAHN | [25 empty] | 5 | 2200 | 122.2 | 18 | 20 | 0.9 | 3500 | 80 |  |  |  | FALSE | FALSE | FALSE | May, 02 2018 00:00:00 | 4.3 |  | standard |  |  |  |  | March, 30 2020 00:00:00 | FALSE | FALSE | FALSE | [6 empty] | AC | [7 empty] | FALSE
P9HNH1U8 | GE Current, a Daintree company | GE Lighting | LED18ET8/G/4/840 | Linear Replacement Lamp | T8 Four-Foot | Replacement Lamps (plug and play) (UL Type A) |  | standard | FALSE | [10 empty] | October, 16 2015 00:00:00 | Dimmable | Continuous Below 10 | No | Updated on 3/2/2017 | XXXAHN | [25 empty] | 5 | 2500 | 122 | 20.5 | 20 | 0.9 | 4000 | 80 |  |  |  | FALSE | FALSE | FALSE | May, 02 2018 00:00:00 | 4.3 |  | standard |  |  |  |  | March, 30 2020 00:00:00 | FALSE | FALSE | FALSE | [6 empty] | AC | [7 empty] | FALSE
PMHB5Y1H | GE Current, a Daintree company | GE Lighting | LED18ET8/G/4/850 | Linear Replacement Lamp | T8 Four-Foot | Replacement Lamps (plug and play) (UL Type A) |  | standard | FALSE | [10 empty] | October, 16 2015 00:00:00 | Dimmable | Continuous Below 10 | No | Updated on 3/2/2017 | XXXAHN | [25 empty] | 5 | 2600 | 126.8 | 20.5 | 20 | 0.9 | 5000 | 80 |  |  |  | FALSE | FALSE | FALSE | May, 02 2018 00:00:00 | 4.3 |  | standard |  |  |  |  | March, 30 2020 00:00:00 | FALSE | FALSE | FALSE | [6 empty] | AC | [7 empty] | FALSE
PNH7QX7P | GE Current, a Daintree company | GE Lighting | LED15ET8/G/4/830 | Linear Replacement Lamp | T8 Four-Foot | Replacement Lamps (plug and play) (UL Type A) |  | standard | FALSE | [10 empty] | October, 16 2015 00:00:00 | Dimmable | Continuous Below 10 | No | Updated on 3/2/2017 | XXXAHN | [25 empty] | 5 | 2100 | 116.7 | 18 | 20 | 0.9 | 3000 | 80 |  |  |  | FALSE | FALSE | FALSE | May, 02 2018 00:00:00 | 4.3 |  | standard |  |  |  |  | March, 30 2020 00:00:00 | FALSE | FALSE | FALSE | [6 empty] | AC | [7 empty] | FALSE
PZCT3H7Y | Tron Technologies LTD | GreenLED | GL-T8-04-C(4500K) | Linear Replacement Lamp | T8 Four-Foot | Dual Mode Internal Driver (UL Type A and Type B) |  | standard | FALSE | [10 empty] | October, 13 2015 00:00:00 | Not Dimmable | Not Dimmable | NotYetVerified |  | TTTTMV | [25 empty] | 5 | 2403 | 123.74 | 19.42 | 15.96 | 0.9044 | 4500 | 81.9 |  |  |  | FALSE | FALSE | FALSE | May, 02 2018 00:00:00 | 4.3 |  | standard |  |  |  |  | March, 30 2020 00:00:00 | FALSE | FALSE | FALSE | [6 empty] | AC | [7 empty] | FALSE
PXB6AFUG | ACE LED LLC | Ace-LED | T8PNP-4ft-18W-30K | Linear Replacement Lamp | T8 Four-Foot | Replacement Lamps (plug and play) (UL Type A) |  | standard | TRUE |  | 2327.8 | 111.75 | 20.83 | 4.41 | 0.986 | 3088 | 85 | 5 | 50000 | October, 13 2015 00:00:00 | Not Dimmable | Not Dimmable | NotYetVerified | Internal Driver; operates off fluorescent ballast; Product de-listed on 4/1/2017, re-listed on 4/28/2017 due to allowances requirements change | DDDHCL | [15 empty] | 86.4 |  | 1.22 | 1.48 | [6 empty] | 4.4 | 2300 | 109 | 21 | 20 | 0.9 | 3000 | 82 |  |  |  | TRUE | FALSE | FALSE | May, 02 2018 00:00:00 | 4.3 |  | standard |  |  |  |  | November, 02 2018 00:00:00 | FALSE | FALSE | FALSE | [6 empty] | AC | [7 empty] | FALSE
PA548C1M | Tron Technologies LTD | GreenLED | GL-T8-04-C(4000K) | Linear Replacement Lamp | T8 Four-Foot | Dual Mode Internal Driver (UL Type A and Type B) |  | standard | FALSE | [10 empty] | October, 13 2015 00:00:00 | Not Dimmable | Not Dimmable | NotYetVerified |  | TTTTMV | [25 empty] | 5 | 2403 | 123.74 | 19.42 | 15.96 | 0.9044 | 4000 | 81.9 |  |  |  | FALSE | FALSE | FALSE | May, 02 2018 00:00:00 | 4.3 |  | standard |  |  |  |  | March, 30 2020 00:00:00 | FALSE | FALSE | FALSE | [6 empty] | AC | [7 empty] | FALSE
P641DNKR | Tron Technologies LTD | GreenLED | GL-T8-04-C(3500K) | Linear Replacement Lamp | T8 Four-Foot | Dual Mode Internal Driver (UL Type A and Type B) |  | standard | FALSE | [10 empty] | October, 13 2015 00:00:00 | Not Dimmable | Not Dimmable | NotYetVerified |  | TTTTMV | [25 empty] | 5 | 2403 | 123.74 | 19.42 | 15.96 | 0.9044 | 3500 | 81.9 |  |  |  | FALSE | FALSE | FALSE | May, 02 2018 00:00:00 | 4.3 |  | standard |  |  |  |  | March, 30 2020 00:00:00 | FALSE | FALSE | FALSE | [6 empty] | AC | [7 empty] | FALSE
PHQGJTME | Tron Technologies LTD | GreenLED | GL-T8-04-C(5000K) | Linear Replacement Lamp | T8 Four-Foot | Dual Mode Internal Driver (UL Type A and Type B) |  | standard | FALSE | [10 empty] | October, 13 2015 00:00:00 | Not Dimmable | Not Dimmable | NotYetVerified |  | TTTTMV | [25 empty] | 5 | 2684 | 138.71 | 19.35 | 15.71 | 0.9085 | 5000 | 83.2 |  |  |  | FALSE | FALSE | FALSE | May, 02 2018 00:00:00 | 4.3 |  | standard |  |  |  |  | March, 30 2020 00:00:00 | FALSE | FALSE | FALSE | [6 empty] | AC | [7 empty] | FALSE
PJP3R8KC | Tron Technologies LTD | GreenLED | GL-T8-04-C(3000K) | Linear Replacement Lamp | T8 Four-Foot | Dual Mode Internal Driver (UL Type A and Type B) |  | standard | TRUE |  | 2401 | 121.32 | 19.79 | 15.96 | 0.9044 | 2960 | 81.9 | 5 | 50000 | October, 13 2015 00:00:00 | Not Dimmable | Not Dimmable | NotYetVerified |  | TTTTMV | [15 empty] | 90.9 |  | 1.34 | 1.36 | [6 empty] | 5 | 2401 | 121.32 | 19.79 | 15.96 | 0.9044 | 2960 | 81.9 |  |  |  | FALSE | FALSE | FALSE | May, 02 2018 00:00:00 | 4.3 |  | standard |  |  |  |  | March, 30 2020 00:00:00 | FALSE | FALSE | FALSE | [6 empty] | AC | [7 empty] | FALSE
PETDR91P | Longhorn Intelligent Tech Co., Ltd | Longhorn | LH-L8R124Q00 | Linear Replacement Lamp | T8 Four-Foot | Replacement Lamps (plug and play) (UL Type A) |  | standard | FALSE | [10 empty] | October, 07 2015 00:00:00 | Not Dimmable | Not Dimmable | No |  | BBBBEY | [25 empty] | 5 | 1600 | 119.413 | 12 | 7.83 | 0.996 | 5000 | 82 |  |  |  | FALSE | FALSE | FALSE | May, 02 2018 00:00:00 | 4.3 |  | standard |  |  |  |  | March, 30 2020 00:00:00 | FALSE | FALSE | FALSE | [6 empty] | AC | [7 empty] | FALSE
PEXA5C5F | Longhorn Intelligent Tech Co., Ltd | Longhorn | LH-L8V124Q00 | Linear Replacement Lamp | T8 Four-Foot | Replacement Lamps (plug and play) (UL Type A) |  | standard | TRUE |  | 1761.52 | 117.06 | 15.048 | 7.83 | 0.9605 | 2982 | 81.7 | 5 | 50000 | October, 07 2015 00:00:00 | Not Dimmable | Not Dimmable | No |  | BBBBEY | [15 empty] | 90.8 |  | 1.3 | 1.42 | [6 empty] | 5 | 1600 | 117.06 | 12 | 7.83 | 0.996 | 3000 | 82 |  |  |  | FALSE | FALSE | FALSE | May, 02 2018 00:00:00 | 4.3 |  | standard |  |  |  |  | March, 30 2020 00:00:00 | FALSE | FALSE | FALSE | [6 empty] | AC | [7 empty] | FALSE
PWHT31TC | Longhorn Intelligent Tech Co., Ltd | Longhorn | LH-L8U124Q00 | Linear Replacement Lamp | T8 Four-Foot | Replacement Lamps (plug and play) (UL Type A) |  | standard | FALSE | [10 empty] | October, 07 2015 00:00:00 | Not Dimmable | Not Dimmable | No |  | BBBBEY | [25 empty] | 5 | 1600 | 117.06 | 12 | 7.83 | 0.996 | 3500 | 82 |  |  |  | FALSE | FALSE | FALSE | May, 02 2018 00:00:00 | 4.3 |  | standard |  |  |  |  | March, 30 2020 00:00:00 | FALSE | FALSE | FALSE | [6 empty] | AC | [7 empty] | FALSE
PMVXFCTC | Longhorn Intelligent Tech Co., Ltd | Longhorn | LH-L8N124Q00 | Linear Replacement Lamp | T8 Four-Foot | Replacement Lamps (plug and play) (UL Type A) |  | standard | FALSE | [10 empty] | October, 07 2015 00:00:00 | Not Dimmable | Not Dimmable | No |  | BBBBEY | [25 empty] | 5 | 1600 | 119.413 | 12 | 7.83 | 0.996 | 4000 | 82 |  |  |  | FALSE | FALSE | FALSE | May, 02 2018 00:00:00 | 4.3 |  | standard |  |  |  |  | March, 30 2020 00:00:00 | FALSE | FALSE | FALSE | [6 empty] | AC | [7 empty] | FALSE
PJC2M8Z8 | Renesola Zhejiang Ltd | Renesola America | RT8-15WDR27K | Linear Replacement Lamp | T8 Four-Foot | Dual Mode Internal Driver (UL Type A and Type B) |  | standard | TRUE |  | 1929 | 109 | 17.7 | 17.9 | 0.9557 | 2655 | 81.6 | 5 | 50000 | October, 06 2015 00:00:00 | Not Yet Verified | Not Yet Verified | NotYetVerified | Internal driver; operates off existing fluorescent ballast; Product de-listed on 4/1/2017, re-listed on 4/28/2017 due to allowances requirements change | KKKYGL | [15 empty] | 84.9 |  | 1.25 | 1.4 | [6 empty] | 4.4 | 1929 | 109 | 17.7 |  |  | 2700 | 82 |  |  |  | FALSE | TRUE | FALSE | May, 02 2018 00:00:00 | 4.3 |  | standard |  |  |  |  | November, 02 2018 00:00:00 | FALSE | FALSE | FALSE | [6 empty] | AC | [7 empty] | FALSE
PZQPFEFS | GreenTek Energy Systems | GreenTEK | GT-PNP4F14W4KDC (4000K frosted lens) ?? ??UL TYPE A | Linear Replacement Lamp | T8 Four-Foot | Replacement Lamps (plug and play) (UL Type A) |  | standard | FALSE | [10 empty] | October, 05 2015 00:00:00 | Not Dimmable | Not Dimmable | NotYetVerified | Nominal wattage 14w | KKKYGI | [25 empty] | 5 | 2217 | 137.53 | 16.12 | 12.37 | 0.9056 | 4000 | 81.7 |  |  |  | FALSE | FALSE | FALSE | May, 02 2018 00:00:00 | 4.3 |  | standard |  |  |  |  | March, 30 2020 00:00:00 | FALSE | FALSE | FALSE | [6 empty] | AC | [7 empty] | FALSE
PANP6UDS | GreenTek Energy Systems | GreenTEK | GT-PNP4F14W5KDC (5000K frosted lens) ?? ??UL TYPE A | Linear Replacement Lamp | T8 Four-Foot | Replacement Lamps (plug and play) (UL Type A) |  | standard | FALSE | [10 empty] | October, 05 2015 00:00:00 | Not Dimmable | Not Dimmable | NotYetVerified | Nominal wattage 14w | KKKYGI | [25 empty] | 5 | 2304 | 140.92 | 16.35 | 12.07 | 0.9043 | 5000 | 81.1 |  |  |  | FALSE | FALSE | FALSE | May, 02 2018 00:00:00 | 4.3 |  | standard |  |  |  |  | March, 30 2020 00:00:00 | FALSE | FALSE | FALSE | [6 empty] | AC | [7 empty] | FALSE
PVPAZPYX | Revolution Lighting Technologies, Inc. | Revolution Lighting Technologies | 204542-010 | Linear Replacement Lamp | T8 Four-Foot | Dual Mode Internal Driver (UL Type A and Type B) |  | standard | TRUE |  | 1929 | 109 | 17.7 | 17.9 | 0.9557 | 2655 | 81.6 | 5 | 50000 | October, 05 2015 00:00:00 | Not Yet Verified | Not Yet Verified | NotYetVerified | Internal driver; operates off existing fluorescent ballast; Product de-listed on 4/1/2017, re-listed on 4/28/2017 due to allowances requirements change | KKKYFL | [15 empty] | 84.9 |  | 1.25 | 1.4 | [6 empty] | 4.4 | 1929 | 109 | 17.7 |  |  | 2700 | 82 |  |  |  | FALSE | TRUE | FALSE | May, 02 2018 00:00:00 | 4.3 |  | standard |  |  |  |  | November, 02 2018 00:00:00 | FALSE | FALSE | FALSE | [6 empty] | AC | [7 empty] | FALSE
PRHFR8NY | GreenTek Energy Systems | GreenTEK | GT-PNP4F12W3KDF (3000K frosted lens) ? ?UL TYPE A | Linear Replacement Lamp | T8 Four-Foot | Replacement Lamps (plug and play) (UL Type A) |  | standard | TRUE |  | 1715 | 120.86 | 14.19 | 8.3 | 0.9055 | 2909 | 81.8 | 5 | 50000 | October, 05 2015 00:00:00 | Not Dimmable | Not Dimmable | NotYetVerified | Nominal wattage 12W; Product de-listed on 4/1/2017, re-listed on 4/28/2017 due to allowances requirements change | KKKYGC | [15 empty] | 84.5 |  | 1.33 | 1.23 | [6 empty] | 5 | 1715 | 120.86 | 14.19 | 20 | 0.9 | 3000 | 81.8 |  |  |  | TRUE | FALSE | FALSE | May, 02 2018 00:00:00 | 4.3 |  | standard |  |  |  |  | March, 30 2020 00:00:00 | FALSE | FALSE | FALSE | [6 empty] | AC | [7 empty] | FALSE
PAUFJAF2 | Revolution Lighting Technologies, Inc. | Revolution Lighting Technologies | 204250-211 | Linear Replacement Lamp | T8 Four-Foot | Replacement Lamps (plug and play) (UL Type A) |  | standard | TRUE |  | 1715 | 120.86 | 14.19 | 8.3 | 0.9055 | 2909 | 81.8 | 5 | 50000 | October, 05 2015 00:00:00 | Not Dimmable | Not Dimmable | NotYetVerified | Nominal wattage 12W; Product de-listed on 4/1/2017, re-listed on 4/28/2017 due to allowances requirements change | KKKYFO | [15 empty] | 84.5 |  | 1.33 | 1.23 | [6 empty] | 5 | 1715 | 120.86 | 14.19 | 20 | 0.9 | 3000 | 81.8 |  |  |  | TRUE | FALSE | FALSE | May, 02 2018 00:00:00 | 4.3 |  | standard |  |  |  |  | March, 30 2020 00:00:00 | FALSE | FALSE | FALSE | [6 empty] | AC | [7 empty] | FALSE
PTWGZJ1U | Revolution Lighting Technologies, Inc. | Revolution Lighting Technologies | 204252-211 | Linear Replacement Lamp | T8 Four-Foot | Replacement Lamps (plug and play) (UL Type A) |  | standard | TRUE |  | 2072 | 121.1 | 17.08 | 12.9 | 0.9081 | 2932 | 82.2 | 5 | 50000 | October, 05 2015 00:00:00 | Not Dimmable | Not Dimmable | NotYetVerified | Nominal wattage 16W; Product de-listed on 4/1/2017, re-listed on 4/28/2017 due to allowances requirements change | KKKYFS | [15 empty] | 84.5 |  | 1.25 | 1.21 | [6 empty] | 5 | 2072 | 121.31 | 17.08 | 20 | 0.9 | 3000 | 81.8 |  |  |  | TRUE | FALSE | FALSE | May, 02 2018 00:00:00 | 4.3 |  | standard |  |  |  |  | March, 30 2020 00:00:00 | FALSE | FALSE | FALSE | [6 empty] | AC | [7 empty] | FALSE
PWNGJ61Z | Revolution Lighting Technologies, Inc. | Revolution Lighting Technologies | 204542-001 | Linear Replacement Lamp | T8 Four-Foot | Dual Mode Internal Driver (UL Type A and Type B) |  | standard | FALSE | [10 empty] | October, 05 2015 00:00:00 | Not Yet Verified | Not Yet Verified | NotYetVerified | Internal driver; operates off existing fluorescent ballast; Product de-listed on 4/1/2017, re-listed on 4/28/2017 due to allowances requirements change | KKKYFL | [25 empty] | 4.4 | 1929 | 109 | 17.7 | 8.75 | 0.9936 | 3000 | 81.6 |  |  |  | TRUE | FALSE | FALSE | May, 02 2018 00:00:00 | 4.3 |  | standard |  |  |  |  | November, 02 2018 00:00:00 | FALSE | FALSE | FALSE | [6 empty] | AC | [7 empty] | FALSE
PUR9YDUV | GreenTek Energy Systems | GreenTEK | GT-PNP4F12W5KDC (5000K frosted lens) ?? ??UL TYPE A | Linear Replacement Lamp | T8 Four-Foot | Replacement Lamps (plug and play) (UL Type A) |  | standard | FALSE | [10 empty] | October, 05 2015 00:00:00 | Not Dimmable | Not Dimmable | NotYetVerified | Nominal wattage 12w | KKKYGH | [25 empty] | 5 | 2005.8 | 140.96 | 14.23 | 14.63 | 0.9031 | 5000 | 81.6 |  |  |  | FALSE | FALSE | FALSE | May, 02 2018 00:00:00 | 4.3 |  | standard |  |  |  |  | March, 30 2020 00:00:00 | FALSE | FALSE | FALSE | [6 empty] | AC | [7 empty] | FALSE
PUNMURW7 | GreenTek Energy Systems | GreenTEK | GT-PNP4F12W3KDC (3000K frosted lens) ?? ??UL TYPE A | Linear Replacement Lamp | T8 Four-Foot | Replacement Lamps (plug and play) (UL Type A) |  | standard | TRUE |  | 1947.4 | 137.33 | 14.18 | 10.54 | 0.9062 | 2940 | 81.7 | 5 | 50000 | October, 05 2015 00:00:00 | Not Dimmable | Not Dimmable | NotYetVerified | Nominal wattage 12w | KKKYGH | [15 empty] | 85.3 |  | 1.3 | 1.23 | [6 empty] | 5 | 1947.4 | 137.33 | 14.18 | 10.6 | 0.9063 | 3000 | 81.6 |  |  |  | FALSE | FALSE | FALSE | May, 02 2018 00:00:00 | 4.3 |  | standard |  |  |  |  | March, 30 2020 00:00:00 | FALSE | FALSE | FALSE | [6 empty] | AC | [7 empty] | FALSE
PPX65SND | GreenTek Energy Systems | GreenTEK | GT-PNP4F14W3KDC (3000K frosted lens) ?? ??UL TYPE A | Linear Replacement Lamp | T8 Four-Foot | Replacement Lamps (plug and play) (UL Type A) |  | standard | TRUE |  | 2217 | 137.53 | 16.12 | 12.46 | 0.9067 | 2942 | 81.7 | 5 | 50000 | October, 05 2015 00:00:00 | Not Dimmable | Not Dimmable | NotYetVerified | Nominal wattage 14w | KKKYGI | [15 empty] | 85.5 |  | 1.17 | 1.21 | [6 empty] | 5 | 2217 | 137.53 | 16.12 | 12.37 | 0.9056 | 3000 | 81.7 |  |  |  | FALSE | FALSE | FALSE | May, 02 2018 00:00:00 | 4.3 |  | standard |  |  |  |  | March, 30 2020 00:00:00 | FALSE | FALSE | FALSE | [6 empty] | AC | [7 empty] | FALSE
P5VBVH9W | GreenTek Energy Systems | GreenTEK | GT-PNP4F12W4KDC (4000K frosted lens) ?? ??UL TYPE A | Linear Replacement Lamp | T8 Four-Foot | Replacement Lamps (plug and play) (UL Type A) |  | standard | FALSE | [10 empty] | October, 05 2015 00:00:00 | Not Dimmable | Not Dimmable | NotYetVerified | Nominal wattage 12w | KKKYGH | [25 empty] | 5 | 1947.4 | 137.33 | 14.18 | 10.6 | 0.9063 | 4000 | 81.6 |  |  |  | FALSE | FALSE | FALSE | May, 02 2018 00:00:00 | 4.3 |  | standard |  |  |  |  | March, 30 2020 00:00:00 | FALSE | FALSE | FALSE | [6 empty] | AC | [7 empty] | FALSE
PC3XFSZK | Longhorn Intelligent Tech Co., Ltd | Longhorn | LH-L8U142Q00 | Linear Replacement Lamp | T8 Four-Foot | Replacement Lamps (plug and play) (UL Type A) |  | standard | FALSE | [10 empty] | October, 01 2015 00:00:00 | Not Dimmable | Not Dimmable | No | Delisted on 4/1/17 and Relisted on 8/22/17 due to update | KKKYFG | [25 empty] | 5 | 1600 | 123 | 13 | 15 | 0.9 | 3500 | 80 |  |  |  | FALSE | FALSE | FALSE | May, 02 2018 00:00:00 | 4.3 |  | standard |  |  |  |  | March, 30 2020 00:00:00 | FALSE | FALSE | FALSE | [6 empty] | AC | [7 empty] | FALSE
PTT1DN2Y | Longhorn Intelligent Tech Co., Ltd | Longhorn | LH-L8R142Q00 | Linear Replacement Lamp | T8 Four-Foot | Replacement Lamps (plug and play) (UL Type A) |  | standard | FALSE | [10 empty] | October, 01 2015 00:00:00 | Not Dimmable | Not Dimmable | No | Delisted on 4/1/17 and Relisted on 8/22/17 due to update | KKKYFG | [25 empty] | 5 | 1600 | 123 | 13 | 15 | 0.9 | 5000 | 80 |  |  |  | FALSE | FALSE | FALSE | May, 02 2018 00:00:00 | 4.3 |  | standard |  |  |  |  | March, 30 2020 00:00:00 | FALSE | FALSE | FALSE | [6 empty] | AC | [7 empty] | FALSE
PA6T318Q | Longhorn Intelligent Tech Co., Ltd | Longhorn | LH-L8V142Q00 | Linear Replacement Lamp | T8 Four-Foot | Replacement Lamps (plug and play) (UL Type A) |  | standard | TRUE |  | 1604.1 | 117.35 | 13.67 | 15.41 | 0.9693 | 3010 | 83.5 | 5 | 50000 | October, 01 2015 00:00:00 | Not Dimmable | Not Dimmable | No | Delisted on 4/1/17 and Relisted on 8/22/17 due to update | KKKYFG | [15 empty] | 82.9 |  | 1.22 | 1.28 | [6 empty] | 5 | 1500 | 115 | 13 | 15 | 0.9 | 3000 | 80 |  |  |  | FALSE | FALSE | FALSE | May, 02 2018 00:00:00 | 4.3 |  | standard |  |  |  |  | March, 30 2020 00:00:00 | FALSE | FALSE | FALSE | [6 empty] | AC | [7 empty] | FALSE
P3T9133U | Longhorn Intelligent Tech Co., Ltd | Longhorn | LH-L8N142Q00 | Linear Replacement Lamp | T8 Four-Foot | Replacement Lamps (plug and play) (UL Type A) |  | standard | FALSE | [10 empty] | October, 01 2015 00:00:00 | Not Dimmable | Not Dimmable | No | Delisted on 4/1/17 and Relisted on 8/22/17 due to update | KKKYFG | [25 empty] | 5 | 1600 | 123 | 13 | 15 | 0.9 | 4000 | 80 |  |  |  | FALSE | FALSE | FALSE | May, 02 2018 00:00:00 | 4.3 |  | standard |  |  |  |  | March, 30 2020 00:00:00 | FALSE | FALSE | FALSE | [6 empty] | AC | [7 empty] | FALSE
PCBGGTA5 | Above Lights | Mirai LED | ABL-UNV-EXXLHF | Linear Replacement Lamp | T8 Four-Foot | Replacement Lamps (plug and play) (UL Type A) |  | standard | FALSE | [10 empty] | September, 30 2015 00:00:00 | Not Dimmable | Not Dimmable | NotYetVerified |  | YYYAQB | [25 empty] | 5 | 2100 | 131.25 | 16 | 10 | 0.98 | 5000 | 85 |  |  |  | FALSE | FALSE | FALSE | May, 02 2018 00:00:00 | 4.3 |  | standard |  |  |  |  | March, 30 2020 00:00:00 | FALSE | FALSE | FALSE | [6 empty] | AC | [7 empty] | FALSE
PNHWJBNB | Above Lights | Mirai LED | ABL-UNV-EXXLHC | Linear Replacement Lamp | T8 Four-Foot | Replacement Lamps (plug and play) (UL Type A) |  | standard | FALSE | [10 empty] | September, 30 2015 00:00:00 | Not Dimmable | Not Dimmable | NotYetVerified |  | YYYAQB | [25 empty] | 5 | 2000 | 125 | 16 | 10 | 0.98 | 3500 | 85 |  |  |  | FALSE | FALSE | FALSE | May, 02 2018 00:00:00 | 4.3 |  | standard |  |  |  |  | March, 30 2020 00:00:00 | FALSE | FALSE | FALSE | [6 empty] | AC | [7 empty] | FALSE
PGAXVES1 | Above Lights | Mirai LED | ABL-UNV-EXXLHE | Linear Replacement Lamp | T8 Four-Foot | Replacement Lamps (plug and play) (UL Type A) |  | standard | FALSE | [10 empty] | September, 30 2015 00:00:00 | Not Dimmable | Not Dimmable | NotYetVerified |  | YYYAQB | [25 empty] | 5 | 2050 | 128.125 | 16 | 10 | 0.98 | 4500 | 85 |  |  |  | FALSE | FALSE | FALSE | May, 02 2018 00:00:00 | 4.3 |  | standard |  |  |  |  | March, 30 2020 00:00:00 | FALSE | FALSE | FALSE | [6 empty] | AC | [7 empty] | FALSE
P8MG1EP4 | Above Lights | Mirai LED | ABL-UNV-EXXLHB | Linear Replacement Lamp | T8 Four-Foot | Replacement Lamps (plug and play) (UL Type A) |  | standard | TRUE |  | 2780.28 | 142 | 19.54 | 7 | 0.98 | 3066 | 86.87 | 5 | 50000 | September, 30 2015 00:00:00 | Not Dimmable | Not Dimmable | NotYetVerified |  | YYYAQB | [15 empty] | 91.8 |  | 1.22 | 1.32 | [6 empty] | 5 | 2000 | 125 | 16 | 10 | 0.98 | 3000 | 85 |  |  |  | FALSE | FALSE | FALSE | May, 02 2018 00:00:00 | 4.3 |  | standard |  |  |  |  | March, 30 2020 00:00:00 | FALSE | FALSE | FALSE | [6 empty] | AC | [7 empty] | FALSE
PS5GWH8P | Above Lights | Mirai LED | ABL-UNV-EXXLHD | Linear Replacement Lamp | T8 Four-Foot | Replacement Lamps (plug and play) (UL Type A) |  | standard | FALSE | [10 empty] | September, 30 2015 00:00:00 | Not Dimmable | Not Dimmable | NotYetVerified |  | YYYAQB | [25 empty] | 5 | 2050 | 128.125 | 16 | 10 | 0.98 | 4000 | 85 |  |  |  | FALSE | FALSE | FALSE | May, 02 2018 00:00:00 | 4.3 |  | standard |  |  |  |  | March, 30 2020 00:00:00 | FALSE | FALSE | FALSE | [6 empty] | AC | [7 empty] | FALSE
PRZW1XKZ | DONG GUAN WALSTAR OPTOELECTRONICS TECHNOLOGY CO., LTD | WALSTAR | FL-T8-22W1200 BIXF(4000K) | Linear Replacement Lamp | T8 Four-Foot | Replacement Lamps (plug and play) (UL Type A) |  | standard | TRUE |  | 2934 | 137.09 | 21.4 | 14.18 | 0.8874 | 4062 | 81.3 | 5 | 50000 | September, 24 2015 00:00:00 | Not Dimmable | Not Dimmable | No | Product de-listed on 04/01/2017, re-listed on 05/16/2017 due to update | PPPPTX | [15 empty] | 89.7 |  | 1.16 | 1.34 | [6 empty] | 5 | 2934 | 137.09 | 21.4 | 14.18 | 0.89 | 4000 | 81.3 |  |  |  | FALSE | FALSE | FALSE | May, 02 2018 00:00:00 | 4.3 |  | standard |  |  |  |  | March, 30 2020 00:00:00 | FALSE | FALSE | FALSE | [6 empty] | AC | [7 empty] | FALSE
PE9G56JU | DONG GUAN WALSTAR OPTOELECTRONICS TECHNOLOGY CO., LTD | WALSTAR | FL-T8-22W1200 BIXF(4500K) | Linear Replacement Lamp | T8 Four-Foot | Replacement Lamps (plug and play) (UL Type A) |  | standard | FALSE | [10 empty] | September, 24 2015 00:00:00 | Not Dimmable | Not Dimmable | No | Product de-listed on 04/01/2017, re-listed on 05/16/2017 due to update | PPPPTX | [25 empty] | 5 | 2973 | 137.89 | 21.56 | 14.18 | 0.89 | 4500 | 81.3 |  |  |  | FALSE | FALSE | FALSE | May, 02 2018 00:00:00 | 4.3 |  | standard |  |  |  |  | March, 30 2020 00:00:00 | FALSE | FALSE | FALSE | [6 empty] | AC | [7 empty] | FALSE
PCZTEDB3 | DONG GUAN WALSTAR OPTOELECTRONICS TECHNOLOGY CO., LTD | WALSTAR | FL-T8-18W1200 BIXF(4000K) | Linear Replacement Lamp | T8 Four-Foot | Replacement Lamps (plug and play) (UL Type A) |  | standard | TRUE |  | 2335 | 138.08 | 16.91 | 13.57 | 0.9671 | 4031 | 81.1 | 5 | 50000 | September, 24 2015 00:00:00 | Not Dimmable | Not Dimmable | No | Product de-listed on 04/01/2017, re-listed on 05/16/2017 due to update | PPPPTW | [15 empty] | 89.5 |  | 1.16 | 1.42 | [6 empty] | 5 | 2335 | 138.08 | 16.91 | 13.57 | 0.91 | 4000 | 81.1 |  |  |  | FALSE | FALSE | FALSE | May, 02 2018 00:00:00 | 4.3 |  | standard |  |  |  |  | March, 30 2020 00:00:00 | FALSE | FALSE | FALSE | [6 empty] | AC | [7 empty] | FALSE
PAMV4MVV | DONG GUAN WALSTAR OPTOELECTRONICS TECHNOLOGY CO., LTD | WALSTAR | FL-T8-22W1200 BIXF(5000K) | Linear Replacement Lamp | T8 Four-Foot | Replacement Lamps (plug and play) (UL Type A) |  | standard | FALSE | [10 empty] | September, 24 2015 00:00:00 | Not Dimmable | Not Dimmable | No | Product de-listed on 04/01/2017, re-listed on 05/16/2017 due to update | PPPPTX | [25 empty] | 5 | 3012 | 138.68 | 21.72 | 14.65 | 0.88 | 5000 | 81.2 |  |  |  | FALSE | FALSE | FALSE | May, 02 2018 00:00:00 | 4.3 |  | standard |  |  |  |  | March, 30 2020 00:00:00 | FALSE | FALSE | FALSE | [6 empty] | AC | [7 empty] | FALSE
PBTF2HYA | DONG GUAN WALSTAR OPTOELECTRONICS TECHNOLOGY CO., LTD | WALSTAR | FL-T8-18W1200 BIXF(5000K) | Linear Replacement Lamp | T8 Four-Foot | Replacement Lamps (plug and play) (UL Type A) |  | standard | FALSE | [10 empty] | September, 24 2015 00:00:00 | Not Dimmable | Not Dimmable | No | Product de-listed on 04/01/2017, re-listed on 05/16/2017 due to update | PPPPTW | [25 empty] | 5 | 2437 | 141.28 | 17.25 | 14.15 | 0.96 | 5000 | 81.1 |  |  |  | FALSE | FALSE | FALSE | May, 02 2018 00:00:00 | 4.3 |  | standard |  |  |  |  | March, 30 2020 00:00:00 | FALSE | FALSE | FALSE | [6 empty] | AC | [7 empty] | FALSE
PJSDGPJK | DONG GUAN WALSTAR OPTOELECTRONICS TECHNOLOGY CO., LTD | WALSTAR | FL-T8-18W1200 BIXF(4500K) | Linear Replacement Lamp | T8 Four-Foot | Replacement Lamps (plug and play) (UL Type A) |  | standard | FALSE | [10 empty] | September, 24 2015 00:00:00 | Not Dimmable | Not Dimmable | No | Product de-listed on 04/01/2017, re-listed on 05/16/2017 due to update | PPPPTW | [25 empty] | 5 | 2386 | 139.7 | 17.08 | 13.57 | 0.91 | 4500 | 81.1 |  |  |  | FALSE | FALSE | FALSE | May, 02 2018 00:00:00 | 4.3 |  | standard |  |  |  |  | March, 30 2020 00:00:00 | FALSE | FALSE | FALSE | [6 empty] | AC | [7 empty] | FALSE
PDZ83ZAX | CNLIGHT CO., LTD | CNLIGHT | BRB120/18.RD.G13.12B81BC | Linear Replacement Lamp | T8 Four-Foot | Dual Mode Internal Driver (UL Type A and Type B) |  | standard | TRUE |  | 2112.94 | 120.533 | 17.53 | 14.07 | 0.8725 | 2691 | 81.9 | 5 | 50000 | September, 23 2015 00:00:00 | Not Dimmable | Not Dimmable | No |  | MMMNOQ | [15 empty] | 89.8 |  | 1.26 | 1.48 | [6 empty] | 5 | 2112.94 | 120.533 | 17.53 | 14.07 | 0.981 | 2691 | 81.9 |  |  |  | FALSE | FALSE | FALSE | May, 02 2018 00:00:00 | 4.3 |  | standard |  |  |  |  | March, 30 2020 00:00:00 | FALSE | FALSE | FALSE | [6 empty] | AC | [7 empty] | FALSE
P9EPZY3Z | CNLIGHT CO., LTD | CNLIGHT | BRB120/18.RN.G13.12B81BC | Linear Replacement Lamp | T8 Four-Foot | Dual Mode Internal Driver (UL Type A and Type B) |  | standard | FALSE | [10 empty] | September, 23 2015 00:00:00 | Not Dimmable | Not Dimmable | No |  | MMMNOQ | [25 empty] | 5 | 2112.94 | 120.533 | 17.53 | 14.07 | 0.981 | 3000 | 81.9 |  |  |  | FALSE | FALSE | FALSE | May, 02 2018 00:00:00 | 4.3 |  | standard |  |  |  |  | March, 30 2020 00:00:00 | FALSE | FALSE | FALSE | [6 empty] | AC | [7 empty] | FALSE
PD546YR2 | CNLIGHT CO., LTD | CNLIGHT | BRB120/18.RL.G13.12B81BC | Linear Replacement Lamp | T8 Four-Foot | Dual Mode Internal Driver (UL Type A and Type B) |  | standard | FALSE | [10 empty] | September, 23 2015 00:00:00 | Not Dimmable | Not Dimmable | No |  | MMMNOQ | [25 empty] | 5 | 2112.94 | 120.533 | 17.53 | 14.07 | 0.981 | 4000 | 81.9 |  |  |  | FALSE | FALSE | FALSE | May, 02 2018 00:00:00 | 4.3 |  | standard |  |  |  |  | March, 30 2020 00:00:00 | FALSE | FALSE | FALSE | [6 empty] | AC | [7 empty] | FALSE
PNKRGANN | CNLIGHT CO., LTD | CNLIGHT | BRB120/18.RZ.G13.12B81BC | Linear Replacement Lamp | T8 Four-Foot | Dual Mode Internal Driver (UL Type A and Type B) |  | standard | FALSE | [10 empty] | September, 23 2015 00:00:00 | Not Dimmable | Not Dimmable | No |  | MMMNOQ | [25 empty] | 5 | 2366.63 | 132.957 | 17.8 | 14.07 | 0.977 | 4831 | 83.2 |  |  |  | FALSE | FALSE | FALSE | May, 02 2018 00:00:00 | 4.3 |  | standard |  |  |  |  | March, 30 2020 00:00:00 | FALSE | FALSE | FALSE | [6 empty] | AC | [7 empty] | FALSE
PWXDCRTY | Lumectra, LLC. | Lumectra | LU-T815W1200W(4000K) | Linear Replacement Lamp | T8 Four-Foot | Replacement Lamps (plug and play) (UL Type A) |  | standard | FALSE | [10 empty] | September, 21 2015 00:00:00 | Not Dimmable | Not Dimmable | NotYetVerified |  | RRRRST | [25 empty] | 4.4 | 1800 | 107.33 | 16.77 | 16.5 | 0.9614 | 4000 | 82.4 |  |  |  | FALSE | FALSE | FALSE | May, 02 2018 00:00:00 | 4.3 |  | standard |  |  |  |  | November, 02 2018 00:00:00 | FALSE | FALSE | FALSE | [6 empty] | AC | [7 empty] | FALSE
PPBR3DD9 | ARKSMART INC | ARK | ARK/UB/12K(3500K) | Linear Replacement Lamp | T8 Four-Foot | Dual Mode Internal Driver (UL Type A and Type B) |  | standard | FALSE | [10 empty] | September, 21 2015 00:00:00 | Not Dimmable | Not Dimmable | NotYetVerified |  | NNNNRV | [25 empty] | 5 | 1782 | 141.09 | 12.63 | 16.59 | 0.9132 | 3500 | 83.6 |  |  |  | FALSE | FALSE | FALSE | May, 02 2018 00:00:00 | 4.3 |  | standard |  |  |  |  | March, 30 2020 00:00:00 | FALSE | FALSE | FALSE | [6 empty] | AC | [7 empty] | FALSE
PKFDZZK5 | PowerSecure, Inc | Efficient Lights | L48T8/30K/FLC | Linear Replacement Lamp | T8 Four-Foot | Replacement Lamps (plug and play) (UL Type A) |  | standard | TRUE |  | 1907.7 | 120.94 | 15.78 | 10.25 | 0.9765 | 3033 | 83.6 | 5 | 50000 | September, 21 2015 00:00:00 | Not Dimmable | Not Dimmable | NotYetVerified |  | BBBBTB | [15 empty] | 82.1 |  | 1.28 | 1.36 | [6 empty] | 5 | 1907.7 | 120.94 | 15.78 |  |  | 3000 | 83 |  |  |  | FALSE | FALSE | FALSE | May, 02 2018 00:00:00 | 4.3 |  | standard |  |  |  |  | March, 30 2020 00:00:00 | FALSE | FALSE | FALSE | [6 empty] | AC | [7 empty] | FALSE
P4U8MA9S | ARKSMART INC | ARK | ARK/UB/12K(4500K) | Linear Replacement Lamp | T8 Four-Foot | Dual Mode Internal Driver (UL Type A and Type B) |  | standard | FALSE | [10 empty] | September, 21 2015 00:00:00 | Not Dimmable | Not Dimmable | NotYetVerified |  | NNNNRV | [25 empty] | 5 | 1782 | 141.09 | 12.63 | 16.59 | 0.9132 | 4500 | 83.6 |  |  |  | FALSE | FALSE | FALSE | May, 02 2018 00:00:00 | 4.3 |  | standard |  |  |  |  | March, 30 2020 00:00:00 | FALSE | FALSE | FALSE | [6 empty] | AC | [7 empty] | FALSE
P69SW1CV | Lumectra, LLC. | Lumectra | LU-T815W1200W(5000K) | Linear Replacement Lamp | T8 Four-Foot | Replacement Lamps (plug and play) (UL Type A) |  | standard | FALSE | [10 empty] | September, 21 2015 00:00:00 | Not Dimmable | Not Dimmable | NotYetVerified |  | RRRRST | [25 empty] | 5 | 2010 | 118.65 | 16.94 | 16.22 | 0.9675 | 5000 | 82.6 |  |  |  | FALSE | FALSE | FALSE | May, 02 2018 00:00:00 | 4.3 |  | standard |  |  |  |  | March, 30 2020 00:00:00 | FALSE | FALSE | FALSE | [6 empty] | AC | [7 empty] | FALSE
PRVTCYPW | ARKSMART INC | ARK | ARK/UB/12K(4000K) | Linear Replacement Lamp | T8 Four-Foot | Dual Mode Internal Driver (UL Type A and Type B) |  | standard | FALSE | [10 empty] | September, 21 2015 00:00:00 | Not Dimmable | Not Dimmable | NotYetVerified |  | NNNNRV | [25 empty] | 5 | 1782 | 141.09 | 12.63 | 16.59 | 0.9132 | 4000 | 83.6 |  |  |  | FALSE | FALSE | FALSE | May, 02 2018 00:00:00 | 4.3 |  | standard |  |  |  |  | March, 30 2020 00:00:00 | FALSE | FALSE | FALSE | [6 empty] | AC | [7 empty] | FALSE
PU46A69P | ARKSMART INC | ARK | ARK/UB/12K(5000K) | Linear Replacement Lamp | T8 Four-Foot | Dual Mode Internal Driver (UL Type A and Type B) |  | standard | FALSE | [10 empty] | September, 21 2015 00:00:00 | Not Dimmable | Not Dimmable | NotYetVerified |  | NNNNRV | [25 empty] | 5 | 1892 | 148.63 | 12.73 | 16.09 | 0.9137 | 5000 | 82.1 |  |  |  | FALSE | FALSE | FALSE | May, 02 2018 00:00:00 | 4.3 |  | standard |  |  |  |  | March, 30 2020 00:00:00 | FALSE | FALSE | FALSE | [6 empty] | AC | [7 empty] | FALSE
PE2TBJ82 | Lumectra, LLC. | Lumectra | LU-T815W1200W(3500K) | Linear Replacement Lamp | T8 Four-Foot | Replacement Lamps (plug and play) (UL Type A) |  | standard | FALSE | [10 empty] | September, 21 2015 00:00:00 | Not Dimmable | Not Dimmable | NotYetVerified |  | RRRRST | [25 empty] | 4.4 | 1800 | 107.33 | 16.77 | 16.5 | 0.9614 | 3500 | 82.4 |  |  |  | FALSE | FALSE | FALSE | May, 02 2018 00:00:00 | 4.3 |  | standard |  |  |  |  | November, 02 2018 00:00:00 | FALSE | FALSE | FALSE | [6 empty] | AC | [7 empty] | FALSE
PYWV8TRW | Lumectra, LLC. | Lumectra | LU-T815W1200W(2700K) | Linear Replacement Lamp | T8 Four-Foot | Replacement Lamps (plug and play) (UL Type A) |  | standard | TRUE |  | 1737 | 110.29 | 15.92 | 18.75 | 0.9128 | 2703 | 82 | 5 |  | September, 21 2015 00:00:00 | Not Dimmable | Not Dimmable | NotYetVerified |  | RRRRST | [15 empty] | 89.5 |  | 1.26 | 1.34 | [6 empty] | 4.4 | 1800 | 107.33 | 16.77 | 16.5 | 0.9614 | 2700 | 82.4 |  |  |  | FALSE | FALSE | FALSE | May, 02 2018 00:00:00 | 4.3 |  | standard |  |  |  |  | November, 02 2018 00:00:00 | FALSE | FALSE | FALSE | [6 empty] | AC | [7 empty] | FALSE
P115RVRU | Lumectra, LLC. | Lumectra | LU-T815W1200W(3000K) | Linear Replacement Lamp | T8 Four-Foot | Replacement Lamps (plug and play) (UL Type A) |  | standard | FALSE | [10 empty] | September, 21 2015 00:00:00 | Not Dimmable | Not Dimmable | NotYetVerified |  | RRRRST | [25 empty] | 4.4 | 1800 | 107.33 | 16.77 | 16.5 | 0.9614 | 3000 | 82.4 |  |  |  | FALSE | FALSE | FALSE | May, 02 2018 00:00:00 | 4.3 |  | standard |  |  |  |  | November, 02 2018 00:00:00 | FALSE | FALSE | FALSE | [6 empty] | AC | [7 empty] | FALSE
P4G2BKCB | ARKSMART INC | ARK | ARK/UB/12K(3000K) | Linear Replacement Lamp | T8 Four-Foot | Dual Mode Internal Driver (UL Type A and Type B) |  | standard | TRUE |  | 1782 | 141.09 | 12.63 | 16.59 | 0.9132 | 3098 | 84 | 5 | 50000 | September, 21 2015 00:00:00 | Not Dimmable | Not Dimmable | NotYetVerified |  | NNNNRV | [15 empty] | 85.5 |  | 1.36 | 1.26 | [6 empty] | 5 | 1782 | 141.09 | 12.63 | 16.59 | 0.9132 | 3000 | 83.6 |  |  |  | FALSE | FALSE | FALSE | May, 02 2018 00:00:00 | 4.3 |  | standard |  |  |  |  | March, 30 2020 00:00:00 | FALSE | FALSE | FALSE | [6 empty] | AC | [7 empty] | FALSE
PAHBHFMT | VALUEGREEN INC. | Value Green | VG-T8-4FTC(40K120CGSB) | Linear Replacement Lamp | T8 Four-Foot | Replacement Lamps (plug and play) (UL Type A) |  | standard | FALSE | [10 empty] | September, 18 2015 00:00:00 | Not Dimmable | Not Dimmable | NotYetVerified |  | BBBBED | [25 empty] | 5 | 2645 | 124.59 | 21.23 | 5.93 | 0.9708 | 4000 | 82.1 |  |  |  | FALSE | FALSE | FALSE | May, 02 2018 00:00:00 | 4.3 |  | standard |  |  |  |  | March, 30 2020 00:00:00 | FALSE | FALSE | FALSE | [6 empty] | AC | [7 empty] | FALSE
PQXCZQN9 | VALUEGREEN INC. | Value Green | VG-T8-4FTC(45K120CGSB) | Linear Replacement Lamp | T8 Four-Foot | Replacement Lamps (plug and play) (UL Type A) |  | standard | FALSE | [10 empty] | September, 18 2015 00:00:00 | Not Dimmable | Not Dimmable | NotYetVerified |  | BBBBED | [25 empty] | 5 | 2645 | 124.59 | 21.23 | 5.93 | 0.9708 | 4500 | 82.1 |  |  |  | FALSE | FALSE | FALSE | May, 02 2018 00:00:00 | 4.3 |  | standard |  |  |  |  | March, 30 2020 00:00:00 | FALSE | FALSE | FALSE | [6 empty] | AC | [7 empty] | FALSE
P8BNBSD8 | VALUEGREEN INC. | Value Green | VG-T8-4FTC(50K120CGSB) | Linear Replacement Lamp | T8 Four-Foot | Replacement Lamps (plug and play) (UL Type A) |  | standard | FALSE | [10 empty] | September, 18 2015 00:00:00 | Not Dimmable | Not Dimmable | NotYetVerified |  | BBBBED | [25 empty] | 5 | 2803 | 129.05 | 21.72 | 5.93 | 0.9751 | 5000 | 82 |  |  |  | FALSE | FALSE | FALSE | May, 02 2018 00:00:00 | 4.3 |  | standard |  |  |  |  | March, 30 2020 00:00:00 | FALSE | FALSE | FALSE | [6 empty] | AC | [7 empty] | FALSE
PY6JUYYG | VALUEGREEN INC. | Value Green | VG-T8-4FTC(30K120CGSB) | Linear Replacement Lamp | T8 Four-Foot | Replacement Lamps (plug and play) (UL Type A) |  | standard | TRUE |  | 2645 | 124.59 | 21.23 | 5.93 | 0.9708 | 2970 | 82.1 | 5 | 50000 | September, 18 2015 00:00:00 | Not Dimmable | Not Dimmable | NotYetVerified |  | BBBBED | [15 empty] | 91.4 |  | 1.34 | 1.34 | [6 empty] | 5 | 2645 | 124.59 | 21.23 | 5.93 | 0.9708 | 3000 | 82.1 |  |  |  | FALSE | FALSE | FALSE | May, 02 2018 00:00:00 | 4.3 |  | standard |  |  |  |  | March, 30 2020 00:00:00 | FALSE | FALSE | FALSE | [6 empty] | AC | [7 empty] | FALSE
PARUNZWT | VALUEGREEN INC. | Value Green | VG-T8-4FTC(35K120CGSB) | Linear Replacement Lamp | T8 Four-Foot | Replacement Lamps (plug and play) (UL Type A) |  | standard | FALSE | [10 empty] | September, 18 2015 00:00:00 | Not Dimmable | Not Dimmable | NotYetVerified |  | BBBBED | [25 empty] | 5 | 2645 | 124.59 | 21.23 | 5.93 | 0.9708 | 3500 | 82.1 |  |  |  | FALSE | FALSE | FALSE | May, 02 2018 00:00:00 | 4.3 |  | standard |  |  |  |  | March, 30 2020 00:00:00 | FALSE | FALSE | FALSE | [6 empty] | AC | [7 empty] | FALSE
PDVMCAVB | Truly Green Solutions | Truly Green Solutions | 834114-30-BA-F | Linear Replacement Lamp | T8 Four-Foot | Replacement Lamps (plug and play) (UL Type A) |  | standard | TRUE |  | 1920 | 133.33 | 14.4 | 9.66 | 0.9019 | 3025 | 81.9 | 5 | 50000 | September, 17 2015 00:00:00 | Not Dimmable | Not Dimmable | NotYetVerified | Product Updated on 07/05/2017 | KKKYDT | [15 empty] | 84.6 |  | 1.38 | 1.22 | [6 empty] | 5 | 1920 | 133.33 | 14.4 | 20 | 0.9 | 3000 | 81.8 |  |  |  | FALSE | FALSE | FALSE | May, 02 2018 00:00:00 | 4.3 |  | standard |  |  |  |  | March, 30 2020 00:00:00 | FALSE | FALSE | FALSE | [6 empty] | AC | [7 empty] | FALSE
PH8K7AJD | Truly Green Solutions | Truly Green Solutions | 834116-45-BA-F | Linear Replacement Lamp | T8 Four-Foot | Replacement Lamps (plug and play) (UL Type A) |  | standard | FALSE | [10 empty] | September, 17 2015 00:00:00 | Not Dimmable | Not Dimmable | NotYetVerified | Product Updated on 07/05/2017 | KKKYDU | [25 empty] | 5 | 2112 | 130.77 | 16.15 | 20 | 0.9 | 4500 | 81.8 |  |  |  | FALSE | FALSE | FALSE | May, 02 2018 00:00:00 | 4.3 |  | standard |  |  |  |  | March, 30 2020 00:00:00 | FALSE | FALSE | FALSE | [6 empty] | AC | [7 empty] | FALSE
PPCGP121 | Truly Green Solutions | Truly Green Solutions | 834116-50-BA-F | Linear Replacement Lamp | T8 Four-Foot | Replacement Lamps (plug and play) (UL Type A) |  | standard | FALSE | [10 empty] | September, 17 2015 00:00:00 | Not Dimmable | Not Dimmable | NotYetVerified | Product Updated on 07/05/2017 | KKKYDU | [25 empty] | 5 | 2112 | 130.77 | 16.15 | 20 | 0.9 | 5000 | 80.7 |  |  |  | FALSE | FALSE | FALSE | May, 02 2018 00:00:00 | 4.3 |  | standard |  |  |  |  | March, 30 2020 00:00:00 | FALSE | FALSE | FALSE | [6 empty] | AC | [7 empty] | FALSE
PT2DKZ8T | Truly Green Solutions | Truly Green Solutions | 834116-35-BA-F | Linear Replacement Lamp | T8 Four-Foot | Replacement Lamps (plug and play) (UL Type A) |  | standard | FALSE | [10 empty] | September, 17 2015 00:00:00 | Not Dimmable | Not Dimmable | NotYetVerified | Product Updated on 07/05/2017 | KKKYDU | [25 empty] | 5 | 2112 | 130.77 | 16.15 | 20 | 0.9 | 3500 | 81.8 |  |  |  | FALSE | FALSE | FALSE | May, 02 2018 00:00:00 | 4.3 |  | standard |  |  |  |  | March, 30 2020 00:00:00 | FALSE | FALSE | FALSE | [6 empty] | AC | [7 empty] | FALSE
P31DSBRM | Truly Green Solutions | Truly Green Solutions | 834112-30-BA-F | Linear Replacement Lamp | T8 Four-Foot | Replacement Lamps (plug and play) (UL Type A) |  | standard | TRUE |  | 1769 | 132.51 | 13.35 | 10 | 0.9021 | 2953 | 80.4 | 5 | 50000 | September, 17 2015 00:00:00 | Not Dimmable | Not Dimmable | NotYetVerified | Product Updated on 07/05/2017 | KKKYDS | [15 empty] | 84.5 |  | 1.33 | 1.23 | [6 empty] | 5 | 1769 | 132.51 | 13.35 | 20 | 0.9 | 3000 | 81.8 |  |  |  | FALSE | FALSE | FALSE | May, 02 2018 00:00:00 | 4.3 |  | standard |  |  |  |  | March, 30 2020 00:00:00 | FALSE | FALSE | FALSE | [6 empty] | AC | [7 empty] | FALSE
P7MBUBVD | Truly Green Solutions | Truly Green Solutions | 834116-30-BA-F | Linear Replacement Lamp | T8 Four-Foot | Replacement Lamps (plug and play) (UL Type A) |  | standard | TRUE |  | 2112 | 130.77 | 16.15 | 7.36 | 0.9551 | 2982 | 81.2 | 5 | 50000 | September, 17 2015 00:00:00 | Not Dimmable | Not Dimmable | NotYetVerified | Product Updated on 07/05/2017 | KKKYDU | [15 empty] | 84.5 |  | 1.25 | 1.21 | [6 empty] | 5 | 2112 | 130.77 | 16.15 | 20 | 0.9 | 3000 | 81.8 |  |  |  | FALSE | FALSE | FALSE | May, 02 2018 00:00:00 | 4.3 |  | standard |  |  |  |  | March, 30 2020 00:00:00 | FALSE | FALSE | FALSE | [6 empty] | AC | [7 empty] | FALSE
P87JGK7X | Truly Green Solutions | Truly Green Solutions | 834112-35-BA-F | Linear Replacement Lamp | T8 Four-Foot | Replacement Lamps (plug and play) (UL Type A) |  | standard | FALSE | [10 empty] | September, 17 2015 00:00:00 | Not Dimmable | Not Dimmable | NotYetVerified | Product Updated on 07/05/2017 | KKKYDS | [25 empty] | 5 | 1769 | 132.51 | 13.35 | 20 | 0.9 | 3500 | 81.8 |  |  |  | FALSE | FALSE | FALSE | May, 02 2018 00:00:00 | 4.3 |  | standard |  |  |  |  | March, 30 2020 00:00:00 | FALSE | FALSE | FALSE | [6 empty] | AC | [7 empty] | FALSE
PY77J8SG | Truly Green Solutions | Truly Green Solutions | 834114-40-BA-F | Linear Replacement Lamp | T8 Four-Foot | Replacement Lamps (plug and play) (UL Type A) |  | standard | FALSE | [10 empty] | September, 17 2015 00:00:00 | Not Dimmable | Not Dimmable | NotYetVerified | Product Updated on 07/05/2017 | KKKYDT | [25 empty] | 5 | 1920 | 133.33 | 14.4 | 20 | 0.9 | 4000 | 81.8 |  |  |  | FALSE | FALSE | FALSE | May, 02 2018 00:00:00 | 4.3 |  | standard |  |  |  |  | March, 30 2020 00:00:00 | FALSE | FALSE | FALSE | [6 empty] | AC | [7 empty] | FALSE
PWCAU6ST | Truly Green Solutions | Truly Green Solutions | 834116-40-BA-F | Linear Replacement Lamp | T8 Four-Foot | Replacement Lamps (plug and play) (UL Type A) |  | standard | FALSE | [10 empty] | September, 17 2015 00:00:00 | Not Dimmable | Not Dimmable | NotYetVerified | Product Updated on 07/05/2017 | KKKYDU | [25 empty] | 5 | 2112 | 130.77 | 16.15 | 20 | 0.9 | 4000 | 81.8 |  |  |  | FALSE | FALSE | FALSE | May, 02 2018 00:00:00 | 4.3 |  | standard |  |  |  |  | March, 30 2020 00:00:00 | FALSE | FALSE | FALSE | [6 empty] | AC | [7 empty] | FALSE
PVF3DJN3 | Truly Green Solutions | Truly Green Solutions | 834112-45-BA-F | Linear Replacement Lamp | T8 Four-Foot | Replacement Lamps (plug and play) (UL Type A) |  | standard | FALSE | [10 empty] | September, 17 2015 00:00:00 | Not Dimmable | Not Dimmable | NotYetVerified | Product Updated on 07/05/2017 | KKKYDS | [25 empty] | 5 | 1769 | 132.51 | 13.35 | 20 | 0.9 | 4500 | 81.8 |  |  |  | FALSE | FALSE | FALSE | May, 02 2018 00:00:00 | 4.3 |  | standard |  |  |  |  | March, 30 2020 00:00:00 | FALSE | FALSE | FALSE | [6 empty] | AC | [7 empty] | FALSE
PNJ83V8C | Truly Green Solutions | Truly Green Solutions | 834114-50-BA-F | Linear Replacement Lamp | T8 Four-Foot | Replacement Lamps (plug and play) (UL Type A) |  | standard | FALSE | [10 empty] | September, 17 2015 00:00:00 | Not Dimmable | Not Dimmable | NotYetVerified | Product Updated on 07/05/2017 | KKKYDT | [25 empty] | 5 | 1920 | 133.33 | 14.4 | 20 | 0.9 | 5000 | 80.7 |  |  |  | FALSE | FALSE | FALSE | May, 02 2018 00:00:00 | 4.3 |  | standard |  |  |  |  | March, 30 2020 00:00:00 | FALSE | FALSE | FALSE | [6 empty] | AC | [7 empty] | FALSE
PSYAA8Y4 | Truly Green Solutions | Truly Green Solutions | 834114-35-BA-F | Linear Replacement Lamp | T8 Four-Foot | Replacement Lamps (plug and play) (UL Type A) |  | standard | FALSE | [10 empty] | September, 17 2015 00:00:00 | Not Dimmable | Not Dimmable | NotYetVerified | Product Updated on 07/05/2017 | KKKYDT | [25 empty] | 5 | 1920 | 133.33 | 14.4 | 20 | 0.9 | 3500 | 81.8 |  |  |  | FALSE | FALSE | FALSE | May, 02 2018 00:00:00 | 4.3 |  | standard |  |  |  |  | March, 30 2020 00:00:00 | FALSE | FALSE | FALSE | [6 empty] | AC | [7 empty] | FALSE
PFSXDUXW | Truly Green Solutions | Truly Green Solutions | 834112-40-BA-F | Linear Replacement Lamp | T8 Four-Foot | Replacement Lamps (plug and play) (UL Type A) |  | standard | FALSE | [10 empty] | September, 17 2015 00:00:00 | Not Dimmable | Not Dimmable | NotYetVerified | Product Updated on 07/05/2017 | KKKYDS | [25 empty] | 5 | 1769 | 132.51 | 13.35 | 20 | 0.9 | 4000 | 81.8 |  |  |  | FALSE | FALSE | FALSE | May, 02 2018 00:00:00 | 4.3 |  | standard |  |  |  |  | March, 30 2020 00:00:00 | FALSE | FALSE | FALSE | [6 empty] | AC | [7 empty] | FALSE
PVMN2CU3 | Truly Green Solutions | Truly Green Solutions | 834114-45-BA-F | Linear Replacement Lamp | T8 Four-Foot | Replacement Lamps (plug and play) (UL Type A) |  | standard | FALSE | [10 empty] | September, 17 2015 00:00:00 | Not Dimmable | Not Dimmable | NotYetVerified | Product Updated on 07/05/2017 | KKKYDT | [25 empty] | 5 | 1920 | 133.33 | 14.4 | 20 | 0.9 | 4500 | 81.8 |  |  |  | FALSE | FALSE | FALSE | May, 02 2018 00:00:00 | 4.3 |  | standard |  |  |  |  | March, 30 2020 00:00:00 | FALSE | FALSE | FALSE | [6 empty] | AC | [7 empty] | FALSE
PFUAJTNZ | Truly Green Solutions | Truly Green Solutions | 834112-50-BA-F | Linear Replacement Lamp | T8 Four-Foot | Replacement Lamps (plug and play) (UL Type A) |  | standard | FALSE | [10 empty] | September, 17 2015 00:00:00 | Not Dimmable | Not Dimmable | NotYetVerified | Product Updated on 07/05/2017 | KKKYDS | [25 empty] | 5 | 1769 | 132.51 | 13.35 | 20 | 0.9 | 5000 | 80.7 |  |  |  | FALSE | FALSE | FALSE | May, 02 2018 00:00:00 | 4.3 |  | standard |  |  |  |  | March, 30 2020 00:00:00 | FALSE | FALSE | FALSE | [6 empty] | AC | [7 empty] | FALSE
PMK7XZFY | Up-shine Lighting Co., Limited | Up-shine | UP-T815W1200W(2700K) | Linear Replacement Lamp | T8 Four-Foot | Replacement Lamps (plug and play) (UL Type A) |  | standard | TRUE |  | 1779.2 | 112.22 | 15.86 | 14.27 | 0.9746 | 2658 | 83.5 | 5 | 50000 | September, 15 2015 00:00:00 | Not Dimmable | Not Dimmable | NotYetVerified |  | NNNNRT | [15 empty] | 85.2 |  | 1.24 | 1.46 | [6 empty] | 4.4 | 1650 | 110 | 15 | 14.27 | 0.9 | 2700 | 80 |  |  |  | FALSE | FALSE | FALSE | May, 02 2018 00:00:00 | 4.3 |  | standard |  |  |  |  | November, 02 2018 00:00:00 | FALSE | FALSE | FALSE | [6 empty] | AC | [7 empty] | FALSE
PKCETCK8 | ARKSMART INC | ARKSMART | ARK/UR/18T(3500K) | Linear Replacement Lamp | T8 Four-Foot | Dual Mode Internal Driver (UL Type A and Type B) |  | standard | FALSE | [10 empty] | September, 15 2015 00:00:00 | Not Dimmable | Not Dimmable | NotYetVerified | Product updated on 1/17/2017; 3/5/2018 | NNNNRU | [25 empty] | 4.4 | 2119 | 110.59 | 19.16 | 17.82 | 0.91 | 3500 | 82.8 |  |  |  | FALSE | FALSE | FALSE | May, 02 2018 00:00:00 | 4.3 |  | standard |  |  |  |  | November, 02 2018 00:00:00 | FALSE | FALSE | FALSE | [6 empty] | AC | [7 empty] | FALSE
PCY5VFMS | Axis LED Group | PATRIOT PRODUCTS | PT-T8ILT4-12W-40K-F-PP | Linear Replacement Lamp | T8 Four-Foot | Replacement Lamps (plug and play) (UL Type A) |  | standard | FALSE | [10 empty] | September, 15 2015 00:00:00 | Not Dimmable | Not Dimmable | NotYetVerified | PT-T8ILT4-12W-USA-40K-F-PP | KKKYCP | [25 empty] | 5 | 1715 | 120.86 | 14.19 | 20 | 0.9 | 4000 | 81.8 |  |  |  | FALSE | FALSE | FALSE | May, 02 2018 00:00:00 | 4.3 |  | standard |  |  |  |  | March, 30 2020 00:00:00 | FALSE | FALSE | FALSE | [6 empty] | AC | [7 empty] | FALSE
P9BPTS6Q | Axis LED Group | PATRIOT PRODUCTS | PT-T8ILT4-13W-40K-C-BC | Linear Replacement Lamp | T8 Four-Foot | Replacement Lamps (plug and play) (UL Type A) |  | standard | TRUE |  | 1930 | 135.06 | 14.29 | 14.92 | 0.9034 | 3996 | 82.7 | 5 | 50000 | September, 15 2015 00:00:00 | Not Dimmable | Not Dimmable | NotYetVerified | PT-T8ILT4-13W-USA-40K-C-BC | KKKYCZ | [15 empty] | 89.7 |  | 1.44 | 1.16 | [6 empty] | 5 | 1930 | 135.06 | 14.29 | 20 | 0.9 | 4000 | 82.7 |  |  |  | FALSE | FALSE | FALSE | May, 02 2018 00:00:00 | 4.3 |  | standard |  |  |  |  | March, 30 2020 00:00:00 | FALSE | FALSE | FALSE | [6 empty] | AC | [7 empty] | FALSE
PPKQNPCT | Up-shine Lighting Co., Limited | Up-shine | UP-T815W1200W(4000K) | Linear Replacement Lamp | T8 Four-Foot | Replacement Lamps (plug and play) (UL Type A) |  | standard | FALSE | [10 empty] | September, 15 2015 00:00:00 | Not Dimmable | Not Dimmable | NotYetVerified |  | NNNNRT | [25 empty] | 4.4 | 1650 | 110 | 15 | 14.27 | 0.9 | 4000 | 80 |  |  |  | FALSE | FALSE | FALSE | May, 02 2018 00:00:00 | 4.3 |  | standard |  |  |  |  | November, 02 2018 00:00:00 | FALSE | FALSE | FALSE | [6 empty] | AC | [7 empty] | FALSE
PUXE79SJ | ARKSMART INC | ARKSMART | ARK/UR/18T(3000K) | Linear Replacement Lamp | T8 Four-Foot | Dual Mode Internal Driver (UL Type A and Type B) |  | standard | TRUE |  | 2119 | 110.59 | 19.16 | 17.82 | 0.9052 | 2953 | 82.8 | 5 | 50000 | September, 15 2015 00:00:00 | Not Dimmable | Not Dimmable | NotYetVerified | Product updated on 1/17/2017; 3/5/2018 | NNNNRU | [15 empty] | 91.2 |  | 1.2 | 1.42 | [6 empty] | 4.4 | 2119 | 110.59 | 19.16 | 17.82 | 0.91 | 3000 | 82.8 |  |  |  | FALSE | FALSE | FALSE | May, 02 2018 00:00:00 | 4.3 |  | standard |  |  |  |  | November, 02 2018 00:00:00 | FALSE | FALSE | FALSE | [6 empty] | AC | [7 empty] | FALSE
PSWKPSVS | Axis LED Group | PATRIOT PRODUCTS | PT-T8ILT4-15W-27K-F-BC | Linear Replacement Lamp | T8 Four-Foot | Dual Mode Internal Driver (UL Type A and Type B) |  | standard | TRUE |  | 1929 | 109 | 17.7 | 17.9 | 0.9557 | 2655 | 81.6 | 5 | 50000 | September, 15 2015 00:00:00 | Not Yet Verified | Not Yet Verified | NotYetVerified | PT-T8ILT4-15W-USA-27K-F-BC; Product de-listed on 4/1/2017, re-listed on 4/28/2017 due to allowances requirements change | KKKYDE | [15 empty] | 84.9 |  | 1.25 | 1.4 | [6 empty] | 4.4 | 1929 | 109 | 17.7 |  |  | 2700 | 82 |  |  |  | FALSE | TRUE | FALSE | May, 02 2018 00:00:00 | 4.3 |  | standard |  |  |  |  | November, 02 2018 00:00:00 | FALSE | FALSE | FALSE | [6 empty] | AC | [7 empty] | FALSE
PCRZJ4SX | Axis LED Group | PATRIOT PRODUCTS | PT-T8ILT4-12W-45K-F-PP | Linear Replacement Lamp | T8 Four-Foot | Replacement Lamps (plug and play) (UL Type A) |  | standard | FALSE | [10 empty] | September, 15 2015 00:00:00 | Not Dimmable | Not Dimmable | NotYetVerified | PT-T8ILT4-12W-USA-45K-F-PP | KKKYCP | [25 empty] | 5 | 1715 | 120.86 | 14.19 | 20 | 0.9 | 4500 | 81.8 |  |  |  | FALSE | FALSE | FALSE | May, 02 2018 00:00:00 | 4.3 |  | standard |  |  |  |  | March, 30 2020 00:00:00 | FALSE | FALSE | FALSE | [6 empty] | AC | [7 empty] | FALSE
PMWVV7YB | Axis LED Group | PATRIOT PRODUCTS | PT-T8ILT4-13W-45K-C-BC | Linear Replacement Lamp | T8 Four-Foot | Replacement Lamps (plug and play) (UL Type A) |  | standard | FALSE | [10 empty] | September, 15 2015 00:00:00 | Not Dimmable | Not Dimmable | NotYetVerified | PT-T8ILT4-13W-USA-45K-C-BC | KKKYCZ | [25 empty] | 5 | 1930 | 135.06 | 14.29 | 20 | 0.9 | 4500 | 82.7 |  |  |  | FALSE | FALSE | FALSE | May, 02 2018 00:00:00 | 4.3 |  | standard |  |  |  |  | March, 30 2020 00:00:00 | FALSE | FALSE | FALSE | [6 empty] | AC | [7 empty] | FALSE
P7P16117 | Axis LED Group | PATRIOT PRODUCTS | PT-T8ILT4-13W-40K-F-BC | Linear Replacement Lamp | T8 Four-Foot | Replacement Lamps (plug and play) (UL Type A) |  | standard | TRUE |  | 1699 | 119.48 | 14.22 | 14.45 | 0.9042 | 3988 | 82.6 | 5 | 50000 | September, 15 2015 00:00:00 | Not Dimmable | Not Dimmable | NotYetVerified | PT-T8ILT4-13W-USA-40K-F-BC | KKKYDA | [15 empty] | 91.5 |  | 1.65 | 1.19 | [6 empty] | 5 | 1699 | 119.48 | 14.22 | 20 | 0.9 | 4000 | 82.6 |  |  |  | FALSE | FALSE | FALSE | May, 02 2018 00:00:00 | 4.3 |  | standard |  |  |  |  | March, 30 2020 00:00:00 | FALSE | FALSE | FALSE | [6 empty] | AC | [7 empty] | FALSE
PJH3EAUN | Axis LED Group | PATRIOT PRODUCTS | PT-T8ILT4-12W-30K-F-PP | Linear Replacement Lamp | T8 Four-Foot | Replacement Lamps (plug and play) (UL Type A) |  | standard | TRUE |  | 1715 | 120.86 | 14.19 | 8.3 | 0.9055 | 2909 | 81.8 | 5 | 50000 | September, 15 2015 00:00:00 | Not Dimmable | Not Dimmable | NotYetVerified | PT-T8ILT4-12W-USA-30K-F-PP | KKKYCP | [15 empty] | 84.5 |  | 1.33 | 1.23 | [6 empty] | 5 | 1715 | 120.86 | 14.19 | 20 | 0.9 | 3000 | 81.8 |  |  |  | FALSE | FALSE | FALSE | May, 02 2018 00:00:00 | 4.3 |  | standard |  |  |  |  | March, 30 2020 00:00:00 | FALSE | FALSE | FALSE | [6 empty] | AC | [7 empty] | FALSE
PVEGYAFM | ARKSMART INC | ARKSMART | ARK/UR/18T(4000K) | Linear Replacement Lamp | T8 Four-Foot | Dual Mode Internal Driver (UL Type A and Type B) |  | standard | FALSE | [10 empty] | September, 15 2015 00:00:00 | Not Dimmable | Not Dimmable | NotYetVerified | Product updated on 1/17/2017; 3/5/2018 | NNNNRU | [25 empty] | 4.4 | 2119 | 110.59 | 19.16 | 17.82 | 0.91 | 4000 | 82.8 |  |  |  | FALSE | FALSE | FALSE | May, 02 2018 00:00:00 | 4.3 |  | standard |  |  |  |  | November, 02 2018 00:00:00 | FALSE | FALSE | FALSE | [6 empty] | AC | [7 empty] | FALSE
P1RYCBTY | Axis LED Group | PATRIOT PRODUCTS | PT-T8ILT4-15W-27K-C-BC | Linear Replacement Lamp | T8 Four-Foot | Dual Mode Internal Driver (UL Type A and Type B) |  | standard | FALSE | [10 empty] | September, 15 2015 00:00:00 | Not Yet Verified | Not Yet Verified | NotYetVerified | PT-T8ILT4-15W-USA-27K-C-BC; Product de-listed on 4/1/2017, re-listed on 4/28/2017 due to allowances requirements change | KKKYDE | [25 empty] | 4.4 | 1929 | 109 | 17.7 | 8.75 | 0.9936 | 2700 | 81.6 |  |  |  | FALSE | TRUE | FALSE | May, 02 2018 00:00:00 | 4.3 |  | standard |  |  |  |  | November, 02 2018 00:00:00 | FALSE | FALSE | FALSE | [6 empty] | AC | [7 empty] | FALSE
P7E6EC8U | Up-shine Lighting Co., Limited | Up-shine | UP-T815W1200W(5000K) | Linear Replacement Lamp | T8 Four-Foot | Replacement Lamps (plug and play) (UL Type A) |  | standard | FALSE | [10 empty] | September, 15 2015 00:00:00 | Not Dimmable | Not Dimmable | NotYetVerified |  | NNNNRT | [25 empty] | 4.4 | 1650 | 110 | 15 | 14.27 | 0.9 | 5000 | 80 |  |  |  | FALSE | FALSE | FALSE | May, 02 2018 00:00:00 | 4.3 |  | standard |  |  |  |  | November, 02 2018 00:00:00 | FALSE | FALSE | FALSE | [6 empty] | AC | [7 empty] | FALSE
PPBCM47Y | Axis LED Group | PATRIOT PRODUCTS | PT-T8ILT4-12W-50K-F-PP | Linear Replacement Lamp | T8 Four-Foot | Replacement Lamps (plug and play) (UL Type A) |  | standard | FALSE | [10 empty] | September, 15 2015 00:00:00 | Not Dimmable | Not Dimmable | NotYetVerified | PT-T8ILT4-12W-USA-50K-F-PP | KKKYCP | [25 empty] | 5 | 1856 | 129.52 | 14.33 | 20 | 0.9 | 5000 | 80.7 |  |  |  | FALSE | FALSE | FALSE | May, 02 2018 00:00:00 | 4.3 |  | standard |  |  |  |  | March, 30 2020 00:00:00 | FALSE | FALSE | FALSE | [6 empty] | AC | [7 empty] | FALSE
P386713K | Axis LED Group | PATRIOT PRODUCTS | PT-T8ILT4-16W-30K-F-PP | Linear Replacement Lamp | T8 Four-Foot | Replacement Lamps (plug and play) (UL Type A) |  | standard | TRUE |  | 2072 | 121.1 | 17.08 | 12.9 | 0.9081 | 2932 | 82.2 | 5 | 50000 | September, 15 2015 00:00:00 | Not Dimmable | Not Dimmable | NotYetVerified | PT-T8ILT4-16W-USA-30K-F-PP; Product de-listed on 4/1/2017, re-listed on 4/28/2017 due to allowances requirements change | KKKYCR | [15 empty] | 84.5 |  | 1.25 | 1.21 | [6 empty] | 5 | 2072 | 121.31 | 17.08 | 20 | 0.9 | 3000 | 81.8 |  |  |  | TRUE | FALSE | FALSE | May, 02 2018 00:00:00 | 4.3 |  | standard |  |  |  |  | March, 30 2020 00:00:00 | FALSE | FALSE | FALSE | [6 empty] | AC | [7 empty] | FALSE
PHK22ABB | Axis LED Group | PATRIOT PRODUCTS | PT-T8ILT4-15W-30K-C-BC | Linear Replacement Lamp | T8 Four-Foot | Dual Mode Internal Driver (UL Type A and Type B) |  | standard | FALSE | [10 empty] | September, 15 2015 00:00:00 | Not Yet Verified | Not Yet Verified | NotYetVerified | PT-T8ILT4-15W-USA-30K-C-BC; Product de-listed on 4/1/2017, re-listed on 4/28/2017 due to allowances requirements change | KKKYDE | [25 empty] | 4.4 | 1929 | 109 | 17.7 | 8.75 | 0.9936 | 3000 | 81.6 |  |  |  | TRUE | FALSE | FALSE | May, 02 2018 00:00:00 | 4.3 |  | standard |  |  |  |  | November, 02 2018 00:00:00 | FALSE | FALSE | FALSE | [6 empty] | AC | [7 empty] | FALSE
PV4THADY | Axis LED Group | PATRIOT PRODUCTS | PT-T8ILT4-15W-30K-F-BC | Linear Replacement Lamp | T8 Four-Foot | Dual Mode Internal Driver (UL Type A and Type B) |  | standard | FALSE | [10 empty] | September, 15 2015 00:00:00 | Not Yet Verified | Not Yet Verified | NotYetVerified | PT-T8ILT4-15W-USA-30K-F-BC; Product de-listed on 4/1/2017, re-listed on 4/28/2017 due to allowances requirements change | KKKYDE | [25 empty] | 4.4 | 1929 | 109 | 17.7 | 8.75 | 0.9936 | 3000 | 81.6 |  |  |  | TRUE | FALSE | FALSE | May, 02 2018 00:00:00 | 4.3 |  | standard |  |  |  |  | November, 02 2018 00:00:00 | FALSE | FALSE | FALSE | [6 empty] | AC | [7 empty] | FALSE
PGTJVF3D | ARKSMART INC | ARKSMART | ARK/UR/18T(4500K) | Linear Replacement Lamp | T8 Four-Foot | Dual Mode Internal Driver (UL Type A and Type B) |  | standard | FALSE | [10 empty] | September, 15 2015 00:00:00 | Not Dimmable | Not Dimmable | NotYetVerified | Product updated on 1/17/2017; 3/5/2018 | NNNNRU | [25 empty] | 4.4 | 2119 | 110.59 | 19.16 | 17.82 | 0.91 | 4500 | 82.8 |  |  |  | FALSE | FALSE | FALSE | May, 02 2018 00:00:00 | 4.3 |  | standard |  |  |  |  | November, 02 2018 00:00:00 | FALSE | FALSE | FALSE | [6 empty] | AC | [7 empty] | FALSE
P4DGD1GE | Axis LED Group | PATRIOT PRODUCTS | PT-T8ILT4-13W-45K-F-BC | Linear Replacement Lamp | T8 Four-Foot | Replacement Lamps (plug and play) (UL Type A) |  | standard | FALSE | [10 empty] | September, 15 2015 00:00:00 | Not Dimmable | Not Dimmable | NotYetVerified | PT-T8ILT4-13W-USA-45K-F-BC | KKKYDA | [25 empty] | 5 | 1699 | 119.48 | 14.22 | 20 | 0.9 | 4500 | 82.6 |  |  |  | FALSE | FALSE | FALSE | May, 02 2018 00:00:00 | 4.3 |  | standard |  |  |  |  | March, 30 2020 00:00:00 | FALSE | FALSE | FALSE | [6 empty] | AC | [7 empty] | FALSE
PCXCFWCS | Axis LED Group | PATRIOT PRODUCTS | PT-T8ILT4-13W-50K-F-BC | Linear Replacement Lamp | T8 Four-Foot | Replacement Lamps (plug and play) (UL Type A) |  | standard | FALSE | [10 empty] | September, 15 2015 00:00:00 | Not Dimmable | Not Dimmable | NotYetVerified | PT-T8ILT4-13W-USA-50K-F-BC | KKKYDA | [25 empty] | 5 | 1753 | 121.31 | 14.45 | 20 | 0.9 | 5000 | 82.3 |  |  |  | FALSE | FALSE | FALSE | May, 02 2018 00:00:00 | 4.3 |  | standard |  |  |  |  | March, 30 2020 00:00:00 | FALSE | FALSE | FALSE | [6 empty] | AC | [7 empty] | FALSE
P42JAQRV | ARKSMART INC | ARKSMART | ARK/UR/18T(5000K) | Linear Replacement Lamp | T8 Four-Foot | Dual Mode Internal Driver (UL Type A and Type B) |  | standard | FALSE | [10 empty] | September, 15 2015 00:00:00 | Not Dimmable | Not Dimmable | NotYetVerified | Product updated on 1/17/2017; 3/5/2018 | NNNNRU | [25 empty] | 4.4 | 2198 | 113.47 | 19.37 | 18.67 | 0.9 | 5000 | 81 |  |  |  | FALSE | FALSE | FALSE | May, 02 2018 00:00:00 | 4.3 |  | standard |  |  |  |  | November, 02 2018 00:00:00 | FALSE | FALSE | FALSE | [6 empty] | AC | [7 empty] | FALSE
PQGFDXC2 | Up-shine Lighting Co., Limited | Up-shine | UP-T815W1200W(3000K) | Linear Replacement Lamp | T8 Four-Foot | Replacement Lamps (plug and play) (UL Type A) |  | standard | FALSE | [10 empty] | September, 15 2015 00:00:00 | Not Dimmable | Not Dimmable | NotYetVerified |  | NNNNRT | [25 empty] | 4.4 | 1650 | 110 | 15 | 14.27 | 0.9 | 3000 | 80 |  |  |  | FALSE | FALSE | FALSE | May, 02 2018 00:00:00 | 4.3 |  | standard |  |  |  |  | November, 02 2018 00:00:00 | FALSE | FALSE | FALSE | [6 empty] | AC | [7 empty] | FALSE
PAZ9GSPY | Up-shine Lighting Co., Limited | Up-shine | UP-T815W1200W(3500K) | Linear Replacement Lamp | T8 Four-Foot | Replacement Lamps (plug and play) (UL Type A) |  | standard | FALSE | [10 empty] | September, 15 2015 00:00:00 | Not Dimmable | Not Dimmable | NotYetVerified |  | NNNNRT | [25 empty] | 4.4 | 1650 | 110 | 15 | 14.27 | 0.9 | 3500 | 80 |  |  |  | FALSE | FALSE | FALSE | May, 02 2018 00:00:00 | 4.3 |  | standard |  |  |  |  | November, 02 2018 00:00:00 | FALSE | FALSE | FALSE | [6 empty] | AC | [7 empty] | FALSE
P8H1PYZN | Axis LED Group | PATRIOT PRODUCTS | PT-T8ILT4-12W-35K-F-PP | Linear Replacement Lamp | T8 Four-Foot | Replacement Lamps (plug and play) (UL Type A) |  | standard | FALSE | [10 empty] | September, 15 2015 00:00:00 | Not Dimmable | Not Dimmable | NotYetVerified | PT-T8ILT4-12W-USA-35K-F-PP | KKKYCP | [25 empty] | 5 | 1715 | 120.86 | 14.19 | 20 | 0.9 | 3500 | 81.8 |  |  |  | FALSE | FALSE | FALSE | May, 02 2018 00:00:00 | 4.3 |  | standard |  |  |  |  | March, 30 2020 00:00:00 | FALSE | FALSE | FALSE | [6 empty] | AC | [7 empty] | FALSE
PSBHFFM8 | Axis LED Group | PATRIOT PRODUCTS | PT-T8ILT4-13W-50K-C-BC | Linear Replacement Lamp | T8 Four-Foot | Replacement Lamps (plug and play) (UL Type A) |  | standard | FALSE | [10 empty] | September, 15 2015 00:00:00 | Not Dimmable | Not Dimmable | NotYetVerified | PT-T8ILT4-13W-USA-50K-C-BC | KKKYCZ | [25 empty] | 5 | 2001 | 136.87 | 14.62 | 20 | 0.9 | 5000 | 82.3 |  |  |  | FALSE | FALSE | FALSE | May, 02 2018 00:00:00 | 4.3 |  | standard |  |  |  |  | March, 30 2020 00:00:00 | FALSE | FALSE | FALSE | [6 empty] | AC | [7 empty] | FALSE
PB7S9UUA | Westinghouse Lighting | WESTINGHOUSE | LED 17T8/48/30 Direct Install | Linear Replacement Lamp | T8 Four-Foot | Replacement Lamps (plug and play) (UL Type A) |  | standard | TRUE |  | 2327.8 | 111.75 | 20.83 | 4.41 | 0.986 | 3088 | 85 | 5 | 50000 | September, 10 2015 00:00:00 | Not Dimmable | Not Dimmable | NotYetVerified | Internal Driver; operates off fluorescent ballast; Product de-listed on 4/1/2017, re-listed on 4/28/2017 due to allowances requirements change | PPPPSQ | [15 empty] | 86.4 |  | 1.22 | 1.48 | [6 empty] | 4.4 | 2300 | 109 | 21 | 20 | 0.9 | 3000 | 82 |  |  |  | TRUE | FALSE | FALSE | May, 02 2018 00:00:00 | 4.3 |  | standard |  |  |  |  | November, 02 2018 00:00:00 | FALSE | FALSE | FALSE | [6 empty] | AC | [7 empty] | FALSE
PBEUH2PZ | US VAOPTO, Inc. | VaOpto | VO-T8-WW-15F4-C | Linear Replacement Lamp | T8 Four-Foot | Dual Mode Internal Driver (UL Type A and Type B) |  | standard | TRUE |  | 1929 | 109 | 17.7 | 17.9 | 0.9557 | 2655 | 81.6 | 5 | 50000 | September, 10 2015 00:00:00 | Not Yet Verified | Not Yet Verified | NotYetVerified | Internal driver; operates off existing fluorescent ballast; Product de-listed on 4/1/2017, re-listed on 4/28/2017 due to allowances requirements change | KKKYCH | [15 empty] | 84.9 |  | 1.25 | 1.4 | [6 empty] | 4.4 | 1929 | 109 | 17.7 |  |  | 2700 | 82 |  |  |  | FALSE | TRUE | FALSE | May, 02 2018 00:00:00 | 4.3 |  | standard |  |  |  |  | November, 02 2018 00:00:00 | FALSE | FALSE | FALSE | [6 empty] | AC | [7 empty] | FALSE
P4MCMRNP | SIX SEASONS INDUSTRIAL CO LTD | SIX SEASONS | T8-04-C(3000K) | Linear Replacement Lamp | T8 Four-Foot | Dual Mode Internal Driver (UL Type A and Type B) |  | standard | TRUE |  | 2401 | 121.32 | 19.79 | 15.96 | 0.9044 | 2960 | 81.9 | 5 | 50000 | September, 09 2015 00:00:00 | Not Dimmable | Not Dimmable | NotYetVerified |  | KKKYBP | [15 empty] | 90.9 |  | 1.34 | 1.36 | [6 empty] | 5 | 2401 | 121.32 | 19.79 | 15.96 | 0.9044 | 2960 | 81.9 |  |  |  | FALSE | FALSE | FALSE | May, 02 2018 00:00:00 | 4.3 |  | standard |  |  |  |  | March, 30 2020 00:00:00 | FALSE | FALSE | FALSE | [6 empty] | AC | [7 empty] | FALSE
P2ZP1ZCX | SIX SEASONS INDUSTRIAL CO LTD | SIX SEASONS | T8-04-C(4500K) | Linear Replacement Lamp | T8 Four-Foot | Dual Mode Internal Driver (UL Type A and Type B) |  | standard | FALSE | [10 empty] | September, 09 2015 00:00:00 | Not Dimmable | Not Dimmable | NotYetVerified |  | KKKYBP | [25 empty] | 5 | 2403 | 123.74 | 19.42 | 15.96 | 0.9044 | 4500 | 81.9 |  |  |  | FALSE | FALSE | FALSE | May, 02 2018 00:00:00 | 4.3 |  | standard |  |  |  |  | March, 30 2020 00:00:00 | FALSE | FALSE | FALSE | [6 empty] | AC | [7 empty] | FALSE
PGCTE5DE | SIX SEASONS INDUSTRIAL CO LTD | SIX SEASONS | T8-04-C(3500K) | Linear Replacement Lamp | T8 Four-Foot | Dual Mode Internal Driver (UL Type A and Type B) |  | standard | FALSE | [10 empty] | September, 09 2015 00:00:00 | Not Dimmable | Not Dimmable | NotYetVerified |  | KKKYBP | [25 empty] | 5 | 2403 | 123.74 | 19.42 | 15.96 | 0.9044 | 3500 | 81.9 |  |  |  | FALSE | FALSE | FALSE | May, 02 2018 00:00:00 | 4.3 |  | standard |  |  |  |  | March, 30 2020 00:00:00 | FALSE | FALSE | FALSE | [6 empty] | AC | [7 empty] | FALSE
P4YEDKKX | SIX SEASONS INDUSTRIAL CO LTD | SIX SEASONS | T8-04-C(4000K) | Linear Replacement Lamp | T8 Four-Foot | Dual Mode Internal Driver (UL Type A and Type B) |  | standard | FALSE | [10 empty] | September, 09 2015 00:00:00 | Not Dimmable | Not Dimmable | NotYetVerified |  | KKKYBP | [25 empty] | 5 | 2403 | 123.74 | 19.42 | 15.96 | 0.9044 | 4000 | 81.9 |  |  |  | FALSE | FALSE | FALSE | May, 02 2018 00:00:00 | 4.3 |  | standard |  |  |  |  | March, 30 2020 00:00:00 | FALSE | FALSE | FALSE | [6 empty] | AC | [7 empty] | FALSE
PZSXE4KQ | SIX SEASONS INDUSTRIAL CO LTD | SIX SEASONS | T8-04-C(5000K) | Linear Replacement Lamp | T8 Four-Foot | Dual Mode Internal Driver (UL Type A and Type B) |  | standard | FALSE | [10 empty] | September, 09 2015 00:00:00 | Not Dimmable | Not Dimmable | NotYetVerified |  | KKKYBP | [25 empty] | 5 | 2684 | 138.71 | 19.35 | 15.71 | 0.9085 | 5000 | 83.2 |  |  |  | FALSE | FALSE | FALSE | May, 02 2018 00:00:00 | 4.3 |  | standard |  |  |  |  | March, 30 2020 00:00:00 | FALSE | FALSE | FALSE | [6 empty] | AC | [7 empty] | FALSE
P1WW9J7F | Conglom Inc | Luminus | PLT014T2 | Linear Replacement Lamp | T8 Four-Foot | Replacement Lamps (plug and play) (UL Type A) |  | standard | TRUE |  | 2248.1 | 117.39 | 19.15 | 19.4 | 0.9958 | 4046 | 83.9 | 5 | 50000 | September, 08 2015 00:00:00 | Not Dimmable | Not Dimmable | No |  | DDDGAO | [15 empty] | 82.4 |  | 1.3 | 1.24 | [6 empty] | 5 | 2200 | 117.39 | 19 | 19.4 | 0.9958 | 4000 | 80 |  |  |  | FALSE | FALSE | FALSE | May, 02 2018 00:00:00 | 4.3 |  | standard |  |  |  |  | March, 30 2020 00:00:00 | FALSE | FALSE | FALSE | [6 empty] | AC | [7 empty] | FALSE
PDE8PPBT | Conglom Inc | Luminus | CUT014T2 | Linear Replacement Lamp | T8 Four-Foot | Replacement Lamps (plug and play) (UL Type A) |  | standard | TRUE |  | 2248.1 | 117.39 | 19.15 | 19.4 | 0.9958 | 4046 | 83.9 | 5 | 50000 | September, 08 2015 00:00:00 | Not Dimmable | Not Dimmable | No |  | DDDGAO | [15 empty] | 82.4 |  | 1.3 | 1.24 | [6 empty] | 5 | 2200 | 117.39 | 19 | 19.4 | 0.9958 | 4000 | 80 |  |  |  | FALSE | FALSE | FALSE | May, 02 2018 00:00:00 | 4.3 |  | standard |  |  |  |  | March, 30 2020 00:00:00 | FALSE | FALSE | FALSE | [6 empty] | AC | [7 empty] | FALSE
P6PXZRM3 | Up-shine Lighting Co., Limited | Up-shine | UP-T818W1200W(3500K) | Linear Replacement Lamp | T8 Four-Foot | Dual Mode Internal Driver (UL Type A and Type B) |  | standard | FALSE | [10 empty] | September, 03 2015 00:00:00 | Not Dimmable | Not Dimmable | FALSE | Product Updated on 9/16/2016 | UUUUVU | [25 empty] | 4.4 | 1980 | 110 | 18 | 10.19 | 0.9 | 3500 | 80 |  |  |  | FALSE | FALSE | FALSE | May, 02 2018 00:00:00 | 4.3 |  | standard |  |  |  |  | November, 02 2018 00:00:00 | FALSE | FALSE | FALSE | [6 empty] | AC | [7 empty] | FALSE
P2SKV5TJ | Torshare Ltd | TORSHARE | T8-18W-120-JHC(Clear Cover)(3000K) | Linear Replacement Lamp | T8 Four-Foot | Replacement Lamps (plug and play) (UL Type A) |  | standard | FALSE | [10 empty] | September, 03 2015 00:00:00 | Not Dimmable | Not Dimmable | No |  | OOOOUB | [25 empty] | 5 | 2648 | 120.86 | 21.91 | 15.34 | 0.975 | 3000 | 80.3 |  |  |  | FALSE | FALSE | FALSE | May, 02 2018 00:00:00 | 4.3 |  | standard |  |  |  |  | March, 30 2020 00:00:00 | FALSE | FALSE | FALSE | [6 empty] | AC | [7 empty] | FALSE
P62CMZAG | Up-shine Lighting Co., Limited | Up-shine | UP-T818W1200W(4000K) | Linear Replacement Lamp | T8 Four-Foot | Dual Mode Internal Driver (UL Type A and Type B) |  | standard | FALSE | [10 empty] | September, 03 2015 00:00:00 | Not Dimmable | Not Dimmable | FALSE | Product Updated on 9/16/2016 | UUUUVU | [25 empty] | 4.4 | 1980 | 110 | 18 | 10.19 | 0.9 | 4000 | 80 |  |  |  | FALSE | FALSE | FALSE | May, 02 2018 00:00:00 | 4.3 |  | standard |  |  |  |  | November, 02 2018 00:00:00 | FALSE | FALSE | FALSE | [6 empty] | AC | [7 empty] | FALSE
PHC8FVZ5 | Up-shine Lighting Co., Limited | Up-shine | UP-T818W1200W(5000K) | Linear Replacement Lamp | T8 Four-Foot | Dual Mode Internal Driver (UL Type A and Type B) |  | standard | FALSE | [10 empty] | September, 03 2015 00:00:00 | Not Dimmable | Not Dimmable | FALSE | Product Updated on 9/16/2016 | UUUUVU | [25 empty] | 4.4 | 1980 | 110 | 18 | 10.19 | 0.9 | 5000 | 80 |  |  |  | FALSE | FALSE | FALSE | May, 02 2018 00:00:00 | 4.3 |  | standard |  |  |  |  | November, 02 2018 00:00:00 | FALSE | FALSE | FALSE | [6 empty] | AC | [7 empty] | FALSE
P5CWZ3BY | Torshare Ltd | TORSHARE | T8-18W-120-JHC(Clear Cover)(4500K) | Linear Replacement Lamp | T8 Four-Foot | Replacement Lamps (plug and play) (UL Type A) |  | standard | FALSE | [10 empty] | September, 03 2015 00:00:00 | Not Dimmable | Not Dimmable | No |  | OOOOUB | [25 empty] | 5 | 2648 | 120.86 | 21.91 | 15.34 | 0.975 | 4500 | 80.3 |  |  |  | FALSE | FALSE | FALSE | May, 02 2018 00:00:00 | 4.3 |  | standard |  |  |  |  | March, 30 2020 00:00:00 | FALSE | FALSE | FALSE | [6 empty] | AC | [7 empty] | FALSE
PXD5PUJW | Torshare Ltd | TORSHARE | T8-18W-120-JHC(Clear Cover)(2700K) | Linear Replacement Lamp | T8 Four-Foot | Replacement Lamps (plug and play) (UL Type A) |  | standard | TRUE |  | 2648 | 120.86 | 21.91 | 15.34 | 0.975 | 2799 | 80.3 | 5 | 50000 | September, 03 2015 00:00:00 | Not Dimmable | Not Dimmable | No |  | OOOOUB | [15 empty] | 91.3 |  | 1.3 | 1.38 | [6 empty] | 5 | 2648 | 120.86 | 21.91 | 15.34 | 0.975 | 2700 | 80.3 |  |  |  | FALSE | FALSE | FALSE | May, 02 2018 00:00:00 | 4.3 |  | standard |  |  |  |  | March, 30 2020 00:00:00 | FALSE | FALSE | FALSE | [6 empty] | AC | [7 empty] | FALSE
PT8QJH38 | Torshare Ltd | TORSHARE | T8-18W-120-JHC-50K [Frosted Lens] | Linear Replacement Lamp | T8 Four-Foot | Replacement Lamps (plug and play) (UL Type A) |  | standard | FALSE | [10 empty] | September, 03 2015 00:00:00 | Not Dimmable | Not Dimmable | No | Updated 7/26/2017 | NNNMLX | [25 empty] | 5 | 2351 | 124.99 | 18.81 | 6.71 | 0.95 | 5000 | 83 |  |  |  | FALSE | FALSE | FALSE | May, 02 2018 00:00:00 | 4.3 |  | standard |  |  |  |  | March, 30 2020 00:00:00 | FALSE | FALSE | FALSE | [6 empty] | AC | [7 empty] | FALSE
PJX62U6Y | Up-shine Lighting Co., Limited | Up-shine | UP-T818W1200W(2700K) | Linear Replacement Lamp | T8 Four-Foot | Dual Mode Internal Driver (UL Type A and Type B) |  | standard | TRUE |  | 2113.6 | 110.35 | 19.15 | 10.19 | 0.9878 | 2655 | 83.2 | 5 | 50000 | September, 03 2015 00:00:00 | Not Dimmable | Not Dimmable | FALSE | Product Updated on 9/16/2016 | UUUUVU | [15 empty] | 84.9 |  | 1.24 | 1.42 | [6 empty] | 4.4 | 1980 | 110 | 18 | 10.19 | 0.9 | 2700 | 80 |  |  |  | FALSE | FALSE | FALSE | May, 02 2018 00:00:00 | 4.3 |  | standard |  |  |  |  | November, 02 2018 00:00:00 | FALSE | FALSE | FALSE | [6 empty] | AC | [7 empty] | FALSE
PDJXAF6V | Torshare Ltd | TORSHARE | T8-18W-120-JHC(Clear Cover)(3500K) | Linear Replacement Lamp | T8 Four-Foot | Replacement Lamps (plug and play) (UL Type A) |  | standard | FALSE | [10 empty] | September, 03 2015 00:00:00 | Not Dimmable | Not Dimmable | No |  | OOOOUB | [25 empty] | 5 | 2648 | 120.86 | 21.91 | 15.34 | 0.975 | 3500 | 80.3 |  |  |  | FALSE | FALSE | FALSE | May, 02 2018 00:00:00 | 4.3 |  | standard |  |  |  |  | March, 30 2020 00:00:00 | FALSE | FALSE | FALSE | [6 empty] | AC | [7 empty] | FALSE
PK518XQ3 | Torshare Ltd | TORSHARE | T8-18W-120-JHC-40K [Frosted Lens] | Linear Replacement Lamp | T8 Four-Foot | Replacement Lamps (plug and play) (UL Type A) |  | standard | TRUE |  | 2303 | 123.42 | 18.66 | 5.94 | 0.9714 | 4119 | 82.2 | 5 | 50000 | September, 03 2015 00:00:00 | Not Dimmable | Not Dimmable | No | Updated 7/26/2017 | NNNMLX | [15 empty] | 84.7 |  | 1.18 | 1.28 | [6 empty] | 5 | 2303 | 123.42 | 18.66 | 6.13 | 0.95 | 4000 | 82.2 |  |  |  | FALSE | FALSE | FALSE | May, 02 2018 00:00:00 | 4.3 |  | standard |  |  |  |  | March, 30 2020 00:00:00 | FALSE | FALSE | FALSE | [6 empty] | AC | [7 empty] | FALSE
P29HUV7P | Up-shine Lighting Co., Limited | Up-shine | UP-T818W1200W(3000K) | Linear Replacement Lamp | T8 Four-Foot | Dual Mode Internal Driver (UL Type A and Type B) |  | standard | FALSE | [10 empty] | September, 03 2015 00:00:00 | Not Dimmable | Not Dimmable | FALSE | Product Updated on 9/16/2016 | UUUUVU | [25 empty] | 4.4 | 1980 | 110 | 18 | 10.19 | 0.9 | 3000 | 80 |  |  |  | FALSE | FALSE | FALSE | May, 02 2018 00:00:00 | 4.3 |  | standard |  |  |  |  | November, 02 2018 00:00:00 | FALSE | FALSE | FALSE | [6 empty] | AC | [7 empty] | FALSE
P6DDMA9V | Torshare Ltd | TORSHARE | T8-18W-120-JHC(Clear Cover)(4000K) | Linear Replacement Lamp | T8 Four-Foot | Replacement Lamps (plug and play) (UL Type A) |  | standard | FALSE | [10 empty] | September, 03 2015 00:00:00 | Not Dimmable | Not Dimmable | No |  | OOOOUB | [25 empty] | 5 | 2648 | 120.86 | 21.91 | 15.34 | 0.975 | 4000 | 80.3 |  |  |  | FALSE | FALSE | FALSE | May, 02 2018 00:00:00 | 4.3 |  | standard |  |  |  |  | March, 30 2020 00:00:00 | FALSE | FALSE | FALSE | [6 empty] | AC | [7 empty] | FALSE
P25UDFGQ | Torshare Ltd | TORSHARE | T8-18W-120-JHC(Clear Cover)(5000K) | Linear Replacement Lamp | T8 Four-Foot | Replacement Lamps (plug and play) (UL Type A) |  | standard | FALSE | [10 empty] | September, 03 2015 00:00:00 | Not Dimmable | Not Dimmable | No |  | OOOOUB | [25 empty] | 5 | 2866 | 131.29 | 21.83 | 15.87 | 0.974 | 5000 | 81 |  |  |  | FALSE | FALSE | FALSE | May, 02 2018 00:00:00 | 4.3 |  | standard |  |  |  |  | March, 30 2020 00:00:00 | FALSE | FALSE | FALSE | [6 empty] | AC | [7 empty] | FALSE
PG79D81Z | DongGuan Pan American Electronics Co.,Ltd | PAN AMERICAN | BT816W4FT(FROSTED LENS)(4000K) | Linear Replacement Lamp | T8 Four-Foot | Replacement Lamps (plug and play) (UL Type A) |  | standard | FALSE | [10 empty] | September, 02 2015 00:00:00 | Not Dimmable | Not Dimmable | NotYetVerified | Nominal wattage 16W | KKKYBH | [25 empty] | 5 | 2072 | 121.31 | 17.08 | 20 | 0.9 | 4000 | 81.8 |  |  |  | FALSE | FALSE | FALSE | May, 02 2018 00:00:00 | 4.3 |  | standard |  |  |  |  | March, 30 2020 00:00:00 | FALSE | FALSE | FALSE | [6 empty] | AC | [7 empty] | FALSE
PXXMD7XB | DongGuan Pan American Electronics Co.,Ltd | PAN AMERICAN | BT814W4FT(FROSTED LENS)(5000K) | Linear Replacement Lamp | T8 Four-Foot | Replacement Lamps (plug and play) (UL Type A) |  | standard | FALSE | [10 empty] | September, 02 2015 00:00:00 | Not Dimmable | Not Dimmable | NotYetVerified | Nominal wattage 14W | KKKYBG | [25 empty] | 5 | 2103 | 130.46 | 16.12 | 20 | 0.9 | 5000 | 80.7 |  |  |  | FALSE | FALSE | FALSE | May, 02 2018 00:00:00 | 4.3 |  | standard |  |  |  |  | March, 30 2020 00:00:00 | FALSE | FALSE | FALSE | [6 empty] | AC | [7 empty] | FALSE
PQ4BBC7U | DongGuan Pan American Electronics Co.,Ltd | PAN AMERICAN | BT816W4FT(FROSTED LENS)(5000K) | Linear Replacement Lamp | T8 Four-Foot | Replacement Lamps (plug and play) (UL Type A) |  | standard | FALSE | [10 empty] | September, 02 2015 00:00:00 | Not Dimmable | Not Dimmable | NotYetVerified | Nominal wattage 16W | KKKYBH | [25 empty] | 5 | 2250 | 131.43 | 17.12 | 20 | 0.9 | 5000 | 80.7 |  |  |  | FALSE | FALSE | FALSE | May, 02 2018 00:00:00 | 4.3 |  | standard |  |  |  |  | March, 30 2020 00:00:00 | FALSE | FALSE | FALSE | [6 empty] | AC | [7 empty] | FALSE
PG3AEBVB | DongGuan Pan American Electronics Co.,Ltd | PAN AMERICAN | BT814W4FT(FROSTED LENS)(3000K) | Linear Replacement Lamp | T8 Four-Foot | Replacement Lamps (plug and play) (UL Type A) |  | standard | TRUE |  | 1949 | 121.58 | 16.03 | 9.2 | 0.9128 | 2931 | 82 | 5 | 50000 | September, 02 2015 00:00:00 | Not Dimmable | Not Dimmable | NotYetVerified | Nominal wattage 14W | KKKYBG | [15 empty] | 84.6 |  | 1.38 | 1.22 | [6 empty] | 5 | 1949 | 121.58 | 16.03 | 20 | 0.9 | 3000 | 81.8 |  |  |  | FALSE | FALSE | FALSE | May, 02 2018 00:00:00 | 4.3 |  | standard |  |  |  |  | March, 30 2020 00:00:00 | FALSE | FALSE | FALSE | [6 empty] | AC | [7 empty] | FALSE
PAFJCKT1 | DongGuan Pan American Electronics Co.,Ltd | PAN AMERICAN | BT812W4FT(FROSTED LENS)(3500K) | Linear Replacement Lamp | T8 Four-Foot | Replacement Lamps (plug and play) (UL Type A) |  | standard | FALSE | [10 empty] | September, 02 2015 00:00:00 | Not Dimmable | Not Dimmable | NotYetVerified | Nominal wattage 12W | KKKYBF | [25 empty] | 5 | 1715 | 120.86 | 14.19 | 20 | 0.9 | 3500 | 81.8 |  |  |  | FALSE | FALSE | FALSE | May, 02 2018 00:00:00 | 4.3 |  | standard |  |  |  |  | March, 30 2020 00:00:00 | FALSE | FALSE | FALSE | [6 empty] | AC | [7 empty] | FALSE
PCWEBQ97 | DongGuan Pan American Electronics Co.,Ltd | PAN AMERICAN | BT812W4FT(FROSTED LENS)(4000K) | Linear Replacement Lamp | T8 Four-Foot | Replacement Lamps (plug and play) (UL Type A) |  | standard | FALSE | [10 empty] | September, 02 2015 00:00:00 | Not Dimmable | Not Dimmable | NotYetVerified | Nominal wattage 12W | KKKYBF | [25 empty] | 5 | 1715 | 120.86 | 14.19 | 20 | 0.9 | 4000 | 81.8 |  |  |  | FALSE | FALSE | FALSE | May, 02 2018 00:00:00 | 4.3 |  | standard |  |  |  |  | March, 30 2020 00:00:00 | FALSE | FALSE | FALSE | [6 empty] | AC | [7 empty] | FALSE
PC37D45M | DongGuan Pan American Electronics Co.,Ltd | PAN AMERICAN | BT814W4FT(FROSTED LENS)(3500K) | Linear Replacement Lamp | T8 Four-Foot | Replacement Lamps (plug and play) (UL Type A) |  | standard | FALSE | [10 empty] | September, 02 2015 00:00:00 | Not Dimmable | Not Dimmable | NotYetVerified | Nominal wattage 14W | KKKYBG | [25 empty] | 5 | 1949 | 121.58 | 16.03 | 20 | 0.9 | 3500 | 81.8 |  |  |  | FALSE | FALSE | FALSE | May, 02 2018 00:00:00 | 4.3 |  | standard |  |  |  |  | March, 30 2020 00:00:00 | FALSE | FALSE | FALSE | [6 empty] | AC | [7 empty] | FALSE
PDA4C84B | DongGuan Pan American Electronics Co.,Ltd | PAN AMERICAN | BT814W4FT(FROSTED LENS)(4000K) | Linear Replacement Lamp | T8 Four-Foot | Replacement Lamps (plug and play) (UL Type A) |  | standard | FALSE | [10 empty] | September, 02 2015 00:00:00 | Not Dimmable | Not Dimmable | NotYetVerified | Nominal wattage 14W | KKKYBG | [25 empty] | 5 | 1949 | 121.58 | 16.03 | 20 | 0.9 | 4000 | 81.8 |  |  |  | FALSE | FALSE | FALSE | May, 02 2018 00:00:00 | 4.3 |  | standard |  |  |  |  | March, 30 2020 00:00:00 | FALSE | FALSE | FALSE | [6 empty] | AC | [7 empty] | FALSE
PUDTCKCE | DongGuan Pan American Electronics Co.,Ltd | PAN AMERICAN | BT814W4FT(FROSTED LENS)(4500K) | Linear Replacement Lamp | T8 Four-Foot | Replacement Lamps (plug and play) (UL Type A) |  | standard | FALSE | [10 empty] | September, 02 2015 00:00:00 | Not Dimmable | Not Dimmable | NotYetVerified | Nominal wattage 14W | KKKYBG | [25 empty] | 5 | 1949 | 121.58 | 16.03 | 20 | 0.9 | 4500 | 81.8 |  |  |  | FALSE | FALSE | FALSE | May, 02 2018 00:00:00 | 4.3 |  | standard |  |  |  |  | March, 30 2020 00:00:00 | FALSE | FALSE | FALSE | [6 empty] | AC | [7 empty] | FALSE
PFR9NZZT | DongGuan Pan American Electronics Co.,Ltd | PAN AMERICAN | BT816W4FT(FROSTED LENS)(3500K) | Linear Replacement Lamp | T8 Four-Foot | Replacement Lamps (plug and play) (UL Type A) |  | standard | FALSE | [10 empty] | September, 02 2015 00:00:00 | Not Dimmable | Not Dimmable | NotYetVerified | Nominal wattage 16W | KKKYBH | [25 empty] | 5 | 2072 | 121.31 | 17.08 | 20 | 0.9 | 3500 | 81.8 |  |  |  | FALSE | FALSE | FALSE | May, 02 2018 00:00:00 | 4.3 |  | standard |  |  |  |  | March, 30 2020 00:00:00 | FALSE | FALSE | FALSE | [6 empty] | AC | [7 empty] | FALSE
PBTMEMFB | DongGuan Pan American Electronics Co.,Ltd | PAN AMERICAN | BT812W4FT(FROSTED LENS)(4500K) | Linear Replacement Lamp | T8 Four-Foot | Replacement Lamps (plug and play) (UL Type A) |  | standard | FALSE | [10 empty] | September, 02 2015 00:00:00 | Not Dimmable | Not Dimmable | NotYetVerified | Nominal wattage 12W | KKKYBF | [25 empty] | 5 | 1715 | 120.86 | 14.19 | 20 | 0.9 | 4500 | 81.8 |  |  |  | FALSE | FALSE | FALSE | May, 02 2018 00:00:00 | 4.3 |  | standard |  |  |  |  | March, 30 2020 00:00:00 | FALSE | FALSE | FALSE | [6 empty] | AC | [7 empty] | FALSE
PEZBD7AA | DongGuan Pan American Electronics Co.,Ltd | PAN AMERICAN | BT816W4FT(FROSTED LENS)(4500K) | Linear Replacement Lamp | T8 Four-Foot | Replacement Lamps (plug and play) (UL Type A) |  | standard | FALSE | [10 empty] | September, 02 2015 00:00:00 | Not Dimmable | Not Dimmable | NotYetVerified | Nominal wattage 16W | KKKYBH | [25 empty] | 5 | 2072 | 121.31 | 17.08 | 20 | 0.9 | 4500 | 81.8 |  |  |  | FALSE | FALSE | FALSE | May, 02 2018 00:00:00 | 4.3 |  | standard |  |  |  |  | March, 30 2020 00:00:00 | FALSE | FALSE | FALSE | [6 empty] | AC | [7 empty] | FALSE
PTW5VZ46 | DongGuan Pan American Electronics Co.,Ltd | PAN AMERICAN | BT812W4FT(FROSTED LENS)(5000K) | Linear Replacement Lamp | T8 Four-Foot | Replacement Lamps (plug and play) (UL Type A) |  | standard | FALSE | [10 empty] | September, 02 2015 00:00:00 | Not Dimmable | Not Dimmable | NotYetVerified | Nominal wattage 12W | KKKYBF | [25 empty] | 5 | 1856 | 129.52 | 14.33 | 20 | 0.9 | 5000 | 80.7 |  |  |  | FALSE | FALSE | FALSE | May, 02 2018 00:00:00 | 4.3 |  | standard |  |  |  |  | March, 30 2020 00:00:00 | FALSE | FALSE | FALSE | [6 empty] | AC | [7 empty] | FALSE
PE47PQRN | DongGuan Pan American Electronics Co.,Ltd | PAN AMERICAN | BT812W4FT(FROSTED LENS)(3000K) | Linear Replacement Lamp | T8 Four-Foot | Replacement Lamps (plug and play) (UL Type A) |  | standard | TRUE |  | 1715 | 120.86 | 14.19 | 8.3 | 0.9055 | 2909 | 81.8 | 5 | 50000 | September, 02 2015 00:00:00 | Not Dimmable | Not Dimmable | NotYetVerified | Nominal wattage 12W | KKKYBF | [15 empty] | 84.5 |  | 1.33 | 1.23 | [6 empty] | 5 | 1715 | 120.86 | 14.19 | 20 | 0.9 | 3000 | 81.8 |  |  |  | FALSE | FALSE | FALSE | May, 02 2018 00:00:00 | 4.3 |  | standard |  |  |  |  | March, 30 2020 00:00:00 | FALSE | FALSE | FALSE | [6 empty] | AC | [7 empty] | FALSE
P44RXJ47 | DongGuan Pan American Electronics Co.,Ltd | PAN AMERICAN | BT816W4FT(FROSTED LENS)(3000K) | Linear Replacement Lamp | T8 Four-Foot | Replacement Lamps (plug and play) (UL Type A) |  | standard | TRUE |  | 2072 | 121.1 | 17.08 | 12.9 | 0.9081 | 2932 | 82.2 | 5 | 50000 | September, 02 2015 00:00:00 | Not Dimmable | Not Dimmable | NotYetVerified | Nominal wattage 16W | KKKYBH | [15 empty] | 84.5 |  | 1.25 | 1.21 | [6 empty] | 5 | 2072 | 121.31 | 17.08 | 20 | 0.9 | 3000 | 81.8 |  |  |  | FALSE | FALSE | FALSE | May, 02 2018 00:00:00 | 4.3 |  | standard |  |  |  |  | March, 30 2020 00:00:00 | FALSE | FALSE | FALSE | [6 empty] | AC | [7 empty] | FALSE
PRTTVXKE | Gielight Co., Ltd. | Gielight | GL-UL-18P | Linear Replacement Lamp | T8 Four-Foot | Replacement Lamps (plug and play) (UL Type A) |  | standard | FALSE | [10 empty] | August, 27 2015 00:00:00 | Not Dimmable | Not Dimmable | No | Product de-listed on 4/1/2017 re-listed on 4/24/2017 due to update. | PPPPRF | [25 empty] | 5 | 2200 | 122 | 18 | 15 | 0.9 | 5000 | 80 |  |  |  | FALSE | FALSE | FALSE | May, 02 2018 00:00:00 | 4.3 |  | standard |  |  |  |  | March, 30 2020 00:00:00 | FALSE | FALSE | FALSE | [6 empty] | AC | [7 empty] | FALSE
PXQPFMCK | Gielight Co., Ltd. | Gielight | GL-UL-18W | Linear Replacement Lamp | T8 Four-Foot | Replacement Lamps (plug and play) (UL Type A) |  | standard | TRUE |  | 2459.7 | 122.8 | 20.03 | 5.1 | 0.986 | 2938 | 81.9 | 5 | 50000 | August, 27 2015 00:00:00 | Not Dimmable | Not Dimmable | No | Product de-listed on 4/1/2017 re-listed on 4/24/2017 due to update. | PPPPRF | [15 empty] | 84.9 |  | 1.2 | 1.26 | [6 empty] | 5 | 2200 | 122 | 18 | 15 | 0.9 | 3000 | 80 |  |  |  | FALSE | FALSE | FALSE | May, 02 2018 00:00:00 | 4.3 |  | standard |  |  |  |  | March, 30 2020 00:00:00 | FALSE | FALSE | FALSE | [6 empty] | AC | [7 empty] | FALSE
PPC9VWYV | Gielight Co., Ltd. | Gielight | GL-UL-18N | Linear Replacement Lamp | T8 Four-Foot | Replacement Lamps (plug and play) (UL Type A) |  | standard | FALSE | [10 empty] | August, 27 2015 00:00:00 | Not Dimmable | Not Dimmable | No | Product de-listed on 4/1/2017 re-listed on 4/24/2017 due to update. | PPPPRF | [25 empty] | 5 | 2200 | 122 | 18 | 15 | 0.9 | 4000 | 80 |  |  |  | FALSE | FALSE | FALSE | May, 02 2018 00:00:00 | 4.3 |  | standard |  |  |  |  | March, 30 2020 00:00:00 | FALSE | FALSE | FALSE | [6 empty] | AC | [7 empty] | FALSE
PYQCGJ96 | Lumen Impact, LLC | Lumen Impact | LI-LT8-4FTC(40K120CGSB) | Linear Replacement Lamp | T8 Four-Foot | Replacement Lamps (plug and play) (UL Type A) |  | standard | FALSE | [10 empty] | August, 25 2015 00:00:00 | Not Dimmable | Not Dimmable | NotYetVerified |  | UUUUTG | [25 empty] | 5 | 2645 | 124.59 | 21.23 | 5.93 | 0.9708 | 4000 | 82.1 |  |  |  | FALSE | FALSE | FALSE | May, 02 2018 00:00:00 | 4.3 |  | standard |  |  |  |  | March, 30 2020 00:00:00 | FALSE | FALSE | FALSE | [6 empty] | AC | [7 empty] | FALSE
PPDD1U3U | Lumen Impact, LLC | Lumen Impact | LI-LT8-4FTC(50K120CGSB) | Linear Replacement Lamp | T8 Four-Foot | Replacement Lamps (plug and play) (UL Type A) |  | standard | FALSE | [10 empty] | August, 25 2015 00:00:00 | Not Dimmable | Not Dimmable | NotYetVerified |  | UUUUTG | [25 empty] | 5 | 2803 | 129.05 | 21.72 | 5.93 | 0.9751 | 5000 | 82 |  |  |  | FALSE | FALSE | FALSE | May, 02 2018 00:00:00 | 4.3 |  | standard |  |  |  |  | March, 30 2020 00:00:00 | FALSE | FALSE | FALSE | [6 empty] | AC | [7 empty] | FALSE
PVUCA718 | Lumen Impact, LLC | Lumen Impact | LI-LT8-4FTC(45K120CGSB) | Linear Replacement Lamp | T8 Four-Foot | Replacement Lamps (plug and play) (UL Type A) |  | standard | FALSE | [10 empty] | August, 25 2015 00:00:00 | Not Dimmable | Not Dimmable | NotYetVerified |  | UUUUTG | [25 empty] | 5 | 2645 | 124.59 | 21.23 | 5.93 | 0.9708 | 4500 | 82.1 |  |  |  | FALSE | FALSE | FALSE | May, 02 2018 00:00:00 | 4.3 |  | standard |  |  |  |  | March, 30 2020 00:00:00 | FALSE | FALSE | FALSE | [6 empty] | AC | [7 empty] | FALSE
P833A2YU | Lumen Impact, LLC | Lumen Impact | LI-LT8-4FTC(35K120CGSB) | Linear Replacement Lamp | T8 Four-Foot | Replacement Lamps (plug and play) (UL Type A) |  | standard | FALSE | [10 empty] | August, 25 2015 00:00:00 | Not Dimmable | Not Dimmable | NotYetVerified |  | UUUUTG | [25 empty] | 5 | 2645 | 124.59 | 21.23 | 5.93 | 0.9708 | 3500 | 82.1 |  |  |  | FALSE | FALSE | FALSE | May, 02 2018 00:00:00 | 4.3 |  | standard |  |  |  |  | March, 30 2020 00:00:00 | FALSE | FALSE | FALSE | [6 empty] | AC | [7 empty] | FALSE
PFRAKUPX | Lumen Impact, LLC | Lumen Impact | LI-LT8-4FTC(30K120CGSB) | Linear Replacement Lamp | T8 Four-Foot | Replacement Lamps (plug and play) (UL Type A) |  | standard | TRUE |  | 2645 | 124.59 | 21.23 | 5.93 | 0.9708 | 2970 | 82.1 | 5 | 50000 | August, 25 2015 00:00:00 | Not Dimmable | Not Dimmable | NotYetVerified |  | UUUUTG | [15 empty] | 91.4 |  | 1.34 | 1.34 | [6 empty] | 5 | 2645 | 124.59 | 21.23 | 5.93 | 0.9708 | 3000 | 82.1 |  |  |  | FALSE | FALSE | FALSE | May, 02 2018 00:00:00 | 4.3 |  | standard |  |  |  |  | March, 30 2020 00:00:00 | FALSE | FALSE | FALSE | [6 empty] | AC | [7 empty] | FALSE
PWCSGWKE | Taizhou JiaoGuang Lighting Co. Ltd. | LIGHT THE FUTURE | RG214-30-C | Linear Replacement Lamp | T8 Four-Foot | Replacement Lamps (plug and play) (UL Type A) |  | standard | FALSE | [10 empty] | August, 24 2015 00:00:00 | Not Dimmable | Not Dimmable | No |  | PPPPQK | [25 empty] | 5 | 2000 | 125 | 16 | 4.12 | 0.999 | 3000 | 83 |  |  |  | FALSE | FALSE | FALSE | May, 02 2018 00:00:00 | 4.3 |  | standard |  |  |  |  | March, 30 2020 00:00:00 | FALSE | FALSE | FALSE | [6 empty] | AC | [7 empty] | FALSE
PS472YHM | Taizhou JiaoGuang Lighting Co. Ltd. | LIGHT THE FUTURE | RG214-35-C | Linear Replacement Lamp | T8 Four-Foot | Replacement Lamps (plug and play) (UL Type A) |  | standard | FALSE | [10 empty] | August, 24 2015 00:00:00 | Not Dimmable | Not Dimmable | No |  | PPPPQK | [25 empty] | 5 | 2000 | 125 | 16 | 4.12 | 0.99 | 3500 | 83 |  |  |  | FALSE | FALSE | FALSE | May, 02 2018 00:00:00 | 4.3 |  | standard |  |  |  |  | March, 30 2020 00:00:00 | FALSE | FALSE | FALSE | [6 empty] | AC | [7 empty] | FALSE
PPYZUKJG | Taizhou JiaoGuang Lighting Co. Ltd. | LIGHT THE FUTURE | RG214-40-C | Linear Replacement Lamp | T8 Four-Foot | Replacement Lamps (plug and play) (UL Type A) |  | standard | FALSE | [10 empty] | August, 24 2015 00:00:00 | Not Dimmable | Not Dimmable | No |  | PPPPQK | [25 empty] | 5 | 2000 | 125 | 16 | 4.12 | 0.999 | 4000 | 83 |  |  |  | FALSE | FALSE | FALSE | May, 02 2018 00:00:00 | 4.3 |  | standard |  |  |  |  | March, 30 2020 00:00:00 | FALSE | FALSE | FALSE | [6 empty] | AC | [7 empty] | FALSE
PFBR2U6W | Taizhou JiaoGuang Lighting Co. Ltd. | LIGHT THE FUTURE | RG214-50-C | Linear Replacement Lamp | T8 Four-Foot | Replacement Lamps (plug and play) (UL Type A) |  | standard | FALSE | [10 empty] | August, 24 2015 00:00:00 | Not Dimmable | Not Dimmable | No |  | PPPPQK | [25 empty] | 5 | 2000 | 125 | 16 | 4.12 | 0.999 | 5000 | 83 |  |  |  | FALSE | FALSE | FALSE | May, 02 2018 00:00:00 | 4.3 |  | standard |  |  |  |  | March, 30 2020 00:00:00 | FALSE | FALSE | FALSE | [6 empty] | AC | [7 empty] | FALSE
PMHEF8PH | Taizhou JiaoGuang Lighting Co. Ltd. | LIGHT THE FUTURE | RG214-27-C | Linear Replacement Lamp | T8 Four-Foot | Replacement Lamps (plug and play) (UL Type A) |  | standard | TRUE |  | 1980.27 | 114.01 | 17.37 | 5.41 | 0.983 | 2862 | 82.6 | 5 | 500000 | August, 24 2015 00:00:00 | Not Dimmable | Not Dimmable | No |  | PPPPQK | [15 empty] | 85.5 |  | 1.22 | 1.2 | [6 empty] | 5 | 1980.27 | 114.01 | 17.37 | 4.12 | 0.999 | 2857 | 83 |  |  |  | FALSE | FALSE | FALSE | May, 02 2018 00:00:00 | 4.3 |  | standard |  |  |  |  | March, 30 2020 00:00:00 | FALSE | FALSE | FALSE | [6 empty] | AC | [7 empty] | FALSE
PNTK5THJ | LED Light Technology LLC | LED Light Technology | LLT-44-T84-P&P+-15-4000-F | Linear Replacement Lamp | T8 Four-Foot | Replacement Lamps (plug and play) (UL Type A) |  | standard | TRUE |  | 1728.5 | 112.6 | 15.35 | 7.01 | 0.977 | 4112 | 83.8 | 5 | 50000 | August, 24 2015 00:00:00 | Not Dimmable | Not Dimmable | NotYetVerified |  | DDDGAB | [15 empty] | 84.1 |  | 1.2 | 1.28 | [6 empty] | 4.4 | 1728.5 | 112.6 | 15.35 | 5.25 | 0.999 | 4112 | 84 |  |  |  | FALSE | FALSE | FALSE | May, 02 2018 00:00:00 | 4.3 |  | standard |  |  |  |  | November, 02 2018 00:00:00 | FALSE | FALSE | FALSE | [6 empty] | AC | [7 empty] | FALSE
PUWAG24F | Taizhou JiaoGuang Lighting Co. Ltd. | LIGHT THE FUTURE | RG214-45-C | Linear Replacement Lamp | T8 Four-Foot | Replacement Lamps (plug and play) (UL Type A) |  | standard | FALSE | [10 empty] | August, 24 2015 00:00:00 | Not Dimmable | Not Dimmable | No |  | PPPPQK | [25 empty] | 5 | 2000 | 125 | 16 | 4.12 | 0.999 | 4500 | 83 |  |  |  | FALSE | FALSE | FALSE | May, 02 2018 00:00:00 | 4.3 |  | standard |  |  |  |  | March, 30 2020 00:00:00 | FALSE | FALSE | FALSE | [6 empty] | AC | [7 empty] | FALSE
PX8EKND8 | SHENZHEN WT LIGHTING CO.,LTD | WT LIGHTING | T8-04-C(4500K) | Linear Replacement Lamp | T8 Four-Foot | Dual Mode Internal Driver (UL Type A and Type B) |  | standard | FALSE | [10 empty] | August, 21 2015 00:00:00 | Not Dimmable | Not Dimmable | NotYetVerified |  | UUUUSX | [25 empty] | 5 | 2403 | 123.74 | 19.42 | 15.96 | 0.9044 | 4500 | 81.9 |  |  |  | FALSE | FALSE | FALSE | May, 02 2018 00:00:00 | 4.3 |  | standard |  |  |  |  | March, 30 2020 00:00:00 | FALSE | FALSE | FALSE | [6 empty] | AC | [7 empty] | FALSE
PTKZ5DZC | SHENZHEN WT LIGHTING CO.,LTD | WT LIGHTING | T8-04-C(3500K) | Linear Replacement Lamp | T8 Four-Foot | Dual Mode Internal Driver (UL Type A and Type B) |  | standard | FALSE | [10 empty] | August, 21 2015 00:00:00 | Not Dimmable | Not Dimmable | NotYetVerified |  | UUUUSX | [25 empty] | 5 | 2403 | 123.74 | 19.42 | 15.96 | 0.9044 | 3500 | 81.9 |  |  |  | FALSE | FALSE | FALSE | May, 02 2018 00:00:00 | 4.3 |  | standard |  |  |  |  | March, 30 2020 00:00:00 | FALSE | FALSE | FALSE | [6 empty] | AC | [7 empty] | FALSE
PKV9D1VE | SHENZHEN WT LIGHTING CO.,LTD | WT LIGHTING | T8-04-C(4000K) | Linear Replacement Lamp | T8 Four-Foot | Dual Mode Internal Driver (UL Type A and Type B) |  | standard | FALSE | [10 empty] | August, 21 2015 00:00:00 | Not Dimmable | Not Dimmable | NotYetVerified |  | UUUUSX | [25 empty] | 5 | 2403 | 123.74 | 19.42 | 15.96 | 0.9044 | 4000 | 81.9 |  |  |  | FALSE | FALSE | FALSE | May, 02 2018 00:00:00 | 4.3 |  | standard |  |  |  |  | March, 30 2020 00:00:00 | FALSE | FALSE | FALSE | [6 empty] | AC | [7 empty] | FALSE
PS3GXNBY | SHENZHEN WT LIGHTING CO.,LTD | WT LIGHTING | T8-04-C(5000K) | Linear Replacement Lamp | T8 Four-Foot | Dual Mode Internal Driver (UL Type A and Type B) |  | standard | FALSE | [10 empty] | August, 21 2015 00:00:00 | Not Dimmable | Not Dimmable | NotYetVerified |  | UUUUSX | [25 empty] | 5 | 2684 | 138.71 | 19.35 | 15.71 | 0.9085 | 5000 | 83.2 |  |  |  | FALSE | FALSE | FALSE | May, 02 2018 00:00:00 | 4.3 |  | standard |  |  |  |  | March, 30 2020 00:00:00 | FALSE | FALSE | FALSE | [6 empty] | AC | [7 empty] | FALSE
PNT5GTK3 | SHENZHEN WT LIGHTING CO.,LTD | WT LIGHTING | T8-04-C(3000K) | Linear Replacement Lamp | T8 Four-Foot | Dual Mode Internal Driver (UL Type A and Type B) |  | standard | TRUE |  | 2401 | 121.32 | 19.79 | 15.96 | 0.9044 | 2960 | 81.9 | 5 | 50000 | August, 21 2015 00:00:00 | Not Dimmable | Not Dimmable | NotYetVerified |  | UUUUSX | [15 empty] | 90.9 |  | 1.34 | 1.36 | [6 empty] | 5 | 2401 | 121.32 | 19.79 | 15.96 | 0.9044 | 2960 | 81.9 |  |  |  | FALSE | FALSE | FALSE | May, 02 2018 00:00:00 | 4.3 |  | standard |  |  |  |  | March, 30 2020 00:00:00 | FALSE | FALSE | FALSE | [6 empty] | AC | [7 empty] | FALSE
PA73VX2Y | FOSHAN ELECTRICAL AND LIGHTING CO.,LTD. | FSL | T8-16-30/A123/24 | Linear Replacement Lamp | T8 Four-Foot | Replacement Lamps (plug and play) (UL Type A) |  | standard | TRUE |  | 1801 | 110.36 | 16.32 | 8.31 | 0.9009 | 3086 | 82.4 | 5 | 50000 | August, 17 2015 00:00:00 | Not Dimmable | Not Dimmable | FALSE | Updated on 3/17/2017 | MMMNLI | [15 empty] | 84.5 |  | 1.24 | 1.36 | [6 empty] | 4.4 | 1801 | 110.36 | 16.32 | 8.31 | 0.9 | 3000 | 82.4 |  |  |  | FALSE | FALSE | FALSE | May, 02 2018 00:00:00 | 4.3 |  | standard |  |  |  |  | November, 02 2018 00:00:00 | FALSE | FALSE | FALSE | [6 empty] | AC | [7 empty] | FALSE
PUZ5P468 | FOSHAN ELECTRICAL AND LIGHTING CO.,LTD. | FSL | T8-16-35/A123/24 | Linear Replacement Lamp | T8 Four-Foot | Replacement Lamps (plug and play) (UL Type A) |  | standard | FALSE | [10 empty] | August, 17 2015 00:00:00 | Not Dimmable | Not Dimmable | FALSE | Updated on 3/17/2017 | MMMNLI | [25 empty] | 4.4 | 1829 | 113.27 | 16.15 | 8.31 | 0.9 | 3500 | 82.4 |  |  |  | FALSE | FALSE | FALSE | May, 02 2018 00:00:00 | 4.3 |  | standard |  |  |  |  | November, 02 2018 00:00:00 | FALSE | FALSE | FALSE | [6 empty] | AC | [7 empty] | FALSE
P8GSH11Z | FOSHAN ELECTRICAL AND LIGHTING CO.,LTD. | FSL | T8-16-50/A123/24 | Linear Replacement Lamp | T8 Four-Foot | Replacement Lamps (plug and play) (UL Type A) |  | standard | FALSE | [10 empty] | August, 17 2015 00:00:00 | Not Dimmable | Not Dimmable | No | Updated on 3/17/2017 | MMMNLI | [25 empty] | 5 | 1914 | 119.77 | 15.98 | 8.36 | 0.9 | 5000 | 85.9 |  |  |  | FALSE | FALSE | FALSE | May, 02 2018 00:00:00 | 4.3 |  | standard |  |  |  |  | March, 30 2020 00:00:00 | FALSE | FALSE | FALSE | [6 empty] | AC | [7 empty] | FALSE
PRM1C8AK | FOSHAN ELECTRICAL AND LIGHTING CO.,LTD. | FSL | T8-16-40/A123/24 | Linear Replacement Lamp | T8 Four-Foot | Replacement Lamps (plug and play) (UL Type A) |  | standard | FALSE | [10 empty] | August, 17 2015 00:00:00 | Not Dimmable | Not Dimmable | FALSE | Updated on 3/17/2017 | MMMNLI | [25 empty] | 4.4 | 1858 | 115.02 | 16.15 | 8.31 | 0.9 | 4000 | 82.4 |  |  |  | FALSE | FALSE | FALSE | May, 02 2018 00:00:00 | 4.3 |  | standard |  |  |  |  | November, 02 2018 00:00:00 | FALSE | FALSE | FALSE | [6 empty] | AC | [7 empty] | FALSE
PDUHVV38 | ETECH LED | E Tech LED | FF-T84-A3-12-50 | Linear Replacement Lamp | T8 Four-Foot | Replacement Lamps (plug and play) (UL Type A) |  | standard | FALSE | [10 empty] | August, 14 2015 00:00:00 | Not Dimmable | Not Dimmable | NotYetVerified | Operating off existing Electronic ballast only | KKKXYW | [25 empty] | 5 | 1753 | 121.31 | 14.45 | 20 | 0.9 | 5000 | 82.3 |  |  |  | FALSE | FALSE | FALSE | May, 02 2018 00:00:00 | 4.3 |  | standard |  |  |  |  | March, 30 2020 00:00:00 | FALSE | FALSE | FALSE | [6 empty] | AC | [7 empty] | FALSE
PDDRW43E | ETECH LED | E Tech LED | FF-T84-A3-12-40 | Linear Replacement Lamp | T8 Four-Foot | Replacement Lamps (plug and play) (UL Type A) |  | standard | TRUE |  | 1699 | 119.48 | 14.22 | 14.45 | 0.9042 | 3988 | 82.6 | 5 | 50000 | August, 14 2015 00:00:00 | Not Dimmable | Not Dimmable | NotYetVerified | Operating off existing Electronic ballast only | KKKXYW | [15 empty] | 91.5 |  | 1.65 | 1.19 | [6 empty] | 5 | 1699 | 119.48 | 14.22 | 20 | 0.9 | 4000 | 82.6 |  |  |  | FALSE | FALSE | FALSE | May, 02 2018 00:00:00 | 4.3 |  | standard |  |  |  |  | March, 30 2020 00:00:00 | FALSE | FALSE | FALSE | [6 empty] | AC | [7 empty] | FALSE
PBRHVND1 | ETECH LED | E Tech LED | FF-T84-A3A-13-30 | Linear Replacement Lamp | T8 Four-Foot | Replacement Lamps (plug and play) (UL Type A) |  | standard | TRUE |  | 1715 | 120.86 | 14.19 | 8.3 | 0.9055 | 2909 | 81.8 | 5 | 50000 | August, 14 2015 00:00:00 | Not Dimmable | Not Dimmable | NotYetVerified | Nominal wattage 12W; Product de-listed on 4/1/2017, re-listed on 4/28/2017 due to allowances requirements change | KKKXYS | [15 empty] | 84.5 |  | 1.33 | 1.23 | [6 empty] | 5 | 1715 | 120.86 | 14.19 | 20 | 0.9 | 3000 | 81.8 |  |  |  | TRUE | FALSE | FALSE | May, 02 2018 00:00:00 | 4.3 |  | standard |  |  |  |  | March, 30 2020 00:00:00 | FALSE | FALSE | FALSE | [6 empty] | AC | [7 empty] | FALSE
P3DNZ891 | ETECH LED | E Tech LED | FF-T84-A3A-18-30 | Linear Replacement Lamp | T8 Four-Foot | Replacement Lamps (plug and play) (UL Type A) |  | standard | TRUE |  | 2072 | 121.1 | 17.08 | 12.9 | 0.9081 | 2932 | 82.2 | 5 | 50000 | August, 14 2015 00:00:00 | Not Dimmable | Not Dimmable | NotYetVerified | Nominal wattage 16W; Product de-listed on 4/1/2017, re-listed on 4/28/2017 due to allowances requirements change | KKKXYU | [15 empty] | 84.5 |  | 1.25 | 1.21 | [6 empty] | 5 | 2072 | 121.31 | 17.08 | 20 | 0.9 | 3000 | 81.8 |  |  |  | TRUE | FALSE | FALSE | May, 02 2018 00:00:00 | 4.3 |  | standard |  |  |  |  | March, 30 2020 00:00:00 | FALSE | FALSE | FALSE | [6 empty] | AC | [7 empty] | FALSE
PXJR6BET | ETECH LED | E Tech LED | FF-T84-A2-15-27 | Linear Replacement Lamp | T8 Four-Foot | Dual Mode Internal Driver (UL Type A and Type B) |  | standard | TRUE |  | 1929 | 109 | 17.7 | 17.9 | 0.9557 | 2655 | 81.6 | 5 | 50000 | August, 14 2015 00:00:00 | Not Yet Verified | Not Yet Verified | NotYetVerified | Internal driver; operates off existing fluorescent ballast; Product de-listed on 4/1/2017, re-listed on 4/28/2017 due to allowances requirements change | KKKXZG | [15 empty] | 84.9 |  | 1.25 | 1.4 | [6 empty] | 4.4 | 1929 | 109 | 17.7 |  |  | 2700 | 82 |  |  |  | FALSE | TRUE | FALSE | May, 02 2018 00:00:00 | 4.3 |  | standard |  |  |  |  | November, 02 2018 00:00:00 | FALSE | FALSE | FALSE | [6 empty] | AC | [7 empty] | FALSE
P5SPCHN8 | Longhorn Intelligent Tech Co., Ltd | Longhorn | LH-L8R121Q00 | Linear Replacement Lamp | T8 Four-Foot | Replacement Lamps (plug and play) (UL Type A) |  | standard | FALSE | [10 empty] | August, 13 2015 00:00:00 | Not Dimmable | Not Dimmable | No | Updated on 3/31/2017 | JJJMSI | [25 empty] | 5 | 1850 | 155 | 12 | 20 | 0.9 | 5000 | 80 |  |  |  | FALSE | FALSE | FALSE | May, 02 2018 00:00:00 | 4.3 |  | standard |  |  |  |  | March, 30 2020 00:00:00 | FALSE | FALSE | FALSE | [6 empty] | AC | [7 empty] | FALSE
PNCSDV2V | Longhorn Intelligent Tech Co., Ltd | Longhorn | LH-L8V141Q01 | Linear Replacement Lamp | T8 Four-Foot | Replacement Lamps (plug and play) (UL Type A) |  | standard | TRUE |  | 2071.9 | 131.88 | 15.71 | 6.59 | 0.9781 | 3062 | 82.8 | 5 | 50000 | August, 13 2015 00:00:00 | Not Dimmable | Not Dimmable | No | Updated on 3/31/2017 | JJJMSJ | [15 empty] | 85.1 |  | 1.28 | 1.18 | [6 empty] | 5 | 2150 | 155 | 14 | 20 | 0.9 | 3000 | 80 |  |  |  | FALSE | FALSE | FALSE | May, 02 2018 00:00:00 | 4.3 |  | standard |  |  |  |  | March, 30 2020 00:00:00 | FALSE | FALSE | FALSE | [6 empty] | AC | [7 empty] | FALSE
P999ED6U | Longhorn Intelligent Tech Co., Ltd | Longhorn | LH-L8U171Q02 | Linear Replacement Lamp | T8 Four-Foot | Replacement Lamps (plug and play) (UL Type A) |  | standard | FALSE | [10 empty] | August, 13 2015 00:00:00 | Not Dimmable | Not Dimmable | No | Updated on 3/23/17 | JJJLFB | [25 empty] | 5 | 2590 | 152 | 17 | 20 | 0.9 | 3500 | 80 |  |  |  | FALSE | FALSE | FALSE | May, 02 2018 00:00:00 | 4.3 |  | standard |  |  |  |  | March, 30 2020 00:00:00 | FALSE | FALSE | FALSE | [6 empty] | AC | [7 empty] | FALSE
P45SVM7Z | Longhorn Intelligent Tech Co., Ltd | Longhorn | LH-L8V121Q00 | Linear Replacement Lamp | T8 Four-Foot | Replacement Lamps (plug and play) (UL Type A) |  | standard | TRUE |  | 1798 | 130.2 | 13.81 | 8.82 | 0.971 | 3046 | 82.7 | 5 | 50000 | August, 13 2015 00:00:00 | Not Dimmable | Not Dimmable | No | Updated on 3/31/2017 | JJJMSI | [15 empty] | 85.1 |  | 1.3 | 1.18 | [6 empty] | 5 | 1850 | 155 | 12 | 20 | 0.9 | 3000 | 80 |  |  |  | FALSE | FALSE | FALSE | May, 02 2018 00:00:00 | 4.3 |  | standard |  |  |  |  | March, 30 2020 00:00:00 | FALSE | FALSE | FALSE | [6 empty] | AC | [7 empty] | FALSE
PF7RT2MN | Longhorn Intelligent Tech Co., Ltd | Longhorn | LH-L8U141Q01 | Linear Replacement Lamp | T8 Four-Foot | Replacement Lamps (plug and play) (UL Type A) |  | standard | FALSE | [10 empty] | August, 13 2015 00:00:00 | Not Dimmable | Not Dimmable | No | Updated on 3/31/2017 | JJJMSJ | [25 empty] | 5 | 2150 | 155 | 14 | 20 | 0.9 | 3500 | 80 |  |  |  | FALSE | FALSE | FALSE | May, 02 2018 00:00:00 | 4.3 |  | standard |  |  |  |  | March, 30 2020 00:00:00 | FALSE | FALSE | FALSE | [6 empty] | AC | [7 empty] | FALSE
P1GTQMUF | Longhorn Intelligent Tech Co., Ltd | Longhorn | LH-L8N171Q02 | Linear Replacement Lamp | T8 Four-Foot | Replacement Lamps (plug and play) (UL Type A) |  | standard | FALSE | [10 empty] | August, 13 2015 00:00:00 | Not Dimmable | Not Dimmable | No | Updated on 3/23/17 | JJJLFB | [25 empty] | 5 | 2590 | 152 | 17 | 20 | 0.9 | 4000 | 80 |  |  |  | FALSE | FALSE | FALSE | May, 02 2018 00:00:00 | 4.3 |  | standard |  |  |  |  | March, 30 2020 00:00:00 | FALSE | FALSE | FALSE | [6 empty] | AC | [7 empty] | FALSE
PN5NUH1X | Longhorn Intelligent Tech Co., Ltd | Longhorn | LH-L8N141Q01 | Linear Replacement Lamp | T8 Four-Foot | Replacement Lamps (plug and play) (UL Type A) |  | standard | FALSE | [10 empty] | August, 13 2015 00:00:00 | Not Dimmable | Not Dimmable | No | Updated on 3/31/2017 | JJJMSJ | [25 empty] | 5 | 2150 | 155 | 14 | 20 | 0.9 | 4000 | 80 |  |  |  | FALSE | FALSE | FALSE | May, 02 2018 00:00:00 | 4.3 |  | standard |  |  |  |  | March, 30 2020 00:00:00 | FALSE | FALSE | FALSE | [6 empty] | AC | [7 empty] | FALSE
PTX9VD3A | Longhorn Intelligent Tech Co., Ltd | Longhorn | LH-L8R171Q02 | Linear Replacement Lamp | T8 Four-Foot | Replacement Lamps (plug and play) (UL Type A) |  | standard | FALSE | [10 empty] | August, 13 2015 00:00:00 | Not Dimmable | Not Dimmable | No | Updated on 3/23/17 | JJJLFB | [25 empty] | 5 | 2590 | 152 | 17 | 20 | 0.9 | 5000 | 80 |  |  |  | FALSE | FALSE | FALSE | May, 02 2018 00:00:00 | 4.3 |  | standard |  |  |  |  | March, 30 2020 00:00:00 | FALSE | FALSE | FALSE | [6 empty] | AC | [7 empty] | FALSE
PNHWHKMZ | Longhorn Intelligent Tech Co., Ltd | Longhorn | LH-L8R141Q01 | Linear Replacement Lamp | T8 Four-Foot | Replacement Lamps (plug and play) (UL Type A) |  | standard | FALSE | [10 empty] | August, 13 2015 00:00:00 | Not Dimmable | Not Dimmable | No | Updated on 3/31/2017 | JJJMSJ | [25 empty] | 5 | 2150 | 155 | 14 | 20 | 0.9 | 5000 | 80 |  |  |  | FALSE | FALSE | FALSE | May, 02 2018 00:00:00 | 4.3 |  | standard |  |  |  |  | March, 30 2020 00:00:00 | FALSE | FALSE | FALSE | [6 empty] | AC | [7 empty] | FALSE
P565KQ5G | Longhorn Intelligent Tech Co., Ltd | Longhorn | LH-L8V171Q02 | Linear Replacement Lamp | T8 Four-Foot | Replacement Lamps (plug and play) (UL Type A) |  | standard | TRUE |  | 2419 | 134.02 | 18.05 | 8.939 | 0.972 | 3060 | 82.8 | 5 | 50000 | August, 13 2015 00:00:00 | Not Dimmable | Not Dimmable | No | Updated on 3/23/17 | JJJLFB | [15 empty] | 84.8 |  | 1.24 | 1.18 | [6 empty] | 5 | 2590 | 152 | 17 | 20 | 0.9 | 3000 | 80 |  |  |  | FALSE | FALSE | FALSE | May, 02 2018 00:00:00 | 4.3 |  | standard |  |  |  |  | March, 30 2020 00:00:00 | FALSE | FALSE | FALSE | [6 empty] | AC | [7 empty] | FALSE
PU6JZENT | Longhorn Intelligent Tech Co., Ltd | Longhorn | LH-L8U121Q00 | Linear Replacement Lamp | T8 Four-Foot | Replacement Lamps (plug and play) (UL Type A) |  | standard | FALSE | [10 empty] | August, 13 2015 00:00:00 | Not Dimmable | Not Dimmable | No | Updated on 3/31/2017 | JJJMSI | [25 empty] | 5 | 1850 | 155 | 12 | 20 | 0.9 | 3500 | 80 |  |  |  | FALSE | FALSE | FALSE | May, 02 2018 00:00:00 | 4.3 |  | standard |  |  |  |  | March, 30 2020 00:00:00 | FALSE | FALSE | FALSE | [6 empty] | AC | [7 empty] | FALSE
PG8UP4R5 | Hengdian Group Tospo Lighting Co.,Ltd | TOSPO | G5 TP120-277-20/T8 G13 4000K | Linear Replacement Lamp | T8 Four-Foot | Replacement Lamps (plug and play) (UL Type A) |  | standard | TRUE |  | 2248.1 | 117.39 | 19.15 | 19.4 | 0.9958 | 4046 | 83.9 | 5 | 50000 | August, 13 2015 00:00:00 | Not Dimmable | Not Dimmable | No |  | MMMNUQ | [15 empty] | 82.4 |  | 1.3 | 1.24 | [6 empty] | 5 | 2200 | 117.39 | 19 | 19.4 | 0.9958 | 4000 | 80 |  |  |  | FALSE | FALSE | FALSE | May, 02 2018 00:00:00 | 4.3 |  | standard |  |  |  |  | March, 30 2020 00:00:00 | FALSE | FALSE | FALSE | [6 empty] | AC | [7 empty] | FALSE
PGJSXF52 | Longhorn Intelligent Tech Co., Ltd | Longhorn | LH-L8N121Q00 | Linear Replacement Lamp | T8 Four-Foot | Replacement Lamps (plug and play) (UL Type A) |  | standard | FALSE | [10 empty] | August, 13 2015 00:00:00 | Not Dimmable | Not Dimmable | No | Updated on 3/31/2017 | JJJMSI | [25 empty] | 5 | 1850 | 155 | 12 | 20 | 0.9 | 4000 | 80 |  |  |  | FALSE | FALSE | FALSE | May, 02 2018 00:00:00 | 4.3 |  | standard |  |  |  |  | March, 30 2020 00:00:00 | FALSE | FALSE | FALSE | [6 empty] | AC | [7 empty] | FALSE
P5PF36C8 | CH Lighting Technology Co.,Ltd. | CH | CH1128-48-13W 835-1 | Linear Replacement Lamp | T8 Four-Foot | Replacement Lamps (plug and play) (UL Type A) |  | standard | FALSE | [10 empty] | August, 11 2015 00:00:00 | Dimmable | Continuous Below 10 | No | Updated on 7/25/2017 | JJJLGH | [25 empty] | 5 | 1904 | 119 | 16 | 10 | 0.9 | 3500 | 80 |  |  |  | FALSE | FALSE | FALSE | May, 02 2018 00:00:00 | 4.3 |  | standard |  |  |  |  | March, 30 2020 00:00:00 | FALSE | FALSE | FALSE | [6 empty] | AC | [7 empty] | FALSE
P227T5V9 | CH Lighting Technology Co.,Ltd. | CH | CH1128-48-13W 850-1 | Linear Replacement Lamp | T8 Four-Foot | Replacement Lamps (plug and play) (UL Type A) |  | standard | FALSE | [10 empty] | August, 11 2015 00:00:00 | Dimmable | Continuous Below 10 | No | Updated on 7/25/2017 | JJJLGH | [25 empty] | 5 | 2000 | 125 | 16 | 10 | 0.9 | 5000 | 80 |  |  |  | FALSE | FALSE | FALSE | May, 02 2018 00:00:00 | 4.3 |  | standard |  |  |  |  | March, 30 2020 00:00:00 | FALSE | FALSE | FALSE | [6 empty] | AC | [7 empty] | FALSE
P8UAT18U | CH Lighting Technology Co.,Ltd. | CH | CH1128-48-13W 840-1 | Linear Replacement Lamp | T8 Four-Foot | Replacement Lamps (plug and play) (UL Type A) |  | standard | FALSE | [10 empty] | August, 11 2015 00:00:00 | Dimmable | Continuous Below 10 | No | Updated on 7/25/2017 | JJJLGH | [25 empty] | 5 | 1952 | 122 | 16 | 10 | 0.9 | 4000 | 80 |  |  |  | FALSE | FALSE | FALSE | May, 02 2018 00:00:00 | 4.3 |  | standard |  |  |  |  | March, 30 2020 00:00:00 | FALSE | FALSE | FALSE | [6 empty] | AC | [7 empty] | FALSE
PG86XYV8 | CH Lighting Technology Co.,Ltd. | CH | CH1128-48-15W 840-1 | Linear Replacement Lamp | T8 Four-Foot | Replacement Lamps (plug and play) (UL Type A) |  | standard | FALSE | [10 empty] | August, 11 2015 00:00:00 | Dimmable | Continuous Below 10 | No | Updated on 7/25/2017 | JJJLEW | [25 empty] | 5 | 2142 | 119 | 18 | 10 | 0.9 | 4000 | 80 |  |  |  | FALSE | FALSE | FALSE | May, 02 2018 00:00:00 | 4.3 |  | standard |  |  |  |  | March, 30 2020 00:00:00 | FALSE | FALSE | FALSE | [6 empty] | AC | [7 empty] | FALSE
PX44Y3JU | CH Lighting Technology Co.,Ltd. | CH | CH1128-48-15W 850-1 | Linear Replacement Lamp | T8 Four-Foot | Replacement Lamps (plug and play) (UL Type A) |  | standard | FALSE | [10 empty] | August, 11 2015 00:00:00 | Dimmable | Continuous Below 10 | No | Updated on 7/25/2017 | JJJLEW | [25 empty] | 5 | 2196 | 122 | 18 | 10 | 0.9 | 5000 | 80 |  |  |  | FALSE | FALSE | FALSE | May, 02 2018 00:00:00 | 4.3 |  | standard |  |  |  |  | March, 30 2020 00:00:00 | FALSE | FALSE | FALSE | [6 empty] | AC | [7 empty] | FALSE
PVZ564YN | CH Lighting Technology Co.,Ltd. | CH | CH1128-48-15W 830-1 | Linear Replacement Lamp | T8 Four-Foot | Replacement Lamps (plug and play) (UL Type A) |  | standard | TRUE |  | 2055 | 126 | 16.31 | 8.49 | 0.97 | 3063 | 82.7 | 5 | 50000 | August, 11 2015 00:00:00 | Dimmable | Continuous Below 10 | No | Updated on 7/25/2017 | JJJLEW | [15 empty] | 84.2 |  | 1.32 | 1.24 | [6 empty] | 5 | 2052 | 114 | 18 | 10 | 0.9 | 3000 | 80 |  |  |  | FALSE | FALSE | FALSE | May, 02 2018 00:00:00 | 4.3 |  | standard |  |  |  |  | March, 30 2020 00:00:00 | FALSE | FALSE | FALSE | [6 empty] | AC | [7 empty] | FALSE
P48VAPZU | CH Lighting Technology Co.,Ltd. | CH | CH1128-48-13W 830-1 | Linear Replacement Lamp | T8 Four-Foot | Replacement Lamps (plug and play) (UL Type A) |  | standard | TRUE |  | 1850 | 124.5 | 14.86 | 9.19 | 0.965 | 3053 | 82.8 | 5 | 50000 | August, 11 2015 00:00:00 | Dimmable | Continuous Below 10 | No | Updated on 7/25/2017 | JJJLGH | [15 empty] | 84.2 |  | 1.32 | 1.28 | [6 empty] | 5 | 1856 | 116 | 16 | 10 | 0.9 | 3000 | 80 |  |  |  | FALSE | FALSE | FALSE | May, 02 2018 00:00:00 | 4.3 |  | standard |  |  |  |  | March, 30 2020 00:00:00 | FALSE | FALSE | FALSE | [6 empty] | AC | [7 empty] | FALSE
P8EV3CKE | CH Lighting Technology Co.,Ltd. | CH | CH1128-48-15W 835-1 | Linear Replacement Lamp | T8 Four-Foot | Replacement Lamps (plug and play) (UL Type A) |  | standard | FALSE | [10 empty] | August, 11 2015 00:00:00 | Dimmable | Continuous Below 10 | No | Updated on 7/25/2017 | JJJLEW | [25 empty] | 4.4 | 2088 | 116 | 18 | 10 | 0.9 | 3500 | 80 |  |  |  | FALSE | FALSE | FALSE | May, 02 2018 00:00:00 | 4.3 |  | standard |  |  |  |  | November, 02 2018 00:00:00 | FALSE | FALSE | FALSE | [6 empty] | AC | [7 empty] | FALSE
PPF4Y39P | ShenZhen CREP Optoelectronics Co.,Ltd | CREP | CPS-4E18-F1(3500K)? | Linear Replacement Lamp | T8 Four-Foot | Replacement Lamps (plug and play) (UL Type A) |  | standard | FALSE | [10 empty] | August, 06 2015 00:00:00 | Not Dimmable | Not Dimmable | No | Updated on 2/27/2017 | YYYAOD | [25 empty] | 5 | 2350.8 | 124.4 | 18.8 | 17.7 | 0.91 | 3500 | 83.6 |  |  |  | FALSE | FALSE | FALSE | May, 02 2018 00:00:00 | 4.3 |  | standard |  |  |  |  | March, 30 2020 00:00:00 | FALSE | FALSE | FALSE | [6 empty] | AC | [7 empty] | FALSE
PCQXYF1B | ShenZhen CREP Optoelectronics Co.,Ltd | CREP | CPS-4E12-F9(4000K) | Linear Replacement Lamp | T8 Four-Foot | Replacement Lamps (plug and play) (UL Type A) |  | standard | FALSE | [10 empty] | August, 06 2015 00:00:00 | Not Dimmable | Not Dimmable | No |  | YYYAOB | [25 empty] | 5 | 1600 | 133.33 | 12 | 4.9 | 0.999 | 4000 | 81 |  |  |  | FALSE | FALSE | FALSE | May, 02 2018 00:00:00 | 4.3 |  | standard |  |  |  |  | March, 30 2020 00:00:00 | FALSE | FALSE | FALSE | [6 empty] | AC | [7 empty] | FALSE
PXQ5Q4RH | ShenZhen CREP Optoelectronics Co.,Ltd | CREP | CPS-4E12-F9(5000K) | Linear Replacement Lamp | T8 Four-Foot | Replacement Lamps (plug and play) (UL Type A) |  | standard | FALSE | [10 empty] | August, 06 2015 00:00:00 | Not Dimmable | Not Dimmable | No |  | YYYAOB | [25 empty] | 5 | 1600 | 133.33 | 12 | 4.9 | 0.999 | 5000 | 81 |  |  |  | FALSE | FALSE | FALSE | May, 02 2018 00:00:00 | 4.3 |  | standard |  |  |  |  | March, 30 2020 00:00:00 | FALSE | FALSE | FALSE | [6 empty] | AC | [7 empty] | FALSE
PY7DXEZ1 | ShenZhen CREP Optoelectronics Co.,Ltd | CREP | CPS-4E18-F1(3000K)? | Linear Replacement Lamp | T8 Four-Foot | Replacement Lamps (plug and play) (UL Type A) |  | standard | TRUE |  | 2350.86 | 124.45 | 18.89 | 17.7 | 0.911 | 2934 | 83.6 | 5 | 50000 | August, 06 2015 00:00:00 | Not Dimmable | Not Dimmable | No | Updated on 2/27/2017 | YYYAOD | [15 empty] | 78.3 |  | 1.2 | 1.08 | [6 empty] | 5 | 2350.8 | 124.4 | 18.8 | 17.7 | 0.91 | 2934 | 83.6 |  |  |  | FALSE | FALSE | FALSE | May, 02 2018 00:00:00 | 4.3 |  | standard |  |  |  |  | March, 30 2020 00:00:00 | FALSE | FALSE | FALSE | [6 empty] | AC | [7 empty] | FALSE
PREYME5Q | ShenZhen CREP Optoelectronics Co.,Ltd | CREP | CPS-4E18-F1(4500K)? | Linear Replacement Lamp | T8 Four-Foot | Replacement Lamps (plug and play) (UL Type A) |  | standard | FALSE | [10 empty] | August, 06 2015 00:00:00 | Not Dimmable | Not Dimmable | No | Updated on 2/27/2017 | YYYAOD | [25 empty] | 5 | 2350.8 | 124.4 | 18.8 | 17.7 | 0.91 | 4500 | 83.6 |  |  |  | FALSE | FALSE | FALSE | May, 02 2018 00:00:00 | 4.3 |  | standard |  |  |  |  | March, 30 2020 00:00:00 | FALSE | FALSE | FALSE | [6 empty] | AC | [7 empty] | FALSE
P8UEKKTU | ShenZhen CREP Optoelectronics Co.,Ltd | CREP | CPS-4E18-F1(5000K) | Linear Replacement Lamp | T8 Four-Foot | Replacement Lamps (plug and play) (UL Type A) |  | standard | FALSE | [10 empty] | August, 06 2015 00:00:00 | Not Dimmable | Not Dimmable | No | Updated on 2/27/2017 | YYYAOD | [25 empty] | 5 | 2499 | 130.7 | 19.1 | 18.1 | 0.92 | 4964 | 85 |  |  |  | FALSE | FALSE | FALSE | May, 02 2018 00:00:00 | 4.3 |  | standard |  |  |  |  | March, 30 2020 00:00:00 | FALSE | FALSE | FALSE | [6 empty] | AC | [7 empty] | FALSE
PVXYFG6P | ShenZhen CREP Optoelectronics Co.,Ltd | CREP | CPS-4E12-F9(2700K) | Linear Replacement Lamp | T8 Four-Foot | Replacement Lamps (plug and play) (UL Type A) |  | standard | TRUE |  | 1543 | 111.65 | 13.82 | 6.5 | 0.973 | 2848 | 81.4 | 5 | 50000 | August, 06 2015 00:00:00 | Not Dimmable | Not Dimmable | No |  | YYYAOB | [15 empty] | 84.2 |  | 1.2 | 1.8 | [6 empty] | 5 | 1543 | 111.65 | 13.82 | 4.9 | 0.999 | 2848 | 81 |  |  |  | FALSE | FALSE | FALSE | May, 02 2018 00:00:00 | 4.3 |  | standard |  |  |  |  | March, 30 2020 00:00:00 | FALSE | FALSE | FALSE | [6 empty] | AC | [7 empty] | FALSE
PUEBS9B8 | ShenZhen CREP Optoelectronics Co.,Ltd | CREP | CPS-4E12-F9(3000K) | Linear Replacement Lamp | T8 Four-Foot | Replacement Lamps (plug and play) (UL Type A) |  | standard | FALSE | [10 empty] | August, 06 2015 00:00:00 | Not Dimmable | Not Dimmable | No |  | YYYAOB | [25 empty] | 5 | 1600 | 133.33 | 12 | 4.9 | 0.999 | 3000 | 81 |  |  |  | FALSE | FALSE | FALSE | May, 02 2018 00:00:00 | 4.3 |  | standard |  |  |  |  | March, 30 2020 00:00:00 | FALSE | FALSE | FALSE | [6 empty] | AC | [7 empty] | FALSE
PD18R2V9 | ShenZhen CREP Optoelectronics Co.,Ltd | CREP | CPS-4E12-F9(3500K) | Linear Replacement Lamp | T8 Four-Foot | Replacement Lamps (plug and play) (UL Type A) |  | standard | FALSE | [10 empty] | August, 06 2015 00:00:00 | Not Dimmable | Not Dimmable | No |  | YYYAOB | [25 empty] | 5 | 1600 | 133.33 | 12 | 4.9 | 0.999 | 3500 | 81 |  |  |  | FALSE | FALSE | FALSE | May, 02 2018 00:00:00 | 4.3 |  | standard |  |  |  |  | March, 30 2020 00:00:00 | FALSE | FALSE | FALSE | [6 empty] | AC | [7 empty] | FALSE
PNNPYDFP | ShenZhen CREP Optoelectronics Co.,Ltd | CREP | CPS-4E18-F1(4000K)? | Linear Replacement Lamp | T8 Four-Foot | Replacement Lamps (plug and play) (UL Type A) |  | standard | FALSE | [10 empty] | August, 06 2015 00:00:00 | Not Dimmable | Not Dimmable | No | Updated on 2/27/2017 | YYYAOD | [25 empty] | 5 | 2350.8 | 124.4 | 18.8 | 17.7 | 0.91 | 4000 | 83.6 |  |  |  | FALSE | FALSE | FALSE | May, 02 2018 00:00:00 | 4.3 |  | standard |  |  |  |  | March, 30 2020 00:00:00 | FALSE | FALSE | FALSE | [6 empty] | AC | [7 empty] | FALSE
PSR17C5S | ShenZhen CREP Optoelectronics Co.,Ltd | CREP | CPS-4E12-F9(4500K) | Linear Replacement Lamp | T8 Four-Foot | Replacement Lamps (plug and play) (UL Type A) |  | standard | FALSE | [10 empty] | August, 06 2015 00:00:00 | Not Dimmable | Not Dimmable | No |  | YYYAOB | [25 empty] | 5 | 1600 | 133.33 | 12 | 4.9 | 0.999 | 4500 | 81 |  |  |  | FALSE | FALSE | FALSE | May, 02 2018 00:00:00 | 4.3 |  | standard |  |  |  |  | March, 30 2020 00:00:00 | FALSE | FALSE | FALSE | [6 empty] | AC | [7 empty] | FALSE
P7PPNDYH | ETECH LED | E Tech | FF-T84-A2-15-30 | Linear Replacement Lamp | T8 Four-Foot | Dual Mode Internal Driver (UL Type A and Type B) |  | standard | TRUE |  | 2172 | 133.25 | 16.3 | 6.91 | 0.9572 | 3012 | 81.8 | 5 | 50000 | August, 04 2015 00:00:00 | Not Dimmable | Not Dimmable | NotYetVerified | Updated on 5/6/2017 | KKKXZG | [15 empty] | 90 |  | 1.16 | 1.38 | [6 empty] | 5 | 2172 | 133 | 16.3 | 20 | 0.9 | 3000 | 83 |  |  |  | FALSE | FALSE | FALSE | May, 02 2018 00:00:00 | 4.3 |  | standard |  |  |  |  | March, 30 2020 00:00:00 | FALSE | FALSE | FALSE | [6 empty] | AC | [7 empty] | FALSE
P7JAA1YK | ETECH LED | E Tech | FF-T84-A2-15-40 | Linear Replacement Lamp | T8 Four-Foot | Dual Mode Internal Driver (UL Type A and Type B) |  | standard | FALSE | [10 empty] | August, 04 2015 00:00:00 | Not Yet Verified | Not Yet Verified | NotYetVerified | Updated on 5/6/2017 | KKKXZG | [25 empty] | 5 | 2172 | 133 | 16.3 | 20 | 0.9 | 4000 | 83 |  |  |  | FALSE | FALSE | FALSE | May, 02 2018 00:00:00 | 4.3 |  | standard |  |  |  |  | March, 30 2020 00:00:00 | FALSE | FALSE | FALSE | [6 empty] | AC | [7 empty] | FALSE
PHYKCX4Y | ETECH LED | E Tech | FF-T84-A2-15-35 | Linear Replacement Lamp | T8 Four-Foot | Dual Mode Internal Driver (UL Type A and Type B) |  | standard | FALSE | [10 empty] | August, 04 2015 00:00:00 | Not Dimmable | Not Dimmable | NotYetVerified | Updated on 5/6/2017 | KKKXZG | [25 empty] | 5 | 2172 | 133 | 16.3 | 20 | 0.9 | 3500 | 83 |  |  |  | FALSE | FALSE | FALSE | May, 02 2018 00:00:00 | 4.3 |  | standard |  |  |  |  | March, 30 2020 00:00:00 | FALSE | FALSE | FALSE | [6 empty] | AC | [7 empty] | FALSE
PZ8TBWBQ | ETECH LED | E Tech | FF-T84-A2-15-50 | Linear Replacement Lamp | T8 Four-Foot | Dual Mode Internal Driver (UL Type A and Type B) |  | standard | FALSE | [10 empty] | August, 04 2015 00:00:00 | Not Yet Verified | Not Yet Verified | NotYetVerified | Updated on 5/6/2017 | KKKXZG | [25 empty] | 5 | 2172 | 133 | 16.3 | 20 | 0.9 | 5000 | 83 |  |  |  | FALSE | FALSE | FALSE | May, 02 2018 00:00:00 | 4.3 |  | standard |  |  |  |  | March, 30 2020 00:00:00 | FALSE | FALSE | FALSE | [6 empty] | AC | [7 empty] | FALSE
PYYR65E7 | FOSHAN ELECTRICAL AND LIGHTING CO.,LTD. | FSL | T8-22-35/A123/24 | Linear Replacement Lamp | T8 Four-Foot | Replacement Lamps (plug and play) (UL Type A) |  | standard | FALSE | [10 empty] | July, 30 2015 00:00:00 | Not Dimmable | Not Dimmable | FALSE | Updated on 3/17/2017 | UUUURH | [25 empty] | 4.4 | 2438 | 113.11 | 21.56 | 5.41 | 0.93 | 3500 | 82.3 |  |  |  | FALSE | FALSE | FALSE | May, 02 2018 00:00:00 | 4.3 |  | standard |  |  |  |  | November, 02 2018 00:00:00 | FALSE | FALSE | FALSE | [6 empty] | AC | [7 empty] | FALSE
P9QJJXRA | FOSHAN ELECTRICAL AND LIGHTING CO.,LTD. | FSL | T8-22-40/A123/24 | Linear Replacement Lamp | T8 Four-Foot | Replacement Lamps (plug and play) (UL Type A) |  | standard | FALSE | [10 empty] | July, 30 2015 00:00:00 | Not Dimmable | Not Dimmable | FALSE | Updated on 3/17/2017 | UUUURH | [25 empty] | 4.4 | 2479 | 115.01 | 21.56 | 5.41 | 0.93 | 4000 | 82.3 |  |  |  | FALSE | FALSE | FALSE | May, 02 2018 00:00:00 | 4.3 |  | standard |  |  |  |  | November, 02 2018 00:00:00 | FALSE | FALSE | FALSE | [6 empty] | AC | [7 empty] | FALSE
PQTP329F | FOSHAN ELECTRICAL AND LIGHTING CO.,LTD. | FSL | T8-18-30/A123/24 | Linear Replacement Lamp | T8 Four-Foot | Replacement Lamps (plug and play) (UL Type A) |  | standard | TRUE |  | 2118 | 115.36 | 18.36 | 7.18 | 0.9032 | 3078 | 82.2 | 5 | 50000 | July, 30 2015 00:00:00 | Not Dimmable | Not Dimmable | No | Updated on 3/17/2017 | UUUURI | [15 empty] | 84.5 |  | 1.24 | 1.38 | [6 empty] | 5 | 2118 | 115.36 | 18.36 | 7.18 | 0.9 | 3000 | 82.2 |  |  |  | FALSE | FALSE | FALSE | May, 02 2018 00:00:00 | 4.3 |  | standard |  |  |  |  | March, 30 2020 00:00:00 | FALSE | FALSE | FALSE | [6 empty] | AC | [7 empty] | FALSE
PGPRAQHG | James Trading Company Limited | JAMES | BT812W4FT(CLEAR LENS) (3500K) | Linear Replacement Lamp | T8 Four-Foot | Replacement Lamps (plug and play) (UL Type A) |  | standard | FALSE | [10 empty] | July, 30 2015 00:00:00 | Not Dimmable | Not Dimmable | NotYetVerified | updated on 1/19/2017 | KKKXTX | [25 empty] | 5 | 1900 | 141.8 | 13.35 | 10.6 | 0.9063 | 3500 | 81.6 |  |  |  | FALSE | FALSE | FALSE | May, 02 2018 00:00:00 | 4.3 |  | standard |  |  |  |  | March, 30 2020 00:00:00 | FALSE | FALSE | FALSE | [6 empty] | AC | [7 empty] | FALSE
PUQ1DNWA | James Trading Company Limited | JAMES | BT814W4FT(CLEAR LENS)(4500K) | Linear Replacement Lamp | T8 Four-Foot | Replacement Lamps (plug and play) (UL Type A) |  | standard | FALSE | [10 empty] | July, 30 2015 00:00:00 | Not Dimmable | Not Dimmable | NotYetVerified | updated on 1/19/2017 | KKKXTY | [25 empty] | 5 | 2050 | 142.4 | 14.4 | 12.37 | 0.9056 | 4500 | 81.7 |  |  |  | FALSE | FALSE | FALSE | May, 02 2018 00:00:00 | 4.3 |  | standard |  |  |  |  | March, 30 2020 00:00:00 | FALSE | FALSE | FALSE | [6 empty] | AC | [7 empty] | FALSE
PXU81BCY | James Trading Company Limited | JAMES | ZY-T8-13W1200 BIXX Ballast Compatible (4000K Clear) | Linear Replacement Lamp | T8 Four-Foot | Dual Mode Internal Driver (UL Type A and Type B) |  | standard | TRUE |  | 1930 | 135.06 | 14.3 | 14.92 | 0.9034 | 3996 | 82.7 | 5 | 50000 | July, 30 2015 00:00:00 | Not Dimmable | Not Dimmable | NotYetVerified | Lastx represents either s for single-end power input or T for double-end inputs | KKKYUV | [15 empty] | 85.3 |  | 1.3 | 1.23 | [6 empty] | 5 | 1930 | 135 | 14.3 | 20 | 0.9 | 4000 | 83 |  |  |  | FALSE | FALSE | FALSE | May, 02 2018 00:00:00 | 4.3 |  | standard |  |  |  |  | March, 30 2020 00:00:00 | FALSE | FALSE | FALSE | [6 empty] | AC | [7 empty] | FALSE
PWMHZ82Y | James Trading Company Limited | JAMES | BT812W4FT(CLEAR LENS) (3000K) | Linear Replacement Lamp | T8 Four-Foot | Replacement Lamps (plug and play) (UL Type A) |  | standard | FALSE | [10 empty] | July, 30 2015 00:00:00 | Not Dimmable | Not Dimmable | NotYetVerified | updated on 1/19/2017 | KKKXTX | [25 empty] | 5 | 1900 | 141.8 | 13.35 | 10.6 | 0.9063 | 3000 | 81.6 |  |  |  | FALSE | FALSE | FALSE | May, 02 2018 00:00:00 | 4.3 |  | standard |  |  |  |  | March, 30 2020 00:00:00 | FALSE | FALSE | FALSE | [6 empty] | AC | [7 empty] | FALSE
PCASCM2X | James Trading Company Limited | JAMES | ZY-T8-13W1200 BIXX Ballast Compatible (5000K Clear) | Linear Replacement Lamp | T8 Four-Foot | Dual Mode Internal Driver (UL Type A and Type B) |  | standard | FALSE | [10 empty] | July, 30 2015 00:00:00 | Not Dimmable | Not Dimmable | NotYetVerified | Lastx represents either s for single-end power input or T for double-end inputs | KKKYUV | [25 empty] | 5 | 1930 | 135 | 14.3 | 20 | 0.9 | 5000 | 83 |  |  |  | FALSE | FALSE | FALSE | May, 02 2018 00:00:00 | 4.3 |  | standard |  |  |  |  | March, 30 2020 00:00:00 | FALSE | FALSE | FALSE | [6 empty] | AC | [7 empty] | FALSE
PMDWAGKB | James Trading Company Limited | JAMES | BT812W4FT(CLEAR LENS) (4000K) | Linear Replacement Lamp | T8 Four-Foot | Replacement Lamps (plug and play) (UL Type A) |  | standard | FALSE | [10 empty] | July, 30 2015 00:00:00 | Not Dimmable | Not Dimmable | NotYetVerified | updated on 1/19/2017 | KKKXTX | [25 empty] | 5 | 1900 | 141.8 | 13.35 | 10.6 | 0.9063 | 4000 | 81.6 |  |  |  | FALSE | FALSE | FALSE | May, 02 2018 00:00:00 | 4.3 |  | standard |  |  |  |  | March, 30 2020 00:00:00 | FALSE | FALSE | FALSE | [6 empty] | AC | [7 empty] | FALSE
PH9FVS2V | James Trading Company Limited | JAMES | BT814W4FT(CLEAR LENS)(5000K) | Linear Replacement Lamp | T8 Four-Foot | Replacement Lamps (plug and play) (UL Type A) |  | standard | FALSE | [10 empty] | July, 30 2015 00:00:00 | Not Dimmable | Not Dimmable | NotYetVerified | updated on 1/19/2017 | KKKXTY | [25 empty] | 5 | 2050 | 142.4 | 14.4 | 12.07 | 0.9043 | 5000 | 81.1 |  |  |  | FALSE | FALSE | FALSE | May, 02 2018 00:00:00 | 4.3 |  | standard |  |  |  |  | March, 30 2020 00:00:00 | FALSE | FALSE | FALSE | [6 empty] | AC | [7 empty] | FALSE
PUEMB8DD | FOSHAN ELECTRICAL AND LIGHTING CO.,LTD. | FSL | T8-18-40/A123/24 | Linear Replacement Lamp | T8 Four-Foot | Replacement Lamps (plug and play) (UL Type A) |  | standard | FALSE | [10 empty] | July, 30 2015 00:00:00 | Not Dimmable | Not Dimmable | No | Updated on 3/17/2017 | UUUURI | [25 empty] | 5 | 2218 | 120.35 | 18.43 | 7.18 | 0.9 | 4000 | 82.2 |  |  |  | FALSE | FALSE | FALSE | May, 02 2018 00:00:00 | 4.3 |  | standard |  |  |  |  | March, 30 2020 00:00:00 | FALSE | FALSE | FALSE | [6 empty] | AC | [7 empty] | FALSE
PK19XWWN | FOSHAN ELECTRICAL AND LIGHTING CO.,LTD. | FSL | T8-22-30/A123/24 | Linear Replacement Lamp | T8 Four-Foot | Replacement Lamps (plug and play) (UL Type A) |  | standard | TRUE |  | 2397 | 111.7 | 21.46 | 5.41 | 0.9291 | 3087 | 82.3 | 5 | 50000 | July, 30 2015 00:00:00 | Not Dimmable | Not Dimmable | FALSE | Updated on 3/17/2017 | UUUURH | [15 empty] | 84.5 |  | 1.24 | 1.36 | [6 empty] | 4.4 | 2397 | 111.7 | 21.46 | 5.41 | 0.93 | 3000 | 82.3 |  |  |  | FALSE | FALSE | FALSE | May, 02 2018 00:00:00 | 4.3 |  | standard |  |  |  |  | November, 02 2018 00:00:00 | FALSE | FALSE | FALSE | [6 empty] | AC | [7 empty] | FALSE
P1GU73FV | James Trading Company Limited | JAMES | BT814W4FT(CLEAR LENS)(3000K) | Linear Replacement Lamp | T8 Four-Foot | Replacement Lamps (plug and play) (UL Type A) |  | standard | FALSE | [10 empty] | July, 30 2015 00:00:00 | Not Dimmable | Not Dimmable | NotYetVerified | updated on 1/19/2017 | KKKXTY | [25 empty] | 5 | 2050 | 142.4 | 14.4 | 12.37 | 0.9056 | 3000 | 81.7 |  |  |  | FALSE | FALSE | FALSE | May, 02 2018 00:00:00 | 4.3 |  | standard |  |  |  |  | March, 30 2020 00:00:00 | FALSE | FALSE | FALSE | [6 empty] | AC | [7 empty] | FALSE
PPQKTKDN | James Trading Company Limited | JAMES | BT814W4FT(CLEAR LENS)(3500K) | Linear Replacement Lamp | T8 Four-Foot | Replacement Lamps (plug and play) (UL Type A) |  | standard | FALSE | [10 empty] | July, 30 2015 00:00:00 | Not Dimmable | Not Dimmable | NotYetVerified | updated on 1/19/2017 | KKKXTY | [25 empty] | 5 | 2050 | 142.4 | 14.4 | 12.37 | 0.9056 | 3500 | 81.7 |  |  |  | FALSE | FALSE | FALSE | May, 02 2018 00:00:00 | 4.3 |  | standard |  |  |  |  | March, 30 2020 00:00:00 | FALSE | FALSE | FALSE | [6 empty] | AC | [7 empty] | FALSE
PKD4RDAR | FOSHAN ELECTRICAL AND LIGHTING CO.,LTD. | FSL | T8-18-35/A123/24 | Linear Replacement Lamp | T8 Four-Foot | Replacement Lamps (plug and play) (UL Type A) |  | standard | FALSE | [10 empty] | July, 30 2015 00:00:00 | Not Dimmable | Not Dimmable | No | Updated on 3/17/2017 | UUUURI | [25 empty] | 5 | 2168 | 117.65 | 18.43 | 7.18 | 0.9 | 3500 | 82.2 |  |  |  | FALSE | FALSE | FALSE | May, 02 2018 00:00:00 | 4.3 |  | standard |  |  |  |  | March, 30 2020 00:00:00 | FALSE | FALSE | FALSE | [6 empty] | AC | [7 empty] | FALSE
PRCU1NFS | FOSHAN ELECTRICAL AND LIGHTING CO.,LTD. | FSL | T8-22-50/A123/24 | Linear Replacement Lamp | T8 Four-Foot | Replacement Lamps (plug and play) (UL Type A) |  | standard | FALSE | [10 empty] | July, 30 2015 00:00:00 | Not Dimmable | Not Dimmable | No | Updated on 3/17/2017 | UUUURH | [25 empty] | 5 | 2561 | 118.29 | 21.65 | 5.52 | 0.92 | 5000 | 84.8 |  |  |  | FALSE | FALSE | FALSE | May, 02 2018 00:00:00 | 4.3 |  | standard |  |  |  |  | March, 30 2020 00:00:00 | FALSE | FALSE | FALSE | [6 empty] | AC | [7 empty] | FALSE
PFS8RF65 | FOSHAN ELECTRICAL AND LIGHTING CO.,LTD. | FSL | T8-18-50/A123/24 | Linear Replacement Lamp | T8 Four-Foot | Replacement Lamps (plug and play) (UL Type A) |  | standard | FALSE | [10 empty] | July, 30 2015 00:00:00 | Not Dimmable | Not Dimmable | No | Updated on 3/17/2017 | UUUURI | [25 empty] | 5 | 2317 | 125.31 | 18.49 | 7.15 | 0.9 | 5000 | 85 |  |  |  | FALSE | FALSE | FALSE | May, 02 2018 00:00:00 | 4.3 |  | standard |  |  |  |  | March, 30 2020 00:00:00 | FALSE | FALSE | FALSE | [6 empty] | AC | [7 empty] | FALSE
PXMR7D2H | GE Current, a Daintree company | GE Lighting | LED18ET8/4/835 | Linear Replacement Lamp | T8 Four-Foot | Replacement Lamps (plug and play) (UL Type A) |  | standard | FALSE | [10 empty] | July, 30 2015 00:00:00 | Dimmable | Continuous Below 10 | No | Internal Driver; operates off fluorescent ballast; Updated on 3/2/2017 | JJJKRE | [25 empty] | 5 | 2550 | 124.4 | 20.5 | 20 | 0.9 | 3500 | 80 |  |  |  | FALSE | FALSE | FALSE | May, 02 2018 00:00:00 | 4.3 |  | standard |  |  |  |  | March, 30 2020 00:00:00 | FALSE | FALSE | FALSE | [6 empty] | AC | [7 empty] | FALSE
P5W1HPVX | James Trading Company Limited | JAMES | BT814W4FT(CLEAR LENS)(4000K) | Linear Replacement Lamp | T8 Four-Foot | Replacement Lamps (plug and play) (UL Type A) |  | standard | FALSE | [10 empty] | July, 30 2015 00:00:00 | Not Dimmable | Not Dimmable | NotYetVerified | updated on 1/19/2017 | KKKXTY | [25 empty] | 5 | 2050 | 142.4 | 14.4 | 12.37 | 0.9056 | 4000 | 81.7 |  |  |  | FALSE | FALSE | FALSE | May, 02 2018 00:00:00 | 4.3 |  | standard |  |  |  |  | March, 30 2020 00:00:00 | FALSE | FALSE | FALSE | [6 empty] | AC | [7 empty] | FALSE
P82394QB | James Trading Company Limited | JAMES | BT812W4FT(CLEAR LENS) (4500K) | Linear Replacement Lamp | T8 Four-Foot | Replacement Lamps (plug and play) (UL Type A) |  | standard | FALSE | [10 empty] | July, 30 2015 00:00:00 | Not Dimmable | Not Dimmable | NotYetVerified | updated on 1/19/2017 | KKKXTX | [25 empty] | 5 | 1900 | 141.8 | 13.35 | 10.6 | 0.9063 | 4500 | 81.6 |  |  |  | FALSE | FALSE | FALSE | May, 02 2018 00:00:00 | 4.3 |  | standard |  |  |  |  | March, 30 2020 00:00:00 | FALSE | FALSE | FALSE | [6 empty] | AC | [7 empty] | FALSE
PFFS551R | James Trading Company Limited | JAMES | BT812W4FT(CLEAR LENS) (5000K) | Linear Replacement Lamp | T8 Four-Foot | Replacement Lamps (plug and play) (UL Type A) |  | standard | FALSE | [10 empty] | July, 30 2015 00:00:00 | Not Dimmable | Not Dimmable | NotYetVerified | updated on 1/19/2017 | KKKXTX | [25 empty] | 5 | 1900 | 141.8 | 13.35 | 14.63 | 0.9031 | 5000 | 81.6 |  |  |  | FALSE | FALSE | FALSE | May, 02 2018 00:00:00 | 4.3 |  | standard |  |  |  |  | March, 30 2020 00:00:00 | FALSE | FALSE | FALSE | [6 empty] | AC | [7 empty] | FALSE
PG7D9S3T | A Electronics Co.,Ltd | A Electronics | PT8A12W4FT?(3000K frosted lens) | Linear Replacement Lamp | T8 Four-Foot | Replacement Lamps (plug and play) (UL Type A) |  | standard | TRUE |  | 1715 | 120.86 | 14.19 | 8.3 | 0.9055 | 2909 | 81.8 | 5 | 50000 | July, 23 2015 00:00:00 | Not Dimmable | Not Dimmable | NotYetVerified | Nominal wattage 12W; Product de-listed on 4/1/2017, re-listed on 4/28/2017 due to allowances requirements change | KKKXVZ | [15 empty] | 84.5 |  | 1.33 | 1.23 | [6 empty] | 5 | 1715 | 120.86 | 14.19 | 20 | 0.9 | 3000 | 81.8 |  |  |  | TRUE | FALSE | FALSE | May, 02 2018 00:00:00 | 4.3 |  | standard |  |  |  |  | March, 30 2020 00:00:00 | FALSE | FALSE | FALSE | [6 empty] | AC | [7 empty] | FALSE
PTZJRW6R | A Electronics Co.,Ltd | A Electronics | DT84FT18WI (5000K Frosted Lens) | Linear Replacement Lamp | T8 Four-Foot | Replacement Lamps (plug and play) (UL Type A) |  | standard | FALSE | [10 empty] | July, 23 2015 00:00:00 | Not Dimmable | Not Dimmable | NotYetVerified | Operating off existing Electronic ballast only | KKKXWJ | [25 empty] | 5 | 2121 | 124.18 | 17.08 | 20 | 0.9 | 5000 | 82.2 |  |  |  | FALSE | FALSE | FALSE | May, 02 2018 00:00:00 | 4.3 |  | standard |  |  |  |  | March, 30 2020 00:00:00 | FALSE | FALSE | FALSE | [6 empty] | AC | [7 empty] | FALSE
P7B1FR5N | A Electronics Co.,Ltd | A Electronics | DT84FT13WI (5000K Clear Lens) | Linear Replacement Lamp | T8 Four-Foot | Replacement Lamps (plug and play) (UL Type A) |  | standard | FALSE | [10 empty] | July, 23 2015 00:00:00 | Not Dimmable | Not Dimmable | NotYetVerified | Operating off existing Electronic ballast only | KKKXWE | [25 empty] | 5 | 2001 | 136.87 | 14.62 | 20 | 0.9 | 5000 | 82.3 |  |  |  | FALSE | FALSE | FALSE | May, 02 2018 00:00:00 | 4.3 |  | standard |  |  |  |  | March, 30 2020 00:00:00 | FALSE | FALSE | FALSE | [6 empty] | AC | [7 empty] | FALSE
PVF17HQD | CH Lighting Technology Co.,Ltd. | CH | CH1152A-48-15W 840-5 | Linear Replacement Lamp | T8 Four-Foot | Replacement Lamps (plug and play) (UL Type A) |  | standard | FALSE | [10 empty] | July, 23 2015 00:00:00 | Not Dimmable | Not Dimmable | NotYetVerified | Internal Driver | JJJLEK | [25 empty] | 4.4 | 1800 | 112 | 15 | 16.6 | 0.969 | 4000 | 85 |  |  |  | FALSE | FALSE | FALSE | May, 02 2018 00:00:00 | 4.3 |  | standard |  |  |  |  | November, 02 2018 00:00:00 | FALSE | FALSE | FALSE | [6 empty] | AC | [7 empty] | FALSE
PDZVYSA6 | A Electronics Co.,Ltd | A Electronics | DT84FT15WI (4500K Clear Lens) Ballast Compatible | Linear Replacement Lamp | T8 Four-Foot | Dual Mode Internal Driver (UL Type A and Type B) |  | standard | FALSE | [10 empty] | July, 23 2015 00:00:00 | Not Dimmable | Not Dimmable | NotYetVerified |  | KKKXWG | [25 empty] | 5 | 2166 | 133.46 | 16.23 | 20 | 0.9 | 4500 | 81.5 |  |  |  | FALSE | FALSE | FALSE | May, 02 2018 00:00:00 | 4.3 |  | standard |  |  |  |  | March, 30 2020 00:00:00 | FALSE | FALSE | FALSE | [6 empty] | AC | [7 empty] | FALSE
PT4BEYXW | A Electronics Co.,Ltd | A Electronics | DT84FT18WI (4500K Frosted Lens) | Linear Replacement Lamp | T8 Four-Foot | Replacement Lamps (plug and play) (UL Type A) |  | standard | FALSE | [10 empty] | July, 23 2015 00:00:00 | Not Dimmable | Not Dimmable | NotYetVerified | Operating off existing Electronic ballast only | KKKXWJ | [25 empty] | 5 | 2059 | 120.98 | 17.02 | 20 | 0.9 | 4500 | 82.6 |  |  |  | FALSE | FALSE | FALSE | May, 02 2018 00:00:00 | 4.3 |  | standard |  |  |  |  | March, 30 2020 00:00:00 | FALSE | FALSE | FALSE | [6 empty] | AC | [7 empty] | FALSE
P6C36F9U | A Electronics Co.,Ltd | A Electronics | DT84FT13WI (4000K Clear Lens) | Linear Replacement Lamp | T8 Four-Foot | Replacement Lamps (plug and play) (UL Type A) |  | standard | TRUE |  | 1930 | 135.06 | 14.29 | 14.92 | 0.9034 | 3996 | 82.7 | 5 | 50000 | July, 23 2015 00:00:00 | Not Dimmable | Not Dimmable | NotYetVerified | Operating off existing Electronic ballast only | KKKXWE | [15 empty] | 89.7 |  | 1.44 | 1.16 | [6 empty] | 5 | 1930 | 135.06 | 14.29 | 20 | 0.9 | 4000 | 82.7 |  |  |  | FALSE | FALSE | FALSE | May, 02 2018 00:00:00 | 4.3 |  | standard |  |  |  |  | March, 30 2020 00:00:00 | FALSE | FALSE | FALSE | [6 empty] | AC | [7 empty] | FALSE
PK8JU1GR | A Electronics Co.,Ltd | A Electronics | DT84FT18WI (4000K Frosted Lens) | Linear Replacement Lamp | T8 Four-Foot | Replacement Lamps (plug and play) (UL Type A) |  | standard | TRUE |  | 2059 | 120.98 | 17.02 | 7.79 | 0.9083 | 3996 | 82.6 | 5 | 50000 | July, 23 2015 00:00:00 | Not Dimmable | Not Dimmable | NotYetVerified | Operating off existing Electronic ballast only | KKKXWJ | [15 empty] | 91 |  | 1.31 | 1.25 | [6 empty] | 5 | 2059 | 120.98 | 17.02 | 20 | 0.9 | 4000 | 82.6 |  |  |  | FALSE | FALSE | FALSE | May, 02 2018 00:00:00 | 4.3 |  | standard |  |  |  |  | March, 30 2020 00:00:00 | FALSE | FALSE | FALSE | [6 empty] | AC | [7 empty] | FALSE
P21NZVP8 | A Electronics Co.,Ltd | A Electronics | DT84FT13WI (4500K Frosted Lens) | Linear Replacement Lamp | T8 Four-Foot | Replacement Lamps (plug and play) (UL Type A) |  | standard | FALSE | [10 empty] | July, 23 2015 00:00:00 | Not Dimmable | Not Dimmable | NotYetVerified | Operating off existing Electronic ballast only | KKKXWF | [25 empty] | 5 | 1699 | 119.48 | 14.22 | 20 | 0.9 | 4500 | 82.6 |  |  |  | FALSE | FALSE | FALSE | May, 02 2018 00:00:00 | 4.3 |  | standard |  |  |  |  | March, 30 2020 00:00:00 | FALSE | FALSE | FALSE | [6 empty] | AC | [7 empty] | FALSE
PBNXR7HW | A Electronics Co.,Ltd | A Electronics | DT84FT13WI (4500K Clear Lens) | Linear Replacement Lamp | T8 Four-Foot | Replacement Lamps (plug and play) (UL Type A) |  | standard | FALSE | [10 empty] | July, 23 2015 00:00:00 | Not Dimmable | Not Dimmable | NotYetVerified | Operating off existing Electronic ballast only | KKKXWE | [25 empty] | 5 | 1930 | 135.06 | 14.29 | 20 | 0.9 | 4500 | 82.7 |  |  |  | FALSE | FALSE | FALSE | May, 02 2018 00:00:00 | 4.3 |  | standard |  |  |  |  | March, 30 2020 00:00:00 | FALSE | FALSE | FALSE | [6 empty] | AC | [7 empty] | FALSE
PMFMUB7D | A Electronics Co.,Ltd | A Electronics | DT84FT13WI (5000K Frosted Lens) | Linear Replacement Lamp | T8 Four-Foot | Replacement Lamps (plug and play) (UL Type A) |  | standard | FALSE | [10 empty] | July, 23 2015 00:00:00 | Not Dimmable | Not Dimmable | NotYetVerified | Operating off existing Electronic ballast only | KKKXWF | [25 empty] | 5 | 1753 | 121.31 | 14.45 | 20 | 0.9 | 5000 | 82.3 |  |  |  | FALSE | FALSE | FALSE | May, 02 2018 00:00:00 | 4.3 |  | standard |  |  |  |  | March, 30 2020 00:00:00 | FALSE | FALSE | FALSE | [6 empty] | AC | [7 empty] | FALSE
PX13G34K | A Electronics Co.,Ltd | A Electronics | DT84FT15WI (5000K Clear Lens) Ballast Compatible | Linear Replacement Lamp | T8 Four-Foot | Dual Mode Internal Driver (UL Type A and Type B) |  | standard | FALSE | [10 empty] | July, 23 2015 00:00:00 | Not Dimmable | Not Dimmable | NotYetVerified |  | KKKXWG | [25 empty] | 5 | 2234 | 136.72 | 16.34 | 20 | 0.9 | 5000 | 83.2 |  |  |  | FALSE | FALSE | FALSE | May, 02 2018 00:00:00 | 4.3 |  | standard |  |  |  |  | March, 30 2020 00:00:00 | FALSE | FALSE | FALSE | [6 empty] | AC | [7 empty] | FALSE
PAQCD8G1 | A Electronics Co.,Ltd | A Electronics | DT84FT13WI (4000K Frosted Lens) | Linear Replacement Lamp | T8 Four-Foot | Replacement Lamps (plug and play) (UL Type A) |  | standard | TRUE |  | 1699 | 119.48 | 14.22 | 14.45 | 0.9042 | 3988 | 82.6 | 5 | 50000 | July, 23 2015 00:00:00 | Not Dimmable | Not Dimmable | NotYetVerified | Operating off existing Electronic ballast only | KKKXWF | [15 empty] | 91.5 |  | 1.65 | 1.19 | [6 empty] | 5 | 1699 | 119.48 | 14.22 | 20 | 0.9 | 4000 | 82.6 |  |  |  | FALSE | FALSE | FALSE | May, 02 2018 00:00:00 | 4.3 |  | standard |  |  |  |  | March, 30 2020 00:00:00 | FALSE | FALSE | FALSE | [6 empty] | AC | [7 empty] | FALSE
P7XS6XQA | CH Lighting Technology Co.,Ltd. | CH | CH1152A-48-15W 835-5 | Linear Replacement Lamp | T8 Four-Foot | Replacement Lamps (plug and play) (UL Type A) |  | standard | FALSE | [10 empty] | July, 23 2015 00:00:00 | Not Dimmable | Not Dimmable | NotYetVerified | Internal Driver | JJJLEK | [25 empty] | 4.4 | 1750 | 112 | 15 | 16.6 | 0.969 | 3500 | 85 |  |  |  | FALSE | FALSE | FALSE | May, 02 2018 00:00:00 | 4.3 |  | standard |  |  |  |  | November, 02 2018 00:00:00 | FALSE | FALSE | FALSE | [6 empty] | AC | [7 empty] | FALSE
PR2DJ4C2 | CH Lighting Technology Co.,Ltd. | CH | CH1152A-48-15W 845-5 | Linear Replacement Lamp | T8 Four-Foot | Replacement Lamps (plug and play) (UL Type A) |  | standard | FALSE | [10 empty] | July, 23 2015 00:00:00 | Not Dimmable | Not Dimmable | NotYetVerified | Internal Driver | JJJLEK | [25 empty] | 4.4 | 1850 | 112 | 15 | 16.6 | 0.969 | 4500 | 85 |  |  |  | FALSE | FALSE | FALSE | May, 02 2018 00:00:00 | 4.3 |  | standard |  |  |  |  | November, 02 2018 00:00:00 | FALSE | FALSE | FALSE | [6 empty] | AC | [7 empty] | FALSE
PTXKNE9M | A Electronics Co.,Ltd | A Electronics | PT8A16W4FT?(3000K frosted lens) | Linear Replacement Lamp | T8 Four-Foot | Replacement Lamps (plug and play) (UL Type A) |  | standard | TRUE |  | 2072 | 121.1 | 17.08 | 12.9 | 0.9081 | 2932 | 82.2 | 5 | 50000 | July, 23 2015 00:00:00 | Not Dimmable | Not Dimmable | NotYetVerified | Nominal wattage 16W; Product de-listed on 4/1/2017, re-listed on 4/28/2017 due to allowances requirements change | KKKXWB | [15 empty] | 84.5 |  | 1.25 | 1.21 | [6 empty] | 5 | 2072 | 121.31 | 17.08 | 20 | 0.9 | 3000 | 81.8 |  |  |  | TRUE | FALSE | FALSE | May, 02 2018 00:00:00 | 4.3 |  | standard |  |  |  |  | March, 30 2020 00:00:00 | FALSE | FALSE | FALSE | [6 empty] | AC | [7 empty] | FALSE
P3K7TYC3 | CH Lighting Technology Co.,Ltd. | CH | CH1152A-48-15W 850-5 | Linear Replacement Lamp | T8 Four-Foot | Replacement Lamps (plug and play) (UL Type A) |  | standard | FALSE | [10 empty] | July, 23 2015 00:00:00 | Not Dimmable | Not Dimmable | NotYetVerified | Internal Driver | JJJLEK | [25 empty] | 4.4 | 1900 | 112 | 15 | 16.6 | 0.968 | 5000 | 85 |  |  |  | FALSE | FALSE | FALSE | May, 02 2018 00:00:00 | 4.3 |  | standard |  |  |  |  | November, 02 2018 00:00:00 | FALSE | FALSE | FALSE | [6 empty] | AC | [7 empty] | FALSE
P84M5NN5 | CH Lighting Technology Co.,Ltd. | CH | CH1152A-48-15W 830-5 | Linear Replacement Lamp | T8 Four-Foot | Replacement Lamps (plug and play) (UL Type A) |  | standard | TRUE |  | 1780.55 | 118.807 | 14.987 | 16.6 | 0.9077 | 3097 | 84.7 | 5 | 50000 | July, 23 2015 00:00:00 | Not Dimmable | Not Dimmable | NotYetVerified | Internal Driver | JJJLEK | [15 empty] | 84.6 |  | 1.22 | 1.3 | [6 empty] | 4.4 | 1700 | 112 | 15 | 16.6 | 0.969 | 3000 | 85 |  |  |  | FALSE | FALSE | FALSE | May, 02 2018 00:00:00 | 4.3 |  | standard |  |  |  |  | November, 02 2018 00:00:00 | FALSE | FALSE | FALSE | [6 empty] | AC | [7 empty] | FALSE
PKH5E3TW | A Electronics Co.,Ltd | A Electronics | DT84FT15WI (4000K Clear Lens) Ballast Compatible | Linear Replacement Lamp | T8 Four-Foot | Dual Mode Internal Driver (UL Type A and Type B) |  | standard | TRUE |  | 2166 | 133.46 | 16.23 | 8.35 | 0.9024 | 4014 | 81.5 | 5 | 50000 | July, 23 2015 00:00:00 | Not Dimmable | Not Dimmable | NotYetVerified |  | KKKXWG | [15 empty] | 89.4 |  | 1.43 | 1.16 | [6 empty] | 5 | 2166 | 133.46 | 16.23 | 20 | 0.9 | 4000 | 81.5 |  |  |  | FALSE | FALSE | FALSE | May, 02 2018 00:00:00 | 4.3 |  | standard |  |  |  |  | March, 30 2020 00:00:00 | FALSE | FALSE | FALSE | [6 empty] | AC | [7 empty] | FALSE
PGT7JEY9 | Alite Co., LTD. | ALITE | AL-TBC50K4FT1 | Linear Replacement Lamp | T8 Four-Foot | Replacement Lamps (plug and play) (UL Type A) |  | standard | FALSE | [10 empty] | July, 21 2015 00:00:00 | Not Dimmable | Not Dimmable | NotYetVerified |  | QQQRLC | [25 empty] | 5 | 1800 | 120 | 15 | 5.25 | 0.999 | 5000 | 84 |  |  |  | FALSE | FALSE | FALSE | May, 02 2018 00:00:00 | 4.3 |  | standard |  |  |  |  | March, 30 2020 00:00:00 | FALSE | FALSE | FALSE | [6 empty] | AC | [7 empty] | FALSE
P1K58YXT | FY Lighting Co., Ltd | Fen Yong | FY-T8-4FTC(35K120CGSB) | Linear Replacement Lamp | T8 Four-Foot | Replacement Lamps (plug and play) (UL Type A) |  | standard | FALSE | [10 empty] | July, 21 2015 00:00:00 | Not Dimmable | Not Dimmable | NotYetVerified |  | HHHBAC | [25 empty] | 5 | 2645 | 124.59 | 21.23 | 5.93 | 0.9708 | 3500 | 82.1 |  |  |  | FALSE | FALSE | FALSE | May, 02 2018 00:00:00 | 4.3 |  | standard |  |  |  |  | March, 30 2020 00:00:00 | FALSE | FALSE | FALSE | [6 empty] | AC | [7 empty] | FALSE
PQFZ12UT | FY Lighting Co., Ltd | Fen Yong | FY-T8-4FTC(40K120CGSB) | Linear Replacement Lamp | T8 Four-Foot | Replacement Lamps (plug and play) (UL Type A) |  | standard | FALSE | [10 empty] | July, 21 2015 00:00:00 | Not Dimmable | Not Dimmable | NotYetVerified |  | HHHBAC | [25 empty] | 5 | 2645 | 124.59 | 21.23 | 5.93 | 0.9708 | 4000 | 82.1 |  |  |  | FALSE | FALSE | FALSE | May, 02 2018 00:00:00 | 4.3 |  | standard |  |  |  |  | March, 30 2020 00:00:00 | FALSE | FALSE | FALSE | [6 empty] | AC | [7 empty] | FALSE
PQJKFY7P | CE Innovations Ltd | IRICO | IR-T8-15W4FT16505000K | Linear Replacement Lamp | T8 Four-Foot | Replacement Lamps (plug and play) (UL Type A) |  | standard | FALSE | [10 empty] | July, 21 2015 00:00:00 | Not Dimmable | Not Dimmable | NotYetVerified | Operating off existing Electronic ballast only | KKKXVY | [25 empty] | 5 | 1964 | 121.76 | 16.13 | 20 | 0.9 | 4500 | 82.5 |  |  |  | FALSE | FALSE | FALSE | May, 02 2018 00:00:00 | 4.3 |  | standard |  |  |  |  | March, 30 2020 00:00:00 | FALSE | FALSE | FALSE | [6 empty] | AC | [7 empty] | FALSE
PACUA4S7 | Alite Co., LTD. | ALITE | AL-TBC40K4FT1 | Linear Replacement Lamp | T8 Four-Foot | Replacement Lamps (plug and play) (UL Type A) |  | standard | TRUE |  | 1728.5 | 112.6 | 15.35 | 7.01 | 0.977 | 4112 | 83.8 | 5 | 50000 | July, 21 2015 00:00:00 | Not Dimmable | Not Dimmable | NotYetVerified |  | QQQRLC | [15 empty] | 84.1 |  | 1.2 | 1.28 | [6 empty] | 4.4 | 1728.5 | 112.6 | 15.35 | 5.25 | 0.999 | 4112 | 84 |  |  |  | FALSE | FALSE | FALSE | May, 02 2018 00:00:00 | 4.3 |  | standard |  |  |  |  | November, 02 2018 00:00:00 | FALSE | FALSE | FALSE | [6 empty] | AC | [7 empty] | FALSE
P5XTT8NY | FY Lighting Co., Ltd | Fen Yong | FY-T8-4FTC(45K120CGSB) | Linear Replacement Lamp | T8 Four-Foot | Replacement Lamps (plug and play) (UL Type A) |  | standard | FALSE | [10 empty] | July, 21 2015 00:00:00 | Not Dimmable | Not Dimmable | NotYetVerified |  | HHHBAC | [25 empty] | 5 | 2645 | 124.59 | 21.23 | 5.93 | 0.9708 | 4500 | 82.1 |  |  |  | FALSE | FALSE | FALSE | May, 02 2018 00:00:00 | 4.3 |  | standard |  |  |  |  | March, 30 2020 00:00:00 | FALSE | FALSE | FALSE | [6 empty] | AC | [7 empty] | FALSE
PNEQKCKF | CE Innovations Ltd | IRICO | IR-T8-15W4FT16504500K | Linear Replacement Lamp | T8 Four-Foot | Replacement Lamps (plug and play) (UL Type A) |  | standard | FALSE | [10 empty] | July, 21 2015 00:00:00 | Not Dimmable | Not Dimmable | NotYetVerified | Operating off existing Electronic ballast only | KKKXVY | [25 empty] | 5 | 2022 | 124.51 | 16.24 | 20 | 0.9 | 5000 | 82.2 |  |  |  | FALSE | FALSE | FALSE | May, 02 2018 00:00:00 | 4.3 |  | standard |  |  |  |  | March, 30 2020 00:00:00 | FALSE | FALSE | FALSE | [6 empty] | AC | [7 empty] | FALSE
PR63FYW8 | CE Innovations Ltd | IRICO | IR-T8-15W4FT16504000K | Linear Replacement Lamp | T8 Four-Foot | Replacement Lamps (plug and play) (UL Type A) |  | standard | TRUE |  | 1964 | 121.76 | 16.13 | 8.65 | 0.9028 | 3984 | 82.5 | 5 | 50000 | July, 21 2015 00:00:00 | Not Dimmable | Not Dimmable | NotYetVerified | Operating off existing Electronic ballast only | KKKXVY | [15 empty] | 91.9 |  | 1.72 | 1.24 | [6 empty] | 5 | 1964 | 121.76 | 16.13 | 20 | 0.9 | 4000 | 82.5 |  |  |  | FALSE | FALSE | FALSE | May, 02 2018 00:00:00 | 4.3 |  | standard |  |  |  |  | March, 30 2020 00:00:00 | FALSE | FALSE | FALSE | [6 empty] | AC | [7 empty] | FALSE
PEKXVV7N | CE Innovations Ltd | IRICO | IR-T8-13W4FT16503000K | Linear Replacement Lamp | T8 Four-Foot | Replacement Lamps (plug and play) (UL Type A) |  | standard | TRUE |  | 1715 | 120.86 | 14.19 | 8.3 | 0.9055 | 2909 | 81.8 | 5 | 50000 | July, 21 2015 00:00:00 | Not Dimmable | Not Dimmable | NotYetVerified | Nominal wattage 12W; Product de-listed on 4/1/2017, re-listed on 4/28/2017 due to allowances requirements change | KKKZJW | [15 empty] | 84.5 |  | 1.33 | 1.23 | [6 empty] | 5 | 1715 | 120.86 | 14.19 | 20 | 0.9 | 3000 | 81.8 |  |  |  | TRUE | FALSE | FALSE | May, 02 2018 00:00:00 | 4.3 |  | standard |  |  |  |  | March, 30 2020 00:00:00 | FALSE | FALSE | FALSE | [6 empty] | AC | [7 empty] | FALSE
P1GBECG2 | FY Lighting Co., Ltd | Fen Yong | FY-T8-4FTC(30K120CGSB) | Linear Replacement Lamp | T8 Four-Foot | Replacement Lamps (plug and play) (UL Type A) |  | standard | TRUE |  | 2645 | 124.59 | 21.23 | 5.93 | 0.9708 | 2970 | 82.1 | 5 | 50000 | July, 21 2015 00:00:00 | Not Dimmable | Not Dimmable | NotYetVerified |  | HHHBAC | [15 empty] | 91.4 |  | 1.34 | 1.34 | [6 empty] | 5 | 2645 | 124.59 | 21.23 | 5.93 | 0.9708 | 3000 | 82.1 |  |  |  | FALSE | FALSE | FALSE | May, 02 2018 00:00:00 | 4.3 |  | standard |  |  |  |  | March, 30 2020 00:00:00 | FALSE | FALSE | FALSE | [6 empty] | AC | [7 empty] | FALSE
PPFMQF8Z | FY Lighting Co., Ltd | Fen Yong | FY-T8-4FTC(50K120CGSB) | Linear Replacement Lamp | T8 Four-Foot | Replacement Lamps (plug and play) (UL Type A) |  | standard | FALSE | [10 empty] | July, 21 2015 00:00:00 | Not Dimmable | Not Dimmable | NotYetVerified |  | HHHBAC | [25 empty] | 5 | 2803 | 129.05 | 21.72 | 5.93 | 0.9751 | 5000 | 82 |  |  |  | FALSE | FALSE | FALSE | May, 02 2018 00:00:00 | 4.3 |  | standard |  |  |  |  | March, 30 2020 00:00:00 | FALSE | FALSE | FALSE | [6 empty] | AC | [7 empty] | FALSE
P958M7T6 | Eiko Global, LLC | EIKO GLOBAL LLC | LED22T8F/48/830-G5DR | Linear Replacement Lamp | T8 Four-Foot | Replacement Lamps (plug and play) (UL Type A) |  | standard | TRUE |  | 2327.8 | 111.75 | 20.83 | 4.41 | 0.986 | 3088 | 85 | 5 | 50000 | July, 17 2015 00:00:00 | Not Dimmable | Not Dimmable | NotYetVerified | Product de-listed on 4/1/2017, re-listed on 4/28/2017 due to allowances requirements change | UUUUFW | [15 empty] | 86.4 |  | 1.22 | 1.48 | [6 empty] | 4.4 | 2300 | 109 | 21 | 20 | 0.9 | 3000 | 82 |  |  |  | TRUE | FALSE | FALSE | May, 02 2018 00:00:00 | 4.3 |  | standard |  |  |  |  | November, 02 2018 00:00:00 | FALSE | FALSE | FALSE | [6 empty] | AC | [7 empty] | FALSE
PT78XMJ6 | Saylite/Texas Fluorescents Reinvented | Saylite | LED48T815W1800LRK35K | Linear Replacement Lamp | T8 Four-Foot | Dual Mode Internal Driver (UL Type A and Type B) |  | standard | FALSE | [10 empty] | July, 16 2015 00:00:00 | Not Dimmable | Not Dimmable | NotYetVerified | Updated on 5/22/2017, Updated on 10/31/2019 | KKKXVE | [25 empty] | 5 | 2160 | 135 | 16 | 20 | 0.9 | 3500 | 83 |  |  | 4 | FALSE | FALSE | FALSE | May, 02 2018 00:00:00 | 4.3 |  | standard |  |  |  |  | March, 30 2020 00:00:00 | FALSE | FALSE | FALSE | [6 empty] | AC | [7 empty] | FALSE
P9MAVMED | Saylite/Texas Fluorescents Reinvented | Saylite | LED48T815W1800LRK50K | Linear Replacement Lamp | T8 Four-Foot | Dual Mode Internal Driver (UL Type A and Type B) |  | standard | FALSE | [10 empty] | July, 16 2015 00:00:00 | Not Dimmable | Not Dimmable | NotYetVerified | Updated on 5/22/2017, Updated on 10/31/2019 | KKKXVE | [25 empty] | 5 | 2160 | 135 | 16 | 20 | 0.9 | 5000 | 83 |  |  | 4 | FALSE | FALSE | FALSE | May, 02 2018 00:00:00 | 4.3 |  | standard |  |  |  |  | March, 30 2020 00:00:00 | FALSE | FALSE | FALSE | [6 empty] | AC | [7 empty] | FALSE
PEVT37MD | LEDdynamics | EverLED | ET8X48850 | Linear Replacement Lamp | T8 Four-Foot | Replacement Lamps (plug and play) (UL Type A) |  | standard | FALSE | [10 empty] | July, 16 2015 00:00:00 | Dimmable | Continuous Below 10 | Yes | Product updated on 3/9/2017 | ZZZANQ | [25 empty] | 5 | 1905 | 128.2 | 14.9 | 13.3 | 0.9 | 5201 | 84 |  |  |  | FALSE | FALSE | FALSE | May, 02 2018 00:00:00 | 4.3 |  | standard |  |  |  |  | March, 30 2020 00:00:00 | FALSE | FALSE | FALSE | [6 empty] | AC | [7 empty] | FALSE
P1B42TKW | LEDdynamics | EverLED | ET8X48840 | Linear Replacement Lamp | T8 Four-Foot | Replacement Lamps (plug and play) (UL Type A) |  | standard | TRUE |  | 3362 | 107.4 | 31.3 | 13.2 | 0.954 | 4040 | 83.4 | 5 | 50000 | July, 16 2015 00:00:00 | Dimmable | Continuous Below 10 | TRUE | Product updated on 3/9/2017 | ZZZANQ | [15 empty] | 86.4 |  | 1.22 | 1.5 | [6 empty] | 4.4 | 1898 | 127.6 | 14.9 | 13.2 | 0.9 | 4040 | 83 |  |  |  | FALSE | FALSE | FALSE | May, 02 2018 00:00:00 | 4.3 |  | standard |  |  |  |  | November, 02 2018 00:00:00 | FALSE | FALSE | FALSE | [6 empty] | AC | [7 empty] | FALSE
P784W6Z9 | Saylite/Texas Fluorescents Reinvented | Saylite | LED48T815W1800LRK40K | Linear Replacement Lamp | T8 Four-Foot | Dual Mode Internal Driver (UL Type A and Type B) |  | standard | FALSE | [10 empty] | July, 16 2015 00:00:00 | Not Dimmable | Not Dimmable | NotYetVerified | Updated on 5/22/2017, Updated on 10/31/2019 | KKKXVE | [25 empty] | 5 | 2160 | 135 | 16 | 20 | 0.9 | 4000 | 83 |  |  | 4 | FALSE | FALSE | FALSE | May, 02 2018 00:00:00 | 4.3 |  | standard |  |  |  |  | March, 30 2020 00:00:00 | FALSE | FALSE | FALSE | [6 empty] | AC | [7 empty] | FALSE
P86RVV3C | Saylite/Texas Fluorescents Reinvented | Saylite | LED48T815W1800LRK30K | Linear Replacement Lamp | T8 Four-Foot | Dual Mode Internal Driver (UL Type A and Type B) |  | standard | FALSE | [10 empty] | July, 16 2015 00:00:00 | Not Dimmable | Not Dimmable | NotYetVerified | Updated on 5/22/2017, Updated on 10/31/2019 | KKKXVE | [25 empty] | 5 | 2160 | 135 | 16 | 20 | 0.9 | 3000 | 83 |  |  | 4 | FALSE | FALSE | FALSE | May, 02 2018 00:00:00 | 4.3 |  | standard |  |  |  |  | March, 30 2020 00:00:00 | FALSE | FALSE | FALSE | [6 empty] | AC | [7 empty] | FALSE
PA563RZJ | Gielight Co., Ltd. | Gielight | GL-UL-15N | Linear Replacement Lamp | T8 Four-Foot | Replacement Lamps (plug and play) (UL Type A) |  | standard | FALSE | [10 empty] | July, 15 2015 00:00:00 | Not Dimmable | Not Dimmable | NotYetVerified | Internal Driver. Product de-listed on 4/1/2017 re-listed on 4/24/2017 due to update. | YYYANF | [25 empty] | 5 | 1800 | 120 | 15 | 15 | 0.9 | 4000 | 80 |  |  |  | FALSE | FALSE | FALSE | May, 02 2018 00:00:00 | 4.3 |  | standard |  |  |  |  | March, 30 2020 00:00:00 | FALSE | FALSE | FALSE | [6 empty] | AC | [7 empty] | FALSE
PBTTDC64 | Gielight Co., Ltd. | Gielight | GL-UL-15W | Linear Replacement Lamp | T8 Four-Foot | Replacement Lamps (plug and play) (UL Type A) |  | standard | TRUE |  | 2036 | 118.51 | 17.18 | 5.85 | 0.981 | 2921 | 82 | 5 | 50000 | July, 15 2015 00:00:00 | Not Dimmable | Not Dimmable | NotYetVerified | Internal Driver. Product de-listed on 4/1/2017 re-listed on 4/24/2017 due to update. | YYYANF | [15 empty] | 84.7 |  | 1.2 | 1.26 | [6 empty] | 5 | 1800 | 120 | 15 | 15 | 0.9 | 3000 | 80 |  |  |  | FALSE | FALSE | FALSE | May, 02 2018 00:00:00 | 4.3 |  | standard |  |  |  |  | March, 30 2020 00:00:00 | FALSE | FALSE | FALSE | [6 empty] | AC | [7 empty] | FALSE
PNK5HBZC | CH Lighting Technology Co.,Ltd. | CH | CH1148G2-48-18W 830-3 | Linear Replacement Lamp | T8 Four-Foot | Replacement Lamps (plug and play) (UL Type A) |  | standard | TRUE |  | 2445.41 | 106.824 | 22.892 | 7.55 | 0.9681 | 2949 | 83.8 | 5 | 50000 | July, 15 2015 00:00:00 | Not Dimmable | Not Dimmable | NotYetVerified | Internal Driver; operates off existing fluorescent ballast; Product de-listed on 4/1/2017, re-listed on 4/28/2017 due to allowances requirements change | JJJLDU | [15 empty] | 85.1 |  | 1.2 | 1.22 | [6 empty] | 4.4 | 2445.41 | 106.824 | 22.892 | 7.55 | 0.996 | 3000 | 84 |  |  |  | TRUE | FALSE | FALSE | May, 02 2018 00:00:00 | 4.3 |  | standard |  |  |  |  | November, 02 2018 00:00:00 | FALSE | FALSE | FALSE | [6 empty] | AC | [7 empty] | FALSE
P45WJ6M5 | Gielight Co., Ltd. | Gielight | GL-UL-15P | Linear Replacement Lamp | T8 Four-Foot | Replacement Lamps (plug and play) (UL Type A) |  | standard | FALSE | [10 empty] | July, 15 2015 00:00:00 | Not Dimmable | Not Dimmable | NotYetVerified | Internal Driver. Product de-listed on 4/1/2017 re-listed on 4/24/2017 due to update. | YYYANF | [25 empty] | 5 | 1800 | 120 | 15 | 15 | 0.9 | 5000 | 80 |  |  |  | FALSE | FALSE | FALSE | May, 02 2018 00:00:00 | 4.3 |  | standard |  |  |  |  | March, 30 2020 00:00:00 | FALSE | FALSE | FALSE | [6 empty] | AC | [7 empty] | FALSE
PZ2RS8Y8 | James Trading Company Limited | JAMES | BT816W4FT(FROSTED LENS)(3500K) | Linear Replacement Lamp | T8 Four-Foot | Replacement Lamps (plug and play) (UL Type A) |  | standard | FALSE | [10 empty] | July, 10 2015 00:00:00 | Not Dimmable | Not Dimmable | NotYetVerified | updated on 1/19/2017 | KKKXTZ | [25 empty] | 5 | 2112 | 130.77 | 16.15 | 20 | 0.9 | 3500 | 81.8 |  |  |  | FALSE | FALSE | FALSE | May, 02 2018 00:00:00 | 4.3 |  | standard |  |  |  |  | March, 30 2020 00:00:00 | FALSE | FALSE | FALSE | [6 empty] | AC | [7 empty] | FALSE
P8FR4CHT | James Trading Company Limited | JAMES | ZY-T8-13W1200 BIXX Ballast Compatible (5000K Frosted) | Linear Replacement Lamp | T8 Four-Foot | Dual Mode Internal Driver (UL Type A and Type B) |  | standard | FALSE | [10 empty] | July, 10 2015 00:00:00 | Not Dimmable | Not Dimmable | NotYetVerified | Nominal wattage 13W | KKKZJX | [25 empty] | 5 | 1850 | 130 | 14.2 | 20 | 0.9 | 4000 | 81 |  |  |  | FALSE | FALSE | FALSE | May, 02 2018 00:00:00 | 4.3 |  | standard |  |  |  |  | March, 30 2020 00:00:00 | FALSE | FALSE | FALSE | [6 empty] | AC | [7 empty] | FALSE
PGH3ZW7B | James Trading Company Limited | JAMES | BT8P16W4FT(FROSTED LENS)(4000K) | Linear Replacement Lamp | T8 Four-Foot | Replacement Lamps (plug and play) (UL Type A) |  | standard | FALSE | [10 empty] | July, 10 2015 00:00:00 | Not Dimmable | Not Dimmable | NotYetVerified | updated on 1/19/2017 | KKKXUB | [25 empty] | 5 | 2132 | 130.4 | 16.35 | 20 | 0.9 | 4000 | 81.8 |  |  |  | FALSE | FALSE | FALSE | May, 02 2018 00:00:00 | 4.3 |  | standard |  |  |  |  | March, 30 2020 00:00:00 | FALSE | FALSE | FALSE | [6 empty] | AC | [7 empty] | FALSE
P8BBCNKN | James Trading Company Limited | JAMES | BT816W4FT(FROSTED LENS)(4500K) | Linear Replacement Lamp | T8 Four-Foot | Replacement Lamps (plug and play) (UL Type A) |  | standard | FALSE | [10 empty] | July, 10 2015 00:00:00 | Not Dimmable | Not Dimmable | NotYetVerified | updated on 1/19/2017 | KKKXTZ | [25 empty] | 5 | 2112 | 130.77 | 16.15 | 20 | 0.9 | 4500 | 81.8 |  |  |  | FALSE | FALSE | FALSE | May, 02 2018 00:00:00 | 4.3 |  | standard |  |  |  |  | March, 30 2020 00:00:00 | FALSE | FALSE | FALSE | [6 empty] | AC | [7 empty] | FALSE
P4HERCV2 | James Trading Company Limited | JAMES | BT816W4FT(FROSTED LENS)(5000K) | Linear Replacement Lamp | T8 Four-Foot | Replacement Lamps (plug and play) (UL Type A) |  | standard | FALSE | [10 empty] | July, 10 2015 00:00:00 | Not Dimmable | Not Dimmable | NotYetVerified | updated on 1/19/2017 | KKKXTZ | [25 empty] | 5 | 2112 | 130.77 | 16.15 | 20 | 0.9 | 5000 | 80.7 |  |  |  | FALSE | FALSE | FALSE | May, 02 2018 00:00:00 | 4.3 |  | standard |  |  |  |  | March, 30 2020 00:00:00 | FALSE | FALSE | FALSE | [6 empty] | AC | [7 empty] | FALSE
PJP1BVX8 | James Trading Company Limited | JAMES | BT814W4FT(FROSTED LENS)(3000K) | Linear Replacement Lamp | T8 Four-Foot | Replacement Lamps (plug and play) (UL Type A) |  | standard | TRUE |  | 1920 | 133.33 | 14.4 | 9.66 | 0.9019 | 3025 | 81.9 | 5 | 50000 | July, 10 2015 00:00:00 | Not Dimmable | Not Dimmable | NotYetVerified | updated on 1/19/2017 | KKKXTY | [15 empty] | 84.6 |  | 1.38 | 1.22 | [6 empty] | 5 | 1920 | 133.33 | 14.4 | 20 | 0.9 | 3000 | 81.8 |  |  |  | FALSE | FALSE | FALSE | May, 02 2018 00:00:00 | 4.3 |  | standard |  |  |  |  | March, 30 2020 00:00:00 | FALSE | FALSE | FALSE | [6 empty] | AC | [7 empty] | FALSE
P648WZX6 | James Trading Company Limited | JAMES | BT8P14W4FT(FROSTED LENS)(3000K) | Linear Replacement Lamp | T8 Four-Foot | Replacement Lamps (plug and play) (UL Type A) |  | standard | TRUE |  | 1629 | 119.69 | 13.61 | 9.81 | 0.9449 | 2982 | 81.4 | 5 | 50000 | July, 10 2015 00:00:00 | Not Dimmable | Not Dimmable | NotYetVerified | updated on 3/17/2017 | KKKXUA | [15 empty] | 85.3 |  | 1.23 | 1.13 | [6 empty] | 5 | 1680 | 120 | 14 | 20 | 0.9 | 3000 | 82 |  |  |  | FALSE | FALSE | FALSE | May, 02 2018 00:00:00 | 4.3 |  | standard |  |  |  |  | March, 30 2020 00:00:00 | FALSE | FALSE | FALSE | [6 empty] | AC | [7 empty] | FALSE
P63G7CCH | James Trading Company Limited | JAMES | BT814W4FT(FROSTED LENS)(3500K) | Linear Replacement Lamp | T8 Four-Foot | Replacement Lamps (plug and play) (UL Type A) |  | standard | FALSE | [10 empty] | July, 10 2015 00:00:00 | Not Dimmable | Not Dimmable | NotYetVerified | updated on 1/19/2017 | KKKXTY | [25 empty] | 5 | 1920 | 133.33 | 14.4 | 20 | 0.9 | 3500 | 81.8 |  |  |  | FALSE | FALSE | FALSE | May, 02 2018 00:00:00 | 4.3 |  | standard |  |  |  |  | March, 30 2020 00:00:00 | FALSE | FALSE | FALSE | [6 empty] | AC | [7 empty] | FALSE
PUMA6CGB | James Trading Company Limited | JAMES | BT8P14W4FT(FROSTED LENS)(5000K) | Linear Replacement Lamp | T8 Four-Foot | Replacement Lamps (plug and play) (UL Type A) |  | standard | FALSE | [10 empty] | July, 10 2015 00:00:00 | Not Dimmable | Not Dimmable | NotYetVerified | updated on 3/17/2017 | KKKXUA | [25 empty] | 5 | 1680 | 120 | 14 | 20 | 0.9 | 5000 | 82 |  |  |  | FALSE | FALSE | FALSE | May, 02 2018 00:00:00 | 4.3 |  | standard |  |  |  |  | March, 30 2020 00:00:00 | FALSE | FALSE | FALSE | [6 empty] | AC | [7 empty] | FALSE
PEHWX79Y | James Trading Company Limited | JAMES | BT812W4FT(FROSTED LENS)(3500K) | Linear Replacement Lamp | T8 Four-Foot | Replacement Lamps (plug and play) (UL Type A) |  | standard | FALSE | [10 empty] | July, 10 2015 00:00:00 | Not Dimmable | Not Dimmable | NotYetVerified | updated on 1/19/2017 | KKKXTX | [25 empty] | 5 | 1769 | 132.51 | 13.35 | 20 | 0.9 | 3500 | 81.8 |  |  |  | FALSE | FALSE | FALSE | May, 02 2018 00:00:00 | 4.3 |  | standard |  |  |  |  | March, 30 2020 00:00:00 | FALSE | FALSE | FALSE | [6 empty] | AC | [7 empty] | FALSE
PXGTTWZW | James Trading Company Limited | JAMES | BT8P14W4FT(FROSTED LENS)(3500K) | Linear Replacement Lamp | T8 Four-Foot | Replacement Lamps (plug and play) (UL Type A) |  | standard | FALSE | [10 empty] | July, 10 2015 00:00:00 | Not Dimmable | Not Dimmable | NotYetVerified | updated on 3/17/2017 | KKKXUA | [25 empty] | 5 | 1680 | 120 | 14 | 20 | 0.9 | 3500 | 82 |  |  |  | FALSE | FALSE | FALSE | May, 02 2018 00:00:00 | 4.3 |  | standard |  |  |  |  | March, 30 2020 00:00:00 | FALSE | FALSE | FALSE | [6 empty] | AC | [7 empty] | FALSE
P8FW6PJY | James Trading Company Limited | JAMES | BT812W4FT(FROSTED LENS)(4000K) | Linear Replacement Lamp | T8 Four-Foot | Replacement Lamps (plug and play) (UL Type A) |  | standard | FALSE | [10 empty] | July, 10 2015 00:00:00 | Not Dimmable | Not Dimmable | NotYetVerified | updated on 1/19/2017 | KKKXTX | [25 empty] | 5 | 1769 | 132.51 | 13.35 | 20 | 0.9 | 4000 | 81.8 |  |  |  | FALSE | FALSE | FALSE | May, 02 2018 00:00:00 | 4.3 |  | standard |  |  |  |  | March, 30 2020 00:00:00 | FALSE | FALSE | FALSE | [6 empty] | AC | [7 empty] | FALSE
P9B6YN94 | James Trading Company Limited | JAMES | BT8P14W4FT(FROSTED LENS)(4000K) | Linear Replacement Lamp | T8 Four-Foot | Replacement Lamps (plug and play) (UL Type A) |  | standard | FALSE | [10 empty] | July, 10 2015 00:00:00 | Not Dimmable | Not Dimmable | NotYetVerified | updated on 3/17/2017 | KKKXUA | [25 empty] | 5 | 1680 | 120 | 14 | 20 | 0.9 | 4000 | 82 |  |  |  | FALSE | FALSE | FALSE | May, 02 2018 00:00:00 | 4.3 |  | standard |  |  |  |  | March, 30 2020 00:00:00 | FALSE | FALSE | FALSE | [6 empty] | AC | [7 empty] | FALSE
PU3Y3GQA | James Trading Company Limited | JAMES | BT814W4FT(FROSTED LENS)(4000K) | Linear Replacement Lamp | T8 Four-Foot | Replacement Lamps (plug and play) (UL Type A) |  | standard | FALSE | [10 empty] | July, 10 2015 00:00:00 | Not Dimmable | Not Dimmable | NotYetVerified | updated on 1/19/2017 | KKKXTY | [25 empty] | 5 | 1920 | 133.33 | 14.4 | 20 | 0.9 | 4000 | 81.8 |  |  |  | FALSE | FALSE | FALSE | May, 02 2018 00:00:00 | 4.3 |  | standard |  |  |  |  | March, 30 2020 00:00:00 | FALSE | FALSE | FALSE | [6 empty] | AC | [7 empty] | FALSE
P79767XZ | James Trading Company Limited | JAMES | BT816W4FT(FROSTED LENS)(4000K) | Linear Replacement Lamp | T8 Four-Foot | Replacement Lamps (plug and play) (UL Type A) |  | standard | FALSE | [10 empty] | July, 10 2015 00:00:00 | Not Dimmable | Not Dimmable | NotYetVerified | updated on 1/19/2017 | KKKXTZ | [25 empty] | 5 | 2112 | 130.77 | 16.15 | 20 | 0.9 | 4000 | 81.8 |  |  |  | FALSE | FALSE | FALSE | May, 02 2018 00:00:00 | 4.3 |  | standard |  |  |  |  | March, 30 2020 00:00:00 | FALSE | FALSE | FALSE | [6 empty] | AC | [7 empty] | FALSE
PSZXZDNX | James Trading Company Limited | JAMES | BT812W4FT(FROSTED LENS)(5000K) | Linear Replacement Lamp | T8 Four-Foot | Replacement Lamps (plug and play) (UL Type A) |  | standard | FALSE | [10 empty] | July, 10 2015 00:00:00 | Not Dimmable | Not Dimmable | NotYetVerified | updated on 1/19/2017 | KKKXTX | [25 empty] | 5 | 1769 | 132.51 | 13.35 | 20 | 0.9 | 5000 | 80.7 |  |  |  | FALSE | FALSE | FALSE | May, 02 2018 00:00:00 | 4.3 |  | standard |  |  |  |  | March, 30 2020 00:00:00 | FALSE | FALSE | FALSE | [6 empty] | AC | [7 empty] | FALSE
P5RU3F78 | James Trading Company Limited | JAMES | ZY-T8-13W1200 BIXX Ballast Compatible (4000K Frosted) | Linear Replacement Lamp | T8 Four-Foot | Dual Mode Internal Driver (UL Type A and Type B) |  | standard | TRUE |  | 1850 | 131.2 | 14.1 | 14.45 | 0.9042 | 3995 | 82.6 | 5 | 50000 | July, 10 2015 00:00:00 | Not Dimmable | Not Dimmable | NotYetVerified | Nominal wattage 13W | KKKZJX | [15 empty] | 84.5 |  | 1.33 | 1.23 | [6 empty] | 5 | 1850 | 130 | 14.2 | 20 | 0.9 | 4000 | 81 |  |  |  | FALSE | FALSE | FALSE | May, 02 2018 00:00:00 | 4.3 |  | standard |  |  |  |  | March, 30 2020 00:00:00 | FALSE | FALSE | FALSE | [6 empty] | AC | [7 empty] | FALSE
PE8KGA3K | James Trading Company Limited | JAMES | BT8P16W4FT(FROSTED LENS)(3000K) | Linear Replacement Lamp | T8 Four-Foot | Replacement Lamps (plug and play) (UL Type A) |  | standard | TRUE |  | 2132 | 130.4 | 16.35 | 9.14 | 0.902 | 3033 | 81.5 | 5 | 50000 | July, 10 2015 00:00:00 | Not Dimmable | Not Dimmable | NotYetVerified | updated on 1/19/2017 | KKKXUB | [15 empty] | 84.1 |  | 1.32 | 1.24 | [6 empty] | 5 | 2132 | 130.4 | 16.35 | 20 | 0.9 | 3000 | 81.8 |  |  |  | FALSE | FALSE | FALSE | May, 02 2018 00:00:00 | 4.3 |  | standard |  |  |  |  | March, 30 2020 00:00:00 | FALSE | FALSE | FALSE | [6 empty] | AC | [7 empty] | FALSE
P5TU2W24 | James Trading Company Limited | JAMES | BT8P16W4FT(FROSTED LENS)(3500K) | Linear Replacement Lamp | T8 Four-Foot | Replacement Lamps (plug and play) (UL Type A) |  | standard | FALSE | [10 empty] | July, 10 2015 00:00:00 | Not Dimmable | Not Dimmable | NotYetVerified | updated on 1/19/2017 | KKKXUB | [25 empty] | 5 | 2132 | 130.4 | 16.35 | 20 | 0.9 | 3500 | 81.8 |  |  |  | FALSE | FALSE | FALSE | May, 02 2018 00:00:00 | 4.3 |  | standard |  |  |  |  | March, 30 2020 00:00:00 | FALSE | FALSE | FALSE | [6 empty] | AC | [7 empty] | FALSE
PVQYASJX | James Trading Company Limited | JAMES | BT814W4FT(FROSTED LENS)(4500K) | Linear Replacement Lamp | T8 Four-Foot | Replacement Lamps (plug and play) (UL Type A) |  | standard | FALSE | [10 empty] | July, 10 2015 00:00:00 | Not Dimmable | Not Dimmable | NotYetVerified | updated on 1/19/2017 | KKKXTY | [25 empty] | 5 | 1920 | 133.33 | 14.4 | 20 | 0.9 | 4500 | 81.8 |  |  |  | FALSE | FALSE | FALSE | May, 02 2018 00:00:00 | 4.3 |  | standard |  |  |  |  | March, 30 2020 00:00:00 | FALSE | FALSE | FALSE | [6 empty] | AC | [7 empty] | FALSE
P6TXTTV5 | James Trading Company Limited | JAMES | BT8P16W4FT(FROSTED LENS)(5000K) | Linear Replacement Lamp | T8 Four-Foot | Replacement Lamps (plug and play) (UL Type A) |  | standard | FALSE | [10 empty] | July, 10 2015 00:00:00 | Not Dimmable | Not Dimmable | NotYetVerified | updated on 1/19/2017 | KKKXUB | [25 empty] | 5 | 2132 | 130.4 | 16.35 | 20 | 0.9 | 5000 | 80.7 |  |  |  | FALSE | FALSE | FALSE | May, 02 2018 00:00:00 | 4.3 |  | standard |  |  |  |  | March, 30 2020 00:00:00 | FALSE | FALSE | FALSE | [6 empty] | AC | [7 empty] | FALSE
PT983WAY | James Trading Company Limited | JAMES | BT814W4FT(FROSTED LENS)(5000K) | Linear Replacement Lamp | T8 Four-Foot | Replacement Lamps (plug and play) (UL Type A) |  | standard | FALSE | [10 empty] | July, 10 2015 00:00:00 | Not Dimmable | Not Dimmable | NotYetVerified | updated on 1/19/2017 | KKKXTY | [25 empty] | 5 | 1920 | 133.33 | 14.4 | 20 | 0.9 | 5000 | 80.7 |  |  |  | FALSE | FALSE | FALSE | May, 02 2018 00:00:00 | 4.3 |  | standard |  |  |  |  | March, 30 2020 00:00:00 | FALSE | FALSE | FALSE | [6 empty] | AC | [7 empty] | FALSE
PJCQBUTF | James Trading Company Limited | JAMES | BT812W4FT(FROSTED LENS)(3000K) | Linear Replacement Lamp | T8 Four-Foot | Replacement Lamps (plug and play) (UL Type A) |  | standard | TRUE |  | 1769 | 132.51 | 13.35 | 10 | 0.9021 | 2953 | 80.4 | 5 | 50000 | July, 10 2015 00:00:00 | Not Dimmable | Not Dimmable | NotYetVerified | updated on 1/19/2017 | KKKXTX | [15 empty] | 84.5 |  | 1.33 | 1.23 | [6 empty] | 5 | 1769 | 132.51 | 13.35 | 20 | 0.9 | 3000 | 81.8 |  |  |  | FALSE | FALSE | FALSE | May, 02 2018 00:00:00 | 4.3 |  | standard |  |  |  |  | March, 30 2020 00:00:00 | FALSE | FALSE | FALSE | [6 empty] | AC | [7 empty] | FALSE
P3654W1N | James Trading Company Limited | JAMES | BT816W4FT(FROSTED LENS)(3000K) | Linear Replacement Lamp | T8 Four-Foot | Replacement Lamps (plug and play) (UL Type A) |  | standard | TRUE |  | 2112 | 130.77 | 16.15 | 7.36 | 0.9551 | 2982 | 81.2 | 5 | 50000 | July, 10 2015 00:00:00 | Not Dimmable | Not Dimmable | NotYetVerified | updated on 1/19/2017 | KKKXTZ | [15 empty] | 84.5 |  | 1.25 | 1.21 | [6 empty] | 5 | 2112 | 130.77 | 16.15 | 20 | 0.9 | 3000 | 81.8 |  |  |  | FALSE | FALSE | FALSE | May, 02 2018 00:00:00 | 4.3 |  | standard |  |  |  |  | March, 30 2020 00:00:00 | FALSE | FALSE | FALSE | [6 empty] | AC | [7 empty] | FALSE
PJS9PUA7 | James Trading Company Limited | JAMES | BT812W4FT(FROSTED LENS)(4500K) | Linear Replacement Lamp | T8 Four-Foot | Replacement Lamps (plug and play) (UL Type A) |  | standard | FALSE | [10 empty] | July, 10 2015 00:00:00 | Not Dimmable | Not Dimmable | NotYetVerified | updated on 1/19/2017 | KKKXTX | [25 empty] | 5 | 1769 | 132.51 | 13.35 | 20 | 0.9 | 4500 | 81.8 |  |  |  | FALSE | FALSE | FALSE | May, 02 2018 00:00:00 | 4.3 |  | standard |  |  |  |  | March, 30 2020 00:00:00 | FALSE | FALSE | FALSE | [6 empty] | AC | [7 empty] | FALSE
P431HQ95 | James Trading Company Limited | JAMES | BT8P14W4FT(FROSTED LENS)(4500K) | Linear Replacement Lamp | T8 Four-Foot | Replacement Lamps (plug and play) (UL Type A) |  | standard | FALSE | [10 empty] | July, 10 2015 00:00:00 | Not Dimmable | Not Dimmable | NotYetVerified | updated on 3/17/2017 | KKKXUA | [25 empty] | 5 | 1680 | 120 | 14 | 20 | 0.9 | 4500 | 82 |  |  |  | FALSE | FALSE | FALSE | May, 02 2018 00:00:00 | 4.3 |  | standard |  |  |  |  | March, 30 2020 00:00:00 | FALSE | FALSE | FALSE | [6 empty] | AC | [7 empty] | FALSE
PAHNKXBD | James Trading Company Limited | JAMES | BT8P16W4FT(FROSTED LENS)(4500K) | Linear Replacement Lamp | T8 Four-Foot | Replacement Lamps (plug and play) (UL Type A) |  | standard | FALSE | [10 empty] | July, 10 2015 00:00:00 | Not Dimmable | Not Dimmable | NotYetVerified | updated on 1/19/2017 | KKKXUB | [25 empty] | 5 | 2132 | 130.4 | 16.35 | 20 | 0.9 | 4500 | 81.8 |  |  |  | FALSE | FALSE | FALSE | May, 02 2018 00:00:00 | 4.3 |  | standard |  |  |  |  | March, 30 2020 00:00:00 | FALSE | FALSE | FALSE | [6 empty] | AC | [7 empty] | FALSE
PED84XSH | O'Ryan Industries, Inc. | ILumeStar | IL14WBC4FT50 | Linear Replacement Lamp | T8 Four-Foot | Replacement Lamps (plug and play) (UL Type A) |  | standard | FALSE | [10 empty] | July, 07 2015 00:00:00 | Not Dimmable | Not Dimmable | No | Internal driver; operates off of fluorescent ballast; Updated on 5/25/2017 | UUUUNQ | [25 empty] | 5 | 1800 | 124 | 14.5 | 14.44 | 0.96 | 5000 | 82 |  |  |  | FALSE | FALSE | FALSE | May, 02 2018 00:00:00 | 4.3 |  | standard |  |  |  |  | March, 30 2020 00:00:00 | FALSE | FALSE | FALSE | [6 empty] | AC | [7 empty] | FALSE
PWHD2EB9 | O'Ryan Industries, Inc. | ILumeStar | IL17WBC4FT50 | Linear Replacement Lamp | T8 Four-Foot | Replacement Lamps (plug and play) (UL Type A) |  | standard | FALSE | [10 empty] | July, 07 2015 00:00:00 | Not Dimmable | Not Dimmable | No | Internal Driver; operates off fluorescent ballast; Updated on 5/25/2017 | UUUUNV | [25 empty] | 5 | 2200 | 124 | 18 | 10.2 | 0.97 | 5000 | 82 |  |  |  | FALSE | FALSE | FALSE | May, 02 2018 00:00:00 | 4.3 |  | standard |  |  |  |  | March, 30 2020 00:00:00 | FALSE | FALSE | FALSE | [6 empty] | AC | [7 empty] | FALSE
PF77M9RZ | O'Ryan Industries, Inc. | ILumeStar | IL17WBC4FT30 | Linear Replacement Lamp | T8 Four-Foot | Replacement Lamps (plug and play) (UL Type A) |  | standard | TRUE |  | 2177 | 128.9 | 16.9 | 9.83 | 0.9684 | 3061 | 82.9 | 5 | 50000 | July, 07 2015 00:00:00 | Not Dimmable | Not Dimmable | No | Internal Driver; operates off fluorescent ballast; Updated on 5/25/2017 | UUUUNV | [15 empty] | 83.2 |  | 1.26 | 1.3 | [6 empty] | 5 | 2100 | 117 | 18 | 9.83 | 0.97 | 3000 | 82 |  |  |  | FALSE | FALSE | FALSE | May, 02 2018 00:00:00 | 4.3 |  | standard |  |  |  |  | March, 30 2020 00:00:00 | FALSE | FALSE | FALSE | [6 empty] | AC | [7 empty] | FALSE
PFSM7THD | O'Ryan Industries, Inc. | ILumeStar | IL14WBC4FT35 | Linear Replacement Lamp | T8 Four-Foot | Replacement Lamps (plug and play) (UL Type A) |  | standard | FALSE | [10 empty] | July, 07 2015 00:00:00 | Not Dimmable | Not Dimmable | No | Internal driver; operates off of fluorescent ballast; Updated on 5/25/2017 | UUUUNQ | [25 empty] | 5 | 1700 | 117 | 14.5 | 13.61 | 0.95 | 3500 | 82 |  |  |  | FALSE | FALSE | FALSE | May, 02 2018 00:00:00 | 4.3 |  | standard |  |  |  |  | March, 30 2020 00:00:00 | FALSE | FALSE | FALSE | [6 empty] | AC | [7 empty] | FALSE
PGCV288D | O'Ryan Industries, Inc. | ILumeStar | IL14WBC4FT40 | Linear Replacement Lamp | T8 Four-Foot | Replacement Lamps (plug and play) (UL Type A) |  | standard | FALSE | [10 empty] | July, 07 2015 00:00:00 | Not Dimmable | Not Dimmable | No | Internal driver; operates off of fluorescent ballast; Updated on 5/25/2017 | UUUUNQ | [25 empty] | 5 | 1800 | 124 | 14.5 | 13.61 | 0.95 | 4000 | 82 |  |  |  | FALSE | FALSE | FALSE | May, 02 2018 00:00:00 | 4.3 |  | standard |  |  |  |  | March, 30 2020 00:00:00 | FALSE | FALSE | FALSE | [6 empty] | AC | [7 empty] | FALSE
PZ1Q87TS | O'Ryan Industries, Inc. | ILumeStar | IL17WBC4FT45 | Linear Replacement Lamp | T8 Four-Foot | Replacement Lamps (plug and play) (UL Type A) |  | standard | FALSE | [10 empty] | July, 07 2015 00:00:00 | Not Dimmable | Not Dimmable | No | Internal Driver; operates off fluorescent ballast; Updated on 5/25/2017 | UUUUNV | [25 empty] | 5 | 2200 | 124 | 18 | 9.83 | 0.97 | 4500 | 82 |  |  |  | FALSE | FALSE | FALSE | May, 02 2018 00:00:00 | 4.3 |  | standard |  |  |  |  | March, 30 2020 00:00:00 | FALSE | FALSE | FALSE | [6 empty] | AC | [7 empty] | FALSE
PJ84R9BS | O'Ryan Industries, Inc. | ILumeStar | IL17WBC4FT35 | Linear Replacement Lamp | T8 Four-Foot | Replacement Lamps (plug and play) (UL Type A) |  | standard | FALSE | [10 empty] | July, 07 2015 00:00:00 | Not Dimmable | Not Dimmable | No | Internal Driver; operates off fluorescent ballast; Updated on 5/25/2017 | UUUUNV | [25 empty] | 5 | 2100 | 117 | 18 | 9.83 | 0.97 | 3500 | 82 |  |  |  | FALSE | FALSE | FALSE | May, 02 2018 00:00:00 | 4.3 |  | standard |  |  |  |  | March, 30 2020 00:00:00 | FALSE | FALSE | FALSE | [6 empty] | AC | [7 empty] | FALSE
P9RFVSRK | O'Ryan Industries, Inc. | ILumeStar | IL14WBC4FT30 | Linear Replacement Lamp | T8 Four-Foot | Replacement Lamps (plug and play) (UL Type A) |  | standard | TRUE |  | 1729 | 128.6 | 13.44 | 13.61 | 0.9545 | 3051 | 83.1 | 5 | 50000 | July, 07 2015 00:00:00 | Not Dimmable | Not Dimmable | No | Internal driver; operates off of fluorescent ballast; Updated on 5/25/2017 | UUUUNQ | [15 empty] | 83.2 |  | 1.26 | 1.3 | [6 empty] | 5 | 1700 | 117 | 14.5 | 13.61 | 0.95 | 3000 | 82 |  |  |  | FALSE | FALSE | FALSE | May, 02 2018 00:00:00 | 4.3 |  | standard |  |  |  |  | March, 30 2020 00:00:00 | FALSE | FALSE | FALSE | [6 empty] | AC | [7 empty] | FALSE
PKTCM2JZ | O'Ryan Industries, Inc. | ILumeStar | IL17WBC4FT40 | Linear Replacement Lamp | T8 Four-Foot | Replacement Lamps (plug and play) (UL Type A) |  | standard | FALSE | [10 empty] | July, 07 2015 00:00:00 | Not Dimmable | Not Dimmable | No | Internal Driver; operates off fluorescent ballast; Updated on 5/25/2017 | UUUUNV | [25 empty] | 5 | 2200 | 124 | 18 | 9.83 | 0.97 | 4000 | 82 |  |  |  | FALSE | FALSE | FALSE | May, 02 2018 00:00:00 | 4.3 |  | standard |  |  |  |  | March, 30 2020 00:00:00 | FALSE | FALSE | FALSE | [6 empty] | AC | [7 empty] | FALSE
PK9BBA1K | O'Ryan Industries, Inc. | ILumeStar | IL14WBC4FT45 | Linear Replacement Lamp | T8 Four-Foot | Replacement Lamps (plug and play) (UL Type A) |  | standard | FALSE | [10 empty] | July, 07 2015 00:00:00 | Not Dimmable | Not Dimmable | No | Internal driver; operates off of fluorescent ballast; Updated on 5/25/2017 | UUUUNQ | [25 empty] | 5 | 1800 | 124 | 14.5 | 13.61 | 0.95 | 4500 | 82 |  |  |  | FALSE | FALSE | FALSE | May, 02 2018 00:00:00 | 4.3 |  | standard |  |  |  |  | March, 30 2020 00:00:00 | FALSE | FALSE | FALSE | [6 empty] | AC | [7 empty] | FALSE
P2F7RQ3U | LEDVANCE, LLC (formerly OSRAM SYLVANIA, INC) | Osram Sylvania | LED12T8/L48/F/841/SUB/G5 | Linear Replacement Lamp | T8 Four-Foot | Replacement Lamps (plug and play) (UL Type A) |  | standard | FALSE | [10 empty] | June, 25 2015 00:00:00 | Not Dimmable | Not Dimmable | NotYetVerified | Internal driver operates off fluorescent ballasts | WWWWYF | [25 empty] | 4.4 | 1600 | 110.3 | 14.5 | 12.21 | 0.993 | 4100 | 81 |  |  |  | FALSE | FALSE | FALSE | May, 02 2018 00:00:00 | 4.3 |  | standard |  |  |  |  | November, 02 2018 00:00:00 | FALSE | FALSE | FALSE | [6 empty] | AC | [7 empty] | FALSE
P12FMBDZ | LEDVANCE, LLC (formerly OSRAM SYLVANIA, INC) | Osram Sylvania | LED12T8/L48/F/835/SUB/G5 | Linear Replacement Lamp | T8 Four-Foot | Replacement Lamps (plug and play) (UL Type A) |  | standard | FALSE | [10 empty] | June, 25 2015 00:00:00 | Not Dimmable | Not Dimmable | NotYetVerified | Internal driver operates off fluorescent ballasts | WWWWYF | [25 empty] | 4.4 | 1600 | 110.3 | 14.5 | 12.21 | 0.993 | 3500 | 81 |  |  |  | FALSE | FALSE | FALSE | May, 02 2018 00:00:00 | 4.3 |  | standard |  |  |  |  | November, 02 2018 00:00:00 | FALSE | FALSE | FALSE | [6 empty] | AC | [7 empty] | FALSE
P4GPB8S7 | LEDVANCE, LLC (formerly OSRAM SYLVANIA, INC) | Osram Sylvania | LED12T8/L48/F/830/SUB/G5 | Linear Replacement Lamp | T8 Four-Foot | Replacement Lamps (plug and play) (UL Type A) |  | standard | TRUE |  | 1566.5 | 109.23 | 14.34 | 12.21 | 0.903 | 2958 | 81 | 5 | 50000 | June, 25 2015 00:00:00 | Not Dimmable | Not Dimmable | NotYetVerified | Internal driver operates off fluorescent ballasts | WWWWYF | [15 empty] | 85.4 |  | 1.2 | 1.26 | [6 empty] | 4.4 | 1600 | 110.3 | 14.5 | 12.21 | 0.993 | 3000 | 81 |  |  |  | FALSE | FALSE | FALSE | May, 02 2018 00:00:00 | 4.3 |  | standard |  |  |  |  | November, 02 2018 00:00:00 | FALSE | FALSE | FALSE | [6 empty] | AC | [7 empty] | FALSE
PYDJK8GN | LEDVANCE, LLC (formerly OSRAM SYLVANIA, INC) | Osram Sylvania | LED12T8/L48/F/850/SUB/G5 | Linear Replacement Lamp | T8 Four-Foot | Replacement Lamps (plug and play) (UL Type A) |  | standard | FALSE | [10 empty] | June, 25 2015 00:00:00 | Not Dimmable | Not Dimmable | NotYetVerified | Internal driver operates off fluorescent ballasts | WWWWYF | [25 empty] | 4.4 | 1600 | 110.3 | 14.5 | 12.21 | 0.993 | 5000 | 81 |  |  |  | FALSE | FALSE | FALSE | May, 02 2018 00:00:00 | 4.3 |  | standard |  |  |  |  | November, 02 2018 00:00:00 | FALSE | FALSE | FALSE | [6 empty] | AC | [7 empty] | FALSE
PFSE2ATS | Forest Lighting USA | Forest Lighting | T8U435-15 | Linear Replacement Lamp | T8 Four-Foot | Dual Mode Internal Driver (UL Type A and Type B) |  | standard | FALSE | [10 empty] | June, 23 2015 00:00:00 | Not Dimmable | Not Dimmable | FALSE | Bare-lamp wattage (without ballast) is 15W; Delisted on 4/1/2017, relisted on 4/10/2017 due to update; | IIIICL | [25 empty] | 4.4 | 2000 | 110 | 18 | 12 | 0.97 | 3500 | 80 |  |  |  | FALSE | FALSE | FALSE | May, 02 2018 00:00:00 | 4.3 |  | standard |  |  |  |  | November, 02 2018 00:00:00 | FALSE | FALSE | FALSE | [6 empty] | AC | [7 empty] | FALSE
PQ2NXFPK | Forest Lighting USA | Forest Lighting | T8U441-15 | Linear Replacement Lamp | T8 Four-Foot | Dual Mode Internal Driver (UL Type A and Type B) |  | standard | FALSE | [10 empty] | June, 23 2015 00:00:00 | Not Dimmable | Not Dimmable | FALSE | Bare-lamp wattage (without ballast) is 15W; Delisted on 4/1/2017, relisted on 4/10/2017 due to update; | IIIICL | [25 empty] | 4.4 | 2000 | 110 | 18 | 12 | 0.97 | 4100 | 80 |  |  |  | FALSE | FALSE | FALSE | May, 02 2018 00:00:00 | 4.3 |  | standard |  |  |  |  | November, 02 2018 00:00:00 | FALSE | FALSE | FALSE | [6 empty] | AC | [7 empty] | FALSE
P1KEKVE6 | Forest Lighting USA | Forest Lighting | T8U450-15 | Linear Replacement Lamp | T8 Four-Foot | Dual Mode Internal Driver (UL Type A and Type B) |  | standard | FALSE | [10 empty] | June, 23 2015 00:00:00 | Not Dimmable | Not Dimmable | FALSE | Bare-lamp wattage (without ballast) is 15W; Delisted on 4/1/2017, relisted on 4/10/2017 due to update; | IIIICL | [25 empty] | 4.4 | 2000 | 110 | 18 | 12 | 0.97 | 5000 | 80 |  |  |  | FALSE | FALSE | FALSE | May, 02 2018 00:00:00 | 4.3 |  | standard |  |  |  |  | November, 02 2018 00:00:00 | FALSE | FALSE | FALSE | [6 empty] | AC | [7 empty] | FALSE
PADBSNUZ | Forest Lighting USA | Forest Lighting | T8U430-15 | Linear Replacement Lamp | T8 Four-Foot | Dual Mode Internal Driver (UL Type A and Type B) |  | standard | TRUE |  | 2001.9 | 108.3 | 18.469 | 11.813 | 0.9737 | 3116 | 83.1 | 5 | 50000 | June, 23 2015 00:00:00 | Not Dimmable | Not Dimmable | FALSE | Bare-lamp wattage (without ballast) is 15W; Delisted on 4/1/2017, relisted on 4/10/2017 due to update; | IIIICL | [15 empty] | 92.1 |  | 1.34 | 1.32 | [6 empty] | 4.4 | 2000 | 110 | 18 | 12 | 0.97 | 3000 | 80 |  |  |  | FALSE | FALSE | FALSE | May, 02 2018 00:00:00 | 4.3 |  | standard |  |  |  |  | November, 02 2018 00:00:00 | FALSE | FALSE | FALSE | [6 empty] | AC | [7 empty] | FALSE
P7UP9JDP | James Trading Company Limited | JAMES | BT8P12W4FT PLUG AND PLAY(CLEAR LENS)(4500K) | Linear Replacement Lamp | T8 Four-Foot | Replacement Lamps (plug and play) (UL Type A) |  | standard | FALSE | [10 empty] | June, 05 2015 00:00:00 | Not Dimmable | Not Dimmable | NotYetVerified | Operating off existing Electronic ballast only | KKKXPT | [25 empty] | 5 | 1930 | 135.06 | 14.29 | 20 | 0.9 | 4500 | 82.7 |  |  |  | FALSE | FALSE | FALSE | May, 02 2018 00:00:00 | 4.3 |  | standard |  |  |  |  | March, 30 2020 00:00:00 | FALSE | FALSE | FALSE | [6 empty] | AC | [7 empty] | FALSE
PBUS4QD2 | James Trading Company Limited | JAMES | BT8P12W4FT PLUG AND PLAY(CLEAR LENS)(5000K) | Linear Replacement Lamp | T8 Four-Foot | Replacement Lamps (plug and play) (UL Type A) |  | standard | FALSE | [10 empty] | June, 05 2015 00:00:00 | Not Dimmable | Not Dimmable | NotYetVerified | Operating off existing Electronic ballast only | KKKXPT | [25 empty] | 5 | 2001 | 136.87 | 14.62 | 20 | 0.9 | 5000 | 82.3 |  |  |  | FALSE | FALSE | FALSE | May, 02 2018 00:00:00 | 4.3 |  | standard |  |  |  |  | March, 30 2020 00:00:00 | FALSE | FALSE | FALSE | [6 empty] | AC | [7 empty] | FALSE
PX1V5M2D | James Trading Company Limited | JAMES | BT8P12W4FT(FROSTED LENS)(4000K) | Linear Replacement Lamp | T8 Four-Foot | Replacement Lamps (plug and play) (UL Type A) |  | standard | FALSE | [10 empty] | June, 05 2015 00:00:00 | Not Dimmable | Not Dimmable | NotYetVerified | updated on 3/17/2017 | KKKXPU | [25 empty] | 5 | 1718 | 132.46 | 12.97 | 20 | 0.9 | 4000 | 82 |  |  |  | FALSE | FALSE | FALSE | May, 02 2018 00:00:00 | 4.3 |  | standard |  |  |  |  | March, 30 2020 00:00:00 | FALSE | FALSE | FALSE | [6 empty] | AC | [7 empty] | FALSE
PBW182GQ | James Trading Company Limited | JAMES | BT8P14W4FT PLUG AND PLAY(CLEAR LENS)(4000K) | Linear Replacement Lamp | T8 Four-Foot | Replacement Lamps (plug and play) (UL Type A) |  | standard | TRUE |  | 2166 | 133.46 | 16.23 | 8.35 | 0.9024 | 4014 | 81.5 | 5 | 50000 | June, 05 2015 00:00:00 | Not Dimmable | Not Dimmable | NotYetVerified | Operating off existing Electronic ballast only | KKKWPX | [15 empty] | 89.4 |  | 1.43 | 1.16 | [6 empty] | 5 | 2166 | 133.46 | 16.23 | 20 | 0.9 | 4000 | 81.5 |  |  |  | FALSE | FALSE | FALSE | May, 02 2018 00:00:00 | 4.3 |  | standard |  |  |  |  | March, 30 2020 00:00:00 | FALSE | FALSE | FALSE | [6 empty] | AC | [7 empty] | FALSE
PKWB38TE | James Trading Company Limited | JAMES | ZY-T8-15W1200 BIXX PLUG AND PLAY(FROSTED LENS)(4500K) | Linear Replacement Lamp | T8 Four-Foot | Replacement Lamps (plug and play) (UL Type A) |  | standard | FALSE | [10 empty] | June, 05 2015 00:00:00 | Not Dimmable | Not Dimmable | NotYetVerified |  | KKKZQH | [25 empty] | 5 | 1964 | 121.76 | 16.13 | 20 | 0.9 | 4500 | 82.5 |  |  |  | FALSE | FALSE | FALSE | May, 02 2018 00:00:00 | 4.3 |  | standard |  |  |  |  | March, 30 2020 00:00:00 | FALSE | FALSE | FALSE | [6 empty] | AC | [7 empty] | FALSE
PT9AJ4Y8 | James Trading Company Limited | JAMES | BT8P12W4FT(FROSTED LENS)(5000K) | Linear Replacement Lamp | T8 Four-Foot | Replacement Lamps (plug and play) (UL Type A) |  | standard | FALSE | [10 empty] | June, 05 2015 00:00:00 | Not Dimmable | Not Dimmable | NotYetVerified | updated on 3/17/2017 | KKKXPU | [25 empty] | 5 | 1718 | 132.46 | 12.97 | 20 | 0.9 | 5000 | 82 |  |  |  | FALSE | FALSE | FALSE | May, 02 2018 00:00:00 | 4.3 |  | standard |  |  |  |  | March, 30 2020 00:00:00 | FALSE | FALSE | FALSE | [6 empty] | AC | [7 empty] | FALSE
PG12VS99 | James Trading Company Limited | JAMES | BT8P14W4FT PLUG AND PLAY(CLEAR LENS)(5000K) | Linear Replacement Lamp | T8 Four-Foot | Replacement Lamps (plug and play) (UL Type A) |  | standard | FALSE | [10 empty] | June, 05 2015 00:00:00 | Not Dimmable | Not Dimmable | NotYetVerified | Operating off existing Electronic ballast only | KKKWPX | [25 empty] | 5 | 2234 | 136.72 | 16.34 | 20 | 0.9 | 5000 | 83.2 |  |  |  | FALSE | FALSE | FALSE | May, 02 2018 00:00:00 | 4.3 |  | standard |  |  |  |  | March, 30 2020 00:00:00 | FALSE | FALSE | FALSE | [6 empty] | AC | [7 empty] | FALSE
P6CWBQJZ | James Trading Company Limited | JAMES | ZY-T8-15W1200 BIXX PLUG AND PLAY(FROSTED LENS)(4000K) | Linear Replacement Lamp | T8 Four-Foot | Replacement Lamps (plug and play) (UL Type A) |  | standard | TRUE |  | 1964 | 121.76 | 16.13 | 8.65 | 0.9028 | 3984 | 82.5 | 5 | 50000 | June, 05 2015 00:00:00 | Not Dimmable | Not Dimmable | NotYetVerified |  | KKKZQH | [15 empty] | 91.9 |  | 1.72 | 1.24 | [6 empty] | 5 | 1964 | 121.76 | 16.13 | 20 | 0.9 | 4000 | 82.5 |  |  |  | FALSE | FALSE | FALSE | May, 02 2018 00:00:00 | 4.3 |  | standard |  |  |  |  | March, 30 2020 00:00:00 | FALSE | FALSE | FALSE | [6 empty] | AC | [7 empty] | FALSE
PTN6K7DX | James Trading Company Limited | JAMES | ZY-T8-15W1200 BIXX PLUG AND PLAY(FROSTED LENS)(5000K) | Linear Replacement Lamp | T8 Four-Foot | Replacement Lamps (plug and play) (UL Type A) |  | standard | FALSE | [10 empty] | June, 05 2015 00:00:00 | Not Dimmable | Not Dimmable | NotYetVerified |  | KKKZQH | [25 empty] | 5 | 2022 | 124.51 | 16.24 | 20 | 0.9 | 5000 | 82.2 |  |  |  | FALSE | FALSE | FALSE | May, 02 2018 00:00:00 | 4.3 |  | standard |  |  |  |  | March, 30 2020 00:00:00 | FALSE | FALSE | FALSE | [6 empty] | AC | [7 empty] | FALSE
P7FU5DTX | James Trading Company Limited | JAMES | BT8P14W4FT PLUG AND PLAY(CLEAR LENS)(4500K) | Linear Replacement Lamp | T8 Four-Foot | Replacement Lamps (plug and play) (UL Type A) |  | standard | FALSE | [10 empty] | June, 05 2015 00:00:00 | Not Dimmable | Not Dimmable | NotYetVerified | Operating off existing Electronic ballast only | KKKWPX | [25 empty] | 5 | 2166 | 133.46 | 16.23 | 20 | 0.9 | 4500 | 81.5 |  |  |  | FALSE | FALSE | FALSE | May, 02 2018 00:00:00 | 4.3 |  | standard |  |  |  |  | March, 30 2020 00:00:00 | FALSE | FALSE | FALSE | [6 empty] | AC | [7 empty] | FALSE
PSPJ7RAJ | James Trading Company Limited | JAMES | BT8P12W4FT(FROSTED LENS)(4500K) | Linear Replacement Lamp | T8 Four-Foot | Replacement Lamps (plug and play) (UL Type A) |  | standard | FALSE | [10 empty] | June, 05 2015 00:00:00 | Not Dimmable | Not Dimmable | NotYetVerified | updated on 3/17/2017 | KKKXPU | [25 empty] | 5 | 1718 | 132.46 | 12.97 | 20 | 0.9 | 4500 | 82 |  |  |  | FALSE | FALSE | FALSE | May, 02 2018 00:00:00 | 4.3 |  | standard |  |  |  |  | March, 30 2020 00:00:00 | FALSE | FALSE | FALSE | [6 empty] | AC | [7 empty] | FALSE
PZ5X1C1X | James Trading Company Limited | JAMES | BT8P12W4FT PLUG AND PLAY(CLEAR LENS)(4000K) | Linear Replacement Lamp | T8 Four-Foot | Replacement Lamps (plug and play) (UL Type A) |  | standard | TRUE |  | 1930 | 135.06 | 14.29 | 14.92 | 0.9034 | 3996 | 82.7 | 5 | 50000 | June, 05 2015 00:00:00 | Not Dimmable | Not Dimmable | NotYetVerified | Operating off existing Electronic ballast only | KKKXPT | [15 empty] | 89.7 |  | 1.44 | 1.16 | [6 empty] | 5 | 1930 | 135.06 | 14.29 | 20 | 0.9 | 4000 | 82.7 |  |  |  | FALSE | FALSE | FALSE | May, 02 2018 00:00:00 | 4.3 |  | standard |  |  |  |  | March, 30 2020 00:00:00 | FALSE | FALSE | FALSE | [6 empty] | AC | [7 empty] | FALSE
PR6XSTJ8 | AMERICAN GREENPOWER INC. | American Greenpower | LT8E-015-27-BINT-4 | Linear Replacement Lamp | T8 Four-Foot | Dual Mode Internal Driver (UL Type A and Type B) |  | standard | TRUE |  | 1929 | 109 | 17.7 | 17.9 | 0.9557 | 2655 | 81.6 | 5 | 50000 | May, 28 2015 00:00:00 | Not Yet Verified | Not Yet Verified | NotYetVerified | Product de-listed on 4/1/2017, re-listed on 4/28/2017 due to allowances requirements change | MMMNDR | [15 empty] | 84.9 |  | 1.25 | 1.4 | [6 empty] | 4.4 | 2040 | 120 | 17.7 | 20 | 0.9 | 2700 | 83 |  |  |  | FALSE | TRUE | FALSE | May, 02 2018 00:00:00 | 4.3 |  | standard |  |  |  |  | November, 02 2018 00:00:00 | FALSE | FALSE | FALSE | [6 empty] | AC | [7 empty] | FALSE
PNYJ1469 | HK Syhdee LIGHTING Co., LIMITED. | SYHDEE | SYH-C08-M1212(4000K) | Linear Replacement Lamp | T8 Four-Foot | Replacement Lamps (plug and play) (UL Type A) |  | standard | FALSE | [10 empty] | May, 15 2015 00:00:00 | Not Dimmable | Not Dimmable | No | Updated 9/12/2016 | MMMNTS | [25 empty] | 4.4 | 1605 | 116.14 | 13.82 | 11.06 | 0.9044 | 4000 | 82.9 |  |  |  | FALSE | FALSE | FALSE | May, 02 2018 00:00:00 | 4.3 |  | standard |  |  |  |  | November, 02 2018 00:00:00 | FALSE | FALSE | FALSE | [6 empty] | AC | [7 empty] | FALSE
PUPWBS15 | HK Syhdee LIGHTING Co., LIMITED. | SYHDEE | SYH-C08-M1212(3000K) | Linear Replacement Lamp | T8 Four-Foot | Replacement Lamps (plug and play) (UL Type A) |  | standard | TRUE |  | 1607 | 115.19 | 13.95 | 11.06 | 0.9044 | 3005 | 82.9 | 5 | 50000 | May, 15 2015 00:00:00 | Not Dimmable | Not Dimmable | No | Updated 9/12/2016 | MMMNTS | [15 empty] | 88.6 |  | 1.18 | 1.44 | [6 empty] | 5 | 1605 | 116.14 | 13.82 | 11.06 | 0.9044 | 3000 | 82.9 |  |  |  | FALSE | FALSE | FALSE | May, 02 2018 00:00:00 | 4.3 |  | standard |  |  |  |  | March, 30 2020 00:00:00 | FALSE | FALSE | FALSE | [6 empty] | AC | [7 empty] | FALSE
P4F8S2MR | HK Syhdee LIGHTING Co., LIMITED. | SYHDEE | SYH-C08-M1212(5000K) | Linear Replacement Lamp | T8 Four-Foot | Replacement Lamps (plug and play) (UL Type A) |  | standard | FALSE | [10 empty] | May, 15 2015 00:00:00 | Not Dimmable | Not Dimmable | No | Updated 9/12/2016 | MMMNTS | [25 empty] | 5 | 1674 | 120.52 | 13.89 | 10.99 | 0.9039 | 5000 | 83.1 |  |  |  | FALSE | FALSE | FALSE | May, 02 2018 00:00:00 | 4.3 |  | standard |  |  |  |  | March, 30 2020 00:00:00 | FALSE | FALSE | FALSE | [6 empty] | AC | [7 empty] | FALSE
PY2Z4ENP | AXP Technology Inc | AXP | AXP-T8-G-2200-4-30-D | Linear Replacement Lamp | T8 Four-Foot | Replacement Lamps (plug and play) (UL Type A) |  | standard | TRUE |  | 2327.8 | 111.75 | 20.83 | 4.41 | 0.986 | 3088 | 85 | 5 | 50000 | May, 12 2015 00:00:00 | Not Dimmable | Not Dimmable | NotYetVerified | Product de-listed on 4/1/2017, re-listed on 4/28/2017 due to allowances requirements change | EEEEQV | [15 empty] | 83.1 |  | 1.26 | 1.28 | [6 empty] | 4.4 | 2200 | 122 | 18 | 20 | 0.9 | 3000 | 82 |  |  |  | TRUE | FALSE | FALSE | May, 02 2018 00:00:00 | 4.3 |  | standard |  |  |  |  | November, 02 2018 00:00:00 | FALSE | FALSE | FALSE | [6 empty] | AC | [7 empty] | FALSE
PQBYBEDS | Green Lighting LED | Green Lighting LED | USHC-T8-4FT-15W-BC-ZY BIXX (2700K Clear) | Linear Replacement Lamp | T8 Four-Foot | Dual Mode Internal Driver (UL Type A and Type B) |  | standard | FALSE | [10 empty] | May, 06 2015 00:00:00 | Not Yet Verified | Not Yet Verified | NotYetVerified | Internal driver; operates off existing fluorescent ballast; Product de-listed on 4/1/2017, re-listed on 4/28/2017 due to allowances requirements change | KKKXIF | [25 empty] | 4.4 | 1929 | 109 | 17.7 | 8.75 | 0.9936 | 2700 | 81.6 |  |  |  | FALSE | TRUE | FALSE | May, 02 2018 00:00:00 | 4.3 |  | standard |  |  |  |  | November, 02 2018 00:00:00 | FALSE | FALSE | FALSE | [6 empty] | AC | [7 empty] | FALSE
PJAVNXP9 | Green Lighting LED | Green Lighting LED | USHC-T8-4FT-15W-BC-ZY BIXX (2700K Frosted) | Linear Replacement Lamp | T8 Four-Foot | Dual Mode Internal Driver (UL Type A and Type B) |  | standard | TRUE |  | 1929 | 109 | 17.7 | 17.9 | 0.9557 | 2655 | 81.6 | 5 | 50000 | May, 06 2015 00:00:00 | Not Yet Verified | Not Yet Verified | NotYetVerified | Internal driver; operates off existing fluorescent ballast; Product de-listed on 4/1/2017, re-listed on 4/28/2017 due to allowances requirements change | KKKXIF | [15 empty] | 84.9 |  | 1.25 | 1.4 | [6 empty] | 4.4 | 1929 | 109 | 17.7 |  |  | 2700 | 82 |  |  |  | FALSE | TRUE | FALSE | May, 02 2018 00:00:00 | 4.3 |  | standard |  |  |  |  | November, 02 2018 00:00:00 | FALSE | FALSE | FALSE | [6 empty] | AC | [7 empty] | FALSE
PGWXZ9U7 | Energy Focus, Inc. | Energy Focus | LEDFLT8-835-418-IT3[FBF] | Linear Replacement Lamp | T8 Four-Foot | Dual Mode Internal Driver (UL Type A and Type B) |  | standard | FALSE | [10 empty] | May, 04 2015 00:00:00 | Dimmable | Continuous Below 10 | NotYetVerified | Internal Driver; Operates off the existing ballasts | KKKXHI | [25 empty] | 5 | 2115 | 120 | 18 | 20 | 0.9 | 3500 | 80 |  |  |  | FALSE | FALSE | FALSE | May, 02 2018 00:00:00 | 4.3 |  | standard |  |  |  |  | March, 30 2020 00:00:00 | FALSE | FALSE | FALSE | [6 empty] | AC | [7 empty] | FALSE
PXPSJDM2 | Energy Focus, Inc. | Energy Focus | LEDFLT8-840-418-IT3[FBF] | Linear Replacement Lamp | T8 Four-Foot | Dual Mode Internal Driver (UL Type A and Type B) |  | standard | FALSE | [10 empty] | May, 04 2015 00:00:00 | Dimmable | Continuous Below 10 | NotYetVerified | Internal Driver; Operates off the existing ballasts | KKKXHI | [25 empty] | 5 | 2140 | 120 | 18 | 20 | 0.9 | 4000 | 80 |  |  |  | FALSE | FALSE | FALSE | May, 02 2018 00:00:00 | 4.3 |  | standard |  |  |  |  | March, 30 2020 00:00:00 | FALSE | FALSE | FALSE | [6 empty] | AC | [7 empty] | FALSE
PR7KQYM5 | Energy Focus, Inc. | Energy Focus | LEDFLT8-840-418-IT3[CBC] | Linear Replacement Lamp | T8 Four-Foot | Dual Mode Internal Driver (UL Type A and Type B) |  | standard | FALSE | [10 empty] | May, 04 2015 00:00:00 | Dimmable | Continuous Below 10 | NotYetVerified | Internal Driver; Operates off the existing ballasts | KKKXHI | [25 empty] | 5 | 2275 | 130 | 18 | 20 | 0.9 | 4000 | 80 |  |  |  | FALSE | FALSE | FALSE | May, 02 2018 00:00:00 | 4.3 |  | standard |  |  |  |  | March, 30 2020 00:00:00 | FALSE | FALSE | FALSE | [6 empty] | AC | [7 empty] | FALSE
P7H3T1Y4 | Energy Focus, Inc. | Energy Focus | LEDFLT8-850-418-IT3[FBF] | Linear Replacement Lamp | T8 Four-Foot | Dual Mode Internal Driver (UL Type A and Type B) |  | standard | FALSE | [10 empty] | May, 04 2015 00:00:00 | Dimmable | Continuous Below 10 | NotYetVerified | Internal Driver; Operates off the existing ballasts | KKKXHI | [25 empty] | 5 | 2165 | 120 | 18 | 20 | 0.9 | 5000 | 80 |  |  |  | FALSE | FALSE | FALSE | May, 02 2018 00:00:00 | 4.3 |  | standard |  |  |  |  | March, 30 2020 00:00:00 | FALSE | FALSE | FALSE | [6 empty] | AC | [7 empty] | FALSE
PN3DRB8Q | Energy Focus, Inc. | Energy Focus | LEDFLT8-850-418-IT3[CBC] | Linear Replacement Lamp | T8 Four-Foot | Dual Mode Internal Driver (UL Type A and Type B) |  | standard | FALSE | [10 empty] | May, 04 2015 00:00:00 | Dimmable | Continuous Below 10 | NotYetVerified | Internal Driver; Operates off the existing ballasts | KKKXHI | [25 empty] | 5 | 2300 | 130 | 18 | 20 | 0.9 | 5000 | 80 |  |  |  | FALSE | FALSE | FALSE | May, 02 2018 00:00:00 | 4.3 |  | standard |  |  |  |  | March, 30 2020 00:00:00 | FALSE | FALSE | FALSE | [6 empty] | AC | [7 empty] | FALSE
PC9JXUXU | Energy Focus, Inc. | Energy Focus | LEDFLT8-835-418-IT3[CBC] | Linear Replacement Lamp | T8 Four-Foot | Dual Mode Internal Driver (UL Type A and Type B) |  | standard | TRUE |  | 2011 | 116.2 | 17.31 | 17.4 | 0.896 | 3452 | 83.1 | 5 | 50000 | May, 04 2015 00:00:00 | Dimmable | Continuous Below 10 | NotYetVerified | Internal Driver; Operates off the existing ballasts | KKKXHI | [15 empty] | 89.1 |  | 1.18 | 1.26 | [6 empty] | 4.4 | 2250 | 130 | 18 | 20 | 0.9 | 3500 | 80 |  |  |  | FALSE | FALSE | FALSE | May, 02 2018 00:00:00 | 4.3 |  | standard |  |  |  |  | November, 02 2018 00:00:00 | FALSE | FALSE | FALSE | [6 empty] | AC | [7 empty] | FALSE
PATP9KD4 | FY Lighting Co., Ltd | Fen Yong | FY-T8-4FTF(30K120CGXA) | Linear Replacement Lamp | T8 Four-Foot | Replacement Lamps (plug and play) (UL Type A) |  | standard | TRUE |  | 1943 | 112.77 | 17.23 | 9.14 | 0.9443 | 2947 | 81.9 | 5 | 50000 | April, 16 2015 00:00:00 | Not Dimmable | Not Dimmable | NotYetVerified | Internal driver; compatible with existing fluorescent ballast; Product de-listed on 4/1/2017, re-listed on 4/28/2017 due to allowances requirements change | MMMMZE | [15 empty] | 89.9 |  | 1.26 | 1.34 | [6 empty] | 4.4 | 1943 | 112.77 | 17.23 | 9.7 | 0.9458 | 3000 | 81.9 |  |  |  | TRUE | FALSE | FALSE | May, 02 2018 00:00:00 | 4.3 |  | standard |  |  |  |  | November, 02 2018 00:00:00 | FALSE | FALSE | FALSE | [6 empty] | AC | [7 empty] | FALSE
PB1QEF7D | FY Lighting Co., Ltd | Fen Yong | FY-T8-4FTC(40K120CGXA) | Linear Replacement Lamp | T8 Four-Foot | Replacement Lamps (plug and play) (UL Type A) |  | standard | FALSE | [10 empty] | April, 16 2015 00:00:00 | Not Dimmable | Not Dimmable | NotYetVerified | Internal driver; compatible with existing fluorescent ballast | MMMMZD | [25 empty] | 5 | 2038 | 118.83 | 17.15 | 9.34 | 0.9522 | 4000 | 81.8 |  |  |  | FALSE | FALSE | FALSE | May, 02 2018 00:00:00 | 4.3 |  | standard |  |  |  |  | March, 30 2020 00:00:00 | FALSE | FALSE | FALSE | [6 empty] | AC | [7 empty] | FALSE
PKF4CQ78 | FY Lighting Co., Ltd | Fen Yong | FY-T8-4FTC(45K120CGXA) | Linear Replacement Lamp | T8 Four-Foot | Replacement Lamps (plug and play) (UL Type A) |  | standard | FALSE | [10 empty] | April, 16 2015 00:00:00 | Not Dimmable | Not Dimmable | NotYetVerified | Internal driver; compatible with existing fluorescent ballast | MMMMZD | [25 empty] | 5 | 2038 | 118.83 | 17.15 | 9.34 | 0.9522 | 4500 | 81.8 |  |  |  | FALSE | FALSE | FALSE | May, 02 2018 00:00:00 | 4.3 |  | standard |  |  |  |  | March, 30 2020 00:00:00 | FALSE | FALSE | FALSE | [6 empty] | AC | [7 empty] | FALSE
P9E75HR6 | FY Lighting Co., Ltd | Fen Yong | FY-T8-4FTC(50K120CGXA) | Linear Replacement Lamp | T8 Four-Foot | Replacement Lamps (plug and play) (UL Type A) |  | standard | FALSE | [10 empty] | April, 16 2015 00:00:00 | Not Dimmable | Not Dimmable | NotYetVerified | Internal driver; compatible with existing fluorescent ballast | MMMMZD | [25 empty] | 5 | 2182 | 126.27 | 17.28 | 9.71 | 0.9469 | 5000 | 81.5 |  |  |  | FALSE | FALSE | FALSE | May, 02 2018 00:00:00 | 4.3 |  | standard |  |  |  |  | March, 30 2020 00:00:00 | FALSE | FALSE | FALSE | [6 empty] | AC | [7 empty] | FALSE
PGWXVZXG | FY Lighting Co., Ltd | Fen Yong | FY-T8-4FTC(35K120CGXA) | Linear Replacement Lamp | T8 Four-Foot | Replacement Lamps (plug and play) (UL Type A) |  | standard | FALSE | [10 empty] | April, 16 2015 00:00:00 | Not Dimmable | Not Dimmable | NotYetVerified | Internal driver; compatible with existing fluorescent ballast | MMMMZD | [25 empty] | 5 | 2038 | 118.83 | 17.15 | 9.34 | 0.9522 | 3500 | 81.8 |  |  |  | FALSE | FALSE | FALSE | May, 02 2018 00:00:00 | 4.3 |  | standard |  |  |  |  | March, 30 2020 00:00:00 | FALSE | FALSE | FALSE | [6 empty] | AC | [7 empty] | FALSE
PMZEB1ZK | FY Lighting Co., Ltd | Fen Yong | FY-T8-4FTC(30K120CGXA) | Linear Replacement Lamp | T8 Four-Foot | Replacement Lamps (plug and play) (UL Type A) |  | standard | TRUE |  | 2038 | 118.83 | 17.15 | 9.31 | 0.9513 | 2950 | 81.8 | 5 | 50000 | April, 16 2015 00:00:00 | Not Dimmable | Not Dimmable | NotYetVerified | Internal driver; compatible with existing fluorescent ballast | MMMMZD | [15 empty] | 91.2 |  | 1.34 | 1.32 | [6 empty] | 5 | 2038 | 118.83 | 17.15 | 9.34 | 0.9522 | 3000 | 81.8 |  |  |  | FALSE | FALSE | FALSE | May, 02 2018 00:00:00 | 4.3 |  | standard |  |  |  |  | March, 30 2020 00:00:00 | FALSE | FALSE | FALSE | [6 empty] | AC | [7 empty] | FALSE
PG6SK1R5 | ELB Electronics, Inc. | ELB | LED T8-17-850-B-FHC | Linear Replacement Lamp | T8 Four-Foot | Replacement Lamps (plug and play) (UL Type A) |  | standard | FALSE | [10 empty] | March, 31 2015 00:00:00 | Not Dimmable | Not Dimmable | NotYetVerified |  | YYYAFU | [25 empty] | 4.4 | 1900 | 108.6 | 17.5 |  |  | 5000 | 83 |  |  |  | FALSE | FALSE | FALSE | May, 02 2018 00:00:00 | 4.3 |  | standard |  |  |  |  | November, 02 2018 00:00:00 | FALSE | FALSE | FALSE | [6 empty] | AC | [7 empty] | FALSE
PUU2V5M8 | ELB Electronics, Inc. | ELB | LED T8-17-830-B-FHC | Linear Replacement Lamp | T8 Four-Foot | Replacement Lamps (plug and play) (UL Type A) |  | standard | TRUE |  | 1907.7 | 120.94 | 15.78 | 10.25 | 0.9765 | 3033 | 83.6 | 5 | 50000 | March, 31 2015 00:00:00 | Not Dimmable | Not Dimmable | NotYetVerified |  | YYYAFU | [15 empty] | 82.1 |  | 1.28 | 1.36 | [6 empty] | 5 | 1907.7 | 120.94 | 15.78 |  |  | 3000 | 83 |  |  |  | FALSE | FALSE | FALSE | May, 02 2018 00:00:00 | 4.3 |  | standard |  |  |  |  | March, 30 2020 00:00:00 | FALSE | FALSE | FALSE | [6 empty] | AC | [7 empty] | FALSE
PQGMYQ9G | FY Lighting Co., Ltd | Fen Yong | FY-T8-4FTC(45K120CGSA) | Linear Replacement Lamp | T8 Four-Foot | Replacement Lamps (plug and play) (UL Type A) |  | standard | FALSE | [10 empty] | March, 27 2015 00:00:00 | Not Dimmable | Not Dimmable | NotYetVerified | Internal driver; compatible with existing fluorescent ballast | MMMMYJ | [25 empty] | 5 | 1998 | 118.29 | 16.89 | 9.58 | 0.9656 | 4500 | 81.7 |  |  |  | FALSE | FALSE | FALSE | May, 02 2018 00:00:00 | 4.3 |  | standard |  |  |  |  | March, 30 2020 00:00:00 | FALSE | FALSE | FALSE | [6 empty] | AC | [7 empty] | FALSE
PM76YH98 | FY Lighting Co., Ltd | Fen Yong | FY-T8-4FTC(50K120CGSA) | Linear Replacement Lamp | T8 Four-Foot | Replacement Lamps (plug and play) (UL Type A) |  | standard | FALSE | [10 empty] | March, 27 2015 00:00:00 | Not Dimmable | Not Dimmable | NotYetVerified | Internal driver; compatible with existing fluorescent ballast | MMMMYJ | [25 empty] | 5 | 2094 | 121.67 | 17.21 | 9.36 | 0.9422 | 5000 | 81.5 |  |  |  | FALSE | FALSE | FALSE | May, 02 2018 00:00:00 | 4.3 |  | standard |  |  |  |  | March, 30 2020 00:00:00 | FALSE | FALSE | FALSE | [6 empty] | AC | [7 empty] | FALSE
P8X7W8GM | FY Lighting Co., Ltd | Fen Yong | FY-T8-4FTC(35K120CGSA) | Linear Replacement Lamp | T8 Four-Foot | Replacement Lamps (plug and play) (UL Type A) |  | standard | FALSE | [10 empty] | March, 27 2015 00:00:00 | Not Dimmable | Not Dimmable | NotYetVerified | Internal driver; compatible with existing fluorescent ballast | MMMMYJ | [25 empty] | 5 | 1998 | 118.29 | 16.89 | 9.58 | 0.9656 | 3500 | 81.7 |  |  |  | FALSE | FALSE | FALSE | May, 02 2018 00:00:00 | 4.3 |  | standard |  |  |  |  | March, 30 2020 00:00:00 | FALSE | FALSE | FALSE | [6 empty] | AC | [7 empty] | FALSE
PK1ZK89Q | FY Lighting Co., Ltd | Fen Yong | FY-T8-4FTC(40K120CGSA) | Linear Replacement Lamp | T8 Four-Foot | Replacement Lamps (plug and play) (UL Type A) |  | standard | FALSE | [10 empty] | March, 27 2015 00:00:00 | Not Dimmable | Not Dimmable | NotYetVerified | Internal driver; compatible with existing fluorescent ballast | MMMMYJ | [25 empty] | 5 | 1998 | 118.29 | 16.89 | 9.58 | 0.9656 | 4000 | 81.7 |  |  |  | FALSE | FALSE | FALSE | May, 02 2018 00:00:00 | 4.3 |  | standard |  |  |  |  | March, 30 2020 00:00:00 | FALSE | FALSE | FALSE | [6 empty] | AC | [7 empty] | FALSE
PWUTW1G3 | FY Lighting Co., Ltd | Fen Yong | FY-T8-4FTC(30K120CGSA) | Linear Replacement Lamp | T8 Four-Foot | Replacement Lamps (plug and play) (UL Type A) |  | standard | TRUE |  | 1998 | 118.29 | 16.89 | 9.58 | 0.9656 | 2954 | 81.7 | 5 | 50000 | March, 27 2015 00:00:00 | Not Dimmable | Not Dimmable | NotYetVerified | Internal driver; compatible with existing fluorescent ballast | MMMMYJ | [15 empty] | 91.2 |  | 1.34 | 1.32 | [6 empty] | 5 | 1998 | 118.29 | 16.89 | 9.58 | 0.9656 | 3000 | 81.7 |  |  |  | FALSE | FALSE | FALSE | May, 02 2018 00:00:00 | 4.3 |  | standard |  |  |  |  | March, 30 2020 00:00:00 | FALSE | FALSE | FALSE | [6 empty] | AC | [7 empty] | FALSE
P00000XN8 | GreenTek Energy Systems | GreenTEK | GT-T8-15W1200 BIXX BALLAST COMPATIBLE LED TUBE [4000K Frosted] | Linear Replacement Lamp | T8 Four-Foot | Dual Mode Internal Driver (UL Type A and Type B) |  | standard | FALSE | [10 empty] | March, 25 2015 00:00:00 | Not Yet Verified | Not Yet Verified | NotYetVerified | Internal driver; operates off existing fluorescent ballast. Updated on 3/15/17. | KKKXAG | [25 empty] | 5 | 2172 | 133 | 16.3 | 20 | 0.9 | 4000 | 83 |  |  |  | FALSE | FALSE | FALSE | May, 02 2018 00:00:00 | 4.3 |  | standard |  |  |  |  | March, 30 2020 00:00:00 | FALSE | FALSE | FALSE | [6 empty] | AC | [7 empty] | FALSE
P00000XNA | GreenTek Energy Systems | GreenTEK | GT-T8-15W1200 BIXX BALLAST COMPATIBLE LED TUBE [5000K Frosted] | Linear Replacement Lamp | T8 Four-Foot | Dual Mode Internal Driver (UL Type A and Type B) |  | standard | FALSE | [10 empty] | March, 25 2015 00:00:00 | Not Yet Verified | Not Yet Verified | NotYetVerified | Internal driver; operates off existing fluorescent ballast. Updated on 3/15/17. | KKKXAG | [25 empty] | 5 | 2172 | 133 | 16.3 | 20 | 0.9 | 5000 | 83 |  |  |  | FALSE | FALSE | FALSE | May, 02 2018 00:00:00 | 4.3 |  | standard |  |  |  |  | March, 30 2020 00:00:00 | FALSE | FALSE | FALSE | [6 empty] | AC | [7 empty] | FALSE
P00000XNB | GreenTek Energy Systems | GreenTEK | GT-T8-15W1200 BIXX BALLAST COMPATIBLE LED TUBE [2700K Clear] | Linear Replacement Lamp | T8 Four-Foot | Dual Mode Internal Driver (UL Type A and Type B) |  | standard | FALSE | [10 empty] | March, 25 2015 00:00:00 | Not Yet Verified | Not Yet Verified | NotYetVerified | Internal driver; operates off existing fluorescent ballast; Product de-listed on 4/1/2017, re-listed on 4/28/2017 due to allowances requirements change | KKKXAG | [25 empty] | 4.4 | 1929 | 109 | 17.7 | 8.75 | 0.9936 | 2700 | 81.6 |  |  |  | FALSE | TRUE | FALSE | May, 02 2018 00:00:00 | 4.3 |  | standard |  |  |  |  | November, 02 2018 00:00:00 | FALSE | FALSE | FALSE | [6 empty] | AC | [7 empty] | FALSE
P00000XN6 | GreenTek Energy Systems | GreenTEK | GT-T8-15W1200 BIXX BALLAST COMPATIBLE LED TUBE [3000K Frosted] | Linear Replacement Lamp | T8 Four-Foot | Dual Mode Internal Driver (UL Type A and Type B) |  | standard | TRUE |  | 2172 | 133.25 | 16.3 | 6.91 | 0.9572 | 3012 | 81.8 | 5 | 50000 | March, 25 2015 00:00:00 | Not Yet Verified | Not Yet Verified | NotYetVerified | Internal driver; operates off existing fluorescent ballast. Updated on 3/15/17. | KKKXAG | [15 empty] | 90 |  | 1.16 | 1.38 | [6 empty] | 5 | 2172 | 133 | 16.3 | 20 | 0.9 | 3000 | 83 |  |  |  | FALSE | FALSE | FALSE | May, 02 2018 00:00:00 | 4.3 |  | standard |  |  |  |  | March, 30 2020 00:00:00 | FALSE | FALSE | FALSE | [6 empty] | AC | [7 empty] | FALSE
P00000XNC | GreenTek Energy Systems | GreenTEK | GT-T8-15W1200 BIXX BALLAST COMPATIBLE LED TUBE [3000K Clear] | Linear Replacement Lamp | T8 Four-Foot | Dual Mode Internal Driver (UL Type A and Type B) |  | standard | FALSE | [10 empty] | March, 25 2015 00:00:00 | Not Yet Verified | Not Yet Verified | NotYetVerified | Internal driver; operates off existing fluorescent ballast. Updated on 3/15/17. | KKKXAG | [25 empty] | 5 | 2172 | 133 | 16.3 | 20 | 0.9 | 3000 | 83 |  |  |  | FALSE | FALSE | FALSE | May, 02 2018 00:00:00 | 4.3 |  | standard |  |  |  |  | March, 30 2020 00:00:00 | FALSE | FALSE | FALSE | [6 empty] | AC | [7 empty] | FALSE
P00000XN5 | GreenTek Energy Systems | GreenTEK | GT-T8-15W1200 BIXX BALLAST COMPATIBLE LED TUBE [2700K Frosted] | Linear Replacement Lamp | T8 Four-Foot | Dual Mode Internal Driver (UL Type A and Type B) |  | standard | TRUE |  | 1929 | 109 | 17.7 | 17.9 | 0.9557 | 2655 | 81.6 | 5 | 50000 | March, 25 2015 00:00:00 | Not Yet Verified | Not Yet Verified | NotYetVerified | Internal driver; operates off existing fluorescent ballast; Product de-listed on 4/1/2017, re-listed on 4/28/2017 due to allowances requirements change | KKKXAG | [15 empty] | 84.9 |  | 1.25 | 1.4 | [6 empty] | 4.4 | 1929 | 109 | 17.7 |  |  | 2700 | 82 |  |  |  | FALSE | TRUE | FALSE | May, 02 2018 00:00:00 | 4.3 |  | standard |  |  |  |  | November, 02 2018 00:00:00 | FALSE | FALSE | FALSE | [6 empty] | AC | [7 empty] | FALSE
P00000XNE | GreenTek Energy Systems | GreenTEK | GT-T8-15W1200 BIXX BALLAST COMPATIBLE LED TUBE [4000K Clear] | Linear Replacement Lamp | T8 Four-Foot | Dual Mode Internal Driver (UL Type A and Type B) |  | standard | FALSE | [10 empty] | March, 25 2015 00:00:00 | Not Yet Verified | Not Yet Verified | NotYetVerified | Internal driver; operates off existing fluorescent ballast. Updated on 3/15/17. | KKKXAG | [25 empty] | 5 | 2172 | 133 | 16.3 | 20 | 0.9 | 4000 | 83 |  |  |  | FALSE | FALSE | FALSE | May, 02 2018 00:00:00 | 4.3 |  | standard |  |  |  |  | March, 30 2020 00:00:00 | FALSE | FALSE | FALSE | [6 empty] | AC | [7 empty] | FALSE
P00000XNG | GreenTek Energy Systems | GreenTEK | GT-T8-15W1200 BIXX BALLAST COMPATIBLE LED TUBE [5000K Clear] | Linear Replacement Lamp | T8 Four-Foot | Dual Mode Internal Driver (UL Type A and Type B) |  | standard | FALSE | [10 empty] | March, 25 2015 00:00:00 | Not Yet Verified | Not Yet Verified | NotYetVerified | Internal driver; operates off existing fluorescent ballast. Updated on 3/15/17. | KKKXAG | [25 empty] | 5 | 2172 | 133 | 16.3 | 20 | 0.9 | 5000 | 83 |  |  |  | FALSE | FALSE | FALSE | May, 02 2018 00:00:00 | 4.3 |  | standard |  |  |  |  | March, 30 2020 00:00:00 | FALSE | FALSE | FALSE | [6 empty] | AC | [7 empty] | FALSE
PFS17MPY | Prosperity (Hangzhou) Lighting Electrical Co., LTD | KANDOlite | F15T8/850/G/NA/IS | Linear Replacement Lamp | T8 Four-Foot | Replacement Lamps (plug and play) (UL Type A) |  | standard | FALSE | [10 empty] | March, 24 2015 00:00:00 | Not Dimmable | Not Dimmable | NotYetVerified |  | YYYAFD | [25 empty] | 4.4 | 1700 | 113.33 | 15 |  |  | 5000 | 80 |  |  |  | FALSE | FALSE | FALSE | May, 02 2018 00:00:00 | 4.3 |  | standard |  |  |  |  | November, 02 2018 00:00:00 | FALSE | FALSE | FALSE | [6 empty] | AC | [7 empty] | FALSE
PC3ED685 | Prosperity (Hangzhou) Lighting Electrical Co., LTD | KANDOlite | F15T8/835/G/NA/IS | Linear Replacement Lamp | T8 Four-Foot | Replacement Lamps (plug and play) (UL Type A) |  | standard | FALSE | [10 empty] | March, 24 2015 00:00:00 | Not Dimmable | Not Dimmable | NotYetVerified |  | YYYAFD | [25 empty] | 4.4 | 1650 | 110 | 15 |  |  | 3500 | 80 |  |  |  | FALSE | FALSE | FALSE | May, 02 2018 00:00:00 | 4.3 |  | standard |  |  |  |  | November, 02 2018 00:00:00 | FALSE | FALSE | FALSE | [6 empty] | AC | [7 empty] | FALSE
P6ZBTFY7 | Prosperity (Hangzhou) Lighting Electrical Co., LTD | KANDOlite | F15T8/840/G/NA/IS | Linear Replacement Lamp | T8 Four-Foot | Replacement Lamps (plug and play) (UL Type A) |  | standard | FALSE | [10 empty] | March, 24 2015 00:00:00 | Not Dimmable | Not Dimmable | NotYetVerified |  | YYYAFD | [25 empty] | 4.4 | 1700 | 113.33 | 15 |  |  | 4000 | 80 |  |  |  | FALSE | FALSE | FALSE | May, 02 2018 00:00:00 | 4.3 |  | standard |  |  |  |  | November, 02 2018 00:00:00 | FALSE | FALSE | FALSE | [6 empty] | AC | [7 empty] | FALSE
P27NNMDD | Prosperity (Hangzhou) Lighting Electrical Co., LTD | KANDOlite | F15T8/830/G/NA/IS | Linear Replacement Lamp | T8 Four-Foot | Replacement Lamps (plug and play) (UL Type A) |  | standard | TRUE |  | 1923.3 | 120.73 | 15.93 | 15.3 | 0.915 | 2952 | 81.2 | 5 | 50000 | March, 24 2015 00:00:00 | Not Dimmable | Not Dimmable | NotYetVerified |  | YYYAFD | [15 empty] | 80.7 |  | 1.34 | 1.34 | [6 empty] | 4.4 | 1650 | 110 | 15 |  |  | 3000 | 80 |  |  |  | FALSE | FALSE | FALSE | May, 02 2018 00:00:00 | 4.3 |  | standard |  |  |  |  | November, 02 2018 00:00:00 | FALSE | FALSE | FALSE | [6 empty] | AC | [7 empty] | FALSE
PN23RPE7 | Luxul Technology Inc. | LUXUL | E-Lux T5 4ft 3000K | Linear Replacement Lamp | T8 Four-Foot | Replacement Lamps (plug and play) (UL Type A) |  | standard | TRUE |  | 1919.2 | 108.92 | 17.62 | 10.56 | 0.989 | 3018 | 80.4 | 5 | 50000 | March, 17 2015 00:00:00 | Dimmable | Continuous Below 10 | NotYetVerified | Product de-listed on 4/1/2017, re-listed on 4/28/2017 due to allowances requirements change | EEEEQE | [15 empty] | 84.3 |  | 1.28 | 1.16 | [6 empty] | 4.4 | 1919.2 | 108.92 | 17.62 | 8.49 | 0.989 | 3000 | 80.4 |  |  |  | TRUE | FALSE | FALSE | May, 02 2018 00:00:00 | 4.3 |  | standard |  |  |  |  | November, 02 2018 00:00:00 | FALSE | FALSE | FALSE | [6 empty] | AC | [7 empty] | FALSE
PZFR5PC5 | Alite Co., LTD. | ALITE | LED TUBE-AL16 BALLAST COMPATIBLE | Linear Replacement Lamp | T8 Four-Foot | Dual Mode Internal Driver (UL Type A and Type B) |  | standard | FALSE | [10 empty] | March, 11 2015 00:00:00 | Not Dimmable | Not Dimmable | NotYetVerified | Ballast Compatible | UUUUAR | [25 empty] | 4.4 | 2100 | 108.93 | 20 | 8.1 | 0.983 | 5000 | 80 |  |  |  | FALSE | FALSE | FALSE | May, 02 2018 00:00:00 | 4.3 |  | standard |  |  |  |  | November, 02 2018 00:00:00 | FALSE | FALSE | FALSE | [6 empty] | AC | [7 empty] | FALSE
PJZE7BM3 | Alite Co., LTD. | ALITE | LED TUBE-AL15 BALLAST COMPATIBLE | Linear Replacement Lamp | T8 Four-Foot | Dual Mode Internal Driver (UL Type A and Type B) |  | standard | TRUE |  | 2067.4 | 107.44 | 18.98 | 8.2 | 0.983 | 4078 | 84.1 | 5 | 50000 | March, 11 2015 00:00:00 | Not Dimmable | Not Dimmable | NotYetVerified | Ballast Compatible | UUUUAR | [15 empty] | 83.5 |  | 1.26 | 1.24 | [6 empty] | 4.4 | 2100 | 108.93 | 20 | 8.1 | 0.983 | 4000 | 80 |  |  |  | FALSE | FALSE | FALSE | May, 02 2018 00:00:00 | 4.3 |  | standard |  |  |  |  | November, 02 2018 00:00:00 | FALSE | FALSE | FALSE | [6 empty] | AC | [7 empty] | FALSE
P7HDXCB1 | Ecopower Inc. | ECOPOWER LED | DR-T8-DLC-415WWWV4L2 | Linear Replacement Lamp | T8 Four-Foot | Dual Mode Internal Driver (UL Type A and Type B) |  | standard | FALSE | [10 empty] | March, 10 2015 00:00:00 | Not Yet Verified | Not Yet Verified | NotYetVerified | Internal driver; operates off existing fluorescent ballast; Product de-listed on 4/1/2017, re-listed on 4/28/2017 due to allowances requirements change | JJJKWG | [25 empty] | 4.4 | 1929 | 109 | 17.7 | 8.75 | 0.9936 | 3000 | 81.6 |  |  |  | TRUE | FALSE | FALSE | May, 02 2018 00:00:00 | 4.3 |  | standard |  |  |  |  | November, 02 2018 00:00:00 | FALSE | FALSE | FALSE | [6 empty] | AC | [7 empty] | FALSE
PF2FEK9J | Ecopower Inc. | ECOPOWER LED | DR-T8-DLC-415WWWV5L2 | Linear Replacement Lamp | T8 Four-Foot | Dual Mode Internal Driver (UL Type A and Type B) |  | standard | FALSE | [10 empty] | March, 10 2015 00:00:00 | Not Yet Verified | Not Yet Verified | NotYetVerified | Internal driver; operates off existing fluorescent ballast; Product de-listed on 4/1/2017, re-listed on 4/28/2017 due to allowances requirements change | JJJKWG | [25 empty] | 4.4 | 1929 | 109 | 17.7 | 8.75 | 0.9936 | 3000 | 81.6 |  |  |  | TRUE | FALSE | FALSE | May, 02 2018 00:00:00 | 4.3 |  | standard |  |  |  |  | November, 02 2018 00:00:00 | FALSE | FALSE | FALSE | [6 empty] | AC | [7 empty] | FALSE
P73X3MS1 | Ecopower Inc. | ECOPOWER LED | DR-T8-DLC-418W27KV4L2 | Linear Replacement Lamp | T8 Four-Foot | Dual Mode Internal Driver (UL Type A and Type B) |  | standard | TRUE |  | 2231 | 106.7 | 20.9 | 11.36 | 0.967 | 2682 | 81.5 | 5 | 50000 | March, 10 2015 00:00:00 | Not Yet Verified | Not Yet Verified | NotYetVerified | Internal driver; operates off existing fluorescent ballast; Product de-listed on 4/1/2017, re-listed on 4/28/2017 due to allowances requirements change | JJJKWH | [15 empty] | 86.83 |  | 1.22 | 1.32 | [6 empty] | 4.4 | 2212 | 105.8 | 20.9 | 7.68 | 0.9928 | 2700 | 82.4 |  |  |  | FALSE | TRUE | FALSE | May, 02 2018 00:00:00 | 4.3 |  | standard |  |  |  |  | November, 02 2018 00:00:00 | FALSE | FALSE | FALSE | [6 empty] | AC | [7 empty] | FALSE
PSWDFX11 | Ecopower Inc. | ECOPOWER LED | DR-T8-DLC-415WWWV5L1 | Linear Replacement Lamp | T8 Four-Foot | Dual Mode Internal Driver (UL Type A and Type B) |  | standard | FALSE | [10 empty] | March, 10 2015 00:00:00 | Not Yet Verified | Not Yet Verified | NotYetVerified | Internal driver; operates off existing fluorescent ballast; Product de-listed on 4/1/2017, re-listed on 4/28/2017 due to allowances requirements change | JJJKWG | [25 empty] | 4.4 | 1929 | 109 | 17.7 | 8.75 | 0.9936 | 3000 | 81.6 |  |  |  | TRUE | FALSE | FALSE | May, 02 2018 00:00:00 | 4.3 |  | standard |  |  |  |  | November, 02 2018 00:00:00 | FALSE | FALSE | FALSE | [6 empty] | AC | [7 empty] | FALSE
PBK8S448 | Ecopower Inc. | ECOPOWER LED | DR-T8-DLC-415W27KV4L2 | Linear Replacement Lamp | T8 Four-Foot | Dual Mode Internal Driver (UL Type A and Type B) |  | standard | TRUE |  | 1929 | 109 | 17.7 | 17.9 | 0.9557 | 2655 | 81.6 | 5 | 50000 | March, 10 2015 00:00:00 | Not Yet Verified | Not Yet Verified | NotYetVerified | Internal driver; operates off existing fluorescent ballast; Product de-listed on 4/1/2017, re-listed on 4/28/2017 due to allowances requirements change | JJJKWG | [15 empty] | 84.9 |  | 1.25 | 1.4 | [6 empty] | 4.4 | 1929 | 109 | 17.7 | 8.75 | 0.9936 | 2700 | 82 |  |  |  | FALSE | TRUE | FALSE | May, 02 2018 00:00:00 | 4.3 |  | standard |  |  |  |  | November, 02 2018 00:00:00 | FALSE | FALSE | FALSE | [6 empty] | AC | [7 empty] | FALSE
PNU59NAE | Ecopower Inc. | ECOPOWER LED | DR-T8-DLC-415WWWV4L1 | Linear Replacement Lamp | T8 Four-Foot | Dual Mode Internal Driver (UL Type A and Type B) |  | standard | FALSE | [10 empty] | March, 10 2015 00:00:00 | Not Yet Verified | Not Yet Verified | NotYetVerified | Internal driver; operates off existing fluorescent ballast; Product de-listed on 4/1/2017, re-listed on 4/28/2017 due to allowances requirements change | JJJKWG | [25 empty] | 4.4 | 1929 | 109 | 17.7 | 8.75 | 0.9936 | 3000 | 81.6 |  |  |  | TRUE | FALSE | FALSE | May, 02 2018 00:00:00 | 4.3 |  | standard |  |  |  |  | November, 02 2018 00:00:00 | FALSE | FALSE | FALSE | [6 empty] | AC | [7 empty] | FALSE
P9W9S7BW | JIAXING SUPER LIGHTING ELECTRIC APPLIANCE CO.,LTD | Super | T8L-IDDM11-2200-4ft-ABA | Linear Replacement Lamp | T8 Four-Foot | Replacement Lamps (plug and play) (UL Type A) |  | standard | TRUE |  | 2261 | 113.8 | 19.86 | 9.43 | 0.9818 | 3073 | 84.5 | 5 | 50000 | February, 04 2015 00:00:00 | Not Dimmable | Not Dimmable | No | Product de-listed on 4/1/2017, re-listed on 4/28/2017 due to allowances requirements change | RRRSBM | [15 empty] | 83.1 |  | 1.24 | 1.28 | [6 empty] | 4.4 | 2200 | 112 | 19.5 | 20 | 0.9 | 3000 | 82 |  |  |  | TRUE | FALSE | FALSE | May, 02 2018 00:00:00 | 4.3 |  | standard |  |  |  |  | November, 02 2018 00:00:00 | FALSE | FALSE | FALSE | [6 empty] | AC | [7 empty] | FALSE
PT6FCM5M | LONYUNG LED LIGHTING CO.,LTD | LONYUNG | LY-T8L1200-18WM(4000K) | Linear Replacement Lamp | T8 Four-Foot | Dual Mode Internal Driver (UL Type A and Type B) |  | standard | FALSE | [10 empty] | January, 30 2015 00:00:00 | Not Dimmable | Not Dimmable | No | Product de-listed on 4/1/2017 re-listed on 4/24/2017 due to update | OOOOBF | [25 empty] | 5 | 2160 | 120 | 18 | 15 | 0.9 | 4000 | 80 |  |  |  | FALSE | FALSE | FALSE | May, 02 2018 00:00:00 | 4.3 |  | standard |  |  |  |  | March, 30 2020 00:00:00 | FALSE | FALSE | FALSE | [6 empty] | AC | [7 empty] | FALSE
PGPQX6EG | LONYUNG LED LIGHTING CO.,LTD | LONYUNG | LY-T8L1200-18WM(4500K) | Linear Replacement Lamp | T8 Four-Foot | Dual Mode Internal Driver (UL Type A and Type B) |  | standard | FALSE | [10 empty] | January, 30 2015 00:00:00 | Not Dimmable | Not Dimmable | No | Product de-listed on 4/1/2017 re-listed on 4/24/2017 due to update | OOOOBF | [25 empty] | 5 | 2160 | 120 | 18 | 15 | 0.9 | 4500 | 80 |  |  |  | FALSE | FALSE | FALSE | May, 02 2018 00:00:00 | 4.3 |  | standard |  |  |  |  | March, 30 2020 00:00:00 | FALSE | FALSE | FALSE | [6 empty] | AC | [7 empty] | FALSE
PXWMXQ83 | LONYUNG LED LIGHTING CO.,LTD | LONYUNG | LY-T8L1200-18WM(3500K) | Linear Replacement Lamp | T8 Four-Foot | Dual Mode Internal Driver (UL Type A and Type B) |  | standard | FALSE | [10 empty] | January, 30 2015 00:00:00 | Not Dimmable | Not Dimmable | No | Product de-listed on 4/1/2017 re-listed on 4/24/2017 due to update | OOOOBF | [25 empty] | 5 | 2160 | 120 | 18 | 15 | 0.9 | 3500 | 80 |  |  |  | FALSE | FALSE | FALSE | May, 02 2018 00:00:00 | 4.3 |  | standard |  |  |  |  | March, 30 2020 00:00:00 | FALSE | FALSE | FALSE | [6 empty] | AC | [7 empty] | FALSE
P597GERZ | LONYUNG LED LIGHTING CO.,LTD | LONYUNG | LY-T8L1200-18WM(5000K) | Linear Replacement Lamp | T8 Four-Foot | Dual Mode Internal Driver (UL Type A and Type B) |  | standard | FALSE | [10 empty] | January, 30 2015 00:00:00 | Not Dimmable | Not Dimmable | No | Product de-listed on 4/1/2017 re-listed on 4/24/2017 due to update | OOOOBF | [25 empty] | 5 | 2160 | 120 | 18 | 15 | 0.9 | 5000 | 80 |  |  |  | FALSE | FALSE | FALSE | May, 02 2018 00:00:00 | 4.3 |  | standard |  |  |  |  | March, 30 2020 00:00:00 | FALSE | FALSE | FALSE | [6 empty] | AC | [7 empty] | FALSE
P9WKDYDR | LONYUNG LED LIGHTING CO.,LTD | LONYUNG | LY-T8L1200-18WM(3000K) | Linear Replacement Lamp | T8 Four-Foot | Dual Mode Internal Driver (UL Type A and Type B) |  | standard | TRUE |  | 2381.7 | 122.58 | 19.43 | 5.35 | 0.987 | 2918 | 84 | 5 | 50000 | January, 30 2015 00:00:00 | Not Dimmable | Not Dimmable | No | Product de-listed on 4/1/2017 re-listed on 4/24/2017 due to update | OOOOBF | [15 empty] | 85.1 |  | 1.2 | 1.24 | [6 empty] | 5 | 2160 | 120 | 18 | 15 | 0.9 | 3000 | 80 |  |  |  | FALSE | FALSE | FALSE | May, 02 2018 00:00:00 | 4.3 |  | standard |  |  |  |  | March, 30 2020 00:00:00 | FALSE | FALSE | FALSE | [6 empty] | AC | [7 empty] | FALSE
PDABSKM4 | Polybrite International/Borealis LED Lighting | Polybrite International/Borealis LED Lighting | T8F-15W-27K-4-1880-2 | Linear Replacement Lamp | T8 Four-Foot | Dual Mode Internal Driver (UL Type A and Type B) |  | standard | TRUE |  | 1929 | 109 | 17.7 | 17.9 | 0.9557 | 2655 | 81.6 | 5 | 50000 | January, 21 2015 00:00:00 | Not Yet Verified | Not Yet Verified | NotYetVerified | Internal driver; operates off existing fluorescent ballast; Product de-listed on 4/1/2017, re-listed on 4/28/2017 due to allowances requirements change | KKKWRX | [15 empty] | 84.9 |  | 1.25 | 1.4 | [6 empty] | 4.4 | 1929 | 109 | 17.7 | 8.75 | 0.9936 | 2700 | 82 |  |  |  | FALSE | TRUE | FALSE | May, 02 2018 00:00:00 | 4.3 |  | standard |  |  |  |  | November, 02 2018 00:00:00 | FALSE | FALSE | FALSE | [6 empty] | AC | [7 empty] | FALSE
PPDGSES3 | Polybrite International/Borealis LED Lighting | Polybrite International/Borealis LED Lighting | T8C-15W-30K-4-1880-2 | Linear Replacement Lamp | T8 Four-Foot | Dual Mode Internal Driver (UL Type A and Type B) |  | standard | FALSE | [10 empty] | January, 21 2015 00:00:00 | Not Yet Verified | Not Yet Verified | NotYetVerified | Internal driver; operates off existing fluorescent ballast; Product de-listed on 4/1/2017, re-listed on 4/28/2017 due to allowances requirements change | KKKWRX | [25 empty] | 4.4 | 1929 | 109 | 17.7 | 8.75 | 0.9936 | 3000 | 81.6 |  |  |  | TRUE | FALSE | FALSE | May, 02 2018 00:00:00 | 4.3 |  | standard |  |  |  |  | November, 02 2018 00:00:00 | FALSE | FALSE | FALSE | [6 empty] | AC | [7 empty] | FALSE
PX2B1Z7C | Polybrite International/Borealis LED Lighting | Polybrite International/Borealis LED Lighting | T8F-15W-30K-4-1880-2 | Linear Replacement Lamp | T8 Four-Foot | Dual Mode Internal Driver (UL Type A and Type B) |  | standard | FALSE | [10 empty] | January, 21 2015 00:00:00 | Not Yet Verified | Not Yet Verified | NotYetVerified | Internal driver; operates off existing fluorescent ballast; Product de-listed on 4/1/2017, re-listed on 4/28/2017 due to allowances requirements change | KKKWRX | [25 empty] | 4.4 | 1929 | 109 | 17.7 | 8.75 | 0.9936 | 3000 | 81.6 |  |  |  | TRUE | FALSE | FALSE | May, 02 2018 00:00:00 | 4.3 |  | standard |  |  |  |  | November, 02 2018 00:00:00 | FALSE | FALSE | FALSE | [6 empty] | AC | [7 empty] | FALSE
PRN4HN59 | James Trading Company Limited | JAMES | ZY-T8-20W1200 BIXX BALLAST COMPATIBLE LED TUBE (3500K FROSTED LENS) | Linear Replacement Lamp | T8 Four-Foot | Dual Mode Internal Driver (UL Type A and Type B) |  | standard | FALSE | [10 empty] | January, 20 2015 00:00:00 | Not Dimmable | Not Dimmable | NotYetVerified | Lastx represents either s for single-end power input or T for double-end inputs; Updated on 11/22/2016 | KKKWRO | [25 empty] | 5 | 2697 | 134.35 | 20.08 | 20 | 0.9 | 3500 | 83 |  |  |  | FALSE | FALSE | FALSE | May, 02 2018 00:00:00 | 4.3 |  | standard |  |  |  |  | March, 30 2020 00:00:00 | FALSE | FALSE | FALSE | [6 empty] | AC | [7 empty] | FALSE
P11F7P1A | James Trading Company Limited | JAMES | ZY-T8-20W1200 BIXX BALLAST COMPATIBLE LED TUBE (5000K FROSTED LENS) | Linear Replacement Lamp | T8 Four-Foot | Dual Mode Internal Driver (UL Type A and Type B) |  | standard | FALSE | [10 empty] | January, 20 2015 00:00:00 | Not Dimmable | Not Dimmable | NotYetVerified | Lastx represents either s for single-end power input or T for double-end inputs; Updated on 11/22/2016 | KKKWRO | [25 empty] | 5 | 2697 | 134.35 | 20.08 | 20 | 0.9 | 5000 | 83 |  |  |  | FALSE | FALSE | FALSE | May, 02 2018 00:00:00 | 4.3 |  | standard |  |  |  |  | March, 30 2020 00:00:00 | FALSE | FALSE | FALSE | [6 empty] | AC | [7 empty] | FALSE
PFZ2V8VJ | James Trading Company Limited | JAMES | ZY-T8-20W1200 BIXX BALLAST COMPATIBLE LED TUBE (4000K CLEAR LENS) | Linear Replacement Lamp | T8 Four-Foot | Dual Mode Internal Driver (UL Type A and Type B) |  | standard | FALSE | [10 empty] | January, 20 2015 00:00:00 | Not Dimmable | Not Dimmable | NotYetVerified | Lastx represents either s for single-end power input or T for double-end inputs; Updated on 11/22/2016 | KKKWRP | [25 empty] | 5 | 2807 | 140.6 | 19.97 | 20 | 0.9 | 4000 | 83 |  |  |  | FALSE | FALSE | FALSE | May, 02 2018 00:00:00 | 4.3 |  | standard |  |  |  |  | March, 30 2020 00:00:00 | FALSE | FALSE | FALSE | [6 empty] | AC | [7 empty] | FALSE
PXPJ9Y84 | James Trading Company Limited | JAMES | ZY-T8-20W1200 BIXX BALLAST COMPATIBLE LED TUBE (3000K FROSTED LENS) | Linear Replacement Lamp | T8 Four-Foot | Dual Mode Internal Driver (UL Type A and Type B) |  | standard | TRUE |  | 2697 | 134.35 | 20.08 | 6.38 | 0.9693 | 3017 | 82.2 | 5 | 50000 | January, 20 2015 00:00:00 | Not Dimmable | Not Dimmable | NotYetVerified | Lastx represents either s for single-end power input or T for double-end inputs; Updated on 11/22/2016 | KKKWRO | [15 empty] | 90.3 |  | 1.16 | 1.36 | [6 empty] | 5 | 2697 | 134.35 | 20.08 | 20 | 0.9 | 3000 | 83 |  |  |  | FALSE | FALSE | FALSE | May, 02 2018 00:00:00 | 4.3 |  | standard |  |  |  |  | March, 30 2020 00:00:00 | FALSE | FALSE | FALSE | [6 empty] | AC | [7 empty] | FALSE
P8MMZ8NP | James Trading Company Limited | JAMES | ZY-T8-20W1200 BIXX BALLAST COMPATIBLE LED TUBE (3000K CLEAR LENS) | Linear Replacement Lamp | T8 Four-Foot | Dual Mode Internal Driver (UL Type A and Type B) |  | standard | TRUE |  | 2807 | 140.6 | 19.97 | 6.92 | 0.9734 | 3079 | 83.5 | 5 | 50000 | January, 20 2015 00:00:00 | Not Dimmable | Not Dimmable | NotYetVerified | Lastx represents either s for single-end power input or T for double-end inputs; Updated on 11/22/2016 | KKKWRP | [15 empty] | 91.7 |  | 1.2 | 1.4 | [6 empty] | 5 | 2807 | 140.6 | 19.97 | 20 | 0.9 | 3000 | 83 |  |  |  | FALSE | FALSE | FALSE | May, 02 2018 00:00:00 | 4.3 |  | standard |  |  |  |  | March, 30 2020 00:00:00 | FALSE | FALSE | FALSE | [6 empty] | AC | [7 empty] | FALSE
P3KW6A2E | James Trading Company Limited | JAMES | ZY-T8-20W1200 BIXX BALLAST COMPATIBLE LED TUBE (5000K CLEAR LENS) | Linear Replacement Lamp | T8 Four-Foot | Dual Mode Internal Driver (UL Type A and Type B) |  | standard | FALSE | [10 empty] | January, 20 2015 00:00:00 | Not Dimmable | Not Dimmable | NotYetVerified | Lastx represents either s for single-end power input or T for double-end inputs; Updated on 11/22/2016 | KKKWRP | [25 empty] | 5 | 2807 | 140.6 | 19.97 | 20 | 0.9 | 5000 | 83 |  |  |  | FALSE | FALSE | FALSE | May, 02 2018 00:00:00 | 4.3 |  | standard |  |  |  |  | March, 30 2020 00:00:00 | FALSE | FALSE | FALSE | [6 empty] | AC | [7 empty] | FALSE
P6F41EQH | James Trading Company Limited | JAMES | ZY-T8-20W1200 BIXX BALLAST COMPATIBLE LED TUBE (4500K FROSTED LENS) | Linear Replacement Lamp | T8 Four-Foot | Dual Mode Internal Driver (UL Type A and Type B) |  | standard | FALSE | [10 empty] | January, 20 2015 00:00:00 | Not Dimmable | Not Dimmable | NotYetVerified | Lastx represents either s for single-end power input or T for double-end inputs; Updated on 11/22/2016 | KKKWRO | [25 empty] | 5 | 2697 | 134.35 | 20.08 | 20 | 0.9 | 4500 | 83 |  |  |  | FALSE | FALSE | FALSE | May, 02 2018 00:00:00 | 4.3 |  | standard |  |  |  |  | March, 30 2020 00:00:00 | FALSE | FALSE | FALSE | [6 empty] | AC | [7 empty] | FALSE
P558U59U | James Trading Company Limited | JAMES | ZY-T8-20W1200 BIXX BALLAST COMPATIBLE LED TUBE (4500K CLEAR LENS) | Linear Replacement Lamp | T8 Four-Foot | Dual Mode Internal Driver (UL Type A and Type B) |  | standard | FALSE | [10 empty] | January, 20 2015 00:00:00 | Not Dimmable | Not Dimmable | NotYetVerified | Lastx represents either s for single-end power input or T for double-end inputs; Updated on 11/22/2016 | KKKWRP | [25 empty] | 5 | 2807 | 140.6 | 19.97 | 20 | 0.9 | 4500 | 83 |  |  |  | FALSE | FALSE | FALSE | May, 02 2018 00:00:00 | 4.3 |  | standard |  |  |  |  | March, 30 2020 00:00:00 | FALSE | FALSE | FALSE | [6 empty] | AC | [7 empty] | FALSE
P3SCWRJX | James Trading Company Limited | JAMES | ZY-T8-20W1200 BIXX BALLAST COMPATIBLE LED TUBE (3500K CLEAR LENS) | Linear Replacement Lamp | T8 Four-Foot | Dual Mode Internal Driver (UL Type A and Type B) |  | standard | FALSE | [10 empty] | January, 20 2015 00:00:00 | Not Dimmable | Not Dimmable | NotYetVerified | Lastx represents either s for single-end power input or T for double-end inputs; Updated on 11/22/2016 | KKKWRP | [25 empty] | 5 | 2807 | 140.6 | 19.97 | 20 | 0.9 | 3500 | 83 |  |  |  | FALSE | FALSE | FALSE | May, 02 2018 00:00:00 | 4.3 |  | standard |  |  |  |  | March, 30 2020 00:00:00 | FALSE | FALSE | FALSE | [6 empty] | AC | [7 empty] | FALSE
PVFXW1B4 | James Trading Company Limited | JAMES | ZY-T8-20W1200 BIXX BALLAST COMPATIBLE LED TUBE (4000K FROSTED LENS) | Linear Replacement Lamp | T8 Four-Foot | Dual Mode Internal Driver (UL Type A and Type B) |  | standard | FALSE | [10 empty] | January, 20 2015 00:00:00 | Not Dimmable | Not Dimmable | NotYetVerified | Lastx represents either s for single-end power input or T for double-end inputs; Updated on 11/22/2016 | KKKWRO | [25 empty] | 5 | 2697 | 134.35 | 20.08 | 20 | 0.9 | 4000 | 83 |  |  |  | FALSE | FALSE | FALSE | May, 02 2018 00:00:00 | 4.3 |  | standard |  |  |  |  | March, 30 2020 00:00:00 | FALSE | FALSE | FALSE | [6 empty] | AC | [7 empty] | FALSE
P4XTTTA5 | US Global Glow | U.S. Global Glow | USGG-48-EBC-15W-3K-C | Linear Replacement Lamp | T8 Four-Foot | Dual Mode Internal Driver (UL Type A and Type B) |  | standard | FALSE | [10 empty] | December, 15 2014 00:00:00 | Not Yet Verified | Not Yet Verified | NotYetVerified | Product de-listed on 4/1/2017, re-listed on 4/28/2017 due to allowances requirements change | KKKWOF | [25 empty] | 4.4 | 1929 | 109 | 17.7 | 8.75 | 0.9936 | 3000 | 81.6 |  |  |  | TRUE | FALSE | FALSE | May, 02 2018 00:00:00 | 4.3 |  | standard |  |  |  |  | November, 02 2018 00:00:00 | FALSE | FALSE | FALSE | [6 empty] | AC | [7 empty] | FALSE
PCBQR93P | US Global Glow | U.S. Global Glow | USGG-48-EBC-15W-3K-F | Linear Replacement Lamp | T8 Four-Foot | Dual Mode Internal Driver (UL Type A and Type B) |  | standard | FALSE | [10 empty] | December, 15 2014 00:00:00 | Not Yet Verified | Not Yet Verified | NotYetVerified | Product de-listed on 4/1/2017, re-listed on 4/28/2017 due to allowances requirements change | KKKWOF | [25 empty] | 4.4 | 1929 | 109 | 17.7 | 8.75 | 0.9936 | 3000 | 81.6 |  |  |  | TRUE | FALSE | FALSE | May, 02 2018 00:00:00 | 4.3 |  | standard |  |  |  |  | November, 02 2018 00:00:00 | FALSE | FALSE | FALSE | [6 empty] | AC | [7 empty] | FALSE
P6CRP9QH | US Global Glow | U.S. Global Glow | USGG-48-EBC-15W-27K-F | Linear Replacement Lamp | T8 Four-Foot | Dual Mode Internal Driver (UL Type A and Type B) |  | standard | TRUE |  | 1929 | 109 | 17.7 | 17.9 | 0.9557 | 2655 | 81.6 | 5 | 50000 | December, 15 2014 00:00:00 | Not Yet Verified | Not Yet Verified | NotYetVerified | Product de-listed on 4/1/2017, re-listed on 4/28/2017 due to allowances requirements change | KKKWOF | [15 empty] | 84.9 |  | 1.25 | 1.4 | [6 empty] | 4.4 | 1929 | 109 | 17.7 | 8.75 | 0.9936 | 2700 | 82 |  |  |  | FALSE | TRUE | FALSE | May, 02 2018 00:00:00 | 4.3 |  | standard |  |  |  |  | November, 02 2018 00:00:00 | FALSE | FALSE | FALSE | [6 empty] | AC | [7 empty] | FALSE
PVAPHCJ2 | US Global Glow | U.S. Global Glow | USGG-48-EBC-15W-27K-C | Linear Replacement Lamp | T8 Four-Foot | Dual Mode Internal Driver (UL Type A and Type B) |  | standard | FALSE | [10 empty] | December, 15 2014 00:00:00 | Not Yet Verified | Not Yet Verified | NotYetVerified | Product de-listed on 4/1/2017, re-listed on 4/28/2017 due to allowances requirements change | KKKWOF | [25 empty] | 4.4 | 1929 | 109 | 17.7 | 8.75 | 0.9936 | 2700 | 81.6 |  |  |  | FALSE | TRUE | FALSE | May, 02 2018 00:00:00 | 4.3 |  | standard |  |  |  |  | November, 02 2018 00:00:00 | FALSE | FALSE | FALSE | [6 empty] | AC | [7 empty] | FALSE
PST8791H | GE Current, a Daintree company | GE Lighting | LED18ET8/4/840 | Linear Replacement Lamp | T8 Four-Foot | Replacement Lamps (plug and play) (UL Type A) |  | standard | FALSE | [10 empty] | December, 09 2014 00:00:00 | Dimmable | Continuous Below 10 | No | Internal Driver; operates off fluorescent ballast; Updated on 3/2/2017 | JJJKRE | [25 empty] | 5 | 2550 | 124.4 | 20.5 | 20 | 0.9 | 4000 | 80 |  |  |  | FALSE | FALSE | FALSE | May, 02 2018 00:00:00 | 4.3 |  | standard |  |  |  |  | March, 30 2020 00:00:00 | FALSE | FALSE | FALSE | [6 empty] | AC | [7 empty] | FALSE
PEUZQK7T | GE Current, a Daintree company | GE Lighting | LED18ET8/4/830 | Linear Replacement Lamp | T8 Four-Foot | Replacement Lamps (plug and play) (UL Type A) |  | standard | FALSE | [10 empty] | December, 09 2014 00:00:00 | Dimmable | Continuous Below 10 | No | Internal Driver; operates off fluorescent ballast; Updated on 3/2/2017 | JJJKRE | [25 empty] | 5 | 2450 | 119.5 | 20.5 | 20 | 0.9 | 3000 | 80 |  |  |  | FALSE | FALSE | FALSE | May, 02 2018 00:00:00 | 4.3 |  | standard |  |  |  |  | March, 30 2020 00:00:00 | FALSE | FALSE | FALSE | [6 empty] | AC | [7 empty] | FALSE
PPGGGEN3 | GE Current, a Daintree company | GE Lighting | LED18ET8/4/850 | Linear Replacement Lamp | T8 Four-Foot | Replacement Lamps (plug and play) (UL Type A) |  | standard | FALSE | [10 empty] | December, 09 2014 00:00:00 | Dimmable | Continuous Below 10 | No | Internal Driver; operates off fluorescent ballast; Updated on 3/2/2017 | JJJKRE | [25 empty] | 5 | 2650 | 129.3 | 20.5 | 20 | 0.9 | 5000 | 80 |  |  |  | FALSE | FALSE | FALSE | May, 02 2018 00:00:00 | 4.3 |  | standard |  |  |  |  | March, 30 2020 00:00:00 | FALSE | FALSE | FALSE | [6 empty] | AC | [7 empty] | FALSE
PCXSUNPV | Light Efficient Design | Remphos | RPT-TOTALTUBE-T8-48IN-3000K (Clear) | Linear Replacement Lamp | T8 Four-Foot | Dual Mode Internal Driver (UL Type A and Type B) |  | standard | FALSE | [10 empty] | December, 01 2014 00:00:00 | Not Yet Verified | Not Yet Verified | NotYetVerified | Product de-listed on 4/1/2017, re-listed on 4/28/2017 due to allowances requirements change | KKKMVF | [25 empty] | 4.4 | 1929 | 109 | 17.7 | 8.75 | 0.9936 | 3000 | 81.6 |  |  |  | TRUE | FALSE | FALSE | May, 02 2018 00:00:00 | 4.3 |  | standard |  |  |  |  | November, 02 2018 00:00:00 | FALSE | FALSE | FALSE | [6 empty] | AC | [7 empty] | FALSE
P6W1J2D7 | Light Efficient Design | Remphos | RPT-TOTALTUBE-T8-48IN-2700K (Frosted) | Linear Replacement Lamp | T8 Four-Foot | Dual Mode Internal Driver (UL Type A and Type B) |  | standard | TRUE |  | 1929 | 109 | 17.7 | 17.9 | 0.9557 | 2655 | 81.6 | 5 | 50000 | December, 01 2014 00:00:00 | Not Yet Verified | Not Yet Verified | NotYetVerified | Product de-listed on 4/1/2017, re-listed on 4/28/2017 due to allowances requirements change | KKKMVF | [15 empty] | 84.9 |  | 1.25 | 1.4 | [6 empty] | 4.4 | 1929 | 109 | 17.7 |  |  | 2700 | 82 |  |  |  | FALSE | TRUE | FALSE | May, 02 2018 00:00:00 | 4.3 |  | standard |  |  |  |  | November, 02 2018 00:00:00 | FALSE | FALSE | FALSE | [6 empty] | AC | [7 empty] | FALSE
P00001M10 | LTF LIGHTING, LLC | LTF lighting | LTF-T8-15W1200 BIXX BALLAST COMPATIBLE LED TUBE [4500K Frosted] | Linear Replacement Lamp | T8 Four-Foot | Dual Mode Internal Driver (UL Type A and Type B) |  | standard | FALSE | [10 empty] | September, 04 2014 00:00:00 | Not Yet Verified | Not Yet Verified | NotYetVerified | Internal driver; operates off fluorescent ballast; Product de-listed on 4/1/2017, re-listed on 4/28/2017 due to allowances requirements change | KKKMFS | [25 empty] | 4.4 | 1929 | 109 | 17.7 | 8.75 | 0.9936 | 2655 | 81.6 |  |  |  | FALSE | TRUE | FALSE | May, 02 2018 00:00:00 | 4.3 |  | standard |  |  |  |  | November, 02 2018 00:00:00 | FALSE | FALSE | FALSE | [6 empty] | AC | [7 empty] | FALSE
P00001M11 | LTF LIGHTING, LLC | LTF lighting | LTF-T8-15W1200 BIXX BALLAST COMPATIBLE LED TUBE [5000K Frosted] | Linear Replacement Lamp | T8 Four-Foot | Dual Mode Internal Driver (UL Type A and Type B) |  | standard | FALSE | [10 empty] | September, 04 2014 00:00:00 | Not Yet Verified | Not Yet Verified | NotYetVerified | Internal driver; operates off fluorescent ballast; Product de-listed on 4/1/2017, re-listed on 4/28/2017 due to allowances requirements change | KKKMFS | [25 empty] | 4.4 | 1929 | 109 | 17.7 | 8.75 | 0.9936 | 2655 | 81.6 |  |  |  | FALSE | TRUE | FALSE | May, 02 2018 00:00:00 | 4.3 |  | standard |  |  |  |  | November, 02 2018 00:00:00 | FALSE | FALSE | FALSE | [6 empty] | AC | [7 empty] | FALSE
P00001M12 | LTF LIGHTING, LLC | LTF lighting | LTF-T8-15W1200 BIXX BALLAST COMPATIBLE LED TUBE [2700K Clear] | Linear Replacement Lamp | T8 Four-Foot | Dual Mode Internal Driver (UL Type A and Type B) |  | standard | FALSE | [10 empty] | September, 04 2014 00:00:00 | Not Yet Verified | Not Yet Verified | NotYetVerified | Internal driver; operates off fluorescent ballast; Product de-listed on 4/1/2017, re-listed on 4/28/2017 due to allowances requirements change | KKKMFS | [25 empty] | 4.4 | 1929 | 109 | 17.7 | 8.75 | 0.9936 | 2655 | 81.6 |  |  |  | FALSE | TRUE | FALSE | May, 02 2018 00:00:00 | 4.3 |  | standard |  |  |  |  | November, 02 2018 00:00:00 | FALSE | FALSE | FALSE | [6 empty] | AC | [7 empty] | FALSE
P00001M17 | LTF LIGHTING, LLC | LTF lighting | LTF-T8-15W1200 BIXX BALLAST COMPATIBLE LED TUBE [5000K Clear] | Linear Replacement Lamp | T8 Four-Foot | Dual Mode Internal Driver (UL Type A and Type B) |  | standard | FALSE | [10 empty] | September, 04 2014 00:00:00 | Not Yet Verified | Not Yet Verified | NotYetVerified | Internal driver; operates off fluorescent ballast; Product de-listed on 4/1/2017, re-listed on 4/28/2017 due to allowances requirements change | KKKMFS | [25 empty] | 4.4 | 1929 | 109 | 17.7 | 8.75 | 0.9936 | 2655 | 81.6 |  |  |  | FALSE | TRUE | FALSE | May, 02 2018 00:00:00 | 4.3 |  | standard |  |  |  |  | November, 02 2018 00:00:00 | FALSE | FALSE | FALSE | [6 empty] | AC | [7 empty] | FALSE
P00001M0X | LTF LIGHTING, LLC | LTF lighting | LTF-T8-15W1200 BIXX BALLAST COMPATIBLE LED TUBE [3000K Frosted] | Linear Replacement Lamp | T8 Four-Foot | Dual Mode Internal Driver (UL Type A and Type B) |  | standard | FALSE | [10 empty] | September, 04 2014 00:00:00 | Not Yet Verified | Not Yet Verified | NotYetVerified | Internal driver; operates off fluorescent ballast; Product de-listed on 4/1/2017, re-listed on 4/28/2017 due to allowances requirements change | KKKMFS | [25 empty] | 4.4 | 1929 | 109 | 17.7 | 8.75 | 0.9936 | 2655 | 81.6 |  |  |  | FALSE | TRUE | FALSE | May, 02 2018 00:00:00 | 4.3 |  | standard |  |  |  |  | November, 02 2018 00:00:00 | FALSE | FALSE | FALSE | [6 empty] | AC | [7 empty] | FALSE
P00001M0Y | LTF LIGHTING, LLC | LTF lighting | LTF-T8-15W1200 BIXX BALLAST COMPATIBLE LED TUBE [3500K Frosted] | Linear Replacement Lamp | T8 Four-Foot | Dual Mode Internal Driver (UL Type A and Type B) |  | standard | FALSE | [10 empty] | September, 04 2014 00:00:00 | Not Yet Verified | Not Yet Verified | NotYetVerified | Internal driver; operates off fluorescent ballast; Product de-listed on 4/1/2017, re-listed on 4/28/2017 due to allowances requirements change | KKKMFS | [25 empty] | 4.4 | 1929 | 109 | 17.7 | 8.75 | 0.9936 | 2655 | 81.6 |  |  |  | FALSE | TRUE | FALSE | May, 02 2018 00:00:00 | 4.3 |  | standard |  |  |  |  | November, 02 2018 00:00:00 | FALSE | FALSE | FALSE | [6 empty] | AC | [7 empty] | FALSE
P00001M14 | LTF LIGHTING, LLC | LTF lighting | LTF-T8-15W1200 BIXX BALLAST COMPATIBLE LED TUBE [3500K Clear] | Linear Replacement Lamp | T8 Four-Foot | Dual Mode Internal Driver (UL Type A and Type B) |  | standard | FALSE | [10 empty] | September, 04 2014 00:00:00 | Not Yet Verified | Not Yet Verified | NotYetVerified | Internal driver; operates off fluorescent ballast; Product de-listed on 4/1/2017, re-listed on 4/28/2017 due to allowances requirements change | KKKMFS | [25 empty] | 4.4 | 1929 | 109 | 17.7 | 8.75 | 0.9936 | 2655 | 81.6 |  |  |  | FALSE | TRUE | FALSE | May, 02 2018 00:00:00 | 4.3 |  | standard |  |  |  |  | November, 02 2018 00:00:00 | FALSE | FALSE | FALSE | [6 empty] | AC | [7 empty] | FALSE
P00001M15 | LTF LIGHTING, LLC | LTF lighting | LTF-T8-15W1200 BIXX BALLAST COMPATIBLE LED TUBE [4000K Clear] | Linear Replacement Lamp | T8 Four-Foot | Dual Mode Internal Driver (UL Type A and Type B) |  | standard | FALSE | [10 empty] | September, 04 2014 00:00:00 | Not Yet Verified | Not Yet Verified | NotYetVerified | Internal driver; operates off fluorescent ballast; Product de-listed on 4/1/2017, re-listed on 4/28/2017 due to allowances requirements change | KKKMFS | [25 empty] | 4.4 | 1929 | 109 | 17.7 | 8.75 | 0.9936 | 2655 | 81.6 |  |  |  | FALSE | TRUE | FALSE | May, 02 2018 00:00:00 | 4.3 |  | standard |  |  |  |  | November, 02 2018 00:00:00 | FALSE | FALSE | FALSE | [6 empty] | AC | [7 empty] | FALSE
P00001M16 | LTF LIGHTING, LLC | LTF lighting | LTF-T8-15W1200 BIXX BALLAST COMPATIBLE LED TUBE [4500K Clear] | Linear Replacement Lamp | T8 Four-Foot | Dual Mode Internal Driver (UL Type A and Type B) |  | standard | FALSE | [10 empty] | September, 04 2014 00:00:00 | Not Yet Verified | Not Yet Verified | NotYetVerified | Internal driver; operates off fluorescent ballast; Product de-listed on 4/1/2017, re-listed on 4/28/2017 due to allowances requirements change | KKKMFS | [25 empty] | 4.4 | 1929 | 109 | 17.7 | 8.75 | 0.9936 | 2655 | 81.6 |  |  |  | FALSE | TRUE | FALSE | May, 02 2018 00:00:00 | 4.3 |  | standard |  |  |  |  | November, 02 2018 00:00:00 | FALSE | FALSE | FALSE | [6 empty] | AC | [7 empty] | FALSE
P00001M0Z | LTF LIGHTING, LLC | LTF lighting | LTF-T8-15W1200 BIXX BALLAST COMPATIBLE LED TUBE [4000K Frosted] | Linear Replacement Lamp | T8 Four-Foot | Dual Mode Internal Driver (UL Type A and Type B) |  | standard | FALSE | [10 empty] | September, 04 2014 00:00:00 | Not Yet Verified | Not Yet Verified | NotYetVerified | Internal driver; operates off fluorescent ballast; Product de-listed on 4/1/2017, re-listed on 4/28/2017 due to allowances requirements change | KKKMFS | [25 empty] | 4.4 | 1929 | 109 | 17.7 | 8.75 | 0.9936 | 2655 | 81.6 |  |  |  | FALSE | TRUE | FALSE | May, 02 2018 00:00:00 | 4.3 |  | standard |  |  |  |  | November, 02 2018 00:00:00 | FALSE | FALSE | FALSE | [6 empty] | AC | [7 empty] | FALSE
P00001M13 | LTF LIGHTING, LLC | LTF lighting | LTF-T8-15W1200 BIXX BALLAST COMPATIBLE LED TUBE [3000K Clear] | Linear Replacement Lamp | T8 Four-Foot | Dual Mode Internal Driver (UL Type A and Type B) |  | standard | FALSE | [10 empty] | September, 04 2014 00:00:00 | Not Yet Verified | Not Yet Verified | NotYetVerified | Internal driver; operates off fluorescent ballast; Product de-listed on 4/1/2017, re-listed on 4/28/2017 due to allowances requirements change | KKKMFS | [25 empty] | 4.4 | 1929 | 109 | 17.7 | 8.75 | 0.9936 | 2655 | 81.6 |  |  |  | FALSE | TRUE | FALSE | May, 02 2018 00:00:00 | 4.3 |  | standard |  |  |  |  | November, 02 2018 00:00:00 | FALSE | FALSE | FALSE | [6 empty] | AC | [7 empty] | FALSE
P00001M0K | LTF LIGHTING, LLC | LTF lighting | LTF-T8-15W1200 BIXX BALLAST COMPATIBLE LED TUBE [2700K Frosted] | Linear Replacement Lamp | T8 Four-Foot | Dual Mode Internal Driver (UL Type A and Type B) |  | standard | TRUE |  | 1929 | 109 | 17.7 | 17.9 | 0.9557 | 2655 | 81.6 | 5 | 50000 | September, 04 2014 00:00:00 | Not Yet Verified | Not Yet Verified | NotYetVerified | Internal driver; operates off fluorescent ballast; Product de-listed on 4/1/2017, re-listed on 4/28/2017 due to allowances requirements change | KKKMFS | [15 empty] | 84.9 |  | 1.25 | 1.4 | [6 empty] | 4.4 | 1929 | 109 | 17.7 | 20 | 0.9 | 2700 | 82 |  |  |  | FALSE | TRUE | FALSE | May, 02 2018 00:00:00 | 4.3 |  | standard |  |  |  |  | November, 02 2018 00:00:00 | FALSE | FALSE | FALSE | [6 empty] | AC | [7 empty] | FALSE
P00001LHJ | ELB Electronics, Inc. | ELB | LED T8-17-835-B-[R,F]HF [Qualified Pointing Straight Downward] | Linear Replacement Lamp | T8 Four-Foot | Replacement Lamps (plug and play) (UL Type A) |  | standard | FALSE | [10 empty] | August, 18 2014 00:00:00 | Dimmable | Continuous Below 10 | No | Product de-listed on 4/1/17, re-listed on 5/9/17 due to update | JJJKFM | [25 empty] | 5 | 2000 | 117.6 | 17 | 20 | 0.9 | 3500 | 80 |  |  |  | FALSE | FALSE | FALSE | May, 02 2018 00:00:00 | 4.3 |  | standard |  |  |  |  | March, 30 2020 00:00:00 | FALSE | FALSE | FALSE | [6 empty] | AC | [7 empty] | FALSE
P00001LHI | ELB Electronics, Inc. | ELB | LED T8-17-830-B-[R,F]HF [Qualified Pointing Straight Downward] | Linear Replacement Lamp | T8 Four-Foot | Replacement Lamps (plug and play) (UL Type A) |  | standard | TRUE |  | 1883 | 119.44 | 15.77 | 9.05 | 0.9694 | 3019 | 82.7 | 5 | 50000 | August, 18 2014 00:00:00 | Dimmable | Continuous Below 10 | No | Product de-listed on 4/1/17, re-listed on 5/9/17 due to update | JJJKFM | [15 empty] | 81 |  | 1.32 | 1.32 | [6 empty] | 5 | 2000 | 117.6 | 17 | 20 | 0.9 | 3000 | 80 |  |  |  | FALSE | FALSE | FALSE | May, 02 2018 00:00:00 | 4.3 |  | standard |  |  |  |  | March, 30 2020 00:00:00 | FALSE | FALSE | FALSE | [6 empty] | AC | [7 empty] | FALSE
P00001LHK | ELB Electronics, Inc. | ELB | LED T8-17-840-B-[R,F]HF [Qualified Pointing Straight Downward] | Linear Replacement Lamp | T8 Four-Foot | Replacement Lamps (plug and play) (UL Type A) |  | standard | FALSE | [10 empty] | August, 18 2014 00:00:00 | Dimmable | Continuous Below 10 | No | Product de-listed on 4/1/17, re-listed on 5/9/17 due to update | JJJKFM | [25 empty] | 5 | 2000 | 117.6 | 17 | 20 | 0.9 | 4000 | 80 |  |  |  | FALSE | FALSE | FALSE | May, 02 2018 00:00:00 | 4.3 |  | standard |  |  |  |  | March, 30 2020 00:00:00 | FALSE | FALSE | FALSE | [6 empty] | AC | [7 empty] | FALSE
P00001LHL | ELB Electronics, Inc. | ELB | LED T8-17-850-B-[R,F]HF [Qualified Pointing Straight Downward] | Linear Replacement Lamp | T8 Four-Foot | Replacement Lamps (plug and play) (UL Type A) |  | standard | FALSE | [10 empty] | August, 18 2014 00:00:00 | Dimmable | Continuous Below 10 | No | Product de-listed on 4/1/17, re-listed on 5/9/17 due to update | JJJKFM | [25 empty] | 5 | 2000 | 117.6 | 17 | 20 | 0.9 | 5000 | 80 |  |  |  | FALSE | FALSE | FALSE | May, 02 2018 00:00:00 | 4.3 |  | standard |  |  |  |  | March, 30 2020 00:00:00 | FALSE | FALSE | FALSE | [6 empty] | AC | [7 empty] | FALSE
PKSBE9T3 | James Trading Company Limited | JAMES | ZY-T8-15W1200 BIXX BALLAST COMPATIBLE LED TUBE [3000K Clear] | Linear Replacement Lamp | T8 Four-Foot | Dual Mode Internal Driver (UL Type A and Type B) |  | standard | FALSE | [10 empty] | July, 24 2014 00:00:00 | Not Yet Verified | Not Yet Verified | NotYetVerified | Lastx represents either s for single-end power input or T for double-end inputs; Update on 11/22/2016 | KKKLLL | [25 empty] | 5 | 2172 | 133 | 16.3 | 20 | 0.9 | 3000 | 83 |  |  |  | FALSE | FALSE | FALSE | May, 02 2018 00:00:00 | 4.3 |  | standard |  |  |  |  | March, 30 2020 00:00:00 | FALSE | FALSE | FALSE | [6 empty] | AC | [7 empty] | FALSE
P2Z6MKXP | James Trading Company Limited | JAMES | ZY-T8-15W1200 BIXX BALLAST COMPATIBLE LED TUBE [4000K Clear] | Linear Replacement Lamp | T8 Four-Foot | Dual Mode Internal Driver (UL Type A and Type B) |  | standard | FALSE | [10 empty] | July, 24 2014 00:00:00 | Not Yet Verified | Not Yet Verified | NotYetVerified | Lastx represents either s for single-end power input or T for double-end inputs; Update on 11/22/2016 | KKKLLL | [25 empty] | 5 | 2172 | 133 | 16.3 | 20 | 0.9 | 4000 | 83 |  |  |  | FALSE | FALSE | FALSE | May, 02 2018 00:00:00 | 4.3 |  | standard |  |  |  |  | March, 30 2020 00:00:00 | FALSE | FALSE | FALSE | [6 empty] | AC | [7 empty] | FALSE
PVZPR12M | James Trading Company Limited | JAMES | ZY-T8-15W1200 BIXX BALLAST COMPATIBLE LED TUBE [3000K Frosted] | Linear Replacement Lamp | T8 Four-Foot | Dual Mode Internal Driver (UL Type A and Type B) |  | standard | TRUE |  | 2172 | 133.25 | 16.3 | 6.91 | 0.9572 | 3012 | 81.8 | 5 | 50000 | July, 24 2014 00:00:00 | Not Yet Verified | Not Yet Verified | NotYetVerified | Lastx represents either s for single-end power input or T for double-end inputs; Update on 11/22/2016 | KKKLLL | [15 empty] | 90 |  | 1.16 | 1.38 | [6 empty] | 5 | 2172 | 133 | 16.3 | 20 | 0.9 | 3000 | 83 |  |  |  | FALSE | FALSE | FALSE | May, 02 2018 00:00:00 | 4.3 |  | standard |  |  |  |  | March, 30 2020 00:00:00 | FALSE | FALSE | FALSE | [6 empty] | AC | [7 empty] | FALSE
PX76AKNM | The Straits Lighting Company, LLC | Straits Lighting | SL917T8BC-48-15W-IXX (2700K Clear) | Linear Replacement Lamp | T8 Four-Foot | Dual Mode Internal Driver (UL Type A and Type B) |  | standard | FALSE | [10 empty] | July, 24 2014 00:00:00 | Not Yet Verified | Not Yet Verified | NotYetVerified | Internal driver; operates off existing fluorescent ballast; Product de-listed on 4/1/2017, re-listed on 4/28/2017 due to allowances requirements change | KKKXHL | [25 empty] | 4.4 | 1929 | 109 | 17.7 | 8.75 | 0.9936 | 2700 | 81.6 |  |  |  | FALSE | TRUE | FALSE | May, 02 2018 00:00:00 | 4.3 |  | standard |  |  |  |  | November, 02 2018 00:00:00 | FALSE | FALSE | FALSE | [6 empty] | AC | [7 empty] | FALSE
PBSW6AMB | The Straits Lighting Company, LLC | Straits Lighting | SL917T8BC-48-15W-IXX (3000K Frosted) | Linear Replacement Lamp | T8 Four-Foot | Dual Mode Internal Driver (UL Type A and Type B) |  | standard | FALSE | [10 empty] | July, 24 2014 00:00:00 | Not Yet Verified | Not Yet Verified | NotYetVerified | Internal driver; operates off existing fluorescent ballast; Product de-listed on 4/1/2017, re-listed on 4/28/2017 due to allowances requirements change | KKKXHL | [25 empty] | 4.4 | 1929 | 109 | 17.7 | 8.75 | 0.9936 | 3000 | 81.6 |  |  |  | TRUE | FALSE | FALSE | May, 02 2018 00:00:00 | 4.3 |  | standard |  |  |  |  | November, 02 2018 00:00:00 | FALSE | FALSE | FALSE | [6 empty] | AC | [7 empty] | FALSE
PW8V4F2G | The Straits Lighting Company, LLC | Straits Lighting | SL917T8BC-48-15W-IXX (3000K Clear) | Linear Replacement Lamp | T8 Four-Foot | Dual Mode Internal Driver (UL Type A and Type B) |  | standard | FALSE | [10 empty] | July, 24 2014 00:00:00 | Not Yet Verified | Not Yet Verified | NotYetVerified | Internal driver; operates off existing fluorescent ballast; Product de-listed on 4/1/2017, re-listed on 4/28/2017 due to allowances requirements change | KKKXHL | [25 empty] | 4.4 | 1929 | 109 | 17.7 | 8.75 | 0.9936 | 3000 | 81.6 |  |  |  | TRUE | FALSE | FALSE | May, 02 2018 00:00:00 | 4.3 |  | standard |  |  |  |  | November, 02 2018 00:00:00 | FALSE | FALSE | FALSE | [6 empty] | AC | [7 empty] | FALSE
P00000XN9 | James Trading Company Limited | JAMES | ZY-T8-15W1200 BIXX BALLAST COMPATIBLE LED TUBE [4500K Frosted] | Linear Replacement Lamp | T8 Four-Foot | Dual Mode Internal Driver (UL Type A and Type B) |  | standard | FALSE | [10 empty] | July, 24 2014 00:00:00 | Not Yet Verified | Not Yet Verified | NotYetVerified | Lastx represents either s for single-end power input or T for double-end inputs; Update on 11/22/2016 | KKKLLL | [25 empty] | 5 | 2172 | 133 | 16.3 | 20 | 0.9 | 4500 | 83 |  |  |  | FALSE | FALSE | FALSE | May, 02 2018 00:00:00 | 4.3 |  | standard |  |  |  |  | March, 30 2020 00:00:00 | FALSE | FALSE | FALSE | [6 empty] | AC | [7 empty] | FALSE
PG8PHMFN | James Trading Company Limited | JAMES | ZY-T8-15W1200 BIXX BALLAST COMPATIBLE LED TUBE [2700K Clear] | Linear Replacement Lamp | T8 Four-Foot | Dual Mode Internal Driver (UL Type A and Type B) |  | standard | FALSE | [10 empty] | July, 24 2014 00:00:00 | Not Yet Verified | Not Yet Verified | NotYetVerified | Lastx represents either s for single-end power input or T for double-end inputs; Product de-listed on 4/1/2017 re-listed on 4/28/2017 due to allowances requirements change | KKKLLL | [25 empty] | 5 | 2040 | 120 | 17.7 | 20 | 0.9 | 2700 | 83 |  |  |  | FALSE | FALSE | FALSE | May, 02 2018 00:00:00 | 4.3 |  | standard |  |  |  |  | March, 30 2020 00:00:00 | FALSE | FALSE | FALSE | [6 empty] | AC | [7 empty] | FALSE
PPFDYB28 | James Trading Company Limited | JAMES | ZY-T8-15W1200 BIXX BALLAST COMPATIBLE LED TUBE [4000K Frosted] | Linear Replacement Lamp | T8 Four-Foot | Dual Mode Internal Driver (UL Type A and Type B) |  | standard | FALSE | [10 empty] | July, 24 2014 00:00:00 | Not Yet Verified | Not Yet Verified | NotYetVerified | Lastx represents either s for single-end power input or T for double-end inputs; Update on 11/22/2016 | KKKLLL | [25 empty] | 5 | 2172 | 133 | 16.3 | 20 | 0.9 | 4000 | 83 |  |  |  | FALSE | FALSE | FALSE | May, 02 2018 00:00:00 | 4.3 |  | standard |  |  |  |  | March, 30 2020 00:00:00 | FALSE | FALSE | FALSE | [6 empty] | AC | [7 empty] | FALSE
P00000XNF | James Trading Company Limited | JAMES | ZY-T8-15W1200 BIXX BALLAST COMPATIBLE LED TUBE [4500K Clear] | Linear Replacement Lamp | T8 Four-Foot | Dual Mode Internal Driver (UL Type A and Type B) |  | standard | FALSE | [10 empty] | July, 24 2014 00:00:00 | Not Yet Verified | Not Yet Verified | NotYetVerified | Lastx represents either s for single-end power input or T for double-end inputs; Update on 11/22/2016 | KKKLLL | [25 empty] | 5 | 2172 | 133 | 16.3 | 20 | 0.9 | 4500 | 83 |  |  |  | FALSE | FALSE | FALSE | May, 02 2018 00:00:00 | 4.3 |  | standard |  |  |  |  | March, 30 2020 00:00:00 | FALSE | FALSE | FALSE | [6 empty] | AC | [7 empty] | FALSE
PN6VP79J | James Trading Company Limited | JAMES | ZY-T8-15W1200 BIXX BALLAST COMPATIBLE LED TUBE [5000K Clear] | Linear Replacement Lamp | T8 Four-Foot | Dual Mode Internal Driver (UL Type A and Type B) |  | standard | FALSE | [10 empty] | July, 24 2014 00:00:00 | Not Yet Verified | Not Yet Verified | NotYetVerified | Lastx represents either s for single-end power input or T for double-end inputs; Update on 11/22/2016 | KKKLLL | [25 empty] | 5 | 2172 | 133 | 16.3 | 20 | 0.9 | 5000 | 83 |  |  |  | FALSE | FALSE | FALSE | May, 02 2018 00:00:00 | 4.3 |  | standard |  |  |  |  | March, 30 2020 00:00:00 | FALSE | FALSE | FALSE | [6 empty] | AC | [7 empty] | FALSE
PT74JQ2W | James Trading Company Limited | JAMES | ZY-T8-15W1200 BIXX BALLAST COMPATIBLE LED TUBE [5000K Frosted] | Linear Replacement Lamp | T8 Four-Foot | Dual Mode Internal Driver (UL Type A and Type B) |  | standard | FALSE | [10 empty] | July, 24 2014 00:00:00 | Not Yet Verified | Not Yet Verified | NotYetVerified | Lastx represents either s for single-end power input or T for double-end inputs; Update on 11/22/2016 | KKKLLL | [25 empty] | 5 | 2172 | 133 | 16.3 | 20 | 0.9 | 5000 | 83 |  |  |  | FALSE | FALSE | FALSE | May, 02 2018 00:00:00 | 4.3 |  | standard |  |  |  |  | March, 30 2020 00:00:00 | FALSE | FALSE | FALSE | [6 empty] | AC | [7 empty] | FALSE
PV22Y2PF | James Trading Company Limited | JAMES | ZY-T8-15W1200 BIXX BALLAST COMPATIBLE LED TUBE [2700K Frosted] | Linear Replacement Lamp | T8 Four-Foot | Dual Mode Internal Driver (UL Type A and Type B) |  | standard | TRUE |  | 1929 | 109 | 17.7 | 17.9 | 0.9557 | 2655 | 81.6 | 5 | 50000 | July, 24 2014 00:00:00 | Not Yet Verified | Not Yet Verified | NotYetVerified | Lastx represents either s for single-end power input or T for double-end inputs; Product de-listed on 4/1/2017 re-listed on 4/28/2017 due to allowances requirements change | KKKLLL | [15 empty] | 84.9 |  | 1.25 | 1.4 | [6 empty] | 4.4 | 2040 | 120 | 17.7 | 20 | 0.9 | 2700 | 83 |  |  |  | FALSE | FALSE | FALSE | May, 02 2018 00:00:00 | 4.3 |  | standard |  |  |  |  | November, 02 2018 00:00:00 | FALSE | FALSE | FALSE | [6 empty] | AC | [7 empty] | FALSE
P96VZ861 | The Straits Lighting Company, LLC | Straits Lighting | SL917T8BC-48-15W-IXX (2700K Frosted) | Linear Replacement Lamp | T8 Four-Foot | Dual Mode Internal Driver (UL Type A and Type B) |  | standard | TRUE |  | 1929 | 109 | 17.7 | 17.9 | 0.9557 | 2655 | 81.6 | 5 | 50000 | July, 24 2014 00:00:00 | Not Yet Verified | Not Yet Verified | NotYetVerified | Internal driver; operates off existing fluorescent ballast; Product de-listed on 4/1/2017, re-listed on 4/28/2017 due to allowances requirements change | KKKXHL | [15 empty] | 84.9 |  | 1.25 | 1.4 | [6 empty] | 4.4 | 1929 | 109 | 17.7 |  |  | 2700 | 82 |  |  |  | FALSE | TRUE | FALSE | May, 02 2018 00:00:00 | 4.3 |  | standard |  |  |  |  | November, 02 2018 00:00:00 | FALSE | FALSE | FALSE | [6 empty] | AC | [7 empty] | FALSE
P00000XN7 | James Trading Company Limited | JAMES | ZY-T8-15W1200 BIXX BALLAST COMPATIBLE LED TUBE [3500K Frosted] | Linear Replacement Lamp | T8 Four-Foot | Dual Mode Internal Driver (UL Type A and Type B) |  | standard | FALSE | [10 empty] | July, 24 2014 00:00:00 | Not Yet Verified | Not Yet Verified | NotYetVerified | Lastx represents either s for single-end power input or T for double-end inputs; Update on 11/22/2016 | KKKLLL | [25 empty] | 5 | 2172 | 133 | 16.3 | 20 | 0.9 | 3500 | 83 |  |  |  | FALSE | FALSE | FALSE | May, 02 2018 00:00:00 | 4.3 |  | standard |  |  |  |  | March, 30 2020 00:00:00 | FALSE | FALSE | FALSE | [6 empty] | AC | [7 empty] | FALSE
P00000XND | James Trading Company Limited | JAMES | ZY-T8-15W1200 BIXX BALLAST COMPATIBLE LED TUBE [3500K Clear] | Linear Replacement Lamp | T8 Four-Foot | Dual Mode Internal Driver (UL Type A and Type B) |  | standard | FALSE | [10 empty] | July, 24 2014 00:00:00 | Not Yet Verified | Not Yet Verified | NotYetVerified | Lastx represents either s for single-end power input or T for double-end inputs; Update on 11/22/2016 | KKKLLL | [25 empty] | 5 | 2172 | 133 | 16.3 | 20 | 0.9 | 3500 | 83 |  |  |  | FALSE | FALSE | FALSE | May, 02 2018 00:00:00 | 4.3 |  | standard |  |  |  |  | March, 30 2020 00:00:00 | FALSE | FALSE | FALSE | [6 empty] | AC | [7 empty] | FALSE
P00000YNB | Kumho Electric | Kumho LED | FL/T8-32W/17W IU 500 | Linear Replacement Lamp | T8 Four-Foot | Replacement Lamps (plug and play) (UL Type A) |  | standard | FALSE | [10 empty] | February, 12 2014 00:00:00 | Dimmable | Continuous Above 10 | No | Updated on 4/6/17 | AAABEX | [25 empty] | 5 | 2316.96 | 144 | 16.09 | 12 | 0.99 | 5000 | 84 |  |  |  | FALSE | FALSE | FALSE | May, 02 2018 00:00:00 | 4.3 |  | standard |  |  |  |  | March, 30 2020 00:00:00 | FALSE | FALSE | FALSE | [6 empty] | AC | [7 empty] | FALSE
P00000YNA | Kumho Electric | Kumho LED | FL/T8-32W/17W IU 410 | Linear Replacement Lamp | T8 Four-Foot | Replacement Lamps (plug and play) (UL Type A) |  | standard | TRUE |  | 2307.97 | 143 | 16.09 | 11 | 0.96 | 3996 | 84 | 5 | 50000 | February, 12 2014 00:00:00 | Dimmable | Continuous Above 10 | No | Updated on 4/6/17 | AAABEX | [15 empty] | 89.7 |  | 1.18 | 1.38 | [6 empty] | 5 | 2307.97 | 143 | 16.09 | 6 | 1 | 4100 | 84 |  |  |  | FALSE | FALSE | FALSE | May, 02 2018 00:00:00 | 4.3 |  | standard |  |  |  |  | March, 30 2020 00:00:00 | FALSE | FALSE | FALSE | [6 empty] | AC | [7 empty] | FALSE