## Measure Summary
Measure Code | Combined | SCE Sol Code | PG&E Code | SDG&E Code | Measure Name | Base Case | Measure Case | Building Type | Install Type | Measure Cost | Base Cost | Incremental Measure Cost | 1st Baseline Cost | 2nd Baseline Cost | Measure Material | Measure Labor | Base Material | Base Labor | Measure Cost ID | Base Cost ID
Measure A | Measure A PM-78394 | PM-78394 | P107? | 463003 | Commissioned Variable Speed Drive on Pool Pump Controls replacing Two Speed Pool Pump | 100% Two Speed Pool Pumps | Programmed variable-speed pumps | Single Family Homes | NR | 1874.52 | 1380.98 | 493.54 | 493.54 | 0 | 1200.59 | 673.93 | 774.6 | 606.38 | SWRE002_02_M001 | SWRE002_02_B002
Measure B | Measure B PM-98422 | PM-98422 | P108? | Need Code | Self-Installed Variable Speed Drive on Pool Pump Controls replacing Two Speed Pool Pump | 100% Two Speed Pool Pumps | Variable-speed pumps (Self Installed) | Single Family Homes | NR | 1806.97 | 1380.98 | 425.99 | 425.99 | 0 | 1200.59 | 606.38 | 774.6 | 606.38 | SWRE002_02_M002 | SWRE002_02_B002
Measure C | Measure C PM-69234 | PM-69234 | Need Code | Need Code | Commissioned Variable Speed Drive on Pool Pump Controls replacing Single Speed Pool Pump | 100% Single Speed Pool Pumps | Programmed variable-speed pumps | Single Family Homes | AR | 1874.52 | 1017.42 | 857.1 | 1874.52 | 857.1 | 1200.59 | 673.93 | 411.04 | 606.38 | SWRE002_02_M001 | SWRE002_02_B001
Measure D | Measure D PM-79353 | PM-79353 | Need Code | Need Code | Programmable Variable Speed Drive on Pool Pump Control replacing Single Speed Pool Pump | 100% Single Speed Pool Pumps | Programmed variable-speed pumps | Multifamily Homes | AR | 2095.456 | 1238.356 | 857.1 | 2095.456 | 857.1 | 1421.526 | 673.93 | 631.976 | 606.38 | SWRE002_02_M003 | SWRE002_02_B003
Measure F | Measure F PM-19753 | PM-19753 | Need Code | Need Code | Programmable Variable Speed Drive on Pool Pump Control replacing Single Speed Pool Pump for Spa Pool | 100% Single Speed Pool Pumps | Programmed variable-speed pumps | Multifamily Homes | AR | 2095.456 | 1238.356 | 857.1 | 2095.456 | 857.1 | 1421.526 | 673.93 | 631.976 | 606.38 | SWRE002_02_M003 | SWRE002_02_B003
Measure G | Measure G PM-19754 | PM-19754 | Need Code | Need Code | Programmable Variable Speed Drive on Pool Pump Control replacing Single Speed Pool Pump for Wading Pool | 100% Single Speed Pool Pumps | Programmed variable-speed pumps | Multifamily Homes | AR | 2095.456 | 1238.356 | 857.1 | 2095.456 | 857.1 | 1421.526 | 673.93 | 631.976 | 606.38 | SWRE002_02_M003 | SWRE002_02_B003
Measure H | Measure H PM-79353 | PM-79353 | Need Code | Need Code | Programmable Variable Speed Drive on Pool Pump Control replacing Single Speed Pool Pump | 100% Single Speed Pool Pumps | Programmed variable-speed pumps | Commercial | AR | 2095.456 | 1238.356 | 857.1 | 2095.456 | 857.1 | 1421.526 | 673.93 | 631.976 | 606.38 | SWRE002_02_M003 | SWRE002_02_B003
Measure I | Measure I PM-79353 | PM-79353 | Need Code | Need Code | Programmable Variable Speed Drive on Pool Pump Control replacing Single Speed Pool Pump | 100% Two Speed Pool Pumps | Programmed variable-speed pumps | Commercial | NR | 2095.456 | 1601.916 | 493.54 | 493.54 | 0 | 1421.526 | 673.93 | 995.536 | 606.38 | SWRE002_02_M003 | SWRE002_02_B004
Measure J | Measure J PM-79353 | PM-79353 | Need Code | Need Code | Programmable Variable Speed Drive on Pool Pump Control replacing Two Speed Pool Pump | 100% Two Speed Pool Pumps | Programmed variable-speed pumps | Multifamily Homes | NR | 2095.456 | 1601.916 | 493.54 | 493.54 | 0 | 1421.526 | 673.93 | 995.536 | 606.38 | SWRE002_02_M003 | SWRE002_02_B004
Measure K | Measure K PM-19753 | PM-19753 | Need Code | Need Code | Programmable Variable Speed Drive on Pool Pump Control replacing Two Speed Pool Pump for Spa Pool | 100% Two Speed Pool Pumps | Programmed variable-speed pumps | Multifamily Homes | NR | 2095.456 | 1601.916 | 493.54 | 493.54 | 0 | 1421.526 | 673.93 | 995.536 | 606.38 | SWRE002_02_M003 | SWRE002_02_B004
Measure L | Measure L PM-19754 | PM-19754 | Need Code | Need Code | Programmable Variable Speed Drive on Pool Pump Control replacing Two Speed Pool Pump for Wading Pool | 100% Two Speed Pool Pumps | Programmed variable-speed pumps | Multifamily Homes | NR | 2095.456 | 1601.916 | 493.54 | 493.54 | 0 | 1421.526 | 673.93 | 995.536 | 606.38 | SWRE002_02_M003 | SWRE002_02_B004

## Pump Costs Calculations
Single Family Pool Pump Costs
Measure Costs | [5 empty] | Baseline Costs
Variable Speed Programmed Pump Costs | [5 empty] | 1-Speed Pump Costs
Material Costs | Labor Costs | Installation Costs | Permit Costs | Total Installation Costs | Cost ID | Material Costs | Labor Costs | Installation Costs | Permit Costs | Total Installation Costs | Cost ID
1200.59 | 673.93 | 1874.52 | 0 | 1874.52 | SWRE002_02_M001 | 411.04 | 606.38 | 1017.42 | 0 | 1017.42 | SWRE002_02_B001
*SCE Programs data only shows data for full installation and does not break out labor and material. *Material costs from online retailers. *Labor costs backed out from installation and material. *No permits required for single family homes. | [5 empty] | *Material costs from online retailers. *Labor from Self Installed/Not Programmed VFD project. *No permits required for single family homes.
Variable Speed Self Installed Costs (Not Programmed) | [5 empty] | 2-Speed Pump Costs
Material Costs | Labor Costs Minus Programming | Total Installed Costs | Permit Costs | Total Installation Costs | Cost ID | Material Costs | Labor Costs | Installation Costs | Permit Costs | Total Installation Costs | Cost ID
1200.59 | 606.38 | 1806.97 | 0 | 1806.97 | SWRE002_02_M002 | 774.6 | 606.38 | 1380.98 | 0 | 1380.98 | SWRE002_02_B002
*Material costs from online retailers. *Labor from programmed costs minus 1 hour of electrician labor from 2018 RS Means Residential labor rates used to calculate labor. *No permits required for single family homes. | [5 empty] | *Material costs from online retailers. *Labor from Self Installed/Not Programmed VFD project. *No permits required for single family homes.
See corresponding colored tabs for sources of values in colored cells.
Multifamily and Commercial Pool Pump Costs
Measure Costs | [5 empty] | Baseline Costs
Variable Speed Programmed Pump Costs | [5 empty] | 1-Speed Pump Costs
Material Costs | Labor Costs | Installation Costs | Permit Costs | Total Installation Costs | Cost ID | Material Costs | Labor Costs | Installation Costs | Permit Costs | Total Installation Costs | Cost ID
1200.59 | 673.93 | 1874.52 | 220.936 | 2095.456 | SWRE002_02_M003 | 411.04 | 606.38 | 1017.42 | 220.936 | 1238.356 | SWRE002_02_B003
*SCE Programs data only shows data for full installation and does not break out labor and material. *Material costs from online retailers. *Labor costs backed out from installation and material. *Permit costs are average from several counties in southern California. | [5 empty] | *Material costs from online retailers. *Labor from Self Installed/Not Programmed VFD project. *Permit costs are average from several counties in southern California.
Variable Speed Self Installed Costs (Not Programmed) |  | Not Used |  |  |  | 2-Speed Pump Costs |  | Not Used
Material Costs | Labor Costs Minus Programming | Total Installed Costs | Permit Costs | Total Installation Costs | Cost ID | Material Costs | Labor Costs | Installation Costs | Permit Costs | Total Installation Costs | Cost ID
1200.59 | 606.38 | 1806.97 | 220.936 | 2027.906 | SCE17WP001_00_M004 | 774.6 | 606.38 | 1380.98 | 220.936 | 1601.916 | SCE17WP001_00_B004
*Material costs from online retailers. *Labor from programmed costs minus 1 hour of electrician labor from 2018 RS Means Residential labor rates used to calculate labor. *Permit costs are average from several counties in Southern California. | [5 empty] | *Material costs from online retailers. *Labor from Self Installed/Not Programmed VFD project. *Permit costs are average from several counties in southern California.
See corresponding colored tabs for sources of values in colored cells. | [5 empty] | 2-Speed Pump Costs
[6 empty] | Material Costs | Labor Costs | Installation Costs | Permit Costs | Total Installation Costs | Cost ID
[6 empty] | 774.6 | 606.38 | 1380.98 | 220.936 | 1601.916 | SWRE002_02_B004
*Material costs from online retailers. *Labor from Self Installed/Not Programmed VFD project. *Permit costs are average from several counties in southern California.

## WP Tables
Base Case Equipment | Building Type | Material Costs | Labor Costs | Permit Costs | Total Installation Costs
1-Speed Pump | Single Family | 411.04 | 606.38 | 0 | 1017.42
2-Speed Pump |  | 774.6 | 606.38 | 0 | 1380.98
1-Speed Pump | Multifamily | 411.04 | 606.38 | 220.936 | 1238.356
Measure Case Equipment | Building Type | Material Costs | Labor Costs | Permit Costs | Total Installation Costs
Variable Speed Programmed Pump Costs | Single Family | 1200.59 | 673.93 | 0 | 1874.52
Variable Speed Self Installed Costs (Not Programmed) |  | 1200.59 | 606.38 | 0 | 1806.97
Variable Speed Programmed Pump Costs | Multifamily | 1200.59 | 673.93 | 220.936 | 2095.456

## SCE MF Summary
Values
Mfg. | Model# | Sum of Qty | Sum of Pump Cost | Jurisdiction | Permit Fee | Notes
Hayward | 2 HP SP3400VSP Ecostar VS | 1 | 2300 | Orange County | $56.50 | per body of water
Pentair | 1 HP 11008 IntelliFlo i1 | 13 | 20800 | San Bernardino County | 245 | per body of water
| 1 HP 11059 IntelliFlo i1 VS | 40 | 71056.22 | Riverside County | 204 | per body of water
| 1.5 HP 342001 SuperFlo Variable Speed | 2 | 4151.93 | Ventura County | 250.68 | per enclosure (Includes all bodies of water within a single gated area.)
| 2 HP 11009 IntelliFlo IF2 | 3 | 4800 | Los Angeles County | 130 | per body of water
| 2 HP 11060 IntelliFlo i2 VS | 4 | 6400 | City of Long Beach | 275 | per body of water
| 3 HP 11018 IntelliFlo Variable Speed | 12 | 20404.34 | Average Permit Fee | 220.936
| 3 HP 11055 IntelliFlo VS | 24 | 43281.45
| 3 HP 11057 IntelliFlo VS+SVRS | 2 | 3600
Grand Total |  | 101 | 176793.94
|  | Avg. Cost per Pump | 1750.44
Avg. Pump HP
| County | Sum of Pumps
| LOS ANGELES | 16
| VENTURA | 14
| ORANGE | 64
| SAN BERNARDINO | 7
| Grand Total | 101

## SCE MF Pump Inst. Cost
Project# | Invoice Date | City | Mfg. | Model# | Qty | Incentive | Pump Cost | Zip | County | CZ | HP | Total Pump Costs | Total Pumps | Avg Pump Cost | Avg HP
8161416 | 2016-06-15 | LONG BEACH | Pentair | 1.5 HP 342001 SuperFlo Variable Speed | 1 | 1000 | 2300 | 90805 | LOS ANGELES | 8 | 1.5 | 176793.94 | 101 | 1750.44 | 1.8416
8161533 | 2016-05-31 | ORANGE | Hayward | 2 HP SP3400VSP Ecostar VS | 1 | 1000 | 2300 | 92865 | ORANGE | 8 | 2
8161794 | 2016-04-30 | LONG BEACH | Pentair | 3 HP 11055 IntelliFlo VS | 3 | 3000 | 6900 | 90805 | LOS ANGELES | 8 | 3 | RS Means Adjustment Factors | Factor
8162043 | 2016-12-08 | FOUNTAIN VALLEY | Pentair | 1 HP 11008 IntelliFlo i1 | 1 | 1000 | 1600 | 92708 | ORANGE | 6 | 1 | Los Angeles - 2016 | 224.3
8162044 | 2016-12-08 | IRVINE | Pentair | 1 HP 11008 IntelliFlo i1 | 1 | 1000 | 1600 | 92604 | ORANGE | 8 | 1 | Los Angeles - 2019 | 240.2
8162045 | 2016-12-07 | ALISO VIEJO | Pentair | 1 HP 11008 IntelliFlo i1 | 1 | 1000 | 1600 | 92656 | ORANGE | 6 | 1 | 2016-->2019 Adj. Factor | 107.1%
8162045 | 2016-12-07 | ALISO VIEJO | Pentair | 3 HP 11018 IntelliFlo Variable Speed | 2 | 2000 | 3200 | 92656 | ORANGE | 6 | 3 | Adjusted Install Cost | 1874.52
8162194 | 2016-10-18 | MOORPARK | Pentair | 1 HP 11059 IntelliFlo i1 VS | 1 | 1000 | 1600 | 93021 | VENTURA | 9 | 1
8162194 | 2016-10-18 | MOORPARK | Pentair | 3 HP 11055 IntelliFlo VS | 2 | 2000 | 3200 | 93021 | VENTURA | 9 | 3
8162200 | 2016-10-18 | SIMI VALLEY | Pentair | 3 HP 11055 IntelliFlo VS | 1 | 1000 | 1600 | 93063 | VENTURA | 9 | 3
8162201 | 2016-07-08 | LONG BEACH | Pentair | 3 HP 11018 IntelliFlo Variable Speed | 1 | 1000 | 1851.93 | 90803 | LOS ANGELES | 6 | 3
8162202 | 2016-07-08 | LONG BEACH | Pentair | 1 HP 11059 IntelliFlo i1 VS | 1 | 1000 | 1851.93 | 90803 | LOS ANGELES | 6 | 1
8162214 | 2016-10-28 | NEWHALL | Pentair | 1 HP 11059 IntelliFlo i1 VS | 1 | 1000 | 1600 | 91381 | LOS ANGELES | 9 | 1
8162294 | 2017-01-12 | SANTA ANA | Pentair | 1 HP 11059 IntelliFlo i1 VS | 1 | 1000 | 1600 | 92705 | ORANGE | 8 | 1
8162294 | 2017-01-12 | SANTA ANA | Pentair | 3 HP 11057 IntelliFlo VS+SVRS | 2 | 2000 | 3600 | 92705 | ORANGE | 8 | 3
8162299 | 2017-01-12 | FULLERTON | Pentair | 1 HP 11059 IntelliFlo i1 VS | 1 | 1000 | 1600 | 92832 | ORANGE | 8 | 1
8162299 | 2017-01-12 | FULLERTON | Pentair | 2 HP 11060 IntelliFlo i2 VS | 3 | 3000 | 4800 | 92832 | ORANGE | 8 | 2
8162300 | 2016-11-07 | IRVINE | Pentair | 1 HP 11008 IntelliFlo i1 | 2 | 2000 | 3200 | 92612 | ORANGE | 8 | 1
8162300 | 2016-11-07 | IRVINE | Pentair | 2 HP 11009 IntelliFlo IF2 | 3 | 3000 | 4800 | 92612 | ORANGE | 8 | 2
8162303 | 2017-01-12 | GARDEN GROVE | Pentair | 2 HP 11060 IntelliFlo i2 VS | 1 | 1000 | 1600 | 92844 | ORANGE | 8 | 2
8162304 | 2016-10-28 | IRVINE | Pentair | 1 HP 11059 IntelliFlo i1 VS | 2 | 2000 | 3703.86 | 92620 | ORANGE | 8 | 1
8162304 | 2016-10-28 | IRVINE | Pentair | 3 HP 11055 IntelliFlo VS | 1 | 1000 | 1917.46 | 92620 | ORANGE | 8 | 3
8162344 | 2016-10-14 | ALISO VIEJO | Pentair | 1 HP 11059 IntelliFlo i1 VS | 1 | 1000 | 1851.93 | 92656 | ORANGE | 6 | 1
8162345 | 2016-09-29 | TRABUCO CANYON | Pentair | 1 HP 11059 IntelliFlo i1 VS | 1 | 1000 | 1917.47 | 92679 | ORANGE | 8 | 1
8162345 | 2016-09-29 | TRABUCO CANYON | Pentair | 3 HP 11055 IntelliFlo VS | 1 | 1000 | 1851.93 | 92679 | ORANGE | 8 | 3
8162349 | 2016-10-06 | PLACENTIA | Pentair | 1 HP 11059 IntelliFlo i1 VS | 2 | 2000 | 3769.4 | 92870 | ORANGE | 8 | 1
8162366 | 2016-12-01 | WESTLAKE VILLAGE | Pentair | 1 HP 11059 IntelliFlo i1 VS | 1 | 1000 | 1600 | 91362 | VENTURA | 9 | 1
8162366 | 2016-12-01 | WESTLAKE VILLAGE | Pentair | 3 HP 11055 IntelliFlo VS | 1 | 1000 | 1600 | 91362 | VENTURA | 9 | 3
8162373 | 2016-11-14 | FOUNTAIN VALLEY | Pentair | 3 HP 11055 IntelliFlo VS | 1 | 1000 | 1851.93 | 92708 | ORANGE | 6 | 3
8162374 | 2016-11-08 | MISSION VIEJO | Pentair | 1 HP 11059 IntelliFlo i1 VS | 2 | 2000 | 3703.86 | 92691 | ORANGE | 8 | 1
8162374 | 2016-11-08 | MISSION VIEJO | Pentair | 3 HP 11055 IntelliFlo VS | 1 | 1000 | 1917.47 | 92691 | ORANGE | 8 | 3
8162375 | 2016-11-08 | ORANGE | Pentair | 1 HP 11059 IntelliFlo i1 VS | 2 | 2000 | 3703.86 | 92866 | ORANGE | 8 | 1
8162378 | 2016-10-13 | YORBA LINDA | Pentair | 3 HP 11055 IntelliFlo VS | 2 | 2000 | 3703.86 | 92886 | ORANGE | 8 | 3
8162379 | 2016-09-30 | HUNTINGTON BEACH | Pentair | 1 HP 11059 IntelliFlo i1 VS | 1 | 1000 | 1851.93 | 92648 | ORANGE | 6 | 1
8162379 | 2016-09-30 | HUNTINGTON BEACH | Pentair | 3 HP 11055 IntelliFlo VS | 1 | 1000 | 1851.93 | 92648 | ORANGE | 6 | 3
8162383 | 2016-10-28 | STEVENSON RANCH | Pentair | 1 HP 11059 IntelliFlo i1 VS | 1 | 1000 | 1600 | 91381 | LOS ANGELES | 9 | 1
8162388 | 2016-12-22 | OAK PARK | Pentair | 1 HP 11059 IntelliFlo i1 VS | 1 | 1000 | 1600 | 91377 | VENTURA | 9 | 1
8162388 | 2016-12-22 | OAK PARK | Pentair | 3 HP 11055 IntelliFlo VS | 1 | 1000 | 1600 | 91377 | VENTURA | 9 | 3
8162397 | 2017-01-17 | MOORPARK | Pentair | 3 HP 11055 IntelliFlo VS | 2 | 2000 | 3200 | 93021 | VENTURA | 9 | 3
8162398 | 2016-10-27 | TUSTIN | Pentair | 3 HP 11018 IntelliFlo Variable Speed | 2 | 2000 | 3834.94 | 92782 | ORANGE | 8 | 3
8162399 | 2016-11-03 | YORBA LINDA | Pentair | 1 HP 11059 IntelliFlo i1 VS | 1 | 1000 | 1851.93 | 92886 | ORANGE | 8 | 1
8162399 | 2016-11-03 | YORBA LINDA | Pentair | 3 HP 11018 IntelliFlo Variable Speed | 1 | 1000 | 1917.47 | 92886 | ORANGE | 8 | 3
8162401 | 2016-11-10 | FOUNTAIN VALLEY | Pentair | 1 HP 11059 IntelliFlo i1 VS | 2 | 2000 | 3769.4 | 92708 | ORANGE | 6 | 1
8162402 | 2016-10-20 | HUNTINGTON BEACH | Pentair | 1 HP 11059 IntelliFlo i1 VS | 1 | 1000 | 1851.93 | 92648 | ORANGE | 6 | 1
8162402 | 2016-10-20 | HUNTINGTON BEACH | Pentair | 3 HP 11055 IntelliFlo VS | 1 | 1000 | 1917.47 | 92648 | ORANGE | 6 | 3
8162417 | 2016-11-09 | IRVINE | Pentair | 1 HP 11059 IntelliFlo i1 VS | 2 | 2000 | 3769.4 | 92620 | ORANGE | 8 | 1
8162418 | 2016-11-09 | IRVINE | Pentair | 1 HP 11059 IntelliFlo i1 VS | 1 | 1000 | 1917.47 | 92620 | ORANGE | 8 | 1
8162418 | 2016-11-09 | IRVINE | Pentair | 1.5 HP 342001 SuperFlo Variable Speed | 1 | 1000 | 1851.93 | 92620 | ORANGE | 8 | 1.5
8162419 | 2016-11-08 | TUSTIN | Pentair | 3 HP 11055 IntelliFlo VS | 2 | 2000 | 3769.4 | 92782 | ORANGE | 8 | 3
8162427 | 2016-11-18 | HUNTINGTON BEACH | Pentair | 1 HP 11059 IntelliFlo i1 VS | 3 | 3000 | 5686.87 | 92649 | ORANGE | 6 | 1
8162430 | 2017-02-21 | OAK PARK | Pentair | 3 HP 11055 IntelliFlo VS | 2 | 2000 | 3200 | 91377 | VENTURA | 9 | 3
8162479 | 2016-11-21 | SANTA ANA | Pentair | 1 HP 11059 IntelliFlo i1 VS | 1 | 1000 | 2300 | 92704 | ORANGE | 8 | 1
8161746 | 2017-03-23 | COSTA MESA | Pentair | 1 HP 11059 IntelliFlo i1 VS | 2 | 2000 | 1474 | 92626 | ORANGE | 6 | 1
8162042 | 2016-11-23 | CERRITOS | Pentair | 1 HP 11008 IntelliFlo i1 | 4 | 4000 | 6400 | 90703 | LOS ANGELES | 8 | 1
8162206 | 2016-12-01 | UPLAND | Pentair | 1 HP 11008 IntelliFlo i1 | 2 | 2000 | 3200 | 91786 | SAN BERNARDINO | 10 | 1
8162206 | 2016-12-01 | UPLAND | Pentair | 3 HP 11018 IntelliFlo Variable Speed | 1 | 1000 | 1600 | 91786 | SAN BERNARDINO | 10 | 3
8162208 | 2016-12-01 | GARDEN GROVE | Pentair | 1 HP 11008 IntelliFlo i1 | 1 | 1000 | 1600 | 92840 | ORANGE | 8 | 1
8162208 | 2016-12-01 | GARDEN GROVE | Pentair | 3 HP 11018 IntelliFlo Variable Speed | 2 | 2000 | 3200 | 92840 | ORANGE | 8 | 3
8162211 | 2016-12-01 | HIGHLAND | Pentair | 1 HP 11008 IntelliFlo i1 | 1 | 1000 | 1600 | 92346 | SAN BERNARDINO | 10 | 1
8162211 | 2016-12-01 | HIGHLAND | Pentair | 3 HP 11018 IntelliFlo Variable Speed | 2 | 2000 | 3200 | 92346 | SAN BERNARDINO | 10 | 3
8162212 | 2016-12-01 | SAN BERNARDINO | Pentair | 3 HP 11018 IntelliFlo Variable Speed | 1 | 1000 | 1600 | 92410 | SAN BERNARDINO | 10 | 3
8162387 | 2016-09-30 | HUNTINGTON BEACH | Pentair | 1 HP 11059 IntelliFlo i1 VS | 2 | 2000 | 3703.86 | 92648 | ORANGE | 6 | 1
8162403 | 2016-10-24 | BUENA PARK | Pentair | 1 HP 11059 IntelliFlo i1 VS | 2 | 2000 | 3769.4 | 90620 | ORANGE | 8 | 1
8162404 | 2017-01-03 | LONG BEACH | Pentair | 1 HP 11059 IntelliFlo i1 VS | 2 | 2000 | 3703.86 | 90815 | LOS ANGELES | 6 | 1
8162405 | 2017-01-03 | LONG BEACH | Pentair | 1 HP 11059 IntelliFlo i1 VS | 2 | 2000 | 3703.86 | 90815 | LOS ANGELES | 6 | 1
8162406 | 2017-02-03 | MOORPARK | Pentair | 3 HP 11055 IntelliFlo VS | 2 | 2000 | 3200 | 93021 | VENTURA | 9 | 3

## PG&E Motor Inst. Cost (hidden)
P_MEASURE_CODE | PROGRAM_YEAR | CODE | STATUS_CODE | CHK_ISSUE_DATE | MANUFACTURER | MODEL_NUMBER | P_REBATE | P_UNITS | P_PROJECT_COST | Total Motors | Total Costs | Average Costs
P108 | 2015 | RS2117990A | P | 2015-12-22 | NIDEC | EVSS3NS | 100 | 1 | 525.63 | 31 | 21372.18 | 689.4252
P108 | 2015 | RS2110580A | P | 2015-09-03 | REGAL | ECM16CU | 100 | 1 | 529
P108 | 2015 | RS2117010A | P | 2015-11-17 | NIDEC | EVSS3NS | 100 | 1 | 547.4
P108 | 2015 | RS2111440A | P | 2015-09-17 | REGAL | ECM16CU | 100 | 1 | 549
P108 | 2015 | RS2112033A | P | 2015-11-03 | NIDEC | EVSS15NS | 100 | 1 | 550
P108 | 2015 | RS2120581A | P | 2015-12-29 | NIDEC | EVSS3NS | 100 | 1 | 589.03
P108 | 2015 | RS2113874A | P | 2015-10-14 | REGAL | ECM16SQU | 100 | 1 | 595
P108 | 2015 | RS6071769A | P | 2015-11-03 | REGAL | ECM16SQU | 100 | 1 | 595
P108 | 2015 | RS2114036A | P | 2015-10-14 | NIDEC | EVSS3NS | 100 | 1 | 599.99
P108 | 2015 | RS2120740A | P | 2015-12-29 | NIDEC | EVSS3NS | 100 | 1 | 599.99
P108 | 2015 | RS2118574A | P | 2015-12-03 | REGAL | ECM16SQU | 100 | 1 | 608
P108 | 2015 | RS2120106A | P | 2015-12-18 | NIDEC | EVSJ3NS | 100 | 1 | 613.2
P108 | 2015 | RS2118300A | P | 2015-12-02 | REGAL | ECM16CU | 100 | 1 | 618
P108 | 2015 | RS2117905A | P | 2015-11-25 | REGAL | ECM16SQU | 100 | 1 | 627
P108 | 2015 | RS2120361A | P | 2015-12-22 | REGAL | ECM16SQU | 100 | 1 | 629
P108 | 2015 | RS2118386A | P | 2015-12-02 | NIDEC | EVSS15NS | 100 | 1 | 650
P108 | 2015 | RS2110590A | P | 2015-09-03 | REGAL | ECM27CU | 100 | 1 | 688
P108 | 2015 | RS2120107A | P | 2015-12-18 | REGAL | ECM16SQU | 100 | 1 | 690
P108 | 2015 | RS2120577A | P | 2015-12-29 | NIDEC | EVSJ3NS | 100 | 1 | 699.29
P108 | 2015 | RS6068440A | P | 2015-10-16 | NIDEC | EVSS3NS | 100 | 1 | 700
P108 | 2015 | RS2117923A | P | 2015-11-25 | REGAL | ECM27CU | 100 | 1 | 711.55
P108 | 2015 | RS2113859A | P | 2015-10-12 | REGAL | ECM27SQU | 100 | 1 | 725.11
P108 | 2015 | RS2115734A | P | 2015-11-06 | REGAL | ECM16CU | 100 | 1 | 742.27
P108 | 2015 | RS6067571A | P | 2015-09-16 | NIDEC | EVSJ3NS | 100 | 1 | 750
P108 | 2015 | RS2110240A | P | 2015-09-01 | REGAL | ECM27SQU | 100 | 1 | 819
P108 | 2015 | RS2115737A | P | 2015-11-06 | REGAL | ECM16SQU | 100 | 1 | 840
P108 | 2015 | RS2118392A | P | 2015-12-29 | NIDEC | EVSS3NS | 100 | 1 | 856.72
P108 | 2015 | RS2116178A | P | 2015-11-06 | NIDEC | EVSJ3NS | 100 | 1 | 875
P108 | 2015 | RS2113400A | P | 2015-10-06 | NIDEC | EVSS15NS | 100 | 1 | 950
P108 | 2015 | RS2117530A | P | 2015-11-20 | NIDEC | EVSS3NS | 100 | 1 | 950
P108 | 2015 | RS2116408A | P | 2015-11-09 | REGAL | ECM27SQU | 100 | 1 | 950
Note on O2: Voong, Tai: All data

## PG&E Motor Costs (hidden)
Program: Program Name | Application Number | Material Cost | Installation Labor Cost | Equipment Manufacturer | Equipment Model | Total Capped Incentive | Self-instal | Labor included | Average Installation Cost | Material Cost | Material Cost with Tax
Plug Load and Appliances - Deemed Downstream | PRJ - 00949097 | 887.42 |  | V GREEN MOTOR SQFL 1.65 | ECM16SQU | 100 |  | Y | 160.9207 | 586.8364 | 630.8492
Plug Load and Appliances - Deemed Downstream | PRJ - 00949324 | 700 |  | REGAL | ECM16CU | 100 |  | Y | Note: Material costs do not include tax
Plug Load and Appliances - Deemed Downstream | PRJ - 00953708 | 800 |  | REGAL | ECM16CU | 100 |  | Y
Plug Load and Appliances - Deemed Downstream | PRJ - 00954662 | 846.17 |  | REGAL | ECM16SQU | 100 |  | Y
Plug Load and Appliances - Deemed Downstream | PRJ - 00955629 | 380.23 |  | Regal | ECM16SQU | 100 |  | Y
Plug Load and Appliances - Deemed Downstream | PRJ - 00957212 | 850 |  | Regal | ECM16SQU | 100 |  | Y
Plug Load and Appliances - Deemed Downstream | PRJ - 00960216 | 825.07 |  | CENTURY | ECM16CU | 100 |  | Y
Plug Load and Appliances - Deemed Downstream | PRJ - 00963731 | 550 |  | REGAL CENTURY | ECM16SQU | 100 |  | Y
Plug Load and Appliances - Deemed Downstream | PRJ - 00964624 | 822.38 |  | CENTURY | ECM16CU | 100 |  | Y
Plug Load and Appliances - Deemed Downstream | PRJ - 00965440 | 883 |  | CENTURY | V-Green 165 | 100 |  | Y
Plug Load and Appliances - Deemed Downstream | PRJ - 00924497 | 598 | 178 | REGAL CENTURY | ECM16SQU | 100
Plug Load and Appliances - Deemed Downstream | PRJ - 00928120 | 466.43 | 180 | REGAL CENTURY | ECM65SQU | 100
Plug Load and Appliances - Deemed Downstream | PRJ - 00938441 | 599.99 | 150 | CENTURY | ECM165QU | 100
Plug Load and Appliances - Deemed Downstream | PRJ - 00938769 | 630 | 127.5 | Regal | ECM16SQU | 100
Plug Load and Appliances - Deemed Downstream | PRJ - 00938930 | 499 | 125 | Century | ECM16SQU | 100
Plug Load and Appliances - Deemed Downstream | PRJ - 00940680 | 466.43 | 225 | CENTURY- REGAL | ECM16SQU | 100
Plug Load and Appliances - Deemed Downstream | PRJ - 00941345 | 446.43 | 225 | CENTURY REGAL | V-GREEN 165 ECM165QU | 100
Plug Load and Appliances - Deemed Downstream | PRJ - 00941347 | 466.43 | 225 | CENTURY REGAL | ECM16SQU | 100
Plug Load and Appliances - Deemed Downstream | PRJ - 00941560 | 599.99 | 150 | Regal | ECM16SQU | 100
Plug Load and Appliances - Deemed Downstream | PRJ - 00942656 | 399.99 |  | REGAL | ECM16SQU | 100 | Y
Plug Load and Appliances - Deemed Downstream | PRJ - 00942667 | 466.43 | 225 | CENTURY REGAL | ECM165SQU | 100
Plug Load and Appliances - Deemed Downstream | PRJ - 00942671 | 589 | 120 | REGAL | ECM16SQU | 100
Plug Load and Appliances - Deemed Downstream | PRJ - 00942979 | 554.99 |  | Regal/Century | ECM16SQU | 100 | Y
Plug Load and Appliances - Deemed Downstream | PRJ - 00944568 | 595 | 40 | VS MOTER VGREEN | ECM16SQU | 100
Plug Load and Appliances - Deemed Downstream | PRJ - 00945548 | 589 | 120 | REGAL | ECM16SQU | 100
Plug Load and Appliances - Deemed Downstream | PRJ - 00946638 | 466.43 | 225 | CENTURY REGAL | ECM16SQU | 100
Plug Load and Appliances - Deemed Downstream | PRJ - 00946794 | 595 | 40 | Regal | ECM16SQU | 100
Plug Load and Appliances - Deemed Downstream | PRJ - 00949202 | 695 | 150 | REGAL | ECM16SQU | 100
Plug Load and Appliances - Deemed Downstream | PRJ - 00949629 | 499 | 125 | Regal | ECM16SQU | 100
Plug Load and Appliances - Deemed Downstream | PRJ - 00951461 | 711.55 | 225 | REGAL | ECM27SQU | 100
Plug Load and Appliances - Deemed Downstream | PRJ - 00952697 | 400 | 100 | CENTURY | ECM16CU | 100
Plug Load and Appliances - Deemed Downstream | PRJ - 00953694 | 466.43 | 300 | REGAL | ECM27SQU | 100
Plug Load and Appliances - Deemed Downstream | PRJ - 00953707 | 595 | 175 | REGAL | ECM16SQU | 100
Plug Load and Appliances - Deemed Downstream | PRJ - 00953948 | 711.55 | 300 | CENTURY REGAL | ECM27SQU | 100
Plug Load and Appliances - Deemed Downstream | PRJ - 00953960 | 499.99 | 90 | REGAL | ECM16SQU | 100
Plug Load and Appliances - Deemed Downstream | PRJ - 00954196 | 1400 | 500 | REGAL | ECM27SQU | 100
Plug Load and Appliances - Deemed Downstream | PRJ - 00954739 | 599.99 | 95 | REGAL INTERMATIC | ECM16SQU | 100
Plug Load and Appliances - Deemed Downstream | PRJ - 00956713 | 496 | 100.13 | REGAL | ECM16SQU | 100
Plug Load and Appliances - Deemed Downstream | PRJ - 00956720 | 599.99 | 150 | Regal | ECM16SQU | 100
Plug Load and Appliances - Deemed Downstream | PRJ - 00958096 | 599.99 | 150 | Regal | ECM16SQU | 100
Plug Load and Appliances - Deemed Downstream | PRJ - 00958324 | 466.43 | 153 | VGREEN | ECM16SQU | 100
Plug Load and Appliances - Deemed Downstream | PRJ - 00958349 | 798 | 153 | REGAL | ECM27SQU | 100
Plug Load and Appliances - Deemed Downstream | PRJ - 00960222 | 784 | 124.88 | VGREEN | ECM27CU | 100
Plug Load and Appliances - Deemed Downstream | PRJ - 00961023 | 685 | 125 | VGREEN | ECM16SQU | 100
Plug Load and Appliances - Deemed Downstream | PRJ - 00961028 | 630 | 170 | REGAL CENTURY | ECM16SQU | 100
Plug Load and Appliances - Deemed Downstream | PRJ - 00961935 | 599.99 | 150 | CENTURY | ECM16SQU | 100
Plug Load and Appliances - Deemed Downstream | PRJ - 00963584 | 499 | 125 | V-GREEN 165 | ECM16SQU | 100
Plug Load and Appliances - Deemed Downstream | PRJ - 00963603 | 598 | 150.32 | REGAL | ECM16SQU | 100
Plug Load and Appliances - Deemed Downstream | PRJ - 00963716 | 594.99 | 100 | REGAL | ECM16SQU | 100
Plug Load and Appliances - Deemed Downstream | PRJ - 00965271 | 499 | 125 | V-GREEN 165 | ECM16SQU | 100
Plug Load and Appliances - Deemed Downstream | PRJ - 00967847 | 499 | 125 | V-GREEN 165 | ECM16SQU | 100
Plug Load and Appliances - Deemed Downstream | PRJ - 00973381 | 690.69 | 120 | REGAL | ECM16CU | 100

## VFD Pump Matl
Average Material Cost | 1106.5356 |  | Qty | 10
Est Shipping Cost | 0 | <--Most give free Shipping | Avg HP | 1.95
Est Tax | 94.0555
Total Material Cost | 1200.59
Equipment Type/ Description | Manufacturer/Model | Cost | HP | Source (URL, Resource, Etc)
1.5 HP Variable Speed Pump | Pentair SuperFlo VS Energy Efficient Variable Speed Pool Pump ¦ 1.5HP Single Phase 115-230V 50-60HZ | 699.9 | 1.5 | https://www.poolsupplyunlimited.com/Pentair342001SuperfloVariableSpeedPoolPump/149435p1
Equipment Type | Manufacturer/Model | Cost | HP | Source (URL, Resource, Etc)
3 HP Variable Speed Pump | Pentair IntelliFlo Variable Speed High Performance Pump VS+SVRS 3.2kW 3HP Max 230V | 1215 | 3 | https://www.poolsupplyunlimited.com/pentair-011057-intelliflo-vs-svrs-pump/157781p1
Equipment Type | Manufacturer/Model | Cost | HP | Source (URL, Resource, Etc)
3 HP Variable Speed Pump | Pentair IntelliFlo Variable Speed Pool Pump with Digital Time Clock Included ¦ 3HP Max | 860 | 3 | https://www.poolsupplyunlimited.com/pentair-011018-intelliflo-variable-speed-pump/136227p1
Add Screen Shot
Equipment Type | Manufacturer/Model | Cost | HP | Source (URL, Resource, Etc)
3 HP Variable Speed Pump | Pentair 011018 - Intelliflo VS Pump with Timer | 1529.99 | 3 | http://www.lesliespool.com/Pentair-011018-Intelliflo-VS-Pump-with-Timer/011018.htm
Add Screen Shot
Equipment Type | Manufacturer/Model | Cost | HP | Source (URL, Resource, Etc)
3HP Variable Speed Pump | IntelliFlo Variable Speed - 011018 | 994.99 | 3 | http://www.inyopools.com/Products/03500018061966.htm#details
Add Screen Shot
Equipment Type | Manufacturer/Model | Cost | HP | Source (URL, Resource, Etc)
1 HP Variable Speed Pump | Pentair IntelliFlo i1 Variable Speed Pump - 011008 |  | 1 | http://www.inyopools.com/Products/03500018072581.htm
Add Screen Shot
Equipment Type | Manufacturer/Model | Cost | HP | Source (URL, Resource, Etc)
1 HP Variable Speed Pump | Pentair IntelliFlo i1 Variable Speed Pump VS+ 1HP ¦ Time Clock Included ¦ 011059 | 1115 | 1 | https://www.poolsupplyunlimited.com/pentair-011059-intelliflo-variable-speed-pump/160346p1
Add Screen Shot
Equipment Type | Manufacturer/Model | Cost | HP | Source (URL, Resource, Etc)
1 HP Variable Speed Pump | Pentair IntelliFlo i1 Variable Speed Pump 011059 | 1299 | 1 | http://www.sunplay.com/pentair-intelliflo-i1-variable-speed-pump-011059
Add Screen Shot
Equipment Type | Manufacturer/Model | Cost | HP | Source (URL, Resource, Etc)
2 HP Variable Speed Pump | Pentair IntelliFlo i2 Variable Speed Pump | 1114.95 | 2 | http://www.polytecpools.com/Pentair-IntelliFlo-i2-Variable-Speed-Pump_p_8772.html?gclid=CjwKEAjwl9DIBRCG_e3DwsKsizsSJADMmJ11Aky26UDf_OrOmGAPnxTzBpW_jQHroI1-zhU5kwzghhoCb8Dw_wcB
Add Screen Shot
Equipment Type | Manufacturer/Model | Cost | HP | Source (URL, Resource, Etc)
1 HP Variable Speed Pump | Pentair IntelliFlo i1 Variable Speed Pump (1 HP Max) | 1129.99 | 1 | http://www.poolcleaningparts.com/pentair-intelliflo-i1-011008-variable-speed-pump.html
Add Screen Shot

## 1-Spd Pump Matl
Average Material Cost | 378.8371 |  | Qty | 7
Est Shipping Cost |  |  | Avg HP | 1.6429
Est Tax | 32.2012
Total Material Cost | 411.04
Equipment Type/ Description | Manufacturer/Model | Cost | HP | Source (URL, Resource, Etc)
1-speed 1 HP Pool Pump | Waterway Hi Flo Spa Pump ¦ 1-Speed 1.0HP 115V 48-Frame Side Discharge ¦ 3410410-10 | 218.77 | 1 | https://www.poolsupplyunlimited.com/Waterway341041010Pump/144490p1
Equipment Type | Manufacturer/Model | Cost | HP | Source (URL, Resource, Etc)
1-speed 2 HP Pool Pump | Waterway SMF Pump 1-Speed 2HP 230V ¦ SMF-120 | 398.88 | 2 | https://www.poolsupplyunlimited.com/WaterwaySMFPump1Speed2HP230VSMF120/154565p1
Add Screen Shot
Equipment Type | Manufacturer/Model | Cost | HP | Source (URL, Resource, Etc)
1-speed 3 HP Pool Pump | Waterway Champion-56-Frame ¦ Standard Efficiency 1-Speed 3HP 230V ¦ CHAMPS-130 | 711.25 | 3 | https://www.poolsupplyunlimited.com/WaterwayCHAMPS130Champion56FramePump/110129p1
Add Screen Shot
Equipment Type | Manufacturer/Model | Cost | HP | Source (URL, Resource, Etc)
1-speed 1 HP Pool Pump | Hayward SP1580 Power-Flo LX- 1.0 HP | 319.99 | 1 | http://www.lesliespool.com/Hayward-Power-Flo-LX-Single-Speed-Above-Ground-Pool-Pump/Power-Flo-LX.htm
Add Screen Shot
Equipment Type | Manufacturer/Model | Cost | HP | Source (URL, Resource, Etc)
1-speed 2 HP Pool Pump | Pentair 340219 - Dynamo 2HP Single-Speed Above Ground Pool Pump with 3' Standard Cord, 115V | 358.99 | 2 | http://www.lesliespool.com/Pentair-340219-Dynamo-2HP-Single-Speed-Above-Ground-Pool-Pump-with-3-Standard-Cord-115V/340219.htm
Add Screen Shot
Equipment Type | Manufacturer/Model | Cost | HP | Source (URL, Resource, Etc)
1-speed 1 HP Pool Pump | Pentair 340197 - Dynamo 1HP Single-Speed Above-Ground Pool Pump with 3' Standard Cord, 115V | 313.99 | 1 | http://www.lesliespool.com/Pentair-340197-Dynamo-1HP-Single-Speed-Above-Ground-Pool-Pump-with-3-Standard-Cord-115V/340197.htm
Add Screen Shot
Equipment Type | Manufacturer/Model | Cost | HP | Source (URL, Resource, Etc)
1-speed 1.5 HP Pool Pump | Pentair 340210 - Dynamo 1-1/2HP Single-Speed Above-Ground Pool Pump with 3' Standard Cord, 115V | 329.99 | 1.5 | http://www.lesliespool.com/Pentair-340210-Dynamo-1-12HP-Single-Speed-Above-Ground-Pool-Pump-with-3-Standard-Cord-115V/340210.htm
Add Screen Shot
Equipment Type | Manufacturer/Model | Cost | HP | Source (URL, Resource, Etc)
1-speed 2 HP Pool Pump
Add Screen Shot
Equipment Type | Manufacturer/Model | Cost | HP | Source (URL, Resource, Etc)
Add Screen Shot

## 2-Spd Pump Matl
Average Material Cost | 713.9212 |  | Qty | 8
Est Shipping Cost |  |  | Avg HP | 1.5625
Est Tax | 60.6833
Total Material Cost | 774.6
Equipment Type/ Description | Manufacturer/Model | Cost | HP | Source (URL, Resource, Etc)
1 HP 2-speed pool pump | Pentair WhisperFlo 1HP Energy Efficient Full-Rated 2-Speed Pool Pump 230V ¦ WFDS-4 ¦ 011486 | 608.75 | 1 | https://www.poolsupplyunlimited.com/Pentair011486WhisperFloPoolPump/80332p1
Equipment Type | Manufacturer/Model | Cost | HP | Source (URL, Resource, Etc)
2 HP 2-speed pool pump | Pentair WhisperFloXF 2HP Energy Efficient 2-Speed Pool Pump 208V 230V XFDS-8 ¦ 022007 | 843.68 | 2 | https://www.poolsupplyunlimited.com/Pentair022007WhisperFloXFPoolPump/140531p1
Add Screen Shot
Equipment Type | Manufacturer/Model | Cost | HP | Source (URL, Resource, Etc)
1 HP 2-speed pool pump | Pentair 11486 WhisperFlo 2-Speed Pump, 1 HP | 849.99 | 1 | http://www.lesliespool.com/Pentair-WhisperFlo-Energy-Efficient-2-Speed-Pumps/WhisperFlo-2.htm
1.5 HP 2-speed pool pump | Pentair 11522 WhisperFlo 2-Speed Pump, 1.5 HP | 999.99 | 1.5 | http://www.lesliespool.com/Pentair-WhisperFlo-Energy-Efficient-2-Speed-Pumps/WhisperFlo-2.htm
2 HP 2-speed pool pump | Pentair 11523 WhisperFlo 2-Speed Pump, 2 HP | 1169.99 | 2 | http://www.lesliespool.com/Pentair-WhisperFlo-Energy-Efficient-2-Speed-Pumps/WhisperFlo-2.htm
Equipment Type | Manufacturer/Model | Cost | HP | Source (URL, Resource, Etc)
2 HP 2-speed pool pump | COMPLETE POOL PUMP AG, HI-FLO, 2 HP, 115V, 2-SPEED, 6' NEMA CORD (PH2200-6R) - PH22006R | 346.99 | 2 | http://www.inyopools.com/Products/07201352072796.htm
See above
Equipment Type | Manufacturer/Model | Cost | HP | Source (URL, Resource, Etc)
1.5 HP 2-speed pool pump | Pentair Optiflo 1.5HP Above Ground 2-Speed Pool Pump with 3' Cord 115V ¦ 347992 | 311.99 | 1.5 | https://www.poolsupplyunlimited.com/Pentair347992OptifloAboveGroundPoolPump/69507p1?gclid=Cj0KCQjwtJzLBRC7ARIsAGMkOAkL8nyCVsFo6VCqv5FHfJFDYihhrjt9pgUXRsKcFevP4cbqLtRiPFcaAj_IEALw_wcB
See Above
Equipment Type | Manufacturer/Model | Cost | HP | Source (URL, Resource, Etc)
1.5 HP 2-speed pool pump | Hayward Super Pump 1 1/2 HP Dual Speed - SP2610X152S | 579.99 | 1.5 | http://www.inyopools.com/Products/02201156001137.htm
Add Screen Shot
Equipment Type | Manufacturer/Model | Cost | HP | Source (URL, Resource, Etc)
Add Screen Shot
Equipment Type | Manufacturer/Model | Cost |  | Source (URL, Resource, Etc)
Add Screen Shot

## 1-Spd Motor Matl (hidden)
Average Material Cost | 301.3288
Est Shipping Cost
Est Tax | 25.6129
Total Material Cost | 326.94
Equipment Type/ Description | Manufacturer/Model | Cost | Source (URL, Resource, Etc)
1 HP 1-speed pool pump motor | Century A.O. Smith UST1102 1HP Up-Rated Pool Motor, 15.0.7.5A, 115V/230V, 56J C-Face | 311.99 | http://www.lesliespool.com/Century-AO-Smith-56J-Threaded-Shaft-C-Flange-Pool-Motor/Century-JC-Flange.htm
Equipment Type | Manufacturer/Model | Cost | Source (URL, Resource, Etc)
1 HP 1-speed pool pump motor | Century A.O. Smith B796 E-Plus Energy Efficient 56J C-Face 1-1/2 HP Full Rated Pool and Spa Pump Motor, 8.7-7.8/15.6A 208-230/115V | 355.99 | http://www.lesliespool.com/Century-AO-Smith-56J-Threaded-Shaft-C-Flange-Pool-Motor/Century-JC-Flange.htm
Add Screen Shot
Equipment Type | Manufacturer/Model | Cost | Source (URL, Resource, Etc)
2 HP 1-speed pool pump motor | Century A.O. Smith SQ1202 48Y Square Flange 2 HP Full Rated Pool Filter Motor, 11.2A 230V | 307.99 | http://www.lesliespool.com/Century-AO-Smith-Square-Flange-Replacement-Pool-Motors/Century-SQ-Flange.htm
Add Screen Shot
Equipment Type | Manufacturer/Model | Cost | Source (URL, Resource, Etc)
3 HP 1-speed pool pump motor | Pentair Replacement Square Flange Motor 3HP Energy Efficient 208V 230V Almond 071317S ¦ 355016S ¦ EB844A ¦ ASB844A | 302.32 | https://www.poolsupplyunlimited.com/Pentair355016SSquareFlangeMotor/80337p1
See above
Equipment Type | Manufacturer/Model | Cost | Source (URL, Resource, Etc)
3 HP 1-speed pool pump motor | Replacement Square Flange Pool Motor 3HP ¦ 208/230/460V 56 Frame Full-Rated ¦ Three Phase H755 ¦ EH755 | 333.83 | https://www.poolsupplyunlimited.com/ReplacementSquareFlangePoolMotorEH755/29823p1
See Above
Equipment Type | Manufacturer/Model | Cost | Source (URL, Resource, Etc)
1 HP 1-speed pool pump motor | Replacement Threaded Shaft Pool Motor 3HP ¦ 208-230V 56 Round Frame ¦ Full-Rated Energy Efficient ST1302V1 ¦ B818 ¦ EB818 | 359.02 | https://www.poolsupplyunlimited.com/ReplacementThreadedShaftPoolMotorCFlangeEB818/29754p1
Add Screen Shot
Equipment Type | Manufacturer/Model | Cost | Source (URL, Resource, Etc)
2 HP 1-speed pool pump motor | Replacement Square Flange Pool Motor 2HP ¦ 208-230V 56 Frame Full-Rated Energy Efficient B843 ¦ EB843 ¦ ASB843 | 287.13 | https://www.poolsupplyunlimited.com/ReplacementSquareFlangePoolMotorEB843/29759p1
Add Screen Shot
Equipment Type | Manufacturer/Model | Cost | Source (URL, Resource, Etc)
2 HP 1-speed pool pump motor | Replacement Threaded Shaft Thru-Bolt Pool Motor 2HP ¦ 230V 48 Frame Single Speed BN40SS ¦ SPH20FL1 | 152.36 | https://www.poolsupplyunlimited.com/ReplacementThreadedShaftThruBoltPoolMotorSPH20FL1/29787p1
Add Screen Shot

## 2-Spd Motor Matl (hidden)
Average Material Cost | 376.2014
Est Shipping Cost
Est Tax | 31.9771
Total Material Cost | 408.18
Equipment Type/ Description | Manufacturer/Model | Cost | Source (URL, Resource, Etc)
1.5 HP/ 0.25 HP 2-speed pool pump motor | Century A.O. Smith STS1152R 56J C-Flange 1-1/2 or 1/4 HP Dual Speed Full Rated Pool Filter Motor, 9.0/3.3A 230V | 589.99 | http://www.lesliespool.com/Century-AO-Smith-56J-Threaded-Shaft-C-Flange-Pool-Motor/Century-JC-Flange.htm
Equipment Type | Manufacturer/Model | Cost | Source (URL, Resource, Etc)
2 HP/0.33 HP 2-speed pool pump motor | Century A.O. Smith B985 56Y Square Flange 2 or 0.33 HP Dual Speed Full Rated Pool and Spa Pump Motor, 10.0/3.5A 230V | 554.99 | http://www.lesliespool.com/Century-AO-Smith-Square-Flange-Replacement-Pool-Motors/Century-SQ-Flange.htm
Add Screen Shot
Equipment Type | Manufacturer/Model | Cost | Source (URL, Resource, Etc)
2 HP 2-speed pool pump motor | Pentair Replacement Square Flange Motor 2HP 2-Speed Energy Efficient 230V Almond ¦ 071321S | 330.82 | https://www.poolsupplyunlimited.com/Pentair071321SSquareFlangeMotor/80338p1
Add Screen Shot
Equipment Type | Manufacturer/Model | Cost | Source (URL, Resource, Etc)
1 HP 2-speed pool pump motor | Pentair Replacement Square Flange Motor 1HP 2-Speed Energy Efficient 230V Almond ¦ 356630S | 218.58 | https://www.poolsupplyunlimited.com/Pentair356630SSquareFlangeMotor/69307p1
See above
Equipment Type | Manufacturer/Model | Cost | Source (URL, Resource, Etc)
1.5 HP 2-speed pool pump motor | Pentair Replacement Square Flange Motor 1.5HP 2-Speed Energy Efficient 230V Almond ¦ 071320S | 264.64 | https://www.poolsupplyunlimited.com/Pentair071320SSquareFlangeMotor/80168p1
See Above
Equipment Type | Manufacturer/Model | Cost | Source (URL, Resource, Etc)
3 HP 2-speed pool pump motor | Replacement Threaded Shaft Thru-Bolt Pool Motor 3HP ¦ 230V 48 Frame Two Speed BN62 ¦ SPH30FL2S | 203.46 | https://www.poolsupplyunlimited.com/ReplacementThreadedShaftThruBoltPoolMotorSPH30FL2S/29776p1
Add Screen Shot
Equipment Type | Manufacturer/Model | Cost | Source (URL, Resource, Etc)
3 HP 2-speed pool pump motor | Replacement Threaded Shaft Pool Motor 3HP ¦ 230V 56 Round Frame ¦ Two Speed Full-Rated B966 ¦ EB966 | 470.93 | https://www.poolsupplyunlimited.com/ReplacementThreadedShaftPoolMotorCFlangeEB966/146052p1
Add Screen Shot
Equipment Type | Manufacturer/Model | Cost | Source (URL, Resource, Etc)
Add Screen Shot

## RS Means Res. Labor Rates
RS Means 2019 - Residential Labor Rates
| <--- | Electrican Rate | 67.55

## Sheet3 (hidden)
Measure Code P107:
Measure Cost $1321
Base Cost $897
IMC $424
Measure Code P108:
Measure Cost $789
Base Cost $389
IMC $400
Note on A3: Voong, Tai: See tab P107, add $100 see Confidential file
Note on A4: Voong, Tai: see dualspeedpump file
Note on A8: Voong, Tai: See tab P108, add $100 see Confidential file
Note on A9: Voong, Tai: see poolmotors file

## P107-Full Pump (hidden)
P_MEASURE_CODE | PROGRAM_YEAR | CODE | STATUS_CODE | CHK_ISSUE_DATE | MANUFACTURER | MODEL_NUMBER | P_REBATE | P_UNITS | P_PROJECT_COST |  | P_UNITS | P_PROJECT_COST |  | P_UNITS | P_PROJECT_COST
P107 | 2015 | RS2111703A | P | 2015-09-22 | PENTAIR | 11018 | 100 | 1 | 100 |  | 1 | 100
P107 | 2015 | RS2105384A | P | 2015-07-09 | STA-RITE | P6E6VS4H-209L | 100 | 1 | 119.99 |  | 1 | 119.99
P107 | 2015 | RS2097285A | P | 2015-03-27 | PENTAIR | 11018 | 100 | 1 | 145 |  | 1 | 145
P107 | 2014 | RS2071522A | P | 2014-08-08 | HAYWARD | SP3400VSP | 100 | 1 | 151.78 |  | 1 | 151.78
P107 | 2014 | RS6040885A | P | 2014-11-04 | PENTAIR | 11018 | 100 | 1 | 175 |  | 1 | 175
P107 | 2014 | RS2070514A | P | 2014-07-31 | PENTAIR | 11018 | 100 | 1 | 175 |  | 1 | 175
P107 | 2014 | RS2058464A | P | 2014-04-11 | STA-RITE | P6E6VS4H-209L | 100 | 1 | 199 |  | 1 | 199
P107 | 2014 | RS6025045A | P | 2014-04-30 | PENTAIR | 11018 | 100 | 1 | 199.99 |  | 1 | 199.99
P107 | 2015 | RS2096626A | P | 2015-03-20 | HAYWARD | SP3400VSP | 100 | 1 | 200 |  | 1 | 200
P107 | 2015 | RS2106776A | P | 2015-07-22 | PENTAIR | 11018 | 100 | 1 | 200 |  | 1 | 200
P107 | 2015 | RS2105367A | P | 2015-07-09 | PENTAIR | 11018 | 100 | 1 | 200 |  | 1 | 200
P107 | 2014 | RS2050291A | P | 2014-01-24 | PENTAIR | 11018 | 100 | 1 | 225 |  | 1 | 225
P107 | 2014 | RS2084308A | P | 2014-11-25 | PENTAIR | 11018 | 100 | 1 | 225 |  | 1 | 225
P107 | 2014 | RS6035353A | P | 2014-09-02 | PENTAIR | 11018 | 100 | 1 | 225 |  | 1 | 225
P107 | 2014 | RS6018125A | P | 2014-01-15 | PENTAIR | 11018 | 100 | 1 | 225 |  | 1 | 225
P107 | 2014 | RS2057689A | P | 2014-04-02 | PENTAIR | 11018 | 100 | 1 | 225 |  | 1 | 225
P107 | 2014 | RS6020111A | P | 2014-02-14 | HAYWARD | SP3400VSP | 100 | 1 | 240 |  | 1 | 240
P107 | 2014 | RS6026519A | P | 2014-05-30 | PENTAIR | 11018 | 100 | 1 | 240 |  | 1 | 240
P107 | 2015 | RS2109435A | P | 2015-08-20 | PENTAIR | 11018 | 100 | 1 | 240 |  | 1 | 240
P107 | 2015 | RS2099755A | P | 2015-05-05 | PENTAIR | 11018 | 100 | 1 | 240 |  | 1 | 240
P107 | 2014 | RS2068516A | P | 2014-07-15 | PENTAIR | 11018 | 100 | 1 | 240 |  | 1 | 240
P107 | 2015 | RS2105561A | P | 2015-07-09 | PENTAIR | 11018 | 100 | 1 | 240 |  | 1 | 240
P107 | 2015 | RS2090631A | P | 2015-01-13 | PENTAIR | 11018 | 100 | 1 | 250 |  | 1 | 250
P107 | 2015 | RS2094697A | P | 2015-02-26 | PENTAIR | 11018 | 100 | 1 | 250 |  | 1 | 250
P107 | 2015 | RS2106026A | P | 2015-07-16 | PENTAIR | 11018 | 100 | 1 | 250 |  | 1 | 250
P107 | 2015 | RS2117116A | P | 2015-11-16 | PENTAIR | 11018 | 100 | 1 | 250 |  | 1 | 250
P107 | 2015 | RS2120802A | P | 2015-12-29 | PENTAIR | 11018 | 100 | 1 | 250 |  | 1 | 250
P107 | 2015 | RS2102333A | P | 2015-06-05 | PENTAIR | 342001 | 100 | 1 | 250 |  | 1 | 250
P107 | 2014 | RS2051814A | P | 2014-02-06 | PENTAIR | 11018 | 100 | 1 | 250 |  | 1 | 250
P107 | 2014 | RS2083672A | P | 2014-11-20 | WATERWAY PLASTICS INC. | ECONO-VS | 100 | 1 | 250 |  | 1 | 250
P107 | 2015 | RS2109434A | P | 2015-08-20 | ZODIAC | VS-FHP1.0 | 100 | 1 | 250 |  | 1 | 250
P107 | 2015 | RS2101818A | P | 2015-05-27 | PENTAIR | 11018 | 100 | 1 | 270 |  | 1 | 270
P107 | 2014 | RS6026884A | P | 2014-05-30 | HAYWARD | SP2300VSP | 100 | 1 | 274.74 |  | 1 | 274.74
P107 | 2015 | RS2114631A | P | 2015-10-21 | HAYWARD | SP3400VSP | 100 | 1 | 275 |  | 1 | 275
P107 | 2014 | RS2079734A | P | 2014-10-15 | PENTAIR | 11018 | 100 | 1 | 295.74 |  | 1 | 295.74
P107 | 2014 | RS6024565A | P | 2014-04-23 | HAYWARD | SP3400VSP | 100 | 1 | 299.99 |  | 1 | 299.99
P107 | 2015 | RS2096510A | P | 2015-03-19 | PENTAIR | 11018 | 100 | 1 | 300 |  | 1 | 300
P107 | 2015 | RS2117314A | P | 2015-11-18 | PENTAIR | 11018 | 100 | 1 | 300 |  | 1 | 300
P107 | 2015 | RS2110586A | P | 2015-09-03 | PENTAIR | 342001 | 100 | 1 | 300 |  | 1 | 300
P107 | 2015 | RS2116830A | P | 2015-11-13 | PENTAIR | 342001 | 100 | 1 | 300 |  | 1 | 300
P107 | 2015 | RS2094634A | P | 2015-02-25 | PENTAIR | 11018 | 100 | 1 | 300 |  | 1 | 300
P107 | 2014 | RS2079352A | P | 2014-10-08 | PENTAIR | 11018 | 100 | 1 | 300 |  | 1 | 300
P107 | 2014 | RS2078317A | P | 2014-09-30 | PENTAIR | 11012 | 100 | 1 | 300 |  | 1 | 300
P107 | 2015 | RS2097239A | P | 2015-03-27 | WATERWAY PLASTICS INC. | ECONO-VSA | 100 | 1 | 300 |  | 1 | 300
P107 | 2015 | RS2108750A | P | 2015-08-13 | ZODIAC | VS-FHP1.0 | 100 | 1 | 310.49 |  | 1 | 310.49
P107 | 2015 | RS6064598A | P | 2015-07-15 | HAYWARD | SP2302VSP | 100 | 1 | 324.99 |  | 1 | 324.99
P107 | 2015 | RS2106422A | P | 2015-07-22 | HAYWARD | SP3400VSP | 100 | 1 | 325 |  | 1 | 325
P107 | 2015 | RS6056932A | P | 2015-04-08 | PENTAIR | 11018 | 100 | 1 | 325 |  | 1 | 325
P107 | 2014 | RS2059793A | P | 2014-04-25 | PENTAIR | 11018 | 100 | 1 | 325 |  | 1 | 325
P107 | 2015 | RS2116579A | P | 2015-11-10 | PENTAIR | 11018 | 100 | 1 | 325 |  | 1 | 325
P107 | 2015 | RS2118320A | P | 2015-12-02 | PENTAIR | 11018 | 100 | 1 | 325 |  | 1 | 325
P107 | 2015 | RS6068618A | P | 2015-09-14 | PENTAIR | 11018 | 100 | 1 | 325 |  | 1 | 325
P107 | 2014 | RS2081759A | P | 2014-11-03 | PENTAIR | 11018 | 100 | 1 | 325 |  | 1 | 325
P107 | 2015 | RS6068850A | P | 2015-09-16 | PENTAIR | 11018 | 100 | 1 | 325 |  | 1 | 325
P107 | 2015 | RS2117983A | P | 2015-12-22 | ZODIAC | VS-FHP 2.0 | 100 | 1 | 325 |  | 1 | 325
P107 | 2015 | RS6053180A | P | 2015-02-13 | PENTAIR | 342000 | 100 | 1 | 327.7 |  | 1 | 327.7
P107 | 2015 | RS2109585A | P | 2015-08-21 | HAYWARD | SP3400VSP | 100 | 1 | 350 |  | 1 | 350
P107 | 2014 | RS2070167A | P | 2014-07-29 | PENTAIR | 11018 | 100 | 1 | 350 |  | 1 | 350
P107 | 2015 | RS2092239A | P | 2015-02-26 | PENTAIR | 11018 | 100 | 1 | 350 |  | 1 | 350
P107 | 2015 | RS6066864A | P | 2015-09-01 | PENTAIR | 11018 | 100 | 1 | 350 |  | 1 | 350
P107 | 2015 | RS2092463A | P | 2015-02-03 | PENTAIR | 11018 | 100 | 1 | 350 |  | 1 | 350
P107 | 2015 | RS2098399A | P | 2015-04-13 | PENTAIR | 11018 | 100 | 1 | 351.08 |  | 1 | 351.08
P107 | 2015 | RS2107138A | P | 2015-07-27 | PENTAIR | 342000 | 100 | 1 | 375 |  | 1 | 375
P107 | 2015 | RS2047447A | P | 2015-02-12 | STA-RITE | P6E6VS4H-209L | 100 | 1 | 379.99 |  | 1 | 379.99
P107 | 2015 | RS2103450A | P | 2015-09-14 | HAYWARD | SP2300VSP | 100 | 1 | 380 |  | 1 | 380
P107 | 2015 | RS2104754A | P | 2015-07-01 | PENTAIR | 11018 | 100 | 1 | 384.36 |  | 1 | 384.36
P107 | 2015 | RS6074362A | P | 2015-12-18 | PENTAIR | 11018 | 100 | 1 | 387.7 |  | 1 | 387.7
P107 | 2015 | RS6058644A | P | 2015-05-01 | PENTAIR | 342000 | 100 | 1 | 389.4 |  | 1 | 389.4
P107 | 2015 | RS6064538A | P | 2015-08-03 | SPECK PUMPS | EcoM3 V | 100 | 1 | 389.88 |  | 1 | 389.88
P107 | 2015 | RS6068209A | P | 2015-09-28 | WATERWAY PLASTICS INC. | ECONVSC-165 | 100 | 1 | 390 |  | 1 | 390
P107 | 2015 | RS2104890A | P | 2015-07-01 | PENTAIR | 342000 | 100 | 1 | 395 |  | 1 | 395
P107 | 2015 | RS6067291A | P | 2015-08-20 | HAYWARD | SP3400VSP | 100 | 1 | 399 |  | 1 | 399
P107 | 2015 | RS6069192A | P | 2015-09-22 | HAYWARD | SP2302VSP | 100 | 1 | 399.99 |  | 1 | 399.99
P107 | 2014 | RS2056059A | P | 2014-04-01 | PENTAIR | 11018 | 100 | 1 | 400 |  | 1 | 400
P107 | 2015 | RS6060017A | P | 2015-05-20 | PENTAIR | 11018 | 100 | 1 | 400 |  | 1 | 400
P107 | 2015 | RS2105299A | P | 2015-07-08 | PENTAIR | 342001 | 100 | 1 | 400 |  | 1 | 400
P107 | 2015 | RS2103341A | P | 2015-07-07 | PENTAIR | 11018 | 100 | 1 | 400 |  | 1 | 400
P107 | 2014 | RS2085321A | P | 2014-12-04 | PENTAIR | 11012 | 100 | 1 | 400 |  | 1 | 400
P107 | 2015 | RS2112001A | P | 2015-10-02 | ZODIAC | JEP2.0 | 100 | 1 | 400 |  | 1 | 400
P107 | 2014 | RS6028458A | P | 2014-07-18 | ZODIAC | JEP2.0 | 100 | 1 | 423.54 |  | 1 | 423.54
P107 | 2015 | RS6070032A | P | 2015-10-06 | PENTAIR | 11018 | 100 | 1 | 425 |  | 1 | 425
P107 | 2015 | RS2112921A | P | 2015-10-26 | STA-RITE | P6E6VS4H-209L | 100 | 1 | 425 |  | 1 | 425
P107 | 2015 | RS2102723A | P | 2015-06-11 | ZODIAC | VS-FHP1.0 | 100 | 1 | 425 |  | 1 | 425
P107 | 2014 | RS2056089A | P | 2014-03-17 | PENTAIR | 11018 | 100 | 1 | 441 |  | 1 | 441
P107 | 2015 | RS2098196A | P | 2015-04-10 | SPECK PUMPS | EcoM3 V | 100 | 1 | 449 |  | 1 | 449
P107 | 2015 | RS6062613A | P | 2015-06-22 | WATERWAY PLASTICS INC. | ECONO-VS | 100 | 1 | 449.95 |  | 1 | 449.95
P107 | 2015 | RS2105569A | P | 2015-07-09 | HAYWARD | SP3400VSP | 100 | 1 | 450 |  | 1 | 450
P107 | 2015 | RS2108149A | P | 2015-08-07 | PENTAIR | 342000 | 100 | 1 | 450 |  | 1 | 450
P107 | 2014 | RS6038452A | P | 2014-09-26 | PENTAIR | 11018 | 100 | 1 | 450 |  | 1 | 450
P107 | 2015 | RS6052275A | P | 2015-02-03 | PENTAIR | 11018 | 100 | 1 | 450 |  | 1 | 450
P107 | 2015 | RS2097324A | P | 2015-03-30 | STA-RITE | P6E6VS4H-209L | 100 | 1 | 450 |  | 1 | 450
P107 | 2014 | RS2076962A | P | 2014-09-19 | STA-RITE | P6E6VS4H-209L | 100 | 1 | 450 |  | 1 | 450
P107 | 2015 | RS6053746A | P | 2015-02-19 | HAYWARD | SP2600VSP | 100 | 1 | 450.55 |  | 1 | 450.55
P107 | 2015 | RS6065918A | P | 2015-07-31 | PENTAIR | 342001 | 100 | 1 | 459.99 |  | 1 | 459.99
P107 | 2015 | RS2093905A | P | 2015-02-17 | HAYWARD | SP3400VSP | 100 | 1 | 460 |  | 1 | 460
P107 | 2014 | RS2075096A | P | 2014-09-05 | PENTAIR | 11018 | 100 | 1 | 462 |  | 1 | 462
P107 | 2015 | RS2103071A | P | 2015-06-12 | PENTAIR | 11018 | 100 | 1 | 470.73 |  | 1 | 470.73
P107 | 2015 | RS2113093A | P | 2015-10-01 | ZODIAC | JEP1.5 | 100 | 1 | 479.03 |  | 1 | 479.03
P107 | 2014 | RS6024537A | P | 2014-04-23 | PENTAIR | 11018 | 100 | 1 | 479.95 |  | 1 | 479.95
P107 | 2015 | RS2118372A | P | 2015-12-08 | WATERWAY PLASTICS INC. | ECONVSC-165 | 100 | 1 | 485.46 |  | 1 | 485.46
P107 | 2015 | RS2104084A | P | 2015-06-24 | PENTAIR | 342000 | 100 | 1 | 489 |  | 1 | 489
P107 | 2015 | RS2100766A | P | 2015-06-17 | SPECK PUMPS | PS165VSP | 100 | 1 | 489 |  | 1 | 489
P107 | 2015 | RS2112035A | P | 2015-09-23 | SPECK PUMPS | PS165VSP | 100 | 1 | 489 |  | 1 | 489
P107 | 2015 | RS2115073A | P | 2015-10-27 | PENTAIR | 342001 | 100 | 1 | 489.95 |  | 1 | 489.95
P107 | 2015 | RS2120568A | P | 2015-12-29 | HAYWARD | SP3400VSP | 100 | 1 | 491.45 |  | 1 | 491.45
P107 | 2014 | RS2079052A | P | 2014-10-17 | STA-RITE | P6E6VS4H-209L | 100 | 1 | 491.99 |  | 1 | 491.99
P107 | 2015 | RS6062414A | P | 2015-06-22 | SPECK PUMPS | PS165VSP | 100 | 1 | 494.94 |  | 1 | 494.94
P107 | 2014 | RS2070440A | P | 2014-08-01 | PENTAIR | 342000 | 100 | 1 | 495 |  | 1 | 495
P107 | 2014 | RS6017918A | P | 2014-01-14 | PENTAIR | 11018 | 100 | 1 | 496.07 |  | 1 | 496.07
P107 | 2015 | RS6060645A | P | 2015-06-01 | SPECK PUMPS | EcoM3 V | 100 | 1 | 499 |  | 1 | 499
P107 | 2015 | RS2102562A | P | 2015-06-08 | SPECK PUMPS | EcoM3 V | 100 | 1 | 499.88 |  | 1 | 499.88
P107 | 2015 | RS6057513A | P | 2015-04-14 | ZODIAC | VS-FHP1.0 | 100 | 1 | 499.99 |  | 1 | 499.99
P107 | 2014 | RS2080891A | P | 2014-10-23 | HAYWARD | SP2300VSP | 100 | 1 | 500 |  | 1 | 500 |  | 1 | 500
P107 | 2015 | RS6050674A | P | 2015-01-14 | PENTAIR | 11018 | 100 | 1 | 500 |  | 1 | 500 |  | 1 | 500
P107 | 2014 | RS6040443A | P | 2014-10-21 | PENTAIR | 11018 | 100 | 1 | 500 |  | 1 | 500 |  | 1 | 500
P107 | 2015 | RS2105101A | P | 2015-07-08 | PENTAIR | 11018 | 100 | 1 | 500 |  | 1 | 500 |  | 1 | 500
P107 | 2015 | RS6052241A | P | 2015-02-03 | PENTAIR | 11018 | 100 | 1 | 500 |  | 1 | 500 |  | 1 | 500
P107 | 2014 | RS2067172A | P | 2014-07-03 | ZODIAC | VS-FHP1.0 | 100 | 1 | 500 |  | 1 | 500 |  | 1 | 500
P107 | 2014 | RS2063879A | P | 2014-07-11 | WATERWAY PLASTICS INC. | ECONO-VSA | 100 | 1 | 503 |  | 1 | 503 |  | 1 | 503
P107 | 2014 | RS2066788A | P | 2014-07-11 | PENTAIR | 11018 | 100 | 1 | 508.1 |  | 1 | 508.1 |  | 1 | 508.1
P107 | 2015 | RS2099513A | P | 2015-04-30 | PENTAIR | 342000 | 100 | 1 | 511.99 |  | 1 | 511.99 |  | 1 | 511.99
P107 | 2015 | RS6054131A | P | 2015-02-25 | PENTAIR | 11018 | 100 | 1 | 525 |  | 1 | 525 |  | 1 | 525
P107 | 2015 | RS2107469A | P | 2015-07-29 | PENTAIR | 11018 | 100 | 1 | 525 |  | 1 | 525 |  | 1 | 525
P107 | 2015 | RS2107431A | P | 2015-07-29 | PENTAIR | 11018 | 100 | 1 | 525 |  | 1 | 525 |  | 1 | 525
P107 | 2015 | RS2120028A | P | 2015-12-18 | PENTAIR | 11018 | 100 | 1 | 525 |  | 1 | 525 |  | 1 | 525
P107 | 2015 | RS6059476A | P | 2015-05-13 | PENTAIR | 11018 | 100 | 1 | 525 |  | 1 | 525 |  | 1 | 525
P107 | 2015 | RS2113870A | P | 2015-10-12 | PENTAIR | 342000 | 100 | 1 | 529.99 |  | 1 | 529.99 |  | 1 | 529.99
P107 | 2015 | RS6069081A | P | 2015-09-21 | HAYWARD | SP2302VSP | 100 | 1 | 532.12 |  | 1 | 532.12 |  | 1 | 532.12
P107 | 2015 | RS2105207A | P | 2015-07-24 | HAYWARD | SP3400VSP | 100 | 1 | 533 |  | 1 | 533 |  | 1 | 533
P107 | 2015 | RS6063501A | P | 2015-07-07 | PENTAIR | 342000 | 100 | 1 | 549 |  | 1 | 549 |  | 1 | 549
P107 | 2015 | RS6068075A | P | 2015-09-03 | PENTAIR | 342001 | 100 | 1 | 549 |  | 1 | 549 |  | 1 | 549
P107 | 2015 | RS2113499A | P | 2015-10-07 | PENTAIR | 342000 | 100 | 1 | 549.99 |  | 1 | 549.99 |  | 1 | 549.99
P107 | 2015 | RS6065951A | P | 2015-08-03 | PENTAIR | 342000 | 100 | 1 | 549.99 |  | 1 | 549.99 |  | 1 | 549.99
P107 | 2015 | RS6061595A | P | 2015-06-10 | PENTAIR | 342000 | 100 | 1 | 549.99 |  | 1 | 549.99 |  | 1 | 549.99
P107 | 2015 | RS6061952A | P | 2015-07-07 | PENTAIR | 342000 | 100 | 1 | 549.99 |  | 1 | 549.99 |  | 1 | 549.99
P107 | 2015 | RS6060535A | P | 2015-05-27 | PENTAIR | 342000 | 100 | 1 | 549.99 |  | 1 | 549.99 |  | 1 | 549.99
P107 | 2015 | RS6072542A | P | 2015-11-18 | STA-RITE | 343000 | 100 | 1 | 549.99 |  | 1 | 549.99 |  | 1 | 549.99
P107 | 2014 | RS2074774A | P | 2014-09-03 | PENTAIR | 342000 | 100 | 1 | 559.5 |  | 1 | 559.5 |  | 1 | 559.5
P107 | 2015 | RS6052180A | P | 2015-01-30 | PENTAIR | 342000 | 100 | 1 | 559.99 |  | 1 | 559.99 |  | 1 | 559.99
P107 | 2015 | RS6060660A | P | 2015-06-01 | PENTAIR | 342000 | 100 | 1 | 559.99 |  | 1 | 559.99 |  | 1 | 559.99
P107 | 2015 | RS6071927A | P | 2015-11-05 | HAYWARD | SP2302VSP | 100 | 1 | 560 |  | 1 | 560 |  | 1 | 560
P107 | 2015 | RS2113985A | P | 2015-10-14 | PENTAIR | 11018 | 100 | 1 | 565 |  | 1 | 565 |  | 1 | 565
P107 | 2015 | RS6074843A | P | 2015-12-29 | PENTAIR | 342000 | 100 | 1 | 565.97 |  | 1 | 565.97 |  | 1 | 565.97
P107 | 2014 | RS2048568A | P | 2014-01-15 | PENTAIR | 11017 | 100 | 1 | 568.89 |  | 1 | 568.89 |  | 1 | 568.89
P107 | 2015 | RS2114615A | P | 2015-10-21 | PENTAIR | 342000 | 100 | 1 | 569.99 |  | 1 | 569.99 |  | 1 | 569.99
P107 | 2015 | RS2103045A | P | 2015-06-12 | PENTAIR | 342000 | 100 | 1 | 569.99 |  | 1 | 569.99 |  | 1 | 569.99
P107 | 2015 | RS6063747A | P | 2015-07-07 | PENTAIR | 342000 | 100 | 1 | 569.99 |  | 1 | 569.99 |  | 1 | 569.99
P107 | 2015 | RS6059902A | P | 2015-05-20 | PENTAIR | 342000 | 100 | 1 | 569.99 |  | 1 | 569.99 |  | 1 | 569.99
P107 | 2015 | RS2110269A | P | 2015-09-18 | PENTAIR | 342000 | 100 | 1 | 569.99 |  | 1 | 569.99 |  | 1 | 569.99
P107 | 2015 | RS6071248A | P | 2015-10-27 | PENTAIR | 342000 | 100 | 1 | 569.99 |  | 1 | 569.99 |  | 1 | 569.99
P107 | 2015 | RS6071087A | P | 2015-10-23 | PENTAIR | 342000 | 100 | 1 | 569.99 |  | 1 | 569.99 |  | 1 | 569.99
P107 | 2015 | RS2089893A | P | 2015-01-12 | WATERWAY PLASTICS INC. | ECONVSC-165 | 100 | 1 | 571 |  | 1 | 571 |  | 1 | 571
P107 | 2014 | RS2088718A | P | 2015-01-02 | WATERWAY PLASTICS INC. | ECONO-VS | 100 | 1 | 571 |  | 1 | 571 |  | 1 | 571
P107 | 2014 | RS6049329A | P | 2015-01-08 | PENTAIR | 342000 | 100 | 1 | 572.17 |  | 1 | 572.17 |  | 1 | 572.17
P107 | 2014 | RS6045920A | P | 2014-12-12 | PENTAIR | 342000 | 100 | 1 | 575 |  | 1 | 575 |  | 1 | 575
P107 | 2015 | RS6066345A | P | 2015-08-10 | PENTAIR | 342000 | 100 | 1 | 575 |  | 1 | 575 |  | 1 | 575
P107 | 2014 | RS6048742A | P | 2015-01-13 | PENTAIR | 342000 | 100 | 1 | 575 |  | 1 | 575 |  | 1 | 575
P107 | 2015 | RS2107879A | P | 2015-08-04 | PENTAIR | 342000 | 100 | 1 | 575 |  | 1 | 575 |  | 1 | 575
P107 | 2014 | RS2066428A | P | 2014-06-27 | STA-RITE | 343000 | 100 | 1 | 575 |  | 1 | 575 |  | 1 | 575
P107 | 2015 | RS6059821A | P | 2015-06-01 | PENTAIR | 11018 | 100 | 1 | 579.49 |  | 1 | 579.49 |  | 1 | 579.49
P107 | 2015 | RS2099610A | P | 2015-04-29 | SPECK PUMPS | EcoM3 V | 100 | 1 | 581.97 |  | 1 | 581.97 |  | 1 | 581.97
P107 | 2015 | RS2097502A | P | 2015-04-01 | PENTAIR | 342000 | 100 | 1 | 582.07 |  | 1 | 582.07 |  | 1 | 582.07
P107 | 2014 | RS2066179A | P | 2014-06-24 | PENTAIR | 11018 | 100 | 1 | 585 |  | 1 | 585 |  | 1 | 585
P107 | 2015 | RS2110565A | P | 2015-09-03 | WATERWAY PLASTICS INC. | ECONVSC-165 | 100 | 1 | 588.12 |  | 1 | 588.12 |  | 1 | 588.12
P107 | 2015 | RS2106912A | P | 2015-07-24 | WATERWAY PLASTICS INC. | ECONO-VSA | 100 | 1 | 588.12 |  | 1 | 588.12 |  | 1 | 588.12
P107 | 2015 | RS2112698A | P | 2015-09-29 | WATERWAY PLASTICS INC. | ECONO-VSA | 100 | 1 | 588.12 |  | 1 | 588.12 |  | 1 | 588.12
P107 | 2015 | RS2103241A | P | 2015-06-17 | WATERWAY PLASTICS INC. | ECONVSC-165 | 100 | 1 | 588.12 |  | 1 | 588.12 |  | 1 | 588.12
P107 | 2015 | RS2112879A | P | 2015-09-29 | WATERWAY PLASTICS INC. | ECONO-VSA | 100 | 1 | 588.12 |  | 1 | 588.12 |  | 1 | 588.12
P107 | 2015 | RS2103242A | P | 2015-07-07 | WATERWAY PLASTICS INC. | ECONVSC-165 | 100 | 1 | 588.12 |  | 1 | 588.12 |  | 1 | 588.12
P107 | 2015 | RS2108637A | P | 2015-08-13 | WATERWAY PLASTICS INC. | ECONO-VSA | 100 | 1 | 588.12 |  | 1 | 588.12 |  | 1 | 588.12
P107 | 2015 | RS2108638A | P | 2015-08-13 | WATERWAY PLASTICS INC. | ECONO-VSA | 100 | 1 | 588.12 |  | 1 | 588.12 |  | 1 | 588.12
P107 | 2014 | RS2066895A | P | 2014-07-18 | WATERWAY PLASTICS INC. | ECONO-VSA | 100 | 1 | 589.64 |  | 1 | 589.64 |  | 1 | 589.64
P107 | 2015 | RS2103043A | P | 2015-06-23 | PENTAIR | 342000 | 100 | 1 | 592.35 |  | 1 | 592.35 |  | 1 | 592.35
P107 | 2015 | RS6063513A | P | 2015-07-02 | SPECK PUMPS | EcoM3 V | 100 | 1 | 594.99 |  | 1 | 594.99 |  | 1 | 594.99
P107 | 2015 | RS2113297A | P | 2015-10-02 | PENTAIR | 342000 | 100 | 1 | 595 |  | 1 | 595 |  | 1 | 595
P107 | 2015 | RS2109445A | P | 2015-08-20 | PENTAIR | 342000 | 100 | 1 | 595 |  | 1 | 595 |  | 1 | 595
P107 | 2015 | RS2103665A | P | 2015-06-19 | PENTAIR | 11018 | 100 | 1 | 595 |  | 1 | 595 |  | 1 | 595
P107 | 2015 | RS2109442A | P | 2015-08-24 | PENTAIR | 342000 | 100 | 1 | 595 |  | 1 | 595 |  | 1 | 595
P107 | 2015 | RS6052890A | P | 2015-02-12 | PENTAIR | 342000 | 100 | 1 | 595 |  | 1 | 595 |  | 1 | 595
P107 | 2015 | RS2107212A | P | 2015-07-28 | PENTAIR | 342000 | 100 | 1 | 595 |  | 1 | 595 |  | 1 | 595
P107 | 2015 | RS2099192A | P | 2015-04-24 | STA-RITE | P6E6VS4H-209L | 100 | 1 | 595 |  | 1 | 595 |  | 1 | 595
P107 | 2014 | RS6024489A | P | 2014-04-23 | ZODIAC | VS-FHP1.0 | 100 | 1 | 595 |  | 1 | 595 |  | 1 | 595
P107 | 2015 | RS6056332A | P | 2015-03-27 | PENTAIR | 342000 | 100 | 1 | 596.7 |  | 1 | 596.7 |  | 1 | 596.7
P107 | 2014 | RS2088742A | P | 2015-01-02 | HAYWARD | SP3400VSP | 100 | 1 | 599 |  | 1 | 599 |  | 1 | 599
P107 | 2014 | RS2073145A | P | 2014-08-21 | PENTAIR | 342000 | 100 | 1 | 599 |  | 1 | 599 |  | 1 | 599
P107 | 2015 | RS6057794A | P | 2015-04-17 | PENTAIR | 342000 | 100 | 1 | 599 |  | 1 | 599 |  | 1 | 599
P107 | 2015 | RS2092508A | P | 2015-02-03 | SPECK PUMPS | EcoM3 V | 100 | 1 | 599.95 |  | 1 | 599.95 |  | 1 | 599.95
P107 | 2015 | RS2102384A | P | 2015-06-05 | PENTAIR | 342000 | 100 | 1 | 599.99 |  | 1 | 599.99 |  | 1 | 599.99
P107 | 2015 | RS2110282A | P | 2015-09-02 | PENTAIR | 342001 | 100 | 1 | 599.99 |  | 1 | 599.99 |  | 1 | 599.99
P107 | 2014 | RS6031884A | P | 2014-09-16 | SPECK PUMPS | EcoM3 V | 100 | 1 | 599.99 |  | 1 | 599.99 |  | 1 | 599.99
P107 | 2014 | RS2049634A | P | 2014-01-21 | PENTAIR | 11018 | 100 | 1 | 600 |  | 1 | 600 |  | 1 | 600
P107 | 2015 | RS2103663A | P | 2015-06-19 | PENTAIR | 11018 | 100 | 1 | 600 |  | 1 | 600 |  | 1 | 600
P107 | 2015 | RS2103802A | P | 2015-06-19 | PENTAIR | 342000 | 100 | 1 | 600 |  | 1 | 600 |  | 1 | 600
P107 | 2015 | RS2093897A | P | 2015-02-17 | PENTAIR | 342000 | 100 | 1 | 600 |  | 1 | 600 |  | 1 | 600
P107 | 2014 | RS2074469A | P | 2014-08-28 | PENTAIR | 342000 | 100 | 1 | 600 |  | 1 | 600 |  | 1 | 600
P107 | 2015 | RS2093889A | P | 2015-02-17 | PENTAIR | 342000 | 100 | 1 | 600 |  | 1 | 600 |  | 1 | 600
P107 | 2015 | RS2103661A | P | 2015-06-24 | PENTAIR | 11018 | 100 | 1 | 600 |  | 1 | 600 |  | 1 | 600
P107 | 2015 | RS2095624A | P | 2015-03-11 | PENTAIR | 342000 | 100 | 1 | 600 |  | 1 | 600 |  | 1 | 600
P107 | 2014 | RS2085347A | P | 2014-12-04 | PENTAIR | 11018 | 100 | 1 | 600 |  | 1 | 600 |  | 1 | 600
P107 | 2014 | RS2089076A | P | 2015-01-08 | PENTAIR | 11018 | 100 | 1 | 600.92 |  | 1 | 600.92 |  | 1 | 600.92
P107 | 2015 | RS2115008A | P | 2015-11-05 | WATERWAY PLASTICS INC. | ECONVSC-165 | 100 | 1 | 602 |  | 1 | 602 |  | 1 | 602
P107 | 2015 | RS6073651A | P | 2015-12-08 | PENTAIR | 342000 | 100 | 1 | 602.01 |  | 1 | 602.01 |  | 1 | 602.01
P107 | 2015 | RS2101150A | P | 2015-05-20 | WATERWAY PLASTICS INC. | ECONVSC-165 | 100 | 1 | 602.04 |  | 1 | 602.04 |  | 1 | 602.04
P107 | 2015 | RS2101780A | P | 2015-05-27 | WATERWAY PLASTICS INC. | ECONO-VSA | 100 | 1 | 602.04 |  | 1 | 602.04 |  | 1 | 602.04
P107 | 2015 | RS2106668A | P | 2015-07-22 | WATERWAY PLASTICS INC. | ECONO-VSA | 100 | 1 | 602.05 |  | 1 | 602.05 |  | 1 | 602.05
P107 | 2014 | RS2066282A | P | 2014-07-14 | HAYWARD | SP2300VSP | 100 | 1 | 603.11 |  | 1 | 603.11 |  | 1 | 603.11
P107 | 2014 | RS2063200A | P | 2014-05-30 | HAYWARD | SP2300VSP | 100 | 1 | 603.11 |  | 1 | 603.11 |  | 1 | 603.11
P107 | 2014 | RS2051241A | P | 2014-02-27 | HAYWARD | SP2300VSP | 100 | 1 | 609 |  | 1 | 609 |  | 1 | 609
P107 | 2014 | RS6052672A | P | 2014-02-14 | HAYWARD | SP2300VSP | 100 | 1 | 609 |  | 1 | 609 |  | 1 | 609
P107 | 2015 | RS6066073A | P | 2015-08-07 | HAYWARD | SP2302VSP | 100 | 1 | 610 |  | 1 | 610 |  | 1 | 610
P107 | 2015 | RS2106866A | P | 2015-07-30 | PENTAIR | 342001 | 100 | 1 | 611.7 |  | 1 | 611.7 |  | 1 | 611.7
P107 | 2015 | RS6053812A | P | 2015-02-19 | PENTAIR | 11018 | 100 | 1 | 612.33 |  | 1 | 612.33 |  | 1 | 612.33
P107 | 2014 | RS6031114A | P | 2014-07-18 | HAYWARD | SP2300VSP | 100 | 1 | 615 |  | 1 | 615 |  | 1 | 615
P107 | 2014 | RS6028613A | P | 2014-06-17 | HAYWARD | SP2300VSP | 100 | 1 | 615 |  | 1 | 615 |  | 1 | 615
P107 | 2014 | RS2067070A | P | 2014-07-07 | HAYWARD | SP2300VSP | 100 | 1 | 615 |  | 1 | 615 |  | 1 | 615
P107 | 2014 | RS2073492A | P | 2014-08-25 | HAYWARD | SP2300VSP | 100 | 1 | 615 |  | 1 | 615 |  | 1 | 615
P107 | 2014 | RS2066366A | P | 2014-06-26 | HAYWARD | SP2300VSP | 100 | 1 | 615 |  | 1 | 615 |  | 1 | 615
P107 | 2014 | RS6029597A | P | 2014-07-02 | HAYWARD | SP2300VSP | 100 | 1 | 615 |  | 1 | 615 |  | 1 | 615
P107 | 2014 | RS6040171A | P | 2014-11-21 | HAYWARD | SP2300VSP | 100 | 1 | 615 |  | 1 | 615 |  | 1 | 615
P107 | 2014 | RS6030066A | P | 2014-07-08 | HAYWARD | SP2300VSP | 100 | 1 | 615 |  | 1 | 615 |  | 1 | 615
P107 | 2014 | RS2068789A | P | 2014-07-16 | HAYWARD | SP2300VSP | 100 | 1 | 615 |  | 1 | 615 |  | 1 | 615
P107 | 2014 | RS2076594A | P | 2014-09-17 | HAYWARD | SP2300VSP | 100 | 1 | 615 |  | 1 | 615 |  | 1 | 615
P107 | 2014 | RS6030635A | P | 2014-07-14 | HAYWARD | SP2300VSP | 100 | 1 | 615 |  | 1 | 615 |  | 1 | 615
P107 | 2014 | RS2067116A | P | 2014-07-07 | HAYWARD | SP2300VSP | 100 | 1 | 615 |  | 1 | 615 |  | 1 | 615
P107 | 2014 | RS6027692A | P | 2014-06-09 | HAYWARD | SP2300VSP | 100 | 1 | 615 |  | 1 | 615 |  | 1 | 615
P107 | 2014 | RS6029282A | P | 2014-06-27 | HAYWARD | SP2300VSP | 100 | 1 | 615 |  | 1 | 615 |  | 1 | 615
P107 | 2014 | RS2062688A | P | 2014-05-30 | HAYWARD | SP2300VSP | 100 | 1 | 615 |  | 1 | 615 |  | 1 | 615
P107 | 2014 | RS6033789A | P | 2014-08-14 | HAYWARD | SP2300VSP | 100 | 1 | 615 |  | 1 | 615 |  | 1 | 615
P107 | 2014 | RS6032552A | P | 2014-08-05 | HAYWARD | SP2300VSP | 100 | 1 | 615 |  | 1 | 615 |  | 1 | 615
P107 | 2014 | RS6027326A | P | 2014-06-02 | HAYWARD | SP2300VSP | 100 | 1 | 615 |  | 1 | 615 |  | 1 | 615
P107 | 2014 | RS6035051A | P | 2014-08-29 | HAYWARD | SP2300VSP | 100 | 1 | 615 |  | 1 | 615 |  | 1 | 615
P107 | 2014 | RS6033220A | P | 2014-08-12 | HAYWARD | SP2300VSP | 100 | 1 | 615 |  | 1 | 615 |  | 1 | 615
P107 | 2015 | RS6057439A | P | 2015-04-13 | HAYWARD | SP2300VSP | 100 | 1 | 615 |  | 1 | 615 |  | 1 | 615
P107 | 2015 | RS6060447A | P | 2015-05-27 | PENTAIR | 342001 | 100 | 1 | 617.34 |  | 1 | 617.34 |  | 1 | 617.34
P107 | 2015 | RS2099018A | P | 2015-04-22 | PENTAIR | 342000 | 100 | 1 | 617.71 |  | 1 | 617.71 |  | 1 | 617.71
P107 | 2015 | RS6051151A | P | 2015-01-16 | PENTAIR | 342001 | 100 | 1 | 618.5 |  | 1 | 618.5 |  | 1 | 618.5
P107 | 2015 | RS2110133A | P | 2015-08-28 | PENTAIR | 342000 | 100 | 1 | 619 |  | 1 | 619 |  | 1 | 619
P107 | 2014 | RS2048479A | P | 2014-01-15 | HAYWARD | SP2300VSP | 100 | 1 | 620 |  | 1 | 620 |  | 1 | 620
P107 | 2014 | RS2073446A | P | 2014-08-20 | PENTAIR | 342000 | 100 | 1 | 620 |  | 1 | 620 |  | 1 | 620
P107 | 2014 | RS2055614A | P | 2014-03-12 | STA-RITE | 343000 | 100 | 1 | 620 |  | 1 | 620 |  | 1 | 620
P107 | 2015 | RS6052380A | P | 2015-02-03 | PENTAIR | 342000 | 100 | 1 | 620.94 |  | 1 | 620.94 |  | 1 | 620.94
P107 | 2014 | RS6037715A | P | 2014-09-22 | HAYWARD | SP2300VSP | 100 | 1 | 621.59 |  | 1 | 621.59 |  | 1 | 621.59
P107 | 2015 | RS2112699A | P | 2015-09-29 | WATERWAY PLASTICS INC. | ECONO-VSA | 100 | 1 | 622.16 |  | 1 | 622.16 |  | 1 | 622.16
P107 | 2015 | RS2112878A | P | 2016-02-19 | WATERWAY PLASTICS INC. | ECONO-VSA | 100 | 1 | 622.16 |  | 1 | 622.16 |  | 1 | 622.16
P107 | 2014 | RS2089077A | P | 2015-01-08 | PENTAIR | 11018 | 100 | 1 | 623.85 |  | 1 | 623.85 |  | 1 | 623.85
P107 | 2015 | RS6067450A | P | 2015-08-24 | PENTAIR | 342001 | 100 | 1 | 624.18 |  | 1 | 624.18 |  | 1 | 624.18
P107 | 2015 | RS2112668A | P | 2015-09-28 | PENTAIR | 342001 | 100 | 1 | 624.18 |  | 1 | 624.18 |  | 1 | 624.18
P107 | 2015 | RS2110602A | P | 2015-09-03 | PENTAIR | 342001 | 100 | 1 | 624.18 |  | 1 | 624.18 |  | 1 | 624.18
P107 | 2015 | RS2110564A | P | 2015-09-03 | PENTAIR | 342001 | 100 | 1 | 624.18 |  | 1 | 624.18 |  | 1 | 624.18
P107 | 2015 | RS2109774A | P | 2015-08-25 | PENTAIR | 342001 | 100 | 1 | 624.18 |  | 1 | 624.18 |  | 1 | 624.18
P107 | 2015 | RS6066666A | P | 2015-08-11 | PENTAIR | 342001 | 100 | 1 | 624.18 |  | 1 | 624.18 |  | 1 | 624.18
P107 | 2015 | RS2112057A | P | 2015-09-23 | PENTAIR | 342001 | 100 | 1 | 624.18 |  | 1 | 624.18 |  | 1 | 624.18
P107 | 2015 | RS6060404A | P | 2015-05-26 | PENTAIR | 342000 | 100 | 1 | 624.18 |  | 1 | 624.18 |  | 1 | 624.18
P107 | 2015 | RS6060780A | P | 2015-06-02 | PENTAIR | 342001 | 100 | 1 | 624.18 |  | 1 | 624.18 |  | 1 | 624.18
P107 | 2015 | RS2111495A | P | 2015-09-17 | PENTAIR | 342000 | 100 | 1 | 625 |  | 1 | 625 |  | 1 | 625
P107 | 2015 | RS2113296A | P | 2015-10-02 | PENTAIR | 342000 | 100 | 1 | 625 |  | 1 | 625 |  | 1 | 625
P107 | 2015 | RS2111491A | P | 2015-09-17 | PENTAIR | 342001 | 100 | 1 | 625 |  | 1 | 625 |  | 1 | 625
P107 | 2014 | RS2089261A | P | 2015-01-15 | SPECK PUMPS | EcoM3 V | 100 | 1 | 625 |  | 1 | 625 |  | 1 | 625
P107 | 2014 | RS6030492A | P | 2014-07-11 | HAYWARD | SP2300VSP | 100 | 1 | 626.59 |  | 1 | 626.59 |  | 1 | 626.59
P107 | 2014 | RS6023365A | P | 2014-04-08 | HAYWARD | SP2300VSP | 100 | 1 | 626.59 |  | 1 | 626.59 |  | 1 | 626.59
P107 | 2015 | RS6063732A | P | 2015-07-07 | PENTAIR | 342000 | 100 | 1 | 628.84 |  | 1 | 628.84 |  | 1 | 628.84
P107 | 2015 | RS6063352A | P | 2015-07-01 | HAYWARD | SP3200VSP | 100 | 1 | 629.99 |  | 1 | 629.99 |  | 1 | 629.99
P107 | 2015 | RS2106139A | P | 2015-08-04 | ZODIAC | VS-FHP1.0 | 100 | 1 | 630.32 |  | 1 | 630.32 |  | 1 | 630.32
P107 | 2015 | RS6060585A | P | 2015-05-28 | PENTAIR | 342001 | 100 | 1 | 630.92 |  | 1 | 630.92 |  | 1 | 630.92
P107 | 2015 | RS2102755A | P | 2015-06-11 | PENTAIR | 342001 | 100 | 1 | 630.92 |  | 1 | 630.92 |  | 1 | 630.92
P107 | 2015 | RS2105241A | P | 2015-07-07 | PENTAIR | 11018 | 100 | 1 | 631.86 |  | 1 | 631.86 |  | 1 | 631.86
P107 | 2014 | RS6021131A | P | 2014-03-04 | HAYWARD | SP2300VSP | 100 | 1 | 635 |  | 1 | 635 |  | 1 | 635
P107 | 2014 | RS2068020A | P | 2014-07-10 | PENTAIR | 342000 | 100 | 1 | 635 |  | 1 | 635 |  | 1 | 635
P107 | 2014 | RS2068411A | P | 2014-07-15 | PENTAIR | 342000 | 100 | 1 | 635 |  | 1 | 635 |  | 1 | 635
P107 | 2015 | RS2098014A | P | 2015-04-10 | ZODIAC | VS-FHP1.0 | 100 | 1 | 637.37 |  | 1 | 637.37 |  | 1 | 637.37
P107 | 2014 | RS6025892A | P | 2014-05-13 | PENTAIR | 342000 | 100 | 1 | 638.95 |  | 1 | 638.95 |  | 1 | 638.95
P107 | 2014 | RS6046116A | P | 2014-12-16 | PENTAIR | 342000 | 100 | 1 | 638.95 |  | 1 | 638.95 |  | 1 | 638.95
P107 | 2015 | RS2114251A | P | 2015-10-19 | PENTAIR | 342000 | 100 | 1 | 638.95 |  | 1 | 638.95 |  | 1 | 638.95
P107 | 2014 | RS2051204A | P | 2014-01-31 | HAYWARD | SP2300VSP | 100 | 1 | 639 |  | 1 | 639 |  | 1 | 639
P107 | 2014 | RS6044329A | P | 2014-12-01 | HAYWARD | SP2300VSP | 100 | 1 | 639 |  | 1 | 639 |  | 1 | 639
P107 | 2014 | RS6019782A | P | 2014-02-12 | HAYWARD | SP2300VSP | 100 | 1 | 639 |  | 1 | 639 |  | 1 | 639
P107 | 2015 | RS2114462A | P | 2015-10-20 | HAYWARD | SP2302VSP | 100 | 1 | 640 |  | 1 | 640 |  | 1 | 640
P107 | 2015 | RS6070094A | P | 2015-10-07 | HAYWARD | SP2302VSP | 100 | 1 | 640 |  | 1 | 640 |  | 1 | 640
P107 | 2015 | RS6074487A | P | 2015-12-21 | HAYWARD | SP2302VSP | 100 | 1 | 640 |  | 1 | 640 |  | 1 | 640
P107 | 2015 | RS6071753A | P | 2015-11-10 | HAYWARD | SP2302VSP | 100 | 1 | 640 |  | 1 | 640 |  | 1 | 640
P107 | 2015 | RS6070264A | P | 2015-10-08 | HAYWARD | SP2302VSP | 100 | 1 | 640 |  | 1 | 640 |  | 1 | 640
P107 | 2015 | RS6063290A | P | 2015-07-01 | STA-RITE | 343001 | 100 | 1 | 642.56 |  | 1 | 642.56 |  | 1 | 642.56
P107 | 2015 | RS2115987A | P | 2015-11-03 | PENTAIR | 11018 | 100 | 1 | 643.19 |  | 1 | 643.19 |  | 1 | 643.19
P107 | 2015 | RS2103838A | P | 2015-06-19 | HAYWARD | SP2302VSP | 100 | 1 | 643.8 |  | 1 | 643.8 |  | 1 | 643.8
P107 | 2015 | RS6069577A | P | 2015-09-28 | HAYWARD | SP2302VSP | 100 | 1 | 645 |  | 1 | 645 |  | 1 | 645
P107 | 2015 | RS2114120A | P | 2015-10-14 | PENTAIR | 342000 | 100 | 1 | 645 |  | 1 | 645 |  | 1 | 645
P107 | 2015 | RS2107210A | P | 2015-07-28 | PENTAIR | 342000 | 100 | 1 | 645 |  | 1 | 645 |  | 1 | 645
P107 | 2015 | RS2112985A | P | 2015-10-01 | HAYWARD | SP2302VSP | 100 | 1 | 646.3 |  | 1 | 646.3 |  | 1 | 646.3
P107 | 2015 | RS6061125A | P | 2015-06-05 | HAYWARD | SP2302VSP | 100 | 1 | 646.3 |  | 1 | 646.3 |  | 1 | 646.3
P107 | 2015 | RS2100767A | P | 2015-05-14 | PENTAIR | 11018 | 100 | 1 | 647.79 |  | 1 | 647.79 |  | 1 | 647.79
P107 | 2015 | RS6064845A | P | 2015-07-17 | HAYWARD | SP2302VSP | 100 | 1 | 648 |  | 1 | 648 |  | 1 | 648
P107 | 2015 | RS6055118A | P | 2015-03-10 | HAYWARD | SP2302VSP | 100 | 1 | 648 |  | 1 | 648 |  | 1 | 648
P107 | 2015 | RS2102520A | P | 2015-06-08 | HAYWARD | SP2302VSP | 100 | 1 | 648 |  | 1 | 648 |  | 1 | 648
P107 | 2015 | RS6058502A | P | 2015-04-30 | HAYWARD | SP2302VSP | 100 | 1 | 648 |  | 1 | 648 |  | 1 | 648
P107 | 2015 | RS2112027A | P | 2015-09-23 | HAYWARD | SP2302VSP | 100 | 1 | 648 |  | 1 | 648 |  | 1 | 648
P107 | 2015 | RS6056418A | P | 2015-03-30 | HAYWARD | SP2302VSP | 100 | 1 | 648 |  | 1 | 648 |  | 1 | 648
P107 | 2015 | RS6061965A | P | 2015-07-07 | HAYWARD | SP2302VSP | 100 | 1 | 648 |  | 1 | 648 |  | 1 | 648
P107 | 2015 | RS6064047A | P | 2015-07-10 | HAYWARD | SP2302VSP | 100 | 1 | 648 |  | 1 | 648 |  | 1 | 648
P107 | 2015 | RS6063573A | P | 2015-07-07 | HAYWARD | SP2302VSP | 100 | 1 | 648 |  | 1 | 648 |  | 1 | 648
P107 | 2015 | RS6067629A | P | 2015-08-27 | HAYWARD | SP2302VSP | 100 | 1 | 648 |  | 1 | 648 |  | 1 | 648
P107 | 2015 | RS6064749A | P | 2015-07-20 | HAYWARD | SP2302VSP | 100 | 1 | 648 |  | 1 | 648 |  | 1 | 648
P107 | 2015 | RS6065777A | P | 2015-07-30 | HAYWARD | SP2302VSP | 100 | 1 | 648 |  | 1 | 648 |  | 1 | 648
P107 | 2015 | RS6074924A | P | 2015-12-29 | HAYWARD | SP2302VSP | 100 | 1 | 648 |  | 1 | 648 |  | 1 | 648
P107 | 2015 | RS6065541A | P | 2015-07-28 | HAYWARD | SP2302VSP | 100 | 1 | 648 |  | 1 | 648 |  | 1 | 648
P107 | 2015 | RS6067726A | P | 2015-08-27 | HAYWARD | SP2302VSP | 100 | 1 | 648 |  | 1 | 648 |  | 1 | 648
P107 | 2015 | RS2102694A | P | 2015-06-09 | HAYWARD | SP2302VSP | 100 | 1 | 648 |  | 1 | 648 |  | 1 | 648
P107 | 2015 | RS6059364A | P | 2015-05-12 | HAYWARD | SP2302VSP | 100 | 1 | 648 |  | 1 | 648 |  | 1 | 648
P107 | 2015 | RS2104859A | P | 2015-07-01 | HAYWARD | SP3202VSP | 100 | 1 | 648 |  | 1 | 648 |  | 1 | 648
P107 | 2015 | RS6066241A | P | 2015-10-02 | HAYWARD | SP2302VSP | 100 | 1 | 648 |  | 1 | 648 |  | 1 | 648
P107 | 2015 | RS6065272A | P | 2015-07-24 | HAYWARD | SP2302VSP | 100 | 1 | 648 |  | 1 | 648 |  | 1 | 648
P107 | 2015 | RS6057131A | P | 2015-04-10 | HAYWARD | SP2302VSP | 100 | 1 | 648 |  | 1 | 648 |  | 1 | 648
P107 | 2015 | RS6060083A | P | 2015-06-30 | HAYWARD | SP2302VSP | 100 | 1 | 648 |  | 1 | 648 |  | 1 | 648
P107 | 2015 | RS6073255A | P | 2015-12-02 | HAYWARD | SP2302VSP | 100 | 1 | 648 |  | 1 | 648 |  | 1 | 648
P107 | 2015 | RS6058939A | P | 2015-05-06 | HAYWARD | SP2302VSP | 100 | 1 | 648 |  | 1 | 648 |  | 1 | 648
P107 | 2015 | RS6108985A | P | 2015-08-25 | HAYWARD | SP2302VSP | 100 | 1 | 648 |  | 1 | 648 |  | 1 | 648
P107 | 2015 | RS2104865A | P | 2015-07-01 | HAYWARD | SP2302VSP | 100 | 1 | 648 |  | 1 | 648 |  | 1 | 648
P107 | 2015 | RS6063530A | P | 2015-07-07 | HAYWARD | SP2302VSP | 100 | 1 | 648 |  | 1 | 648 |  | 1 | 648
P107 | 2015 | RS6061190A | P | 2015-06-05 | HAYWARD | SP2302VSP | 100 | 1 | 648 |  | 1 | 648 |  | 1 | 648
P107 | 2015 | RS6057229A | P | 2015-04-10 | HAYWARD | SP2302VSP | 100 | 1 | 648 |  | 1 | 648 |  | 1 | 648
P107 | 2015 | RS6062325A | P | 2015-06-18 | HAYWARD | SP2302VSP | 100 | 1 | 648 |  | 1 | 648 |  | 1 | 648
P107 | 2015 | RS6059846A | P | 2015-05-20 | HAYWARD | SP2302VSP | 100 | 1 | 648 |  | 1 | 648 |  | 1 | 648
P107 | 2015 | RS6070771A | P | 2015-10-19 | HAYWARD | SP2302VSP | 100 | 1 | 648 |  | 1 | 648 |  | 1 | 648
P107 | 2015 | RS2102701A | P | 2015-06-09 | HAYWARD | SP2302VSP | 100 | 1 | 648 |  | 1 | 648 |  | 1 | 648
P107 | 2015 | RS2099847A | P | 2015-05-04 | HAYWARD | SP2302VSP | 100 | 1 | 648 |  | 1 | 648 |  | 1 | 648
P107 | 2015 | RS6058565A | P | 2015-04-29 | HAYWARD | SP2302VSP | 100 | 1 | 648 |  | 1 | 648 |  | 1 | 648
P107 | 2015 | RS6056265A | P | 2015-03-27 | HAYWARD | SP2302VSP | 100 | 1 | 648 |  | 1 | 648 |  | 1 | 648
P107 | 2015 | RS6062267A | P | 2015-06-19 | HAYWARD | SP2302VSP | 100 | 1 | 648 |  | 1 | 648 |  | 1 | 648
P107 | 2015 | RS6070796A | P | 2015-10-20 | HAYWARD | SP2302VSP | 100 | 1 | 648 |  | 1 | 648 |  | 1 | 648
P107 | 2015 | RS6061495A | P | 2015-06-09 | HAYWARD | SP2302VSP | 100 | 1 | 648 |  | 1 | 648 |  | 1 | 648
P107 | 2015 | RS6058215A | P | 2015-04-28 | HAYWARD | SP2302VSP | 100 | 1 | 648 |  | 1 | 648 |  | 1 | 648
P107 | 2015 | RS6063203A | P | 2015-06-30 | HAYWARD | SP2302VSP | 100 | 1 | 648 |  | 1 | 648 |  | 1 | 648
P107 | 2015 | RS2111473A | P | 2015-09-17 | HAYWARD | SP2302VSP | 100 | 1 | 648 |  | 1 | 648 |  | 1 | 648
P107 | 2015 | RS6063066A | P | 2015-06-30 | HAYWARD | SP2302VSP | 100 | 1 | 648 |  | 1 | 648 |  | 1 | 648
P107 | 2015 | RS2106786A | P | 2015-07-22 | HAYWARD | SP2302VSP | 100 | 1 | 648 |  | 1 | 648 |  | 1 | 648
P107 | 2015 | RS2114190A | P | 2015-11-09 | HAYWARD | SP2302VSP | 100 | 1 | 648 |  | 1 | 648 |  | 1 | 648
P107 | 2015 | RS6067855A | P | 2015-08-31 | HAYWARD | SP2302VSP | 100 | 1 | 648 |  | 1 | 648 |  | 1 | 648
P107 | 2015 | RS6055678A | P | 2015-03-18 | HAYWARD | SP2302VSP | 100 | 1 | 648 |  | 1 | 648 |  | 1 | 648
P107 | 2015 | RS6058769A | P | 2015-05-05 | HAYWARD | SP2302VSP | 100 | 1 | 648 |  | 1 | 648 |  | 1 | 648
P107 | 2015 | RS6062897A | P | 2015-06-26 | HAYWARD | SP2302VSP | 100 | 1 | 648 |  | 1 | 648 |  | 1 | 648
P107 | 2015 | RS6064758A | P | 2015-07-20 | HAYWARD | SP2302VSP | 100 | 1 | 648 |  | 1 | 648 |  | 1 | 648
P107 | 2015 | RS6064158A | P | 2015-07-10 | HAYWARD | SP2302VSP | 100 | 1 | 648 |  | 1 | 648 |  | 1 | 648
P107 | 2015 | RS6066234A | P | 2015-08-07 | HAYWARD | SP2302VSP | 100 | 1 | 648 |  | 1 | 648 |  | 1 | 648
P107 | 2015 | RS2117736A | P | 2015-11-23 | HAYWARD | SP2302VSP | 100 | 1 | 648 |  | 1 | 648 |  | 1 | 648
P107 | 2015 | RS6065331A | P | 2015-07-27 | HAYWARD | SP2302VSP | 100 | 1 | 648 |  | 1 | 648 |  | 1 | 648
P107 | 2015 | RS2099478A | P | 2015-04-30 | HAYWARD | SP2302VSP | 100 | 1 | 648 |  | 1 | 648 |  | 1 | 648
P107 | 2015 | RS2103736A | P | 2015-07-14 | PENTAIR | 342001 | 100 | 1 | 648.89 |  | 1 | 648.89 |  | 1 | 648.89
P107 | 2015 | RS2116230A | P | 2015-11-25 | PENTAIR | 342001 | 100 | 1 | 649 |  | 1 | 649 |  | 1 | 649
P107 | 2015 | RS2111449A | P | 2015-09-17 | PENTAIR | 342001 | 100 | 1 | 649 |  | 1 | 649 |  | 1 | 649
P107 | 2015 | RS2112977A | P | 2015-10-01 | PENTAIR | 342001 | 100 | 1 | 649 |  | 1 | 649 |  | 1 | 649
P107 | 2015 | RS6071757A | P | 2015-11-04 | PENTAIR | 342001 | 100 | 1 | 649 |  | 1 | 649 |  | 1 | 649
P107 | 2015 | RS6067367A | P | 2015-08-20 | PENTAIR | 342001 | 100 | 1 | 649 |  | 1 | 649 |  | 1 | 649
P107 | 2015 | RS6058402A | P | 2015-04-30 | PENTAIR | 342000 | 100 | 1 | 649.9 |  | 1 | 649.9 |  | 1 | 649.9
P107 | 2015 | RS2118345A | P | 2015-12-02 | PENTAIR | 342001 | 100 | 1 | 649.9 |  | 1 | 649.9 |  | 1 | 649.9
P107 | 2015 | RS2101218A | P | 2015-07-01 | PENTAIR | 342001 | 100 | 1 | 649.9 |  | 1 | 649.9 |  | 1 | 649.9
P107 | 2015 | RS2106934A | P | 2015-07-24 | PENTAIR | 342001 | 100 | 1 | 649.9 |  | 1 | 649.9 |  | 1 | 649.9
P107 | 2015 | RS6065752A | P | 2015-07-30 | PENTAIR | 342000 | 100 | 1 | 649.9 |  | 1 | 649.9 |  | 1 | 649.9
P107 | 2015 | RS6061867A | P | 2015-06-12 | HAYWARD | SP2302VSP | 100 | 1 | 649.95 |  | 1 | 649.95 |  | 1 | 649.95
P107 | 2015 | RS6068609A | P | 2015-09-14 | PENTAIR | 342001 | 100 | 1 | 649.95 |  | 1 | 649.95 |  | 1 | 649.95
P107 | 2015 | RS2118769A | P | 2015-12-10 | PENTAIR | 342001 | 100 | 1 | 649.95 |  | 1 | 649.95 |  | 1 | 649.95
P107 | 2014 | RS6041602A | P | 2014-10-31 | HAYWARD | SP2300VSP | 100 | 1 | 649.99 |  | 1 | 649.99 |  | 1 | 649.99
P107 | 2015 | RS6052049A | P | 2015-01-29 | HAYWARD | SP2302VSP | 100 | 1 | 649.99 |  | 1 | 649.99 |  | 1 | 649.99
P107 | 2015 | RS2096948A | P | 2015-03-24 | HAYWARD | SP2302VSP | 100 | 1 | 649.99 |  | 1 | 649.99 |  | 1 | 649.99
P107 | 2015 | RS2097736A | P | 2015-04-07 | STA-RITE | 343000 | 100 | 1 | 649.99 |  | 1 | 649.99 |  | 1 | 649.99
P107 | 2014 | RS2076207A | P | 2014-09-12 | HAYWARD | SP2600VSP | 100 | 1 | 650 |  | 1 | 650 |  | 1 | 650
P107 | 2014 | RS6025080B | P | 2014-05-01 | HAYWARD | SP2600VSP | 100 | 1 | 650 |  | 1 | 650 |  | 1 | 650
P107 | 2014 | RS6043099A | P | 2014-11-14 | HAYWARD | SP2600VSP | 100 | 1 | 650 |  | 1 | 650 |  | 1 | 650
P107 | 2015 | RS6059473A | P | 2015-05-13 | HAYWARD | SP2600VSP | 100 | 1 | 650 |  | 1 | 650 |  | 1 | 650
P107 | 2014 | RS2073685A | P | 2014-08-25 | HAYWARD | SP2600VSP | 100 | 1 | 650 |  | 1 | 650 |  | 1 | 650
P107 | 2014 | RS6032155A | P | 2014-07-29 | HAYWARD | SP2600VSP | 100 | 1 | 650 |  | 1 | 650 |  | 1 | 650
P107 | 2015 | RS2107996A | P | 2015-08-05 | HAYWARD | SP3400VSP | 100 | 1 | 650 |  | 1 | 650 |  | 1 | 650
P107 | 2014 | RS2085351A | P | 2014-12-04 | HAYWARD | SP2600VSP | 100 | 1 | 650 |  | 1 | 650 |  | 1 | 650
P107 | 2015 | RS2107564A | P | 2015-07-31 | HAYWARD | SP3400VSP | 100 | 1 | 650 |  | 1 | 650 |  | 1 | 650
P107 | 2014 | RS6032789A | P | 2014-08-06 | HAYWARD | SP2600VSP | 100 | 1 | 650 |  | 1 | 650 |  | 1 | 650
P107 | 2015 | RS6062666A | P | 2015-06-23 | HAYWARD | SP2600VSP | 100 | 1 | 650 |  | 1 | 650 |  | 1 | 650
P107 | 2014 | RS6025136A | P | 2014-05-02 | HAYWARD | SP2600VSP | 100 | 1 | 650 |  | 1 | 650 |  | 1 | 650
P107 | 2014 | RS6022208A | P | 2014-04-01 | PENTAIR | 342000 | 100 | 1 | 650 |  | 1 | 650 |  | 1 | 650
P107 | 2014 | RS2073140A | P | 2014-08-21 | PENTAIR | 342000 | 100 | 1 | 650 |  | 1 | 650 |  | 1 | 650
P107 | 2015 | RS2100084A | P | 2015-05-06 | PENTAIR | 342000 | 100 | 1 | 650 |  | 1 | 650 |  | 1 | 650
P107 | 2015 | RS2109443A | P | 2015-08-20 | PENTAIR | 342000 | 100 | 1 | 650 |  | 1 | 650 |  | 1 | 650
P107 | 2015 | RS6050298A | P | 2015-02-03 | PENTAIR | 342001 | 100 | 1 | 650 |  | 1 | 650 |  | 1 | 650
P107 | 2015 | RS2107211A | P | 2015-07-28 | PENTAIR | 342000 | 100 | 1 | 650 |  | 1 | 650 |  | 1 | 650
P107 | 2015 | RS2103488A | P | 2015-06-18 | PENTAIR | 342000 | 100 | 1 | 650 |  | 1 | 650 |  | 1 | 650
P107 | 2015 | RS2106785A | P | 2015-08-11 | PENTAIR | 342001 | 100 | 1 | 650 |  | 1 | 650 |  | 1 | 650
P107 | 2014 | RS2055788A | P | 2014-04-25 | PENTAIR | 342000 | 100 | 1 | 650 |  | 1 | 650 |  | 1 | 650
P107 | 2014 | RS2065941A | P | 2014-06-24 | PENTAIR | 342000 | 100 | 1 | 650 |  | 1 | 650 |  | 1 | 650
P107 | 2015 | RS2107209A | P | 2015-07-28 | PENTAIR | 342000 | 100 | 1 | 650 |  | 1 | 650 |  | 1 | 650
P107 | 2014 | RS2074367A | P | 2014-09-03 | STA-RITE | P6E6VS4H-209L | 100 | 1 | 650 |  | 1 | 650 |  | 1 | 650
P107 | 2015 | RS6058573A | P | 2015-05-20 | WATERWAY PLASTICS INC. | ECONO-VS | 100 | 1 | 650 |  | 1 | 650 |  | 1 | 650
P107 | 2015 | RS6066032A | P | 2015-08-13 | PENTAIR | 11018 | 100 | 1 | 651 |  | 1 | 651 |  | 1 | 651
P107 | 2015 | RS6064580A | P | 2015-07-27 | PENTAIR | 342001 | 100 | 1 | 651.88 |  | 1 | 651.88 |  | 1 | 651.88
P107 | 2015 | RS2092947A | P | 2015-02-05 | HAYWARD | SP3400VSP | 100 | 1 | 652.99 |  | 1 | 652.99 |  | 1 | 652.99
P107 | 2014 | RS2083267A | P | 2014-11-13 | HAYWARD | SP2300VSP | 100 | 1 | 653.09 |  | 1 | 653.09 |  | 1 | 653.09
P107 | 2014 | RS2084217A | P | 2014-11-25 | HAYWARD | SP3200VSP | 100 | 1 | 655 |  | 1 | 655 |  | 1 | 655
P107 | 2014 | RS6041524A | P | 2014-10-30 | PENTAIR | 342000 | 100 | 1 | 657.38 |  | 1 | 657.38 |  | 1 | 657.38
P107 | 2014 | RS6026347A | P | 2014-05-19 | HAYWARD | SP2300VSP | 100 | 1 | 658.2 |  | 1 | 658.2 |  | 1 | 658.2
P107 | 2014 | RS6022729A | P | 2014-03-26 | HAYWARD | SP2300VSP | 100 | 1 | 658.2 |  | 1 | 658.2 |  | 1 | 658.2
P107 | 2014 | RS6025951A | P | 2014-05-14 | HAYWARD | SP2300VSP | 100 | 1 | 658.2 |  | 1 | 658.2 |  | 1 | 658.2
P107 | 2014 | RS6023547A | P | 2014-04-25 | HAYWARD | SP2300VSP | 100 | 1 | 658.2 |  | 1 | 658.2 |  | 1 | 658.2
P107 | 2014 | RS6025946A | P | 2014-05-29 | HAYWARD | SP2300VSP | 100 | 1 | 658.99 |  | 1 | 658.99 |  | 1 | 658.99
P107 | 2014 | RS6031448A | P | 2014-08-11 | PENTAIR | 11018 | 100 | 1 | 658.99 |  | 1 | 658.99 |  | 1 | 658.99
P107 | 2014 | RS6036729A | P | 2014-09-15 | PENTAIR | 11018 | 100 | 1 | 658.99 |  | 1 | 658.99 |  | 1 | 658.99
P107 | 2014 | RS6032792A | P | 2014-08-06 | PENTAIR | 11018 | 100 | 1 | 658.99 |  | 1 | 658.99 |  | 1 | 658.99
P107 | 2014 | RS6084148A | P | 2014-11-21 | PENTAIR | 11018 | 100 | 1 | 658.99 |  | 1 | 658.99 |  | 1 | 658.99
P107 | 2015 | RS2104721A | P | 2015-07-01 | STA-RITE | 343000 | 100 | 1 | 658.99 |  | 1 | 658.99 |  | 1 | 658.99
P107 | 2014 | RS6043368A | P | 2014-11-18 | PENTAIR | 342000 | 100 | 1 | 659.95 |  | 1 | 659.95 |  | 1 | 659.95
P107 | 2014 | RS2065611A | P | 2014-06-20 | PENTAIR | 342000 | 100 | 1 | 659.95 |  | 1 | 659.95 |  | 1 | 659.95
P107 | 2014 | RS6022725A | P | 2014-03-26 | PENTAIR | 11018 | 100 | 1 | 659.95 |  | 1 | 659.95 |  | 1 | 659.95
P107 | 2014 | RS2054863A | P | 2014-03-06 | PENTAIR | 342000 | 100 | 1 | 659.95 |  | 1 | 659.95 |  | 1 | 659.95
P107 | 2015 | RS6069627A | P | 2015-09-29 | PENTAIR | 342001 | 100 | 1 | 659.99 |  | 1 | 659.99 |  | 1 | 659.99
P107 | 2014 | RS6028324A | P | 2014-06-16 | PENTAIR | 342000 | 100 | 1 | 659.99 |  | 1 | 659.99 |  | 1 | 659.99
P107 | 2015 | RS6074302A | P | 2015-12-17 | PENTAIR | 342001 | 100 | 1 | 659.99 |  | 1 | 659.99 |  | 1 | 659.99
P107 | 2014 | RS2057042A | P | 2014-04-10 | PENTAIR | 342000 | 100 | 1 | 659.99 |  | 1 | 659.99 |  | 1 | 659.99
P107 | 2014 | RS6031202A | P | 2014-07-18 | PENTAIR | 342000 | 100 | 1 | 659.99 |  | 1 | 659.99 |  | 1 | 659.99
P107 | 2014 | RS6022925A | P | 2014-04-10 | PENTAIR | 342000 | 100 | 1 | 659.99 |  | 1 | 659.99 |  | 1 | 659.99
P107 | 2015 | RS6060345A | P | 2015-05-28 | ZODIAC | JEP2.0 | 100 | 1 | 659.99 |  | 1 | 659.99 |  | 1 | 659.99
P107 | 2015 | RS2106931A | P | 2015-07-24 | PENTAIR | 11018 | 100 | 1 | 660 |  | 1 | 660 |  | 1 | 660
P107 | 2014 | RS2073449A | P | 2014-08-20 | PENTAIR | 342000 | 100 | 1 | 660 |  | 1 | 660 |  | 1 | 660
P107 | 2015 | RS2092267A | P | 2015-01-29 | STA-RITE | P6E6VS4H-209L | 100 | 1 | 660 |  | 1 | 660 |  | 1 | 660
P107 | 2015 | RS6058099A | P | 2015-05-05 | HAYWARD | SP2302VSP | 100 | 1 | 660.34 |  | 1 | 660.34 |  | 1 | 660.34
P107 | 2015 | RS2116186A | P | 2015-11-06 | ZODIAC | VS-FHP1.0 | 100 | 1 | 662 |  | 1 | 662 |  | 1 | 662
P107 | 2015 | RS6057966A | P | 2015-04-22 | PENTAIR | 11018 | 100 | 1 | 665 |  | 1 | 665 |  | 1 | 665
P107 | 2014 | RS2089305A | P | 2015-01-08 | WATERWAY PLASTICS INC. | ECONVSC-165 | 100 | 1 | 665 |  | 1 | 665 |  | 1 | 665
P107 | 2014 | RS6019682C | P | 2014-02-06 | HAYWARD | SP2600VSP | 100 | 1 | 667 |  | 1 | 667 |  | 1 | 667
P107 | 2014 | RS6018766A | P | 2014-01-29 | HAYWARD | SP2600VSP | 100 | 1 | 667 |  | 1 | 667 |  | 1 | 667
P107 | 2014 | RS2081112A | P | 2014-10-28 | HAYWARD | SP2300VSP | 100 | 1 | 669 |  | 1 | 669 |  | 1 | 669
P107 | 2015 | RS2104011A | P | 2015-07-08 | HAYWARD | SP2302VSP | 100 | 1 | 669.37 |  | 1 | 669.37 |  | 1 | 669.37
P107 | 2014 | RS6020860A | P | 2014-02-26 | PENTAIR | 342000 | 100 | 1 | 669.95 |  | 1 | 669.95 |  | 1 | 669.95
P107 | 2015 | RS2108641A | P | 2015-08-13 | HAYWARD | SP3400VSP | 100 | 1 | 669.98 |  | 1 | 669.98 |  | 1 | 669.98
P107 | 2014 | RS2053907A | P | 2014-02-27 | PENTAIR | 342000 | 100 | 1 | 670 |  | 1 | 670 |  | 1 | 670
P107 | 2015 | RS2104214A | P | 2015-06-25 | PENTAIR | 342001 | 100 | 1 | 672.99 |  | 1 | 672.99 |  | 1 | 672.99
P107 | 2015 | RS6069071A | P | 2015-09-21 | PENTAIR | 342001 | 100 | 1 | 672.99 |  | 1 | 672.99 |  | 1 | 672.99
P107 | 2014 | RS2061835A | P | 2014-05-16 | SPECK PUMPS | EcoM3 V | 100 | 1 | 673.33 |  | 1 | 673.33 |  | 1 | 673.33
P107 | 2014 | RS2082000A | P | 2014-11-05 | PENTAIR | 11018 | 100 | 1 | 673.99 |  | 1 | 673.99 |  | 1 | 673.99
P107 | 2015 | RS2099684A | P | 2015-05-01 | HAYWARD | SP3200VSP | 100 | 1 | 674.99 |  | 1 | 674.99 |  | 1 | 674.99
P107 | 2015 | RS6073903A | P | 2015-12-14 | PENTAIR | 11018 | 100 | 1 | 675 |  | 1 | 675 |  | 1 | 675
P107 | 2014 | RS2054328A | P | 2014-03-05 | PENTAIR | 11018 | 100 | 1 | 675 |  | 1 | 675 |  | 1 | 675
P107 | 2015 | RS2111687A | P | 2015-09-21 | SPECK PUMPS | EcoM3 V | 100 | 1 | 675 |  | 1 | 675 |  | 1 | 675
P107 | 2015 | RS2117542A | P | 2015-11-19 | WATERWAY PLASTICS INC. | ECONO-VSA | 100 | 1 | 675 |  | 1 | 675 |  | 1 | 675
P107 | 2014 | RS2053007A | P | 2014-02-19 | PENTAIR | 11018 | 100 | 1 | 675.66 |  | 1 | 675.66 |  | 1 | 675.66
P107 | 2014 | RS2060728A | P | 2014-05-07 | PENTAIR | 342000 | 100 | 1 | 679 |  | 1 | 679 |  | 1 | 679
P107 | 2015 | RS6060047A | P | 2015-05-26 | PENTAIR | 11018 | 100 | 1 | 679 |  | 1 | 679 |  | 1 | 679
P107 | 2015 | RS2111220A | P | 2015-10-08 | HAYWARD | SP2302VSP | 100 | 1 | 679.33 |  | 1 | 679.33 |  | 1 | 679.33
P107 | 2015 | RS6060180A | P | 2015-05-22 | PENTAIR | 342000 | 100 | 1 | 679.9 |  | 1 | 679.9 |  | 1 | 679.9
P107 | 2014 | RS6029862A | P | 2014-07-07 | HAYWARD | SP2600VSP | 100 | 1 | 679.95 |  | 1 | 679.95 |  | 1 | 679.95
P107 | 2015 | RS2106317A | P | 2015-07-17 | PENTAIR | 342000 | 100 | 1 | 679.95 |  | 1 | 679.95 |  | 1 | 679.95
P107 | 2015 | RS2094318A | P | 2015-02-19 | PENTAIR | 342000 | 100 | 1 | 680 |  | 1 | 680 |  | 1 | 680
P107 | 2015 | RS2093215A | P | 2015-02-10 | PENTAIR | 342000 | 100 | 1 | 680 |  | 1 | 680 |  | 1 | 680
P107 | 2014 | RS6036974A | P | 2014-09-15 | PENTAIR | 342000 | 100 | 1 | 680 |  | 1 | 680 |  | 1 | 680
P107 | 2015 | RS2104757A | P | 2015-07-01 | PENTAIR | 342001 | 100 | 1 | 680 |  | 1 | 680 |  | 1 | 680
P107 | 2014 | RS2085607A | P | 2014-12-08 | PENTAIR | 342000 | 100 | 1 | 680 |  | 1 | 680 |  | 1 | 680
P107 | 2015 | RS2103579A | P | 2015-06-17 | PENTAIR | 342001 | 100 | 1 | 680 |  | 1 | 680 |  | 1 | 680
P107 | 2015 | RS6067963A | P | 2015-09-01 | STA-RITE | 343000 | 100 | 1 | 680 |  | 1 | 680 |  | 1 | 680
P107 | 2014 | RS6022781A | P | 2014-03-27 | HAYWARD | SP2600VSP | 100 | 1 | 685.7 |  | 1 | 685.7 |  | 1 | 685.7
P107 | 2015 | RS2100354A | P | 2015-07-17 | HAYWARD | SP3400VSP | 100 | 1 | 686.18 |  | 1 | 686.18 |  | 1 | 686.18
P107 | 2014 | RS2048741A | P | 2014-01-15 | HAYWARD | SP2300VSP | 100 | 1 | 686.92 |  | 1 | 686.92 |  | 1 | 686.92
P107 | 2015 | RS6065270A | P | 2015-07-23 | HAYWARD | SP2602VSP | 100 | 1 | 688 |  | 1 | 688 |  | 1 | 688
P107 | 2015 | RS6063004A | P | 2015-06-26 | HAYWARD | SP2602VSP | 100 | 1 | 688 |  | 1 | 688 |  | 1 | 688
P107 | 2015 | RS2109581A | P | 2015-08-21 | PENTAIR | 342001 | 100 | 1 | 688.5 |  | 1 | 688.5 |  | 1 | 688.5
P107 | 2015 | RS2115241A | P | 2015-10-28 | HAYWARD | SP2302VSP | 100 | 1 | 688.8 |  | 1 | 688.8 |  | 1 | 688.8
P107 | 2014 | RS6025620A | P | 2014-05-08 | HAYWARD | SP2600VSP | 100 | 1 | 689.99 |  | 1 | 689.99 |  | 1 | 689.99
P107 | 2015 | RS2090789A | P | 2015-01-15 | HAYWARD | SP2300VSP | 100 | 1 | 689.99 |  | 1 | 689.99 |  | 1 | 689.99
P107 | 2015 | RS6063252A | P | 2015-07-01 | HAYWARD | SP2602VSP | 100 | 1 | 689.99 |  | 1 | 689.99 |  | 1 | 689.99
P107 | 2014 | RS6021284A | P | 2014-03-05 | HAYWARD | SP2600VSP | 100 | 1 | 689.99 |  | 1 | 689.99 |  | 1 | 689.99
P107 | 2014 | RS6020994A | P | 2014-03-24 | HAYWARD | SP2600VSP | 100 | 1 | 689.99 |  | 1 | 689.99 |  | 1 | 689.99
P107 | 2015 | RS6058625A | P | 2015-05-26 | PENTAIR | 11017 | 100 | 1 | 690 |  | 1 | 690 |  | 1 | 690
P107 | 2015 | RS2117860A | P | 2015-11-24 | PENTAIR | 342000 | 100 | 1 | 690 |  | 1 | 690 |  | 1 | 690
P107 | 2015 | RS2095626A | P | 2015-03-12 | PENTAIR | 342000 | 100 | 1 | 690 |  | 1 | 690 |  | 1 | 690
P107 | 2015 | RS6072156A | P | 2015-11-12 | HAYWARD | SP2602VSP | 100 | 1 | 693.57 |  | 1 | 693.57 |  | 1 | 693.57
P107 | 2015 | RS6062474A | P | 2015-06-22 | PENTAIR | 342000 | 100 | 1 | 693.99 |  | 1 | 693.99 |  | 1 | 693.99
P107 | 2014 | RS2068650A | P | 2014-07-15 | PENTAIR | 342000 | 100 | 1 | 694.99 |  | 1 | 694.99 |  | 1 | 694.99
P107 | 2015 | RS2105176A | P | 2015-07-07 | PENTAIR | 342000 | 100 | 1 | 694.99 |  | 1 | 694.99 |  | 1 | 694.99
P107 | 2014 | RS2084219A | P | 2014-11-25 | HAYWARD | SP3200VSP | 100 | 1 | 695 |  | 1 | 695 |  | 1 | 695
P107 | 2014 | RS2073139A | P | 2014-08-21 | PENTAIR | 342000 | 100 | 1 | 695 |  | 1 | 695 |  | 1 | 695
P107 | 2014 | RS2073141A | P | 2014-08-25 | PENTAIR | 342000 | 100 | 1 | 695 |  | 1 | 695 |  | 1 | 695
P107 | 2014 | RS2073448A | P | 2014-08-20 | PENTAIR | 342000 | 100 | 1 | 695 |  | 1 | 695 |  | 1 | 695
P107 | 2015 | RS6061398A | P | 2015-06-08 | PENTAIR | 342001 | 100 | 1 | 695 |  | 1 | 695 |  | 1 | 695
P107 | 2015 | RS2115473A | P | 2015-10-29 | PENTAIR | 342001 | 100 | 1 | 695 |  | 1 | 695 |  | 1 | 695
P107 | 2015 | RS6070786A | P | 2015-10-20 | PENTAIR | 342001 | 100 | 1 | 695 |  | 1 | 695 |  | 1 | 695
P107 | 2015 | RS2103664A | P | 2015-06-19 | PENTAIR | 11018 | 100 | 1 | 695 |  | 1 | 695 |  | 1 | 695
P107 | 2014 | RS2073144A | P | 2014-08-21 | PENTAIR | 342000 | 100 | 1 | 695 |  | 1 | 695 |  | 1 | 695
P107 | 2014 | RS2067616A | P | 2014-08-11 | STA-RITE | 343000 | 100 | 1 | 698 |  | 1 | 698 |  | 1 | 698
P107 | 2014 | RS6026304A | P | 2014-05-19 | PENTAIR | 342000 | 100 | 1 | 699 |  | 1 | 699 |  | 1 | 699
P107 | 2014 | RS2074784A | P | 2014-09-03 | PENTAIR | 342000 | 100 | 1 | 699 |  | 1 | 699 |  | 1 | 699
P107 | 2014 | RS2073447A | P | 2014-08-20 | PENTAIR | 342000 | 100 | 1 | 699 |  | 1 | 699 |  | 1 | 699
P107 | 2015 | RS6059408A | P | 2015-05-11 | PENTAIR | 342000 | 100 | 1 | 699 |  | 1 | 699 |  | 1 | 699
P107 | 2014 | RS6040828A | P | 2014-10-22 | PENTAIR | 342000 | 100 | 1 | 699 |  | 1 | 699 |  | 1 | 699
P107 | 2014 | RS2088913A | P | 2015-01-02 | PENTAIR | 342000 | 100 | 1 | 699 |  | 1 | 699 |  | 1 | 699
P107 | 2015 | RS6056584A | P | 2015-04-01 | PENTAIR | 342000 | 100 | 1 | 699 |  | 1 | 699 |  | 1 | 699
P107 | 2015 | RS2101472A | P | 2015-05-22 | WATERWAY PLASTICS INC. | ECONVSC-165 | 100 | 1 | 699 |  | 1 | 699 |  | 1 | 699
P107 | 2014 | RS6036803A | P | 2014-09-11 | ZODIAC | VS-FHP1.0 | 100 | 1 | 699.9 |  | 1 | 699.9 |  | 1 | 699.9
P107 | 2015 | RS2095819A | P | 2015-03-12 | ZODIAC | VS-FHP1.0 | 100 | 1 | 699.95 |  | 1 | 699.95 |  | 1 | 699.95
P107 | 2014 | RS2079718A | P | 2014-10-14 | PENTAIR | 342000 | 100 | 1 | 699.99 |  | 1 | 699.99 |  | 1 | 699.99
P107 | 2014 | RS2076587A | P | 2014-10-27 | PENTAIR | 11017 | 100 | 1 | 699.99 |  | 1 | 699.99 |  | 1 | 699.99
P107 | 2015 | RS6069029A | P | 2015-09-17 | PENTAIR | 342000 | 100 | 1 | 699.99 |  | 1 | 699.99 |  | 1 | 699.99
P107 | 2015 | RS6060015A | P | 2015-05-20 | PENTAIR | 342000 | 100 | 1 | 699.99 |  | 1 | 699.99 |  | 1 | 699.99
P107 | 2014 | RS2086218A | P | 2014-12-11 | PENTAIR | 342000 | 100 | 1 | 699.99 |  | 1 | 699.99 |  | 1 | 699.99
P107 | 2015 | RS2118674A | P | 2015-12-08 | PENTAIR | 342001 | 100 | 1 | 699.99 |  | 1 | 699.99 |  | 1 | 699.99
P107 | 2014 | RS2077793A | P | 2014-09-25 | PENTAIR | 342000 | 100 | 1 | 699.99 |  | 1 | 699.99 |  | 1 | 699.99
P107 | 2015 | RS2108133A | P | 2015-08-07 | STA-RITE | 343000 | 100 | 1 | 699.99 |  | 1 | 699.99 |  | 1 | 699.99
P107 | 2015 | RS6059929A | P | 2015-05-19 | STA-RITE | 343000 | 100 | 1 | 699.99 |  | 1 | 699.99 |  | 1 | 699.99
P107 | 2015 | RS2099852A | P | 2015-05-04 | PENTAIR | 11018 | 100 | 1 | 700 |  | 1 | 700 |  | 1 | 700
P107 | 2015 | RS2098020A | P | 2015-04-10 | PENTAIR | 342001 | 100 | 1 | 700 |  | 1 | 700 |  | 1 | 700
P107 | 2015 | RS6064781A | P | 2015-07-20 | PENTAIR | 11018 | 100 | 1 | 700 |  | 1 | 700 |  | 1 | 700
P107 | 2014 | RS2074691A | P | 2014-09-03 | PENTAIR | 342000 | 100 | 1 | 700 |  | 1 | 700 |  | 1 | 700
P107 | 2014 | RS6025124A | P | 2014-05-02 | HAYWARD | SP2600VSP | 100 | 1 | 700.88 |  | 1 | 700.88 |  | 1 | 700.88
P107 | 2014 | RS2061749A | P | 2014-05-29 | PENTAIR | 342000 | 100 | 1 | 700.99 |  | 1 | 700.99 |  | 1 | 700.99
P107 | 2014 | RS2067106A | P | 2014-07-29 | PENTAIR | 342000 | 100 | 1 | 700.99 |  | 1 | 700.99 |  | 1 | 700.99
P107 | 2014 | RS2064513A | P | 2014-06-10 | PENTAIR | 342000 | 100 | 1 | 700.99 |  | 1 | 700.99 |  | 1 | 700.99
P107 | 2014 | RS2065480A | P | 2014-06-17 | PENTAIR | 342000 | 100 | 1 | 700.99 |  | 1 | 700.99 |  | 1 | 700.99
P107 | 2014 | RS2067105A | P | 2014-07-07 | PENTAIR | 342000 | 100 | 1 | 700.99 |  | 1 | 700.99 |  | 1 | 700.99
P107 | 2014 | RS2063121A | P | 2014-05-30 | PENTAIR | 342000 | 100 | 1 | 700.99 |  | 1 | 700.99 |  | 1 | 700.99
P107 | 2014 | RS6032598A | P | 2014-08-04 | HAYWARD | SP2300VSP | 100 | 1 | 703.78 |  | 1 | 703.78 |  | 1 | 703.78
P107 | 2014 | RS2075491A | P | 2014-09-10 | PENTAIR | 11018 | 100 | 1 | 704 |  | 1 | 704 |  | 1 | 704
P107 | 2015 | RS6057139A | P | 2015-04-10 | PENTAIR | 342000 | 100 | 1 | 708 |  | 1 | 708 |  | 1 | 708
P107 | 2015 | RS2113849A | P | 2015-10-12 | STA-RITE | P6E6VS4H-209L | 100 | 1 | 709 |  | 1 | 709 |  | 1 | 709
P107 | 2014 | RS2061525A | P | 2014-05-13 | PENTAIR | 342000 | 100 | 1 | 710 |  | 1 | 710 |  | 1 | 710
P107 | 2014 | RS2055676A | P | 2014-03-13 | PENTAIR | 342000 | 100 | 1 | 710 |  | 1 | 710 |  | 1 | 710
P107 | 2014 | RS2056634A | P | 2014-04-02 | WATERWAY PLASTICS INC. | ECONVSC-165 | 100 | 1 | 710 |  | 1 | 710 |  | 1 | 710
P107 | 2014 | RS2057991A | P | 2014-04-08 | ZODIAC | VS-FHP1.0 | 100 | 1 | 710 |  | 1 | 710 |  | 1 | 710
P107 | 2014 | RS6035703A | P | 2014-09-05 | ZODIAC | VS-FHP1.0 | 100 | 1 | 710 |  | 1 | 710 |  | 1 | 710
P107 | 2015 | RS2096223A | P | 2015-03-19 | ZODIAC | VS-FHP1.0 | 100 | 1 | 710 |  | 1 | 710 |  | 1 | 710
P107 | 2014 | RS2074630A | P | 2014-09-18 | PENTAIR | 342000 | 100 | 1 | 710.07 |  | 1 | 710.07 |  | 1 | 710.07
P107 | 2015 | RS6063434A | P | 2015-07-02 | PENTAIR | 342000 | 100 | 1 | 715 |  | 1 | 715 |  | 1 | 715
P107 | 2014 | RS6041205A | P | 2014-10-24 | HAYWARD | SP3400VSP | 100 | 1 | 717.21 |  | 1 | 717.21 |  | 1 | 717.21
P107 | 2015 | RS6068445A | P | 2015-09-10 | PENTAIR | 11018 | 100 | 1 | 719.95 |  | 1 | 719.95 |  | 1 | 719.95
P107 | 2014 | RS6022433A | P | 2014-04-10 | PENTAIR | 11018 | 100 | 1 | 720 |  | 1 | 720 |  | 1 | 720
P107 | 2015 | RS2100654A | P | 2015-05-13 | PENTAIR | 342001 | 100 | 1 | 720 |  | 1 | 720 |  | 1 | 720
P107 | 2015 | RS2110084A | P | 2015-08-28 | ZODIAC | VS-FHP1.0 | 100 | 1 | 720 |  | 1 | 720 |  | 1 | 720
P107 | 2015 | RS2095596A | P | 2015-03-06 | PENTAIR | 342001 | 100 | 1 | 724 |  | 1 | 724 |  | 1 | 724
P107 | 2014 | RS2085468A | P | 2014-12-26 | PENTAIR | 342000 | 100 | 1 | 724.6 |  | 1 | 724.6 |  | 1 | 724.6
P107 | 2015 | RS6058150A | P | 2015-04-24 | HAYWARD | SP3400VSP | 100 | 1 | 725 |  | 1 | 725 |  | 1 | 725
P107 | 2015 | RS2094708A | P | 2015-02-26 | PENTAIR | 342000 | 100 | 1 | 725 |  | 1 | 725 |  | 1 | 725
P107 | 2014 | RS6041385A | P | 2014-10-28 | PENTAIR | 342000 | 100 | 1 | 725 |  | 1 | 725 |  | 1 | 725
P107 | 2015 | RS6071388A | P | 2015-10-28 | PENTAIR | 11018 | 100 | 1 | 725 |  | 1 | 725 |  | 1 | 725
P107 | 2014 | RS2069181A | P | 2014-07-21 | PENTAIR | 11018 | 100 | 1 | 725 |  | 1 | 725 |  | 1 | 725
P107 | 2015 | RS6067289A | P | 2015-08-24 | PENTAIR | 11018 | 100 | 1 | 726.94 |  | 1 | 726.94 |  | 1 | 726.94
P107 | 2015 | RS2105372A | P | 2015-07-09 | PENTAIR | 342000 | 100 | 1 | 728.95 |  | 1 | 728.95 |  | 1 | 728.95
P107 | 2014 | RS2067625A | P | 2014-07-08 | HAYWARD | SP2300VSP | 100 | 1 | 729 |  | 1 | 729 |  | 1 | 729
P107 | 2015 | RS6065589A | P | 2015-07-28 | PENTAIR | 342000 | 100 | 1 | 729 |  | 1 | 729 |  | 1 | 729
P107 | 2015 | RS2104004A | P | 2015-06-24 | PENTAIR | 342001 | 100 | 1 | 729 |  | 1 | 729 |  | 1 | 729
P107 | 2015 | RS2101746A | P | 2015-05-27 | PENTAIR | 342000 | 100 | 1 | 729 |  | 1 | 729 |  | 1 | 729
P107 | 2015 | RS6067090A | P | 2015-08-18 | PENTAIR | 342000 | 100 | 1 | 729.99 |  | 1 | 729.99 |  | 1 | 729.99
P107 | 2014 | RS2084683A | P | 2014-12-26 | PENTAIR | 11017 | 100 | 1 | 730 |  | 1 | 730 |  | 1 | 730
P107 | 2015 | RS2109252A | P | 2015-08-19 | PENTAIR | 342001 | 100 | 1 | 730 |  | 1 | 730 |  | 1 | 730
P107 | 2015 | RS2097702A | P | 2015-04-06 | PENTAIR | 342001 | 100 | 1 | 730 |  | 1 | 730 |  | 1 | 730
P107 | 2014 | RS2076231A | P | 2014-09-12 | STA-RITE | 343000 | 100 | 1 | 730 |  | 1 | 730 |  | 1 | 730
P107 | 2014 | RS2063143A | P | 2014-05-30 | ZODIAC | VS-FHP1.0 | 100 | 1 | 730 |  | 1 | 730 |  | 1 | 730
P107 | 2015 | RS2103221A | P | 2015-07-01 | PENTAIR | 342001 | 100 | 1 | 731.28 |  | 1 | 731.28 |  | 1 | 731.28
P107 | 2015 | RS2110390A | P | 2015-09-02 | PENTAIR | 342001 | 100 | 1 | 735.5 |  | 1 | 735.5 |  | 1 | 735.5
P107 | 2014 | RS2070715A | P | 2014-08-18 | ZODIAC | VS-FHP1.0 | 100 | 1 | 736 |  | 1 | 736 |  | 1 | 736
P107 | 2014 | RS2070352A | P | 2014-07-30 | HAYWARD | SP2300VSP | 100 | 1 | 739 |  | 1 | 739 |  | 1 | 739
P107 | 2014 | RS2080950A | P | 2014-10-24 | HAYWARD | SP2300VSP | 100 | 1 | 739 |  | 1 | 739 |  | 1 | 739
P107 | 2015 | RS6059645A | P | 2015-06-12 | HAYWARD | SP2302VSP | 100 | 1 | 739 |  | 1 | 739 |  | 1 | 739
P107 | 2014 | RS2066548A | P | 2014-06-27 | ZODIAC | VS-FHP1.0 | 100 | 1 | 739 |  | 1 | 739 |  | 1 | 739
P107 | 2015 | RS2120103A | P | 2015-12-18 | HAYWARD | SP3202VSP | 100 | 1 | 740 |  | 1 | 740 |  | 1 | 740
P107 | 2014 | RS2066527A | P | 2014-06-27 | PENTAIR | 11018 | 100 | 1 | 740 |  | 1 | 740 |  | 1 | 740
P107 | 2015 | RS6054832A | P | 2015-03-06 | PENTAIR | 11018 | 100 | 1 | 740 |  | 1 | 740 |  | 1 | 740
P107 | 2015 | RS6052001A | P | 2015-01-28 | PENTAIR | 11018 | 100 | 1 | 741 |  | 1 | 741 |  | 1 | 741
P107 | 2014 | RS6041651D | P | 2014-11-18 | AQUAPRO SYSTEMS | SUNVS4** | 100 | 1 | 748.99 |  | 1 | 748.99 |  | 1 | 748.99
P107 | 2015 | RS2093902A | P | 2015-02-17 | PENTAIR | 342000 | 100 | 1 | 749 |  | 1 | 749 |  | 1 | 749
P107 | 2015 | RS2103710A | P | 2015-06-18 | PENTAIR | 342000 | 100 | 1 | 749 |  | 1 | 749 |  | 1 | 749
P107 | 2015 | RS6062126A | P | 2015-06-16 | HAYWARD | SP2300VSP | 100 | 1 | 749.99 |  | 1 | 749.99 |  | 1 | 749.99
P107 | 2015 | RS2106922A | P | 2015-07-24 | PENTAIR | 342001 | 100 | 1 | 749.99 |  | 1 | 749.99 |  | 1 | 749.99
P107 | 2015 | RS2104860A | P | 2015-07-28 | HAYWARD | SP3400VSP | 100 | 1 | 750 |  | 1 | 750 |  | 1 | 750
P107 | 2014 | RS2084952A | P | 2014-12-02 | HAYWARD | SP2300VSP | 100 | 1 | 750 |  | 1 | 750 |  | 1 | 750
P107 | 2015 | RS2120836A | P | 2015-12-29 | PENTAIR | 342001 | 100 | 1 | 750 |  | 1 | 750 |  | 1 | 750
P107 | 2014 | RS2051396A | P | 2014-02-03 | PENTAIR | 11018 | 100 | 1 | 750 |  | 1 | 750 |  | 1 | 750
P107 | 2014 | RS2052800A | P | 2014-02-20 | PENTAIR | 11018 | 100 | 1 | 750 |  | 1 | 750 |  | 1 | 750
P107 | 2014 | RS6037698A | P | 2014-09-22 | PENTAIR | 342000 | 100 | 1 | 750 |  | 1 | 750 |  | 1 | 750
P107 | 2015 | RS2120769A | P | 2015-12-29 | PENTAIR | 342001 | 100 | 1 | 750 |  | 1 | 750 |  | 1 | 750
P107 | 2014 | RS6029547A | P | 2014-07-01 | PENTAIR | 11018 | 100 | 1 | 750 |  | 1 | 750 |  | 1 | 750
P107 | 2015 | RS6074732A | P | 2015-12-24 | PENTAIR | 342000 | 100 | 1 | 750 |  | 1 | 750 |  | 1 | 750
P107 | 2014 | RS2062794A | P | 2014-05-30 | PENTAIR | 11018 | 100 | 1 | 750 |  | 1 | 750 |  | 1 | 750
P107 | 2015 | RS2112011A | P | 2015-10-02 | PENTAIR | 342001 | 100 | 1 | 750 |  | 1 | 750 |  | 1 | 750
P107 | 2014 | RS2081397A | P | 2014-10-29 | PENTAIR | 022005 | 100 | 1 | 750 |  | 1 | 750 |  | 1 | 750
P107 | 2015 | RS2110293A | P | 2015-09-02 | PENTAIR | 342001 | 100 | 1 | 750 |  | 1 | 750 |  | 1 | 750
P107 | 2015 | RS6065847A | P | 2015-08-21 | PENTAIR | 342001 | 100 | 1 | 750 |  | 1 | 750 |  | 1 | 750
P107 | 2015 | RS2111442A | P | 2015-09-17 | PENTAIR | 342001 | 100 | 1 | 750 |  | 1 | 750 |  | 1 | 750
P107 | 2015 | RS2095625A | P | 2015-03-09 | PENTAIR | 342000 | 100 | 1 | 750 |  | 1 | 750 |  | 1 | 750
P107 | 2015 | RS2117064A | P | 2015-11-16 | PENTAIR | 11018 | 100 | 1 | 750 |  | 1 | 750 |  | 1 | 750
P107 | 2014 | RS2088724A | P | 2015-01-02 | STA-RITE | 343000 | 100 | 1 | 750 |  | 1 | 750 |  | 1 | 750
P107 | 2014 | RS2079434A | P | 2014-10-08 | ZODIAC | VS-FHP1.0 | 100 | 1 | 750 |  | 1 | 750 |  | 1 | 750
P107 | 2014 | RS2080860A | P | 2014-10-23 | ZODIAC | VS-FHP1.0 | 100 | 1 | 750 |  | 1 | 750 |  | 1 | 750
P107 | 2014 | RS2079622A | P | 2014-10-09 | ZODIAC | VS-FHP1.0 | 100 | 1 | 750 |  | 1 | 750 |  | 1 | 750
P107 | 2015 | RS2090977A | P | 2015-01-16 | PENTAIR | 342000 | 100 | 1 | 750.1 |  | 1 | 750.1 |  | 1 | 750.1
P107 | 2015 | RS2092126A | P | 2015-01-28 | PENTAIR | 342000 | 100 | 1 | 751 |  | 1 | 751 |  | 1 | 751
P107 | 2015 | RS2104857A | P | 2015-07-01 | PENTAIR | 342001 | 100 | 1 | 751.16 |  | 1 | 751.16 |  | 1 | 751.16
P107 | 2015 | RS6059686A | P | 2015-05-15 | HAYWARD | SP3400VSP | 100 | 1 | 751.62 |  | 1 | 751.62 |  | 1 | 751.62
P107 | 2015 | RS6066153A | P | 2015-08-07 | PENTAIR | 11018 | 100 | 1 | 752.49 |  | 1 | 752.49 |  | 1 | 752.49
P107 | 2015 | RS6100294A | P | 2015-05-08 | PENTAIR | 342001 | 100 | 1 | 753.49 |  | 1 | 753.49 |  | 1 | 753.49
P107 | 2015 | RS6056261A | P | 2015-03-27 | PENTAIR | 342001 | 100 | 1 | 757.1 |  | 1 | 757.1 |  | 1 | 757.1
P107 | 2014 | RS2065136A | P | 2014-06-17 | PENTAIR | 11018 | 100 | 1 | 758.74 |  | 1 | 758.74 |  | 1 | 758.74
P107 | 2015 | RS6069385A | P | 2015-09-25 | PENTAIR | 11018 | 100 | 1 | 758.8 |  | 1 | 758.8 |  | 1 | 758.8
P107 | 2015 | RS6061629A | P | 2015-06-11 | HAYWARD | SP3200VSP | 100 | 1 | 758.85 |  | 1 | 758.85 |  | 1 | 758.85
P107 | 2015 | RS2098085A | P | 2015-04-10 | HAYWARD | SP3200VSP | 100 | 1 | 758.99 |  | 1 | 758.99 |  | 1 | 758.99
P107 | 2014 | RS2059090A | P | 2014-04-21 | HAYWARD | SP2300VSP | 100 | 1 | 759 |  | 1 | 759 |  | 1 | 759
P107 | 2015 | RS2100491A | P | 2015-05-13 | HAYWARD | SP2600VSP | 100 | 1 | 759 |  | 1 | 759 |  | 1 | 759
P107 | 2015 | RS2110560A | P | 2015-09-03 | PENTAIR | 342000 | 100 | 1 | 759 |  | 1 | 759 |  | 1 | 759
P107 | 2015 | RS6071653A | P | 2015-11-06 | PENTAIR | 342000 | 100 | 1 | 759.78 |  | 1 | 759.78 |  | 1 | 759.78
P107 | 2014 | RS2051671A | P | 2014-02-05 | PENTAIR | 11018 | 100 | 1 | 759.99 |  | 1 | 759.99 |  | 1 | 759.99
P107 | 2014 | RS6033656A | P | 2014-09-10 | STA-RITE | P6E6VS4H-209L | 100 | 1 | 759.99 |  | 1 | 759.99 |  | 1 | 759.99
P107 | 2015 | RS2102281A | P | 2015-06-24 | HAYWARD | SP3200VSP | 100 | 1 | 760 |  | 1 | 760 |  | 1 | 760
P107 | 2015 | RS2104610A | P | 2015-07-01 | STA-RITE | P6E6VS4H-209L | 100 | 1 | 760 |  | 1 | 760 |  | 1 | 760
P107 | 2015 | RS2116708A | P | 2015-12-08 | PENTAIR | 342001 | 100 | 1 | 761.5 |  | 1 | 761.5 |  | 1 | 761.5
P107 | 2014 | RS2055046A | P | 2014-03-07 | PENTAIR | 11018 | 100 | 1 | 765 |  | 1 | 765 |  | 1 | 765
P107 | 2014 | RS2057348A | P | 2014-03-28 | PENTAIR | 11018 | 100 | 1 | 766.37 |  | 1 | 766.37 |  | 1 | 766.37
P107 | 2014 | RS6028721A | P | 2014-06-20 | HAYWARD | SP2600VSP | 100 | 1 | 769 |  | 1 | 769 |  | 1 | 769
P107 | 2014 | RS2086657A | P | 2014-12-17 | PENTAIR | 342000 | 100 | 1 | 769.95 |  | 1 | 769.95 |  | 1 | 769.95
P107 | 2015 | RS2102216A | P | 2015-06-04 | PENTAIR | 342001 | 100 | 1 | 770 |  | 1 | 770 |  | 1 | 770
P107 | 2015 | RS2099846A | P | 2015-05-04 | PENTAIR | 342001 | 100 | 1 | 770 |  | 1 | 770 |  | 1 | 770
P107 | 2015 | RS2102714A | P | 2015-06-11 | PENTAIR | 342001 | 100 | 1 | 770 |  | 1 | 770 |  | 1 | 770
P107 | 2015 | RS2108181A | P | 2015-08-10 | PENTAIR | 342001 | 100 | 1 | 770 |  | 1 | 770 |  | 1 | 770
P107 | 2015 | RS2113876A | P | 2015-10-14 | PENTAIR | 342001 | 100 | 1 | 770 |  | 1 | 770 |  | 1 | 770
P107 | 2015 | RS2103072A | P | 2015-06-12 | PENTAIR | 342001 | 100 | 1 | 770 |  | 1 | 770 |  | 1 | 770
P107 | 2015 | RS2102394A | P | 2015-06-05 | PENTAIR | 342001 | 100 | 1 | 770 |  | 1 | 770 |  | 1 | 770
P107 | 2015 | RS2105548A | P | 2015-07-09 | PENTAIR | 342001 | 100 | 1 | 770 |  | 1 | 770 |  | 1 | 770
P107 | 2015 | RS2100902A | P | 2015-05-18 | PENTAIR | 342001 | 100 | 1 | 770 |  | 1 | 770 |  | 1 | 770
P107 | 2015 | RS2097332A | P | 2015-03-30 | ZODIAC | VS-FHP1.0 | 100 | 1 | 770 |  | 1 | 770 |  | 1 | 770
P107 | 2015 | RS6068821A | P | 2015-09-16 | PENTAIR | 342001 | 100 | 1 | 771.4 |  | 1 | 771.4 |  | 1 | 771.4
P107 | 2014 | RS2082987A | P | 2014-12-03 | PENTAIR | 342000 | 100 | 1 | 771.5 |  | 1 | 771.5 |  | 1 | 771.5
P107 | 2014 | RS6017676A | P | 2014-01-10 | HAYWARD | SP3400VSP | 100 | 1 | 774.99 |  | 1 | 774.99 |  | 1 | 774.99
P107 | 2014 | RS6017978A | P | 2014-01-15 | PENTAIR | 11018 | 100 | 1 | 774.99 |  | 1 | 774.99 |  | 1 | 774.99
P107 | 2015 | RS2100322B | P | 2015-05-11 | WATERWAY PLASTICS INC. | ECONVSC-165 | 100 | 1 | 775 |  | 1 | 775 |  | 1 | 775
P107 | 2015 | RS2117648A | P | 2015-11-23 | PENTAIR | 342000 | 100 | 1 | 778 |  | 1 | 778 |  | 1 | 778
P107 | 2015 | RS2109515A | P | 2015-08-27 | PENTAIR | 342000 | 100 | 1 | 778 |  | 1 | 778 |  | 1 | 778
P107 | 2015 | RS2104854A | P | 2015-07-01 | PENTAIR | 342000 | 100 | 1 | 778 |  | 1 | 778 |  | 1 | 778
P107 | 2014 | RS2077816A | P | 2014-09-25 | PENTAIR | 342000 | 100 | 1 | 779 |  | 1 | 779 |  | 1 | 779
P107 | 2014 | RS2062697A | P | 2014-05-30 | PENTAIR | 342000 | 100 | 1 | 779 |  | 1 | 779 |  | 1 | 779
P107 | 2014 | RS2058437A | P | 2014-04-11 | PENTAIR | 342000 | 100 | 1 | 779 |  | 1 | 779 |  | 1 | 779
P107 | 2015 | RS2099525A | P | 2015-05-26 | PENTAIR | 342000 | 100 | 1 | 779 |  | 1 | 779 |  | 1 | 779
P107 | 2014 | RS2064767A | P | 2014-06-17 | PENTAIR | 342000 | 100 | 1 | 779.85 |  | 1 | 779.85 |  | 1 | 779.85
P107 | 2015 | RS2092124A | P | 2015-01-28 | PENTAIR | 342000 | 100 | 1 | 779.95 |  | 1 | 779.95 |  | 1 | 779.95
P107 | 2015 | RS2101747A | P | 2015-05-27 | PENTAIR | 342000 | 100 | 1 | 779.95 |  | 1 | 779.95 |  | 1 | 779.95
P107 | 2014 | RS2075299A | P | 2014-09-05 | PENTAIR | 342000 | 100 | 1 | 779.95 |  | 1 | 779.95 |  | 1 | 779.95
P107 | 2014 | RS2057797A | P | 2014-04-10 | PENTAIR | 342000 | 100 | 1 | 779.95 |  | 1 | 779.95 |  | 1 | 779.95
P107 | 2014 | RS2053864A | P | 2014-02-26 | PENTAIR | 342000 | 100 | 1 | 779.95 |  | 1 | 779.95 |  | 1 | 779.95
P107 | 2014 | RS2053859A | P | 2014-02-26 | PENTAIR | 342000 | 100 | 1 | 779.95 |  | 1 | 779.95 |  | 1 | 779.95
P107 | 2014 | RS2055931A | P | 2014-03-17 | PENTAIR | 342000 | 100 | 1 | 779.95 |  | 1 | 779.95 |  | 1 | 779.95
P107 | 2014 | RS2059705A | P | 2014-04-24 | PENTAIR | 342000 | 100 | 1 | 779.95 |  | 1 | 779.95 |  | 1 | 779.95
P107 | 2014 | RS2082002A | P | 2014-11-05 | PENTAIR | 342000 | 100 | 1 | 779.95 |  | 1 | 779.95 |  | 1 | 779.95
P107 | 2014 | RS2058962A | P | 2014-04-17 | PENTAIR | 342000 | 100 | 1 | 779.95 |  | 1 | 779.95 |  | 1 | 779.95
P107 | 2014 | RS2053539A | P | 2014-02-21 | PENTAIR | 342000 | 100 | 1 | 779.95 |  | 1 | 779.95 |  | 1 | 779.95
P107 | 2014 | RS2056833A | P | 2014-03-25 | PENTAIR | 342000 | 100 | 1 | 779.95 |  | 1 | 779.95 |  | 1 | 779.95
P107 | 2015 | RS2101477A | P | 2015-05-22 | PENTAIR | 342000 | 100 | 1 | 779.95 |  | 1 | 779.95 |  | 1 | 779.95
P107 | 2015 | RS2096138A | P | 2015-03-16 | PENTAIR | 342000 | 100 | 1 | 779.95 |  | 1 | 779.95 |  | 1 | 779.95
P107 | 2015 | RS2096137A | P | 2015-03-16 | PENTAIR | 342000 | 100 | 1 | 779.95 |  | 1 | 779.95 |  | 1 | 779.95
P107 | 2014 | RS2077041A | P | 2014-09-19 | PENTAIR | 342000 | 100 | 1 | 779.95 |  | 1 | 779.95 |  | 1 | 779.95
P107 | 2014 | RS2063211A | P | 2014-05-30 | PENTAIR | 342000 | 100 | 1 | 779.95 |  | 1 | 779.95 |  | 1 | 779.95
P107 | 2014 | RS2076762A | P | 2014-09-18 | PENTAIR | 342000 | 100 | 1 | 779.95 |  | 1 | 779.95 |  | 1 | 779.95
P107 | 2014 | RS2058246A | P | 2014-04-09 | PENTAIR | 342000 | 100 | 1 | 779.95 |  | 1 | 779.95 |  | 1 | 779.95
P107 | 2014 | RS2076253A | P | 2014-09-12 | PENTAIR | 342000 | 100 | 1 | 779.95 |  | 1 | 779.95 |  | 1 | 779.95
P107 | 2014 | RS2072479A | P | 2014-08-18 | PENTAIR | 342000 | 100 | 1 | 779.95 |  | 1 | 779.95 |  | 1 | 779.95
P107 | 2014 | RS2077478A | P | 2014-09-24 | PENTAIR | 342000 | 100 | 1 | 779.95 |  | 1 | 779.95 |  | 1 | 779.95
P107 | 2014 | RS2050581A | P | 2014-02-13 | PENTAIR | 342000 | 100 | 1 | 779.95 |  | 1 | 779.95 |  | 1 | 779.95
P107 | 2014 | RS2083817A | P | 2014-11-18 | PENTAIR | 342000 | 100 | 1 | 779.95 |  | 1 | 779.95 |  | 1 | 779.95
P107 | 2015 | RS2098943A | P | 2015-04-20 | PENTAIR | 342000 | 100 | 1 | 779.95 |  | 1 | 779.95 |  | 1 | 779.95
P107 | 2014 | RS2067582A | P | 2014-07-08 | PENTAIR | 342000 | 100 | 1 | 779.95 |  | 1 | 779.95 |  | 1 | 779.95
P107 | 2015 | RS2100043A | P | 2015-05-06 | PENTAIR | 342000 | 100 | 1 | 779.95 |  | 1 | 779.95 |  | 1 | 779.95
P107 | 2015 | RS2094805A | P | 2015-02-26 | PENTAIR | 342000 | 100 | 1 | 779.95 |  | 1 | 779.95 |  | 1 | 779.95
P107 | 2014 | RS2053538A | P | 2014-02-21 | PENTAIR | 342000 | 100 | 1 | 779.95 |  | 1 | 779.95 |  | 1 | 779.95
P107 | 2014 | RS2056228A | P | 2014-03-19 | PENTAIR | 342000 | 100 | 1 | 779.95 |  | 1 | 779.95 |  | 1 | 779.95
P107 | 2015 | RS2100554A | P | 2015-05-13 | PENTAIR | 342000 | 100 | 1 | 779.95 |  | 1 | 779.95 |  | 1 | 779.95
P107 | 2014 | RS2077468A | P | 2014-09-24 | PENTAIR | 342000 | 100 | 1 | 779.95 |  | 1 | 779.95 |  | 1 | 779.95
P107 | 2014 | RS2053865A | P | 2014-02-26 | PENTAIR | 342000 | 100 | 1 | 779.95 |  | 1 | 779.95 |  | 1 | 779.95
P107 | 2014 | RS2051545A | P | 2014-02-07 | PENTAIR | 342000 | 100 | 1 | 779.95 |  | 1 | 779.95 |  | 1 | 779.95
P107 | 2014 | RS2050575A | P | 2014-02-14 | PENTAIR | 342000 | 100 | 1 | 779.95 |  | 1 | 779.95 |  | 1 | 779.95
P107 | 2014 | RS2077040A | P | 2014-09-19 | PENTAIR | 342000 | 100 | 1 | 779.95 |  | 1 | 779.95 |  | 1 | 779.95
P107 | 2014 | RS2077042A | P | 2014-09-19 | PENTAIR | 342000 | 100 | 1 | 779.95 |  | 1 | 779.95 |  | 1 | 779.95
P107 | 2015 | RS2094999A | P | 2015-03-03 | PENTAIR | 342000 | 100 | 1 | 779.95 |  | 1 | 779.95 |  | 1 | 779.95
P107 | 2015 | RS2105841A | P | 2015-07-13 | PENTAIR | 342000 | 100 | 1 | 779.95 |  | 1 | 779.95 |  | 1 | 779.95
P107 | 2015 | RS2103000A | P | 2015-06-11 | PENTAIR | 342000 | 100 | 1 | 779.95 |  | 1 | 779.95 |  | 1 | 779.95
P107 | 2015 | RS2099341A | P | 2015-04-28 | PENTAIR | 342000 | 100 | 1 | 779.95 |  | 1 | 779.95 |  | 1 | 779.95
P107 | 2014 | RS2056227A | P | 2014-03-19 | PENTAIR | 342000 | 100 | 1 | 779.95 |  | 1 | 779.95 |  | 1 | 779.95
P107 | 2014 | RS2073981A | P | 2014-08-27 | PENTAIR | 342000 | 100 | 1 | 779.95 |  | 1 | 779.95 |  | 1 | 779.95
P107 | 2014 | RS2053862A | P | 2014-03-21 | PENTAIR | 342000 | 100 | 1 | 779.95 |  | 1 | 779.95 |  | 1 | 779.95
P107 | 2015 | RS2099335A | P | 2015-04-28 | PENTAIR | 342000 | 100 | 1 | 779.95 |  | 1 | 779.95 |  | 1 | 779.95
P107 | 2014 | RS2067581A | P | 2014-07-08 | PENTAIR | 342000 | 100 | 1 | 779.95 |  | 1 | 779.95 |  | 1 | 779.95
P107 | 2014 | RS2063991A | P | 2014-06-05 | PENTAIR | 342000 | 100 | 1 | 779.95 |  | 1 | 779.95 |  | 1 | 779.95
P107 | 2015 | RS2095567A | P | 2015-03-09 | PENTAIR | 342000 | 100 | 1 | 779.95 |  | 1 | 779.95 |  | 1 | 779.95
P107 | 2014 | RS2078362A | P | 2014-09-30 | PENTAIR | 342000 | 100 | 1 | 779.95 |  | 1 | 779.95 |  | 1 | 779.95
P107 | 2015 | RS2103048A | P | 2015-06-12 | PENTAIR | 342000 | 100 | 1 | 779.95 |  | 1 | 779.95 |  | 1 | 779.95
P107 | 2015 | RS2092122A | P | 2015-01-28 | PENTAIR | 342000 | 100 | 1 | 779.95 |  | 1 | 779.95 |  | 1 | 779.95
P107 | 2015 | RS2100869A | P | 2015-05-18 | PENTAIR | 342000 | 100 | 1 | 779.95 |  | 1 | 779.95 |  | 1 | 779.95
P107 | 2014 | RS2085924A | P | 2014-12-10 | PENTAIR | 342000 | 100 | 1 | 779.95 |  | 1 | 779.95 |  | 1 | 779.95
P107 | 2014 | RS2051544A | P | 2014-02-10 | PENTAIR | 342000 | 100 | 1 | 779.95 |  | 1 | 779.95 |  | 1 | 779.95
P107 | 2014 | RS2054327A | P | 2014-03-03 | PENTAIR | 342000 | 100 | 1 | 779.95 |  | 1 | 779.95 |  | 1 | 779.95
P107 | 2015 | RS2093214A | P | 2015-02-10 | PENTAIR | 342000 | 100 | 1 | 779.95 |  | 1 | 779.95 |  | 1 | 779.95
P107 | 2015 | RS2098017A | P | 2015-04-10 | PENTAIR | 342000 | 100 | 1 | 779.95 |  | 1 | 779.95 |  | 1 | 779.95
P107 | 2015 | RS2095951A | P | 2015-03-17 | PENTAIR | 342000 | 100 | 1 | 779.95 |  | 1 | 779.95 |  | 1 | 779.95
P107 | 2014 | RS2060569A | P | 2014-05-09 | PENTAIR | 342000 | 100 | 1 | 779.95 |  | 1 | 779.95 |  | 1 | 779.95
P107 | 2014 | RS2070770A | P | 2014-08-05 | PENTAIR | 342000 | 100 | 1 | 779.95 |  | 1 | 779.95 |  | 1 | 779.95
P107 | 2015 | RS2096294A | P | 2015-03-18 | PENTAIR | 342000 | 100 | 1 | 779.95 |  | 1 | 779.95 |  | 1 | 779.95
P107 | 2015 | RS2096293A | P | 2015-03-18 | PENTAIR | 342000 | 100 | 1 | 779.95 |  | 1 | 779.95 |  | 1 | 779.95
P107 | 2014 | RS2058247A | P | 2014-04-09 | PENTAIR | 342000 | 100 | 1 | 779.95 |  | 1 | 779.95 |  | 1 | 779.95
P107 | 2014 | RS2058940A | P | 2014-04-16 | PENTAIR | 342000 | 100 | 1 | 779.95 |  | 1 | 779.95 |  | 1 | 779.95
P107 | 2014 | RS2078779A | P | 2014-10-02 | PENTAIR | 342000 | 100 | 1 | 779.95 |  | 1 | 779.95 |  | 1 | 779.95
P107 | 2014 | RS2053522A | P | 2014-02-21 | PENTAIR | 342000 | 100 | 1 | 779.95 |  | 1 | 779.95 |  | 1 | 779.95
P107 | 2015 | RS2096136A | P | 2015-03-16 | PENTAIR | 342000 | 100 | 1 | 779.95 |  | 1 | 779.95 |  | 1 | 779.95
P107 | 2014 | RS2077039A | P | 2014-09-19 | PENTAIR | 342000 | 100 | 1 | 779.95 |  | 1 | 779.95 |  | 1 | 779.95
P107 | 2014 | RS2055930A | P | 2014-03-17 | PENTAIR | 342000 | 100 | 1 | 779.95 |  | 1 | 779.95 |  | 1 | 779.95
P107 | 2014 | RS2050898A | P | 2014-02-14 | PENTAIR | 342000 | 100 | 1 | 779.95 |  | 1 | 779.95 |  | 1 | 779.95
P107 | 2014 | RS2053866A | P | 2014-02-26 | PENTAIR | 342000 | 100 | 1 | 779.95 |  | 1 | 779.95 |  | 1 | 779.95
P107 | 2014 | RS2057794A | P | 2014-04-03 | PENTAIR | 342000 | 100 | 1 | 779.95 |  | 1 | 779.95 |  | 1 | 779.95
P107 | 2014 | RS2063027A | P | 2014-05-30 | PENTAIR | 342000 | 100 | 1 | 779.95 |  | 1 | 779.95 |  | 1 | 779.95
P107 | 2014 | RS2070725A | P | 2014-08-04 | PENTAIR | 342000 | 100 | 1 | 779.95 |  | 1 | 779.95 |  | 1 | 779.95
P107 | 2014 | RS2082338A | P | 2014-11-06 | PENTAIR | 342000 | 100 | 1 | 779.95 |  | 1 | 779.95 |  | 1 | 779.95
P107 | 2014 | RS2050897A | P | 2014-02-13 | PENTAIR | 342000 | 100 | 1 | 779.95 |  | 1 | 779.95 |  | 1 | 779.95
P107 | 2015 | RS2092121A | P | 2015-01-28 | PENTAIR | 342000 | 100 | 1 | 779.95 |  | 1 | 779.95 |  | 1 | 779.95
P107 | 2015 | RS2101254A | P | 2015-05-21 | PENTAIR | 342000 | 100 | 1 | 779.95 |  | 1 | 779.95 |  | 1 | 779.95
P107 | 2015 | RS2092948A | P | 2015-02-05 | PENTAIR | 342000 | 100 | 1 | 779.95 |  | 1 | 779.95 |  | 1 | 779.95
P107 | 2014 | RS2068534A | P | 2014-07-15 | PENTAIR | 342000 | 100 | 1 | 779.95 |  | 1 | 779.95 |  | 1 | 779.95
P107 | 2014 | RS2070723A | P | 2014-08-04 | PENTAIR | 342000 | 100 | 1 | 779.95 |  | 1 | 779.95 |  | 1 | 779.95
P107 | 2014 | RS2061836A | P | 2014-05-16 | PENTAIR | 342000 | 100 | 1 | 779.95 |  | 1 | 779.95 |  | 1 | 779.95
P107 | 2014 | RS2076765A | P | 2014-09-18 | PENTAIR | 342000 | 100 | 1 | 779.95 |  | 1 | 779.95 |  | 1 | 779.95
P107 | 2015 | RS2091059A | P | 2015-01-19 | PENTAIR | 342000 | 100 | 1 | 779.95 |  | 1 | 779.95 |  | 1 | 779.95
P107 | 2014 | RS2050166A | P | 2014-02-13 | PENTAIR | 342000 | 100 | 1 | 779.95 |  | 1 | 779.95 |  | 1 | 779.95
P107 | 2014 | RS2054889A | P | 2014-03-06 | PENTAIR | 342000 | 100 | 1 | 779.95 |  | 1 | 779.95 |  | 1 | 779.95
P107 | 2014 | RS2081281A | P | 2014-10-28 | PENTAIR | 342000 | 100 | 1 | 779.95 |  | 1 | 779.95 |  | 1 | 779.95
P107 | 2015 | RS2103882A | P | 2015-06-24 | PENTAIR | 342000 | 100 | 1 | 779.95 |  | 1 | 779.95 |  | 1 | 779.95
P107 | 2014 | RS2065363A | P | 2014-06-20 | PENTAIR | 342000 | 100 | 1 | 779.95 |  | 1 | 779.95 |  | 1 | 779.95
P107 | 2015 | RS2094996A | P | 2015-03-03 | PENTAIR | 342000 | 100 | 1 | 779.95 |  | 1 | 779.95 |  | 1 | 779.95
P107 | 2015 | RS2095054A | P | 2015-03-04 | PENTAIR | 342000 | 100 | 1 | 779.95 |  | 1 | 779.95 |  | 1 | 779.95
P107 | 2015 | RS2096852A | P | 2015-03-25 | PENTAIR | 342000 | 100 | 1 | 779.95 |  | 1 | 779.95 |  | 1 | 779.95
P107 | 2015 | RS2096853A | P | 2015-03-25 | PENTAIR | 342000 | 100 | 1 | 779.95 |  | 1 | 779.95 |  | 1 | 779.95
P107 | 2015 | RS2104596A | P | 2015-07-01 | PENTAIR | 342000 | 100 | 1 | 779.95 |  | 1 | 779.95 |  | 1 | 779.95
P107 | 2014 | RS2053535A | P | 2014-02-21 | PENTAIR | 342000 | 100 | 1 | 779.95 |  | 1 | 779.95 |  | 1 | 779.95
P107 | 2014 | RS2073427A | P | 2014-08-20 | PENTAIR | 342000 | 100 | 1 | 779.95 |  | 1 | 779.95 |  | 1 | 779.95
P107 | 2014 | RS2050579A | P | 2014-02-13 | PENTAIR | 342000 | 100 | 1 | 779.95 |  | 1 | 779.95 |  | 1 | 779.95
P107 | 2015 | RS2095053A | P | 2015-03-04 | PENTAIR | 342000 | 100 | 1 | 779.95 |  | 1 | 779.95 |  | 1 | 779.95
P107 | 2015 | RS2095208A | P | 2015-03-04 | PENTAIR | 342000 | 100 | 1 | 779.95 |  | 1 | 779.95 |  | 1 | 779.95
P107 | 2015 | RS2096723A | P | 2015-03-23 | PENTAIR | 342000 | 100 | 1 | 779.95 |  | 1 | 779.95 |  | 1 | 779.95
P107 | 2014 | RS2048616A | P | 2014-01-15 | PENTAIR | 11018 | 100 | 1 | 779.95 |  | 1 | 779.95 |  | 1 | 779.95
P107 | 2014 | RS2070720A | P | 2014-08-04 | PENTAIR | 342000 | 100 | 1 | 779.95 |  | 1 | 779.95 |  | 1 | 779.95
P107 | 2014 | RS2080655A | P | 2014-10-29 | PENTAIR | 342000 | 200 | 2 | 779.95 |  | 2 | 779.95 |  | 2 | 779.95
P107 | 2015 | RS2091057A | P | 2015-01-19 | PENTAIR | 342000 | 100 | 1 | 779.95 |  | 1 | 779.95 |  | 1 | 779.95
P107 | 2015 | RS2093451A | P | 2015-02-12 | PENTAIR | 342000 | 100 | 1 | 779.95 |  | 1 | 779.95 |  | 1 | 779.95
P107 | 2015 | RS2095568A | P | 2015-03-09 | PENTAIR | 342000 | 100 | 1 | 779.95 |  | 1 | 779.95 |  | 1 | 779.95
P107 | 2014 | RS2074830A | P | 2014-09-04 | PENTAIR | 342000 | 100 | 1 | 779.95 |  | 1 | 779.95 |  | 1 | 779.95
P107 | 2014 | RS2066074A | P | 2014-06-30 | PENTAIR | 342000 | 100 | 1 | 779.95 |  | 1 | 779.95 |  | 1 | 779.95
P107 | 2015 | RS2102043A | P | 2015-06-01 | PENTAIR | 342000 | 100 | 1 | 779.95 |  | 1 | 779.95 |  | 1 | 779.95
P107 | 2015 | RS2095051A | P | 2015-03-04 | PENTAIR | 342000 | 100 | 1 | 779.95 |  | 1 | 779.95 |  | 1 | 779.95
P107 | 2014 | RS2061590A | P | 2014-05-13 | PENTAIR | 342000 | 100 | 1 | 779.95 |  | 1 | 779.95 |  | 1 | 779.95
P107 | 2015 | RS2099526A | P | 2015-04-30 | PENTAIR | 342000 | 100 | 1 | 779.95 |  | 1 | 779.95 |  | 1 | 779.95
P107 | 2015 | RS2100555A | P | 2015-05-13 | PENTAIR | 342000 | 100 | 1 | 779.95 |  | 1 | 779.95 |  | 1 | 779.95
P107 | 2015 | RS2094054A | P | 2015-02-18 | PENTAIR | 342000 | 100 | 1 | 779.95 |  | 1 | 779.95 |  | 1 | 779.95
P107 | 2014 | RS2056832A | P | 2014-03-25 | PENTAIR | 342000 | 100 | 1 | 779.95 |  | 1 | 779.95 |  | 1 | 779.95
P107 | 2014 | RS2050965A | P | 2014-02-14 | PENTAIR | 342000 | 100 | 1 | 779.95 |  | 1 | 779.95 |  | 1 | 779.95
P107 | 2014 | RS2070719A | P | 2014-08-04 | PENTAIR | 342000 | 100 | 1 | 779.95 |  | 1 | 779.95 |  | 1 | 779.95
P107 | 2014 | RS2073983A | P | 2014-08-27 | PENTAIR | 342000 | 100 | 1 | 779.95 |  | 1 | 779.95 |  | 1 | 779.95
P107 | 2014 | RS2068512A | P | 2014-07-15 | PENTAIR | 342000 | 100 | 1 | 779.95 |  | 1 | 779.95 |  | 1 | 779.95
P107 | 2014 | RS2078358A | P | 2014-09-30 | PENTAIR | 342000 | 100 | 1 | 779.95 |  | 1 | 779.95 |  | 1 | 779.95
P107 | 2014 | RS2049495A | P | 2014-02-13 | PENTAIR | 342000 | 100 | 1 | 779.95 |  | 1 | 779.95 |  | 1 | 779.95
P107 | 2014 | RS2088619A | P | 2015-01-02 | PENTAIR | 342000 | 100 | 1 | 779.95 |  | 1 | 779.95 |  | 1 | 779.95
P107 | 2015 | RS2098942A | P | 2015-04-20 | PENTAIR | 342000 | 100 | 1 | 779.95 |  | 1 | 779.95 |  | 1 | 779.95
P107 | 2015 | RS2105839A | P | 2015-07-13 | PENTAIR | 342000 | 100 | 1 | 779.95 |  | 1 | 779.95 |  | 1 | 779.95
P107 | 2014 | RS2053348A | P | 2014-02-25 | PENTAIR | 342000 | 100 | 1 | 779.95 |  | 1 | 779.95 |  | 1 | 779.95
P107 | 2014 | RS2057795A | P | 2014-04-03 | PENTAIR | 342000 | 100 | 1 | 779.95 |  | 1 | 779.95 |  | 1 | 779.95
P107 | 2014 | RS2051547A | P | 2014-02-12 | PENTAIR | 342000 | 100 | 1 | 779.95 |  | 1 | 779.95 |  | 1 | 779.95
P107 | 2015 | RS2101749A | P | 2015-05-27 | PENTAIR | 342000 | 100 | 1 | 779.95 |  | 1 | 779.95 |  | 1 | 779.95
P107 | 2014 | RS2066261A | P | 2014-06-30 | PENTAIR | 342000 | 100 | 1 | 779.95 |  | 1 | 779.95 |  | 1 | 779.95
P107 | 2014 | RS2051543A | P | 2014-02-20 | PENTAIR | 342000 | 100 | 1 | 779.95 |  | 1 | 779.95 |  | 1 | 779.95
P107 | 2014 | RS2074634A | P | 2014-09-02 | PENTAIR | 342000 | 100 | 1 | 779.95 |  | 1 | 779.95 |  | 1 | 779.95
P107 | 2014 | RS2057477A | P | 2014-03-31 | PENTAIR | 342000 | 100 | 1 | 779.95 |  | 1 | 779.95 |  | 1 | 779.95
P107 | 2015 | RS2094864A | P | 2015-02-27 | PENTAIR | 342000 | 100 | 1 | 779.95 |  | 1 | 779.95 |  | 1 | 779.95
P107 | 2015 | RS2095950A | P | 2015-03-17 | PENTAIR | 342000 | 100 | 1 | 779.95 |  | 1 | 779.95 |  | 1 | 779.95
P107 | 2015 | RS2105154A | P | 2015-07-07 | PENTAIR | 342000 | 100 | 1 | 779.95 |  | 1 | 779.95 |  | 1 | 779.95
P107 | 2014 | RS2059312A | P | 2014-05-01 | PENTAIR | 342000 | 100 | 1 | 779.95 |  | 1 | 779.95 |  | 1 | 779.95
P107 | 2014 | RS2068513A | P | 2014-07-15 | PENTAIR | 342000 | 100 | 1 | 779.95 |  | 1 | 779.95 |  | 1 | 779.95
P107 | 2015 | RS2098283A | P | 2015-04-10 | PENTAIR | 342000 | 100 | 1 | 779.95 |  | 1 | 779.95 |  | 1 | 779.95
P107 | 2015 | RS2105155A | P | 2015-07-07 | PENTAIR | 342000 | 100 | 1 | 779.95 |  | 1 | 779.95 |  | 1 | 779.95
P107 | 2014 | RS2078359A | P | 2014-09-30 | PENTAIR | 342000 | 100 | 1 | 779.95 |  | 1 | 779.95 |  | 1 | 779.95
P107 | 2015 | RS2094795A | P | 2015-02-26 | PENTAIR | 342000 | 100 | 1 | 779.95 |  | 1 | 779.95 |  | 1 | 779.95
P107 | 2014 | RS2054886A | P | 2014-03-06 | PENTAIR | 342000 | 100 | 1 | 779.95 |  | 1 | 779.95 |  | 1 | 779.95
P107 | 2015 | RS2093213A | P | 2015-02-10 | PENTAIR | 342000 | 100 | 1 | 779.95 |  | 1 | 779.95 |  | 1 | 779.95
P107 | 2014 | RS2053349A | P | 2014-02-20 | PENTAIR | 342000 | 100 | 1 | 779.95 |  | 1 | 779.95 |  | 1 | 779.95
P107 | 2014 | RS2063213A | P | 2014-05-30 | PENTAIR | 342000 | 100 | 1 | 779.95 |  | 1 | 779.95 |  | 1 | 779.95
P107 | 2014 | RS2068920A | P | 2014-07-21 | PENTAIR | 342000 | 100 | 1 | 779.95 |  | 1 | 779.95 |  | 1 | 779.95
P107 | 2014 | RS2080082A | P | 2014-10-17 | PENTAIR | 342000 | 100 | 1 | 779.95 |  | 1 | 779.95 |  | 1 | 779.95
P107 | 2015 | RS2105156A | P | 2015-07-07 | PENTAIR | 342000 | 100 | 1 | 779.95 |  | 1 | 779.95 |  | 1 | 779.95
P107 | 2015 | RS2101476A | P | 2015-05-22 | PENTAIR | 342000 | 100 | 1 | 779.95 |  | 1 | 779.95 |  | 1 | 779.95
P107 | 2015 | RS2098284A | P | 2015-04-10 | PENTAIR | 342000 | 100 | 1 | 779.95 |  | 1 | 779.95 |  | 1 | 779.95
P107 | 2015 | RS2100556A | P | 2015-05-21 | PENTAIR | 342000 | 100 | 1 | 779.95 |  | 1 | 779.95 |  | 1 | 779.95
P107 | 2015 | RS2094793A | P | 2015-02-26 | PENTAIR | 342000 | 100 | 1 | 779.95 |  | 1 | 779.95 |  | 1 | 779.95
P107 | 2014 | RS2050967A | P | 2014-02-20 | PENTAIR | 342000 | 100 | 1 | 779.95 |  | 1 | 779.95 |  | 1 | 779.95
P107 | 2015 | RS2095052A | P | 2015-03-04 | PENTAIR | 342000 | 100 | 1 | 779.95 |  | 1 | 779.95 |  | 1 | 779.95
P107 | 2015 | RS2094804A | P | 2015-02-26 | PENTAIR | 342000 | 100 | 1 | 779.95 |  | 1 | 779.95 |  | 1 | 779.95
P107 | 2014 | RS2053537A | P | 2014-02-21 | PENTAIR | 342000 | 100 | 1 | 779.95 |  | 1 | 779.95 |  | 1 | 779.95
P107 | 2014 | RS2056834A | P | 2014-03-25 | PENTAIR | 342000 | 100 | 1 | 779.95 |  | 1 | 779.95 |  | 1 | 779.95
P107 | 2014 | RS2070724A | P | 2014-08-04 | PENTAIR | 342000 | 100 | 1 | 779.95 |  | 1 | 779.95 |  | 1 | 779.95
P107 | 2015 | RS2095211A | P | 2015-03-04 | PENTAIR | 342000 | 100 | 1 | 779.95 |  | 1 | 779.95 |  | 1 | 779.95
P107 | 2014 | RS2068514A | P | 2014-07-15 | PENTAIR | 342000 | 100 | 1 | 779.95 |  | 1 | 779.95 |  | 1 | 779.95
P107 | 2014 | RS2061838A | P | 2014-05-16 | PENTAIR | 342000 | 100 | 1 | 779.95 |  | 1 | 779.95 |  | 1 | 779.95
P107 | 2014 | RS2084759A | P | 2014-12-01 | PENTAIR | 342000 | 100 | 1 | 779.95 |  | 1 | 779.95 |  | 1 | 779.95
P107 | 2014 | RS2084760A | P | 2014-12-01 | PENTAIR | 342000 | 100 | 1 | 779.95 |  | 1 | 779.95 |  | 1 | 779.95
P107 | 2015 | RS2103065A | P | 2015-06-12 | PENTAIR | 342000 | 100 | 1 | 779.95 |  | 1 | 779.95 |  | 1 | 779.95
P107 | 2014 | RS2078778A | P | 2014-10-02 | PENTAIR | 342000 | 100 | 1 | 779.95 |  | 1 | 779.95 |  | 1 | 779.95
P107 | 2015 | RS2099334A | P | 2015-04-28 | PENTAIR | 342000 | 100 | 1 | 779.95 |  | 1 | 779.95 |  | 1 | 779.95
P107 | 2014 | RS2065610A | P | 2014-06-30 | PENTAIR | 342000 | 100 | 1 | 779.95 |  | 1 | 779.95 |  | 1 | 779.95
P107 | 2015 | RS2094273A | P | 2015-02-19 | PENTAIR | 342000 | 100 | 1 | 779.95 |  | 1 | 779.95 |  | 1 | 779.95
P107 | 2015 | RS2095569A | P | 2015-03-09 | PENTAIR | 342000 | 100 | 1 | 779.95 |  | 1 | 779.95 |  | 1 | 779.95
P107 | 2015 | RS2091526A | P | 2015-01-21 | PENTAIR | 342000 | 100 | 1 | 779.95 |  | 1 | 779.95 |  | 1 | 779.95
P107 | 2015 | RS2103886A | P | 2015-06-22 | PENTAIR | 342000 | 100 | 1 | 779.95 |  | 1 | 779.95 |  | 1 | 779.95
P107 | 2014 | RS2072338A | P | 2014-08-13 | PENTAIR | 342000 | 100 | 1 | 779.95 |  | 1 | 779.95 |  | 1 | 779.95
P107 | 2015 | RS2098025A | P | 2015-04-10 | PENTAIR | 342000 | 100 | 1 | 779.95 |  | 1 | 779.95 |  | 1 | 779.95
P107 | 2014 | RS2070718A | P | 2014-08-04 | PENTAIR | 342000 | 100 | 1 | 779.95 |  | 1 | 779.95 |  | 1 | 779.95
P107 | 2014 | RS2050899A | P | 2014-02-14 | PENTAIR | 342000 | 100 | 1 | 779.95 |  | 1 | 779.95 |  | 1 | 779.95
P107 | 2014 | RS2058436A | P | 2014-04-11 | PENTAIR | 342000 | 100 | 1 | 779.95 |  | 1 | 779.95 |  | 1 | 779.95
P107 | 2014 | RS2083818A | P | 2014-11-18 | PENTAIR | 342000 | 100 | 1 | 779.95 |  | 1 | 779.95 |  | 1 | 779.95
P107 | 2015 | RS2091528A | P | 2015-02-03 | PENTAIR | 342000 | 100 | 1 | 779.95 |  | 1 | 779.95 |  | 1 | 779.95
P107 | 2015 | RS2104593A | P | 2015-07-01 | PENTAIR | 342000 | 100 | 1 | 779.95 |  | 1 | 779.95 |  | 1 | 779.95
P107 | 2015 | RS2104488A | P | 2015-06-26 | PENTAIR | 342000 | 100 | 1 | 779.95 |  | 1 | 779.95 |  | 1 | 779.95
P107 | 2014 | RS2049496A | P | 2014-02-21 | PENTAIR | 342000 | 200 | 2 | 779.95 |  | 2 | 779.95 |  | 2 | 779.95
P107 | 2014 | RS2064769A | P | 2014-06-13 | PENTAIR | 342000 | 100 | 1 | 779.95 |  | 1 | 779.95 |  | 1 | 779.95
P107 | 2015 | RS2100558A | P | 2015-05-13 | PENTAIR | 342000 | 100 | 1 | 779.95 |  | 1 | 779.95 |  | 1 | 779.95
P107 | 2014 | RS2071252A | P | 2014-08-07 | PENTAIR | 342000 | 100 | 1 | 779.95 |  | 1 | 779.95 |  | 1 | 779.95
P107 | 2014 | RS2080868A | P | 2014-10-23 | PENTAIR | 342000 | 100 | 1 | 779.95 |  | 1 | 779.95 |  | 1 | 779.95
P107 | 2014 | RS2053534A | P | 2014-02-21 | PENTAIR | 342000 | 100 | 1 | 779.95 |  | 1 | 779.95 |  | 1 | 779.95
P107 | 2014 | RS2053780A | P | 2014-02-24 | PENTAIR | 342000 | 100 | 1 | 779.95 |  | 1 | 779.95 |  | 1 | 779.95
P107 | 2014 | RS2060606A | P | 2014-05-02 | PENTAIR | 342000 | 100 | 1 | 779.95 |  | 1 | 779.95 |  | 1 | 779.95
P107 | 2014 | RS2068143A | P | 2014-07-30 | PENTAIR | 342000 | 100 | 1 | 779.95 |  | 1 | 779.95 |  | 1 | 779.95
P107 | 2014 | RS2054323A | P | 2014-03-03 | PENTAIR | 342000 | 100 | 1 | 779.95 |  | 1 | 779.95 |  | 1 | 779.95
P107 | 2015 | RS2094053A | P | 2015-02-18 | PENTAIR | 342000 | 100 | 1 | 779.95 |  | 1 | 779.95 |  | 1 | 779.95
P107 | 2015 | RS2103941A | P | 2015-06-23 | PENTAIR | 342000 | 100 | 1 | 779.95 |  | 1 | 779.95 |  | 1 | 779.95
P107 | 2014 | RS2066262A | P | 2014-07-15 | PENTAIR | 342000 | 100 | 1 | 779.95 |  | 1 | 779.95 |  | 1 | 779.95
P107 | 2014 | RS2051546A | P | 2014-02-10 | PENTAIR | 342000 | 100 | 1 | 779.95 |  | 1 | 779.95 |  | 1 | 779.95
P107 | 2015 | RS2102329A | P | 2015-06-05 | PENTAIR | 342000 | 100 | 1 | 779.95 |  | 1 | 779.95 |  | 1 | 779.95
P107 | 2015 | RS2098281A | P | 2015-04-10 | PENTAIR | 342000 | 100 | 1 | 779.95 |  | 1 | 779.95 |  | 1 | 779.95
P107 | 2015 | RS2094806A | P | 2015-02-26 | PENTAIR | 342000 | 100 | 1 | 779.95 |  | 1 | 779.95 |  | 1 | 779.95
P107 | 2014 | RS2066260A | P | 2014-06-30 | PENTAIR | 342000 | 100 | 1 | 779.95 |  | 1 | 779.95 |  | 1 | 779.95
P107 | 2014 | RS2066263A | P | 2014-06-30 | PENTAIR | 342000 | 100 | 1 | 779.95 |  | 1 | 779.95 |  | 1 | 779.95
P107 | 2014 | RS2057685A | P | 2014-04-02 | PENTAIR | 342000 | 100 | 1 | 779.95 |  | 1 | 779.95 |  | 1 | 779.95
P107 | 2014 | RS2077474A | P | 2014-09-24 | PENTAIR | 342000 | 100 | 1 | 779.95 |  | 1 | 779.95 |  | 1 | 779.95
P107 | 2014 | RS2061837A | P | 2014-05-19 | PENTAIR | 342000 | 100 | 1 | 779.95 |  | 1 | 779.95 |  | 1 | 779.95
P107 | 2014 | RS2076254A | P | 2014-09-12 | PENTAIR | 342000 | 100 | 1 | 779.95 |  | 1 | 779.95 |  | 1 | 779.95
P107 | 2015 | RS2102041A | P | 2015-06-02 | PENTAIR | 342000 | 100 | 1 | 779.95 |  | 1 | 779.95 |  | 1 | 779.95
P107 | 2014 | RS2085331A | P | 2014-12-04 | PENTAIR | 342000 | 100 | 1 | 779.95 |  | 1 | 779.95 |  | 1 | 779.95
P107 | 2015 | RS2096295A | P | 2015-03-18 | PENTAIR | 342000 | 100 | 1 | 779.95 |  | 1 | 779.95 |  | 1 | 779.95
P107 | 2015 | RS2094808A | P | 2015-02-26 | PENTAIR | 342000 | 100 | 1 | 779.95 |  | 1 | 779.95 |  | 1 | 779.95
P107 | 2015 | RS2103884A | P | 2015-06-22 | PENTAIR | 342000 | 100 | 1 | 779.95 |  | 1 | 779.95 |  | 1 | 779.95
P107 | 2014 | RS2067578A | P | 2014-07-08 | PENTAIR | 342000 | 100 | 1 | 779.95 |  | 1 | 779.95 |  | 1 | 779.95
P107 | 2015 | RS2104595A | P | 2015-07-01 | PENTAIR | 342000 | 100 | 1 | 779.95 |  | 1 | 779.95 |  | 1 | 779.95
P107 | 2014 | RS2056831A | P | 2014-03-25 | PENTAIR | 342000 | 100 | 1 | 779.95 |  | 1 | 779.95 |  | 1 | 779.95
P107 | 2014 | RS2055877A | P | 2014-03-14 | PENTAIR | 342000 | 100 | 1 | 779.95 |  | 1 | 779.95 |  | 1 | 779.95
P107 | 2014 | RS2064776A | P | 2014-06-20 | PENTAIR | 342000 | 100 | 1 | 779.95 |  | 1 | 779.95 |  | 1 | 779.95
P107 | 2014 | RS2075300A | P | 2014-09-05 | PENTAIR | 342000 | 100 | 1 | 779.95 |  | 1 | 779.95 |  | 1 | 779.95
P107 | 2014 | RS2077475A | P | 2014-09-24 | PENTAIR | 342000 | 100 | 1 | 779.95 |  | 1 | 779.95 |  | 1 | 779.95
P107 | 2014 | RS2077477A | P | 2014-09-24 | PENTAIR | 342000 | 100 | 1 | 779.95 |  | 1 | 779.95 |  | 1 | 779.95
P107 | 2015 | RS2103938A | P | 2015-06-23 | PENTAIR | 342000 | 100 | 1 | 779.95 |  | 1 | 779.95 |  | 1 | 779.95
P107 | 2014 | RS2057475A | P | 2014-03-31 | PENTAIR | 342000 | 100 | 1 | 779.95 |  | 1 | 779.95 |  | 1 | 779.95
P107 | 2014 | RS2077476A | P | 2014-11-20 | PENTAIR | 342000 | 100 | 1 | 779.95 |  | 1 | 779.95 |  | 1 | 779.95
P107 | 2015 | RS2105838A | P | 2015-07-13 | PENTAIR | 342000 | 100 | 1 | 779.95 |  | 1 | 779.95 |  | 1 | 779.95
P107 | 2014 | RS2062226A | P | 2014-05-19 | PENTAIR | 342000 | 100 | 1 | 779.95 |  | 1 | 779.95 |  | 1 | 779.95
P107 | 2014 | RS2053452A | P | 2014-02-21 | PENTAIR | 342000 | 100 | 1 | 779.95 |  | 1 | 779.95 |  | 1 | 779.95
P107 | 2015 | RS2104486A | P | 2015-06-26 | PENTAIR | 342000 | 100 | 1 | 779.95 |  | 1 | 779.95 |  | 1 | 779.95
P107 | 2015 | RS2103001A | P | 2015-06-11 | PENTAIR | 342000 | 100 | 1 | 779.95 |  | 1 | 779.95 |  | 1 | 779.95
P107 | 2015 | RS2103842A | P | 2015-06-19 | PENTAIR | 342000 | 100 | 1 | 779.95 |  | 1 | 779.95 |  | 1 | 779.95
P107 | 2014 | RS2073422A | P | 2014-09-02 | PENTAIR | 342000 | 100 | 1 | 779.95 |  | 1 | 779.95 |  | 1 | 779.95
P107 | 2014 | RS2066259A | P | 2014-06-25 | PENTAIR | 342000 | 100 | 1 | 779.95 |  | 1 | 779.95 |  | 1 | 779.95
P107 | 2015 | RS2092125A | P | 2015-01-28 | PENTAIR | 342000 | 100 | 1 | 779.95 |  | 1 | 779.95 |  | 1 | 779.95
P107 | 2014 | RS2081036A | P | 2014-10-24 | PENTAIR | 342000 | 100 | 1 | 779.95 |  | 1 | 779.95 |  | 1 | 779.95
P107 | 2015 | RS2095209A | P | 2015-03-04 | PENTAIR | 342000 | 100 | 1 | 779.95 |  | 1 | 779.95 |  | 1 | 779.95
P107 | 2014 | RS2068535A | P | 2014-07-15 | PENTAIR | 342000 | 100 | 1 | 779.95 |  | 1 | 779.95 |  | 1 | 779.95
P107 | 2014 | RS2059206A | P | 2014-05-01 | PENTAIR | 342000 | 100 | 1 | 779.95 |  | 1 | 779.95 |  | 1 | 779.95
P107 | 2014 | RS2063992A | P | 2014-06-05 | PENTAIR | 342000 | 100 | 1 | 779.95 |  | 1 | 779.95 |  | 1 | 779.95
P107 | 2014 | RS2079730A | P | 2014-10-14 | PENTAIR | 342000 | 100 | 1 | 779.95 |  | 1 | 779.95 |  | 1 | 779.95
P107 | 2015 | RS2098024A | P | 2015-04-10 | PENTAIR | 342000 | 100 | 1 | 779.95 |  | 1 | 779.95 |  | 1 | 779.95
P107 | 2015 | RS2091058A | P | 2015-01-19 | PENTAIR | 342000 | 100 | 1 | 779.95 |  | 1 | 779.95 |  | 1 | 779.95
P107 | 2015 | RS2105846A | P | 2015-07-13 | PENTAIR | 342000 | 100 | 1 | 779.95 |  | 1 | 779.95 |  | 1 | 779.95
P107 | 2014 | RS2073982A | P | 2014-08-27 | PENTAIR | 342000 | 100 | 1 | 779.95 |  | 1 | 779.95 |  | 1 | 779.95
P107 | 2015 | RS2095055A | P | 2015-03-04 | PENTAIR | 342000 | 100 | 1 | 779.95 |  | 1 | 779.95 |  | 1 | 779.95
P107 | 2015 | RS2098771A | P | 2015-04-16 | PENTAIR | 342000 | 100 | 1 | 779.95 |  | 1 | 779.95 |  | 1 | 779.95
P107 | 2015 | RS2103066A | P | 2015-06-12 | PENTAIR | 342000 | 100 | 1 | 779.95 |  | 1 | 779.95 |  | 1 | 779.95
P107 | 2014 | RS2080654A | P | 2014-10-22 | PENTAIR | 342000 | 100 | 1 | 779.95 |  | 1 | 779.95 |  | 1 | 779.95
P107 | 2015 | RS2105845A | P | 2015-07-13 | PENTAIR | 342000 | 100 | 1 | 779.95 |  | 1 | 779.95 |  | 1 | 779.95
P107 | 2015 | RS2103883A | P | 2015-06-22 | PENTAIR | 342000 | 100 | 1 | 779.95 |  | 1 | 779.95 |  | 1 | 779.95
P107 | 2015 | RS2098016A | P | 2015-04-22 | PENTAIR | 342000 | 100 | 1 | 779.95 |  | 1 | 779.95 |  | 1 | 779.95
P107 | 2015 | RS2102525A | P | 2015-06-05 | PENTAIR | 342000 | 100 | 1 | 779.95 |  | 1 | 779.95 |  | 1 | 779.95
P107 | 2015 | RS2105837A | P | 2015-07-13 | PENTAIR | 342000 | 100 | 1 | 779.95 |  | 1 | 779.95 |  | 1 | 779.95
P107 | 2015 | RS2094866A | P | 2015-02-27 | PENTAIR | 342000 | 100 | 1 | 779.95 |  | 1 | 779.95 |  | 1 | 779.95
P107 | 2015 | RS2092127A | P | 2015-01-28 | PENTAIR | 342000 | 100 | 1 | 779.95 |  | 1 | 779.95 |  | 1 | 779.95
P107 | 2014 | RS2081037A | P | 2014-10-24 | PENTAIR | 342000 | 100 | 1 | 779.95 |  | 1 | 779.95 |  | 1 | 779.95
P107 | 2014 | RS2081038A | P | 2014-10-24 | PENTAIR | 342000 | 100 | 1 | 779.95 |  | 1 | 779.95 |  | 1 | 779.95
P107 | 2015 | RS2101252A | P | 2015-05-21 | PENTAIR | 342000 | 100 | 1 | 779.95 |  | 1 | 779.95 |  | 1 | 779.95
P107 | 2014 | RS2079729A | P | 2014-10-14 | PENTAIR | 342000 | 100 | 1 | 779.95 |  | 1 | 779.95 |  | 1 | 779.95
P107 | 2014 | RS2083450A | P | 2014-11-14 | PENTAIR | 342000 | 100 | 1 | 779.95 |  | 1 | 779.95 |  | 1 | 779.95
P107 | 2014 | RS2059712A | P | 2014-04-24 | PENTAIR | 342000 | 100 | 1 | 779.95 |  | 1 | 779.95 |  | 1 | 779.95
P107 | 2014 | RS2065233A | P | 2014-06-18 | PENTAIR | 342000 | 100 | 1 | 779.95 |  | 1 | 779.95 |  | 1 | 779.95
P107 | 2014 | RS2061001A | P | 2014-05-08 | PENTAIR | 342000 | 100 | 1 | 779.95 |  | 1 | 779.95 |  | 1 | 779.95
P107 | 2015 | RS2093911A | P | 2015-02-17 | PENTAIR | 342000 | 100 | 1 | 779.95 |  | 1 | 779.95 |  | 1 | 779.95
P107 | 2014 | RS2056229A | P | 2014-04-04 | PENTAIR | 342000 | 100 | 1 | 779.95 |  | 1 | 779.95 |  | 1 | 779.95
P107 | 2014 | RS2062856A | P | 2014-05-30 | PENTAIR | 342000 | 100 | 1 | 779.95 |  | 1 | 779.95 |  | 1 | 779.95
P107 | 2014 | RS2071255A | P | 2014-08-07 | PENTAIR | 342000 | 100 | 1 | 779.95 |  | 1 | 779.95 |  | 1 | 779.95
P107 | 2014 | RS2080083A | P | 2014-10-17 | PENTAIR | 342000 | 100 | 1 | 779.95 |  | 1 | 779.95 |  | 1 | 779.95
P107 | 2015 | RS2094794A | P | 2015-02-26 | PENTAIR | 342000 | 100 | 1 | 779.95 |  | 1 | 779.95 |  | 1 | 779.95
P107 | 2015 | RS2103937A | P | 2015-06-23 | PENTAIR | 342000 | 100 | 1 | 779.95 |  | 1 | 779.95 |  | 1 | 779.95
P107 | 2014 | RS2061002A | P | 2014-05-08 | PENTAIR | 342000 | 100 | 1 | 779.95 |  | 1 | 779.95 |  | 1 | 779.95
P107 | 2014 | RS2066536A | P | 2014-07-07 | PENTAIR | 342000 | 100 | 1 | 779.95 |  | 1 | 779.95 |  | 1 | 779.95
P107 | 2015 | RS2094997A | P | 2015-03-03 | PENTAIR | 342000 | 100 | 1 | 779.95 |  | 1 | 779.95 |  | 1 | 779.95
P107 | 2015 | RS2091525A | P | 2015-02-05 | PENTAIR | 342000 | 100 | 1 | 779.95 |  | 1 | 779.95 |  | 1 | 779.95
P107 | 2015 | RS2099336A | P | 2015-04-28 | PENTAIR | 342000 | 100 | 1 | 779.95 |  | 1 | 779.95 |  | 1 | 779.95
P107 | 2014 | RS2050580A | P | 2014-02-14 | PENTAIR | 342000 | 100 | 1 | 779.96 |  | 1 | 779.96 |  | 1 | 779.96
P107 | 2015 | RS2100906A | P | 2015-05-18 | PENTAIR | 342000 | 100 | 1 | 779.99 |  | 1 | 779.99 |  | 1 | 779.99
P107 | 2015 | RS6066755A | P | 2015-08-12 | PENTAIR | 342001 | 100 | 1 | 779.99 |  | 1 | 779.99 |  | 1 | 779.99
P107 | 2014 | RS6036175A | P | 2014-10-08 | STA-RITE | P6E6VS4H-209L | 100 | 1 | 779.99 |  | 1 | 779.99 |  | 1 | 779.99
P107 | 2014 | RS2080653A | P | 2014-10-22 | PENTAIR | 342000 | 100 | 1 | 780 |  | 1 | 780 |  | 1 | 780
P107 | 2015 | RS2099859A | P | 2015-05-04 | PENTAIR | 342001 | 100 | 1 | 780 |  | 1 | 780 |  | 1 | 780
P107 | 2015 | RS2093452A | P | 2015-02-12 | PENTAIR | 342000 | 100 | 1 | 780 |  | 1 | 780 |  | 1 | 780
P107 | 2015 | RS6061700A | P | 2015-06-12 | WATERWAY PLASTICS INC. | ECONVSC-165 | 100 | 1 | 780.27 |  | 1 | 780.27 |  | 1 | 780.27
P107 | 2014 | RS2060421A | P | 2014-05-01 | HAYWARD | SP2300VSP | 100 | 1 | 783.26 |  | 1 | 783.26 |  | 1 | 783.26
P107 | 2014 | RS2086658A | P | 2014-12-17 | PENTAIR | 11018 | 100 | 1 | 785 |  | 1 | 785 |  | 1 | 785
P107 | 2015 | RS2097628A | P | 2015-04-02 | SPECK PUMPS | EcoM3 V | 100 | 1 | 785 |  | 1 | 785 |  | 1 | 785
P107 | 2014 | RS2055612A | P | 2014-03-21 | ZODIAC | VS-FHP1.0 | 100 | 1 | 785 |  | 1 | 785 |  | 1 | 785
P107 | 2014 | RS2072482A | P | 2014-08-18 | STA-RITE | P6E6VS4H-209L | 100 | 1 | 786 |  | 1 | 786 |  | 1 | 786
P107 | 2014 | RS6037300A | P | 2014-09-17 | PENTAIR | 11018 | 100 | 1 | 787 |  | 1 | 787 |  | 1 | 787
P107 | 2014 | RS2058433A | P | 2014-04-14 | STA-RITE | 023005 | 100 | 1 | 787.5 |  | 1 | 787.5 |  | 1 | 787.5
P107 | 2015 | RS2106071A | P | 2016-01-14 | PENTAIR | 342000 | 100 | 1 | 788 |  | 1 | 788 |  | 1 | 788
P107 | 2015 | RS2107137A | P | 2015-07-27 | PENTAIR | 342000 | 100 | 1 | 788 |  | 1 | 788 |  | 1 | 788
P107 | 2015 | RS2098563A | P | 2015-04-15 | STA-RITE | 343001 | 100 | 1 | 788.5 |  | 1 | 788.5 |  | 1 | 788.5
P107 | 2015 | RS6072796A | P | 2015-11-23 | HAYWARD | SP3200VSP | 100 | 1 | 788.9 |  | 1 | 788.9 |  | 1 | 788.9
P107 | 2015 | RS6072559A | P | 2015-12-01 | HAYWARD | SP3200VSP | 100 | 1 | 788.9 |  | 1 | 788.9 |  | 1 | 788.9
P107 | 2015 | RS2116189A | P | 2015-11-05 | HAYWARD | SP3200VSP | 100 | 1 | 788.95 |  | 1 | 788.95 |  | 1 | 788.95
P107 | 2015 | RS6070526A | P | 2015-10-15 | HAYWARD | SP3200VSP | 100 | 1 | 788.95 |  | 1 | 788.95 |  | 1 | 788.95
P107 | 2015 | RS2102065A | P | 2015-06-01 | HAYWARD | SP3200VSP | 100 | 1 | 789 |  | 1 | 789 |  | 1 | 789
P107 | 2015 | RS2103053A | P | 2015-06-12 | HAYWARD | SP3200VSP | 100 | 1 | 789 |  | 1 | 789 |  | 1 | 789
P107 | 2015 | RS6051484A | P | 2015-01-21 | HAYWARD | SP3200VSP | 100 | 1 | 789 |  | 1 | 789 |  | 1 | 789
P107 | 2015 | RS6066186A | P | 2015-08-10 | HAYWARD | SP3200VSP | 100 | 1 | 789 |  | 1 | 789 |  | 1 | 789
P107 | 2015 | RS6069684A | P | 2015-10-26 | HAYWARD | SP3200VSP | 100 | 1 | 789 |  | 1 | 789 |  | 1 | 789
P107 | 2015 | RS6064194A | P | 2015-07-10 | HAYWARD | SP3200VSP | 100 | 1 | 789 |  | 1 | 789 |  | 1 | 789
P107 | 2015 | RS6064779A | P | 2015-07-20 | HAYWARD | SP3200VSP | 100 | 1 | 789 |  | 1 | 789 |  | 1 | 789
P107 | 2015 | RS2117495A | P | 2015-11-20 | HAYWARD | SP3200VSP | 100 | 1 | 789 |  | 1 | 789 |  | 1 | 789
P107 | 2015 | RS6061066A | P | 2015-06-05 | HAYWARD | SP3200VSP | 100 | 1 | 789 |  | 1 | 789 |  | 1 | 789
P107 | 2015 | RS6065760A | P | 2015-07-30 | HAYWARD | SP3200VSP | 100 | 1 | 789 |  | 1 | 789 |  | 1 | 789
P107 | 2014 | RS2078323A | P | 2014-09-30 | HAYWARD | SP3200VSP | 100 | 1 | 789.95 |  | 1 | 789.95 |  | 1 | 789.95
P107 | 2014 | RS2060607A | P | 2014-05-02 | PENTAIR | 342000 | 100 | 1 | 789.95 |  | 1 | 789.95 |  | 1 | 789.95
P107 | 2015 | RS2094998A | P | 2015-03-03 | PENTAIR | 342000 | 100 | 1 | 789.95 |  | 1 | 789.95 |  | 1 | 789.95
P107 | 2015 | RS2094159A | P | 2015-02-19 | HAYWARD | SP3200VSPND | 100 | 1 | 789.99 |  | 1 | 789.99 |  | 1 | 789.99
P107 | 2015 | RS6073027A | P | 2015-12-01 | PENTAIR | 342001 | 100 | 1 | 789.99 |  | 1 | 789.99 |  | 1 | 789.99
P107 | 2014 | RS6038589A | P | 2014-09-25 | STA-RITE | P6E6XS4H-209L | 100 | 1 | 789.99 |  | 1 | 789.99 |  | 1 | 789.99
P107 | 2015 | RS2100186A | P | 2015-05-07 | STA-RITE | 343001 | 100 | 1 | 789.99 |  | 1 | 789.99 |  | 1 | 789.99
P107 | 2014 | RS6032766A | P | 2014-08-05 | HAYWARD | SP3400VSP | 100 | 1 | 790 |  | 1 | 790 |  | 1 | 790
P107 | 2015 | RS2110134A | P | 2015-09-01 | PENTAIR | 342001 | 100 | 1 | 790 |  | 1 | 790 |  | 1 | 790
P107 | 2015 | RS2110131A | P | 2015-09-14 | PENTAIR | 342001 | 100 | 1 | 790 |  | 1 | 790 |  | 1 | 790
P107 | 2014 | RS2081796A | P | 2014-11-03 | PENTAIR | 342000 | 100 | 1 | 790 |  | 1 | 790 |  | 1 | 790
P107 | 2015 | RS2110132A | P | 2015-08-28 | PENTAIR | 342001 | 100 | 1 | 790 |  | 1 | 790 |  | 1 | 790
P107 | 2015 | RS2095176A | P | 2015-03-04 | PENTAIR | 342001 | 100 | 1 | 790.5 |  | 1 | 790.5 |  | 1 | 790.5
P107 | 2015 | RS6062904A | P | 2015-06-26 | STA-RITE | P6E6VS4H-209L | 100 | 1 | 793.53 |  | 1 | 793.53 |  | 1 | 793.53
P107 | 2015 | RS2120032A | P | 2015-12-18 | STA-RITE | P6E6VS4H-209L | 100 | 1 | 794.35 |  | 1 | 794.35 |  | 1 | 794.35
P107 | 2015 | RS2096781A | P | 2015-03-24 | PENTAIR | 342000 | 100 | 1 | 795 |  | 1 | 795 |  | 1 | 795
P107 | 2014 | RS2058017A | P | 2014-05-29 | PENTAIR | 342000 | 100 | 1 | 795 |  | 1 | 795 |  | 1 | 795
P107 | 2015 | RS2103662A | P | 2015-06-23 | PENTAIR | 11018 | 100 | 1 | 795 |  | 1 | 795 |  | 1 | 795
P107 | 2015 | RS2087711A | P | 2015-03-06 | WATERWAY PLASTICS INC. | ECONVSC-165 | 100 | 1 | 795 |  | 1 | 795 |  | 1 | 795
P107 | 2015 | RS2104309A | P | 2015-06-25 | WATERWAY PLASTICS INC. | ECONVSC-165 | 100 | 1 | 795 |  | 1 | 795 |  | 1 | 795
P107 | 2015 | RS6055037A | P | 2015-03-09 | STA-RITE | P6E6VS4H-209L | 100 | 1 | 796.57 |  | 1 | 796.57 |  | 1 | 796.57
P107 | 2015 | RS6070649A | P | 2015-10-16 | STA-RITE | P6E6VS4H-209L | 100 | 1 | 796.67 |  | 1 | 796.67 |  | 1 | 796.67
P107 | 2015 | RS2114965A | P | 2015-10-23 | PENTAIR | 342000 | 100 | 1 | 797.38 |  | 1 | 797.38 |  | 1 | 797.38
P107 | 2015 | RS2110076A | P | 2015-08-28 | PENTAIR | 11018 | 100 | 1 | 798.62 |  | 1 | 798.62 |  | 1 | 798.62
P107 | 2015 | RS6063200A | P | 2015-07-02 | HAYWARD | SP3200VSP | 100 | 1 | 799 |  | 1 | 799 |  | 1 | 799
P107 | 2014 | RS2058110A | P | 2014-04-21 | HAYWARD | SP2300VSP | 100 | 1 | 799 |  | 1 | 799 |  | 1 | 799
P107 | 2015 | RS6072543A | P | 2015-11-18 | HAYWARD | SP3200VSP | 100 | 1 | 799 |  | 1 | 799 |  | 1 | 799
P107 | 2014 | RS2065244A | P | 2014-06-18 | PENTAIR | 342000 | 100 | 1 | 799 |  | 1 | 799 |  | 1 | 799
P107 | 2014 | RS2085464A | P | 2014-12-05 | PENTAIR | 342000 | 100 | 1 | 799 |  | 1 | 799 |  | 1 | 799
P107 | 2015 | RS2095952A | P | 2015-03-17 | PENTAIR | 342000 | 100 | 1 | 799 |  | 1 | 799 |  | 1 | 799
P107 | 2014 | RS2065174A | P | 2014-07-21 | PENTAIR | 11018 | 100 | 1 | 799 |  | 1 | 799 |  | 1 | 799
P107 | 2015 | RS2097256A | P | 2015-03-30 | PENTAIR | 342000 | 100 | 1 | 799 |  | 1 | 799 |  | 1 | 799
P107 | 2015 | RS2116701A | P | 2015-11-12 | PENTAIR | 11018 | 100 | 1 | 799 |  | 1 | 799 |  | 1 | 799
P107 | 2015 | RS2092131A | P | 2015-01-28 | PENTAIR | 342000 | 100 | 1 | 799 |  | 1 | 799 |  | 1 | 799
P107 | 2014 | RS2071236A | P | 2014-08-08 | PENTAIR | 11018 | 100 | 1 | 799 |  | 1 | 799 |  | 1 | 799
P107 | 2015 | RS2117322A | P | 2015-11-18 | PENTAIR | 342001 | 100 | 1 | 799 |  | 1 | 799 |  | 1 | 799
P107 | 2015 | RS2102167A | P | 2015-06-04 | PENTAIR | 11018 | 100 | 1 | 799 |  | 1 | 799 |  | 1 | 799
P107 | 2015 | RS2108651A | P | 2015-08-27 | SPECK PUMPS | PS165VSP | 100 | 1 | 799 |  | 1 | 799 |  | 1 | 799
P107 | 2015 | RS2116554A | P | 2015-11-10 | ZODIAC | VS-FHP1.0 | 100 | 1 | 799 |  | 1 | 799 |  | 1 | 799
P107 | 2014 | RS2057992A | P | 2014-04-10 | PENTAIR | 11018 | 100 | 1 | 799.01 |  | 1 | 799.01 |  | 1 | 799.01
P107 | 2015 | RS2099605A | P | 2015-05-20 | PENTAIR | 342000 | 100 | 1 | 799.9 |  | 1 | 799.9 |  | 1 | 799.9
P107 | 2014 | RS6026331A | P | 2014-05-19 | HAYWARD | SP2300VSP | 100 | 1 | 799.92 |  | 1 | 799.92 |  | 1 | 799.92
P107 | 2014 | RS2062347A | P | 2014-05-22 | HAYWARD | SP3200VSP | 100 | 1 | 799.95 |  | 1 | 799.95 |  | 1 | 799.95
P107 | 2015 | RS6064711A | P | 2015-07-17 | HAYWARD | SP3200VSP | 100 | 1 | 799.95 |  | 1 | 799.95 |  | 1 | 799.95
P107 | 2014 | RS2064199A | P | 2014-06-13 | PENTAIR | 342000 | 100 | 1 | 799.95 |  | 1 | 799.95 |  | 1 | 799.95
P107 | 2014 | RS2053346A | P | 2014-02-20 | PENTAIR | 342000 | 100 | 1 | 799.95 |  | 1 | 799.95 |  | 1 | 799.95
P107 | 2014 | RS2053526A | P | 2014-02-21 | PENTAIR | 342000 | 100 | 1 | 799.95 |  | 1 | 799.95 |  | 1 | 799.95
P107 | 2014 | RS2053529A | P | 2014-02-21 | PENTAIR | 342000 | 100 | 1 | 799.95 |  | 1 | 799.95 |  | 1 | 799.95
P107 | 2014 | RS2053532A | P | 2014-02-21 | PENTAIR | 342000 | 100 | 1 | 799.95 |  | 1 | 799.95 |  | 1 | 799.95
P107 | 2015 | RS2117541A | P | 2015-11-19 | PENTAIR | 342001 | 100 | 1 | 799.95 |  | 1 | 799.95 |  | 1 | 799.95
P107 | 2015 | RS2092478A | P | 2015-02-03 | PENTAIR | 342000 | 100 | 1 | 799.95 |  | 1 | 799.95 |  | 1 | 799.95
P107 | 2015 | RS2108258A | P | 2015-08-10 | PENTAIR | 342001 | 100 | 1 | 799.95 |  | 1 | 799.95 |  | 1 | 799.95
P107 | 2014 | RS2077467A | P | 2014-09-24 | PENTAIR | 342000 | 100 | 1 | 799.95 |  | 1 | 799.95 |  | 1 | 799.95
P107 | 2015 | RS2120390A | P | 2015-12-22 | PENTAIR | 342001 | 100 | 1 | 799.95 |  | 1 | 799.95 |  | 1 | 799.95
P107 | 2015 | RS2112587A | P | 2015-09-25 | PENTAIR | 342001 | 100 | 1 | 799.95 |  | 1 | 799.95 |  | 1 | 799.95
P107 | 2015 | RS2098285A | P | 2015-04-10 | PENTAIR | 342000 | 100 | 1 | 799.95 |  | 1 | 799.95 |  | 1 | 799.95
P107 | 2015 | RS2109439A | P | 2015-08-20 | PENTAIR | 342001 | 100 | 1 | 799.95 |  | 1 | 799.95 |  | 1 | 799.95
P107 | 2015 | RS2093216A | P | 2015-02-17 | PENTAIR | 342000 | 100 | 1 | 799.95 |  | 1 | 799.95 |  | 1 | 799.95
P107 | 2015 | RS2106867A | P | 2015-07-24 | PENTAIR | 342001 | 100 | 1 | 799.95 |  | 1 | 799.95 |  | 1 | 799.95
P107 | 2015 | RS2106315A | P | 2015-07-29 | PENTAIR | 342001 | 100 | 1 | 799.95 |  | 1 | 799.95 |  | 1 | 799.95
P107 | 2015 | RS2095828A | P | 2015-03-11 | PENTAIR | 342000 | 100 | 1 | 799.95 |  | 1 | 799.95 |  | 1 | 799.95
P107 | 2015 | RS2117040A | P | 2015-11-17 | PENTAIR | 342001 | 100 | 1 | 799.95 |  | 1 | 799.95 |  | 1 | 799.95
P107 | 2015 | RS2106671A | P | 2015-07-22 | PENTAIR | 342001 | 100 | 1 | 799.95 |  | 1 | 799.95 |  | 1 | 799.95
P107 | 2015 | RS2117540A | P | 2015-11-19 | PENTAIR | 342001 | 100 | 1 | 799.95 |  | 1 | 799.95 |  | 1 | 799.95
P107 | 2015 | RS2111225A | P | 2015-09-11 | PENTAIR | 342001 | 100 | 1 | 799.95 |  | 1 | 799.95 |  | 1 | 799.95
P107 | 2014 | RS2077469A | P | 2014-09-24 | PENTAIR | 342000 | 100 | 1 | 799.95 |  | 1 | 799.95 |  | 1 | 799.95
P107 | 2014 | RS2053347A | P | 2014-02-20 | PENTAIR | 342000 | 100 | 1 | 799.95 |  | 1 | 799.95 |  | 1 | 799.95
P107 | 2014 | RS2053527A | P | 2014-02-21 | PENTAIR | 342000 | 100 | 1 | 799.95 |  | 1 | 799.95 |  | 1 | 799.95
P107 | 2014 | RS2053533A | P | 2014-02-21 | PENTAIR | 342000 | 100 | 1 | 799.95 |  | 1 | 799.95 |  | 1 | 799.95
P107 | 2015 | RS2115010A | P | 2015-10-28 | PENTAIR | 342001 | 100 | 1 | 799.95 |  | 1 | 799.95 |  | 1 | 799.95
P107 | 2014 | RS2068511A | P | 2014-07-15 | PENTAIR | 342000 | 100 | 1 | 799.95 |  | 1 | 799.95 |  | 1 | 799.95
P107 | 2015 | RS2114010A | P | 2015-10-14 | PENTAIR | 342001 | 100 | 1 | 799.95 |  | 1 | 799.95 |  | 1 | 799.95
P107 | 2014 | RS2062321A | P | 2014-05-22 | PENTAIR | 342000 | 100 | 1 | 799.95 |  | 1 | 799.95 |  | 1 | 799.95
P107 | 2014 | RS2078975A | P | 2014-10-03 | PENTAIR | 342000 | 100 | 1 | 799.95 |  | 1 | 799.95 |  | 1 | 799.95
P107 | 2015 | RS2119043A | P | 2015-12-14 | PENTAIR | 342001 | 100 | 1 | 799.95 |  | 1 | 799.95 |  | 1 | 799.95
P107 | 2014 | RS2053525A | P | 2014-02-21 | PENTAIR | 342000 | 100 | 1 | 799.95 |  | 1 | 799.95 |  | 1 | 799.95
P107 | 2015 | RS2107904A | P | 2015-08-04 | PENTAIR | 342001 | 100 | 1 | 799.95 |  | 1 | 799.95 |  | 1 | 799.95
P107 | 2015 | RS2109811A | P | 2015-08-25 | PENTAIR | 342001 | 100 | 1 | 799.95 |  | 1 | 799.95 |  | 1 | 799.95
P107 | 2014 | RS2062322A | P | 2014-05-22 | PENTAIR | 342000 | 100 | 1 | 799.95 |  | 1 | 799.95 |  | 1 | 799.95
P107 | 2015 | RS2110731A | P | 2015-09-23 | PENTAIR | 342001 | 100 | 1 | 799.95 |  | 1 | 799.95 |  | 1 | 799.95
P107 | 2015 | RS2106672A | P | 2015-07-22 | PENTAIR | 342001 | 100 | 1 | 799.95 |  | 1 | 799.95 |  | 1 | 799.95
P107 | 2015 | RS2102328A | P | 2015-06-05 | PENTAIR | 342000 | 100 | 1 | 799.95 |  | 1 | 799.95 |  | 1 | 799.95
P107 | 2015 | RS2111110A | P | 2015-09-09 | PENTAIR | 342001 | 100 | 1 | 799.95 |  | 1 | 799.95 |  | 1 | 799.95
P107 | 2015 | RS2098282A | P | 2015-05-07 | PENTAIR | 342000 | 100 | 1 | 799.95 |  | 1 | 799.95 |  | 1 | 799.95
P107 | 2015 | RS2101253A | P | 2015-05-21 | PENTAIR | 342000 | 100 | 1 | 799.95 |  | 1 | 799.95 |  | 1 | 799.95
P107 | 2015 | RS2099524A | P | 2015-04-30 | PENTAIR | 342000 | 100 | 1 | 799.95 |  | 1 | 799.95 |  | 1 | 799.95
P107 | 2015 | RS2111111A | P | 2015-09-09 | PENTAIR | 342001 | 100 | 1 | 799.95 |  | 1 | 799.95 |  | 1 | 799.95
P107 | 2015 | RS2112338A | P | 2015-09-24 | PENTAIR | 342001 | 100 | 1 | 799.95 |  | 1 | 799.95 |  | 1 | 799.95
P107 | 2014 | RS2053528A | P | 2014-02-21 | PENTAIR | 342000 | 100 | 1 | 799.95 |  | 1 | 799.95 |  | 1 | 799.95
P107 | 2014 | RS2053523A | P | 2014-02-21 | PENTAIR | 342000 | 100 | 1 | 799.95 |  | 1 | 799.95 |  | 1 | 799.95
P107 | 2014 | RS2063646A | P | 2014-06-02 | PENTAIR | 342000 | 100 | 1 | 799.95 |  | 1 | 799.95 |  | 1 | 799.95
P107 | 2015 | RS2101251A | P | 2015-06-01 | PENTAIR | 342000 | 100 | 1 | 799.95 |  | 1 | 799.95 |  | 1 | 799.95
P107 | 2015 | RS2114011A | P | 2015-10-14 | PENTAIR | 342001 | 100 | 1 | 799.95 |  | 1 | 799.95 |  | 1 | 799.95
P107 | 2015 | RS2117037A | P | 2015-11-17 | PENTAIR | 342001 | 100 | 1 | 799.95 |  | 1 | 799.95 |  | 1 | 799.95
P107 | 2015 | RS2110158A | P | 2015-08-31 | PENTAIR | 342001 | 100 | 1 | 799.95 |  | 1 | 799.95 |  | 1 | 799.95
P107 | 2015 | RS2113603A | P | 2015-10-07 | PENTAIR | 342001 | 100 | 1 | 799.95 |  | 1 | 799.95 |  | 1 | 799.95
P107 | 2015 | RS2117539A | P | 2015-11-19 | PENTAIR | 342001 | 100 | 1 | 799.95 |  | 1 | 799.95 |  | 1 | 799.95
P107 | 2014 | RS2053524A | P | 2014-02-21 | PENTAIR | 342000 | 100 | 1 | 799.95 |  | 1 | 799.95 |  | 1 | 799.95
P107 | 2015 | RS2114009A | P | 2015-10-14 | PENTAIR | 342001 | 100 | 1 | 799.95 |  | 1 | 799.95 |  | 1 | 799.95
P107 | 2014 | RS2053536A | P | 2014-02-21 | PENTAIR | 342000 | 100 | 1 | 799.95 |  | 1 | 799.95 |  | 1 | 799.95
P107 | 2015 | RS2106871A | P | 2015-07-24 | PENTAIR | 342001 | 100 | 1 | 799.95 |  | 1 | 799.95 |  | 1 | 799.95
P107 | 2015 | RS2111284A | P | 2015-09-14 | PENTAIR | 342001 | 100 | 1 | 799.95 |  | 1 | 799.95 |  | 1 | 799.95
P107 | 2015 | RS2106868A | P | 2015-07-24 | PENTAIR | 342001 | 100 | 1 | 799.95 |  | 1 | 799.95 |  | 1 | 799.95
P107 | 2015 | RS2113602A | P | 2015-10-07 | PENTAIR | 342001 | 100 | 1 | 799.95 |  | 1 | 799.95 |  | 1 | 799.95
P107 | 2015 | RS2107414A | P | 2015-07-29 | PENTAIR | 342001 | 100 | 1 | 799.95 |  | 1 | 799.95 |  | 1 | 799.95
P107 | 2015 | RS2115009A | P | 2015-10-27 | PENTAIR | 342001 | 100 | 1 | 799.95 |  | 1 | 799.95 |  | 1 | 799.95
P107 | 2015 | RS2117039A | P | 2015-11-17 | PENTAIR | 342001 | 100 | 1 | 799.95 |  | 1 | 799.95 |  | 1 | 799.95
P107 | 2015 | RS2109812A | P | 2015-08-25 | PENTAIR | 342001 | 100 | 1 | 799.95 |  | 1 | 799.95 |  | 1 | 799.95
P107 | 2015 | RS2108296A | P | 2015-08-10 | PENTAIR | 342001 | 100 | 1 | 799.95 |  | 1 | 799.95 |  | 1 | 799.95
P107 | 2015 | RS2106318A | P | 2015-07-17 | PENTAIR | 342001 | 100 | 1 | 799.95 |  | 1 | 799.95 |  | 1 | 799.95
P107 | 2015 | RS2105840A | P | 2015-07-13 | PENTAIR | 342000 | 100 | 1 | 799.95 |  | 1 | 799.95 |  | 1 | 799.95
P107 | 2015 | RS2111109A | P | 2015-09-09 | PENTAIR | 342001 | 100 | 1 | 799.95 |  | 1 | 799.95 |  | 1 | 799.95
P107 | 2015 | RS2113601A | P | 2015-10-07 | PENTAIR | 342001 | 100 | 1 | 799.95 |  | 1 | 799.95 |  | 1 | 799.95
P107 | 2015 | RS2120797A | P | 2015-12-29 | PENTAIR | 342001 | 100 | 1 | 799.95 |  | 1 | 799.95 |  | 1 | 799.95
P107 | 2015 | RS2111108A | P | 2015-09-09 | PENTAIR | 342001 | 100 | 1 | 799.95 |  | 1 | 799.95 |  | 1 | 799.95
P107 | 2015 | RS2117041A | P | 2015-11-17 | PENTAIR | 342001 | 100 | 1 | 799.95 |  | 1 | 799.95 |  | 1 | 799.95
P107 | 2014 | RS2053531A | P | 2014-02-28 | PENTAIR | 342000 | 100 | 1 | 799.95 |  | 1 | 799.95 |  | 1 | 799.95
P107 | 2015 | RS2102327A | P | 2015-06-05 | PENTAIR | 342000 | 100 | 1 | 799.95 |  | 1 | 799.95 |  | 1 | 799.95
P107 | 2015 | RS2107589A | P | 2015-07-30 | PENTAIR | 342001 | 100 | 1 | 799.95 |  | 1 | 799.95 |  | 1 | 799.95
P107 | 2015 | RS2111107A | P | 2015-09-09 | PENTAIR | 342001 | 100 | 1 | 799.95 |  | 1 | 799.95 |  | 1 | 799.95
P107 | 2015 | RS2113729A | P | 2015-10-14 | PENTAIR | 342001 | 100 | 1 | 799.95 |  | 1 | 799.95 |  | 1 | 799.95
P107 | 2015 | RS2115429A | P | 2015-10-28 | PENTAIR | 342001 | 100 | 1 | 799.95 |  | 1 | 799.95 |  | 1 | 799.95
P107 | 2014 | RS2053530A | P | 2014-02-21 | PENTAIR | 342000 | 100 | 1 | 799.95 |  | 1 | 799.95 |  | 1 | 799.95
P107 | 2015 | RS2110179A | P | 2015-08-31 | PENTAIR | 342001 | 100 | 1 | 799.95 |  | 1 | 799.95 |  | 1 | 799.95
P107 | 2015 | RS2107415A | P | 2015-07-30 | PENTAIR | 342001 | 100 | 1 | 799.95 |  | 1 | 799.95 |  | 1 | 799.95
P107 | 2015 | RS2110159A | P | 2015-08-31 | PENTAIR | 342001 | 100 | 1 | 799.95 |  | 1 | 799.95 |  | 1 | 799.95
P107 | 2015 | RS2106870A | P | 2015-07-24 | PENTAIR | 342001 | 100 | 1 | 799.95 |  | 1 | 799.95 |  | 1 | 799.95
P107 | 2015 | RS2109437A | P | 2015-08-20 | PENTAIR | 342001 | 100 | 1 | 799.95 |  | 1 | 799.95 |  | 1 | 799.95
P107 | 2015 | RS6057536A | P | 2015-04-15 | ZODIAC | VS-FHP1.0 | 100 | 1 | 799.95 |  | 1 | 799.95 |  | 1 | 799.95
P107 | 2014 | RS6025662A | P | 2014-05-08 | HAYWARD | SP2600VSP | 100 | 1 | 799.99 |  | 1 | 799.99 |  | 1 | 799.99
P107 | 2014 | RS6027590A | P | 2014-06-06 | HAYWARD | SP3200VSP | 100 | 1 | 799.99 |  | 1 | 799.99 |  | 1 | 799.99
P107 | 2014 | RS6026620A | P | 2014-05-30 | HAYWARD | SP2600VSP | 100 | 1 | 799.99 |  | 1 | 799.99 |  | 1 | 799.99
P107 | 2014 | RS2047357A | P | 2014-01-13 | HAYWARD | SP2600VSP | 100 | 1 | 799.99 |  | 1 | 799.99 |  | 1 | 799.99
P107 | 2015 | RS6064592A | P | 2015-07-16 | HAYWARD | SP2302VSP | 100 | 1 | 799.99 |  | 1 | 799.99 |  | 1 | 799.99
P107 | 2015 | RS2106797A | P | 2015-07-22 | HAYWARD | SP3400VSP | 100 | 1 | 799.99 |  | 1 | 799.99 |  | 1 | 799.99
P107 | 2015 | RS2101773A | P | 2015-06-10 | HAYWARD | SP2300VSP | 100 | 1 | 799.99 |  | 1 | 799.99 |  | 1 | 799.99
P107 | 2015 | RS2099699A | P | 2015-05-15 | HAYWARD | SP2600VSP | 100 | 1 | 799.99 |  | 1 | 799.99 |  | 1 | 799.99
P107 | 2014 | RS6021286A | P | 2014-03-05 | HAYWARD | SP2600VSP | 100 | 1 | 799.99 |  | 1 | 799.99 |  | 1 | 799.99
P107 | 2015 | RS2093526A | P | 2015-03-02 | HAYWARD | SP2302VSP | 100 | 1 | 799.99 |  | 1 | 799.99 |  | 1 | 799.99
P107 | 2015 | RS6055951A | P | 2015-03-23 | HAYWARD | SP2600VSP | 100 | 1 | 799.99 |  | 1 | 799.99 |  | 1 | 799.99
P107 | 2015 | RS2091533A | P | 2015-01-21 | PENTAIR | 342000 | 100 | 1 | 799.99 |  | 1 | 799.99 |  | 1 | 799.99
P107 | 2015 | RS2105371A | P | 2015-07-09 | PENTAIR | 342001 | 100 | 1 | 799.99 |  | 1 | 799.99 |  | 1 | 799.99
P107 | 2015 | RS6055444A | P | 2015-03-13 | PENTAIR | 342000 | 100 | 1 | 799.99 |  | 1 | 799.99 |  | 1 | 799.99
P107 | 2015 | RS6069438A | P | 2015-09-28 | PENTAIR | 342000 | 100 | 1 | 799.99 |  | 1 | 799.99 |  | 1 | 799.99
P107 | 2015 | RS6101474A | P | 2015-05-22 | PENTAIR | 342000 | 100 | 1 | 799.99 |  | 1 | 799.99 |  | 1 | 799.99
P107 | 2015 | RS2107778A | P | 2015-08-04 | PENTAIR | 342000 | 100 | 1 | 799.99 |  | 1 | 799.99 |  | 1 | 799.99
P107 | 2015 | RS2095794A | P | 2015-03-12 | PENTAIR | 342001 | 100 | 1 | 799.99 |  | 1 | 799.99 |  | 1 | 799.99
P107 | 2015 | RS2098341A | P | 2015-04-13 | PENTAIR | 342001 | 100 | 1 | 799.99 |  | 1 | 799.99 |  | 1 | 799.99
P107 | 2015 | RS6064894A | P | 2015-07-20 | PENTAIR | 342000 | 100 | 1 | 799.99 |  | 1 | 799.99 |  | 1 | 799.99
P107 | 2015 | RS2112449A | P | 2015-09-25 | PENTAIR | 342000 | 100 | 1 | 799.99 |  | 1 | 799.99 |  | 1 | 799.99
P107 | 2015 | RS6061162A | P | 2015-06-05 | PENTAIR | 342000 | 100 | 1 | 799.99 |  | 1 | 799.99 |  | 1 | 799.99
P107 | 2015 | RS6056791A | P | 2015-04-07 | PENTAIR | 342001 | 100 | 1 | 799.99 |  | 1 | 799.99 |  | 1 | 799.99
P107 | 2014 | RS2077792A | P | 2014-09-25 | PENTAIR | 342000 | 100 | 1 | 799.99 |  | 1 | 799.99 |  | 1 | 799.99
P107 | 2015 | RS6059322A | P | 2015-05-12 | PENTAIR | 342000 | 100 | 1 | 799.99 |  | 1 | 799.99 |  | 1 | 799.99
P107 | 2015 | RS6109706A | P | 2015-08-24 | PENTAIR | 342000 | 100 | 1 | 799.99 |  | 1 | 799.99 |  | 1 | 799.99
P107 | 2015 | RS6065496A | P | 2015-11-24 | PENTAIR | 11018 | 100 | 1 | 799.99 |  | 1 | 799.99 |  | 1 | 799.99
P107 | 2015 | RS6063247A | P | 2015-07-01 | PENTAIR | 342000 | 100 | 1 | 799.99 |  | 1 | 799.99 |  | 1 | 799.99
P107 | 2014 | RS6023775A | P | 2014-04-11 | PENTAIR | 11018 | 100 | 1 | 799.99 |  | 1 | 799.99 |  | 1 | 799.99
P107 | 2014 | RS6042539A | P | 2014-11-11 | PENTAIR | 342000 | 100 | 1 | 799.99 |  | 1 | 799.99 |  | 1 | 799.99
P107 | 2015 | RS6068832A | P | 2015-09-16 | PENTAIR | 342000 | 100 | 1 | 799.99 |  | 1 | 799.99 |  | 1 | 799.99
P107 | 2015 | RS2103801A | P | 2015-07-01 | PENTAIR | 342001 | 100 | 1 | 799.99 |  | 1 | 799.99 |  | 1 | 799.99
P107 | 2015 | RS2108727A | P | 2015-08-13 | PENTAIR | 11018 | 100 | 1 | 799.99 |  | 1 | 799.99 |  | 1 | 799.99
P107 | 2015 | RS2110251A | P | 2015-09-01 | PENTAIR | 342000 | 100 | 1 | 799.99 |  | 1 | 799.99 |  | 1 | 799.99
P107 | 2014 | RS6036700A | P | 2014-09-15 | PENTAIR | 342000 | 100 | 1 | 799.99 |  | 1 | 799.99 |  | 1 | 799.99
P107 | 2015 | RS6059604A | P | 2015-05-14 | STA-RITE | 343001 | 100 | 1 | 799.99 |  | 1 | 799.99 |  | 1 | 799.99
P107 | 2014 | RS2084841A | P | 2014-12-02 | HAYWARD | SP2300VSP | 100 | 1 | 800 |  | 1 | 800 |  | 1 | 800
P107 | 2014 | RS2066378A | P | 2014-06-26 | PENTAIR | 342000 | 100 | 1 | 800 |  | 1 | 800 |  | 1 | 800
P107 | 2015 | RS2095019A | P | 2015-03-03 | PENTAIR | 342000 | 100 | 1 | 800 |  | 1 | 800 |  | 1 | 800
P107 | 2014 | RS2073147A | P | 2014-08-21 | PENTAIR | 342000 | 100 | 1 | 800 |  | 1 | 800 |  | 1 | 800
P107 | 2014 | RS2073489A | P | 2014-08-25 | PENTAIR | 342000 | 100 | 1 | 800 |  | 1 | 800 |  | 1 | 800
P107 | 2015 | RS2119461A | P | 2015-12-14 | PENTAIR | 342001 | 100 | 1 | 800 |  | 1 | 800 |  | 1 | 800
P107 | 2015 | RS2101418A | P | 2015-05-26 | PENTAIR | 342000 | 100 | 1 | 800 |  | 1 | 800 |  | 1 | 800
P107 | 2015 | RS6063749A | P | 2015-07-07 | PENTAIR | 342001 | 100 | 1 | 800 |  | 1 | 800 |  | 1 | 800
P107 | 2015 | RS2104082A | P | 2015-06-24 | PENTAIR | 342000 | 100 | 1 | 800 |  | 1 | 800 |  | 1 | 800
P107 | 2014 | RS2081775A | P | 2014-11-03 | PENTAIR | 342000 | 100 | 1 | 800 |  | 1 | 800 |  | 1 | 800
P107 | 2015 | RS6070641A | P | 2015-10-16 | PENTAIR | 11018 | 100 | 1 | 800 |  | 1 | 800 |  | 1 | 800
P107 | 2015 | RS2114748A | P | 2015-10-22 | PENTAIR | 342001 | 100 | 1 | 800 |  | 1 | 800 |  | 1 | 800
P107 | 2014 | RS2059086A | P | 2014-04-21 | PENTAIR | 342000 | 100 | 1 | 800 |  | 1 | 800 |  | 1 | 800
P107 | 2015 | RS6062169A | P | 2015-06-17 | PENTAIR | 342000 | 100 | 1 | 800 |  | 1 | 800 |  | 1 | 800
P107 | 2014 | RS2084961A | P | 2014-12-02 | PENTAIR | 342000 | 100 | 1 | 800 |  | 1 | 800 |  | 1 | 800
P107 | 2015 | RS2104083A | P | 2015-06-24 | PENTAIR | 342000 | 100 | 1 | 800 |  | 1 | 800 |  | 1 | 800
P107 | 2015 | RS2114772A | P | 2015-10-22 | PENTAIR | 342001 | 100 | 1 | 800 |  | 1 | 800 |  | 1 | 800
P107 | 2015 | RS6070765A | P | 2015-10-19 | PENTAIR | 342000 | 100 | 1 | 800 |  | 1 | 800 |  | 1 | 800
P107 | 2015 | RS2105432A | P | 2015-07-08 | PENTAIR | 342000 | 100 | 1 | 800 |  | 1 | 800 |  | 1 | 800
P107 | 2015 | RS2093374A | P | 2015-02-17 | PENTAIR | 342000 | 100 | 1 | 800 |  | 1 | 800 |  | 1 | 800
P107 | 2014 | RS2068229A | P | 2014-07-14 | PENTAIR | 342000 | 100 | 1 | 800 |  | 1 | 800 |  | 1 | 800
P107 | 2015 | RS2098029A | P | 2015-04-10 | PENTAIR | 342001 | 100 | 1 | 800 |  | 1 | 800 |  | 1 | 800
P107 | 2015 | RS2100745A | P | 2015-05-13 | PENTAIR | 342000 | 100 | 1 | 800 |  | 1 | 800 |  | 1 | 800
P107 | 2015 | RS2113599A | P | 2015-10-07 | PENTAIR | 342001 | 100 | 1 | 800 |  | 1 | 800 |  | 1 | 800
P107 | 2014 | RS2083606A | P | 2014-11-17 | STA-RITE | P6E6VS4H-209L | 100 | 1 | 800 |  | 1 | 800 |  | 1 | 800
P107 | 2014 | RS6038224A | P | 2014-09-24 | WATERWAY PLASTICS INC. | ECONVSC-165 | 100 | 1 | 800 |  | 1 | 800 |  | 1 | 800
P107 | 2014 | RS2063411A | P | 2014-05-30 | ZODIAC | VS-FHP1.0 | 100 | 1 | 800 |  | 1 | 800 |  | 1 | 800
P107 | 2015 | RS2100559A | P | 2015-05-13 | PENTAIR | 342000 | 100 | 1 | 800.05 |  | 1 | 800.05 |  | 1 | 800.05
P107 | 2014 | RS2073179A | P | 2014-08-21 | PENTAIR | 342000 | 100 | 1 | 800.09 |  | 1 | 800.09 |  | 1 | 800.09
P107 | 2015 | RS2098167A | P | 2015-04-10 | STA-RITE | P6E6VS4H-209L | 100 | 1 | 800.43 |  | 1 | 800.43 |  | 1 | 800.43
P107 | 2015 | RS2100678A | P | 2015-05-13 | PENTAIR | 342000 | 100 | 1 | 801.36 |  | 1 | 801.36 |  | 1 | 801.36
P107 | 2015 | RS2090637A | P | 2015-01-13 | PENTAIR | 342000 | 100 | 1 | 802.34 |  | 1 | 802.34 |  | 1 | 802.34
P107 | 2015 | RS2112356A | P | 2015-09-24 | PENTAIR | 342001 | 100 | 1 | 805 |  | 1 | 805 |  | 1 | 805
P107 | 2015 | RS6071452A | P | 2015-10-29 | ZODIAC | JEP1.5 | 100 | 1 | 805.99 |  | 1 | 805.99 |  | 1 | 805.99
P107 | 2014 | RS2055858A | P | 2014-03-14 | HAYWARD | SP2300VSP | 100 | 1 | 808.5 |  | 1 | 808.5 |  | 1 | 808.5
P107 | 2014 | RS2075095A | P | 2014-09-05 | PENTAIR | 342000 | 100 | 1 | 808.5 |  | 1 | 808.5 |  | 1 | 808.5
P107 | 2015 | RS2100547A | P | 2015-05-12 | PENTAIR | 342000 | 100 | 1 | 810 |  | 1 | 810 |  | 1 | 810
P107 | 2014 | RS2047181A | P | 2014-01-10 | PENTAIR | 11018 | 100 | 1 | 810 |  | 1 | 810 |  | 1 | 810
P107 | 2015 | RS2109153A | P | 2015-08-18 | PENTAIR | 342001 | 100 | 1 | 810 |  | 1 | 810 |  | 1 | 810
P107 | 2015 | RS2089918A | P | 2015-01-12 | PENTAIR | 342000 | 100 | 1 | 811 |  | 1 | 811 |  | 1 | 811
P107 | 2014 | RS2065556A | P | 2014-06-18 | PENTAIR | 11017 | 100 | 1 | 811.02 |  | 1 | 811.02 |  | 1 | 811.02
P107 | 2015 | RS2101302A | P | 2015-05-22 | PENTAIR | 342000 | 100 | 1 | 815 |  | 1 | 815 |  | 1 | 815
P107 | 2014 | RS2070112A | P | 2014-07-29 | PENTAIR | 11018 | 100 | 1 | 815 |  | 1 | 815 |  | 1 | 815
P107 | 2014 | RS6019138A | P | 2014-01-29 | PENTAIR | 11018 | 100 | 1 | 815.69 |  | 1 | 815.69 |  | 1 | 815.69
P107 | 2014 | RS2052705A | P | 2014-02-14 | WATERWAY PLASTICS INC. | ECONO-VSA | 100 | 1 | 816 |  | 1 | 816 |  | 1 | 816
P107 | 2014 | RS2071621A | P | 2014-08-11 | HAYWARD | SP3400VSP | 100 | 1 | 818.24 |  | 1 | 818.24 |  | 1 | 818.24
P107 | 2014 | RS2079133A | P | 2014-10-09 | PENTAIR | 342000 | 100 | 1 | 819 |  | 1 | 819 |  | 1 | 819
P107 | 2015 | RS6114608A | P | 2015-10-22 | PENTAIR | 342000 | 100 | 1 | 819.99 |  | 1 | 819.99 |  | 1 | 819.99
P107 | 2015 | RS2111012A | P | 2015-09-09 | PENTAIR | 342000 | 100 | 1 | 820 |  | 1 | 820 |  | 1 | 820
P107 | 2015 | RS2108385A | P | 2015-08-11 | PENTAIR | 342000 | 100 | 1 | 820 |  | 1 | 820 |  | 1 | 820
P107 | 2015 | RS2092179A | P | 2015-01-29 | STA-RITE | 343000 | 100 | 1 | 820 |  | 1 | 820 |  | 1 | 820
P107 | 2015 | RS2108338A | P | 2015-08-11 | PENTAIR | 11018 | 100 | 1 | 821.38 |  | 1 | 821.38 |  | 1 | 821.38
P107 | 2014 | RS2050599A | P | 2014-01-27 | PENTAIR | 11018 | 100 | 1 | 821.5 |  | 1 | 821.5 |  | 1 | 821.5
P107 | 2015 | RS2108124A | P | 2015-08-07 | STA-RITE | P6E6VS4H-209L | 100 | 1 | 822.25 |  | 1 | 822.25 |  | 1 | 822.25
P107 | 2015 | RS2103340A | P | 2015-07-07 | WATERWAY PLASTICS INC. | ECONVSC-165 | 100 | 1 | 823.95 |  | 1 | 823.95 |  | 1 | 823.95
P107 | 2015 | RS6066810A | P | 2015-08-14 | PENTAIR | 11018 | 100 | 1 | 824.35 |  | 1 | 824.35 |  | 1 | 824.35
P107 | 2015 | RS6065794A | P | 2015-07-30 | PENTAIR | 11018 | 100 | 1 | 824.35 |  | 1 | 824.35 |  | 1 | 824.35
P107 | 2015 | RS2105931A | P | 2015-07-16 | PENTAIR | 11018 | 100 | 1 | 824.5 |  | 1 | 824.5 |  | 1 | 824.5
P107 | 2015 | RS6066363A | P | 2015-08-28 | PENTAIR | 11018 | 100 | 1 | 824.5 |  | 1 | 824.5 |  | 1 | 824.5
P107 | 2014 | RS6018850A | P | 2014-01-27 | PENTAIR | 11018 | 100 | 1 | 824.99 |  | 1 | 824.99 |  | 1 | 824.99
P107 | 2015 | RS6065751A | P | 2015-07-30 | PENTAIR | 11018 | 100 | 1 | 824.99 |  | 1 | 824.99 |  | 1 | 824.99
P107 | 2015 | RS2096613A | P | 2015-03-20 | PENTAIR | 342000 | 100 | 1 | 825 |  | 1 | 825 |  | 1 | 825
P107 | 2014 | RS2065048A | P | 2014-06-13 | PENTAIR | 342000 | 100 | 1 | 825 |  | 1 | 825 |  | 1 | 825
P107 | 2015 | RS2105177A | P | 2015-07-07 | PENTAIR | 342000 | 100 | 1 | 825 |  | 1 | 825 |  | 1 | 825
P107 | 2015 | RS2113398A | P | 2015-10-06 | PENTAIR | 342001 | 100 | 1 | 825 |  | 1 | 825 |  | 1 | 825
P107 | 2015 | RS2107772A | P | 2015-08-04 | PENTAIR | 342001 | 100 | 1 | 825 |  | 1 | 825 |  | 1 | 825
P107 | 2014 | RS2059490A | P | 2014-04-23 | PENTAIR | 342000 | 100 | 1 | 825 |  | 1 | 825 |  | 1 | 825
P107 | 2015 | RS2113399A | P | 2015-10-06 | PENTAIR | 342001 | 100 | 1 | 825 |  | 1 | 825 |  | 1 | 825
P107 | 2015 | RS6057672A | P | 2015-04-17 | PENTAIR | 11018 | 100 | 1 | 825 |  | 1 | 825 |  | 1 | 825
P107 | 2014 | RS2058542A | P | 2014-04-17 | PENTAIR | 342000 | 100 | 1 | 825 |  | 1 | 825 |  | 1 | 825
P107 | 2014 | RS2065608A | P | 2014-06-20 | PENTAIR | 342000 | 100 | 1 | 825 |  | 1 | 825 |  | 1 | 825
P107 | 2014 | RS2075055A | P | 2014-09-04 | ZODIAC | VS-FHP1.0 | 100 | 1 | 825 |  | 1 | 825 |  | 1 | 825
P107 | 2015 | RS2094379A | P | 2015-02-19 | PENTAIR | 342000 | 100 | 1 | 826.37 |  | 1 | 826.37 |  | 1 | 826.37
P107 | 2014 | RS6031168A | P | 2014-07-18 | HAYWARD | SP3400VSP | 100 | 1 | 826.5 |  | 1 | 826.5 |  | 1 | 826.5
P107 | 2015 | RS6073424A | P | 2015-12-08 | PENTAIR | 342001 | 100 | 1 | 828.67 |  | 1 | 828.67 |  | 1 | 828.67
P107 | 2014 | RS2060243A | P | 2014-04-30 | HAYWARD | SP2300VSP | 100 | 1 | 829 |  | 1 | 829 |  | 1 | 829
P107 | 2015 | RS2115309A | P | 2015-10-28 | HAYWARD | SP2302VSP | 100 | 1 | 829 |  | 1 | 829 |  | 1 | 829
P107 | 2015 | RS2113727A | P | 2015-10-14 | PENTAIR | 342000 | 100 | 1 | 829 |  | 1 | 829 |  | 1 | 829
P107 | 2015 | RS2120796A | P | 2015-12-29 | PENTAIR | 342001 | 100 | 1 | 829 |  | 1 | 829 |  | 1 | 829
P107 | 2015 | RS2119460A | P | 2015-12-14 | PENTAIR | 342001 | 100 | 1 | 829 |  | 1 | 829 |  | 1 | 829
P107 | 2014 | RS2077989A | P | 2014-09-29 | WATERWAY PLASTICS INC. | ECONO-VSA | 100 | 1 | 829 |  | 1 | 829 |  | 1 | 829
P107 | 2015 | RS2096428A | P | 2015-03-20 | PENTAIR | 342000 | 100 | 1 | 829.29 |  | 1 | 829.29 |  | 1 | 829.29
P107 | 2014 | RS2077022A | P | 2014-09-19 | PENTAIR | 11018 | 100 | 1 | 829.95 |  | 1 | 829.95 |  | 1 | 829.95
P107 | 2015 | RS2101761A | P | 2015-05-27 | PENTAIR | 342000 | 100 | 1 | 830 |  | 1 | 830 |  | 1 | 830
P107 | 2015 | RS6100254A | P | 2015-05-28 | PENTAIR | 342001 | 100 | 1 | 830.95 |  | 1 | 830.95 |  | 1 | 830.95
P107 | 2014 | RS2062315A | P | 2014-05-22 | PENTAIR | 11018 | 100 | 1 | 831.5 |  | 1 | 831.5 |  | 1 | 831.5
P107 | 2014 | RS2085193A | P | 2014-12-04 | PENTAIR | 342000 | 100 | 1 | 831.61 |  | 1 | 831.61 |  | 1 | 831.61
P107 | 2014 | RS2058875A | P | 2014-04-16 | PENTAIR | 11018 | 100 | 1 | 831.99 |  | 1 | 831.99 |  | 1 | 831.99
P107 | 2014 | RS2082761A | P | 2014-11-11 | PENTAIR | 11018 | 100 | 1 | 832 |  | 1 | 832 |  | 1 | 832
P107 | 2015 | RS6065756A | P | 2015-07-30 | PENTAIR | 11018 | 100 | 1 | 832.99 |  | 1 | 832.99 |  | 1 | 832.99
P107 | 2015 | RS2111039A | P | 2015-09-09 | PENTAIR | 11018 | 100 | 1 | 832.99 |  | 1 | 832.99 |  | 1 | 832.99
P107 | 2015 | RS6068513A | P | 2015-09-11 | PENTAIR | 11018 | 100 | 1 | 832.99 |  | 1 | 832.99 |  | 1 | 832.99
P107 | 2015 | RS6063275A | P | 2015-07-01 | PENTAIR | 11018 | 100 | 1 | 833 |  | 1 | 833 |  | 1 | 833
P107 | 2015 | RS2102863A | P | 2015-06-10 | PENTAIR | 342001 | 100 | 1 | 833.95 |  | 1 | 833.95 |  | 1 | 833.95
P107 | 2015 | RS6067669A | P | 2015-08-27 | PENTAIR | 11018 | 100 | 1 | 833.99 |  | 1 | 833.99 |  | 1 | 833.99
P107 | 2015 | RS2109258A | P | 2015-08-18 | PENTAIR | 11018 | 100 | 1 | 834 |  | 1 | 834 |  | 1 | 834
P107 | 2015 | RS6062108A | P | 2015-07-07 | PENTAIR | 11018 | 100 | 1 | 834 |  | 1 | 834 |  | 1 | 834
P107 | 2015 | RS6071857A | P | 2015-11-05 | PENTAIR | 11018 | 100 | 1 | 834 |  | 1 | 834 |  | 1 | 834
P107 | 2015 | RS6061014A | P | 2015-06-05 | PENTAIR | 11018 | 100 | 1 | 834 |  | 1 | 834 |  | 1 | 834
P107 | 2014 | RS6025134A | P | 2014-05-02 | PENTAIR | 11018 | 100 | 1 | 834.99 |  | 1 | 834.99 |  | 1 | 834.99
P107 | 2014 | RS2066890A | P | 2014-07-02 | PENTAIR | 11018 | 100 | 1 | 834.99 |  | 1 | 834.99 |  | 1 | 834.99
P107 | 2014 | RS6024082A | P | 2014-04-21 | PENTAIR | 11018 | 100 | 1 | 834.99 |  | 1 | 834.99 |  | 1 | 834.99
P107 | 2014 | RS6029703A | P | 2014-07-03 | PENTAIR | 11018 | 100 | 1 | 834.99 |  | 1 | 834.99 |  | 1 | 834.99
P107 | 2014 | RS6021764A | P | 2014-03-14 | PENTAIR | 11018 | 100 | 1 | 834.99 |  | 1 | 834.99 |  | 1 | 834.99
P107 | 2014 | RS6036621A | P | 2014-09-11 | PENTAIR | 11018 | 100 | 1 | 834.99 |  | 1 | 834.99 |  | 1 | 834.99
P107 | 2015 | RS2093599A | P | 2015-02-12 | PENTAIR | 11018 | 100 | 1 | 834.99 |  | 1 | 834.99 |  | 1 | 834.99
P107 | 2014 | RS2063283A | P | 2014-05-30 | PENTAIR | 11018 | 100 | 1 | 834.99 |  | 1 | 834.99 |  | 1 | 834.99
P107 | 2014 | RS6022689A | P | 2014-03-26 | PENTAIR | 11018 | 100 | 1 | 834.99 |  | 1 | 834.99 |  | 1 | 834.99
P107 | 2014 | RS2087774A | P | 2014-12-26 | PENTAIR | 11018 | 100 | 1 | 834.99 |  | 1 | 834.99 |  | 1 | 834.99
P107 | 2014 | RS6031801A | P | 2014-07-25 | PENTAIR | 11018 | 100 | 1 | 834.99 |  | 1 | 834.99 |  | 1 | 834.99
P107 | 2014 | RS2069190A | P | 2014-07-21 | PENTAIR | 11018 | 100 | 1 | 834.99 |  | 1 | 834.99 |  | 1 | 834.99
P107 | 2014 | RS6037604A | P | 2014-09-24 | PENTAIR | 11018 | 100 | 1 | 834.99 |  | 1 | 834.99 |  | 1 | 834.99
P107 | 2014 | RS2057833A | P | 2014-04-08 | PENTAIR | 11018 | 100 | 1 | 834.99 |  | 1 | 834.99 |  | 1 | 834.99
P107 | 2014 | RS2077988A | P | 2014-09-29 | PENTAIR | 11018 | 100 | 1 | 834.99 |  | 1 | 834.99 |  | 1 | 834.99
P107 | 2014 | RS6022895A | P | 2014-03-28 | PENTAIR | 11018 | 100 | 1 | 834.99 |  | 1 | 834.99 |  | 1 | 834.99
P107 | 2014 | RS6031836A | P | 2014-07-28 | PENTAIR | 11018 | 100 | 1 | 834.99 |  | 1 | 834.99 |  | 1 | 834.99
P107 | 2015 | RS2115226A | P | 2015-10-28 | PENTAIR | 11018 | 100 | 1 | 834.99 |  | 1 | 834.99 |  | 1 | 834.99
P107 | 2014 | RS6048439A | P | 2015-01-02 | PENTAIR | 11018 | 100 | 1 | 834.99 |  | 1 | 834.99 |  | 1 | 834.99
P107 | 2014 | RS6031478A | P | 2014-07-23 | PENTAIR | 11018 | 100 | 1 | 834.99 |  | 1 | 834.99 |  | 1 | 834.99
P107 | 2014 | RS6021356A | P | 2014-03-05 | PENTAIR | 11018 | 100 | 1 | 834.99 |  | 1 | 834.99 |  | 1 | 834.99
P107 | 2014 | RS6031116A | P | 2014-07-18 | PENTAIR | 11018 | 100 | 1 | 834.99 |  | 1 | 834.99 |  | 1 | 834.99
P107 | 2014 | RS2063263A | P | 2014-05-30 | PENTAIR | 11018 | 100 | 1 | 834.99 |  | 1 | 834.99 |  | 1 | 834.99
P107 | 2014 | RS6031000A | P | 2014-07-17 | PENTAIR | 11018 | 100 | 1 | 834.99 |  | 1 | 834.99 |  | 1 | 834.99
P107 | 2014 | RS2077083A | P | 2014-10-03 | PENTAIR | 11018 | 100 | 1 | 834.99 |  | 1 | 834.99 |  | 1 | 834.99
P107 | 2014 | RS6029554A | P | 2014-07-01 | PENTAIR | 11018 | 100 | 1 | 834.99 |  | 1 | 834.99 |  | 1 | 834.99
P107 | 2014 | RS2070295A | P | 2014-07-31 | PENTAIR | 11018 | 100 | 1 | 834.99 |  | 1 | 834.99 |  | 1 | 834.99
P107 | 2014 | RS6033873A | P | 2014-08-15 | PENTAIR | 11018 | 100 | 1 | 834.99 |  | 1 | 834.99 |  | 1 | 834.99
P107 | 2014 | RS6022673A | P | 2014-03-27 | PENTAIR | 11018 | 100 | 1 | 834.99 |  | 1 | 834.99 |  | 1 | 834.99
P107 | 2014 | RS2058458A | P | 2014-04-11 | PENTAIR | 11018 | 100 | 1 | 834.99 |  | 1 | 834.99 |  | 1 | 834.99
P107 | 2014 | RS2074635A | P | 2014-09-16 | PENTAIR | 11018 | 100 | 1 | 834.99 |  | 1 | 834.99 |  | 1 | 834.99
P107 | 2014 | RS6033625A | P | 2014-08-13 | PENTAIR | 11018 | 100 | 1 | 834.99 |  | 1 | 834.99 |  | 1 | 834.99
P107 | 2014 | RS2066790A | P | 2014-07-01 | PENTAIR | 11018 | 100 | 1 | 834.99 |  | 1 | 834.99 |  | 1 | 834.99
P107 | 2014 | RS6026448A | P | 2014-05-22 | PENTAIR | 11018 | 100 | 1 | 834.99 |  | 1 | 834.99 |  | 1 | 834.99
P107 | 2014 | RS2078946A | P | 2014-10-03 | PENTAIR | 11018 | 100 | 1 | 834.99 |  | 1 | 834.99 |  | 1 | 834.99
P107 | 2014 | RS6042486A | P | 2014-11-07 | PENTAIR | 11018 | 100 | 1 | 834.99 |  | 1 | 834.99 |  | 1 | 834.99
P107 | 2014 | RS6038887B | P | 2014-09-30 | PENTAIR | 11018 | 100 | 1 | 834.99 |  | 1 | 834.99 |  | 1 | 834.99
P107 | 2014 | RS2085716A | P | 2014-12-08 | PENTAIR | 11018 | 100 | 1 | 834.99 |  | 1 | 834.99 |  | 1 | 834.99
P107 | 2014 | RS2070146A | P | 2014-07-30 | PENTAIR | 11018 | 100 | 1 | 834.99 |  | 1 | 834.99 |  | 1 | 834.99
P107 | 2014 | RS6021053A | P | 2014-02-28 | PENTAIR | 11018 | 100 | 1 | 834.99 |  | 1 | 834.99 |  | 1 | 834.99
P107 | 2014 | RS6048500A | P | 2014-12-30 | PENTAIR | 11018 | 100 | 1 | 834.99 |  | 1 | 834.99 |  | 1 | 834.99
P107 | 2014 | RS2076038A | P | 2014-09-12 | PENTAIR | 11018 | 100 | 1 | 834.99 |  | 1 | 834.99 |  | 1 | 834.99
P107 | 2014 | RS2056656A | P | 2014-03-24 | PENTAIR | 11018 | 100 | 1 | 834.99 |  | 1 | 834.99 |  | 1 | 834.99
P107 | 2014 | RS6029364A | P | 2014-07-02 | PENTAIR | 11018 | 100 | 1 | 835 |  | 1 | 835 |  | 1 | 835
P107 | 2014 | RS6029830A | P | 2014-07-07 | PENTAIR | 11018 | 100 | 1 | 835 |  | 1 | 835 |  | 1 | 835
P107 | 2014 | RS6048701A | P | 2015-01-02 | PENTAIR | 11018 | 100 | 1 | 835 |  | 1 | 835 |  | 1 | 835
P107 | 2014 | RS6030929A | P | 2014-08-13 | PENTAIR | 342000 | 100 | 1 | 835 |  | 1 | 835 |  | 1 | 835
P107 | 2014 | RS6032956A | P | 2014-08-07 | PENTAIR | 11018 | 100 | 1 | 835 |  | 1 | 835 |  | 1 | 835
P107 | 2014 | RS6032976A | P | 2014-08-07 | PENTAIR | 11018 | 100 | 1 | 835 |  | 1 | 835 |  | 1 | 835
P107 | 2014 | RS2070942A | P | 2014-08-06 | PENTAIR | 11018 | 100 | 1 | 835 |  | 1 | 835 |  | 1 | 835
P107 | 2014 | RS6024760A | P | 2014-04-24 | PENTAIR | 11018 | 100 | 1 | 835 |  | 1 | 835 |  | 1 | 835
P107 | 2014 | RS6028815A | P | 2014-07-15 | PENTAIR | 11018 | 100 | 1 | 835 |  | 1 | 835 |  | 1 | 835
P107 | 2014 | RS2073160A | P | 2014-09-18 | PENTAIR | 11018 | 100 | 1 | 835 |  | 1 | 835 |  | 1 | 835
P107 | 2014 | RS6027236A | P | 2014-05-30 | PENTAIR | 342000 | 100 | 1 | 835 |  | 1 | 835 |  | 1 | 835
P107 | 2014 | RS6034512A | P | 2014-08-25 | PENTAIR | 11018 | 100 | 1 | 835 |  | 1 | 835 |  | 1 | 835
P107 | 2014 | RS6019194A | P | 2014-01-30 | PENTAIR | 11018 | 100 | 1 | 835 |  | 1 | 835 |  | 1 | 835
P107 | 2014 | RS6028057A | P | 2014-09-05 | PENTAIR | 11018 | 100 | 1 | 835 |  | 1 | 835 |  | 1 | 835
P107 | 2014 | RS2055192A | P | 2014-03-11 | PENTAIR | 342000 | 100 | 1 | 835.5 |  | 1 | 835.5 |  | 1 | 835.5
P107 | 2015 | RS6065546A | P | 2015-07-28 | HAYWARD | SP3200VSP | 100 | 1 | 835.95 |  | 1 | 835.95 |  | 1 | 835.95
P107 | 2014 | RS2086027A | P | 2014-12-11 | PENTAIR | 11018 | 100 | 1 | 836.22 |  | 1 | 836.22 |  | 1 | 836.22
P107 | 2015 | RS6061588A | P | 2015-06-10 | PENTAIR | 11018 | 100 | 1 | 836.99 |  | 1 | 836.99 |  | 1 | 836.99
P107 | 2015 | RS6060077A | P | 2015-05-21 | PENTAIR | 11018 | 100 | 1 | 836.99 |  | 1 | 836.99 |  | 1 | 836.99
P107 | 2014 | RS6031497A | P | 2014-07-24 | PENTAIR | 11018 | 100 | 1 | 837.75 |  | 1 | 837.75 |  | 1 | 837.75
P107 | 2014 | RS6036618A | P | 2014-09-11 | PENTAIR | 11018 | 100 | 1 | 837.95 |  | 1 | 837.95 |  | 1 | 837.95
P107 | 2014 | RS6038372A | P | 2014-09-25 | PENTAIR | 11018 | 100 | 1 | 837.95 |  | 1 | 837.95 |  | 1 | 837.95
P107 | 2014 | RS6048860A | P | 2015-01-05 | PENTAIR | 11018 | 100 | 1 | 837.95 |  | 1 | 837.95 |  | 1 | 837.95
P107 | 2014 | RS2078067A | P | 2014-10-15 | PENTAIR | 11018 | 100 | 1 | 837.98 |  | 1 | 837.98 |  | 1 | 837.98
P107 | 2014 | RS2080878A | P | 2014-10-23 | PENTAIR | 11018 | 100 | 1 | 837.98 |  | 1 | 837.98 |  | 1 | 837.98
P107 | 2014 | RS6033793A | P | 2014-08-14 | PENTAIR | 11018 | 100 | 1 | 837.98 |  | 1 | 837.98 |  | 1 | 837.98
P107 | 2015 | RS6062167A | P | 2015-06-17 | PENTAIR | 11018 | 100 | 1 | 837.99 |  | 1 | 837.99 |  | 1 | 837.99
P107 | 2014 | RS6036881A | P | 2014-09-15 | PENTAIR | 11018 | 100 | 1 | 838 |  | 1 | 838 |  | 1 | 838
P107 | 2014 | RS6025305A | P | 2014-05-02 | PENTAIR | 11018 | 100 | 1 | 838 |  | 1 | 838 |  | 1 | 838
P107 | 2015 | RS2099164A | P | 2015-04-23 | STA-RITE | P6E6VS4H-209L | 100 | 1 | 838.18 |  | 1 | 838.18 |  | 1 | 838.18
P107 | 2015 | RS6055635A | P | 2015-03-18 | STA-RITE | P6E6VS4H-209L | 100 | 1 | 838.18 |  | 1 | 838.18 |  | 1 | 838.18
P107 | 2015 | RS2097819A | P | 2015-04-07 | STA-RITE | P6E6VS4H-209L | 100 | 1 | 838.18 |  | 1 | 838.18 |  | 1 | 838.18
P107 | 2014 | RS6032308A | P | 2014-08-01 | PENTAIR | 11018 | 100 | 1 | 838.4 |  | 1 | 838.4 |  | 1 | 838.4
P107 | 2014 | RS6023846A | P | 2014-04-14 | PENTAIR | 11018 | 100 | 1 | 838.42 |  | 1 | 838.42 |  | 1 | 838.42
P107 | 2015 | RS6063417A | P | 2015-07-02 | PENTAIR | 11018 | 100 | 1 | 838.89 |  | 1 | 838.89 |  | 1 | 838.89
P107 | 2015 | RS6062866A | P | 2015-07-15 | PENTAIR | 11018 | 100 | 1 | 838.95 |  | 1 | 838.95 |  | 1 | 838.95
P107 | 2015 | RS2099184A | P | 2015-04-24 | HAYWARD | SP2300VSP | 100 | 1 | 839 |  | 1 | 839 |  | 1 | 839
P107 | 2015 | RS2097729A | P | 2015-04-06 | HAYWARD | SP2300VSP | 100 | 1 | 839 |  | 1 | 839 |  | 1 | 839
P107 | 2015 | RS2103559A | P | 2015-06-17 | HAYWARD | SP2302VSP | 100 | 1 | 839 |  | 1 | 839 |  | 1 | 839
P107 | 2015 | RS2106831A | P | 2015-07-22 | HAYWARD | SP2302VSP | 100 | 1 | 839 |  | 1 | 839 |  | 1 | 839
P107 | 2015 | RS2116888A | P | 2015-11-17 | HAYWARD | SP2302VSP | 100 | 1 | 839 |  | 1 | 839 |  | 1 | 839
P107 | 2015 | RS2096949A | P | 2015-03-24 | HAYWARD | SP2300VSP | 100 | 1 | 839 |  | 1 | 839 |  | 1 | 839
P107 | 2015 | RS2101886A | P | 2015-05-28 | HAYWARD | SP2302VSP | 100 | 1 | 839 |  | 1 | 839 |  | 1 | 839
P107 | 2015 | RS2105972A | P | 2015-07-15 | HAYWARD | SP2302VSP | 100 | 1 | 839 |  | 1 | 839 |  | 1 | 839
P107 | 2015 | RS2101151A | P | 2015-06-04 | HAYWARD | SP2302VSP | 100 | 1 | 839 |  | 1 | 839 |  | 1 | 839
P107 | 2015 | RS2096414A | P | 2015-03-18 | HAYWARD | SP2300VSP | 100 | 1 | 839 |  | 1 | 839 |  | 1 | 839
P107 | 2015 | RS2108723A | P | 2015-08-13 | HAYWARD | SP2302VSP | 100 | 1 | 839 |  | 1 | 839 |  | 1 | 839
P107 | 2015 | RS2105971A | P | 2015-07-15 | HAYWARD | SP2302VSP | 100 | 1 | 839 |  | 1 | 839 |  | 1 | 839
P107 | 2015 | RS2097428A | P | 2015-03-31 | HAYWARD | SP2300VSP | 100 | 1 | 839 |  | 1 | 839 |  | 1 | 839
P107 | 2015 | RS2101613A | P | 2015-05-26 | HAYWARD | SP2302VSP | 100 | 1 | 839 |  | 1 | 839 |  | 1 | 839
P107 | 2015 | RS2099369A | P | 2015-04-28 | HAYWARD | SP2300VSP | 100 | 1 | 839 |  | 1 | 839 |  | 1 | 839
P107 | 2015 | RS2109514A | P | 2015-08-21 | HAYWARD | SP2302VSP | 100 | 1 | 839 |  | 1 | 839 |  | 1 | 839
P107 | 2015 | RS2102291A | P | 2015-06-05 | HAYWARD | SP2302VSP | 100 | 1 | 839 |  | 1 | 839 |  | 1 | 839
P107 | 2015 | RS2097426A | P | 2015-03-31 | HAYWARD | SP2300VSP | 100 | 1 | 839 |  | 1 | 839 |  | 1 | 839
P107 | 2015 | RS2115690A | P | 2015-11-06 | HAYWARD | SP2302VSP | 100 | 1 | 839 |  | 1 | 839 |  | 1 | 839
P107 | 2015 | RS2098425A | P | 2015-04-14 | HAYWARD | SP2300VSP | 100 | 1 | 839 |  | 1 | 839 |  | 1 | 839
P107 | 2015 | RS2102264A | P | 2015-06-05 | HAYWARD | SP2302VSP | 100 | 1 | 839 |  | 1 | 839 |  | 1 | 839
P107 | 2015 | RS2108432A | P | 2015-08-11 | HAYWARD | SP2302VSP | 100 | 1 | 839 |  | 1 | 839 |  | 1 | 839
P107 | 2015 | RS2111043A | P | 2015-09-09 | HAYWARD | SP2302VSP | 100 | 1 | 839 |  | 1 | 839 |  | 1 | 839
P107 | 2015 | RS2113394A | P | 2015-10-16 | HAYWARD | SP2302VSP | 100 | 1 | 839 |  | 1 | 839 |  | 1 | 839
P107 | 2015 | RS2102404A | P | 2015-06-05 | HAYWARD | SP2302VSP | 100 | 1 | 839 |  | 1 | 839 |  | 1 | 839
P107 | 2015 | RS2100483A | P | 2015-05-13 | HAYWARD | SP2300VSP | 100 | 1 | 839 |  | 1 | 839 |  | 1 | 839
P107 | 2015 | RS2117722A | P | 2015-11-23 | HAYWARD | SP2302VSP | 100 | 1 | 839 |  | 1 | 839 |  | 1 | 839
P107 | 2015 | RS2107143A | P | 2015-07-27 | HAYWARD | SP2302VSP | 100 | 1 | 839 |  | 1 | 839 |  | 1 | 839
P107 | 2015 | RS2098407A | P | 2015-04-13 | HAYWARD | SP2300VSP | 100 | 1 | 839 |  | 1 | 839 |  | 1 | 839
P107 | 2015 | RS2120571A | P | 2015-12-29 | PENTAIR | 342001 | 100 | 1 | 839 |  | 1 | 839 |  | 1 | 839
P107 | 2015 | RS6057934A | P | 2015-04-20 | PENTAIR | 11018 | 100 | 1 | 839 |  | 1 | 839 |  | 1 | 839
P107 | 2014 | RS6031515A | P | 2014-07-23 | PENTAIR | 11018 | 100 | 1 | 839.89 |  | 1 | 839.89 |  | 1 | 839.89
P107 | 2015 | RS6058699A | P | 2015-05-04 | PENTAIR | 11018 | 100 | 1 | 839.9 |  | 1 | 839.9 |  | 1 | 839.9
P107 | 2015 | RS6058816A | P | 2015-05-06 | PENTAIR | 11018 | 100 | 1 | 839.95 |  | 1 | 839.95 |  | 1 | 839.95
P107 | 2015 | RS6057373A | P | 2015-04-13 | PENTAIR | 11018 | 100 | 1 | 839.95 |  | 1 | 839.95 |  | 1 | 839.95
P107 | 2014 | RS6026467A | P | 2014-05-30 | PENTAIR | 11018 | 100 | 1 | 839.99 |  | 1 | 839.99 |  | 1 | 839.99
P107 | 2015 | RS6055338A | P | 2015-03-13 | PENTAIR | 11018 | 100 | 1 | 839.99 |  | 1 | 839.99 |  | 1 | 839.99
P107 | 2015 | RS6058937A | P | 2015-05-06 | PENTAIR | 11018 | 100 | 1 | 839.99 |  | 1 | 839.99 |  | 1 | 839.99
P107 | 2015 | RS6058140A | P | 2015-04-24 | PENTAIR | 11018 | 100 | 1 | 839.99 |  | 1 | 839.99 |  | 1 | 839.99
P107 | 2014 | RS6036069A | P | 2014-09-09 | PENTAIR | 11018 | 100 | 1 | 839.99 |  | 1 | 839.99 |  | 1 | 839.99
P107 | 2015 | RS6055567A | P | 2015-03-16 | PENTAIR | 11018 | 100 | 1 | 839.99 |  | 1 | 839.99 |  | 1 | 839.99
P107 | 2014 | RS6038114A | P | 2014-09-23 | PENTAIR | 11018 | 100 | 1 | 839.99 |  | 1 | 839.99 |  | 1 | 839.99
P107 | 2015 | RS2098628B | P | 2015-04-15 | PENTAIR | 11018 | 100 | 1 | 839.99 |  | 1 | 839.99 |  | 1 | 839.99
P107 | 2015 | RS6060603A | P | 2015-05-28 | PENTAIR | 11018 | 100 | 1 | 839.99 |  | 1 | 839.99 |  | 1 | 839.99
P107 | 2015 | RS6055926A | P | 2015-04-01 | PENTAIR | 11018 | 100 | 1 | 839.99 |  | 1 | 839.99 |  | 1 | 839.99
P107 | 2015 | RS2106285A | P | 2015-08-04 | PENTAIR | 11018 | 100 | 1 | 839.99 |  | 1 | 839.99 |  | 1 | 839.99
P107 | 2015 | RS2099176A | P | 2015-04-24 | PENTAIR | 11018 | 100 | 1 | 839.99 |  | 1 | 839.99 |  | 1 | 839.99
P107 | 2015 | RS2098323A | P | 2015-04-13 | PENTAIR | 11018 | 100 | 1 | 839.99 |  | 1 | 839.99 |  | 1 | 839.99
P107 | 2015 | RS6066314A | P | 2015-08-10 | PENTAIR | 11018 | 100 | 1 | 839.99 |  | 1 | 839.99 |  | 1 | 839.99
P107 | 2014 | RS2049491A | P | 2014-01-21 | PENTAIR | 11018 | 100 | 1 | 839.99 |  | 1 | 839.99 |  | 1 | 839.99
P107 | 2015 | RS6066310A | P | 2015-08-10 | PENTAIR | 11018 | 100 | 1 | 839.99 |  | 1 | 839.99 |  | 1 | 839.99
P107 | 2014 | RS6020806A | P | 2014-02-26 | PENTAIR | 11018 | 100 | 1 | 839.99 |  | 1 | 839.99 |  | 1 | 839.99
P107 | 2015 | RS2099193A | P | 2015-04-24 | PENTAIR | 11018 | 100 | 1 | 839.99 |  | 1 | 839.99 |  | 1 | 839.99
P107 | 2015 | RS6058160A | P | 2015-04-27 | PENTAIR | 11018 | 100 | 1 | 839.99 |  | 1 | 839.99 |  | 1 | 839.99
P107 | 2015 | RS6058248A | P | 2015-04-24 | PENTAIR | 11018 | 100 | 1 | 839.99 |  | 1 | 839.99 |  | 1 | 839.99
P107 | 2015 | RS2098102A | P | 2015-04-10 | PENTAIR | 11018 | 100 | 1 | 839.99 |  | 1 | 839.99 |  | 1 | 839.99
P107 | 2015 | RS6072611A | P | 2015-11-20 | ZODIAC | JEP1.5 | 100 | 1 | 839.99 |  | 1 | 839.99 |  | 1 | 839.99
P107 | 2014 | RS6025623A | P | 2014-05-08 | PENTAIR | 11018 | 100 | 1 | 840 |  | 1 | 840 |  | 1 | 840
P107 | 2015 | RS6072846A | P | 2015-11-23 | PENTAIR | 11018 | 100 | 1 | 840 |  | 1 | 840 |  | 1 | 840
P107 | 2015 | RS6067078A | P | 2015-08-18 | PENTAIR | 11018 | 100 | 1 | 840 |  | 1 | 840 |  | 1 | 840
P107 | 2015 | RS2115193A | P | 2015-10-27 | PENTAIR | 342001 | 100 | 1 | 840 |  | 1 | 840 |  | 1 | 840
P107 | 2015 | RS2114749A | P | 2015-10-22 | PENTAIR | 342001 | 100 | 1 | 840 |  | 1 | 840 |  | 1 | 840
P107 | 2015 | RS2109244A | P | 2015-08-19 | PENTAIR | 11018 | 100 | 1 | 840 |  | 1 | 840 |  | 1 | 840
P107 | 2015 | RS6068101A | P | 2015-09-03 | PENTAIR | 11018 | 100 | 1 | 840 |  | 1 | 840 |  | 1 | 840
P107 | 2015 | RS2111358A | P | 2015-09-15 | WATERWAY PLASTICS INC. | ECONO-VSA | 100 | 1 | 840.45 |  | 1 | 840.45 |  | 1 | 840.45
P107 | 2015 | RS2098800A | P | 2015-04-17 | WATERWAY PLASTICS INC. | ECONO-VSA | 100 | 1 | 840.45 |  | 1 | 840.45 |  | 1 | 840.45
P107 | 2015 | RS6067254A | P | 2015-08-20 | WATERWAY PLASTICS INC. | ECONO-VSA | 100 | 1 | 840.45 |  | 1 | 840.45 |  | 1 | 840.45
P107 | 2014 | RS2071513A | P | 2014-08-08 | STA-RITE | P6E6VS4H-209L | 100 | 1 | 842 |  | 1 | 842 |  | 1 | 842
P107 | 2015 | RS2096631A | P | 2015-03-20 | PENTAIR | 11018 | 100 | 1 | 842.99 |  | 1 | 842.99 |  | 1 | 842.99
P107 | 2014 | RS6021573A | P | 2014-03-11 | PENTAIR | 11018 | 100 | 1 | 842.99 |  | 1 | 842.99 |  | 1 | 842.99
P107 | 2014 | RS2085333A | P | 2014-12-04 | PENTAIR | 11018 | 100 | 1 | 842.99 |  | 1 | 842.99 |  | 1 | 842.99
P107 | 2014 | RS6027902A | P | 2014-07-11 | PENTAIR | 11018 | 100 | 1 | 842.99 |  | 1 | 842.99 |  | 1 | 842.99
P107 | 2015 | RS6063957A | P | 2015-07-08 | PENTAIR | 11018 | 100 | 1 | 842.99 |  | 1 | 842.99 |  | 1 | 842.99
P107 | 2014 | RS6030464A | P | 2014-07-10 | PENTAIR | 11018 | 100 | 1 | 842.99 |  | 1 | 842.99 |  | 1 | 842.99
P107 | 2014 | RS6030941A | P | 2014-07-16 | PENTAIR | 11018 | 100 | 1 | 842.99 |  | 1 | 842.99 |  | 1 | 842.99
P107 | 2014 | RS2076091A | P | 2014-09-12 | PENTAIR | 11018 | 100 | 1 | 842.99 |  | 1 | 842.99 |  | 1 | 842.99
P107 | 2015 | RS6055633A | P | 2015-03-18 | PENTAIR | 11018 | 100 | 1 | 842.99 |  | 1 | 842.99 |  | 1 | 842.99
P107 | 2014 | RS6020182A | P | 2014-02-18 | PENTAIR | 11018 | 100 | 1 | 842.99 |  | 1 | 842.99 |  | 1 | 842.99
P107 | 2014 | RS6020850A | P | 2014-02-26 | PENTAIR | 11018 | 100 | 1 | 842.99 |  | 1 | 842.99 |  | 1 | 842.99
P107 | 2014 | RS6025707A | P | 2014-05-12 | PENTAIR | 11018 | 100 | 1 | 842.99 |  | 1 | 842.99 |  | 1 | 842.99
P107 | 2015 | RS2109589A | P | 2015-08-21 | PENTAIR | 11018 | 100 | 1 | 842.99 |  | 1 | 842.99 |  | 1 | 842.99
P107 | 2014 | RS2076090A | P | 2014-09-12 | PENTAIR | 11018 | 100 | 1 | 842.99 |  | 1 | 842.99 |  | 1 | 842.99
P107 | 2014 | RS2053014A | P | 2014-02-25 | PENTAIR | 11018 | 100 | 1 | 842.99 |  | 1 | 842.99 |  | 1 | 842.99
P107 | 2014 | RS6027955A | P | 2014-06-10 | PENTAIR | 11018 | 100 | 1 | 842.99 |  | 1 | 842.99 |  | 1 | 842.99
P107 | 2015 | RS2101393A | P | 2015-05-26 | PENTAIR | 11018 | 100 | 1 | 845 |  | 1 | 845 |  | 1 | 845
P107 | 2015 | RS2111042A | P | 2015-09-09 | PENTAIR | 342001 | 100 | 1 | 845 |  | 1 | 845 |  | 1 | 845
P107 | 2015 | RS6052644A | P | 2015-02-20 | PENTAIR | 11018 | 100 | 1 | 845 |  | 1 | 845 |  | 1 | 845
P107 | 2015 | RS2104238A | P | 2015-06-25 | PENTAIR | 11018 | 100 | 1 | 845 |  | 1 | 845 |  | 1 | 845
P107 | 2014 | RS6019562A | P | 2014-02-05 | PENTAIR | 11018 | 100 | 1 | 845 |  | 1 | 845 |  | 1 | 845
P107 | 2015 | RS2104604A | P | 2015-07-01 | PENTAIR | 11018 | 100 | 1 | 845.74 |  | 1 | 845.74 |  | 1 | 845.74
P107 | 2015 | RS6067943A | P | 2015-09-16 | HAYWARD | SP3400VSP | 100 | 1 | 845.75 |  | 1 | 845.75 |  | 1 | 845.75
P107 | 2015 | RS2096755A | P | 2015-03-23 | PENTAIR | 11018 | 100 | 1 | 845.95 |  | 1 | 845.95 |  | 1 | 845.95
P107 | 2015 | RS6051303A | P | 2015-01-21 | PENTAIR | 11018 | 100 | 1 | 845.95 |  | 1 | 845.95 |  | 1 | 845.95
P107 | 2015 | RS2095195A | P | 2015-03-04 | PENTAIR | 11018 | 100 | 1 | 845.95 |  | 1 | 845.95 |  | 1 | 845.95
P107 | 2015 | RS2098067A | P | 2015-04-10 | PENTAIR | 11018 | 100 | 1 | 845.95 |  | 1 | 845.95 |  | 1 | 845.95
P107 | 2015 | RS2117790A | P | 2015-11-24 | PENTAIR | 11018 | 100 | 1 | 845.95 |  | 1 | 845.95 |  | 1 | 845.95
P107 | 2015 | RS6057312A | P | 2015-04-10 | PENTAIR | 11018 | 100 | 1 | 845.95 |  | 1 | 845.95 |  | 1 | 845.95
P107 | 2014 | RS6049115A | P | 2015-01-13 | PENTAIR | 11018 | 100 | 1 | 846 |  | 1 | 846 |  | 1 | 846
P107 | 2015 | RS6052633A | P | 2015-02-05 | PENTAIR | 11018 | 100 | 1 | 846 |  | 1 | 846 |  | 1 | 846
P107 | 2015 | RS6069306A | P | 2015-09-23 | PENTAIR | 11018 | 100 | 1 | 846 |  | 1 | 846 |  | 1 | 846
P107 | 2015 | RS2099380A | P | 2015-04-28 | ZODIAC | VS-FHP1.0 | 100 | 1 | 846 |  | 1 | 846 |  | 1 | 846
P107 | 2014 | RS2067498A | P | 2014-07-07 | ZODIAC | JEP1.5 | 100 | 1 | 846.52 |  | 1 | 846.52 |  | 1 | 846.52
P107 | 2014 | RS2073485A | P | 2014-08-21 | ZODIAC | JEP1.5 | 100 | 1 | 846.52 |  | 1 | 846.52 |  | 1 | 846.52
P107 | 2014 | RS2063410A | P | 2014-05-30 | ZODIAC | JEP1.5 | 100 | 1 | 846.52 |  | 1 | 846.52 |  | 1 | 846.52
P107 | 2014 | RS2060239A | P | 2014-04-30 | ZODIAC | JEP1.5 | 100 | 1 | 846.52 |  | 1 | 846.52 |  | 1 | 846.52
P107 | 2014 | RS2052178A | P | 2014-02-10 | ZODIAC/JANDY | JEP1.5 | 100 | 1 | 846.52 |  | 1 | 846.52 |  | 1 | 846.52
P107 | 2014 | RS2052678A | P | 2014-02-14 | ZODIAC/JANDY | JEP1.5 | 100 | 1 | 846.52 |  | 1 | 846.52 |  | 1 | 846.52
P107 | 2014 | RS2054525A | P | 2014-03-04 | ZODIAC/JANDY | JEP1.5 | 100 | 1 | 846.52 |  | 1 | 846.52 |  | 1 | 846.52
P107 | 2014 | RS2056646A | P | 2014-03-24 | ZODIAC/JANDY | JEP1.5 | 100 | 1 | 846.52 |  | 1 | 846.52 |  | 1 | 846.52
P107 | 2014 | RS2052700A | P | 2014-02-14 | ZODIAC/JANDY | JEP1.5 | 100 | 1 | 846.52 |  | 1 | 846.52 |  | 1 | 846.52
P107 | 2014 | RS2056515A | P | 2014-03-24 | ZODIAC/JANDY | JEP1.5 | 100 | 1 | 846.52 |  | 1 | 846.52 |  | 1 | 846.52
P107 | 2014 | RS2052739A | P | 2014-02-18 | ZODIAC/JANDY | JEP1.5 | 100 | 1 | 846.52 |  | 1 | 846.52 |  | 1 | 846.52
P107 | 2014 | RS2052741A | P | 2014-02-18 | ZODIAC/JANDY | JEP1.5 | 100 | 1 | 846.52 |  | 1 | 846.52 |  | 1 | 846.52
P107 | 2014 | RS2052740A | P | 2014-02-21 | ZODIAC/JANDY | JEP1.5 | 100 | 1 | 846.52 |  | 1 | 846.52 |  | 1 | 846.52
P107 | 2014 | RS2052699A | P | 2014-02-14 | ZODIAC/JANDY | JEP1.5 | 100 | 1 | 846.52 |  | 1 | 846.52 |  | 1 | 846.52
P107 | 2015 | RS6057638A | P | 2015-04-17 | PENTAIR | 11018 | 100 | 1 | 847.1 |  | 1 | 847.1 |  | 1 | 847.1
P107 | 2015 | RS6066131A | P | 2015-08-07 | PENTAIR | 11018 | 100 | 1 | 847.93 |  | 1 | 847.93 |  | 1 | 847.93
P107 | 2015 | RS6068782A | P | 2015-09-28 | PENTAIR | 11018 | 100 | 1 | 847.94 |  | 1 | 847.94 |  | 1 | 847.94
P107 | 2014 | RS2082112A | P | 2014-11-07 | PENTAIR | 11018 | 100 | 1 | 847.99 |  | 1 | 847.99 |  | 1 | 847.99
P107 | 2014 | RS6043349A | P | 2014-11-18 | PENTAIR | 11018 | 100 | 1 | 847.99 |  | 1 | 847.99 |  | 1 | 847.99
P107 | 2014 | RS2067017A | P | 2014-07-25 | STA-RITE | P6E6VS4H-209L | 100 | 1 | 847.99 |  | 1 | 847.99 |  | 1 | 847.99
P107 | 2014 | RS6032481A | P | 2014-08-01 | PENTAIR | 11013 | 100 | 1 | 848 |  | 1 | 848 |  | 1 | 848
P107 | 2014 | RS6048352A | P | 2014-12-30 | STA-RITE | P6E6VS4H-209L | 100 | 1 | 848 |  | 1 | 848 |  | 1 | 848
P107 | 2015 | RS2109235A | P | 2015-08-18 | PENTAIR | 11018 | 100 | 1 | 848.02 |  | 1 | 848.02 |  | 1 | 848.02
P107 | 2014 | RS2080462A | P | 2014-10-22 | PENTAIR | 11018 | 100 | 1 | 848.25 |  | 1 | 848.25 |  | 1 | 848.25
P107 | 2014 | RS6027332A | P | 2014-06-02 | PENTAIR | 11018 | 100 | 1 | 848.25 |  | 1 | 848.25 |  | 1 | 848.25
P107 | 2014 | RS2057173A | P | 2014-04-25 | PENTAIR | 11018 | 100 | 1 | 848.25 |  | 1 | 848.25 |  | 1 | 848.25
P107 | 2014 | RS6021495A | P | 2014-03-06 | PENTAIR | 11018 | 100 | 1 | 848.25 |  | 1 | 848.25 |  | 1 | 848.25
P107 | 2014 | RS6037924A | P | 2014-09-23 | PENTAIR | 11018 | 100 | 1 | 848.25 |  | 1 | 848.25 |  | 1 | 848.25
P107 | 2014 | RS2055074A | P | 2014-03-07 | PENTAIR | 11018 | 100 | 1 | 848.25 |  | 1 | 848.25 |  | 1 | 848.25
P107 | 2014 | RS6020484A | P | 2014-02-20 | PENTAIR | 11018 | 100 | 1 | 848.25 |  | 1 | 848.25 |  | 1 | 848.25
P107 | 2014 | RS6030767A | P | 2014-07-15 | PENTAIR | 11018 | 100 | 1 | 848.25 |  | 1 | 848.25 |  | 1 | 848.25
P107 | 2014 | RS6026607A | P | 2014-05-30 | PENTAIR | 11018 | 100 | 1 | 848.25 |  | 1 | 848.25 |  | 1 | 848.25
P107 | 2014 | RS6032639A | P | 2014-08-05 | PENTAIR | 11018 | 100 | 1 | 848.25 |  | 1 | 848.25 |  | 1 | 848.25
P107 | 2014 | RS2059839A | P | 2014-04-28 | PENTAIR | 11018 | 100 | 1 | 848.25 |  | 1 | 848.25 |  | 1 | 848.25
P107 | 2014 | RS6049342A | P | 2015-01-08 | PENTAIR | 11018 | 100 | 1 | 848.25 |  | 1 | 848.25 |  | 1 | 848.25
P107 | 2014 | RS6030618A | P | 2014-07-14 | HAYWARD | SP3400VSP | 100 | 1 | 849 |  | 1 | 849 |  | 1 | 849
P107 | 2015 | RS2106724A | P | 2015-07-22 | PENTAIR | 342001 | 100 | 1 | 849 |  | 1 | 849 |  | 1 | 849
P107 | 2015 | RS2106742A | P | 2015-07-22 | PENTAIR | 11018 | 100 | 1 | 849 |  | 1 | 849 |  | 1 | 849
P107 | 2015 | RS2102402A | P | 2015-06-05 | PENTAIR | 11018 | 100 | 1 | 849 |  | 1 | 849 |  | 1 | 849
P107 | 2015 | RS2112461A | P | 2015-09-25 | PENTAIR | 342001 | 100 | 1 | 849 |  | 1 | 849 |  | 1 | 849
P107 | 2014 | RS6032140A | P | 2014-07-29 | PENTAIR | 11018 | 100 | 1 | 849 |  | 1 | 849 |  | 1 | 849
P107 | 2015 | RS2109763B | P | 2015-08-25 | PENTAIR | 11018 | 100 | 1 | 849 |  | 1 | 849 |  | 1 | 849
P107 | 2014 | RS2081626A | P | 2014-11-06 | ZODIAC | VS-FHP1.0 | 100 | 1 | 849 |  | 1 | 849 |  | 1 | 849
P107 | 2014 | RS6042395A | P | 2014-11-10 | ZODIAC | VS-FHP1.0 | 100 | 1 | 849 |  | 1 | 849 |  | 1 | 849
P107 | 2015 | RS6061901A | P | 2015-06-12 | PENTAIR | 11018 | 100 | 1 | 849.84 |  | 1 | 849.84 |  | 1 | 849.84
P107 | 2015 | RS2106812A | P | 2015-07-22 | PENTAIR | 11018 | 100 | 1 | 849.84 |  | 1 | 849.84 |  | 1 | 849.84
P107 | 2015 | RS6065225A | P | 2015-07-23 | PENTAIR | 11018 | 100 | 1 | 849.84 |  | 1 | 849.84 |  | 1 | 849.84
P107 | 2015 | RS2114626A | P | 2015-10-21 | PENTAIR | 11018 | 100 | 1 | 849.85 |  | 1 | 849.85 |  | 1 | 849.85
P107 | 2014 | RS6019972A | P | 2014-02-12 | PENTAIR | 11018 | 100 | 1 | 849.94 |  | 1 | 849.94 |  | 1 | 849.94
P107 | 2014 | RS2054058A | P | 2014-02-28 | PENTAIR | 342000 | 100 | 1 | 849.95 |  | 1 | 849.95 |  | 1 | 849.95
P107 | 2015 | RS2115989A | P | 2015-11-25 | HAYWARD | SP3400VSP | 100 | 1 | 849.99 |  | 1 | 849.99 |  | 1 | 849.99
P107 | 2014 | RS2083943A | P | 2014-11-19 | PENTAIR | 342000 | 100 | 1 | 849.99 |  | 1 | 849.99 |  | 1 | 849.99
P107 | 2015 | RS6063769A | P | 2015-07-16 | PENTAIR | 11018 | 100 | 1 | 849.99 |  | 1 | 849.99 |  | 1 | 849.99
P107 | 2015 | RS6062930A | P | 2015-06-25 | PENTAIR | 11018 | 100 | 1 | 849.99 |  | 1 | 849.99 |  | 1 | 849.99
P107 | 2015 | RS6049729B | P | 2015-01-21 | PENTAIR | 11018 | 100 | 1 | 849.99 |  | 1 | 849.99 |  | 1 | 849.99
P107 | 2015 | RS6066591A | P | 2015-08-11 | PENTAIR | 11018 | 100 | 1 | 849.99 |  | 1 | 849.99 |  | 1 | 849.99
P107 | 2015 | RS6064264A | P | 2015-07-13 | PENTAIR | 11018 | 100 | 1 | 849.99 |  | 1 | 849.99 |  | 1 | 849.99
P107 | 2014 | RS2083410A | P | 2014-11-13 | PENTAIR | 342000 | 100 | 1 | 849.99 |  | 1 | 849.99 |  | 1 | 849.99
P107 | 2015 | RS6062402A | P | 2015-06-22 | PENTAIR | 11018 | 100 | 1 | 849.99 |  | 1 | 849.99 |  | 1 | 849.99
P107 | 2014 | RS2082875A | P | 2014-11-12 | PENTAIR | 11018 | 100 | 1 | 849.99 |  | 1 | 849.99 |  | 1 | 849.99
P107 | 2015 | RS2105269A | P | 2015-07-07 | PENTAIR | 11018 | 100 | 1 | 849.99 |  | 1 | 849.99 |  | 1 | 849.99
P107 | 2015 | RS6065139A | P | 2015-07-22 | PENTAIR | 11018 | 100 | 1 | 849.99 |  | 1 | 849.99 |  | 1 | 849.99
P107 | 2015 | RS6065530A | P | 2015-08-10 | PENTAIR | 11018 | 100 | 1 | 849.99 |  | 1 | 849.99 |  | 1 | 849.99
P107 | 2015 | RS2108887A | P | 2015-08-14 | PENTAIR | 11018 | 100 | 1 | 849.99 |  | 1 | 849.99 |  | 1 | 849.99
P107 | 2015 | RS2106110A | P | 2015-07-17 | PENTAIR | 11018 | 100 | 1 | 849.99 |  | 1 | 849.99 |  | 1 | 849.99
P107 | 2015 | RS6062879A | P | 2015-06-26 | PENTAIR | 11018 | 100 | 1 | 849.99 |  | 1 | 849.99 |  | 1 | 849.99
P107 | 2015 | RS2103393A | P | 2015-06-16 | PENTAIR | 11018 | 100 | 1 | 849.99 |  | 1 | 849.99 |  | 1 | 849.99
P107 | 2015 | RS6051664A | P | 2015-01-26 | PENTAIR | 11018 | 100 | 1 | 849.99 |  | 1 | 849.99 |  | 1 | 849.99
P107 | 2015 | RS6064378A | P | 2015-07-14 | PENTAIR | 11018 | 100 | 1 | 849.99 |  | 1 | 849.99 |  | 1 | 849.99
P107 | 2015 | RS6069437A | P | 2015-09-28 | PENTAIR | 11018 | 100 | 1 | 849.99 |  | 1 | 849.99 |  | 1 | 849.99
P107 | 2015 | RS6065250A | P | 2015-07-23 | PENTAIR | 11018 | 100 | 1 | 849.99 |  | 1 | 849.99 |  | 1 | 849.99
P107 | 2015 | RS6066081A | P | 2015-08-10 | PENTAIR | 11018 | 100 | 1 | 849.99 |  | 1 | 849.99 |  | 1 | 849.99
P107 | 2014 | RS6042744A | P | 2014-11-12 | PENTAIR | 11018 | 100 | 1 | 849.99 |  | 1 | 849.99 |  | 1 | 849.99
P107 | 2015 | RS6061410A | P | 2015-06-09 | PENTAIR | 11018 | 100 | 1 | 849.99 |  | 1 | 849.99 |  | 1 | 849.99
P107 | 2015 | RS2107757A | P | 2015-08-04 | PENTAIR | 11018 | 100 | 1 | 849.99 |  | 1 | 849.99 |  | 1 | 849.99
P107 | 2015 | RS6066923A | P | 2015-08-17 | PENTAIR | 11018 | 100 | 1 | 849.99 |  | 1 | 849.99 |  | 1 | 849.99
P107 | 2014 | RS6038210A | P | 2014-09-24 | PENTAIR | 11018 | 100 | 1 | 849.99 |  | 1 | 849.99 |  | 1 | 849.99
P107 | 2014 | RS6041973A | P | 2014-11-04 | PENTAIR | 11018 | 100 | 1 | 849.99 |  | 1 | 849.99 |  | 1 | 849.99
P107 | 2015 | RS2106925A | P | 2015-07-24 | PENTAIR | 11018 | 100 | 1 | 849.99 |  | 1 | 849.99 |  | 1 | 849.99
P107 | 2015 | RS2108386A | P | 2015-08-11 | PENTAIR | 11018 | 100 | 1 | 849.99 |  | 1 | 849.99 |  | 1 | 849.99
P107 | 2015 | RS6064175A | P | 2015-07-10 | PENTAIR | 11018 | 100 | 1 | 849.99 |  | 1 | 849.99 |  | 1 | 849.99
P107 | 2015 | RS6064016A | P | 2015-07-09 | PENTAIR | 11018 | 100 | 1 | 849.99 |  | 1 | 849.99 |  | 1 | 849.99
P107 | 2014 | RS2088523A | P | 2014-12-30 | PENTAIR | 342000 | 100 | 1 | 849.99 |  | 1 | 849.99 |  | 1 | 849.99
P107 | 2015 | RS6066681A | P | 2015-08-12 | PENTAIR | 11018 | 100 | 1 | 849.99 |  | 1 | 849.99 |  | 1 | 849.99
P107 | 2015 | RS6065334A | P | 2015-07-27 | PENTAIR | 11018 | 100 | 1 | 849.99 |  | 1 | 849.99 |  | 1 | 849.99
P107 | 2015 | RS6063014A | P | 2015-06-26 | PENTAIR | 11018 | 100 | 1 | 849.99 |  | 1 | 849.99 |  | 1 | 849.99
P107 | 2015 | RS6063119A | P | 2015-06-30 | PENTAIR | 11018 | 100 | 1 | 849.99 |  | 1 | 849.99 |  | 1 | 849.99
P107 | 2014 | RS6038884A | P | 2014-09-30 | PENTAIR | 11018 | 100 | 1 | 849.99 |  | 1 | 849.99 |  | 1 | 849.99
P107 | 2015 | RS6060792A | P | 2015-06-02 | PENTAIR | 11018 | 100 | 1 | 849.99 |  | 1 | 849.99 |  | 1 | 849.99
P107 | 2015 | RS2113944A | P | 2015-11-06 | PENTAIR | 342001 | 100 | 1 | 849.99 |  | 1 | 849.99 |  | 1 | 849.99
P107 | 2015 | RS2106909A | P | 2015-07-24 | PENTAIR | 11018 | 100 | 1 | 849.99 |  | 1 | 849.99 |  | 1 | 849.99
P107 | 2015 | RS2104735A | P | 2015-07-01 | PENTAIR | 11018 | 100 | 1 | 849.99 |  | 1 | 849.99 |  | 1 | 849.99
P107 | 2015 | RS6062398A | P | 2015-06-22 | PENTAIR | 11018 | 100 | 1 | 849.99 |  | 1 | 849.99 |  | 1 | 849.99
P107 | 2015 | RS6065024A | P | 2015-07-22 | PENTAIR | 11018 | 100 | 1 | 849.99 |  | 1 | 849.99 |  | 1 | 849.99
P107 | 2015 | RS6065898A | P | 2015-08-03 | PENTAIR | 11018 | 100 | 1 | 849.99 |  | 1 | 849.99 |  | 1 | 849.99
P107 | 2015 | RS6064732A | P | 2015-07-20 | PENTAIR | 11018 | 100 | 1 | 849.99 |  | 1 | 849.99 |  | 1 | 849.99
P107 | 2015 | RS2108278A | P | 2015-08-11 | PENTAIR | 11018 | 100 | 1 | 849.99 |  | 1 | 849.99 |  | 1 | 849.99
P107 | 2015 | RS6049072A | P | 2015-03-31 | PENTAIR | 11018 | 100 | 1 | 849.99 |  | 1 | 849.99 |  | 1 | 849.99
P107 | 2015 | RS6068477A | P | 2015-09-09 | PENTAIR | 11018 | 100 | 1 | 849.99 |  | 1 | 849.99 |  | 1 | 849.99
P107 | 2015 | RS6064290A | P | 2015-07-13 | PENTAIR | 11018 | 100 | 1 | 849.99 |  | 1 | 849.99 |  | 1 | 849.99
P107 | 2015 | RS6065450A | P | 2015-07-27 | PENTAIR | 11018 | 100 | 1 | 849.99 |  | 1 | 849.99 |  | 1 | 849.99
P107 | 2015 | RS6063230A | P | 2015-07-01 | PENTAIR | 11018 | 100 | 1 | 849.99 |  | 1 | 849.99 |  | 1 | 849.99
P107 | 2015 | RS6073590A | P | 2015-12-08 | PENTAIR | 11018 | 100 | 1 | 849.99 |  | 1 | 849.99 |  | 1 | 849.99
P107 | 2015 | RS6061848A | P | 2015-06-12 | PENTAIR | 11018 | 100 | 1 | 849.99 |  | 1 | 849.99 |  | 1 | 849.99
P107 | 2015 | RS6069815A | P | 2015-10-02 | PENTAIR | 11018 | 100 | 1 | 849.99 |  | 1 | 849.99 |  | 1 | 849.99
P107 | 2015 | RS6064413A | P | 2015-07-14 | PENTAIR | 11018 | 100 | 1 | 849.99 |  | 1 | 849.99 |  | 1 | 849.99
P107 | 2015 | RS2106926A | P | 2015-07-24 | PENTAIR | 11018 | 100 | 1 | 849.99 |  | 1 | 849.99 |  | 1 | 849.99
P107 | 2015 | RS6064039A | P | 2015-07-14 | PENTAIR | 11018 | 100 | 1 | 849.99 |  | 1 | 849.99 |  | 1 | 849.99
P107 | 2015 | RS6062271A | P | 2015-06-19 | PENTAIR | 11018 | 100 | 1 | 849.99 |  | 1 | 849.99 |  | 1 | 849.99
P107 | 2015 | RS6062271A | P | 2015-06-19 | PENTAIR | 11018 | 100 | 1 | 849.99 |  | 1 | 849.99 |  | 1 | 849.99
P107 | 2014 | RS2084580A | P | 2014-12-01 | PENTAIR | 342000 | 100 | 1 | 849.99 |  | 1 | 849.99 |  | 1 | 849.99
P107 | 2015 | RS2119443A | P | 2015-12-22 | PENTAIR | 11018 | 100 | 1 | 849.99 |  | 1 | 849.99 |  | 1 | 849.99
P107 | 2015 | RS6066992A | P | 2015-08-17 | PENTAIR | 11018 | 100 | 1 | 849.99 |  | 1 | 849.99 |  | 1 | 849.99
P107 | 2015 | RS6063600A | P | 2015-07-23 | PENTAIR | 11018 | 100 | 1 | 849.99 |  | 1 | 849.99 |  | 1 | 849.99
P107 | 2015 | RS6063904A | P | 2015-07-08 | PENTAIR | 11018 | 100 | 1 | 849.99 |  | 1 | 849.99 |  | 1 | 849.99
P107 | 2015 | RS2093823A | P | 2015-02-13 | PENTAIR | 342000 | 100 | 1 | 849.99 |  | 1 | 849.99 |  | 1 | 849.99
P107 | 2015 | RS6064306A | P | 2015-07-13 | PENTAIR | 11018 | 100 | 1 | 849.99 |  | 1 | 849.99 |  | 1 | 849.99
P107 | 2015 | RS2107850A | P | 2015-08-04 | PENTAIR | 11018 | 100 | 1 | 849.99 |  | 1 | 849.99 |  | 1 | 849.99
P107 | 2015 | RS6068213A | P | 2015-09-04 | PENTAIR | 11018 | 100 | 1 | 849.99 |  | 1 | 849.99 |  | 1 | 849.99
P107 | 2014 | RS6048347A | P | 2014-12-30 | PENTAIR | 11018 | 100 | 1 | 849.99 |  | 1 | 849.99 |  | 1 | 849.99
P107 | 2015 | RS2104607A | P | 2015-08-03 | PENTAIR | 11018 | 100 | 1 | 849.99 |  | 1 | 849.99 |  | 1 | 849.99
P107 | 2015 | RS6061905A | P | 2015-06-12 | PENTAIR | 11018 | 100 | 1 | 849.99 |  | 1 | 849.99 |  | 1 | 849.99
P107 | 2014 | RS6047383A | P | 2014-12-23 | PENTAIR | 11018 | 100 | 1 | 849.99 |  | 1 | 849.99 |  | 1 | 849.99
P107 | 2015 | RS2105939A | P | 2015-07-16 | PENTAIR | 11018 | 100 | 1 | 849.99 |  | 1 | 849.99 |  | 1 | 849.99
P107 | 2015 | RS2104041A | P | 2015-06-24 | PENTAIR | 11018 | 100 | 1 | 849.99 |  | 1 | 849.99 |  | 1 | 849.99
P107 | 2015 | RS6064261A | P | 2015-07-13 | PENTAIR | 11018 | 100 | 1 | 849.99 |  | 1 | 849.99 |  | 1 | 849.99
P107 | 2015 | RS6065702A | P | 2015-07-29 | PENTAIR | 11018 | 100 | 1 | 849.99 |  | 1 | 849.99 |  | 1 | 849.99
P107 | 2015 | RS6063212A | P | 2015-06-30 | PENTAIR | 11018 | 100 | 1 | 849.99 |  | 1 | 849.99 |  | 1 | 849.99
P107 | 2015 | RS2101901A | P | 2015-05-28 | PENTAIR | 11018 | 100 | 1 | 849.99 |  | 1 | 849.99 |  | 1 | 849.99
P107 | 2014 | RS6041802A | P | 2014-11-04 | PENTAIR | 11018 | 100 | 1 | 849.99 |  | 1 | 849.99 |  | 1 | 849.99
P107 | 2015 | RS6060542A | P | 2015-05-27 | PENTAIR | 11018 | 100 | 1 | 849.99 |  | 1 | 849.99 |  | 1 | 849.99
P107 | 2014 | RS6048094A | P | 2015-01-21 | PENTAIR | 11018 | 100 | 1 | 849.99 |  | 1 | 849.99 |  | 1 | 849.99
P107 | 2015 | RS6062247A | P | 2015-06-18 | PENTAIR | 11018 | 100 | 1 | 849.99 |  | 1 | 849.99 |  | 1 | 849.99
P107 | 2015 | RS6061434A | P | 2015-06-09 | PENTAIR | 11018 | 100 | 1 | 849.99 |  | 1 | 849.99 |  | 1 | 849.99
P107 | 2014 | RS6043507A | P | 2014-11-19 | PENTAIR | 11018 | 100 | 1 | 849.99 |  | 1 | 849.99 |  | 1 | 849.99
P107 | 2015 | RS2102372A | P | 2015-06-05 | PENTAIR | 11018 | 100 | 1 | 849.99 |  | 1 | 849.99 |  | 1 | 849.99
P107 | 2014 | RS6041442A | P | 2014-11-14 | PENTAIR | 11018 | 100 | 1 | 849.99 |  | 1 | 849.99 |  | 1 | 849.99
P107 | 2015 | RS6060952A | P | 2015-06-04 | PENTAIR | 11018 | 100 | 1 | 849.99 |  | 1 | 849.99 |  | 1 | 849.99
P107 | 2015 | RS6065695A | P | 2015-07-29 | PENTAIR | 11018 | 100 | 1 | 849.99 |  | 1 | 849.99 |  | 1 | 849.99
P107 | 2015 | RS6069347B | P | 2015-09-24 | HAYWARD | SP3400VSP | 100 | 1 | 850 |  | 1 | 850 |  | 1 | 850
P107 | 2014 | RS2089163A | P | 2015-01-08 | HAYWARD | SP2300VSP | 100 | 1 | 850 |  | 1 | 850 |  | 1 | 850
P107 | 2015 | RS6065290A | P | 2015-07-24 | HAYWARD | SP3400VSP | 100 | 1 | 850 |  | 1 | 850 |  | 1 | 850
P107 | 2015 | RS6068772A | P | 2015-09-16 | HAYWARD | SP3400VSP | 100 | 1 | 850 |  | 1 | 850 |  | 1 | 850
P107 | 2015 | RS6062756A | P | 2015-06-24 | HAYWARD | SP2600VSP | 100 | 1 | 850 |  | 1 | 850 |  | 1 | 850
P107 | 2015 | RS6069397A | P | 2015-09-25 | HAYWARD | SP3400VSP | 100 | 1 | 850 |  | 1 | 850 |  | 1 | 850
P107 | 2015 | RS6071440A | P | 2015-11-06 | HAYWARD | SP3400VSP | 100 | 1 | 850 |  | 1 | 850 |  | 1 | 850
P107 | 2014 | RS2087712A | P | 2014-12-26 | HAYWARD | SP2302VSP | 100 | 1 | 850 |  | 1 | 850 |  | 1 | 850
P107 | 2015 | RS6069480A | P | 2015-09-24 | HAYWARD | SP3400VSP | 100 | 1 | 850 |  | 1 | 850 |  | 1 | 850
P107 | 2015 | RS2110333A | P | 2015-09-02 | HAYWARD | SP3400VSP | 100 | 1 | 850 |  | 1 | 850 |  | 1 | 850
P107 | 2015 | RS6072052A | P | 2015-11-10 | HAYWARD | SP3400VSP | 100 | 1 | 850 |  | 1 | 850 |  | 1 | 850
P107 | 2014 | RS2063144A | P | 2014-06-12 | HAYWARD | SP2300VSP | 100 | 1 | 850 |  | 1 | 850 |  | 1 | 850
P107 | 2015 | RS6067109A | P | 2015-09-03 | HAYWARD | SP3400VSP | 100 | 1 | 850 |  | 1 | 850 |  | 1 | 850
P107 | 2015 | RS6066535A | P | 2015-08-11 | HAYWARD | SP3400VSP | 100 | 1 | 850 |  | 1 | 850 |  | 1 | 850
P107 | 2015 | RS6070835A | P | 2015-10-20 | HAYWARD | SP3400VSP | 100 | 1 | 850 |  | 1 | 850 |  | 1 | 850
P107 | 2015 | RS6070607A | P | 2015-10-16 | HAYWARD | SP3400VSP | 100 | 1 | 850 |  | 1 | 850 |  | 1 | 850
P107 | 2015 | RS2109658A | P | 2015-08-24 | HAYWARD | SP3400VSP | 100 | 1 | 850 |  | 1 | 850 |  | 1 | 850
P107 | 2015 | RS2116581A | P | 2015-11-10 | HAYWARD | SP3400VSP | 100 | 1 | 850 |  | 1 | 850 |  | 1 | 850
P107 | 2015 | RS6068535A | P | 2015-09-11 | HAYWARD | SP3400VSP | 100 | 1 | 850 |  | 1 | 850 |  | 1 | 850
P107 | 2015 | RS6066311A | P | 2015-08-10 | HAYWARD | SP3400VSP | 100 | 1 | 850 |  | 1 | 850 |  | 1 | 850
P107 | 2015 | RS2102512A | P | 2015-06-08 | PENTAIR | 11018 | 100 | 1 | 850 |  | 1 | 850 |  | 1 | 850
P107 | 2015 | RS6063265A | P | 2015-07-01 | PENTAIR | 11018 | 100 | 1 | 850 |  | 1 | 850 |  | 1 | 850
P107 | 2015 | RS6059469A | P | 2015-05-13 | PENTAIR | 11018 | 100 | 1 | 850 |  | 1 | 850 |  | 1 | 850
P107 | 2014 | RS2067020A | P | 2014-07-03 | PENTAIR | 342000 | 100 | 1 | 850 |  | 1 | 850 |  | 1 | 850
P107 | 2015 | RS6101061A | P | 2015-05-20 | PENTAIR | 11018 | 100 | 1 | 850 |  | 1 | 850 |  | 1 | 850
P107 | 2014 | RS6022984A | P | 2014-04-11 | PENTAIR | 11018 | 100 | 1 | 850 |  | 1 | 850 |  | 1 | 850
P107 | 2015 | RS2091219A | P | 2015-01-21 | PENTAIR | 342000 | 100 | 1 | 850 |  | 1 | 850 |  | 1 | 850
P107 | 2014 | RS2088506A | P | 2014-12-30 | PENTAIR | 342000 | 100 | 1 | 850 |  | 1 | 850 |  | 1 | 850
P107 | 2015 | RS6060418A | P | 2015-06-11 | PENTAIR | 11018 | 100 | 1 | 850 |  | 1 | 850 |  | 1 | 850
P107 | 2015 | RS6058876A | P | 2015-05-05 | PENTAIR | 11018 | 100 | 1 | 850 |  | 1 | 850 |  | 1 | 850
P107 | 2015 | RS6058857A | P | 2015-05-21 | PENTAIR | 11018 | 100 | 1 | 850 |  | 1 | 850 |  | 1 | 850
P107 | 2015 | RS6059710A | P | 2015-05-15 | PENTAIR | 11018 | 100 | 1 | 850 |  | 1 | 850 |  | 1 | 850
P107 | 2015 | RS6062149A | P | 2015-07-01 | PENTAIR | 11018 | 100 | 1 | 850 |  | 1 | 850 |  | 1 | 850
P107 | 2015 | RS6058142A | P | 2015-04-24 | PENTAIR | 11018 | 100 | 1 | 850 |  | 1 | 850 |  | 1 | 850
P107 | 2015 | RS6063320A | P | 2015-07-01 | PENTAIR | 11018 | 100 | 1 | 850 |  | 1 | 850 |  | 1 | 850
P107 | 2015 | RS2099352A | P | 2015-05-14 | PENTAIR | 342000 | 100 | 1 | 850 |  | 1 | 850 |  | 1 | 850
P107 | 2015 | RS6059525A | P | 2015-05-13 | PENTAIR | 11018 | 100 | 1 | 850 |  | 1 | 850 |  | 1 | 850
P107 | 2015 | RS6060436A | P | 2015-05-27 | PENTAIR | 11018 | 100 | 1 | 850 |  | 1 | 850 |  | 1 | 850
P107 | 2015 | RS6059477A | P | 2015-05-13 | PENTAIR | 11018 | 100 | 1 | 850 |  | 1 | 850 |  | 1 | 850
P107 | 2015 | RS6060369A | P | 2015-05-26 | PENTAIR | 11018 | 100 | 1 | 850 |  | 1 | 850 |  | 1 | 850
P107 | 2015 | RS2108068A | P | 2015-08-07 | PENTAIR | 342001 | 100 | 1 | 850 |  | 1 | 850 |  | 1 | 850
P107 | 2015 | RS6061458A | P | 2015-06-08 | PENTAIR | 11018 | 100 | 1 | 850 |  | 1 | 850 |  | 1 | 850
P107 | 2015 | RS6058413A | P | 2015-04-30 | PENTAIR | 11018 | 100 | 1 | 850 |  | 1 | 850 |  | 1 | 850
P107 | 2014 | RS6028136A | P | 2014-06-13 | PENTAIR | 11013 | 100 | 1 | 850 |  | 1 | 850 |  | 1 | 850
P107 | 2015 | RS6062362A | P | 2015-06-19 | PENTAIR | 11018 | 100 | 1 | 850 |  | 1 | 850 |  | 1 | 850
P107 | 2015 | RS6064934A | P | 2015-07-22 | PENTAIR | 11018 | 100 | 1 | 850 |  | 1 | 850 |  | 1 | 850
P107 | 2015 | RS2096602A | P | 2015-03-20 | STA-RITE | P6E6VS4H-209L | 100 | 1 | 850 |  | 1 | 850 |  | 1 | 850
P107 | 2014 | RS2058704A | P | 2014-07-18 | WATERWAY PLASTICS INC. | ECONO-VSA | 100 | 1 | 850 |  | 1 | 850 |  | 1 | 850
P107 | 2015 | RS6068362A | P | 2015-09-09 | ZODIAC | VS-FHP 2.0 | 100 | 1 | 850 |  | 1 | 850 |  | 1 | 850
P107 | 2015 | RS2095743A | P | 2015-03-10 | STA-RITE | P6E6VS4H-209L | 100 | 1 | 850.07 |  | 1 | 850.07 |  | 1 | 850.07
P107 | 2014 | RS2084342A | P | 2014-11-24 | STA-RITE | P6E6VS4H-209L | 100 | 1 | 850.07 |  | 1 | 850.07 |  | 1 | 850.07
P107 | 2015 | RS2116737A | P | 2015-11-13 | PENTAIR | 11018 | 100 | 1 | 850.57 |  | 1 | 850.57 |  | 1 | 850.57
P107 | 2014 | RS6036560A | P | 2014-09-11 | ZODIAC | JEP1.5 | 100 | 1 | 851.12 |  | 1 | 851.12 |  | 1 | 851.12
P107 | 2015 | RS2107438A | P | 2015-07-29 | PENTAIR | 11018 | 100 | 1 | 851.75 |  | 1 | 851.75 |  | 1 | 851.75
P107 | 2014 | RS2050766A | P | 2014-01-28 | ZODIAC/JANDY | JEP1.5 | 100 | 1 | 852 |  | 1 | 852 |  | 1 | 852
P107 | 2014 | RS6031122A | P | 2014-08-07 | PENTAIR | 11018 | 100 | 1 | 853 |  | 1 | 853 |  | 1 | 853
P107 | 2015 | RS2098057A | P | 2015-04-10 | PENTAIR | 342001 | 100 | 1 | 853 |  | 1 | 853 |  | 1 | 853
P107 | 2014 | RS2076598A | P | 2014-09-17 | PENTAIR | 11018 | 100 | 1 | 853 |  | 1 | 853 |  | 1 | 853
P107 | 2014 | RS6042115A | P | 2014-11-05 | PENTAIR | 11018 | 100 | 1 | 853.99 |  | 1 | 853.99 |  | 1 | 853.99
P107 | 2014 | RS6039210A | P | 2014-10-06 | PENTAIR | 11018 | 100 | 1 | 853.99 |  | 1 | 853.99 |  | 1 | 853.99
P107 | 2014 | RS6038726A | P | 2014-09-26 | PENTAIR | 11018 | 100 | 1 | 853.99 |  | 1 | 853.99 |  | 1 | 853.99
P107 | 2014 | RS2079997A | P | 2014-10-15 | PENTAIR | 11018 | 100 | 1 | 853.99 |  | 1 | 853.99 |  | 1 | 853.99
P107 | 2014 | RS6037972A | P | 2014-09-23 | PENTAIR | 11018 | 100 | 1 | 853.99 |  | 1 | 853.99 |  | 1 | 853.99
P107 | 2015 | RS6054793A | P | 2015-03-18 | HAYWARD | SP3400VSP | 100 | 1 | 854.71 |  | 1 | 854.71 |  | 1 | 854.71
P107 | 2015 | RS6072070A | P | 2015-11-10 | HAYWARD | SP3400VSP | 100 | 1 | 854.71 |  | 1 | 854.71 |  | 1 | 854.71
P107 | 2015 | RS6058152A | P | 2015-04-24 | HAYWARD | SP3400VSP | 100 | 1 | 854.71 |  | 1 | 854.71 |  | 1 | 854.71
P107 | 2015 | RS2094120A | P | 2015-02-18 | HAYWARD | SP3400VSP | 100 | 1 | 854.71 |  | 1 | 854.71 |  | 1 | 854.71
P107 | 2015 | RS2111037A | P | 2015-09-09 | HAYWARD | SP3400VSP | 100 | 1 | 854.71 |  | 1 | 854.71 |  | 1 | 854.71
P107 | 2015 | RS6059239A | P | 2015-05-08 | HAYWARD | SP3400VSP | 100 | 1 | 854.71 |  | 1 | 854.71 |  | 1 | 854.71
P107 | 2015 | RS2092492A | P | 2015-02-03 | HAYWARD | SP3400VSP | 100 | 1 | 854.71 |  | 1 | 854.71 |  | 1 | 854.71
P107 | 2015 | RS6065557A | P | 2015-07-28 | HAYWARD | SP3400VSP | 100 | 1 | 854.71 |  | 1 | 854.71 |  | 1 | 854.71
P107 | 2015 | RS6073867A | P | 2015-12-11 | HAYWARD | SP3400VSP | 100 | 1 | 854.74 |  | 1 | 854.74 |  | 1 | 854.74
P107 | 2015 | RS2111443A | P | 2015-09-17 | PENTAIR | 11018 | 100 | 1 | 854.99 |  | 1 | 854.99 |  | 1 | 854.99
P107 | 2015 | RS6068678A | P | 2015-09-14 | PENTAIR | 11018 | 100 | 1 | 854.99 |  | 1 | 854.99 |  | 1 | 854.99
P107 | 2015 | RS2102748A | P | 2015-06-09 | PENTAIR | 342001 | 100 | 1 | 855 |  | 1 | 855 |  | 1 | 855
P107 | 2015 | RS2113534A | P | 2015-10-07 | PENTAIR | 342000 | 100 | 1 | 855 |  | 1 | 855 |  | 1 | 855
P107 | 2015 | RS6068924A | P | 2015-09-17 | PENTAIR | 11018 | 100 | 1 | 855 |  | 1 | 855 |  | 1 | 855
P107 | 2015 | RS2111979A | P | 2015-09-23 | PENTAIR | 11018 | 100 | 1 | 855 |  | 1 | 855 |  | 1 | 855
P107 | 2015 | RS2112972A | P | 2015-10-01 | PENTAIR | 11018 | 100 | 1 | 855 |  | 1 | 855 |  | 1 | 855
P107 | 2015 | RS2118670A | P | 2015-12-08 | PENTAIR | 342000 | 100 | 1 | 855 |  | 1 | 855 |  | 1 | 855
P107 | 2015 | RS2099926A | P | 2015-09-21 | PENTAIR | 342000 | 100 | 1 | 855 |  | 1 | 855 |  | 1 | 855
P107 | 2015 | RS6067724A | P | 2015-09-09 | PENTAIR | 11018 | 100 | 1 | 855 |  | 1 | 855 |  | 1 | 855
P107 | 2014 | RS2077466A | P | 2014-09-25 | WATERWAY PLASTICS INC. | ECONVSC-165 | 100 | 1 | 855 |  | 1 | 855 |  | 1 | 855
P107 | 2014 | RS2081767A | P | 2014-11-03 | WATERWAY PLASTICS INC. | ECONVSC-165 | 100 | 1 | 855 |  | 1 | 855 |  | 1 | 855
P107 | 2014 | RS2080059A | P | 2014-10-17 | WATERWAY PLASTICS INC. | ECONVSC-165 | 100 | 1 | 855 |  | 1 | 855 |  | 1 | 855
P107 | 2014 | RS2080372A | P | 2014-10-21 | WATERWAY PLASTICS INC. | ECONO-VSA | 100 | 1 | 855 |  | 1 | 855 |  | 1 | 855
P107 | 2014 | RS2076545A | P | 2014-09-17 | WATERWAY PLASTICS INC. | ECONO-VSA | 100 | 1 | 855 |  | 1 | 855 |  | 1 | 855
P107 | 2014 | RS2055881A | P | 2014-05-12 | ZODIAC | JEP2.0 | 100 | 1 | 855.67 |  | 1 | 855.67 |  | 1 | 855.67
P107 | 2014 | RS2071257A | P | 2014-08-07 | ZODIAC | JEP2.0 | 100 | 1 | 855.67 |  | 1 | 855.67 |  | 1 | 855.67
P107 | 2014 | RS2053464A | P | 2014-02-21 | ZODIAC/JANDY | JEP2.0 | 100 | 1 | 855.67 |  | 1 | 855.67 |  | 1 | 855.67
P107 | 2014 | RS2054845A | P | 2014-03-07 | ZODIAC/JANDY | JEP2.0 | 100 | 1 | 855.67 |  | 1 | 855.67 |  | 1 | 855.67
P107 | 2014 | RS2057153A | P | 2014-03-27 | ZODIAC/JANDY | JEP2.0 | 100 | 1 | 855.67 |  | 1 | 855.67 |  | 1 | 855.67
P107 | 2014 | RS2052739A | P | 2014-02-18 | ZODIAC/JANDY | JEP2.0 | 100 | 1 | 855.67 |  | 1 | 855.67 |  | 1 | 855.67
P107 | 2014 | RS2054202A | P | 2014-04-25 | PENTAIR | 11018 | 100 | 1 | 855.89 |  | 1 | 855.89 |  | 1 | 855.89
P107 | 2014 | RS2073968A | P | 2014-09-26 | PENTAIR | 11018 | 100 | 1 | 855.89 |  | 1 | 855.89 |  | 1 | 855.89
P107 | 2014 | RS2049422A | P | 2014-02-07 | WATERWAY PLASTICS INC. | ECONO-VSA | 100 | 1 | 856.22 |  | 1 | 856.22 |  | 1 | 856.22
P107 | 2015 | RS6062922A | P | 2015-06-26 | HAYWARD | SP3400VSP | 100 | 1 | 856.99 |  | 1 | 856.99 |  | 1 | 856.99
P107 | 2015 | RS2107483A | P | 2015-07-29 | HAYWARD | SP3400VSP | 100 | 1 | 857 |  | 1 | 857 |  | 1 | 857
P107 | 2015 | RS6067741A | P | 2015-08-27 | HAYWARD | SP3400VSP | 100 | 1 | 857 |  | 1 | 857 |  | 1 | 857
P107 | 2015 | RS6067719A | P | 2015-08-27 | HAYWARD | SP3400VSP | 100 | 1 | 857 |  | 1 | 857 |  | 1 | 857
P107 | 2015 | RS6063418A | P | 2015-07-02 | HAYWARD | SP3400VSP | 100 | 1 | 857 |  | 1 | 857 |  | 1 | 857
P107 | 2015 | RS2109772A | P | 2015-09-14 | HAYWARD | SP3400VSP | 100 | 1 | 857 |  | 1 | 857 |  | 1 | 857
P107 | 2015 | RS6066551A | P | 2015-08-11 | HAYWARD | SP3400VSP | 100 | 1 | 857 |  | 1 | 857 |  | 1 | 857
P107 | 2015 | RS6068079A | P | 2015-09-02 | HAYWARD | SP3400VSP | 100 | 1 | 857 |  | 1 | 857 |  | 1 | 857
P107 | 2015 | RS6064026A | P | 2015-07-09 | HAYWARD | SP3400VSP | 100 | 1 | 858 |  | 1 | 858 |  | 1 | 858
P107 | 2015 | RS6060222A | P | 2015-05-26 | HAYWARD | SP3400VSP | 100 | 1 | 858 |  | 1 | 858 |  | 1 | 858
P107 | 2015 | RS6062101A | P | 2015-07-07 | HAYWARD | SP3400VSP | 100 | 1 | 858 |  | 1 | 858 |  | 1 | 858
P107 | 2014 | RS2062348A | P | 2014-05-22 | PENTAIR | 11018 | 100 | 1 | 858 |  | 1 | 858 |  | 1 | 858
P107 | 2014 | RS2057688A | P | 2014-04-02 | PENTAIR | 11018 | 100 | 1 | 858.49 |  | 1 | 858.49 |  | 1 | 858.49
P107 | 2014 | RS6042554B | P | 2014-11-11 | HAYWARD | SP3400VSP | 100 | 1 | 859 |  | 1 | 859 |  | 1 | 859
P107 | 2015 | RS6096970A | P | 2015-03-25 | HAYWARD | SP3400VSP | 100 | 1 | 859 |  | 1 | 859 |  | 1 | 859
P107 | 2015 | RS6062349A | P | 2015-06-19 | HAYWARD | SP3400VSP | 100 | 1 | 859 |  | 1 | 859 |  | 1 | 859
P107 | 2015 | RS6051446A | P | 2015-01-21 | HAYWARD | SP3400VSP | 100 | 1 | 859 |  | 1 | 859 |  | 1 | 859
P107 | 2015 | RS2102941A | P | 2015-06-11 | HAYWARD | SP3400VSP | 100 | 1 | 859 |  | 1 | 859 |  | 1 | 859
P107 | 2014 | RS6040095A | P | 2014-10-14 | HAYWARD | SP3400VSP | 100 | 1 | 859 |  | 1 | 859 |  | 1 | 859
P107 | 2014 | RS6043162A | P | 2014-11-17 | HAYWARD | SP3400VSP | 100 | 1 | 859 |  | 1 | 859 |  | 1 | 859
P107 | 2015 | RS6063097A | P | 2015-07-01 | HAYWARD | SP3400VSP | 100 | 1 | 859 |  | 1 | 859 |  | 1 | 859
P107 | 2015 | RS2102945A | P | 2015-06-11 | HAYWARD | SP3400VSP | 100 | 1 | 859 |  | 1 | 859 |  | 1 | 859
P107 | 2015 | RS6059656A | P | 2015-05-15 | HAYWARD | SP3400VSP | 100 | 1 | 859 |  | 1 | 859 |  | 1 | 859
P107 | 2015 | RS6055768A | P | 2015-03-20 | HAYWARD | SP3400VSP | 100 | 1 | 859 |  | 1 | 859 |  | 1 | 859
P107 | 2014 | RS6047839A | P | 2014-12-26 | HAYWARD | SP3400VSP | 100 | 1 | 859 |  | 1 | 859 |  | 1 | 859
P107 | 2014 | RS6044741A | P | 2014-12-04 | HAYWARD | SP3400VSP | 100 | 1 | 859 |  | 1 | 859 |  | 1 | 859
P107 | 2014 | RS6041471A | P | 2014-10-29 | HAYWARD | SP3400VSP | 100 | 1 | 859 |  | 1 | 859 |  | 1 | 859
P107 | 2015 | RS6057377A | P | 2015-04-13 | HAYWARD | SP3400VSP | 100 | 1 | 859 |  | 1 | 859 |  | 1 | 859
P107 | 2015 | RS2096601A | P | 2015-03-20 | HAYWARD | SP3400VSP | 100 | 1 | 859 |  | 1 | 859 |  | 1 | 859
P107 | 2015 | RS6061706A | P | 2015-06-18 | HAYWARD | SP3400VSP | 100 | 1 | 859 |  | 1 | 859 |  | 1 | 859
P107 | 2014 | RS6045191A | P | 2014-12-09 | HAYWARD | SP3400VSP | 100 | 1 | 859 |  | 1 | 859 |  | 1 | 859
P107 | 2015 | RS6062389A | P | 2015-06-22 | HAYWARD | SP3400VSP | 100 | 1 | 859 |  | 1 | 859 |  | 1 | 859
P107 | 2015 | RS6055457A | P | 2015-03-17 | HAYWARD | SP3400VSP | 100 | 1 | 859 |  | 1 | 859 |  | 1 | 859
P107 | 2015 | RS6067953A | P | 2015-09-01 | HAYWARD | SP3400VSP | 100 | 1 | 859 |  | 1 | 859 |  | 1 | 859
P107 | 2015 | RS6062630A | P | 2015-06-23 | HAYWARD | SP3400VSP | 100 | 1 | 859 |  | 1 | 859 |  | 1 | 859
P107 | 2015 | RS6054029A | P | 2015-02-24 | HAYWARD | SP3400VSP | 100 | 1 | 859 |  | 1 | 859 |  | 1 | 859
P107 | 2015 | RS6060556A | P | 2015-05-28 | HAYWARD | SP3400VSP | 100 | 1 | 859 |  | 1 | 859 |  | 1 | 859
P107 | 2014 | RS6040437A | P | 2014-10-21 | HAYWARD | SP3400VSP | 100 | 1 | 859 |  | 1 | 859 |  | 1 | 859
P107 | 2015 | RS6059391A | P | 2015-05-28 | HAYWARD | SP3400VSP | 100 | 1 | 859 |  | 1 | 859 |  | 1 | 859
P107 | 2014 | RS6036967A | P | 2014-09-15 | HAYWARD | SP3400VSP | 100 | 1 | 859 |  | 1 | 859 |  | 1 | 859
P107 | 2014 | RS6043842A | P | 2014-11-24 | HAYWARD | SP3400VSP | 100 | 1 | 859 |  | 1 | 859 |  | 1 | 859
P107 | 2015 | RS6059221A | P | 2015-05-08 | HAYWARD | SP3400VSP | 100 | 1 | 859 |  | 1 | 859 |  | 1 | 859
P107 | 2015 | RS2096536A | P | 2015-03-19 | PENTAIR | 11018 | 100 | 1 | 859 |  | 1 | 859 |  | 1 | 859
P107 | 2014 | RS2058461A | P | 2014-04-11 | ZODIAC | JEP2.0 | 100 | 1 | 859.98 |  | 1 | 859.98 |  | 1 | 859.98
P107 | 2015 | RS6061341A | P | 2015-06-08 | PENTAIR | 11018 | 100 | 1 | 859.99 |  | 1 | 859.99 |  | 1 | 859.99
P107 | 2015 | RS2101783A | P | 2015-05-27 | PENTAIR | 11018 | 100 | 1 | 859.99 |  | 1 | 859.99 |  | 1 | 859.99
P107 | 2015 | RS6065650A | P | 2015-07-29 | PENTAIR | 11018 | 100 | 1 | 859.99 |  | 1 | 859.99 |  | 1 | 859.99
P107 | 2015 | RS6066869A | P | 2015-08-14 | PENTAIR | 11018 | 100 | 1 | 859.99 |  | 1 | 859.99 |  | 1 | 859.99
P107 | 2014 | RS6049116A | P | 2015-01-05 | PENTAIR | 11018 | 100 | 1 | 859.99 |  | 1 | 859.99 |  | 1 | 859.99
P107 | 2015 | RS2109752A | P | 2015-08-25 | PENTAIR | 11017 | 100 | 1 | 859.99 |  | 1 | 859.99 |  | 1 | 859.99
P107 | 2015 | RS6065006A | P | 2015-07-22 | PENTAIR | 11018 | 100 | 1 | 859.99 |  | 1 | 859.99 |  | 1 | 859.99
P107 | 2015 | RS2108706A | P | 2015-08-13 | PENTAIR | 11018 | 100 | 1 | 859.99 |  | 1 | 859.99 |  | 1 | 859.99
P107 | 2015 | RS6067205A | P | 2015-08-20 | PENTAIR | 11018 | 100 | 1 | 859.99 |  | 1 | 859.99 |  | 1 | 859.99
P107 | 2015 | RS6074489A | P | 2015-12-21 | PENTAIR | 11018 | 100 | 1 | 859.99 |  | 1 | 859.99 |  | 1 | 859.99
P107 | 2015 | RS6059560A | P | 2015-05-14 | PENTAIR | 11018 | 100 | 1 | 859.99 |  | 1 | 859.99 |  | 1 | 859.99
P107 | 2015 | RS6056830A | P | 2015-04-07 | PENTAIR | 11018 | 100 | 1 | 859.99 |  | 1 | 859.99 |  | 1 | 859.99
P107 | 2015 | RS6067363A | P | 2015-08-20 | PENTAIR | 11018 | 100 | 1 | 859.99 |  | 1 | 859.99 |  | 1 | 859.99
P107 | 2014 | RS6044487A | P | 2014-12-02 | PENTAIR | 11018 | 100 | 1 | 859.99 |  | 1 | 859.99 |  | 1 | 859.99
P107 | 2015 | RS6070183A | P | 2015-10-08 | PENTAIR | 11018 | 100 | 1 | 859.99 |  | 1 | 859.99 |  | 1 | 859.99
P107 | 2015 | RS6074053A | P | 2015-12-14 | PENTAIR | 11018 | 100 | 1 | 859.99 |  | 1 | 859.99 |  | 1 | 859.99
P107 | 2015 | RS6053341A | P | 2015-02-17 | PENTAIR | 11018 | 100 | 1 | 859.99 |  | 1 | 859.99 |  | 1 | 859.99
P107 | 2015 | RS6057926A | P | 2015-04-20 | PENTAIR | 11018 | 100 | 1 | 859.99 |  | 1 | 859.99 |  | 1 | 859.99
P107 | 2015 | RS6066333A | P | 2015-08-10 | PENTAIR | 11018 | 100 | 1 | 859.99 |  | 1 | 859.99 |  | 1 | 859.99
P107 | 2014 | RS6036872A | P | 2014-09-15 | PENTAIR | 11018 | 100 | 1 | 859.99 |  | 1 | 859.99 |  | 1 | 859.99
P107 | 2015 | RS2117859A | P | 2015-11-24 | PENTAIR | 11018 | 100 | 1 | 859.99 |  | 1 | 859.99 |  | 1 | 859.99
P107 | 2015 | RS6067551A | P | 2015-08-25 | PENTAIR | 11018 | 100 | 1 | 859.99 |  | 1 | 859.99 |  | 1 | 859.99
P107 | 2015 | RS6070749A | P | 2015-10-20 | PENTAIR | 11018 | 100 | 1 | 859.99 |  | 1 | 859.99 |  | 1 | 859.99
P107 | 2015 | RS2104606B | P | 2015-07-01 | PENTAIR | 11018 | 100 | 1 | 859.99 |  | 1 | 859.99 |  | 1 | 859.99
P107 | 2015 | RS6067074A | P | 2015-08-18 | PENTAIR | 11018 | 100 | 1 | 859.99 |  | 1 | 859.99 |  | 1 | 859.99
P107 | 2015 | RS6066074A | P | 2015-08-07 | PENTAIR | 11018 | 100 | 1 | 859.99 |  | 1 | 859.99 |  | 1 | 859.99
P107 | 2015 | RS6066194A | P | 2015-08-07 | PENTAIR | 11018 | 100 | 1 | 859.99 |  | 1 | 859.99 |  | 1 | 859.99
P107 | 2015 | RS6069641A | P | 2015-09-28 | PENTAIR | 11018 | 100 | 1 | 859.99 |  | 1 | 859.99 |  | 1 | 859.99
P107 | 2015 | RS6066307A | P | 2015-08-10 | PENTAIR | 11018 | 100 | 1 | 859.99 |  | 1 | 859.99 |  | 1 | 859.99
P107 | 2015 | RS6064025A | P | 2015-07-24 | PENTAIR | 11018 | 200 | 2 | 859.99 |  | 2 | 859.99 |  | 2 | 859.99
P107 | 2015 | RS6066664A | P | 2015-08-11 | PENTAIR | 11018 | 100 | 1 | 859.99 |  | 1 | 859.99 |  | 1 | 859.99
P107 | 2015 | RS6070939A | P | 2015-10-22 | PENTAIR | 11018 | 100 | 1 | 859.99 |  | 1 | 859.99 |  | 1 | 859.99
P107 | 2015 | RS6066515A | P | 2015-08-11 | PENTAIR | 11018 | 100 | 1 | 859.99 |  | 1 | 859.99 |  | 1 | 859.99
P107 | 2015 | RS2108886A | P | 2015-08-14 | PENTAIR | 11018 | 100 | 1 | 859.99 |  | 1 | 859.99 |  | 1 | 859.99
P107 | 2015 | RS6066644A | P | 2015-08-12 | PENTAIR | 11018 | 100 | 1 | 859.99 |  | 1 | 859.99 |  | 1 | 859.99
P107 | 2015 | RS6073885A | P | 2015-12-11 | PENTAIR | 11018 | 100 | 1 | 859.99 |  | 1 | 859.99 |  | 1 | 859.99
P107 | 2015 | RS6066370A | P | 2015-08-10 | PENTAIR | 11018 | 100 | 1 | 859.99 |  | 1 | 859.99 |  | 1 | 859.99
P107 | 2015 | RS6056765A | P | 2015-04-07 | PENTAIR | 11018 | 100 | 1 | 859.99 |  | 1 | 859.99 |  | 1 | 859.99
P107 | 2015 | RS6070740A | P | 2015-10-19 | PENTAIR | 11018 | 100 | 1 | 859.99 |  | 1 | 859.99 |  | 1 | 859.99
P107 | 2015 | RS2109861A | P | 2015-08-25 | PENTAIR | 11018 | 100 | 1 | 859.99 |  | 1 | 859.99 |  | 1 | 859.99
P107 | 2015 | RS6066592A | P | 2015-08-27 | PENTAIR | 11018 | 100 | 1 | 859.99 |  | 1 | 859.99 |  | 1 | 859.99
P107 | 2015 | RS6070139A | P | 2015-10-14 | PENTAIR | 11018 | 100 | 1 | 859.99 |  | 1 | 859.99 |  | 1 | 859.99
P107 | 2015 | RS2110249A | P | 2015-09-01 | PENTAIR | 11018 | 100 | 1 | 859.99 |  | 1 | 859.99 |  | 1 | 859.99
P107 | 2014 | RS6038464A | P | 2014-09-26 | PENTAIR | 11018 | 100 | 1 | 859.99 |  | 1 | 859.99 |  | 1 | 859.99
P107 | 2015 | RS2113011A | P | 2015-09-30 | PENTAIR | 11018 | 100 | 1 | 859.99 |  | 1 | 859.99 |  | 1 | 859.99
P107 | 2015 | RS2114355A | P | 2015-10-19 | PENTAIR | 11018 | 100 | 1 | 859.99 |  | 1 | 859.99 |  | 1 | 859.99
P107 | 2015 | RS2107995A | P | 2015-08-05 | PENTAIR | 11018 | 100 | 1 | 859.99 |  | 1 | 859.99 |  | 1 | 859.99
P107 | 2014 | RS6044601A | P | 2014-12-04 | PENTAIR | 11018 | 100 | 1 | 859.99 |  | 1 | 859.99 |  | 1 | 859.99
P107 | 2014 | RS6043007A | P | 2014-11-14 | PENTAIR | 11018 | 100 | 1 | 859.99 |  | 1 | 859.99 |  | 1 | 859.99
P107 | 2014 | RS6026809A | P | 2014-05-30 | STA-RITE | P6E6VS4H-209L | 100 | 1 | 859.99 |  | 1 | 859.99 |  | 1 | 859.99
P107 | 2014 | RS2057402A | P | 2014-03-31 | STA-RITE | P6E6VS4H-209L | 100 | 1 | 859.99 |  | 1 | 859.99 |  | 1 | 859.99
P107 | 2014 | RS6024526A | P | 2014-04-23 | STA-RITE | P6E6VS4H-209L | 100 | 1 | 859.99 |  | 1 | 859.99 |  | 1 | 859.99
P107 | 2015 | RS2092683A | P | 2015-02-04 | WATERWAY PLASTICS INC. | ECONVSC-165 | 100 | 1 | 859.99 |  | 1 | 859.99 |  | 1 | 859.99
P107 | 2015 | RS2101917A | P | 2015-05-28 | PENTAIR | 342000 | 100 | 1 | 860 |  | 1 | 860 |  | 1 | 860
P107 | 2015 | RS2089892A | P | 2015-01-12 | PENTAIR | 342000 | 100 | 1 | 860 |  | 1 | 860 |  | 1 | 860
P107 | 2015 | RS6066999A | P | 2015-08-17 | PENTAIR | 11018 | 100 | 1 | 860 |  | 1 | 860 |  | 1 | 860
P107 | 2014 | RS2056663A | P | 2014-03-24 | STA-RITE | P6E6VS4H-209L | 100 | 1 | 860 |  | 1 | 860 |  | 1 | 860
P107 | 2015 | RS2108280A | P | 2015-08-11 | STA-RITE | P6E6VS4H-209L | 100 | 1 | 860 |  | 1 | 860 |  | 1 | 860
P107 | 2015 | RS2116419A | P | 2015-11-09 | STA-RITE | P6E6VS4H-209L | 100 | 1 | 860 |  | 1 | 860 |  | 1 | 860
P107 | 2015 | RS2105206A | P | 2015-07-07 | STA-RITE | P6E6VS4H-209L | 100 | 1 | 860 |  | 1 | 860 |  | 1 | 860
P107 | 2015 | RS2105088A | P | 2015-07-08 | STA-RITE | P6E6VS4H-209L | 100 | 1 | 860 |  | 1 | 860 |  | 1 | 860
P107 | 2015 | RS2112455A | P | 2015-09-25 | STA-RITE | P6E6VS4H-209L | 100 | 1 | 860 |  | 1 | 860 |  | 1 | 860
P107 | 2014 | RS6041871A | P | 2014-11-03 | ZODIAC | VS-FHP1.0 | 100 | 1 | 860 |  | 1 | 860 |  | 1 | 860
P107 | 2015 | RS6073566A | P | 2015-12-08 | HAYWARD | SP3200VSP | 100 | 1 | 860.01 |  | 1 | 860.01 |  | 1 | 860.01
P107 | 2015 | RS2097548A | P | 2015-04-02 | STA-RITE | P6E6VS4H-209L | 100 | 1 | 860.86 |  | 1 | 860.86 |  | 1 | 860.86
P107 | 2015 | RS2112118A | P | 2015-09-23 | STA-RITE | P6E6VS4H-209L | 100 | 1 | 860.86 |  | 1 | 860.86 |  | 1 | 860.86
P107 | 2015 | RS2105281A | P | 2015-07-07 | PENTAIR | 342000 | 100 | 1 | 861 |  | 1 | 861 |  | 1 | 861
P107 | 2015 | RS2098466A | P | 2015-04-14 | PENTAIR | 342000 | 100 | 1 | 861 |  | 1 | 861 |  | 1 | 861
P107 | 2015 | RS2101629A | P | 2015-05-26 | PENTAIR | 342001 | 100 | 1 | 861 |  | 1 | 861 |  | 1 | 861
P107 | 2015 | RS2108347A | P | 2015-08-11 | PENTAIR | 342001 | 100 | 1 | 861 |  | 1 | 861 |  | 1 | 861
P107 | 2015 | RS2109447A | P | 2015-08-20 | PENTAIR | 342000 | 100 | 1 | 861 |  | 1 | 861 |  | 1 | 861
P107 | 2015 | RS2112584A | P | 2015-09-25 | PENTAIR | 342001 | 100 | 1 | 861 |  | 1 | 861 |  | 1 | 861
P107 | 2015 | RS2113042A | P | 2015-09-30 | PENTAIR | 342000 | 100 | 1 | 861 |  | 1 | 861 |  | 1 | 861
P107 | 2015 | RS2108348A | P | 2015-08-11 | PENTAIR | 342001 | 100 | 1 | 861 |  | 1 | 861 |  | 1 | 861
P107 | 2015 | RS2108341A | P | 2015-08-19 | PENTAIR | 342001 | 100 | 1 | 861 |  | 1 | 861 |  | 1 | 861
P107 | 2015 | RS2109313A | P | 2015-08-18 | PENTAIR | 342000 | 100 | 1 | 861 |  | 1 | 861 |  | 1 | 861
P107 | 2015 | RS2108343A | P | 2015-08-11 | PENTAIR | 342000 | 100 | 1 | 861 |  | 1 | 861 |  | 1 | 861
P107 | 2015 | RS2112597A | P | 2015-09-28 | PENTAIR | 342000 | 100 | 1 | 861 |  | 1 | 861 |  | 1 | 861
P107 | 2015 | RS2108340A | P | 2015-08-19 | PENTAIR | 342000 | 100 | 1 | 861 |  | 1 | 861 |  | 1 | 861
P107 | 2015 | RS2112598A | P | 2015-09-28 | PENTAIR | 342000 | 100 | 1 | 861 |  | 1 | 861 |  | 1 | 861
P107 | 2015 | RS2105277A | P | 2015-07-07 | PENTAIR | 342000 | 100 | 1 | 861 |  | 1 | 861 |  | 1 | 861
P107 | 2015 | RS2108346A | P | 2015-08-11 | PENTAIR | 342000 | 100 | 1 | 861 |  | 1 | 861 |  | 1 | 861
P107 | 2015 | RS2103927A | P | 2015-06-23 | PENTAIR | 342001 | 100 | 1 | 861 |  | 1 | 861 |  | 1 | 861
P107 | 2015 | RS2111689A | P | 2015-09-21 | PENTAIR | 342000 | 100 | 1 | 861 |  | 1 | 861 |  | 1 | 861
P107 | 2015 | RS2110215A | P | 2015-08-31 | PENTAIR | 342000 | 100 | 1 | 861 |  | 1 | 861 |  | 1 | 861
P107 | 2015 | RS2110913A | P | 2015-09-09 | PENTAIR | 342000 | 100 | 1 | 861 |  | 1 | 861 |  | 1 | 861
P107 | 2014 | RS6018842A | P | 2014-01-27 | PENTAIR | 11018 | 100 | 1 | 861.95 |  | 1 | 861.95 |  | 1 | 861.95
P107 | 2014 | RS2072992A | P | 2014-08-25 | PENTAIR | 11018 | 100 | 1 | 861.97 |  | 1 | 861.97 |  | 1 | 861.97
P107 | 2014 | RS2072998A | P | 2014-08-25 | PENTAIR | 11018 | 100 | 1 | 861.97 |  | 1 | 861.97 |  | 1 | 861.97
P107 | 2014 | RS2072995A | P | 2014-08-25 | PENTAIR | 11018 | 100 | 1 | 861.97 |  | 1 | 861.97 |  | 1 | 861.97
P107 | 2015 | RS2105283A | P | 2015-07-07 | PENTAIR | 11018 | 100 | 1 | 861.97 |  | 1 | 861.97 |  | 1 | 861.97
P107 | 2015 | RS2105243A | P | 2015-07-07 | PENTAIR | 11018 | 100 | 1 | 861.97 |  | 1 | 861.97 |  | 1 | 861.97
P107 | 2015 | RS2089779A | P | 2015-01-09 | PENTAIR | 11018 | 100 | 1 | 861.97 |  | 1 | 861.97 |  | 1 | 861.97
P107 | 2014 | RS2072993A | P | 2014-08-25 | PENTAIR | 11018 | 100 | 1 | 861.97 |  | 1 | 861.97 |  | 1 | 861.97
P107 | 2015 | RS2105290A | P | 2015-07-07 | PENTAIR | 11018 | 100 | 1 | 861.97 |  | 1 | 861.97 |  | 1 | 861.97
P107 | 2014 | RS6029490A | P | 2014-07-11 | PENTAIR | 11013 | 100 | 1 | 861.97 |  | 1 | 861.97 |  | 1 | 861.97
P107 | 2015 | RS2105874A | P | 2015-07-14 | PENTAIR | 11018 | 100 | 1 | 861.97 |  | 1 | 861.97 |  | 1 | 861.97
P107 | 2015 | RS2105249A | P | 2015-07-07 | PENTAIR | 11018 | 100 | 1 | 861.97 |  | 1 | 861.97 |  | 1 | 861.97
P107 | 2014 | RS6024837A | P | 2014-04-25 | PENTAIR | 11018 | 100 | 1 | 861.97 |  | 1 | 861.97 |  | 1 | 861.97
P107 | 2015 | RS2105282A | P | 2015-07-07 | PENTAIR | 11018 | 100 | 1 | 861.97 |  | 1 | 861.97 |  | 1 | 861.97
P107 | 2014 | RS2072996A | P | 2014-08-25 | PENTAIR | 11018 | 100 | 1 | 861.97 |  | 1 | 861.97 |  | 1 | 861.97
P107 | 2015 | RS2105873A | P | 2015-07-14 | PENTAIR | 11018 | 100 | 1 | 861.97 |  | 1 | 861.97 |  | 1 | 861.97
P107 | 2015 | RS2105872A | P | 2015-07-14 | PENTAIR | 11018 | 100 | 1 | 861.97 |  | 1 | 861.97 |  | 1 | 861.97
P107 | 2014 | RS2069611A | P | 2014-07-24 | PENTAIR | 11018 | 100 | 1 | 861.97 |  | 1 | 861.97 |  | 1 | 861.97
P107 | 2014 | RS2072997A | P | 2014-08-25 | PENTAIR | 11018 | 100 | 1 | 861.97 |  | 1 | 861.97 |  | 1 | 861.97
P107 | 2015 | RS2105875A | P | 2015-07-14 | PENTAIR | 11018 | 100 | 1 | 861.97 |  | 1 | 861.97 |  | 1 | 861.97
P107 | 2015 | RS2105285A | P | 2015-07-07 | PENTAIR | 11018 | 100 | 1 | 861.97 |  | 1 | 861.97 |  | 1 | 861.97
P107 | 2015 | RS6050454A | P | 2015-01-13 | ZODIAC | JEP1.5 | 100 | 1 | 861.99 |  | 1 | 861.99 |  | 1 | 861.99
P107 | 2015 | RS6065988A | P | 2015-08-20 | PENTAIR | 342000 | 100 | 1 | 862.33 |  | 1 | 862.33 |  | 1 | 862.33
P107 | 2015 | RS2112802A | P | 2015-09-29 | PENTAIR | 342001 | 100 | 1 | 862.33 |  | 1 | 862.33 |  | 1 | 862.33
P107 | 2015 | RS2110061A | P | 2015-09-16 | PENTAIR | 342001 | 100 | 1 | 862.33 |  | 1 | 862.33 |  | 1 | 862.33
P107 | 2014 | RS6040936A | P | 2014-10-23 | PENTAIR | 11018 | 100 | 1 | 862.99 |  | 1 | 862.99 |  | 1 | 862.99
P107 | 2014 | RS2072994A | P | 2014-08-25 | PENTAIR | 11018 | 100 | 1 | 863.03 |  | 1 | 863.03 |  | 1 | 863.03
P107 | 2015 | RS2105245A | P | 2015-07-07 | PENTAIR | 11018 | 100 | 1 | 863.03 |  | 1 | 863.03 |  | 1 | 863.03
P107 | 2015 | RS2105242A | P | 2015-07-07 | PENTAIR | 11018 | 100 | 1 | 863.03 |  | 1 | 863.03 |  | 1 | 863.03
P107 | 2015 | RS2105246A | P | 2015-07-07 | PENTAIR | 11018 | 100 | 1 | 863.03 |  | 1 | 863.03 |  | 1 | 863.03
P107 | 2015 | RS2105288A | P | 2015-07-07 | PENTAIR | 11018 | 100 | 1 | 863.03 |  | 1 | 863.03 |  | 1 | 863.03
P107 | 2015 | RS2105876A | P | 2015-07-14 | PENTAIR | 11018 | 100 | 1 | 863.03 |  | 1 | 863.03 |  | 1 | 863.03
P107 | 2014 | RS2072991A | P | 2014-08-25 | PENTAIR | 11018 | 100 | 1 | 863.03 |  | 1 | 863.03 |  | 1 | 863.03
P107 | 2015 | RS2105247A | P | 2015-07-07 | PENTAIR | 11018 | 100 | 1 | 863.03 |  | 1 | 863.03 |  | 1 | 863.03
P107 | 2015 | RS2105284A | P | 2015-07-07 | PENTAIR | 11018 | 100 | 1 | 863.03 |  | 1 | 863.03 |  | 1 | 863.03
P107 | 2015 | RS2105286A | P | 2015-07-07 | PENTAIR | 11018 | 100 | 1 | 863.03 |  | 1 | 863.03 |  | 1 | 863.03
P107 | 2015 | RS2105287A | P | 2015-07-07 | PENTAIR | 11018 | 100 | 1 | 863.03 |  | 1 | 863.03 |  | 1 | 863.03
P107 | 2014 | RS2087685A | P | 2015-02-11 | HAYWARD | SP3400VSP | 100 | 1 | 863.13 |  | 1 | 863.13 |  | 1 | 863.13
P107 | 2015 | RS6067664A | P | 2015-09-02 | HAYWARD | SP3400VSP | 100 | 1 | 863.13 |  | 1 | 863.13 |  | 1 | 863.13
P107 | 2015 | RS6057824A | P | 2015-04-20 | PENTAIR | 11018 | 100 | 1 | 863.44 |  | 1 | 863.44 |  | 1 | 863.44
P107 | 2014 | RS6018909A | P | 2014-02-20 | PENTAIR | 11018 | 100 | 1 | 863.99 |  | 1 | 863.99 |  | 1 | 863.99
P107 | 2015 | RS6057311A | P | 2015-04-10 | PENTAIR | 11018 | 100 | 1 | 864.99 |  | 1 | 864.99 |  | 1 | 864.99
P107 | 2015 | RS2101388A | P | 2015-05-22 | PENTAIR | 11018 | 100 | 1 | 864.99 |  | 1 | 864.99 |  | 1 | 864.99
P107 | 2015 | RS6054917A | P | 2015-03-09 | PENTAIR | 11018 | 100 | 1 | 864.99 |  | 1 | 864.99 |  | 1 | 864.99
P107 | 2015 | RS6057825A | P | 2015-04-20 | PENTAIR | 11018 | 100 | 1 | 864.99 |  | 1 | 864.99 |  | 1 | 864.99
P107 | 2015 | RS6055063A | P | 2015-03-10 | PENTAIR | 11018 | 100 | 1 | 864.99 |  | 1 | 864.99 |  | 1 | 864.99
P107 | 2015 | RS2096709A | P | 2015-03-23 | PENTAIR | 11018 | 100 | 1 | 864.99 |  | 1 | 864.99 |  | 1 | 864.99
P107 | 2015 | RS2097236A | P | 2015-03-27 | HAYWARD | SP3400VSP | 100 | 1 | 865 |  | 1 | 865 |  | 1 | 865
P107 | 2015 | RS2098007A | P | 2015-04-22 | HAYWARD | SP3400VSP | 100 | 1 | 865 |  | 1 | 865 |  | 1 | 865
P107 | 2015 | RS2092890A | P | 2015-02-05 | HAYWARD | SP3400VSP | 100 | 1 | 865 |  | 1 | 865 |  | 1 | 865
P107 | 2015 | RS2096942A | P | 2015-03-24 | PENTAIR | 342000 | 100 | 1 | 865 |  | 1 | 865 |  | 1 | 865
P107 | 2015 | RS2115501A | P | 2015-10-29 | PENTAIR | 11018 | 100 | 1 | 865 |  | 1 | 865 |  | 1 | 865
P107 | 2015 | RS2117992A | P | 2015-12-22 | PENTAIR | 11018 | 100 | 1 | 865 |  | 1 | 865 |  | 1 | 865
P107 | 2015 | RS2095738A | P | 2015-03-10 | STA-RITE | 343000 | 100 | 1 | 865 |  | 1 | 865 |  | 1 | 865
P107 | 2014 | RS6022335A | P | 2014-03-24 | PENTAIR | 11018 | 100 | 1 | 865.64 |  | 1 | 865.64 |  | 1 | 865.64
P107 | 2014 | RS6022628A | P | 2014-03-25 | PENTAIR | 11018 | 100 | 1 | 865.64 |  | 1 | 865.64 |  | 1 | 865.64
P107 | 2015 | RS6068154A | P | 2015-09-03 | PENTAIR | 11018 | 100 | 1 | 866 |  | 1 | 866 |  | 1 | 866
P107 | 2015 | RS2112666A | P | 2015-09-28 | PENTAIR | 11018 | 100 | 1 | 866 |  | 1 | 866 |  | 1 | 866
P107 | 2015 | RS6057748A | P | 2015-04-16 | PENTAIR | 11018 | 100 | 1 | 866 |  | 1 | 866 |  | 1 | 866
P107 | 2014 | RS2046930A | P | 2014-01-30 | PENTAIR | 11018 | 100 | 1 | 866.07 |  | 1 | 866.07 |  | 1 | 866.07
P107 | 2015 | RS6058268A | P | 2015-04-24 | PENTAIR | 11018 | 100 | 1 | 866.07 |  | 1 | 866.07 |  | 1 | 866.07
P107 | 2014 | RS2047925A | P | 2014-01-14 | PENTAIR | 11018 | 100 | 1 | 866.07 |  | 1 | 866.07 |  | 1 | 866.07
P107 | 2015 | RS6064499A | P | 2015-07-15 | PENTAIR | 11018 | 100 | 1 | 867.43 |  | 1 | 867.43 |  | 1 | 867.43
P107 | 2015 | RS2105074A | P | 2015-07-08 | PENTAIR | 342000 | 100 | 1 | 867.5 |  | 1 | 867.5 |  | 1 | 867.5
P107 | 2014 | RS6040158A | P | 2014-10-15 | STA-RITE | P6E6VS4H-209L | 100 | 1 | 867.75 |  | 1 | 867.75 |  | 1 | 867.75
P107 | 2014 | RS6035087A | P | 2014-08-28 | HAYWARD | SP3400VSP | 100 | 1 | 868 |  | 1 | 868 |  | 1 | 868
P107 | 2014 | RS2089130A | P | 2015-01-05 | HAYWARD | SP3200VSP | 100 | 1 | 868 |  | 1 | 868 |  | 1 | 868
P107 | 2015 | RS6068034A | P | 2015-09-02 | HAYWARD | SP3400VSP | 100 | 1 | 868 |  | 1 | 868 |  | 1 | 868
P107 | 2014 | RS6020661A | P | 2014-02-24 | PENTAIR | 11018 | 100 | 1 | 868 |  | 1 | 868 |  | 1 | 868
P107 | 2014 | RS2060040A | P | 2014-04-29 | PENTAIR | 11018 | 100 | 1 | 868 |  | 1 | 868 |  | 1 | 868
P107 | 2015 | RS2094980A | P | 2015-03-20 | PENTAIR | 11018 | 100 | 1 | 868 |  | 1 | 868 |  | 1 | 868
P107 | 2015 | RS2109817A | P | 2015-08-25 | PENTAIR | 11018 | 100 | 1 | 868 |  | 1 | 868 |  | 1 | 868
P107 | 2014 | RS6058834A | P | 2014-04-15 | PENTAIR | 11018 | 100 | 1 | 868 |  | 1 | 868 |  | 1 | 868
P107 | 2014 | RS2062363A | P | 2014-05-22 | PENTAIR | 11018 | 100 | 1 | 868 |  | 1 | 868 |  | 1 | 868
P107 | 2014 | RS6032527A | P | 2014-08-05 | PENTAIR | 11018 | 100 | 1 | 868 |  | 1 | 868 |  | 1 | 868
P107 | 2014 | RS2071511A | P | 2014-08-11 | PENTAIR | 11018 | 100 | 1 | 868 |  | 1 | 868 |  | 1 | 868
P107 | 2014 | RS2064003A | P | 2014-06-05 | PENTAIR | 11018 | 100 | 1 | 868 |  | 1 | 868 |  | 1 | 868
P107 | 2014 | RS2056364A | P | 2014-03-20 | PENTAIR | 11008 | 100 | 1 | 868 |  | 1 | 868 |  | 1 | 868
P107 | 2014 | RS6026873A | P | 2014-05-30 | PENTAIR | 11018 | 100 | 1 | 868 |  | 1 | 868 |  | 1 | 868
P107 | 2014 | RS6047058B | P | 2014-12-22 | PENTAIR | 11018 | 100 | 1 | 868 |  | 1 | 868 |  | 1 | 868
P107 | 2014 | RS2056595A | P | 2014-04-10 | PENTAIR | 11018 | 100 | 1 | 868 |  | 1 | 868 |  | 1 | 868
P107 | 2014 | RS6048613A | P | 2015-01-02 | PENTAIR | 11018 | 100 | 1 | 868.07 |  | 1 | 868.07 |  | 1 | 868.07
P107 | 2015 | RS6064266A | P | 2015-07-14 | PENTAIR | 11018 | 100 | 1 | 868.09 |  | 1 | 868.09 |  | 1 | 868.09
P107 | 2015 | RS6062434A | P | 2015-06-22 | PENTAIR | 11018 | 100 | 1 | 868.09 |  | 1 | 868.09 |  | 1 | 868.09
P107 | 2014 | RS2062288A | P | 2014-05-30 | PENTAIR | 11018 | 100 | 1 | 868.22 |  | 1 | 868.22 |  | 1 | 868.22
P107 | 2015 | RS6068342A | P | 2015-09-08 | PENTAIR | 11018 | 100 | 1 | 868.22 |  | 1 | 868.22 |  | 1 | 868.22
P107 | 2014 | RS2072132A | P | 2014-08-14 | PENTAIR | 11018 | 100 | 1 | 868.23 |  | 1 | 868.23 |  | 1 | 868.23
P107 | 2014 | RS2056363A | P | 2014-03-20 | PENTAIR | 11018 | 100 | 1 | 868.23 |  | 1 | 868.23 |  | 1 | 868.23
P107 | 2015 | RS2110402A | P | 2015-09-02 | PENTAIR | 342001 | 100 | 1 | 868.26 |  | 1 | 868.26 |  | 1 | 868.26
P107 | 2014 | RS6036909A | P | 2014-09-12 | PENTAIR | 11018 | 100 | 1 | 868.48 |  | 1 | 868.48 |  | 1 | 868.48
P107 | 2014 | RS6032691A | P | 2014-08-05 | HAYWARD | SP3400VSP | 100 | 1 | 868.88 |  | 1 | 868.88 |  | 1 | 868.88
P107 | 2015 | RS2095032A | P | 2015-03-03 | PENTAIR | 11018 | 100 | 1 | 868.98 |  | 1 | 868.98 |  | 1 | 868.98
P107 | 2015 | RS2112119A | P | 2015-09-25 | PENTAIR | 11018 | 100 | 1 | 868.98 |  | 1 | 868.98 |  | 1 | 868.98
P107 | 2015 | RS2101788A | P | 2015-05-27 | STA-RITE | P6E6VS4H-209L | 100 | 1 | 868.98 |  | 1 | 868.98 |  | 1 | 868.98
P107 | 2015 | RS2108440A | P | 2015-08-19 | STA-RITE | P6E6VS4H-209L | 100 | 1 | 868.98 |  | 1 | 868.98 |  | 1 | 868.98
P107 | 2015 | RS2101904A | P | 2015-05-28 | STA-RITE | P6E6VS4H-209L | 100 | 1 | 868.98 |  | 1 | 868.98 |  | 1 | 868.98
P107 | 2015 | RS2100909A | P | 2015-05-18 | STA-RITE | P6E6VS4H-209L | 100 | 1 | 868.98 |  | 1 | 868.98 |  | 1 | 868.98
P107 | 2014 | RS6024855A | P | 2014-04-25 | PENTAIR | 11018 | 100 | 1 | 868.99 |  | 1 | 868.99 |  | 1 | 868.99
P107 | 2014 | RS6035184A | P | 2014-08-29 | HAYWARD | SP3400VSP | 100 | 1 | 869 |  | 1 | 869 |  | 1 | 869
P107 | 2014 | RS2072962A | P | 2014-08-20 | PENTAIR | 11018 | 100 | 1 | 869 |  | 1 | 869 |  | 1 | 869
P107 | 2014 | RS6045638A | P | 2014-12-11 | PENTAIR | 11018 | 100 | 1 | 869 |  | 1 | 869 |  | 1 | 869
P107 | 2014 | RS6033894A | P | 2014-08-27 | PENTAIR | 11018 | 100 | 1 | 869 |  | 1 | 869 |  | 1 | 869
P107 | 2014 | RS2073778A | P | 2014-08-26 | PENTAIR | 11018 | 100 | 1 | 869 |  | 1 | 869 |  | 1 | 869
P107 | 2014 | RS6043935A | P | 2014-11-24 | PENTAIR | 11018 | 100 | 1 | 869 |  | 1 | 869 |  | 1 | 869
P107 | 2015 | RS6061449A | P | 2015-06-09 | PENTAIR | 11018 | 100 | 1 | 869 |  | 1 | 869 |  | 1 | 869
P107 | 2014 | RS2066273A | P | 2014-06-25 | PENTAIR | 11018 | 100 | 1 | 869 |  | 1 | 869 |  | 1 | 869
P107 | 2014 | RS2066791A | P | 2014-07-01 | PENTAIR | 11008 | 100 | 1 | 869 |  | 1 | 869 |  | 1 | 869
P107 | 2015 | RS2115069A | P | 2015-10-26 | PENTAIR | 11018 | 100 | 1 | 869 |  | 1 | 869 |  | 1 | 869
P107 | 2015 | RS6059175A | P | 2015-05-08 | PENTAIR | 11018 | 100 | 1 | 869 |  | 1 | 869 |  | 1 | 869
P107 | 2014 | RS6043544A | P | 2014-11-19 | PENTAIR | 11018 | 100 | 1 | 869 |  | 1 | 869 |  | 1 | 869
P107 | 2014 | RS6028555A | P | 2014-06-20 | PENTAIR | 11018 | 200 | 2 | 869 |  | 2 | 869 |  | 2 | 869
P107 | 2015 | RS6059137A | P | 2015-05-08 | PENTAIR | 11018 | 100 | 1 | 869 |  | 1 | 869 |  | 1 | 869
P107 | 2014 | RS6046277A | P | 2014-12-16 | PENTAIR | 11018 | 100 | 1 | 869 |  | 1 | 869 |  | 1 | 869
P107 | 2015 | RS6059783A | P | 2015-05-18 | PENTAIR | 11018 | 100 | 1 | 869 |  | 1 | 869 |  | 1 | 869
P107 | 2014 | RS2072816A | P | 2014-09-17 | PENTAIR | 11018 | 100 | 1 | 869 |  | 1 | 869 |  | 1 | 869
P107 | 2015 | RS2096217A | P | 2015-03-18 | PENTAIR | 11018 | 100 | 1 | 869 |  | 1 | 869 |  | 1 | 869
P107 | 2015 | RS6071061A | P | 2015-10-23 | PENTAIR | 11018 | 100 | 1 | 869 |  | 1 | 869 |  | 1 | 869
P107 | 2015 | RS2102181A | P | 2015-06-04 | PENTAIR | 11018 | 100 | 1 | 869 |  | 1 | 869 |  | 1 | 869
P107 | 2015 | RS2102077A | P | 2015-06-11 | PENTAIR | 11018 | 100 | 1 | 869 |  | 1 | 869 |  | 1 | 869
P107 | 2015 | RS6056325A | P | 2015-04-10 | PENTAIR | 11018 | 100 | 1 | 869 |  | 1 | 869 |  | 1 | 869
P107 | 2014 | RS6039185B | P | 2014-10-03 | PENTAIR | 11018 | 100 | 1 | 869 |  | 1 | 869 |  | 1 | 869
P107 | 2014 | RS6047032A | P | 2014-12-22 | PENTAIR | 11018 | 100 | 1 | 869 |  | 1 | 869 |  | 1 | 869
P107 | 2014 | RS2072815A | P | 2014-09-04 | PENTAIR | 11018 | 100 | 1 | 869 |  | 1 | 869 |  | 1 | 869
P107 | 2015 | RS2098727A | P | 2015-05-01 | PENTAIR | 11018 | 100 | 1 | 869 |  | 1 | 869 |  | 1 | 869
P107 | 2015 | RS6096804A | P | 2015-04-10 | PENTAIR | 11018 | 100 | 1 | 869 |  | 1 | 869 |  | 1 | 869
P107 | 2015 | RS2101765A | P | 2015-05-27 | PENTAIR | 11018 | 100 | 1 | 869 |  | 1 | 869 |  | 1 | 869
P107 | 2015 | RS6062906A | P | 2015-07-17 | PENTAIR | 11018 | 100 | 1 | 869 |  | 1 | 869 |  | 1 | 869
P107 | 2015 | RS6049588A | P | 2015-01-08 | PENTAIR | 11018 | 100 | 1 | 869 |  | 1 | 869 |  | 1 | 869
P107 | 2015 | RS2093944A | P | 2015-02-17 | PENTAIR | 11018 | 100 | 1 | 869 |  | 1 | 869 |  | 1 | 869
P107 | 2015 | RS2107153A | P | 2015-08-03 | PENTAIR | 11018 | 100 | 1 | 869 |  | 1 | 869 |  | 1 | 869
P107 | 2014 | RS6045544A | P | 2014-12-10 | PENTAIR | 11018 | 100 | 1 | 869 |  | 1 | 869 |  | 1 | 869
P107 | 2015 | RS2097240A | P | 2015-04-10 | PENTAIR | 11018 | 100 | 1 | 869 |  | 1 | 869 |  | 1 | 869
P107 | 2014 | RS2070537A | P | 2014-08-01 | PENTAIR | 11018 | 100 | 1 | 869 |  | 1 | 869 |  | 1 | 869
P107 | 2015 | RS6062717A | P | 2015-06-24 | PENTAIR | 11018 | 100 | 1 | 869 |  | 1 | 869 |  | 1 | 869
P107 | 2014 | RS6030073A | P | 2014-07-08 | PENTAIR | 11018 | 100 | 1 | 869 |  | 1 | 869 |  | 1 | 869
P107 | 2014 | RS6029221A | P | 2014-06-26 | PENTAIR | 11018 | 100 | 1 | 869 |  | 1 | 869 |  | 1 | 869
P107 | 2015 | RS6065836A | P | 2015-07-31 | PENTAIR | 11018 | 100 | 1 | 869 |  | 1 | 869 |  | 1 | 869
P107 | 2015 | RS6056462A | P | 2015-03-30 | PENTAIR | 11018 | 100 | 1 | 869 |  | 1 | 869 |  | 1 | 869
P107 | 2015 | RS2120050A | P | 2015-12-18 | PENTAIR | 11018 | 100 | 1 | 869 |  | 1 | 869 |  | 1 | 869
P107 | 2015 | RS6058196A | P | 2015-04-27 | PENTAIR | 11018 | 100 | 1 | 869 |  | 1 | 869 |  | 1 | 869
P107 | 2015 | RS2108151A | P | 2015-08-07 | PENTAIR | 11018 | 100 | 1 | 869 |  | 1 | 869 |  | 1 | 869
P107 | 2015 | RS6052725A | P | 2015-02-06 | PENTAIR | 11018 | 100 | 1 | 869 |  | 1 | 869 |  | 1 | 869
P107 | 2015 | RS6050361A | P | 2015-01-13 | PENTAIR | 11018 | 100 | 1 | 869 |  | 1 | 869 |  | 1 | 869
P107 | 2014 | RS6035153A | P | 2014-08-29 | PENTAIR | 11018 | 100 | 1 | 869 |  | 1 | 869 |  | 1 | 869
P107 | 2015 | RS2102708A | P | 2015-06-11 | PENTAIR | 11018 | 100 | 1 | 869 |  | 1 | 869 |  | 1 | 869
P107 | 2014 | RS6019699A | P | 2014-02-07 | STA-RITE | P6E6VS4H-209L | 100 | 1 | 869 |  | 1 | 869 |  | 1 | 869
P107 | 2014 | RS6034110A | P | 2014-08-19 | STA-RITE | P6E6VS4H-209L | 100 | 1 | 869.36 |  | 1 | 869.36 |  | 1 | 869.36
P107 | 2014 | RS2047243A | P | 2014-01-22 | PENTAIR | 11018 | 100 | 1 | 869.37 |  | 1 | 869.37 |  | 1 | 869.37
P107 | 2015 | RS6073920A | P | 2015-12-10 | PENTAIR | 11018 | 100 | 1 | 869.8 |  | 1 | 869.8 |  | 1 | 869.8
P107 | 2015 | RS6066303A | P | 2015-08-10 | PENTAIR | 11018 | 100 | 1 | 869.84 |  | 1 | 869.84 |  | 1 | 869.84
P107 | 2015 | RS2118359A | P | 2015-12-02 | ZODIAC | VSSHP220AUT | 100 | 1 | 869.87 |  | 1 | 869.87 |  | 1 | 869.87
P107 | 2015 | RS2118371A | P | 2015-12-02 | PENTAIR | 11018 | 100 | 1 | 869.89 |  | 1 | 869.89 |  | 1 | 869.89
P107 | 2015 | RS6057037A | P | 2015-04-10 | PENTAIR | 11018 | 100 | 1 | 869.89 |  | 1 | 869.89 |  | 1 | 869.89
P107 | 2015 | RS2120718A | P | 2015-12-29 | PENTAIR | 11018 | 100 | 1 | 869.89 |  | 1 | 869.89 |  | 1 | 869.89
P107 | 2014 | RS2058640A | P | 2014-04-15 | STA-RITE | P6E6VS4H-209L | 100 | 1 | 869.9 |  | 1 | 869.9 |  | 1 | 869.9
P107 | 2014 | RS6025065A | P | 2014-05-01 | PENTAIR | 11018 | 100 | 1 | 869.95 |  | 1 | 869.95 |  | 1 | 869.95
P107 | 2014 | RS2058974A | P | 2014-04-17 | PENTAIR | 342000 | 100 | 1 | 869.95 |  | 1 | 869.95 |  | 1 | 869.95
P107 | 2014 | RS6023216A | P | 2014-04-03 | PENTAIR | 11018 | 100 | 1 | 869.95 |  | 1 | 869.95 |  | 1 | 869.95
P107 | 2014 | RS6022085A | P | 2014-03-17 | PENTAIR | 11018 | 100 | 1 | 869.95 |  | 1 | 869.95 |  | 1 | 869.95
P107 | 2014 | RS6030401A | P | 2014-07-10 | PENTAIR | 11018 | 100 | 1 | 869.95 |  | 1 | 869.95 |  | 1 | 869.95
P107 | 2015 | RS2101306A | P | 2015-05-22 | PENTAIR | 11018 | 100 | 1 | 869.95 |  | 1 | 869.95 |  | 1 | 869.95
P107 | 2014 | RS6023810A | P | 2014-04-11 | PENTAIR | 11018 | 100 | 1 | 869.95 |  | 1 | 869.95 |  | 1 | 869.95
P107 | 2014 | RS2055632A | P | 2014-03-14 | PENTAIR | 11018 | 100 | 1 | 869.95 |  | 1 | 869.95 |  | 1 | 869.95
P107 | 2014 | RS6019078A | P | 2014-01-28 | STA-RITE | P6E6VS4H-209L | 100 | 1 | 869.95 |  | 1 | 869.95 |  | 1 | 869.95
P107 | 2014 | RS6025784A | P | 2014-05-12 | STA-RITE | P6E6VS4H-209L | 100 | 1 | 869.95 |  | 1 | 869.95 |  | 1 | 869.95
P107 | 2014 | RS6019511A | P | 2014-02-05 | STA-RITE | P6E6VS4H-209L | 100 | 1 | 869.95 |  | 1 | 869.95 |  | 1 | 869.95
P107 | 2014 | RS2054577A | P | 2014-03-11 | STA-RITE | P6E6VS4H-209L | 100 | 1 | 869.95 |  | 1 | 869.95 |  | 1 | 869.95
P107 | 2015 | RS6068484A | P | 2015-09-09 | PENTAIR | 11018 | 100 | 1 | 869.98 |  | 1 | 869.98 |  | 1 | 869.98
P107 | 2014 | RS2071881A | P | 2014-08-11 | HAYWARD | SP3400VSP | 100 | 1 | 869.99 |  | 1 | 869.99 |  | 1 | 869.99
P107 | 2014 | RS2078316A | P | 2014-09-30 | HAYWARD | SP3400VSP | 100 | 1 | 869.99 |  | 1 | 869.99 |  | 1 | 869.99
P107 | 2014 | RS6023206A | P | 2014-04-03 | PENTAIR | 11018 | 100 | 1 | 869.99 |  | 1 | 869.99 |  | 1 | 869.99
P107 | 2014 | RS6021499A | P | 2014-03-06 | PENTAIR | 11018 | 100 | 1 | 869.99 |  | 1 | 869.99 |  | 1 | 869.99
P107 | 2014 | RS2049328A | P | 2014-01-17 | PENTAIR | 11018 | 100 | 1 | 869.99 |  | 1 | 869.99 |  | 1 | 869.99
P107 | 2014 | RS2061572A | P | 2014-05-13 | PENTAIR | 11018 | 100 | 1 | 869.99 |  | 1 | 869.99 |  | 1 | 869.99
P107 | 2014 | RS6022819A | P | 2014-03-27 | PENTAIR | 11018 | 100 | 1 | 869.99 |  | 1 | 869.99 |  | 1 | 869.99
P107 | 2014 | RS2055300A | P | 2014-03-11 | PENTAIR | 11018 | 100 | 1 | 869.99 |  | 1 | 869.99 |  | 1 | 869.99
P107 | 2015 | RS2117644A | P | 2015-11-23 | PENTAIR | 11018 | 100 | 1 | 869.99 |  | 1 | 869.99 |  | 1 | 869.99
P107 | 2014 | RS6020773A | P | 2014-02-26 | PENTAIR | 11018 | 100 | 1 | 869.99 |  | 1 | 869.99 |  | 1 | 869.99
P107 | 2014 | RS2072051A | P | 2014-08-13 | PENTAIR | 11018 | 100 | 1 | 869.99 |  | 1 | 869.99 |  | 1 | 869.99
P107 | 2014 | RS2057557A | P | 2014-03-31 | PENTAIR | 11018 | 100 | 1 | 869.99 |  | 1 | 869.99 |  | 1 | 869.99
P107 | 2014 | RS6024928A | P | 2014-04-28 | PENTAIR | 11018 | 100 | 1 | 869.99 |  | 1 | 869.99 |  | 1 | 869.99
P107 | 2014 | RS6021306A | P | 2014-03-05 | PENTAIR | 11018 | 100 | 1 | 869.99 |  | 1 | 869.99 |  | 1 | 869.99
P107 | 2014 | RS6021730A | P | 2014-03-25 | PENTAIR | 11018 | 100 | 1 | 869.99 |  | 1 | 869.99 |  | 1 | 869.99
P107 | 2014 | RS2080811A | P | 2014-10-29 | PENTAIR | 11018 | 100 | 1 | 869.99 |  | 1 | 869.99 |  | 1 | 869.99
P107 | 2015 | RS6069903A | P | 2015-10-02 | PENTAIR | 11018 | 100 | 1 | 869.99 |  | 1 | 869.99 |  | 1 | 869.99
P107 | 2014 | RS6038826A | P | 2014-09-30 | PENTAIR | 11018 | 100 | 1 | 869.99 |  | 1 | 869.99 |  | 1 | 869.99
P107 | 2015 | RS6066822A | P | 2015-08-14 | PENTAIR | 11018 | 100 | 1 | 869.99 |  | 1 | 869.99 |  | 1 | 869.99
P107 | 2014 | RS6023496A | P | 2014-04-08 | PENTAIR | 11018 | 100 | 1 | 869.99 |  | 1 | 869.99 |  | 1 | 869.99
P107 | 2014 | RS6026030A | P | 2014-05-16 | PENTAIR | 11018 | 100 | 1 | 869.99 |  | 1 | 869.99 |  | 1 | 869.99
P107 | 2014 | RS6020903A | P | 2014-02-27 | PENTAIR | 11018 | 100 | 1 | 869.99 |  | 1 | 869.99 |  | 1 | 869.99
P107 | 2014 | RS6020055A | P | 2014-02-13 | PENTAIR | 11018 | 100 | 1 | 869.99 |  | 1 | 869.99 |  | 1 | 869.99
P107 | 2014 | RS2078320A | P | 2014-09-30 | PENTAIR | 342000 | 100 | 1 | 869.99 |  | 1 | 869.99 |  | 1 | 869.99
P107 | 2014 | RS6020927A | P | 2014-02-27 | PENTAIR | 11018 | 100 | 1 | 869.99 |  | 1 | 869.99 |  | 1 | 869.99
P107 | 2014 | RS6020841A | P | 2014-03-07 | PENTAIR | 11018 | 100 | 1 | 869.99 |  | 1 | 869.99 |  | 1 | 869.99
P107 | 2014 | RS6019365A | P | 2014-02-03 | PENTAIR | 11018 | 100 | 1 | 869.99 |  | 1 | 869.99 |  | 1 | 869.99
P107 | 2014 | RS2058873A | P | 2014-04-16 | PENTAIR | 11018 | 100 | 1 | 869.99 |  | 1 | 869.99 |  | 1 | 869.99
P107 | 2014 | RS2060983A | P | 2014-05-29 | PENTAIR | 11018 | 100 | 1 | 869.99 |  | 1 | 869.99 |  | 1 | 869.99
P107 | 2014 | RS6020459A | P | 2014-02-20 | PENTAIR | 11018 | 100 | 1 | 869.99 |  | 1 | 869.99 |  | 1 | 869.99
P107 | 2014 | RS6023857A | P | 2014-04-25 | PENTAIR | 11018 | 100 | 1 | 869.99 |  | 1 | 869.99 |  | 1 | 869.99
P107 | 2014 | RS2062357A | P | 2014-05-22 | PENTAIR | 11018 | 100 | 1 | 869.99 |  | 1 | 869.99 |  | 1 | 869.99
P107 | 2014 | RS6036181A | P | 2014-09-09 | PENTAIR | 11018 | 100 | 1 | 869.99 |  | 1 | 869.99 |  | 1 | 869.99
P107 | 2014 | RS6026877A | P | 2014-05-30 | PENTAIR | 11018 | 100 | 1 | 869.99 |  | 1 | 869.99 |  | 1 | 869.99
P107 | 2015 | RS2112529A | P | 2015-09-29 | PENTAIR | 11018 | 100 | 1 | 869.99 |  | 1 | 869.99 |  | 1 | 869.99
P107 | 2015 | RS6070220A | P | 2015-10-12 | PENTAIR | 11018 | 100 | 1 | 869.99 |  | 1 | 869.99 |  | 1 | 869.99
P107 | 2014 | RS6022793A | P | 2014-03-27 | PENTAIR | 11018 | 100 | 1 | 869.99 |  | 1 | 869.99 |  | 1 | 869.99
P107 | 2015 | RS2105186A | P | 2015-07-07 | PENTAIR | 11018 | 100 | 1 | 869.99 |  | 1 | 869.99 |  | 1 | 869.99
P107 | 2014 | RS2057821A | P | 2014-04-08 | PENTAIR | 11018 | 100 | 1 | 869.99 |  | 1 | 869.99 |  | 1 | 869.99
P107 | 2015 | RS2116503A | P | 2015-11-10 | PENTAIR | 11018 | 100 | 1 | 869.99 |  | 1 | 869.99 |  | 1 | 869.99
P107 | 2014 | RS6022463A | P | 2014-03-24 | PENTAIR | 11018 | 100 | 1 | 869.99 |  | 1 | 869.99 |  | 1 | 869.99
P107 | 2015 | RS2116583A | P | 2015-11-10 | PENTAIR | 11018 | 100 | 1 | 869.99 |  | 1 | 869.99 |  | 1 | 869.99
P107 | 2015 | RS6071145A | P | 2015-10-23 | PENTAIR | 11018 | 100 | 1 | 869.99 |  | 1 | 869.99 |  | 1 | 869.99
P107 | 2014 | RS6028033A | P | 2014-06-25 | PENTAIR | 11018 | 100 | 1 | 869.99 |  | 1 | 869.99 |  | 1 | 869.99
P107 | 2014 | RS2048573A | P | 2014-01-15 | PENTAIR | 11018 | 100 | 1 | 869.99 |  | 1 | 869.99 |  | 1 | 869.99
P107 | 2014 | RS2054858A | P | 2014-03-06 | PENTAIR | 11018 | 100 | 1 | 869.99 |  | 1 | 869.99 |  | 1 | 869.99
P107 | 2015 | RS2101024A | P | 2015-05-20 | PENTAIR | 11018 | 100 | 1 | 869.99 |  | 1 | 869.99 |  | 1 | 869.99
P107 | 2014 | RS2057997A | P | 2014-04-08 | PENTAIR | 11018 | 100 | 1 | 869.99 |  | 1 | 869.99 |  | 1 | 869.99
P107 | 2015 | RS2110559A | P | 2015-09-08 | PENTAIR | 11018 | 100 | 1 | 869.99 |  | 1 | 869.99 |  | 1 | 869.99
P107 | 2014 | RS2086328A | P | 2014-12-12 | STA-RITE | P6E6VS4H-209L | 100 | 1 | 869.99 |  | 1 | 869.99 |  | 1 | 869.99
P107 | 2014 | RS6042125A | P | 2014-11-05 | HAYWARD | SP3400VSP | 100 | 1 | 870 |  | 1 | 870 |  | 1 | 870
P107 | 2014 | RS2068605A | P | 2014-07-16 | HAYWARD | SP3400VSP | 100 | 1 | 870 |  | 1 | 870 |  | 1 | 870
P107 | 2015 | RS6063446A | P | 2015-07-02 | HAYWARD | SP3400VSP | 100 | 1 | 870 |  | 1 | 870 |  | 1 | 870
P107 | 2014 | RS6031895A | P | 2014-07-29 | HAYWARD | SP3400VSP | 100 | 1 | 870 |  | 1 | 870 |  | 1 | 870
P107 | 2014 | RS6033105A | P | 2014-08-08 | HAYWARD | SP3400VSP | 100 | 1 | 870 |  | 1 | 870 |  | 1 | 870
P107 | 2014 | RS2083232A | P | 2014-12-03 | HAYWARD | SP3400VSP | 100 | 1 | 870 |  | 1 | 870 |  | 1 | 870
P107 | 2014 | RS6021459B | P | 2014-03-20 | HAYWARD | SP3400VSP | 100 | 1 | 870 |  | 1 | 870 |  | 1 | 870
P107 | 2014 | RS6034016A | P | 2014-08-19 | HAYWARD | SP3400VSP | 100 | 1 | 870 |  | 1 | 870 |  | 1 | 870
P107 | 2014 | RS6029402A | P | 2014-06-27 | HAYWARD | SP3400VSP | 100 | 1 | 870 |  | 1 | 870 |  | 1 | 870
P107 | 2014 | RS6029806A | P | 2014-07-03 | HAYWARD | SP3400VSP | 100 | 1 | 870 |  | 1 | 870 |  | 1 | 870
P107 | 2014 | RS6039419A | P | 2014-10-07 | HAYWARD | SP3400VSP | 100 | 1 | 870 |  | 1 | 870 |  | 1 | 870
P107 | 2014 | RS6034327A | P | 2014-08-21 | HAYWARD | SP3400VSP | 100 | 1 | 870 |  | 1 | 870 |  | 1 | 870
P107 | 2014 | RS6031899A | P | 2014-07-29 | HAYWARD | SP3400VSP | 100 | 1 | 870 |  | 1 | 870 |  | 1 | 870
P107 | 2014 | RS6031413A | P | 2014-07-21 | HAYWARD | SP3400VSP | 100 | 1 | 870 |  | 1 | 870 |  | 1 | 870
P107 | 2014 | RS6032170A | P | 2014-07-30 | HAYWARD | SP3400VSP | 100 | 1 | 870 |  | 1 | 870 |  | 1 | 870
P107 | 2014 | RS6029033A | P | 2014-06-25 | HAYWARD | SP3400VSP | 100 | 1 | 870 |  | 1 | 870 |  | 1 | 870
P107 | 2014 | RS6033241A | P | 2014-08-11 | HAYWARD | SP3400VSP | 100 | 1 | 870 |  | 1 | 870 |  | 1 | 870
P107 | 2014 | RS2076071A | P | 2014-09-12 | HAYWARD | SP3400VSP | 100 | 1 | 870 |  | 1 | 870 |  | 1 | 870
P107 | 2014 | RS6030680A | P | 2014-07-14 | HAYWARD | SP3400VSP | 100 | 1 | 870 |  | 1 | 870 |  | 1 | 870
P107 | 2014 | RS6067542A | P | 2014-07-07 | HAYWARD | SP3400VSP | 100 | 1 | 870 |  | 1 | 870 |  | 1 | 870
P107 | 2014 | RS2083123A | P | 2014-12-03 | PENTAIR | 11018 | 100 | 1 | 870 |  | 1 | 870 |  | 1 | 870
P107 | 2015 | RS2101084A | P | 2015-05-20 | PENTAIR | 342001 | 100 | 1 | 870 |  | 1 | 870 |  | 1 | 870
P107 | 2014 | RS2053447A | P | 2014-02-21 | PENTAIR | 11018 | 100 | 1 | 870 |  | 1 | 870 |  | 1 | 870
P107 | 2014 | RS2072046A | P | 2014-08-13 | PENTAIR | 11018 | 100 | 1 | 870 |  | 1 | 870 |  | 1 | 870
P107 | 2014 | RS2057404A | P | 2014-04-21 | STA-RITE | P6E6VS4H-209L | 100 | 1 | 870 |  | 1 | 870 |  | 1 | 870
P107 | 2015 | RS2092385A | P | 2015-02-03 | WATERWAY PLASTICS INC. | ECONO-VSA | 100 | 1 | 870 |  | 1 | 870 |  | 1 | 870
P107 | 2015 | RS6071424A | P | 2015-10-29 | PENTAIR | 11018 | 100 | 1 | 870.62 |  | 1 | 870.62 |  | 1 | 870.62
P107 | 2014 | RS6031846A | P | 2014-07-28 | PENTAIR | 11018 | 100 | 1 | 871.99 |  | 1 | 871.99 |  | 1 | 871.99
P107 | 2014 | RS6040395A | P | 2014-10-21 | PENTAIR | 11018 | 100 | 1 | 871.99 |  | 1 | 871.99 |  | 1 | 871.99
P107 | 2014 | RS2087975A | P | 2015-01-08 | PENTAIR | 11018 | 100 | 1 | 872.65 |  | 1 | 872.65 |  | 1 | 872.65
P107 | 2015 | RS2111309A | P | 2015-09-15 | STA-RITE | P6E6VS4H-209L | 100 | 1 | 872.65 |  | 1 | 872.65 |  | 1 | 872.65
P107 | 2015 | RS6063009A | P | 2015-06-26 | PENTAIR | 11018 | 100 | 1 | 872.67 |  | 1 | 872.67 |  | 1 | 872.67
P107 | 2015 | RS2113090A | P | 2015-10-01 | PENTAIR | 11018 | 100 | 1 | 872.67 |  | 1 | 872.67 |  | 1 | 872.67
P107 | 2015 | RS2105871A | P | 2015-07-14 | PENTAIR | 11018 | 100 | 1 | 872.93 |  | 1 | 872.93 |  | 1 | 872.93
P107 | 2015 | RS2105244A | P | 2015-07-07 | PENTAIR | 11018 | 100 | 1 | 872.93 |  | 1 | 872.93 |  | 1 | 872.93
P107 | 2015 | RS2105289A | P | 2015-07-07 | PENTAIR | 11018 | 100 | 1 | 872.93 |  | 1 | 872.93 |  | 1 | 872.93
P107 | 2015 | RS2105248A | P | 2015-07-09 | PENTAIR | 11018 | 100 | 1 | 872.93 |  | 1 | 872.93 |  | 1 | 872.93
P107 | 2015 | RS2108437A | P | 2015-08-11 | PENTAIR | 11018 | 100 | 1 | 872.93 |  | 1 | 872.93 |  | 1 | 872.93
P107 | 2015 | RS2097479A | P | 2015-05-07 | PENTAIR | 11018 | 100 | 1 | 872.99 |  | 1 | 872.99 |  | 1 | 872.99
P107 | 2014 | RS6039576A | P | 2014-11-10 | PENTAIR | 11018 | 100 | 1 | 873.24 |  | 1 | 873.24 |  | 1 | 873.24
P107 | 2015 | RS6054792A | P | 2015-03-06 | STA-RITE | P6E6VS4H-209L | 100 | 1 | 873.32 |  | 1 | 873.32 |  | 1 | 873.32
P107 | 2014 | RS2074946A | P | 2014-09-03 | PENTAIR | 11018 | 100 | 1 | 873.49 |  | 1 | 873.49 |  | 1 | 873.49
P107 | 2014 | RS2070347A | P | 2014-07-30 | PENTAIR | 11018 | 100 | 1 | 873.68 |  | 1 | 873.68 |  | 1 | 873.68
P107 | 2015 | RS6049858A | P | 2015-01-21 | PENTAIR | 11018 | 100 | 1 | 873.68 |  | 1 | 873.68 |  | 1 | 873.68
P107 | 2014 | RS2058622A | P | 2014-04-14 | PENTAIR | 11018 | 100 | 1 | 873.74 |  | 1 | 873.74 |  | 1 | 873.74
P107 | 2015 | RS6058624A | P | 2015-05-01 | STA-RITE | P6E6VS4H-209L | 100 | 1 | 873.83 |  | 1 | 873.83 |  | 1 | 873.83
P107 | 2014 | RS6028082A | P | 2014-06-17 | PENTAIR | 11018 | 100 | 1 | 874 |  | 1 | 874 |  | 1 | 874
P107 | 2014 | RS6020011A | P | 2014-02-28 | PENTAIR | 11018 | 100 | 1 | 874.36 |  | 1 | 874.36 |  | 1 | 874.36
P107 | 2014 | RS6025889A | P | 2014-05-13 | PENTAIR | 11018 | 100 | 1 | 874.37 |  | 1 | 874.37 |  | 1 | 874.37
P107 | 2014 | RS6029811A | P | 2014-07-03 | PENTAIR | 11018 | 100 | 1 | 874.37 |  | 1 | 874.37 |  | 1 | 874.37
P107 | 2014 | RS6024495A | P | 2014-04-23 | HAYWARD | SP3400VSP | 100 | 1 | 874.44 |  | 1 | 874.44 |  | 1 | 874.44
P107 | 2014 | RS6031783A | P | 2014-07-25 | STA-RITE | P6E6VS4H-209L | 100 | 1 | 874.95 |  | 1 | 874.95 |  | 1 | 874.95
P107 | 2015 | RS6059748A | P | 2015-05-27 | STA-RITE | P6E6VS4H-209L | 100 | 1 | 874.95 |  | 1 | 874.95 |  | 1 | 874.95
P107 | 2015 | RS6064386A | P | 2015-07-24 | STA-RITE | P6E6VS4H-209L | 100 | 1 | 874.95 |  | 1 | 874.95 |  | 1 | 874.95
P107 | 2015 | RS6067540A | P | 2015-08-25 | STA-RITE | P6E6VS4H-209L | 100 | 1 | 874.95 |  | 1 | 874.95 |  | 1 | 874.95
P107 | 2015 | RS6051925A | P | 2015-01-28 | STA-RITE | P6E6VS4H-209L | 100 | 1 | 874.95 |  | 1 | 874.95 |  | 1 | 874.95
P107 | 2014 | RS6047258A | P | 2014-12-23 | STA-RITE | P6E6VS4H-209L | 100 | 1 | 874.95 |  | 1 | 874.95 |  | 1 | 874.95
P107 | 2015 | RS6061424A | P | 2015-06-09 | STA-RITE | P6E6VS4H-209L | 100 | 1 | 874.95 |  | 1 | 874.95 |  | 1 | 874.95
P107 | 2014 | RS2056156B | P | 2014-03-18 | PENTAIR | 11018 | 100 | 1 | 874.99 |  | 1 | 874.99 |  | 1 | 874.99
P107 | 2015 | RS6071533A | P | 2015-11-06 | PENTAIR | 11018 | 100 | 1 | 874.99 |  | 1 | 874.99 |  | 1 | 874.99
P107 | 2015 | RS6070116A | P | 2015-10-08 | PENTAIR | 11018 | 100 | 1 | 874.99 |  | 1 | 874.99 |  | 1 | 874.99
P107 | 2015 | RS2113916A | P | 2015-10-19 | PENTAIR | 11018 | 100 | 1 | 874.99 |  | 1 | 874.99 |  | 1 | 874.99
P107 | 2015 | RS6072000A | P | 2015-12-01 | PENTAIR | 11018 | 100 | 1 | 874.99 |  | 1 | 874.99 |  | 1 | 874.99
P107 | 2014 | RS2051451A | P | 2014-03-31 | PENTAIR | 11018 | 100 | 1 | 874.99 |  | 1 | 874.99 |  | 1 | 874.99
P107 | 2015 | RS2116300A | P | 2015-11-10 | PENTAIR | 11018 | 100 | 1 | 874.99 |  | 1 | 874.99 |  | 1 | 874.99
P107 | 2015 | RS6071331A | P | 2015-10-27 | PENTAIR | 11018 | 100 | 1 | 874.99 |  | 1 | 874.99 |  | 1 | 874.99
P107 | 2015 | RS6072807A | P | 2015-11-20 | PENTAIR | 11018 | 100 | 1 | 874.99 |  | 1 | 874.99 |  | 1 | 874.99
P107 | 2015 | RS6070913A | P | 2015-10-21 | PENTAIR | 11018 | 100 | 1 | 874.99 |  | 1 | 874.99 |  | 1 | 874.99
P107 | 2015 | RS2115000A | P | 2015-10-26 | PENTAIR | 11018 | 100 | 1 | 874.99 |  | 1 | 874.99 |  | 1 | 874.99
P107 | 2015 | RS6071551A | P | 2015-11-06 | PENTAIR | 11018 | 100 | 1 | 874.99 |  | 1 | 874.99 |  | 1 | 874.99
P107 | 2015 | RS6071808A | P | 2015-11-05 | PENTAIR | 11018 | 100 | 1 | 874.99 |  | 1 | 874.99 |  | 1 | 874.99
P107 | 2015 | RS6067378A | P | 2015-08-20 | PENTAIR | 11018 | 100 | 1 | 874.99 |  | 1 | 874.99 |  | 1 | 874.99
P107 | 2015 | RS6071628A | P | 2015-11-06 | PENTAIR | 11018 | 100 | 1 | 874.99 |  | 1 | 874.99 |  | 1 | 874.99
P107 | 2015 | RS2111676A | P | 2015-09-21 | PENTAIR | 11018 | 100 | 1 | 874.99 |  | 1 | 874.99 |  | 1 | 874.99
P107 | 2015 | RS6072671A | P | 2015-11-20 | PENTAIR | 11018 | 100 | 1 | 874.99 |  | 1 | 874.99 |  | 1 | 874.99
P107 | 2015 | RS6070468A | P | 2015-10-14 | PENTAIR | 11018 | 100 | 1 | 874.99 |  | 1 | 874.99 |  | 1 | 874.99
P107 | 2015 | RS2117969A | P | 2015-11-25 | PENTAIR | 11018 | 100 | 1 | 874.99 |  | 1 | 874.99 |  | 1 | 874.99
P107 | 2015 | RS6072345A | P | 2015-11-13 | PENTAIR | 11018 | 100 | 1 | 874.99 |  | 1 | 874.99 |  | 1 | 874.99
P107 | 2015 | RS6067743A | P | 2015-08-27 | PENTAIR | 11018 | 100 | 1 | 874.99 |  | 1 | 874.99 |  | 1 | 874.99
P107 | 2015 | RS6073410A | P | 2015-12-03 | PENTAIR | 11018 | 100 | 1 | 874.99 |  | 1 | 874.99 |  | 1 | 874.99
P107 | 2015 | RS2112056A | P | 2015-10-05 | PENTAIR | 11018 | 100 | 1 | 874.99 |  | 1 | 874.99 |  | 1 | 874.99
P107 | 2015 | RS6071386A | P | 2015-10-28 | PENTAIR | 11018 | 100 | 1 | 874.99 |  | 1 | 874.99 |  | 1 | 874.99
P107 | 2015 | RS6072285A | P | 2015-11-13 | PENTAIR | 11018 | 100 | 1 | 874.99 |  | 1 | 874.99 |  | 1 | 874.99
P107 | 2015 | RS6071860A | P | 2015-11-05 | PENTAIR | 11018 | 100 | 1 | 874.99 |  | 1 | 874.99 |  | 1 | 874.99
P107 | 2015 | RS6069836A | P | 2015-10-02 | PENTAIR | 11018 | 100 | 1 | 874.99 |  | 1 | 874.99 |  | 1 | 874.99
P107 | 2015 | RS2111222A | P | 2015-09-11 | PENTAIR | 11018 | 100 | 1 | 874.99 |  | 1 | 874.99 |  | 1 | 874.99
P107 | 2015 | RS6069697A | P | 2015-09-30 | PENTAIR | 11018 | 100 | 1 | 874.99 |  | 1 | 874.99 |  | 1 | 874.99
P107 | 2015 | RS2111218A | P | 2015-09-11 | PENTAIR | 11018 | 100 | 1 | 874.99 |  | 1 | 874.99 |  | 1 | 874.99
P107 | 2015 | RS6070399A | P | 2015-10-14 | PENTAIR | 11018 | 100 | 1 | 874.99 |  | 1 | 874.99 |  | 1 | 874.99
P107 | 2015 | RS2115225A | P | 2015-10-28 | PENTAIR | 11018 | 100 | 1 | 874.99 |  | 1 | 874.99 |  | 1 | 874.99
P107 | 2014 | RS6046318A | P | 2014-12-15 | STA-RITE | P6E6VS4H-209L | 100 | 1 | 874.99 |  | 1 | 874.99 |  | 1 | 874.99
P107 | 2014 | RS6035028A | P | 2014-08-28 | STA-RITE | P6E6VS4H-209L | 100 | 1 | 874.99 |  | 1 | 874.99 |  | 1 | 874.99
P107 | 2015 | RS2100671A | P | 2015-05-13 | STA-RITE | P6E6VS4H-209L | 100 | 1 | 874.99 |  | 1 | 874.99 |  | 1 | 874.99
P107 | 2014 | RS6037171A | P | 2014-09-16 | STA-RITE | P6E6VS4H-209L | 100 | 1 | 874.99 |  | 1 | 874.99 |  | 1 | 874.99
P107 | 2015 | RS6052602A | P | 2015-02-05 | STA-RITE | P6E6VS4H-209L | 100 | 1 | 874.99 |  | 1 | 874.99 |  | 1 | 874.99
P107 | 2014 | RS6041083A | P | 2014-10-27 | STA-RITE | P6E6VS4H-209L | 100 | 1 | 874.99 |  | 1 | 874.99 |  | 1 | 874.99
P107 | 2014 | RS6041178A | P | 2014-10-27 | STA-RITE | P6E6VS4H-209L | 100 | 1 | 874.99 |  | 1 | 874.99 |  | 1 | 874.99
P107 | 2014 | RS6027382A | P | 2014-06-04 | STA-RITE | P6E6VS4H-209L | 100 | 1 | 874.99 |  | 1 | 874.99 |  | 1 | 874.99
P107 | 2015 | RS6056011A | P | 2015-03-24 | STA-RITE | P6E6VS4H-209L | 100 | 1 | 874.99 |  | 1 | 874.99 |  | 1 | 874.99
P107 | 2014 | RS2070703A | P | 2014-08-04 | STA-RITE | P6E6VS4H-209L | 100 | 1 | 874.99 |  | 1 | 874.99 |  | 1 | 874.99
P107 | 2014 | RS6032883A | P | 2014-08-20 | STA-RITE | P6E6VS4H-209L | 100 | 1 | 874.99 |  | 1 | 874.99 |  | 1 | 874.99
P107 | 2015 | RS6059901A | P | 2015-05-20 | STA-RITE | P6E6VS4H-209L | 100 | 1 | 874.99 |  | 1 | 874.99 |  | 1 | 874.99
P107 | 2015 | RS6058978A | P | 2015-05-06 | STA-RITE | P6E6VS4H-209L | 100 | 1 | 874.99 |  | 1 | 874.99 |  | 1 | 874.99
P107 | 2015 | RS2093086A | P | 2015-02-09 | STA-RITE | P6E6VS4H-209L | 100 | 1 | 874.99 |  | 1 | 874.99 |  | 1 | 874.99
P107 | 2014 | RS6028399A | P | 2014-06-23 | HAYWARD | SP3400VSP | 100 | 1 | 875 |  | 1 | 875 |  | 1 | 875
P107 | 2014 | RS6034594A | P | 2014-08-25 | HAYWARD | SP3400VSP | 100 | 1 | 875 |  | 1 | 875 |  | 1 | 875
P107 | 2014 | RS6026847A | P | 2014-05-30 | HAYWARD | SP3400VSP | 100 | 1 | 875 |  | 1 | 875 |  | 1 | 875
P107 | 2014 | RS6028895A | P | 2014-06-20 | HAYWARD | SP3400VSP | 100 | 1 | 875 |  | 1 | 875 |  | 1 | 875
P107 | 2014 | RS2066684A | P | 2014-06-30 | HAYWARD | SP3400VSP | 100 | 1 | 875 |  | 1 | 875 |  | 1 | 875
P107 | 2014 | RS6026408A | P | 2014-09-05 | HAYWARD | SP3400VSP | 100 | 1 | 875 |  | 1 | 875 |  | 1 | 875
P107 | 2014 | RS6032451A | P | 2014-08-01 | HAYWARD | SP3400VSPVR | 100 | 1 | 875 |  | 1 | 875 |  | 1 | 875
P107 | 2014 | RS2063764A | P | 2014-06-04 | HAYWARD | SP2300VSP | 100 | 1 | 875 |  | 1 | 875 |  | 1 | 875
P107 | 2014 | RS6033458A | P | 2014-08-26 | PENTAIR | 342000 | 100 | 1 | 875 |  | 1 | 875 |  | 1 | 875
P107 | 2014 | RS2080011A | P | 2014-10-15 | PENTAIR | 342000 | 100 | 1 | 875 |  | 1 | 875 |  | 1 | 875
P107 | 2015 | RS2109359A | P | 2015-08-19 | PENTAIR | 342000 | 100 | 1 | 875 |  | 1 | 875 |  | 1 | 875
P107 | 2015 | RS6070406A | P | 2015-10-14 | PENTAIR | 11018 | 100 | 1 | 875 |  | 1 | 875 |  | 1 | 875
P107 | 2014 | RS6031064A | P | 2014-07-18 | PENTAIR | 11018 | 100 | 1 | 875 |  | 1 | 875 |  | 1 | 875
P107 | 2015 | RS2097821A | P | 2015-04-07 | PENTAIR | 342000 | 100 | 1 | 875 |  | 1 | 875 |  | 1 | 875
P107 | 2014 | RS6037843A | P | 2014-09-22 | PENTAIR | 342000 | 100 | 1 | 875 |  | 1 | 875 |  | 1 | 875
P107 | 2014 | RS6034365A | P | 2014-09-18 | PENTAIR | 342000 | 100 | 1 | 875 |  | 1 | 875 |  | 1 | 875
P107 | 2015 | RS6051607A | P | 2015-02-04 | PENTAIR | 342000 | 100 | 1 | 875 |  | 1 | 875 |  | 1 | 875
P107 | 2015 | RS2114707A | P | 2015-10-22 | PENTAIR | 11018 | 100 | 1 | 875 |  | 1 | 875 |  | 1 | 875
P107 | 2015 | RS6060026A | P | 2015-05-21 | PENTAIR | 342001 | 100 | 1 | 875 |  | 1 | 875 |  | 1 | 875
P107 | 2014 | RS2080512A | P | 2014-10-22 | PENTAIR | 342000 | 100 | 1 | 875 |  | 1 | 875 |  | 1 | 875
P107 | 2015 | RS6061641A | P | 2015-07-01 | PENTAIR | 342000 | 100 | 1 | 875 |  | 1 | 875 |  | 1 | 875
P107 | 2015 | RS2102502A | P | 2015-06-24 | PENTAIR | 11018 | 100 | 1 | 875 |  | 1 | 875 |  | 1 | 875
P107 | 2015 | RS2097739A | P | 2015-04-07 | PENTAIR | 342000 | 100 | 1 | 875 |  | 1 | 875 |  | 1 | 875
P107 | 2014 | RS6035508A | P | 2014-09-03 | PENTAIR | 11018 | 100 | 1 | 875 |  | 1 | 875 |  | 1 | 875
P107 | 2015 | RS6071178A | P | 2015-10-26 | PENTAIR | 11018 | 100 | 1 | 875 |  | 1 | 875 |  | 1 | 875
P107 | 2014 | RS2061394A | P | 2014-05-14 | PENTAIR | 342000 | 100 | 1 | 875 |  | 1 | 875 |  | 1 | 875
P107 | 2014 | RS6025179A | P | 2014-05-02 | ZODIAC | JEP1.5 | 100 | 1 | 875 |  | 1 | 875 |  | 1 | 875
P107 | 2014 | RS6025384A | P | 2014-05-05 | HAYWARD | SP3400VSP | 100 | 1 | 875.6 |  | 1 | 875.6 |  | 1 | 875.6
P107 | 2014 | RS6026224A | P | 2014-05-19 | HAYWARD | SP3400VSP | 100 | 1 | 875.6 |  | 1 | 875.6 |  | 1 | 875.6
P107 | 2014 | RS6026223A | P | 2014-05-19 | HAYWARD | SP3400VSP | 100 | 1 | 875.99 |  | 1 | 875.99 |  | 1 | 875.99
P107 | 2014 | RS2069709A | P | 2014-07-24 | HAYWARD | SP3400VSP | 100 | 1 | 875.99 |  | 1 | 875.99 |  | 1 | 875.99
P107 | 2014 | RS2069161A | P | 2014-07-21 | PENTAIR | 11018 | 100 | 1 | 876.17 |  | 1 | 876.17 |  | 1 | 876.17
P107 | 2014 | RS2044994A | P | 2015-01-12 | PENTAIR | 11018 | 100 | 1 | 876.17 |  | 1 | 876.17 |  | 1 | 876.17
P107 | 2014 | RS2051059A | P | 2014-02-04 | PENTAIR | 11018 | 100 | 1 | 876.17 |  | 1 | 876.17 |  | 1 | 876.17
P107 | 2015 | RS2102721A | P | 2015-06-23 | ZODIAC | JEP2.0 | 200 | 2 | 876.31 |  | 2 | 876.31 |  | 2 | 876.31
P107 | 2014 | RS6026511A | P | 2014-05-30 | HAYWARD | SP3400VSP | 100 | 1 | 876.99 |  | 1 | 876.99 |  | 1 | 876.99
P107 | 2014 | RS2079992A | P | 2014-10-15 | HAYWARD | SP3400VSP | 100 | 1 | 877 |  | 1 | 877 |  | 1 | 877
P107 | 2015 | RS2097710A | P | 2015-04-06 | PENTAIR | 11018 | 100 | 1 | 877 |  | 1 | 877 |  | 1 | 877
P107 | 2014 | RS2074838A | P | 2014-09-04 | PENTAIR | 11018 | 100 | 1 | 877 |  | 1 | 877 |  | 1 | 877
P107 | 2014 | RS6044856A | P | 2014-12-04 | PENTAIR | 11018 | 100 | 1 | 877 |  | 1 | 877 |  | 1 | 877
P107 | 2014 | RS2062524A | P | 2014-05-29 | PENTAIR | 11018 | 100 | 1 | 877 |  | 1 | 877 |  | 1 | 877
P107 | 2014 | RS2088136A | P | 2014-12-26 | PENTAIR | 11018 | 100 | 1 | 877 |  | 1 | 877 |  | 1 | 877
P107 | 2014 | RS2076027A | P | 2014-09-12 | PENTAIR | 11018 | 100 | 1 | 877 |  | 1 | 877 |  | 1 | 877
P107 | 2014 | RS6034063A | P | 2014-08-19 | PENTAIR | 11018 | 100 | 1 | 877 |  | 1 | 877 |  | 1 | 877
P107 | 2014 | RS2074697A | P | 2014-09-03 | PENTAIR | 11018 | 100 | 1 | 877 |  | 1 | 877 |  | 1 | 877
P107 | 2014 | RS6017797A | P | 2014-02-04 | PENTAIR | 11018 | 100 | 1 | 877 |  | 1 | 877 |  | 1 | 877
P107 | 2015 | RS6068012A | P | 2015-09-29 | PENTAIR | 11018 | 100 | 1 | 877 |  | 1 | 877 |  | 1 | 877
P107 | 2014 | RS6042356A | P | 2014-11-10 | PENTAIR | 11018 | 100 | 1 | 877 |  | 1 | 877 |  | 1 | 877
P107 | 2015 | RS2095442A | P | 2015-03-06 | PENTAIR | 11018 | 100 | 1 | 877 |  | 1 | 877 |  | 1 | 877
P107 | 2014 | RS2073197A | P | 2014-08-21 | PENTAIR | 11018 | 100 | 1 | 877 |  | 1 | 877 |  | 1 | 877
P107 | 2014 | RS6030438A | P | 2014-07-10 | PENTAIR | 11018 | 100 | 1 | 877 |  | 1 | 877 |  | 1 | 877
P107 | 2014 | RS2073784A | P | 2014-09-10 | PENTAIR | 11018 | 100 | 1 | 877 |  | 1 | 877 |  | 1 | 877
P107 | 2014 | RS6036604A | P | 2014-09-11 | PENTAIR | 11018 | 100 | 1 | 877 |  | 1 | 877 |  | 1 | 877
P107 | 2015 | RS6060229A | P | 2015-05-26 | PENTAIR | 11018 | 100 | 1 | 877 |  | 1 | 877 |  | 1 | 877
P107 | 2014 | RS6021774A | P | 2014-03-12 | PENTAIR | 11018 | 100 | 1 | 877 |  | 1 | 877 |  | 1 | 877
P107 | 2015 | RS6063824A | P | 2015-07-16 | PENTAIR | 11018 | 200 | 2 | 877 |  | 2 | 877 |  | 2 | 877
P107 | 2014 | RS6041284A | P | 2014-10-31 | PENTAIR | 11018 | 100 | 1 | 877 |  | 1 | 877 |  | 1 | 877
P107 | 2014 | RS2062992A | P | 2014-05-30 | PENTAIR | 11018 | 100 | 1 | 877 |  | 1 | 877 |  | 1 | 877
P107 | 2015 | RS6072081A | P | 2015-11-09 | STA-RITE | P6E6VS4H-209L | 100 | 1 | 877 |  | 1 | 877 |  | 1 | 877
P107 | 2015 | RS6073174A | P | 2015-12-01 | PENTAIR | 11018 | 100 | 1 | 877.61 |  | 1 | 877.61 |  | 1 | 877.61
P107 | 2014 | RS2077874A | P | 2014-09-29 | PENTAIR | 11018 | 100 | 1 | 877.61 |  | 1 | 877.61 |  | 1 | 877.61
P107 | 2015 | RS2110542A | P | 2015-12-29 | PENTAIR | 11018 | 100 | 1 | 877.99 |  | 1 | 877.99 |  | 1 | 877.99
P107 | 2015 | RS6058822A | P | 2015-05-06 | PENTAIR | 11018 | 100 | 1 | 877.99 |  | 1 | 877.99 |  | 1 | 877.99
P107 | 2015 | RS6057611A | P | 2015-04-16 | PENTAIR | 11018 | 100 | 1 | 877.99 |  | 1 | 877.99 |  | 1 | 877.99
P107 | 2015 | RS6056931B | P | 2015-04-08 | PENTAIR | 11018 | 100 | 1 | 877.99 |  | 1 | 877.99 |  | 1 | 877.99
P107 | 2015 | RS6057986A | P | 2015-04-22 | PENTAIR | 11018 | 100 | 1 | 877.99 |  | 1 | 877.99 |  | 1 | 877.99
P107 | 2015 | RS6059998A | P | 2015-05-20 | PENTAIR | 11018 | 100 | 1 | 877.99 |  | 1 | 877.99 |  | 1 | 877.99
P107 | 2015 | RS6057780A | P | 2015-04-17 | PENTAIR | 11018 | 100 | 1 | 877.99 |  | 1 | 877.99 |  | 1 | 877.99
P107 | 2014 | RS6027860A | P | 2014-06-09 | HAYWARD | SP3400VSP | 100 | 1 | 878 |  | 1 | 878 |  | 1 | 878
P107 | 2014 | RS2063790A | P | 2014-06-04 | HAYWARD | SP3400VSP | 100 | 1 | 878 |  | 1 | 878 |  | 1 | 878
P107 | 2014 | RS6028113A | P | 2014-06-11 | HAYWARD | SP3400VSP | 100 | 1 | 878 |  | 1 | 878 |  | 1 | 878
P107 | 2014 | RS6026731A | P | 2014-06-20 | HAYWARD | SP3400VSP | 100 | 1 | 878 |  | 1 | 878 |  | 1 | 878
P107 | 2014 | RS6026631A | P | 2014-05-30 | HAYWARD | SP3400VSP | 100 | 1 | 878 |  | 1 | 878 |  | 1 | 878
P107 | 2014 | RS6028023A | P | 2014-06-11 | HAYWARD | SP3400VSP | 100 | 1 | 878 |  | 1 | 878 |  | 1 | 878
P107 | 2014 | RS6026953A | P | 2014-05-30 | HAYWARD | SP3400VSP | 100 | 1 | 878 |  | 1 | 878 |  | 1 | 878
P107 | 2014 | RS6046335A | P | 2014-12-16 | HAYWARD | SP3400VSP | 100 | 1 | 878 |  | 1 | 878 |  | 1 | 878
P107 | 2014 | RS2080204A | P | 2014-10-17 | HAYWARD | SP3400VSP | 100 | 1 | 878 |  | 1 | 878 |  | 1 | 878
P107 | 2015 | RS2107390A | P | 2015-07-29 | PENTAIR | 342000 | 100 | 1 | 878 |  | 1 | 878 |  | 1 | 878
P107 | 2015 | RS6070837A | P | 2015-10-20 | PENTAIR | 11018 | 100 | 1 | 878.95 |  | 1 | 878.95 |  | 1 | 878.95
P107 | 2014 | RS2078599A | P | 2014-10-01 | PENTAIR | 11018 | 100 | 1 | 879 |  | 1 | 879 |  | 1 | 879
P107 | 2014 | RS2076760A | P | 2014-09-18 | PENTAIR | 11018 | 100 | 1 | 879 |  | 1 | 879 |  | 1 | 879
P107 | 2015 | RS6054425A | P | 2015-03-02 | PENTAIR | 11018 | 100 | 1 | 879 |  | 1 | 879 |  | 1 | 879
P107 | 2015 | RS2099575A | P | 2015-04-29 | PENTAIR | 11018 | 100 | 1 | 879 |  | 1 | 879 |  | 1 | 879
P107 | 2014 | RS6031845A | P | 2014-09-15 | PENTAIR | 11018 | 100 | 1 | 879 |  | 1 | 879 |  | 1 | 879
P107 | 2014 | RS2080316A | P | 2014-10-17 | PENTAIR | 11018 | 100 | 1 | 879 |  | 1 | 879 |  | 1 | 879
P107 | 2015 | RS2102386A | P | 2015-06-05 | PENTAIR | 11018 | 100 | 1 | 879 |  | 1 | 879 |  | 1 | 879
P107 | 2014 | RS6037733B | P | 2014-09-22 | PENTAIR | 11018 | 100 | 1 | 879 |  | 1 | 879 |  | 1 | 879
P107 | 2014 | RS2055833A | P | 2014-03-14 | PENTAIR | 11018 | 100 | 1 | 879 |  | 1 | 879 |  | 1 | 879
P107 | 2014 | RS6035497A | P | 2014-09-03 | PENTAIR | 11018 | 100 | 1 | 879 |  | 1 | 879 |  | 1 | 879
P107 | 2014 | RS6036063A | P | 2014-09-09 | PENTAIR | 11018 | 100 | 1 | 879 |  | 1 | 879 |  | 1 | 879
P107 | 2014 | RS6034527A | P | 2014-08-21 | PENTAIR | 11018 | 100 | 1 | 879 |  | 1 | 879 |  | 1 | 879
P107 | 2015 | RS6063311A | P | 2015-07-01 | PENTAIR | 11018 | 100 | 1 | 879 |  | 1 | 879 |  | 1 | 879
P107 | 2014 | RS2074775A | P | 2014-09-03 | PENTAIR | 11018 | 100 | 1 | 879 |  | 1 | 879 |  | 1 | 879
P107 | 2014 | RS2067045A | P | 2014-07-03 | PENTAIR | 11018 | 100 | 1 | 879 |  | 1 | 879 |  | 1 | 879
P107 | 2014 | RS2074785A | P | 2014-09-03 | PENTAIR | 11018 | 100 | 1 | 879 |  | 1 | 879 |  | 1 | 879
P107 | 2014 | RS2072813A | P | 2014-09-04 | PENTAIR | 11018 | 100 | 1 | 879 |  | 1 | 879 |  | 1 | 879
P107 | 2014 | RS6029698A | P | 2014-07-03 | PENTAIR | 11018 | 100 | 1 | 879 |  | 1 | 879 |  | 1 | 879
P107 | 2015 | RS2102299A | P | 2015-06-05 | PENTAIR | 11018 | 100 | 1 | 879 |  | 1 | 879 |  | 1 | 879
P107 | 2014 | RS2072812A | P | 2014-09-04 | PENTAIR | 11018 | 100 | 1 | 879 |  | 1 | 879 |  | 1 | 879
P107 | 2014 | RS6038628A | P | 2014-09-26 | PENTAIR | 11018 | 100 | 1 | 879 |  | 1 | 879 |  | 1 | 879
P107 | 2014 | RS6032046A | P | 2014-07-29 | PENTAIR | 11018 | 100 | 1 | 879 |  | 1 | 879 |  | 1 | 879
P107 | 2014 | RS6032074A | P | 2014-07-29 | PENTAIR | 11018 | 100 | 1 | 879 |  | 1 | 879 |  | 1 | 879
P107 | 2014 | RS6032591A | P | 2014-08-04 | PENTAIR | 11018 | 100 | 1 | 879 |  | 1 | 879 |  | 1 | 879
P107 | 2014 | RS6039545A | P | 2014-10-07 | PENTAIR | 11018 | 100 | 1 | 879 |  | 1 | 879 |  | 1 | 879
P107 | 2015 | RS2104851A | P | 2015-07-01 | PENTAIR | 11018 | 100 | 1 | 879 |  | 1 | 879 |  | 1 | 879
P107 | 2015 | RS6062305A | P | 2015-06-18 | PENTAIR | 11018 | 100 | 1 | 879 |  | 1 | 879 |  | 1 | 879
P107 | 2014 | RS2072126A | P | 2014-08-13 | PENTAIR | 11018 | 100 | 1 | 879 |  | 1 | 879 |  | 1 | 879
P107 | 2014 | RS6042676A | P | 2014-11-12 | PENTAIR | 11018 | 100 | 1 | 879 |  | 1 | 879 |  | 1 | 879
P107 | 2014 | RS6040958A | P | 2014-10-23 | PENTAIR | 11018 | 100 | 1 | 879 |  | 1 | 879 |  | 1 | 879
P107 | 2015 | RS6056801A | P | 2015-04-07 | PENTAIR | 11018 | 100 | 1 | 879 |  | 1 | 879 |  | 1 | 879
P107 | 2014 | RS6034852A | P | 2014-08-26 | PENTAIR | 11018 | 100 | 1 | 879 |  | 1 | 879 |  | 1 | 879
P107 | 2014 | RS2072814A | P | 2014-09-04 | PENTAIR | 11018 | 100 | 1 | 879 |  | 1 | 879 |  | 1 | 879
P107 | 2015 | RS6100821A | P | 2015-05-15 | PENTAIR | 11018 | 100 | 1 | 879 |  | 1 | 879 |  | 1 | 879
P107 | 2015 | RS6055222A | P | 2015-03-12 | PENTAIR | 11018 | 100 | 1 | 879 |  | 1 | 879 |  | 1 | 879
P107 | 2014 | RS2076085A | P | 2014-09-12 | PENTAIR | 11018 | 100 | 1 | 879 |  | 1 | 879 |  | 1 | 879
P107 | 2015 | RS2103161A | P | 2015-07-28 | PENTAIR | 11018 | 100 | 1 | 879 |  | 1 | 879 |  | 1 | 879
P107 | 2015 | RS6056147A | P | 2015-03-25 | PENTAIR | 11018 | 100 | 1 | 879 |  | 1 | 879 |  | 1 | 879
P107 | 2015 | RS2107835A | P | 2015-08-04 | PENTAIR | 11018 | 100 | 1 | 879 |  | 1 | 879 |  | 1 | 879
P107 | 2014 | RS2073210A | P | 2014-08-20 | PENTAIR | 11018 | 100 | 1 | 879 |  | 1 | 879 |  | 1 | 879
P107 | 2015 | RS2107167A | P | 2015-07-29 | PENTAIR | 11018 | 100 | 1 | 879 |  | 1 | 879 |  | 1 | 879
P107 | 2015 | RS6056767A | P | 2015-04-07 | PENTAIR | 11018 | 100 | 1 | 879 |  | 1 | 879 |  | 1 | 879
P107 | 2015 | RS6070692A | P | 2015-10-16 | PENTAIR | 11018 | 100 | 1 | 879 |  | 1 | 879 |  | 1 | 879
P107 | 2015 | RS2116209A | P | 2015-11-05 | PENTAIR | 11018 | 100 | 1 | 879 |  | 1 | 879 |  | 1 | 879
P107 | 2015 | RS6058411A | P | 2015-04-30 | PENTAIR | 11018 | 100 | 1 | 879 |  | 1 | 879 |  | 1 | 879
P107 | 2015 | RS6066396A | P | 2015-08-10 | PENTAIR | 11018 | 100 | 1 | 879 |  | 1 | 879 |  | 1 | 879
P107 | 2015 | RS6062636A | P | 2015-06-23 | PENTAIR | 11018 | 100 | 1 | 879 |  | 1 | 879 |  | 1 | 879
P107 | 2015 | RS6062744A | P | 2015-06-24 | PENTAIR | 11018 | 100 | 1 | 879 |  | 1 | 879 |  | 1 | 879
P107 | 2015 | RS2102381A | P | 2015-06-18 | PENTAIR | 11018 | 100 | 1 | 879 |  | 1 | 879 |  | 1 | 879
P107 | 2014 | RS6036107A | P | 2014-09-09 | PENTAIR | 11018 | 100 | 1 | 879 |  | 1 | 879 |  | 1 | 879
P107 | 2015 | RS2097949A | P | 2015-04-10 | PENTAIR | 11018 | 100 | 1 | 879 |  | 1 | 879 |  | 1 | 879
P107 | 2015 | RS6064982B | P | 2015-07-24 | PENTAIR | 11018 | 100 | 1 | 879 |  | 1 | 879 |  | 1 | 879
P107 | 2015 | RS6069915A | P | 2015-10-02 | PENTAIR | 11018 | 100 | 1 | 879 |  | 1 | 879 |  | 1 | 879
P107 | 2015 | RS6055017A | P | 2015-03-09 | PENTAIR | 11018 | 100 | 1 | 879 |  | 1 | 879 |  | 1 | 879
P107 | 2015 | RS6056065A | P | 2015-04-07 | PENTAIR | 11018 | 100 | 1 | 879 |  | 1 | 879 |  | 1 | 879
P107 | 2015 | RS6059911B | P | 2015-05-19 | PENTAIR | 11018 | 100 | 1 | 879 |  | 1 | 879 |  | 1 | 879
P107 | 2015 | RS6071866A | P | 2015-11-05 | PENTAIR | 11018 | 100 | 1 | 879 |  | 1 | 879 |  | 1 | 879
P107 | 2015 | RS6054484A | P | 2015-06-16 | PENTAIR | 11018 | 100 | 1 | 879 |  | 1 | 879 |  | 1 | 879
P107 | 2015 | RS6055436A | P | 2015-03-13 | PENTAIR | 11018 | 100 | 1 | 879 |  | 1 | 879 |  | 1 | 879
P107 | 2015 | RS6059933A | P | 2015-05-19 | PENTAIR | 11018 | 100 | 1 | 879 |  | 1 | 879 |  | 1 | 879
P107 | 2015 | RS6060808A | P | 2015-06-02 | PENTAIR | 11018 | 100 | 1 | 879 |  | 1 | 879 |  | 1 | 879
P107 | 2014 | RS6038233A | P | 2014-09-24 | PENTAIR | 11018 | 100 | 1 | 879 |  | 1 | 879 |  | 1 | 879
P107 | 2015 | RS6069339A | P | 2015-09-24 | PENTAIR | 11018 | 100 | 1 | 879 |  | 1 | 879 |  | 1 | 879
P107 | 2014 | RS2068799A | P | 2014-07-16 | STA-RITE | P6E6VS4H-209L | 100 | 1 | 879.74 |  | 1 | 879.74 |  | 1 | 879.74
P107 | 2014 | RS2060425A | P | 2014-05-01 | HAYWARD | SP3400VSP | 100 | 1 | 879.95 |  | 1 | 879.95 |  | 1 | 879.95
P107 | 2015 | RS2105523A | P | 2015-07-09 | HAYWARD | SP3400VSP | 100 | 1 | 879.95 |  | 1 | 879.95 |  | 1 | 879.95
P107 | 2014 | RS6028385A | P | 2014-06-17 | PENTAIR | 11018 | 100 | 1 | 879.95 |  | 1 | 879.95 |  | 1 | 879.95
P107 | 2014 | RS6025299A | P | 2014-05-02 | PENTAIR | 11018 | 100 | 1 | 879.95 |  | 1 | 879.95 |  | 1 | 879.95
P107 | 2014 | RS6025970A | P | 2014-05-14 | PENTAIR | 11018 | 100 | 1 | 879.95 |  | 1 | 879.95 |  | 1 | 879.95
P107 | 2015 | RS6049629A | P | 2015-01-08 | PENTAIR | 11018 | 100 | 1 | 879.95 |  | 1 | 879.95 |  | 1 | 879.95
P107 | 2014 | RS6042402A | P | 2014-11-10 | PENTAIR | 11018 | 100 | 1 | 879.95 |  | 1 | 879.95 |  | 1 | 879.95
P107 | 2014 | RS6046454A | P | 2014-12-17 | PENTAIR | 11018 | 100 | 1 | 879.95 |  | 1 | 879.95 |  | 1 | 879.95
P107 | 2015 | RS2108709A | P | 2015-08-13 | PENTAIR | 11018 | 100 | 1 | 879.95 |  | 1 | 879.95 |  | 1 | 879.95
P107 | 2014 | RS2062900A | P | 2014-05-30 | PENTAIR | 11018 | 100 | 1 | 879.95 |  | 1 | 879.95 |  | 1 | 879.95
P107 | 2015 | RS2113419A | P | 2015-10-06 | PENTAIR | 11018 | 100 | 1 | 879.98 |  | 1 | 879.98 |  | 1 | 879.98
P107 | 2014 | RS6026185A | P | 2014-05-19 | PENTAIR | 11018 | 100 | 1 | 879.99 |  | 1 | 879.99 |  | 1 | 879.99
P107 | 2015 | RS6075025A | P | 2015-12-29 | PENTAIR | 11018 | 100 | 1 | 879.99 |  | 1 | 879.99 |  | 1 | 879.99
P107 | 2014 | RS6029667A | P | 2014-07-01 | PENTAIR | 11018 | 100 | 1 | 879.99 |  | 1 | 879.99 |  | 1 | 879.99
P107 | 2014 | RS2068941A | P | 2014-08-05 | PENTAIR | 11018 | 100 | 1 | 879.99 |  | 1 | 879.99 |  | 1 | 879.99
P107 | 2014 | RS6023612A | P | 2014-04-10 | PENTAIR | 11018 | 100 | 1 | 879.99 |  | 1 | 879.99 |  | 1 | 879.99
P107 | 2014 | RS6024466A | P | 2014-05-01 | PENTAIR | 11018 | 100 | 1 | 879.99 |  | 1 | 879.99 |  | 1 | 879.99
P107 | 2015 | RS6060270A | P | 2015-05-26 | PENTAIR | 11018 | 100 | 1 | 879.99 |  | 1 | 879.99 |  | 1 | 879.99
P107 | 2014 | RS6024691A | P | 2014-04-24 | PENTAIR | 11018 | 100 | 1 | 879.99 |  | 1 | 879.99 |  | 1 | 879.99
P107 | 2015 | RS6072767A | P | 2015-11-23 | PENTAIR | 11018 | 100 | 1 | 879.99 |  | 1 | 879.99 |  | 1 | 879.99
P107 | 2015 | RS6074889A | P | 2015-12-29 | PENTAIR | 11018 | 100 | 1 | 879.99 |  | 1 | 879.99 |  | 1 | 879.99
P107 | 2015 | RS2105574A | P | 2015-07-09 | PENTAIR | 11018 | 100 | 1 | 879.99 |  | 1 | 879.99 |  | 1 | 879.99
P107 | 2014 | RS6026386A | P | 2014-05-29 | PENTAIR | 11018 | 100 | 1 | 879.99 |  | 1 | 879.99 |  | 1 | 879.99
P107 | 2014 | RS6028054A | P | 2014-06-11 | PENTAIR | 11018 | 100 | 1 | 879.99 |  | 1 | 879.99 |  | 1 | 879.99
P107 | 2014 | RS2088851A | P | 2015-01-02 | PENTAIR | 11017 | 100 | 1 | 879.99 |  | 1 | 879.99 |  | 1 | 879.99
P107 | 2014 | RS2059561A | P | 2014-04-23 | PENTAIR | 11018 | 100 | 1 | 879.99 |  | 1 | 879.99 |  | 1 | 879.99
P107 | 2014 | RS6026886A | P | 2014-05-30 | PENTAIR | 11018 | 100 | 1 | 879.99 |  | 1 | 879.99 |  | 1 | 879.99
P107 | 2015 | RS2110792A | P | 2016-03-28 | PENTAIR | 11018 | 100 | 1 | 879.99 |  | 1 | 879.99 |  | 1 | 879.99
P107 | 2014 | RS6040543A | P | 2014-10-21 | PENTAIR | 11018 | 100 | 1 | 879.99 |  | 1 | 879.99 |  | 1 | 879.99
P107 | 2014 | RS6026196B | P | 2014-05-19 | PENTAIR | 11018 | 100 | 1 | 879.99 |  | 1 | 879.99 |  | 1 | 879.99
P107 | 2015 | RS6068903A | P | 2015-09-29 | PENTAIR | 11018 | 100 | 1 | 879.99 |  | 1 | 879.99 |  | 1 | 879.99
P107 | 2015 | RS6067718A | P | 2015-08-27 | PENTAIR | 11018 | 100 | 1 | 879.99 |  | 1 | 879.99 |  | 1 | 879.99
P107 | 2015 | RS6072945A | P | 2015-11-25 | PENTAIR | 11018 | 100 | 1 | 879.99 |  | 1 | 879.99 |  | 1 | 879.99
P107 | 2014 | RS6025152A | P | 2014-05-02 | PENTAIR | 11018 | 100 | 1 | 879.99 |  | 1 | 879.99 |  | 1 | 879.99
P107 | 2014 | RS6025247A | P | 2014-05-02 | PENTAIR | 11018 | 100 | 1 | 879.99 |  | 1 | 879.99 |  | 1 | 879.99
P107 | 2014 | RS2075934A | P | 2014-10-02 | PENTAIR | 342000 | 100 | 1 | 879.99 |  | 1 | 879.99 |  | 1 | 879.99
P107 | 2015 | RS6074675A | P | 2015-12-22 | PENTAIR | 11018 | 100 | 1 | 879.99 |  | 1 | 879.99 |  | 1 | 879.99
P107 | 2015 | RS6054269A | P | 2015-02-27 | PENTAIR | 11018 | 100 | 1 | 879.99 |  | 1 | 879.99 |  | 1 | 879.99
P107 | 2015 | RS6074263A | P | 2015-12-17 | PENTAIR | 11018 | 100 | 1 | 879.99 |  | 1 | 879.99 |  | 1 | 879.99
P107 | 2015 | RS6073469A | P | 2015-12-08 | PENTAIR | 11018 | 100 | 1 | 879.99 |  | 1 | 879.99 |  | 1 | 879.99
P107 | 2014 | RS6025541A | P | 2014-05-07 | PENTAIR | 11018 | 100 | 1 | 879.99 |  | 1 | 879.99 |  | 1 | 879.99
P107 | 2014 | RS6025902A | P | 2014-05-13 | PENTAIR | 11018 | 100 | 1 | 879.99 |  | 1 | 879.99 |  | 1 | 879.99
P107 | 2014 | RS6027220A | P | 2014-05-30 | PENTAIR | 11018 | 100 | 1 | 879.99 |  | 1 | 879.99 |  | 1 | 879.99
P107 | 2014 | RS2087285A | P | 2014-12-22 | ZODIAC | JEP1.5 | 100 | 1 | 879.99 |  | 1 | 879.99 |  | 1 | 879.99
P107 | 2014 | RS6024398A | P | 2014-05-07 | ZODIAC | JEP1.5 | 100 | 1 | 879.99 |  | 1 | 879.99 |  | 1 | 879.99
P107 | 2014 | RS6026007A | P | 2014-05-16 | HAYWARD | SP3400VSP | 100 | 1 | 880 |  | 1 | 880 |  | 1 | 880
P107 | 2014 | RS6024692A | P | 2014-04-24 | HAYWARD | SP3400VSP | 100 | 1 | 880 |  | 1 | 880 |  | 1 | 880
P107 | 2014 | RS6024999A | P | 2014-04-29 | HAYWARD | SP3400VSP | 100 | 1 | 880 |  | 1 | 880 |  | 1 | 880
P107 | 2014 | RS6024577A | P | 2014-04-23 | HAYWARD | SP3400VSP | 100 | 1 | 880 |  | 1 | 880 |  | 1 | 880
P107 | 2014 | RS6024851A | P | 2014-10-29 | HAYWARD | SP3400VSP | 100 | 1 | 880 |  | 1 | 880 |  | 1 | 880
P107 | 2014 | RS6033917A | P | 2014-08-15 | HAYWARD | SP3400VSP | 100 | 1 | 880 |  | 1 | 880 |  | 1 | 880
P107 | 2014 | RS6026515A | P | 2014-05-30 | HAYWARD | SP3400VSP | 100 | 1 | 880 |  | 1 | 880 |  | 1 | 880
P107 | 2014 | RS2060793A | P | 2014-05-07 | HAYWARD | SP3400VSP | 100 | 1 | 880 |  | 1 | 880 |  | 1 | 880
P107 | 2014 | RS6024666A | P | 2014-04-24 | HAYWARD | SP3400VSP | 100 | 1 | 880 |  | 1 | 880 |  | 1 | 880
P107 | 2014 | RS6025426A | P | 2014-05-05 | HAYWARD | SP3400VSP | 100 | 1 | 880 |  | 1 | 880 |  | 1 | 880
P107 | 2014 | RS6025714A | P | 2014-05-12 | HAYWARD | SP3400VSP | 100 | 1 | 880 |  | 1 | 880 |  | 1 | 880
P107 | 2015 | RS2105052A | P | 2015-07-07 | PENTAIR | 342000 | 100 | 1 | 880 |  | 1 | 880 |  | 1 | 880
P107 | 2014 | RS6028583A | P | 2014-06-18 | PENTAIR | 11017 | 100 | 1 | 880 |  | 1 | 880 |  | 1 | 880
P107 | 2015 | RS2103094A | P | 2015-06-12 | PENTAIR | 342000 | 100 | 1 | 880 |  | 1 | 880 |  | 1 | 880
P107 | 2015 | RS2106052A | P | 2015-07-17 | PENTAIR | 342000 | 100 | 1 | 880 |  | 1 | 880 |  | 1 | 880
P107 | 2015 | RS6059638A | P | 2015-05-15 | PENTAIR | 11018 | 100 | 1 | 880 |  | 1 | 880 |  | 1 | 880
P107 | 2014 | RS2075099A | P | 2014-09-16 | STA-RITE | P6E6VS4H-209L | 100 | 1 | 880 |  | 1 | 880 |  | 1 | 880
P107 | 2015 | RS6051869A | P | 2015-01-27 | PENTAIR | 11018 | 100 | 1 | 880.42 |  | 1 | 880.42 |  | 1 | 880.42
P107 | 2015 | RS2096667A | P | 2015-03-20 | PENTAIR | 342000 | 100 | 1 | 880.92 |  | 1 | 880.92 |  | 1 | 880.92
P107 | 2015 | RS6052767A | P | 2015-02-06 | PENTAIR | 11018 | 100 | 1 | 880.99 |  | 1 | 880.99 |  | 1 | 880.99
P107 | 2015 | RS6058367A | P | 2015-04-28 | PENTAIR | 11018 | 100 | 1 | 880.99 |  | 1 | 880.99 |  | 1 | 880.99
P107 | 2015 | RS2112341A | P | 2015-09-24 | PENTAIR | 11018 | 100 | 1 | 881.52 |  | 1 | 881.52 |  | 1 | 881.52
P107 | 2015 | RS2110351A | P | 2015-10-14 | PENTAIR | 11018 | 200 | 2 | 881.52 |  | 2 | 881.52 |  | 2 | 881.52
P107 | 2015 | RS6063702A | P | 2015-07-07 | PENTAIR | 11018 | 100 | 1 | 881.52 |  | 1 | 881.52 |  | 1 | 881.52
P107 | 2014 | RS6045446A | P | 2014-12-10 | STA-RITE | P6E6VS4H-209L | 100 | 1 | 881.81 |  | 1 | 881.81 |  | 1 | 881.81
P107 | 2015 | RS6070021A | P | 2015-10-05 | PENTAIR | 11018 | 100 | 1 | 881.82 |  | 1 | 881.82 |  | 1 | 881.82
P107 | 2014 | RS6033229A | P | 2014-08-11 | PENTAIR | 11018 | 100 | 1 | 881.82 |  | 1 | 881.82 |  | 1 | 881.82
P107 | 2014 | RS2082306A | P | 2014-11-07 | PENTAIR | 11018 | 200 | 2 | 881.82 |  | 2 | 881.82 |  | 2 | 881.82
P107 | 2015 | RS2105077A | P | 2015-07-08 | PENTAIR | 11018 | 100 | 1 | 881.84 |  | 1 | 881.84 |  | 1 | 881.84
P107 | 2014 | RS6031799A | P | 2014-08-11 | HAYWARD | SP3400VSP | 100 | 1 | 881.89 |  | 1 | 881.89 |  | 1 | 881.89
P107 | 2014 | RS2088135A | P | 2014-12-26 | PENTAIR | 11018 | 100 | 1 | 882.9 |  | 1 | 882.9 |  | 1 | 882.9
P107 | 2014 | RS2071367A | P | 2014-08-08 | PENTAIR | 11018 | 100 | 1 | 883.38 |  | 1 | 883.38 |  | 1 | 883.38
P107 | 2014 | RS2067143A | P | 2014-07-25 | HAYWARD | SP3400VSP | 100 | 1 | 883.46 |  | 1 | 883.46 |  | 1 | 883.46
P107 | 2014 | RS2068232A | P | 2014-07-14 | HAYWARD | SP3400VSPVR | 100 | 1 | 883.46 |  | 1 | 883.46 |  | 1 | 883.46
P107 | 2015 | RS2091257A | P | 2015-01-19 | WATERWAY PLASTICS INC. | ECONO-VSA | 100 | 1 | 883.55 |  | 1 | 883.55 |  | 1 | 883.55
P107 | 2015 | RS2103388A | P | 2015-07-07 | PENTAIR | 342001 | 100 | 1 | 883.59 |  | 1 | 883.59 |  | 1 | 883.59
P107 | 2014 | RS2047179A | P | 2014-01-13 | PENTAIR | 11018 | 100 | 1 | 884 |  | 1 | 884 |  | 1 | 884
P107 | 2014 | RS6037536B | P | 2014-09-29 | PENTAIR | 11018 | 100 | 1 | 884.19 |  | 1 | 884.19 |  | 1 | 884.19
P107 | 2014 | RS2072919B | P | 2014-08-21 | PENTAIR | 11018 | 100 | 1 | 884.19 |  | 1 | 884.19 |  | 1 | 884.19
P107 | 2015 | RS6071547A | P | 2015-11-06 | PENTAIR | 11018 | 100 | 1 | 884.99 |  | 1 | 884.99 |  | 1 | 884.99
P107 | 2015 | RS6069297A | P | 2015-09-23 | PENTAIR | 11018 | 100 | 1 | 884.99 |  | 1 | 884.99 |  | 1 | 884.99
P107 | 2014 | RS6020930A | P | 2014-02-27 | HAYWARD | SP3400VSP | 100 | 1 | 885 |  | 1 | 885 |  | 1 | 885
P107 | 2014 | RS6027717A | P | 2014-06-06 | HAYWARD | SP3400VSP | 100 | 1 | 885 |  | 1 | 885 |  | 1 | 885
P107 | 2014 | RS6031050A | P | 2014-07-18 | HAYWARD | SP3400VSP | 100 | 1 | 885 |  | 1 | 885 |  | 1 | 885
P107 | 2014 | RS6028389B | P | 2014-06-17 | HAYWARD | SP3400VSP | 100 | 1 | 885 |  | 1 | 885 |  | 1 | 885
P107 | 2015 | RS6066493B | P | 2015-08-10 | HAYWARD | SP3400VSP | 100 | 1 | 885 |  | 1 | 885 |  | 1 | 885
P107 | 2014 | RS2062017A | P | 2014-05-19 | HAYWARD | SP3400VSP | 100 | 1 | 885 |  | 1 | 885 |  | 1 | 885
P107 | 2014 | RS2061711A | P | 2014-05-22 | HAYWARD | SP3400VSP | 100 | 1 | 885 |  | 1 | 885 |  | 1 | 885
P107 | 2014 | RS6024272A | P | 2014-04-17 | HAYWARD | SP3400VSP | 100 | 1 | 885 |  | 1 | 885 |  | 1 | 885
P107 | 2014 | RS6022260A | P | 2014-03-21 | HAYWARD | SP3400VSP | 100 | 1 | 885 |  | 1 | 885 |  | 1 | 885
P107 | 2014 | RS6022730A | P | 2014-03-26 | HAYWARD | SP3400VSP | 100 | 1 | 885 |  | 1 | 885 |  | 1 | 885
P107 | 2014 | RS2052517A | P | 2014-02-12 | HAYWARD | SP3400VSP | 100 | 1 | 885 |  | 1 | 885 |  | 1 | 885
P107 | 2015 | RS6060624A | P | 2015-05-28 | HAYWARD | SP3400VSP | 100 | 1 | 885 |  | 1 | 885 |  | 1 | 885
P107 | 2014 | RS2082498A | P | 2014-11-07 | PENTAIR | 11018 | 100 | 1 | 885 |  | 1 | 885 |  | 1 | 885
P107 | 2015 | RS2094178A | P | 2015-02-19 | PENTAIR | 342000 | 100 | 1 | 885 |  | 1 | 885 |  | 1 | 885
P107 | 2014 | RS2077435A | P | 2014-09-23 | STA-RITE | 343000 | 100 | 1 | 885 |  | 1 | 885 |  | 1 | 885
P107 | 2014 | RS2069684A | P | 2014-07-24 | ZODIAC | JEP2.0 | 100 | 1 | 885.67 |  | 1 | 885.67 |  | 1 | 885.67
P107 | 2015 | RS6071492A | P | 2015-11-10 | PENTAIR | 11018 | 100 | 1 | 885.76 |  | 1 | 885.76 |  | 1 | 885.76
P107 | 2014 | RS2082857A | P | 2014-11-12 | PENTAIR | 11018 | 100 | 1 | 886.8 |  | 1 | 886.8 |  | 1 | 886.8
P107 | 2015 | RS2117035A | P | 2015-11-17 | PENTAIR | 11018 | 100 | 1 | 887 |  | 1 | 887 |  | 1 | 887
P107 | 2014 | RS6023254A | P | 2014-04-03 | HAYWARD | SP3400VSP | 100 | 1 | 888 |  | 1 | 888 |  | 1 | 888
P107 | 2014 | RS6021166A | P | 2014-03-04 | HAYWARD | SP3400VSP | 100 | 1 | 888 |  | 1 | 888 |  | 1 | 888
P107 | 2014 | RS2053911A | P | 2014-03-11 | HAYWARD | SP3400VSP | 100 | 1 | 888 |  | 1 | 888 |  | 1 | 888
P107 | 2014 | RS6018719A | P | 2014-01-23 | HAYWARD | SP3400VSP | 100 | 1 | 888 |  | 1 | 888 |  | 1 | 888
P107 | 2014 | RS2071227A | P | 2014-08-06 | HAYWARD | SP3400VSP | 100 | 1 | 888 |  | 1 | 888 |  | 1 | 888
P107 | 2014 | RS2054186A | P | 2014-03-03 | HAYWARD | SP3400VSP | 100 | 1 | 888 |  | 1 | 888 |  | 1 | 888
P107 | 2014 | RS6020564A | P | 2014-02-21 | HAYWARD | SP3400VSP | 100 | 1 | 888 |  | 1 | 888 |  | 1 | 888
P107 | 2014 | RS6021653A | P | 2014-03-11 | HAYWARD | SP3400VSP | 100 | 1 | 888 |  | 1 | 888 |  | 1 | 888
P107 | 2015 | RS2104010A | P | 2015-06-24 | PENTAIR | 11018 | 100 | 1 | 888 |  | 1 | 888 |  | 1 | 888
P107 | 2014 | RS2060440A | P | 2014-06-06 | PENTAIR | 11018 | 100 | 1 | 888 |  | 1 | 888 |  | 1 | 888
P107 | 2015 | RS2101767A | P | 2015-05-27 | PENTAIR | 11018 | 100 | 1 | 888 |  | 1 | 888 |  | 1 | 888
P107 | 2015 | RS6074320A | P | 2015-12-18 | PENTAIR | 11018 | 100 | 1 | 888 |  | 1 | 888 |  | 1 | 888
P107 | 2015 | RS2108851A | P | 2015-08-14 | PENTAIR | 11018 | 100 | 1 | 888 |  | 1 | 888 |  | 1 | 888
P107 | 2015 | RS2097047A | P | 2015-03-25 | PENTAIR | 11018 | 100 | 1 | 888 |  | 1 | 888 |  | 1 | 888
P107 | 2015 | RS2114602A | P | 2015-10-22 | PENTAIR | 11018 | 100 | 1 | 888 |  | 1 | 888 |  | 1 | 888
P107 | 2014 | RS2083856A | P | 2014-11-19 | PENTAIR | 11018 | 100 | 1 | 888 |  | 1 | 888 |  | 1 | 888
P107 | 2015 | RS2102176A | P | 2015-06-04 | STA-RITE | P6E6VS4H-209L | 100 | 1 | 888 |  | 1 | 888 |  | 1 | 888
P107 | 2015 | RS6068275A | P | 2015-09-08 | STA-RITE | P6E6VS4H-209L | 100 | 1 | 888 |  | 1 | 888 |  | 1 | 888
P107 | 2015 | RS6071850A | P | 2015-11-05 | STA-RITE | P6E6VS4H-209L | 100 | 1 | 888 |  | 1 | 888 |  | 1 | 888
P107 | 2015 | RS6074857A | P | 2015-12-29 | STA-RITE | P6E6VS4H-209L | 100 | 1 | 888 |  | 1 | 888 |  | 1 | 888
P107 | 2015 | RS6063430A | P | 2015-07-02 | PENTAIR | 11018 | 100 | 1 | 888.71 |  | 1 | 888.71 |  | 1 | 888.71
P107 | 2014 | RS6027507A | P | 2014-06-04 | PENTAIR | 11018 | 100 | 1 | 888.99 |  | 1 | 888.99 |  | 1 | 888.99
P107 | 2015 | RS2101011A | P | 2015-06-19 | PENTAIR | 11018 | 100 | 1 | 889 |  | 1 | 889 |  | 1 | 889
P107 | 2014 | RS6023791A | P | 2014-04-15 | PENTAIR | 011018 | 100 | 1 | 889 |  | 1 | 889 |  | 1 | 889
P107 | 2015 | RS6052742A | P | 2015-02-06 | PENTAIR | 11018 | 100 | 1 | 889.2 |  | 1 | 889.2 |  | 1 | 889.2
P107 | 2014 | RS2087063A | P | 2014-12-18 | ZODIAC | JEP1.5 | 100 | 1 | 889.3 |  | 1 | 889.3 |  | 1 | 889.3
P107 | 2014 | RS2087050A | P | 2015-01-15 | ZODIAC | JEP1.5 | 100 | 1 | 889.3 |  | 1 | 889.3 |  | 1 | 889.3
P107 | 2015 | RS2114609A | P | 2015-11-19 | JANDY |  | 100 | 1 | 889.49 |  | 1 | 889.49 |  | 1 | 889.49
P107 | 2015 | RS2102779A | P | 2015-07-22 | ZODIAC | JEP2.0 | 100 | 1 | 889.49 |  | 1 | 889.49 |  | 1 | 889.49
P107 | 2015 | RS2117646A | P | 2015-11-23 | ZODIAC | JEP2.0 | 100 | 1 | 889.49 |  | 1 | 889.49 |  | 1 | 889.49
P107 | 2015 | RS2117727A | P | 2015-11-23 | ZODIAC | VSPHP270AUT | 100 | 1 | 889.49 |  | 1 | 889.49 |  | 1 | 889.49
P107 | 2015 | RS2117730A | P | 2015-11-23 | ZODIAC | VSPHP270AUT | 100 | 1 | 889.49 |  | 1 | 889.49 |  | 1 | 889.49
P107 | 2015 | RS2111019A | P | 2015-09-09 | ZODIAC | JEP2.0 | 100 | 1 | 889.49 |  | 1 | 889.49 |  | 1 | 889.49
P107 | 2015 | RS2111023A | P | 2015-09-09 | ZODIAC | JEP2.0 | 100 | 1 | 889.49 |  | 1 | 889.49 |  | 1 | 889.49
P107 | 2015 | RS2117729A | P | 2015-11-23 | ZODIAC | VSPHP270AUT | 100 | 1 | 889.49 |  | 1 | 889.49 |  | 1 | 889.49
P107 | 2015 | RS2111021A | P | 2015-09-09 | ZODIAC | JEP2.0 | 100 | 1 | 889.49 |  | 1 | 889.49 |  | 1 | 889.49
P107 | 2015 | RS2111020A | P | 2015-09-09 | ZODIAC | JEP2.0 | 100 | 1 | 889.49 |  | 1 | 889.49 |  | 1 | 889.49
P107 | 2015 | RS2117728A | P | 2015-11-23 | ZODIAC | JEP1.5 | 100 | 1 | 889.49 |  | 1 | 889.49 |  | 1 | 889.49
P107 | 2014 | RS2074531A | P | 2014-09-02 | PENTAIR | 11018 | 100 | 1 | 889.95 |  | 1 | 889.95 |  | 1 | 889.95
P107 | 2014 | RS2075178A | P | 2014-09-05 | PENTAIR | 11018 | 100 | 1 | 889.95 |  | 1 | 889.95 |  | 1 | 889.95
P107 | 2014 | RS6029458A | P | 2014-09-03 | PENTAIR | 11018 | 100 | 1 | 889.99 |  | 1 | 889.99 |  | 1 | 889.99
P107 | 2015 | RS6062049A | P | 2015-07-07 | PENTAIR | 11018 | 100 | 1 | 889.99 |  | 1 | 889.99 |  | 1 | 889.99
P107 | 2014 | RS2065938A | P | 2014-06-24 | PENTAIR | 11018 | 100 | 1 | 889.99 |  | 1 | 889.99 |  | 1 | 889.99
P107 | 2014 | RS6042721B | P | 2014-11-12 | PENTAIR | 11018 | 100 | 1 | 889.99 |  | 1 | 889.99 |  | 1 | 889.99
P107 | 2015 | RS6069274A | P | 2015-09-23 | PENTAIR | 11018 | 100 | 1 | 889.99 |  | 1 | 889.99 |  | 1 | 889.99
P107 | 2014 | RS6029966A | P | 2014-07-08 | PENTAIR | 11018 | 100 | 1 | 889.99 |  | 1 | 889.99 |  | 1 | 889.99
P107 | 2015 | RS6070781A | P | 2015-10-20 | PENTAIR | 11018 | 100 | 1 | 889.99 |  | 1 | 889.99 |  | 1 | 889.99
P107 | 2014 | RS6028805A | P | 2014-06-23 | PENTAIR | 11018 | 100 | 1 | 889.99 |  | 1 | 889.99 |  | 1 | 889.99
P107 | 2014 | RS6028986A | P | 2014-08-06 | PENTAIR | 11018 | 100 | 1 | 889.99 |  | 1 | 889.99 |  | 1 | 889.99
P107 | 2014 | RS6031106A | P | 2014-07-18 | PENTAIR | 11018 | 100 | 1 | 889.99 |  | 1 | 889.99 |  | 1 | 889.99
P107 | 2014 | RS2068222A | P | 2014-07-14 | PENTAIR | 11018 | 100 | 1 | 889.99 |  | 1 | 889.99 |  | 1 | 889.99
P107 | 2015 | RS6059761A | P | 2015-05-15 | PENTAIR | 11018 | 100 | 1 | 889.99 |  | 1 | 889.99 |  | 1 | 889.99
P107 | 2015 | RS2101118A | P | 2015-05-21 | PENTAIR | 11018 | 100 | 1 | 889.99 |  | 1 | 889.99 |  | 1 | 889.99
P107 | 2015 | RS2103096A | P | 2015-06-12 | PENTAIR | 342000 | 100 | 1 | 890 |  | 1 | 890 |  | 1 | 890
P107 | 2015 | RS2101049A | P | 2015-05-20 | PENTAIR | 11018 | 100 | 1 | 890 |  | 1 | 890 |  | 1 | 890
P107 | 2014 | RS2060789A | P | 2014-05-07 | PENTAIR | 11018 | 100 | 1 | 890 |  | 1 | 890 |  | 1 | 890
P107 | 2014 | RS6024121A | P | 2014-04-17 | STA-RITE | P6E6VS4H-209L | 100 | 1 | 890.21 |  | 1 | 890.21 |  | 1 | 890.21
P107 | 2014 | RS2060979A | P | 2014-05-08 | STA-RITE | P6E6VS4H-209L | 100 | 1 | 890.21 |  | 1 | 890.21 |  | 1 | 890.21
P107 | 2014 | RS2066264A | P | 2014-06-25 | PENTAIR | 11018 | 100 | 1 | 891.5 |  | 1 | 891.5 |  | 1 | 891.5
P107 | 2014 | RS2074377A | P | 2014-09-04 | PENTAIR | 11018 | 100 | 1 | 891.51 |  | 1 | 891.51 |  | 1 | 891.51
P107 | 2014 | RS2079077A | P | 2014-10-07 | STA-RITE | P6E6VS4H-209L | 100 | 1 | 891.51 |  | 1 | 891.51 |  | 1 | 891.51
P107 | 2014 | RS2074379A | P | 2014-08-28 | STA-RITE | P6E6VS4H-209L | 100 | 1 | 891.51 |  | 1 | 891.51 |  | 1 | 891.51
P107 | 2014 | RS2080677A | P | 2014-11-03 | STA-RITE | P6E6VS4H-209L | 100 | 1 | 891.51 |  | 1 | 891.51 |  | 1 | 891.51
P107 | 2014 | RS2074378A | P | 2014-08-28 | STA-RITE | P6E6VS4H-209L | 100 | 1 | 891.51 |  | 1 | 891.51 |  | 1 | 891.51
P107 | 2014 | RS2075781A | P | 2014-09-10 | STA-RITE | P6E6VS4H-209L | 100 | 1 | 891.51 |  | 1 | 891.51 |  | 1 | 891.51
P107 | 2014 | RS2080751A | P | 2014-11-12 | STA-RITE | P6E6VS4H-209L | 100 | 1 | 891.51 |  | 1 | 891.51 |  | 1 | 891.51
P107 | 2015 | RS6062642A | P | 2015-07-24 | STA-RITE | P6E6VS4H-209L | 100 | 1 | 891.95 |  | 1 | 891.95 |  | 1 | 891.95
P107 | 2014 | RS6024838A | P | 2014-04-25 | PENTAIR | 11018 | 100 | 1 | 891.99 |  | 1 | 891.99 |  | 1 | 891.99
P107 | 2015 | RS6063630A | P | 2015-07-07 | STA-RITE | P6E6VS4H-209L | 100 | 1 | 892 |  | 1 | 892 |  | 1 | 892
P107 | 2015 | RS6060929A | P | 2015-06-24 | STA-RITE | P6E6VS4H-209L | 100 | 1 | 892.4 |  | 1 | 892.4 |  | 1 | 892.4
P107 | 2014 | RS6029865A | P | 2014-07-07 | STA-RITE | P6E6VS4H-209L | 100 | 1 | 892.4 |  | 1 | 892.4 |  | 1 | 892.4
P107 | 2014 | RS6035488A | P | 2014-09-10 | STA-RITE | P6E6VS4H-209L | 100 | 1 | 892.72 |  | 1 | 892.72 |  | 1 | 892.72
P107 | 2015 | RS2110325A | P | 2015-09-02 | HAYWARD | SP3400VSP | 100 | 1 | 893 |  | 1 | 893 |  | 1 | 893
P107 | 2014 | RS6027028A | P | 2014-05-30 | HAYWARD | SP3400VSP | 100 | 1 | 893 |  | 1 | 893 |  | 1 | 893
P107 | 2014 | RS2052499A | P | 2014-02-12 | HAYWARD | SP2300VSP | 100 | 1 | 893 |  | 1 | 893 |  | 1 | 893
P107 | 2015 | RS6071617A | P | 2015-11-06 | STA-RITE | P6E6VS4H-209L | 100 | 1 | 893 |  | 1 | 893 |  | 1 | 893
P107 | 2014 | RS2076349A | P | 2014-09-16 | STA-RITE | P6E6VS4H-209L | 100 | 1 | 893 |  | 1 | 893 |  | 1 | 893
P107 | 2014 | RS6035938A | P | 2014-09-09 | STA-RITE | P6E6VS4H-209L | 100 | 1 | 893 |  | 1 | 893 |  | 1 | 893
P107 | 2014 | RS6040717A | P | 2014-10-22 | STA-RITE | P6E6VS4H-209L | 100 | 1 | 893 |  | 1 | 893 |  | 1 | 893
P107 | 2014 | RS2065782A | P | 2014-09-05 | STA-RITE | P6E6VS4H-209L | 100 | 1 | 893 |  | 1 | 893 |  | 1 | 893
P107 | 2014 | RS2055200A | P | 2014-03-11 | PENTAIR | 11018 | 100 | 1 | 893.31 |  | 1 | 893.31 |  | 1 | 893.31
P107 | 2015 | RS2117632A | P | 2015-11-23 | PENTAIR | 342000 | 100 | 1 | 893.81 |  | 1 | 893.81 |  | 1 | 893.81
P107 | 2015 | RS2089860A | P | 2015-01-15 | PENTAIR | 342000 | 100 | 1 | 894 |  | 1 | 894 |  | 1 | 894
P107 | 2015 | RS2112604A | P | 2015-09-25 | PENTAIR | 342001 | 100 | 1 | 894.01 |  | 1 | 894.01 |  | 1 | 894.01
P107 | 2015 | RS2108414A | P | 2015-08-11 | PENTAIR | 342001 | 100 | 1 | 894.01 |  | 1 | 894.01 |  | 1 | 894.01
P107 | 2014 | RS2087051A | P | 2014-12-19 | ZODIAC | JEP1.5 | 100 | 1 | 894.62 |  | 1 | 894.62 |  | 1 | 894.62
P107 | 2015 | RS6066514A | P | 2015-08-13 | HAYWARD | SP3400VSP | 100 | 1 | 894.99 |  | 1 | 894.99 |  | 1 | 894.99
P107 | 2014 | RS2065143A | P | 2014-06-17 | HAYWARD | SP2300VSP | 100 | 1 | 895 |  | 1 | 895 |  | 1 | 895
P107 | 2015 | RS6052696A | P | 2015-02-26 | PENTAIR | 342000 | 100 | 1 | 895 |  | 1 | 895 |  | 1 | 895
P107 | 2014 | RS2060926A | P | 2014-05-08 | PENTAIR | 342000 | 100 | 1 | 895 |  | 1 | 895 |  | 1 | 895
P107 | 2015 | RS2103338A | P | 2015-07-07 | PENTAIR | 342000 | 100 | 1 | 895 |  | 1 | 895 |  | 1 | 895
P107 | 2014 | RS2068524A | P | 2014-07-15 | PENTAIR | 342000 | 100 | 1 | 895 |  | 1 | 895 |  | 1 | 895
P107 | 2015 | RS2120731A | P | 2015-12-29 | PENTAIR | 342001 | 100 | 1 | 895 |  | 1 | 895 |  | 1 | 895
P107 | 2014 | RS2069911A | P | 2014-07-28 | PENTAIR | 342000 | 100 | 1 | 895 |  | 1 | 895 |  | 1 | 895
P107 | 2014 | RS2067890A | P | 2014-07-09 | PENTAIR | 11018 | 100 | 1 | 895 |  | 1 | 895 |  | 1 | 895
P107 | 2015 | RS2104228A | P | 2015-06-25 | PENTAIR | 342000 | 100 | 1 | 895 |  | 1 | 895 |  | 1 | 895
P107 | 2015 | RS2108473A | P | 2015-11-10 | PENTAIR | 11018 | 100 | 1 | 895 |  | 1 | 895 |  | 1 | 895
P107 | 2015 | RS2108966A | P | 2015-08-14 | PENTAIR | 342000 | 100 | 1 | 895 |  | 1 | 895 |  | 1 | 895
P107 | 2015 | RS6069767A | P | 2015-09-30 | PENTAIR | 342000 | 100 | 1 | 895 |  | 1 | 895 |  | 1 | 895
P107 | 2015 | RS2104743A | P | 2015-07-01 | PENTAIR | 342000 | 100 | 1 | 895 |  | 1 | 895 |  | 1 | 895
P107 | 2014 | RS2068904A | P | 2014-07-21 | PENTAIR | 342000 | 100 | 1 | 895 |  | 1 | 895 |  | 1 | 895
P107 | 2014 | RS2074239A | P | 2014-08-28 | STA-RITE | P6E6VS4H-209L | 100 | 1 | 895 |  | 1 | 895 |  | 1 | 895
P107 | 2014 | RS2076544A | P | 2014-09-17 | STA-RITE | P6E6VS4H-209L | 100 | 1 | 895 |  | 1 | 895 |  | 1 | 895
P107 | 2015 | RS2098389A | P | 2015-04-14 | WATERWAY PLASTICS INC. | ECONO-VS | 100 | 1 | 895 |  | 1 | 895 |  | 1 | 895
P107 | 2014 | RS2087759A | P | 2014-12-26 | ZODIAC | VS-FHP1.0 | 100 | 1 | 895 |  | 1 | 895 |  | 1 | 895
P107 | 2015 | RS6057459A | P | 2015-04-14 | PENTAIR | 11018 | 100 | 1 | 896 |  | 1 | 896 |  | 1 | 896
P107 | 2015 | RS2091026A | P | 2015-01-16 | STA-RITE | P6E6VS4H-209L | 100 | 1 | 896 |  | 1 | 896 |  | 1 | 896
P107 | 2015 | RS2107851A | P | 2015-08-04 | PENTAIR | 11018 | 100 | 1 | 896.38 |  | 1 | 896.38 |  | 1 | 896.38
P107 | 2014 | RS2071594A | P | 2014-08-11 | PENTAIR | 11018 | 100 | 1 | 896.43 |  | 1 | 896.43 |  | 1 | 896.43
P107 | 2015 | RS2119370A | P | 2015-12-11 | PENTAIR | 11018 | 100 | 1 | 896.99 |  | 1 | 896.99 |  | 1 | 896.99
P107 | 2015 | RS6070352A | P | 2015-10-09 | PENTAIR | 11018 | 100 | 1 | 896.99 |  | 1 | 896.99 |  | 1 | 896.99
P107 | 2015 | RS2117522A | P | 2015-11-20 | PENTAIR | 11018 | 100 | 1 | 896.99 |  | 1 | 896.99 |  | 1 | 896.99
P107 | 2015 | RS2111153A | P | 2015-09-11 | PENTAIR | 11018 | 100 | 1 | 896.99 |  | 1 | 896.99 |  | 1 | 896.99
P107 | 2015 | RS6057492A | P | 2015-04-15 | PENTAIR | 11018 | 100 | 1 | 896.99 |  | 1 | 896.99 |  | 1 | 896.99
P107 | 2015 | RS6061068A | P | 2015-06-05 | PENTAIR | 11018 | 100 | 1 | 896.99 |  | 1 | 896.99 |  | 1 | 896.99
P107 | 2015 | RS2113215A | P | 2015-10-02 | PENTAIR | 11018 | 100 | 1 | 896.99 |  | 1 | 896.99 |  | 1 | 896.99
P107 | 2015 | RS2117797A | P | 2015-11-24 | PENTAIR | 11018 | 100 | 1 | 896.99 |  | 1 | 896.99 |  | 1 | 896.99
P107 | 2015 | RS2113134A | P | 2015-10-01 | PENTAIR | 11018 | 100 | 1 | 896.99 |  | 1 | 896.99 |  | 1 | 896.99
P107 | 2015 | RS2114187A | P | 2015-10-16 | PENTAIR | 11018 | 100 | 1 | 896.99 |  | 1 | 896.99 |  | 1 | 896.99
P107 | 2015 | RS2113120A | P | 2015-10-01 | PENTAIR | 11018 | 100 | 1 | 896.99 |  | 1 | 896.99 |  | 1 | 896.99
P107 | 2015 | RS2116504A | P | 2015-11-10 | PENTAIR | 11018 | 100 | 1 | 896.99 |  | 1 | 896.99 |  | 1 | 896.99
P107 | 2015 | RS2112452A | P | 2015-09-25 | PENTAIR | 11018 | 100 | 1 | 896.99 |  | 1 | 896.99 |  | 1 | 896.99
P107 | 2015 | RS6069771A | P | 2015-09-30 | PENTAIR | 11018 | 100 | 1 | 896.99 |  | 1 | 896.99 |  | 1 | 896.99
P107 | 2015 | RS2120628A | P | 2015-12-29 | PENTAIR | 11018 | 100 | 1 | 896.99 |  | 1 | 896.99 |  | 1 | 896.99
P107 | 2015 | RS2113119A | P | 2015-10-01 | PENTAIR | 11018 | 100 | 1 | 896.99 |  | 1 | 896.99 |  | 1 | 896.99
P107 | 2015 | RS2113136A | P | 2015-10-01 | PENTAIR | 11018 | 100 | 1 | 896.99 |  | 1 | 896.99 |  | 1 | 896.99
P107 | 2015 | RS2113130A | P | 2015-10-01 | PENTAIR | 11018 | 100 | 1 | 896.99 |  | 1 | 896.99 |  | 1 | 896.99
P107 | 2015 | RS2114759A | P | 2015-10-22 | PENTAIR | 11018 | 100 | 1 | 896.99 |  | 1 | 896.99 |  | 1 | 896.99
P107 | 2015 | RS2113121A | P | 2015-10-01 | PENTAIR | 11018 | 100 | 1 | 896.99 |  | 1 | 896.99 |  | 1 | 896.99
P107 | 2015 | RS6062269A | P | 2015-07-08 | PENTAIR | 11018 | 100 | 1 | 896.99 |  | 1 | 896.99 |  | 1 | 896.99
P107 | 2015 | RS2113118A | P | 2015-10-01 | PENTAIR | 11018 | 100 | 1 | 896.99 |  | 1 | 896.99 |  | 1 | 896.99
P107 | 2015 | RS2113123A | P | 2015-10-01 | PENTAIR | 11018 | 100 | 1 | 896.99 |  | 1 | 896.99 |  | 1 | 896.99
P107 | 2015 | RS2113132A | P | 2015-10-01 | PENTAIR | 11018 | 100 | 1 | 896.99 |  | 1 | 896.99 |  | 1 | 896.99
P107 | 2015 | RS2113126A | P | 2015-10-01 | PENTAIR | 11018 | 100 | 1 | 896.99 |  | 1 | 896.99 |  | 1 | 896.99
P107 | 2015 | RS2119363A | P | 2015-12-11 | PENTAIR | 11018 | 100 | 1 | 896.99 |  | 1 | 896.99 |  | 1 | 896.99
P107 | 2015 | RS2119366A | P | 2015-12-11 | PENTAIR | 11018 | 100 | 1 | 896.99 |  | 1 | 896.99 |  | 1 | 896.99
P107 | 2015 | RS2103200A | P | 2015-07-07 | PENTAIR | 11018 | 100 | 1 | 896.99 |  | 1 | 896.99 |  | 1 | 896.99
P107 | 2015 | RS2113135A | P | 2015-10-01 | PENTAIR | 11018 | 100 | 1 | 896.99 |  | 1 | 896.99 |  | 1 | 896.99
P107 | 2015 | RS2119364A | P | 2015-12-11 | PENTAIR | 11018 | 100 | 1 | 896.99 |  | 1 | 896.99 |  | 1 | 896.99
P107 | 2015 | RS2117024A | P | 2015-11-16 | PENTAIR | 11018 | 100 | 1 | 896.99 |  | 1 | 896.99 |  | 1 | 896.99
P107 | 2015 | RS2108749A | P | 2015-08-13 | PENTAIR | 11018 | 100 | 1 | 896.99 |  | 1 | 896.99 |  | 1 | 896.99
P107 | 2015 | RS2113124A | P | 2015-10-01 | PENTAIR | 11018 | 100 | 1 | 896.99 |  | 1 | 896.99 |  | 1 | 896.99
P107 | 2015 | RS2116582A | P | 2015-11-10 | PENTAIR | 11018 | 100 | 1 | 896.99 |  | 1 | 896.99 |  | 1 | 896.99
P107 | 2015 | RS6062079A | P | 2015-07-07 | PENTAIR | 11018 | 100 | 1 | 896.99 |  | 1 | 896.99 |  | 1 | 896.99
P107 | 2015 | RS2113117A | P | 2015-10-01 | PENTAIR | 11018 | 100 | 1 | 896.99 |  | 1 | 896.99 |  | 1 | 896.99
P107 | 2015 | RS2119369A | P | 2015-12-11 | PENTAIR | 11018 | 100 | 1 | 896.99 |  | 1 | 896.99 |  | 1 | 896.99
P107 | 2015 | RS6070523A | P | 2015-10-15 | PENTAIR | 11018 | 100 | 1 | 896.99 |  | 1 | 896.99 |  | 1 | 896.99
P107 | 2015 | RS2113128A | P | 2015-10-01 | PENTAIR | 11018 | 100 | 1 | 896.99 |  | 1 | 896.99 |  | 1 | 896.99
P107 | 2015 | RS6068134A | P | 2015-09-03 | PENTAIR | 11018 | 100 | 1 | 896.99 |  | 1 | 896.99 |  | 1 | 896.99
P107 | 2015 | RS6074955A | P | 2015-12-29 | PENTAIR | 11018 | 100 | 1 | 896.99 |  | 1 | 896.99 |  | 1 | 896.99
P107 | 2015 | RS2113125A | P | 2015-10-01 | PENTAIR | 11018 | 100 | 1 | 896.99 |  | 1 | 896.99 |  | 1 | 896.99
P107 | 2015 | RS2119367A | P | 2015-12-22 | PENTAIR | 11018 | 100 | 1 | 896.99 |  | 1 | 896.99 |  | 1 | 896.99
P107 | 2015 | RS2113131A | P | 2015-10-01 | PENTAIR | 11018 | 100 | 1 | 896.99 |  | 1 | 896.99 |  | 1 | 896.99
P107 | 2015 | RS2102151A | P | 2015-07-30 | PENTAIR | 11018 | 100 | 1 | 896.99 |  | 1 | 896.99 |  | 1 | 896.99
P107 | 2015 | RS2113127A | P | 2015-10-01 | PENTAIR | 11018 | 100 | 1 | 896.99 |  | 1 | 896.99 |  | 1 | 896.99
P107 | 2015 | RS2104109A | P | 2015-06-24 | PENTAIR | 11018 | 100 | 1 | 896.99 |  | 1 | 896.99 |  | 1 | 896.99
P107 | 2015 | RS2117025A | P | 2015-11-16 | PENTAIR | 11018 | 100 | 1 | 896.99 |  | 1 | 896.99 |  | 1 | 896.99
P107 | 2015 | RS2113216A | P | 2015-10-02 | PENTAIR | 11018 | 100 | 1 | 896.99 |  | 1 | 896.99 |  | 1 | 896.99
P107 | 2015 | RS2113122A | P | 2015-10-01 | PENTAIR | 11018 | 100 | 1 | 896.99 |  | 1 | 896.99 |  | 1 | 896.99
P107 | 2015 | RS2119365A | P | 2015-12-11 | PENTAIR | 11018 | 100 | 1 | 896.99 |  | 1 | 896.99 |  | 1 | 896.99
P107 | 2015 | RS2113129A | P | 2015-10-01 | PENTAIR | 11018 | 100 | 1 | 896.99 |  | 1 | 896.99 |  | 1 | 896.99
P107 | 2015 | RS2119362A | P | 2015-12-11 | PENTAIR | 11018 | 100 | 1 | 896.99 |  | 1 | 896.99 |  | 1 | 896.99
P107 | 2015 | RS6061748A | P | 2015-06-11 | PENTAIR | 11018 | 100 | 1 | 896.99 |  | 1 | 896.99 |  | 1 | 896.99
P107 | 2015 | RS2101045A | P | 2015-05-26 | PENTAIR | 11018 | 100 | 1 | 896.99 |  | 1 | 896.99 |  | 1 | 896.99
P107 | 2015 | RS6067173A | P | 2015-08-19 | PENTAIR | 11018 | 100 | 1 | 896.99 |  | 1 | 896.99 |  | 1 | 896.99
P107 | 2015 | RS2113133A | P | 2015-10-01 | PENTAIR | 11018 | 100 | 1 | 896.99 |  | 1 | 896.99 |  | 1 | 896.99
P107 | 2015 | RS2106763A | P | 2015-07-22 | STA-RITE | P6E6VS4H-209L | 100 | 1 | 896.99 |  | 1 | 896.99 |  | 1 | 896.99
P107 | 2015 | RS2106764A | P | 2015-07-22 | STA-RITE | P6E6VS4H-209L | 100 | 1 | 896.99 |  | 1 | 896.99 |  | 1 | 896.99
P107 | 2015 | RS6057170A | P | 2015-04-10 | STA-RITE | P6E6VS4H-209L | 100 | 1 | 896.99 |  | 1 | 896.99 |  | 1 | 896.99
P107 | 2015 | RS2107440A | P | 2015-09-29 | STA-RITE | P6E6VS4H-209L | 100 | 1 | 896.99 |  | 1 | 896.99 |  | 1 | 896.99
P107 | 2015 | RS2105310A | P | 2015-07-08 | STA-RITE | P6E6VS4H-209L | 100 | 1 | 896.99 |  | 1 | 896.99 |  | 1 | 896.99
P107 | 2015 | RS2112958A | P | 2015-09-30 | STA-RITE | P6E6VS4H-209L | 100 | 1 | 896.99 |  | 1 | 896.99 |  | 1 | 896.99
P107 | 2015 | RS2115071A | P | 2015-10-27 | STA-RITE | P6E6VS4H-209L | 100 | 1 | 896.99 |  | 1 | 896.99 |  | 1 | 896.99
P107 | 2015 | RS2116707A | P | 2015-12-01 | STA-RITE | P6E6VS4H-209L | 100 | 1 | 896.99 |  | 1 | 896.99 |  | 1 | 896.99
P107 | 2015 | RS2103745A | P | 2015-06-18 | STA-RITE | P6E6VS4H-209L | 100 | 1 | 896.99 |  | 1 | 896.99 |  | 1 | 896.99
P107 | 2015 | RS6059134A | P | 2015-05-08 | STA-RITE | P6E6VS4H-209L | 100 | 1 | 896.99 |  | 1 | 896.99 |  | 1 | 896.99
P107 | 2015 | RS2096610A | P | 2015-03-20 | PENTAIR | 11018 | 100 | 1 | 897 |  | 1 | 897 |  | 1 | 897
P107 | 2015 | RS6070427A | P | 2015-10-14 | STA-RITE | P6E6VS4H-209L | 100 | 1 | 897 |  | 1 | 897 |  | 1 | 897
P107 | 2015 | RS6062322A | P | 2015-06-18 | STA-RITE | P6E6VS4H-209L | 100 | 1 | 897 |  | 1 | 897 |  | 1 | 897
P107 | 2014 | RS2086008A | P | 2014-12-11 | PENTAIR | 11018 | 100 | 1 | 897.81 |  | 1 | 897.81 |  | 1 | 897.81
P107 | 2015 | RS2101146A | P | 2015-05-21 | PENTAIR | 11018 | 100 | 1 | 897.81 |  | 1 | 897.81 |  | 1 | 897.81
P107 | 2015 | RS2113007A | P | 2015-09-30 | PENTAIR | 11018 | 100 | 1 | 897.81 |  | 1 | 897.81 |  | 1 | 897.81
P107 | 2015 | RS2117013A | P | 2015-11-17 | PENTAIR | 11018 | 100 | 1 | 897.81 |  | 1 | 897.81 |  | 1 | 897.81
P107 | 2015 | RS2108746A | P | 2015-08-13 | PENTAIR | 11018 | 100 | 1 | 897.81 |  | 1 | 897.81 |  | 1 | 897.81
P107 | 2015 | RS2113896A | P | 2015-10-14 | PENTAIR | 11018 | 100 | 1 | 897.81 |  | 1 | 897.81 |  | 1 | 897.81
P107 | 2015 | RS2117016A | P | 2015-11-17 | ZODIAC | JEP2.0 | 100 | 1 | 897.97 |  | 1 | 897.97 |  | 1 | 897.97
P107 | 2014 | RS2085976A | P | 2014-12-11 | PENTAIR | 342000 | 100 | 1 | 898 |  | 1 | 898 |  | 1 | 898
P107 | 2015 | RS2101304A | P | 2015-05-22 | ZODIAC | JEP2.0 | 100 | 1 | 898 |  | 1 | 898 |  | 1 | 898
P107 | 2015 | RS2106141A | P | 2015-07-16 | ZODIAC | JEP2.0 | 100 | 1 | 898 |  | 1 | 898 |  | 1 | 898
P107 | 2015 | RS2115509A | P | 2015-10-29 | PENTAIR | 11018 | 100 | 1 | 898.15 |  | 1 | 898.15 |  | 1 | 898.15
P107 | 2014 | RS2057242A | P | 2014-03-28 | ZODIAC/JANDY | JEP1.5 | 100 | 1 | 898.78 |  | 1 | 898.78 |  | 1 | 898.78
P107 | 2015 | RS6071729B | P | 2015-11-18 | ZODIAC | VS-FHP 2.0 | 100 | 1 | 898.98 |  | 1 | 898.98 |  | 1 | 898.98
P107 | 2014 | RS2078859A | P | 2014-10-03 | STA-RITE | P6E6VS4H-209L | 100 | 1 | 898.99 |  | 1 | 898.99 |  | 1 | 898.99
P107 | 2014 | RS2067467A | P | 2014-07-07 | STA-RITE | P6E6VS4H-209L | 100 | 1 | 898.99 |  | 1 | 898.99 |  | 1 | 898.99
P107 | 2014 | RS2079796A | P | 2014-10-15 | HAYWARD | SP2300VSP | 100 | 1 | 899 |  | 1 | 899 |  | 1 | 899
P107 | 2014 | RS2083327A | P | 2014-11-13 | HAYWARD | SP2300VSP | 100 | 1 | 899 |  | 1 | 899 |  | 1 | 899
P107 | 2014 | RS2075080A | P | 2014-09-05 | HAYWARD | SP2300VSP | 100 | 1 | 899 |  | 1 | 899 |  | 1 | 899
P107 | 2015 | RS2090836A | P | 2015-01-15 | HAYWARD | SP2300VSP | 100 | 1 | 899 |  | 1 | 899 |  | 1 | 899
P107 | 2014 | RS2062703A | P | 2014-05-30 | HAYWARD | SP2300VSP | 100 | 1 | 899 |  | 1 | 899 |  | 1 | 899
P107 | 2015 | RS6052468A | P | 2015-02-03 | HAYWARD | SP2300VSP | 100 | 1 | 899 |  | 1 | 899 |  | 1 | 899
P107 | 2014 | RS2060998A | P | 2014-05-29 | HAYWARD | SP2300VSP | 100 | 1 | 899 |  | 1 | 899 |  | 1 | 899
P107 | 2014 | RS6027337B | P | 2014-06-02 | HAYWARD | SP2300VSP | 100 | 1 | 899 |  | 1 | 899 |  | 1 | 899
P107 | 2015 | RS2093941A | P | 2015-02-17 | HAYWARD | SP2300VSP | 100 | 1 | 899 |  | 1 | 899 |  | 1 | 899
P107 | 2014 | RS2068616A | P | 2014-07-23 | HAYWARD | SP2300VSP | 100 | 1 | 899 |  | 1 | 899 |  | 1 | 899
P107 | 2014 | RS2053334A | P | 2014-02-24 | HAYWARD | SP2300VSP | 100 | 1 | 899 |  | 1 | 899 |  | 1 | 899
P107 | 2014 | RS2079754A | P | 2014-10-15 | HAYWARD | SP3200VSP | 100 | 1 | 899 |  | 1 | 899 |  | 1 | 899
P107 | 2015 | RS2109271A | P | 2015-08-18 | HAYWARD | SP2302VSP | 100 | 1 | 899 |  | 1 | 899 |  | 1 | 899
P107 | 2014 | RS2058700A | P | 2014-04-15 | HAYWARD | SP2300VSP | 100 | 1 | 899 |  | 1 | 899 |  | 1 | 899
P107 | 2015 | RS2092399A | P | 2015-02-09 | HAYWARD | SP3200VSP | 100 | 1 | 899 |  | 1 | 899 |  | 1 | 899
P107 | 2014 | RS2055514A | P | 2014-03-12 | HAYWARD | SP2300VSP | 100 | 1 | 899 |  | 1 | 899 |  | 1 | 899
P107 | 2015 | RS2097248A | P | 2015-03-30 | HAYWARD | SP2300VSP | 100 | 1 | 899 |  | 1 | 899 |  | 1 | 899
P107 | 2015 | RS2094655A | P | 2015-02-25 | HAYWARD | SP3400VSP | 100 | 1 | 899 |  | 1 | 899 |  | 1 | 899
P107 | 2014 | RS2072712A | P | 2014-09-10 | HAYWARD | SP2300VSP | 100 | 1 | 899 |  | 1 | 899 |  | 1 | 899
P107 | 2015 | RS2094685A | P | 2015-03-16 | HAYWARD | SP2300VSP | 100 | 1 | 899 |  | 1 | 899 |  | 1 | 899
P107 | 2014 | RS2055967A | P | 2014-03-14 | HAYWARD | SP2300VSP | 100 | 1 | 899 |  | 1 | 899 |  | 1 | 899
P107 | 2014 | RS2076206A | P | 2014-09-12 | HAYWARD | SP2300VSP | 100 | 1 | 899 |  | 1 | 899 |  | 1 | 899
P107 | 2015 | RS2093957A | P | 2015-02-17 | HAYWARD | SP2300VSP | 100 | 1 | 899 |  | 1 | 899 |  | 1 | 899
P107 | 2014 | RS2084690A | P | 2014-11-26 | HAYWARD | SP2300VSP | 100 | 1 | 899 |  | 1 | 899 |  | 1 | 899
P107 | 2014 | RS2063995A | P | 2014-06-05 | HAYWARD | SP2300VSP | 100 | 1 | 899 |  | 1 | 899 |  | 1 | 899
P107 | 2014 | RS2056367A | P | 2014-03-20 | HAYWARD | SP2300VSP | 100 | 1 | 899 |  | 1 | 899 |  | 1 | 899
P107 | 2014 | RS2080723A | P | 2014-10-22 | HAYWARD | SP2300VSP | 100 | 1 | 899 |  | 1 | 899 |  | 1 | 899
P107 | 2014 | RS2080168A | P | 2014-10-17 | HAYWARD | SP2300VSP | 100 | 1 | 899 |  | 1 | 899 |  | 1 | 899
P107 | 2014 | RS2059341A | P | 2014-05-06 | HAYWARD | SP2300VSP | 100 | 1 | 899 |  | 1 | 899 |  | 1 | 899
P107 | 2015 | RS2107905A | P | 2015-08-04 | PENTAIR | 342001 | 100 | 1 | 899 |  | 1 | 899 |  | 1 | 899
P107 | 2015 | RS2093892A | P | 2015-02-17 | PENTAIR | 11018 | 100 | 1 | 899 |  | 1 | 899 |  | 1 | 899
P107 | 2014 | RS6029176A | P | 2014-06-26 | PENTAIR | 11018 | 100 | 1 | 899 |  | 1 | 899 |  | 1 | 899
P107 | 2015 | RS2094904A | P | 2015-02-27 | PENTAIR | 342001 | 100 | 1 | 899 |  | 1 | 899 |  | 1 | 899
P107 | 2015 | RS2093890A | P | 2015-02-17 | PENTAIR | 11018 | 100 | 1 | 899 |  | 1 | 899 |  | 1 | 899
P107 | 2015 | RS2118388A | P | 2015-12-02 | PENTAIR | 342000 | 100 | 1 | 899 |  | 1 | 899 |  | 1 | 899
P107 | 2015 | RS2119053A | P | 2015-12-10 | PENTAIR | 342001 | 100 | 1 | 899 |  | 1 | 899 |  | 1 | 899
P107 | 2015 | RS6073583A | P | 2015-12-08 | PENTAIR | 342001 | 100 | 1 | 899 |  | 1 | 899 |  | 1 | 899
P107 | 2015 | RS2119494A | P | 2015-12-14 | PENTAIR | 342001 | 100 | 1 | 899 |  | 1 | 899 |  | 1 | 899
P107 | 2015 | RS2093893A | P | 2015-02-17 | PENTAIR | 11018 | 100 | 1 | 899 |  | 1 | 899 |  | 1 | 899
P107 | 2014 | RS6023090A | P | 2014-04-21 | PENTAIR | 11018 | 100 | 1 | 899 |  | 1 | 899 |  | 1 | 899
P107 | 2015 | RS2119133A | P | 2015-12-10 | PENTAIR | 342001 | 100 | 1 | 899 |  | 1 | 899 |  | 1 | 899
P107 | 2015 | RS2111438A | P | 2015-09-17 | PENTAIR | 342000 | 100 | 1 | 899 |  | 1 | 899 |  | 1 | 899
P107 | 2015 | RS2110641A | P | 2015-09-04 | PENTAIR | 342001 | 100 | 1 | 899 |  | 1 | 899 |  | 1 | 899
P107 | 2014 | RS2072321A | P | 2014-09-12 | PENTAIR | 11018 | 100 | 1 | 899 |  | 1 | 899 |  | 1 | 899
P107 | 2014 | RS2089400A | P | 2015-01-15 | PENTAIR | 342000 | 100 | 1 | 899 |  | 1 | 899 |  | 1 | 899
P107 | 2015 | RS2110577A | P | 2015-09-03 | PENTAIR | 342000 | 100 | 1 | 899 |  | 1 | 899 |  | 1 | 899
P107 | 2015 | RS2115726A | P | 2015-11-06 | PENTAIR | 342000 | 100 | 1 | 899 |  | 1 | 899 |  | 1 | 899
P107 | 2015 | RS2093901A | P | 2015-02-17 | PENTAIR | 11018 | 100 | 1 | 899 |  | 1 | 899 |  | 1 | 899
P107 | 2015 | RS6062528A | P | 2015-09-08 | PENTAIR | 342001 | 100 | 1 | 899 |  | 1 | 899 |  | 1 | 899
P107 | 2014 | RS6027397A | P | 2014-06-04 | PENTAIR | 11018 | 100 | 1 | 899 |  | 1 | 899 |  | 1 | 899
P107 | 2015 | RS2110636A | P | 2015-09-03 | PENTAIR | 342000 | 100 | 1 | 899 |  | 1 | 899 |  | 1 | 899
P107 | 2015 | RS6060958A | P | 2015-06-18 | PENTAIR | 11018 | 100 | 1 | 899 |  | 1 | 899 |  | 1 | 899
P107 | 2014 | RS2072320A | P | 2014-08-13 | PENTAIR | 11018 | 100 | 1 | 899 |  | 1 | 899 |  | 1 | 899
P107 | 2014 | RS2065170A | P | 2014-06-19 | PENTAIR | 11018 | 100 | 1 | 899 |  | 1 | 899 |  | 1 | 899
P107 | 2015 | RS2116892A | P | 2015-11-17 | PENTAIR | 342001 | 100 | 1 | 899 |  | 1 | 899 |  | 1 | 899
P107 | 2014 | RS2064620A | P | 2014-06-20 | PENTAIR | 11018 | 100 | 1 | 899 |  | 1 | 899 |  | 1 | 899
P107 | 2015 | RS2117635A | P | 2015-11-23 | PENTAIR | 342000 | 100 | 1 | 899 |  | 1 | 899 |  | 1 | 899
P107 | 2015 | RS2110581A | P | 2015-09-03 | PENTAIR | 342000 | 100 | 1 | 899 |  | 1 | 899 |  | 1 | 899
P107 | 2015 | RS2103222A | P | 2015-07-07 | PENTAIR | 342000 | 100 | 1 | 899 |  | 1 | 899 |  | 1 | 899
P107 | 2015 | RS2113887A | P | 2015-10-14 | PENTAIR | 342000 | 100 | 1 | 899 |  | 1 | 899 |  | 1 | 899
P107 | 2015 | RS2120109A | P | 2015-12-18 | PENTAIR | 342001 | 100 | 1 | 899 |  | 1 | 899 |  | 1 | 899
P107 | 2014 | RS2056801A | P | 2014-03-25 | PENTAIR | 342000 | 100 | 1 | 899 |  | 1 | 899 |  | 1 | 899
P107 | 2015 | RS2110642A | P | 2015-09-04 | PENTAIR | 342001 | 100 | 1 | 899 |  | 1 | 899 |  | 1 | 899
P107 | 2015 | RS2118807A | P | 2015-12-10 | PENTAIR | 342000 | 100 | 1 | 899 |  | 1 | 899 |  | 1 | 899
P107 | 2015 | RS2093898A | P | 2015-02-17 | PENTAIR | 11018 | 100 | 1 | 899 |  | 1 | 899 |  | 1 | 899
P107 | 2015 | RS2117430A | P | 2015-11-18 | PENTAIR | 342001 | 100 | 1 | 899 |  | 1 | 899 |  | 1 | 899
P107 | 2014 | RS6027459A | P | 2014-06-05 | PENTAIR | 11018 | 100 | 1 | 899 |  | 1 | 899 |  | 1 | 899
P107 | 2015 | RS2113889A | P | 2015-10-14 | PENTAIR | 342000 | 100 | 1 | 899 |  | 1 | 899 |  | 1 | 899
P107 | 2014 | RS2063407A | P | 2014-05-30 | STA-RITE | 343000 | 100 | 1 | 899 |  | 1 | 899 |  | 1 | 899
P107 | 2015 | RS2093899A | P | 2015-02-17 | STA-RITE | P6E6VS4H-209L | 100 | 1 | 899 |  | 1 | 899 |  | 1 | 899
P107 | 2014 | RS2077018A | P | 2014-09-19 | STA-RITE | 343000 | 100 | 1 | 899 |  | 1 | 899 |  | 1 | 899
P107 | 2015 | RS2093895A | P | 2015-03-03 | STA-RITE | P6E6VS4H-209L | 100 | 1 | 899 |  | 1 | 899 |  | 1 | 899
P107 | 2015 | RS2112034A | P | 2015-09-23 | ZODIAC | VS-FHP 2.0 | 100 | 1 | 899 |  | 1 | 899 |  | 1 | 899
P107 | 2015 | RS2099156A | P | 2015-04-23 | ZODIAC | VS-FHP1.0 | 100 | 1 | 899 |  | 1 | 899 |  | 1 | 899
P107 | 2015 | RS2103560A | P | 2015-06-17 | ZODIAC | VS-FHP1.0 | 100 | 1 | 899 |  | 1 | 899 |  | 1 | 899
P107 | 2015 | RS2115669A | P | 2015-11-06 | ZODIAC | VS-FHP1.0 | 100 | 1 | 899 |  | 1 | 899 |  | 1 | 899
P107 | 2014 | RS6027689A | P | 2014-06-09 | HAYWARD | SP3400VSP | 100 | 1 | 899.94 |  | 1 | 899.94 |  | 1 | 899.94
P107 | 2014 | RS6030386A | P | 2014-07-10 | PENTAIR | 11008 | 100 | 1 | 899.95 |  | 1 | 899.95 |  | 1 | 899.95
P107 | 2015 | RS6067394A | P | 2015-08-21 | PENTAIR | 342001 | 100 | 1 | 899.95 |  | 1 | 899.95 |  | 1 | 899.95
P107 | 2015 | RS2096144A | P | 2015-03-16 | HAYWARD | SP3200VSP | 100 | 1 | 899.99 |  | 1 | 899.99 |  | 1 | 899.99
P107 | 2014 | RS2063985A | P | 2014-06-05 | HAYWARD | SP2300VSP | 100 | 1 | 899.99 |  | 1 | 899.99 |  | 1 | 899.99
P107 | 2015 | RS2109427A | P | 2015-08-20 | HAYWARD | SP3200VSP | 100 | 1 | 899.99 |  | 1 | 899.99 |  | 1 | 899.99
P107 | 2014 | RS6032733A | P | 2014-08-06 | PENTAIR | 11018 | 100 | 1 | 899.99 |  | 1 | 899.99 |  | 1 | 899.99
P107 | 2014 | RS6032240A | P | 2014-07-30 | PENTAIR | 11018 | 100 | 1 | 899.99 |  | 1 | 899.99 |  | 1 | 899.99
P107 | 2014 | RS2067903A | P | 2014-07-09 | PENTAIR | 11018 | 100 | 1 | 899.99 |  | 1 | 899.99 |  | 1 | 899.99
P107 | 2014 | RS6037091A | P | 2014-09-16 | PENTAIR | 11018 | 100 | 1 | 899.99 |  | 1 | 899.99 |  | 1 | 899.99
P107 | 2014 | RS2082123A | P | 2014-11-04 | PENTAIR | 11018 | 100 | 1 | 899.99 |  | 1 | 899.99 |  | 1 | 899.99
P107 | 2014 | RS6032266A | P | 2014-08-15 | PENTAIR | 11018 | 100 | 1 | 899.99 |  | 1 | 899.99 |  | 1 | 899.99
P107 | 2015 | RS6069355A | P | 2015-10-06 | PENTAIR | 11018 | 100 | 1 | 899.99 |  | 1 | 899.99 |  | 1 | 899.99
P107 | 2014 | RS2067587A | P | 2014-07-08 | PENTAIR | 342000 | 100 | 1 | 899.99 |  | 1 | 899.99 |  | 1 | 899.99
P107 | 2014 | RS6031601A | P | 2014-07-24 | PENTAIR | 11018 | 100 | 1 | 899.99 |  | 1 | 899.99 |  | 1 | 899.99
P107 | 2014 | RS6032194A | P | 2014-07-31 | PENTAIR | 11018 | 100 | 1 | 899.99 |  | 1 | 899.99 |  | 1 | 899.99
P107 | 2015 | RS6073817A | P | 2015-12-10 | PENTAIR | 342001 | 100 | 1 | 899.99 |  | 1 | 899.99 |  | 1 | 899.99
P107 | 2014 | RS6042881A | P | 2014-11-13 | PENTAIR | 11018 | 100 | 1 | 899.99 |  | 1 | 899.99 |  | 1 | 899.99
P107 | 2015 | RS6057185A | P | 2015-04-10 | PENTAIR | 342001 | 100 | 1 | 899.99 |  | 1 | 899.99 |  | 1 | 899.99
P107 | 2015 | RS6055324A | P | 2015-03-13 | PENTAIR | 11018 | 100 | 1 | 899.99 |  | 1 | 899.99 |  | 1 | 899.99
P107 | 2014 | RS2086974A | P | 2014-12-17 | PENTAIR | 11018 | 100 | 1 | 899.99 |  | 1 | 899.99 |  | 1 | 899.99
P107 | 2014 | RS6029253A | P | 2014-06-27 | PENTAIR | 11018 | 100 | 1 | 899.99 |  | 1 | 899.99 |  | 1 | 899.99
P107 | 2015 | RS2104305A | P | 2015-06-25 | PENTAIR | 11018 | 100 | 1 | 899.99 |  | 1 | 899.99 |  | 1 | 899.99
P107 | 2015 | RS6057957A | P | 2015-04-22 | PENTAIR | 11018 | 100 | 1 | 899.99 |  | 1 | 899.99 |  | 1 | 899.99
P107 | 2015 | RS2113899A | P | 2015-10-14 | PENTAIR | 342000 | 100 | 1 | 899.99 |  | 1 | 899.99 |  | 1 | 899.99
P107 | 2015 | RS2105847A | P | 2015-10-16 | PENTAIR | 342001 | 100 | 1 | 899.99 |  | 1 | 899.99 |  | 1 | 899.99
P107 | 2014 | RS2084942A | P | 2014-12-02 | PENTAIR | 11018 | 100 | 1 | 899.99 |  | 1 | 899.99 |  | 1 | 899.99
P107 | 2014 | RS2048249A | P | 2014-01-14 | PENTAIR | 11018 | 100 | 1 | 899.99 |  | 1 | 899.99 |  | 1 | 899.99
P107 | 2014 | RS2087208A | P | 2014-12-30 | PENTAIR | 11018 | 100 | 1 | 899.99 |  | 1 | 899.99 |  | 1 | 899.99
P107 | 2015 | RS2117117A | P | 2015-11-16 | PENTAIR | 11018 | 100 | 1 | 899.99 |  | 1 | 899.99 |  | 1 | 899.99
P107 | 2014 | RS6032435A | P | 2014-08-01 | PENTAIR | 11018 | 100 | 1 | 899.99 |  | 1 | 899.99 |  | 1 | 899.99
P107 | 2014 | RS6042269A | P | 2014-12-02 | PENTAIR | 11018 | 100 | 1 | 899.99 |  | 1 | 899.99 |  | 1 | 899.99
P107 | 2014 | RS6083082A | P | 2014-12-09 | PENTAIR | 11018 | 100 | 1 | 899.99 |  | 1 | 899.99 |  | 1 | 899.99
P107 | 2015 | RS2117939A | P | 2015-11-25 | PENTAIR | 11018 | 100 | 1 | 899.99 |  | 1 | 899.99 |  | 1 | 899.99
P107 | 2015 | RS2120734A | P | 2015-12-29 | PENTAIR | 11018 | 100 | 1 | 899.99 |  | 1 | 899.99 |  | 1 | 899.99
P107 | 2014 | RS2079004A | P | 2014-10-07 | PENTAIR | 11018 | 100 | 1 | 899.99 |  | 1 | 899.99 |  | 1 | 899.99
P107 | 2015 | RS2110638A | P | 2015-09-03 | PENTAIR | 342000 | 100 | 1 | 899.99 |  | 1 | 899.99 |  | 1 | 899.99
P107 | 2015 | RS2117889A | P | 2015-11-25 | PENTAIR | 342001 | 100 | 1 | 899.99 |  | 1 | 899.99 |  | 1 | 899.99
P107 | 2014 | RS6039513A | P | 2014-10-07 | PENTAIR | 11018 | 100 | 1 | 899.99 |  | 1 | 899.99 |  | 1 | 899.99
P107 | 2014 | RS2076325A | P | 2014-09-16 | PENTAIR | 11018 | 100 | 1 | 899.99 |  | 1 | 899.99 |  | 1 | 899.99
P107 | 2015 | RS6053064A | P | 2015-02-11 | PENTAIR | 11018 | 100 | 1 | 899.99 |  | 1 | 899.99 |  | 1 | 899.99
P107 | 2015 | RS6072774A | P | 2015-11-23 | PENTAIR | 11018 | 100 | 1 | 899.99 |  | 1 | 899.99 |  | 1 | 899.99
P107 | 2014 | RS6041410A | P | 2014-10-28 | PENTAIR | 11018 | 100 | 1 | 899.99 |  | 1 | 899.99 |  | 1 | 899.99
P107 | 2014 | RS2067580A | P | 2014-07-08 | PENTAIR | 11018 | 100 | 1 | 899.99 |  | 1 | 899.99 |  | 1 | 899.99
P107 | 2014 | RS6043579A | P | 2014-11-19 | PENTAIR | 11018 | 100 | 1 | 899.99 |  | 1 | 899.99 |  | 1 | 899.99
P107 | 2014 | RS6041021A | P | 2014-10-24 | PENTAIR | 11018 | 100 | 1 | 899.99 |  | 1 | 899.99 |  | 1 | 899.99
P107 | 2015 | RS6058131A | P | 2015-04-27 | PENTAIR | 11018 | 100 | 1 | 899.99 |  | 1 | 899.99 |  | 1 | 899.99
P107 | 2015 | RS6067975A | P | 2015-09-01 | PENTAIR | 11018 | 100 | 1 | 899.99 |  | 1 | 899.99 |  | 1 | 899.99
P107 | 2015 | RS2093900A | P | 2015-02-17 | PENTAIR | 342000 | 100 | 1 | 899.99 |  | 1 | 899.99 |  | 1 | 899.99
P107 | 2015 | RS6063485A | P | 2015-07-02 | STA-RITE | P6E6VS4H-209L | 100 | 1 | 899.99 |  | 1 | 899.99 |  | 1 | 899.99
P107 | 2015 | RS6065567A | P | 2015-07-28 | STA-RITE | P6E6VS4H-209L | 100 | 1 | 899.99 |  | 1 | 899.99 |  | 1 | 899.99
P107 | 2015 | RS2107489A | P | 2015-08-10 | STA-RITE | P6E6VS4H-209L | 100 | 1 | 899.99 |  | 1 | 899.99 |  | 1 | 899.99
P107 | 2015 | RS2108155A | P | 2015-08-07 | STA-RITE | P6E6VS4H-209L | 100 | 1 | 899.99 |  | 1 | 899.99 |  | 1 | 899.99
P107 | 2015 | RS6065214A | P | 2015-08-11 | HAYWARD | SP3200VSP | 100 | 1 | 900 |  | 1 | 900 |  | 1 | 900
P107 | 2014 | RS2051045A | P | 2014-02-10 | PENTAIR | 11018 | 100 | 1 | 900 |  | 1 | 900 |  | 1 | 900
P107 | 2014 | RS2061598A | P | 2014-05-13 | PENTAIR | 11018 | 100 | 1 | 900 |  | 1 | 900 |  | 1 | 900
P107 | 2014 | RS6025512A | P | 2014-05-07 | PENTAIR | 11018 | 100 | 1 | 900 |  | 1 | 900 |  | 1 | 900
P107 | 2015 | RS6072957A | P | 2015-12-22 | PENTAIR | 342001 | 100 | 1 | 900 |  | 1 | 900 |  | 1 | 900
P107 | 2015 | RS2093896A | P | 2015-02-17 | PENTAIR | 11018 | 100 | 1 | 900 |  | 1 | 900 |  | 1 | 900
P107 | 2015 | RS2101432A | P | 2015-05-26 | PENTAIR | 11018 | 100 | 1 | 900 |  | 1 | 900 |  | 1 | 900
P107 | 2015 | RS6073494A | P | 2015-12-08 | PENTAIR | 342001 | 100 | 1 | 900 |  | 1 | 900 |  | 1 | 900
P107 | 2015 | RS6058824A | P | 2015-05-20 | PENTAIR | 11018 | 100 | 1 | 900 |  | 1 | 900 |  | 1 | 900
P107 | 2015 | RS2104433A | P | 2015-06-26 | PENTAIR | 342001 | 100 | 1 | 900 |  | 1 | 900 |  | 1 | 900
P107 | 2014 | RS2087098A | P | 2014-12-18 | PENTAIR | 11018 | 100 | 1 | 900 |  | 1 | 900 |  | 1 | 900
P107 | 2014 | RS2084401A | P | 2014-11-25 | PENTAIR | 11018 | 100 | 1 | 900 |  | 1 | 900 |  | 1 | 900
P107 | 2015 | RS6061715A | P | 2015-07-01 | PENTAIR | 11018 | 100 | 1 | 900 |  | 1 | 900 |  | 1 | 900
P107 | 2015 | RS2114739A | P | 2015-10-22 | PENTAIR | 342001 | 100 | 1 | 900 |  | 1 | 900 |  | 1 | 900
P107 | 2015 | RS2098416A | P | 2015-06-26 | PENTAIR | 342000 | 100 | 1 | 900 |  | 1 | 900 |  | 1 | 900
P107 | 2015 | RS2101903A | P | 2015-05-28 | PENTAIR | 11018 | 100 | 1 | 900 |  | 1 | 900 |  | 1 | 900
P107 | 2015 | RS2115717A | P | 2015-12-08 | PENTAIR | 11018 | 100 | 1 | 900 |  | 1 | 900 |  | 1 | 900
P107 | 2015 | RS2110280A | P | 2015-09-02 | PENTAIR | 342001 | 100 | 1 | 900 |  | 1 | 900 |  | 1 | 900
P107 | 2014 | RS6042155A | P | 2014-11-06 | PENTAIR | 342000 | 100 | 1 | 900 |  | 1 | 900 |  | 1 | 900
P107 | 2015 | RS6062984A | P | 2015-07-23 | PENTAIR | 11018 | 100 | 1 | 900 |  | 1 | 900 |  | 1 | 900
P107 | 2015 | RS6071404A | P | 2015-11-06 | PENTAIR | 342001 | 100 | 1 | 900 |  | 1 | 900 |  | 1 | 900
P107 | 2015 | RS2101411A | P | 2015-05-26 | STA-RITE | 343000 | 100 | 1 | 900 |  | 1 | 900 |  | 1 | 900
P107 | 2014 | RS2069509A | P | 2014-07-23 | ZODIAC | JEP2.0 | 100 | 1 | 900 |  | 1 | 900 |  | 1 | 900
P107 | 2014 | RS2076739A | P | 2014-09-26 | ZODIAC | VS-FHP1.0 | 100 | 1 | 900 |  | 1 | 900 |  | 1 | 900
P107 | 2015 | RS2105362A | P | 2015-07-09 | PENTAIR | 11018 | 100 | 1 | 900.68 |  | 1 | 900.68 |  | 1 | 900.68
P107 | 2015 | RS2111664A | P | 2015-09-21 | PENTAIR | 11018 | 100 | 1 | 900.68 |  | 1 | 900.68 |  | 1 | 900.68
P107 | 2014 | RS2060930A | P | 2014-05-08 | SPECK PUMPS | PS165VSP | 100 | 1 | 900.92 |  | 1 | 900.92 |  | 1 | 900.92
P107 | 2015 | RS6057449A | P | 2015-04-14 | HAYWARD | SP3400VSP | 100 | 1 | 902.37 |  | 1 | 902.37 |  | 1 | 902.37
P107 | 2015 | RS2104889A | P | 2015-07-01 | ZODIAC | VS-FHP 2.0 | 100 | 1 | 902.75 |  | 1 | 902.75 |  | 1 | 902.75
P107 | 2015 | RS2101291A | P | 2015-05-26 | ZODIAC | VS-FHP1.0 | 100 | 1 | 902.75 |  | 1 | 902.75 |  | 1 | 902.75
P107 | 2015 | RS2098289A | P | 2015-04-10 | ZODIAC | VS-FHP1.0 | 100 | 1 | 902.75 |  | 1 | 902.75 |  | 1 | 902.75
P107 | 2015 | RS2101290A | P | 2015-05-26 | ZODIAC | VS-FHP1.0 | 100 | 1 | 902.75 |  | 1 | 902.75 |  | 1 | 902.75
P107 | 2015 | RS2117291A | P | 2015-11-18 | ZODIAC | VS-FHP1.0 | 100 | 1 | 902.75 |  | 1 | 902.75 |  | 1 | 902.75
P107 | 2014 | RS6024646A | P | 2014-04-24 | STA-RITE | P6E6VS4H-209L | 100 | 1 | 903.45 |  | 1 | 903.45 |  | 1 | 903.45
P107 | 2014 | RS2064643A | P | 2014-06-11 | STA-RITE | P6E6VS4H-209L | 100 | 1 | 903.45 |  | 1 | 903.45 |  | 1 | 903.45
P107 | 2014 | RS2074326A | P | 2014-08-28 | STA-RITE | P6E6VS4H-209L | 100 | 1 | 903.45 |  | 1 | 903.45 |  | 1 | 903.45
P107 | 2014 | RS6046052A | P | 2014-12-15 | PENTAIR | 11018 | 100 | 1 | 904.33 |  | 1 | 904.33 |  | 1 | 904.33
P107 | 2014 | RS6042417A | P | 2014-11-11 | PENTAIR | 11018 | 100 | 1 | 904.99 |  | 1 | 904.99 |  | 1 | 904.99
P107 | 2014 | RS6031926A | P | 2014-07-29 | HAYWARD | SP3400VSP | 100 | 1 | 905 |  | 1 | 905 |  | 1 | 905
P107 | 2014 | RS2076214A | P | 2014-09-12 | ZODIAC | VS-FHP1.0 | 100 | 1 | 905 |  | 1 | 905 |  | 1 | 905
P107 | 2015 | RS2101366A | P | 2015-05-26 | ZODIAC | JEP2.0 | 100 | 1 | 905 |  | 1 | 905 |  | 1 | 905
P107 | 2015 | RS6063261A | P | 2015-07-01 | HAYWARD | SP3200VSP | 100 | 1 | 905.99 |  | 1 | 905.99 |  | 1 | 905.99
P107 | 2015 | RS2104724A | P | 2015-07-01 | STA-RITE | P6E6VS4H-209L | 100 | 1 | 905.99 |  | 1 | 905.99 |  | 1 | 905.99
P107 | 2015 | RS6070497A | P | 2015-10-14 | PENTAIR | 11018 | 100 | 1 | 906.99 |  | 1 | 906.99 |  | 1 | 906.99
P107 | 2014 | RS2082919A | P | 2014-11-12 | STA-RITE | P6E6VS4H-209L | 100 | 1 | 907 |  | 1 | 907 |  | 1 | 907
P107 | 2014 | RS2085313A | P | 2014-12-04 | STA-RITE | P6E6VS4H-209L | 100 | 1 | 907 |  | 1 | 907 |  | 1 | 907
P107 | 2015 | RS6069967A | P | 2015-11-06 | PENTAIR | 11018 | 100 | 1 | 909.12 |  | 1 | 909.12 |  | 1 | 909.12
P107 | 2015 | RS2115194A | P | 2015-10-27 | STA-RITE | P6E6VS4H-209L | 100 | 1 | 909.14 |  | 1 | 909.14 |  | 1 | 909.14
P107 | 2014 | RS2087049A | P | 2014-12-19 | ZODIAC | JEP2.0 | 100 | 1 | 909.17 |  | 1 | 909.17 |  | 1 | 909.17
P107 | 2014 | RS2087061A | P | 2014-12-18 | ZODIAC | JEP2.0 | 100 | 1 | 909.17 |  | 1 | 909.17 |  | 1 | 909.17
P107 | 2015 | RS2092530A | P | 2015-02-04 | PENTAIR | 11018 | 100 | 1 | 909.99 |  | 1 | 909.99 |  | 1 | 909.99
P107 | 2014 | RS2083270A | P | 2014-11-13 | PENTAIR | 11018 | 100 | 1 | 909.99 |  | 1 | 909.99 |  | 1 | 909.99
P107 | 2014 | RS6045082A | P | 2014-12-11 | PENTAIR | 11018 | 100 | 1 | 909.99 |  | 1 | 909.99 |  | 1 | 909.99
P107 | 2015 | RS6074500A | P | 2015-12-21 | PENTAIR | 11018 | 100 | 1 | 910 |  | 1 | 910 |  | 1 | 910
P107 | 2015 | RS2111454A | P | 2015-09-17 | PENTAIR | 342000 | 100 | 1 | 910 |  | 1 | 910 |  | 1 | 910
P107 | 2015 | RS2111634A | P | 2015-09-18 | PENTAIR | 342000 | 100 | 1 | 910 |  | 1 | 910 |  | 1 | 910
P107 | 2014 | RS2064509A | P | 2014-06-10 | WATERWAY PLASTICS INC. | ECONO-VSA | 100 | 1 | 910 |  | 1 | 910 |  | 1 | 910
P107 | 2014 | RS2079126A | P | 2014-10-24 | ZODIAC | JEP2.0 | 100 | 1 | 910 |  | 1 | 910 |  | 1 | 910
P107 | 2015 | RS6053972A | P | 2015-02-20 | ZODIAC | VS-FHP 2.0 | 100 | 1 | 912.54 |  | 1 | 912.54 |  | 1 | 912.54
P107 | 2015 | RS2111022A | P | 2015-09-09 | ZODIAC | VS-FHP 2.0 | 100 | 1 | 912.54 |  | 1 | 912.54 |  | 1 | 912.54
P107 | 2015 | RS2106140A | P | 2015-07-16 | ZODIAC | VS-FHP 2.0 | 100 | 1 | 912.54 |  | 1 | 912.54 |  | 1 | 912.54
P107 | 2015 | RS2103567A | P | 2015-06-17 | PENTAIR | 11018 | 100 | 1 | 913.9 |  | 1 | 913.9 |  | 1 | 913.9
P107 | 2015 | RS2093666A | P | 2015-02-13 | ZODIAC | JEP2.0 | 100 | 1 | 914.65 |  | 1 | 914.65 |  | 1 | 914.65
P107 | 2015 | RS2093668A | P | 2015-02-13 | ZODIAC | JEP2.0 | 100 | 1 | 914.65 |  | 1 | 914.65 |  | 1 | 914.65
P107 | 2015 | RS2093672A | P | 2015-02-13 | ZODIAC | JEP2.0 | 100 | 1 | 914.65 |  | 1 | 914.65 |  | 1 | 914.65
P107 | 2015 | RS2093676A | P | 2015-02-13 | ZODIAC | JEP2.0 | 100 | 1 | 914.65 |  | 1 | 914.65 |  | 1 | 914.65
P107 | 2014 | RS2087065A | P | 2014-12-18 | ZODIAC | JEP2.0 | 100 | 1 | 914.65 |  | 1 | 914.65 |  | 1 | 914.65
P107 | 2015 | RS2093669A | P | 2015-02-25 | ZODIAC | JEP2.0 | 200 | 2 | 914.65 |  | 2 | 914.65 |  | 2 | 914.65
P107 | 2014 | RS2087064A | P | 2014-12-18 | ZODIAC | JEP2.0 | 100 | 1 | 914.65 |  | 1 | 914.65 |  | 1 | 914.65
P107 | 2015 | RS2093674A | P | 2015-02-13 | ZODIAC | JEP2.0 | 100 | 1 | 914.65 |  | 1 | 914.65 |  | 1 | 914.65
P107 | 2014 | RS2087062A | P | 2014-12-18 | ZODIAC | JEP2.0 | 100 | 1 | 914.65 |  | 1 | 914.65 |  | 1 | 914.65
P107 | 2014 | RS2087048A | P | 2014-12-19 | ZODIAC | JEP2.0 | 100 | 1 | 914.65 |  | 1 | 914.65 |  | 1 | 914.65
P107 | 2015 | RS2093673A | P | 2015-02-13 | ZODIAC | JEP2.0 | 100 | 1 | 914.65 |  | 1 | 914.65 |  | 1 | 914.65
P107 | 2014 | RS2087060A | P | 2014-12-18 | ZODIAC | JEP2.0 | 100 | 1 | 914.65 |  | 1 | 914.65 |  | 1 | 914.65
P107 | 2015 | RS2093675A | P | 2015-02-13 | ZODIAC | JEP2.0 | 100 | 1 | 914.65 |  | 1 | 914.65 |  | 1 | 914.65
P107 | 2014 | RS2087047A | P | 2014-12-19 | ZODIAC | JEP2.0 | 100 | 1 | 914.65 |  | 1 | 914.65 |  | 1 | 914.65
P107 | 2015 | RS2109227A | P | 2015-08-18 | HAYWARD | SP2302VSP | 100 | 1 | 915.99 |  | 1 | 915.99 |  | 1 | 915.99
P107 | 2015 | RS2111075A | P | 2015-09-09 | HAYWARD | SP3400VSP | 100 | 1 | 916.94 |  | 1 | 916.94 |  | 1 | 916.94
P107 | 2014 | RS2056922A | P | 2014-03-26 | ZODIAC/JANDY | JEP2.0 | 100 | 1 | 918.9 |  | 1 | 918.9 |  | 1 | 918.9
P107 | 2015 | RS6074478A | P | 2015-12-21 | PENTAIR | 11018 | 100 | 1 | 919 |  | 1 | 919 |  | 1 | 919
P107 | 2015 | RS2117063A | P | 2015-12-01 | PENTAIR | 11018 | 100 | 1 | 919.18 |  | 1 | 919.18 |  | 1 | 919.18
P107 | 2015 | RS2094258A | P | 2015-02-19 | STA-RITE | P6E6VS4H-209L | 100 | 1 | 919.78 |  | 1 | 919.78 |  | 1 | 919.78
P107 | 2014 | RS2064529A | P | 2014-06-12 | PENTAIR | 342000 | 100 | 1 | 919.99 |  | 1 | 919.99 |  | 1 | 919.99
P107 | 2014 | RS2086202A | P | 2014-12-11 | PENTAIR | 342000 | 100 | 1 | 920 |  | 1 | 920 |  | 1 | 920
P107 | 2014 | RS2060449A | P | 2014-05-01 | PENTAIR | 11018 | 100 | 1 | 920 |  | 1 | 920 |  | 1 | 920
P107 | 2015 | RS6067255A | P | 2015-09-09 | PENTAIR | 11018 | 100 | 1 | 920 |  | 1 | 920 |  | 1 | 920
P107 | 2015 | RS2094492A | P | 2015-02-24 | PENTAIR | 342000 | 100 | 1 | 920 |  | 1 | 920 |  | 1 | 920
P107 | 2014 | RS2056365A | P | 2014-03-20 | WATERWAY PLASTICS INC. | ECONO-VSA | 100 | 1 | 920 |  | 1 | 920 |  | 1 | 920
P107 | 2014 | RS2054250A | P | 2014-03-03 | HAYWARD | SP3400VSP | 100 | 1 | 920.26 |  | 1 | 920.26 |  | 1 | 920.26
P107 | 2015 | RS2114348A | P | 2015-10-19 | PENTAIR | 11018 | 100 | 1 | 920.68 |  | 1 | 920.68 |  | 1 | 920.68
P107 | 2015 | RS2109272A | P | 2015-08-18 | PENTAIR | 11018 | 100 | 1 | 922.03 |  | 1 | 922.03 |  | 1 | 922.03
P107 | 2015 | RS6050850A | P | 2015-01-15 | PENTAIR | 11018 | 100 | 1 | 922.13 |  | 1 | 922.13 |  | 1 | 922.13
P107 | 2015 | RS6069524A | P | 2015-09-28 | STA-RITE | P6E6VS4H-209L | 100 | 1 | 922.79 |  | 1 | 922.79 |  | 1 | 922.79
P107 | 2015 | RS2115515A | P | 2015-10-29 | STA-RITE | P6E6VS4H-209L | 100 | 1 | 922.79 |  | 1 | 922.79 |  | 1 | 922.79
P107 | 2014 | RS6026456A | P | 2014-05-22 | HAYWARD | SP3400VSP | 100 | 1 | 922.99 |  | 1 | 922.99 |  | 1 | 922.99
P107 | 2014 | RS2061746A | P | 2014-05-14 | SPECK PUMPS | PS165VSP | 100 | 1 | 923.45 |  | 1 | 923.45 |  | 1 | 923.45
P107 | 2015 | RS2102293A | P | 2015-06-05 | STA-RITE | 343001 | 100 | 1 | 923.75 |  | 1 | 923.75 |  | 1 | 923.75
P107 | 2015 | RS2114209A | P | 2015-10-20 | PENTAIR | 342001 | 100 | 1 | 924 |  | 1 | 924 |  | 1 | 924
P107 | 2015 | RS6069261A | P | 2015-11-06 | PENTAIR | 11018 | 100 | 1 | 924.18 |  | 1 | 924.18 |  | 1 | 924.18
P107 | 2015 | RS6070140A | P | 2015-10-08 | PENTAIR | 11018 | 100 | 1 | 924.35 |  | 1 | 924.35 |  | 1 | 924.35
P107 | 2015 | RS2099267A | P | 2015-04-27 | HAYWARD | SP3200VSP | 100 | 1 | 925 |  | 1 | 925 |  | 1 | 925
P107 | 2014 | RS2058641A | P | 2014-04-16 | PENTAIR | 11018 | 100 | 1 | 925 |  | 1 | 925 |  | 1 | 925
P107 | 2014 | RS6048104A | P | 2014-12-30 | PENTAIR | 11018 | 100 | 1 | 925 |  | 1 | 925 |  | 1 | 925
P107 | 2014 | RS2081391A | P | 2014-10-29 | PENTAIR | 342000 | 100 | 1 | 925 |  | 1 | 925 |  | 1 | 925
P107 | 2015 | RS2115939A | P | 2015-11-03 | PENTAIR | 342001 | 100 | 1 | 925 |  | 1 | 925 |  | 1 | 925
P107 | 2014 | RS6021843A | P | 2014-04-02 | WATERWAY PLASTICS INC. | ECONO-VSA | 100 | 1 | 925 |  | 1 | 925 |  | 1 | 925
P107 | 2015 | RS2102940A | P | 2015-06-11 | PENTAIR | 11018 | 100 | 1 | 926.49 |  | 1 | 926.49 |  | 1 | 926.49
P107 | 2014 | RS2085427A | P | 2014-12-05 | PENTAIR | 11018 | 100 | 1 | 926.59 |  | 1 | 926.59 |  | 1 | 926.59
P107 | 2014 | RS2082111A | P | 2014-11-05 | PENTAIR | 342000 | 100 | 1 | 926.59 |  | 1 | 926.59 |  | 1 | 926.59
P107 | 2014 | RS6038147A | P | 2014-09-24 | PENTAIR | 342000 | 100 | 1 | 926.59 |  | 1 | 926.59 |  | 1 | 926.59
P107 | 2015 | RS2091209A | P | 2015-01-21 | PENTAIR | 342000 | 100 | 1 | 926.99 |  | 1 | 926.99 |  | 1 | 926.99
P107 | 2014 | RS6020428A | P | 2014-03-21 | STA-RITE | P6E6VS4H-209L | 100 | 1 | 927.99 |  | 1 | 927.99 |  | 1 | 927.99
P107 | 2015 | RS6072570A | P | 2015-11-18 | PENTAIR | 11018 | 100 | 1 | 928 |  | 1 | 928 |  | 1 | 928
P107 | 2014 | RS2087766A | P | 2014-12-26 | PENTAIR | 11018 | 100 | 1 | 929 |  | 1 | 929 |  | 1 | 929
P107 | 2015 | RS2111668A | P | 2015-09-21 | PENTAIR | 342001 | 100 | 1 | 929 |  | 1 | 929 |  | 1 | 929
P107 | 2014 | RS2074035A | P | 2014-08-27 | PENTAIR | 342000 | 100 | 1 | 929.35 |  | 1 | 929.35 |  | 1 | 929.35
P107 | 2015 | RS2098994A | P | 2015-04-22 | STA-RITE | P6E6VS4H-209L | 100 | 1 | 929.95 |  | 1 | 929.95 |  | 1 | 929.95
P107 | 2015 | RS2100510A | P | 2015-05-13 | ZODIAC | JEP1.5 | 100 | 1 | 929.97 |  | 1 | 929.97 |  | 1 | 929.97
P107 | 2014 | RS2069839A | P | 2014-07-25 | ZODIAC | JEP1.5 | 100 | 1 | 929.97 |  | 1 | 929.97 |  | 1 | 929.97
P107 | 2014 | RS2074257A | P | 2014-08-28 | ZODIAC | JEP1.5 | 100 | 1 | 929.97 |  | 1 | 929.97 |  | 1 | 929.97
P107 | 2014 | RS2077328A | P | 2014-09-25 | ZODIAC | JEP1.5 | 100 | 1 | 929.97 |  | 1 | 929.97 |  | 1 | 929.97
P107 | 2014 | RS2077651A | P | 2014-09-24 | ZODIAC | JEP1.5 | 100 | 1 | 929.97 |  | 1 | 929.97 |  | 1 | 929.97
P107 | 2014 | RS2083961A | P | 2014-11-19 | ZODIAC | JEP1.5 | 100 | 1 | 929.97 |  | 1 | 929.97 |  | 1 | 929.97
P107 | 2014 | RS2085346A | P | 2014-12-04 | ZODIAC | JEP1.5 | 100 | 1 | 929.97 |  | 1 | 929.97 |  | 1 | 929.97
P107 | 2015 | RS2113891A | P | 2015-10-14 | ZODIAC | JEP1.5 | 100 | 1 | 929.97 |  | 1 | 929.97 |  | 1 | 929.97
P107 | 2014 | RS2062281A | P | 2014-05-22 | ZODIAC | JEP1.5 | 100 | 1 | 929.97 |  | 1 | 929.97 |  | 1 | 929.97
P107 | 2014 | RS2075128A | P | 2014-09-04 | ZODIAC | JEP1.5 | 100 | 1 | 929.97 |  | 1 | 929.97 |  | 1 | 929.97
P107 | 2014 | RS2076088A | P | 2014-09-12 | ZODIAC | JEP1.5 | 100 | 1 | 929.97 |  | 1 | 929.97 |  | 1 | 929.97
P107 | 2014 | RS2073776A | P | 2014-09-10 | ZODIAC | JEP1.5 | 100 | 1 | 929.97 |  | 1 | 929.97 |  | 1 | 929.97
P107 | 2015 | RS2096214A | P | 2015-03-18 | ZODIAC | JEP1.5 | 100 | 1 | 929.97 |  | 1 | 929.97 |  | 1 | 929.97
P107 | 2015 | RS2096213A | P | 2015-03-19 | ZODIAC | JEP1.5 | 100 | 1 | 929.97 |  | 1 | 929.97 |  | 1 | 929.97
P107 | 2015 | RS2108134A | P | 2015-08-07 | ZODIAC | JEP1.5 | 100 | 1 | 929.97 |  | 1 | 929.97 |  | 1 | 929.97
P107 | 2015 | RS2110570A | P | 2015-09-03 | ZODIAC | JEP1.5 | 100 | 1 | 929.97 |  | 1 | 929.97 |  | 1 | 929.97
P107 | 2015 | RS2109186A | P | 2015-08-18 | ZODIAC | JEP1.5 | 100 | 1 | 929.97 |  | 1 | 929.97 |  | 1 | 929.97
P107 | 2015 | RS2109193A | P | 2015-08-18 | ZODIAC | JEP1.5 | 100 | 1 | 929.97 |  | 1 | 929.97 |  | 1 | 929.97
P107 | 2015 | RS2115705A | P | 2015-11-03 | ZODIAC | JEP1.5 | 100 | 1 | 929.97 |  | 1 | 929.97 |  | 1 | 929.97
P107 | 2014 | RS2075126A | P | 2014-09-04 | ZODIAC | JEP1.5 | 100 | 1 | 929.97 |  | 1 | 929.97 |  | 1 | 929.97
P107 | 2015 | RS2099753A | P | 2015-05-07 | ZODIAC | JEP1.5 | 100 | 1 | 929.97 |  | 1 | 929.97 |  | 1 | 929.97
P107 | 2014 | RS2088391A | P | 2014-12-30 | ZODIAC | JEP1.5 | 100 | 1 | 929.97 |  | 1 | 929.97 |  | 1 | 929.97
P107 | 2015 | RS2104846A | P | 2015-07-01 | ZODIAC | JEP1.5 | 100 | 1 | 929.97 |  | 1 | 929.97 |  | 1 | 929.97
P107 | 2014 | RS2083699A | P | 2014-11-19 | ZODIAC | JEP1.5 | 100 | 1 | 929.97 |  | 1 | 929.97 |  | 1 | 929.97
P107 | 2015 | RS2098287A | P | 2015-04-10 | ZODIAC | JEP1.5 | 100 | 1 | 929.97 |  | 1 | 929.97 |  | 1 | 929.97
P107 | 2014 | RS2078633A | P | 2014-10-02 | ZODIAC | JEP1.5 | 100 | 1 | 929.97 |  | 1 | 929.97 |  | 1 | 929.97
P107 | 2015 | RS2114978A | P | 2015-10-26 | ZODIAC | JEP1.5 | 100 | 1 | 929.97 |  | 1 | 929.97 |  | 1 | 929.97
P107 | 2014 | RS2081866A | P | 2014-11-03 | ZODIAC | JEP1.5 | 100 | 1 | 929.97 |  | 1 | 929.97 |  | 1 | 929.97
P107 | 2014 | RS2085345A | P | 2014-12-04 | ZODIAC | JEP1.5 | 100 | 1 | 929.97 |  | 1 | 929.97 |  | 1 | 929.97
P107 | 2015 | RS2107573A | P | 2015-07-31 | ZODIAC | JEP1.5 | 100 | 1 | 929.97 |  | 1 | 929.97 |  | 1 | 929.97
P107 | 2015 | RS2116206A | P | 2015-11-05 | ZODIAC | JEP1.5 | 100 | 1 | 929.97 |  | 1 | 929.97 |  | 1 | 929.97
P107 | 2014 | RS2077869A | P | 2014-09-29 | ZODIAC | JEP1.5 | 100 | 1 | 929.97 |  | 1 | 929.97 |  | 1 | 929.97
P107 | 2014 | RS2079790A | P | 2014-10-15 | ZODIAC | JEP1.5 | 100 | 1 | 929.97 |  | 1 | 929.97 |  | 1 | 929.97
P107 | 2015 | RS2101443A | P | 2015-05-26 | ZODIAC | JEP1.5 | 100 | 1 | 929.97 |  | 1 | 929.97 |  | 1 | 929.97
P107 | 2015 | RS2108710A | P | 2015-08-13 | ZODIAC | JEP1.5 | 100 | 1 | 929.97 |  | 1 | 929.97 |  | 1 | 929.97
P107 | 2015 | RS2113829A | P | 2015-10-14 | ZODIAC | JEP1.5 | 100 | 1 | 929.97 |  | 1 | 929.97 |  | 1 | 929.97
P107 | 2015 | RS2103011A | P | 2015-06-25 | ZODIAC | JEP1.5 | 100 | 1 | 929.97 |  | 1 | 929.97 |  | 1 | 929.97
P107 | 2015 | RS2115080A | P | 2015-10-27 | ZODIAC | JEP1.5 | 100 | 1 | 929.97 |  | 1 | 929.97 |  | 1 | 929.97
P107 | 2015 | RS2113946A | P | 2015-10-14 | ZODIAC | JEP1.5 | 100 | 1 | 929.97 |  | 1 | 929.97 |  | 1 | 929.97
P107 | 2014 | RS2078456A | P | 2014-10-01 | ZODIAC | JEP1.5 | 100 | 1 | 929.97 |  | 1 | 929.97 |  | 1 | 929.97
P107 | 2015 | RS2110572A | P | 2015-09-03 | ZODIAC | JEP1.5 | 100 | 1 | 929.97 |  | 1 | 929.97 |  | 1 | 929.97
P107 | 2014 | RS2075127A | P | 2014-09-04 | ZODIAC | JEP1.5 | 100 | 1 | 929.97 |  | 1 | 929.97 |  | 1 | 929.97
P107 | 2014 | RS2069619A | P | 2014-07-24 | ZODIAC | JEP1.5 | 100 | 1 | 929.97 |  | 1 | 929.97 |  | 1 | 929.97
P107 | 2015 | RS2095007A | P | 2015-03-05 | ZODIAC | JEP1.5 | 100 | 1 | 929.97 |  | 1 | 929.97 |  | 1 | 929.97
P107 | 2014 | RS2075092A | P | 2014-09-05 | ZODIAC | JEP1.5 | 100 | 1 | 929.97 |  | 1 | 929.97 |  | 1 | 929.97
P107 | 2014 | RS2080162A | P | 2014-10-17 | ZODIAC | JEP1.5 | 100 | 1 | 929.97 |  | 1 | 929.97 |  | 1 | 929.97
P107 | 2014 | RS2083960A | P | 2014-11-19 | ZODIAC | JEP1.5 | 100 | 1 | 929.97 |  | 1 | 929.97 |  | 1 | 929.97
P107 | 2015 | RS2104404A | P | 2015-06-26 | ZODIAC | JEP1.5 | 100 | 1 | 929.97 |  | 1 | 929.97 |  | 1 | 929.97
P107 | 2015 | RS2104044A | P | 2015-06-25 | ZODIAC | JEP1.5 | 100 | 1 | 929.97 |  | 1 | 929.97 |  | 1 | 929.97
P107 | 2015 | RS2103004A | P | 2015-06-11 | ZODIAC | JEP1.5 | 100 | 1 | 929.97 |  | 1 | 929.97 |  | 1 | 929.97
P107 | 2014 | RS2088392A | P | 2015-01-09 | ZODIAC | JEP1.5 | 100 | 1 | 929.97 |  | 1 | 929.97 |  | 1 | 929.97
P107 | 2015 | RS2115081A | P | 2015-10-27 | ZODIAC | JEP1.5 | 100 | 1 | 929.97 |  | 1 | 929.97 |  | 1 | 929.97
P107 | 2015 | RS2110869A | P | 2015-09-08 | ZODIAC | JEP1.5 | 100 | 1 | 929.97 |  | 1 | 929.97 |  | 1 | 929.97
P107 | 2014 | RS2064232A | P | 2014-06-09 | ZODIAC | JEP1.5 | 100 | 1 | 929.97 |  | 1 | 929.97 |  | 1 | 929.97
P107 | 2015 | RS2105825A | P | 2015-07-13 | ZODIAC | JEP1.5 | 100 | 1 | 929.97 |  | 1 | 929.97 |  | 1 | 929.97
P107 | 2015 | RS2115736A | P | 2015-11-06 | ZODIAC | JEP1.5 | 100 | 1 | 929.97 |  | 1 | 929.97 |  | 1 | 929.97
P107 | 2014 | RS2075615A | P | 2014-09-10 | ZODIAC | JEP1.5 | 100 | 1 | 929.97 |  | 1 | 929.97 |  | 1 | 929.97
P107 | 2015 | RS2098291A | P | 2015-04-10 | ZODIAC | JEP1.5 | 100 | 1 | 929.97 |  | 1 | 929.97 |  | 1 | 929.97
P107 | 2015 | RS2095537A | P | 2015-03-06 | ZODIAC | JEP1.5 | 100 | 1 | 929.97 |  | 1 | 929.97 |  | 1 | 929.97
P107 | 2015 | RS2098288A | P | 2015-04-10 | ZODIAC | JEP1.5 | 100 | 1 | 929.97 |  | 1 | 929.97 |  | 1 | 929.97
P107 | 2014 | RS2083963A | P | 2014-11-19 | ZODIAC | JEP1.5 | 100 | 1 | 929.97 |  | 1 | 929.97 |  | 1 | 929.97
P107 | 2015 | RS2103074A | P | 2015-06-12 | ZODIAC | JEP1.5 | 100 | 1 | 929.97 |  | 1 | 929.97 |  | 1 | 929.97
P107 | 2014 | RS2089096A | P | 2015-01-08 | ZODIAC | JEP1.5 | 100 | 1 | 929.97 |  | 1 | 929.97 |  | 1 | 929.97
P107 | 2015 | RS2110573A | P | 2015-09-03 | ZODIAC | JEP1.5 | 100 | 1 | 929.97 |  | 1 | 929.97 |  | 1 | 929.97
P107 | 2015 | RS2115307A | P | 2015-10-28 | ZODIAC | JEP1.5 | 100 | 1 | 929.97 |  | 1 | 929.97 |  | 1 | 929.97
P107 | 2015 | RS2119049A | P | 2015-12-10 | ZODIAC | JEP1.5 | 100 | 1 | 929.97 |  | 1 | 929.97 |  | 1 | 929.97
P107 | 2015 | RS2115706A | P | 2015-11-03 | ZODIAC | JEP1.5 | 100 | 1 | 929.97 |  | 1 | 929.97 |  | 1 | 929.97
P107 | 2015 | RS2112830A | P | 2015-09-29 | ZODIAC | JEP1.5 | 100 | 1 | 929.97 |  | 1 | 929.97 |  | 1 | 929.97
P107 | 2014 | RS2084528A | P | 2014-11-25 | ZODIAC | JEP1.5 | 100 | 1 | 929.97 |  | 1 | 929.97 |  | 1 | 929.97
P107 | 2015 | RS2112571A | P | 2015-09-28 | ZODIAC | JEP1.5 | 100 | 1 | 929.97 |  | 1 | 929.97 |  | 1 | 929.97
P107 | 2014 | RS2083698A | P | 2014-11-19 | ZODIAC | JEP1.5 | 100 | 1 | 929.97 |  | 1 | 929.97 |  | 1 | 929.97
P107 | 2014 | RS2070164A | P | 2014-07-29 | ZODIAC | JEP1.5 | 100 | 1 | 929.97 |  | 1 | 929.97 |  | 1 | 929.97
P107 | 2014 | RS2075120A | P | 2014-09-05 | ZODIAC | JEP1.5 | 100 | 1 | 929.97 |  | 1 | 929.97 |  | 1 | 929.97
P107 | 2014 | RS2080163A | P | 2014-10-22 | ZODIAC | JEP1.5 | 100 | 1 | 929.97 |  | 1 | 929.97 |  | 1 | 929.97
P107 | 2015 | RS2098292A | P | 2015-04-10 | ZODIAC | JEP1.5 | 100 | 1 | 929.97 |  | 1 | 929.97 |  | 1 | 929.97
P107 | 2015 | RS2092406A | P | 2015-02-05 | ZODIAC | JEP1.5 | 100 | 1 | 929.97 |  | 1 | 929.97 |  | 1 | 929.97
P107 | 2015 | RS2107895A | P | 2015-08-04 | ZODIAC | JEP1.5 | 100 | 1 | 929.97 |  | 1 | 929.97 |  | 1 | 929.97
P107 | 2015 | RS2104026A | P | 2015-06-24 | ZODIAC | JEP1.5 | 100 | 1 | 929.97 |  | 1 | 929.97 |  | 1 | 929.97
P107 | 2015 | RS2113828A | P | 2015-10-14 | ZODIAC | JEP1.5 | 100 | 1 | 929.97 |  | 1 | 929.97 |  | 1 | 929.97
P107 | 2015 | RS2114618A | P | 2015-10-21 | ZODIAC | JEP1.5 | 100 | 1 | 929.97 |  | 1 | 929.97 |  | 1 | 929.97
P107 | 2015 | RS2111407A | P | 2015-09-16 | ZODIAC | JEP1.5 | 100 | 1 | 929.97 |  | 1 | 929.97 |  | 1 | 929.97
P107 | 2015 | RS2109202A | P | 2015-08-18 | ZODIAC | JEP1.5 | 100 | 1 | 929.97 |  | 1 | 929.97 |  | 1 | 929.97
P107 | 2015 | RS2093597A | P | 2015-02-12 | ZODIAC | JEP1.5 | 100 | 1 | 929.97 |  | 1 | 929.97 |  | 1 | 929.97
P107 | 2014 | RS2088781A | P | 2015-01-02 | ZODIAC | JEP1.5 | 100 | 1 | 929.97 |  | 1 | 929.97 |  | 1 | 929.97
P107 | 2015 | RS2092971A | P | 2015-02-05 | ZODIAC | JEP1.5 | 100 | 1 | 929.97 |  | 1 | 929.97 |  | 1 | 929.97
P107 | 2015 | RS2104209A | P | 2015-06-25 | ZODIAC | JEP1.5 | 100 | 1 | 929.97 |  | 1 | 929.97 |  | 1 | 929.97
P107 | 2015 | RS2104216A | P | 2015-06-25 | ZODIAC | JEP1.5 | 100 | 1 | 929.97 |  | 1 | 929.97 |  | 1 | 929.97
P107 | 2014 | RS2063997A | P | 2014-06-05 | ZODIAC | JEP1.5 | 100 | 1 | 929.97 |  | 1 | 929.97 |  | 1 | 929.97
P107 | 2014 | RS2058238A | P | 2014-04-09 | ZODIAC | JEP1.5 | 100 | 1 | 929.97 |  | 1 | 929.97 |  | 1 | 929.97
P107 | 2015 | RS2110147A | P | 2015-08-31 | ZODIAC | JEP1.5 | 100 | 1 | 929.97 |  | 1 | 929.97 |  | 1 | 929.97
P107 | 2015 | RS2112829A | P | 2015-09-29 | ZODIAC | JEP1.5 | 100 | 1 | 929.97 |  | 1 | 929.97 |  | 1 | 929.97
P107 | 2015 | RS2095478A | P | 2015-03-06 | ZODIAC | JEP1.5 | 100 | 1 | 929.97 |  | 1 | 929.97 |  | 1 | 929.97
P107 | 2015 | RS2100511A | P | 2015-05-13 | ZODIAC | JEP1.5 | 100 | 1 | 929.97 |  | 1 | 929.97 |  | 1 | 929.97
P107 | 2015 | RS2116877A | P | 2015-11-17 | ZODIAC | JEP1.5 | 100 | 1 | 929.97 |  | 1 | 929.97 |  | 1 | 929.97
P107 | 2014 | RS2084447A | P | 2014-11-25 | ZODIAC | JEP1.5 | 100 | 1 | 929.97 |  | 1 | 929.97 |  | 1 | 929.97
P107 | 2015 | RS2094748A | P | 2015-02-26 | ZODIAC | JEP1.5 | 100 | 1 | 929.97 |  | 1 | 929.97 |  | 1 | 929.97
P107 | 2015 | RS2117854A | P | 2015-11-24 | ZODIAC | JEP1.5 | 100 | 1 | 929.97 |  | 1 | 929.97 |  | 1 | 929.97
P107 | 2015 | RS2108965A | P | 2015-08-14 | ZODIAC | JEP1.5 | 100 | 1 | 929.97 |  | 1 | 929.97 |  | 1 | 929.97
P107 | 2015 | RS2114394A | P | 2015-10-20 | ZODIAC | JEP1.5 | 100 | 1 | 929.97 |  | 1 | 929.97 |  | 1 | 929.97
P107 | 2015 | RS2115306A | P | 2015-10-28 | ZODIAC | JEP1.5 | 100 | 1 | 929.97 |  | 1 | 929.97 |  | 1 | 929.97
P107 | 2014 | RS2074031A | P | 2014-08-27 | ZODIAC | JEP1.5 | 100 | 1 | 929.97 |  | 1 | 929.97 |  | 1 | 929.97
P107 | 2015 | RS2095186A | P | 2015-03-04 | ZODIAC | JEP1.5 | 100 | 1 | 929.97 |  | 1 | 929.97 |  | 1 | 929.97
P107 | 2014 | RS2083962A | P | 2014-11-19 | ZODIAC | JEP1.5 | 100 | 1 | 929.97 |  | 1 | 929.97 |  | 1 | 929.97
P107 | 2015 | RS2098398A | P | 2015-04-13 | ZODIAC | JEP1.5 | 100 | 1 | 929.97 |  | 1 | 929.97 |  | 1 | 929.97
P107 | 2015 | RS2103073A | P | 2015-06-12 | ZODIAC | JEP1.5 | 100 | 1 | 929.97 |  | 1 | 929.97 |  | 1 | 929.97
P107 | 2014 | RS2066144A | P | 2014-06-24 | ZODIAC | JEP1.5 | 100 | 1 | 929.97 |  | 1 | 929.97 |  | 1 | 929.97
P107 | 2014 | RS2075776A | P | 2014-09-10 | ZODIAC | JEP1.5 | 100 | 1 | 929.97 |  | 1 | 929.97 |  | 1 | 929.97
P107 | 2014 | RS2077652A | P | 2014-09-24 | ZODIAC | JEP1.5 | 100 | 1 | 929.97 |  | 1 | 929.97 |  | 1 | 929.97
P107 | 2015 | RS2114396A | P | 2015-11-06 | ZODIAC | JEP1.5 | 100 | 1 | 929.97 |  | 1 | 929.97 |  | 1 | 929.97
P107 | 2015 | RS2110100A | P | 2015-08-28 | ZODIAC | JEP1.5 | 100 | 1 | 929.97 |  | 1 | 929.97 |  | 1 | 929.97
P107 | 2015 | RS2112362A | P | 2015-09-24 | ZODIAC | JEP1.5 | 100 | 1 | 929.97 |  | 1 | 929.97 |  | 1 | 929.97
P107 | 2014 | RS2075121A | P | 2014-09-05 | ZODIAC | JEP1.5 | 100 | 1 | 929.97 |  | 1 | 929.97 |  | 1 | 929.97
P107 | 2014 | RS2078453A | P | 2014-10-01 | ZODIAC | JEP1.5 | 100 | 1 | 929.97 |  | 1 | 929.97 |  | 1 | 929.97
P107 | 2014 | RS2089435A | P | 2015-01-08 | ZODIAC | JEP1.5 | 100 | 1 | 929.97 |  | 1 | 929.97 |  | 1 | 929.97
P107 | 2015 | RS2114397A | P | 2015-10-20 | ZODIAC | JEP1.5 | 100 | 1 | 929.97 |  | 1 | 929.97 |  | 1 | 929.97
P107 | 2014 | RS2076198A | P | 2014-09-12 | ZODIAC | JEP1.5 | 100 | 1 | 929.97 |  | 1 | 929.97 |  | 1 | 929.97
P107 | 2014 | RS2084529A | P | 2014-11-25 | ZODIAC | JEP1.5 | 100 | 1 | 929.97 |  | 1 | 929.97 |  | 1 | 929.97
P107 | 2014 | RS2084336A | P | 2014-11-24 | ZODIAC | JEP1.5 | 100 | 1 | 929.97 |  | 1 | 929.97 |  | 1 | 929.97
P107 | 2015 | RS2095793A | P | 2015-03-12 | ZODIAC | JEP1.5 | 100 | 1 | 929.97 |  | 1 | 929.97 |  | 1 | 929.97
P107 | 2015 | RS2110327A | P | 2015-09-02 | ZODIAC | JEP1.5 | 100 | 1 | 929.97 |  | 1 | 929.97 |  | 1 | 929.97
P107 | 2014 | RS2075091A | P | 2014-09-05 | ZODIAC | JEP1.5 | 100 | 1 | 929.97 |  | 1 | 929.97 |  | 1 | 929.97
P107 | 2014 | RS2085162A | P | 2014-12-04 | ZODIAC | JEP1.5 | 100 | 1 | 929.97 |  | 1 | 929.97 |  | 1 | 929.97
P107 | 2014 | RS2084831A | P | 2014-12-02 | ZODIAC | JEP1.5 | 100 | 1 | 929.97 |  | 1 | 929.97 |  | 1 | 929.97
P107 | 2014 | RS2081865A | P | 2014-11-03 | ZODIAC | JEP1.5 | 100 | 1 | 929.97 |  | 1 | 929.97 |  | 1 | 929.97
P107 | 2014 | RS2077332A | P | 2014-09-23 | ZODIAC | JEP1.5 | 100 | 1 | 929.97 |  | 1 | 929.97 |  | 1 | 929.97
P107 | 2014 | RS2077024A | P | 2014-09-19 | ZODIAC | JEP1.5 | 100 | 1 | 929.97 |  | 1 | 929.97 |  | 1 | 929.97
P107 | 2015 | RS2094716A | P | 2015-02-26 | ZODIAC | JEP1.5 | 100 | 1 | 929.97 |  | 1 | 929.97 |  | 1 | 929.97
P107 | 2015 | RS2106755A | P | 2015-07-22 | ZODIAC | JEP1.5 | 100 | 1 | 929.97 |  | 1 | 929.97 |  | 1 | 929.97
P107 | 2015 | RS2104388A | P | 2015-07-08 | ZODIAC | JEP1.5 | 100 | 1 | 929.97 |  | 1 | 929.97 |  | 1 | 929.97
P107 | 2015 | RS2104728A | P | 2015-07-01 | ZODIAC | JEP1.5 | 100 | 1 | 929.97 |  | 1 | 929.97 |  | 1 | 929.97
P107 | 2015 | RS2104848A | P | 2015-07-01 | ZODIAC | JEP1.5 | 100 | 1 | 929.97 |  | 1 | 929.97 |  | 1 | 929.97
P107 | 2015 | RS2114395A | P | 2015-10-20 | ZODIAC | JEP1.5 | 100 | 1 | 929.97 |  | 1 | 929.97 |  | 1 | 929.97
P107 | 2015 | RS2108283A | P | 2015-08-11 | ZODIAC | JEP1.5 | 100 | 1 | 929.97 |  | 1 | 929.97 |  | 1 | 929.97
P107 | 2015 | RS2114979A | P | 2015-10-26 | ZODIAC | JEP1.5 | 100 | 1 | 929.97 |  | 1 | 929.97 |  | 1 | 929.97
P107 | 2015 | RS2111968A | P | 2015-09-23 | ZODIAC | JEP1.5 | 100 | 1 | 929.97 |  | 1 | 929.97 |  | 1 | 929.97
P107 | 2015 | RS2098290A | P | 2015-04-10 | ZODIAC | JEP1.5 | 100 | 1 | 929.97 |  | 1 | 929.97 |  | 1 | 929.97
P107 | 2015 | RS2096544A | P | 2015-03-19 | ZODIAC | JEP1.5 | 100 | 1 | 929.97 |  | 1 | 929.97 |  | 1 | 929.97
P107 | 2015 | RS2094812A | P | 2015-02-27 | PENTAIR | 342001 | 100 | 1 | 929.99 |  | 1 | 929.99 |  | 1 | 929.99
P107 | 2015 | RS6069742A | P | 2015-10-05 | PENTAIR | 11018 | 100 | 1 | 929.99 |  | 1 | 929.99 |  | 1 | 929.99
P107 | 2015 | RS6070827A | P | 2015-10-19 | STA-RITE | P6E6VS4H-209L | 100 | 1 | 929.99 |  | 1 | 929.99 |  | 1 | 929.99
P107 | 2015 | RS2100868A | P | 2015-05-18 | PENTAIR | 11018 | 100 | 1 | 930 |  | 1 | 930 |  | 1 | 930
P107 | 2015 | RS2113925A | P | 2015-10-14 | STA-RITE | P6E6VS4H-209L | 100 | 1 | 930.34 |  | 1 | 930.34 |  | 1 | 930.34
P107 | 2015 | RS6062436A | P | 2015-06-22 | ZODIAC | VS-FHP 2.0 | 100 | 1 | 931 |  | 1 | 931 |  | 1 | 931
P107 | 2015 | RS2108751A | P | 2015-08-13 | PENTAIR | 11018 | 100 | 1 | 932 |  | 1 | 932 |  | 1 | 932
P107 | 2015 | RS6054109A | P | 2015-03-16 | PENTAIR | 11018 | 100 | 1 | 932.89 |  | 1 | 932.89 |  | 1 | 932.89
P107 | 2015 | RS2103043A | P | 2015-06-23 | PENTAIR | 11018 | 100 | 1 | 933 |  | 1 | 933 |  | 1 | 933
P107 | 2015 | RS2103144A | P | 2015-06-12 | ZODIAC | JEP2.0 | 100 | 1 | 933 |  | 1 | 933 |  | 1 | 933
P107 | 2015 | RS2105168A | P | 2015-07-07 | ZODIAC | JEP2.0 | 100 | 1 | 933 |  | 1 | 933 |  | 1 | 933
P107 | 2014 | RS6020595A | P | 2014-02-24 | ZODIAC/JANDY | VS-FHP2.0 | 100 | 1 | 933 |  | 1 | 933 |  | 1 | 933
P107 | 2014 | RS2062284A | P | 2014-05-22 | HAYWARD | SP2300VSP | 100 | 1 | 934 |  | 1 | 934 |  | 1 | 934
P107 | 2015 | RS6058917A | P | 2015-05-06 | ZODIAC | VS-FHP1.0 | 100 | 1 | 934 |  | 1 | 934 |  | 1 | 934
P107 | 2015 | RS6063280A | P | 2015-07-01 | HAYWARD | SP3400VSP | 100 | 1 | 934.13 |  | 1 | 934.13 |  | 1 | 934.13
P107 | 2014 | RS6018586A | P | 2014-01-22 | HAYWARD | SP3400VSP | 100 | 1 | 934.94 |  | 1 | 934.94 |  | 1 | 934.94
P107 | 2015 | RS2115002A | P | 2015-11-12 | PENTAIR | 342001 | 100 | 1 | 936.25 |  | 1 | 936.25 |  | 1 | 936.25
P107 | 2015 | RS2097144A | P | 2015-04-16 | PENTAIR | 342001 | 100 | 1 | 936.27 |  | 1 | 936.27 |  | 1 | 936.27
P107 | 2014 | RS2073972A | P | 2014-08-27 | PENTAIR | 11018 | 100 | 1 | 936.35 |  | 1 | 936.35 |  | 1 | 936.35
P107 | 2015 | RS2110579A | P | 2015-09-03 | PENTAIR | 11018 | 100 | 1 | 937 |  | 1 | 937 |  | 1 | 937
P107 | 2015 | RS2100466A | P | 2015-05-28 | PENTAIR | 342001 | 100 | 1 | 937.99 |  | 1 | 937.99 |  | 1 | 937.99
P107 | 2014 | RS2063344A | P | 2014-06-16 | STA-RITE | P6E6VS4H-209L | 100 | 1 | 938 |  | 1 | 938 |  | 1 | 938
P107 | 2014 | RS6026275A | P | 2014-05-29 | ZODIAC | JEP2.0 | 100 | 1 | 939 |  | 1 | 939 |  | 1 | 939
P107 | 2015 | RS2099052A | P | 2015-04-22 | PENTAIR | 342000 | 100 | 1 | 939.27 |  | 1 | 939.27 |  | 1 | 939.27
P107 | 2015 | RS6060267A | P | 2015-05-26 | PENTAIR | 342001 | 100 | 1 | 939.99 |  | 1 | 939.99 |  | 1 | 939.99
P107 | 2015 | RS2109568A | P | 2015-08-21 | PENTAIR | 11018 | 100 | 1 | 940 |  | 1 | 940 |  | 1 | 940
P107 | 2015 | RS6070462A | P | 2015-10-14 | PENTAIR | 11018 | 100 | 1 | 940 |  | 1 | 940 |  | 1 | 940
P107 | 2014 | RS2062260A | P | 2014-05-22 | PENTAIR | 11018 | 100 | 1 | 940.99 |  | 1 | 940.99 |  | 1 | 940.99
P107 | 2014 | RS6034820A | P | 2014-10-10 | PENTAIR | INT-VS | 100 | 1 | 940.99 |  | 1 | 940.99 |  | 1 | 940.99
P107 | 2015 | RS6073575A | P | 2015-12-10 | PENTAIR | 11018 | 100 | 1 | 941.71 |  | 1 | 941.71 |  | 1 | 941.71
P107 | 2015 | RS6061771A | P | 2015-06-12 | HAYWARD | SP3400VSP | 100 | 1 | 943.98 |  | 1 | 943.98 |  | 1 | 943.98
P107 | 2015 | RS2101632A | P | 2015-05-26 | HAYWARD | SP3400VSP | 100 | 1 | 944.29 |  | 1 | 944.29 |  | 1 | 944.29
P107 | 2014 | RS2051891A | P | 2014-02-26 | STA-RITE | P6E6VS4H-209L | 100 | 1 | 944.95 |  | 1 | 944.95 |  | 1 | 944.95
P107 | 2015 | RS2120062A | P | 2015-12-18 | HAYWARD | SP3200VSP | 100 | 1 | 945 |  | 1 | 945 |  | 1 | 945
P107 | 2014 | RS6020784A | P | 2014-02-26 | HAYWARD | SP3400VSP | 100 | 1 | 945.24 |  | 1 | 945.24 |  | 1 | 945.24
P107 | 2015 | RS2099339A | P | 2015-04-28 | PENTAIR | 342000 | 100 | 1 | 945.59 |  | 1 | 945.59 |  | 1 | 945.59
P107 | 2015 | RS6070960A | P | 2015-10-22 | PENTAIR | 11018 | 100 | 1 | 945.95 |  | 1 | 945.95 |  | 1 | 945.95
P107 | 2014 | RS2060903A | P | 2014-05-29 | HAYWARD | SP3400VSP | 100 | 1 | 946.98 |  | 1 | 946.98 |  | 1 | 946.98
P107 | 2014 | RS2064948A | P | 2014-06-12 | PENTAIR | 11018 | 100 | 1 | 948.91 |  | 1 | 948.91 |  | 1 | 948.91
P107 | 2014 | RS2087223A | P | 2014-12-22 | PENTAIR | 11018 | 100 | 1 | 949 |  | 1 | 949 |  | 1 | 949
P107 | 2014 | RS2080988A | P | 2014-10-24 | PENTAIR | 11018 | 100 | 1 | 949 |  | 1 | 949 |  | 1 | 949
P107 | 2014 | RS2054988A | P | 2014-03-11 | STA-RITE | P6E6XS4H-209L | 100 | 1 | 949 |  | 1 | 949 |  | 1 | 949
P107 | 2014 | RS6030260A | P | 2014-07-25 | PENTAIR | 11018 | 100 | 1 | 949.38 |  | 1 | 949.38 |  | 1 | 949.38
P107 | 2015 | RS6066271A | P | 2015-08-10 | PENTAIR | 11018 | 100 | 1 | 949.46 |  | 1 | 949.46 |  | 1 | 949.46
P107 | 2015 | RS6069189A | P | 2015-10-21 | PENTAIR | 11018 | 100 | 1 | 949.46 |  | 1 | 949.46 |  | 1 | 949.46
P107 | 2015 | RS2092965A | P | 2015-03-12 | HAYWARD | SP3400VSP | 100 | 1 | 949.99 |  | 1 | 949.99 |  | 1 | 949.99
P107 | 2015 | RS2097503A | P | 2015-04-01 | HAYWARD | SP3400VSP | 100 | 1 | 949.99 |  | 1 | 949.99 |  | 1 | 949.99
P107 | 2014 | RS2048597A | P | 2014-01-15 | HAYWARD | SP2300VSP | 100 | 1 | 949.99 |  | 1 | 949.99 |  | 1 | 949.99
P107 | 2014 | RS2057839A | P | 2014-04-08 | HAYWARD | SP2300VSP | 100 | 1 | 949.99 |  | 1 | 949.99 |  | 1 | 949.99
P107 | 2014 | RS2058711A | P | 2014-04-15 | HAYWARD | SP2300VSP | 100 | 1 | 949.99 |  | 1 | 949.99 |  | 1 | 949.99
P107 | 2014 | RS6034811A | P | 2014-08-26 | HAYWARD | SP3400VSP | 100 | 1 | 949.99 |  | 1 | 949.99 |  | 1 | 949.99
P107 | 2015 | RS6061018A | P | 2015-06-05 | HAYWARD | SP3400VSP | 100 | 1 | 949.99 |  | 1 | 949.99 |  | 1 | 949.99
P107 | 2014 | RS2063804A | P | 2014-06-04 | HAYWARD | SP2300VSP | 100 | 1 | 949.99 |  | 1 | 949.99 |  | 1 | 949.99
P107 | 2014 | RS6040128A | P | 2014-10-15 | PENTAIR | 11018 | 100 | 1 | 949.99 |  | 1 | 949.99 |  | 1 | 949.99
P107 | 2015 | RS6052599A | P | 2015-02-05 | PENTAIR | 11018 | 100 | 1 | 949.99 |  | 1 | 949.99 |  | 1 | 949.99
P107 | 2015 | RS2104096A | P | 2015-06-24 | PENTAIR | 342001 | 100 | 1 | 949.99 |  | 1 | 949.99 |  | 1 | 949.99
P107 | 2015 | RS2107571A | P | 2015-07-31 | PENTAIR | 11018 | 100 | 1 | 949.99 |  | 1 | 949.99 |  | 1 | 949.99
P107 | 2015 | RS2106770A | P | 2015-07-22 | HAYWARD | SP3200VSP | 100 | 1 | 950 |  | 1 | 950 |  | 1 | 950
P107 | 2015 | RS2109623A | P | 2015-08-24 | HAYWARD | SP2302VSP | 100 | 1 | 950 |  | 1 | 950 |  | 1 | 950
P107 | 2015 | RS6052941A | P | 2015-02-09 | PENTAIR | 11018 | 100 | 1 | 950 |  | 1 | 950 |  | 1 | 950
P107 | 2015 | RS2109387A | P | 2015-08-19 | PENTAIR | 342001 | 100 | 1 | 950 |  | 1 | 950 |  | 1 | 950
P107 | 2014 | RS2082219A | P | 2014-11-06 | PENTAIR | 342000 | 100 | 1 | 950 |  | 1 | 950 |  | 1 | 950
P107 | 2015 | RS6066506A | P | 2015-08-28 | PENTAIR | 11018 | 100 | 1 | 950 |  | 1 | 950 |  | 1 | 950
P107 | 2014 | RS2082218A | P | 2014-11-06 | PENTAIR | 342000 | 100 | 1 | 950 |  | 1 | 950 |  | 1 | 950
P107 | 2015 | RS6071805A | P | 2015-11-05 | PENTAIR | 11018 | 100 | 1 | 950 |  | 1 | 950 |  | 1 | 950
P107 | 2015 | RS2114784A | P | 2015-10-22 | PENTAIR | 342001 | 100 | 1 | 950 |  | 1 | 950 |  | 1 | 950
P107 | 2014 | RS2077892A | P | 2014-09-29 | PENTAIR | 342000 | 100 | 1 | 950 |  | 1 | 950 |  | 1 | 950
P107 | 2015 | RS2100996A | P | 2015-06-08 | PENTAIR | 342000 | 100 | 1 | 950 |  | 1 | 950 |  | 1 | 950
P107 | 2014 | RS2077899A | P | 2014-09-29 | PENTAIR | 11018 | 100 | 1 | 950 |  | 1 | 950 |  | 1 | 950
P107 | 2015 | RS6053033A | P | 2015-02-11 | PENTAIR | 11018 | 100 | 1 | 950 |  | 1 | 950 |  | 1 | 950
P107 | 2015 | RS2108096A | P | 2015-08-07 | PENTAIR | 11018 | 100 | 1 | 950 |  | 1 | 950 |  | 1 | 950
P107 | 2015 | RS2098707A | P | 2015-04-16 | PENTAIR | 11018 | 100 | 1 | 950 |  | 1 | 950 |  | 1 | 950
P107 | 2014 | RS2089297A | P | 2015-01-08 | PENTAIR | 11018 | 100 | 1 | 950 |  | 1 | 950 |  | 1 | 950
P107 | 2015 | RS6070089A | P | 2015-10-07 | STA-RITE | P6E6VS4H-209L | 100 | 1 | 950 |  | 1 | 950 |  | 1 | 950
P107 | 2014 | RS2065022A | P | 2014-06-13 | STA-RITE | P6E6VS4H-209L | 100 | 1 | 950 |  | 1 | 950 |  | 1 | 950
P107 | 2015 | RS2100172A | P | 2015-05-07 | STA-RITE | P6E6VS4H-209L | 100 | 1 | 950 |  | 1 | 950 |  | 1 | 950
P107 | 2015 | RS2093383A | P | 2015-02-12 | STA-RITE | P6E6VS4H-209L | 100 | 1 | 950 |  | 1 | 950 |  | 1 | 950
P107 | 2015 | RS2117913A | P | 2015-11-25 | STA-RITE | P6E6VS4H-209L | 100 | 1 | 950 |  | 1 | 950 |  | 1 | 950
P107 | 2014 | RS2085199A | P | 2014-12-17 | STA-RITE | P6E6VS4H-209L | 100 | 1 | 950 |  | 1 | 950 |  | 1 | 950
P107 | 2015 | RS2101256A | P | 2015-06-23 | WATERWAY PLASTICS INC. | ECONO-VSA | 100 | 1 | 950 |  | 1 | 950 |  | 1 | 950
P107 | 2014 | RS2059244A | P | 2014-04-23 | WATERWAY PLASTICS INC. | ECONO-VS | 100 | 1 | 950 |  | 1 | 950 |  | 1 | 950
P107 | 2015 | RS2110185A | P | 2015-08-31 | WATERWAY PLASTICS INC. | ECONO-VS | 100 | 1 | 950 |  | 1 | 950 |  | 1 | 950
P107 | 2015 | RS6059827A | P | 2015-06-01 | WATERWAY PLASTICS INC. | ECONVSC-165 | 100 | 1 | 950 |  | 1 | 950 |  | 1 | 950
P107 | 2015 | RS2109759A | P | 2015-08-25 | WATERWAY PLASTICS INC. | ECONO-VS | 100 | 1 | 950 |  | 1 | 950 |  | 1 | 950
P107 | 2014 | RS2077845A | P | 2014-09-29 | ZODIAC | VS-FHP1.0 | 100 | 1 | 950 |  | 1 | 950 |  | 1 | 950
P107 | 2014 | RS6041029A | P | 2014-10-24 | PENTAIR | 11018 | 100 | 1 | 950.33 |  | 1 | 950.33 |  | 1 | 950.33
P107 | 2014 | RS2083826A | P | 2014-11-18 | HAYWARD | SP3400VSP | 100 | 1 | 950.5 |  | 1 | 950.5 |  | 1 | 950.5
P107 | 2014 | RS2072940A | P | 2014-08-20 | ZODIAC | JEP2.0 | 100 | 1 | 950.78 |  | 1 | 950.78 |  | 1 | 950.78
P107 | 2014 | RS2070447A | P | 2014-08-01 | ZODIAC | JEP2.0 | 100 | 1 | 950.78 |  | 1 | 950.78 |  | 1 | 950.78
P107 | 2015 | RS2113830A | P | 2015-10-14 | ZODIAC | JEP2.0 | 100 | 1 | 950.78 |  | 1 | 950.78 |  | 1 | 950.78
P107 | 2015 | RS2118565A | P | 2015-12-03 | ZODIAC | JEP2.0 | 100 | 1 | 950.78 |  | 1 | 950.78 |  | 1 | 950.78
P107 | 2015 | RS2119048A | P | 2015-12-10 | ZODIAC | JEP2.0 | 100 | 1 | 950.78 |  | 1 | 950.78 |  | 1 | 950.78
P107 | 2015 | RS2110571A | P | 2015-09-03 | ZODIAC | JEP2.0 | 100 | 1 | 950.78 |  | 1 | 950.78 |  | 1 | 950.78
P107 | 2015 | RS2115083A | P | 2015-10-27 | ZODIAC | JEP2.0 | 100 | 1 | 950.78 |  | 1 | 950.78 |  | 1 | 950.78
P107 | 2015 | RS2103223A | P | 2015-07-07 | ZODIAC | JEP2.0 | 100 | 1 | 950.78 |  | 1 | 950.78 |  | 1 | 950.78
P107 | 2015 | RS2112837A | P | 2015-09-29 | ZODIAC | JEP2.0 | 100 | 1 | 950.78 |  | 1 | 950.78 |  | 1 | 950.78
P107 | 2015 | RS2110868A | P | 2015-09-14 | ZODIAC | JEP2.0 | 100 | 1 | 950.78 |  | 1 | 950.78 |  | 1 | 950.78
P107 | 2015 | RS2104215A | P | 2015-06-25 | ZODIAC | JEP2.0 | 100 | 1 | 950.78 |  | 1 | 950.78 |  | 1 | 950.78
P107 | 2014 | RS2060006A | P | 2014-04-29 | ZODIAC | JEP2.0 | 100 | 1 | 950.78 |  | 1 | 950.78 |  | 1 | 950.78
P107 | 2014 | RS2087008A | P | 2014-12-18 | ZODIAC | JEP2.0 | 100 | 1 | 950.78 |  | 1 | 950.78 |  | 1 | 950.78
P107 | 2015 | RS2110820A | P | 2015-09-08 | ZODIAC | JEP2.0 | 100 | 1 | 950.78 |  | 1 | 950.78 |  | 1 | 950.78
P107 | 2014 | RS2068796A | P | 2014-07-16 | ZODIAC | JEP2.0 | 100 | 1 | 950.78 |  | 1 | 950.78 |  | 1 | 950.78
P107 | 2014 | RS2058268A | P | 2014-04-09 | ZODIAC | JEP2.0 | 100 | 1 | 950.78 |  | 1 | 950.78 |  | 1 | 950.78
P107 | 2015 | RS2115084A | P | 2015-11-05 | ZODIAC | JEP2.0 | 100 | 1 | 950.78 |  | 1 | 950.78 |  | 1 | 950.78
P107 | 2015 | RS2103224A | P | 2015-07-07 | ZODIAC | JEP2.0 | 100 | 1 | 950.78 |  | 1 | 950.78 |  | 1 | 950.78
P107 | 2015 | RS2108136A | P | 2015-08-07 | ZODIAC | JEP2.0 | 100 | 1 | 950.78 |  | 1 | 950.78 |  | 1 | 950.78
P107 | 2014 | RS2071598A | P | 2014-08-11 | ZODIAC | JEP2.0 | 100 | 1 | 950.78 |  | 1 | 950.78 |  | 1 | 950.78
P107 | 2014 | RS2062285A | P | 2014-05-22 | ZODIAC | JEP2.0 | 100 | 1 | 950.78 |  | 1 | 950.78 |  | 1 | 950.78
P107 | 2015 | RS2110870A | P | 2015-09-08 | ZODIAC | JEP2.0 | 100 | 1 | 950.78 |  | 1 | 950.78 |  | 1 | 950.78
P107 | 2014 | RS2069541A | P | 2014-07-24 | ZODIAC | JEP2.0 | 100 | 1 | 950.78 |  | 1 | 950.78 |  | 1 | 950.78
P107 | 2014 | RS2063937A | P | 2014-06-04 | ZODIAC | JEP2.0 | 100 | 1 | 950.78 |  | 1 | 950.78 |  | 1 | 950.78
P107 | 2015 | RS2108135A | P | 2015-08-07 | ZODIAC | JEP2.0 | 100 | 1 | 950.78 |  | 1 | 950.78 |  | 1 | 950.78
P107 | 2015 | RS2116832A | P | 2015-11-13 | ZODIAC | JEP2.0 | 100 | 1 | 950.78 |  | 1 | 950.78 |  | 1 | 950.78
P107 | 2015 | RS2114393A | P | 2015-10-20 | ZODIAC | JEP2.0 | 100 | 1 | 950.78 |  | 1 | 950.78 |  | 1 | 950.78
P107 | 2014 | RS2060784A | P | 2014-05-12 | ZODIAC | JEP2.0 | 100 | 1 | 950.78 |  | 1 | 950.78 |  | 1 | 950.78
P107 | 2015 | RS2089896A | P | 2015-01-16 | ZODIAC | JEP2.0SVRS | 100 | 1 | 950.78 |  | 1 | 950.78 |  | 1 | 950.78
P107 | 2015 | RS2111173A | P | 2015-09-11 | ZODIAC | JEP2.0 | 100 | 1 | 950.78 |  | 1 | 950.78 |  | 1 | 950.78
P107 | 2015 | RS2113880A | P | 2015-10-14 | ZODIAC | JEP2.0 | 100 | 1 | 950.78 |  | 1 | 950.78 |  | 1 | 950.78
P107 | 2015 | RS2110867A | P | 2015-09-08 | ZODIAC | JEP2.0 | 100 | 1 | 950.78 |  | 1 | 950.78 |  | 1 | 950.78
P107 | 2015 | RS2095185A | P | 2015-03-04 | ZODIAC | JEP2.0 | 100 | 1 | 950.78 |  | 1 | 950.78 |  | 1 | 950.78
P107 | 2015 | RS2104403A | P | 2015-06-26 | ZODIAC | JEP2.0 | 100 | 1 | 950.78 |  | 1 | 950.78 |  | 1 | 950.78
P107 | 2014 | RS2062273A | P | 2014-05-22 | ZODIAC | JEP2.0 | 100 | 1 | 950.78 |  | 1 | 950.78 |  | 1 | 950.78
P107 | 2015 | RS2115308A | P | 2015-11-13 | ZODIAC | JEP2.0 | 100 | 1 | 950.78 |  | 1 | 950.78 |  | 1 | 950.78
P107 | 2015 | RS2095006A | P | 2015-03-03 | ZODIAC | JEP2.0 | 100 | 1 | 950.78 |  | 1 | 950.78 |  | 1 | 950.78
P107 | 2015 | RS2112845A | P | 2015-09-29 | ZODIAC | JEP2.0 | 100 | 1 | 950.78 |  | 1 | 950.78 |  | 1 | 950.78
P107 | 2014 | RS2060010A | P | 2014-04-29 | ZODIAC | JEP2.0 | 100 | 1 | 950.78 |  | 1 | 950.78 |  | 1 | 950.78
P107 | 2015 | RS2114619A | P | 2015-10-21 | ZODIAC | JEP2.0 | 100 | 1 | 950.78 |  | 1 | 950.78 |  | 1 | 950.78
P107 | 2014 | RS2067599A | P | 2014-07-08 | ZODIAC | JEP2.0 | 100 | 1 | 950.78 |  | 1 | 950.78 |  | 1 | 950.78
P107 | 2014 | RS2063197A | P | 2014-05-30 | ZODIAC | JEP2.0 | 100 | 1 | 950.78 |  | 1 | 950.78 |  | 1 | 950.78
P107 | 2015 | RS2115082A | P | 2015-10-27 | ZODIAC | JEP2.0 | 100 | 1 | 950.78 |  | 1 | 950.78 |  | 1 | 950.78
P107 | 2015 | RS2116425A | P | 2015-11-09 | ZODIAC | JEP2.0 | 100 | 1 | 950.78 |  | 1 | 950.78 |  | 1 | 950.78
P107 | 2014 | RS2078457A | P | 2014-10-01 | ZODIAC | JEP2.0 | 100 | 1 | 950.78 |  | 1 | 950.78 |  | 1 | 950.78
P107 | 2014 | RS2083368A | P | 2014-11-13 | ZODIAC | JEP2.0 | 100 | 1 | 950.78 |  | 1 | 950.78 |  | 1 | 950.78
P107 | 2015 | RS2104847A | P | 2015-07-01 | ZODIAC | JEP2.0 | 100 | 1 | 950.78 |  | 1 | 950.78 |  | 1 | 950.78
P107 | 2014 | RS2056572A | P | 2014-03-24 | ZODIAC/JANDY | JEP2.0 | 100 | 1 | 950.78 |  | 1 | 950.78 |  | 1 | 950.78
P107 | 2015 | RS2097740A | P | 2015-04-23 | PENTAIR | 342000 | 100 | 1 | 952 |  | 1 | 952 |  | 1 | 952
P107 | 2014 | RS2077443A | P | 2014-09-23 | PENTAIR | 11018 | 100 | 1 | 953.72 |  | 1 | 953.72 |  | 1 | 953.72
P107 | 2014 | RS6033611A | P | 2014-08-13 | PENTAIR | 11018 | 100 | 1 | 954.85 |  | 1 | 954.85 |  | 1 | 954.85
P107 | 2015 | RS6068605A | P | 2015-09-14 | PENTAIR | 11018 | 100 | 1 | 954.99 |  | 1 | 954.99 |  | 1 | 954.99
P107 | 2015 | RS6061147A | P | 2015-06-08 | PENTAIR | 11018 | 100 | 1 | 954.99 |  | 1 | 954.99 |  | 1 | 954.99
P107 | 2015 | RS6059897A | P | 2015-05-20 | PENTAIR | 342001 | 100 | 1 | 955 |  | 1 | 955 |  | 1 | 955
P107 | 2015 | RS2090908A | P | 2015-01-15 | PENTAIR | 11018 | 100 | 1 | 955.9 |  | 1 | 955.9 |  | 1 | 955.9
P107 | 2014 | RS6033631A | P | 2014-09-02 | PENTAIR | 11018 | 100 | 1 | 955.93 |  | 1 | 955.93 |  | 1 | 955.93
P107 | 2014 | RS2082336A | P | 2014-11-06 | PENTAIR | 342000 | 100 | 1 | 956.59 |  | 1 | 956.59 |  | 1 | 956.59
P107 | 2014 | RS2062569A | P | 2014-05-30 | PENTAIR | 11018 | 100 | 1 | 958.2 |  | 1 | 958.2 |  | 1 | 958.2
P107 | 2014 | RS6024658A | P | 2014-05-05 | STA-RITE | 023005 | 100 | 1 | 958.24 |  | 1 | 958.24 |  | 1 | 958.24
P107 | 2014 | RS6037856A | P | 2014-09-22 | STA-RITE | 023005 | 100 | 1 | 958.24 |  | 1 | 958.24 |  | 1 | 958.24
P107 | 2015 | RS2098996A | P | 2015-04-22 | PENTAIR | 11018 | 100 | 1 | 958.5 |  | 1 | 958.5 |  | 1 | 958.5
P107 | 2015 | RS2099702A | P | 2015-05-01 | PENTAIR | 11018 | 100 | 1 | 958.99 |  | 1 | 958.99 |  | 1 | 958.99
P107 | 2015 | RS2090856A | P | 2015-01-15 | STA-RITE | P6E6VS4H-209L | 100 | 1 | 959.98 |  | 1 | 959.98 |  | 1 | 959.98
P107 | 2014 | RS2056912A | P | 2014-03-26 | HAYWARD | SP3400VSP | 100 | 1 | 959.99 |  | 1 | 959.99 |  | 1 | 959.99
P107 | 2015 | RS6073128A | P | 2015-12-01 | HAYWARD | SP3400VSP | 100 | 1 | 959.99 |  | 1 | 959.99 |  | 1 | 959.99
P107 | 2014 | RS2057978A | P | 2014-04-21 | HAYWARD | SP3400VSP | 100 | 1 | 959.99 |  | 1 | 959.99 |  | 1 | 959.99
P107 | 2014 | RS2085364A | P | 2014-12-04 | PENTAIR | 11018 | 100 | 1 | 959.99 |  | 1 | 959.99 |  | 1 | 959.99
P107 | 2015 | RS6070478A | P | 2015-10-15 | PENTAIR | 11018 | 100 | 1 | 959.99 |  | 1 | 959.99 |  | 1 | 959.99
P107 | 2014 | RS6020596A | P | 2014-02-24 | PENTAIR | 11018 | 100 | 1 | 959.99 |  | 1 | 959.99 |  | 1 | 959.99
P107 | 2014 | RS6043738A | P | 2014-11-21 | PENTAIR | 11018 | 100 | 1 | 959.99 |  | 1 | 959.99 |  | 1 | 959.99
P107 | 2015 | RS6061199A | P | 2015-06-08 | PENTAIR | 11018 | 100 | 1 | 959.99 |  | 1 | 959.99 |  | 1 | 959.99
P107 | 2014 | RS6019691A | P | 2014-02-19 | PENTAIR | 11018 | 100 | 1 | 959.99 |  | 1 | 959.99 |  | 1 | 959.99
P107 | 2015 | RS2110593A | P | 2015-09-03 | PENTAIR | 342001 | 100 | 1 | 960 |  | 1 | 960 |  | 1 | 960
P107 | 2015 | RS2109857A | P | 2015-08-25 | PENTAIR | 342001 | 100 | 1 | 960 |  | 1 | 960 |  | 1 | 960
P107 | 2015 | RS2106844A | P | 2015-07-22 | PENTAIR | 342001 | 100 | 1 | 960 |  | 1 | 960 |  | 1 | 960
P107 | 2015 | RS2117713A | P | 2015-12-14 | PENTAIR | 342000 | 100 | 1 | 960 |  | 1 | 960 |  | 1 | 960
P107 | 2015 | RS2110689A | P | 2015-09-04 | PENTAIR | 342001 | 100 | 1 | 960 |  | 1 | 960 |  | 1 | 960
P107 | 2015 | RS2115805A | P | 2015-11-03 | PENTAIR | 342001 | 100 | 1 | 960 |  | 1 | 960 |  | 1 | 960
P107 | 2014 | RS2081867A | P | 2014-11-03 | PENTAIR | 11018 | 100 | 1 | 960 |  | 1 | 960 |  | 1 | 960
P107 | 2015 | RS2106561A | P | 2015-07-22 | PENTAIR | 342001 | 100 | 1 | 960 |  | 1 | 960 |  | 1 | 960
P107 | 2015 | RS2111518A | P | 2015-09-18 | PENTAIR | 342001 | 100 | 1 | 960 |  | 1 | 960 |  | 1 | 960
P107 | 2015 | RS2108578A | P | 2015-08-13 | PENTAIR | 342001 | 100 | 1 | 960 |  | 1 | 960 |  | 1 | 960
P107 | 2015 | RS2110604A | P | 2015-09-03 | PENTAIR | 342001 | 100 | 1 | 960 |  | 1 | 960 |  | 1 | 960
P107 | 2014 | RS6025392A | P | 2014-05-05 | PENTAIR | 11018 | 100 | 1 | 960 |  | 1 | 960 |  | 1 | 960
P107 | 2015 | RS2092175A | P | 2015-01-29 | PENTAIR | 11018 | 100 | 1 | 960 |  | 1 | 960 |  | 1 | 960
P107 | 2015 | RS2109400A | P | 2015-08-19 | PENTAIR | 342001 | 100 | 1 | 960 |  | 1 | 960 |  | 1 | 960
P107 | 2015 | RS2110603A | P | 2015-09-03 | PENTAIR | 342001 | 100 | 1 | 960 |  | 1 | 960 |  | 1 | 960
P107 | 2015 | RS2111204A | P | 2015-09-11 | PENTAIR | 342001 | 100 | 1 | 960 |  | 1 | 960 |  | 1 | 960
P107 | 2015 | RS2116290A | P | 2015-11-06 | PENTAIR | 342001 | 100 | 1 | 960 |  | 1 | 960 |  | 1 | 960
P107 | 2015 | RS2109786A | P | 2015-09-08 | PENTAIR | 342001 | 100 | 1 | 960 |  | 1 | 960 |  | 1 | 960
P107 | 2015 | RS2111519A | P | 2015-09-18 | PENTAIR | 342001 | 100 | 1 | 960 |  | 1 | 960 |  | 1 | 960
P107 | 2015 | RS2116749A | P | 2015-11-13 | PENTAIR | 342001 | 100 | 1 | 960 |  | 1 | 960 |  | 1 | 960
P107 | 2015 | RS2103154A | P | 2015-06-30 | STA-RITE | P6E6VS4H-209L | 100 | 1 | 960 |  | 1 | 960 |  | 1 | 960
P107 | 2014 | RS2070215A | P | 2014-07-30 | STA-RITE | P6E6VS4H-209L | 100 | 1 | 960 |  | 1 | 960 |  | 1 | 960
P107 | 2014 | RS6037544A | P | 2014-09-18 | PENTAIR | 11018 | 100 | 1 | 960.92 |  | 1 | 960.92 |  | 1 | 960.92
P107 | 2015 | RS6066991A | P | 2015-08-17 | STA-RITE | P6E6VS4H-209L | 100 | 1 | 960.99 |  | 1 | 960.99 |  | 1 | 960.99
P107 | 2015 | RS2098861A | P | 2015-04-17 | PENTAIR | 11018 | 100 | 1 | 961.14 |  | 1 | 961.14 |  | 1 | 961.14
P107 | 2015 | RS2117300A | P | 2015-11-24 | ZODIAC |  | 100 | 1 | 961.96 |  | 1 | 961.96 |  | 1 | 961.96
P107 | 2014 | RS6032401A | P | 2014-08-15 | PENTAIR | 11018 | 100 | 1 | 961.99 |  | 1 | 961.99 |  | 1 | 961.99
P107 | 2015 | RS6098622A | P | 2015-04-15 | PENTAIR | 11018 | 100 | 1 | 962.95 |  | 1 | 962.95 |  | 1 | 962.95
P107 | 2014 | RS2052159A | P | 2014-02-10 | STA-RITE | P6E6VS4H-209L | 100 | 1 | 963 |  | 1 | 963 |  | 1 | 963
P107 | 2014 | RS2073192A | P | 2014-08-21 | STA-RITE | P6E6VS4H-209L | 100 | 1 | 963 |  | 1 | 963 |  | 1 | 963
P107 | 2014 | RS2083615A | P | 2014-11-17 | STA-RITE | P6E6VS4H-209L | 100 | 1 | 963 |  | 1 | 963 |  | 1 | 963
P107 | 2015 | RS6072762A | P | 2015-11-23 | ZODIAC | JEP2.0 | 100 | 1 | 963.7 |  | 1 | 963.7 |  | 1 | 963.7
P107 | 2014 | RS6034839A | P | 2014-08-26 | STA-RITE | P6E6VS4H-209L | 100 | 1 | 963.8 |  | 1 | 963.8 |  | 1 | 963.8
P107 | 2014 | RS6025286A | P | 2014-05-02 | STA-RITE | P6E6VS4H-209L | 100 | 1 | 964 |  | 1 | 964 |  | 1 | 964
P107 | 2015 | RS2099843A | P | 2015-05-04 | STA-RITE | P6E6VS4H-209L | 100 | 1 | 964.28 |  | 1 | 964.28 |  | 1 | 964.28
P107 | 2015 | RS6063864A | P | 2015-07-08 | HAYWARD | SP2300VSP | 100 | 1 | 965 |  | 1 | 965 |  | 1 | 965
P107 | 2015 | RS6070673A | P | 2015-10-20 | PENTAIR | 11018 | 100 | 1 | 965 |  | 1 | 965 |  | 1 | 965
P107 | 2014 | RS2073747A | P | 2014-08-25 | ZODIAC | JEP2.0 | 100 | 1 | 965.5 |  | 1 | 965.5 |  | 1 | 965.5
P107 | 2015 | RS2116506A | P | 2015-11-10 | WATERWAY PLASTICS INC. | ECONO-VSA | 100 | 1 | 966.52 |  | 1 | 966.52 |  | 1 | 966.52
P107 | 2015 | RS2106733A | P | 2015-07-22 | PENTAIR | 342000 | 100 | 1 | 966.88 |  | 1 | 966.88 |  | 1 | 966.88
P107 | 2014 | RS2062774A | P | 2014-05-30 | HAYWARD | SP3400VSP | 100 | 1 | 967 |  | 1 | 967 |  | 1 | 967
P107 | 2014 | RS6021620A | P | 2014-03-07 | PENTAIR | 11018 | 100 | 1 | 967.49 |  | 1 | 967.49 |  | 1 | 967.49
P107 | 2014 | RS6026382A | P | 2014-05-29 | STA-RITE | P6E6VS4H-209L | 100 | 1 | 967.67 |  | 1 | 967.67 |  | 1 | 967.67
P107 | 2015 | RS2103445A | P | 2015-06-16 | PENTAIR | 342001 | 100 | 1 | 968 |  | 1 | 968 |  | 1 | 968
P107 | 2015 | RS2106424A | P | 2015-07-22 | PENTAIR | 342001 | 100 | 1 | 968 |  | 1 | 968 |  | 1 | 968
P107 | 2015 | RS2107893A | P | 2015-08-04 | PENTAIR | 342001 | 100 | 1 | 968 |  | 1 | 968 |  | 1 | 968
P107 | 2015 | RS2099603A | P | 2015-04-29 | STA-RITE | P6E6VS4H-209L | 100 | 1 | 968 |  | 1 | 968 |  | 1 | 968
P107 | 2014 | RS6030784A | P | 2014-07-25 | HAYWARD | SP3200VSP | 100 | 1 | 968.67 |  | 1 | 968.67 |  | 1 | 968.67
P107 | 2014 | RS2069169A | P | 2014-07-21 | PENTAIR | 11013 | 100 | 1 | 969 |  | 1 | 969 |  | 1 | 969
P107 | 2015 | RS6067340A | P | 2015-08-21 | PENTAIR | 11018 | 100 | 1 | 969 |  | 1 | 969 |  | 1 | 969
P107 | 2015 | RS6054702A | P | 2015-03-05 | ZODIAC | JEP2.0 | 100 | 1 | 969 |  | 1 | 969 |  | 1 | 969
P107 | 2015 | RS6063269A | P | 2015-07-01 | ZODIAC | JEP2.0 | 100 | 1 | 969 |  | 1 | 969 |  | 1 | 969
P107 | 2014 | RS6039045A | P | 2014-10-01 | ZODIAC | JEP2.0 | 100 | 1 | 969 |  | 1 | 969 |  | 1 | 969
P107 | 2014 | RS6041521A | P | 2014-10-30 | STA-RITE | P6E6XS4H-209L | 100 | 1 | 969.52 |  | 1 | 969.52 |  | 1 | 969.52
P107 | 2015 | RS2107379A | P | 2015-12-17 | HAYWARD | SP2302VSP | 100 | 1 | 969.99 |  | 1 | 969.99 |  | 1 | 969.99
P107 | 2014 | RS6028960A | P | 2014-06-24 | PENTAIR | 11018 | 100 | 1 | 969.99 |  | 1 | 969.99 |  | 1 | 969.99
P107 | 2014 | RS2056417A | P | 2014-03-20 | PENTAIR | 11018 | 100 | 1 | 969.99 |  | 1 | 969.99 |  | 1 | 969.99
P107 | 2015 | RS2107152A | P | 2015-07-27 | PENTAIR | 11018 | 100 | 1 | 970 |  | 1 | 970 |  | 1 | 970
P107 | 2014 | RS2050330A | P | 2014-01-24 | PENTAIR | 11013 | 100 | 1 | 970 |  | 1 | 970 |  | 1 | 970
P107 | 2015 | RS2110191A | P | 2015-08-31 | STA-RITE | P6E6VS4H-209L | 100 | 1 | 970.99 |  | 1 | 970.99 |  | 1 | 970.99
P107 | 2015 | RS2080754A | P | 2015-07-17 | PENTAIR | 342000 | 100 | 1 | 971.38 |  | 1 | 971.38 |  | 1 | 971.38
P107 | 2015 | RS2102164A | P | 2015-06-04 | PENTAIR | 342001 | 100 | 1 | 972.8 |  | 1 | 972.8 |  | 1 | 972.8
P107 | 2015 | RS2096597A | P | 2015-03-20 | PENTAIR | 11018 | 100 | 1 | 973.99 |  | 1 | 973.99 |  | 1 | 973.99
P107 | 2014 | RS2068817A | P | 2014-07-16 | PENTAIR | 11018 | 100 | 1 | 974.8 |  | 1 | 974.8 |  | 1 | 974.8
P107 | 2015 | RS6065857A | P | 2015-07-31 | PENTAIR | 11018 | 100 | 1 | 974.98 |  | 1 | 974.98 |  | 1 | 974.98
P107 | 2014 | RS2052956A | P | 2014-02-19 | HAYWARD | SP3400VSP | 100 | 1 | 974.99 |  | 1 | 974.99 |  | 1 | 974.99
P107 | 2014 | RS6022584A | P | 2014-04-08 | HAYWARD | SP3400VSP | 100 | 1 | 974.99 |  | 1 | 974.99 |  | 1 | 974.99
P107 | 2014 | RS2064939A | P | 2014-06-12 | HAYWARD | SP3400VSP | 100 | 1 | 974.99 |  | 1 | 974.99 |  | 1 | 974.99
P107 | 2014 | RS6043543A | P | 2014-11-19 | PENTAIR | 11018 | 100 | 1 | 974.99 |  | 1 | 974.99 |  | 1 | 974.99
P107 | 2014 | RS2052280A | P | 2014-02-11 | PENTAIR | 11018 | 100 | 1 | 974.99 |  | 1 | 974.99 |  | 1 | 974.99
P107 | 2014 | RS2070778A | P | 2014-08-05 | PENTAIR | 11018 | 100 | 1 | 974.99 |  | 1 | 974.99 |  | 1 | 974.99
P107 | 2015 | RS6071084A | P | 2015-10-23 | PENTAIR | 11018 | 100 | 1 | 974.99 |  | 1 | 974.99 |  | 1 | 974.99
P107 | 2014 | RS6048093A | P | 2014-12-30 | PENTAIR | 11018 | 100 | 1 | 974.99 |  | 1 | 974.99 |  | 1 | 974.99
P107 | 2015 | RS6056446A | P | 2015-03-30 | PENTAIR | 11018 | 100 | 1 | 974.99 |  | 1 | 974.99 |  | 1 | 974.99
P107 | 2014 | RS6027229A | P | 2014-05-30 | PENTAIR | 11018 | 100 | 1 | 974.99 |  | 1 | 974.99 |  | 1 | 974.99
P107 | 2014 | RS2066095A | P | 2014-06-24 | PENTAIR | 11018 | 100 | 1 | 974.99 |  | 1 | 974.99 |  | 1 | 974.99
P107 | 2014 | RS2083877A | P | 2014-11-19 | PENTAIR | 11018 | 100 | 1 | 974.99 |  | 1 | 974.99 |  | 1 | 974.99
P107 | 2015 | RS2102545A | P | 2015-06-08 | PENTAIR | 342000 | 100 | 1 | 975 |  | 1 | 975 |  | 1 | 975
P107 | 2014 | RS2084350A | P | 2014-11-24 | PENTAIR | 11018 | 100 | 1 | 975 |  | 1 | 975 |  | 1 | 975
P107 | 2015 | RS2103727A | P | 2015-06-18 | PENTAIR | 342001 | 100 | 1 | 975 |  | 1 | 975 |  | 1 | 975
P107 | 2014 | RS2085207A | P | 2014-12-04 | PENTAIR | 11018 | 100 | 1 | 975 |  | 1 | 975 |  | 1 | 975
P107 | 2015 | RS2104261A | P | 2015-06-25 | PENTAIR | 342000 | 100 | 1 | 975 |  | 1 | 975 |  | 1 | 975
P107 | 2015 | RS6067684A | P | 2015-08-25 | PENTAIR | 11018 | 100 | 1 | 975 |  | 1 | 975 |  | 1 | 975
P107 | 2015 | RS2104867A | P | 2015-07-15 | PENTAIR | 342001 | 100 | 1 | 975 |  | 1 | 975 |  | 1 | 975
P107 | 2015 | RS2104905A | P | 2015-07-01 | PENTAIR | 342000 | 100 | 1 | 975 |  | 1 | 975 |  | 1 | 975
P107 | 2014 | RS2089132A | P | 2015-01-05 | STA-RITE | P6E6VS4H-209L | 100 | 1 | 975 |  | 1 | 975 |  | 1 | 975
P107 | 2014 | RS2083998A | P | 2014-11-20 | ZODIAC | JEP2.0 | 100 | 1 | 977.55 |  | 1 | 977.55 |  | 1 | 977.55
P107 | 2015 | RS2108303A | P | 2015-08-11 | PENTAIR | 342001 | 100 | 1 | 977.95 |  | 1 | 977.95 |  | 1 | 977.95
P107 | 2014 | RS6048718A | P | 2015-01-02 | PENTAIR | 11018 | 100 | 1 | 978.61 |  | 1 | 978.61 |  | 1 | 978.61
P107 | 2014 | RS6047052A | P | 2014-12-22 | PENTAIR | INT-VS / 022005 | 100 | 1 | 978.99 |  | 1 | 978.99 |  | 1 | 978.99
P107 | 2014 | RS6029431A | P | 2014-06-30 | PENTAIR | 022005 | 100 | 1 | 978.99 |  | 1 | 978.99 |  | 1 | 978.99
P107 | 2014 | RS2077760A | P | 2014-09-29 | HAYWARD | SP2300VSP | 100 | 1 | 979 |  | 1 | 979 |  | 1 | 979
P107 | 2014 | RS2060427A | P | 2014-05-01 | PENTAIR | 11018 | 100 | 1 | 979 |  | 1 | 979 |  | 1 | 979
P107 | 2015 | RS2095529A | P | 2015-03-06 | PENTAIR | 11018 | 100 | 1 | 979 |  | 1 | 979 |  | 1 | 979
P107 | 2014 | RS6034596A | P | 2014-10-15 | PENTAIR | 11013 | 100 | 1 | 979 |  | 1 | 979 |  | 1 | 979
P107 | 2015 | RS2108177A | P | 2015-08-10 | PENTAIR | 11018 | 100 | 1 | 979 |  | 1 | 979 |  | 1 | 979
P107 | 2015 | RS6063108A | P | 2015-07-15 | PENTAIR | 11018 | 100 | 1 | 979 |  | 1 | 979 |  | 1 | 979
P107 | 2014 | RS6022704A | P | 2014-03-26 | PENTAIR | 022005 | 100 | 1 | 979.95 |  | 1 | 979.95 |  | 1 | 979.95
P107 | 2014 | RS6028774A | P | 2014-06-23 | PENTAIR | 022005 | 100 | 1 | 979.95 |  | 1 | 979.95 |  | 1 | 979.95
P107 | 2014 | RS6025147A | P | 2014-05-02 | PENTAIR | 022005 | 100 | 1 | 979.95 |  | 1 | 979.95 |  | 1 | 979.95
P107 | 2014 | RS6047926A | P | 2014-01-31 | PENTAIR | 11018 | 100 | 1 | 979.99 |  | 1 | 979.99 |  | 1 | 979.99
P107 | 2014 | RS2064622A | P | 2014-06-19 | HAYWARD | SP3200VSP | 100 | 1 | 980 |  | 1 | 980 |  | 1 | 980
P107 | 2015 | RS2111972A | P | 2015-09-23 | PENTAIR | 11018 | 100 | 1 | 980 |  | 1 | 980 |  | 1 | 980
P107 | 2014 | RS2083611A | P | 2014-11-17 | PENTAIR | 11018 | 100 | 1 | 980 |  | 1 | 980 |  | 1 | 980
P107 | 2015 | RS2098710A | P | 2015-04-16 | PENTAIR | 342000 | 100 | 1 | 980 |  | 1 | 980 |  | 1 | 980
P107 | 2014 | RS2082303A | P | 2014-11-06 | STA-RITE | P6E6VS4H-209L | 100 | 1 | 980 |  | 1 | 980 |  | 1 | 980
P107 | 2014 | RS2069706A | P | 2014-07-24 | HAYWARD | SP3400VSP | 100 | 1 | 981 |  | 1 | 981 |  | 1 | 981
P107 | 2015 | RS2091997A | P | 2015-01-27 | PENTAIR | 11018 | 100 | 1 | 981 |  | 1 | 981 |  | 1 | 981
P107 | 2015 | RS6069618A | P | 2015-10-26 | STA-RITE | P6E6VS4H-209L | 100 | 1 | 981.33 |  | 1 | 981.33 |  | 1 | 981.33
P107 | 2015 | RS2099701A | P | 2015-05-01 | PENTAIR | 11018 | 100 | 1 | 981.61 |  | 1 | 981.61 |  | 1 | 981.61
P107 | 2014 | RS6031128A | P | 2014-07-18 | PENTAIR | 11018 | 100 | 1 | 985.07 |  | 1 | 985.07 |  | 1 | 985.07
P107 | 2014 | RS6024252A | P | 2014-04-17 | ZODIAC | VS-FHP1.0 | 100 | 1 | 985.99 |  | 1 | 985.99 |  | 1 | 985.99
P107 | 2015 | RS2110550A | P | 2015-09-03 | STA-RITE | P6E6VS4H-209L | 100 | 1 | 986 |  | 1 | 986 |  | 1 | 986
P107 | 2014 | RS6023021A | P | 2014-03-31 | HAYWARD | SP3400VSP | 100 | 1 | 986.99 |  | 1 | 986.99 |  | 1 | 986.99
P107 | 2015 | RS2119368A | P | 2015-12-11 | PENTAIR | 11018 | 100 | 1 | 986.99 |  | 1 | 986.99 |  | 1 | 986.99
P107 | 2015 | RS6072068A | P | 2015-11-16 | PENTAIR | 11018 | 100 | 1 | 988 |  | 1 | 988 |  | 1 | 988
P107 | 2015 | RS6066168A | P | 2015-08-07 | PENTAIR | 11018 | 100 | 1 | 988 |  | 1 | 988 |  | 1 | 988
P107 | 2014 | RS6029233A | P | 2014-07-17 | HAYWARD | SP2300VSP | 100 | 1 | 988.8 |  | 1 | 988.8 |  | 1 | 988.8
P107 | 2014 | RS6036305A | P | 2014-09-26 | PENTAIR | 11018 | 100 | 1 | 989 |  | 1 | 989 |  | 1 | 989
P107 | 2015 | RS6067781A | P | 2015-08-28 | PENTAIR | 11018 | 100 | 1 | 989 |  | 1 | 989 |  | 1 | 989
P107 | 2015 | RS2115981A | P | 2015-11-03 | PENTAIR | 11018 | 100 | 1 | 989 |  | 1 | 989 |  | 1 | 989
P107 | 2015 | RS6067176A | P | 2015-09-14 | PENTAIR | 11018 | 100 | 1 | 989 |  | 1 | 989 |  | 1 | 989
P107 | 2015 | RS2114745A | P | 2015-11-09 | PENTAIR | 11018 | 100 | 1 | 989 |  | 1 | 989 |  | 1 | 989
P107 | 2014 | RS2061959A | P | 2014-06-04 | PENTAIR | 11018 | 100 | 1 | 989.43 |  | 1 | 989.43 |  | 1 | 989.43
P107 | 2015 | RS6061524A | P | 2015-06-09 | PENTAIR | INT-VS / 022005 | 100 | 1 | 989.95 |  | 1 | 989.95 |  | 1 | 989.95
P107 | 2015 | RS2117887A | P | 2015-11-25 | PENTAIR | 342000 | 100 | 1 | 989.95 |  | 1 | 989.95 |  | 1 | 989.95
P107 | 2015 | RS2117893A | P | 2015-11-25 | STA-RITE | 343001 | 100 | 1 | 989.95 |  | 1 | 989.95 |  | 1 | 989.95
P107 | 2015 | RS2120741A | P | 2015-12-29 | STA-RITE | 343001 | 100 | 1 | 989.95 |  | 1 | 989.95 |  | 1 | 989.95
P107 | 2014 | RS2086878A | P | 2014-12-17 | HAYWARD | SP3400VSP | 100 | 1 | 989.99 |  | 1 | 989.99 |  | 1 | 989.99
P107 | 2014 | RS6048865A | P | 2015-01-05 | PENTAIR | INT-VS / 022005 | 100 | 1 | 989.99 |  | 1 | 989.99 |  | 1 | 989.99
P107 | 2015 | RS2100345A | P | 2015-05-11 | PENTAIR | INT-VS / 022005 | 100 | 1 | 989.99 |  | 1 | 989.99 |  | 1 | 989.99
P107 | 2015 | RS2113826A | P | 2015-10-14 | ZODIAC | VS-FHP1.0 | 100 | 1 | 991.09 |  | 1 | 991.09 |  | 1 | 991.09
P107 | 2015 | RS2115249A | P | 2015-10-28 | HAYWARD | SP2300VSP | 100 | 1 | 992 |  | 1 | 992 |  | 1 | 992
P107 | 2014 | RS2052247A | P | 2014-02-11 | STA-RITE | P6E6VS4H-209L | 100 | 1 | 992 |  | 1 | 992 |  | 1 | 992
P107 | 2015 | RS2097462A | P | 2015-04-01 | PENTAIR | 11018 | 100 | 1 | 992.37 |  | 1 | 992.37 |  | 1 | 992.37
P107 | 2015 | RS2097121A | P | 2015-03-26 | PENTAIR | 11018 | 100 | 1 | 992.79 |  | 1 | 992.79 |  | 1 | 992.79
P107 | 2014 | RS2062640A | P | 2014-05-30 | WATERWAY PLASTICS INC. | ECONO-VS | 100 | 1 | 993.17 |  | 1 | 993.17 |  | 1 | 993.17
P107 | 2014 | RS2074831A | P | 2014-09-04 | WATERWAY PLASTICS INC. | ECONO-VS | 100 | 1 | 993.17 |  | 1 | 993.17 |  | 1 | 993.17
P107 | 2014 | RS2066580A | P | 2014-06-27 | WATERWAY PLASTICS INC. | ECONVSC-165 | 100 | 1 | 993.17 |  | 1 | 993.17 |  | 1 | 993.17
P107 | 2014 | RS2071589A | P | 2014-08-11 | WATERWAY PLASTICS INC. | ECONVSC-165 | 100 | 1 | 993.17 |  | 1 | 993.17 |  | 1 | 993.17
P107 | 2014 | RS2071630A | P | 2014-08-11 | WATERWAY PLASTICS INC. | ECONVSC-165 | 100 | 1 | 993.17 |  | 1 | 993.17 |  | 1 | 993.17
P107 | 2014 | RS2063886A | P | 2014-06-20 | STA-RITE | P6E6VS4H-209L | 100 | 1 | 993.3 |  | 1 | 993.3 |  | 1 | 993.3
P107 | 2014 | RS2080876A | P | 2014-10-23 | STA-RITE | P6E6VS4H-209L | 100 | 1 | 993.81 |  | 1 | 993.81 |  | 1 | 993.81
P107 | 2015 | RS2118869A | P | 2015-12-10 | HAYWARD | SP3400VSP | 100 | 1 | 994 |  | 1 | 994 |  | 1 | 994
P107 | 2015 | RS2104311A | P | 2015-06-25 | WATERWAY PLASTICS INC. | ECONVSC-165 | 100 | 1 | 994 |  | 1 | 994 |  | 1 | 994
P107 | 2015 | RS2114944A | P | 2015-10-27 | WATERWAY PLASTICS INC. | ECONVSC-165 | 100 | 1 | 994 |  | 1 | 994 |  | 1 | 994
P107 | 2015 | RS2113904A | P | 2015-10-14 | WATERWAY PLASTICS INC. | ECONO-VSA | 100 | 1 | 994 |  | 1 | 994 |  | 1 | 994
P107 | 2015 | RS2112832A | P | 2015-11-04 | WATERWAY PLASTICS INC. | ECONO-VSA | 100 | 1 | 994 |  | 1 | 994 |  | 1 | 994
P107 | 2015 | RS2103704A | P | 2015-06-18 | PENTAIR | 342001 | 100 | 1 | 994.37 |  | 1 | 994.37 |  | 1 | 994.37
P107 | 2015 | RS6060508A | P | 2015-06-12 | PENTAIR | 342001 | 100 | 1 | 994.37 |  | 1 | 994.37 |  | 1 | 994.37
P107 | 2014 | RS2055678A | P | 2014-03-13 | HAYWARD | SP3400VSP | 100 | 1 | 995 |  | 1 | 995 |  | 1 | 995
P107 | 2014 | RS2057400A | P | 2014-07-03 | HAYWARD | SP2300VSP | 100 | 1 | 995 |  | 1 | 995 |  | 1 | 995
P107 | 2015 | RS2120791A | P | 2015-12-29 | HAYWARD | SP3400VSP | 100 | 1 | 995 |  | 1 | 995 |  | 1 | 995
P107 | 2014 | RS6041726A | P | 2014-11-03 | HAYWARD | SP2300VSP | 100 | 1 | 995 |  | 1 | 995 |  | 1 | 995
P107 | 2014 | RS2056412A | P | 2014-03-20 | HAYWARD | SP2300VSP | 100 | 1 | 995 |  | 1 | 995 |  | 1 | 995
P107 | 2014 | RS2063645A | P | 2014-06-02 | HAYWARD | SP3200VSPND | 100 | 1 | 995 |  | 1 | 995 |  | 1 | 995
P107 | 2015 | RS2097786A | P | 2015-04-07 | HAYWARD | SP2300VSP | 100 | 1 | 995 |  | 1 | 995 |  | 1 | 995
P107 | 2014 | RS2047054A | P | 2014-01-10 | PENTAIR | 11008 | 100 | 1 | 995 |  | 1 | 995 |  | 1 | 995
P107 | 2014 | RS2073609A | P | 2014-08-25 | PENTAIR | 11018 | 100 | 1 | 995 |  | 1 | 995 |  | 1 | 995
P107 | 2014 | RS2062568A | P | 2014-05-30 | PENTAIR | 11018 | 100 | 1 | 995 |  | 1 | 995 |  | 1 | 995
P107 | 2015 | RS2101016A | P | 2015-05-20 | PENTAIR | 11018 | 100 | 1 | 995 |  | 1 | 995 |  | 1 | 995
P107 | 2014 | RS2078634A | P | 2014-10-02 | PENTAIR | 11018 | 100 | 1 | 995 |  | 1 | 995 |  | 1 | 995
P107 | 2014 | RS2081955A | P | 2014-11-04 | PENTAIR | 11018 | 100 | 1 | 995 |  | 1 | 995 |  | 1 | 995
P107 | 2015 | RS6067295A | P | 2015-08-20 | PENTAIR | 11018 | 100 | 1 | 995 |  | 1 | 995 |  | 1 | 995
P107 | 2015 | RS6061630A | P | 2015-06-30 | PENTAIR | 11018 | 100 | 1 | 995 |  | 1 | 995 |  | 1 | 995
P107 | 2015 | RS6058640A | P | 2015-05-14 | PENTAIR | 11018 | 100 | 1 | 995 |  | 1 | 995 |  | 1 | 995
P107 | 2014 | RS2053455A | P | 2014-02-21 | PENTAIR | 11018 | 100 | 1 | 995 |  | 1 | 995 |  | 1 | 995
P107 | 2015 | RS2096413A | P | 2015-04-10 | PENTAIR | 11018 | 100 | 1 | 995 |  | 1 | 995 |  | 1 | 995
P107 | 2015 | RS6056897A | P | 2015-04-08 | PENTAIR | 11018 | 100 | 1 | 995 |  | 1 | 995 |  | 1 | 995
P107 | 2015 | RS2098423A | P | 2015-04-14 | PENTAIR | 11018 | 100 | 1 | 995 |  | 1 | 995 |  | 1 | 995
P107 | 2015 | RS6069109A | P | 2015-09-21 | PENTAIR | 11018 | 100 | 1 | 995 |  | 1 | 995 |  | 1 | 995
P107 | 2014 | RS2057050A | P | 2014-03-27 | PENTAIR | 11018 | 100 | 1 | 995 |  | 1 | 995 |  | 1 | 995
P107 | 2015 | RS2109431A | P | 2015-08-20 | PENTAIR | 11018 | 100 | 1 | 995 |  | 1 | 995 |  | 1 | 995
P107 | 2015 | RS6058138A | P | 2015-04-24 | PENTAIR | 11018 | 100 | 1 | 995 |  | 1 | 995 |  | 1 | 995
P107 | 2015 | RS6074613A | P | 2015-12-22 | PENTAIR | 11018 | 100 | 1 | 995 |  | 1 | 995 |  | 1 | 995
P107 | 2015 | RS2094422A | P | 2015-02-20 | PENTAIR | 11018 | 100 | 1 | 995 |  | 1 | 995 |  | 1 | 995
P107 | 2014 | RS2058257A | P | 2014-04-09 | PENTAIR | 342000 | 100 | 1 | 995 |  | 1 | 995 |  | 1 | 995
P107 | 2014 | RS6035637A | P | 2014-09-15 | PENTAIR | 11018 | 100 | 1 | 995 |  | 1 | 995 |  | 1 | 995
P107 | 2014 | RS2075474A | P | 2014-09-10 | PENTAIR | 11018 | 100 | 1 | 995 |  | 1 | 995 |  | 1 | 995
P107 | 2015 | RS2096280A | P | 2015-03-17 | PENTAIR | 11018 | 100 | 1 | 995 |  | 1 | 995 |  | 1 | 995
P107 | 2014 | RS2055140A | P | 2014-03-11 | PENTAIR | 11018 | 100 | 1 | 995 |  | 1 | 995 |  | 1 | 995
P107 | 2015 | RS6052037A | P | 2015-01-29 | PENTAIR | 11018 | 100 | 1 | 995 |  | 1 | 995 |  | 1 | 995
P107 | 2015 | RS6054359A | P | 2015-03-02 | PENTAIR | 11018 | 100 | 1 | 995 |  | 1 | 995 |  | 1 | 995
P107 | 2015 | RS2092882A | P | 2015-02-05 | PENTAIR | 11018 | 100 | 1 | 995 |  | 1 | 995 |  | 1 | 995
P107 | 2015 | RS6062653A | P | 2015-06-23 | PENTAIR | 11018 | 100 | 1 | 995 |  | 1 | 995 |  | 1 | 995
P107 | 2014 | RS2066387A | P | 2014-06-26 | PENTAIR | 11018 | 100 | 1 | 995 |  | 1 | 995 |  | 1 | 995
P107 | 2014 | RS6021731A | P | 2014-03-10 | PENTAIR | 11018 | 100 | 1 | 995 |  | 1 | 995 |  | 1 | 995
P107 | 2015 | RS2099759A | P | 2015-05-04 | PENTAIR | 11018 | 100 | 1 | 995 |  | 1 | 995 |  | 1 | 995
P107 | 2014 | RS2080761A | P | 2014-10-22 | PENTAIR | 11018 | 100 | 1 | 995 |  | 1 | 995 |  | 1 | 995
P107 | 2015 | RS2091065A | P | 2015-01-19 | PENTAIR | 11018 | 100 | 1 | 995 |  | 1 | 995 |  | 1 | 995
P107 | 2014 | RS6030571A | P | 2014-07-14 | PENTAIR | 11018 | 100 | 1 | 995 |  | 1 | 995 |  | 1 | 995
P107 | 2014 | RS2073196A | P | 2014-08-21 | PENTAIR | 11018 | 100 | 1 | 995 |  | 1 | 995 |  | 1 | 995
P107 | 2014 | RS2068061A | P | 2014-07-11 | PENTAIR | 11018 | 100 | 1 | 995 |  | 1 | 995 |  | 1 | 995
P107 | 2014 | RS2088524A | P | 2014-12-30 | PENTAIR | 11018 | 100 | 1 | 995 |  | 1 | 995 |  | 1 | 995
P107 | 2014 | RS2081028A | P | 2014-10-24 | PENTAIR | 11018 | 100 | 1 | 995 |  | 1 | 995 |  | 1 | 995
P107 | 2014 | RS2080641A | P | 2014-10-23 | PENTAIR | 11018 | 100 | 1 | 995 |  | 1 | 995 |  | 1 | 995
P107 | 2014 | RS6037252A | P | 2014-09-17 | PENTAIR | 11018 | 100 | 1 | 995 |  | 1 | 995 |  | 1 | 995
P107 | 2014 | RS2078997A | P | 2014-10-07 | PENTAIR | 11018 | 100 | 1 | 995 |  | 1 | 995 |  | 1 | 995
P107 | 2015 | RS2096270A | P | 2015-03-25 | PENTAIR | 11018 | 100 | 1 | 995 |  | 1 | 995 |  | 1 | 995
P107 | 2014 | RS2058235A | P | 2014-04-09 | PENTAIR | 11018 | 100 | 1 | 995 |  | 1 | 995 |  | 1 | 995
P107 | 2014 | RS2077645A | P | 2014-09-24 | PENTAIR | 11018 | 100 | 1 | 995 |  | 1 | 995 |  | 1 | 995
P107 | 2014 | RS2088404A | P | 2014-12-30 | PENTAIR | 11018 | 100 | 1 | 995 |  | 1 | 995 |  | 1 | 995
P107 | 2014 | RS2088876A | P | 2015-01-02 | PENTAIR | 11018 | 100 | 1 | 995 |  | 1 | 995 |  | 1 | 995
P107 | 2015 | RS2117479A | P | 2015-11-20 | PENTAIR | 11018 | 100 | 1 | 995 |  | 1 | 995 |  | 1 | 995
P107 | 2015 | RS2105823A | P | 2015-08-03 | PENTAIR | 11018 | 100 | 1 | 995 |  | 1 | 995 |  | 1 | 995
P107 | 2014 | RS2057047A | P | 2014-03-27 | PENTAIR | 11018 | 100 | 1 | 995 |  | 1 | 995 |  | 1 | 995
P107 | 2015 | RS2104219A | P | 2015-06-25 | PENTAIR | 11018 | 100 | 1 | 995 |  | 1 | 995 |  | 1 | 995
P107 | 2015 | RS6070104A | P | 2015-10-08 | PENTAIR | 11018 | 100 | 1 | 995 |  | 1 | 995 |  | 1 | 995
P107 | 2015 | RS2101321A | P | 2015-05-26 | PENTAIR | 11018 | 100 | 1 | 995 |  | 1 | 995 |  | 1 | 995
P107 | 2015 | RS6066734A | P | 2015-08-12 | PENTAIR | 11018 | 100 | 1 | 995 |  | 1 | 995 |  | 1 | 995
P107 | 2014 | RS6047143A | P | 2015-01-09 | PENTAIR | 342001 | 100 | 1 | 995 |  | 1 | 995 |  | 1 | 995
P107 | 2015 | RS2108451A | P | 2015-08-11 | PENTAIR | 11018 | 100 | 1 | 995 |  | 1 | 995 |  | 1 | 995
P107 | 2015 | RS2117844A | P | 2015-11-24 | PENTAIR | 11018 | 100 | 1 | 995 |  | 1 | 995 |  | 1 | 995
P107 | 2014 | RS2068314A | P | 2014-07-14 | PENTAIR | 342000 | 100 | 1 | 995 |  | 1 | 995 |  | 1 | 995
P107 | 2014 | RS2084767A | P | 2014-12-01 | PENTAIR | 11018 | 100 | 1 | 995 |  | 1 | 995 |  | 1 | 995
P107 | 2014 | RS2062353A | P | 2014-05-22 | PENTAIR | 11018 | 100 | 1 | 995 |  | 1 | 995 |  | 1 | 995
P107 | 2015 | RS6070037A | P | 2015-10-06 | PENTAIR | 11018 | 100 | 1 | 995 |  | 1 | 995 |  | 1 | 995
P107 | 2015 | RS2114613A | P | 2015-10-21 | PENTAIR | 11018 | 100 | 1 | 995 |  | 1 | 995 |  | 1 | 995
P107 | 2015 | RS2110323A | P | 2015-09-02 | PENTAIR | 11018 | 100 | 1 | 995 |  | 1 | 995 |  | 1 | 995
P107 | 2014 | RS2073445A | P | 2014-08-20 | PENTAIR | 342000 | 100 | 1 | 995 |  | 1 | 995 |  | 1 | 995
P107 | 2014 | RS2049631A | P | 2014-01-21 | PENTAIR | 11018 | 100 | 1 | 995 |  | 1 | 995 |  | 1 | 995
P107 | 2014 | RS2081565A | P | 2014-10-30 | PENTAIR | 11018 | 100 | 1 | 995 |  | 1 | 995 |  | 1 | 995
P107 | 2015 | RS6063627A | P | 2015-07-20 | PENTAIR | 11018 | 100 | 1 | 995 |  | 1 | 995 |  | 1 | 995
P107 | 2014 | RS2070528A | P | 2014-08-01 | PENTAIR | 11018 | 100 | 1 | 995 |  | 1 | 995 |  | 1 | 995
P107 | 2014 | RS2075486A | P | 2014-09-10 | PENTAIR | 11018 | 100 | 1 | 995 |  | 1 | 995 |  | 1 | 995
P107 | 2014 | RS2067138A | P | 2014-07-07 | PENTAIR | 11018 | 100 | 1 | 995 |  | 1 | 995 |  | 1 | 995
P107 | 2015 | RS2106824A | P | 2015-07-22 | PENTAIR | 11018 | 100 | 1 | 995 |  | 1 | 995 |  | 1 | 995
P107 | 2015 | RS2113008A | P | 2015-09-30 | PENTAIR | 11018 | 100 | 1 | 995 |  | 1 | 995 |  | 1 | 995
P107 | 2014 | RS2066690A | P | 2014-06-30 | ZODIAC | JEP1.5 | 100 | 1 | 995 |  | 1 | 995 |  | 1 | 995
P107 | 2014 | RS2057488A | P | 2014-03-31 | ZODIAC/JANDY | JEP2.0 | 100 | 1 | 995 |  | 1 | 995 |  | 1 | 995
P107 | 2014 | RS6017895A | P | 2014-01-14 | HAYWARD | SP3400VSP | 100 | 1 | 996 |  | 1 | 996 |  | 1 | 996
P107 | 2014 | RS2066638A | P | 2014-06-30 | PENTAIR | 11018 | 100 | 1 | 997 |  | 1 | 997 |  | 1 | 997
P107 | 2015 | RS2107559A | P | 2015-07-30 | PENTAIR | 11018 | 100 | 1 | 997.05 |  | 1 | 997.05 |  | 1 | 997.05
P107 | 2015 | RS2095342A | P | 2015-03-05 | PENTAIR | 342001 | 100 | 1 | 997.7 |  | 1 | 997.7 |  | 1 | 997.7
P107 | 2015 | RS2097319A | P | 2015-03-30 | HAYWARD | SP2300VSP | 100 | 1 | 998 |  | 1 | 998 |  | 1 | 998
P107 | 2015 | RS6071838A | P | 2015-11-06 | HAYWARD | SP3200VSP | 100 | 1 | 998 |  | 1 | 998 |  | 1 | 998
P107 | 2015 | RS2102792A | P | 2015-06-11 | PENTAIR | 342000 | 100 | 1 | 998 |  | 1 | 998 |  | 1 | 998
P107 | 2014 | RS2072193A | P | 2014-08-13 | PENTAIR | 11018 | 100 | 1 | 998 |  | 1 | 998 |  | 1 | 998
P107 | 2015 | RS2110391A | P | 2015-09-02 | STA-RITE | 343001 | 100 | 1 | 998.4 |  | 1 | 998.4 |  | 1 | 998.4
P107 | 2015 | RS2091224A | P | 2015-02-09 | STA-RITE | P6E6VS4H-209L | 100 | 1 | 998.5 |  | 1 | 998.5 |  | 1 | 998.5
P107 | 2015 | RS2105364A | P | 2015-07-09 | PENTAIR | 342000 | 100 | 1 | 998.69 |  | 1 | 998.69 |  | 1 | 998.69
P107 | 2015 | RS2106082A | P | 2015-08-03 | HAYWARD | SP2302VSP | 100 | 1 | 998.95 |  | 1 | 998.95 |  | 1 | 998.95
P107 | 2014 | RS2080463A | P | 2014-10-22 | HAYWARD | SP2300VSP | 100 | 1 | 998.99 |  | 1 | 998.99 |  | 1 | 998.99
P107 | 2014 | RS2065171A | P | 2014-06-20 | HAYWARD | SP3400VSP | 100 | 1 | 999 |  | 1 | 999 |  | 1 | 999
P107 | 2015 | RS2095641A | P | 2015-05-01 | HAYWARD | SP3400VSP | 100 | 1 | 999 |  | 1 | 999 |  | 1 | 999
P107 | 2014 | RS2068919A | P | 2014-07-21 | HAYWARD | SP3400VSP | 100 | 1 | 999 |  | 1 | 999 |  | 1 | 999
P107 | 2015 | RS2097477A | P | 2015-04-01 | HAYWARD | SP3200VSP | 100 | 1 | 999 |  | 1 | 999 |  | 1 | 999
P107 | 2015 | RS2093894A | P | 2015-02-17 | HAYWARD | SP3400VSP | 100 | 1 | 999 |  | 1 | 999 |  | 1 | 999
P107 | 2015 | RS6053501A | P | 2015-02-17 | HAYWARD | SP3400VSP | 100 | 1 | 999 |  | 1 | 999 |  | 1 | 999
P107 | 2014 | RS2055287A | P | 2014-03-10 | PENTAIR | 11018 | 100 | 1 | 999 |  | 1 | 999 |  | 1 | 999
P107 | 2014 | RS2086822A | P | 2014-12-17 | PENTAIR | 11018 | 100 | 1 | 999 |  | 1 | 999 |  | 1 | 999
P107 | 2015 | RS2110284A | P | 2015-09-02 | PENTAIR | 11018 | 100 | 1 | 999 |  | 1 | 999 |  | 1 | 999
P107 | 2014 | RS2050358A | P | 2014-01-24 | PENTAIR | 11018 | 100 | 1 | 999 |  | 1 | 999 |  | 1 | 999
P107 | 2014 | RS2063355A | P | 2014-05-30 | PENTAIR | 11018 | 100 | 1 | 999 |  | 1 | 999 |  | 1 | 999
P107 | 2015 | RS2084284A | P | 2015-02-17 | PENTAIR | 11018 | 100 | 1 | 999 |  | 1 | 999 |  | 1 | 999
P107 | 2014 | RS2052355A | P | 2014-02-11 | PENTAIR | 11018 | 100 | 1 | 999 |  | 1 | 999 |  | 1 | 999
P107 | 2014 | RS2050137A | P | 2014-01-23 | PENTAIR | 11018 | 100 | 1 | 999 |  | 1 | 999 |  | 1 | 999
P107 | 2014 | RS6040638A | P | 2014-10-31 | PENTAIR | 11018 | 100 | 1 | 999 |  | 1 | 999 |  | 1 | 999
P107 | 2014 | RS2049195A | P | 2014-02-05 | PENTAIR | 11013 | 100 | 1 | 999 |  | 1 | 999 |  | 1 | 999
P107 | 2015 | RS2114732A | P | 2015-10-22 | PENTAIR | 342001 | 100 | 1 | 999 |  | 1 | 999 |  | 1 | 999
P107 | 2015 | RS2111439A | P | 2015-09-17 | PENTAIR | 11018 | 100 | 1 | 999 |  | 1 | 999 |  | 1 | 999
P107 | 2014 | RS2048599A | P | 2014-01-15 | PENTAIR | 11018 | 100 | 1 | 999 |  | 1 | 999 |  | 1 | 999
P107 | 2015 | RS2101022A | P | 2015-05-20 | PENTAIR | 11018 | 100 | 1 | 999 |  | 1 | 999 |  | 1 | 999
P107 | 2014 | RS2049926A | P | 2014-01-22 | PENTAIR | 11018 | 100 | 1 | 999 |  | 1 | 999 |  | 1 | 999
P107 | 2015 | RS2100542A | P | 2015-07-14 | PENTAIR | 11018 | 100 | 1 | 999 |  | 1 | 999 |  | 1 | 999
P107 | 2014 | RS2066025A | P | 2014-06-25 | STA-RITE | P6E6VS4H-209L | 100 | 1 | 999 |  | 1 | 999 |  | 1 | 999
P107 | 2015 | RS6073522B | P | 2015-12-08 | STA-RITE | P6E6VS4H-209L | 100 | 1 | 999 |  | 1 | 999 |  | 1 | 999
P107 | 2015 | RS2108171A | P | 2015-08-24 | STA-RITE | 343000 | 100 | 1 | 999 |  | 1 | 999 |  | 1 | 999
P107 | 2015 | RS6062211A | P | 2015-06-17 | WATERWAY PLASTICS INC. | ECONVSC-165 | 100 | 1 | 999 |  | 1 | 999 |  | 1 | 999
P107 | 2015 | RS6060231A | P | 2015-05-26 | ZODIAC | JEP2.0 | 100 | 1 | 999 |  | 1 | 999 |  | 1 | 999
P107 | 2015 | RS2109201A | P | 2015-08-18 | ZODIAC | VS-FHP 2.0 | 100 | 1 | 999 |  | 1 | 999 |  | 1 | 999
P107 | 2015 | RS2099371A | P | 2015-04-28 | ZODIAC | JEP2.0 | 100 | 1 | 999 |  | 1 | 999 |  | 1 | 999
P107 | 2015 | RS6063389A | P | 2015-07-02 | ZODIAC | VS-FHP 2.0 | 100 | 1 | 999 |  | 1 | 999 |  | 1 | 999
P107 | 2014 | RS2073980A | P | 2014-08-27 | PENTAIR | 342000 | 100 | 1 | 999.95 |  | 1 | 999.95 |  | 1 | 999.95
P107 | 2014 | RS6027460A | P | 2014-06-05 | HAYWARD | SP3200VSPND | 100 | 1 | 999.99 |  | 1 | 999.99 |  | 1 | 999.99
P107 | 2014 | RS2060749A | P | 2014-05-07 | PENTAIR | 11018 | 100 | 1 | 999.99 |  | 1 | 999.99 |  | 1 | 999.99
P107 | 2015 | RS6065543A | P | 2015-07-28 | PENTAIR | 11018 | 100 | 1 | 999.99 |  | 1 | 999.99 |  | 1 | 999.99
P107 | 2014 | RS2065173A | P | 2014-06-25 | PENTAIR | 11018 | 100 | 1 | 999.99 |  | 1 | 999.99 |  | 1 | 999.99
P107 | 2014 | RS2067064A | P | 2014-07-07 | PENTAIR | 11018 | 100 | 1 | 999.99 |  | 1 | 999.99 |  | 1 | 999.99
P107 | 2014 | RS2047174A | P | 2014-01-13 | PENTAIR | 11018 | 100 | 1 | 999.99 |  | 1 | 999.99 |  | 1 | 999.99
P107 | 2014 | RS2063998A | P | 2014-06-05 | PENTAIR | 11018 | 100 | 1 | 999.99 |  | 1 | 999.99 |  | 1 | 999.99
P107 | 2014 | RS6026757A | P | 2014-05-30 | PENTAIR | 11018 | 100 | 1 | 999.99 |  | 1 | 999.99 |  | 1 | 999.99
P107 | 2014 | RS6048682B | P | 2015-01-05 | PENTAIR | 11018 | 100 | 1 | 999.99 |  | 1 | 999.99 |  | 1 | 999.99
P107 | 2015 | RS2103846A | P | 2015-06-19 | PENTAIR | 11018 | 100 | 1 | 999.99 |  | 1 | 999.99 |  | 1 | 999.99
P107 | 2015 | RS2111673A | P | 2015-09-21 | PENTAIR | 11018 | 100 | 1 | 999.99 |  | 1 | 999.99 |  | 1 | 999.99
P107 | 2014 | RS6042132A | P | 2014-11-06 | PENTAIR | 11018 | 100 | 1 | 999.99 |  | 1 | 999.99 |  | 1 | 999.99
P107 | 2015 | RS2097825A | P | 2015-04-07 | PENTAIR | 11018 | 100 | 1 | 999.99 |  | 1 | 999.99 |  | 1 | 999.99
P107 | 2015 | RS2094464A | P | 2015-02-20 | PENTAIR | 11018 | 100 | 1 | 999.99 |  | 1 | 999.99 |  | 1 | 999.99
P107 | 2014 | RS6046407A | P | 2014-12-16 | PENTAIR | 11018 | 100 | 1 | 999.99 |  | 1 | 999.99 |  | 1 | 999.99
P107 | 2015 | RS6071524A | P | 2015-11-06 | PENTAIR | 11018 | 100 | 1 | 999.99 |  | 1 | 999.99 |  | 1 | 999.99
P107 | 2014 | RS2079005A | P | 2014-10-07 | PENTAIR | 11018 | 100 | 1 | 999.99 |  | 1 | 999.99 |  | 1 | 999.99
P107 | 2015 | RS6057324A | P | 2015-04-10 | PENTAIR | 11018 | 100 | 1 | 999.99 |  | 1 | 999.99 |  | 1 | 999.99
P107 | 2015 | RS2117641A | P | 2015-11-23 | PENTAIR | 11018 | 100 | 1 | 999.99 |  | 1 | 999.99 |  | 1 | 999.99
P107 | 2015 | RS6057696A | P | 2015-04-17 | PENTAIR | 11018 | 100 | 1 | 999.99 |  | 1 | 999.99 |  | 1 | 999.99
P107 | 2015 | RS6064770A | P | 2015-07-20 | PENTAIR | 11018 | 100 | 1 | 999.99 |  | 1 | 999.99 |  | 1 | 999.99
P107 | 2014 | RS2060761A | P | 2014-05-09 | PENTAIR | 11018 | 100 | 1 | 999.99 |  | 1 | 999.99 |  | 1 | 999.99
P107 | 2015 | RS6073404A | P | 2015-12-03 | PENTAIR | 11018 | 100 | 1 | 999.99 |  | 1 | 999.99 |  | 1 | 999.99
P107 | 2015 | RS2108615A | P | 2015-08-13 | PENTAIR | 11018 | 100 | 1 | 999.99 |  | 1 | 999.99 |  | 1 | 999.99
P107 | 2015 | RS6053782A | P | 2015-03-20 | PENTAIR | 11018 | 100 | 1 | 999.99 |  | 1 | 999.99 |  | 1 | 999.99
P107 | 2015 | RS6054145A | P | 2015-02-25 | PENTAIR | 11018 | 100 | 1 | 999.99 |  | 1 | 999.99 |  | 1 | 999.99
P107 | 2015 | RS2101414A | P | 2015-05-26 | PENTAIR | 342001 | 100 | 1 | 999.99 |  | 1 | 999.99 |  | 1 | 999.99
P107 | 2015 | RS6104484A | P | 2015-06-26 | PENTAIR | 11018 | 100 | 1 | 999.99 |  | 1 | 999.99 |  | 1 | 999.99
P107 | 2015 | RS6061035A | P | 2015-06-05 | PENTAIR | 11018 | 100 | 1 | 999.99 |  | 1 | 999.99 |  | 1 | 999.99
P107 | 2014 | RS2083315A | P | 2014-11-13 | STA-RITE | P6E6VS4H-209L | 100 | 1 | 999.99 |  | 1 | 999.99 |  | 1 | 999.99
P107 | 2015 | RS2109512A | P | 2015-08-21 | ZODIAC | VS-FHP1.0 | 100 | 1 | 999.99 |  | 1 | 999.99 |  | 1 | 999.99
P107 | 2014 | RS2064176A | P | 2014-06-27 | HAYWARD | SP3400VSP | 100 | 1 | 1000 |  | 1 | 1000 |  | 1 | 1000
P107 | 2015 | RS6049826A | P | 2015-01-09 | HAYWARD | SP3400VSP | 100 | 1 | 1000 |  | 1 | 1000 |  | 1 | 1000
P107 | 2015 | RS6049826A | P | 2015-01-09 | HAYWARD | SP3200VSP | 100 | 1 | 1000 |  | 1 | 1000 |  | 1 | 1000
P107 | 2014 | RS6018429A | P | 2014-01-21 | HAYWARD | SP2300VSP | 100 | 1 | 1000 |  | 1 | 1000 |  | 1 | 1000
P107 | 2014 | RS2074939A | P | 2014-09-03 | HAYWARD | SP3200VSP | 100 | 1 | 1000 |  | 1 | 1000 |  | 1 | 1000
P107 | 2014 | RS2070296A | P | 2014-07-31 | HAYWARD | SP2300VSP | 100 | 1 | 1000 |  | 1 | 1000 |  | 1 | 1000
P107 | 2015 | RS2108163A | P | 2015-08-07 | HAYWARD | SP3400VSP | 100 | 1 | 1000 |  | 1 | 1000 |  | 1 | 1000
P107 | 2014 | RS2062371A | P | 2014-05-22 | HAYWARD | SP3200VSP | 100 | 1 | 1000 |  | 1 | 1000 |  | 1 | 1000
P107 | 2015 | RS2106041A | P | 2015-07-17 | HAYWARD | SP3400VSP | 100 | 1 | 1000 |  | 1 | 1000 |  | 1 | 1000
P107 | 2014 | RS2066787A | P | 2014-07-01 | HAYWARD | SP3200VSP | 100 | 1 | 1000 |  | 1 | 1000 |  | 1 | 1000
P107 | 2014 | RS2065118A | P | 2014-06-17 | HAYWARD | SP3200VSP | 100 | 1 | 1000 |  | 1 | 1000 |  | 1 | 1000
P107 | 2014 | RS2064570A | P | 2014-06-10 | HAYWARD | SP3200VSP | 100 | 1 | 1000 |  | 1 | 1000 |  | 1 | 1000
P107 | 2014 | RS2058300A | P | 2014-04-25 | HAYWARD | SP2300VSP | 100 | 1 | 1000 |  | 1 | 1000 |  | 1 | 1000
P107 | 2014 | RS2089149A | P | 2015-01-08 | HAYWARD | SP3200VSP | 100 | 1 | 1000 |  | 1 | 1000 |  | 1 | 1000
P107 | 2015 | RS2106040A | P | 2015-07-17 | HAYWARD | SP3400VSP | 100 | 1 | 1000 |  | 1 | 1000 |  | 1 | 1000
P107 | 2014 | RS2063967A | P | 2014-06-05 | PENTAIR | 11018 | 100 | 1 | 1000 |  | 1 | 1000 |  | 1 | 1000
P107 | 2014 | RS2059729A | P | 2014-04-25 | PENTAIR | 11018 | 100 | 1 | 1000 |  | 1 | 1000 |  | 1 | 1000
P107 | 2015 | RS2097481A | P | 2015-04-01 | PENTAIR | 11008 | 100 | 1 | 1000 |  | 1 | 1000 |  | 1 | 1000
P107 | 2015 | RS2099604A | P | 2015-04-29 | PENTAIR | 342001 | 100 | 1 | 1000 |  | 1 | 1000 |  | 1 | 1000
P107 | 2015 | RS2092777A | P | 2015-02-06 | PENTAIR | 342001 | 100 | 1 | 1000 |  | 1 | 1000 |  | 1 | 1000
P107 | 2015 | RS2109808A | P | 2015-08-25 | PENTAIR | 342001 | 100 | 1 | 1000 |  | 1 | 1000 |  | 1 | 1000
P107 | 2014 | RS6034144A | P | 2014-08-19 | PENTAIR | 11018 | 100 | 1 | 1000 |  | 1 | 1000 |  | 1 | 1000
P107 | 2015 | RS2091577A | P | 2015-01-22 | PENTAIR | 11018 | 100 | 1 | 1000 |  | 1 | 1000 |  | 1 | 1000
P107 | 2015 | RS2117293A | P | 2015-11-18 | PENTAIR | 11018 | 100 | 1 | 1000 |  | 1 | 1000 |  | 1 | 1000
P107 | 2015 | RS6056423A | P | 2015-03-30 | PENTAIR | 342000 | 100 | 1 | 1000 |  | 1 | 1000 |  | 1 | 1000
P107 | 2015 | RS2096935A | P | 2015-03-24 | PENTAIR | 11018 | 100 | 1 | 1000 |  | 1 | 1000 |  | 1 | 1000
P107 | 2015 | RS2103151A | P | 2015-06-12 | PENTAIR | 342001 | 100 | 1 | 1000 |  | 1 | 1000 |  | 1 | 1000
P107 | 2015 | RS2115692A | P | 2015-12-08 | PENTAIR | 11018 | 100 | 1 | 1000 |  | 1 | 1000 |  | 1 | 1000
P107 | 2015 | RS6066733A | P | 2015-08-12 | PENTAIR | 11018 | 100 | 1 | 1000 |  | 1 | 1000 |  | 1 | 1000
P107 | 2015 | RS2097417A | P | 2015-03-31 | PENTAIR | 11018 | 100 | 1 | 1000 |  | 1 | 1000 |  | 1 | 1000
P107 | 2015 | RS2100462A | P | 2015-05-12 | PENTAIR | 342001 | 100 | 1 | 1000 |  | 1 | 1000 |  | 1 | 1000
P107 | 2015 | RS2119408A | P | 2015-12-10 | PENTAIR | 11018 | 100 | 1 | 1000 |  | 1 | 1000 |  | 1 | 1000
P107 | 2015 | RS6060623A | P | 2015-06-04 | PENTAIR | 342001 | 100 | 1 | 1000 |  | 1 | 1000 |  | 1 | 1000
P107 | 2014 | RS2072127A | P | 2014-08-13 | PENTAIR | 11018 | 100 | 1 | 1000 |  | 1 | 1000 |  | 1 | 1000
P107 | 2014 | RS2089184A | P | 2015-01-08 | PENTAIR | 11018 | 100 | 1 | 1000 |  | 1 | 1000 |  | 1 | 1000
P107 | 2015 | RS2104014A | P | 2015-06-24 | PENTAIR | 342001 | 100 | 1 | 1000 |  | 1 | 1000 |  | 1 | 1000
P107 | 2015 | RS2096607A | P | 2015-03-20 | PENTAIR | 11018 | 100 | 1 | 1000 |  | 1 | 1000 |  | 1 | 1000
P107 | 2015 | RS2095481A | P | 2015-03-17 | PENTAIR | 11018 | 100 | 1 | 1000 |  | 1 | 1000 |  | 1 | 1000
P107 | 2015 | RS2105064A | P | 2015-07-07 | PENTAIR | 11018 | 100 | 1 | 1000 |  | 1 | 1000 |  | 1 | 1000
P107 | 2015 | RS2105513A | P | 2015-07-09 | PENTAIR | 11018 | 100 | 1 | 1000 |  | 1 | 1000 |  | 1 | 1000
P107 | 2014 | RS2078580A | P | 2014-10-01 | PENTAIR | 11018 | 100 | 1 | 1000 |  | 1 | 1000 |  | 1 | 1000
P107 | 2015 | RS2099554A | P | 2015-04-30 | PENTAIR | 342001 | 100 | 1 | 1000 |  | 1 | 1000 |  | 1 | 1000
P107 | 2014 | RS2089292A | P | 2015-01-08 | PENTAIR | 11018 | 100 | 1 | 1000 |  | 1 | 1000 |  | 1 | 1000
P107 | 2015 | RS6062706A | P | 2015-06-24 | PENTAIR | 342001 | 100 | 1 | 1000 |  | 1 | 1000 |  | 1 | 1000
P107 | 2014 | RS2064024A | P | 2014-06-06 | PENTAIR | 11018 | 100 | 1 | 1000 |  | 1 | 1000 |  | 1 | 1000
P107 | 2014 | RS2068806A | P | 2014-07-16 | PENTAIR | 11018 | 100 | 1 | 1000 |  | 1 | 1000 |  | 1 | 1000
P107 | 2014 | RS2088143A | P | 2014-12-30 | PENTAIR | 11018 | 100 | 1 | 1000 |  | 1 | 1000 |  | 1 | 1000
P107 | 2015 | RS2104459A | P | 2015-06-26 | PENTAIR | 11018 | 100 | 1 | 1000 |  | 1 | 1000 |  | 1 | 1000
P107 | 2015 | RS6071599A | P | 2015-11-03 | PENTAIR | 342001 | 100 | 1 | 1000 |  | 1 | 1000 |  | 1 | 1000
P107 | 2014 | RS2065762A | P | 2014-07-14 | PENTAIR | 11018 | 100 | 1 | 1000 |  | 1 | 1000 |  | 1 | 1000
P107 | 2015 | RS6063766A | P | 2015-07-29 | PENTAIR | 11018 | 100 | 1 | 1000 |  | 1 | 1000 |  | 1 | 1000
P107 | 2014 | RS2072052A | P | 2014-08-28 | PENTAIR | 342000 | 100 | 1 | 1000 |  | 1 | 1000 |  | 1 | 1000
P107 | 2015 | RS2100092A | P | 2015-05-06 | PENTAIR | 342001 | 100 | 1 | 1000 |  | 1 | 1000 |  | 1 | 1000
P107 | 2015 | RS2098939A | P | 2015-04-20 | PENTAIR | 342001 | 100 | 1 | 1000 |  | 1 | 1000 |  | 1 | 1000
P107 | 2014 | RS2067600A | P | 2014-07-24 | PENTAIR | 11018 | 100 | 1 | 1000 |  | 1 | 1000 |  | 1 | 1000
P107 | 2015 | RS2114939A | P | 2015-10-26 | PENTAIR | 11018 | 100 | 1 | 1000 |  | 1 | 1000 |  | 1 | 1000
P107 | 2015 | RS6069935A | P | 2015-10-21 | PENTAIR | 342000 | 100 | 1 | 1000 |  | 1 | 1000 |  | 1 | 1000
P107 | 2014 | RS2087087A | P | 2014-12-18 | PENTAIR | 342000 | 100 | 1 | 1000 |  | 1 | 1000 |  | 1 | 1000
P107 | 2015 | RS2096930A | P | 2015-04-20 | PENTAIR | 11018 | 100 | 1 | 1000 |  | 1 | 1000 |  | 1 | 1000
P107 | 2015 | RS2092776A | P | 2015-02-04 | PENTAIR | 342001 | 100 | 1 | 1000 |  | 1 | 1000 |  | 1 | 1000
P107 | 2015 | RS2101047A | P | 2015-06-10 | PENTAIR | 342001 | 100 | 1 | 1000 |  | 1 | 1000 |  | 1 | 1000
P107 | 2015 | RS2090668A | P | 2015-01-14 | PENTAIR | 11018 | 100 | 1 | 1000 |  | 1 | 1000 |  | 1 | 1000
P107 | 2015 | RS2118948A | P | 2015-12-10 | PENTAIR | 11018 | 100 | 1 | 1000 |  | 1 | 1000 |  | 1 | 1000
P107 | 2015 | RS6066715A | P | 2015-08-12 | PENTAIR | 11018 | 100 | 1 | 1000 |  | 1 | 1000 |  | 1 | 1000
P107 | 2015 | RS2117075A | P | 2015-11-16 | PENTAIR | 11018 | 100 | 1 | 1000 |  | 1 | 1000 |  | 1 | 1000
P107 | 2014 | RS2074427A | P | 2014-08-29 | SPECK PUMPS | EcoM3 V | 100 | 1 | 1000 |  | 1 | 1000 |  | 1 | 1000
P107 | 2015 | RS2090669A | P | 2015-01-14 | STA-RITE | P6E6VS4H-209L | 100 | 1 | 1000 |  | 1 | 1000 |  | 1 | 1000
P107 | 2015 | RS2113526A | P | 2015-10-07 | STA-RITE | P6E6VS4H-209L | 100 | 1 | 1000 |  | 1 | 1000 |  | 1 | 1000
P107 | 2015 | RS2103399A | P | 2015-06-16 | STA-RITE | 343000 | 100 | 1 | 1000 |  | 1 | 1000 |  | 1 | 1000
P107 | 2015 | RS6060584A | P | 2015-05-28 | STA-RITE | P6E6VS4H-209L | 100 | 1 | 1000 |  | 1 | 1000 |  | 1 | 1000
P107 | 2015 | RS6072918A | P | 2015-11-24 | STA-RITE | P6E6VS4H-209L | 100 | 1 | 1000 |  | 1 | 1000 |  | 1 | 1000
P107 | 2015 | RS2107486A | P | 2015-12-08 | STA-RITE | P6E6VS4H-209L | 100 | 1 | 1000 |  | 1 | 1000 |  | 1 | 1000
P107 | 2015 | RS2099000A | P | 2015-04-22 | STA-RITE | P6E6VS4H-209L | 100 | 1 | 1000 |  | 1 | 1000 |  | 1 | 1000
P107 | 2014 | RS2073682A | P | 2014-08-25 | STA-RITE | P6E6VS4H-209L | 100 | 1 | 1000 |  | 1 | 1000 |  | 1 | 1000
P107 | 2015 | RS2108607A | P | 2015-08-13 | STA-RITE | P6E6VS4H-209L | 100 | 1 | 1000 |  | 1 | 1000 |  | 1 | 1000
P107 | 2015 | RS2096023A | P | 2015-03-17 | STA-RITE | P6E6VS4H-209L | 100 | 1 | 1000 |  | 1 | 1000 |  | 1 | 1000
P107 | 2014 | RS2074638A | P | 2014-09-02 | ZODIAC | JEP2.0 | 100 | 1 | 1000 |  | 1 | 1000 |  | 1 | 1000
P107 | 2014 | RS2072152A | P | 2014-08-26 | PENTAIR | 11018 | 100 | 1 | 1000.48 |  | 1 | 1000.48 |  | 1 | 1000.48
P107 | 2014 | RS2064205A | P | 2014-06-10 | PENTAIR | 11018 | 100 | 1 | 1000.99 |  | 1 | 1000.99 |  | 1 | 1000.99
P107 | 2014 | RS6031889A | P | 2014-07-29 | PENTAIR | 11018 | 100 | 1 | 1000.99 |  | 1 | 1000.99 |  | 1 | 1000.99
P107 | 2014 | RS2084478A | P | 2014-11-25 | PENTAIR | 11018 | 100 | 1 | 1000.99 |  | 1 | 1000.99 |  | 1 | 1000.99
P107 | 2014 | RS2085144A | P | 2014-12-04 | PENTAIR | 11018 | 100 | 1 | 1001.72 |  | 1 | 1001.72 |  | 1 | 1001.72
P107 | 2015 | RS2113949A | P | 2015-10-14 | PENTAIR | 11018 | 100 | 1 | 1001.72 |  | 1 | 1001.72 |  | 1 | 1001.72
P107 | 2015 | RS6051849A | P | 2015-01-28 | PENTAIR | 11018 | 100 | 1 | 1003.99 |  | 1 | 1003.99 |  | 1 | 1003.99
P107 | 2014 | RS2081568A | P | 2014-10-30 | PENTAIR | 11018 | 100 | 1 | 1004.99 |  | 1 | 1004.99 |  | 1 | 1004.99
P107 | 2014 | RS2062333A | P | 2014-06-25 | PENTAIR | 11018 | 100 | 1 | 1005 |  | 1 | 1005 |  | 1 | 1005
P107 | 2015 | RS6057697A | P | 2015-04-17 | PENTAIR | 11018 | 100 | 1 | 1006.04 |  | 1 | 1006.04 |  | 1 | 1006.04
P107 | 2015 | RS2097771A | P | 2015-04-06 | PENTAIR | 11018 | 100 | 1 | 1006.04 |  | 1 | 1006.04 |  | 1 | 1006.04
P107 | 2015 | RS6054878A | P | 2015-03-09 | PENTAIR | 11018 | 100 | 1 | 1006.04 |  | 1 | 1006.04 |  | 1 | 1006.04
P107 | 2015 | RS6062080A | P | 2015-07-07 | PENTAIR | 11018 | 100 | 1 | 1006.98 |  | 1 | 1006.98 |  | 1 | 1006.98
P107 | 2014 | RS6044018A | P | 2014-11-24 | PENTAIR | 11018 | 100 | 1 | 1006.99 |  | 1 | 1006.99 |  | 1 | 1006.99
P107 | 2015 | RS6061643A | P | 2015-06-17 | PENTAIR | 342001 | 100 | 1 | 1007.13 |  | 1 | 1007.13 |  | 1 | 1007.13
P107 | 2014 | RS6018012A | P | 2014-01-15 | PENTAIR | 11018 | 100 | 1 | 1008.99 |  | 1 | 1008.99 |  | 1 | 1008.99
P107 | 2014 | RS2057482A | P | 2014-03-31 | HAYWARD | SP3400VSP | 100 | 1 | 1009.94 |  | 1 | 1009.94 |  | 1 | 1009.94
P107 | 2015 | RS2117907A | P | 2015-11-25 | PENTAIR | 11018 | 100 | 1 | 1009.98 |  | 1 | 1009.98 |  | 1 | 1009.98
P107 | 2014 | RS2049208A | P | 2014-01-30 | HAYWARD | SP3400VSP | 100 | 1 | 1009.99 |  | 1 | 1009.99 |  | 1 | 1009.99
P107 | 2014 | RS2049479A | P | 2014-01-21 | PENTAIR | 11018 | 100 | 1 | 1009.99 |  | 1 | 1009.99 |  | 1 | 1009.99
P107 | 2014 | RS6044024A | P | 2014-11-25 | PENTAIR | 11018 | 100 | 1 | 1009.99 |  | 1 | 1009.99 |  | 1 | 1009.99
P107 | 2014 | RS2049630A | P | 2014-01-21 | PENTAIR | 11018 | 100 | 1 | 1009.99 |  | 1 | 1009.99 |  | 1 | 1009.99
P107 | 2014 | RS6018425A | P | 2014-01-21 | PENTAIR | 11018 | 100 | 1 | 1009.99 |  | 1 | 1009.99 |  | 1 | 1009.99
P107 | 2014 | RS6019400A | P | 2014-02-03 | PENTAIR | 11018 | 100 | 1 | 1009.99 |  | 1 | 1009.99 |  | 1 | 1009.99
P107 | 2014 | RS2049457A | P | 2014-01-21 | PENTAIR | 11018 | 100 | 1 | 1009.99 |  | 1 | 1009.99 |  | 1 | 1009.99
P107 | 2015 | RS2111078A | P | 2015-09-09 | HAYWARD | SP3400VSP | 100 | 1 | 1010 |  | 1 | 1010 |  | 1 | 1010
P107 | 2014 | RS2079008A | P | 2014-10-07 | STA-RITE | P6E6VS4H-209L | 100 | 1 | 1010 |  | 1 | 1010 |  | 1 | 1010
P107 | 2014 | RS2065060A | P | 2014-06-18 | ZODIAC | VS-FHP 2.0 | 100 | 1 | 1010 |  | 1 | 1010 |  | 1 | 1010
P107 | 2015 | RS6064754A | P | 2015-07-20 | PENTAIR | 342001 | 100 | 1 | 1011 |  | 1 | 1011 |  | 1 | 1011
P107 | 2015 | RS2113753A | P | 2015-11-06 | ZODIAC | JEP1.5 | 100 | 1 | 1012 |  | 1 | 1012 |  | 1 | 1012
P107 | 2015 | RS2105407A | P | 2015-07-08 | SPECK PUMPS | PS270VSP | 100 | 1 | 1016.6 |  | 1 | 1016.6 |  | 1 | 1016.6
P107 | 2015 | RS2118355A | P | 2015-12-02 | STA-RITE | P6E6VS4H-209L | 100 | 1 | 1016.68 |  | 1 | 1016.68 |  | 1 | 1016.68
P107 | 2015 | RS2096738A | P | 2015-03-23 | PENTAIR | 11018 | 100 | 1 | 1017 |  | 1 | 1017 |  | 1 | 1017
P107 | 2015 | RS2117909A | P | 2015-11-25 | PENTAIR | 342000 | 100 | 1 | 1017 |  | 1 | 1017 |  | 1 | 1017
P107 | 2015 | RS2108289A | P | 2015-08-10 | PENTAIR | 342000 | 100 | 1 | 1017 |  | 1 | 1017 |  | 1 | 1017
P107 | 2015 | RS2092853A | P | 2015-02-05 | PENTAIR | 11018 | 100 | 1 | 1018 |  | 1 | 1018 |  | 1 | 1018
P107 | 2014 | RS2076076A | P | 2014-09-12 | PENTAIR | 11018 | 100 | 1 | 1019.99 |  | 1 | 1019.99 |  | 1 | 1019.99
P107 | 2014 | RS6020889A | P | 2014-02-27 | PENTAIR | 11018 | 100 | 1 | 1019.99 |  | 1 | 1019.99 |  | 1 | 1019.99
P107 | 2014 | RS6040192A | P | 2014-10-14 | PENTAIR | 11018 | 100 | 1 | 1019.99 |  | 1 | 1019.99 |  | 1 | 1019.99
P107 | 2014 | RS2076581A | P | 2014-09-17 | PENTAIR | 11018 | 100 | 1 | 1019.99 |  | 1 | 1019.99 |  | 1 | 1019.99
P107 | 2015 | RS6071181A | P | 2015-11-10 | PENTAIR | 11018 | 100 | 1 | 1019.99 |  | 1 | 1019.99 |  | 1 | 1019.99
P107 | 2014 | RS2076603A | P | 2014-09-18 | PENTAIR | 11018 | 100 | 1 | 1019.99 |  | 1 | 1019.99 |  | 1 | 1019.99
P107 | 2014 | RS6024139A | P | 2014-04-17 | PENTAIR | 11018 | 100 | 1 | 1019.99 |  | 1 | 1019.99 |  | 1 | 1019.99
P107 | 2014 | RS2051194A | P | 2014-01-31 | PENTAIR | 11018 | 100 | 1 | 1019.99 |  | 1 | 1019.99 |  | 1 | 1019.99
P107 | 2014 | RS2077994A | P | 2014-09-29 | PENTAIR | 11018 | 100 | 1 | 1019.99 |  | 1 | 1019.99 |  | 1 | 1019.99
P107 | 2014 | RS2081088A | P | 2014-10-29 | PENTAIR | 11018 | 100 | 1 | 1019.99 |  | 1 | 1019.99 |  | 1 | 1019.99
P107 | 2014 | RS2063346A | P | 2014-05-30 | PENTAIR | 11018 | 100 | 1 | 1019.99 |  | 1 | 1019.99 |  | 1 | 1019.99
P107 | 2014 | RS2054060A | P | 2014-02-28 | PENTAIR | 11018 | 100 | 1 | 1019.99 |  | 1 | 1019.99 |  | 1 | 1019.99
P107 | 2015 | RS2114997A | P | 2015-10-26 | PENTAIR | 11018 | 100 | 1 | 1019.99 |  | 1 | 1019.99 |  | 1 | 1019.99
P107 | 2014 | RS2071226A | P | 2014-08-07 | PENTAIR | 11018 | 100 | 1 | 1020 |  | 1 | 1020 |  | 1 | 1020
P107 | 2014 | RS2063142A | P | 2014-05-30 | PENTAIR | 11018 | 100 | 1 | 1020 |  | 1 | 1020 |  | 1 | 1020
P107 | 2014 | RS2054876A | P | 2014-03-06 | PENTAIR | 11018 | 100 | 1 | 1020 |  | 1 | 1020 |  | 1 | 1020
P107 | 2014 | RS2071518A | P | 2014-08-08 | PENTAIR | 11018 | 100 | 1 | 1020 |  | 1 | 1020 |  | 1 | 1020
P107 | 2014 | RS2058728A | P | 2014-04-15 | PENTAIR | 11018 | 100 | 1 | 1020 |  | 1 | 1020 |  | 1 | 1020
P107 | 2014 | RS2066176A | P | 2014-06-24 | PENTAIR | 11018 | 100 | 1 | 1020 |  | 1 | 1020 |  | 1 | 1020
P107 | 2014 | RS6080303A | P | 2014-10-29 | PENTAIR | 11018 | 100 | 1 | 1020 |  | 1 | 1020 |  | 1 | 1020
P107 | 2014 | RS2056168A | P | 2014-03-18 | PENTAIR | 11018 | 100 | 1 | 1020 |  | 1 | 1020 |  | 1 | 1020
P107 | 2014 | RS2065548A | P | 2014-06-18 | PENTAIR | 11018 | 100 | 1 | 1020 |  | 1 | 1020 |  | 1 | 1020
P107 | 2014 | RS2064090A | P | 2014-06-06 | PENTAIR | 11018 | 100 | 1 | 1020 |  | 1 | 1020 |  | 1 | 1020
P107 | 2014 | RS2053892A | P | 2014-02-27 | PENTAIR | 11018 | 100 | 1 | 1020 |  | 1 | 1020 |  | 1 | 1020
P107 | 2014 | RS2056633A | P | 2014-03-24 | PENTAIR | 11018 | 100 | 1 | 1020 |  | 1 | 1020 |  | 1 | 1020
P107 | 2014 | RS2055977A | P | 2014-03-14 | PENTAIR | 11018 | 100 | 1 | 1020 |  | 1 | 1020 |  | 1 | 1020
P107 | 2014 | RS6020961A | P | 2014-02-27 | PENTAIR | 11018 | 100 | 1 | 1020 |  | 1 | 1020 |  | 1 | 1020
P107 | 2014 | RS2058730A | P | 2014-04-15 | PENTAIR | 11018 | 100 | 1 | 1020 |  | 1 | 1020 |  | 1 | 1020
P107 | 2015 | RS6055340A | P | 2015-03-25 | PENTAIR | 342000 | 100 | 1 | 1020 |  | 1 | 1020 |  | 1 | 1020
P107 | 2014 | RS2069200A | P | 2014-07-21 | PENTAIR | 11018 | 100 | 1 | 1020 |  | 1 | 1020 |  | 1 | 1020
P107 | 2014 | RS2055974A | P | 2014-03-14 | PENTAIR | 11018 | 100 | 1 | 1020 |  | 1 | 1020 |  | 1 | 1020
P107 | 2014 | RS2078332A | P | 2014-09-30 | PENTAIR | 11018 | 100 | 1 | 1020 |  | 1 | 1020 |  | 1 | 1020
P107 | 2015 | RS6057817A | P | 2015-04-20 | PENTAIR | 11018 | 100 | 1 | 1020 |  | 1 | 1020 |  | 1 | 1020
P107 | 2014 | RS2061971A | P | 2014-06-20 | PENTAIR | 11018 | 100 | 1 | 1020 |  | 1 | 1020 |  | 1 | 1020
P107 | 2014 | RS2052682A | P | 2014-02-14 | PENTAIR | 11018 | 100 | 1 | 1020 |  | 1 | 1020 |  | 1 | 1020
P107 | 2014 | RS2067173A | P | 2014-07-03 | PENTAIR | 11018 | 100 | 1 | 1020 |  | 1 | 1020 |  | 1 | 1020
P107 | 2014 | RS2060174A | P | 2014-04-29 | PENTAIR | 11018 | 100 | 1 | 1020 |  | 1 | 1020 |  | 1 | 1020
P107 | 2014 | RS2084817A | P | 2014-12-02 | STA-RITE | P6E6VS4H-209L | 100 | 1 | 1020 |  | 1 | 1020 |  | 1 | 1020
P107 | 2014 | RS2076725A | P | 2014-09-18 | STA-RITE | P6E6VS4H-209L | 100 | 1 | 1020 |  | 1 | 1020 |  | 1 | 1020
P107 | 2014 | RS2064510A | P | 2014-06-10 | ZODIAC | JEP2.0 | 100 | 1 | 1020 |  | 1 | 1020 |  | 1 | 1020
P107 | 2015 | RS6056109A | P | 2015-03-25 | PENTAIR | 11018 | 100 | 1 | 1020.29 |  | 1 | 1020.29 |  | 1 | 1020.29
P107 | 2014 | RS2051202A | P | 2014-01-31 | ZODIAC/JANDY | JEP1.5 | 100 | 1 | 1021.95 |  | 1 | 1021.95 |  | 1 | 1021.95
P107 | 2015 | RS6064288A | P | 2015-07-13 | STA-RITE | P6E6VS4H-209L | 100 | 1 | 1023.26 |  | 1 | 1023.26 |  | 1 | 1023.26
P107 | 2014 | RS2071239A | P | 2014-08-06 | STA-RITE | 343000 | 100 | 1 | 1023.29 |  | 1 | 1023.29 |  | 1 | 1023.29
P107 | 2014 | RS2085988A | P | 2014-12-11 | STA-RITE | P6E6VS4H-209L | 100 | 1 | 1024.72 |  | 1 | 1024.72 |  | 1 | 1024.72
P107 | 2015 | RS6063030A | P | 2015-06-30 | HAYWARD | SP3400VSPVR | 100 | 1 | 1025 |  | 1 | 1025 |  | 1 | 1025
P107 | 2015 | RS6060249A | P | 2015-05-26 | HAYWARD | SP3400VSPVR | 100 | 1 | 1025 |  | 1 | 1025 |  | 1 | 1025
P107 | 2014 | RS2071743A | P | 2014-08-11 | HAYWARD | SP3400VSPVR | 100 | 1 | 1025 |  | 1 | 1025 |  | 1 | 1025
P107 | 2014 | RS2081346A | P | 2015-01-08 | PENTAIR | 11018 | 100 | 1 | 1025 |  | 1 | 1025 |  | 1 | 1025
P107 | 2015 | RS2097038A | P | 2015-03-25 | PENTAIR | 11018 | 100 | 1 | 1025 |  | 1 | 1025 |  | 1 | 1025
P107 | 2014 | RS2085481A | P | 2014-12-05 | PENTAIR | 11018 | 100 | 1 | 1025 |  | 1 | 1025 |  | 1 | 1025
P107 | 2014 | RS2049935A | P | 2014-01-22 | PENTAIR | 11018 | 100 | 1 | 1025 |  | 1 | 1025 |  | 1 | 1025
P107 | 2014 | RS2087918A | P | 2014-12-26 | PENTAIR | 11018 | 100 | 1 | 1025 |  | 1 | 1025 |  | 1 | 1025
P107 | 2015 | RS2095196A | P | 2015-03-04 | STA-RITE | P6E6VS4H-209L | 100 | 1 | 1025 |  | 1 | 1025 |  | 1 | 1025
P107 | 2014 | RS6029653A | P | 2014-07-17 | STA-RITE | P6E6VS4H-209L | 100 | 1 | 1025 |  | 1 | 1025 |  | 1 | 1025
P107 | 2015 | RS2093318A | P | 2015-02-11 | STA-RITE | P6E6VS4H-209L | 100 | 1 | 1025 |  | 1 | 1025 |  | 1 | 1025
P107 | 2015 | RS2096418A | P | 2015-03-18 | PENTAIR | 342000 | 100 | 1 | 1025.56 |  | 1 | 1025.56 |  | 1 | 1025.56
P107 | 2015 | RS2113848A | P | 2015-10-12 | PENTAIR | 342001 | 100 | 1 | 1027.31 |  | 1 | 1027.31 |  | 1 | 1027.31
P107 | 2014 | RS2050142A | P | 2014-01-23 | PENTAIR | 11018 | 100 | 1 | 1029 |  | 1 | 1029 |  | 1 | 1029
P107 | 2014 | RS6020094A | P | 2014-03-04 | PENTAIR | 11018 | 100 | 1 | 1031 |  | 1 | 1031 |  | 1 | 1031
P107 | 2014 | RS2083704A | P | 2014-12-08 | PENTAIR | 11018 | 100 | 1 | 1031 |  | 1 | 1031 |  | 1 | 1031
P107 | 2015 | RS2099696A | P | 2015-05-26 | HAYWARD | SP2302VSP | 100 | 1 | 1033.6 |  | 1 | 1033.6 |  | 1 | 1033.6
P107 | 2014 | RS2080309A | P | 2014-10-17 | PENTAIR | 11018 | 100 | 1 | 1034 |  | 1 | 1034 |  | 1 | 1034
P107 | 2015 | RS2092387A | P | 2015-02-03 | PENTAIR | 11018 | 100 | 1 | 1034 |  | 1 | 1034 |  | 1 | 1034
P107 | 2014 | RS2087035A | P | 2014-12-18 | PENTAIR | 11018 | 100 | 1 | 1034 |  | 1 | 1034 |  | 1 | 1034
P107 | 2015 | RS2114360A | P | 2015-11-04 | WATERWAY PLASTICS INC. | ECONO-VSA | 100 | 1 | 1034.4 |  | 1 | 1034.4 |  | 1 | 1034.4
P107 | 2014 | RS2068058A | P | 2014-07-10 | HAYWARD | SP3400VSP | 100 | 1 | 1035 |  | 1 | 1035 |  | 1 | 1035
P107 | 2015 | RS2102121A | P | 2015-06-02 | PENTAIR | 342001 | 100 | 1 | 1035 |  | 1 | 1035 |  | 1 | 1035
P107 | 2015 | RS2102122A | P | 2015-06-02 | PENTAIR | 342001 | 100 | 1 | 1035 |  | 1 | 1035 |  | 1 | 1035
P107 | 2014 | RS6033495A | P | 2014-08-12 | PENTAIR | 11018 | 100 | 1 | 1035 |  | 1 | 1035 |  | 1 | 1035
P107 | 2014 | RS2082165A | P | 2014-11-18 | STA-RITE | P6E6VS4H-209L | 200 | 2 | 1035 |  | 2 | 1035 |  | 2 | 1035
P107 | 2014 | RS2087199A | P | 2014-12-22 | WATERWAY PLASTICS INC. | ECONVSC-165 | 100 | 1 | 1036.52 |  | 1 | 1036.52 |  | 1 | 1036.52
P107 | 2015 | RS2102934A | P | 2015-06-11 | HAYWARD | SP2302VSP | 100 | 1 | 1036.8 |  | 1 | 1036.8 |  | 1 | 1036.8
P107 | 2014 | RS2055044A | P | 2014-03-07 | STA-RITE | P6E6VS4H-209L | 100 | 1 | 1036.98 |  | 1 | 1036.98 |  | 1 | 1036.98
P107 | 2015 | RS6062536A | P | 2015-07-14 | PENTAIR | 11018 | 100 | 1 | 1037.74 |  | 1 | 1037.74 |  | 1 | 1037.74
P107 | 2015 | RS2107989A | P | 2015-08-05 | PENTAIR | 11008 | 100 | 1 | 1038 |  | 1 | 1038 |  | 1 | 1038
P107 | 2015 | RS2109298A | P | 2015-08-18 | WATERWAY PLASTICS INC. | ECONO-VS | 100 | 1 | 1039.5 |  | 1 | 1039.5 |  | 1 | 1039.5
P107 | 2015 | RS2097663A | P | 2015-04-06 | WATERWAY PLASTICS INC. | ECONVSC-165 | 100 | 1 | 1039.5 |  | 1 | 1039.5 |  | 1 | 1039.5
P107 | 2015 | RS2103070A | P | 2015-06-12 | WATERWAY PLASTICS INC. | ECONVSC-165 | 100 | 1 | 1039.5 |  | 1 | 1039.5 |  | 1 | 1039.5
P107 | 2015 | RS2103711A | P | 2015-06-18 | WATERWAY PLASTICS INC. | ECONO-VS | 100 | 1 | 1039.5 |  | 1 | 1039.5 |  | 1 | 1039.5
P107 | 2014 | RS2083095A | P | 2014-11-12 | PENTAIR | 11018 | 100 | 1 | 1039.95 |  | 1 | 1039.95 |  | 1 | 1039.95
P107 | 2014 | RS6020371A | P | 2014-02-20 | HAYWARD | SP3400VSP | 100 | 1 | 1039.99 |  | 1 | 1039.99 |  | 1 | 1039.99
P107 | 2014 | RS2063109A | P | 2014-05-30 | HAYWARD | SP3400VSP | 100 | 1 | 1039.99 |  | 1 | 1039.99 |  | 1 | 1039.99
P107 | 2014 | RS2052679A | P | 2014-02-25 | PENTAIR | 11017 | 100 | 1 | 1039.99 |  | 1 | 1039.99 |  | 1 | 1039.99
P107 | 2014 | RS6035043A | P | 2014-08-28 | PENTAIR | 11018 | 100 | 1 | 1039.99 |  | 1 | 1039.99 |  | 1 | 1039.99
P107 | 2015 | RS2101815A | P | 2015-05-27 | PENTAIR | 11018 | 100 | 1 | 1039.99 |  | 1 | 1039.99 |  | 1 | 1039.99
P107 | 2015 | RS6055019A | P | 2015-03-09 | PENTAIR | 11018 | 100 | 1 | 1039.99 |  | 1 | 1039.99 |  | 1 | 1039.99
P107 | 2014 | RS2052801A | P | 2014-02-18 | PENTAIR | 11018 | 100 | 1 | 1040 |  | 1 | 1040 |  | 1 | 1040
P107 | 2015 | RS2103481A | P | 2015-06-17 | PENTAIR | 11017 | 100 | 1 | 1040 |  | 1 | 1040 |  | 1 | 1040
P107 | 2015 | RS6067483A | P | 2015-08-24 | PENTAIR | 11017 | 100 | 1 | 1040 |  | 1 | 1040 |  | 1 | 1040
P107 | 2014 | RS6068355A | P | 2014-07-16 | PENTAIR | 11018 | 100 | 1 | 1040 |  | 1 | 1040 |  | 1 | 1040
P107 | 2014 | RS2074032A | P | 2014-08-27 | PENTAIR | 11018 | 100 | 1 | 1040 |  | 1 | 1040 |  | 1 | 1040
P107 | 2014 | RS2068384A | P | 2014-07-15 | STA-RITE | P6E6VS4H-209L | 100 | 1 | 1040 |  | 1 | 1040 |  | 1 | 1040
P107 | 2015 | RS2112570A | P | 2015-09-28 | STA-RITE | P6E6VS4H-209L | 100 | 1 | 1040 |  | 1 | 1040 |  | 1 | 1040
P107 | 2014 | RS6020006A | P | 2014-03-10 | PENTAIR | 11017 | 100 | 1 | 1042.84 |  | 1 | 1042.84 |  | 1 | 1042.84
P107 | 2015 | RS2092143A | P | 2015-01-28 | PENTAIR | 11018 | 100 | 1 | 1043 |  | 1 | 1043 |  | 1 | 1043
P107 | 2015 | RS6053114A | P | 2015-02-12 | PENTAIR | 11017 | 100 | 1 | 1045 |  | 1 | 1045 |  | 1 | 1045
P107 | 2014 | RS6019317A | P | 2014-02-03 | PENTAIR | 11017 | 100 | 1 | 1046.68 |  | 1 | 1046.68 |  | 1 | 1046.68
P107 | 2014 | RS2067489A | P | 2014-08-01 | PENTAIR | 11018 | 100 | 1 | 1047.25 |  | 1 | 1047.25 |  | 1 | 1047.25
P107 | 2014 | RS2067475A | P | 2014-07-07 | PENTAIR | 11018 | 100 | 1 | 1047.25 |  | 1 | 1047.25 |  | 1 | 1047.25
P107 | 2014 | RS2062374A | P | 2014-05-22 | PENTAIR | 342000 | 100 | 1 | 1047.5 |  | 1 | 1047.5 |  | 1 | 1047.5
P107 | 2015 | RS2112124A | P | 2015-10-05 | STA-RITE | P6E6VS4H-209L | 100 | 1 | 1047.86 |  | 1 | 1047.86 |  | 1 | 1047.86
P107 | 2014 | RS6024926A | P | 2014-04-28 | HAYWARD | SP3400VSP | 100 | 1 | 1048 |  | 1 | 1048 |  | 1 | 1048
P107 | 2015 | RS2100744A | P | 2015-05-13 | HAYWARD | SP2300VSP | 100 | 1 | 1048 |  | 1 | 1048 |  | 1 | 1048
P107 | 2014 | RS2068903A | P | 2014-07-21 | PENTAIR | 11018 | 100 | 1 | 1048 |  | 1 | 1048 |  | 1 | 1048
P107 | 2014 | RS2054582A | P | 2014-03-04 | PENTAIR | 11017 | 100 | 1 | 1048 |  | 1 | 1048 |  | 1 | 1048
P107 | 2014 | RS6035361A | P | 2014-09-23 | PENTAIR | 11018 | 100 | 1 | 1048.11 |  | 1 | 1048.11 |  | 1 | 1048.11
P107 | 2015 | RS6059114A | P | 2015-05-08 | HAYWARD | SP3400VSP | 100 | 1 | 1049 |  | 1 | 1049 |  | 1 | 1049
P107 | 2014 | RS6027118A | P | 2014-06-02 | HAYWARD | SP3400VSP | 100 | 1 | 1049 |  | 1 | 1049 |  | 1 | 1049
P107 | 2014 | RS6028994A | P | 2014-06-24 | PENTAIR | 11018 | 100 | 1 | 1049 |  | 1 | 1049 |  | 1 | 1049
P107 | 2014 | RS6029138A | P | 2014-09-16 | PENTAIR | 11013 | 100 | 1 | 1049 |  | 1 | 1049 |  | 1 | 1049
P107 | 2014 | RS2054991A | P | 2014-03-11 | PENTAIR | 11018 | 100 | 1 | 1049 |  | 1 | 1049 |  | 1 | 1049
P107 | 2014 | RS2084867A | P | 2014-12-02 | PENTAIR | 11018 | 100 | 1 | 1049 |  | 1 | 1049 |  | 1 | 1049
P107 | 2014 | RS2072037A | P | 2014-08-13 | PENTAIR | 11018 | 100 | 1 | 1049 |  | 1 | 1049 |  | 1 | 1049
P107 | 2015 | RS2108467A | P | 2015-08-10 | PENTAIR | 11018 | 100 | 1 | 1049 |  | 1 | 1049 |  | 1 | 1049
P107 | 2014 | RS2055478A | P | 2014-03-14 | PENTAIR | 11018 | 100 | 1 | 1049 |  | 1 | 1049 |  | 1 | 1049
P107 | 2014 | RS6035059A | P | 2014-09-12 | PENTAIR | 11018 | 100 | 1 | 1049 |  | 1 | 1049 |  | 1 | 1049
P107 | 2014 | RS2064949A | P | 2014-06-12 | PENTAIR | 11018 | 100 | 1 | 1049 |  | 1 | 1049 |  | 1 | 1049
P107 | 2014 | RS2079719A | P | 2014-10-14 | PENTAIR | 11018 | 100 | 1 | 1049 |  | 1 | 1049 |  | 1 | 1049
P107 | 2014 | RS6036843A | P | 2014-09-15 | PENTAIR | 11017 | 100 | 1 | 1049.23 |  | 1 | 1049.23 |  | 1 | 1049.23
P107 | 2014 | RS6028188A | P | 2014-07-11 | HAYWARD | SP3400VSP | 100 | 1 | 1049.59 |  | 1 | 1049.59 |  | 1 | 1049.59
P107 | 2015 | RS2112364A | P | 2015-09-24 | PENTAIR | 342001 | 100 | 1 | 1049.95 |  | 1 | 1049.95 |  | 1 | 1049.95
P107 | 2014 | RS6018239A | P | 2014-01-16 | HAYWARD | SP3400VSP | 100 | 1 | 1049.99 |  | 1 | 1049.99 |  | 1 | 1049.99
P107 | 2014 | RS6026665A | P | 2014-05-30 | PENTAIR | 11018 | 100 | 1 | 1049.99 |  | 1 | 1049.99 |  | 1 | 1049.99
P107 | 2014 | RS2061957A | P | 2014-06-05 | PENTAIR | 11018 | 100 | 1 | 1049.99 |  | 1 | 1049.99 |  | 1 | 1049.99
P107 | 2014 | RS6030577A | P | 2014-07-14 | PENTAIR | 11018 | 100 | 1 | 1049.99 |  | 1 | 1049.99 |  | 1 | 1049.99
P107 | 2014 | RS2070707A | P | 2014-08-04 | PENTAIR | 11018 | 100 | 1 | 1049.99 |  | 1 | 1049.99 |  | 1 | 1049.99
P107 | 2014 | RS6035816A | P | 2014-09-05 | PENTAIR | 11018 | 100 | 1 | 1049.99 |  | 1 | 1049.99 |  | 1 | 1049.99
P107 | 2014 | RS2065789A | P | 2014-07-11 | PENTAIR | 11018 | 100 | 1 | 1049.99 |  | 1 | 1049.99 |  | 1 | 1049.99
P107 | 2014 | RS6020776A | P | 2014-02-26 | PENTAIR | 11018 | 100 | 1 | 1049.99 |  | 1 | 1049.99 |  | 1 | 1049.99
P107 | 2014 | RS2078680A | P | 2014-10-02 | PENTAIR | 11018 | 100 | 1 | 1049.99 |  | 1 | 1049.99 |  | 1 | 1049.99
P107 | 2014 | RS2061684A | P | 2014-05-13 | HAYWARD | SP3400VSP | 100 | 1 | 1050 |  | 1 | 1050 |  | 1 | 1050
P107 | 2014 | RS6044536A | P | 2014-12-02 | HAYWARD | SP2300VSP | 100 | 1 | 1050 |  | 1 | 1050 |  | 1 | 1050
P107 | 2015 | RS2097543A | P | 2015-04-01 | HAYWARD | SP2302VSP | 100 | 1 | 1050 |  | 1 | 1050 |  | 1 | 1050
P107 | 2014 | RS2050362A | P | 2014-01-24 | HAYWARD | SP3400VSP | 100 | 1 | 1050 |  | 1 | 1050 |  | 1 | 1050
P107 | 2015 | RS2111326A | P | 2015-09-15 | HAYWARD | SP3400VSP | 100 | 1 | 1050 |  | 1 | 1050 |  | 1 | 1050
P107 | 2014 | RS2058227A | P | 2014-04-09 | PENTAIR | 11018 | 100 | 1 | 1050 |  | 1 | 1050 |  | 1 | 1050
P107 | 2014 | RS2063404A | P | 2014-05-30 | PENTAIR | 11018 | 100 | 1 | 1050 |  | 1 | 1050 |  | 1 | 1050
P107 | 2014 | RS2067148A | P | 2014-07-03 | PENTAIR | 11018 | 100 | 1 | 1050 |  | 1 | 1050 |  | 1 | 1050
P107 | 2014 | RS2082763A | P | 2014-11-11 | PENTAIR | 11018 | 100 | 1 | 1050 |  | 1 | 1050 |  | 1 | 1050
P107 | 2014 | RS2052686A | P | 2014-02-14 | PENTAIR | 11008 | 100 | 1 | 1050 |  | 1 | 1050 |  | 1 | 1050
P107 | 2014 | RS2079793A | P | 2014-10-15 | PENTAIR | 11018 | 100 | 1 | 1050 |  | 1 | 1050 |  | 1 | 1050
P107 | 2014 | RS2070218A | P | 2014-07-29 | PENTAIR | 11018 | 100 | 1 | 1050 |  | 1 | 1050 |  | 1 | 1050
P107 | 2014 | RS2077900A | P | 2014-09-29 | PENTAIR | 11018 | 100 | 1 | 1050 |  | 1 | 1050 |  | 1 | 1050
P107 | 2015 | RS2102718A | P | 2015-06-11 | PENTAIR | 11018 | 100 | 1 | 1050 |  | 1 | 1050 |  | 1 | 1050
P107 | 2015 | RS2093103A | P | 2015-05-04 | PENTAIR | 342001 | 100 | 1 | 1050 |  | 1 | 1050 |  | 1 | 1050
P107 | 2014 | RS2080003A | P | 2014-10-15 | PENTAIR | 11018 | 100 | 1 | 1050 |  | 1 | 1050 |  | 1 | 1050
P107 | 2014 | RS2061582A | P | 2014-05-13 | PENTAIR | 11018 | 100 | 1 | 1050 |  | 1 | 1050 |  | 1 | 1050
P107 | 2015 | RS2091221A | P | 2015-01-19 | PENTAIR | 11018 | 100 | 1 | 1050 |  | 1 | 1050 |  | 1 | 1050
P107 | 2015 | RS2091558A | P | 2015-01-22 | PENTAIR | 11018 | 100 | 1 | 1050 |  | 1 | 1050 |  | 1 | 1050
P107 | 2014 | RS2083238A | P | 2014-12-03 | PENTAIR | 11018 | 100 | 1 | 1050 |  | 1 | 1050 |  | 1 | 1050
P107 | 2014 | RS2075025A | P | 2014-09-05 | PENTAIR | 11018 | 100 | 1 | 1050 |  | 1 | 1050 |  | 1 | 1050
P107 | 2014 | RS2063619A | P | 2014-06-19 | PENTAIR | 11018 | 100 | 1 | 1050 |  | 1 | 1050 |  | 1 | 1050
P107 | 2015 | RS2090623A | P | 2015-01-13 | PENTAIR | 342000 | 100 | 1 | 1050 |  | 1 | 1050 |  | 1 | 1050
P107 | 2014 | RS2081957A | P | 2014-11-04 | PENTAIR | 11018 | 100 | 1 | 1050 |  | 1 | 1050 |  | 1 | 1050
P107 | 2014 | RS2056800A | P | 2014-03-25 | PENTAIR | 11018 | 100 | 1 | 1050 |  | 1 | 1050 |  | 1 | 1050
P107 | 2014 | RS2081963A | P | 2014-11-05 | PENTAIR | 11018 | 100 | 1 | 1050 |  | 1 | 1050 |  | 1 | 1050
P107 | 2014 | RS2055828A | P | 2014-03-14 | PENTAIR | 11018 | 100 | 1 | 1050 |  | 1 | 1050 |  | 1 | 1050
P107 | 2014 | RS2077655A | P | 2014-09-24 | PENTAIR | 11018 | 100 | 1 | 1050 |  | 1 | 1050 |  | 1 | 1050
P107 | 2015 | RS2089856A | P | 2015-01-13 | PENTAIR | 11018 | 100 | 1 | 1050 |  | 1 | 1050 |  | 1 | 1050
P107 | 2014 | RS2055444A | P | 2014-03-12 | PENTAIR | 11018 | 100 | 1 | 1050 |  | 1 | 1050 |  | 1 | 1050
P107 | 2015 | RS6069493A | P | 2015-10-14 | PENTAIR | 11018 | 100 | 1 | 1050 |  | 1 | 1050 |  | 1 | 1050
P107 | 2015 | RS2113837A | P | 2015-10-23 | PENTAIR | 11018 | 100 | 1 | 1050 |  | 1 | 1050 |  | 1 | 1050
P107 | 2015 | RS2095192A | P | 2015-03-04 | PENTAIR | 11018 | 100 | 1 | 1050 |  | 1 | 1050 |  | 1 | 1050
P107 | 2015 | RS2091247A | P | 2015-01-19 | PENTAIR | 11018 | 100 | 1 | 1050 |  | 1 | 1050 |  | 1 | 1050
P107 | 2015 | RS2115516A | P | 2015-11-03 | PENTAIR | 11018 | 100 | 1 | 1050 |  | 1 | 1050 |  | 1 | 1050
P107 | 2015 | RS2120642A | P | 2015-12-29 | PENTAIR | 342001 | 100 | 1 | 1050 |  | 1 | 1050 |  | 1 | 1050
P107 | 2015 | RS6061984A | P | 2015-06-12 | PENTAIR | 342000 | 100 | 1 | 1050 |  | 1 | 1050 |  | 1 | 1050
P107 | 2015 | RS2118812A | P | 2015-12-10 | PENTAIR | 11018 | 100 | 1 | 1050 |  | 1 | 1050 |  | 1 | 1050
P107 | 2015 | RS2105573A | P | 2015-07-09 | PENTAIR | 11018 | 100 | 1 | 1050 |  | 1 | 1050 |  | 1 | 1050
P107 | 2014 | RS2070153A | P | 2014-07-30 | PENTAIR | 11018 | 100 | 1 | 1050 |  | 1 | 1050 |  | 1 | 1050
P107 | 2015 | RS6067968A | P | 2015-09-01 | PENTAIR | 11018 | 100 | 1 | 1050 |  | 1 | 1050 |  | 1 | 1050
P107 | 2015 | RS2104302A | P | 2015-12-08 | PENTAIR | 11018 | 100 | 1 | 1050 |  | 1 | 1050 |  | 1 | 1050
P107 | 2014 | RS2072410A | P | 2014-08-15 | PENTAIR | 11018 | 100 | 1 | 1050 |  | 1 | 1050 |  | 1 | 1050
P107 | 2014 | RS2066385A | P | 2014-08-12 | PENTAIR | 11018 | 100 | 1 | 1050 |  | 1 | 1050 |  | 1 | 1050
P107 | 2014 | RS2054056A | P | 2014-02-28 | PENTAIR | 11018 | 100 | 1 | 1050 |  | 1 | 1050 |  | 1 | 1050
P107 | 2015 | RS2103002A | P | 2015-06-11 | PENTAIR | 11018 | 100 | 1 | 1050 |  | 1 | 1050 |  | 1 | 1050
P107 | 2014 | RS2075479A | P | 2014-09-10 | PENTAIR | 11018 | 100 | 1 | 1050 |  | 1 | 1050 |  | 1 | 1050
P107 | 2015 | RS2107572A | P | 2015-07-31 | PENTAIR | 11018 | 100 | 1 | 1050 |  | 1 | 1050 |  | 1 | 1050
P107 | 2015 | RS2100048A | P | 2015-05-06 | PENTAIR | 11018 | 100 | 1 | 1050 |  | 1 | 1050 |  | 1 | 1050
P107 | 2015 | RS2117508A | P | 2015-11-20 | PENTAIR | 11018 | 100 | 1 | 1050 |  | 1 | 1050 |  | 1 | 1050
P107 | 2015 | RS2104057A | P | 2015-06-24 | PENTAIR | 11018 | 100 | 1 | 1050 |  | 1 | 1050 |  | 1 | 1050
P107 | 2015 | RS2115527A | P | 2015-10-29 | PENTAIR | 11018 | 100 | 1 | 1050 |  | 1 | 1050 |  | 1 | 1050
P107 | 2015 | RS2099274A | P | 2015-04-27 | PENTAIR | 11018 | 100 | 1 | 1050 |  | 1 | 1050 |  | 1 | 1050
P107 | 2015 | RS2106283A | P | 2015-07-17 | PENTAIR | 11018 | 100 | 1 | 1050 |  | 1 | 1050 |  | 1 | 1050
P107 | 2015 | RS2107439A | P | 2015-07-29 | PENTAIR | 11018 | 100 | 1 | 1050 |  | 1 | 1050 |  | 1 | 1050
P107 | 2014 | RS2069847A | P | 2014-07-25 | PENTAIR | 11018 | 100 | 1 | 1050 |  | 1 | 1050 |  | 1 | 1050
P107 | 2015 | RS2120567A | P | 2015-12-29 | PENTAIR | 11018 | 100 | 1 | 1050 |  | 1 | 1050 |  | 1 | 1050
P107 | 2014 | RS2066691A | P | 2014-07-11 | PENTAIR | 11018 | 100 | 1 | 1050 |  | 1 | 1050 |  | 1 | 1050
P107 | 2014 | RS2081430A | P | 2014-10-29 | PENTAIR | 11008 | 100 | 1 | 1050 |  | 1 | 1050 |  | 1 | 1050
P107 | 2015 | RS2118802A | P | 2015-12-10 | PENTAIR | 11018 | 100 | 1 | 1050 |  | 1 | 1050 |  | 1 | 1050
P107 | 2014 | RS2088854A | P | 2015-01-02 | PENTAIR | 11018 | 100 | 1 | 1050 |  | 1 | 1050 |  | 1 | 1050
P107 | 2014 | RS2088808A | P | 2015-01-02 | PENTAIR | 342000 | 100 | 1 | 1050 |  | 1 | 1050 |  | 1 | 1050
P107 | 2015 | RS2094811A | P | 2015-02-26 | STA-RITE | P6E6VS4H-209L | 100 | 1 | 1050 |  | 1 | 1050 |  | 1 | 1050
P107 | 2014 | RS2058887A | P | 2014-04-16 | STA-RITE | P6E6VS4H-209L | 100 | 1 | 1050 |  | 1 | 1050 |  | 1 | 1050
P107 | 2014 | RS2074254A | P | 2014-08-28 | STA-RITE | P6E6VS4H-209L | 100 | 1 | 1050 |  | 1 | 1050 |  | 1 | 1050
P107 | 2015 | RS2099372A | P | 2015-04-28 | STA-RITE | P6E6VS4H-209L | 100 | 1 | 1050 |  | 1 | 1050 |  | 1 | 1050
P107 | 2014 | RS2059775A | P | 2014-04-25 | STA-RITE | P6E6VS4H-209L | 100 | 1 | 1050 |  | 1 | 1050 |  | 1 | 1050
P107 | 2015 | RS2110083A | P | 2015-08-28 | STA-RITE | P6E6VS4H-209L | 100 | 1 | 1050 |  | 1 | 1050 |  | 1 | 1050
P107 | 2014 | RS2068029A | P | 2014-07-10 | STA-RITE | P6E6VS4H-209L | 100 | 1 | 1050 |  | 1 | 1050 |  | 1 | 1050
P107 | 2014 | RS2063784A | P | 2014-06-04 | STA-RITE | P6E6VS4H-209L | 100 | 1 | 1050 |  | 1 | 1050 |  | 1 | 1050
P107 | 2015 | RS6055164A | P | 2015-03-12 | STA-RITE | P6E6VS4H-209L | 100 | 1 | 1050 |  | 1 | 1050 |  | 1 | 1050
P107 | 2015 | RS2111026A | P | 2015-09-09 | STA-RITE | P6E6VS4H-209L | 100 | 1 | 1050 |  | 1 | 1050 |  | 1 | 1050
P107 | 2015 | RS2103706A | P | 2015-06-18 | STA-RITE | P6E6VS4H-209L | 100 | 1 | 1050 |  | 1 | 1050 |  | 1 | 1050
P107 | 2014 | RS2061712A | P | 2014-05-14 | ZODIAC | JEP2.0 | 100 | 1 | 1050 |  | 1 | 1050 |  | 1 | 1050
P107 | 2015 | RS2104077A | P | 2015-06-24 | ZODIAC | VS-FHP1.0 | 100 | 1 | 1050 |  | 1 | 1050 |  | 1 | 1050
P107 | 2015 | RS6054108A | P | 2015-02-25 | ZODIAC | JEP1.5 | 100 | 1 | 1050 |  | 1 | 1050 |  | 1 | 1050
P107 | 2015 | RS6056296A | P | 2015-03-30 | ZODIAC | VS-FHP1.0 | 100 | 1 | 1050 |  | 1 | 1050 |  | 1 | 1050
P107 | 2015 | RS6068157A | P | 2015-09-03 | PENTAIR | 11018 | 100 | 1 | 1051.17 |  | 1 | 1051.17 |  | 1 | 1051.17
P107 | 2014 | RS2049649A | P | 2014-01-21 | PENTAIR | 11018 | 100 | 1 | 1052.99 |  | 1 | 1052.99 |  | 1 | 1052.99
P107 | 2014 | RS6034392A | P | 2014-08-21 | HAYWARD | SP3200VSP | 100 | 1 | 1055 |  | 1 | 1055 |  | 1 | 1055
P107 | 2014 | RS2057842A | P | 2014-04-08 | HAYWARD | SP3400VSP | 100 | 1 | 1057 |  | 1 | 1057 |  | 1 | 1057
P107 | 2014 | RS6037553A | P | 2014-09-18 | PENTAIR | 11017 | 100 | 1 | 1057.23 |  | 1 | 1057.23 |  | 1 | 1057.23
P107 | 2015 | RS2098854A | P | 2015-04-17 | PENTAIR | 11018 | 100 | 1 | 1058 |  | 1 | 1058 |  | 1 | 1058
P107 | 2015 | RS2099615A | P | 2015-04-29 | PENTAIR | 11018 | 100 | 1 | 1058 |  | 1 | 1058 |  | 1 | 1058
P107 | 2015 | RS2105526A | P | 2015-08-03 | PENTAIR | 11018 | 100 | 1 | 1058.89 |  | 1 | 1058.89 |  | 1 | 1058.89
P107 | 2015 | RS6056273A | P | 2015-03-27 | PENTAIR | 11018 | 100 | 1 | 1058.99 |  | 1 | 1058.99 |  | 1 | 1058.99
P107 | 2015 | RS6058157A | P | 2015-04-27 | PENTAIR | 11018 | 100 | 1 | 1058.99 |  | 1 | 1058.99 |  | 1 | 1058.99
P107 | 2015 | RS6060703A | P | 2015-06-02 | PENTAIR | 11018 | 100 | 1 | 1058.99 |  | 1 | 1058.99 |  | 1 | 1058.99
P107 | 2015 | RS6056631A | P | 2015-04-02 | PENTAIR | 11018 | 100 | 1 | 1058.99 |  | 1 | 1058.99 |  | 1 | 1058.99
P107 | 2015 | RS6058569A | P | 2015-04-29 | PENTAIR | 11018 | 100 | 1 | 1058.99 |  | 1 | 1058.99 |  | 1 | 1058.99
P107 | 2015 | RS6057483A | P | 2015-04-14 | PENTAIR | 11018 | 100 | 1 | 1058.99 |  | 1 | 1058.99 |  | 1 | 1058.99
P107 | 2015 | RS2109800A | P | 2015-08-25 | PENTAIR | 11018 | 100 | 1 | 1058.99 |  | 1 | 1058.99 |  | 1 | 1058.99
P107 | 2015 | RS6057816A | P | 2015-04-20 | PENTAIR | 11018 | 100 | 1 | 1058.99 |  | 1 | 1058.99 |  | 1 | 1058.99
P107 | 2015 | RS2101124A | P | 2015-05-21 | PENTAIR | 11018 | 100 | 1 | 1058.99 |  | 1 | 1058.99 |  | 1 | 1058.99
P107 | 2015 | RS6068277A | P | 2015-09-08 | PENTAIR | 11018 | 100 | 1 | 1058.99 |  | 1 | 1058.99 |  | 1 | 1058.99
P107 | 2015 | RS6058373A | P | 2015-04-28 | PENTAIR | 11018 | 100 | 1 | 1058.99 |  | 1 | 1058.99 |  | 1 | 1058.99
P107 | 2015 | RS6099972A | P | 2015-05-06 | PENTAIR | 11018 | 100 | 1 | 1058.99 |  | 1 | 1058.99 |  | 1 | 1058.99
P107 | 2015 | RS2098776A | P | 2015-04-16 | PENTAIR | 11018 | 100 | 1 | 1058.99 |  | 1 | 1058.99 |  | 1 | 1058.99
P107 | 2015 | RS2100680A | P | 2015-05-13 | PENTAIR | 11018 | 100 | 1 | 1058.99 |  | 1 | 1058.99 |  | 1 | 1058.99
P107 | 2015 | RS6052852A | P | 2015-02-12 | PENTAIR | 11018 | 100 | 1 | 1058.99 |  | 1 | 1058.99 |  | 1 | 1058.99
P107 | 2014 | RS6032874B | P | 2014-08-06 | HAYWARD | SP3400VSP | 100 | 1 | 1059 |  | 1 | 1059 |  | 1 | 1059
P107 | 2015 | RS6066997A | P | 2015-08-17 | HAYWARD | SP3400VSP | 100 | 1 | 1059 |  | 1 | 1059 |  | 1 | 1059
P107 | 2014 | RS2060313A | P | 2014-04-30 | HAYWARD | SP3400VSP | 100 | 1 | 1059 |  | 1 | 1059 |  | 1 | 1059
P107 | 2014 | RS2053336A | P | 2014-03-06 | PENTAIR | 11018 | 100 | 1 | 1059 |  | 1 | 1059 |  | 1 | 1059
P107 | 2015 | RS2104015A | P | 2015-06-24 | PENTAIR | 11018 | 100 | 1 | 1059 |  | 1 | 1059 |  | 1 | 1059
P107 | 2014 | RS2064628A | P | 2014-06-11 | HAYWARD | SP3400VSP | 100 | 1 | 1059.99 |  | 1 | 1059.99 |  | 1 | 1059.99
P107 | 2014 | RS2060030A | P | 2014-04-29 | HAYWARD | SP3400VSP | 100 | 1 | 1059.99 |  | 1 | 1059.99 |  | 1 | 1059.99
P107 | 2014 | RS6024842A | P | 2014-04-25 | HAYWARD | SP3400VSP | 100 | 1 | 1059.99 |  | 1 | 1059.99 |  | 1 | 1059.99
P107 | 2015 | RS6062893A | P | 2015-06-26 | HAYWARD | SP3400VSP | 100 | 1 | 1059.99 |  | 1 | 1059.99 |  | 1 | 1059.99
P107 | 2015 | RS6062407A | P | 2015-06-23 | HAYWARD | SP3400VSP | 100 | 1 | 1059.99 |  | 1 | 1059.99 |  | 1 | 1059.99
P107 | 2014 | RS2059243A | P | 2014-05-01 | HAYWARD | SP3400VSP | 100 | 1 | 1059.99 |  | 1 | 1059.99 |  | 1 | 1059.99
P107 | 2015 | RS6060717A | P | 2015-06-01 | HAYWARD | SP3400VSP | 100 | 1 | 1059.99 |  | 1 | 1059.99 |  | 1 | 1059.99
P107 | 2014 | RS2058428A | P | 2014-04-11 | HAYWARD | SP3400VSP | 100 | 1 | 1059.99 |  | 1 | 1059.99 |  | 1 | 1059.99
P107 | 2014 | RS6024555A | P | 2014-04-23 | HAYWARD | SP3400VSP | 100 | 1 | 1059.99 |  | 1 | 1059.99 |  | 1 | 1059.99
P107 | 2014 | RS6023830A | P | 2014-04-11 | HAYWARD | SP3400VSP | 100 | 1 | 1059.99 |  | 1 | 1059.99 |  | 1 | 1059.99
P107 | 2014 | RS2059650A | P | 2014-07-16 | HAYWARD | SP3400VSP | 100 | 1 | 1059.99 |  | 1 | 1059.99 |  | 1 | 1059.99
P107 | 2015 | RS6062837A | P | 2015-06-25 | HAYWARD | SP3400VSP | 100 | 1 | 1059.99 |  | 1 | 1059.99 |  | 1 | 1059.99
P107 | 2014 | RS6023184A | P | 2014-04-03 | HAYWARD | SP3400VSP | 100 | 1 | 1059.99 |  | 1 | 1059.99 |  | 1 | 1059.99
P107 | 2014 | RS6043482A | P | 2014-11-19 | HAYWARD | SP3400VSP | 100 | 1 | 1059.99 |  | 1 | 1059.99 |  | 1 | 1059.99
P107 | 2015 | RS6062286A | P | 2015-06-18 | HAYWARD | SP3400VSP | 100 | 1 | 1059.99 |  | 1 | 1059.99 |  | 1 | 1059.99
P107 | 2014 | RS2088248A | P | 2014-12-30 | HAYWARD | SP3400VSP | 100 | 1 | 1059.99 |  | 1 | 1059.99 |  | 1 | 1059.99
P107 | 2015 | RS6068371A | P | 2015-09-09 | HAYWARD | SP3400VSP | 100 | 1 | 1059.99 |  | 1 | 1059.99 |  | 1 | 1059.99
P107 | 2014 | RS2057816A | P | 2014-04-08 | HAYWARD | SP3400VSP | 100 | 1 | 1059.99 |  | 1 | 1059.99 |  | 1 | 1059.99
P107 | 2015 | RS6061319A | P | 2015-06-05 | HAYWARD | SP3400VSP | 100 | 1 | 1059.99 |  | 1 | 1059.99 |  | 1 | 1059.99
P107 | 2014 | RS2084940A | P | 2014-12-02 | PENTAIR | 11018 | 100 | 1 | 1059.99 |  | 1 | 1059.99 |  | 1 | 1059.99
P107 | 2015 | RS2096748A | P | 2015-03-23 | PENTAIR | 11018 | 100 | 1 | 1059.99 |  | 1 | 1059.99 |  | 1 | 1059.99
P107 | 2014 | RS2063335A | P | 2014-05-30 | PENTAIR | 11018 | 100 | 1 | 1059.99 |  | 1 | 1059.99 |  | 1 | 1059.99
P107 | 2014 | RS6044083A | P | 2014-12-02 | PENTAIR | 11018 | 100 | 1 | 1059.99 |  | 1 | 1059.99 |  | 1 | 1059.99
P107 | 2014 | RS6027283A | P | 2014-06-03 | PENTAIR | 11018 | 100 | 1 | 1059.99 |  | 1 | 1059.99 |  | 1 | 1059.99
P107 | 2014 | RS6047980A | P | 2014-12-26 | PENTAIR | 11018 | 100 | 1 | 1059.99 |  | 1 | 1059.99 |  | 1 | 1059.99
P107 | 2014 | RS6025062A | P | 2014-05-01 | PENTAIR | 11018 | 100 | 1 | 1059.99 |  | 1 | 1059.99 |  | 1 | 1059.99
P107 | 2014 | RS6045737A | P | 2014-12-11 | PENTAIR | 11018 | 100 | 1 | 1059.99 |  | 1 | 1059.99 |  | 1 | 1059.99
P107 | 2014 | RS6042520A | P | 2014-11-10 | PENTAIR | 11018 | 100 | 1 | 1059.99 |  | 1 | 1059.99 |  | 1 | 1059.99
P107 | 2014 | RS2084943A | P | 2014-12-02 | PENTAIR | 11018 | 100 | 1 | 1059.99 |  | 1 | 1059.99 |  | 1 | 1059.99
P107 | 2014 | RS6033166A | P | 2014-08-08 | PENTAIR | 11018 | 100 | 1 | 1059.99 |  | 1 | 1059.99 |  | 1 | 1059.99
P107 | 2014 | RS6030201A | P | 2014-07-08 | PENTAIR | 11018 | 100 | 1 | 1059.99 |  | 1 | 1059.99 |  | 1 | 1059.99
P107 | 2014 | RS6045653A | P | 2014-12-11 | PENTAIR | 11018 | 100 | 1 | 1059.99 |  | 1 | 1059.99 |  | 1 | 1059.99
P107 | 2014 | RS6044978A | P | 2014-12-05 | PENTAIR | 11018 | 100 | 1 | 1059.99 |  | 1 | 1059.99 |  | 1 | 1059.99
P107 | 2014 | RS2047879A | P | 2014-01-29 | PENTAIR | 11018 | 100 | 1 | 1059.99 |  | 1 | 1059.99 |  | 1 | 1059.99
P107 | 2014 | RS2053987A | P | 2014-02-28 | HAYWARD | SP2300VSP | 100 | 1 | 1060 |  | 1 | 1060 |  | 1 | 1060
P107 | 2014 | RS2064236A | P | 2014-09-12 | PENTAIR | 11018 | 100 | 1 | 1060 |  | 1 | 1060 |  | 1 | 1060
P107 | 2014 | RS6031292A | P | 2014-07-18 | PENTAIR | 11018 | 100 | 1 | 1060 |  | 1 | 1060 |  | 1 | 1060
P107 | 2015 | RS2095535A | P | 2015-03-06 | STA-RITE | P6E6VS4H-209L | 100 | 1 | 1060 |  | 1 | 1060 |  | 1 | 1060
P107 | 2015 | RS2095597A | P | 2015-03-06 | STA-RITE | P6E6VS4H-209L | 100 | 1 | 1060 |  | 1 | 1060 |  | 1 | 1060
P107 | 2015 | RS2093247A | P | 2015-02-10 | PENTAIR | 342001 | 100 | 1 | 1060.21 |  | 1 | 1060.21 |  | 1 | 1060.21
P107 | 2014 | RS6036973A | P | 2014-10-01 | HAYWARD | SP2300VSP | 100 | 1 | 1061 |  | 1 | 1061 |  | 1 | 1061
P107 | 2014 | RS2060916A | P | 2014-05-09 | HAYWARD | SP2300VSP | 100 | 1 | 1061 |  | 1 | 1061 |  | 1 | 1061
P107 | 2015 | RS2092795A | P | 2015-02-04 | PENTAIR | 11018 | 100 | 1 | 1061 |  | 1 | 1061 |  | 1 | 1061
P107 | 2015 | RS2092404A | P | 2015-02-03 | PENTAIR | 11018 | 100 | 1 | 1061 |  | 1 | 1061 |  | 1 | 1061
P107 | 2015 | RS2095067A | P | 2015-03-04 | PENTAIR | 11018 | 100 | 1 | 1062.04 |  | 1 | 1062.04 |  | 1 | 1062.04
P107 | 2014 | RS6030202A | P | 2014-07-08 | STA-RITE | P6E6VS4H-209L | 100 | 1 | 1063.5 |  | 1 | 1063.5 |  | 1 | 1063.5
P107 | 2014 | RS2068056A | P | 2014-07-10 | STA-RITE | P6E6VS4H-209L | 100 | 1 | 1064.72 |  | 1 | 1064.72 |  | 1 | 1064.72
P107 | 2015 | RS2095199A | P | 2015-03-04 | PENTAIR | 11018 | 100 | 1 | 1065 |  | 1 | 1065 |  | 1 | 1065
P107 | 2015 | RS2106396A | P | 2015-07-22 | STA-RITE | P6E6VS4H-209L | 100 | 1 | 1065 |  | 1 | 1065 |  | 1 | 1065
P107 | 2015 | RS2105167A | P | 2015-07-07 | PENTAIR | 11018 | 100 | 1 | 1066.41 |  | 1 | 1066.41 |  | 1 | 1066.41
P107 | 2015 | RS6073358A | P | 2015-12-03 | PENTAIR | 11018 | 100 | 1 | 1067.02 |  | 1 | 1067.02 |  | 1 | 1067.02
P107 | 2014 | RS2068550A | P | 2014-07-15 | PENTAIR | 11018 | 100 | 1 | 1067.4 |  | 1 | 1067.4 |  | 1 | 1067.4
P107 | 2014 | RS6035098A | P | 2014-09-12 | ZODIAC | JEP2.0 | 100 | 1 | 1067.6 |  | 1 | 1067.6 |  | 1 | 1067.6
P107 | 2014 | RS2076244A | P | 2014-09-12 | PENTAIR | 342000 | 100 | 1 | 1069 |  | 1 | 1069 |  | 1 | 1069
P107 | 2015 | RS2106311A | P | 2015-07-31 | PENTAIR | 11018 | 100 | 1 | 1069.77 |  | 1 | 1069.77 |  | 1 | 1069.77
P107 | 2015 | RS2102725A | P | 2015-06-09 | PENTAIR | 11018 | 100 | 1 | 1070 |  | 1 | 1070 |  | 1 | 1070
P107 | 2014 | RS2065744A | P | 2014-06-23 | PENTAIR | 11018 | 100 | 1 | 1070 |  | 1 | 1070 |  | 1 | 1070
P107 | 2014 | RS2085311A | P | 2014-12-04 | PENTAIR | 11018 | 100 | 1 | 1070 |  | 1 | 1070 |  | 1 | 1070
P107 | 2015 | RS2097431A | P | 2015-03-31 | PENTAIR | 11018 | 100 | 1 | 1070 |  | 1 | 1070 |  | 1 | 1070
P107 | 2014 | RS2084441A | P | 2014-11-24 | PENTAIR | 11018 | 100 | 1 | 1070 |  | 1 | 1070 |  | 1 | 1070
P107 | 2014 | RS6020408A | P | 2014-02-20 | PENTAIR | 11018 | 100 | 1 | 1070 |  | 1 | 1070 |  | 1 | 1070
P107 | 2015 | RS2102289A | P | 2015-06-05 | PENTAIR | 11018 | 100 | 1 | 1070 |  | 1 | 1070 |  | 1 | 1070
P107 | 2015 | RS2110065A | P | 2015-08-28 | PENTAIR | 11018 | 100 | 1 | 1070 |  | 1 | 1070 |  | 1 | 1070
P107 | 2014 | RS2065140A | P | 2014-06-17 | PENTAIR | 11018 | 100 | 1 | 1070 |  | 1 | 1070 |  | 1 | 1070
P107 | 2014 | RS2068921A | P | 2014-07-21 | PENTAIR | 11018 | 100 | 1 | 1070 |  | 1 | 1070 |  | 1 | 1070
P107 | 2015 | RS2095727A | P | 2015-03-10 | PENTAIR | 11018 | 100 | 1 | 1070 |  | 1 | 1070 |  | 1 | 1070
P107 | 2015 | RS2108150A | P | 2015-08-07 | PENTAIR | 11018 | 100 | 1 | 1070 |  | 1 | 1070 |  | 1 | 1070
P107 | 2015 | RS2105181A | P | 2015-07-07 | PENTAIR | 11018 | 100 | 1 | 1070 |  | 1 | 1070 |  | 1 | 1070
P107 | 2015 | RS2106937A | P | 2015-07-24 | PENTAIR | 11018 | 100 | 1 | 1070 |  | 1 | 1070 |  | 1 | 1070
P107 | 2015 | RS2099614A | P | 2015-04-29 | PENTAIR | 11018 | 100 | 1 | 1070 |  | 1 | 1070 |  | 1 | 1070
P107 | 2014 | RS2078991A | P | 2014-10-07 | PENTAIR | 11018 | 100 | 1 | 1070 |  | 1 | 1070 |  | 1 | 1070
P107 | 2015 | RS2108953A | P | 2015-08-14 | PENTAIR | 11018 | 100 | 1 | 1070 |  | 1 | 1070 |  | 1 | 1070
P107 | 2015 | RS2110703A | P | 2015-09-04 | PENTAIR | 11018 | 100 | 1 | 1070 |  | 1 | 1070 |  | 1 | 1070
P107 | 2015 | RS2113935A | P | 2015-10-14 | PENTAIR | 11018 | 100 | 1 | 1070 |  | 1 | 1070 |  | 1 | 1070
P107 | 2015 | RS2107165A | P | 2015-07-27 | PENTAIR | 11018 | 100 | 1 | 1070 |  | 1 | 1070 |  | 1 | 1070
P107 | 2015 | RS6096151A | P | 2015-03-16 | PENTAIR | 11018 | 100 | 1 | 1070 |  | 1 | 1070 |  | 1 | 1070
P107 | 2015 | RS2098413A | P | 2015-04-13 | PENTAIR | 11018 | 100 | 1 | 1070 |  | 1 | 1070 |  | 1 | 1070
P107 | 2015 | RS2106367A | P | 2015-07-22 | PENTAIR | 11018 | 100 | 1 | 1070 |  | 1 | 1070 |  | 1 | 1070
P107 | 2015 | RS2112520A | P | 2015-09-29 | PENTAIR | 11018 | 100 | 1 | 1070 |  | 1 | 1070 |  | 1 | 1070
P107 | 2015 | RS2104031A | P | 2015-06-24 | PENTAIR | 11018 | 100 | 1 | 1070 |  | 1 | 1070 |  | 1 | 1070
P107 | 2015 | RS2091045A | P | 2015-01-16 | PENTAIR | 11018 | 100 | 1 | 1070 |  | 1 | 1070 |  | 1 | 1070
P107 | 2015 | RS2109196A | P | 2015-08-18 | PENTAIR | 11018 | 100 | 1 | 1070 |  | 1 | 1070 |  | 1 | 1070
P107 | 2015 | RS2106944A | P | 2015-07-24 | PENTAIR | 11018 | 100 | 1 | 1070 |  | 1 | 1070 |  | 1 | 1070
P107 | 2014 | RS2083878A | P | 2014-11-19 | PENTAIR | 11018 | 100 | 1 | 1070 |  | 1 | 1070 |  | 1 | 1070
P107 | 2015 | RS2107322A | P | 2015-07-28 | PENTAIR | 11018 | 100 | 1 | 1070 |  | 1 | 1070 |  | 1 | 1070
P107 | 2015 | RS2091594A | P | 2015-01-22 | PENTAIR | 11018 | 100 | 1 | 1070 |  | 1 | 1070 |  | 1 | 1070
P107 | 2015 | RS2107305A | P | 2015-07-29 | PENTAIR | 11018 | 100 | 1 | 1070 |  | 1 | 1070 |  | 1 | 1070
P107 | 2015 | RS2097297A | P | 2015-03-30 | PENTAIR | 11018 | 100 | 1 | 1070 |  | 1 | 1070 |  | 1 | 1070
P107 | 2015 | RS6066821A | P | 2015-08-14 | PENTAIR | 11018 | 100 | 1 | 1070 |  | 1 | 1070 |  | 1 | 1070
P107 | 2015 | RS2120781A | P | 2015-12-29 | WATERWAY PLASTICS INC. | ECONVSC-165 | 100 | 1 | 1070 |  | 1 | 1070 |  | 1 | 1070
P107 | 2015 | RS2111783A | P | 2015-09-21 | WATERWAY PLASTICS INC. | ECONO-VS | 100 | 1 | 1070 |  | 1 | 1070 |  | 1 | 1070
P107 | 2014 | RS2073608A | P | 2014-08-25 | PENTAIR | 11018 | 100 | 1 | 1070.94 |  | 1 | 1070.94 |  | 1 | 1070.94
P107 | 2014 | RS2064240A | P | 2014-06-09 | PENTAIR | 11018 | 100 | 1 | 1070.99 |  | 1 | 1070.99 |  | 1 | 1070.99
P107 | 2014 | RS2080302A | P | 2014-10-29 | PENTAIR | 11018 | 100 | 1 | 1072 |  | 1 | 1072 |  | 1 | 1072
P107 | 2015 | RS2091559A | P | 2015-01-22 | PENTAIR | 11018 | 100 | 1 | 1072.21 |  | 1 | 1072.21 |  | 1 | 1072.21
P107 | 2015 | RS2106829A | P | 2015-07-22 | PENTAIR | 11018 | 100 | 1 | 1073 |  | 1 | 1073 |  | 1 | 1073
P107 | 2014 | RS2066138A | P | 2014-06-24 | HAYWARD | SP3400VSP | 100 | 1 | 1073.25 |  | 1 | 1073.25 |  | 1 | 1073.25
P107 | 2014 | RS2057474A | P | 2014-04-16 | STA-RITE | P6E6VS4H-209L | 100 | 1 | 1073.39 |  | 1 | 1073.39 |  | 1 | 1073.39
P107 | 2014 | RS2071980A | P | 2014-08-13 | ZODIAC | JEP2.0 | 100 | 1 | 1073.72 |  | 1 | 1073.72 |  | 1 | 1073.72
P107 | 2014 | RS2078951A | P | 2014-10-03 | PENTAIR | 11018 | 100 | 1 | 1073.99 |  | 1 | 1073.99 |  | 1 | 1073.99
P107 | 2015 | RS6056997A | P | 2015-04-10 | PENTAIR | 11018 | 100 | 1 | 1073.99 |  | 1 | 1073.99 |  | 1 | 1073.99
P107 | 2014 | RS6038216A | P | 2014-09-24 | PENTAIR | 11018 | 100 | 1 | 1073.99 |  | 1 | 1073.99 |  | 1 | 1073.99
P107 | 2015 | RS6071852A | P | 2015-11-05 | PENTAIR | 11018 | 100 | 1 | 1074 |  | 1 | 1074 |  | 1 | 1074
P107 | 2015 | RS2109788A | P | 2015-08-25 | PENTAIR | 342001 | 100 | 1 | 1074.12 |  | 1 | 1074.12 |  | 1 | 1074.12
P107 | 2014 | RS2048562A | P | 2014-02-12 | HAYWARD | SP3400VSP | 100 | 1 | 1074.99 |  | 1 | 1074.99 |  | 1 | 1074.99
P107 | 2014 | RS2046757A | P | 2014-01-09 | HAYWARD | SP3400VSP | 100 | 1 | 1074.99 |  | 1 | 1074.99 |  | 1 | 1074.99
P107 | 2014 | RS6021696A | P | 2014-03-11 | PENTAIR | 11018 | 100 | 1 | 1074.99 |  | 1 | 1074.99 |  | 1 | 1074.99
P107 | 2014 | RS2070709A | P | 2014-08-18 | PENTAIR | 11018 | 100 | 1 | 1074.99 |  | 1 | 1074.99 |  | 1 | 1074.99
P107 | 2014 | RS2072936A | P | 2014-08-20 | PENTAIR | 11018 | 100 | 1 | 1074.99 |  | 1 | 1074.99 |  | 1 | 1074.99
P107 | 2014 | RS2066697A | P | 2014-07-11 | PENTAIR | 11008 | 100 | 1 | 1075 |  | 1 | 1075 |  | 1 | 1075
P107 | 2015 | RS2098408A | P | 2015-04-13 | PENTAIR | 11018 | 100 | 1 | 1075 |  | 1 | 1075 |  | 1 | 1075
P107 | 2014 | RS2056087A | P | 2014-04-02 | STA-RITE | P6E6VS4H-209L | 100 | 1 | 1075 |  | 1 | 1075 |  | 1 | 1075
P107 | 2015 | RS2099280A | P | 2015-04-27 | STA-RITE | P6E6VS4H-209L | 100 | 1 | 1075 |  | 1 | 1075 |  | 1 | 1075
P107 | 2014 | RS2056596A | P | 2014-03-24 | STA-RITE | P6E6XS4H-209L | 100 | 1 | 1075 |  | 1 | 1075 |  | 1 | 1075
P107 | 2015 | RS2114977A | P | 2015-12-11 | STA-RITE | P6E6VS4H-209L | 100 | 1 | 1075 |  | 1 | 1075 |  | 1 | 1075
P107 | 2014 | RS2077658A | P | 2014-09-30 | ZODIAC | JEP1.5 | 100 | 1 | 1075 |  | 1 | 1075 |  | 1 | 1075
P107 | 2014 | RS2081476A | P | 2014-10-30 | PENTAIR | 11018 | 100 | 1 | 1076.06 |  | 1 | 1076.06 |  | 1 | 1076.06
P107 | 2015 | RS6061469A | P | 2015-06-26 | PENTAIR | 11018 | 100 | 1 | 1076.06 |  | 1 | 1076.06 |  | 1 | 1076.06
P107 | 2014 | RS2053057A | P | 2014-02-19 | PENTAIR | 11018 | 100 | 1 | 1076.06 |  | 1 | 1076.06 |  | 1 | 1076.06
P107 | 2015 | RS6067737A | P | 2015-08-27 | PENTAIR | 11018 | 100 | 1 | 1077.36 |  | 1 | 1077.36 |  | 1 | 1077.36
P107 | 2014 | RS2071395A | P | 2014-08-21 | PENTAIR | 11018 | 100 | 1 | 1077.5 |  | 1 | 1077.5 |  | 1 | 1077.5
P107 | 2014 | RS2079825A | P | 2014-10-15 | PENTAIR | 11018 | 100 | 1 | 1078 |  | 1 | 1078 |  | 1 | 1078
P107 | 2014 | RS2077794A | P | 2014-09-26 | PENTAIR | 11018 | 100 | 1 | 1078 |  | 1 | 1078 |  | 1 | 1078
P107 | 2015 | RS2109260A | P | 2015-08-18 | ZODIAC | JEP1.5 | 100 | 1 | 1078 |  | 1 | 1078 |  | 1 | 1078
P107 | 2015 | RS2108609A | P | 2015-09-30 | ZODIAC | JEP2.0 | 100 | 1 | 1078 |  | 1 | 1078 |  | 1 | 1078
P107 | 2014 | RS6033051A | P | 2014-08-06 | PENTAIR | 11018 | 100 | 1 | 1078.1 |  | 1 | 1078.1 |  | 1 | 1078.1
P107 | 2015 | RS6055972A | P | 2015-03-23 | PENTAIR | 11018 | 100 | 1 | 1078.56 |  | 1 | 1078.56 |  | 1 | 1078.56
P107 | 2014 | RS2056906A | P | 2014-03-26 | PENTAIR | 11018 | 100 | 1 | 1079 |  | 1 | 1079 |  | 1 | 1079
P107 | 2014 | RS2072976A | P | 2014-08-25 | PENTAIR | 11018 | 100 | 1 | 1079.07 |  | 1 | 1079.07 |  | 1 | 1079.07
P107 | 2014 | RS2066270A | P | 2014-06-25 | PENTAIR | 11018 | 100 | 1 | 1079.72 |  | 1 | 1079.72 |  | 1 | 1079.72
P107 | 2015 | RS6067702A | P | 2015-11-06 | PENTAIR | 11018 | 100 | 1 | 1079.89 |  | 1 | 1079.89 |  | 1 | 1079.89
P107 | 2014 | RS6027555A | P | 2014-06-05 | PENTAIR | 11017 | 100 | 1 | 1079.99 |  | 1 | 1079.99 |  | 1 | 1079.99
P107 | 2014 | RS2065234A | P | 2014-06-17 | PENTAIR | 11018 | 100 | 1 | 1079.99 |  | 1 | 1079.99 |  | 1 | 1079.99
P107 | 2014 | RS2079649A | P | 2014-10-10 | PENTAIR | 11018 | 100 | 1 | 1079.99 |  | 1 | 1079.99 |  | 1 | 1079.99
P107 | 2014 | RS2081862A | P | 2014-11-03 | PENTAIR | 11018 | 100 | 1 | 1079.99 |  | 1 | 1079.99 |  | 1 | 1079.99
P107 | 2014 | RS2079062A | P | 2014-10-07 | PENTAIR | 11018 | 100 | 1 | 1080 |  | 1 | 1080 |  | 1 | 1080
P107 | 2014 | RS2063605A | P | 2014-06-03 | PENTAIR | 11018 | 100 | 1 | 1080 |  | 1 | 1080 |  | 1 | 1080
P107 | 2015 | RS2112872A | P | 2015-09-29 | PENTAIR | 11018 | 100 | 1 | 1080 |  | 1 | 1080 |  | 1 | 1080
P107 | 2015 | RS2092266A | P | 2015-01-29 | PENTAIR | 11018 | 100 | 1 | 1080 |  | 1 | 1080 |  | 1 | 1080
P107 | 2014 | RS2084445A | P | 2014-11-25 | PENTAIR | 11018 | 100 | 1 | 1080 |  | 1 | 1080 |  | 1 | 1080
P107 | 2015 | RS2111662A | P | 2015-09-21 | PENTAIR | 11018 | 100 | 1 | 1080 |  | 1 | 1080 |  | 1 | 1080
P107 | 2014 | RS2084692A | P | 2014-11-26 | PENTAIR | 11018 | 100 | 1 | 1080 |  | 1 | 1080 |  | 1 | 1080
P107 | 2014 | RS2086832A | P | 2014-12-17 | PENTAIR | 11018 | 100 | 1 | 1080 |  | 1 | 1080 |  | 1 | 1080
P107 | 2015 | RS2094272A | P | 2015-02-19 | STA-RITE | P6E6VS4H-209L | 100 | 1 | 1080 |  | 1 | 1080 |  | 1 | 1080
P107 | 2014 | RS6024796A | P | 2014-04-25 | PENTAIR | 342000 | 100 | 1 | 1080.41 |  | 1 | 1080.41 |  | 1 | 1080.41
P107 | 2014 | RS2085731A | P | 2014-12-09 | PENTAIR | 342000 | 100 | 1 | 1080.41 |  | 1 | 1080.41 |  | 1 | 1080.41
P107 | 2014 | RS6031612A | P | 2014-07-24 | PENTAIR | 342000 | 100 | 1 | 1080.41 |  | 1 | 1080.41 |  | 1 | 1080.41
P107 | 2014 | RS6043129A | P | 2014-11-14 | PENTAIR | 342000 | 100 | 1 | 1080.41 |  | 1 | 1080.41 |  | 1 | 1080.41
P107 | 2014 | RS2071069A | P | 2014-08-06 | PENTAIR | 342000 | 100 | 1 | 1080.41 |  | 1 | 1080.41 |  | 1 | 1080.41
P107 | 2015 | RS6067453A | P | 2015-08-24 | PENTAIR | 11018 | 100 | 1 | 1080.82 |  | 1 | 1080.82 |  | 1 | 1080.82
P107 | 2015 | RS6053868A | P | 2015-02-20 | PENTAIR | 11018 | 100 | 1 | 1082 |  | 1 | 1082 |  | 1 | 1082
P107 | 2015 | RS2104906A | P | 2015-07-16 | PENTAIR | INT-VS / 022005 | 100 | 1 | 1083.08 |  | 1 | 1083.08 |  | 1 | 1083.08
P107 | 2014 | RS2085812A | P | 2014-12-10 | STA-RITE | P6E6VS4H-209L | 100 | 1 | 1083.5 |  | 1 | 1083.5 |  | 1 | 1083.5
P107 | 2015 | RS2102518A | P | 2015-06-08 | PENTAIR | 11018 | 100 | 1 | 1083.75 |  | 1 | 1083.75 |  | 1 | 1083.75
P107 | 2015 | RS2108438A | P | 2015-08-11 | PENTAIR | 11018 | 100 | 1 | 1083.75 |  | 1 | 1083.75 |  | 1 | 1083.75
P107 | 2015 | RS2108847A | P | 2015-08-14 | STA-RITE | P6E6VS4H-209L | 100 | 1 | 1084 |  | 1 | 1084 |  | 1 | 1084
P107 | 2014 | RS2068137A | P | 2014-07-10 | PENTAIR | 11018 | 100 | 1 | 1084.72 |  | 1 | 1084.72 |  | 1 | 1084.72
P107 | 2014 | RS2070936A | P | 2014-08-06 | STA-RITE | P6E6VS4H-209L | 100 | 1 | 1084.72 |  | 1 | 1084.72 |  | 1 | 1084.72
P107 | 2014 | RS2070141A | P | 2014-08-05 | STA-RITE | P6E6VS4H-209L | 100 | 1 | 1084.72 |  | 1 | 1084.72 |  | 1 | 1084.72
P107 | 2014 | RS2070157A | P | 2014-07-30 | STA-RITE | P6E6VS4H-209L | 100 | 1 | 1084.72 |  | 1 | 1084.72 |  | 1 | 1084.72
P107 | 2015 | RS2109181A | P | 2015-08-19 | HAYWARD | SP2300VSP | 100 | 1 | 1085 |  | 1 | 1085 |  | 1 | 1085
P107 | 2015 | RS2099054A | P | 2015-04-22 | PENTAIR | 342000 | 100 | 1 | 1085 |  | 1 | 1085 |  | 1 | 1085
P107 | 2014 | RS6037842A | P | 2014-10-06 | PENTAIR | 11018 | 100 | 1 | 1085 |  | 1 | 1085 |  | 1 | 1085
P107 | 2015 | RS2092956A | P | 2015-02-05 | PENTAIR | 11018 | 100 | 1 | 1085 |  | 1 | 1085 |  | 1 | 1085
P107 | 2014 | RS2073118C | P | 2014-08-21 | PENTAIR | 11013 | 100 | 1 | 1085 |  | 1 | 1085 |  | 1 | 1085
P107 | 2015 | RS2103599A | P | 2015-06-17 | STA-RITE | 343001 | 100 | 1 | 1085 |  | 1 | 1085 |  | 1 | 1085
P107 | 2014 | RS6026532A | P | 2014-05-30 | HAYWARD | SP3400VSP | 100 | 1 | 1086.8 |  | 1 | 1086.8 |  | 1 | 1086.8
P107 | 2015 | RS6062991A | P | 2015-07-17 | PENTAIR | 11018 | 100 | 1 | 1087 |  | 1 | 1087 |  | 1 | 1087
P107 | 2015 | RS6103826A | P | 2015-06-19 | ZODIAC | JEP2.0 | 100 | 1 | 1087.5 |  | 1 | 1087.5 |  | 1 | 1087.5
P107 | 2014 | RS2067911A | P | 2014-08-01 | PENTAIR | 11018 | 100 | 1 | 1089 |  | 1 | 1089 |  | 1 | 1089
P107 | 2015 | RS2108139A | P | 2015-08-07 | PENTAIR | 11017 | 100 | 1 | 1089 |  | 1 | 1089 |  | 1 | 1089
P107 | 2014 | RS6034178A | P | 2014-08-19 | PENTAIR | 11018 | 100 | 1 | 1089.29 |  | 1 | 1089.29 |  | 1 | 1089.29
P107 | 2014 | RS2087979A | P | 2014-12-26 | PENTAIR | 11017 | 100 | 1 | 1089.99 |  | 1 | 1089.99 |  | 1 | 1089.99
P107 | 2014 | RS2088739A | P | 2015-01-02 | HAYWARD | SP3400VSP | 100 | 1 | 1090 |  | 1 | 1090 |  | 1 | 1090
P107 | 2014 | RS2070435A | P | 2014-08-01 | PENTAIR | 11018 | 100 | 1 | 1090 |  | 1 | 1090 |  | 1 | 1090
P107 | 2015 | RS2114253A | P | 2015-10-19 | PENTAIR | 11018 | 100 | 1 | 1090 |  | 1 | 1090 |  | 1 | 1090
P107 | 2015 | RS2117302A | P | 2015-12-08 | PENTAIR | 11018 | 100 | 1 | 1090 |  | 1 | 1090 |  | 1 | 1090
P107 | 2015 | RS2116571A | P | 2015-11-10 | PENTAIR | 11018 | 100 | 1 | 1090 |  | 1 | 1090 |  | 1 | 1090
P107 | 2015 | RS2114387A | P | 2015-10-21 | STA-RITE | P6E6VS4H-209L | 100 | 1 | 1090 |  | 1 | 1090 |  | 1 | 1090
P107 | 2014 | RS2052400A | P | 2014-02-11 | STA-RITE | P6E6VS4H-209L | 100 | 1 | 1090 |  | 1 | 1090 |  | 1 | 1090
P107 | 2015 | RS2119617A | P | 2015-12-21 | STA-RITE | P6E6VS4H-209L | 100 | 1 | 1090.52 |  | 1 | 1090.52 |  | 1 | 1090.52
P107 | 2015 | RS2104395A | P | 2015-06-26 | STA-RITE | P6E6VS4H-209L | 100 | 1 | 1090.92 |  | 1 | 1090.92 |  | 1 | 1090.92
P107 | 2015 | RS6059248A | P | 2015-05-08 | STA-RITE | P6E6VS4H-209L | 100 | 1 | 1090.92 |  | 1 | 1090.92 |  | 1 | 1090.92
P107 | 2015 | RS6067260A | P | 2015-08-20 | PENTAIR | 11018 | 100 | 1 | 1091.12 |  | 1 | 1091.12 |  | 1 | 1091.12
P107 | 2015 | RS2105430A | P | 2015-07-08 | PENTAIR | 11018 | 100 | 1 | 1091.4 |  | 1 | 1091.4 |  | 1 | 1091.4
P107 | 2014 | RS6043683A | P | 2014-12-11 | HAYWARD | SP3400VSP | 100 | 1 | 1091.58 |  | 1 | 1091.58 |  | 1 | 1091.58
P107 | 2015 | RS2109308A | P | 2015-08-18 | PENTAIR | 11018 | 100 | 1 | 1092.2 |  | 1 | 1092.2 |  | 1 | 1092.2
P107 | 2015 | RS2110184A | P | 2015-08-31 | PENTAIR | 11018 | 100 | 1 | 1092.42 |  | 1 | 1092.42 |  | 1 | 1092.42
P107 | 2015 | RS2118866A | P | 2015-12-10 | PENTAIR | 11018 | 100 | 1 | 1092.65 |  | 1 | 1092.65 |  | 1 | 1092.65
P107 | 2015 | RS2117523A | P | 2015-11-20 | PENTAIR | 11018 | 100 | 1 | 1092.92 |  | 1 | 1092.92 |  | 1 | 1092.92
P107 | 2015 | RS2099020A | P | 2015-04-22 | PENTAIR | 11018 | 100 | 1 | 1093.06 |  | 1 | 1093.06 |  | 1 | 1093.06
P107 | 2015 | RS2108329A | P | 2015-08-11 | PENTAIR | 11018 | 100 | 1 | 1094.9 |  | 1 | 1094.9 |  | 1 | 1094.9
P107 | 2015 | RS2097743A | P | 2015-04-07 | HAYWARD | SP3200VSP | 100 | 1 | 1095 |  | 1 | 1095 |  | 1 | 1095
P107 | 2015 | RS2092300A | P | 2015-01-30 | HAYWARD | SP2300VSP | 100 | 1 | 1095 |  | 1 | 1095 |  | 1 | 1095
P107 | 2014 | RS2053441A | P | 2014-02-21 | PENTAIR | 11018 | 100 | 1 | 1095 |  | 1 | 1095 |  | 1 | 1095
P107 | 2015 | RS2100178A | P | 2015-05-07 | PENTAIR | 11018 | 100 | 1 | 1095 |  | 1 | 1095 |  | 1 | 1095
P107 | 2014 | RS2086653A | P | 2014-12-17 | PENTAIR | 11018 | 100 | 1 | 1095 |  | 1 | 1095 |  | 1 | 1095
P107 | 2015 | RS2097738A | P | 2015-04-07 | PENTAIR | 342000 | 100 | 1 | 1095 |  | 1 | 1095 |  | 1 | 1095
P107 | 2015 | RS2116183A | P | 2015-11-06 | PENTAIR | 11018 | 100 | 1 | 1095 |  | 1 | 1095 |  | 1 | 1095
P107 | 2015 | RS6058291A | P | 2015-04-27 | PENTAIR | 11018 | 100 | 1 | 1095 |  | 1 | 1095 |  | 1 | 1095
P107 | 2015 | RS2101314A | P | 2015-05-26 | PENTAIR | 342000 | 100 | 1 | 1095 |  | 1 | 1095 |  | 1 | 1095
P107 | 2015 | RS2097483A | P | 2015-04-01 | PENTAIR | 342001 | 100 | 1 | 1095 |  | 1 | 1095 |  | 1 | 1095
P107 | 2014 | RS2069912A | P | 2014-07-28 | PENTAIR | 342000 | 100 | 1 | 1095 |  | 1 | 1095 |  | 1 | 1095
P107 | 2014 | RS6030381A | P | 2014-07-24 | PENTAIR | 11018 | 100 | 1 | 1095 |  | 1 | 1095 |  | 1 | 1095
P107 | 2014 | RS2059353A | P | 2014-05-16 | PENTAIR | 342000 | 100 | 1 | 1095 |  | 1 | 1095 |  | 1 | 1095
P107 | 2015 | RS6057627A | P | 2015-04-17 | PENTAIR | 11018 | 100 | 1 | 1095 |  | 1 | 1095 |  | 1 | 1095
P107 | 2014 | RS2058214A | P | 2014-04-09 | PENTAIR | 342000 | 100 | 1 | 1095 |  | 1 | 1095 |  | 1 | 1095
P107 | 2015 | RS2102524A | P | 2015-06-05 | PENTAIR | 11018 | 100 | 1 | 1095 |  | 1 | 1095 |  | 1 | 1095
P107 | 2014 | RS2063133A | P | 2014-05-30 | PENTAIR | 342000 | 100 | 1 | 1095 |  | 1 | 1095 |  | 1 | 1095
P107 | 2015 | RS2096010A | P | 2015-03-17 | PENTAIR | 11018 | 100 | 1 | 1095 |  | 1 | 1095 |  | 1 | 1095
P107 | 2014 | RS2070850A | P | 2014-08-05 | PENTAIR | 11008 | 100 | 1 | 1095 |  | 1 | 1095 |  | 1 | 1095
P107 | 2014 | RS2065518A | P | 2014-06-18 | PENTAIR | 342000 | 100 | 1 | 1095 |  | 1 | 1095 |  | 1 | 1095
P107 | 2015 | RS2104048A | P | 2015-06-24 | PENTAIR | 11018 | 100 | 1 | 1095 |  | 1 | 1095 |  | 1 | 1095
P107 | 2014 | RS6047549A | P | 2014-12-26 | PENTAIR | 11017 | 100 | 1 | 1095 |  | 1 | 1095 |  | 1 | 1095
P107 | 2015 | RS2100867A | P | 2015-05-18 | PENTAIR | 342001 | 100 | 1 | 1095 |  | 1 | 1095 |  | 1 | 1095
P107 | 2014 | RS2070855A | P | 2014-08-05 | PENTAIR | 11008 | 100 | 1 | 1095 |  | 1 | 1095 |  | 1 | 1095
P107 | 2015 | RS2100920A | P | 2015-05-18 | PENTAIR | 342001 | 100 | 1 | 1095 |  | 1 | 1095 |  | 1 | 1095
P107 | 2015 | RS2117192A | P | 2015-12-22 | PENTAIR | 342001 | 100 | 1 | 1095 |  | 1 | 1095 |  | 1 | 1095
P107 | 2015 | RS6072915A | P | 2015-11-24 | PENTAIR | 342000 | 100 | 1 | 1095 |  | 1 | 1095 |  | 1 | 1095
P107 | 2015 | RS6069530A | P | 2015-09-28 | PENTAIR | 11018 | 100 | 1 | 1095 |  | 1 | 1095 |  | 1 | 1095
P107 | 2015 | RS6054621A | P | 2015-03-04 | PENTAIR | 342001 | 100 | 1 | 1095 |  | 1 | 1095 |  | 1 | 1095
P107 | 2015 | RS2102789A | P | 2015-06-11 | PENTAIR | 11018 | 100 | 1 | 1095 |  | 1 | 1095 |  | 1 | 1095
P107 | 2015 | RS2101157A | P | 2015-05-20 | PENTAIR | 11018 | 100 | 1 | 1095 |  | 1 | 1095 |  | 1 | 1095
P107 | 2014 | RS2079677A | P | 2014-10-10 | PENTAIR | 11018 | 100 | 1 | 1095 |  | 1 | 1095 |  | 1 | 1095
P107 | 2015 | RS2103936A | P | 2015-07-07 | PENTAIR | 342001 | 100 | 1 | 1095 |  | 1 | 1095 |  | 1 | 1095
P107 | 2015 | RS6051008A | P | 2015-01-16 | PENTAIR | 342000 | 100 | 1 | 1095 |  | 1 | 1095 |  | 1 | 1095
P107 | 2015 | RS2111227A | P | 2015-09-11 | PENTAIR | 342001 | 100 | 1 | 1095 |  | 1 | 1095 |  | 1 | 1095
P107 | 2015 | RS2091578A | P | 2015-01-22 | PENTAIR | 11018 | 100 | 1 | 1095 |  | 1 | 1095 |  | 1 | 1095
P107 | 2015 | RS6066490A | P | 2015-08-10 | PENTAIR | 342000 | 100 | 1 | 1095 |  | 1 | 1095 |  | 1 | 1095
P107 | 2014 | RS6035458A | P | 2014-09-03 | PENTAIR | 11018 | 100 | 1 | 1095 |  | 1 | 1095 |  | 1 | 1095
P107 | 2014 | RS2070930A | P | 2014-08-18 | PENTAIR | 11018 | 100 | 1 | 1095 |  | 1 | 1095 |  | 1 | 1095
P107 | 2015 | RS6055653A | P | 2015-03-18 | PENTAIR | 11018 | 100 | 1 | 1095 |  | 1 | 1095 |  | 1 | 1095
P107 | 2015 | RS2111302A | P | 2015-09-15 | PENTAIR | 11018 | 100 | 1 | 1095 |  | 1 | 1095 |  | 1 | 1095
P107 | 2015 | RS2104205A | P | 2015-06-25 | PENTAIR | 11018 | 100 | 1 | 1095 |  | 1 | 1095 |  | 1 | 1095
P107 | 2014 | RS2066545A | P | 2014-06-27 | PENTAIR | 11018 | 100 | 1 | 1095 |  | 1 | 1095 |  | 1 | 1095
P107 | 2015 | RS2096728A | P | 2015-03-23 | PENTAIR | 342001 | 100 | 1 | 1095 |  | 1 | 1095 |  | 1 | 1095
P107 | 2015 | RS2111480A | P | 2015-09-17 | PENTAIR | 11018 | 100 | 1 | 1095 |  | 1 | 1095 |  | 1 | 1095
P107 | 2015 | RS6067828A | P | 2015-08-28 | PENTAIR | 11018 | 100 | 1 | 1095 |  | 1 | 1095 |  | 1 | 1095
P107 | 2015 | RS6062957A | P | 2015-06-26 | PENTAIR | 11018 | 100 | 1 | 1095 |  | 1 | 1095 |  | 1 | 1095
P107 | 2014 | RS2068623A | P | 2014-07-16 | PENTAIR | 342000 | 100 | 1 | 1095 |  | 1 | 1095 |  | 1 | 1095
P107 | 2014 | RS2086877A | P | 2014-12-17 | PENTAIR | 11018 | 100 | 1 | 1095 |  | 1 | 1095 |  | 1 | 1095
P107 | 2015 | RS2106321A | P | 2015-07-27 | PENTAIR | 342001 | 100 | 1 | 1095 |  | 1 | 1095 |  | 1 | 1095
P107 | 2014 | RS2072067A | P | 2014-08-13 | PENTAIR | 11018 | 100 | 1 | 1095 |  | 1 | 1095 |  | 1 | 1095
P107 | 2014 | RS2080707A | P | 2014-10-22 | PENTAIR | 11018 | 100 | 1 | 1095 |  | 1 | 1095 |  | 1 | 1095
P107 | 2015 | RS2103136A | P | 2015-06-12 | PENTAIR | 11018 | 100 | 1 | 1095 |  | 1 | 1095 |  | 1 | 1095
P107 | 2015 | RS2109243A | P | 2015-08-19 | PENTAIR | 342000 | 100 | 1 | 1095 |  | 1 | 1095 |  | 1 | 1095
P107 | 2015 | RS2091581A | P | 2015-01-22 | PENTAIR | 11018 | 100 | 1 | 1095 |  | 1 | 1095 |  | 1 | 1095
P107 | 2015 | RS2118941A | P | 2015-12-10 | PENTAIR | 11018 | 100 | 1 | 1095 |  | 1 | 1095 |  | 1 | 1095
P107 | 2015 | RS2115240A | P | 2015-10-28 | PENTAIR | 342001 | 100 | 1 | 1095 |  | 1 | 1095 |  | 1 | 1095
P107 | 2015 | RS6061061A | P | 2015-06-05 | PENTAIR | 11018 | 100 | 1 | 1095 |  | 1 | 1095 |  | 1 | 1095
P107 | 2015 | RS2102724A | P | 2015-06-09 | PENTAIR | 11018 | 100 | 1 | 1095 |  | 1 | 1095 |  | 1 | 1095
P107 | 2014 | RS2074421A | P | 2014-08-29 | STA-RITE | P6E6VS4H-209L | 100 | 1 | 1095 |  | 1 | 1095 |  | 1 | 1095
P107 | 2014 | RS2076614A | P | 2014-09-30 | STA-RITE | P6E6VS4H-209L | 100 | 1 | 1095 |  | 1 | 1095 |  | 1 | 1095
P107 | 2014 | RS2063624A | P | 2014-06-20 | STA-RITE | P6E6VS4H-209L | 100 | 1 | 1095 |  | 1 | 1095 |  | 1 | 1095
P107 | 2014 | RS6033480A | P | 2014-09-03 | STA-RITE | P6E6VS4H-209L | 100 | 1 | 1095 |  | 1 | 1095 |  | 1 | 1095
P107 | 2015 | RS2118303A | P | 2015-12-02 | STA-RITE | P6E6VS4H-209L | 100 | 1 | 1095 |  | 1 | 1095 |  | 1 | 1095
P107 | 2015 | RS6071055A | P | 2015-10-23 | STA-RITE | P6E6VS4H-209L | 100 | 1 | 1095 |  | 1 | 1095 |  | 1 | 1095
P107 | 2015 | RS2097707A | P | 2015-04-06 | STA-RITE | P6E6VS4H-209L | 100 | 1 | 1095 |  | 1 | 1095 |  | 1 | 1095
P107 | 2015 | RS2098859A | P | 2015-04-17 | STA-RITE | P6E6VS4H-209L | 100 | 1 | 1095 |  | 1 | 1095 |  | 1 | 1095
P107 | 2015 | RS2111488A | P | 2015-09-17 | STA-RITE | 343001 | 100 | 1 | 1095 |  | 1 | 1095 |  | 1 | 1095
P107 | 2014 | RS2073115A | P | 2014-08-21 | STA-RITE | P6E6VS4H-209L | 100 | 1 | 1095 |  | 1 | 1095 |  | 1 | 1095
P107 | 2014 | RS6025809A | P | 2014-05-12 | STA-RITE | P6E6VS4H-209L | 100 | 1 | 1095 |  | 1 | 1095 |  | 1 | 1095
P107 | 2014 | RS2055516A | P | 2014-03-12 | WATERWAY PLASTICS INC. | ECONO-VSA | 100 | 1 | 1095 |  | 1 | 1095 |  | 1 | 1095
P107 | 2014 | RS2060450A | P | 2014-05-01 | ZODIAC | JEP1.5 | 100 | 1 | 1095 |  | 1 | 1095 |  | 1 | 1095
P107 | 2015 | RS2111050A | P | 2015-09-09 | ZODIAC | JEP2.0 | 100 | 1 | 1095 |  | 1 | 1095 |  | 1 | 1095
P107 | 2014 | RS2068900A | P | 2014-07-21 | ZODIAC | JEP1.5 | 100 | 1 | 1095.95 |  | 1 | 1095.95 |  | 1 | 1095.95
P107 | 2014 | RS2067595A | P | 2014-07-08 | ZODIAC | JEP1.5 | 100 | 1 | 1095.95 |  | 1 | 1095.95 |  | 1 | 1095.95
P107 | 2015 | RS2101612A | P | 2015-05-26 | ZODIAC | JEP1.5 | 100 | 1 | 1095.95 |  | 1 | 1095.95 |  | 1 | 1095.95
P107 | 2015 | RS2108875A | P | 2015-08-14 | ZODIAC | JEP1.5 | 100 | 1 | 1095.95 |  | 1 | 1095.95 |  | 1 | 1095.95
P107 | 2014 | RS6021301A | P | 2014-03-05 | PENTAIR | 11018 | 100 | 1 | 1095.99 |  | 1 | 1095.99 |  | 1 | 1095.99
P107 | 2015 | RS2090039A | P | 2015-01-13 | PENTAIR | 11018 | 100 | 1 | 1095.99 |  | 1 | 1095.99 |  | 1 | 1095.99
P107 | 2015 | RS2118773A | P | 2015-12-10 | PENTAIR | 11018 | 100 | 1 | 1096 |  | 1 | 1096 |  | 1 | 1096
P107 | 2015 | RS2111475A | P | 2015-09-17 | PENTAIR | 11018 | 100 | 1 | 1096 |  | 1 | 1096 |  | 1 | 1096
P107 | 2015 | RS2109190A | P | 2015-09-15 | PENTAIR | 11018 | 100 | 1 | 1096 |  | 1 | 1096 |  | 1 | 1096
P107 | 2015 | RS2097773A | P | 2015-04-06 | PENTAIR | 11018 | 100 | 1 | 1096 |  | 1 | 1096 |  | 1 | 1096
P107 | 2015 | RS6054691A | P | 2015-04-09 | PENTAIR | 11018 | 100 | 1 | 1096 |  | 1 | 1096 |  | 1 | 1096
P107 | 2015 | RS2112579A | P | 2015-09-28 | PENTAIR | 11018 | 100 | 1 | 1096 |  | 1 | 1096 |  | 1 | 1096
P107 | 2015 | RS2102937A | P | 2015-06-11 | PENTAIR | 11018 | 100 | 1 | 1096 |  | 1 | 1096 |  | 1 | 1096
P107 | 2015 | RS2113873A | P | 2015-10-12 | PENTAIR | 11018 | 100 | 1 | 1096 |  | 1 | 1096 |  | 1 | 1096
P107 | 2015 | RS6072239A | P | 2015-11-13 | PENTAIR | 11018 | 100 | 1 | 1096 |  | 1 | 1096 |  | 1 | 1096
P107 | 2015 | RS6073155A | P | 2015-12-01 | STA-RITE | P6E6VS4H-209L | 100 | 1 | 1096.14 |  | 1 | 1096.14 |  | 1 | 1096.14
P107 | 2015 | RS6063092A | P | 2015-07-01 | STA-RITE | P6E6VS4H-209L | 100 | 1 | 1096.14 |  | 1 | 1096.14 |  | 1 | 1096.14
P107 | 2015 | RS2111672A | P | 2015-09-21 | STA-RITE | P6E6VS4H-209L | 100 | 1 | 1096.14 |  | 1 | 1096.14 |  | 1 | 1096.14
P107 | 2014 | RS6041893A | P | 2014-12-02 | PENTAIR | 11018 | 100 | 1 | 1096.49 |  | 1 | 1096.49 |  | 1 | 1096.49
P107 | 2014 | RS6036287A | P | 2014-09-10 | PENTAIR | 11018 | 100 | 1 | 1096.49 |  | 1 | 1096.49 |  | 1 | 1096.49
P107 | 2014 | RS2086119A | P | 2014-12-11 | PENTAIR | 11018 | 100 | 1 | 1096.49 |  | 1 | 1096.49 |  | 1 | 1096.49
P107 | 2014 | RS2082862A | P | 2014-12-01 | PENTAIR | 11018 | 100 | 1 | 1096.49 |  | 1 | 1096.49 |  | 1 | 1096.49
P107 | 2014 | RS2078874A | P | 2014-10-03 | PENTAIR | 11017 | 100 | 1 | 1096.49 |  | 1 | 1096.49 |  | 1 | 1096.49
P107 | 2015 | RS6061177A | P | 2015-06-19 | STA-RITE | P6E6VS4H-209L | 100 | 1 | 1097 |  | 1 | 1097 |  | 1 | 1097
P107 | 2014 | RS2069308A | P | 2014-07-23 | PENTAIR | 11018 | 100 | 1 | 1098 |  | 1 | 1098 |  | 1 | 1098
P107 | 2014 | RS2086471A | P | 2014-12-26 | STA-RITE | P6E6VS4H-209L | 100 | 1 | 1098 |  | 1 | 1098 |  | 1 | 1098
P107 | 2014 | RS6034159A | P | 2014-08-19 | PENTAIR | 11018 | 100 | 1 | 1098.46 |  | 1 | 1098.46 |  | 1 | 1098.46
P107 | 2014 | RS2072307A | P | 2014-08-13 | PENTAIR | 11018 | 100 | 1 | 1098.95 |  | 1 | 1098.95 |  | 1 | 1098.95
P107 | 2014 | RS6026630A | P | 2014-05-30 | HAYWARD | SP3400VSPVR | 100 | 1 | 1098.99 |  | 1 | 1098.99 |  | 1 | 1098.99
P107 | 2014 | RS2062262A | P | 2014-05-22 | HAYWARD | SP3200VSP | 100 | 1 | 1099 |  | 1 | 1099 |  | 1 | 1099
P107 | 2014 | RS2065172A | P | 2014-06-23 | HAYWARD | SP3400VSP | 100 | 1 | 1099 |  | 1 | 1099 |  | 1 | 1099
P107 | 2015 | RS2099692A | P | 2015-05-01 | HAYWARD | SP3200VSP | 100 | 1 | 1099 |  | 1 | 1099 |  | 1 | 1099
P107 | 2015 | RS2114364A | P | 2015-10-19 | HAYWARD | SP3200VSP | 100 | 1 | 1099 |  | 1 | 1099 |  | 1 | 1099
P107 | 2015 | RS2109249A | P | 2015-08-19 | HAYWARD | SP2300VSP | 100 | 1 | 1099 |  | 1 | 1099 |  | 1 | 1099
P107 | 2015 | RS2101630A | P | 2015-05-26 | HAYWARD | SP3200VSP | 100 | 1 | 1099 |  | 1 | 1099 |  | 1 | 1099
P107 | 2014 | RS2054009A | P | 2014-03-04 | HAYWARD | SP3200VSP | 100 | 1 | 1099 |  | 1 | 1099 |  | 1 | 1099
P107 | 2014 | RS2056626A | P | 2014-03-24 | HAYWARD | SP3200VSP | 100 | 1 | 1099 |  | 1 | 1099 |  | 1 | 1099
P107 | 2015 | RS2114941A | P | 2015-10-26 | HAYWARD | SP3200VSP | 100 | 1 | 1099 |  | 1 | 1099 |  | 1 | 1099
P107 | 2015 | RS2094435A | P | 2015-02-20 | HAYWARD | SP3200VSP | 100 | 1 | 1099 |  | 1 | 1099 |  | 1 | 1099
P107 | 2015 | RS2102719A | P | 2015-06-11 | HAYWARD | SP3200VSP | 100 | 1 | 1099 |  | 1 | 1099 |  | 1 | 1099
P107 | 2015 | RS2097474A | P | 2015-04-01 | HAYWARD | SP3200VSP | 100 | 1 | 1099 |  | 1 | 1099 |  | 1 | 1099
P107 | 2014 | RS2079784A | P | 2014-10-15 | HAYWARD | SP3200VSP | 100 | 1 | 1099 |  | 1 | 1099 |  | 1 | 1099
P107 | 2015 | RS6070100A | P | 2015-11-06 | HAYWARD | SP3400VSP | 100 | 1 | 1099 |  | 1 | 1099 |  | 1 | 1099
P107 | 2014 | RS2058020A | P | 2014-04-08 | HAYWARD | SP3200VSP | 100 | 1 | 1099 |  | 1 | 1099 |  | 1 | 1099
P107 | 2015 | RS2106066A | P | 2015-07-17 | HAYWARD | SP3200VSP | 100 | 1 | 1099 |  | 1 | 1099 |  | 1 | 1099
P107 | 2014 | RS2056171A | P | 2014-03-18 | HAYWARD | SP3200VSP | 100 | 1 | 1099 |  | 1 | 1099 |  | 1 | 1099
P107 | 2015 | RS2110295A | P | 2015-09-02 | HAYWARD | SP3200VSP | 100 | 1 | 1099 |  | 1 | 1099 |  | 1 | 1099
P107 | 2014 | RS2057485A | P | 2014-03-31 | HAYWARD | SP3200VSP | 100 | 1 | 1099 |  | 1 | 1099 |  | 1 | 1099
P107 | 2015 | RS6058973A | P | 2015-05-06 | HAYWARD | SP3400VSP | 100 | 1 | 1099 |  | 1 | 1099 |  | 1 | 1099
P107 | 2014 | RS2082401A | P | 2014-11-06 | HAYWARD | SP3200VSP | 100 | 1 | 1099 |  | 1 | 1099 |  | 1 | 1099
P107 | 2015 | RS2110578A | P | 2015-09-03 | HAYWARD | SP3400VSP | 100 | 1 | 1099 |  | 1 | 1099 |  | 1 | 1099
P107 | 2014 | RS2053069A | P | 2014-02-19 | HAYWARD | SP3400VSP | 100 | 1 | 1099 |  | 1 | 1099 |  | 1 | 1099
P107 | 2015 | RS2109207A | P | 2015-08-18 | HAYWARD | SP3200VSP | 100 | 1 | 1099 |  | 1 | 1099 |  | 1 | 1099
P107 | 2014 | RS2054026A | P | 2014-03-04 | HAYWARD | SP3200VSP | 100 | 1 | 1099 |  | 1 | 1099 |  | 1 | 1099
P107 | 2015 | RS2110296A | P | 2015-09-02 | HAYWARD | SP3200VSP | 100 | 1 | 1099 |  | 1 | 1099 |  | 1 | 1099
P107 | 2015 | RS6057985A | P | 2015-04-22 | HAYWARD | SP3400VSP | 100 | 1 | 1099 |  | 1 | 1099 |  | 1 | 1099
P107 | 2015 | RS2110633A | P | 2015-09-03 | PENTAIR | 11018 | 100 | 1 | 1099 |  | 1 | 1099 |  | 1 | 1099
P107 | 2015 | RS2117637A | P | 2015-11-23 | PENTAIR | 11018 | 100 | 1 | 1099 |  | 1 | 1099 |  | 1 | 1099
P107 | 2015 | RS2110585A | P | 2015-09-03 | PENTAIR | 11018 | 100 | 1 | 1099 |  | 1 | 1099 |  | 1 | 1099
P107 | 2015 | RS2095292A | P | 2015-03-04 | PENTAIR | 11018 | 100 | 1 | 1099 |  | 1 | 1099 |  | 1 | 1099
P107 | 2015 | RS2115979A | P | 2015-11-03 | PENTAIR | 11018 | 100 | 1 | 1099 |  | 1 | 1099 |  | 1 | 1099
P107 | 2015 | RS2115725A | P | 2015-11-06 | PENTAIR | 11018 | 100 | 1 | 1099 |  | 1 | 1099 |  | 1 | 1099
P107 | 2014 | RS2067645A | P | 2014-08-01 | PENTAIR | 342000 | 100 | 1 | 1099 |  | 1 | 1099 |  | 1 | 1099
P107 | 2014 | RS2064618A | P | 2014-06-13 | PENTAIR | 11018 | 100 | 1 | 1099 |  | 1 | 1099 |  | 1 | 1099
P107 | 2015 | RS2115683A | P | 2015-11-06 | PENTAIR | 11018 | 100 | 1 | 1099 |  | 1 | 1099 |  | 1 | 1099
P107 | 2015 | RS6063491A | P | 2015-07-22 | PENTAIR | 11018 | 100 | 1 | 1099 |  | 1 | 1099 |  | 1 | 1099
P107 | 2015 | RS2110588A | P | 2015-09-03 | PENTAIR | 11018 | 100 | 1 | 1099 |  | 1 | 1099 |  | 1 | 1099
P107 | 2015 | RS2113898A | P | 2015-10-14 | PENTAIR | 11018 | 100 | 1 | 1099 |  | 1 | 1099 |  | 1 | 1099
P107 | 2015 | RS2108464A | P | 2015-08-10 | PENTAIR | 11018 | 100 | 1 | 1099 |  | 1 | 1099 |  | 1 | 1099
P107 | 2015 | RS2113048A | P | 2015-09-30 | PENTAIR | 11018 | 100 | 1 | 1099 |  | 1 | 1099 |  | 1 | 1099
P107 | 2015 | RS2115684A | P | 2015-11-06 | PENTAIR | 11018 | 100 | 1 | 1099 |  | 1 | 1099 |  | 1 | 1099
P107 | 2015 | RS2108466A | P | 2015-08-10 | PENTAIR | 11018 | 100 | 1 | 1099 |  | 1 | 1099 |  | 1 | 1099
P107 | 2015 | RS2108462A | P | 2015-08-18 | PENTAIR | 11018 | 100 | 1 | 1099 |  | 1 | 1099 |  | 1 | 1099
P107 | 2015 | RS2110582A | P | 2015-09-03 | PENTAIR | 11018 | 100 | 1 | 1099 |  | 1 | 1099 |  | 1 | 1099
P107 | 2015 | RS2118839A | P | 2015-12-10 | PENTAIR | 11018 | 100 | 1 | 1099 |  | 1 | 1099 |  | 1 | 1099
P107 | 2014 | RS2055969A | P | 2014-03-14 | PENTAIR | 11018 | 100 | 1 | 1099 |  | 1 | 1099 |  | 1 | 1099
P107 | 2014 | RS2056159A | P | 2014-04-04 | PENTAIR | 11018 | 100 | 1 | 1099 |  | 1 | 1099 |  | 1 | 1099
P107 | 2015 | RS2115728A | P | 2015-11-12 | PENTAIR | 11018 | 100 | 1 | 1099 |  | 1 | 1099 |  | 1 | 1099
P107 | 2015 | RS2108463A | P | 2015-08-10 | PENTAIR | 11018 | 100 | 1 | 1099 |  | 1 | 1099 |  | 1 | 1099
P107 | 2015 | RS2110587A | P | 2015-09-03 | PENTAIR | 11018 | 100 | 1 | 1099 |  | 1 | 1099 |  | 1 | 1099
P107 | 2015 | RS2110632A | P | 2015-09-15 | PENTAIR | 11018 | 100 | 1 | 1099 |  | 1 | 1099 |  | 1 | 1099
P107 | 2015 | RS2110635A | P | 2015-09-03 | PENTAIR | 11018 | 100 | 1 | 1099 |  | 1 | 1099 |  | 1 | 1099
P107 | 2015 | RS2113890A | P | 2015-10-14 | PENTAIR | 11018 | 100 | 1 | 1099 |  | 1 | 1099 |  | 1 | 1099
P107 | 2015 | RS2117636A | P | 2015-11-25 | PENTAIR | 11018 | 100 | 1 | 1099 |  | 1 | 1099 |  | 1 | 1099
P107 | 2015 | RS2118297A | P | 2015-12-14 | PENTAIR | 11018 | 100 | 1 | 1099 |  | 1 | 1099 |  | 1 | 1099
P107 | 2014 | RS2072322A | P | 2014-08-13 | PENTAIR | 11018 | 100 | 1 | 1099 |  | 1 | 1099 |  | 1 | 1099
P107 | 2015 | RS6066438A | P | 2015-08-11 | PENTAIR | 11018 | 100 | 1 | 1099 |  | 1 | 1099 |  | 1 | 1099
P107 | 2015 | RS2110639A | P | 2015-09-03 | PENTAIR | 11018 | 100 | 1 | 1099 |  | 1 | 1099 |  | 1 | 1099
P107 | 2015 | RS2115727A | P | 2015-11-06 | PENTAIR | 11018 | 100 | 1 | 1099 |  | 1 | 1099 |  | 1 | 1099
P107 | 2014 | RS2079003A | P | 2014-10-07 | PENTAIR | 11018 | 100 | 1 | 1099 |  | 1 | 1099 |  | 1 | 1099
P107 | 2015 | RS2110583A | P | 2015-09-03 | PENTAIR | 11018 | 100 | 1 | 1099 |  | 1 | 1099 |  | 1 | 1099
P107 | 2015 | RS2110634A | P | 2015-09-03 | PENTAIR | 11018 | 100 | 1 | 1099 |  | 1 | 1099 |  | 1 | 1099
P107 | 2015 | RS2108460A | P | 2015-08-10 | PENTAIR | 11018 | 100 | 1 | 1099 |  | 1 | 1099 |  | 1 | 1099
P107 | 2015 | RS2110589A | P | 2015-09-03 | PENTAIR | 11018 | 100 | 1 | 1099 |  | 1 | 1099 |  | 1 | 1099
P107 | 2015 | RS2110637A | P | 2015-09-03 | PENTAIR | 11018 | 100 | 1 | 1099 |  | 1 | 1099 |  | 1 | 1099
P107 | 2015 | RS2115978A | P | 2015-11-03 | PENTAIR | 11018 | 100 | 1 | 1099 |  | 1 | 1099 |  | 1 | 1099
P107 | 2015 | RS2108459A | P | 2015-08-10 | PENTAIR | 11018 | 100 | 1 | 1099 |  | 1 | 1099 |  | 1 | 1099
P107 | 2015 | RS2108728A | P | 2015-08-13 | PENTAIR | 11018 | 100 | 1 | 1099 |  | 1 | 1099 |  | 1 | 1099
P107 | 2015 | RS2092878A | P | 2015-02-05 | PENTAIR | 11018 | 100 | 1 | 1099 |  | 1 | 1099 |  | 1 | 1099
P107 | 2015 | RS2093904A | P | 2015-02-17 | PENTAIR | 11018 | 100 | 1 | 1099 |  | 1 | 1099 |  | 1 | 1099
P107 | 2015 | RS2113886A | P | 2015-10-14 | PENTAIR | 11018 | 100 | 1 | 1099 |  | 1 | 1099 |  | 1 | 1099
P107 | 2014 | RS6022180A | P | 2014-03-19 | PENTAIR | 11018 | 100 | 1 | 1099 |  | 1 | 1099 |  | 1 | 1099
P107 | 2015 | RS2113046A | P | 2015-09-30 | PENTAIR | 11018 | 100 | 1 | 1099 |  | 1 | 1099 |  | 1 | 1099
P107 | 2014 | RS2064621A | P | 2014-06-13 | PENTAIR | 11018 | 100 | 1 | 1099 |  | 1 | 1099 |  | 1 | 1099
P107 | 2015 | RS2108465A | P | 2015-08-10 | PENTAIR | 11018 | 100 | 1 | 1099 |  | 1 | 1099 |  | 1 | 1099
P107 | 2015 | RS2097960A | P | 2015-04-10 | STA-RITE | P6E6VS4H-209L | 100 | 1 | 1099 |  | 1 | 1099 |  | 1 | 1099
P107 | 2015 | RS2113900A | P | 2015-10-14 | STA-RITE | P6E6VS4H-209L | 100 | 1 | 1099 |  | 1 | 1099 |  | 1 | 1099
P107 | 2014 | RS6033692A | P | 2014-08-29 | ZODIAC | VS-FHP 2.0 | 100 | 1 | 1099 |  | 1 | 1099 |  | 1 | 1099
P107 | 2015 | RS6060065A | P | 2015-05-21 | PENTAIR | 11017 | 100 | 1 | 1099.94 |  | 1 | 1099.94 |  | 1 | 1099.94
P107 | 2014 | RS2048739A | P | 2014-01-15 | PENTAIR | 11018 | 100 | 1 | 1099.95 |  | 1 | 1099.95 |  | 1 | 1099.95
P107 | 2014 | RS2053863A | P | 2014-02-26 | PENTAIR | 11018 | 100 | 1 | 1099.95 |  | 1 | 1099.95 |  | 1 | 1099.95
P107 | 2014 | RS2050900A | P | 2014-02-04 | PENTAIR | 11018 | 100 | 1 | 1099.95 |  | 1 | 1099.95 |  | 1 | 1099.95
P107 | 2014 | RS2082337A | P | 2014-11-06 | PENTAIR | 11018 | 100 | 1 | 1099.95 |  | 1 | 1099.95 |  | 1 | 1099.95
P107 | 2015 | RS2118262A | P | 2015-12-01 | PENTAIR | 11018 | 100 | 1 | 1099.95 |  | 1 | 1099.95 |  | 1 | 1099.95
P107 | 2014 | RS2051813A | P | 2014-02-06 | PENTAIR | 11018 | 100 | 1 | 1099.95 |  | 1 | 1099.95 |  | 1 | 1099.95
P107 | 2015 | RS2112336A | P | 2015-10-09 | PENTAIR | 11018 | 100 | 1 | 1099.95 |  | 1 | 1099.95 |  | 1 | 1099.95
P107 | 2014 | RS2066073A | P | 2014-07-10 | PENTAIR | 11018 | 100 | 1 | 1099.95 |  | 1 | 1099.95 |  | 1 | 1099.95
P107 | 2014 | RS2057796A | P | 2014-04-03 | PENTAIR | 022005 | 100 | 1 | 1099.95 |  | 1 | 1099.95 |  | 1 | 1099.95
P107 | 2015 | RS2109438A | P | 2015-08-20 | PENTAIR | 11018 | 100 | 1 | 1099.95 |  | 1 | 1099.95 |  | 1 | 1099.95
P107 | 2014 | RS2048615A | P | 2014-01-15 | PENTAIR | 11018 | 100 | 1 | 1099.95 |  | 1 | 1099.95 |  | 1 | 1099.95
P107 | 2015 | RS2095210A | P | 2015-03-04 | PENTAIR | 11018 | 100 | 1 | 1099.95 |  | 1 | 1099.95 |  | 1 | 1099.95
P107 | 2014 | RS2053779A | P | 2014-02-24 | PENTAIR | 11018 | 100 | 1 | 1099.95 |  | 1 | 1099.95 |  | 1 | 1099.95
P107 | 2014 | RS2064200A | P | 2014-06-16 | PENTAIR | 11018 | 100 | 1 | 1099.95 |  | 1 | 1099.95 |  | 1 | 1099.95
P107 | 2014 | RS2066537A | P | 2014-07-01 | PENTAIR | 11018 | 100 | 1 | 1099.95 |  | 1 | 1099.95 |  | 1 | 1099.95
P107 | 2015 | RS2120391A | P | 2015-12-22 | PENTAIR | 11018 | 100 | 1 | 1099.95 |  | 1 | 1099.95 |  | 1 | 1099.95
P107 | 2014 | RS2052278A | P | 2014-02-26 | PENTAIR | 11018 | 100 | 1 | 1099.95 |  | 1 | 1099.95 |  | 1 | 1099.95
P107 | 2014 | RS2060570A | P | 2014-05-02 | PENTAIR | 11018 | 100 | 1 | 1099.95 |  | 1 | 1099.95 |  | 1 | 1099.95
P107 | 2015 | RS2112337A | P | 2015-09-24 | PENTAIR | 11018 | 100 | 1 | 1099.95 |  | 1 | 1099.95 |  | 1 | 1099.95
P107 | 2015 | RS2109440A | P | 2015-08-20 | PENTAIR | 11018 | 100 | 1 | 1099.95 |  | 1 | 1099.95 |  | 1 | 1099.95
P107 | 2015 | RS2117038A | P | 2015-11-19 | PENTAIR | 11018 | 100 | 1 | 1099.95 |  | 1 | 1099.95 |  | 1 | 1099.95
P107 | 2015 | RS2112586A | P | 2015-09-25 | PENTAIR | 11018 | 100 | 1 | 1099.95 |  | 1 | 1099.95 |  | 1 | 1099.95
P107 | 2014 | RS2054322A | P | 2014-03-03 | PENTAIR | 11018 | 100 | 1 | 1099.95 |  | 1 | 1099.95 |  | 1 | 1099.95
P107 | 2014 | RS2080652A | P | 2014-10-22 | PENTAIR | 11018 | 100 | 1 | 1099.95 |  | 1 | 1099.95 |  | 1 | 1099.95
P107 | 2014 | RS2085330A | P | 2014-12-04 | PENTAIR | 11018 | 100 | 1 | 1099.95 |  | 1 | 1099.95 |  | 1 | 1099.95
P107 | 2014 | RS2088459A | P | 2014-12-30 | PENTAIR | 11018 | 100 | 1 | 1099.95 |  | 1 | 1099.95 |  | 1 | 1099.95
P107 | 2015 | RS2096724A | P | 2015-03-23 | PENTAIR | 11018 | 100 | 1 | 1099.95 |  | 1 | 1099.95 |  | 1 | 1099.95
P107 | 2015 | RS6069006A | P | 2015-09-17 | STA-RITE | P6E6XS4H-209L | 100 | 1 | 1099.95 |  | 1 | 1099.95 |  | 1 | 1099.95
P107 | 2014 | RS2087719A | P | 2014-12-26 | HAYWARD | SP3200VSP | 100 | 1 | 1099.99 |  | 1 | 1099.99 |  | 1 | 1099.99
P107 | 2015 | RS2096534A | P | 2015-03-19 | HAYWARD | SP3200VSP | 100 | 1 | 1099.99 |  | 1 | 1099.99 |  | 1 | 1099.99
P107 | 2014 | RS2063797A | P | 2014-06-04 | HAYWARD | SP3200VSP | 100 | 1 | 1099.99 |  | 1 | 1099.99 |  | 1 | 1099.99
P107 | 2014 | RS2060934A | P | 2014-05-08 | HAYWARD | SP3200VSP | 100 | 1 | 1099.99 |  | 1 | 1099.99 |  | 1 | 1099.99
P107 | 2014 | RS2077882A | P | 2014-10-20 | HAYWARD | SP3200VSP | 100 | 1 | 1099.99 |  | 1 | 1099.99 |  | 1 | 1099.99
P107 | 2014 | RS2061010A | P | 2014-05-08 | HAYWARD | SP3200VSP | 100 | 1 | 1099.99 |  | 1 | 1099.99 |  | 1 | 1099.99
P107 | 2014 | RS2058019A | P | 2014-04-08 | HAYWARD | SP3200VSP | 100 | 1 | 1099.99 |  | 1 | 1099.99 |  | 1 | 1099.99
P107 | 2014 | RS2063414A | P | 2014-05-30 | HAYWARD | SP3200VSP | 100 | 1 | 1099.99 |  | 1 | 1099.99 |  | 1 | 1099.99
P107 | 2014 | RS2058567A | P | 2014-04-14 | HAYWARD | SP3200VSP | 100 | 1 | 1099.99 |  | 1 | 1099.99 |  | 1 | 1099.99
P107 | 2015 | RS2104435A | P | 2015-06-26 | HAYWARD | SP3200VSP | 100 | 1 | 1099.99 |  | 1 | 1099.99 |  | 1 | 1099.99
P107 | 2015 | RS2102783A | P | 2015-06-11 | HAYWARD | SP3200VSP | 100 | 1 | 1099.99 |  | 1 | 1099.99 |  | 1 | 1099.99
P107 | 2015 | RS2103008A | P | 2015-06-11 | HAYWARD | SP3200VSP | 100 | 1 | 1099.99 |  | 1 | 1099.99 |  | 1 | 1099.99
P107 | 2014 | RS2063130A | P | 2014-05-30 | HAYWARD | SP3200VSP | 100 | 1 | 1099.99 |  | 1 | 1099.99 |  | 1 | 1099.99
P107 | 2015 | RS2097446A | P | 2015-03-31 | HAYWARD | SP3200VSP | 100 | 1 | 1099.99 |  | 1 | 1099.99 |  | 1 | 1099.99
P107 | 2015 | RS2106068A | P | 2015-07-17 | HAYWARD | SP3200VSP | 100 | 1 | 1099.99 |  | 1 | 1099.99 |  | 1 | 1099.99
P107 | 2014 | RS2069951A | P | 2014-07-28 | HAYWARD | SP3200VSP | 100 | 1 | 1099.99 |  | 1 | 1099.99 |  | 1 | 1099.99
P107 | 2014 | RS2084420A | P | 2014-11-25 | HAYWARD | SP3200VSP | 100 | 1 | 1099.99 |  | 1 | 1099.99 |  | 1 | 1099.99
P107 | 2014 | RS2072136A | P | 2014-08-13 | HAYWARD | SP3200VSP | 100 | 1 | 1099.99 |  | 1 | 1099.99 |  | 1 | 1099.99
P107 | 2015 | RS2118358A | P | 2015-12-02 | HAYWARD | SP3200VSP | 100 | 1 | 1099.99 |  | 1 | 1099.99 |  | 1 | 1099.99
P107 | 2015 | RS2104436A | P | 2015-06-26 | HAYWARD | SP3200VSP | 100 | 1 | 1099.99 |  | 1 | 1099.99 |  | 1 | 1099.99
P107 | 2015 | RS2108326A | P | 2015-08-11 | HAYWARD | SP3200VSP | 100 | 1 | 1099.99 |  | 1 | 1099.99 |  | 1 | 1099.99
P107 | 2015 | RS2104046A | P | 2015-06-24 | HAYWARD | SP3200VSP | 100 | 1 | 1099.99 |  | 1 | 1099.99 |  | 1 | 1099.99
P107 | 2015 | RS2106911A | P | 2015-07-24 | HAYWARD | SP3202VSP | 100 | 1 | 1099.99 |  | 1 | 1099.99 |  | 1 | 1099.99
P107 | 2014 | RS2074947A | P | 2014-09-03 | HAYWARD | SP3200VSP | 100 | 1 | 1099.99 |  | 1 | 1099.99 |  | 1 | 1099.99
P107 | 2015 | RS2090791A | P | 2015-01-15 | HAYWARD | SP3200VSP | 100 | 1 | 1099.99 |  | 1 | 1099.99 |  | 1 | 1099.99
P107 | 2015 | RS2097415A | P | 2015-03-31 | HAYWARD | SP3200VSP | 100 | 1 | 1099.99 |  | 1 | 1099.99 |  | 1 | 1099.99
P107 | 2015 | RS2106067A | P | 2015-07-17 | HAYWARD | SP3200VSP | 100 | 1 | 1099.99 |  | 1 | 1099.99 |  | 1 | 1099.99
P107 | 2014 | RS6023117A | P | 2014-04-02 | HAYWARD | SP3400VSP | 100 | 1 | 1099.99 |  | 1 | 1099.99 |  | 1 | 1099.99
P107 | 2014 | RS2062282A | P | 2014-05-22 | HAYWARD | SP3200VSP | 100 | 1 | 1099.99 |  | 1 | 1099.99 |  | 1 | 1099.99
P107 | 2014 | RS2071974A | P | 2014-08-13 | HAYWARD | SP3200VSP | 100 | 1 | 1099.99 |  | 1 | 1099.99 |  | 1 | 1099.99
P107 | 2015 | RS2093153A | P | 2015-02-11 | HAYWARD | SP3200VSP | 100 | 1 | 1099.99 |  | 1 | 1099.99 |  | 1 | 1099.99
P107 | 2014 | RS2072301A | P | 2014-08-13 | HAYWARD | SP3200VSP | 100 | 1 | 1099.99 |  | 1 | 1099.99 |  | 1 | 1099.99
P107 | 2015 | RS2091243A | P | 2015-01-19 | HAYWARD | SP3200VSP | 100 | 1 | 1099.99 |  | 1 | 1099.99 |  | 1 | 1099.99
P107 | 2014 | RS2067896A | P | 2014-07-09 | HAYWARD | SP3200VSP | 100 | 1 | 1099.99 |  | 1 | 1099.99 |  | 1 | 1099.99
P107 | 2014 | RS2060445A | P | 2014-05-01 | HAYWARD | SP3200VSP | 100 | 1 | 1099.99 |  | 1 | 1099.99 |  | 1 | 1099.99
P107 | 2015 | RS2095379A | P | 2015-03-05 | HAYWARD | SP3200VSP | 100 | 1 | 1099.99 |  | 1 | 1099.99 |  | 1 | 1099.99
P107 | 2014 | RS2071402A | P | 2014-08-11 | HAYWARD | SP3200VSP | 100 | 1 | 1099.99 |  | 1 | 1099.99 |  | 1 | 1099.99
P107 | 2015 | RS2120337A | P | 2015-12-21 | HAYWARD | SP3200VSP | 100 | 1 | 1099.99 |  | 1 | 1099.99 |  | 1 | 1099.99
P107 | 2014 | RS2080759A | P | 2014-10-22 | HAYWARD | SP3200VSP | 100 | 1 | 1099.99 |  | 1 | 1099.99 |  | 1 | 1099.99
P107 | 2014 | RS2071401A | P | 2014-08-11 | HAYWARD | SP3200VSP | 100 | 1 | 1099.99 |  | 1 | 1099.99 |  | 1 | 1099.99
P107 | 2015 | RS2102717A | P | 2015-06-11 | HAYWARD | SP3200VSP | 100 | 1 | 1099.99 |  | 1 | 1099.99 |  | 1 | 1099.99
P107 | 2014 | RS2064535A | P | 2014-06-10 | HAYWARD | SP3200VSP | 100 | 1 | 1099.99 |  | 1 | 1099.99 |  | 1 | 1099.99
P107 | 2015 | RS2097476A | P | 2015-04-01 | HAYWARD | SP3200VSP | 100 | 1 | 1099.99 |  | 1 | 1099.99 |  | 1 | 1099.99
P107 | 2015 | RS2104434A | P | 2015-06-26 | HAYWARD | SP3200VSP | 100 | 1 | 1099.99 |  | 1 | 1099.99 |  | 1 | 1099.99
P107 | 2014 | RS2062993A | P | 2014-05-30 | HAYWARD | SP3200VSP | 100 | 1 | 1099.99 |  | 1 | 1099.99 |  | 1 | 1099.99
P107 | 2015 | RS2106769A | P | 2015-07-22 | HAYWARD | SP3200VSP | 100 | 1 | 1099.99 |  | 1 | 1099.99 |  | 1 | 1099.99
P107 | 2014 | RS2084314A | P | 2014-11-25 | HAYWARD | SP3200VSP | 100 | 1 | 1099.99 |  | 1 | 1099.99 |  | 1 | 1099.99
P107 | 2014 | RS2070484A | P | 2014-08-01 | HAYWARD | SP3200VSP | 100 | 1 | 1099.99 |  | 1 | 1099.99 |  | 1 | 1099.99
P107 | 2015 | RS2116575A | P | 2015-11-10 | HAYWARD | SP3200VSP | 100 | 1 | 1099.99 |  | 1 | 1099.99 |  | 1 | 1099.99
P107 | 2014 | RS2058713A | P | 2014-04-15 | HAYWARD | SP3200VSP | 100 | 1 | 1099.99 |  | 1 | 1099.99 |  | 1 | 1099.99
P107 | 2014 | RS6028724A | P | 2014-06-20 | HAYWARD | SP3400VSP | 100 | 1 | 1099.99 |  | 1 | 1099.99 |  | 1 | 1099.99
P107 | 2014 | RS2072302A | P | 2014-08-13 | HAYWARD | SP3200VSP | 100 | 1 | 1099.99 |  | 1 | 1099.99 |  | 1 | 1099.99
P107 | 2014 | RS2067175A | P | 2014-07-03 | HAYWARD | SP3200VSP | 100 | 1 | 1099.99 |  | 1 | 1099.99 |  | 1 | 1099.99
P107 | 2014 | RS2073763A | P | 2014-08-25 | HAYWARD | SP3200VSP | 100 | 1 | 1099.99 |  | 1 | 1099.99 |  | 1 | 1099.99
P107 | 2015 | RS2118357A | P | 2015-12-08 | HAYWARD | SP3200VSP | 100 | 1 | 1099.99 |  | 1 | 1099.99 |  | 1 | 1099.99
P107 | 2015 | RS2102785A | P | 2015-06-11 | HAYWARD | SP3200VSP | 100 | 1 | 1099.99 |  | 1 | 1099.99 |  | 1 | 1099.99
P107 | 2014 | RS2063798A | P | 2014-06-04 | HAYWARD | SP3200VSP | 100 | 1 | 1099.99 |  | 1 | 1099.99 |  | 1 | 1099.99
P107 | 2014 | RS2062255A | P | 2014-06-18 | HAYWARD | SP3200VSP | 100 | 1 | 1099.99 |  | 1 | 1099.99 |  | 1 | 1099.99
P107 | 2015 | RS2096476A | P | 2015-03-19 | HAYWARD | SP3200VSP | 100 | 1 | 1099.99 |  | 1 | 1099.99 |  | 1 | 1099.99
P107 | 2014 | RS2075595A | P | 2014-09-10 | HAYWARD | SP3200VSP | 100 | 1 | 1099.99 |  | 1 | 1099.99 |  | 1 | 1099.99
P107 | 2015 | RS2102393A | P | 2015-06-05 | HAYWARD | SP3200VSP | 100 | 1 | 1099.99 |  | 1 | 1099.99 |  | 1 | 1099.99
P107 | 2015 | RS2108325A | P | 2015-08-11 | HAYWARD | SP3200VSP | 100 | 1 | 1099.99 |  | 1 | 1099.99 |  | 1 | 1099.99
P107 | 2014 | RS2061710A | P | 2014-05-14 | HAYWARD | SP3200VSP | 100 | 1 | 1099.99 |  | 1 | 1099.99 |  | 1 | 1099.99
P107 | 2014 | RS2072121A | P | 2014-08-13 | HAYWARD | SP3200VSP | 100 | 1 | 1099.99 |  | 1 | 1099.99 |  | 1 | 1099.99
P107 | 2014 | RS2059250A | P | 2014-05-01 | HAYWARD | SP3200VSP | 100 | 1 | 1099.99 |  | 1 | 1099.99 |  | 1 | 1099.99
P107 | 2015 | RS2094452A | P | 2015-02-20 | HAYWARD | SP3400VSP | 100 | 1 | 1099.99 |  | 1 | 1099.99 |  | 1 | 1099.99
P107 | 2014 | RS2060939A | P | 2014-05-08 | HAYWARD | SP3200VSP | 100 | 1 | 1099.99 |  | 1 | 1099.99 |  | 1 | 1099.99
P107 | 2014 | RS2059725A | P | 2014-04-25 | HAYWARD | SP3200VSP | 100 | 1 | 1099.99 |  | 1 | 1099.99 |  | 1 | 1099.99
P107 | 2015 | RS2099014A | P | 2015-04-22 | HAYWARD | SP3200VSP | 100 | 1 | 1099.99 |  | 1 | 1099.99 |  | 1 | 1099.99
P107 | 2014 | RS2060156A | P | 2014-04-29 | HAYWARD | SP3200VSP | 100 | 1 | 1099.99 |  | 1 | 1099.99 |  | 1 | 1099.99
P107 | 2015 | RS2094033A | P | 2015-02-19 | HAYWARD | SP2300VSP | 100 | 1 | 1099.99 |  | 1 | 1099.99 |  | 1 | 1099.99
P107 | 2014 | RS2073014A | P | 2014-08-20 | HAYWARD | SP3200VSP | 100 | 1 | 1099.99 |  | 1 | 1099.99 |  | 1 | 1099.99
P107 | 2014 | RS6029789A | P | 2014-07-03 | PENTAIR | 11018 | 100 | 1 | 1099.99 |  | 1 | 1099.99 |  | 1 | 1099.99
P107 | 2014 | RS2075411A | P | 2014-09-10 | PENTAIR | 11018 | 100 | 1 | 1099.99 |  | 1 | 1099.99 |  | 1 | 1099.99
P107 | 2015 | RS6070934A | P | 2015-10-21 | PENTAIR | 11017 | 100 | 1 | 1099.99 |  | 1 | 1099.99 |  | 1 | 1099.99
P107 | 2014 | RS6029385A | P | 2014-06-27 | PENTAIR | 11018 | 100 | 1 | 1099.99 |  | 1 | 1099.99 |  | 1 | 1099.99
P107 | 2015 | RS2106420A | P | 2015-12-21 | PENTAIR | 11018 | 100 | 1 | 1099.99 |  | 1 | 1099.99 |  | 1 | 1099.99
P107 | 2015 | RS6071101A | P | 2015-10-26 | PENTAIR | 11017 | 100 | 1 | 1099.99 |  | 1 | 1099.99 |  | 1 | 1099.99
P107 | 2015 | RS2116167A | P | 2015-11-05 | PENTAIR | 11017 | 100 | 1 | 1099.99 |  | 1 | 1099.99 |  | 1 | 1099.99
P107 | 2014 | RS6040880A | P | 2014-10-23 | PENTAIR | 11018 | 100 | 1 | 1099.99 |  | 1 | 1099.99 |  | 1 | 1099.99
P107 | 2015 | RS6065144A | P | 2015-07-22 | PENTAIR | 11018 | 100 | 1 | 1099.99 |  | 1 | 1099.99 |  | 1 | 1099.99
P107 | 2015 | RS6068045A | P | 2015-09-02 | PENTAIR | 11017 | 100 | 1 | 1099.99 |  | 1 | 1099.99 |  | 1 | 1099.99
P107 | 2014 | RS6030229A | P | 2014-07-08 | PENTAIR | 11018 | 100 | 1 | 1099.99 |  | 1 | 1099.99 |  | 1 | 1099.99
P107 | 2015 | RS6062943A | P | 2015-07-17 | PENTAIR | 11018 | 100 | 1 | 1099.99 |  | 1 | 1099.99 |  | 1 | 1099.99
P107 | 2015 | RS6070132A | P | 2015-10-08 | PENTAIR | 11017 | 100 | 1 | 1099.99 |  | 1 | 1099.99 |  | 1 | 1099.99
P107 | 2014 | RS2057174A | P | 2014-03-27 | PENTAIR | 11018 | 100 | 1 | 1099.99 |  | 1 | 1099.99 |  | 1 | 1099.99
P107 | 2015 | RS2112346A | P | 2015-09-24 | PENTAIR | 11017 | 100 | 1 | 1099.99 |  | 1 | 1099.99 |  | 1 | 1099.99
P107 | 2014 | RS2064625A | P | 2014-07-08 | PENTAIR | 11018 | 100 | 1 | 1099.99 |  | 1 | 1099.99 |  | 1 | 1099.99
P107 | 2014 | RS2074559A | P | 2014-08-29 | PENTAIR | 11018 | 100 | 1 | 1099.99 |  | 1 | 1099.99 |  | 1 | 1099.99
P107 | 2015 | RS6068763A | P | 2015-09-16 | PENTAIR | 11017 | 100 | 1 | 1099.99 |  | 1 | 1099.99 |  | 1 | 1099.99
P107 | 2015 | RS2118931A | P | 2015-12-10 | PENTAIR | 11018 | 100 | 1 | 1099.99 |  | 1 | 1099.99 |  | 1 | 1099.99
P107 | 2015 | RS2101132A | P | 2015-05-21 | WATERWAY PLASTICS INC. | ECONO-VSA | 100 | 1 | 1099.99 |  | 1 | 1099.99 |  | 1 | 1099.99
P107 | 2014 | RS2049323A | P | 2014-03-06 | HAYWARD | SP2300VSP | 100 | 1 | 1100 |  | 1 | 1100 |  | 1 | 1100
P107 | 2015 | RS2094309A | P | 2015-02-19 | HAYWARD | SP3200VSP | 100 | 1 | 1100 |  | 1 | 1100 |  | 1 | 1100
P107 | 2014 | RS2062361A | P | 2014-05-22 | HAYWARD | SP3400VSP | 100 | 1 | 1100 |  | 1 | 1100 |  | 1 | 1100
P107 | 2014 | RS2052955A | P | 2014-02-19 | HAYWARD | SP3400VSP | 100 | 1 | 1100 |  | 1 | 1100 |  | 1 | 1100
P107 | 2014 | RS2074694A | P | 2014-09-03 | HAYWARD | SP3400VSP | 100 | 1 | 1100 |  | 1 | 1100 |  | 1 | 1100
P107 | 2015 | RS2099570A | P | 2015-04-29 | HAYWARD | SP3200VSP | 100 | 1 | 1100 |  | 1 | 1100 |  | 1 | 1100
P107 | 2015 | RS2101096A | P | 2015-05-22 | HAYWARD | SP3200VSP | 100 | 1 | 1100 |  | 1 | 1100 |  | 1 | 1100
P107 | 2015 | RS2095458A | P | 2015-03-06 | HAYWARD | SP3200VSP | 100 | 1 | 1100 |  | 1 | 1100 |  | 1 | 1100
P107 | 2014 | RS2070301A | P | 2014-08-15 | PENTAIR | 11018 | 100 | 1 | 1100 |  | 1 | 1100 |  | 1 | 1100
P107 | 2014 | RS2061559A | P | 2014-05-29 | PENTAIR | 11018 | 100 | 1 | 1100 |  | 1 | 1100 |  | 1 | 1100
P107 | 2014 | RS2070695A | P | 2014-08-04 | PENTAIR | 342000 | 100 | 1 | 1100 |  | 1 | 1100 |  | 1 | 1100
P107 | 2014 | RS2063888A | P | 2014-06-04 | PENTAIR | 11018 | 100 | 1 | 1100 |  | 1 | 1100 |  | 1 | 1100
P107 | 2015 | RS6065961A | P | 2015-08-03 | PENTAIR | 342001 | 100 | 1 | 1100 |  | 1 | 1100 |  | 1 | 1100
P107 | 2015 | RS2115814A | P | 2015-11-03 | PENTAIR | 342001 | 100 | 1 | 1100 |  | 1 | 1100 |  | 1 | 1100
P107 | 2015 | RS2108470A | P | 2015-09-10 | PENTAIR | 342001 | 100 | 1 | 1100 |  | 1 | 1100 |  | 1 | 1100
P107 | 2015 | RS2100535A | P | 2015-05-12 | PENTAIR | 11018 | 100 | 1 | 1100 |  | 1 | 1100 |  | 1 | 1100
P107 | 2014 | RS2084333A | P | 2014-11-24 | PENTAIR | 342000 | 100 | 1 | 1100 |  | 1 | 1100 |  | 1 | 1100
P107 | 2015 | RS2097284A | P | 2015-03-27 | PENTAIR | 11018 | 100 | 1 | 1100 |  | 1 | 1100 |  | 1 | 1100
P107 | 2015 | RS2118624A | P | 2015-12-29 | PENTAIR | INT-VS / 022005 | 100 | 1 | 1100 |  | 1 | 1100 |  | 1 | 1100
P107 | 2015 | RS2094264A | P | 2015-02-19 | PENTAIR | 11018 | 100 | 1 | 1100 |  | 1 | 1100 |  | 1 | 1100
P107 | 2014 | RS2064041A | P | 2014-06-06 | PENTAIR | 11018 | 100 | 1 | 1100 |  | 1 | 1100 |  | 1 | 1100
P107 | 2015 | RS6060219A | P | 2015-05-26 | PENTAIR | 342001 | 100 | 1 | 1100 |  | 1 | 1100 |  | 1 | 1100
P107 | 2014 | RS2082762A | P | 2014-11-11 | PENTAIR | 11018 | 100 | 1 | 1100 |  | 1 | 1100 |  | 1 | 1100
P107 | 2014 | RS2089156A | P | 2015-01-08 | PENTAIR | 11018 | 100 | 1 | 1100 |  | 1 | 1100 |  | 1 | 1100
P107 | 2014 | RS2059582A | P | 2014-04-23 | PENTAIR | 11018 | 100 | 1 | 1100 |  | 1 | 1100 |  | 1 | 1100
P107 | 2014 | RS2066546A | P | 2014-06-27 | PENTAIR | 11018 | 100 | 1 | 1100 |  | 1 | 1100 |  | 1 | 1100
P107 | 2014 | RS2060019A | P | 2014-04-29 | PENTAIR | 11018 | 100 | 1 | 1100 |  | 1 | 1100 |  | 1 | 1100
P107 | 2014 | RS2079765A | P | 2014-10-15 | PENTAIR | 11018 | 100 | 1 | 1100 |  | 1 | 1100 |  | 1 | 1100
P107 | 2015 | RS2100366A | P | 2015-05-11 | PENTAIR | 342000 | 100 | 1 | 1100 |  | 1 | 1100 |  | 1 | 1100
P107 | 2014 | RS2083816A | P | 2014-11-18 | PENTAIR | 11018 | 100 | 1 | 1100 |  | 1 | 1100 |  | 1 | 1100
P107 | 2014 | RS6043660A | P | 2014-12-19 | PENTAIR | 11018 | 100 | 1 | 1100 |  | 1 | 1100 |  | 1 | 1100
P107 | 2015 | RS6059227A | P | 2015-05-08 | PENTAIR | 342001 | 100 | 1 | 1100 |  | 1 | 1100 |  | 1 | 1100
P107 | 2015 | RS2112012A | P | 2015-09-22 | PENTAIR | 11018 | 100 | 1 | 1100 |  | 1 | 1100 |  | 1 | 1100
P107 | 2015 | RS2092488A | P | 2015-02-03 | PENTAIR | 11018 | 100 | 1 | 1100 |  | 1 | 1100 |  | 1 | 1100
P107 | 2015 | RS2106319A | P | 2015-07-17 | PENTAIR | 11018 | 100 | 1 | 1100 |  | 1 | 1100 |  | 1 | 1100
P107 | 2015 | RS2095566A | P | 2015-03-09 | PENTAIR | 11018 | 100 | 1 | 1100 |  | 1 | 1100 |  | 1 | 1100
P107 | 2015 | RS2096710A | P | 2015-03-23 | PENTAIR | 11018 | 100 | 1 | 1100 |  | 1 | 1100 |  | 1 | 1100
P107 | 2015 | RS2118966A | P | 2015-12-10 | PENTAIR | 11018 | 100 | 1 | 1100 |  | 1 | 1100 |  | 1 | 1100
P107 | 2015 | RS2103943A | P | 2015-06-23 | PENTAIR | 342000 | 100 | 1 | 1100 |  | 1 | 1100 |  | 1 | 1100
P107 | 2015 | RS2092487A | P | 2015-02-03 | PENTAIR | 11018 | 100 | 1 | 1100 |  | 1 | 1100 |  | 1 | 1100
P107 | 2015 | RS2103816A | P | 2015-06-19 | PENTAIR | 11018 | 100 | 1 | 1100 |  | 1 | 1100 |  | 1 | 1100
P107 | 2014 | RS2059124A | P | 2014-04-23 | PENTAIR | 11018 | 100 | 1 | 1100 |  | 1 | 1100 |  | 1 | 1100
P107 | 2014 | RS2068776A | P | 2014-07-16 | PENTAIR | 11018 | 100 | 1 | 1100 |  | 1 | 1100 |  | 1 | 1100
P107 | 2014 | RS2066682A | P | 2014-07-07 | PENTAIR | 11018 | 100 | 1 | 1100 |  | 1 | 1100 |  | 1 | 1100
P107 | 2015 | RS2106258A | P | 2015-07-17 | PENTAIR | 11018 | 100 | 1 | 1100 |  | 1 | 1100 |  | 1 | 1100
P107 | 2015 | RS2108071A | P | 2015-08-07 | PENTAIR | 11018 | 100 | 1 | 1100 |  | 1 | 1100 |  | 1 | 1100
P107 | 2014 | RS2070477A | P | 2014-08-04 | PENTAIR | 342000 | 100 | 1 | 1100 |  | 1 | 1100 |  | 1 | 1100
P107 | 2014 | RS2080671A | P | 2014-10-22 | PENTAIR | 342000 | 100 | 1 | 1100 |  | 1 | 1100 |  | 1 | 1100
P107 | 2014 | RS2059340A | P | 2014-04-23 | PENTAIR | 11018 | 100 | 1 | 1100 |  | 1 | 1100 |  | 1 | 1100
P107 | 2015 | RS2111147A | P | 2015-09-11 | PENTAIR | 11018 | 100 | 1 | 1100 |  | 1 | 1100 |  | 1 | 1100
P107 | 2014 | RS2071925A | P | 2014-08-11 | PENTAIR | 11018 | 100 | 1 | 1100 |  | 1 | 1100 |  | 1 | 1100
P107 | 2014 | RS2070307A | P | 2014-07-30 | PENTAIR | 11018 | 100 | 1 | 1100 |  | 1 | 1100 |  | 1 | 1100
P107 | 2014 | RS2066288A | P | 2014-06-25 | PENTAIR | 11018 | 100 | 1 | 1100 |  | 1 | 1100 |  | 1 | 1100
P107 | 2014 | RS2051540A | P | 2014-02-04 | PENTAIR | 11018 | 100 | 1 | 1100 |  | 1 | 1100 |  | 1 | 1100
P107 | 2014 | RS2061024A | P | 2014-05-08 | PENTAIR | 11018 | 100 | 1 | 1100 |  | 1 | 1100 |  | 1 | 1100
P107 | 2014 | RS2087513A | P | 2014-12-26 | PENTAIR | 11018 | 100 | 1 | 1100 |  | 1 | 1100 |  | 1 | 1100
P107 | 2014 | RS2084285A | P | 2014-11-25 | PENTAIR | 11018 | 100 | 1 | 1100 |  | 1 | 1100 |  | 1 | 1100
P107 | 2014 | RS2051757A | P | 2014-02-06 | PENTAIR | 11018 | 100 | 1 | 1100 |  | 1 | 1100 |  | 1 | 1100
P107 | 2014 | RS2084667A | P | 2014-12-01 | PENTAIR | 11018 | 100 | 1 | 1100 |  | 1 | 1100 |  | 1 | 1100
P107 | 2015 | RS6063931A | P | 2015-07-08 | PENTAIR | 11018 | 100 | 1 | 1100 |  | 1 | 1100 |  | 1 | 1100
P107 | 2014 | RS2064514A | P | 2014-06-10 | PENTAIR | 11018 | 100 | 1 | 1100 |  | 1 | 1100 |  | 1 | 1100
P107 | 2015 | RS2099151A | P | 2015-04-23 | PENTAIR | 11018 | 100 | 1 | 1100 |  | 1 | 1100 |  | 1 | 1100
P107 | 2015 | RS2117093A | P | 2015-11-16 | PENTAIR | 342000 | 100 | 1 | 1100 |  | 1 | 1100 |  | 1 | 1100
P107 | 2015 | RS6060170A | P | 2015-05-22 | PENTAIR | 11018 | 100 | 1 | 1100 |  | 1 | 1100 |  | 1 | 1100
P107 | 2015 | RS2106382A | P | 2015-07-22 | PENTAIR | 11018 | 100 | 1 | 1100 |  | 1 | 1100 |  | 1 | 1100
P107 | 2014 | RS2068818A | P | 2014-07-16 | PENTAIR | 11018 | 100 | 1 | 1100 |  | 1 | 1100 |  | 1 | 1100
P107 | 2014 | RS2089114A | P | 2015-01-08 | PENTAIR | 11018 | 100 | 1 | 1100 |  | 1 | 1100 |  | 1 | 1100
P107 | 2015 | RS2101332A | P | 2015-05-22 | PENTAIR | 342000 | 100 | 1 | 1100 |  | 1 | 1100 |  | 1 | 1100
P107 | 2015 | RS2113600A | P | 2015-10-19 | PENTAIR | 342001 | 100 | 1 | 1100 |  | 1 | 1100 |  | 1 | 1100
P107 | 2015 | RS2115342A | P | 2015-10-28 | PENTAIR | 11018 | 100 | 1 | 1100 |  | 1 | 1100 |  | 1 | 1100
P107 | 2015 | RS2104952A | P | 2015-07-07 | PENTAIR | 11018 | 100 | 1 | 1100 |  | 1 | 1100 |  | 1 | 1100
P107 | 2015 | RS2114801A | P | 2015-10-22 | PENTAIR | 342000 | 100 | 1 | 1100 |  | 1 | 1100 |  | 1 | 1100
P107 | 2014 | RS2054856A | P | 2014-03-06 | PENTAIR | 11018 | 100 | 1 | 1100 |  | 1 | 1100 |  | 1 | 1100
P107 | 2015 | RS2117125A | P | 2015-11-16 | PENTAIR | 11018 | 100 | 1 | 1100 |  | 1 | 1100 |  | 1 | 1100
P107 | 2015 | RS2092409A | P | 2015-02-03 | PENTAIR | 11018 | 100 | 1 | 1100 |  | 1 | 1100 |  | 1 | 1100
P107 | 2015 | RS2103058A | P | 2015-06-12 | PENTAIR | 342001 | 100 | 1 | 1100 |  | 1 | 1100 |  | 1 | 1100
P107 | 2015 | RS2114951A | P | 2015-10-26 | PENTAIR | 11018 | 100 | 1 | 1100 |  | 1 | 1100 |  | 1 | 1100
P107 | 2015 | RS2094636A | P | 2015-02-25 | PENTAIR | 342000 | 100 | 1 | 1100 |  | 1 | 1100 |  | 1 | 1100
P107 | 2014 | RS2067453A | P | 2014-07-07 | STA-RITE | P6E6VS4H-209L | 100 | 1 | 1100 |  | 1 | 1100 |  | 1 | 1100
P107 | 2014 | RS2058266A | P | 2014-04-09 | STA-RITE | 343000 | 100 | 1 | 1100 |  | 1 | 1100 |  | 1 | 1100
P107 | 2014 | RS2078581A | P | 2014-10-01 | STA-RITE | P6E6VS4H-209L | 100 | 1 | 1100 |  | 1 | 1100 |  | 1 | 1100
P107 | 2014 | RS2061682A | P | 2014-05-13 | STA-RITE | P6E6VS4H-209L | 100 | 1 | 1100 |  | 1 | 1100 |  | 1 | 1100
P107 | 2015 | RS2101333A | P | 2015-05-22 | STA-RITE | P6E6VS4H-209L | 100 | 1 | 1100 |  | 1 | 1100 |  | 1 | 1100
P107 | 2015 | RS2093948A | P | 2015-02-17 | STA-RITE | P6E6VS4H-209L | 100 | 1 | 1100 |  | 1 | 1100 |  | 1 | 1100
P107 | 2014 | RS2061964A | P | 2014-05-16 | STA-RITE | P6E6VS4H-209L | 100 | 1 | 1100 |  | 1 | 1100 |  | 1 | 1100
P107 | 2015 | RS2107871A | P | 2015-08-05 | STA-RITE | P6E6VS4H-209L | 100 | 1 | 1100 |  | 1 | 1100 |  | 1 | 1100
P107 | 2015 | RS2096716A | P | 2015-03-23 | STA-RITE | P6E6VS4H-209L | 100 | 1 | 1100 |  | 1 | 1100 |  | 1 | 1100
P107 | 2014 | RS2057555A | P | 2014-03-31 | STA-RITE | P6E6VS4H-209L | 100 | 1 | 1100 |  | 1 | 1100 |  | 1 | 1100
P107 | 2015 | RS2095472A | P | 2015-03-06 | STA-RITE | P6E6VS4H-209L | 100 | 1 | 1100 |  | 1 | 1100 |  | 1 | 1100
P107 | 2014 | RS2076072A | P | 2014-09-12 | STA-RITE | P6E6VS4H-209L | 100 | 1 | 1100 |  | 1 | 1100 |  | 1 | 1100
P107 | 2014 | RS6034161A | P | 2014-08-19 | STA-RITE | P6E6VS4H-209L | 100 | 1 | 1100 |  | 1 | 1100 |  | 1 | 1100
P107 | 2014 | RS2047205A | P | 2014-01-14 | STA-RITE | P6E6VS4H-209L | 100 | 1 | 1100 |  | 1 | 1100 |  | 1 | 1100
P107 | 2014 | RS2070308A | P | 2014-07-30 | STA-RITE | P6E6VS4H-209L | 100 | 1 | 1100 |  | 1 | 1100 |  | 1 | 1100
P107 | 2014 | RS2081752A | P | 2014-11-03 | STA-RITE | P6E6VS4H-209L | 100 | 1 | 1100 |  | 1 | 1100 |  | 1 | 1100
P107 | 2014 | RS6022671A | P | 2014-03-26 | STA-RITE | P6E6XS4H-209L | 100 | 1 | 1100 |  | 1 | 1100 |  | 1 | 1100
P107 | 2014 | RS2066768A | P | 2014-07-01 | STA-RITE | P6E6VS4H-209L | 100 | 1 | 1100 |  | 1 | 1100 |  | 1 | 1100
P107 | 2014 | RS2067473A | P | 2014-07-07 | STA-RITE | P6E6VS4H-209L | 100 | 1 | 1100 |  | 1 | 1100 |  | 1 | 1100
P107 | 2015 | RS2098560A | P | 2015-04-15 | STA-RITE | P6E6VS4H-209L | 100 | 1 | 1100 |  | 1 | 1100 |  | 1 | 1100
P107 | 2015 | RS2120052A | P | 2015-12-18 | STA-RITE | P6E6VS4H-209L | 100 | 1 | 1100 |  | 1 | 1100 |  | 1 | 1100
P107 | 2015 | RS2101143A | P | 2015-05-21 | STA-RITE | P6E6VS4H-209L | 100 | 1 | 1100 |  | 1 | 1100 |  | 1 | 1100
P107 | 2015 | RS6073312A | P | 2015-12-02 | STA-RITE | P6E6VS4H-209L | 100 | 1 | 1100 |  | 1 | 1100 |  | 1 | 1100
P107 | 2014 | RS2088123A | P | 2014-12-26 | STA-RITE | P6E6VS4H-209L | 100 | 1 | 1100 |  | 1 | 1100 |  | 1 | 1100
P107 | 2014 | RS2066686A | P | 2014-06-30 | STA-RITE | P6E6VS4H-209L | 100 | 1 | 1100 |  | 1 | 1100 |  | 1 | 1100
P107 | 2015 | RS6056680A | P | 2015-04-06 | STA-RITE | P6E6VS4H-209L | 100 | 1 | 1100 |  | 1 | 1100 |  | 1 | 1100
P107 | 2014 | RS2065157A | P | 2014-06-17 | STA-RITE | P6E6VS4H-209L | 100 | 1 | 1100 |  | 1 | 1100 |  | 1 | 1100
P107 | 2015 | RS2099481A | P | 2015-04-30 | STA-RITE | P6E6VS4H-209L | 100 | 1 | 1100 |  | 1 | 1100 |  | 1 | 1100
P107 | 2015 | RS2095066A | P | 2015-03-04 | STA-RITE | P6E6VS4H-209L | 100 | 1 | 1100 |  | 1 | 1100 |  | 1 | 1100
P107 | 2015 | RS2103050A | P | 2015-06-12 | STA-RITE | P6E6VS4H-209L | 100 | 1 | 1100 |  | 1 | 1100 |  | 1 | 1100
P107 | 2015 | RS2116165A | P | 2015-12-08 | STA-RITE | P6E6VS4H-209L | 100 | 1 | 1100 |  | 1 | 1100 |  | 1 | 1100
P107 | 2015 | RS2099273A | P | 2015-04-27 | STA-RITE | P6E6VS4H-209L | 100 | 1 | 1100 |  | 1 | 1100 |  | 1 | 1100
P107 | 2014 | RS2067602A | P | 2014-07-08 | STA-RITE | P6E6VS4H-209L | 100 | 1 | 1100 |  | 1 | 1100 |  | 1 | 1100
P107 | 2014 | RS2065946A | P | 2014-06-27 | STA-RITE | P6E6VS4H-209L | 100 | 1 | 1100 |  | 1 | 1100 |  | 1 | 1100
P107 | 2014 | RS2070142A | P | 2014-07-30 | STA-RITE | P6E6VS4H-209L | 100 | 1 | 1100 |  | 1 | 1100 |  | 1 | 1100
P107 | 2015 | RS2100052A | P | 2015-05-06 | WATERWAY PLASTICS INC. | ECONO-VS | 100 | 1 | 1100 |  | 1 | 1100 |  | 1 | 1100
P107 | 2015 | RS2117528A | P | 2015-11-20 | ZODIAC | VS-FHP1.0 | 100 | 1 | 1100 |  | 1 | 1100 |  | 1 | 1100
P107 | 2015 | RS2118566A | P | 2015-12-03 | ZODIAC | VS-FHP1.0 | 100 | 1 | 1100 |  | 1 | 1100 |  | 1 | 1100
P107 | 2015 | RS2104635A | P | 2015-07-01 | ZODIAC | VS-FHP1.0 | 100 | 1 | 1100 |  | 1 | 1100 |  | 1 | 1100
P107 | 2015 | RS6066793A | P | 2015-08-14 | ZODIAC | VS-FHP1.0 | 100 | 1 | 1100 |  | 1 | 1100 |  | 1 | 1100
P107 | 2015 | RS6055698A | P | 2015-03-18 | HAYWARD | SP3400VSP | 100 | 1 | 1101.04 |  | 1 | 1101.04 |  | 1 | 1101.04
P107 | 2015 | RS6057095A | P | 2015-04-10 | PENTAIR | 11018 | 100 | 1 | 1101.04 |  | 1 | 1101.04 |  | 1 | 1101.04
P107 | 2014 | RS2077560A | P | 2014-10-22 | PENTAIR | 11018 | 100 | 1 | 1101.59 |  | 1 | 1101.59 |  | 1 | 1101.59
P107 | 2014 | RS2072066A | P | 2014-08-13 | PENTAIR | 11018 | 100 | 1 | 1101.72 |  | 1 | 1101.72 |  | 1 | 1101.72
P107 | 2014 | RS2058965A | P | 2014-04-17 | HAYWARD | SP3400VSP | 100 | 1 | 1101.98 |  | 1 | 1101.98 |  | 1 | 1101.98
P107 | 2014 | RS2055051A | P | 2014-03-07 | STA-RITE | P6E6VS4H-209L | 100 | 1 | 1102 |  | 1 | 1102 |  | 1 | 1102
P107 | 2014 | RS2055048A | P | 2014-03-07 | STA-RITE | P6E6VS4H-209L | 100 | 1 | 1102.28 |  | 1 | 1102.28 |  | 1 | 1102.28
P107 | 2015 | RS6060208A | P | 2015-05-26 | PENTAIR | 11018 | 100 | 1 | 1103.5 |  | 1 | 1103.5 |  | 1 | 1103.5
P107 | 2015 | RS6068994A | P | 2015-09-17 | PENTAIR | 342000 | 100 | 1 | 1104 |  | 1 | 1104 |  | 1 | 1104
P107 | 2015 | RS6064585A | P | 2015-07-16 | PENTAIR | 342001 | 100 | 1 | 1104 |  | 1 | 1104 |  | 1 | 1104
P107 | 2014 | RS2065945A | P | 2014-10-10 | PENTAIR | 11018 | 100 | 1 | 1104.72 |  | 1 | 1104.72 |  | 1 | 1104.72
P107 | 2015 | RS2104386A | P | 2015-06-26 | STA-RITE | P6E6VS4H-209L | 100 | 1 | 1104.72 |  | 1 | 1104.72 |  | 1 | 1104.72
P107 | 2014 | RS2059721A | P | 2014-04-25 | HAYWARD | SP3400VSP | 100 | 1 | 1104.99 |  | 1 | 1104.99 |  | 1 | 1104.99
P107 | 2014 | RS2056523A | P | 2014-03-24 | HAYWARD | SP3400VSP | 100 | 1 | 1104.99 |  | 1 | 1104.99 |  | 1 | 1104.99
P107 | 2014 | RS2049930A | P | 2014-01-22 | HAYWARD | SP3400VSP | 100 | 1 | 1104.99 |  | 1 | 1104.99 |  | 1 | 1104.99
P107 | 2014 | RS2075814A | P | 2014-09-11 | HAYWARD | SP3400VSP | 100 | 1 | 1104.99 |  | 1 | 1104.99 |  | 1 | 1104.99
P107 | 2014 | RS6021649A | P | 2014-03-21 | HAYWARD | SP3400VSP | 100 | 1 | 1104.99 |  | 1 | 1104.99 |  | 1 | 1104.99
P107 | 2014 | RS2078311A | P | 2014-09-30 | PENTAIR | 11018 | 100 | 1 | 1104.99 |  | 1 | 1104.99 |  | 1 | 1104.99
P107 | 2014 | RS2078458A | P | 2014-10-01 | PENTAIR | 11018 | 100 | 1 | 1104.99 |  | 1 | 1104.99 |  | 1 | 1104.99
P107 | 2014 | RS2079623A | P | 2014-10-09 | PENTAIR | 11018 | 100 | 1 | 1104.99 |  | 1 | 1104.99 |  | 1 | 1104.99
P107 | 2014 | RS2080038A | P | 2014-10-15 | PENTAIR | 11018 | 100 | 1 | 1104.99 |  | 1 | 1104.99 |  | 1 | 1104.99
P107 | 2015 | RS6069642A | P | 2015-10-21 | PENTAIR | 11018 | 100 | 1 | 1104.99 |  | 1 | 1104.99 |  | 1 | 1104.99
P107 | 2014 | RS2081316A | P | 2014-10-29 | PENTAIR | 11018 | 100 | 1 | 1104.99 |  | 1 | 1104.99 |  | 1 | 1104.99
P107 | 2014 | RS2077657A | P | 2014-10-17 | PENTAIR | 11018 | 100 | 1 | 1104.99 |  | 1 | 1104.99 |  | 1 | 1104.99
P107 | 2014 | RS6035331A | P | 2014-09-17 | PENTAIR | 11018 | 100 | 1 | 1104.99 |  | 1 | 1104.99 |  | 1 | 1104.99
P107 | 2014 | RS6036040A | P | 2014-09-09 | PENTAIR | 11018 | 100 | 1 | 1104.99 |  | 1 | 1104.99 |  | 1 | 1104.99
P107 | 2014 | RS6039794A | P | 2014-10-09 | PENTAIR | 11018 | 100 | 1 | 1104.99 |  | 1 | 1104.99 |  | 1 | 1104.99
P107 | 2014 | RS6040502A | P | 2014-10-21 | PENTAIR | 11018 | 100 | 1 | 1104.99 |  | 1 | 1104.99 |  | 1 | 1104.99
P107 | 2015 | RS6063221A | P | 2015-07-01 | PENTAIR | 11018 | 100 | 1 | 1104.99 |  | 1 | 1104.99 |  | 1 | 1104.99
P107 | 2014 | RS2055525A | P | 2014-03-12 | PENTAIR | 11018 | 100 | 1 | 1104.99 |  | 1 | 1104.99 |  | 1 | 1104.99
P107 | 2014 | RS6040483A | P | 2014-10-21 | PENTAIR | 11018 | 100 | 1 | 1104.99 |  | 1 | 1104.99 |  | 1 | 1104.99
P107 | 2015 | RS2118354A | P | 2015-12-02 | PENTAIR | 11018 | 100 | 1 | 1105 |  | 1 | 1105 |  | 1 | 1105
P107 | 2015 | RS2095071A | P | 2015-03-04 | PENTAIR | 11018 | 100 | 1 | 1105 |  | 1 | 1105 |  | 1 | 1105
P107 | 2014 | RS2073739A | P | 2014-08-25 | PENTAIR | 11018 | 100 | 1 | 1105 |  | 1 | 1105 |  | 1 | 1105
P107 | 2015 | RS6054031A | P | 2015-02-24 | PENTAIR | 11018 | 100 | 1 | 1105.02 |  | 1 | 1105.02 |  | 1 | 1105.02
P107 | 2014 | RS6024556A | P | 2014-04-23 | HAYWARD | SP3400VSP | 100 | 1 | 1105.14 |  | 1 | 1105.14 |  | 1 | 1105.14
P107 | 2014 | RS2060953A | P | 2014-05-08 | WATERWAY PLASTICS INC. | ECONO-VSA | 100 | 1 | 1105.27 |  | 1 | 1105.27 |  | 1 | 1105.27
P107 | 2014 | RS6042511A | P | 2014-11-10 | PENTAIR | 11018 | 100 | 1 | 1105.85 |  | 1 | 1105.85 |  | 1 | 1105.85
P107 | 2015 | RS2103067A | P | 2015-06-12 | PENTAIR | 11018 | 100 | 1 | 1105.99 |  | 1 | 1105.99 |  | 1 | 1105.99
P107 | 2015 | RS2112886A | P | 2015-09-29 | STA-RITE | P6E6VS4H-209L | 100 | 1 | 1105.99 |  | 1 | 1105.99 |  | 1 | 1105.99
P107 | 2014 | RS2068310A | P | 2014-07-14 | PENTAIR | 11018 | 100 | 1 | 1106.16 |  | 1 | 1106.16 |  | 1 | 1106.16
P107 | 2015 | RS6068920A | P | 2015-09-17 | PENTAIR | 11018 | 100 | 1 | 1106.69 |  | 1 | 1106.69 |  | 1 | 1106.69
P107 | 2014 | RS2057552A | P | 2014-03-31 | PENTAIR | 11017 | 100 | 1 | 1107 |  | 1 | 1107 |  | 1 | 1107
P107 | 2015 | RS6068866A | P | 2015-09-16 | PENTAIR | 11018 | 100 | 1 | 1107.35 |  | 1 | 1107.35 |  | 1 | 1107.35
P107 | 2015 | RS2096449A | P | 2015-03-20 | PENTAIR | 11018 | 100 | 1 | 1108.8 |  | 1 | 1108.8 |  | 1 | 1108.8
P107 | 2014 | RS2066219A | P | 2014-06-27 | ZODIAC | VS-FHP 2.0 | 100 | 1 | 1108.8 |  | 1 | 1108.8 |  | 1 | 1108.8
P107 | 2014 | RS2066093A | P | 2014-11-14 | ZODIAC | VS-FHP 2.0 | 100 | 1 | 1108.8 |  | 1 | 1108.8 |  | 1 | 1108.8
P107 | 2014 | RS2066084A | P | 2014-06-27 | ZODIAC | VS-FHP 2.0 | 100 | 1 | 1108.8 |  | 1 | 1108.8 |  | 1 | 1108.8
P107 | 2015 | RS2115798A | P | 2015-11-03 | PENTAIR | 11018 | 100 | 1 | 1109.59 |  | 1 | 1109.59 |  | 1 | 1109.59
P107 | 2014 | RS2068046A | P | 2014-07-10 | STA-RITE | P6E6VS4H-209L | 100 | 1 | 1109.72 |  | 1 | 1109.72 |  | 1 | 1109.72
P107 | 2014 | RS2053889A | P | 2014-03-03 | PENTAIR | 11018 | 100 | 1 | 1109.99 |  | 1 | 1109.99 |  | 1 | 1109.99
P107 | 2014 | RS6025405A | P | 2014-05-05 | PENTAIR | 11018 | 100 | 1 | 1109.99 |  | 1 | 1109.99 |  | 1 | 1109.99
P107 | 2015 | RS6052849A | P | 2015-02-24 | PENTAIR | 11018 | 100 | 1 | 1110 |  | 1 | 1110 |  | 1 | 1110
P107 | 2015 | RS6059728A | P | 2015-05-15 | PENTAIR | 11018 | 100 | 1 | 1110.72 |  | 1 | 1110.72 |  | 1 | 1110.72
P107 | 2015 | RS2118560A | P | 2015-12-03 | PENTAIR | 11017 | 100 | 1 | 1110.95 |  | 1 | 1110.95 |  | 1 | 1110.95
P107 | 2014 | RS2058222A | P | 2014-04-09 | HAYWARD | SP3400VSP | 100 | 1 | 1112.52 |  | 1 | 1112.52 |  | 1 | 1112.52
P107 | 2014 | RS2059093A | P | 2014-04-21 | HAYWARD | SP3400VSP | 100 | 1 | 1112.52 |  | 1 | 1112.52 |  | 1 | 1112.52
P107 | 2014 | RS2058220A | P | 2014-04-09 | HAYWARD | SP3400VSP | 100 | 1 | 1112.52 |  | 1 | 1112.52 |  | 1 | 1112.52
P107 | 2014 | RS2062572A | P | 2014-05-30 | HAYWARD | SP3400VSP | 100 | 1 | 1112.52 |  | 1 | 1112.52 |  | 1 | 1112.52
P107 | 2014 | RS2063403A | P | 2014-05-30 | HAYWARD | SP3400VSP | 100 | 1 | 1112.52 |  | 1 | 1112.52 |  | 1 | 1112.52
P107 | 2015 | RS2093104A | P | 2015-02-09 | PENTAIR | 11018 | 100 | 1 | 1113.5 |  | 1 | 1113.5 |  | 1 | 1113.5
P107 | 2014 | RS6028459A | P | 2014-06-17 | STA-RITE | P6E6VS4H-209L | 100 | 1 | 1113.5 |  | 1 | 1113.5 |  | 1 | 1113.5
P107 | 2014 | RS2054985A | P | 2014-03-10 | STA-RITE | P6E6VS4H-209L | 100 | 1 | 1113.5 |  | 1 | 1113.5 |  | 1 | 1113.5
P107 | 2014 | RS2088654A | P | 2015-01-02 | STA-RITE | P6E6VS4H-209L | 100 | 1 | 1113.5 |  | 1 | 1113.5 |  | 1 | 1113.5
P107 | 2014 | RS2083687A | P | 2014-11-19 | PENTAIR | 11018 | 100 | 1 | 1114.72 |  | 1 | 1114.72 |  | 1 | 1114.72
P107 | 2015 | RS2096015A | P | 2015-03-17 | PENTAIR | 11018 | 100 | 1 | 1114.72 |  | 1 | 1114.72 |  | 1 | 1114.72
P107 | 2015 | RS2110823A | P | 2015-09-08 | PENTAIR | 11018 | 100 | 1 | 1114.72 |  | 1 | 1114.72 |  | 1 | 1114.72
P107 | 2015 | RS2101255A | P | 2015-05-21 | PENTAIR | 11018 | 100 | 1 | 1114.77 |  | 1 | 1114.77 |  | 1 | 1114.77
P107 | 2015 | RS2107227A | P | 2015-07-29 | STA-RITE | P6E6VS4H-209L | 100 | 1 | 1116 |  | 1 | 1116 |  | 1 | 1116
P107 | 2014 | RS2068924A | P | 2014-07-21 | STA-RITE | P6E6VS4H-209L | 100 | 1 | 1116.28 |  | 1 | 1116.28 |  | 1 | 1116.28
P107 | 2015 | RS2113393A | P | 2015-10-06 | HAYWARD | SP3400VSP | 100 | 1 | 1119 |  | 1 | 1119 |  | 1 | 1119
P107 | 2015 | RS2103032A | P | 2015-06-12 | PENTAIR | 11018 | 100 | 1 | 1119.99 |  | 1 | 1119.99 |  | 1 | 1119.99
P107 | 2015 | RS2103140A | P | 2015-07-02 | PENTAIR | 11018 | 100 | 1 | 1119.99 |  | 1 | 1119.99 |  | 1 | 1119.99
P107 | 2015 | RS2104862A | P | 2015-07-01 | PENTAIR | 11018 | 100 | 1 | 1119.99 |  | 1 | 1119.99 |  | 1 | 1119.99
P107 | 2015 | RS2100173A | P | 2015-05-07 | STA-RITE | P6E6VS4H-209L | 100 | 1 | 1119.99 |  | 1 | 1119.99 |  | 1 | 1119.99
P107 | 2015 | RS2104306A | P | 2015-06-25 | STA-RITE | P6E6VS4H-209L | 100 | 1 | 1119.99 |  | 1 | 1119.99 |  | 1 | 1119.99
P107 | 2015 | RS2098722A | P | 2015-04-16 | STA-RITE | P6E6VS4H-209L | 100 | 1 | 1119.99 |  | 1 | 1119.99 |  | 1 | 1119.99
P107 | 2015 | RS6060104A | P | 2015-05-22 | HAYWARD | SP3200VSP | 100 | 1 | 1120 |  | 1 | 1120 |  | 1 | 1120
P107 | 2014 | RS2061531A | P | 2014-05-13 | HAYWARD | SP2300VSP | 100 | 1 | 1120 |  | 1 | 1120 |  | 1 | 1120
P107 | 2014 | RS2084870A | P | 2014-12-01 | PENTAIR | 11018 | 100 | 1 | 1120 |  | 1 | 1120 |  | 1 | 1120
P107 | 2014 | RS6032176A | P | 2014-07-31 | ZODIAC | JEP2.0 | 100 | 1 | 1120 |  | 1 | 1120 |  | 1 | 1120
P107 | 2015 | RS6070825A | P | 2015-10-19 | PENTAIR | 11018 | 100 | 1 | 1120.25 |  | 1 | 1120.25 |  | 1 | 1120.25
P107 | 2015 | RS2100877A | P | 2015-05-18 | WATERWAY PLASTICS INC. | ECONO-VS | 100 | 1 | 1121 |  | 1 | 1121 |  | 1 | 1121
P107 | 2015 | RS6058019A | P | 2015-04-22 | PENTAIR | 11018 | 100 | 1 | 1121.24 |  | 1 | 1121.24 |  | 1 | 1121.24
P107 | 2015 | RS6056285A | P | 2015-04-10 | PENTAIR | 11018 | 100 | 1 | 1121.24 |  | 1 | 1121.24 |  | 1 | 1121.24
P107 | 2015 | RS6063835A | P | 2015-07-08 | PENTAIR | 11012 | 100 | 1 | 1121.99 |  | 1 | 1121.99 |  | 1 | 1121.99
P107 | 2015 | RS2102715A | P | 2015-06-11 | STA-RITE | 343001 | 100 | 1 | 1123.72 |  | 1 | 1123.72 |  | 1 | 1123.72
P107 | 2014 | RS2070780A | P | 2014-08-05 | STA-RITE | P6E6VS4H-209L | 100 | 1 | 1123.73 |  | 1 | 1123.73 |  | 1 | 1123.73
P107 | 2014 | RS2068141A | P | 2014-07-15 | PENTAIR | 11018 | 100 | 1 | 1124.72 |  | 1 | 1124.72 |  | 1 | 1124.72
P107 | 2015 | RS2102278A | P | 2015-06-05 | STA-RITE | P6E6VS4H-209L | 100 | 1 | 1124.72 |  | 1 | 1124.72 |  | 1 | 1124.72
P107 | 2015 | RS2114621A | P | 2015-10-21 | STA-RITE | P6E6VS4H-209L | 100 | 1 | 1124.72 |  | 1 | 1124.72 |  | 1 | 1124.72
P107 | 2015 | RS2104385A | P | 2015-06-26 | STA-RITE | P6E6VS4H-209L | 100 | 1 | 1124.72 |  | 1 | 1124.72 |  | 1 | 1124.72
P107 | 2015 | RS2095559A | P | 2015-03-09 | STA-RITE | P6E6VS4H-209L | 100 | 1 | 1124.72 |  | 1 | 1124.72 |  | 1 | 1124.72
P107 | 2014 | RS2085341A | P | 2014-12-04 | STA-RITE | P6E6VS4H-209L | 100 | 1 | 1124.72 |  | 1 | 1124.72 |  | 1 | 1124.72
P107 | 2015 | RS2106726A | P | 2015-07-22 | STA-RITE | P6E6VS4H-209L | 100 | 1 | 1124.72 |  | 1 | 1124.72 |  | 1 | 1124.72
P107 | 2015 | RS2103319A | P | 2015-06-16 | STA-RITE | P6E6VS4H-209L | 100 | 1 | 1124.72 |  | 1 | 1124.72 |  | 1 | 1124.72
P107 | 2015 | RS2111992A | P | 2015-09-23 | STA-RITE | P6E6VS4H-209L | 100 | 1 | 1124.72 |  | 1 | 1124.72 |  | 1 | 1124.72
P107 | 2015 | RS2106918A | P | 2015-07-24 | STA-RITE | P6E6VS4H-209L | 100 | 1 | 1124.72 |  | 1 | 1124.72 |  | 1 | 1124.72
P107 | 2015 | RS2108197A | P | 2015-08-10 | STA-RITE | P6E6VS4H-209L | 100 | 1 | 1124.72 |  | 1 | 1124.72 |  | 1 | 1124.72
P107 | 2015 | RS2106916A | P | 2015-07-24 | STA-RITE | P6E6VS4H-209L | 100 | 1 | 1124.72 |  | 1 | 1124.72 |  | 1 | 1124.72
P107 | 2015 | RS2103038A | P | 2015-06-12 | STA-RITE | P6E6VS4H-209L | 100 | 1 | 1124.72 |  | 1 | 1124.72 |  | 1 | 1124.72
P107 | 2015 | RS2116578A | P | 2015-11-10 | STA-RITE | P6E6VS4H-209L | 100 | 1 | 1124.72 |  | 1 | 1124.72 |  | 1 | 1124.72
P107 | 2015 | RS2115677A | P | 2015-11-06 | PENTAIR | 11018 | 100 | 1 | 1125 |  | 1 | 1125 |  | 1 | 1125
P107 | 2014 | RS2066756A | P | 2014-07-01 | PENTAIR | 11018 | 100 | 1 | 1125 |  | 1 | 1125 |  | 1 | 1125
P107 | 2015 | RS6052708A | P | 2015-02-06 | PENTAIR | 11018 | 100 | 1 | 1125 |  | 1 | 1125 |  | 1 | 1125
P107 | 2014 | RS2083694A | P | 2014-11-19 | PENTAIR | 11018 | 100 | 1 | 1125 |  | 1 | 1125 |  | 1 | 1125
P107 | 2014 | RS2086874A | P | 2014-12-17 | PENTAIR | 11018 | 100 | 1 | 1125 |  | 1 | 1125 |  | 1 | 1125
P107 | 2014 | RS2055154A | P | 2014-03-10 | STA-RITE | P6E6VS4H-209L | 100 | 1 | 1125 |  | 1 | 1125 |  | 1 | 1125
P107 | 2014 | RS2080170A | P | 2014-10-17 | STA-RITE | P6E6VS4H-209L | 100 | 1 | 1125 |  | 1 | 1125 |  | 1 | 1125
P107 | 2015 | RS2115491A | P | 2015-10-29 | STA-RITE | 343000 | 100 | 1 | 1125 |  | 1 | 1125 |  | 1 | 1125
P107 | 2014 | RS6022008A | P | 2014-03-14 | STA-RITE | P6E6VS4H-209L | 100 | 1 | 1125 |  | 1 | 1125 |  | 1 | 1125
P107 | 2014 | RS2057481A | P | 2014-03-31 | STA-RITE | P6E6VS4H-209L | 100 | 1 | 1125 |  | 1 | 1125 |  | 1 | 1125
P107 | 2014 | RS2050253A | P | 2014-01-29 | ZODIAC/JANDY | JEP1.5 | 200 | 2 | 1125 |  | 2 | 1125 |  | 2 | 1125
P107 | 2015 | RS2094714A | P | 2015-02-26 | PENTAIR | 11018 | 100 | 1 | 1125.58 |  | 1 | 1125.58 |  | 1 | 1125.58
P107 | 2014 | RS2058264A | P | 2014-04-09 | STA-RITE | P6E6VS4H-209L | 100 | 1 | 1126 |  | 1 | 1126 |  | 1 | 1126
P107 | 2015 | RS2099343A | P | 2015-04-28 | PENTAIR | 11018 | 100 | 1 | 1126.5 |  | 1 | 1126.5 |  | 1 | 1126.5
P107 | 2014 | RS2085001A | P | 2014-12-01 | PENTAIR | 11018 | 100 | 1 | 1127 |  | 1 | 1127 |  | 1 | 1127
P107 | 2014 | RS6032047A | P | 2014-07-29 | PENTAIR | 11018 | 100 | 1 | 1128.74 |  | 1 | 1128.74 |  | 1 | 1128.74
P107 | 2014 | RS6029027A | P | 2014-06-25 | PENTAIR | 11018 | 100 | 1 | 1128.74 |  | 1 | 1128.74 |  | 1 | 1128.74
P107 | 2015 | RS6071489A | P | 2015-10-29 | STA-RITE | P6E6VS4H-209L | 100 | 1 | 1128.99 |  | 1 | 1128.99 |  | 1 | 1128.99
P107 | 2014 | RS2066137A | P | 2014-06-30 | PENTAIR | 11018 | 100 | 1 | 1129 |  | 1 | 1129 |  | 1 | 1129
P107 | 2014 | RS2078726A | P | 2014-10-02 | PENTAIR | 11018 | 100 | 1 | 1129 |  | 1 | 1129 |  | 1 | 1129
P107 | 2014 | RS2075916A | P | 2014-09-11 | PENTAIR | 11018 | 100 | 1 | 1129 |  | 1 | 1129 |  | 1 | 1129
P107 | 2014 | RS2073938A | P | 2014-09-12 | PENTAIR | 11018 | 100 | 1 | 1129 |  | 1 | 1129 |  | 1 | 1129
P107 | 2014 | RS2078244A | P | 2014-09-30 | PENTAIR | 11018 | 100 | 1 | 1129 |  | 1 | 1129 |  | 1 | 1129
P107 | 2015 | RS2117303A | P | 2015-11-18 | PENTAIR | 11018 | 100 | 1 | 1129 |  | 1 | 1129 |  | 1 | 1129
P107 | 2015 | RS2094839A | P | 2015-02-27 | PENTAIR | 11018 | 100 | 1 | 1129.56 |  | 1 | 1129.56 |  | 1 | 1129.56
P107 | 2015 | RS2118658A | P | 2015-12-08 | PENTAIR | 11018 | 100 | 1 | 1129.7 |  | 1 | 1129.7 |  | 1 | 1129.7
P107 | 2014 | RS2086594A | P | 2014-12-17 | PENTAIR | 11018 | 100 | 1 | 1129.98 |  | 1 | 1129.98 |  | 1 | 1129.98
P107 | 2015 | RS2110397A | P | 2015-09-02 | PENTAIR | 11018 | 100 | 1 | 1131.56 |  | 1 | 1131.56 |  | 1 | 1131.56
P107 | 2015 | RS2110487A | P | 2015-09-02 | PENTAIR | 11018 | 100 | 1 | 1131.56 |  | 1 | 1131.56 |  | 1 | 1131.56
P107 | 2015 | RS2097734A | P | 2015-04-07 | PENTAIR | 11018 | 100 | 1 | 1131.56 |  | 1 | 1131.56 |  | 1 | 1131.56
P107 | 2015 | RS2106038A | P | 2015-07-17 | PENTAIR | 11018 | 100 | 1 | 1131.66 |  | 1 | 1131.66 |  | 1 | 1131.66
P107 | 2015 | RS2112927A | P | 2015-09-29 | PENTAIR | 11018 | 100 | 1 | 1131.66 |  | 1 | 1131.66 |  | 1 | 1131.66
P107 | 2015 | RS2114021A | P | 2015-10-14 | PENTAIR | 11018 | 100 | 1 | 1131.66 |  | 1 | 1131.66 |  | 1 | 1131.66
P107 | 2014 | RS2055049A | P | 2014-03-07 | PENTAIR | 11018 | 100 | 1 | 1131.9 |  | 1 | 1131.9 |  | 1 | 1131.9
P107 | 2015 | RS2103812A | P | 2015-06-19 | PENTAIR | 11018 | 100 | 1 | 1133.6 |  | 1 | 1133.6 |  | 1 | 1133.6
P107 | 2015 | RS2110712A | P | 2015-09-04 | PENTAIR | 11018 | 100 | 1 | 1133.95 |  | 1 | 1133.95 |  | 1 | 1133.95
P107 | 2014 | RS2067936A | P | 2014-07-09 | HAYWARD | SP3400VSP | 100 | 1 | 1135 |  | 1 | 1135 |  | 1 | 1135
P107 | 2014 | RS6025560A | P | 2014-05-19 | PENTAIR | 11018 | 100 | 1 | 1135 |  | 1 | 1135 |  | 1 | 1135
P107 | 2015 | RS2118808A | P | 2015-12-10 | PENTAIR | 11018 | 100 | 1 | 1135 |  | 1 | 1135 |  | 1 | 1135
P107 | 2014 | RS2080322A | P | 2014-10-29 | PENTAIR | 11018 | 100 | 1 | 1136.52 |  | 1 | 1136.52 |  | 1 | 1136.52
P107 | 2015 | RS2093719A | P | 2015-03-02 | PENTAIR | 11018 | 100 | 1 | 1138 |  | 1 | 1138 |  | 1 | 1138
P107 | 2015 | RS6067168A | P | 2015-08-19 | PENTAIR | 11018 | 100 | 1 | 1138 |  | 1 | 1138 |  | 1 | 1138
P107 | 2015 | RS2114937A | P | 2015-10-26 | PENTAIR | 11018 | 100 | 1 | 1138 |  | 1 | 1138 |  | 1 | 1138
P107 | 2014 | RS2087562A | P | 2015-01-13 | PENTAIR | 11017 | 100 | 1 | 1138.8 |  | 1 | 1138.8 |  | 1 | 1138.8
P107 | 2015 | RS6064278A | P | 2015-07-14 | STA-RITE | P6E6VS4H-209L | 100 | 1 | 1139.02 |  | 1 | 1139.02 |  | 1 | 1139.02
P107 | 2014 | RS6022932A | P | 2014-04-21 | HAYWARD | SP3400VSP | 100 | 1 | 1139.41 |  | 1 | 1139.41 |  | 1 | 1139.41
P107 | 2015 | RS6063669A | P | 2015-07-08 | HAYWARD | SP3400VSP | 100 | 1 | 1139.48 |  | 1 | 1139.48 |  | 1 | 1139.48
P107 | 2014 | RS6030102A | P | 2014-07-07 | PENTAIR | 11018 | 100 | 1 | 1139.99 |  | 1 | 1139.99 |  | 1 | 1139.99
P107 | 2015 | RS6065511A | P | 2015-07-27 | PENTAIR | 11018 | 100 | 1 | 1139.99 |  | 1 | 1139.99 |  | 1 | 1139.99
P107 | 2015 | RS2113434A | P | 2015-11-06 | PENTAIR | 11018 | 100 | 1 | 1139.99 |  | 1 | 1139.99 |  | 1 | 1139.99
P107 | 2015 | RS6058685A | P | 2015-05-04 | PENTAIR | 11018 | 100 | 1 | 1139.99 |  | 1 | 1139.99 |  | 1 | 1139.99
P107 | 2014 | RS2056175A | P | 2014-03-18 | STA-RITE | P6E6VS4H-209L | 100 | 1 | 1139.99 |  | 1 | 1139.99 |  | 1 | 1139.99
P107 | 2014 | RS6029101A | P | 2014-06-26 | ZODIAC | JEP1.5 | 100 | 1 | 1139.99 |  | 1 | 1139.99 |  | 1 | 1139.99
P107 | 2015 | RS6063480A | P | 2015-07-22 | HAYWARD | SP3400VSP | 100 | 1 | 1140 |  | 1 | 1140 |  | 1 | 1140
P107 | 2015 | RS6064913A | P | 2015-07-20 | PENTAIR | 11018 | 100 | 1 | 1140 |  | 1 | 1140 |  | 1 | 1140
P107 | 2014 | RS2058672A | P | 2014-04-15 | PENTAIR | 11018 | 100 | 1 | 1140.1 |  | 1 | 1140.1 |  | 1 | 1140.1
P107 | 2014 | RS2072490A | P | 2014-08-14 | PENTAIR | 11018 | 100 | 1 | 1140.1 |  | 1 | 1140.1 |  | 1 | 1140.1
P107 | 2014 | RS2065541A | P | 2014-06-18 | PENTAIR | 11018 | 100 | 1 | 1140.1 |  | 1 | 1140.1 |  | 1 | 1140.1
P107 | 2015 | RS6071549A | P | 2015-11-06 | PENTAIR | 11018 | 100 | 1 | 1140.1 |  | 1 | 1140.1 |  | 1 | 1140.1
P107 | 2014 | RS2083420A | P | 2014-11-13 | PENTAIR | 11018 | 100 | 1 | 1140.1 |  | 1 | 1140.1 |  | 1 | 1140.1
P107 | 2015 | RS2111054A | P | 2015-09-09 | PENTAIR | 11018 | 100 | 1 | 1140.94 |  | 1 | 1140.94 |  | 1 | 1140.94
P107 | 2015 | RS6059836A | P | 2015-05-18 | PENTAIR | 11018 | 100 | 1 | 1141.85 |  | 1 | 1141.85 |  | 1 | 1141.85
P107 | 2014 | RS6065082A | P | 2014-06-16 | PENTAIR | 11018 | 100 | 1 | 1141.86 |  | 1 | 1141.86 |  | 1 | 1141.86
P107 | 2015 | RS2105433A | P | 2015-07-08 | HAYWARD | SP3400VSP | 100 | 1 | 1143.31 |  | 1 | 1143.31 |  | 1 | 1143.31
P107 | 2015 | RS6056165A | P | 2015-03-26 | PENTAIR | 11018 | 100 | 1 | 1143.71 |  | 1 | 1143.71 |  | 1 | 1143.71
P107 | 2014 | RS2070714A | P | 2014-11-06 | HAYWARD | SP2300VSP | 100 | 1 | 1144 |  | 1 | 1144 |  | 1 | 1144
P107 | 2015 | RS2101888A | P | 2015-05-28 | STA-RITE | P6E6VS4H-209L | 100 | 1 | 1144.98 |  | 1 | 1144.98 |  | 1 | 1144.98
P107 | 2014 | RS2066567A | P | 2014-06-30 | PENTAIR | 11018 | 100 | 1 | 1145 |  | 1 | 1145 |  | 1 | 1145
P107 | 2015 | RS2114610A | P | 2015-10-22 | PENTAIR | 11018 | 100 | 1 | 1145 |  | 1 | 1145 |  | 1 | 1145
P107 | 2015 | RS2092967A | P | 2015-02-05 | PENTAIR | 11018 | 100 | 1 | 1145 |  | 1 | 1145 |  | 1 | 1145
P107 | 2014 | RS6023189A | P | 2014-04-03 | PENTAIR | 11018 | 100 | 1 | 1148 |  | 1 | 1148 |  | 1 | 1148
P107 | 2014 | RS2063291A | P | 2014-06-23 | STA-RITE | P6E6XS4H-209L | 100 | 1 | 1148.57 |  | 1 | 1148.57 |  | 1 | 1148.57
P107 | 2015 | RS2102563A | P | 2015-06-08 | PENTAIR | 11018 | 100 | 1 | 1148.72 |  | 1 | 1148.72 |  | 1 | 1148.72
P107 | 2014 | RS2063807A | P | 2014-06-04 | PENTAIR | 11018 | 100 | 1 | 1149 |  | 1 | 1149 |  | 1 | 1149
P107 | 2015 | RS6064715A | P | 2015-07-17 | PENTAIR | 11018 | 100 | 1 | 1149 |  | 1 | 1149 |  | 1 | 1149
P107 | 2015 | RS2117731A | P | 2015-11-23 | PENTAIR | 11018 | 100 | 1 | 1149 |  | 1 | 1149 |  | 1 | 1149
P107 | 2015 | RS2093355A | P | 2015-02-13 | PENTAIR | 11018 | 100 | 1 | 1149 |  | 1 | 1149 |  | 1 | 1149
P107 | 2014 | RS6029472A | P | 2014-07-02 | PENTAIR | 11012 | 100 | 1 | 1149 |  | 1 | 1149 |  | 1 | 1149
P107 | 2014 | RS2063474A | P | 2014-06-18 | PENTAIR | 11018 | 100 | 1 | 1149 |  | 1 | 1149 |  | 1 | 1149
P107 | 2014 | RS2080310A | P | 2014-10-17 | STA-RITE | P6E6VS4H-209L | 100 | 1 | 1149 |  | 1 | 1149 |  | 1 | 1149
P107 | 2015 | RS2095745A | P | 2015-03-11 | STA-RITE | P6E6VS4H-209L | 100 | 1 | 1149 |  | 1 | 1149 |  | 1 | 1149
P107 | 2014 | RS2069846A | P | 2014-08-08 | ZODIAC | VS-FHP1.0 | 100 | 1 | 1149 |  | 1 | 1149 |  | 1 | 1149
P107 | 2014 | RS2062562A | P | 2014-05-30 | PENTAIR | 11018 | 100 | 1 | 1149.1 |  | 1 | 1149.1 |  | 1 | 1149.1
P107 | 2015 | RS2096936A | P | 2015-03-24 | PENTAIR | 11018 | 100 | 1 | 1149.98 |  | 1 | 1149.98 |  | 1 | 1149.98
P107 | 2014 | RS6027939A | P | 2014-06-10 | HAYWARD | SP3400VSP | 100 | 1 | 1149.99 |  | 1 | 1149.99 |  | 1 | 1149.99
P107 | 2015 | RS6065790A | P | 2015-07-30 | PENTAIR | 11018 | 100 | 1 | 1149.99 |  | 1 | 1149.99 |  | 1 | 1149.99
P107 | 2014 | RS2070712A | P | 2014-08-04 | PENTAIR | 11018 | 100 | 1 | 1149.99 |  | 1 | 1149.99 |  | 1 | 1149.99
P107 | 2014 | RS6023244A | P | 2014-04-03 | PENTAIR | 11018 | 100 | 1 | 1149.99 |  | 1 | 1149.99 |  | 1 | 1149.99
P107 | 2014 | RS6024909A | P | 2014-04-28 | PENTAIR | 11018 | 100 | 1 | 1149.99 |  | 1 | 1149.99 |  | 1 | 1149.99
P107 | 2014 | RS2064187A | P | 2014-06-10 | PENTAIR | 11018 | 100 | 1 | 1149.99 |  | 1 | 1149.99 |  | 1 | 1149.99
P107 | 2014 | RS2068814A | P | 2014-07-21 | PENTAIR | 11018 | 100 | 1 | 1149.99 |  | 1 | 1149.99 |  | 1 | 1149.99
P107 | 2014 | RS2061896A | P | 2014-05-29 | STA-RITE | P6E6VS4H-209L | 200 | 2 | 1149.99 |  | 2 | 1149.99 |  | 2 | 1149.99
P107 | 2014 | RS2082022A | P | 2014-11-05 | HAYWARD | SP2300VSP | 100 | 1 | 1150 |  | 1 | 1150 |  | 1 | 1150
P107 | 2014 | RS2060430A | P | 2014-05-01 | HAYWARD | SP3400VSP | 100 | 1 | 1150 |  | 1 | 1150 |  | 1 | 1150
P107 | 2014 | RS2073689A | P | 2014-08-28 | HAYWARD | SP3400VSP | 100 | 1 | 1150 |  | 1 | 1150 |  | 1 | 1150
P107 | 2014 | RS2072075A | P | 2014-08-13 | HAYWARD | SP3400VSP | 100 | 1 | 1150 |  | 1 | 1150 |  | 1 | 1150
P107 | 2014 | RS2078674A | P | 2014-10-02 | HAYWARD | SP3400VSP | 100 | 1 | 1150 |  | 1 | 1150 |  | 1 | 1150
P107 | 2014 | RS2055075A | P | 2014-03-07 | HAYWARD | SP3400VSP | 100 | 1 | 1150 |  | 1 | 1150 |  | 1 | 1150
P107 | 2014 | RS2060172A | P | 2014-04-29 | HAYWARD | SP3400VSP | 100 | 1 | 1150 |  | 1 | 1150 |  | 1 | 1150
P107 | 2014 | RS2081474A | P | 2014-10-30 | HAYWARD | SP2300VSP | 100 | 1 | 1150 |  | 1 | 1150 |  | 1 | 1150
P107 | 2015 | RS2097298A | P | 2015-03-30 | HAYWARD | SP3400VSP | 100 | 1 | 1150 |  | 1 | 1150 |  | 1 | 1150
P107 | 2015 | RS2102178A | P | 2015-06-04 | HAYWARD | SP3400VSP | 100 | 1 | 1150 |  | 1 | 1150 |  | 1 | 1150
P107 | 2014 | RS2059846A | P | 2014-05-06 | HAYWARD | SP3400VSP | 100 | 1 | 1150 |  | 1 | 1150 |  | 1 | 1150
P107 | 2015 | RS2097296A | P | 2015-03-30 | HAYWARD | SP3400VSP | 100 | 1 | 1150 |  | 1 | 1150 |  | 1 | 1150
P107 | 2014 | RS2067152A | P | 2014-07-03 | PENTAIR | 11018 | 100 | 1 | 1150 |  | 1 | 1150 |  | 1 | 1150
P107 | 2014 | RS2073484A | P | 2014-08-21 | PENTAIR | 11018 | 100 | 1 | 1150 |  | 1 | 1150 |  | 1 | 1150
P107 | 2014 | RS2083876A | P | 2014-11-19 | PENTAIR | 11018 | 100 | 1 | 1150 |  | 1 | 1150 |  | 1 | 1150
P107 | 2014 | RS6021634A | P | 2014-03-28 | PENTAIR | 11018 | 100 | 1 | 1150 |  | 1 | 1150 |  | 1 | 1150
P107 | 2015 | RS2113080A | P | 2015-10-01 | PENTAIR | 11018 | 100 | 1 | 1150 |  | 1 | 1150 |  | 1 | 1150
P107 | 2014 | RS2070344A | P | 2014-07-30 | PENTAIR | 11018 | 100 | 1 | 1150 |  | 1 | 1150 |  | 1 | 1150
P107 | 2014 | RS2069472A | P | 2014-07-23 | PENTAIR | 11018 | 100 | 1 | 1150 |  | 1 | 1150 |  | 1 | 1150
P107 | 2014 | RS2078593A | P | 2014-10-01 | PENTAIR | 11018 | 100 | 1 | 1150 |  | 1 | 1150 |  | 1 | 1150
P107 | 2014 | RS2078659A | P | 2014-10-03 | PENTAIR | 11018 | 100 | 1 | 1150 |  | 1 | 1150 |  | 1 | 1150
P107 | 2015 | RS2100038A | P | 2015-05-06 | PENTAIR | 11018 | 100 | 1 | 1150 |  | 1 | 1150 |  | 1 | 1150
P107 | 2015 | RS2095168A | P | 2015-03-04 | PENTAIR | 11018 | 100 | 1 | 1150 |  | 1 | 1150 |  | 1 | 1150
P107 | 2015 | RS6060446A | P | 2015-06-08 | PENTAIR | 11018 | 100 | 1 | 1150 |  | 1 | 1150 |  | 1 | 1150
P107 | 2014 | RS2068800A | P | 2014-07-16 | PENTAIR | 11018 | 100 | 1 | 1150 |  | 1 | 1150 |  | 1 | 1150
P107 | 2014 | RS2055153A | P | 2014-03-10 | PENTAIR | 11018 | 100 | 1 | 1150 |  | 1 | 1150 |  | 1 | 1150
P107 | 2015 | RS2093411A | P | 2015-02-12 | PENTAIR | 11018 | 100 | 1 | 1150 |  | 1 | 1150 |  | 1 | 1150
P107 | 2014 | RS6031732A | P | 2014-07-25 | PENTAIR | 11012 | 100 | 1 | 1150 |  | 1 | 1150 |  | 1 | 1150
P107 | 2015 | RS2097259A | P | 2015-03-30 | PENTAIR | 11018 | 100 | 1 | 1150 |  | 1 | 1150 |  | 1 | 1150
P107 | 2015 | RS2118347A | P | 2015-12-02 | PENTAIR | 11018 | 100 | 1 | 1150 |  | 1 | 1150 |  | 1 | 1150
P107 | 2015 | RS2113435A | P | 2015-10-06 | PENTAIR | 11018 | 100 | 1 | 1150 |  | 1 | 1150 |  | 1 | 1150
P107 | 2015 | RS2105403A | P | 2015-07-08 | PENTAIR | 11018 | 100 | 1 | 1150 |  | 1 | 1150 |  | 1 | 1150
P107 | 2014 | RS2055512A | P | 2014-03-12 | PENTAIR | 11018 | 100 | 1 | 1150 |  | 1 | 1150 |  | 1 | 1150
P107 | 2014 | RS2060305A | P | 2014-04-30 | PENTAIR | 11018 | 100 | 1 | 1150 |  | 1 | 1150 |  | 1 | 1150
P107 | 2014 | RS2070749A | P | 2014-08-05 | PENTAIR | 11018 | 100 | 1 | 1150 |  | 1 | 1150 |  | 1 | 1150
P107 | 2014 | RS2055469A | P | 2014-04-17 | PENTAIR | 11018 | 100 | 1 | 1150 |  | 1 | 1150 |  | 1 | 1150
P107 | 2014 | RS2055168A | P | 2014-04-17 | PENTAIR | 11018 | 100 | 1 | 1150 |  | 1 | 1150 |  | 1 | 1150
P107 | 2015 | RS2095010A | P | 2015-03-03 | PENTAIR | 11018 | 100 | 1 | 1150 |  | 1 | 1150 |  | 1 | 1150
P107 | 2015 | RS2099517A | P | 2015-04-30 | PENTAIR | 342001 | 100 | 1 | 1150 |  | 1 | 1150 |  | 1 | 1150
P107 | 2015 | RS2091047A | P | 2015-01-16 | PENTAIR | 11018 | 100 | 1 | 1150 |  | 1 | 1150 |  | 1 | 1150
P107 | 2014 | RS2075593A | P | 2014-09-10 | PENTAIR | 11018 | 100 | 1 | 1150 |  | 1 | 1150 |  | 1 | 1150
P107 | 2014 | RS2083515A | P | 2014-11-17 | PENTAIR | 11018 | 100 | 1 | 1150 |  | 1 | 1150 |  | 1 | 1150
P107 | 2014 | RS2061960A | P | 2014-05-16 | PENTAIR | 11013 | 100 | 1 | 1150 |  | 1 | 1150 |  | 1 | 1150
P107 | 2015 | RS2108126A | P | 2015-08-07 | PENTAIR | 11018 | 100 | 1 | 1150 |  | 1 | 1150 |  | 1 | 1150
P107 | 2015 | RS2116817A | P | 2015-12-08 | PENTAIR | 11018 | 100 | 1 | 1150 |  | 1 | 1150 |  | 1 | 1150
P107 | 2015 | RS2102044A | P | 2015-06-01 | PENTAIR | 11018 | 100 | 1 | 1150 |  | 1 | 1150 |  | 1 | 1150
P107 | 2014 | RS2069162A | P | 2014-07-25 | PENTAIR | 11018 | 100 | 1 | 1150 |  | 1 | 1150 |  | 1 | 1150
P107 | 2014 | RS2073402A | P | 2014-08-21 | PENTAIR | 11018 | 100 | 1 | 1150 |  | 1 | 1150 |  | 1 | 1150
P107 | 2015 | RS6069626A | P | 2015-09-29 | PENTAIR | 11018 | 100 | 1 | 1150 |  | 1 | 1150 |  | 1 | 1150
P107 | 2014 | RS2050320A | P | 2014-04-17 | PENTAIR | 11018 | 100 | 1 | 1150 |  | 1 | 1150 |  | 1 | 1150
P107 | 2014 | RS2062380A | P | 2014-05-22 | PENTAIR | 11018 | 100 | 1 | 1150 |  | 1 | 1150 |  | 1 | 1150
P107 | 2014 | RS2048808A | P | 2014-08-15 | PENTAIR | 11018 | 100 | 1 | 1150 |  | 1 | 1150 |  | 1 | 1150
P107 | 2014 | RS2075053A | P | 2014-09-04 | PENTAIR | 11018 | 100 | 1 | 1150 |  | 1 | 1150 |  | 1 | 1150
P107 | 2015 | RS2104303A | P | 2015-06-25 | PENTAIR | 11018 | 100 | 1 | 1150 |  | 1 | 1150 |  | 1 | 1150
P107 | 2014 | RS2044788A | P | 2014-08-15 | PENTAIR | 11018 | 100 | 1 | 1150 |  | 1 | 1150 |  | 1 | 1150
P107 | 2014 | RS2085369A | P | 2014-12-04 | PENTAIR | 11018 | 100 | 1 | 1150 |  | 1 | 1150 |  | 1 | 1150
P107 | 2015 | RS6059947A | P | 2015-05-21 | PENTAIR | 11018 | 100 | 1 | 1150 |  | 1 | 1150 |  | 1 | 1150
P107 | 2015 | RS2109583A | P | 2015-08-21 | PENTAIR | 11018 | 100 | 1 | 1150 |  | 1 | 1150 |  | 1 | 1150
P107 | 2014 | RS2073182A | P | 2014-08-21 | PENTAIR | 11018 | 100 | 1 | 1150 |  | 1 | 1150 |  | 1 | 1150
P107 | 2014 | RS2065618A | P | 2014-07-16 | PENTAIR | 11018 | 100 | 1 | 1150 |  | 1 | 1150 |  | 1 | 1150
P107 | 2014 | RS6021370A | P | 2014-03-05 | PENTAIR | 11018 | 100 | 1 | 1150 |  | 1 | 1150 |  | 1 | 1150
P107 | 2014 | RS2064569A | P | 2014-06-12 | PENTAIR | 11018 | 100 | 1 | 1150 |  | 1 | 1150 |  | 1 | 1150
P107 | 2014 | RS2073186A | P | 2014-08-21 | PENTAIR | 11018 | 100 | 1 | 1150 |  | 1 | 1150 |  | 1 | 1150
P107 | 2014 | RS2064233A | P | 2014-06-09 | PENTAIR | 11013 | 100 | 1 | 1150 |  | 1 | 1150 |  | 1 | 1150
P107 | 2015 | RS2099703A | P | 2015-05-20 | PENTAIR | 11018 | 100 | 1 | 1150 |  | 1 | 1150 |  | 1 | 1150
P107 | 2015 | RS2099483A | P | 2015-04-30 | PENTAIR | 11018 | 100 | 1 | 1150 |  | 1 | 1150 |  | 1 | 1150
P107 | 2015 | RS6061528A | P | 2015-06-10 | PENTAIR | 11018 | 100 | 1 | 1150 |  | 1 | 1150 |  | 1 | 1150
P107 | 2014 | RS2082212A | P | 2014-11-06 | PENTAIR | 11013 | 100 | 1 | 1150 |  | 1 | 1150 |  | 1 | 1150
P107 | 2015 | RS2102270A | P | 2015-06-05 | PENTAIR | 11018 | 100 | 1 | 1150 |  | 1 | 1150 |  | 1 | 1150
P107 | 2014 | RS2082760A | P | 2014-11-11 | PENTAIR | 11018 | 100 | 1 | 1150 |  | 1 | 1150 |  | 1 | 1150
P107 | 2014 | RS2053071A | P | 2014-02-19 | PENTAIR | 11018 | 100 | 1 | 1150 |  | 1 | 1150 |  | 1 | 1150
P107 | 2015 | RS2102179A | P | 2015-06-04 | PENTAIR | 11018 | 100 | 1 | 1150 |  | 1 | 1150 |  | 1 | 1150
P107 | 2014 | RS6030450A | P | 2014-07-10 | PENTAIR | 11018 | 100 | 1 | 1150 |  | 1 | 1150 |  | 1 | 1150
P107 | 2014 | RS2050259A | P | 2014-01-24 | PENTAIR | 11018 | 100 | 1 | 1150 |  | 1 | 1150 |  | 1 | 1150
P107 | 2015 | RS2099548A | P | 2015-04-30 | PENTAIR | 11018 | 100 | 1 | 1150 |  | 1 | 1150 |  | 1 | 1150
P107 | 2015 | RS2098611A | P | 2015-04-15 | PENTAIR | 11018 | 100 | 1 | 1150 |  | 1 | 1150 |  | 1 | 1150
P107 | 2015 | RS6070714A | P | 2015-10-16 | PENTAIR | 11018 | 100 | 1 | 1150 |  | 1 | 1150 |  | 1 | 1150
P107 | 2014 | RS6033446A | P | 2014-08-13 | PENTAIR | 11018 | 100 | 1 | 1150 |  | 1 | 1150 |  | 1 | 1150
P107 | 2014 | RS2066266A | P | 2014-06-25 | PENTAIR | 11018 | 100 | 1 | 1150 |  | 1 | 1150 |  | 1 | 1150
P107 | 2014 | RS2075090A | P | 2015-01-08 | PENTAIR | 11018 | 100 | 1 | 1150 |  | 1 | 1150 |  | 1 | 1150
P107 | 2015 | RS2115301A | P | 2015-10-28 | PENTAIR | 11018 | 100 | 1 | 1150 |  | 1 | 1150 |  | 1 | 1150
P107 | 2015 | RS2112530A | P | 2015-09-29 | PENTAIR | 11018 | 100 | 1 | 1150 |  | 1 | 1150 |  | 1 | 1150
P107 | 2015 | RS2117643A | P | 2015-11-23 | PENTAIR | 11018 | 100 | 1 | 1150 |  | 1 | 1150 |  | 1 | 1150
P107 | 2014 | RS2048764A | P | 2014-02-10 | PENTAIR | 11018 | 100 | 1 | 1150 |  | 1 | 1150 |  | 1 | 1150
P107 | 2014 | RS2078412A | P | 2014-10-02 | PENTAIR | 11018 | 100 | 1 | 1150 |  | 1 | 1150 |  | 1 | 1150
P107 | 2014 | RS2053699A | P | 2014-02-24 | PENTAIR | 11018 | 100 | 1 | 1150 |  | 1 | 1150 |  | 1 | 1150
P107 | 2014 | RS6029674A | P | 2014-07-01 | PENTAIR | 11018 | 100 | 1 | 1150 |  | 1 | 1150 |  | 1 | 1150
P107 | 2014 | RS6046844A | P | 2015-01-08 | PENTAIR | 11018 | 100 | 1 | 1150 |  | 1 | 1150 |  | 1 | 1150
P107 | 2015 | RS2107496A | P | 2015-07-29 | PENTAIR | 11018 | 100 | 1 | 1150 |  | 1 | 1150 |  | 1 | 1150
P107 | 2015 | RS2105379A | P | 2015-07-09 | PENTAIR | 11018 | 100 | 1 | 1150 |  | 1 | 1150 |  | 1 | 1150
P107 | 2014 | RS2073403A | P | 2014-08-21 | PENTAIR | 11018 | 100 | 1 | 1150 |  | 1 | 1150 |  | 1 | 1150
P107 | 2015 | RS2110475A | P | 2015-09-02 | PENTAIR | 11018 | 100 | 1 | 1150 |  | 1 | 1150 |  | 1 | 1150
P107 | 2015 | RS2108103A | P | 2015-08-07 | PENTAIR | 11018 | 100 | 1 | 1150 |  | 1 | 1150 |  | 1 | 1150
P107 | 2014 | RS2047936A | P | 2014-04-17 | PENTAIR | 11018 | 100 | 1 | 1150 |  | 1 | 1150 |  | 1 | 1150
P107 | 2014 | RS2079426A | P | 2014-10-08 | PENTAIR | 11018 | 100 | 1 | 1150 |  | 1 | 1150 |  | 1 | 1150
P107 | 2015 | RS6072457A | P | 2015-11-17 | PENTAIR | 11018 | 100 | 1 | 1150 |  | 1 | 1150 |  | 1 | 1150
P107 | 2015 | RS2113344A | P | 2015-10-05 | PENTAIR | 11018 | 100 | 1 | 1150 |  | 1 | 1150 |  | 1 | 1150
P107 | 2014 | RS2060759A | P | 2014-05-07 | PENTAIR | 11018 | 100 | 1 | 1150 |  | 1 | 1150 |  | 1 | 1150
P107 | 2015 | RS2103885A | P | 2015-06-22 | PENTAIR | 11018 | 100 | 1 | 1150 |  | 1 | 1150 |  | 1 | 1150
P107 | 2014 | RS6035473A | P | 2015-01-02 | PENTAIR | 11018 | 100 | 1 | 1150 |  | 1 | 1150 |  | 1 | 1150
P107 | 2015 | RS2104301A | P | 2015-12-08 | PENTAIR | 11018 | 100 | 1 | 1150 |  | 1 | 1150 |  | 1 | 1150
P107 | 2015 | RS6070601A | P | 2015-11-18 | PENTAIR | 11018 | 100 | 1 | 1150 |  | 1 | 1150 |  | 1 | 1150
P107 | 2015 | RS2100562A | P | 2015-05-13 | PENTAIR | 342000 | 100 | 1 | 1150 |  | 1 | 1150 |  | 1 | 1150
P107 | 2014 | RS2059434A | P | 2014-04-23 | PENTAIR | 11018 | 100 | 1 | 1150 |  | 1 | 1150 |  | 1 | 1150
P107 | 2014 | RS2059861A | P | 2014-04-28 | PENTAIR | 11018 | 100 | 1 | 1150 |  | 1 | 1150 |  | 1 | 1150
P107 | 2014 | RS2065159A | P | 2014-08-15 | PENTAIR | 11018 | 100 | 1 | 1150 |  | 1 | 1150 |  | 1 | 1150
P107 | 2014 | RS2069163A | P | 2014-07-21 | PENTAIR | 11018 | 100 | 1 | 1150 |  | 1 | 1150 |  | 1 | 1150
P107 | 2015 | RS2108123A | P | 2015-08-07 | PENTAIR | 11018 | 100 | 1 | 1150 |  | 1 | 1150 |  | 1 | 1150
P107 | 2015 | RS2111426A | P | 2015-09-16 | PENTAIR | 342000 | 100 | 1 | 1150 |  | 1 | 1150 |  | 1 | 1150
P107 | 2014 | RS6041517A | P | 2014-10-30 | PENTAIR | 11018 | 100 | 1 | 1150 |  | 1 | 1150 |  | 1 | 1150
P107 | 2015 | RS6061143A | P | 2015-06-08 | PENTAIR | 11018 | 100 | 1 | 1150 |  | 1 | 1150 |  | 1 | 1150
P107 | 2015 | RS6067979A | P | 2015-09-01 | PENTAIR | 11018 | 100 | 1 | 1150 |  | 1 | 1150 |  | 1 | 1150
P107 | 2014 | RS2065873A | P | 2014-07-16 | PENTAIR | 11018 | 100 | 1 | 1150 |  | 1 | 1150 |  | 1 | 1150
P107 | 2015 | RS6072550A | P | 2015-11-17 | PENTAIR | 11018 | 100 | 1 | 1150 |  | 1 | 1150 |  | 1 | 1150
P107 | 2015 | RS2113948A | P | 2015-11-06 | PENTAIR | 11018 | 100 | 1 | 1150 |  | 1 | 1150 |  | 1 | 1150
P107 | 2015 | RS2105404A | P | 2015-07-08 | PENTAIR | 11018 | 100 | 1 | 1150 |  | 1 | 1150 |  | 1 | 1150
P107 | 2014 | RS2072313A | P | 2014-08-13 | PENTAIR | 11018 | 100 | 1 | 1150 |  | 1 | 1150 |  | 1 | 1150
P107 | 2014 | RS2059999A | P | 2014-04-29 | PENTAIR | 11018 | 100 | 1 | 1150 |  | 1 | 1150 |  | 1 | 1150
P107 | 2014 | RS2076230A | P | 2014-09-12 | PENTAIR | 11018 | 100 | 1 | 1150 |  | 1 | 1150 |  | 1 | 1150
P107 | 2015 | RS2100021A | P | 2015-05-06 | PENTAIR | 11018 | 100 | 1 | 1150 |  | 1 | 1150 |  | 1 | 1150
P107 | 2015 | RS2099494A | P | 2015-04-30 | PENTAIR | 11018 | 100 | 1 | 1150 |  | 1 | 1150 |  | 1 | 1150
P107 | 2014 | RS2089071A | P | 2015-01-08 | PENTAIR | 11018 | 100 | 1 | 1150 |  | 1 | 1150 |  | 1 | 1150
P107 | 2014 | RS2083880A | P | 2014-11-19 | PENTAIR | 11018 | 100 | 1 | 1150 |  | 1 | 1150 |  | 1 | 1150
P107 | 2015 | RS2094648A | P | 2015-02-25 | PENTAIR | 11018 | 100 | 1 | 1150 |  | 1 | 1150 |  | 1 | 1150
P107 | 2014 | RS2065940A | P | 2014-06-24 | PENTAIR | 11013 | 100 | 1 | 1150 |  | 1 | 1150 |  | 1 | 1150
P107 | 2015 | RS2120707A | P | 2015-12-29 | PENTAIR | 11018 | 100 | 1 | 1150 |  | 1 | 1150 |  | 1 | 1150
P107 | 2015 | RS2112665A | P | 2015-09-28 | PENTAIR | 11018 | 100 | 1 | 1150 |  | 1 | 1150 |  | 1 | 1150
P107 | 2015 | RS2111080A | P | 2015-09-09 | PENTAIR | 11018 | 100 | 1 | 1150 |  | 1 | 1150 |  | 1 | 1150
P107 | 2015 | RS2102166A | P | 2015-06-04 | PENTAIR | 11018 | 100 | 1 | 1150 |  | 1 | 1150 |  | 1 | 1150
P107 | 2014 | RS2083419A | P | 2014-11-13 | PENTAIR | 11018 | 100 | 1 | 1150 |  | 1 | 1150 |  | 1 | 1150
P107 | 2015 | RS2106775A | P | 2015-07-22 | PENTAIR | 11018 | 100 | 1 | 1150 |  | 1 | 1150 |  | 1 | 1150
P107 | 2015 | RS2096199A | P | 2015-03-17 | PENTAIR | 11018 | 100 | 1 | 1150 |  | 1 | 1150 |  | 1 | 1150
P107 | 2015 | RS6063506A | P | 2015-07-14 | PENTAIR | 11018 | 100 | 1 | 1150 |  | 1 | 1150 |  | 1 | 1150
P107 | 2014 | RS2053513A | P | 2014-04-28 | STA-RITE | P6E6VS4H-209L | 100 | 1 | 1150 |  | 1 | 1150 |  | 1 | 1150
P107 | 2014 | RS2085852A | P | 2014-12-10 | STA-RITE | P6E6VS4H-209L | 100 | 1 | 1150 |  | 1 | 1150 |  | 1 | 1150
P107 | 2015 | RS6051562A | P | 2015-01-22 | STA-RITE | P6E6VS4H-209L | 100 | 1 | 1150 |  | 1 | 1150 |  | 1 | 1150
P107 | 2014 | RS2063788A | P | 2014-06-04 | STA-RITE | P6E6VS4H-209L | 100 | 1 | 1150 |  | 1 | 1150 |  | 1 | 1150
P107 | 2014 | RS2060000A | P | 2014-05-06 | STA-RITE | P6E6VS4H-209L | 100 | 1 | 1150 |  | 1 | 1150 |  | 1 | 1150
P107 | 2015 | RS2115977A | P | 2015-11-03 | STA-RITE | P6E6VS4H-209L | 100 | 1 | 1150 |  | 1 | 1150 |  | 1 | 1150
P107 | 2014 | RS2065252A | P | 2014-06-18 | STA-RITE | P6E6VS4H-209L | 100 | 1 | 1150 |  | 1 | 1150 |  | 1 | 1150
P107 | 2015 | RS2108127A | P | 2015-08-07 | STA-RITE | P6E6VS4H-209L | 100 | 1 | 1150 |  | 1 | 1150 |  | 1 | 1150
P107 | 2015 | RS2089895A | P | 2015-01-29 | STA-RITE | P6E6VS4H-209L | 100 | 1 | 1150 |  | 1 | 1150 |  | 1 | 1150
P107 | 2014 | RS2063641A | P | 2014-06-02 | STA-RITE | P6E6VS4H-209L | 100 | 1 | 1150 |  | 1 | 1150 |  | 1 | 1150
P107 | 2015 | RS2115679A | P | 2015-11-16 | STA-RITE | P6E6VS4H-209L | 100 | 1 | 1150 |  | 1 | 1150 |  | 1 | 1150
P107 | 2015 | RS2101046A | P | 2015-05-20 | STA-RITE | P6E6VS4H-209L | 100 | 1 | 1150 |  | 1 | 1150 |  | 1 | 1150
P107 | 2015 | RS2102177A | P | 2015-06-04 | STA-RITE | P6E6VS4H-209L | 100 | 1 | 1150 |  | 1 | 1150 |  | 1 | 1150
P107 | 2015 | RS6065758A | P | 2015-07-30 | STA-RITE | P6E6VS4H-209L | 100 | 1 | 1150 |  | 1 | 1150 |  | 1 | 1150
P107 | 2015 | RS2105214A | P | 2015-07-07 | STA-RITE | P6E6VS4H-209L | 100 | 1 | 1150 |  | 1 | 1150 |  | 1 | 1150
P107 | 2014 | RS2065362A | P | 2014-06-17 | STA-RITE | P6E6VS4H-209L | 100 | 1 | 1150 |  | 1 | 1150 |  | 1 | 1150
P107 | 2014 | RS2075387A | P | 2014-09-10 | STA-RITE | P6E6VS4H-209L | 100 | 1 | 1150 |  | 1 | 1150 |  | 1 | 1150
P107 | 2014 | RS2044793A | P | 2014-08-15 | STA-RITE | P6E6VS4H-209L | 100 | 1 | 1150 |  | 1 | 1150 |  | 1 | 1150
P107 | 2014 | RS2080376A | P | 2014-10-21 | STA-RITE | P6E6VS4H-209L | 100 | 1 | 1150 |  | 1 | 1150 |  | 1 | 1150
P107 | 2014 | RS6018583A | P | 2014-02-10 | STA-RITE | P6E6VS4H-209L | 100 | 1 | 1150 |  | 1 | 1150 |  | 1 | 1150
P107 | 2015 | RS2095937A | P | 2015-03-16 | STA-RITE | P6E6VS4H-209L | 100 | 1 | 1150 |  | 1 | 1150 |  | 1 | 1150
P107 | 2015 | RS2108101A | P | 2015-08-07 | STA-RITE | P6E6VS4H-209L | 100 | 1 | 1150 |  | 1 | 1150 |  | 1 | 1150
P107 | 2014 | RS2072310A | P | 2014-08-13 | STA-RITE | P6E6VS4H-209L | 100 | 1 | 1150 |  | 1 | 1150 |  | 1 | 1150
P107 | 2015 | RS2115058A | P | 2015-10-26 | STA-RITE | P6E6VS4H-209L | 100 | 1 | 1150 |  | 1 | 1150 |  | 1 | 1150
P107 | 2014 | RS6033365A | P | 2014-09-09 | STA-RITE | P6E6VS4H-209L | 100 | 1 | 1150 |  | 1 | 1150 |  | 1 | 1150
P107 | 2015 | RS2102168A | P | 2015-06-04 | STA-RITE | P6E6VS4H-209L | 100 | 1 | 1150 |  | 1 | 1150 |  | 1 | 1150
P107 | 2015 | RS2102183A | P | 2015-06-04 | STA-RITE | P6E6VS4H-209L | 100 | 1 | 1150 |  | 1 | 1150 |  | 1 | 1150
P107 | 2014 | RS2083884A | P | 2014-11-19 | STA-RITE | P6E6VS4H-209L | 100 | 1 | 1150 |  | 1 | 1150 |  | 1 | 1150
P107 | 2014 | RS2080757A | P | 2014-11-05 | STA-RITE | P6E6VS4H-209L | 100 | 1 | 1150 |  | 1 | 1150 |  | 1 | 1150
P107 | 2015 | RS2108102A | P | 2015-08-07 | STA-RITE | P6E6VS4H-209L | 100 | 1 | 1150 |  | 1 | 1150 |  | 1 | 1150
P107 | 2015 | RS2094375A | P | 2015-03-12 | STA-RITE | P6E6VS4H-209L | 100 | 1 | 1150 |  | 1 | 1150 |  | 1 | 1150
P107 | 2014 | RS2064438A | P | 2014-06-10 | STA-RITE | P6E6VS4H-209L | 100 | 1 | 1150 |  | 1 | 1150 |  | 1 | 1150
P107 | 2014 | RS2060902A | P | 2014-05-08 | STA-RITE | P6E6VS4H-209L | 100 | 1 | 1150 |  | 1 | 1150 |  | 1 | 1150
P107 | 2015 | RS2100087A | P | 2015-05-06 | STA-RITE | P6E6VS4H-209L | 100 | 1 | 1150 |  | 1 | 1150 |  | 1 | 1150
P107 | 2014 | RS2073688A | P | 2014-08-25 | STA-RITE | P6E6VS4H-209L | 100 | 1 | 1150 |  | 1 | 1150 |  | 1 | 1150
P107 | 2015 | RS2104413A | P | 2015-06-26 | WATERWAY PLASTICS INC. | ECONVSC-165 | 100 | 1 | 1150 |  | 1 | 1150 |  | 1 | 1150
P107 | 2014 | RS2063065A | P | 2014-05-30 | ZODIAC | JEP2.0 | 100 | 1 | 1150 |  | 1 | 1150 |  | 1 | 1150
P107 | 2015 | RS2102778A | P | 2015-06-12 | ZODIAC | VS-FHP 2.0 | 100 | 1 | 1150 |  | 1 | 1150 |  | 1 | 1150
P107 | 2014 | RS2066901A | P | 2014-07-02 | ZODIAC | JEP2.0 | 100 | 1 | 1150 |  | 1 | 1150 |  | 1 | 1150
P107 | 2014 | RS2089099A | P | 2015-01-15 | ZODIAC | JEP2.0 | 100 | 1 | 1150 |  | 1 | 1150 |  | 1 | 1150
P107 | 2015 | RS2095197A | P | 2015-03-04 | ZODIAC | JEP2.0 | 100 | 1 | 1150 |  | 1 | 1150 |  | 1 | 1150
P107 | 2014 | RS2087983A | P | 2014-12-26 | ZODIAC | JEP2.0 | 100 | 1 | 1150 |  | 1 | 1150 |  | 1 | 1150
P107 | 2014 | RS2087682A | P | 2014-12-26 | ZODIAC | JEP2.0 | 100 | 1 | 1150 |  | 1 | 1150 |  | 1 | 1150
P107 | 2015 | RS6060855B | P | 2015-06-19 | PENTAIR | 11018 | 100 | 1 | 1150.95 |  | 1 | 1150.95 |  | 1 | 1150.95
P107 | 2014 | RS2053009A | P | 2014-02-25 | PENTAIR | 11018 | 100 | 1 | 1150.98 |  | 1 | 1150.98 |  | 1 | 1150.98
P107 | 2014 | RS2056315A | P | 2014-03-20 | HAYWARD | SP3400VSP | 100 | 1 | 1150.99 |  | 1 | 1150.99 |  | 1 | 1150.99
P107 | 2014 | RS6030415A | P | 2014-07-10 | HAYWARD | SP3400VSP | 100 | 1 | 1150.99 |  | 1 | 1150.99 |  | 1 | 1150.99
P107 | 2014 | RS2056657A | P | 2014-03-24 | HAYWARD | SP3400VSP | 100 | 1 | 1151.78 |  | 1 | 1151.78 |  | 1 | 1151.78
P107 | 2014 | RS2053070A | P | 2014-02-25 | PENTAIR | 11018 | 100 | 1 | 1151.99 |  | 1 | 1151.99 |  | 1 | 1151.99
P107 | 2014 | RS6020622A | P | 2014-02-24 | PENTAIR | 11012 | 100 | 1 | 1152 |  | 1 | 1152 |  | 1 | 1152
P107 | 2015 | RS2097473A | P | 2015-04-01 | PENTAIR | 11018 | 100 | 1 | 1152.73 |  | 1 | 1152.73 |  | 1 | 1152.73
P107 | 2014 | RS2056500A | P | 2014-03-27 | PENTAIR | 11018 | 100 | 1 | 1152.87 |  | 1 | 1152.87 |  | 1 | 1152.87
P107 | 2014 | RS2062312A | P | 2014-05-22 | PENTAIR | 11018 | 100 | 1 | 1154.72 |  | 1 | 1154.72 |  | 1 | 1154.72
P107 | 2014 | RS2068066A | P | 2014-07-10 | PENTAIR | 11018 | 100 | 1 | 1154.72 |  | 1 | 1154.72 |  | 1 | 1154.72
P107 | 2014 | RS2062848A | P | 2014-05-30 | PENTAIR | 11018 | 100 | 1 | 1154.72 |  | 1 | 1154.72 |  | 1 | 1154.72
P107 | 2014 | RS2068140A | P | 2014-07-10 | PENTAIR | 11018 | 100 | 1 | 1154.72 |  | 1 | 1154.72 |  | 1 | 1154.72
P107 | 2014 | RS2077422A | P | 2014-09-23 | PENTAIR | 11018 | 100 | 1 | 1154.72 |  | 1 | 1154.72 |  | 1 | 1154.72
P107 | 2014 | RS2066278A | P | 2014-10-10 | PENTAIR | 11018 | 100 | 1 | 1154.72 |  | 1 | 1154.72 |  | 1 | 1154.72
P107 | 2014 | RS2068067A | P | 2014-10-10 | PENTAIR | 11018 | 100 | 1 | 1154.72 |  | 1 | 1154.72 |  | 1 | 1154.72
P107 | 2014 | RS2065944A | P | 2014-10-10 | PENTAIR | 11018 | 100 | 1 | 1154.72 |  | 1 | 1154.72 |  | 1 | 1154.72
P107 | 2014 | RS2065943A | P | 2014-10-10 | PENTAIR | 11018 | 100 | 1 | 1154.72 |  | 1 | 1154.72 |  | 1 | 1154.72
P107 | 2014 | RS2085323A | P | 2014-12-04 | STA-RITE | P6E6VS4H-209L | 100 | 1 | 1154.72 |  | 1 | 1154.72 |  | 1 | 1154.72
P107 | 2014 | RS2066275A | P | 2014-10-03 | PENTAIR | 11018 | 100 | 1 | 1155 |  | 1 | 1155 |  | 1 | 1155
P107 | 2015 | RS2100463A | P | 2015-05-12 | STA-RITE | P6E6VS4H-209L | 100 | 1 | 1155 |  | 1 | 1155 |  | 1 | 1155
P107 | 2014 | RS2073175A | P | 2014-08-21 | STA-RITE | P6E6VS4H-209L | 100 | 1 | 1155.39 |  | 1 | 1155.39 |  | 1 | 1155.39
P107 | 2014 | RS2077439A | P | 2014-09-23 | PENTAIR | 11018 | 100 | 1 | 1155.61 |  | 1 | 1155.61 |  | 1 | 1155.61
P107 | 2015 | RS2092861A | P | 2015-02-05 | PENTAIR | 11018 | 100 | 1 | 1157 |  | 1 | 1157 |  | 1 | 1157
P107 | 2015 | RS6056053A | P | 2015-03-24 | ZODIAC | JEP2.0 | 100 | 1 | 1157 |  | 1 | 1157 |  | 1 | 1157
P107 | 2014 | RS2082425A | P | 2014-11-06 | PENTAIR | 11018 | 100 | 1 | 1158.26 |  | 1 | 1158.26 |  | 1 | 1158.26
P107 | 2014 | RS2061595A | P | 2014-05-13 | HAYWARD | SP3400VSP | 100 | 1 | 1158.99 |  | 1 | 1158.99 |  | 1 | 1158.99
P107 | 2015 | RS6058631A | P | 2015-05-01 | HAYWARD | SP3400VSP | 100 | 1 | 1158.99 |  | 1 | 1158.99 |  | 1 | 1158.99
P107 | 2015 | RS6058230A | P | 2015-04-24 | HAYWARD | SP3400VSP | 100 | 1 | 1158.99 |  | 1 | 1158.99 |  | 1 | 1158.99
P107 | 2015 | RS6057215A | P | 2015-04-22 | HAYWARD | SP3400VSP | 100 | 1 | 1158.99 |  | 1 | 1158.99 |  | 1 | 1158.99
P107 | 2014 | RS6039435A | P | 2014-10-14 | HAYWARD | SP3400VSP | 100 | 1 | 1158.99 |  | 1 | 1158.99 |  | 1 | 1158.99
P107 | 2015 | RS6059578A | P | 2015-05-14 | HAYWARD | SP3400VSP | 100 | 1 | 1158.99 |  | 1 | 1158.99 |  | 1 | 1158.99
P107 | 2015 | RS2098857A | P | 2015-04-17 | HAYWARD | SP3400VSP | 100 | 1 | 1158.99 |  | 1 | 1158.99 |  | 1 | 1158.99
P107 | 2015 | RS2097664A | P | 2015-04-06 | HAYWARD | SP3400VSP | 100 | 1 | 1158.99 |  | 1 | 1158.99 |  | 1 | 1158.99
P107 | 2015 | RS6065467A | P | 2015-08-04 | HAYWARD | SP3400VSP | 100 | 1 | 1158.99 |  | 1 | 1158.99 |  | 1 | 1158.99
P107 | 2015 | RS2096590A | P | 2015-03-20 | HAYWARD | SP3400VSP | 100 | 1 | 1158.99 |  | 1 | 1158.99 |  | 1 | 1158.99
P107 | 2015 | RS2102294A | P | 2015-06-17 | HAYWARD | SP3400VSP | 100 | 1 | 1158.99 |  | 1 | 1158.99 |  | 1 | 1158.99
P107 | 2015 | RS6099764A | P | 2015-05-21 | PENTAIR | 11018 | 100 | 1 | 1158.99 |  | 1 | 1158.99 |  | 1 | 1158.99
P107 | 2015 | RS2098726A | P | 2015-04-16 | PENTAIR | 11018 | 100 | 1 | 1158.99 |  | 1 | 1158.99 |  | 1 | 1158.99
P107 | 2015 | RS6052461A | P | 2015-02-03 | PENTAIR | 11018 | 100 | 1 | 1158.99 |  | 1 | 1158.99 |  | 1 | 1158.99
P107 | 2015 | RS6063022A | P | 2015-07-22 | PENTAIR | 11018 | 100 | 1 | 1158.99 |  | 1 | 1158.99 |  | 1 | 1158.99
P107 | 2015 | RS2097242A | P | 2015-03-27 | PENTAIR | 11018 | 100 | 1 | 1158.99 |  | 1 | 1158.99 |  | 1 | 1158.99
P107 | 2015 | RS2094792A | P | 2015-02-26 | PENTAIR | 11018 | 100 | 1 | 1158.99 |  | 1 | 1158.99 |  | 1 | 1158.99
P107 | 2015 | RS2097383A | P | 2015-03-30 | PENTAIR | 11018 | 100 | 1 | 1158.99 |  | 1 | 1158.99 |  | 1 | 1158.99
P107 | 2015 | RS6057081A | P | 2015-04-10 | PENTAIR | 11018 | 100 | 1 | 1158.99 |  | 1 | 1158.99 |  | 1 | 1158.99
P107 | 2015 | RS2110817A | P | 2015-09-08 | PENTAIR | 11018 | 100 | 1 | 1158.99 |  | 1 | 1158.99 |  | 1 | 1158.99
P107 | 2015 | RS6059376A | P | 2015-05-12 | PENTAIR | 11018 | 100 | 1 | 1158.99 |  | 1 | 1158.99 |  | 1 | 1158.99
P107 | 2015 | RS6056401A | P | 2015-03-30 | PENTAIR | 11018 | 100 | 1 | 1158.99 |  | 1 | 1158.99 |  | 1 | 1158.99
P107 | 2015 | RS6056227A | P | 2015-03-27 | PENTAIR | 11018 | 100 | 1 | 1158.99 |  | 1 | 1158.99 |  | 1 | 1158.99
P107 | 2014 | RS6037661A | P | 2014-09-19 | PENTAIR | 11018 | 100 | 1 | 1158.99 |  | 1 | 1158.99 |  | 1 | 1158.99
P107 | 2015 | RS2096556A | P | 2015-03-19 | PENTAIR | 11018 | 100 | 1 | 1158.99 |  | 1 | 1158.99 |  | 1 | 1158.99
P107 | 2014 | RS2060437A | P | 2014-05-01 | PENTAIR | 11018 | 100 | 1 | 1158.99 |  | 1 | 1158.99 |  | 1 | 1158.99
P107 | 2015 | RS6058153A | P | 2015-05-07 | PENTAIR | 11018 | 100 | 1 | 1158.99 |  | 1 | 1158.99 |  | 1 | 1158.99
P107 | 2015 | RS6055734A | P | 2015-03-19 | PENTAIR | 11018 | 100 | 1 | 1158.99 |  | 1 | 1158.99 |  | 1 | 1158.99
P107 | 2015 | RS2102516B | P | 2015-06-18 | PENTAIR | 11018 | 100 | 1 | 1158.99 |  | 1 | 1158.99 |  | 1 | 1158.99
P107 | 2015 | RS6055943A | P | 2015-03-24 | PENTAIR | 11018 | 100 | 1 | 1158.99 |  | 1 | 1158.99 |  | 1 | 1158.99
P107 | 2015 | RS2113933A | P | 2015-10-14 | PENTAIR | 11018 | 100 | 1 | 1158.99 |  | 1 | 1158.99 |  | 1 | 1158.99
P107 | 2015 | RS6052537A | P | 2015-02-04 | PENTAIR | 11018 | 100 | 1 | 1158.99 |  | 1 | 1158.99 |  | 1 | 1158.99
P107 | 2015 | RS2090784A | P | 2015-02-03 | HAYWARD | SP3400VSP | 100 | 1 | 1159.86 |  | 1 | 1159.86 |  | 1 | 1159.86
P107 | 2015 | RS2097382A | P | 2015-03-30 | STA-RITE | P6E6VS4H-209L | 100 | 1 | 1159.98 |  | 1 | 1159.98 |  | 1 | 1159.98
P107 | 2014 | RS2075166A | P | 2014-09-05 | PENTAIR | 11018 | 100 | 1 | 1159.99 |  | 1 | 1159.99 |  | 1 | 1159.99
P107 | 2015 | RS2103588A | P | 2015-06-17 | HAYWARD | SP3400VSP | 100 | 1 | 1160 |  | 1 | 1160 |  | 1 | 1160
P107 | 2015 | RS2109862A | P | 2015-08-25 | PENTAIR | 11008 | 100 | 1 | 1161 |  | 1 | 1161 |  | 1 | 1161
P107 | 2015 | RS6065278A | P | 2015-07-24 | PENTAIR | 11018 | 100 | 1 | 1161 |  | 1 | 1161 |  | 1 | 1161
P107 | 2015 | RS2092134A | P | 2015-01-28 | PENTAIR | 11018 | 100 | 1 | 1161 |  | 1 | 1161 |  | 1 | 1161
P107 | 2015 | RS2098023A | P | 2015-04-10 | PENTAIR | 11018 | 100 | 1 | 1161.23 |  | 1 | 1161.23 |  | 1 | 1161.23
P107 | 2015 | RS2099535A | P | 2015-04-30 | PENTAIR | 11018 | 100 | 1 | 1161.23 |  | 1 | 1161.23 |  | 1 | 1161.23
P107 | 2015 | RS2108652A | P | 2015-08-13 | STA-RITE | P6E6VS4H-209L | 100 | 1 | 1161.5 |  | 1 | 1161.5 |  | 1 | 1161.5
P107 | 2015 | RS2106520A | P | 2015-07-22 | STA-RITE | P6E6VS4H-209L | 100 | 1 | 1161.62 |  | 1 | 1161.62 |  | 1 | 1161.62
P107 | 2015 | RS2103929A | P | 2015-06-23 | PENTAIR | 11018 | 100 | 1 | 1162 |  | 1 | 1162 |  | 1 | 1162
P107 | 2015 | RS2093254A | P | 2015-02-11 | PENTAIR | 11018 | 100 | 1 | 1162 |  | 1 | 1162 |  | 1 | 1162
P107 | 2014 | RS2075098A | P | 2014-09-05 | PENTAIR | 11018 | 100 | 1 | 1162.73 |  | 1 | 1162.73 |  | 1 | 1162.73
P107 | 2014 | RS2067126A | P | 2014-07-07 | PENTAIR | 11018 | 100 | 1 | 1162.73 |  | 1 | 1162.73 |  | 1 | 1162.73
P107 | 2015 | RS6054860A | P | 2015-03-25 | PENTAIR | 11018 | 100 | 1 | 1162.79 |  | 1 | 1162.79 |  | 1 | 1162.79
P107 | 2014 | RS2078784A | P | 2014-10-02 | PENTAIR | 11018 | 100 | 1 | 1163.7 |  | 1 | 1163.7 |  | 1 | 1163.7
P107 | 2014 | RS2088866A | P | 2015-01-02 | PENTAIR | 342000 | 100 | 1 | 1164.2 |  | 1 | 1164.2 |  | 1 | 1164.2
P107 | 2014 | RS2069691A | P | 2014-07-24 | STA-RITE | P6E6VS4H-209L | 100 | 1 | 1164.72 |  | 1 | 1164.72 |  | 1 | 1164.72
P107 | 2015 | RS6060616A | P | 2015-05-28 | PENTAIR | 11018 | 100 | 1 | 1165 |  | 1 | 1165 |  | 1 | 1165
P107 | 2015 | RS2095746A | P | 2015-03-10 | PENTAIR | 11018 | 100 | 1 | 1165 |  | 1 | 1165 |  | 1 | 1165
P107 | 2015 | RS2104726A | P | 2015-07-01 | STA-RITE | P6E6VS4H-209L | 100 | 1 | 1165.98 |  | 1 | 1165.98 |  | 1 | 1165.98
P107 | 2015 | RS2117911A | P | 2015-11-25 | HAYWARD | SP3400VSP | 100 | 1 | 1166 |  | 1 | 1166 |  | 1 | 1166
P107 | 2015 | RS2098606A | P | 2015-04-15 | WATERWAY PLASTICS INC. | ECONO-VSA | 100 | 1 | 1166 |  | 1 | 1166 |  | 1 | 1166
P107 | 2015 | RS2099762A | P | 2015-05-04 | HAYWARD | SP3400VSP | 100 | 1 | 1166.36 |  | 1 | 1166.36 |  | 1 | 1166.36
P107 | 2015 | RS2108625A | P | 2015-08-13 | PENTAIR | 11017 | 100 | 1 | 1166.41 |  | 1 | 1166.41 |  | 1 | 1166.41
P107 | 2015 | RS2117491A | P | 2015-11-20 | HAYWARD | SP3400VSP | 100 | 1 | 1167 |  | 1 | 1167 |  | 1 | 1167
P107 | 2015 | RS2089937A | P | 2015-01-13 | PENTAIR | 11018 | 100 | 1 | 1168 |  | 1 | 1168 |  | 1 | 1168
P107 | 2015 | RS2108461A | P | 2015-08-10 | PENTAIR | 342001 | 100 | 1 | 1168.99 |  | 1 | 1168.99 |  | 1 | 1168.99
P107 | 2015 | RS2117846A | P | 2015-11-24 | PENTAIR | 11018 | 100 | 1 | 1169 |  | 1 | 1169 |  | 1 | 1169
P107 | 2015 | RS2118557A | P | 2015-12-21 | STA-RITE | P6E6VS4H-209L | 100 | 1 | 1169 |  | 1 | 1169 |  | 1 | 1169
P107 | 2014 | RS2073941A | P | 2014-08-27 | PENTAIR | 11018 | 100 | 1 | 1169.99 |  | 1 | 1169.99 |  | 1 | 1169.99
P107 | 2015 | RS2096589A | P | 2015-03-20 | PENTAIR | 11018 | 100 | 1 | 1169.99 |  | 1 | 1169.99 |  | 1 | 1169.99
P107 | 2015 | RS2104741A | P | 2015-07-01 | PENTAIR | 11018 | 100 | 1 | 1169.99 |  | 1 | 1169.99 |  | 1 | 1169.99
P107 | 2014 | RS2057421A | P | 2014-03-31 | PENTAIR | 11018 | 100 | 1 | 1169.99 |  | 1 | 1169.99 |  | 1 | 1169.99
P107 | 2015 | RS2104753A | P | 2015-07-01 | STA-RITE | P6E6VS4H-209L | 100 | 1 | 1169.99 |  | 1 | 1169.99 |  | 1 | 1169.99
P107 | 2015 | RS2111715A | P | 2015-09-22 | STA-RITE | P6E6VS4H-209L | 100 | 1 | 1169.99 |  | 1 | 1169.99 |  | 1 | 1169.99
P107 | 2015 | RS2106574A | P | 2015-07-22 | PENTAIR | 11018 | 100 | 1 | 1170 |  | 1 | 1170 |  | 1 | 1170
P107 | 2015 | RS2098566A | P | 2015-04-15 | PENTAIR | 11018 | 100 | 1 | 1170 |  | 1 | 1170 |  | 1 | 1170
P107 | 2015 | RS2116715A | P | 2015-11-12 | PENTAIR | 11018 | 100 | 1 | 1170 |  | 1 | 1170 |  | 1 | 1170
P107 | 2015 | RS2111864A | P | 2015-09-23 | PENTAIR | 11018 | 100 | 1 | 1170 |  | 1 | 1170 |  | 1 | 1170
P107 | 2015 | RS2101053A | P | 2015-05-20 | PENTAIR | 11018 | 100 | 1 | 1170 |  | 1 | 1170 |  | 1 | 1170
P107 | 2014 | RS2079638A | P | 2014-10-10 | PENTAIR | 11018 | 100 | 1 | 1170 |  | 1 | 1170 |  | 1 | 1170
P107 | 2015 | RS2105434A | P | 2015-07-08 | PENTAIR | 11018 | 100 | 1 | 1170 |  | 1 | 1170 |  | 1 | 1170
P107 | 2015 | RS2106990A | P | 2015-07-24 | PENTAIR | 11018 | 100 | 1 | 1170 |  | 1 | 1170 |  | 1 | 1170
P107 | 2014 | RS2070449A | P | 2014-08-01 | PENTAIR | 11018 | 100 | 1 | 1172 |  | 1 | 1172 |  | 1 | 1172
P107 | 2015 | RS2096470A | P | 2015-03-19 | PENTAIR | 11018 | 100 | 1 | 1172 |  | 1 | 1172 |  | 1 | 1172
P107 | 2014 | RS6044705A | P | 2014-12-22 | PENTAIR | 342000 | 100 | 1 | 1174.66 |  | 1 | 1174.66 |  | 1 | 1174.66
P107 | 2014 | RS6017334A | P | 2014-01-08 | HAYWARD | SP3400VSP | 100 | 1 | 1174.99 |  | 1 | 1174.99 |  | 1 | 1174.99
P107 | 2014 | RS2063201A | P | 2014-06-20 | PENTAIR | 11018 | 100 | 1 | 1174.99 |  | 1 | 1174.99 |  | 1 | 1174.99
P107 | 2014 | RS2081433A | P | 2014-10-29 | HAYWARD | SP3400VSP | 100 | 1 | 1175 |  | 1 | 1175 |  | 1 | 1175
P107 | 2014 | RS2068912A | P | 2014-07-21 | HAYWARD | SP3400VSP | 100 | 1 | 1175 |  | 1 | 1175 |  | 1 | 1175
P107 | 2014 | RS2071231A | P | 2014-08-06 | PENTAIR | 11018 | 100 | 1 | 1175 |  | 1 | 1175 |  | 1 | 1175
P107 | 2014 | RS2057846A | P | 2014-04-29 | PENTAIR | 11018 | 100 | 1 | 1175 |  | 1 | 1175 |  | 1 | 1175
P107 | 2014 | RS6042310A | P | 2014-11-10 | PENTAIR | 11018 | 100 | 1 | 1175 |  | 1 | 1175 |  | 1 | 1175
P107 | 2015 | RS2100681A | P | 2015-05-13 | PENTAIR | 11018 | 100 | 1 | 1175 |  | 1 | 1175 |  | 1 | 1175
P107 | 2014 | RS2084627A | P | 2014-11-26 | PENTAIR | 11018 | 100 | 1 | 1175 |  | 1 | 1175 |  | 1 | 1175
P107 | 2014 | RS6027376A | P | 2014-06-10 | PENTAIR | 11018 | 100 | 1 | 1175 |  | 1 | 1175 |  | 1 | 1175
P107 | 2015 | RS2099700A | P | 2015-05-01 | PENTAIR | 342001 | 100 | 1 | 1175 |  | 1 | 1175 |  | 1 | 1175
P107 | 2014 | RS2085169A | P | 2014-12-04 | PENTAIR | 11018 | 100 | 1 | 1175 |  | 1 | 1175 |  | 1 | 1175
P107 | 2015 | RS2105408A | P | 2015-07-08 | PENTAIR | 11018 | 100 | 1 | 1175 |  | 1 | 1175 |  | 1 | 1175
P107 | 2014 | RS6027638A | P | 2014-06-06 | PENTAIR | 11018 | 100 | 1 | 1175 |  | 1 | 1175 |  | 1 | 1175
P107 | 2015 | RS2090617A | P | 2015-01-13 | PENTAIR | 11018 | 100 | 1 | 1175 |  | 1 | 1175 |  | 1 | 1175
P107 | 2015 | RS2118370A | P | 2015-12-17 | PENTAIR | 11018 | 100 | 1 | 1175 |  | 1 | 1175 |  | 1 | 1175
P107 | 2014 | RS2075887A | P | 2014-09-11 | PENTAIR | 11018 | 100 | 1 | 1175 |  | 1 | 1175 |  | 1 | 1175
P107 | 2014 | RS2079770A | P | 2014-10-17 | PENTAIR | 11018 | 100 | 1 | 1175 |  | 1 | 1175 |  | 1 | 1175
P107 | 2015 | RS2106752A | P | 2015-07-22 | PENTAIR | 11018 | 100 | 1 | 1175 |  | 1 | 1175 |  | 1 | 1175
P107 | 2014 | RS2053698A | P | 2014-02-24 | PENTAIR | 11018 | 100 | 1 | 1175 |  | 1 | 1175 |  | 1 | 1175
P107 | 2014 | RS2074322A | P | 2014-08-28 | PENTAIR | 11018 | 100 | 1 | 1175 |  | 1 | 1175 |  | 1 | 1175
P107 | 2015 | RS2099601A | P | 2015-04-29 | PENTAIR | 11018 | 100 | 1 | 1175 |  | 1 | 1175 |  | 1 | 1175
P107 | 2014 | RS2053474A | P | 2014-02-21 | PENTAIR | 11018 | 100 | 1 | 1175 |  | 1 | 1175 |  | 1 | 1175
P107 | 2015 | RS2094162A | P | 2015-04-06 | PENTAIR | 11018 | 100 | 1 | 1175 |  | 1 | 1175 |  | 1 | 1175
P107 | 2015 | RS2114623A | P | 2015-10-21 | PENTAIR | 11018 | 100 | 1 | 1175 |  | 1 | 1175 |  | 1 | 1175
P107 | 2015 | RS2114488A | P | 2015-10-20 | PENTAIR | 11018 | 100 | 1 | 1175 |  | 1 | 1175 |  | 1 | 1175
P107 | 2014 | RS2087951A | P | 2014-12-26 | STA-RITE | P6E6VS4H-209L | 100 | 1 | 1175 |  | 1 | 1175 |  | 1 | 1175
P107 | 2014 | RS2047199A | P | 2014-01-13 | STA-RITE | P6E6VS4H-209L | 100 | 1 | 1175 |  | 1 | 1175 |  | 1 | 1175
P107 | 2014 | RS2057227A | P | 2014-03-28 | STA-RITE | P6E6VS4H-209L | 100 | 1 | 1175 |  | 1 | 1175 |  | 1 | 1175
P107 | 2014 | RS2064241A | P | 2014-06-12 | STA-RITE | P6E6VS4H-209L | 100 | 1 | 1175 |  | 1 | 1175 |  | 1 | 1175
P107 | 2015 | RS2116018A | P | 2015-11-03 | STA-RITE | P6E6VS4H-209L | 100 | 1 | 1175 |  | 1 | 1175 |  | 1 | 1175
P107 | 2014 | RS2058520A | P | 2014-04-14 | STA-RITE | P6E6VS4H-209L | 100 | 1 | 1175 |  | 1 | 1175 |  | 1 | 1175
P107 | 2015 | RS2111775A | P | 2015-09-22 | STA-RITE | P6E6VS4H-209L | 100 | 1 | 1175 |  | 1 | 1175 |  | 1 | 1175
P107 | 2014 | RS2068517A | P | 2014-07-15 | STA-RITE | P6E6VS4H-209L | 100 | 1 | 1175 |  | 1 | 1175 |  | 1 | 1175
P107 | 2014 | RS2056945A | P | 2014-03-26 | STA-RITE | P6E6VS4H-209L | 100 | 1 | 1175 |  | 1 | 1175 |  | 1 | 1175
P107 | 2015 | RS2102389A | P | 2015-06-05 | STA-RITE | P6E6VS4H-209L | 100 | 1 | 1175 |  | 1 | 1175 |  | 1 | 1175
P107 | 2015 | RS2111463A | P | 2015-09-17 | STA-RITE | P6E6VS4H-209L | 100 | 1 | 1175 |  | 1 | 1175 |  | 1 | 1175
P107 | 2014 | RS2086589A | P | 2014-12-17 | STA-RITE | P6E6VS4H-209L | 100 | 1 | 1175 |  | 1 | 1175 |  | 1 | 1175
P107 | 2015 | RS2111458A | P | 2015-09-17 | STA-RITE | P6E6VS4H-209L | 100 | 1 | 1175 |  | 1 | 1175 |  | 1 | 1175
P107 | 2014 | RS2066165A | P | 2014-07-16 | STA-RITE | P6E6VS4H-209L | 100 | 1 | 1175 |  | 1 | 1175 |  | 1 | 1175
P107 | 2014 | RS2051193A | P | 2014-03-17 | STA-RITE | P6E6VS4H-209L | 100 | 1 | 1175 |  | 1 | 1175 |  | 1 | 1175
P107 | 2014 | RS2059107A | P | 2014-04-21 | STA-RITE | P6E6VS4H-209L | 100 | 1 | 1175 |  | 1 | 1175 |  | 1 | 1175
P107 | 2014 | RS2080159A | P | 2014-10-17 | STA-RITE | P6E6VS4H-209L | 100 | 1 | 1175 |  | 1 | 1175 |  | 1 | 1175
P107 | 2015 | RS2101619A | P | 2015-07-07 | STA-RITE | P6E6VS4H-209L | 100 | 1 | 1175 |  | 1 | 1175 |  | 1 | 1175
P107 | 2014 | RS2058453A | P | 2014-05-19 | STA-RITE | P6E6VS4H-209L | 100 | 1 | 1175 |  | 1 | 1175 |  | 1 | 1175
P107 | 2015 | RS2092144A | P | 2015-01-28 | STA-RITE | P6E6VS4H-209L | 100 | 1 | 1175 |  | 1 | 1175 |  | 1 | 1175
P107 | 2014 | RS2077846A | P | 2014-09-29 | STA-RITE | P6E6VS4H-209L | 100 | 1 | 1175 |  | 1 | 1175 |  | 1 | 1175
P107 | 2014 | RS2059502A | P | 2014-04-23 | STA-RITE | P6E6VS4H-209L | 100 | 1 | 1175 |  | 1 | 1175 |  | 1 | 1175
P107 | 2014 | RS2059580A | P | 2014-04-23 | STA-RITE | P6E6VS4H-209L | 100 | 1 | 1175 |  | 1 | 1175 |  | 1 | 1175
P107 | 2014 | RS2072324A | P | 2014-08-27 | STA-RITE | P6E6VS4H-209L | 100 | 1 | 1175 |  | 1 | 1175 |  | 1 | 1175
P107 | 2015 | RS6070518A | P | 2015-10-15 | ZODIAC | VS-FHP 2.0 | 100 | 1 | 1175 |  | 1 | 1175 |  | 1 | 1175
P107 | 2014 | RS6030273A | P | 2014-07-09 | ZODIAC | JEP1.5 | 100 | 1 | 1175 |  | 1 | 1175 |  | 1 | 1175
P107 | 2014 | RS6049148A | P | 2015-01-08 | ZODIAC | JEP2.0 | 100 | 1 | 1175 |  | 1 | 1175 |  | 1 | 1175
P107 | 2015 | RS2102219A | P | 2015-06-19 | STA-RITE | P6E6VS4H-209L | 100 | 1 | 1175.4 |  | 1 | 1175.4 |  | 1 | 1175.4
P107 | 2015 | RS2102509A | P | 2015-07-07 | WATERWAY PLASTICS INC. | ECONO-VSA | 200 | 2 | 1176.24 |  | 2 | 1176.24 |  | 2 | 1176.24
P107 | 2014 | RS2062030A | P | 2014-05-19 | HAYWARD | SP3400VSP | 100 | 1 | 1177 |  | 1 | 1177 |  | 1 | 1177
P107 | 2014 | RS2071240A | P | 2014-08-06 | HAYWARD | SP3400VSP | 100 | 1 | 1177.96 |  | 1 | 1177.96 |  | 1 | 1177.96
P107 | 2014 | RS2074787A | P | 2014-09-03 | HAYWARD | SP3400VSP | 100 | 1 | 1177.96 |  | 1 | 1177.96 |  | 1 | 1177.96
P107 | 2014 | RS2048250A | P | 2014-01-27 | HAYWARD | SP3400VSP | 100 | 1 | 1177.96 |  | 1 | 1177.96 |  | 1 | 1177.96
P107 | 2014 | RS2077194A | P | 2014-09-22 | HAYWARD | SP3400VSP | 100 | 1 | 1177.96 |  | 1 | 1177.96 |  | 1 | 1177.96
P107 | 2014 | RS2087519A | P | 2014-12-26 | HAYWARD | SP3400VSP | 100 | 1 | 1177.96 |  | 1 | 1177.96 |  | 1 | 1177.96
P107 | 2014 | RS2060406A | P | 2014-05-01 | HAYWARD | SP3400VSP | 100 | 1 | 1177.96 |  | 1 | 1177.96 |  | 1 | 1177.96
P107 | 2015 | RS6063120A | P | 2015-06-30 | PENTAIR | 11018 | 100 | 1 | 1178 |  | 1 | 1178 |  | 1 | 1178
P107 | 2014 | RS2084871A | P | 2014-12-01 | PENTAIR | 11018 | 100 | 1 | 1178 |  | 1 | 1178 |  | 1 | 1178
P107 | 2015 | RS2110544A | P | 2015-09-03 | PENTAIR | 11018 | 100 | 1 | 1178.74 |  | 1 | 1178.74 |  | 1 | 1178.74
P107 | 2015 | RS2106558A | P | 2015-07-22 | HAYWARD | SP2300VSP | 100 | 1 | 1179 |  | 1 | 1179 |  | 1 | 1179
P107 | 2014 | RS2079102A | P | 2014-10-07 | PENTAIR | 11018 | 100 | 1 | 1179 |  | 1 | 1179 |  | 1 | 1179
P107 | 2015 | RS2108375A | P | 2015-08-11 | HAYWARD | SP3400VSP | 100 | 1 | 1180 |  | 1 | 1180 |  | 1 | 1180
P107 | 2014 | RS2075060A | P | 2014-09-04 | PENTAIR | 11018 | 100 | 1 | 1180 |  | 1 | 1180 |  | 1 | 1180
P107 | 2014 | RS2053443A | P | 2014-02-21 | STA-RITE | P6E6VS4H-209L | 100 | 1 | 1180 |  | 1 | 1180 |  | 1 | 1180
P107 | 2014 | RS2082852A | P | 2014-11-12 | ZODIAC | JEP1.5 | 100 | 1 | 1180 |  | 1 | 1180 |  | 1 | 1180
P107 | 2014 | RS2059108A | P | 2014-04-23 | PENTAIR | 11018 | 100 | 1 | 1182 |  | 1 | 1182 |  | 1 | 1182
P107 | 2015 | RS2112844A | P | 2015-09-29 | PENTAIR | 11018 | 100 | 1 | 1182.06 |  | 1 | 1182.06 |  | 1 | 1182.06
P107 | 2014 | RS6032575A | P | 2014-08-04 | HAYWARD | SP3400VSP | 100 | 1 | 1182.49 |  | 1 | 1182.49 |  | 1 | 1182.49
P107 | 2014 | RS6040093A | P | 2014-10-14 | HAYWARD | SP3400VSP | 100 | 1 | 1182.49 |  | 1 | 1182.49 |  | 1 | 1182.49
P107 | 2014 | RS6029594A | P | 2014-08-26 | PENTAIR | 11018 | 100 | 1 | 1182.49 |  | 1 | 1182.49 |  | 1 | 1182.49
P107 | 2015 | RS2097746A | P | 2015-04-07 | PENTAIR | 11018 | 100 | 1 | 1183.49 |  | 1 | 1183.49 |  | 1 | 1183.49
P107 | 2015 | RS2106519A | P | 2015-07-22 | PENTAIR | 11018 | 100 | 1 | 1183.95 |  | 1 | 1183.95 |  | 1 | 1183.95
P107 | 2015 | RS2096133A | P | 2015-03-16 | PENTAIR | 11018 | 100 | 1 | 1183.95 |  | 1 | 1183.95 |  | 1 | 1183.95
P107 | 2015 | RS2097482A | P | 2015-04-01 | PENTAIR | 11018 | 100 | 1 | 1183.95 |  | 1 | 1183.95 |  | 1 | 1183.95
P107 | 2015 | RS6071915A | P | 2015-11-05 | PENTAIR | 11018 | 100 | 1 | 1183.95 |  | 1 | 1183.95 |  | 1 | 1183.95
P107 | 2014 | RS6037802A | P | 2014-09-22 | STA-RITE | P6E6XS4H-209L | 100 | 1 | 1183.99 |  | 1 | 1183.99 |  | 1 | 1183.99
P107 | 2015 | RS6068408A | P | 2015-09-09 | PENTAIR | 11018 | 100 | 1 | 1184.01 |  | 1 | 1184.01 |  | 1 | 1184.01
P107 | 2014 | RS2084501A | P | 2014-11-25 | STA-RITE | P6E6VS4H-209L | 100 | 1 | 1185 |  | 1 | 1185 |  | 1 | 1185
P107 | 2014 | RS2052378A | P | 2014-02-11 | STA-RITE | P6E6VS4H-209L | 100 | 1 | 1185 |  | 1 | 1185 |  | 1 | 1185
P107 | 2015 | RS6060177A | P | 2015-05-26 | ZODIAC | JEP1.5 | 100 | 1 | 1185.33 |  | 1 | 1185.33 |  | 1 | 1185.33
P107 | 2014 | RS2079104A | P | 2014-10-07 | PENTAIR | 11018 | 100 | 1 | 1186 |  | 1 | 1186 |  | 1 | 1186
P107 | 2015 | RS2091981A | P | 2015-01-27 | ZODIAC | JEP2.0 | 100 | 1 | 1187 |  | 1 | 1187 |  | 1 | 1187
P107 | 2015 | RS2102511A | P | 2015-06-08 | ZODIAC | JEP2.0 | 100 | 1 | 1187 |  | 1 | 1187 |  | 1 | 1187
P107 | 2014 | RS2067909A | P | 2014-07-09 | ZODIAC | JEP2.0 | 100 | 1 | 1187.5 |  | 1 | 1187.5 |  | 1 | 1187.5
P107 | 2014 | RS2070474A | P | 2014-08-01 | ZODIAC | JEP2.0 | 100 | 1 | 1187.5 |  | 1 | 1187.5 |  | 1 | 1187.5
P107 | 2014 | RS2073193A | P | 2014-08-21 | ZODIAC | JEP2.0 | 100 | 1 | 1187.5 |  | 1 | 1187.5 |  | 1 | 1187.5
P107 | 2014 | RS2085301A | P | 2014-12-04 | ZODIAC | JEP2.0 | 100 | 1 | 1187.5 |  | 1 | 1187.5 |  | 1 | 1187.5
P107 | 2015 | RS2098383A | P | 2015-04-14 | ZODIAC | JEP2.0 | 100 | 1 | 1187.5 |  | 1 | 1187.5 |  | 1 | 1187.5
P107 | 2014 | RS2067570A | P | 2014-07-08 | ZODIAC | JEP2.0 | 100 | 1 | 1187.5 |  | 1 | 1187.5 |  | 1 | 1187.5
P107 | 2014 | RS2073894A | P | 2014-08-26 | ZODIAC | JEP2.0 | 100 | 1 | 1187.5 |  | 1 | 1187.5 |  | 1 | 1187.5
P107 | 2014 | RS2067567A | P | 2014-07-08 | ZODIAC | JEP2.0 | 100 | 1 | 1187.5 |  | 1 | 1187.5 |  | 1 | 1187.5
P107 | 2015 | RS2098417A | P | 2015-04-14 | ZODIAC | JEP2.0 | 100 | 1 | 1187.5 |  | 1 | 1187.5 |  | 1 | 1187.5
P107 | 2015 | RS2091985A | P | 2015-01-27 | ZODIAC | JEP2.0 | 100 | 1 | 1187.5 |  | 1 | 1187.5 |  | 1 | 1187.5
P107 | 2014 | RS2089142A | P | 2015-01-05 | ZODIAC | JEP2.0 | 100 | 1 | 1187.5 |  | 1 | 1187.5 |  | 1 | 1187.5
P107 | 2014 | RS2070190A | P | 2014-07-29 | ZODIAC | JEP2.0 | 100 | 1 | 1187.5 |  | 1 | 1187.5 |  | 1 | 1187.5
P107 | 2014 | RS2082115A | P | 2014-11-05 | ZODIAC | JEP2.0 | 100 | 1 | 1187.5 |  | 1 | 1187.5 |  | 1 | 1187.5
P107 | 2014 | RS2082109A | P | 2014-11-05 | ZODIAC | JEP2.0 | 100 | 1 | 1187.5 |  | 1 | 1187.5 |  | 1 | 1187.5
P107 | 2014 | RS2075118A | P | 2014-09-05 | ZODIAC | JEP2.0 | 100 | 1 | 1187.5 |  | 1 | 1187.5 |  | 1 | 1187.5
P107 | 2014 | RS2066896A | P | 2014-07-02 | HAYWARD | SP3400VSP | 100 | 1 | 1187.86 |  | 1 | 1187.86 |  | 1 | 1187.86
P107 | 2014 | RS2051754A | P | 2014-02-06 | HAYWARD | SP3400VSP | 100 | 1 | 1187.86 |  | 1 | 1187.86 |  | 1 | 1187.86
P107 | 2014 | RS6028561A | P | 2014-06-18 | HAYWARD | SP3400VSP | 100 | 1 | 1187.86 |  | 1 | 1187.86 |  | 1 | 1187.86
P107 | 2014 | RS6027216A | P | 2014-05-30 | HAYWARD | SP3400VSPVR | 100 | 1 | 1187.99 |  | 1 | 1187.99 |  | 1 | 1187.99
P107 | 2015 | RS2090779A | P | 2015-01-15 | PENTAIR | 11018 | 100 | 1 | 1187.99 |  | 1 | 1187.99 |  | 1 | 1187.99
P107 | 2015 | RS2116697A | P | 2015-11-12 | PENTAIR | 11018 | 100 | 1 | 1188 |  | 1 | 1188 |  | 1 | 1188
P107 | 2015 | RS2096720A | P | 2015-03-23 | PENTAIR | 11018 | 100 | 1 | 1188.73 |  | 1 | 1188.73 |  | 1 | 1188.73
P107 | 2015 | RS2096929A | P | 2015-03-24 | PENTAIR | 11018 | 100 | 1 | 1188.73 |  | 1 | 1188.73 |  | 1 | 1188.73
P107 | 2015 | RS2092515A | P | 2015-02-03 | PENTAIR | 11018 | 100 | 1 | 1188.73 |  | 1 | 1188.73 |  | 1 | 1188.73
P107 | 2015 | RS2115673A | P | 2015-11-06 | HAYWARD | SP3400VSP | 100 | 1 | 1189 |  | 1 | 1189 |  | 1 | 1189
P107 | 2015 | RS2113897A | P | 2015-10-14 | HAYWARD | SP3400VSP | 100 | 1 | 1189 |  | 1 | 1189 |  | 1 | 1189
P107 | 2015 | RS2115197A | P | 2015-10-27 | STA-RITE | P6E6VS4H-209L | 100 | 1 | 1189 |  | 1 | 1189 |  | 1 | 1189
P107 | 2014 | RS2083122A | P | 2014-12-03 | ZODIAC | JEP2.0 | 100 | 1 | 1189 |  | 1 | 1189 |  | 1 | 1189
P107 | 2015 | RS6059880A | P | 2015-05-19 | STA-RITE | P6E6VS4H-209L | 100 | 1 | 1189.99 |  | 1 | 1189.99 |  | 1 | 1189.99
P107 | 2014 | RS6031504A | P | 2014-08-15 | PENTAIR | 11018 | 100 | 1 | 1190 |  | 1 | 1190 |  | 1 | 1190
P107 | 2015 | RS2098172A | P | 2015-04-10 | PENTAIR | 11018 | 100 | 1 | 1190 |  | 1 | 1190 |  | 1 | 1190
P107 | 2015 | RS2104443A | P | 2015-06-26 | PENTAIR | 11018 | 100 | 1 | 1190 |  | 1 | 1190 |  | 1 | 1190
P107 | 2015 | RS2105211A | P | 2015-07-07 | PENTAIR | 11018 | 100 | 1 | 1190 |  | 1 | 1190 |  | 1 | 1190
P107 | 2015 | RS2117735A | P | 2015-12-01 | PENTAIR | 11018 | 100 | 1 | 1190.25 |  | 1 | 1190.25 |  | 1 | 1190.25
P107 | 2015 | RS2101898A | P | 2015-05-28 | PENTAIR | 11018 | 100 | 1 | 1191 |  | 1 | 1191 |  | 1 | 1191
P107 | 2015 | RS2103203A | P | 2015-07-07 | PENTAIR | 11018 | 100 | 1 | 1192 |  | 1 | 1192 |  | 1 | 1192
P107 | 2014 | RS2083388A | P | 2014-11-13 | PENTAIR | 11018 | 100 | 1 | 1192.27 |  | 1 | 1192.27 |  | 1 | 1192.27
P107 | 2014 | RS2063196A | P | 2014-05-30 | PENTAIR | 11018 | 100 | 1 | 1192.55 |  | 1 | 1192.55 |  | 1 | 1192.55
P107 | 2015 | RS2104452A | P | 2015-07-22 | STA-RITE | P6E6VS4H-209L | 100 | 1 | 1193.6 |  | 1 | 1193.6 |  | 1 | 1193.6
P107 | 2015 | RS2104021A | P | 2015-06-24 | PENTAIR | 11018 | 100 | 1 | 1194.31 |  | 1 | 1194.31 |  | 1 | 1194.31
P107 | 2015 | RS2108717A | P | 2015-08-14 | HAYWARD | SP2302VSP | 100 | 1 | 1195 |  | 1 | 1195 |  | 1 | 1195
P107 | 2014 | RS2078344A | P | 2014-10-02 | HAYWARD | SP3400VSP | 100 | 1 | 1195 |  | 1 | 1195 |  | 1 | 1195
P107 | 2014 | RS6041967A | P | 2014-11-04 | HAYWARD | SP3400VSP | 100 | 1 | 1195 |  | 1 | 1195 |  | 1 | 1195
P107 | 2014 | RS2069493A | P | 2014-07-24 | HAYWARD | SP3400VSP | 100 | 1 | 1195 |  | 1 | 1195 |  | 1 | 1195
P107 | 2015 | RS2105396A | P | 2015-07-08 | HAYWARD | SP3400VSP | 100 | 1 | 1195 |  | 1 | 1195 |  | 1 | 1195
P107 | 2015 | RS2092972A | P | 2015-02-05 | PENTAIR | 11018 | 100 | 1 | 1195 |  | 1 | 1195 |  | 1 | 1195
P107 | 2014 | RS2083693A | P | 2014-11-19 | PENTAIR | 11018 | 100 | 1 | 1195 |  | 1 | 1195 |  | 1 | 1195
P107 | 2014 | RS2062335A | P | 2014-05-22 | PENTAIR | 11018 | 100 | 1 | 1195 |  | 1 | 1195 |  | 1 | 1195
P107 | 2014 | RS6047418A | P | 2014-12-23 | PENTAIR | 11018 | 100 | 1 | 1195 |  | 1 | 1195 |  | 1 | 1195
P107 | 2015 | RS2088770A | P | 2015-03-12 | PENTAIR | 342000 | 100 | 1 | 1195 |  | 1 | 1195 |  | 1 | 1195
P107 | 2015 | RS6057120A | P | 2015-04-10 | PENTAIR | 11018 | 100 | 1 | 1195 |  | 1 | 1195 |  | 1 | 1195
P107 | 2014 | RS2073108A | P | 2014-08-21 | PENTAIR | 11018 | 100 | 1 | 1195 |  | 1 | 1195 |  | 1 | 1195
P107 | 2015 | RS2093500A | P | 2015-02-12 | PENTAIR | 11018 | 100 | 1 | 1195 |  | 1 | 1195 |  | 1 | 1195
P107 | 2015 | RS2101313A | P | 2015-05-26 | PENTAIR | 342001 | 100 | 1 | 1195 |  | 1 | 1195 |  | 1 | 1195
P107 | 2014 | RS2054838A | P | 2014-03-06 | PENTAIR | 11018 | 100 | 1 | 1195 |  | 1 | 1195 |  | 1 | 1195
P107 | 2014 | RS2072989A | P | 2014-08-21 | PENTAIR | 342000 | 100 | 1 | 1195 |  | 1 | 1195 |  | 1 | 1195
P107 | 2015 | RS2118271A | P | 2015-12-02 | PENTAIR | 342000 | 100 | 1 | 1195 |  | 1 | 1195 |  | 1 | 1195
P107 | 2015 | RS2116576A | P | 2015-11-10 | PENTAIR | 342001 | 100 | 1 | 1195 |  | 1 | 1195 |  | 1 | 1195
P107 | 2014 | RS2068230A | P | 2014-07-14 | PENTAIR | 11018 | 100 | 1 | 1195 |  | 1 | 1195 |  | 1 | 1195
P107 | 2015 | RS2102933A | P | 2015-06-11 | PENTAIR | 11018 | 100 | 1 | 1195 |  | 1 | 1195 |  | 1 | 1195
P107 | 2015 | RS2105151A | P | 2015-07-07 | PENTAIR | 11018 | 100 | 1 | 1195 |  | 1 | 1195 |  | 1 | 1195
P107 | 2015 | RS2109307A | P | 2015-08-18 | PENTAIR | 342000 | 100 | 1 | 1195 |  | 1 | 1195 |  | 1 | 1195
P107 | 2015 | RS2095135A | P | 2015-03-04 | PENTAIR | 342000 | 100 | 1 | 1195 |  | 1 | 1195 |  | 1 | 1195
P107 | 2015 | RS2107307A | P | 2015-07-29 | PENTAIR | 342000 | 100 | 1 | 1195 |  | 1 | 1195 |  | 1 | 1195
P107 | 2015 | RS2105298A | P | 2015-07-08 | PENTAIR | 11018 | 100 | 1 | 1195 |  | 1 | 1195 |  | 1 | 1195
P107 | 2015 | RS2097466A | P | 2015-04-01 | PENTAIR | 11018 | 100 | 1 | 1195 |  | 1 | 1195 |  | 1 | 1195
P107 | 2014 | RS2079998A | P | 2014-10-15 | PENTAIR | 11008 | 100 | 1 | 1195 |  | 1 | 1195 |  | 1 | 1195
P107 | 2015 | RS2109761A | P | 2015-08-25 | PENTAIR | 11018 | 100 | 1 | 1195 |  | 1 | 1195 |  | 1 | 1195
P107 | 2015 | RS2108631A | P | 2015-08-13 | PENTAIR | 342000 | 100 | 1 | 1195 |  | 1 | 1195 |  | 1 | 1195
P107 | 2014 | RS2052591A | P | 2014-02-12 | PENTAIR | 11018 | 100 | 1 | 1195 |  | 1 | 1195 |  | 1 | 1195
P107 | 2015 | RS2111444A | P | 2015-09-17 | STA-RITE | P6E6VS4H-209L | 100 | 1 | 1195 |  | 1 | 1195 |  | 1 | 1195
P107 | 2015 | RS2113199A | P | 2015-10-02 | STA-RITE | P6E6VS4H-209L | 100 | 1 | 1195 |  | 1 | 1195 |  | 1 | 1195
P107 | 2015 | RS2092181A | P | 2015-01-29 | STA-RITE | P6E6VS4H-209L | 100 | 1 | 1195 |  | 1 | 1195 |  | 1 | 1195
P107 | 2015 | RS2107150A | P | 2015-08-11 | STA-RITE | P6E6VS4H-209L | 100 | 1 | 1195 |  | 1 | 1195 |  | 1 | 1195
P107 | 2014 | RS6019186A | P | 2014-01-30 | STA-RITE | P6E6VS4H-209L | 100 | 1 | 1195 |  | 1 | 1195 |  | 1 | 1195
P107 | 2015 | RS2103077A | P | 2015-06-12 | ZODIAC | JEP2.0 | 100 | 1 | 1195 |  | 1 | 1195 |  | 1 | 1195
P107 | 2014 | RS2073845A | P | 2014-09-10 | STA-RITE | P6E6VS4H-209L | 100 | 1 | 1195.57 |  | 1 | 1195.57 |  | 1 | 1195.57
P107 | 2015 | RS6055132A | P | 2015-03-11 | STA-RITE | P6E6VS4H-209L | 100 | 1 | 1195.57 |  | 1 | 1195.57 |  | 1 | 1195.57
P107 | 2015 | RS2100513A | P | 2015-05-13 | PENTAIR | 11018 | 100 | 1 | 1195.77 |  | 1 | 1195.77 |  | 1 | 1195.77
P107 | 2015 | RS6063762A | P | 2015-07-07 | HAYWARD | SP3400VSP | 100 | 1 | 1195.95 |  | 1 | 1195.95 |  | 1 | 1195.95
P107 | 2015 | RS2109255A | P | 2015-08-18 | HAYWARD | SP3400VSP | 100 | 1 | 1195.95 |  | 1 | 1195.95 |  | 1 | 1195.95
P107 | 2014 | RS6041291B | P | 2014-10-28 | PENTAIR | 11018 | 100 | 1 | 1195.98 |  | 1 | 1195.98 |  | 1 | 1195.98
P107 | 2015 | RS2112524A | P | 2015-10-20 | STA-RITE | P6E6VS4H-209L | 100 | 1 | 1195.99 |  | 1 | 1195.99 |  | 1 | 1195.99
P107 | 2014 | RS2076067A | P | 2014-09-12 | PENTAIR | 11018 | 100 | 1 | 1196.73 |  | 1 | 1196.73 |  | 1 | 1196.73
P107 | 2015 | RS6068409A | P | 2015-09-28 | PENTAIR | 11018 | 100 | 1 | 1196.99 |  | 1 | 1196.99 |  | 1 | 1196.99
P107 | 2015 | RS6065475A | P | 2015-07-27 | PENTAIR | 11018 | 100 | 1 | 1196.99 |  | 1 | 1196.99 |  | 1 | 1196.99
P107 | 2015 | RS2095451A | P | 2015-03-06 | HAYWARD | SP3400VSP | 100 | 1 | 1197 |  | 1 | 1197 |  | 1 | 1197
P107 | 2014 | RS2073387A | P | 2014-08-25 | PENTAIR | 11018 | 100 | 1 | 1197.18 |  | 1 | 1197.18 |  | 1 | 1197.18
P107 | 2015 | RS2102160A | P | 2015-06-08 | PENTAIR | 11018 | 100 | 1 | 1197.2 |  | 1 | 1197.2 |  | 1 | 1197.2
P107 | 2015 | RS2116593A | P | 2015-11-10 | PENTAIR | 11018 | 100 | 1 | 1198 |  | 1 | 1198 |  | 1 | 1198
P107 | 2015 | RS6070963A | P | 2015-10-22 | PENTAIR | 11018 | 100 | 1 | 1198 |  | 1 | 1198 |  | 1 | 1198
P107 | 2014 | RS2055675A | P | 2014-03-13 | PENTAIR | 11018 | 100 | 1 | 1198 |  | 1 | 1198 |  | 1 | 1198
P107 | 2015 | RS2101069A | P | 2015-05-20 | HAYWARD | SP3400VSP | 100 | 1 | 1199 |  | 1 | 1199 |  | 1 | 1199
P107 | 2015 | RS2104627A | P | 2015-07-01 | HAYWARD | SP3400VSP | 100 | 1 | 1199 |  | 1 | 1199 |  | 1 | 1199
P107 | 2015 | RS2102292A | P | 2015-06-05 | HAYWARD | SP3400VSP | 100 | 1 | 1199 |  | 1 | 1199 |  | 1 | 1199
P107 | 2015 | RS2098380A | P | 2015-04-14 | HAYWARD | SP3400VSP | 100 | 1 | 1199 |  | 1 | 1199 |  | 1 | 1199
P107 | 2015 | RS2112839A | P | 2015-09-29 | HAYWARD | SP3400VSP | 100 | 1 | 1199 |  | 1 | 1199 |  | 1 | 1199
P107 | 2015 | RS2108445A | P | 2015-08-21 | HAYWARD | SP3400VSP | 100 | 1 | 1199 |  | 1 | 1199 |  | 1 | 1199
P107 | 2015 | RS2098346A | P | 2015-04-13 | HAYWARD | SP3400VSP | 100 | 1 | 1199 |  | 1 | 1199 |  | 1 | 1199
P107 | 2015 | RS2098396A | P | 2015-05-05 | HAYWARD | SP3400VSP | 100 | 1 | 1199 |  | 1 | 1199 |  | 1 | 1199
P107 | 2015 | RS2098081A | P | 2015-04-10 | HAYWARD | SP3400VSP | 100 | 1 | 1199 |  | 1 | 1199 |  | 1 | 1199
P107 | 2014 | RS2054979A | P | 2014-03-06 | HAYWARD | SP2300VSP | 100 | 1 | 1199 |  | 1 | 1199 |  | 1 | 1199
P107 | 2015 | RS2099011A | P | 2015-04-22 | HAYWARD | SP3400VSP | 100 | 1 | 1199 |  | 1 | 1199 |  | 1 | 1199
P107 | 2015 | RS2109794A | P | 2015-08-31 | HAYWARD | SP3400VSP | 100 | 1 | 1199 |  | 1 | 1199 |  | 1 | 1199
P107 | 2015 | RS2101885A | P | 2015-05-28 | HAYWARD | SP3400VSP | 100 | 1 | 1199 |  | 1 | 1199 |  | 1 | 1199
P107 | 2015 | RS2099620A | P | 2015-04-29 | HAYWARD | SP3400VSP | 100 | 1 | 1199 |  | 1 | 1199 |  | 1 | 1199
P107 | 2015 | RS2102406A | P | 2015-06-11 | HAYWARD | SP3400VSP | 100 | 1 | 1199 |  | 1 | 1199 |  | 1 | 1199
P107 | 2015 | RS2102943A | P | 2015-06-11 | HAYWARD | SP3400VSP | 100 | 1 | 1199 |  | 1 | 1199 |  | 1 | 1199
P107 | 2015 | RS2096487A | P | 2015-03-19 | HAYWARD | SP3400VSP | 100 | 1 | 1199 |  | 1 | 1199 |  | 1 | 1199
P107 | 2015 | RS2111837A | P | 2015-09-22 | HAYWARD | SP3400VSP | 100 | 1 | 1199 |  | 1 | 1199 |  | 1 | 1199
P107 | 2015 | RS2101757A | P | 2015-05-27 | HAYWARD | SP3400VSP | 100 | 1 | 1199 |  | 1 | 1199 |  | 1 | 1199
P107 | 2015 | RS2107147A | P | 2015-07-27 | HAYWARD | SP3400VSP | 100 | 1 | 1199 |  | 1 | 1199 |  | 1 | 1199
P107 | 2015 | RS2103228A | P | 2015-07-07 | HAYWARD | SP3400VSP | 100 | 1 | 1199 |  | 1 | 1199 |  | 1 | 1199
P107 | 2015 | RS2100505A | P | 2015-05-13 | HAYWARD | SP3400VSP | 100 | 1 | 1199 |  | 1 | 1199 |  | 1 | 1199
P107 | 2015 | RS2115070A | P | 2015-10-27 | HAYWARD | SP3400VSP | 100 | 1 | 1199 |  | 1 | 1199 |  | 1 | 1199
P107 | 2015 | RS2110821A | P | 2015-09-08 | HAYWARD | SP3400VSP | 100 | 1 | 1199 |  | 1 | 1199 |  | 1 | 1199
P107 | 2015 | RS2099964A | P | 2015-05-05 | HAYWARD | SP3400VSP | 100 | 1 | 1199 |  | 1 | 1199 |  | 1 | 1199
P107 | 2015 | RS2104600A | P | 2015-07-01 | HAYWARD | SP3400VSP | 100 | 1 | 1199 |  | 1 | 1199 |  | 1 | 1199
P107 | 2015 | RS2098856A | P | 2015-04-17 | HAYWARD | SP3400VSP | 100 | 1 | 1199 |  | 1 | 1199 |  | 1 | 1199
P107 | 2015 | RS2099966A | P | 2015-05-26 | HAYWARD | SP3400VSP | 100 | 1 | 1199 |  | 1 | 1199 |  | 1 | 1199
P107 | 2014 | RS2080514A | P | 2014-10-22 | HAYWARD | SP3400VSP | 100 | 1 | 1199 |  | 1 | 1199 |  | 1 | 1199
P107 | 2015 | RS2100482A | P | 2015-05-13 | HAYWARD | SP3400VSP | 100 | 1 | 1199 |  | 1 | 1199 |  | 1 | 1199
P107 | 2015 | RS2099367A | P | 2015-04-28 | HAYWARD | SP3400VSP | 100 | 1 | 1199 |  | 1 | 1199 |  | 1 | 1199
P107 | 2014 | RS2071072A | P | 2014-08-08 | HAYWARD | SP3400VSP | 100 | 1 | 1199 |  | 1 | 1199 |  | 1 | 1199
P107 | 2014 | RS2067907A | P | 2014-07-09 | PENTAIR | 11018 | 100 | 1 | 1199 |  | 1 | 1199 |  | 1 | 1199
P107 | 2014 | RS2076086A | P | 2014-09-22 | PENTAIR | 11018 | 100 | 1 | 1199 |  | 1 | 1199 |  | 1 | 1199
P107 | 2014 | RS2065040A | P | 2014-06-13 | PENTAIR | 11018 | 100 | 1 | 1199 |  | 1 | 1199 |  | 1 | 1199
P107 | 2014 | RS2059339A | P | 2014-04-23 | PENTAIR | 11018 | 100 | 1 | 1199 |  | 1 | 1199 |  | 1 | 1199
P107 | 2015 | RS2096471A | P | 2015-03-19 | PENTAIR | 11018 | 100 | 1 | 1199 |  | 1 | 1199 |  | 1 | 1199
P107 | 2014 | RS2084479A | P | 2014-11-25 | PENTAIR | 11018 | 100 | 1 | 1199 |  | 1 | 1199 |  | 1 | 1199
P107 | 2014 | RS2066894A | P | 2014-07-02 | PENTAIR | 11018 | 100 | 1 | 1199 |  | 1 | 1199 |  | 1 | 1199
P107 | 2015 | RS2104738A | P | 2015-07-01 | PENTAIR | 11018 | 100 | 1 | 1199 |  | 1 | 1199 |  | 1 | 1199
P107 | 2015 | RS2105303A | P | 2015-07-08 | PENTAIR | 11018 | 100 | 1 | 1199 |  | 1 | 1199 |  | 1 | 1199
P107 | 2014 | RS2065555A | P | 2014-07-01 | PENTAIR | 11018 | 100 | 1 | 1199 |  | 1 | 1199 |  | 1 | 1199
P107 | 2014 | RS2072319A | P | 2014-08-13 | PENTAIR | 11018 | 100 | 1 | 1199 |  | 1 | 1199 |  | 1 | 1199
P107 | 2014 | RS2060785A | P | 2014-05-14 | PENTAIR | 11018 | 100 | 1 | 1199 |  | 1 | 1199 |  | 1 | 1199
P107 | 2014 | RS6036738A | P | 2014-09-15 | PENTAIR | 11018 | 100 | 1 | 1199 |  | 1 | 1199 |  | 1 | 1199
P107 | 2014 | RS2059795A | P | 2014-04-25 | PENTAIR | 11018 | 100 | 1 | 1199 |  | 1 | 1199 |  | 1 | 1199
P107 | 2015 | RS2104035A | P | 2015-06-24 | PENTAIR | 11018 | 100 | 1 | 1199 |  | 1 | 1199 |  | 1 | 1199
P107 | 2014 | RS2082196A | P | 2014-11-06 | PENTAIR | 11018 | 100 | 1 | 1199 |  | 1 | 1199 |  | 1 | 1199
P107 | 2014 | RS2051760A | P | 2014-02-06 | PENTAIR | 11018 | 100 | 1 | 1199 |  | 1 | 1199 |  | 1 | 1199
P107 | 2015 | RS2097246A | P | 2015-03-30 | PENTAIR | 11018 | 100 | 1 | 1199 |  | 1 | 1199 |  | 1 | 1199
P107 | 2015 | RS2093503A | P | 2015-02-12 | PENTAIR | 11018 | 100 | 1 | 1199 |  | 1 | 1199 |  | 1 | 1199
P107 | 2014 | RS2085159A | P | 2014-12-09 | PENTAIR | 11018 | 100 | 1 | 1199 |  | 1 | 1199 |  | 1 | 1199
P107 | 2015 | RS2108622A | P | 2015-08-13 | PENTAIR | 11018 | 100 | 1 | 1199 |  | 1 | 1199 |  | 1 | 1199
P107 | 2015 | RS2094875A | P | 2015-02-27 | PENTAIR | 11018 | 100 | 1 | 1199 |  | 1 | 1199 |  | 1 | 1199
P107 | 2015 | RS2107139A | P | 2015-07-27 | PENTAIR | 11018 | 100 | 1 | 1199 |  | 1 | 1199 |  | 1 | 1199
P107 | 2014 | RS2062311A | P | 2014-05-22 | PENTAIR | 11018 | 100 | 1 | 1199 |  | 1 | 1199 |  | 1 | 1199
P107 | 2015 | RS2095335A | P | 2015-03-05 | PENTAIR | 11018 | 100 | 1 | 1199 |  | 1 | 1199 |  | 1 | 1199
P107 | 2014 | RS2072708A | P | 2014-08-20 | PENTAIR | 11018 | 100 | 1 | 1199 |  | 1 | 1199 |  | 1 | 1199
P107 | 2014 | RS2075064A | P | 2014-09-04 | PENTAIR | 11018 | 100 | 1 | 1199 |  | 1 | 1199 |  | 1 | 1199
P107 | 2014 | RS2065038A | P | 2014-06-13 | PENTAIR | 11018 | 100 | 1 | 1199 |  | 1 | 1199 |  | 1 | 1199
P107 | 2015 | RS2102999A | P | 2015-06-11 | PENTAIR | 11018 | 100 | 1 | 1199 |  | 1 | 1199 |  | 1 | 1199
P107 | 2014 | RS2089256A | P | 2015-01-08 | PENTAIR | 11018 | 100 | 1 | 1199 |  | 1 | 1199 |  | 1 | 1199
P107 | 2015 | RS2106833A | P | 2015-07-22 | PENTAIR | 11018 | 100 | 1 | 1199 |  | 1 | 1199 |  | 1 | 1199
P107 | 2014 | RS2075111A | P | 2014-09-05 | PENTAIR | 11018 | 100 | 1 | 1199 |  | 1 | 1199 |  | 1 | 1199
P107 | 2014 | RS2058519A | P | 2014-04-14 | PENTAIR | 11018 | 100 | 1 | 1199 |  | 1 | 1199 |  | 1 | 1199
P107 | 2015 | RS2104066A | P | 2015-06-24 | PENTAIR | 11018 | 100 | 1 | 1199 |  | 1 | 1199 |  | 1 | 1199
P107 | 2014 | RS2055968A | P | 2014-03-14 | PENTAIR | 11018 | 100 | 1 | 1199 |  | 1 | 1199 |  | 1 | 1199
P107 | 2014 | RS2062816A | P | 2014-05-30 | PENTAIR | 11018 | 100 | 1 | 1199 |  | 1 | 1199 |  | 1 | 1199
P107 | 2015 | RS6070453A | P | 2015-10-14 | PENTAIR | 11018 | 100 | 1 | 1199 |  | 1 | 1199 |  | 1 | 1199
P107 | 2015 | RS2110183A | P | 2015-08-31 | PENTAIR | 11018 | 100 | 1 | 1199 |  | 1 | 1199 |  | 1 | 1199
P107 | 2015 | RS2097937A | P | 2015-04-10 | PENTAIR | 11018 | 100 | 1 | 1199 |  | 1 | 1199 |  | 1 | 1199
P107 | 2014 | RS2084145A | P | 2014-11-20 | PENTAIR | 11018 | 100 | 1 | 1199 |  | 1 | 1199 |  | 1 | 1199
P107 | 2014 | RS2083395A | P | 2014-11-13 | PENTAIR | 11018 | 100 | 1 | 1199 |  | 1 | 1199 |  | 1 | 1199
P107 | 2014 | RS2078445A | P | 2014-10-21 | PENTAIR | 11018 | 100 | 1 | 1199 |  | 1 | 1199 |  | 1 | 1199
P107 | 2015 | RS2098079A | P | 2015-04-10 | PENTAIR | 11018 | 100 | 1 | 1199 |  | 1 | 1199 |  | 1 | 1199
P107 | 2015 | RS2111469A | P | 2015-09-17 | PENTAIR | 11018 | 100 | 1 | 1199 |  | 1 | 1199 |  | 1 | 1199
P107 | 2014 | RS2077426A | P | 2014-09-23 | PENTAIR | 11018 | 100 | 1 | 1199 |  | 1 | 1199 |  | 1 | 1199
P107 | 2014 | RS2079435A | P | 2014-10-08 | PENTAIR | 11018 | 100 | 1 | 1199 |  | 1 | 1199 |  | 1 | 1199
P107 | 2014 | RS2065743A | P | 2014-06-20 | PENTAIR | 11018 | 100 | 1 | 1199 |  | 1 | 1199 |  | 1 | 1199
P107 | 2014 | RS2083618A | P | 2014-11-17 | PENTAIR | 11018 | 100 | 1 | 1199 |  | 1 | 1199 |  | 1 | 1199
P107 | 2014 | RS2089294A | P | 2015-01-08 | PENTAIR | 11018 | 100 | 1 | 1199 |  | 1 | 1199 |  | 1 | 1199
P107 | 2015 | RS2098090A | P | 2015-04-10 | PENTAIR | 11018 | 100 | 1 | 1199 |  | 1 | 1199 |  | 1 | 1199
P107 | 2014 | RS2087516A | P | 2014-12-26 | PENTAIR | 11018 | 100 | 1 | 1199 |  | 1 | 1199 |  | 1 | 1199
P107 | 2015 | RS2115675A | P | 2015-11-06 | PENTAIR | 11017 | 100 | 1 | 1199 |  | 1 | 1199 |  | 1 | 1199
P107 | 2015 | RS2120031A | P | 2015-12-18 | PENTAIR | 11018 | 100 | 1 | 1199 |  | 1 | 1199 |  | 1 | 1199
P107 | 2014 | RS2085203A | P | 2014-12-04 | PENTAIR | 11018 | 100 | 1 | 1199 |  | 1 | 1199 |  | 1 | 1199
P107 | 2015 | RS6052189C | P | 2015-03-04 | PENTAIR | 11018 | 100 | 1 | 1199 |  | 1 | 1199 |  | 1 | 1199
P107 | 2015 | RS2107482A | P | 2015-07-29 | PENTAIR | 11018 | 100 | 1 | 1199 |  | 1 | 1199 |  | 1 | 1199
P107 | 2014 | RS2069313A | P | 2014-07-23 | PENTAIR | 11018 | 100 | 1 | 1199 |  | 1 | 1199 |  | 1 | 1199
P107 | 2015 | RS2097501A | P | 2015-04-01 | PENTAIR | 11018 | 100 | 1 | 1199 |  | 1 | 1199 |  | 1 | 1199
P107 | 2014 | RS2069622A | P | 2014-07-24 | PENTAIR | 11018 | 100 | 1 | 1199 |  | 1 | 1199 |  | 1 | 1199
P107 | 2014 | RS2077454A | P | 2014-09-23 | PENTAIR | 11018 | 100 | 1 | 1199 |  | 1 | 1199 |  | 1 | 1199
P107 | 2015 | RS2106792A | P | 2015-07-22 | PENTAIR | 11018 | 100 | 1 | 1199 |  | 1 | 1199 |  | 1 | 1199
P107 | 2015 | RS2112887A | P | 2015-09-29 | PENTAIR | 11018 | 100 | 1 | 1199 |  | 1 | 1199 |  | 1 | 1199
P107 | 2015 | RS2111788A | P | 2015-09-21 | PENTAIR | 11018 | 100 | 1 | 1199 |  | 1 | 1199 |  | 1 | 1199
P107 | 2014 | RS2060457A | P | 2014-05-01 | PENTAIR | 11018 | 100 | 1 | 1199 |  | 1 | 1199 |  | 1 | 1199
P107 | 2014 | RS2065515A | P | 2014-06-18 | PENTAIR | 11018 | 100 | 1 | 1199 |  | 1 | 1199 |  | 1 | 1199
P107 | 2015 | RS2115235A | P | 2015-10-28 | PENTAIR | 11018 | 100 | 1 | 1199 |  | 1 | 1199 |  | 1 | 1199
P107 | 2014 | RS2060452A | P | 2014-05-01 | PENTAIR | 11018 | 100 | 1 | 1199 |  | 1 | 1199 |  | 1 | 1199
P107 | 2014 | RS2052168A | P | 2014-02-10 | PENTAIR | 11018 | 100 | 1 | 1199 |  | 1 | 1199 |  | 1 | 1199
P107 | 2015 | RS2103327A | P | 2015-06-16 | PENTAIR | 11018 | 100 | 1 | 1199 |  | 1 | 1199 |  | 1 | 1199
P107 | 2014 | RS2084144A | P | 2014-11-20 | PENTAIR | 11018 | 100 | 1 | 1199 |  | 1 | 1199 |  | 1 | 1199
P107 | 2015 | RS2103323A | P | 2015-06-16 | PENTAIR | 11018 | 100 | 1 | 1199 |  | 1 | 1199 |  | 1 | 1199
P107 | 2014 | RS2067140A | P | 2014-07-07 | PENTAIR | 11018 | 100 | 1 | 1199 |  | 1 | 1199 |  | 1 | 1199
P107 | 2014 | RS2084444A | P | 2014-11-24 | PENTAIR | 11018 | 100 | 1 | 1199 |  | 1 | 1199 |  | 1 | 1199
P107 | 2014 | RS2067068A | P | 2014-07-07 | PENTAIR | 11018 | 100 | 1 | 1199 |  | 1 | 1199 |  | 1 | 1199
P107 | 2014 | RS2077460A | P | 2014-09-23 | PENTAIR | 11018 | 100 | 1 | 1199 |  | 1 | 1199 |  | 1 | 1199
P107 | 2014 | RS2065535A | P | 2014-06-18 | PENTAIR | 11018 | 100 | 1 | 1199 |  | 1 | 1199 |  | 1 | 1199
P107 | 2014 | RS2088751A | P | 2015-01-02 | PENTAIR | 11018 | 100 | 1 | 1199 |  | 1 | 1199 |  | 1 | 1199
P107 | 2014 | RS2082710A | P | 2014-11-12 | PENTAIR | 11017 | 100 | 1 | 1199 |  | 1 | 1199 |  | 1 | 1199
P107 | 2015 | RS2105419A | P | 2015-07-08 | PENTAIR | 11018 | 100 | 1 | 1199 |  | 1 | 1199 |  | 1 | 1199
P107 | 2014 | RS2059036A | P | 2014-04-17 | PENTAIR | 11018 | 100 | 1 | 1199 |  | 1 | 1199 |  | 1 | 1199
P107 | 2015 | RS2102396A | P | 2015-06-05 | PENTAIR | 11018 | 100 | 1 | 1199 |  | 1 | 1199 |  | 1 | 1199
P107 | 2015 | RS2102265A | P | 2015-06-05 | PENTAIR | 11018 | 100 | 1 | 1199 |  | 1 | 1199 |  | 1 | 1199
P107 | 2014 | RS2080158A | P | 2014-10-17 | PENTAIR | 11018 | 100 | 1 | 1199 |  | 1 | 1199 |  | 1 | 1199
P107 | 2015 | RS2092146A | P | 2015-01-28 | PENTAIR | 11018 | 100 | 1 | 1199 |  | 1 | 1199 |  | 1 | 1199
P107 | 2015 | RS2093506A | P | 2015-02-12 | PENTAIR | 11018 | 100 | 1 | 1199 |  | 1 | 1199 |  | 1 | 1199
P107 | 2015 | RS2093358A | P | 2015-02-12 | PENTAIR | 11018 | 100 | 1 | 1199 |  | 1 | 1199 |  | 1 | 1199
P107 | 2014 | RS2050093A | P | 2014-01-23 | PENTAIR | 11018 | 100 | 1 | 1199 |  | 1 | 1199 |  | 1 | 1199
P107 | 2014 | RS2059480A | P | 2014-04-23 | PENTAIR | 11018 | 100 | 1 | 1199 |  | 1 | 1199 |  | 1 | 1199
P107 | 2015 | RS6074503A | P | 2015-12-21 | PENTAIR | 11018 | 100 | 1 | 1199 |  | 1 | 1199 |  | 1 | 1199
P107 | 2015 | RS2109266A | P | 2015-08-18 | PENTAIR | 11018 | 100 | 1 | 1199 |  | 1 | 1199 |  | 1 | 1199
P107 | 2015 | RS2109867A | P | 2015-08-25 | PENTAIR | 11018 | 100 | 1 | 1199 |  | 1 | 1199 |  | 1 | 1199
P107 | 2015 | RS2112888A | P | 2015-09-29 | PENTAIR | 11018 | 100 | 1 | 1199 |  | 1 | 1199 |  | 1 | 1199
P107 | 2014 | RS2067942A | P | 2014-07-16 | PENTAIR | 11018 | 100 | 1 | 1199 |  | 1 | 1199 |  | 1 | 1199
P107 | 2014 | RS2074935A | P | 2014-09-03 | PENTAIR | 11018 | 100 | 1 | 1199 |  | 1 | 1199 |  | 1 | 1199
P107 | 2015 | RS2105973A | P | 2015-07-16 | PENTAIR | 11018 | 100 | 1 | 1199 |  | 1 | 1199 |  | 1 | 1199
P107 | 2015 | RS2117972A | P | 2015-11-25 | PENTAIR | 11018 | 100 | 1 | 1199 |  | 1 | 1199 |  | 1 | 1199
P107 | 2015 | RS2106834A | P | 2015-08-05 | PENTAIR | 11018 | 100 | 1 | 1199 |  | 1 | 1199 |  | 1 | 1199
P107 | 2014 | RS2068221A | P | 2014-07-14 | PENTAIR | 11018 | 100 | 1 | 1199 |  | 1 | 1199 |  | 1 | 1199
P107 | 2015 | RS2113047A | P | 2015-09-30 | PENTAIR | 11018 | 100 | 1 | 1199 |  | 1 | 1199 |  | 1 | 1199
P107 | 2015 | RS2115629A | P | 2015-10-29 | PENTAIR | 11018 | 100 | 1 | 1199 |  | 1 | 1199 |  | 1 | 1199
P107 | 2014 | RS2072317A | P | 2014-08-13 | PENTAIR | 11018 | 100 | 1 | 1199 |  | 1 | 1199 |  | 1 | 1199
P107 | 2014 | RS2075483A | P | 2014-09-10 | PENTAIR | 11018 | 100 | 1 | 1199 |  | 1 | 1199 |  | 1 | 1199
P107 | 2015 | RS2092141A | P | 2015-01-28 | PENTAIR | 11018 | 100 | 1 | 1199 |  | 1 | 1199 |  | 1 | 1199
P107 | 2015 | RS2103446A | P | 2015-06-16 | PENTAIR | 11018 | 100 | 1 | 1199 |  | 1 | 1199 |  | 1 | 1199
P107 | 2015 | RS2120710A | P | 2015-12-29 | PENTAIR | 11018 | 100 | 1 | 1199 |  | 1 | 1199 |  | 1 | 1199
P107 | 2015 | RS2114383A | P | 2015-10-20 | PENTAIR | 11018 | 100 | 1 | 1199 |  | 1 | 1199 |  | 1 | 1199
P107 | 2015 | RS2117295A | P | 2015-11-18 | PENTAIR | 11018 | 100 | 1 | 1199 |  | 1 | 1199 |  | 1 | 1199
P107 | 2014 | RS2067939A | P | 2014-07-09 | PENTAIR | 11018 | 100 | 1 | 1199 |  | 1 | 1199 |  | 1 | 1199
P107 | 2014 | RS2062817A | P | 2014-05-30 | PENTAIR | 11018 | 100 | 1 | 1199 |  | 1 | 1199 |  | 1 | 1199
P107 | 2014 | RS2062283A | P | 2014-05-22 | PENTAIR | 11018 | 100 | 1 | 1199 |  | 1 | 1199 |  | 1 | 1199
P107 | 2014 | RS2075097A | P | 2014-09-05 | PENTAIR | 11018 | 100 | 1 | 1199 |  | 1 | 1199 |  | 1 | 1199
P107 | 2015 | RS2108695A | P | 2015-08-13 | PENTAIR | 11018 | 100 | 1 | 1199 |  | 1 | 1199 |  | 1 | 1199
P107 | 2015 | RS2104736A | P | 2015-07-01 | PENTAIR | 11018 | 100 | 1 | 1199 |  | 1 | 1199 |  | 1 | 1199
P107 | 2014 | RS2063634A | P | 2014-06-02 | PENTAIR | 11018 | 100 | 1 | 1199 |  | 1 | 1199 |  | 1 | 1199
P107 | 2015 | RS2111772A | P | 2015-09-22 | PENTAIR | 11018 | 100 | 1 | 1199 |  | 1 | 1199 |  | 1 | 1199
P107 | 2014 | RS2057252A | P | 2014-03-28 | PENTAIR | 11018 | 100 | 1 | 1199 |  | 1 | 1199 |  | 1 | 1199
P107 | 2014 | RS2067923A | P | 2014-07-09 | PENTAIR | 11018 | 100 | 1 | 1199 |  | 1 | 1199 |  | 1 | 1199
P107 | 2015 | RS2105420A | P | 2015-07-08 | PENTAIR | 11018 | 100 | 1 | 1199 |  | 1 | 1199 |  | 1 | 1199
P107 | 2015 | RS2105363A | P | 2015-07-09 | PENTAIR | 11018 | 100 | 1 | 1199 |  | 1 | 1199 |  | 1 | 1199
P107 | 2014 | RS2058563A | P | 2014-04-14 | PENTAIR | 11018 | 100 | 1 | 1199 |  | 1 | 1199 |  | 1 | 1199
P107 | 2015 | RS2113894A | P | 2015-10-14 | PENTAIR | 11018 | 100 | 1 | 1199 |  | 1 | 1199 |  | 1 | 1199
P107 | 2015 | RS2098793A | P | 2015-04-17 | PENTAIR | 11018 | 100 | 1 | 1199 |  | 1 | 1199 |  | 1 | 1199
P107 | 2015 | RS2104841A | P | 2015-07-01 | PENTAIR | 11018 | 100 | 1 | 1199 |  | 1 | 1199 |  | 1 | 1199
P107 | 2015 | RS2102271A | P | 2015-06-05 | PENTAIR | 11018 | 100 | 1 | 1199 |  | 1 | 1199 |  | 1 | 1199
P107 | 2014 | RS2053333A | P | 2014-02-20 | PENTAIR | 11018 | 100 | 1 | 1199 |  | 1 | 1199 |  | 1 | 1199
P107 | 2014 | RS2062523A | P | 2014-05-29 | PENTAIR | 11018 | 100 | 1 | 1199 |  | 1 | 1199 |  | 1 | 1199
P107 | 2015 | RS2100176A | P | 2015-05-07 | PENTAIR | 11018 | 100 | 1 | 1199 |  | 1 | 1199 |  | 1 | 1199
P107 | 2015 | RS2098862A | P | 2015-04-17 | PENTAIR | 11018 | 100 | 1 | 1199 |  | 1 | 1199 |  | 1 | 1199
P107 | 2015 | RS2120049A | P | 2015-12-18 | PENTAIR | 11018 | 100 | 1 | 1199 |  | 1 | 1199 |  | 1 | 1199
P107 | 2014 | RS2071370A | P | 2014-08-08 | PENTAIR | 11018 | 100 | 1 | 1199 |  | 1 | 1199 |  | 1 | 1199
P107 | 2014 | RS2061719A | P | 2014-05-14 | PENTAIR | 11018 | 100 | 1 | 1199 |  | 1 | 1199 |  | 1 | 1199
P107 | 2015 | RS2104737A | P | 2015-07-01 | PENTAIR | 11018 | 100 | 1 | 1199 |  | 1 | 1199 |  | 1 | 1199
P107 | 2015 | RS2120583A | P | 2015-12-29 | PENTAIR | 11018 | 100 | 1 | 1199 |  | 1 | 1199 |  | 1 | 1199
P107 | 2015 | RS2107175A | P | 2015-08-04 | PENTAIR | 11018 | 100 | 1 | 1199 |  | 1 | 1199 |  | 1 | 1199
P107 | 2014 | RS2087083A | P | 2014-12-18 | PENTAIR | 11018 | 100 | 1 | 1199 |  | 1 | 1199 |  | 1 | 1199
P107 | 2015 | RS2114465A | P | 2015-10-20 | PENTAIR | 11018 | 100 | 1 | 1199 |  | 1 | 1199 |  | 1 | 1199
P107 | 2014 | RS2080648A | P | 2014-11-06 | PENTAIR | 11018 | 100 | 1 | 1199 |  | 1 | 1199 |  | 1 | 1199
P107 | 2015 | RS2092815A | P | 2015-02-04 | PENTAIR | 11018 | 100 | 1 | 1199 |  | 1 | 1199 |  | 1 | 1199
P107 | 2015 | RS2105864A | P | 2015-07-13 | PENTAIR | 11018 | 100 | 1 | 1199 |  | 1 | 1199 |  | 1 | 1199
P107 | 2014 | RS2067168A | P | 2014-07-03 | PENTAIR | 11018 | 100 | 1 | 1199 |  | 1 | 1199 |  | 1 | 1199
P107 | 2014 | RS2083890A | P | 2014-11-19 | PENTAIR | 11018 | 100 | 1 | 1199 |  | 1 | 1199 |  | 1 | 1199
P107 | 2015 | RS2120722A | P | 2015-12-29 | PENTAIR | 11018 | 100 | 1 | 1199 |  | 1 | 1199 |  | 1 | 1199
P107 | 2014 | RS2066146A | P | 2014-06-24 | PENTAIR | 11018 | 100 | 1 | 1199 |  | 1 | 1199 |  | 1 | 1199
P107 | 2014 | RS2060447A | P | 2014-05-02 | PENTAIR | 11018 | 100 | 1 | 1199 |  | 1 | 1199 |  | 1 | 1199
P107 | 2014 | RS2058701A | P | 2014-04-15 | PENTAIR | 11018 | 100 | 1 | 1199 |  | 1 | 1199 |  | 1 | 1199
P107 | 2014 | RS2063633A | P | 2014-06-03 | PENTAIR | 11018 | 100 | 1 | 1199 |  | 1 | 1199 |  | 1 | 1199
P107 | 2014 | RS2062699A | P | 2014-05-30 | PENTAIR | 11018 | 100 | 1 | 1199 |  | 1 | 1199 |  | 1 | 1199
P107 | 2015 | RS2099851A | P | 2015-05-04 | PENTAIR | 11018 | 100 | 1 | 1199 |  | 1 | 1199 |  | 1 | 1199
P107 | 2015 | RS2105359A | P | 2015-07-09 | PENTAIR | 11018 | 100 | 1 | 1199 |  | 1 | 1199 |  | 1 | 1199
P107 | 2014 | RS2077801A | P | 2014-09-26 | PENTAIR | 11018 | 100 | 1 | 1199 |  | 1 | 1199 |  | 1 | 1199
P107 | 2014 | RS2055970A | P | 2014-03-14 | PENTAIR | 11018 | 100 | 1 | 1199 |  | 1 | 1199 |  | 1 | 1199
P107 | 2014 | RS2069319A | P | 2014-07-23 | PENTAIR | 11018 | 100 | 1 | 1199 |  | 1 | 1199 |  | 1 | 1199
P107 | 2014 | RS6031179A | P | 2014-07-18 | PENTAIR | 11018 | 100 | 1 | 1199 |  | 1 | 1199 |  | 1 | 1199
P107 | 2014 | RS2063003A | P | 2014-05-30 | PENTAIR | 11018 | 100 | 1 | 1199 |  | 1 | 1199 |  | 1 | 1199
P107 | 2014 | RS2073398A | P | 2014-08-21 | PENTAIR | 11018 | 100 | 1 | 1199 |  | 1 | 1199 |  | 1 | 1199
P107 | 2014 | RS2087689A | P | 2014-12-26 | PENTAIR | 11018 | 100 | 1 | 1199 |  | 1 | 1199 |  | 1 | 1199
P107 | 2015 | RS2096743A | P | 2015-03-23 | PENTAIR | 11018 | 100 | 1 | 1199 |  | 1 | 1199 |  | 1 | 1199
P107 | 2014 | RS2079430A | P | 2014-10-08 | PENTAIR | 11018 | 100 | 1 | 1199 |  | 1 | 1199 |  | 1 | 1199
P107 | 2015 | RS2117796A | P | 2015-11-24 | PENTAIR | 11018 | 100 | 1 | 1199 |  | 1 | 1199 |  | 1 | 1199
P107 | 2014 | RS2074936A | P | 2014-09-03 | STA-RITE | P6E6VS4H-209L | 100 | 1 | 1199 |  | 1 | 1199 |  | 1 | 1199
P107 | 2014 | RS2058451A | P | 2014-04-11 | STA-RITE | P6E6VS4H-209L | 100 | 1 | 1199 |  | 1 | 1199 |  | 1 | 1199
P107 | 2014 | RS2049645A | P | 2014-01-21 | STA-RITE | P6E6VS4H-209L | 100 | 1 | 1199 |  | 1 | 1199 |  | 1 | 1199
P107 | 2014 | RS2083888A | P | 2014-11-19 | STA-RITE | P6E6VS4H-209L | 100 | 1 | 1199 |  | 1 | 1199 |  | 1 | 1199
P107 | 2015 | RS2099761A | P | 2015-05-04 | STA-RITE | P6E6VS4H-209L | 100 | 1 | 1199 |  | 1 | 1199 |  | 1 | 1199
P107 | 2014 | RS2063877A | P | 2014-06-16 | STA-RITE | P6E6VS4H-209L | 100 | 1 | 1199 |  | 1 | 1199 |  | 1 | 1199
P107 | 2014 | RS2071889A | P | 2014-08-19 | STA-RITE | P6E6VS4H-209L | 100 | 1 | 1199 |  | 1 | 1199 |  | 1 | 1199
P107 | 2014 | RS2051769A | P | 2014-02-06 | STA-RITE | P6E6VS4H-209L | 100 | 1 | 1199 |  | 1 | 1199 |  | 1 | 1199
P107 | 2014 | RS6029425A | P | 2014-06-30 | STA-RITE | P6E6VS4H-209L | 100 | 1 | 1199 |  | 1 | 1199 |  | 1 | 1199
P107 | 2014 | RS2084481A | P | 2014-11-25 | STA-RITE | P6E6VS4H-209L | 100 | 1 | 1199 |  | 1 | 1199 |  | 1 | 1199
P107 | 2014 | RS2069512A | P | 2014-07-23 | STA-RITE | P6E6VS4H-209L | 100 | 1 | 1199 |  | 1 | 1199 |  | 1 | 1199
P107 | 2015 | RS2103322A | P | 2015-06-16 | STA-RITE | P6E6VS4H-209L | 100 | 1 | 1199 |  | 1 | 1199 |  | 1 | 1199
P107 | 2015 | RS2107761A | P | 2015-08-04 | STA-RITE | P6E6VS4H-209L | 100 | 1 | 1199 |  | 1 | 1199 |  | 1 | 1199
P107 | 2014 | RS2088836A | P | 2015-01-02 | STA-RITE | P6E6VS4H-209L | 100 | 1 | 1199 |  | 1 | 1199 |  | 1 | 1199
P107 | 2014 | RS2069505A | P | 2014-07-23 | STA-RITE | P6E6VS4H-209L | 100 | 1 | 1199 |  | 1 | 1199 |  | 1 | 1199
P107 | 2015 | RS2104039A | P | 2015-07-09 | STA-RITE | P6E6VS4H-209L | 100 | 1 | 1199 |  | 1 | 1199 |  | 1 | 1199
P107 | 2014 | RS2073780A | P | 2014-08-26 | STA-RITE | P6E6VS4H-209L | 100 | 1 | 1199 |  | 1 | 1199 |  | 1 | 1199
P107 | 2014 | RS2065554A | P | 2014-06-18 | STA-RITE | P6E6VS4H-209L | 100 | 1 | 1199 |  | 1 | 1199 |  | 1 | 1199
P107 | 2014 | RS2082223A | P | 2014-11-06 | STA-RITE | P6E6VS4H-209L | 100 | 1 | 1199 |  | 1 | 1199 |  | 1 | 1199
P107 | 2015 | RS2109869A | P | 2015-08-25 | STA-RITE | P6E6VS4H-209L | 100 | 1 | 1199 |  | 1 | 1199 |  | 1 | 1199
P107 | 2014 | RS2064000A | P | 2014-06-05 | STA-RITE | P6E6VS4H-209L | 100 | 1 | 1199 |  | 1 | 1199 |  | 1 | 1199
P107 | 2014 | RS2063876A | P | 2014-06-04 | STA-RITE | P6E6VS4H-209L | 100 | 1 | 1199 |  | 1 | 1199 |  | 1 | 1199
P107 | 2014 | RS2053332A | P | 2014-02-20 | STA-RITE | P6E6VS4H-209L | 100 | 1 | 1199 |  | 1 | 1199 |  | 1 | 1199
P107 | 2014 | RS2057806A | P | 2014-04-08 | STA-RITE | P6E6VS4H-209L | 100 | 1 | 1199 |  | 1 | 1199 |  | 1 | 1199
P107 | 2014 | RS2065041A | P | 2014-06-13 | STA-RITE | P6E6VS4H-209L | 100 | 1 | 1199 |  | 1 | 1199 |  | 1 | 1199
P107 | 2015 | RS2092814A | P | 2015-02-04 | STA-RITE | P6E6VS4H-209L | 100 | 1 | 1199 |  | 1 | 1199 |  | 1 | 1199
P107 | 2014 | RS2080744A | P | 2014-10-22 | STA-RITE | P6E6VS4H-209L | 100 | 1 | 1199 |  | 1 | 1199 |  | 1 | 1199
P107 | 2015 | RS2097087A | P | 2015-03-25 | STA-RITE | P6E6VS4H-209L | 100 | 1 | 1199 |  | 1 | 1199 |  | 1 | 1199
P107 | 2015 | RS2118394A | P | 2015-12-02 | STA-RITE | P6E6VS4H-209L | 100 | 1 | 1199 |  | 1 | 1199 |  | 1 | 1199
P107 | 2015 | RS2113395A | P | 2015-10-06 | STA-RITE | P6E6VS4H-209L | 100 | 1 | 1199 |  | 1 | 1199 |  | 1 | 1199
P107 | 2015 | RS2108694A | P | 2015-08-13 | STA-RITE | P6E6VS4H-209L | 100 | 1 | 1199 |  | 1 | 1199 |  | 1 | 1199
P107 | 2014 | RS2057825A | P | 2014-04-08 | STA-RITE | P6E6VS4H-209L | 100 | 1 | 1199 |  | 1 | 1199 |  | 1 | 1199
P107 | 2015 | RS2091874A | P | 2015-01-26 | STA-RITE | P6E6VS4H-209L | 100 | 1 | 1199 |  | 1 | 1199 |  | 1 | 1199
P107 | 2014 | RS2088870A | P | 2015-01-02 | STA-RITE | P6E6VS4H-209L | 100 | 1 | 1199 |  | 1 | 1199 |  | 1 | 1199
P107 | 2015 | RS2103166A | P | 2015-06-12 | STA-RITE | P6E6VS4H-209L | 100 | 1 | 1199 |  | 1 | 1199 |  | 1 | 1199
P107 | 2014 | RS2081475A | P | 2014-10-30 | STA-RITE | P6E6VS4H-209L | 100 | 1 | 1199 |  | 1 | 1199 |  | 1 | 1199
P107 | 2015 | RS2104034A | P | 2015-06-24 | STA-RITE | P6E6VS4H-209L | 100 | 1 | 1199 |  | 1 | 1199 |  | 1 | 1199
P107 | 2015 | RS2097731A | P | 2015-04-07 | STA-RITE | P6E6VS4H-209L | 100 | 1 | 1199 |  | 1 | 1199 |  | 1 | 1199
P107 | 2015 | RS2091873A | P | 2015-01-26 | STA-RITE | P6E6VS4H-209L | 100 | 1 | 1199 |  | 1 | 1199 |  | 1 | 1199
P107 | 2015 | RS2108152A | P | 2015-08-07 | STA-RITE | P6E6VS4H-209L | 100 | 1 | 1199 |  | 1 | 1199 |  | 1 | 1199
P107 | 2014 | RS2054140A | P | 2014-03-03 | STA-RITE | P6E6VS4H-209L | 100 | 1 | 1199 |  | 1 | 1199 |  | 1 | 1199
P107 | 2015 | RS2099760A | P | 2015-05-04 | STA-RITE | P6E6VS4H-209L | 100 | 1 | 1199 |  | 1 | 1199 |  | 1 | 1199
P107 | 2015 | RS2092086A | P | 2015-01-28 | STA-RITE | P6E6VS4H-209L | 100 | 1 | 1199 |  | 1 | 1199 |  | 1 | 1199
P107 | 2014 | RS2084442A | P | 2014-11-24 | STA-RITE | P6E6VS4H-209L | 100 | 1 | 1199 |  | 1 | 1199 |  | 1 | 1199
P107 | 2015 | RS2102295A | P | 2015-06-05 | STA-RITE | P6E6VS4H-209L | 100 | 1 | 1199 |  | 1 | 1199 |  | 1 | 1199
P107 | 2015 | RS2107886A | P | 2015-08-04 | STA-RITE | P6E6VS4H-209L | 100 | 1 | 1199 |  | 1 | 1199 |  | 1 | 1199
P107 | 2015 | RS2098601A | P | 2015-04-15 | STA-RITE | P6E6VS4H-209L | 100 | 1 | 1199 |  | 1 | 1199 |  | 1 | 1199
P107 | 2014 | RS2055961A | P | 2014-03-17 | STA-RITE | P6E6VS4H-209L | 100 | 1 | 1199 |  | 1 | 1199 |  | 1 | 1199
P107 | 2014 | RS2067922A | P | 2014-07-11 | STA-RITE | P6E6VS4H-209L | 200 | 2 | 1199 |  | 2 | 1199 |  | 2 | 1199
P107 | 2014 | RS2076759A | P | 2014-09-18 | STA-RITE | P6E6VS4H-209L | 100 | 1 | 1199 |  | 1 | 1199 |  | 1 | 1199
P107 | 2015 | RS2101159A | P | 2015-05-20 | STA-RITE | P6E6VS4H-209L | 100 | 1 | 1199 |  | 1 | 1199 |  | 1 | 1199
P107 | 2015 | RS2102296A | P | 2015-06-05 | STA-RITE | P6E6VS4H-209L | 100 | 1 | 1199 |  | 1 | 1199 |  | 1 | 1199
P107 | 2015 | RS2109265A | P | 2015-08-18 | STA-RITE | P6E6VS4H-209L | 100 | 1 | 1199 |  | 1 | 1199 |  | 1 | 1199
P107 | 2015 | RS2108400A | P | 2015-08-11 | STA-RITE | P6E6VS4H-209L | 100 | 1 | 1199 |  | 1 | 1199 |  | 1 | 1199
P107 | 2015 | RS2103840A | P | 2015-06-19 | STA-RITE | P6E6VS4H-209L | 100 | 1 | 1199 |  | 1 | 1199 |  | 1 | 1199
P107 | 2015 | RS2113893A | P | 2015-10-14 | STA-RITE | P6E6VS4H-209L | 100 | 1 | 1199 |  | 1 | 1199 |  | 1 | 1199
P107 | 2014 | RS2073779A | P | 2014-08-26 | STA-RITE | P6E6VS4H-209L | 100 | 1 | 1199 |  | 1 | 1199 |  | 1 | 1199
P107 | 2014 | RS2060972A | P | 2014-05-08 | STA-RITE | P6E6VS4H-209L | 100 | 1 | 1199 |  | 1 | 1199 |  | 1 | 1199
P107 | 2015 | RS2094876A | P | 2015-02-27 | STA-RITE | P6E6VS4H-209L | 100 | 1 | 1199 |  | 1 | 1199 |  | 1 | 1199
P107 | 2015 | RS2098387A | P | 2015-04-14 | STA-RITE | P6E6VS4H-209L | 100 | 1 | 1199 |  | 1 | 1199 |  | 1 | 1199
P107 | 2015 | RS2103557A | P | 2015-06-17 | STA-RITE | P6E6VS4H-209L | 100 | 1 | 1199 |  | 1 | 1199 |  | 1 | 1199
P107 | 2015 | RS2118298A | P | 2015-12-02 | STA-RITE | P6E6VS4H-209L | 100 | 1 | 1199 |  | 1 | 1199 |  | 1 | 1199
P107 | 2015 | RS2111070A | P | 2015-09-09 | STA-RITE | P6E6VS4H-209L | 100 | 1 | 1199 |  | 1 | 1199 |  | 1 | 1199
P107 | 2015 | RS2111466A | P | 2015-09-17 | STA-RITE | P6E6VS4H-209L | 100 | 1 | 1199 |  | 1 | 1199 |  | 1 | 1199
P107 | 2014 | RS2063115A | P | 2014-07-29 | STA-RITE | P6E6VS4H-209L | 100 | 1 | 1199 |  | 1 | 1199 |  | 1 | 1199
P107 | 2014 | RS2067572A | P | 2014-07-08 | STA-RITE | P6E6VS4H-209L | 100 | 1 | 1199 |  | 1 | 1199 |  | 1 | 1199
P107 | 2014 | RS2063112A | P | 2014-05-30 | STA-RITE | P6E6VS4H-209L | 100 | 1 | 1199 |  | 1 | 1199 |  | 1 | 1199
P107 | 2015 | RS2102713A | P | 2015-06-11 | STA-RITE | P6E6VS4H-209L | 100 | 1 | 1199 |  | 1 | 1199 |  | 1 | 1199
P107 | 2015 | RS2103997A | P | 2015-06-24 | STA-RITE | P6E6VS4H-209L | 100 | 1 | 1199 |  | 1 | 1199 |  | 1 | 1199
P107 | 2015 | RS2110253A | P | 2015-09-01 | STA-RITE | P6E6VS4H-209L | 100 | 1 | 1199 |  | 1 | 1199 |  | 1 | 1199
P107 | 2014 | RS2069510A | P | 2014-07-23 | STA-RITE | P6E6VS4H-209L | 100 | 1 | 1199 |  | 1 | 1199 |  | 1 | 1199
P107 | 2014 | RS2075110A | P | 2014-09-05 | STA-RITE | P6E6VS4H-209L | 100 | 1 | 1199 |  | 1 | 1199 |  | 1 | 1199
P107 | 2015 | RS2091877A | P | 2015-01-26 | STA-RITE | P6E6VS4H-209L | 100 | 1 | 1199 |  | 1 | 1199 |  | 1 | 1199
P107 | 2015 | RS2106798A | P | 2015-07-22 | STA-RITE | P6E6VS4H-209L | 100 | 1 | 1199 |  | 1 | 1199 |  | 1 | 1199
P107 | 2014 | RS2066761A | P | 2014-07-01 | STA-RITE | P6E6VS4H-209L | 100 | 1 | 1199 |  | 1 | 1199 |  | 1 | 1199
P107 | 2014 | RS2069511A | P | 2014-07-23 | STA-RITE | P6E6VS4H-209L | 100 | 1 | 1199 |  | 1 | 1199 |  | 1 | 1199
P107 | 2014 | RS2052789A | P | 2014-02-18 | STA-RITE | P6E6VS4H-209L | 100 | 1 | 1199 |  | 1 | 1199 |  | 1 | 1199
P107 | 2015 | RS2105934A | P | 2015-07-16 | STA-RITE | P6E6VS4H-209L | 100 | 1 | 1199 |  | 1 | 1199 |  | 1 | 1199
P107 | 2015 | RS2100183A | P | 2015-07-01 | STA-RITE | P6E6VS4H-209L | 100 | 1 | 1199 |  | 1 | 1199 |  | 1 | 1199
P107 | 2015 | RS2105416A | P | 2015-07-10 | STA-RITE | P6E6VS4H-209L | 100 | 1 | 1199 |  | 1 | 1199 |  | 1 | 1199
P107 | 2015 | RS2103563A | P | 2015-06-17 | STA-RITE | P6E6VS4H-209L | 100 | 1 | 1199 |  | 1 | 1199 |  | 1 | 1199
P107 | 2015 | RS2110349A | P | 2015-09-01 | STA-RITE | P6E6VS4H-209L | 100 | 1 | 1199 |  | 1 | 1199 |  | 1 | 1199
P107 | 2014 | RS2063192A | P | 2014-05-30 | STA-RITE | P6E6VS4H-209L | 100 | 1 | 1199 |  | 1 | 1199 |  | 1 | 1199
P107 | 2014 | RS2075475A | P | 2014-09-10 | STA-RITE | P6E6VS4H-209L | 100 | 1 | 1199 |  | 1 | 1199 |  | 1 | 1199
P107 | 2014 | RS2058114A | P | 2014-04-09 | STA-RITE | P6E6VS4H-209L | 100 | 1 | 1199 |  | 1 | 1199 |  | 1 | 1199
P107 | 2014 | RS2087714A | P | 2014-12-26 | STA-RITE | P6E6VS4H-209L | 100 | 1 | 1199 |  | 1 | 1199 |  | 1 | 1199
P107 | 2014 | RS2081620A | P | 2014-10-31 | STA-RITE | P6E6VS4H-209L | 100 | 1 | 1199 |  | 1 | 1199 |  | 1 | 1199
P107 | 2015 | RS2091988A | P | 2015-01-27 | STA-RITE | P6E6VS4H-209L | 100 | 1 | 1199 |  | 1 | 1199 |  | 1 | 1199
P107 | 2015 | RS2117971A | P | 2015-11-25 | STA-RITE | P6E6VS4H-209L | 100 | 1 | 1199 |  | 1 | 1199 |  | 1 | 1199
P107 | 2014 | RS2060460A | P | 2014-05-01 | STA-RITE | P6E6VS4H-209L | 100 | 1 | 1199 |  | 1 | 1199 |  | 1 | 1199
P107 | 2014 | RS2067156A | P | 2014-07-03 | STA-RITE | P6E6VS4H-209L | 100 | 1 | 1199 |  | 1 | 1199 |  | 1 | 1199
P107 | 2014 | RS2058463A | P | 2014-04-11 | STA-RITE | P6E6VS4H-209L | 100 | 1 | 1199 |  | 1 | 1199 |  | 1 | 1199
P107 | 2014 | RS2057826A | P | 2014-04-08 | STA-RITE | P6E6VS4H-209L | 100 | 1 | 1199 |  | 1 | 1199 |  | 1 | 1199
P107 | 2015 | RS2092667A | P | 2015-02-04 | STA-RITE | P6E6VS4H-209L | 100 | 1 | 1199 |  | 1 | 1199 |  | 1 | 1199
P107 | 2015 | RS2097460A | P | 2015-04-01 | STA-RITE | P6E6VS4H-209L | 100 | 1 | 1199 |  | 1 | 1199 |  | 1 | 1199
P107 | 2014 | RS2060986A | P | 2014-05-09 | STA-RITE | P6E6VS4H-209L | 100 | 1 | 1199 |  | 1 | 1199 |  | 1 | 1199
P107 | 2014 | RS2066800A | P | 2014-07-01 | STA-RITE | P6E6VS4H-209L | 100 | 1 | 1199 |  | 1 | 1199 |  | 1 | 1199
P107 | 2014 | RS2060456A | P | 2014-05-01 | STA-RITE | P6E6VS4H-209L | 100 | 1 | 1199 |  | 1 | 1199 |  | 1 | 1199
P107 | 2014 | RS2081621A | P | 2014-10-31 | STA-RITE | P6E6VS4H-209L | 100 | 1 | 1199 |  | 1 | 1199 |  | 1 | 1199
P107 | 2015 | RS2105833A | P | 2015-07-13 | STA-RITE | P6E6VS4H-209L | 100 | 1 | 1199 |  | 1 | 1199 |  | 1 | 1199
P107 | 2015 | RS2101154A | P | 2015-05-20 | STA-RITE | P6E6VS4H-209L | 100 | 1 | 1199 |  | 1 | 1199 |  | 1 | 1199
P107 | 2014 | RS2091185A | P | 2015-03-11 | STA-RITE | P6E6VS4H-209L | 100 | 1 | 1199 |  | 1 | 1199 |  | 1 | 1199
P107 | 2015 | RS2112663A | P | 2015-09-28 | STA-RITE | P6E6VS4H-209L | 100 | 1 | 1199 |  | 1 | 1199 |  | 1 | 1199
P107 | 2014 | RS2069513A | P | 2014-07-23 | STA-RITE | P6E6VS4H-209L | 100 | 1 | 1199 |  | 1 | 1199 |  | 1 | 1199
P107 | 2014 | RS2071073A | P | 2014-08-06 | STA-RITE | P6E6VS4H-209L | 100 | 1 | 1199 |  | 1 | 1199 |  | 1 | 1199
P107 | 2015 | RS2100182A | P | 2015-05-07 | STA-RITE | P6E6VS4H-209L | 100 | 1 | 1199 |  | 1 | 1199 |  | 1 | 1199
P107 | 2015 | RS2097728A | P | 2015-04-06 | STA-RITE | P6E6VS4H-209L | 100 | 1 | 1199 |  | 1 | 1199 |  | 1 | 1199
P107 | 2015 | RS2109865A | P | 2015-08-25 | STA-RITE | P6E6VS4H-209L | 100 | 1 | 1199 |  | 1 | 1199 |  | 1 | 1199
P107 | 2014 | RS2049646A | P | 2014-01-21 | STA-RITE | P6E6VS4H-209L | 100 | 1 | 1199 |  | 1 | 1199 |  | 1 | 1199
P107 | 2015 | RS2104033A | P | 2015-06-24 | STA-RITE | P6E6VS4H-209L | 100 | 1 | 1199 |  | 1 | 1199 |  | 1 | 1199
P107 | 2015 | RS2108137A | P | 2015-08-07 | STA-RITE | P6E6VS4H-209L | 100 | 1 | 1199 |  | 1 | 1199 |  | 1 | 1199
P107 | 2014 | RS2074247A | P | 2014-08-28 | STA-RITE | P6E6VS4H-209L | 100 | 1 | 1199 |  | 1 | 1199 |  | 1 | 1199
P107 | 2015 | RS2094854A | P | 2015-02-27 | STA-RITE | P6E6VS4H-209L | 100 | 1 | 1199 |  | 1 | 1199 |  | 1 | 1199
P107 | 2015 | RS2105933A | P | 2015-07-16 | STA-RITE | P6E6VS4H-209L | 100 | 1 | 1199 |  | 1 | 1199 |  | 1 | 1199
P107 | 2015 | RS2118278A | P | 2015-12-02 | STA-RITE | P6E6VS4H-209L | 100 | 1 | 1199 |  | 1 | 1199 |  | 1 | 1199
P107 | 2015 | RS2118385A | P | 2015-12-02 | STA-RITE | P6E6VS4H-209L | 100 | 1 | 1199 |  | 1 | 1199 |  | 1 | 1199
P107 | 2015 | RS2112660A | P | 2015-09-28 | STA-RITE | P6E6VS4H-209L | 100 | 1 | 1199 |  | 1 | 1199 |  | 1 | 1199
P107 | 2015 | RS2118291A | P | 2015-12-02 | STA-RITE | P6E6VS4H-209L | 100 | 1 | 1199 |  | 1 | 1199 |  | 1 | 1199
P107 | 2015 | RS2107758A | P | 2015-08-04 | STA-RITE | P6E6VS4H-209L | 100 | 1 | 1199 |  | 1 | 1199 |  | 1 | 1199
P107 | 2014 | RS2051877A | P | 2014-02-06 | STA-RITE | P6E6VS4H-209L | 100 | 1 | 1199 |  | 1 | 1199 |  | 1 | 1199
P107 | 2014 | RS2080867A | P | 2014-10-23 | STA-RITE | P6E6VS4H-209L | 100 | 1 | 1199 |  | 1 | 1199 |  | 1 | 1199
P107 | 2015 | RS2095543A | P | 2015-03-09 | STA-RITE | P6E6VS4H-209L | 100 | 1 | 1199 |  | 1 | 1199 |  | 1 | 1199
P107 | 2014 | RS2088741A | P | 2015-01-21 | STA-RITE | P6E6VS4H-209L | 100 | 1 | 1199 |  | 1 | 1199 |  | 1 | 1199
P107 | 2014 | RS2067167A | P | 2014-07-03 | STA-RITE | P6E6VS4H-209L | 100 | 1 | 1199 |  | 1 | 1199 |  | 1 | 1199
P107 | 2015 | RS2093573A | P | 2015-02-12 | STA-RITE | P6E6VS4H-209L | 100 | 1 | 1199 |  | 1 | 1199 |  | 1 | 1199
P107 | 2015 | RS2100506A | P | 2015-05-13 | STA-RITE | P6E6VS4H-209L | 100 | 1 | 1199 |  | 1 | 1199 |  | 1 | 1199
P107 | 2015 | RS2105417A | P | 2015-07-08 | STA-RITE | P6E6VS4H-209L | 100 | 1 | 1199 |  | 1 | 1199 |  | 1 | 1199
P107 | 2015 | RS2099532A | P | 2015-04-30 | STA-RITE | P6E6VS4H-209L | 100 | 1 | 1199 |  | 1 | 1199 |  | 1 | 1199
P107 | 2014 | RS2068233A | P | 2014-07-14 | STA-RITE | P6E6VS4H-209L | 100 | 1 | 1199 |  | 1 | 1199 |  | 1 | 1199
P107 | 2015 | RS2095736A | P | 2015-03-10 | STA-RITE | P6E6VS4H-209L | 100 | 1 | 1199 |  | 1 | 1199 |  | 1 | 1199
P107 | 2014 | RS2088747A | P | 2015-01-02 | STA-RITE | P6E6VS4H-209L | 100 | 1 | 1199 |  | 1 | 1199 |  | 1 | 1199
P107 | 2015 | RS2115221A | P | 2015-10-28 | STA-RITE | P6E6VS4H-209L | 100 | 1 | 1199 |  | 1 | 1199 |  | 1 | 1199
P107 | 2014 | RS2063114A | P | 2014-05-30 | STA-RITE | P6E6VS4H-209L | 100 | 1 | 1199 |  | 1 | 1199 |  | 1 | 1199
P107 | 2014 | RS2080866A | P | 2014-10-23 | STA-RITE | P6E6VS4H-209L | 100 | 1 | 1199 |  | 1 | 1199 |  | 1 | 1199
P107 | 2015 | RS2094294A | P | 2015-02-19 | STA-RITE | P6E6VS4H-209L | 100 | 1 | 1199 |  | 1 | 1199 |  | 1 | 1199
P107 | 2015 | RS2104246A | P | 2015-06-25 | STA-RITE | P6E6VS4H-209L | 100 | 1 | 1199 |  | 1 | 1199 |  | 1 | 1199
P107 | 2015 | RS2105365A | P | 2015-07-09 | STA-RITE | P6E6VS4H-209L | 100 | 1 | 1199 |  | 1 | 1199 |  | 1 | 1199
P107 | 2015 | RS2098394A | P | 2015-04-14 | STA-RITE | P6E6VS4H-209L | 100 | 1 | 1199 |  | 1 | 1199 |  | 1 | 1199
P107 | 2015 | RS2109296A | P | 2015-08-18 | STA-RITE | P6E6VS4H-209L | 100 | 1 | 1199 |  | 1 | 1199 |  | 1 | 1199
P107 | 2014 | RS2065514A | P | 2014-06-18 | STA-RITE | P6E6VS4H-209L | 100 | 1 | 1199 |  | 1 | 1199 |  | 1 | 1199
P107 | 2014 | RS2084146A | P | 2014-11-20 | STA-RITE | P6E6VS4H-209L | 100 | 1 | 1199 |  | 1 | 1199 |  | 1 | 1199
P107 | 2015 | RS2106761A | P | 2015-07-22 | STA-RITE | P6E6VS4H-209L | 100 | 1 | 1199 |  | 1 | 1199 |  | 1 | 1199
P107 | 2015 | RS2107759A | P | 2015-08-04 | STA-RITE | P6E6VS4H-209L | 100 | 1 | 1199 |  | 1 | 1199 |  | 1 | 1199
P107 | 2015 | RS2107762A | P | 2015-08-14 | STA-RITE | P6E6VS4H-209L | 100 | 1 | 1199 |  | 1 | 1199 |  | 1 | 1199
P107 | 2014 | RS2087409A | P | 2014-12-22 | STA-RITE | P6E6VS4H-209L | 100 | 1 | 1199 |  | 1 | 1199 |  | 1 | 1199
P107 | 2014 | RS2070470A | P | 2014-08-01 | STA-RITE | P6E6VS4H-209L | 100 | 1 | 1199 |  | 1 | 1199 |  | 1 | 1199
P107 | 2014 | RS2067892A | P | 2014-07-09 | STA-RITE | P6E6VS4H-209L | 100 | 1 | 1199 |  | 1 | 1199 |  | 1 | 1199
P107 | 2014 | RS2089295A | P | 2015-01-08 | STA-RITE | P6E6VS4H-209L | 100 | 1 | 1199 |  | 1 | 1199 |  | 1 | 1199
P107 | 2015 | RS2111967A | P | 2015-09-23 | STA-RITE | P6E6VS4H-209L | 100 | 1 | 1199 |  | 1 | 1199 |  | 1 | 1199
P107 | 2015 | RS2095336A | P | 2015-03-05 | STA-RITE | P6E6VS4H-209L | 100 | 1 | 1199 |  | 1 | 1199 |  | 1 | 1199
P107 | 2014 | RS2070779A | P | 2014-08-05 | STA-RITE | P6E6VS4H-209L | 100 | 1 | 1199 |  | 1 | 1199 |  | 1 | 1199
P107 | 2015 | RS2101131A | P | 2015-05-21 | STA-RITE | P6E6VS4H-209L | 100 | 1 | 1199 |  | 1 | 1199 |  | 1 | 1199
P107 | 2015 | RS2100502A | P | 2015-05-13 | STA-RITE | P6E6VS4H-209L | 100 | 1 | 1199 |  | 1 | 1199 |  | 1 | 1199
P107 | 2015 | RS2095217A | P | 2015-03-04 | STA-RITE | P6E6VS4H-209L | 100 | 1 | 1199 |  | 1 | 1199 |  | 1 | 1199
P107 | 2015 | RS2111468A | P | 2015-09-17 | STA-RITE | P6E6VS4H-209L | 100 | 1 | 1199 |  | 1 | 1199 |  | 1 | 1199
P107 | 2014 | RS2073743A | P | 2014-08-25 | STA-RITE | P6E6VS4H-209L | 100 | 1 | 1199 |  | 1 | 1199 |  | 1 | 1199
P107 | 2014 | RS2084212A | P | 2014-11-25 | STA-RITE | P6E6VS4H-209L | 100 | 1 | 1199 |  | 1 | 1199 |  | 1 | 1199
P107 | 2015 | RS2096557A | P | 2015-03-19 | STA-RITE | P6E6VS4H-209L | 100 | 1 | 1199 |  | 1 | 1199 |  | 1 | 1199
P107 | 2015 | RS2120578A | P | 2015-12-29 | STA-RITE | P6E6VS4H-209L | 100 | 1 | 1199 |  | 1 | 1199 |  | 1 | 1199
P107 | 2015 | RS2107179A | P | 2015-07-27 | STA-RITE | P6E6VS4H-209L | 100 | 1 | 1199 |  | 1 | 1199 |  | 1 | 1199
P107 | 2015 | RS2116212A | P | 2015-11-05 | STA-RITE | P6E6VS4H-209L | 100 | 1 | 1199 |  | 1 | 1199 |  | 1 | 1199
P107 | 2015 | RS2107470A | P | 2015-07-29 | STA-RITE | P6E6VS4H-209L | 100 | 1 | 1199 |  | 1 | 1199 |  | 1 | 1199
P107 | 2015 | RS2111773A | P | 2015-09-22 | STA-RITE | P6E6VS4H-209L | 100 | 1 | 1199 |  | 1 | 1199 |  | 1 | 1199
P107 | 2015 | RS2102405A | P | 2015-06-05 | STA-RITE | P6E6VS4H-209L | 100 | 1 | 1199 |  | 1 | 1199 |  | 1 | 1199
P107 | 2014 | RS2052788A | P | 2014-02-18 | STA-RITE | P6E6VS4H-209L | 100 | 1 | 1199 |  | 1 | 1199 |  | 1 | 1199
P107 | 2014 | RS2063113A | P | 2014-05-30 | STA-RITE | P6E6VS4H-209L | 100 | 1 | 1199 |  | 1 | 1199 |  | 1 | 1199
P107 | 2014 | RS2065039A | P | 2014-06-13 | STA-RITE | P6E6VS4H-209L | 100 | 1 | 1199 |  | 1 | 1199 |  | 1 | 1199
P107 | 2014 | RS2066799A | P | 2014-07-01 | STA-RITE | P6E6VS4H-209L | 100 | 1 | 1199 |  | 1 | 1199 |  | 1 | 1199
P107 | 2015 | RS2094838A | P | 2015-02-27 | STA-RITE | P6E6VS4H-209L | 100 | 1 | 1199 |  | 1 | 1199 |  | 1 | 1199
P107 | 2015 | RS2107141A | P | 2015-07-27 | STA-RITE | P6E6VS4H-209L | 100 | 1 | 1199 |  | 1 | 1199 |  | 1 | 1199
P107 | 2015 | RS2105411A | P | 2015-07-08 | STA-RITE | P6E6VS4H-209L | 100 | 1 | 1199 |  | 1 | 1199 |  | 1 | 1199
P107 | 2014 | RS2062351A | P | 2014-05-22 | STA-RITE | P6E6VS4H-209L | 100 | 1 | 1199 |  | 1 | 1199 |  | 1 | 1199
P107 | 2014 | RS2061009A | P | 2014-05-08 | STA-RITE | P6E6VS4H-209L | 100 | 1 | 1199 |  | 1 | 1199 |  | 1 | 1199
P107 | 2014 | RS2080865A | P | 2014-10-23 | STA-RITE | P6E6VS4H-209L | 100 | 1 | 1199 |  | 1 | 1199 |  | 1 | 1199
P107 | 2015 | RS2101346A | P | 2015-05-26 | STA-RITE | P6E6VS4H-209L | 100 | 1 | 1199 |  | 1 | 1199 |  | 1 | 1199
P107 | 2015 | RS2103138A | P | 2015-06-12 | STA-RITE | P6E6VS4H-209L | 100 | 1 | 1199 |  | 1 | 1199 |  | 1 | 1199
P107 | 2015 | RS2098100A | P | 2015-04-10 | STA-RITE | P6E6VS4H-209L | 100 | 1 | 1199 |  | 1 | 1199 |  | 1 | 1199
P107 | 2014 | RS2058452A | P | 2014-04-23 | STA-RITE | P6E6VS4H-209L | 100 | 1 | 1199 |  | 1 | 1199 |  | 1 | 1199
P107 | 2014 | RS2088288A | P | 2014-12-30 | STA-RITE | P6E6VS4H-209L | 100 | 1 | 1199 |  | 1 | 1199 |  | 1 | 1199
P107 | 2014 | RS2084142A | P | 2014-11-20 | STA-RITE | P6E6VS4H-209L | 100 | 1 | 1199 |  | 1 | 1199 |  | 1 | 1199
P107 | 2015 | RS2118804A | P | 2015-12-10 | STA-RITE | P6E6VS4H-209L | 100 | 1 | 1199 |  | 1 | 1199 |  | 1 | 1199
P107 | 2015 | RS2114744A | P | 2015-10-22 | STA-RITE | P6E6VS4H-209L | 100 | 1 | 1199 |  | 1 | 1199 |  | 1 | 1199
P107 | 2014 | RS2076724A | P | 2014-09-18 | STA-RITE | P6E6VS4H-209L | 100 | 1 | 1199 |  | 1 | 1199 |  | 1 | 1199
P107 | 2014 | RS2054977A | P | 2014-03-21 | STA-RITE | P6E6VS4H-209L | 100 | 1 | 1199 |  | 1 | 1199 |  | 1 | 1199
P107 | 2015 | RS2095423A | P | 2015-03-05 | STA-RITE | P6E6VS4H-209L | 100 | 1 | 1199 |  | 1 | 1199 |  | 1 | 1199
P107 | 2015 | RS2093316A | P | 2015-02-11 | STA-RITE | P6E6VS4H-209L | 100 | 1 | 1199 |  | 1 | 1199 |  | 1 | 1199
P107 | 2015 | RS2093501A | P | 2015-02-12 | STA-RITE | P6E6VS4H-209L | 100 | 1 | 1199 |  | 1 | 1199 |  | 1 | 1199
P107 | 2014 | RS2082851A | P | 2014-11-12 | STA-RITE | P6E6VS4H-209L | 100 | 1 | 1199 |  | 1 | 1199 |  | 1 | 1199
P107 | 2015 | RS2114192A | P | 2015-10-16 | STA-RITE | P6E6VS4H-209L | 100 | 1 | 1199 |  | 1 | 1199 |  | 1 | 1199
P107 | 2014 | RS2055960A | P | 2014-03-17 | STA-RITE | P6E6VS4H-209L | 100 | 1 | 1199 |  | 1 | 1199 |  | 1 | 1199
P107 | 2014 | RS2066764A | P | 2014-07-01 | STA-RITE | P6E6VS4H-209L | 100 | 1 | 1199 |  | 1 | 1199 |  | 1 | 1199
P107 | 2014 | RS2084443A | P | 2014-11-24 | STA-RITE | P6E6VS4H-209L | 100 | 1 | 1199 |  | 1 | 1199 |  | 1 | 1199
P107 | 2015 | RS2098101A | P | 2015-04-10 | STA-RITE | P6E6VS4H-209L | 100 | 1 | 1199 |  | 1 | 1199 |  | 1 | 1199
P107 | 2014 | RS2083002A | P | 2014-11-12 | STA-RITE | P6E6VS4H-209L | 100 | 1 | 1199 |  | 1 | 1199 |  | 1 | 1199
P107 | 2014 | RS2057808A | P | 2014-04-08 | STA-RITE | P6E6VS4H-209L | 100 | 1 | 1199 |  | 1 | 1199 |  | 1 | 1199
P107 | 2014 | RS2067077A | P | 2014-07-03 | STA-RITE | P6E6VS4H-209L | 100 | 1 | 1199 |  | 1 | 1199 |  | 1 | 1199
P107 | 2015 | RS2097418A | P | 2015-03-31 | STA-RITE | P6E6VS4H-209L | 100 | 1 | 1199 |  | 1 | 1199 |  | 1 | 1199
P107 | 2014 | RS2054330A | P | 2014-03-03 | STA-RITE | P6E6VS4H-209L | 100 | 1 | 1199 |  | 1 | 1199 |  | 1 | 1199
P107 | 2015 | RS2091984A | P | 2015-01-27 | STA-RITE | P6E6VS4H-209L | 100 | 1 | 1199 |  | 1 | 1199 |  | 1 | 1199
P107 | 2015 | RS2101363A | P | 2015-05-26 | STA-RITE | P6E6VS4H-209L | 100 | 1 | 1199 |  | 1 | 1199 |  | 1 | 1199
P107 | 2015 | RS2117723A | P | 2015-12-01 | STA-RITE | P6E6VS4H-209L | 100 | 1 | 1199 |  | 1 | 1199 |  | 1 | 1199
P107 | 2014 | RS2066760A | P | 2014-07-01 | STA-RITE | P6E6VS4H-209L | 100 | 1 | 1199 |  | 1 | 1199 |  | 1 | 1199
P107 | 2014 | RS2066751A | P | 2014-07-01 | STA-RITE | P6E6VS4H-209L | 100 | 1 | 1199 |  | 1 | 1199 |  | 1 | 1199
P107 | 2014 | RS2053031A | P | 2014-02-19 | STA-RITE | P6E6VS4H-209L | 100 | 1 | 1199 |  | 1 | 1199 |  | 1 | 1199
P107 | 2015 | RS2100177A | P | 2015-05-07 | STA-RITE | P6E6VS4H-209L | 100 | 1 | 1199 |  | 1 | 1199 |  | 1 | 1199
P107 | 2015 | RS2092668A | P | 2015-02-04 | STA-RITE | P6E6VS4H-209L | 100 | 1 | 1199 |  | 1 | 1199 |  | 1 | 1199
P107 | 2015 | RS2108154A | P | 2015-08-07 | STA-RITE | P6E6VS4H-209L | 100 | 1 | 1199 |  | 1 | 1199 |  | 1 | 1199
P107 | 2014 | RS2057807A | P | 2014-04-08 | STA-RITE | P6E6VS4H-209L | 100 | 1 | 1199 |  | 1 | 1199 |  | 1 | 1199
P107 | 2015 | RS2118393A | P | 2015-12-02 | STA-RITE | P6E6VS4H-209L | 100 | 1 | 1199 |  | 1 | 1199 |  | 1 | 1199
P107 | 2015 | RS2105410A | P | 2015-07-08 | STA-RITE | P6E6VS4H-209L | 100 | 1 | 1199 |  | 1 | 1199 |  | 1 | 1199
P107 | 2015 | RS2109868A | P | 2015-08-25 | STA-RITE | P6E6VS4H-209L | 100 | 1 | 1199 |  | 1 | 1199 |  | 1 | 1199
P107 | 2014 | RS2055942A | P | 2014-04-25 | STA-RITE | P6E6VS4H-209L | 100 | 1 | 1199 |  | 1 | 1199 |  | 1 | 1199
P107 | 2015 | RS2099646A | P | 2015-04-29 | STA-RITE | P6E6VS4H-209L | 100 | 1 | 1199 |  | 1 | 1199 |  | 1 | 1199
P107 | 2015 | RS2103321A | P | 2015-06-16 | STA-RITE | P6E6VS4H-209L | 100 | 1 | 1199 |  | 1 | 1199 |  | 1 | 1199
P107 | 2015 | RS2105415A | P | 2015-07-08 | STA-RITE | P6E6VS4H-209L | 100 | 1 | 1199.1 |  | 1 | 1199.1 |  | 1 | 1199.1
P107 | 2014 | RS2056137A | P | 2014-04-10 | PENTAIR | 11018 | 100 | 1 | 1199.35 |  | 1 | 1199.35 |  | 1 | 1199.35
P107 | 2015 | RS6064742A | P | 2015-07-20 | PENTAIR | 11012 | 100 | 1 | 1199.5 |  | 1 | 1199.5 |  | 1 | 1199.5
P107 | 2014 | RS2075068A | P | 2014-09-05 | PENTAIR | 11018 | 100 | 1 | 1199.54 |  | 1 | 1199.54 |  | 1 | 1199.54
P107 | 2015 | RS2104072A | P | 2015-06-24 | PENTAIR | 11018 | 100 | 1 | 1199.63 |  | 1 | 1199.63 |  | 1 | 1199.63
P107 | 2014 | RS6029501A | P | 2014-07-18 | HAYWARD | SP3400VSP | 100 | 1 | 1199.95 |  | 1 | 1199.95 |  | 1 | 1199.95
P107 | 2014 | RS6028718A | P | 2014-08-08 | HAYWARD | SP3400VSP | 100 | 1 | 1199.95 |  | 1 | 1199.95 |  | 1 | 1199.95
P107 | 2014 | RS2063883A | P | 2014-06-04 | HAYWARD | SP3200VSP | 100 | 1 | 1199.95 |  | 1 | 1199.95 |  | 1 | 1199.95
P107 | 2014 | RS2067083A | P | 2014-07-03 | HAYWARD | SP3400VSP | 100 | 1 | 1199.95 |  | 1 | 1199.95 |  | 1 | 1199.95
P107 | 2015 | RS2115709A | P | 2015-11-03 | PENTAIR | 342001 | 100 | 1 | 1199.95 |  | 1 | 1199.95 |  | 1 | 1199.95
P107 | 2014 | RS2054868A | P | 2014-04-01 | STA-RITE | P6E6VS4H-209L | 100 | 1 | 1199.95 |  | 1 | 1199.95 |  | 1 | 1199.95
P107 | 2014 | RS2075937A | P | 2014-09-11 | HAYWARD | SP3400VSP | 100 | 1 | 1199.99 |  | 1 | 1199.99 |  | 1 | 1199.99
P107 | 2014 | RS6024408B | P | 2014-05-01 | HAYWARD | SP3400VSP | 100 | 1 | 1199.99 |  | 1 | 1199.99 |  | 1 | 1199.99
P107 | 2015 | RS2098322A | P | 2015-04-13 | HAYWARD | SP3400VSP | 100 | 1 | 1199.99 |  | 1 | 1199.99 |  | 1 | 1199.99
P107 | 2014 | RS6023169A | P | 2014-04-02 | HAYWARD | SP3400VSP | 100 | 1 | 1199.99 |  | 1 | 1199.99 |  | 1 | 1199.99
P107 | 2014 | RS6021059A | P | 2014-02-28 | HAYWARD | SP3400VSP | 100 | 1 | 1199.99 |  | 1 | 1199.99 |  | 1 | 1199.99
P107 | 2015 | RS2092964A | P | 2015-02-06 | HAYWARD | SP3400VSP | 100 | 1 | 1199.99 |  | 1 | 1199.99 |  | 1 | 1199.99
P107 | 2014 | RS6049548A | P | 2015-01-15 | HAYWARD | SP3400VSP | 100 | 1 | 1199.99 |  | 1 | 1199.99 |  | 1 | 1199.99
P107 | 2014 | RS6023314A | P | 2014-04-21 | HAYWARD | SP3400VSP | 100 | 1 | 1199.99 |  | 1 | 1199.99 |  | 1 | 1199.99
P107 | 2014 | RS6034056A | P | 2014-08-15 | HAYWARD | SP3400VSP | 100 | 1 | 1199.99 |  | 1 | 1199.99 |  | 1 | 1199.99
P107 | 2014 | RS2071028A | P | 2014-08-25 | HAYWARD | SP3400VSP | 100 | 1 | 1199.99 |  | 1 | 1199.99 |  | 1 | 1199.99
P107 | 2014 | RS2082406A | P | 2014-11-06 | HAYWARD | SP3400VSP | 100 | 1 | 1199.99 |  | 1 | 1199.99 |  | 1 | 1199.99
P107 | 2014 | RS2076964A | P | 2014-09-19 | HAYWARD | SP3400VSP | 100 | 1 | 1199.99 |  | 1 | 1199.99 |  | 1 | 1199.99
P107 | 2014 | RS2077516A | P | 2014-09-24 | HAYWARD | SP3400VSP | 100 | 1 | 1199.99 |  | 1 | 1199.99 |  | 1 | 1199.99
P107 | 2014 | RS6039592A | P | 2014-10-08 | HAYWARD | SP3400VSP | 100 | 1 | 1199.99 |  | 1 | 1199.99 |  | 1 | 1199.99
P107 | 2014 | RS2061821A | P | 2014-05-16 | HAYWARD | SP3400VSP | 100 | 1 | 1199.99 |  | 1 | 1199.99 |  | 1 | 1199.99
P107 | 2014 | RS2065046A | P | 2014-06-13 | HAYWARD | SP3400VSP | 100 | 1 | 1199.99 |  | 1 | 1199.99 |  | 1 | 1199.99
P107 | 2014 | RS2068543A | P | 2014-07-15 | HAYWARD | SP3400VSP | 100 | 1 | 1199.99 |  | 1 | 1199.99 |  | 1 | 1199.99
P107 | 2014 | RS6033296A | P | 2014-08-12 | HAYWARD | SP3400VSP | 100 | 1 | 1199.99 |  | 1 | 1199.99 |  | 1 | 1199.99
P107 | 2015 | RS6066233A | P | 2015-08-17 | HAYWARD | SP3400VSP | 100 | 1 | 1199.99 |  | 1 | 1199.99 |  | 1 | 1199.99
P107 | 2015 | RS2106815A | P | 2015-07-22 | HAYWARD | SP3400VSP | 100 | 1 | 1199.99 |  | 1 | 1199.99 |  | 1 | 1199.99
P107 | 2014 | RS6035071A | P | 2014-08-28 | HAYWARD | SP3400VSP | 100 | 1 | 1199.99 |  | 1 | 1199.99 |  | 1 | 1199.99
P107 | 2014 | RS6023897A | P | 2014-04-14 | HAYWARD | SP3400VSP | 100 | 1 | 1199.99 |  | 1 | 1199.99 |  | 1 | 1199.99
P107 | 2014 | RS6018488A | P | 2014-01-22 | HAYWARD | SP3400VSPVR | 100 | 1 | 1199.99 |  | 1 | 1199.99 |  | 1 | 1199.99
P107 | 2014 | RS2070400A | P | 2014-07-31 | HAYWARD | SP3400VSP | 100 | 1 | 1199.99 |  | 1 | 1199.99 |  | 1 | 1199.99
P107 | 2014 | RS6020995A | P | 2014-02-28 | HAYWARD | SP3400VSP | 100 | 1 | 1199.99 |  | 1 | 1199.99 |  | 1 | 1199.99
P107 | 2015 | RS2095063A | P | 2015-03-04 | HAYWARD | SP3400VSP | 100 | 1 | 1199.99 |  | 1 | 1199.99 |  | 1 | 1199.99
P107 | 2014 | RS6025587A | P | 2014-05-08 | HAYWARD | SP3400VSP | 100 | 1 | 1199.99 |  | 1 | 1199.99 |  | 1 | 1199.99
P107 | 2014 | RS6020236A | P | 2014-02-19 | HAYWARD | SP3400VSP | 100 | 1 | 1199.99 |  | 1 | 1199.99 |  | 1 | 1199.99
P107 | 2014 | RS2068906A | P | 2014-07-21 | HAYWARD | SP3400VSP | 100 | 1 | 1199.99 |  | 1 | 1199.99 |  | 1 | 1199.99
P107 | 2015 | RS2098721A | P | 2015-04-16 | HAYWARD | SP3400VSP | 100 | 1 | 1199.99 |  | 1 | 1199.99 |  | 1 | 1199.99
P107 | 2015 | RS6111229A | P | 2015-09-23 | HAYWARD | SP3400VSP | 100 | 1 | 1199.99 |  | 1 | 1199.99 |  | 1 | 1199.99
P107 | 2014 | RS6024540A | P | 2014-04-23 | HAYWARD | SP3400VSP | 100 | 1 | 1199.99 |  | 1 | 1199.99 |  | 1 | 1199.99
P107 | 2014 | RS2059479A | P | 2014-04-23 | HAYWARD | SP3400VSP | 100 | 1 | 1199.99 |  | 1 | 1199.99 |  | 1 | 1199.99
P107 | 2014 | RS2058877A | P | 2014-04-16 | HAYWARD | SP3400VSP | 100 | 1 | 1199.99 |  | 1 | 1199.99 |  | 1 | 1199.99
P107 | 2014 | RS2068895A | P | 2014-07-21 | HAYWARD | SP3400VSP | 100 | 1 | 1199.99 |  | 1 | 1199.99 |  | 1 | 1199.99
P107 | 2014 | RS2083139A | P | 2014-12-03 | HAYWARD | SP3400VSP | 100 | 1 | 1199.99 |  | 1 | 1199.99 |  | 1 | 1199.99
P107 | 2014 | RS2067065A | P | 2014-07-07 | HAYWARD | SP3400VSP | 100 | 1 | 1199.99 |  | 1 | 1199.99 |  | 1 | 1199.99
P107 | 2015 | RS2101693A | P | 2015-06-05 | HAYWARD | SP3400VSP | 100 | 1 | 1199.99 |  | 1 | 1199.99 |  | 1 | 1199.99
P107 | 2015 | RS2103061A | P | 2015-06-12 | HAYWARD | SP3400VSP | 100 | 1 | 1199.99 |  | 1 | 1199.99 |  | 1 | 1199.99
P107 | 2014 | RS2089195A | P | 2015-01-08 | HAYWARD | SP3400VSP | 100 | 1 | 1199.99 |  | 1 | 1199.99 |  | 1 | 1199.99
P107 | 2015 | RS2092306A | P | 2015-01-30 | HAYWARD | SP3400VSP | 100 | 1 | 1199.99 |  | 1 | 1199.99 |  | 1 | 1199.99
P107 | 2014 | RS6022602A | P | 2014-03-25 | HAYWARD | SP3400VSP | 100 | 1 | 1199.99 |  | 1 | 1199.99 |  | 1 | 1199.99
P107 | 2014 | RS6041661A | P | 2014-10-31 | HAYWARD | SP3400VSP | 100 | 1 | 1199.99 |  | 1 | 1199.99 |  | 1 | 1199.99
P107 | 2014 | RS6042872A | P | 2014-12-03 | PENTAIR | 11018 | 100 | 1 | 1199.99 |  | 1 | 1199.99 |  | 1 | 1199.99
P107 | 2015 | RS6051433A | P | 2015-01-22 | PENTAIR | 11018 | 100 | 1 | 1199.99 |  | 1 | 1199.99 |  | 1 | 1199.99
P107 | 2014 | RS6030675A | P | 2014-07-16 | PENTAIR | 11018 | 100 | 1 | 1199.99 |  | 1 | 1199.99 |  | 1 | 1199.99
P107 | 2014 | RS2087012A | P | 2014-12-18 | PENTAIR | 11018 | 100 | 1 | 1199.99 |  | 1 | 1199.99 |  | 1 | 1199.99
P107 | 2014 | RS6034042A | P | 2014-08-15 | PENTAIR | 11018 | 100 | 1 | 1199.99 |  | 1 | 1199.99 |  | 1 | 1199.99
P107 | 2014 | RS6035347A | P | 2014-09-02 | PENTAIR | 11018 | 100 | 1 | 1199.99 |  | 1 | 1199.99 |  | 1 | 1199.99
P107 | 2014 | RS6038832A | P | 2014-09-30 | PENTAIR | 11018 | 100 | 1 | 1199.99 |  | 1 | 1199.99 |  | 1 | 1199.99
P107 | 2014 | RS2055162A | P | 2014-03-12 | PENTAIR | 11018 | 100 | 1 | 1199.99 |  | 1 | 1199.99 |  | 1 | 1199.99
P107 | 2015 | RS2089923A | P | 2015-01-12 | PENTAIR | 11018 | 100 | 1 | 1199.99 |  | 1 | 1199.99 |  | 1 | 1199.99
P107 | 2014 | RS2071077A | P | 2014-08-06 | PENTAIR | 11018 | 100 | 1 | 1199.99 |  | 1 | 1199.99 |  | 1 | 1199.99
P107 | 2014 | RS2079972A | P | 2014-11-07 | PENTAIR | 11018 | 100 | 1 | 1199.99 |  | 1 | 1199.99 |  | 1 | 1199.99
P107 | 2015 | RS2107876A | P | 2015-08-04 | PENTAIR | 11018 | 100 | 1 | 1199.99 |  | 1 | 1199.99 |  | 1 | 1199.99
P107 | 2015 | RS2098554A | P | 2015-04-15 | PENTAIR | 11018 | 100 | 1 | 1199.99 |  | 1 | 1199.99 |  | 1 | 1199.99
P107 | 2014 | RS6036856A | P | 2014-09-15 | PENTAIR | 11018 | 100 | 1 | 1199.99 |  | 1 | 1199.99 |  | 1 | 1199.99
P107 | 2014 | RS2066561A | P | 2014-08-01 | PENTAIR | 11018 | 100 | 1 | 1199.99 |  | 1 | 1199.99 |  | 1 | 1199.99
P107 | 2014 | RS6034383A | P | 2014-08-21 | PENTAIR | 11018 | 100 | 1 | 1199.99 |  | 1 | 1199.99 |  | 1 | 1199.99
P107 | 2015 | RS2101909A | P | 2015-05-28 | PENTAIR | 11018 | 100 | 1 | 1199.99 |  | 1 | 1199.99 |  | 1 | 1199.99
P107 | 2015 | RS2100875A | P | 2015-05-18 | PENTAIR | 11018 | 100 | 1 | 1199.99 |  | 1 | 1199.99 |  | 1 | 1199.99
P107 | 2015 | RS2098623A | P | 2015-04-15 | PENTAIR | 11018 | 100 | 1 | 1199.99 |  | 1 | 1199.99 |  | 1 | 1199.99
P107 | 2014 | RS6039431A | P | 2014-10-07 | PENTAIR | 11018 | 100 | 1 | 1199.99 |  | 1 | 1199.99 |  | 1 | 1199.99
P107 | 2015 | RS6060806A | P | 2015-06-02 | PENTAIR | 11018 | 100 | 1 | 1199.99 |  | 1 | 1199.99 |  | 1 | 1199.99
P107 | 2015 | RS6054034A | P | 2015-02-24 | PENTAIR | 11018 | 100 | 1 | 1199.99 |  | 1 | 1199.99 |  | 1 | 1199.99
P107 | 2015 | RS2107315A | P | 2015-07-28 | PENTAIR | 11018 | 100 | 1 | 1199.99 |  | 1 | 1199.99 |  | 1 | 1199.99
P107 | 2014 | RS2053685A | P | 2014-02-24 | PENTAIR | 11018 | 100 | 1 | 1199.99 |  | 1 | 1199.99 |  | 1 | 1199.99
P107 | 2014 | RS2061588A | P | 2014-05-29 | PENTAIR | 11018 | 100 | 1 | 1199.99 |  | 1 | 1199.99 |  | 1 | 1199.99
P107 | 2014 | RS6034090A | P | 2014-08-19 | PENTAIR | 11018 | 100 | 1 | 1199.99 |  | 1 | 1199.99 |  | 1 | 1199.99
P107 | 2014 | RS6025709A | P | 2014-05-12 | PENTAIR | 11018 | 100 | 1 | 1199.99 |  | 1 | 1199.99 |  | 1 | 1199.99
P107 | 2014 | RS6021186A | P | 2014-03-04 | PENTAIR | 11018 | 100 | 1 | 1199.99 |  | 1 | 1199.99 |  | 1 | 1199.99
P107 | 2014 | RS6048243A | P | 2014-12-30 | PENTAIR | 11018 | 100 | 1 | 1199.99 |  | 1 | 1199.99 |  | 1 | 1199.99
P107 | 2015 | RS2100494A | P | 2015-05-13 | PENTAIR | 11018 | 100 | 1 | 1199.99 |  | 1 | 1199.99 |  | 1 | 1199.99
P107 | 2014 | RS6029647A | P | 2014-07-02 | PENTAIR | 11018 | 100 | 1 | 1199.99 |  | 1 | 1199.99 |  | 1 | 1199.99
P107 | 2014 | RS2061393A | P | 2014-05-29 | PENTAIR | 11018 | 100 | 1 | 1199.99 |  | 1 | 1199.99 |  | 1 | 1199.99
P107 | 2014 | RS2065055A | P | 2014-06-13 | PENTAIR | 11018 | 100 | 1 | 1199.99 |  | 1 | 1199.99 |  | 1 | 1199.99
P107 | 2014 | RS2073605A | P | 2014-08-25 | PENTAIR | 11018 | 100 | 1 | 1199.99 |  | 1 | 1199.99 |  | 1 | 1199.99
P107 | 2014 | RS6049160A | P | 2015-01-08 | PENTAIR | 11018 | 100 | 1 | 1199.99 |  | 1 | 1199.99 |  | 1 | 1199.99
P107 | 2015 | RS2097954A | P | 2015-04-10 | PENTAIR | 11018 | 100 | 1 | 1199.99 |  | 1 | 1199.99 |  | 1 | 1199.99
P107 | 2015 | RS2094295A | P | 2015-02-19 | PENTAIR | 11018 | 100 | 1 | 1199.99 |  | 1 | 1199.99 |  | 1 | 1199.99
P107 | 2015 | RS6053526A | P | 2015-02-17 | PENTAIR | 11018 | 100 | 1 | 1199.99 |  | 1 | 1199.99 |  | 1 | 1199.99
P107 | 2014 | RS6032850A | P | 2014-08-06 | PENTAIR | 11018 | 100 | 1 | 1199.99 |  | 1 | 1199.99 |  | 1 | 1199.99
P107 | 2014 | RS2057487A | P | 2014-03-31 | PENTAIR | 11018 | 100 | 1 | 1199.99 |  | 1 | 1199.99 |  | 1 | 1199.99
P107 | 2014 | RS2080954A | P | 2014-10-24 | PENTAIR | 11018 | 100 | 1 | 1199.99 |  | 1 | 1199.99 |  | 1 | 1199.99
P107 | 2014 | RS6039068A | P | 2014-10-02 | PENTAIR | 11018 | 100 | 1 | 1199.99 |  | 1 | 1199.99 |  | 1 | 1199.99
P107 | 2015 | RS6054102A | P | 2015-02-25 | PENTAIR | 11018 | 100 | 1 | 1199.99 |  | 1 | 1199.99 |  | 1 | 1199.99
P107 | 2015 | RS6056204A | P | 2015-03-27 | PENTAIR | 11018 | 100 | 1 | 1199.99 |  | 1 | 1199.99 |  | 1 | 1199.99
P107 | 2014 | RS2082697A | P | 2014-11-11 | PENTAIR | 11018 | 100 | 1 | 1199.99 |  | 1 | 1199.99 |  | 1 | 1199.99
P107 | 2014 | RS2072181A | P | 2014-08-28 | PENTAIR | 11018 | 100 | 1 | 1199.99 |  | 1 | 1199.99 |  | 1 | 1199.99
P107 | 2014 | RS6037795A | P | 2014-09-22 | PENTAIR | 11018 | 100 | 1 | 1199.99 |  | 1 | 1199.99 |  | 1 | 1199.99
P107 | 2014 | RS6021182A | P | 2014-03-04 | PENTAIR | 11018 | 100 | 1 | 1199.99 |  | 1 | 1199.99 |  | 1 | 1199.99
P107 | 2014 | RS6028214A | P | 2014-06-12 | PENTAIR | 11018 | 100 | 1 | 1199.99 |  | 1 | 1199.99 |  | 1 | 1199.99
P107 | 2015 | RS2104903A | P | 2015-07-02 | PENTAIR | 11018 | 100 | 1 | 1199.99 |  | 1 | 1199.99 |  | 1 | 1199.99
P107 | 2015 | RS6093959A | P | 2015-03-04 | PENTAIR | 11018 | 100 | 1 | 1199.99 |  | 1 | 1199.99 |  | 1 | 1199.99
P107 | 2014 | RS6031472A | P | 2014-07-24 | PENTAIR | 11018 | 100 | 1 | 1199.99 |  | 1 | 1199.99 |  | 1 | 1199.99
P107 | 2014 | RS2069898A | P | 2014-07-28 | PENTAIR | 11018 | 100 | 1 | 1199.99 |  | 1 | 1199.99 |  | 1 | 1199.99
P107 | 2015 | RS2108718A | P | 2015-08-13 | PENTAIR | 11018 | 100 | 1 | 1199.99 |  | 1 | 1199.99 |  | 1 | 1199.99
P107 | 2015 | RS2114934A | P | 2015-10-26 | PENTAIR | 11018 | 100 | 1 | 1199.99 |  | 1 | 1199.99 |  | 1 | 1199.99
P107 | 2014 | RS2066027A | P | 2014-06-25 | PENTAIR | 11018 | 100 | 1 | 1199.99 |  | 1 | 1199.99 |  | 1 | 1199.99
P107 | 2014 | RS2071048A | P | 2014-08-06 | PENTAIR | 11018 | 100 | 1 | 1199.99 |  | 1 | 1199.99 |  | 1 | 1199.99
P107 | 2014 | RS2064039A | P | 2014-06-06 | PENTAIR | 11018 | 100 | 1 | 1199.99 |  | 1 | 1199.99 |  | 1 | 1199.99
P107 | 2014 | RS2070162A | P | 2014-08-14 | PENTAIR | 11018 | 100 | 1 | 1199.99 |  | 1 | 1199.99 |  | 1 | 1199.99
P107 | 2014 | RS2085349A | P | 2014-12-05 | PENTAIR | 11018 | 100 | 1 | 1199.99 |  | 1 | 1199.99 |  | 1 | 1199.99
P107 | 2014 | RS6048855A | P | 2015-01-05 | PENTAIR | 11018 | 100 | 1 | 1199.99 |  | 1 | 1199.99 |  | 1 | 1199.99
P107 | 2014 | RS6021445A | P | 2014-03-18 | PENTAIR | 11018 | 100 | 1 | 1199.99 |  | 1 | 1199.99 |  | 1 | 1199.99
P107 | 2014 | RS6043802A | P | 2014-11-24 | PENTAIR | 11018 | 100 | 1 | 1199.99 |  | 1 | 1199.99 |  | 1 | 1199.99
P107 | 2014 | RS2081323A | P | 2014-10-29 | PENTAIR | 11018 | 100 | 1 | 1199.99 |  | 1 | 1199.99 |  | 1 | 1199.99
P107 | 2014 | RS2082757A | P | 2014-11-11 | PENTAIR | 11018 | 100 | 1 | 1199.99 |  | 1 | 1199.99 |  | 1 | 1199.99
P107 | 2015 | RS6062091A | P | 2015-07-07 | PENTAIR | 11018 | 100 | 1 | 1199.99 |  | 1 | 1199.99 |  | 1 | 1199.99
P107 | 2014 | RS6019228A | P | 2014-01-30 | PENTAIR | 11018 | 100 | 1 | 1199.99 |  | 1 | 1199.99 |  | 1 | 1199.99
P107 | 2014 | RS6047728A | P | 2014-12-26 | PENTAIR | 11018 | 100 | 1 | 1199.99 |  | 1 | 1199.99 |  | 1 | 1199.99
P107 | 2014 | RS6047977A | P | 2014-12-26 | PENTAIR | 11018 | 100 | 1 | 1199.99 |  | 1 | 1199.99 |  | 1 | 1199.99
P107 | 2014 | RS2084151A | P | 2014-11-21 | PENTAIR | 11018 | 100 | 1 | 1199.99 |  | 1 | 1199.99 |  | 1 | 1199.99
P107 | 2015 | RS6067452A | P | 2015-08-24 | PENTAIR | 11018 | 100 | 1 | 1199.99 |  | 1 | 1199.99 |  | 1 | 1199.99
P107 | 2014 | RS2070775A | P | 2014-08-05 | PENTAIR | 11018 | 100 | 1 | 1199.99 |  | 1 | 1199.99 |  | 1 | 1199.99
P107 | 2015 | RS2092172A | P | 2015-01-29 | PENTAIR | 11018 | 100 | 1 | 1199.99 |  | 1 | 1199.99 |  | 1 | 1199.99
P107 | 2015 | RS6053852A | P | 2015-02-19 | PENTAIR | 11018 | 100 | 1 | 1199.99 |  | 1 | 1199.99 |  | 1 | 1199.99
P107 | 2015 | RS6057509A | P | 2015-04-14 | PENTAIR | 11018 | 100 | 1 | 1199.99 |  | 1 | 1199.99 |  | 1 | 1199.99
P107 | 2014 | RS6025712A | P | 2014-05-12 | PENTAIR | 11018 | 100 | 1 | 1199.99 |  | 1 | 1199.99 |  | 1 | 1199.99
P107 | 2014 | RS2066021A | P | 2014-06-25 | PENTAIR | 11018 | 100 | 1 | 1199.99 |  | 1 | 1199.99 |  | 1 | 1199.99
P107 | 2014 | RS2077650A | P | 2014-09-24 | PENTAIR | 11018 | 100 | 1 | 1199.99 |  | 1 | 1199.99 |  | 1 | 1199.99
P107 | 2015 | RS6054586A | P | 2015-03-04 | PENTAIR | 11018 | 100 | 1 | 1199.99 |  | 1 | 1199.99 |  | 1 | 1199.99
P107 | 2014 | RS2072058A | P | 2014-08-13 | PENTAIR | 11018 | 100 | 1 | 1199.99 |  | 1 | 1199.99 |  | 1 | 1199.99
P107 | 2014 | RS6087233A | P | 2014-12-22 | PENTAIR | 11018 | 100 | 1 | 1199.99 |  | 1 | 1199.99 |  | 1 | 1199.99
P107 | 2015 | RS6066418A | P | 2015-08-10 | PENTAIR | 11018 | 100 | 1 | 1199.99 |  | 1 | 1199.99 |  | 1 | 1199.99
P107 | 2014 | RS2070221A | P | 2014-07-29 | PENTAIR | 11018 | 100 | 1 | 1199.99 |  | 1 | 1199.99 |  | 1 | 1199.99
P107 | 2014 | RS6026109A | P | 2014-05-16 | PENTAIR | 11018 | 100 | 1 | 1199.99 |  | 1 | 1199.99 |  | 1 | 1199.99
P107 | 2014 | RS6047903A | P | 2014-12-30 | PENTAIR | 11018 | 100 | 1 | 1199.99 |  | 1 | 1199.99 |  | 1 | 1199.99
P107 | 2015 | RS2104013A | P | 2015-06-24 | PENTAIR | 11018 | 100 | 1 | 1199.99 |  | 1 | 1199.99 |  | 1 | 1199.99
P107 | 2014 | RS2086327A | P | 2014-12-12 | PENTAIR | 11018 | 100 | 1 | 1199.99 |  | 1 | 1199.99 |  | 1 | 1199.99
P107 | 2015 | RS2100031A | P | 2015-05-06 | PENTAIR | 11018 | 100 | 1 | 1199.99 |  | 1 | 1199.99 |  | 1 | 1199.99
P107 | 2015 | RS6059586A | P | 2015-05-14 | PENTAIR | 11018 | 100 | 1 | 1199.99 |  | 1 | 1199.99 |  | 1 | 1199.99
P107 | 2014 | RS6033659A | P | 2014-08-14 | PENTAIR | 11018 | 100 | 1 | 1199.99 |  | 1 | 1199.99 |  | 1 | 1199.99
P107 | 2014 | RS6028594A | P | 2014-06-18 | PENTAIR | 11018 | 100 | 1 | 1199.99 |  | 1 | 1199.99 |  | 1 | 1199.99
P107 | 2014 | RS6040336A | P | 2014-10-17 | PENTAIR | 11018 | 100 | 1 | 1199.99 |  | 1 | 1199.99 |  | 1 | 1199.99
P107 | 2015 | RS6056600A | P | 2015-04-01 | PENTAIR | 11018 | 100 | 1 | 1199.99 |  | 1 | 1199.99 |  | 1 | 1199.99
P107 | 2015 | RS6060926A | P | 2015-06-04 | PENTAIR | 11018 | 100 | 1 | 1199.99 |  | 1 | 1199.99 |  | 1 | 1199.99
P107 | 2015 | RS2097507A | P | 2015-04-30 | PENTAIR | 11018 | 100 | 1 | 1199.99 |  | 1 | 1199.99 |  | 1 | 1199.99
P107 | 2015 | RS6062859A | P | 2015-06-26 | PENTAIR | 11018 | 100 | 1 | 1199.99 |  | 1 | 1199.99 |  | 1 | 1199.99
P107 | 2014 | RS2079450A | P | 2014-10-08 | PENTAIR | 11018 | 100 | 1 | 1199.99 |  | 1 | 1199.99 |  | 1 | 1199.99
P107 | 2014 | RS6029028A | P | 2014-06-25 | PENTAIR | 11018 | 100 | 1 | 1199.99 |  | 1 | 1199.99 |  | 1 | 1199.99
P107 | 2014 | RS2075605A | P | 2014-09-10 | PENTAIR | 11018 | 100 | 1 | 1199.99 |  | 1 | 1199.99 |  | 1 | 1199.99
P107 | 2015 | RS6059782A | P | 2015-05-18 | PENTAIR | 11018 | 100 | 1 | 1199.99 |  | 1 | 1199.99 |  | 1 | 1199.99
P107 | 2015 | RS6050076A | P | 2015-01-09 | PENTAIR | 11018 | 100 | 1 | 1199.99 |  | 1 | 1199.99 |  | 1 | 1199.99
P107 | 2015 | RS2107180A | P | 2015-07-27 | PENTAIR | 11018 | 100 | 1 | 1199.99 |  | 1 | 1199.99 |  | 1 | 1199.99
P107 | 2015 | RS2097508A | P | 2015-08-11 | PENTAIR | 11018 | 100 | 1 | 1199.99 |  | 1 | 1199.99 |  | 1 | 1199.99
P107 | 2015 | RS6063781A | P | 2015-07-09 | PENTAIR | 11018 | 100 | 1 | 1199.99 |  | 1 | 1199.99 |  | 1 | 1199.99
P107 | 2014 | RS6024915A | P | 2014-04-28 | PENTAIR | 11018 | 100 | 1 | 1199.99 |  | 1 | 1199.99 |  | 1 | 1199.99
P107 | 2014 | RS2057805A | P | 2014-04-08 | PENTAIR | 11018 | 100 | 1 | 1199.99 |  | 1 | 1199.99 |  | 1 | 1199.99
P107 | 2015 | RS6057117A | P | 2015-04-10 | PENTAIR | 11018 | 100 | 1 | 1199.99 |  | 1 | 1199.99 |  | 1 | 1199.99
P107 | 2014 | RS6032055A | P | 2014-07-29 | PENTAIR | 11018 | 100 | 1 | 1199.99 |  | 1 | 1199.99 |  | 1 | 1199.99
P107 | 2015 | RS2098328A | P | 2015-05-07 | PENTAIR | 11018 | 100 | 1 | 1199.99 |  | 1 | 1199.99 |  | 1 | 1199.99
P107 | 2015 | RS6057330A | P | 2015-04-10 | PENTAIR | 11018 | 100 | 1 | 1199.99 |  | 1 | 1199.99 |  | 1 | 1199.99
P107 | 2015 | RS6054821A | P | 2015-03-09 | PENTAIR | 11018 | 100 | 1 | 1199.99 |  | 1 | 1199.99 |  | 1 | 1199.99
P107 | 2015 | RS2104030A | P | 2015-06-24 | PENTAIR | 11018 | 100 | 1 | 1199.99 |  | 1 | 1199.99 |  | 1 | 1199.99
P107 | 2015 | RS2091353A | P | 2015-01-21 | PENTAIR | 11018 | 100 | 1 | 1199.99 |  | 1 | 1199.99 |  | 1 | 1199.99
P107 | 2014 | RS2066749A | P | 2014-07-07 | PENTAIR | 11018 | 100 | 1 | 1199.99 |  | 1 | 1199.99 |  | 1 | 1199.99
P107 | 2014 | RS2065526A | P | 2014-06-30 | PENTAIR | 11018 | 100 | 1 | 1199.99 |  | 1 | 1199.99 |  | 1 | 1199.99
P107 | 2014 | RS2076348A | P | 2014-09-16 | PENTAIR | 11018 | 100 | 1 | 1199.99 |  | 1 | 1199.99 |  | 1 | 1199.99
P107 | 2014 | RS2061373A | P | 2014-05-12 | PENTAIR | 11018 | 100 | 1 | 1199.99 |  | 1 | 1199.99 |  | 1 | 1199.99
P107 | 2014 | RS2064235A | P | 2014-06-13 | PENTAIR | 11018 | 100 | 1 | 1199.99 |  | 1 | 1199.99 |  | 1 | 1199.99
P107 | 2015 | RS6055957A | P | 2015-03-23 | PENTAIR | 11018 | 100 | 1 | 1199.99 |  | 1 | 1199.99 |  | 1 | 1199.99
P107 | 2015 | RS2117903A | P | 2015-11-25 | PENTAIR | 11018 | 100 | 1 | 1199.99 |  | 1 | 1199.99 |  | 1 | 1199.99
P107 | 2014 | RS6026685A | P | 2014-05-30 | PENTAIR | 11018 | 100 | 1 | 1199.99 |  | 1 | 1199.99 |  | 1 | 1199.99
P107 | 2014 | RS2075829A | P | 2014-09-11 | PENTAIR | 11018 | 100 | 1 | 1199.99 |  | 1 | 1199.99 |  | 1 | 1199.99
P107 | 2014 | RS2085536A | P | 2015-01-02 | PENTAIR | 11018 | 100 | 1 | 1199.99 |  | 1 | 1199.99 |  | 1 | 1199.99
P107 | 2015 | RS6059092A | P | 2015-05-07 | PENTAIR | 11018 | 100 | 1 | 1199.99 |  | 1 | 1199.99 |  | 1 | 1199.99
P107 | 2014 | RS6043586A | P | 2014-11-19 | PENTAIR | 11018 | 100 | 1 | 1199.99 |  | 1 | 1199.99 |  | 1 | 1199.99
P107 | 2014 | RS2086209A | P | 2015-01-02 | PENTAIR | 11018 | 100 | 1 | 1199.99 |  | 1 | 1199.99 |  | 1 | 1199.99
P107 | 2015 | RS2095009A | P | 2015-03-03 | PENTAIR | 11018 | 100 | 1 | 1199.99 |  | 1 | 1199.99 |  | 1 | 1199.99
P107 | 2015 | RS6054711A | P | 2015-03-05 | PENTAIR | 11018 | 100 | 1 | 1199.99 |  | 1 | 1199.99 |  | 1 | 1199.99
P107 | 2014 | RS2081731A | P | 2014-11-04 | PENTAIR | 11018 | 100 | 1 | 1199.99 |  | 1 | 1199.99 |  | 1 | 1199.99
P107 | 2015 | RS6069408A | P | 2015-09-28 | PENTAIR | 11018 | 100 | 1 | 1199.99 |  | 1 | 1199.99 |  | 1 | 1199.99
P107 | 2014 | RS6029956A | P | 2014-07-08 | PENTAIR | 11018 | 100 | 1 | 1199.99 |  | 1 | 1199.99 |  | 1 | 1199.99
P107 | 2014 | RS2058127A | P | 2014-05-29 | PENTAIR | 11018 | 100 | 1 | 1199.99 |  | 1 | 1199.99 |  | 1 | 1199.99
P107 | 2015 | RS6065244A | P | 2015-08-10 | PENTAIR | 11018 | 100 | 1 | 1199.99 |  | 1 | 1199.99 |  | 1 | 1199.99
P107 | 2015 | RS6063753A | P | 2015-07-07 | PENTAIR | 11018 | 100 | 1 | 1199.99 |  | 1 | 1199.99 |  | 1 | 1199.99
P107 | 2015 | RS2105085A | P | 2015-07-08 | PENTAIR | 11018 | 100 | 1 | 1199.99 |  | 1 | 1199.99 |  | 1 | 1199.99
P107 | 2015 | RS6055841A | P | 2015-03-23 | PENTAIR | 11018 | 100 | 1 | 1199.99 |  | 1 | 1199.99 |  | 1 | 1199.99
P107 | 2015 | RS2090831A | P | 2015-01-15 | PENTAIR | 11018 | 100 | 1 | 1199.99 |  | 1 | 1199.99 |  | 1 | 1199.99
P107 | 2014 | RS2074552A | P | 2014-08-29 | PENTAIR | 11018 | 100 | 1 | 1199.99 |  | 1 | 1199.99 |  | 1 | 1199.99
P107 | 2014 | RS2083300A | P | 2014-11-13 | PENTAIR | 11018 | 100 | 1 | 1199.99 |  | 1 | 1199.99 |  | 1 | 1199.99
P107 | 2015 | RS2098375A | P | 2015-04-14 | PENTAIR | 11018 | 100 | 1 | 1199.99 |  | 1 | 1199.99 |  | 1 | 1199.99
P107 | 2015 | RS6061575A | P | 2015-06-09 | PENTAIR | 11018 | 100 | 1 | 1199.99 |  | 1 | 1199.99 |  | 1 | 1199.99
P107 | 2015 | RS2106846A | P | 2015-07-22 | PENTAIR | 11018 | 100 | 1 | 1199.99 |  | 1 | 1199.99 |  | 1 | 1199.99
P107 | 2014 | RS6024021A | P | 2014-04-16 | PENTAIR | 11018 | 100 | 1 | 1199.99 |  | 1 | 1199.99 |  | 1 | 1199.99
P107 | 2015 | RS2091253A | P | 2015-01-19 | PENTAIR | 11018 | 100 | 1 | 1199.99 |  | 1 | 1199.99 |  | 1 | 1199.99
P107 | 2014 | RS6019043A | P | 2014-01-28 | PENTAIR | 11018 | 100 | 1 | 1199.99 |  | 1 | 1199.99 |  | 1 | 1199.99
P107 | 2014 | RS2058013A | P | 2014-04-08 | PENTAIR | 11018 | 100 | 1 | 1199.99 |  | 1 | 1199.99 |  | 1 | 1199.99
P107 | 2014 | RS2089133A | P | 2015-01-05 | PENTAIR | 11018 | 100 | 1 | 1199.99 |  | 1 | 1199.99 |  | 1 | 1199.99
P107 | 2014 | RS2080999A | P | 2014-10-27 | PENTAIR | 11018 | 100 | 1 | 1199.99 |  | 1 | 1199.99 |  | 1 | 1199.99
P107 | 2015 | RS6058598A | P | 2015-04-29 | PENTAIR | 11018 | 100 | 1 | 1199.99 |  | 1 | 1199.99 |  | 1 | 1199.99
P107 | 2014 | RS2086869A | P | 2014-12-17 | PENTAIR | 11018 | 100 | 1 | 1199.99 |  | 1 | 1199.99 |  | 1 | 1199.99
P107 | 2014 | RS2076049A | P | 2014-09-30 | PENTAIR | 11018 | 100 | 1 | 1199.99 |  | 1 | 1199.99 |  | 1 | 1199.99
P107 | 2014 | RS2061970A | P | 2014-05-16 | PENTAIR | 11018 | 100 | 1 | 1199.99 |  | 1 | 1199.99 |  | 1 | 1199.99
P107 | 2014 | RS2054844A | P | 2014-03-06 | PENTAIR | 11018 | 100 | 1 | 1199.99 |  | 1 | 1199.99 |  | 1 | 1199.99
P107 | 2014 | RS6027479A | P | 2014-06-04 | PENTAIR | 11018 | 100 | 1 | 1199.99 |  | 1 | 1199.99 |  | 1 | 1199.99
P107 | 2015 | RS2099263A | P | 2015-04-27 | PENTAIR | 11018 | 100 | 1 | 1199.99 |  | 1 | 1199.99 |  | 1 | 1199.99
P107 | 2014 | RS2051050A | P | 2014-01-31 | PENTAIR | 11018 | 100 | 1 | 1199.99 |  | 1 | 1199.99 |  | 1 | 1199.99
P107 | 2014 | RS2072044A | P | 2014-08-13 | PENTAIR | 11018 | 100 | 1 | 1199.99 |  | 1 | 1199.99 |  | 1 | 1199.99
P107 | 2014 | RS2071217A | P | 2014-08-07 | PENTAIR | 11018 | 100 | 1 | 1199.99 |  | 1 | 1199.99 |  | 1 | 1199.99
P107 | 2014 | RS2083712A | P | 2014-11-19 | PENTAIR | 11018 | 100 | 1 | 1199.99 |  | 1 | 1199.99 |  | 1 | 1199.99
P107 | 2015 | RS2105328A | P | 2015-07-08 | PENTAIR | 11018 | 100 | 1 | 1199.99 |  | 1 | 1199.99 |  | 1 | 1199.99
P107 | 2014 | RS6026363A | P | 2014-05-22 | PENTAIR | 11018 | 100 | 1 | 1199.99 |  | 1 | 1199.99 |  | 1 | 1199.99
P107 | 2014 | RS2062264A | P | 2014-05-22 | PENTAIR | 11018 | 100 | 1 | 1199.99 |  | 1 | 1199.99 |  | 1 | 1199.99
P107 | 2015 | RS2100348A | P | 2015-05-11 | PENTAIR | 11018 | 100 | 1 | 1199.99 |  | 1 | 1199.99 |  | 1 | 1199.99
P107 | 2015 | RS6057243A | P | 2015-04-10 | PENTAIR | 11018 | 100 | 1 | 1199.99 |  | 1 | 1199.99 |  | 1 | 1199.99
P107 | 2015 | RS2112562A | P | 2015-10-19 | PENTAIR | 11018 | 100 | 1 | 1199.99 |  | 1 | 1199.99 |  | 1 | 1199.99
P107 | 2015 | RS2108833A | P | 2015-08-14 | PENTAIR | 11018 | 100 | 1 | 1199.99 |  | 1 | 1199.99 |  | 1 | 1199.99
P107 | 2015 | RS2116823A | P | 2015-11-13 | PENTAIR | 11018 | 100 | 1 | 1199.99 |  | 1 | 1199.99 |  | 1 | 1199.99
P107 | 2014 | RS6024584A | P | 2014-04-23 | PENTAIR | 11018 | 100 | 1 | 1199.99 |  | 1 | 1199.99 |  | 1 | 1199.99
P107 | 2014 | RS2062538A | P | 2014-05-30 | PENTAIR | 11018 | 100 | 1 | 1199.99 |  | 1 | 1199.99 |  | 1 | 1199.99
P107 | 2015 | RS2101282A | P | 2015-05-26 | PENTAIR | 11018 | 100 | 1 | 1199.99 |  | 1 | 1199.99 |  | 1 | 1199.99
P107 | 2015 | RS2092517B | P | 2015-02-03 | PENTAIR | 11018 | 100 | 1 | 1199.99 |  | 1 | 1199.99 |  | 1 | 1199.99
P107 | 2014 | RS6024913A | P | 2014-04-28 | PENTAIR | 11018 | 100 | 1 | 1199.99 |  | 1 | 1199.99 |  | 1 | 1199.99
P107 | 2014 | RS2066550A | P | 2014-07-18 | PENTAIR | 11018 | 100 | 1 | 1199.99 |  | 1 | 1199.99 |  | 1 | 1199.99
P107 | 2014 | RS2067145A | P | 2014-07-03 | PENTAIR | 11018 | 100 | 1 | 1199.99 |  | 1 | 1199.99 |  | 1 | 1199.99
P107 | 2014 | RS6044659A | P | 2014-12-04 | PENTAIR | 11018 | 100 | 1 | 1199.99 |  | 1 | 1199.99 |  | 1 | 1199.99
P107 | 2014 | RS2085981A | P | 2015-01-28 | PENTAIR | 11018 | 100 | 1 | 1199.99 |  | 1 | 1199.99 |  | 1 | 1199.99
P107 | 2015 | RS6062670A | P | 2015-06-23 | PENTAIR | 11018 | 100 | 1 | 1199.99 |  | 1 | 1199.99 |  | 1 | 1199.99
P107 | 2014 | RS6046669A | P | 2014-12-18 | PENTAIR | 11018 | 100 | 1 | 1199.99 |  | 1 | 1199.99 |  | 1 | 1199.99
P107 | 2015 | RS2106413A | P | 2015-07-22 | PENTAIR | 11018 | 100 | 1 | 1199.99 |  | 1 | 1199.99 |  | 1 | 1199.99
P107 | 2014 | RS2057214A | P | 2014-03-28 | PENTAIR | 11018 | 100 | 1 | 1199.99 |  | 1 | 1199.99 |  | 1 | 1199.99
P107 | 2014 | RS2064612A | P | 2014-07-11 | PENTAIR | 11018 | 100 | 1 | 1199.99 |  | 1 | 1199.99 |  | 1 | 1199.99
P107 | 2014 | RS2074370A | P | 2014-08-28 | PENTAIR | 11018 | 100 | 1 | 1199.99 |  | 1 | 1199.99 |  | 1 | 1199.99
P107 | 2014 | RS2051400A | P | 2014-02-20 | PENTAIR | 11018 | 100 | 1 | 1199.99 |  | 1 | 1199.99 |  | 1 | 1199.99
P107 | 2014 | RS2088289A | P | 2014-12-30 | PENTAIR | 11018 | 100 | 1 | 1199.99 |  | 1 | 1199.99 |  | 1 | 1199.99
P107 | 2015 | RS2099551A | P | 2015-04-29 | PENTAIR | 11018 | 100 | 1 | 1199.99 |  | 1 | 1199.99 |  | 1 | 1199.99
P107 | 2014 | RS6028620A | P | 2014-06-17 | PENTAIR | 11018 | 100 | 1 | 1199.99 |  | 1 | 1199.99 |  | 1 | 1199.99
P107 | 2014 | RS2065557A | P | 2014-06-20 | PENTAIR | 11018 | 100 | 1 | 1199.99 |  | 1 | 1199.99 |  | 1 | 1199.99
P107 | 2014 | RS6028689A | P | 2014-06-20 | PENTAIR | 11018 | 100 | 1 | 1199.99 |  | 1 | 1199.99 |  | 1 | 1199.99
P107 | 2014 | RS6024009A | P | 2014-04-16 | PENTAIR | 11018 | 100 | 1 | 1199.99 |  | 1 | 1199.99 |  | 1 | 1199.99
P107 | 2014 | RS2058882A | P | 2014-04-16 | PENTAIR | 11018 | 100 | 1 | 1199.99 |  | 1 | 1199.99 |  | 1 | 1199.99
P107 | 2014 | RS2060046A | P | 2014-04-29 | PENTAIR | 11018 | 100 | 1 | 1199.99 |  | 1 | 1199.99 |  | 1 | 1199.99
P107 | 2014 | RS2076264A | P | 2014-09-15 | PENTAIR | 11018 | 100 | 1 | 1199.99 |  | 1 | 1199.99 |  | 1 | 1199.99
P107 | 2014 | RS2066372A | P | 2014-06-26 | PENTAIR | 11018 | 100 | 1 | 1199.99 |  | 1 | 1199.99 |  | 1 | 1199.99
P107 | 2014 | RS6041313A | P | 2014-10-28 | PENTAIR | 11018 | 100 | 1 | 1199.99 |  | 1 | 1199.99 |  | 1 | 1199.99
P107 | 2014 | RS2084174A | P | 2014-11-20 | PENTAIR | 11018 | 100 | 1 | 1199.99 |  | 1 | 1199.99 |  | 1 | 1199.99
P107 | 2014 | RS6029902A | P | 2014-07-07 | PENTAIR | 11018 | 100 | 1 | 1199.99 |  | 1 | 1199.99 |  | 1 | 1199.99
P107 | 2014 | RS6032204A | P | 2014-07-31 | PENTAIR | 11018 | 100 | 1 | 1199.99 |  | 1 | 1199.99 |  | 1 | 1199.99
P107 | 2014 | RS2073783A | P | 2014-08-26 | PENTAIR | 11018 | 100 | 1 | 1199.99 |  | 1 | 1199.99 |  | 1 | 1199.99
P107 | 2014 | RS2060978A | P | 2014-05-29 | PENTAIR | 11018 | 100 | 1 | 1199.99 |  | 1 | 1199.99 |  | 1 | 1199.99
P107 | 2014 | RS2067477A | P | 2014-07-07 | PENTAIR | 11018 | 100 | 1 | 1199.99 |  | 1 | 1199.99 |  | 1 | 1199.99
P107 | 2014 | RS6039111A | P | 2014-10-02 | PENTAIR | 11018 | 100 | 1 | 1199.99 |  | 1 | 1199.99 |  | 1 | 1199.99
P107 | 2015 | RS2092410A | P | 2015-02-03 | PENTAIR | 11018 | 100 | 1 | 1199.99 |  | 1 | 1199.99 |  | 1 | 1199.99
P107 | 2015 | RS6051311A | P | 2015-01-21 | PENTAIR | 11018 | 100 | 1 | 1199.99 |  | 1 | 1199.99 |  | 1 | 1199.99
P107 | 2015 | RS2111835A | P | 2015-09-22 | PENTAIR | 11018 | 100 | 1 | 1199.99 |  | 1 | 1199.99 |  | 1 | 1199.99
P107 | 2014 | RS2059231A | P | 2014-05-01 | PENTAIR | 11018 | 100 | 1 | 1199.99 |  | 1 | 1199.99 |  | 1 | 1199.99
P107 | 2014 | RS2078306A | P | 2014-10-14 | PENTAIR | 11018 | 100 | 1 | 1199.99 |  | 1 | 1199.99 |  | 1 | 1199.99
P107 | 2015 | RS6062281A | P | 2015-06-19 | PENTAIR | 11018 | 100 | 1 | 1199.99 |  | 1 | 1199.99 |  | 1 | 1199.99
P107 | 2015 | RS6068702A | P | 2015-09-14 | PENTAIR | 11018 | 100 | 1 | 1199.99 |  | 1 | 1199.99 |  | 1 | 1199.99
P107 | 2015 | RS6063136A | P | 2015-07-01 | PENTAIR | 11018 | 100 | 1 | 1199.99 |  | 1 | 1199.99 |  | 1 | 1199.99
P107 | 2015 | RS2104310A | P | 2015-06-25 | PENTAIR | 11018 | 100 | 1 | 1199.99 |  | 1 | 1199.99 |  | 1 | 1199.99
P107 | 2014 | RS2060560A | P | 2014-05-02 | PENTAIR | 11018 | 100 | 1 | 1199.99 |  | 1 | 1199.99 |  | 1 | 1199.99
P107 | 2015 | RS6065469A | P | 2015-07-27 | PENTAIR | 11018 | 100 | 1 | 1199.99 |  | 1 | 1199.99 |  | 1 | 1199.99
P107 | 2014 | RS2058018A | P | 2014-04-15 | PENTAIR | 11018 | 100 | 1 | 1199.99 |  | 1 | 1199.99 |  | 1 | 1199.99
P107 | 2014 | RS2067465A | P | 2014-07-07 | PENTAIR | 11018 | 100 | 1 | 1199.99 |  | 1 | 1199.99 |  | 1 | 1199.99
P107 | 2014 | RS6048793A | P | 2015-01-02 | PENTAIR | 11018 | 100 | 1 | 1199.99 |  | 1 | 1199.99 |  | 1 | 1199.99
P107 | 2014 | RS2082462A | P | 2014-11-10 | PENTAIR | 11018 | 100 | 1 | 1199.99 |  | 1 | 1199.99 |  | 1 | 1199.99
P107 | 2014 | RS6029664A | P | 2014-07-01 | PENTAIR | 11018 | 100 | 1 | 1199.99 |  | 1 | 1199.99 |  | 1 | 1199.99
P107 | 2014 | RS6029424A | P | 2014-06-30 | PENTAIR | 11018 | 100 | 1 | 1199.99 |  | 1 | 1199.99 |  | 1 | 1199.99
P107 | 2014 | RS6046044A | P | 2014-12-15 | PENTAIR | 11018 | 100 | 1 | 1199.99 |  | 1 | 1199.99 |  | 1 | 1199.99
P107 | 2014 | RS6042605A | P | 2014-11-12 | PENTAIR | 11018 | 100 | 1 | 1199.99 |  | 1 | 1199.99 |  | 1 | 1199.99
P107 | 2015 | RS6062650A | P | 2015-06-23 | PENTAIR | 11018 | 100 | 1 | 1199.99 |  | 1 | 1199.99 |  | 1 | 1199.99
P107 | 2015 | RS2115514A | P | 2015-10-29 | PENTAIR | 11018 | 100 | 1 | 1199.99 |  | 1 | 1199.99 |  | 1 | 1199.99
P107 | 2015 | RS6067172A | P | 2015-08-19 | PENTAIR | 11018 | 100 | 1 | 1199.99 |  | 1 | 1199.99 |  | 1 | 1199.99
P107 | 2014 | RS2067920A | P | 2014-08-04 | PENTAIR | 11018 | 100 | 1 | 1199.99 |  | 1 | 1199.99 |  | 1 | 1199.99
P107 | 2014 | RS2054864A | P | 2014-03-06 | PENTAIR | 11018 | 100 | 1 | 1199.99 |  | 1 | 1199.99 |  | 1 | 1199.99
P107 | 2014 | RS6047688A | P | 2014-12-26 | PENTAIR | 11018 | 100 | 1 | 1199.99 |  | 1 | 1199.99 |  | 1 | 1199.99
P107 | 2015 | RS6068383A | P | 2015-09-09 | PENTAIR | 11018 | 100 | 1 | 1199.99 |  | 1 | 1199.99 |  | 1 | 1199.99
P107 | 2015 | RS6062453A | P | 2015-06-18 | PENTAIR | 11018 | 100 | 1 | 1199.99 |  | 1 | 1199.99 |  | 1 | 1199.99
P107 | 2014 | RS6029403A | P | 2014-06-27 | PENTAIR | 11018 | 100 | 1 | 1199.99 |  | 1 | 1199.99 |  | 1 | 1199.99
P107 | 2014 | RS6021848A | P | 2014-03-13 | PENTAIR | 11018 | 100 | 1 | 1199.99 |  | 1 | 1199.99 |  | 1 | 1199.99
P107 | 2014 | RS2053294A | P | 2014-02-20 | PENTAIR | 11018 | 100 | 1 | 1199.99 |  | 1 | 1199.99 |  | 1 | 1199.99
P107 | 2015 | RS6061886A | P | 2015-07-07 | PENTAIR | 11018 | 100 | 1 | 1199.99 |  | 1 | 1199.99 |  | 1 | 1199.99
P107 | 2015 | RS6062242A | P | 2015-06-18 | PENTAIR | 11018 | 100 | 1 | 1199.99 |  | 1 | 1199.99 |  | 1 | 1199.99
P107 | 2015 | RS2108160A | P | 2015-08-07 | PENTAIR | 11018 | 100 | 1 | 1199.99 |  | 1 | 1199.99 |  | 1 | 1199.99
P107 | 2014 | RS2085726A | P | 2014-12-08 | PENTAIR | 11018 | 100 | 1 | 1199.99 |  | 1 | 1199.99 |  | 1 | 1199.99
P107 | 2015 | RS6056996A | P | 2015-04-10 | PENTAIR | 11018 | 100 | 1 | 1199.99 |  | 1 | 1199.99 |  | 1 | 1199.99
P107 | 2015 | RS2098719A | P | 2015-04-16 | PENTAIR | 11018 | 100 | 1 | 1199.99 |  | 1 | 1199.99 |  | 1 | 1199.99
P107 | 2015 | RS2102503A | P | 2015-06-08 | PENTAIR | 11018 | 100 | 1 | 1199.99 |  | 1 | 1199.99 |  | 1 | 1199.99
P107 | 2015 | RS6062359A | P | 2015-06-19 | PENTAIR | 11018 | 100 | 1 | 1199.99 |  | 1 | 1199.99 |  | 1 | 1199.99
P107 | 2015 | RS2114760A | P | 2015-10-22 | PENTAIR | 11018 | 100 | 1 | 1199.99 |  | 1 | 1199.99 |  | 1 | 1199.99
P107 | 2014 | RS2057250A | P | 2014-03-28 | PENTAIR | 11018 | 100 | 1 | 1199.99 |  | 1 | 1199.99 |  | 1 | 1199.99
P107 | 2015 | RS2105169A | P | 2015-07-07 | PENTAIR | 11018 | 100 | 1 | 1199.99 |  | 1 | 1199.99 |  | 1 | 1199.99
P107 | 2015 | RS2108646A | P | 2015-08-13 | PENTAIR | 11018 | 100 | 1 | 1199.99 |  | 1 | 1199.99 |  | 1 | 1199.99
P107 | 2014 | RS2064213A | P | 2014-06-10 | PENTAIR | 11018 | 100 | 1 | 1199.99 |  | 1 | 1199.99 |  | 1 | 1199.99
P107 | 2015 | RS6069509A | P | 2015-09-28 | PENTAIR | 11018 | 100 | 1 | 1199.99 |  | 1 | 1199.99 |  | 1 | 1199.99
P107 | 2015 | RS2117977A | P | 2015-11-25 | PENTAIR | 11018 | 100 | 1 | 1199.99 |  | 1 | 1199.99 |  | 1 | 1199.99
P107 | 2015 | RS2108647A | P | 2015-08-13 | PENTAIR | 11018 | 100 | 1 | 1199.99 |  | 1 | 1199.99 |  | 1 | 1199.99
P107 | 2014 | RS2048245A | P | 2014-01-14 | PENTAIR | 11018 | 100 | 1 | 1199.99 |  | 1 | 1199.99 |  | 1 | 1199.99
P107 | 2014 | RS2060933A | P | 2014-05-08 | PENTAIR | 11018 | 100 | 1 | 1199.99 |  | 1 | 1199.99 |  | 1 | 1199.99
P107 | 2015 | RS6055586A | P | 2015-03-18 | PENTAIR | 11018 | 100 | 1 | 1199.99 |  | 1 | 1199.99 |  | 1 | 1199.99
P107 | 2015 | RS6065381A | P | 2015-07-24 | PENTAIR | 11018 | 100 | 1 | 1199.99 |  | 1 | 1199.99 |  | 1 | 1199.99
P107 | 2015 | RS2108306A | P | 2015-08-11 | PENTAIR | 11018 | 100 | 1 | 1199.99 |  | 1 | 1199.99 |  | 1 | 1199.99
P107 | 2015 | RS2108446A | P | 2015-08-11 | PENTAIR | 11018 | 100 | 1 | 1199.99 |  | 1 | 1199.99 |  | 1 | 1199.99
P107 | 2015 | RS6071272A | P | 2015-10-29 | PENTAIR | 11018 | 100 | 1 | 1199.99 |  | 1 | 1199.99 |  | 1 | 1199.99
P107 | 2014 | RS2069504A | P | 2014-09-12 | PENTAIR | 11018 | 100 | 1 | 1199.99 |  | 1 | 1199.99 |  | 1 | 1199.99
P107 | 2014 | RS2051771A | P | 2014-02-06 | PENTAIR | 11018 | 100 | 1 | 1199.99 |  | 1 | 1199.99 |  | 1 | 1199.99
P107 | 2014 | RS2072707A | P | 2014-08-19 | PENTAIR | 11018 | 100 | 1 | 1199.99 |  | 1 | 1199.99 |  | 1 | 1199.99
P107 | 2015 | RS2096614A | P | 2015-03-20 | PENTAIR | 11018 | 100 | 1 | 1199.99 |  | 1 | 1199.99 |  | 1 | 1199.99
P107 | 2015 | RS6053553A | P | 2015-02-17 | PENTAIR | 11018 | 100 | 1 | 1199.99 |  | 1 | 1199.99 |  | 1 | 1199.99
P107 | 2015 | RS2109513A | P | 2015-08-21 | PENTAIR | 11018 | 100 | 1 | 1199.99 |  | 1 | 1199.99 |  | 1 | 1199.99
P107 | 2015 | RS2104391A | P | 2015-06-26 | PENTAIR | 11018 | 100 | 1 | 1199.99 |  | 1 | 1199.99 |  | 1 | 1199.99
P107 | 2015 | RS2107472A | P | 2015-07-29 | PENTAIR | 11018 | 100 | 1 | 1199.99 |  | 1 | 1199.99 |  | 1 | 1199.99
P107 | 2014 | RS6030786A | P | 2014-07-16 | PENTAIR | 11018 | 100 | 1 | 1199.99 |  | 1 | 1199.99 |  | 1 | 1199.99
P107 | 2014 | RS6035164A | P | 2014-08-29 | PENTAIR | 11018 | 100 | 1 | 1199.99 |  | 1 | 1199.99 |  | 1 | 1199.99
P107 | 2014 | RS2064216A | P | 2014-06-10 | PENTAIR | 11018 | 100 | 1 | 1199.99 |  | 1 | 1199.99 |  | 1 | 1199.99
P107 | 2014 | RS2082647A | P | 2014-11-11 | PENTAIR | 11018 | 100 | 1 | 1199.99 |  | 1 | 1199.99 |  | 1 | 1199.99
P107 | 2015 | RS6071041A | P | 2015-10-22 | PENTAIR | 11018 | 100 | 1 | 1199.99 |  | 1 | 1199.99 |  | 1 | 1199.99
P107 | 2014 | RS6029582A | P | 2014-07-01 | PENTAIR | 11018 | 100 | 1 | 1199.99 |  | 1 | 1199.99 |  | 1 | 1199.99
P107 | 2014 | RS6019679A | P | 2014-02-06 | PENTAIR | 11018 | 100 | 1 | 1199.99 |  | 1 | 1199.99 |  | 1 | 1199.99
P107 | 2014 | RS6027381A | P | 2014-06-04 | PENTAIR | 11018 | 100 | 1 | 1199.99 |  | 1 | 1199.99 |  | 1 | 1199.99
P107 | 2015 | RS6062212A | P | 2015-06-17 | PENTAIR | 11018 | 100 | 1 | 1199.99 |  | 1 | 1199.99 |  | 1 | 1199.99
P107 | 2015 | RS6065625A | P | 2015-07-29 | PENTAIR | 11018 | 100 | 1 | 1199.99 |  | 1 | 1199.99 |  | 1 | 1199.99
P107 | 2014 | RS6025046A | P | 2014-04-30 | PENTAIR | 11018 | 100 | 1 | 1199.99 |  | 1 | 1199.99 |  | 1 | 1199.99
P107 | 2014 | RS6025449A | P | 2014-05-06 | PENTAIR | 11018 | 100 | 1 | 1199.99 |  | 1 | 1199.99 |  | 1 | 1199.99
P107 | 2015 | RS6063566A | P | 2015-07-07 | PENTAIR | 11018 | 100 | 1 | 1199.99 |  | 1 | 1199.99 |  | 1 | 1199.99
P107 | 2014 | RS6042942A | P | 2014-12-03 | PENTAIR | 11018 | 100 | 1 | 1199.99 |  | 1 | 1199.99 |  | 1 | 1199.99
P107 | 2015 | RS6053069A | P | 2015-02-11 | PENTAIR | 11018 | 100 | 1 | 1199.99 |  | 1 | 1199.99 |  | 1 | 1199.99
P107 | 2015 | RS2097699A | P | 2015-04-06 | PENTAIR | 11018 | 100 | 1 | 1199.99 |  | 1 | 1199.99 |  | 1 | 1199.99
P107 | 2014 | RS6043950A | P | 2014-11-24 | PENTAIR | 11018 | 100 | 1 | 1199.99 |  | 1 | 1199.99 |  | 1 | 1199.99
P107 | 2015 | RS6063663A | P | 2015-07-08 | PENTAIR | 11018 | 100 | 1 | 1199.99 |  | 1 | 1199.99 |  | 1 | 1199.99
P107 | 2015 | RS6061543A | P | 2015-06-23 | PENTAIR | 11018 | 100 | 1 | 1199.99 |  | 1 | 1199.99 |  | 1 | 1199.99
P107 | 2014 | RS6030789A | P | 2014-07-16 | PENTAIR | 11018 | 100 | 1 | 1199.99 |  | 1 | 1199.99 |  | 1 | 1199.99
P107 | 2014 | RS2066029A | P | 2014-06-25 | PENTAIR | 11018 | 100 | 1 | 1199.99 |  | 1 | 1199.99 |  | 1 | 1199.99
P107 | 2014 | RS2065546A | P | 2014-06-18 | PENTAIR | 11018 | 100 | 1 | 1199.99 |  | 1 | 1199.99 |  | 1 | 1199.99
P107 | 2015 | RS6055690A | P | 2015-03-18 | PENTAIR | 11018 | 100 | 1 | 1199.99 |  | 1 | 1199.99 |  | 1 | 1199.99
P107 | 2014 | RS6044020A | P | 2014-11-25 | PENTAIR | 11018 | 100 | 1 | 1199.99 |  | 1 | 1199.99 |  | 1 | 1199.99
P107 | 2015 | RS2092381A | P | 2015-02-03 | PENTAIR | 11018 | 100 | 1 | 1199.99 |  | 1 | 1199.99 |  | 1 | 1199.99
P107 | 2015 | RS6056007A | P | 2015-03-24 | PENTAIR | 11018 | 100 | 1 | 1199.99 |  | 1 | 1199.99 |  | 1 | 1199.99
P107 | 2015 | RS6056704A | P | 2015-04-07 | PENTAIR | 11018 | 100 | 1 | 1199.99 |  | 1 | 1199.99 |  | 1 | 1199.99
P107 | 2015 | RS2107855A | P | 2015-08-04 | PENTAIR | 11018 | 100 | 1 | 1199.99 |  | 1 | 1199.99 |  | 1 | 1199.99
P107 | 2015 | RS6062442A | P | 2015-06-19 | PENTAIR | 11018 | 100 | 1 | 1199.99 |  | 1 | 1199.99 |  | 1 | 1199.99
P107 | 2014 | RS2058012A | P | 2014-04-23 | PENTAIR | 11018 | 100 | 1 | 1199.99 |  | 1 | 1199.99 |  | 1 | 1199.99
P107 | 2014 | RS6032005A | P | 2014-07-29 | PENTAIR | 11018 | 100 | 1 | 1199.99 |  | 1 | 1199.99 |  | 1 | 1199.99
P107 | 2014 | RS2067468A | P | 2014-07-07 | PENTAIR | 11018 | 100 | 1 | 1199.99 |  | 1 | 1199.99 |  | 1 | 1199.99
P107 | 2015 | RS6059740A | P | 2015-05-18 | PENTAIR | 11018 | 100 | 1 | 1199.99 |  | 1 | 1199.99 |  | 1 | 1199.99
P107 | 2015 | RS2097381A | P | 2015-03-30 | PENTAIR | 11018 | 100 | 1 | 1199.99 |  | 1 | 1199.99 |  | 1 | 1199.99
P107 | 2014 | RS6033976A | P | 2014-08-18 | PENTAIR | 11018 | 100 | 1 | 1199.99 |  | 1 | 1199.99 |  | 1 | 1199.99
P107 | 2014 | RS2064484A | P | 2014-06-10 | PENTAIR | 11018 | 100 | 1 | 1199.99 |  | 1 | 1199.99 |  | 1 | 1199.99
P107 | 2014 | RS2066018A | P | 2014-06-25 | PENTAIR | 11018 | 100 | 1 | 1199.99 |  | 1 | 1199.99 |  | 1 | 1199.99
P107 | 2015 | RS6055325A | P | 2015-03-13 | PENTAIR | 11018 | 100 | 1 | 1199.99 |  | 1 | 1199.99 |  | 1 | 1199.99
P107 | 2015 | RS2117914A | P | 2015-11-25 | PENTAIR | 11018 | 100 | 1 | 1199.99 |  | 1 | 1199.99 |  | 1 | 1199.99
P107 | 2014 | RS2066022A | P | 2014-06-25 | PENTAIR | 11018 | 100 | 1 | 1199.99 |  | 1 | 1199.99 |  | 1 | 1199.99
P107 | 2014 | RS2076267A | P | 2014-09-15 | PENTAIR | 11018 | 100 | 1 | 1199.99 |  | 1 | 1199.99 |  | 1 | 1199.99
P107 | 2015 | RS6059150A | P | 2015-05-08 | PENTAIR | 11018 | 100 | 1 | 1199.99 |  | 1 | 1199.99 |  | 1 | 1199.99
P107 | 2015 | RS2094121A | P | 2015-02-18 | PENTAIR | 11018 | 100 | 1 | 1199.99 |  | 1 | 1199.99 |  | 1 | 1199.99
P107 | 2015 | RS2105401A | P | 2015-07-08 | PENTAIR | 11018 | 100 | 1 | 1199.99 |  | 1 | 1199.99 |  | 1 | 1199.99
P107 | 2014 | RS2060950A | P | 2014-05-08 | PENTAIR | 11018 | 100 | 1 | 1199.99 |  | 1 | 1199.99 |  | 1 | 1199.99
P107 | 2014 | RS2086326A | P | 2014-12-12 | PENTAIR | 11018 | 100 | 1 | 1199.99 |  | 1 | 1199.99 |  | 1 | 1199.99
P107 | 2015 | RS6057006A | P | 2015-04-10 | PENTAIR | 11018 | 100 | 1 | 1199.99 |  | 1 | 1199.99 |  | 1 | 1199.99
P107 | 2015 | RS2094653A | P | 2015-02-25 | PENTAIR | 11018 | 100 | 1 | 1199.99 |  | 1 | 1199.99 |  | 1 | 1199.99
P107 | 2014 | RS2087038A | P | 2014-12-18 | PENTAIR | 11018 | 100 | 1 | 1199.99 |  | 1 | 1199.99 |  | 1 | 1199.99
P107 | 2015 | RS2108605A | P | 2015-08-13 | PENTAIR | 11018 | 100 | 1 | 1199.99 |  | 1 | 1199.99 |  | 1 | 1199.99
P107 | 2014 | RS2085989A | P | 2014-12-11 | PENTAIR | 11018 | 100 | 1 | 1199.99 |  | 1 | 1199.99 |  | 1 | 1199.99
P107 | 2015 | RS6056728A | P | 2015-04-07 | PENTAIR | 11018 | 100 | 1 | 1199.99 |  | 1 | 1199.99 |  | 1 | 1199.99
P107 | 2014 | RS6021805A | P | 2014-03-13 | PENTAIR | 11018 | 100 | 1 | 1199.99 |  | 1 | 1199.99 |  | 1 | 1199.99
P107 | 2014 | RS6031818A | P | 2014-07-28 | PENTAIR | 11018 | 100 | 1 | 1199.99 |  | 1 | 1199.99 |  | 1 | 1199.99
P107 | 2014 | RS2067910A | P | 2014-08-01 | PENTAIR | 11018 | 100 | 1 | 1199.99 |  | 1 | 1199.99 |  | 1 | 1199.99
P107 | 2015 | RS6055540A | P | 2015-03-16 | PENTAIR | 11018 | 100 | 1 | 1199.99 |  | 1 | 1199.99 |  | 1 | 1199.99
P107 | 2015 | RS6093580A | P | 2015-02-12 | PENTAIR | 11018 | 100 | 1 | 1199.99 |  | 1 | 1199.99 |  | 1 | 1199.99
P107 | 2015 | RS2101351A | P | 2015-05-26 | PENTAIR | 11018 | 100 | 1 | 1199.99 |  | 1 | 1199.99 |  | 1 | 1199.99
P107 | 2015 | RS6064429A | P | 2015-07-14 | PENTAIR | 11018 | 100 | 1 | 1199.99 |  | 1 | 1199.99 |  | 1 | 1199.99
P107 | 2014 | RS6040230A | P | 2014-10-15 | PENTAIR | 11018 | 100 | 1 | 1199.99 |  | 1 | 1199.99 |  | 1 | 1199.99
P107 | 2015 | RS6100127A | P | 2015-05-07 | PENTAIR | 11018 | 100 | 1 | 1199.99 |  | 1 | 1199.99 |  | 1 | 1199.99
P107 | 2015 | RS6056643A | P | 2015-04-02 | PENTAIR | 11018 | 100 | 1 | 1199.99 |  | 1 | 1199.99 |  | 1 | 1199.99
P107 | 2015 | RS2107183A | P | 2015-08-12 | PENTAIR | 11018 | 100 | 1 | 1199.99 |  | 1 | 1199.99 |  | 1 | 1199.99
P107 | 2015 | RS2111159A | P | 2015-09-11 | PENTAIR | 11018 | 100 | 1 | 1199.99 |  | 1 | 1199.99 |  | 1 | 1199.99
P107 | 2014 | RS2071888A | P | 2014-08-13 | PENTAIR | 11018 | 100 | 1 | 1199.99 |  | 1 | 1199.99 |  | 1 | 1199.99
P107 | 2014 | RS2070177A | P | 2014-07-29 | PENTAIR | 11018 | 100 | 1 | 1199.99 |  | 1 | 1199.99 |  | 1 | 1199.99
P107 | 2015 | RS6057400A | P | 2015-04-13 | PENTAIR | 11018 | 100 | 1 | 1199.99 |  | 1 | 1199.99 |  | 1 | 1199.99
P107 | 2015 | RS2096475A | P | 2015-03-19 | PENTAIR | 11018 | 100 | 1 | 1199.99 |  | 1 | 1199.99 |  | 1 | 1199.99
P107 | 2014 | RS2066020A | P | 2014-06-25 | STA-RITE | P6E6VS4H-209L | 100 | 1 | 1199.99 |  | 1 | 1199.99 |  | 1 | 1199.99
P107 | 2014 | RS2075103A | P | 2014-09-05 | STA-RITE | P6E6VS4H-209L | 100 | 1 | 1199.99 |  | 1 | 1199.99 |  | 1 | 1199.99
P107 | 2014 | RS2051878A | P | 2014-02-06 | STA-RITE | P6E6VS4H-209L | 100 | 1 | 1199.99 |  | 1 | 1199.99 |  | 1 | 1199.99
P107 | 2014 | RS2066845A | P | 2014-07-01 | STA-RITE | P6E6VS4H-209L | 100 | 1 | 1199.99 |  | 1 | 1199.99 |  | 1 | 1199.99
P107 | 2014 | RS2075938A | P | 2014-09-11 | STA-RITE | P6E6VS4H-209L | 100 | 1 | 1199.99 |  | 1 | 1199.99 |  | 1 | 1199.99
P107 | 2014 | RS2066031A | P | 2014-06-25 | STA-RITE | P6E6VS4H-209L | 100 | 1 | 1199.99 |  | 1 | 1199.99 |  | 1 | 1199.99
P107 | 2015 | RS2095068A | P | 2015-03-04 | STA-RITE | P6E6VS4H-209L | 100 | 1 | 1199.99 |  | 1 | 1199.99 |  | 1 | 1199.99
P107 | 2014 | RS2071891A | P | 2014-08-13 | STA-RITE | P6E6VS4H-209L | 100 | 1 | 1199.99 |  | 1 | 1199.99 |  | 1 | 1199.99
P107 | 2014 | RS2066016A | P | 2014-06-25 | STA-RITE | P6E6VS4H-209L | 100 | 1 | 1199.99 |  | 1 | 1199.99 |  | 1 | 1199.99
P107 | 2014 | RS2066017A | P | 2014-06-25 | STA-RITE | P6E6VS4H-209L | 100 | 1 | 1199.99 |  | 1 | 1199.99 |  | 1 | 1199.99
P107 | 2014 | RS2076266A | P | 2014-09-15 | STA-RITE | P6E6VS4H-209L | 100 | 1 | 1199.99 |  | 1 | 1199.99 |  | 1 | 1199.99
P107 | 2015 | RS2093315A | P | 2015-02-11 | STA-RITE | P6E6VS4H-209L | 100 | 1 | 1199.99 |  | 1 | 1199.99 |  | 1 | 1199.99
P107 | 2015 | RS2093317A | P | 2015-02-11 | STA-RITE | P6E6VS4H-209L | 100 | 1 | 1199.99 |  | 1 | 1199.99 |  | 1 | 1199.99
P107 | 2014 | RS2077515A | P | 2014-09-24 | STA-RITE | P6E6VS4H-209L | 100 | 1 | 1199.99 |  | 1 | 1199.99 |  | 1 | 1199.99
P107 | 2015 | RS2104861A | P | 2015-07-01 | STA-RITE | P6E6VS4H-209L | 100 | 1 | 1199.99 |  | 1 | 1199.99 |  | 1 | 1199.99
P107 | 2014 | RS2071075A | P | 2014-08-06 | STA-RITE | P6E6VS4H-209L | 100 | 1 | 1199.99 |  | 1 | 1199.99 |  | 1 | 1199.99
P107 | 2014 | RS2071074A | P | 2014-08-06 | STA-RITE | P6E6VS4H-209L | 100 | 1 | 1199.99 |  | 1 | 1199.99 |  | 1 | 1199.99
P107 | 2014 | RS2066019A | P | 2014-06-25 | STA-RITE | P6E6VS4H-209L | 100 | 1 | 1199.99 |  | 1 | 1199.99 |  | 1 | 1199.99
P107 | 2015 | RS2108608A | P | 2015-08-13 | STA-RITE | P6E6VS4H-209L | 100 | 1 | 1199.99 |  | 1 | 1199.99 |  | 1 | 1199.99
P107 | 2014 | RS2071890A | P | 2014-08-13 | STA-RITE | P6E6VS4H-209L | 100 | 1 | 1199.99 |  | 1 | 1199.99 |  | 1 | 1199.99
P107 | 2014 | RS2066015A | P | 2014-06-26 | STA-RITE | P6E6VS4H-209L | 100 | 1 | 1199.99 |  | 1 | 1199.99 |  | 1 | 1199.99
P107 | 2015 | RS2095964A | P | 2015-03-13 | STA-RITE | P6E6VS4H-209L | 100 | 1 | 1199.99 |  | 1 | 1199.99 |  | 1 | 1199.99
P107 | 2014 | RS2071076A | P | 2014-08-11 | STA-RITE | P6E6VS4H-209L | 100 | 1 | 1199.99 |  | 1 | 1199.99 |  | 1 | 1199.99
P107 | 2014 | RS2071892A | P | 2014-08-13 | STA-RITE | P6E6VS4H-209L | 100 | 1 | 1199.99 |  | 1 | 1199.99 |  | 1 | 1199.99
P107 | 2015 | RS2117976A | P | 2015-11-25 | STA-RITE | P6E6VS4H-209L | 100 | 1 | 1199.99 |  | 1 | 1199.99 |  | 1 | 1199.99
P107 | 2015 | RS2100029A | P | 2015-05-06 | STA-RITE | P6E6VS4H-209L | 100 | 1 | 1199.99 |  | 1 | 1199.99 |  | 1 | 1199.99
P107 | 2015 | RS6064790A | P | 2015-07-20 | STA-RITE | P6E6VS4H-209L | 100 | 1 | 1199.99 |  | 1 | 1199.99 |  | 1 | 1199.99
P107 | 2015 | RS2095965A | P | 2015-04-07 | STA-RITE | P6E6VS4H-209L | 100 | 1 | 1199.99 |  | 1 | 1199.99 |  | 1 | 1199.99
P107 | 2015 | RS2092162A | P | 2015-01-30 | STA-RITE | P6E6VS4H-209L | 100 | 1 | 1199.99 |  | 1 | 1199.99 |  | 1 | 1199.99
P107 | 2014 | RS2076263A | P | 2014-09-15 | STA-RITE | P6E6VS4H-209L | 100 | 1 | 1199.99 |  | 1 | 1199.99 |  | 1 | 1199.99
P107 | 2015 | RS2103139A | P | 2015-06-12 | STA-RITE | P6E6VS4H-209L | 100 | 1 | 1199.99 |  | 1 | 1199.99 |  | 1 | 1199.99
P107 | 2015 | RS6060301A | P | 2015-05-22 | STA-RITE | P6E6VS4H-209L | 100 | 1 | 1199.99 |  | 1 | 1199.99 |  | 1 | 1199.99
P107 | 2015 | RS2117042A | P | 2015-11-17 | STA-RITE | P6E6VS4H-209L | 100 | 1 | 1199.99 |  | 1 | 1199.99 |  | 1 | 1199.99
P107 | 2015 | RS2105318A | P | 2015-07-08 | STA-RITE | P6E6VS4H-209L | 100 | 1 | 1199.99 |  | 1 | 1199.99 |  | 1 | 1199.99
P107 | 2014 | RS2081044A | P | 2014-11-24 | STA-RITE | P6E6VS4H-209L | 100 | 1 | 1199.99 |  | 1 | 1199.99 |  | 1 | 1199.99
P107 | 2014 | RS2064637A | P | 2014-06-11 | STA-RITE | P6E6VS4H-209L | 100 | 1 | 1199.99 |  | 1 | 1199.99 |  | 1 | 1199.99
P107 | 2014 | RS2080538A | P | 2014-10-22 | STA-RITE | P6E6VS4H-209L | 100 | 1 | 1199.99 |  | 1 | 1199.99 |  | 1 | 1199.99
P107 | 2014 | RS2066023A | P | 2014-06-25 | STA-RITE | P6E6VS4H-209L | 100 | 1 | 1199.99 |  | 1 | 1199.99 |  | 1 | 1199.99
P107 | 2015 | RS2110806A | P | 2015-09-08 | STA-RITE | P6E6VS4H-209L | 100 | 1 | 1199.99 |  | 1 | 1199.99 |  | 1 | 1199.99
P107 | 2014 | RS2064636A | P | 2014-06-11 | STA-RITE | P6E6VS4H-209L | 100 | 1 | 1199.99 |  | 1 | 1199.99 |  | 1 | 1199.99
P107 | 2015 | RS2103143A | P | 2015-06-12 | STA-RITE | P6E6VS4H-209L | 100 | 1 | 1199.99 |  | 1 | 1199.99 |  | 1 | 1199.99
P107 | 2015 | RS2095966A | P | 2015-03-13 | STA-RITE | P6E6VS4H-209L | 100 | 1 | 1199.99 |  | 1 | 1199.99 |  | 1 | 1199.99
P107 | 2014 | RS6077518A | P | 2014-10-21 | STA-RITE | P6E6VS4H-209L | 100 | 1 | 1199.99 |  | 1 | 1199.99 |  | 1 | 1199.99
P107 | 2015 | RS2095069A | P | 2015-03-04 | STA-RITE | P6E6VS4H-209L | 100 | 1 | 1199.99 |  | 1 | 1199.99 |  | 1 | 1199.99
P107 | 2015 | RS2100032A | P | 2015-05-08 | STA-RITE | P6E6VS4H-209L | 100 | 1 | 1199.99 |  | 1 | 1199.99 |  | 1 | 1199.99
P107 | 2015 | RS2108604A | P | 2015-08-13 | STA-RITE | P6E6VS4H-209L | 100 | 1 | 1199.99 |  | 1 | 1199.99 |  | 1 | 1199.99
P107 | 2014 | RS2063999A | P | 2014-06-05 | STA-RITE | P6E6VS4H-209L | 100 | 1 | 1199.99 |  | 1 | 1199.99 |  | 1 | 1199.99
P107 | 2014 | RS2076265A | P | 2014-09-15 | STA-RITE | P6E6VS4H-209L | 100 | 1 | 1199.99 |  | 1 | 1199.99 |  | 1 | 1199.99
P107 | 2014 | RS6044720A | P | 2014-12-04 | STA-RITE | P6E6VS4H-209L | 100 | 1 | 1199.99 |  | 1 | 1199.99 |  | 1 | 1199.99
P107 | 2014 | RS2066030A | P | 2014-06-25 | STA-RITE | P6E6VS4H-209L | 100 | 1 | 1199.99 |  | 1 | 1199.99 |  | 1 | 1199.99
P107 | 2015 | RS2101379A | P | 2015-05-26 | STA-RITE | P6E6VS4H-209L | 100 | 1 | 1199.99 |  | 1 | 1199.99 |  | 1 | 1199.99
P107 | 2014 | RS2066032A | P | 2014-06-25 | STA-RITE | P6E6VS4H-209L | 100 | 1 | 1199.99 |  | 1 | 1199.99 |  | 1 | 1199.99
P107 | 2015 | RS2092163A | P | 2015-01-28 | STA-RITE | P6E6VS4H-209L | 100 | 1 | 1199.99 |  | 1 | 1199.99 |  | 1 | 1199.99
P107 | 2015 | RS2098720A | P | 2015-04-16 | STA-RITE | P6E6VS4H-209L | 100 | 1 | 1199.99 |  | 1 | 1199.99 |  | 1 | 1199.99
P107 | 2014 | RS2051879A | P | 2014-02-06 | STA-RITE | P6E6VS4H-209L | 100 | 1 | 1199.99 |  | 1 | 1199.99 |  | 1 | 1199.99
P107 | 2014 | RS2075941A | P | 2014-09-11 | STA-RITE | P6E6VS4H-209L | 100 | 1 | 1199.99 |  | 1 | 1199.99 |  | 1 | 1199.99
P107 | 2015 | RS2095062A | P | 2015-03-19 | STA-RITE | P6E6VS4H-209L | 100 | 1 | 1199.99 |  | 1 | 1199.99 |  | 1 | 1199.99
P107 | 2015 | RS2114189A | P | 2015-10-27 | STA-RITE | P6E6VS4H-209L | 100 | 1 | 1199.99 |  | 1 | 1199.99 |  | 1 | 1199.99
P107 | 2014 | RS2071887A | P | 2014-08-13 | STA-RITE | P6E6VS4H-209L | 100 | 1 | 1199.99 |  | 1 | 1199.99 |  | 1 | 1199.99
P107 | 2015 | RS2101336A | P | 2015-05-22 | STA-RITE | P6E6VS4H-209L | 100 | 1 | 1199.99 |  | 1 | 1199.99 |  | 1 | 1199.99
P107 | 2015 | RS2101337A | P | 2015-05-22 | STA-RITE | P6E6VS4H-209L | 100 | 1 | 1199.99 |  | 1 | 1199.99 |  | 1 | 1199.99
P107 | 2015 | RS2108832A | P | 2015-08-14 | STA-RITE | P6E6VS4H-209L | 100 | 1 | 1199.99 |  | 1 | 1199.99 |  | 1 | 1199.99
P107 | 2015 | RS2091539A | P | 2015-01-22 | STA-RITE | P6E6VS4H-209L | 100 | 1 | 1199.99 |  | 1 | 1199.99 |  | 1 | 1199.99
P107 | 2015 | RS2101283A | P | 2015-05-26 | STA-RITE | P6E6VS4H-209L | 100 | 1 | 1199.99 |  | 1 | 1199.99 |  | 1 | 1199.99
P107 | 2014 | RS2066024A | P | 2014-06-26 | STA-RITE | P6E6VS4H-209L | 100 | 1 | 1199.99 |  | 1 | 1199.99 |  | 1 | 1199.99
P107 | 2015 | RS2105317A | P | 2015-07-08 | STA-RITE | P6E6VS4H-209L | 100 | 1 | 1199.99 |  | 1 | 1199.99 |  | 1 | 1199.99
P107 | 2015 | RS2103062A | P | 2015-06-12 | STA-RITE | P6E6VS4H-209L | 100 | 1 | 1199.99 |  | 1 | 1199.99 |  | 1 | 1199.99
P107 | 2014 | RS2062261A | P | 2014-05-22 | STA-RITE | P6E6VS4H-209L | 100 | 1 | 1199.99 |  | 1 | 1199.99 |  | 1 | 1199.99
P107 | 2014 | RS2051772A | P | 2014-02-13 | STA-RITE | P6E6VS4H-209L | 100 | 1 | 1199.99 |  | 1 | 1199.99 |  | 1 | 1199.99
P107 | 2014 | RS2071078A | P | 2014-08-06 | STA-RITE | P6E6VS4H-209L | 100 | 1 | 1199.99 |  | 1 | 1199.99 |  | 1 | 1199.99
P107 | 2014 | RS2066028A | P | 2014-06-25 | ZODIAC | JEP2.0 | 100 | 1 | 1199.99 |  | 1 | 1199.99 |  | 1 | 1199.99
P107 | 2015 | RS6059848A | P | 2015-05-20 | ZODIAC | JEP1.5 | 100 | 1 | 1199.99 |  | 1 | 1199.99 |  | 1 | 1199.99
P107 | 2015 | RS2105383A | P | 2015-07-09 | ZODIAC | JEP2.0 | 100 | 1 | 1199.99 |  | 1 | 1199.99 |  | 1 | 1199.99
P107 | 2015 | RS2103031A | P | 2015-06-12 | ZODIAC | JEP2.0 | 100 | 1 | 1199.99 |  | 1 | 1199.99 |  | 1 | 1199.99
P107 | 2015 | RS2114188A | P | 2015-10-16 | ZODIAC | JEP2.0 | 100 | 1 | 1199.99 |  | 1 | 1199.99 |  | 1 | 1199.99
P107 | 2015 | RS2101378A | P | 2015-05-22 | ZODIAC | JEP2.0 | 100 | 1 | 1199.99 |  | 1 | 1199.99 |  | 1 | 1199.99
P107 | 2014 | RS2066307A | P | 2014-06-26 | HAYWARD | SP3200VSP | 100 | 1 | 1200 |  | 1 | 1200 |  | 1 | 1200
P107 | 2014 | RS2056169A | P | 2014-03-18 | HAYWARD | SP3400VSP | 100 | 1 | 1200 |  | 1 | 1200 |  | 1 | 1200
P107 | 2014 | RS2087895A | P | 2014-12-26 | HAYWARD | SP3400VSP | 100 | 1 | 1200 |  | 1 | 1200 |  | 1 | 1200
P107 | 2014 | RS2074685A | P | 2014-09-30 | HAYWARD | SP3400VSP | 100 | 1 | 1200 |  | 1 | 1200 |  | 1 | 1200
P107 | 2014 | RS6026323A | P | 2014-05-22 | HAYWARD | SP3200VSP | 100 | 1 | 1200 |  | 1 | 1200 |  | 1 | 1200
P107 | 2014 | RS2057465A | P | 2014-03-31 | HAYWARD | SP2300VSP | 100 | 1 | 1200 |  | 1 | 1200 |  | 1 | 1200
P107 | 2014 | RS2085788A | P | 2014-12-15 | HAYWARD | SP3400VSP | 100 | 1 | 1200 |  | 1 | 1200 |  | 1 | 1200
P107 | 2015 | RS2115931A | P | 2015-11-03 | HAYWARD | SP3400VSP | 100 | 1 | 1200 |  | 1 | 1200 |  | 1 | 1200
P107 | 2014 | RS2075058A | P | 2014-09-04 | HAYWARD | SP3400VSP | 100 | 1 | 1200 |  | 1 | 1200 |  | 1 | 1200
P107 | 2015 | RS2098723A | P | 2015-04-16 | HAYWARD | SP3400VSP | 100 | 1 | 1200 |  | 1 | 1200 |  | 1 | 1200
P107 | 2014 | RS2057472A | P | 2014-05-30 | HAYWARD | SP3400VSP | 100 | 1 | 1200 |  | 1 | 1200 |  | 1 | 1200
P107 | 2015 | RS2102761A | P | 2015-06-11 | HAYWARD | SP3400VSP | 100 | 1 | 1200 |  | 1 | 1200 |  | 1 | 1200
P107 | 2015 | RS2113838A | P | 2015-10-12 | HAYWARD | SP3400VSP | 100 | 1 | 1200 |  | 1 | 1200 |  | 1 | 1200
P107 | 2015 | RS2099585A | P | 2015-04-29 | HAYWARD | SP3400VSP | 100 | 1 | 1200 |  | 1 | 1200 |  | 1 | 1200
P107 | 2015 | RS2106569A | P | 2015-07-22 | HAYWARD | SP3400VSP | 100 | 1 | 1200 |  | 1 | 1200 |  | 1 | 1200
P107 | 2014 | RS2058016A | P | 2014-04-08 | HAYWARD | SP3400VSP | 100 | 1 | 1200 |  | 1 | 1200 |  | 1 | 1200
P107 | 2014 | RS2080201A | P | 2014-10-17 | HAYWARD | SP3200VSP | 100 | 1 | 1200 |  | 1 | 1200 |  | 1 | 1200
P107 | 2014 | RS2087966A | P | 2014-12-26 | HAYWARD | SP3400VSP | 100 | 1 | 1200 |  | 1 | 1200 |  | 1 | 1200
P107 | 2015 | RS2107406A | P | 2015-07-29 | HAYWARD | SP3400VSP | 100 | 1 | 1200 |  | 1 | 1200 |  | 1 | 1200
P107 | 2015 | RS2117536A | P | 2015-11-20 | HAYWARD | SP3400VSP | 100 | 1 | 1200 |  | 1 | 1200 |  | 1 | 1200
P107 | 2015 | RS2116015A | P | 2015-11-03 | HAYWARD | SP3400VSP | 100 | 1 | 1200 |  | 1 | 1200 |  | 1 | 1200
P107 | 2015 | RS2109852A | P | 2015-08-25 | HAYWARD | SP3400VSP | 100 | 1 | 1200 |  | 1 | 1200 |  | 1 | 1200
P107 | 2015 | RS2097429A | P | 2015-03-31 | HAYWARD | SP3400VSP | 100 | 1 | 1200 |  | 1 | 1200 |  | 1 | 1200
P107 | 2015 | RS2107156A | P | 2015-07-27 | HAYWARD | SP3400VSP | 100 | 1 | 1200 |  | 1 | 1200 |  | 1 | 1200
P107 | 2014 | RS6035608A | P | 2014-09-23 | HAYWARD | SP3400VSP | 100 | 1 | 1200 |  | 1 | 1200 |  | 1 | 1200
P107 | 2015 | RS2114792A | P | 2015-10-22 | HAYWARD | SP3400VSP | 100 | 1 | 1200 |  | 1 | 1200 |  | 1 | 1200
P107 | 2014 | RS2065056A | P | 2014-06-13 | HAYWARD | SP3400VSP | 100 | 1 | 1200 |  | 1 | 1200 |  | 1 | 1200
P107 | 2015 | RS2109637A | P | 2015-08-24 | HAYWARD | SP3200VSP | 100 | 1 | 1200 |  | 1 | 1200 |  | 1 | 1200
P107 | 2015 | RS6059059A | P | 2015-05-07 | HAYWARD | SP3400VSP | 100 | 1 | 1200 |  | 1 | 1200 |  | 1 | 1200
P107 | 2014 | RS6028647A | P | 2014-07-11 | HAYWARD | SP3400VSP | 100 | 1 | 1200 |  | 1 | 1200 |  | 1 | 1200
P107 | 2014 | RS2051044A | P | 2014-01-31 | HAYWARD | SP3400VSP | 100 | 1 | 1200 |  | 1 | 1200 |  | 1 | 1200
P107 | 2014 | RS2058717A | P | 2014-04-15 | HAYWARD | SP3400VSP | 100 | 1 | 1200 |  | 1 | 1200 |  | 1 | 1200
P107 | 2015 | RS2115362A | P | 2015-10-28 | HAYWARD | SP3400VSP | 100 | 1 | 1200 |  | 1 | 1200 |  | 1 | 1200
P107 | 2014 | RS2073830A | P | 2014-08-26 | PENTAIR | 11018 | 100 | 1 | 1200 |  | 1 | 1200 |  | 1 | 1200
P107 | 2014 | RS2059344A | P | 2014-04-23 | PENTAIR | 11018 | 100 | 1 | 1200 |  | 1 | 1200 |  | 1 | 1200
P107 | 2014 | RS2064565A | P | 2014-06-10 | PENTAIR | 11018 | 100 | 1 | 1200 |  | 1 | 1200 |  | 1 | 1200
P107 | 2014 | RS2070314A | P | 2014-07-30 | PENTAIR | 11018 | 100 | 1 | 1200 |  | 1 | 1200 |  | 1 | 1200
P107 | 2014 | RS2060722A | P | 2014-05-07 | PENTAIR | 11018 | 100 | 1 | 1200 |  | 1 | 1200 |  | 1 | 1200
P107 | 2014 | RS2053469A | P | 2014-02-21 | PENTAIR | 11018 | 100 | 1 | 1200 |  | 1 | 1200 |  | 1 | 1200
P107 | 2015 | RS2099594A | P | 2015-04-29 | PENTAIR | 342000 | 100 | 1 | 1200 |  | 1 | 1200 |  | 1 | 1200
P107 | 2015 | RS2098315A | P | 2015-04-13 | PENTAIR | 11018 | 100 | 1 | 1200 |  | 1 | 1200 |  | 1 | 1200
P107 | 2015 | RS2103064A | P | 2015-06-12 | PENTAIR | 11018 | 100 | 1 | 1200 |  | 1 | 1200 |  | 1 | 1200
P107 | 2015 | RS2105821A | P | 2015-07-13 | PENTAIR | 11018 | 100 | 1 | 1200 |  | 1 | 1200 |  | 1 | 1200
P107 | 2015 | RS2105835A | P | 2015-07-13 | PENTAIR | 11018 | 100 | 1 | 1200 |  | 1 | 1200 |  | 1 | 1200
P107 | 2014 | RS2062582A | P | 2014-05-30 | PENTAIR | 11018 | 100 | 1 | 1200 |  | 1 | 1200 |  | 1 | 1200
P107 | 2015 | RS2089812A | P | 2015-01-26 | PENTAIR | 11018 | 100 | 1 | 1200 |  | 1 | 1200 |  | 1 | 1200
P107 | 2015 | RS2103935A | P | 2015-06-23 | PENTAIR | 11018 | 100 | 1 | 1200 |  | 1 | 1200 |  | 1 | 1200
P107 | 2015 | RS2092678A | P | 2015-02-04 | PENTAIR | 11018 | 100 | 1 | 1200 |  | 1 | 1200 |  | 1 | 1200
P107 | 2014 | RS2068584A | P | 2014-08-07 | PENTAIR | 11018 | 100 | 1 | 1200 |  | 1 | 1200 |  | 1 | 1200
P107 | 2014 | RS6034285A | P | 2014-08-20 | PENTAIR | 11018 | 100 | 1 | 1200 |  | 1 | 1200 |  | 1 | 1200
P107 | 2014 | RS2063272A | P | 2014-05-30 | PENTAIR | 11018 | 100 | 1 | 1200 |  | 1 | 1200 |  | 1 | 1200
P107 | 2014 | RS2070316A | P | 2014-08-11 | PENTAIR | 11018 | 100 | 1 | 1200 |  | 1 | 1200 |  | 1 | 1200
P107 | 2015 | RS2091406A | P | 2015-02-03 | PENTAIR | 11018 | 100 | 1 | 1200 |  | 1 | 1200 |  | 1 | 1200
P107 | 2015 | RS2117114A | P | 2015-11-16 | PENTAIR | 342000 | 100 | 1 | 1200 |  | 1 | 1200 |  | 1 | 1200
P107 | 2014 | RS2051493A | P | 2014-02-05 | PENTAIR | 11018 | 100 | 1 | 1200 |  | 1 | 1200 |  | 1 | 1200
P107 | 2014 | RS6025837A | P | 2014-05-12 | PENTAIR | 11018 | 100 | 1 | 1200 |  | 1 | 1200 |  | 1 | 1200
P107 | 2014 | RS2060144A | P | 2014-04-29 | PENTAIR | 342000 | 100 | 1 | 1200 |  | 1 | 1200 |  | 1 | 1200
P107 | 2015 | RS2100349A | P | 2015-05-11 | PENTAIR | 11018 | 100 | 1 | 1200 |  | 1 | 1200 |  | 1 | 1200
P107 | 2015 | RS2110182A | P | 2015-08-31 | PENTAIR | 11018 | 100 | 1 | 1200 |  | 1 | 1200 |  | 1 | 1200
P107 | 2014 | RS2071225A | P | 2014-08-07 | PENTAIR | 11018 | 100 | 1 | 1200 |  | 1 | 1200 |  | 1 | 1200
P107 | 2014 | RS2073603A | P | 2014-08-25 | PENTAIR | 11018 | 100 | 1 | 1200 |  | 1 | 1200 |  | 1 | 1200
P107 | 2015 | RS2103932A | P | 2015-06-26 | PENTAIR | 11018 | 100 | 1 | 1200 |  | 1 | 1200 |  | 1 | 1200
P107 | 2015 | RS2097330A | P | 2015-03-30 | PENTAIR | 11018 | 100 | 1 | 1200 |  | 1 | 1200 |  | 1 | 1200
P107 | 2015 | RS2094313A | P | 2015-02-19 | PENTAIR | 11018 | 100 | 1 | 1200 |  | 1 | 1200 |  | 1 | 1200
P107 | 2015 | RS2097691A | P | 2015-04-06 | PENTAIR | 11018 | 100 | 1 | 1200 |  | 1 | 1200 |  | 1 | 1200
P107 | 2015 | RS2120621A | P | 2015-12-29 | PENTAIR | 342001 | 100 | 1 | 1200 |  | 1 | 1200 |  | 1 | 1200
P107 | 2015 | RS2105868A | P | 2015-07-13 | PENTAIR | 11018 | 100 | 1 | 1200 |  | 1 | 1200 |  | 1 | 1200
P107 | 2014 | RS2079129A | P | 2014-10-08 | PENTAIR | 11018 | 100 | 1 | 1200 |  | 1 | 1200 |  | 1 | 1200
P107 | 2014 | RS2063353A | P | 2014-05-30 | PENTAIR | 11018 | 100 | 1 | 1200 |  | 1 | 1200 |  | 1 | 1200
P107 | 2015 | RS6060662A | P | 2015-06-01 | PENTAIR | 11018 | 100 | 1 | 1200 |  | 1 | 1200 |  | 1 | 1200
P107 | 2014 | RS2086001A | P | 2014-12-11 | PENTAIR | 11018 | 100 | 1 | 1200 |  | 1 | 1200 |  | 1 | 1200
P107 | 2015 | RS2098176A | P | 2015-04-10 | PENTAIR | 11018 | 100 | 1 | 1200 |  | 1 | 1200 |  | 1 | 1200
P107 | 2014 | RS2082853A | P | 2014-11-12 | PENTAIR | 11018 | 100 | 1 | 1200 |  | 1 | 1200 |  | 1 | 1200
P107 | 2014 | RS2072333A | P | 2014-08-13 | PENTAIR | 11018 | 100 | 1 | 1200 |  | 1 | 1200 |  | 1 | 1200
P107 | 2015 | RS2092138A | P | 2015-01-28 | PENTAIR | 11018 | 100 | 1 | 1200 |  | 1 | 1200 |  | 1 | 1200
P107 | 2015 | RS2098203A | P | 2015-04-10 | PENTAIR | 342000 | 100 | 1 | 1200 |  | 1 | 1200 |  | 1 | 1200
P107 | 2015 | RS2090916A | P | 2015-01-21 | PENTAIR | 342001 | 100 | 1 | 1200 |  | 1 | 1200 |  | 1 | 1200
P107 | 2015 | RS2105937A | P | 2015-07-16 | PENTAIR | 11018 | 100 | 1 | 1200 |  | 1 | 1200 |  | 1 | 1200
P107 | 2014 | RS2063792A | P | 2014-06-04 | PENTAIR | 11018 | 100 | 1 | 1200 |  | 1 | 1200 |  | 1 | 1200
P107 | 2014 | RS2085986A | P | 2014-12-11 | PENTAIR | 11018 | 100 | 1 | 1200 |  | 1 | 1200 |  | 1 | 1200
P107 | 2015 | RS2095005A | P | 2015-03-03 | PENTAIR | 11017 | 100 | 1 | 1200 |  | 1 | 1200 |  | 1 | 1200
P107 | 2014 | RS2060565A | P | 2014-05-02 | PENTAIR | 11018 | 100 | 1 | 1200 |  | 1 | 1200 |  | 1 | 1200
P107 | 2014 | RS2058540A | P | 2014-04-14 | PENTAIR | 11018 | 100 | 1 | 1200 |  | 1 | 1200 |  | 1 | 1200
P107 | 2014 | RS2065872A | P | 2014-07-07 | PENTAIR | 11018 | 100 | 1 | 1200 |  | 1 | 1200 |  | 1 | 1200
P107 | 2014 | RS2060724A | P | 2014-07-03 | PENTAIR | 11018 | 100 | 1 | 1200 |  | 1 | 1200 |  | 1 | 1200
P107 | 2015 | RS2097540A | P | 2015-04-01 | PENTAIR | 11018 | 100 | 1 | 1200 |  | 1 | 1200 |  | 1 | 1200
P107 | 2015 | RS2103063A | P | 2015-06-12 | PENTAIR | 11018 | 100 | 1 | 1200 |  | 1 | 1200 |  | 1 | 1200
P107 | 2015 | RS2108398A | P | 2015-08-11 | PENTAIR | 11018 | 100 | 1 | 1200 |  | 1 | 1200 |  | 1 | 1200
P107 | 2014 | RS2074231A | P | 2014-08-28 | PENTAIR | 11018 | 100 | 1 | 1200 |  | 1 | 1200 |  | 1 | 1200
P107 | 2014 | RS2084960A | P | 2014-12-02 | PENTAIR | 11018 | 100 | 1 | 1200 |  | 1 | 1200 |  | 1 | 1200
P107 | 2014 | RS2051968A | P | 2014-02-07 | PENTAIR | 11018 | 100 | 1 | 1200 |  | 1 | 1200 |  | 1 | 1200
P107 | 2014 | RS2059245A | P | 2014-05-13 | PENTAIR | 11018 | 100 | 1 | 1200 |  | 1 | 1200 |  | 1 | 1200
P107 | 2014 | RS2072192A | P | 2014-09-10 | PENTAIR | 11018 | 100 | 1 | 1200 |  | 1 | 1200 |  | 1 | 1200
P107 | 2014 | RS2084684B | P | 2015-01-28 | PENTAIR | 11018 | 100 | 1 | 1200 |  | 1 | 1200 |  | 1 | 1200
P107 | 2014 | RS2062534A | P | 2014-05-30 | PENTAIR | 11018 | 100 | 1 | 1200 |  | 1 | 1200 |  | 1 | 1200
P107 | 2014 | RS2070304A | P | 2014-07-30 | PENTAIR | 11018 | 100 | 1 | 1200 |  | 1 | 1200 |  | 1 | 1200
P107 | 2014 | RS2072680A | P | 2014-08-19 | PENTAIR | 11018 | 100 | 1 | 1200 |  | 1 | 1200 |  | 1 | 1200
P107 | 2014 | RS2059542A | P | 2014-05-09 | PENTAIR | 11018 | 100 | 1 | 1200 |  | 1 | 1200 |  | 1 | 1200
P107 | 2014 | RS2062898A | P | 2014-05-30 | PENTAIR | 11018 | 100 | 1 | 1200 |  | 1 | 1200 |  | 1 | 1200
P107 | 2015 | RS2095420A | P | 2015-03-16 | PENTAIR | 11018 | 100 | 1 | 1200 |  | 1 | 1200 |  | 1 | 1200
P107 | 2015 | RS2104835A | P | 2015-07-01 | PENTAIR | 11018 | 100 | 1 | 1200 |  | 1 | 1200 |  | 1 | 1200
P107 | 2015 | RS2117052A | P | 2015-11-17 | PENTAIR | 11018 | 100 | 1 | 1200 |  | 1 | 1200 |  | 1 | 1200
P107 | 2014 | RS2070524A | P | 2014-07-31 | PENTAIR | 11018 | 100 | 1 | 1200 |  | 1 | 1200 |  | 1 | 1200
P107 | 2014 | RS2058986A | P | 2014-04-17 | PENTAIR | 11018 | 100 | 1 | 1200 |  | 1 | 1200 |  | 1 | 1200
P107 | 2015 | RS2099375A | P | 2015-04-28 | PENTAIR | 11018 | 100 | 1 | 1200 |  | 1 | 1200 |  | 1 | 1200
P107 | 2015 | RS2104008A | P | 2015-06-24 | PENTAIR | 11018 | 100 | 1 | 1200 |  | 1 | 1200 |  | 1 | 1200
P107 | 2014 | RS2080169A | P | 2014-10-17 | PENTAIR | 11018 | 100 | 1 | 1200 |  | 1 | 1200 |  | 1 | 1200
P107 | 2014 | RS2078342A | P | 2014-09-30 | PENTAIR | 11018 | 100 | 1 | 1200 |  | 1 | 1200 |  | 1 | 1200
P107 | 2014 | RS6025252A | P | 2014-07-25 | PENTAIR | 11018 | 100 | 1 | 1200 |  | 1 | 1200 |  | 1 | 1200
P107 | 2014 | RS2070311A | P | 2014-07-30 | PENTAIR | 11018 | 100 | 1 | 1200 |  | 1 | 1200 |  | 1 | 1200
P107 | 2014 | RS2058375A | P | 2014-04-25 | PENTAIR | 11018 | 100 | 1 | 1200 |  | 1 | 1200 |  | 1 | 1200
P107 | 2014 | RS2089392A | P | 2015-01-08 | PENTAIR | 11018 | 100 | 1 | 1200 |  | 1 | 1200 |  | 1 | 1200
P107 | 2015 | RS6060677A | P | 2015-06-02 | PENTAIR | 11017 | 100 | 1 | 1200 |  | 1 | 1200 |  | 1 | 1200
P107 | 2015 | RS2120800A | P | 2015-12-29 | PENTAIR | 11018 | 100 | 1 | 1200 |  | 1 | 1200 |  | 1 | 1200
P107 | 2014 | RS2075114A | P | 2014-09-05 | PENTAIR | 11013 | 100 | 1 | 1200 |  | 1 | 1200 |  | 1 | 1200
P107 | 2014 | RS2065547A | P | 2014-06-18 | PENTAIR | 11018 | 100 | 1 | 1200 |  | 1 | 1200 |  | 1 | 1200
P107 | 2015 | RS2101417A | P | 2015-05-26 | PENTAIR | 342001 | 100 | 1 | 1200 |  | 1 | 1200 |  | 1 | 1200
P107 | 2014 | RS2081328A | P | 2014-11-14 | PENTAIR | 11018 | 100 | 1 | 1200 |  | 1 | 1200 |  | 1 | 1200
P107 | 2014 | RS2046767A | P | 2014-01-09 | PENTAIR | 11018 | 100 | 1 | 1200 |  | 1 | 1200 |  | 1 | 1200
P107 | 2014 | RS2079334A | P | 2014-11-14 | PENTAIR | 11018 | 100 | 1 | 1200 |  | 1 | 1200 |  | 1 | 1200
P107 | 2015 | RS2091498A | P | 2015-01-21 | PENTAIR | 11018 | 100 | 1 | 1200 |  | 1 | 1200 |  | 1 | 1200
P107 | 2014 | RS2073646A | P | 2014-08-27 | PENTAIR | 11018 | 100 | 1 | 1200 |  | 1 | 1200 |  | 1 | 1200
P107 | 2015 | RS2106109A | P | 2015-07-17 | PENTAIR | 11018 | 100 | 1 | 1200 |  | 1 | 1200 |  | 1 | 1200
P107 | 2015 | RS2093750A | P | 2015-02-13 | PENTAIR | 11018 | 100 | 1 | 1200 |  | 1 | 1200 |  | 1 | 1200
P107 | 2014 | RS2054012A | P | 2014-02-28 | PENTAIR | 11018 | 100 | 1 | 1200 |  | 1 | 1200 |  | 1 | 1200
P107 | 2014 | RS2060274A | P | 2014-04-30 | PENTAIR | 11018 | 100 | 1 | 1200 |  | 1 | 1200 |  | 1 | 1200
P107 | 2015 | RS2098615A | P | 2015-04-15 | PENTAIR | 11018 | 100 | 1 | 1200 |  | 1 | 1200 |  | 1 | 1200
P107 | 2015 | RS2097029A | P | 2015-04-13 | PENTAIR | 11018 | 100 | 1 | 1200 |  | 1 | 1200 |  | 1 | 1200
P107 | 2015 | RS6058587A | P | 2015-04-29 | PENTAIR | 342000 | 100 | 1 | 1200 |  | 1 | 1200 |  | 1 | 1200
P107 | 2014 | RS2081497A | P | 2014-10-30 | PENTAIR | 11018 | 100 | 1 | 1200 |  | 1 | 1200 |  | 1 | 1200
P107 | 2014 | RS2061339A | P | 2014-05-09 | PENTAIR | 11017 | 100 | 1 | 1200 |  | 1 | 1200 |  | 1 | 1200
P107 | 2014 | RS2063793A | P | 2014-06-04 | PENTAIR | 11018 | 100 | 1 | 1200 |  | 1 | 1200 |  | 1 | 1200
P107 | 2014 | RS2062346A | P | 2014-05-22 | PENTAIR | 11018 | 100 | 1 | 1200 |  | 1 | 1200 |  | 1 | 1200
P107 | 2014 | RS2075113A | P | 2014-09-05 | PENTAIR | 11013 | 100 | 1 | 1200 |  | 1 | 1200 |  | 1 | 1200
P107 | 2014 | RS6048339A | P | 2014-12-30 | PENTAIR | 11018 | 100 | 1 | 1200 |  | 1 | 1200 |  | 1 | 1200
P107 | 2015 | RS2100351A | P | 2015-05-11 | PENTAIR | 11018 | 100 | 1 | 1200 |  | 1 | 1200 |  | 1 | 1200
P107 | 2015 | RS2096065A | P | 2015-03-17 | PENTAIR | 11018 | 100 | 1 | 1200 |  | 1 | 1200 |  | 1 | 1200
P107 | 2015 | RS2117092A | P | 2015-11-24 | PENTAIR | 342000 | 100 | 1 | 1200 |  | 1 | 1200 |  | 1 | 1200
P107 | 2015 | RS2103561A | P | 2015-07-07 | PENTAIR | 11018 | 100 | 1 | 1200 |  | 1 | 1200 |  | 1 | 1200
P107 | 2015 | RS6065585A | P | 2015-09-10 | PENTAIR | 11018 | 100 | 1 | 1200 |  | 1 | 1200 |  | 1 | 1200
P107 | 2014 | RS2065551A | P | 2014-06-18 | PENTAIR | 11018 | 100 | 1 | 1200 |  | 1 | 1200 |  | 1 | 1200
P107 | 2015 | RS2092688A | P | 2015-02-04 | PENTAIR | 11018 | 100 | 1 | 1200 |  | 1 | 1200 |  | 1 | 1200
P107 | 2014 | RS2088140A | P | 2015-01-08 | PENTAIR | 11018 | 100 | 1 | 1200 |  | 1 | 1200 |  | 1 | 1200
P107 | 2015 | RS6065402A | P | 2015-07-27 | PENTAIR | 11018 | 100 | 1 | 1200 |  | 1 | 1200 |  | 1 | 1200
P107 | 2015 | RS2111306A | P | 2015-09-15 | PENTAIR | 11008 | 100 | 1 | 1200 |  | 1 | 1200 |  | 1 | 1200
P107 | 2015 | RS2113882A | P | 2015-10-14 | PENTAIR | 11018 | 100 | 1 | 1200 |  | 1 | 1200 |  | 1 | 1200
P107 | 2014 | RS2048227A | P | 2014-01-14 | PENTAIR | 11018 | 100 | 1 | 1200 |  | 1 | 1200 |  | 1 | 1200
P107 | 2015 | RS2092251A | P | 2015-01-29 | PENTAIR | 11018 | 100 | 1 | 1200 |  | 1 | 1200 |  | 1 | 1200
P107 | 2015 | RS2100533A | P | 2015-05-12 | PENTAIR | 11018 | 100 | 1 | 1200 |  | 1 | 1200 |  | 1 | 1200
P107 | 2015 | RS2112835A | P | 2015-09-29 | PENTAIR | 11018 | 100 | 1 | 1200 |  | 1 | 1200 |  | 1 | 1200
P107 | 2015 | RS2116996A | P | 2015-11-16 | PENTAIR | 11018 | 100 | 1 | 1200 |  | 1 | 1200 |  | 1 | 1200
P107 | 2015 | RS2110640A | P | 2015-09-04 | PENTAIR | 11018 | 100 | 1 | 1200 |  | 1 | 1200 |  | 1 | 1200
P107 | 2015 | RS2103609A | P | 2015-06-17 | PENTAIR | 11018 | 100 | 1 | 1200 |  | 1 | 1200 |  | 1 | 1200
P107 | 2014 | RS2066557A | P | 2014-06-27 | PENTAIR | 11018 | 100 | 1 | 1200 |  | 1 | 1200 |  | 1 | 1200
P107 | 2014 | RS2055652A | P | 2014-03-12 | PENTAIR | 11018 | 100 | 1 | 1200 |  | 1 | 1200 |  | 1 | 1200
P107 | 2015 | RS2114205A | P | 2015-10-20 | PENTAIR | 11018 | 100 | 1 | 1200 |  | 1 | 1200 |  | 1 | 1200
P107 | 2015 | RS6064910A | P | 2015-07-20 | PENTAIR | 342001 | 100 | 1 | 1200 |  | 1 | 1200 |  | 1 | 1200
P107 | 2015 | RS2113819A | P | 2015-10-14 | PENTAIR | 11018 | 100 | 1 | 1200 |  | 1 | 1200 |  | 1 | 1200
P107 | 2014 | RS6040380A | P | 2014-11-05 | PENTAIR | 11018 | 100 | 1 | 1200 |  | 1 | 1200 |  | 1 | 1200
P107 | 2015 | RS2100077A | P | 2015-05-06 | PENTAIR | 11018 | 100 | 1 | 1200 |  | 1 | 1200 |  | 1 | 1200
P107 | 2015 | RS2092445A | P | 2015-02-04 | PENTAIR | 11018 | 100 | 1 | 1200 |  | 1 | 1200 |  | 1 | 1200
P107 | 2015 | RS2106819A | P | 2015-07-22 | PENTAIR | 11018 | 100 | 1 | 1200 |  | 1 | 1200 |  | 1 | 1200
P107 | 2014 | RS2078086A | P | 2014-09-30 | PENTAIR | 342000 | 100 | 1 | 1200 |  | 1 | 1200 |  | 1 | 1200
P107 | 2014 | RS2062899A | P | 2014-05-30 | PENTAIR | 11018 | 100 | 1 | 1200 |  | 1 | 1200 |  | 1 | 1200
P107 | 2014 | RS2059111A | P | 2014-05-07 | PENTAIR | 11018 | 100 | 1 | 1200 |  | 1 | 1200 |  | 1 | 1200
P107 | 2014 | RS2082021A | P | 2014-11-05 | PENTAIR | 11018 | 100 | 1 | 1200 |  | 1 | 1200 |  | 1 | 1200
P107 | 2014 | RS2080881A | P | 2014-10-23 | PENTAIR | 11018 | 100 | 1 | 1200 |  | 1 | 1200 |  | 1 | 1200
P107 | 2014 | RS2082329A | P | 2014-11-06 | PENTAIR | 11018 | 100 | 1 | 1200 |  | 1 | 1200 |  | 1 | 1200
P107 | 2015 | RS2092710A | P | 2015-02-04 | PENTAIR | 11018 | 100 | 1 | 1200 |  | 1 | 1200 |  | 1 | 1200
P107 | 2015 | RS2094312A | P | 2015-02-19 | PENTAIR | 11018 | 100 | 1 | 1200 |  | 1 | 1200 |  | 1 | 1200
P107 | 2015 | RS2098009A | P | 2015-04-22 | PENTAIR | 11018 | 100 | 1 | 1200 |  | 1 | 1200 |  | 1 | 1200
P107 | 2014 | RS2082403A | P | 2014-11-11 | PENTAIR | 11018 | 100 | 1 | 1200 |  | 1 | 1200 |  | 1 | 1200
P107 | 2015 | RS6069538A | P | 2015-10-21 | PENTAIR | 342000 | 100 | 1 | 1200 |  | 1 | 1200 |  | 1 | 1200
P107 | 2015 | RS6050180A | P | 2015-01-12 | PENTAIR | 11018 | 100 | 1 | 1200 |  | 1 | 1200 |  | 1 | 1200
P107 | 2014 | RS6036221A | P | 2014-10-03 | PENTAIR | 11018 | 100 | 1 | 1200 |  | 1 | 1200 |  | 1 | 1200
P107 | 2015 | RS6056417A | P | 2015-03-30 | PENTAIR | 342000 | 100 | 1 | 1200 |  | 1 | 1200 |  | 1 | 1200
P107 | 2015 | RS2105952A | P | 2015-07-15 | PENTAIR | 11018 | 100 | 1 | 1200 |  | 1 | 1200 |  | 1 | 1200
P107 | 2014 | RS2066709A | P | 2014-06-30 | PENTAIR | 11018 | 100 | 1 | 1200 |  | 1 | 1200 |  | 1 | 1200
P107 | 2015 | RS2098711A | P | 2015-04-16 | PENTAIR | 342000 | 100 | 1 | 1200 |  | 1 | 1200 |  | 1 | 1200
P107 | 2015 | RS2120393A | P | 2015-12-22 | PENTAIR | 11018 | 100 | 1 | 1200 |  | 1 | 1200 |  | 1 | 1200
P107 | 2014 | RS2054013A | P | 2014-02-28 | PENTAIR | 11018 | 100 | 1 | 1200 |  | 1 | 1200 |  | 1 | 1200
P107 | 2015 | RS2101066A | P | 2015-05-20 | PENTAIR | 11018 | 100 | 1 | 1200 |  | 1 | 1200 |  | 1 | 1200
P107 | 2014 | RS2076741A | P | 2014-11-14 | PENTAIR | 11018 | 100 | 1 | 1200 |  | 1 | 1200 |  | 1 | 1200
P107 | 2015 | RS2120394A | P | 2015-12-22 | PENTAIR | 11018 | 100 | 1 | 1200 |  | 1 | 1200 |  | 1 | 1200
P107 | 2015 | RS2100358A | P | 2015-05-11 | PENTAIR | 11018 | 100 | 1 | 1200 |  | 1 | 1200 |  | 1 | 1200
P107 | 2014 | RS2082330A | P | 2014-11-06 | PENTAIR | 11018 | 100 | 1 | 1200 |  | 1 | 1200 |  | 1 | 1200
P107 | 2015 | RS2104916A | P | 2015-07-01 | PENTAIR | 342001 | 100 | 1 | 1200 |  | 1 | 1200 |  | 1 | 1200
P107 | 2014 | RS2063392A | P | 2014-06-18 | PENTAIR | 11018 | 100 | 1 | 1200 |  | 1 | 1200 |  | 1 | 1200
P107 | 2015 | RS2061020A | P | 2015-03-11 | PENTAIR | 11018 | 100 | 1 | 1200 |  | 1 | 1200 |  | 1 | 1200
P107 | 2015 | RS2120392A | P | 2015-12-22 | PENTAIR | 11018 | 100 | 1 | 1200 |  | 1 | 1200 |  | 1 | 1200
P107 | 2015 | RS2107169A | P | 2015-07-27 | PENTAIR | 11018 | 100 | 1 | 1200 |  | 1 | 1200 |  | 1 | 1200
P107 | 2015 | RS6064642A | P | 2015-08-05 | PENTAIR | 11018 | 100 | 1 | 1200 |  | 1 | 1200 |  | 1 | 1200
P107 | 2014 | RS6019364A | P | 2014-02-03 | PENTAIR | 11018 | 100 | 1 | 1200 |  | 1 | 1200 |  | 1 | 1200
P107 | 2014 | RS2062897A | P | 2014-05-30 | PENTAIR | 11018 | 100 | 1 | 1200 |  | 1 | 1200 |  | 1 | 1200
P107 | 2015 | RS2099002A | P | 2015-04-22 | PENTAIR | 11018 | 100 | 1 | 1200 |  | 1 | 1200 |  | 1 | 1200
P107 | 2015 | RS2109216A | P | 2015-08-18 | PENTAIR | 342000 | 100 | 1 | 1200 |  | 1 | 1200 |  | 1 | 1200
P107 | 2015 | RS2107453A | P | 2015-07-29 | PENTAIR | 11018 | 100 | 1 | 1200 |  | 1 | 1200 |  | 1 | 1200
P107 | 2015 | RS6060600A | P | 2015-05-28 | PENTAIR | 11018 | 100 | 1 | 1200 |  | 1 | 1200 |  | 1 | 1200
P107 | 2015 | RS2105820A | P | 2015-07-13 | PENTAIR | 11018 | 100 | 1 | 1200 |  | 1 | 1200 |  | 1 | 1200
P107 | 2014 | RS6029880A | P | 2014-07-07 | PENTAIR | 11018 | 100 | 1 | 1200 |  | 1 | 1200 |  | 1 | 1200
P107 | 2014 | RS2060907A | P | 2014-05-08 | PENTAIR | 11018 | 100 | 1 | 1200 |  | 1 | 1200 |  | 1 | 1200
P107 | 2014 | RS2081329A | P | 2014-11-25 | PENTAIR | 11018 | 100 | 1 | 1200 |  | 1 | 1200 |  | 1 | 1200
P107 | 2015 | RS2104062A | P | 2015-06-24 | PENTAIR | 11018 | 100 | 1 | 1200 |  | 1 | 1200 |  | 1 | 1200
P107 | 2015 | RS2096134A | P | 2015-03-16 | PENTAIR | 11018 | 100 | 1 | 1200 |  | 1 | 1200 |  | 1 | 1200
P107 | 2015 | RS2112705A | P | 2015-09-29 | PENTAIR | 11018 | 100 | 1 | 1200 |  | 1 | 1200 |  | 1 | 1200
P107 | 2015 | RS2120799A | P | 2015-12-29 | PENTAIR | 342001 | 100 | 1 | 1200 |  | 1 | 1200 |  | 1 | 1200
P107 | 2014 | RS6021708A | P | 2014-03-11 | PENTAIR | 11018 | 100 | 1 | 1200 |  | 1 | 1200 |  | 1 | 1200
P107 | 2014 | RS2050263A | P | 2014-01-24 | PENTAIR | 11018 | 100 | 1 | 1200 |  | 1 | 1200 |  | 1 | 1200
P107 | 2014 | RS2077046A | P | 2014-09-19 | PENTAIR | 11018 | 100 | 1 | 1200 |  | 1 | 1200 |  | 1 | 1200
P107 | 2015 | RS2096480A | P | 2015-03-19 | PENTAIR | 342001 | 100 | 1 | 1200 |  | 1 | 1200 |  | 1 | 1200
P107 | 2015 | RS2092700A | P | 2015-02-04 | PENTAIR | 11018 | 100 | 1 | 1200 |  | 1 | 1200 |  | 1 | 1200
P107 | 2014 | RS2089258A | P | 2015-01-08 | PENTAIR | 11018 | 100 | 1 | 1200 |  | 1 | 1200 |  | 1 | 1200
P107 | 2014 | RS2052128A | P | 2014-03-12 | PENTAIR | 11018 | 100 | 1 | 1200 |  | 1 | 1200 |  | 1 | 1200
P107 | 2015 | RS2099939A | P | 2015-05-06 | PENTAIR | 11018 | 100 | 1 | 1200 |  | 1 | 1200 |  | 1 | 1200
P107 | 2015 | RS2102273A | P | 2015-06-05 | PENTAIR | 11018 | 100 | 1 | 1200 |  | 1 | 1200 |  | 1 | 1200
P107 | 2014 | RS2086833A | P | 2014-12-17 | PENTAIR | 11018 | 100 | 1 | 1200 |  | 1 | 1200 |  | 1 | 1200
P107 | 2015 | RS2103797A | P | 2015-06-19 | PENTAIR | 342000 | 100 | 1 | 1200 |  | 1 | 1200 |  | 1 | 1200
P107 | 2015 | RS2115819A | P | 2015-11-03 | PENTAIR | 342001 | 100 | 1 | 1200 |  | 1 | 1200 |  | 1 | 1200
P107 | 2015 | RS2110609A | P | 2015-09-03 | PENTAIR | 11018 | 100 | 1 | 1200 |  | 1 | 1200 |  | 1 | 1200
P107 | 2015 | RS2120801A | P | 2015-12-29 | PENTAIR | 11018 | 100 | 1 | 1200 |  | 1 | 1200 |  | 1 | 1200
P107 | 2015 | RS2094813A | P | 2015-02-27 | PENTAIR | 11018 | 100 | 1 | 1200 |  | 1 | 1200 |  | 1 | 1200
P107 | 2015 | RS2099951A | P | 2015-05-06 | PENTAIR | 11018 | 100 | 1 | 1200 |  | 1 | 1200 |  | 1 | 1200
P107 | 2015 | RS2094496A | P | 2015-02-24 | PENTAIR | 342000 | 100 | 1 | 1200 |  | 1 | 1200 |  | 1 | 1200
P107 | 2015 | RS2110336A | P | 2015-09-02 | PENTAIR | 11018 | 100 | 1 | 1200 |  | 1 | 1200 |  | 1 | 1200
P107 | 2014 | RS2073004A | P | 2014-08-20 | PENTAIR | 11018 | 100 | 1 | 1200 |  | 1 | 1200 |  | 1 | 1200
P107 | 2015 | RS2100350A | P | 2015-05-11 | PENTAIR | 11018 | 100 | 1 | 1200 |  | 1 | 1200 |  | 1 | 1200
P107 | 2014 | RS2088145A | P | 2015-01-08 | PENTAIR | 11018 | 100 | 1 | 1200 |  | 1 | 1200 |  | 1 | 1200
P107 | 2015 | RS2098056A | P | 2015-04-10 | PENTAIR | 11018 | 100 | 1 | 1200 |  | 1 | 1200 |  | 1 | 1200
P107 | 2015 | RS2111311A | P | 2015-09-15 | PENTAIR | 11018 | 100 | 1 | 1200 |  | 1 | 1200 |  | 1 | 1200
P107 | 2015 | RS2117060A | P | 2015-11-16 | PENTAIR | 11018 | 100 | 1 | 1200 |  | 1 | 1200 |  | 1 | 1200
P107 | 2015 | RS2105951A | P | 2015-09-10 | PENTAIR | 11018 | 100 | 1 | 1200 |  | 1 | 1200 |  | 1 | 1200
P107 | 2015 | RS2107501A | P | 2015-07-29 | PENTAIR | 11018 | 100 | 1 | 1200 |  | 1 | 1200 |  | 1 | 1200
P107 | 2014 | RS2070450A | P | 2014-08-01 | PENTAIR | 11018 | 100 | 1 | 1200 |  | 1 | 1200 |  | 1 | 1200
P107 | 2014 | RS2064149A | P | 2014-06-20 | PENTAIR | 11018 | 100 | 1 | 1200 |  | 1 | 1200 |  | 1 | 1200
P107 | 2014 | RS2063663A | P | 2014-06-04 | PENTAIR | 11018 | 100 | 1 | 1200 |  | 1 | 1200 |  | 1 | 1200
P107 | 2015 | RS2092692A | P | 2015-02-04 | PENTAIR | 11018 | 100 | 1 | 1200 |  | 1 | 1200 |  | 1 | 1200
P107 | 2015 | RS2098842A | P | 2015-04-17 | PENTAIR | 342000 | 100 | 1 | 1200 |  | 1 | 1200 |  | 1 | 1200
P107 | 2014 | RS2079447A | P | 2014-10-08 | PENTAIR | 11018 | 100 | 1 | 1200 |  | 1 | 1200 |  | 1 | 1200
P107 | 2014 | RS2079553A | P | 2014-10-09 | PENTAIR | 11018 | 100 | 1 | 1200 |  | 1 | 1200 |  | 1 | 1200
P107 | 2015 | RS2108843A | P | 2015-08-14 | PENTAIR | 11018 | 100 | 1 | 1200 |  | 1 | 1200 |  | 1 | 1200
P107 | 2015 | RS2104207A | P | 2015-06-25 | PENTAIR | 11018 | 100 | 1 | 1200 |  | 1 | 1200 |  | 1 | 1200
P107 | 2015 | RS2110304A | P | 2015-09-01 | PENTAIR | 11018 | 100 | 1 | 1200 |  | 1 | 1200 |  | 1 | 1200
P107 | 2015 | RS2108401A | P | 2015-08-11 | PENTAIR | 11018 | 100 | 1 | 1200 |  | 1 | 1200 |  | 1 | 1200
P107 | 2015 | RS6062061A | P | 2015-07-07 | PENTAIR | 11018 | 100 | 1 | 1200 |  | 1 | 1200 |  | 1 | 1200
P107 | 2015 | RS2110408A | P | 2015-09-02 | PENTAIR | 342001 | 100 | 1 | 1200 |  | 1 | 1200 |  | 1 | 1200
P107 | 2015 | RS2103879A | P | 2015-06-22 | PENTAIR | 11018 | 100 | 1 | 1200 |  | 1 | 1200 |  | 1 | 1200
P107 | 2015 | RS2102282A | P | 2015-06-05 | PENTAIR | 11018 | 100 | 1 | 1200 |  | 1 | 1200 |  | 1 | 1200
P107 | 2014 | RS2064536A | P | 2014-07-07 | PENTAIR | 11018 | 100 | 1 | 1200 |  | 1 | 1200 |  | 1 | 1200
P107 | 2014 | RS2049534A | P | 2014-01-21 | PENTAIR | 11018 | 100 | 1 | 1200 |  | 1 | 1200 |  | 1 | 1200
P107 | 2014 | RS2072990A | P | 2014-08-21 | PENTAIR | 11017 | 100 | 1 | 1200 |  | 1 | 1200 |  | 1 | 1200
P107 | 2014 | RS2068890A | P | 2014-07-21 | PENTAIR | 11018 | 100 | 1 | 1200 |  | 1 | 1200 |  | 1 | 1200
P107 | 2014 | RS2087016A | P | 2014-12-19 | PENTAIR | 11018 | 100 | 1 | 1200 |  | 1 | 1200 |  | 1 | 1200
P107 | 2015 | RS2099376A | P | 2015-04-28 | PENTAIR | 11018 | 100 | 1 | 1200 |  | 1 | 1200 |  | 1 | 1200
P107 | 2015 | RS6058574A | P | 2015-04-29 | PENTAIR | 11008 | 100 | 1 | 1200 |  | 1 | 1200 |  | 1 | 1200
P107 | 2015 | RS2103684A | P | 2015-06-18 | PENTAIR | 342000 | 100 | 1 | 1200 |  | 1 | 1200 |  | 1 | 1200
P107 | 2014 | RS2075391A | P | 2014-09-10 | PENTAIR | 11018 | 100 | 1 | 1200 |  | 1 | 1200 |  | 1 | 1200
P107 | 2014 | RS2076550A | P | 2014-09-17 | PENTAIR | 11018 | 100 | 1 | 1200 |  | 1 | 1200 |  | 1 | 1200
P107 | 2014 | RS2053548A | P | 2014-02-21 | PENTAIR | 11018 | 100 | 1 | 1200 |  | 1 | 1200 |  | 1 | 1200
P107 | 2015 | RS2103149A | P | 2015-06-12 | PENTAIR | 11018 | 100 | 1 | 1200 |  | 1 | 1200 |  | 1 | 1200
P107 | 2015 | RS6028851A | P | 2015-04-06 | PENTAIR | 11018 | 100 | 1 | 1200 |  | 1 | 1200 |  | 1 | 1200
P107 | 2015 | RS2102397A | P | 2015-06-05 | PENTAIR | 11018 | 100 | 1 | 1200 |  | 1 | 1200 |  | 1 | 1200
P107 | 2015 | RS2107170A | P | 2015-07-28 | PENTAIR | 11018 | 100 | 1 | 1200 |  | 1 | 1200 |  | 1 | 1200
P107 | 2015 | RS2109793A | P | 2015-08-25 | PENTAIR | 11018 | 100 | 1 | 1200 |  | 1 | 1200 |  | 1 | 1200
P107 | 2014 | RS2066708A | P | 2014-06-30 | PENTAIR | 11018 | 100 | 1 | 1200 |  | 1 | 1200 |  | 1 | 1200
P107 | 2014 | RS2063639A | P | 2014-06-02 | PENTAIR | 11018 | 100 | 1 | 1200 |  | 1 | 1200 |  | 1 | 1200
P107 | 2014 | RS2057945A | P | 2014-04-08 | PENTAIR | 11018 | 100 | 1 | 1200 |  | 1 | 1200 |  | 1 | 1200
P107 | 2014 | RS2057139A | P | 2014-03-27 | PENTAIR | 11018 | 100 | 1 | 1200 |  | 1 | 1200 |  | 1 | 1200
P107 | 2014 | RS2061581A | P | 2014-05-13 | PENTAIR | 11018 | 100 | 1 | 1200 |  | 1 | 1200 |  | 1 | 1200
P107 | 2014 | RS2058568A | P | 2014-04-14 | PENTAIR | 11018 | 100 | 1 | 1200 |  | 1 | 1200 |  | 1 | 1200
P107 | 2014 | RS2076735A | P | 2014-09-18 | PENTAIR | 11018 | 100 | 1 | 1200 |  | 1 | 1200 |  | 1 | 1200
P107 | 2015 | RS2093352A | P | 2015-02-11 | PENTAIR | 11018 | 100 | 1 | 1200 |  | 1 | 1200 |  | 1 | 1200
P107 | 2015 | RS2103605A | P | 2015-06-17 | PENTAIR | 11018 | 100 | 1 | 1200 |  | 1 | 1200 |  | 1 | 1200
P107 | 2015 | RS6065834A | P | 2015-08-11 | PENTAIR | 11018 | 100 | 1 | 1200 |  | 1 | 1200 |  | 1 | 1200
P107 | 2015 | RS2109384A | P | 2015-08-19 | PENTAIR | 11018 | 100 | 1 | 1200 |  | 1 | 1200 |  | 1 | 1200
P107 | 2015 | RS6065182A | P | 2015-07-23 | PENTAIR | 11018 | 100 | 1 | 1200 |  | 1 | 1200 |  | 1 | 1200
P107 | 2015 | RS2108455A | P | 2015-08-11 | PENTAIR | 11018 | 100 | 1 | 1200 |  | 1 | 1200 |  | 1 | 1200
P107 | 2015 | RS2105949A | P | 2015-07-15 | PENTAIR | 11018 | 100 | 1 | 1200 |  | 1 | 1200 |  | 1 | 1200
P107 | 2014 | RS2072179A | P | 2014-08-13 | PENTAIR | 11018 | 100 | 1 | 1200 |  | 1 | 1200 |  | 1 | 1200
P107 | 2015 | RS6059794A | P | 2015-08-17 | PENTAIR | 11018 | 100 | 1 | 1200 |  | 1 | 1200 |  | 1 | 1200
P107 | 2015 | RS2108708A | P | 2015-08-13 | PENTAIR | 11018 | 100 | 1 | 1200 |  | 1 | 1200 |  | 1 | 1200
P107 | 2015 | RS2110311A | P | 2015-09-01 | PENTAIR | 11018 | 100 | 1 | 1200 |  | 1 | 1200 |  | 1 | 1200
P107 | 2015 | RS2107416A | P | 2015-07-29 | PENTAIR | 11018 | 100 | 1 | 1200 |  | 1 | 1200 |  | 1 | 1200
P107 | 2014 | RS2058675A | P | 2014-04-17 | PENTAIR | 11018 | 100 | 1 | 1200 |  | 1 | 1200 |  | 1 | 1200
P107 | 2015 | RS2093665A | P | 2015-02-13 | PENTAIR | 11018 | 100 | 1 | 1200 |  | 1 | 1200 |  | 1 | 1200
P107 | 2014 | RS2050601A | P | 2014-02-20 | PENTAIR | 11018 | 100 | 1 | 1200 |  | 1 | 1200 |  | 1 | 1200
P107 | 2014 | RS2068834A | P | 2014-08-27 | PENTAIR | 11018 | 100 | 1 | 1200 |  | 1 | 1200 |  | 1 | 1200
P107 | 2015 | RS2103933A | P | 2015-06-23 | PENTAIR | 11018 | 100 | 1 | 1200 |  | 1 | 1200 |  | 1 | 1200
P107 | 2015 | RS2093536A | P | 2015-02-12 | PENTAIR | 11018 | 100 | 1 | 1200 |  | 1 | 1200 |  | 1 | 1200
P107 | 2015 | RS2092222A | P | 2015-01-29 | PENTAIR | 11018 | 100 | 1 | 1200 |  | 1 | 1200 |  | 1 | 1200
P107 | 2015 | RS2103679A | P | 2015-06-18 | PENTAIR | 342000 | 100 | 1 | 1200 |  | 1 | 1200 |  | 1 | 1200
P107 | 2015 | RS2104609A | P | 2015-07-01 | PENTAIR | 11018 | 100 | 1 | 1200 |  | 1 | 1200 |  | 1 | 1200
P107 | 2015 | RS2110307A | P | 2015-09-01 | PENTAIR | 11018 | 100 | 1 | 1200 |  | 1 | 1200 |  | 1 | 1200
P107 | 2015 | RS2116584A | P | 2015-11-10 | PENTAIR | 11018 | 100 | 1 | 1200 |  | 1 | 1200 |  | 1 | 1200
P107 | 2015 | RS6070911A | P | 2015-10-21 | PENTAIR | 11018 | 100 | 1 | 1200 |  | 1 | 1200 |  | 1 | 1200
P107 | 2015 | RS6064764B | P | 2015-07-20 | PENTAIR | 11018 | 100 | 1 | 1200 |  | 1 | 1200 |  | 1 | 1200
P107 | 2015 | RS2114783A | P | 2015-10-22 | PENTAIR | 11018 | 100 | 1 | 1200 |  | 1 | 1200 |  | 1 | 1200
P107 | 2015 | RS2089831A | P | 2015-01-13 | PENTAIR | 11018 | 100 | 1 | 1200 |  | 1 | 1200 |  | 1 | 1200
P107 | 2014 | RS2081381A | P | 2014-10-29 | PENTAIR | 11018 | 100 | 1 | 1200 |  | 1 | 1200 |  | 1 | 1200
P107 | 2015 | RS2103093A | P | 2015-06-11 | PENTAIR | 11018 | 100 | 1 | 1200 |  | 1 | 1200 |  | 1 | 1200
P107 | 2015 | RS2105855A | P | 2015-07-13 | PENTAIR | 11018 | 100 | 1 | 1200 |  | 1 | 1200 |  | 1 | 1200
P107 | 2015 | RS2104113A | P | 2015-06-24 | PENTAIR | 11018 | 100 | 1 | 1200 |  | 1 | 1200 |  | 1 | 1200
P107 | 2015 | RS2104489A | P | 2015-06-26 | PENTAIR | 11018 | 100 | 1 | 1200 |  | 1 | 1200 |  | 1 | 1200
P107 | 2015 | RS2108169A | P | 2015-08-07 | PENTAIR | 11018 | 100 | 1 | 1200 |  | 1 | 1200 |  | 1 | 1200
P107 | 2015 | RS2113189A | P | 2015-10-26 | PENTAIR | 11018 | 100 | 1 | 1200 |  | 1 | 1200 |  | 1 | 1200
P107 | 2014 | RS2064568A | P | 2014-06-10 | PENTAIR | 11018 | 100 | 1 | 1200 |  | 1 | 1200 |  | 1 | 1200
P107 | 2014 | RS2087073A | P | 2015-01-12 | PENTAIR | 11018 | 100 | 1 | 1200 |  | 1 | 1200 |  | 1 | 1200
P107 | 2014 | RS2074533A | P | 2014-10-06 | PENTAIR | 342000 | 100 | 1 | 1200 |  | 1 | 1200 |  | 1 | 1200
P107 | 2014 | RS2086645A | P | 2014-12-17 | PENTAIR | 11018 | 100 | 1 | 1200 |  | 1 | 1200 |  | 1 | 1200
P107 | 2015 | RS2090940A | P | 2015-01-15 | PENTAIR | 11018 | 100 | 1 | 1200 |  | 1 | 1200 |  | 1 | 1200
P107 | 2015 | RS2106728A | P | 2015-07-22 | PENTAIR | 11018 | 100 | 1 | 1200 |  | 1 | 1200 |  | 1 | 1200
P107 | 2015 | RS2107500A | P | 2015-07-29 | PENTAIR | 11018 | 100 | 1 | 1200 |  | 1 | 1200 |  | 1 | 1200
P107 | 2014 | RS2070214A | P | 2014-07-29 | PENTAIR | 11018 | 100 | 1 | 1200 |  | 1 | 1200 |  | 1 | 1200
P107 | 2014 | RS2077068A | P | 2014-09-19 | PENTAIR | 11018 | 100 | 1 | 1200 |  | 1 | 1200 |  | 1 | 1200
P107 | 2015 | RS2098839A | P | 2015-04-17 | PENTAIR | 342000 | 100 | 1 | 1200 |  | 1 | 1200 |  | 1 | 1200
P107 | 2015 | RS2097034A | P | 2015-03-25 | PENTAIR | 11018 | 100 | 1 | 1200 |  | 1 | 1200 |  | 1 | 1200
P107 | 2014 | RS2074224A | P | 2014-09-11 | PENTAIR | 11018 | 100 | 1 | 1200 |  | 1 | 1200 |  | 1 | 1200
P107 | 2014 | RS6034532A | P | 2014-09-19 | PENTAIR | 11018 | 100 | 1 | 1200 |  | 1 | 1200 |  | 1 | 1200
P107 | 2014 | RS2068892A | P | 2014-07-30 | PENTAIR | 11018 | 100 | 1 | 1200 |  | 1 | 1200 |  | 1 | 1200
P107 | 2014 | RS2062994A | P | 2014-05-30 | PENTAIR | 11018 | 100 | 1 | 1200 |  | 1 | 1200 |  | 1 | 1200
P107 | 2014 | RS2063794A | P | 2014-06-04 | PENTAIR | 11018 | 100 | 1 | 1200 |  | 1 | 1200 |  | 1 | 1200
P107 | 2014 | RS2069611A | P | 2014-07-24 | PENTAIR | 11013 | 100 | 1 | 1200 |  | 1 | 1200 |  | 1 | 1200
P107 | 2015 | RS2101057A | P | 2015-05-20 | PENTAIR | 11018 | 100 | 1 | 1200 |  | 1 | 1200 |  | 1 | 1200
P107 | 2014 | RS2086587A | P | 2014-12-17 | PENTAIR | 11018 | 100 | 1 | 1200 |  | 1 | 1200 |  | 1 | 1200
P107 | 2015 | RS2103681A | P | 2015-06-18 | PENTAIR | 342000 | 100 | 1 | 1200 |  | 1 | 1200 |  | 1 | 1200
P107 | 2015 | RS2105950A | P | 2015-07-15 | PENTAIR | 11018 | 100 | 1 | 1200 |  | 1 | 1200 |  | 1 | 1200
P107 | 2015 | RS2110306A | P | 2015-09-01 | PENTAIR | 11018 | 100 | 1 | 1200 |  | 1 | 1200 |  | 1 | 1200
P107 | 2014 | RS2062382A | P | 2014-05-22 | PENTAIR | 11018 | 100 | 1 | 1200 |  | 1 | 1200 |  | 1 | 1200
P107 | 2015 | RS2097688A | P | 2015-04-06 | PENTAIR | 11018 | 100 | 1 | 1200 |  | 1 | 1200 |  | 1 | 1200
P107 | 2014 | RS2087755A | P | 2015-01-08 | PENTAIR | 11018 | 100 | 1 | 1200 |  | 1 | 1200 |  | 1 | 1200
P107 | 2015 | RS2101851A | P | 2015-05-28 | PENTAIR | 342001 | 100 | 1 | 1200 |  | 1 | 1200 |  | 1 | 1200
P107 | 2015 | RS2111663A | P | 2015-10-16 | PENTAIR | 11018 | 100 | 1 | 1200 |  | 1 | 1200 |  | 1 | 1200
P107 | 2015 | RS2103109A | P | 2015-06-12 | PENTAIR | 11018 | 100 | 1 | 1200 |  | 1 | 1200 |  | 1 | 1200
P107 | 2015 | RS6062068A | P | 2015-06-16 | PENTAIR | 342000 | 100 | 1 | 1200 |  | 1 | 1200 |  | 1 | 1200
P107 | 2015 | RS2103595A | P | 2015-06-17 | PENTAIR | 11018 | 100 | 1 | 1200 |  | 1 | 1200 |  | 1 | 1200
P107 | 2014 | RS2062533A | P | 2014-06-04 | PENTAIR | 11018 | 100 | 1 | 1200 |  | 1 | 1200 |  | 1 | 1200
P107 | 2014 | RS2088782A | P | 2015-01-02 | PENTAIR | 11018 | 100 | 1 | 1200 |  | 1 | 1200 |  | 1 | 1200
P107 | 2015 | RS2097320A | P | 2015-03-30 | PENTAIR | 11018 | 100 | 1 | 1200 |  | 1 | 1200 |  | 1 | 1200
P107 | 2014 | RS2075177A | P | 2014-11-14 | PENTAIR | 11018 | 100 | 1 | 1200 |  | 1 | 1200 |  | 1 | 1200
P107 | 2015 | RS2113523A | P | 2015-10-07 | PENTAIR | 11018 | 100 | 1 | 1200 |  | 1 | 1200 |  | 1 | 1200
P107 | 2015 | RS2118844A | P | 2015-12-10 | PENTAIR | 11018 | 100 | 1 | 1200 |  | 1 | 1200 |  | 1 | 1200
P107 | 2015 | RS2093384A | P | 2015-02-12 | PENTAIR | 11018 | 100 | 1 | 1200 |  | 1 | 1200 |  | 1 | 1200
P107 | 2014 | RS2082331A | P | 2014-11-06 | PENTAIR | 11018 | 100 | 1 | 1200 |  | 1 | 1200 |  | 1 | 1200
P107 | 2014 | RS2057164A | P | 2014-04-01 | PENTAIR | 11018 | 100 | 1 | 1200 |  | 1 | 1200 |  | 1 | 1200
P107 | 2014 | RS2063787A | P | 2014-06-12 | PENTAIR | 11018 | 100 | 1 | 1200 |  | 1 | 1200 |  | 1 | 1200
P107 | 2014 | RS2063677A | P | 2014-06-09 | PENTAIR | 11018 | 100 | 1 | 1200 |  | 1 | 1200 |  | 1 | 1200
P107 | 2014 | RS2078232A | P | 2014-10-01 | PENTAIR | 11018 | 100 | 1 | 1200 |  | 1 | 1200 |  | 1 | 1200
P107 | 2015 | RS2102776A | P | 2015-06-11 | PENTAIR | 11018 | 100 | 1 | 1200 |  | 1 | 1200 |  | 1 | 1200
P107 | 2014 | RS2080921A | P | 2014-10-23 | PENTAIR | 11018 | 100 | 1 | 1200 |  | 1 | 1200 |  | 1 | 1200
P107 | 2015 | RS2087747A | P | 2015-04-15 | PENTAIR | 11018 | 100 | 1 | 1200 |  | 1 | 1200 |  | 1 | 1200
P107 | 2014 | RS2057792A | P | 2014-04-03 | PENTAIR | 11018 | 100 | 1 | 1200 |  | 1 | 1200 |  | 1 | 1200
P107 | 2014 | RS2078570A | P | 2014-10-01 | PENTAIR | 11018 | 100 | 1 | 1200 |  | 1 | 1200 |  | 1 | 1200
P107 | 2015 | RS2092137A | P | 2015-01-28 | PENTAIR | 11018 | 100 | 1 | 1200 |  | 1 | 1200 |  | 1 | 1200
P107 | 2015 | RS2091405A | P | 2015-01-21 | PENTAIR | 11018 | 100 | 1 | 1200 |  | 1 | 1200 |  | 1 | 1200
P107 | 2014 | RS2080040A | P | 2014-11-14 | PENTAIR | 11018 | 100 | 1 | 1200 |  | 1 | 1200 |  | 1 | 1200
P107 | 2014 | RS2085163A | P | 2014-12-04 | PENTAIR | 11018 | 100 | 1 | 1200 |  | 1 | 1200 |  | 1 | 1200
P107 | 2015 | RS2096216A | P | 2015-03-18 | PENTAIR | 11018 | 100 | 1 | 1200 |  | 1 | 1200 |  | 1 | 1200
P107 | 2015 | RS2089818A | P | 2015-01-13 | PENTAIR | 11018 | 100 | 1 | 1200 |  | 1 | 1200 |  | 1 | 1200
P107 | 2015 | RS2117091A | P | 2015-12-01 | PENTAIR | 342000 | 100 | 1 | 1200 |  | 1 | 1200 |  | 1 | 1200
P107 | 2014 | RS2057938A | P | 2014-04-08 | PENTAIR | 11018 | 100 | 1 | 1200 |  | 1 | 1200 |  | 1 | 1200
P107 | 2015 | RS2098844A | P | 2015-04-23 | PENTAIR | 342000 | 100 | 1 | 1200 |  | 1 | 1200 |  | 1 | 1200
P107 | 2015 | RS2091780A | P | 2015-01-26 | PENTAIR | 11018 | 100 | 1 | 1200 |  | 1 | 1200 |  | 1 | 1200
P107 | 2015 | RS2117485A | P | 2015-11-20 | PENTAIR | 11018 | 100 | 1 | 1200 |  | 1 | 1200 |  | 1 | 1200
P107 | 2015 | RS6060609A | P | 2015-05-28 | PENTAIR | 11018 | 100 | 1 | 1200 |  | 1 | 1200 |  | 1 | 1200
P107 | 2015 | RS2106727A | P | 2015-07-22 | PENTAIR | 11018 | 100 | 1 | 1200 |  | 1 | 1200 |  | 1 | 1200
P107 | 2015 | RS2107502A | P | 2015-07-29 | PENTAIR | 11018 | 100 | 1 | 1200 |  | 1 | 1200 |  | 1 | 1200
P107 | 2014 | RS2056094A | P | 2014-03-17 | PENTAIR | 11018 | 100 | 1 | 1200 |  | 1 | 1200 |  | 1 | 1200
P107 | 2014 | RS2053502A | P | 2014-02-21 | PENTAIR | 11018 | 100 | 1 | 1200 |  | 1 | 1200 |  | 1 | 1200
P107 | 2014 | RS2060723A | P | 2014-05-07 | PENTAIR | 11018 | 100 | 1 | 1200 |  | 1 | 1200 |  | 1 | 1200
P107 | 2015 | RS2094861A | P | 2015-02-27 | PENTAIR | 11018 | 100 | 1 | 1200 |  | 1 | 1200 |  | 1 | 1200
P107 | 2015 | RS2100359A | P | 2015-05-11 | PENTAIR | 11018 | 100 | 1 | 1200 |  | 1 | 1200 |  | 1 | 1200
P107 | 2015 | RS2111005A | P | 2015-09-09 | PENTAIR | 11018 | 100 | 1 | 1200 |  | 1 | 1200 |  | 1 | 1200
P107 | 2015 | RS2110470A | P | 2015-09-02 | PENTAIR | 11018 | 100 | 1 | 1200 |  | 1 | 1200 |  | 1 | 1200
P107 | 2014 | RS2063592A | P | 2014-07-07 | SPECK PUMPS | EcoM3 V | 100 | 1 | 1200 |  | 1 | 1200 |  | 1 | 1200
P107 | 2014 | RS2065053A | P | 2014-06-27 | STA-RITE | P6E6VS4H-209L | 100 | 1 | 1200 |  | 1 | 1200 |  | 1 | 1200
P107 | 2014 | RS2053551A | P | 2014-02-21 | STA-RITE | P6E6VS4H-209L | 100 | 1 | 1200 |  | 1 | 1200 |  | 1 | 1200
P107 | 2014 | RS2085993A | P | 2014-12-11 | STA-RITE | P6E6VS4H-209L | 100 | 1 | 1200 |  | 1 | 1200 |  | 1 | 1200
P107 | 2015 | RS6058986A | P | 2015-05-18 | STA-RITE | P6E6VS4H-209L | 100 | 1 | 1200 |  | 1 | 1200 |  | 1 | 1200
P107 | 2014 | RS2052521A | P | 2014-02-12 | STA-RITE | P6E6VS4H-209L | 100 | 1 | 1200 |  | 1 | 1200 |  | 1 | 1200
P107 | 2014 | RS2064557A | P | 2014-06-10 | STA-RITE | P6E6VS4H-209L | 100 | 1 | 1200 |  | 1 | 1200 |  | 1 | 1200
P107 | 2015 | RS2094158A | P | 2015-02-19 | STA-RITE | P6E6VS4H-209L | 100 | 1 | 1200 |  | 1 | 1200 |  | 1 | 1200
P107 | 2015 | RS2110802A | P | 2015-09-08 | STA-RITE | P6E6VS4H-209L | 100 | 1 | 1200 |  | 1 | 1200 |  | 1 | 1200
P107 | 2015 | RS2116704A | P | 2015-11-12 | STA-RITE | P6E6VS4H-209L | 100 | 1 | 1200 |  | 1 | 1200 |  | 1 | 1200
P107 | 2014 | RS2060988A | P | 2014-05-08 | STA-RITE | P6E6VS4H-209L | 100 | 1 | 1200 |  | 1 | 1200 |  | 1 | 1200
P107 | 2015 | RS2109217A | P | 2015-08-18 | STA-RITE | 343000 | 100 | 1 | 1200 |  | 1 | 1200 |  | 1 | 1200
P107 | 2015 | RS2092273A | P | 2015-01-29 | STA-RITE | P6E6VS4H-209L | 100 | 1 | 1200 |  | 1 | 1200 |  | 1 | 1200
P107 | 2015 | RS2098551A | P | 2015-04-15 | STA-RITE | P6E6VS4H-209L | 100 | 1 | 1200 |  | 1 | 1200 |  | 1 | 1200
P107 | 2014 | RS2055973A | P | 2014-03-14 | STA-RITE | P6E6VS4H-209L | 100 | 1 | 1200 |  | 1 | 1200 |  | 1 | 1200
P107 | 2014 | RS2060173A | P | 2014-04-29 | STA-RITE | P6E6VS4H-209L | 100 | 1 | 1200 |  | 1 | 1200 |  | 1 | 1200
P107 | 2014 | RS2073691A | P | 2014-08-25 | STA-RITE | P6E6VS4H-209L | 100 | 1 | 1200 |  | 1 | 1200 |  | 1 | 1200
P107 | 2015 | RS2103667A | P | 2015-06-18 | STA-RITE | P6E6VS4H-209L | 100 | 1 | 1200 |  | 1 | 1200 |  | 1 | 1200
P107 | 2014 | RS2062225A | P | 2014-05-19 | STA-RITE | P6E6VS4H-209L | 100 | 1 | 1200 |  | 1 | 1200 |  | 1 | 1200
P107 | 2014 | RS2050966A | P | 2014-01-30 | STA-RITE | P6E6VS4H-209L | 100 | 1 | 1200 |  | 1 | 1200 |  | 1 | 1200
P107 | 2014 | RS2066377A | P | 2014-07-03 | STA-RITE | P6E6VS4H-209L | 100 | 1 | 1200 |  | 1 | 1200 |  | 1 | 1200
P107 | 2014 | RS2055825A | P | 2014-03-14 | STA-RITE | P6E6VS4H-209L | 100 | 1 | 1200 |  | 1 | 1200 |  | 1 | 1200
P107 | 2014 | RS2067904A | P | 2014-07-09 | STA-RITE | P6E6VS4H-209L | 100 | 1 | 1200 |  | 1 | 1200 |  | 1 | 1200
P107 | 2014 | RS2078626A | P | 2014-10-02 | STA-RITE | P6E6VS4H-209L | 100 | 1 | 1200 |  | 1 | 1200 |  | 1 | 1200
P107 | 2015 | RS2096140A | P | 2015-03-16 | STA-RITE | P6E6VS4H-209L | 100 | 1 | 1200 |  | 1 | 1200 |  | 1 | 1200
P107 | 2014 | RS2079814A | P | 2014-10-15 | STA-RITE | P6E6VS4H-209L | 100 | 1 | 1200 |  | 1 | 1200 |  | 1 | 1200
P107 | 2015 | RS2103328A | P | 2015-07-07 | STA-RITE | P6E6VS4H-209L | 100 | 1 | 1200 |  | 1 | 1200 |  | 1 | 1200
P107 | 2015 | RS2108700A | P | 2015-08-13 | STA-RITE | P6E6VS4H-209L | 100 | 1 | 1200 |  | 1 | 1200 |  | 1 | 1200
P107 | 2015 | RS2107299A | P | 2015-07-29 | STA-RITE | P6E6VS4H-209L | 100 | 1 | 1200 |  | 1 | 1200 |  | 1 | 1200
P107 | 2015 | RS2104242A | P | 2015-06-25 | STA-RITE | P6E6VS4H-209L | 100 | 1 | 1200 |  | 1 | 1200 |  | 1 | 1200
P107 | 2015 | RS2095223A | P | 2015-03-04 | STA-RITE | P6E6VS4H-209L | 100 | 1 | 1200 |  | 1 | 1200 |  | 1 | 1200
P107 | 2015 | RS2095814A | P | 2015-03-12 | STA-RITE | P6E6VS4H-209L | 100 | 1 | 1200 |  | 1 | 1200 |  | 1 | 1200
P107 | 2015 | RS2095547A | P | 2015-03-09 | STA-RITE | P6E6VS4H-209L | 100 | 1 | 1200 |  | 1 | 1200 |  | 1 | 1200
P107 | 2014 | RS2087197A | P | 2014-12-22 | STA-RITE | P6E6VS4H-209L | 100 | 1 | 1200 |  | 1 | 1200 |  | 1 | 1200
P107 | 2015 | RS2102398A | P | 2015-06-05 | STA-RITE | P6E6VS4H-209L | 100 | 1 | 1200 |  | 1 | 1200 |  | 1 | 1200
P107 | 2014 | RS2056224A | P | 2014-03-19 | STA-RITE | P6E6VS4H-209L | 100 | 1 | 1200 |  | 1 | 1200 |  | 1 | 1200
P107 | 2014 | RS2060731A | P | 2014-07-10 | STA-RITE | P6E6VS4H-209L | 100 | 1 | 1200 |  | 1 | 1200 |  | 1 | 1200
P107 | 2015 | RS2118317A | P | 2015-12-02 | STA-RITE | P6E6VS4H-209L | 100 | 1 | 1200 |  | 1 | 1200 |  | 1 | 1200
P107 | 2015 | RS2111966A | P | 2015-09-23 | STA-RITE | P6E6VS4H-209L | 100 | 1 | 1200 |  | 1 | 1200 |  | 1 | 1200
P107 | 2015 | RS2111450A | P | 2015-09-17 | STA-RITE | P6E6VS4H-209L | 100 | 1 | 1200 |  | 1 | 1200 |  | 1 | 1200
P107 | 2015 | RS2107177A | P | 2015-07-27 | STA-RITE | P6E6VS4H-209L | 100 | 1 | 1200 |  | 1 | 1200 |  | 1 | 1200
P107 | 2015 | RS2107412A | P | 2015-07-29 | STA-RITE | P6E6VS4H-209L | 100 | 1 | 1200 |  | 1 | 1200 |  | 1 | 1200
P107 | 2015 | RS2095214A | P | 2015-03-04 | STA-RITE | P6E6VS4H-209L | 100 | 1 | 1200 |  | 1 | 1200 |  | 1 | 1200
P107 | 2015 | RS2106768A | P | 2015-07-22 | STA-RITE | P6E6VS4H-209L | 100 | 1 | 1200 |  | 1 | 1200 |  | 1 | 1200
P107 | 2014 | RS2066384A | P | 2014-07-09 | STA-RITE | P6E6VS4H-209L | 100 | 1 | 1200 |  | 1 | 1200 |  | 1 | 1200
P107 | 2014 | RS2085342A | P | 2014-12-04 | STA-RITE | P6E6VS4H-209L | 100 | 1 | 1200 |  | 1 | 1200 |  | 1 | 1200
P107 | 2015 | RS2098344A | P | 2015-04-13 | STA-RITE | P6E6VS4H-209L | 100 | 1 | 1200 |  | 1 | 1200 |  | 1 | 1200
P107 | 2015 | RS2103455A | P | 2015-06-16 | STA-RITE | P6E6VS4H-209L | 100 | 1 | 1200 |  | 1 | 1200 |  | 1 | 1200
P107 | 2015 | RS2102790A | P | 2015-06-11 | STA-RITE | P6E6VS4H-209L | 100 | 1 | 1200 |  | 1 | 1200 |  | 1 | 1200
P107 | 2015 | RS2094057A | P | 2015-02-18 | STA-RITE | P6E6VS4H-209L | 100 | 1 | 1200 |  | 1 | 1200 |  | 1 | 1200
P107 | 2015 | RS2105361A | P | 2015-07-09 | STA-RITE | P6E6VS4H-209L | 100 | 1 | 1200 |  | 1 | 1200 |  | 1 | 1200
P107 | 2015 | RS2111447A | P | 2015-09-23 | STA-RITE | P6E6VS4H-209L | 100 | 1 | 1200 |  | 1 | 1200 |  | 1 | 1200
P107 | 2015 | RS2112106A | P | 2015-09-23 | STA-RITE | P6E6VS4H-209L | 100 | 1 | 1200 |  | 1 | 1200 |  | 1 | 1200
P107 | 2014 | RS2066542A | P | 2014-06-27 | STA-RITE | P6E6VS4H-209L | 100 | 1 | 1200 |  | 1 | 1200 |  | 1 | 1200
P107 | 2014 | RS6032538A | P | 2014-08-25 | STA-RITE | P6E6VS4H-209L | 100 | 1 | 1200 |  | 1 | 1200 |  | 1 | 1200
P107 | 2014 | RS6036869A | P | 2014-09-15 | STA-RITE | P6E6VS4H-209L | 100 | 1 | 1200 |  | 1 | 1200 |  | 1 | 1200
P107 | 2014 | RS2082107A | P | 2014-11-05 | STA-RITE | P6E6VS4H-209L | 100 | 1 | 1200 |  | 1 | 1200 |  | 1 | 1200
P107 | 2015 | RS2117078A | P | 2015-11-16 | STA-RITE | P6E6VS4H-209L | 100 | 1 | 1200 |  | 1 | 1200 |  | 1 | 1200
P107 | 2015 | RS2105184A | P | 2015-07-07 | STA-RITE | P6E6VS4H-209L | 100 | 1 | 1200 |  | 1 | 1200 |  | 1 | 1200
P107 | 2014 | RS2066540A | P | 2014-06-27 | STA-RITE | P6E6VS4H-209L | 100 | 1 | 1200 |  | 1 | 1200 |  | 1 | 1200
P107 | 2014 | RS2070174A | P | 2014-07-29 | STA-RITE | P6E6VS4H-209L | 100 | 1 | 1200 |  | 1 | 1200 |  | 1 | 1200
P107 | 2014 | RS2056537A | P | 2014-03-24 | STA-RITE | P6E6VS4H-209L | 100 | 1 | 1200 |  | 1 | 1200 |  | 1 | 1200
P107 | 2015 | RS2098353A | P | 2015-04-13 | STA-RITE | P6E6VS4H-209L | 100 | 1 | 1200 |  | 1 | 1200 |  | 1 | 1200
P107 | 2014 | RS2072060A | P | 2014-08-13 | STA-RITE | P6E6VS4H-209L | 100 | 1 | 1200 |  | 1 | 1200 |  | 1 | 1200
P107 | 2015 | RS6067512A | P | 2015-08-25 | STA-RITE | P6E6VS4H-209L | 100 | 1 | 1200 |  | 1 | 1200 |  | 1 | 1200
P107 | 2014 | RS2058096A | P | 2014-04-08 | STA-RITE | P6E6VS4H-209L | 100 | 1 | 1200 |  | 1 | 1200 |  | 1 | 1200
P107 | 2014 | RS2046824A | P | 2014-01-10 | STA-RITE | P6E6VS4H-209L | 100 | 1 | 1200 |  | 1 | 1200 |  | 1 | 1200
P107 | 2015 | RS6057691A | P | 2015-04-17 | STA-RITE | P6E6VS4H-209L | 100 | 1 | 1200 |  | 1 | 1200 |  | 1 | 1200
P107 | 2015 | RS2095485A | P | 2015-03-06 | STA-RITE | P6E6VS4H-209L | 100 | 1 | 1200 |  | 1 | 1200 |  | 1 | 1200
P107 | 2015 | RS2106830A | P | 2015-07-22 | STA-RITE | P6E6VS4H-209L | 100 | 1 | 1200 |  | 1 | 1200 |  | 1 | 1200
P107 | 2015 | RS2098354A | P | 2015-04-13 | STA-RITE | P6E6VS4H-209L | 100 | 1 | 1200 |  | 1 | 1200 |  | 1 | 1200
P107 | 2015 | RS2100433A | P | 2015-05-12 | STA-RITE | P6E6VS4H-209L | 100 | 1 | 1200 |  | 1 | 1200 |  | 1 | 1200
P107 | 2015 | RS2099019A | P | 2015-04-22 | STA-RITE | P6E6VS4H-209L | 100 | 1 | 1200 |  | 1 | 1200 |  | 1 | 1200
P107 | 2015 | RS2106782A | P | 2015-07-22 | STA-RITE | P6E6VS4H-209L | 100 | 1 | 1200 |  | 1 | 1200 |  | 1 | 1200
P107 | 2014 | RS2064556A | P | 2014-06-10 | STA-RITE | P6E6VS4H-209L | 100 | 1 | 1200 |  | 1 | 1200 |  | 1 | 1200
P107 | 2015 | RS6050714A | P | 2015-03-18 | STA-RITE | P6E6VS4H-209L | 100 | 1 | 1200 |  | 1 | 1200 |  | 1 | 1200
P107 | 2014 | RS2067940A | P | 2014-07-09 | STA-RITE | P6E6VS4H-209L | 100 | 1 | 1200 |  | 1 | 1200 |  | 1 | 1200
P107 | 2015 | RS2101876A | P | 2015-05-28 | STA-RITE | P6E6VS4H-209L | 100 | 1 | 1200 |  | 1 | 1200 |  | 1 | 1200
P107 | 2015 | RS2105515A | P | 2015-07-09 | STA-RITE | P6E6VS4H-209L | 100 | 1 | 1200 |  | 1 | 1200 |  | 1 | 1200
P107 | 2015 | RS2117902A | P | 2015-11-25 | STA-RITE | P6E6VS4H-209L | 100 | 1 | 1200 |  | 1 | 1200 |  | 1 | 1200
P107 | 2015 | RS2103059A | P | 2015-06-12 | STA-RITE | P6E6VS4H-209L | 100 | 1 | 1200 |  | 1 | 1200 |  | 1 | 1200
P107 | 2015 | RS2107151A | P | 2015-07-27 | STA-RITE | P6E6VS4H-209L | 100 | 1 | 1200 |  | 1 | 1200 |  | 1 | 1200
P107 | 2014 | RS2064627A | P | 2014-06-11 | STA-RITE | P6E6VS4H-209L | 100 | 1 | 1200 |  | 1 | 1200 |  | 1 | 1200
P107 | 2014 | RS2068930A | P | 2014-07-21 | STA-RITE | P6E6VS4H-209L | 100 | 1 | 1200 |  | 1 | 1200 |  | 1 | 1200
P107 | 2014 | RS2064527A | P | 2014-06-10 | STA-RITE | P6E6VS4H-209L | 100 | 1 | 1200 |  | 1 | 1200 |  | 1 | 1200
P107 | 2014 | RS2087089A | P | 2014-12-18 | STA-RITE | P6E6VS4H-209L | 100 | 1 | 1200 |  | 1 | 1200 |  | 1 | 1200
P107 | 2014 | RS2070763A | P | 2014-08-05 | STA-RITE | P6E6VS4H-209L | 100 | 1 | 1200 |  | 1 | 1200 |  | 1 | 1200
P107 | 2014 | RS2070762A | P | 2014-09-02 | STA-RITE | P6E6VS4H-209L | 100 | 1 | 1200 |  | 1 | 1200 |  | 1 | 1200
P107 | 2015 | RS2102162A | P | 2015-06-04 | STA-RITE | P6E6VS4H-209L | 100 | 1 | 1200 |  | 1 | 1200 |  | 1 | 1200
P107 | 2014 | RS2049538A | P | 2014-01-21 | STA-RITE | P6E6VS4H-209L | 100 | 1 | 1200 |  | 1 | 1200 |  | 1 | 1200
P107 | 2014 | RS2064502A | P | 2014-06-16 | STA-RITE | P6E6VS4H-209L | 100 | 1 | 1200 |  | 1 | 1200 |  | 1 | 1200
P107 | 2015 | RS2111048A | P | 2015-09-09 | STA-RITE | P6E6VS4H-209L | 100 | 1 | 1200 |  | 1 | 1200 |  | 1 | 1200
P107 | 2014 | RS2069165A | P | 2014-07-21 | STA-RITE | P6E6VS4H-209L | 100 | 1 | 1200 |  | 1 | 1200 |  | 1 | 1200
P107 | 2015 | RS2107149A | P | 2015-07-27 | STA-RITE | P6E6VS4H-209L | 100 | 1 | 1200 |  | 1 | 1200 |  | 1 | 1200
P107 | 2015 | RS2106363A | P | 2015-07-22 | STA-RITE | P6E6VS4H-209L | 100 | 1 | 1200 |  | 1 | 1200 |  | 1 | 1200
P107 | 2015 | RS2112661A | P | 2015-09-28 | STA-RITE | P6E6VS4H-209L | 100 | 1 | 1200 |  | 1 | 1200 |  | 1 | 1200
P107 | 2015 | RS2103713A | P | 2015-06-24 | STA-RITE | P6E6VS4H-209L | 100 | 1 | 1200 |  | 1 | 1200 |  | 1 | 1200
P107 | 2015 | RS2094254A | P | 2015-02-19 | STA-RITE | P6E6VS4H-209L | 100 | 1 | 1200 |  | 1 | 1200 |  | 1 | 1200
P107 | 2014 | RS2057269A | P | 2014-03-28 | STA-RITE | P6E6VS4H-209L | 100 | 1 | 1200 |  | 1 | 1200 |  | 1 | 1200
P107 | 2015 | RS2109895A | P | 2015-08-25 | STA-RITE | P6E6VS4H-209L | 100 | 1 | 1200 |  | 1 | 1200 |  | 1 | 1200
P107 | 2014 | RS2078447A | P | 2014-10-01 | STA-RITE | P6E6VS4H-209L | 100 | 1 | 1200 |  | 1 | 1200 |  | 1 | 1200
P107 | 2015 | RS2099016A | P | 2015-04-23 | STA-RITE | P6E6VS4H-209L | 100 | 1 | 1200 |  | 1 | 1200 |  | 1 | 1200
P107 | 2015 | RS2100434A | P | 2015-05-12 | STA-RITE | P6E6VS4H-209L | 100 | 1 | 1200 |  | 1 | 1200 |  | 1 | 1200
P107 | 2015 | RS2099364A | P | 2015-04-28 | STA-RITE | P6E6VS4H-209L | 100 | 1 | 1200 |  | 1 | 1200 |  | 1 | 1200
P107 | 2015 | RS2097328A | P | 2015-03-30 | STA-RITE | P6E6VS4H-209L | 100 | 1 | 1200 |  | 1 | 1200 |  | 1 | 1200
P107 | 2014 | RS2061715A | P | 2014-05-14 | STA-RITE | P6E6VS4H-209L | 100 | 1 | 1200 |  | 1 | 1200 |  | 1 | 1200
P107 | 2014 | RS2049766A | P | 2014-01-22 | STA-RITE | P6E6VS4H-209L | 100 | 1 | 1200 |  | 1 | 1200 |  | 1 | 1200
P107 | 2015 | RS2103332A | P | 2015-07-07 | STA-RITE | P6E6VS4H-209L | 100 | 1 | 1200 |  | 1 | 1200 |  | 1 | 1200
P107 | 2014 | RS2063128A | P | 2014-05-30 | STA-RITE | P6E6VS4H-209L | 100 | 1 | 1200 |  | 1 | 1200 |  | 1 | 1200
P107 | 2014 | RS6040950A | P | 2014-10-23 | STA-RITE | P6E6VS4H-209L | 100 | 1 | 1200 |  | 1 | 1200 |  | 1 | 1200
P107 | 2015 | RS2103153A | P | 2015-06-12 | STA-RITE | P6E6VS4H-209L | 100 | 1 | 1200 |  | 1 | 1200 |  | 1 | 1200
P107 | 2015 | RS2094055A | P | 2015-02-18 | STA-RITE | P6E6VS4H-209L | 100 | 1 | 1200 |  | 1 | 1200 |  | 1 | 1200
P107 | 2015 | RS2101370A | P | 2015-05-26 | STA-RITE | P6E6VS4H-209L | 100 | 1 | 1200 |  | 1 | 1200 |  | 1 | 1200
P107 | 2015 | RS2109428A | P | 2015-08-20 | STA-RITE | P6E6VS4H-209L | 100 | 1 | 1200 |  | 1 | 1200 |  | 1 | 1200
P107 | 2015 | RS2111860A | P | 2015-09-23 | STA-RITE | P6E6VS4H-209L | 100 | 1 | 1200 |  | 1 | 1200 |  | 1 | 1200
P107 | 2015 | RS2110711A | P | 2015-09-04 | STA-RITE | P6E6VS4H-209L | 100 | 1 | 1200 |  | 1 | 1200 |  | 1 | 1200
P107 | 2015 | RS2099480A | P | 2015-04-30 | STA-RITE | P6E6VS4H-209L | 100 | 1 | 1200 |  | 1 | 1200 |  | 1 | 1200
P107 | 2015 | RS2111876A | P | 2015-09-23 | STA-RITE | P6E6VS4H-209L | 100 | 1 | 1200 |  | 1 | 1200 |  | 1 | 1200
P107 | 2014 | RS2050882A | P | 2014-01-29 | STA-RITE | P6E6VS4H-209L | 100 | 1 | 1200 |  | 1 | 1200 |  | 1 | 1200
P107 | 2014 | RS2051085A | P | 2014-01-31 | STA-RITE | P6E6VS4H-209L | 100 | 1 | 1200 |  | 1 | 1200 |  | 1 | 1200
P107 | 2014 | RS2053860A | P | 2014-02-28 | STA-RITE | P6E6VS4H-209L | 100 | 1 | 1200 |  | 1 | 1200 |  | 1 | 1200
P107 | 2014 | RS2087948A | P | 2014-12-26 | STA-RITE | P6E6VS4H-209L | 100 | 1 | 1200 |  | 1 | 1200 |  | 1 | 1200
P107 | 2015 | RS2115260A | P | 2015-10-28 | STA-RITE | P6E6VS4H-209L | 100 | 1 | 1200 |  | 1 | 1200 |  | 1 | 1200
P107 | 2015 | RS2109214A | P | 2015-08-28 | WATERWAY PLASTICS INC. | ECONO-VSA | 100 | 1 | 1200 |  | 1 | 1200 |  | 1 | 1200
P107 | 2015 | RS2116577A | P | 2015-11-10 | WATERWAY PLASTICS INC. | ECONVSC-165 | 100 | 1 | 1200 |  | 1 | 1200 |  | 1 | 1200
P107 | 2015 | RS2113997A | P | 2015-11-06 | WATERWAY PLASTICS INC. | ECONO-VSA | 100 | 1 | 1200 |  | 1 | 1200 |  | 1 | 1200
P107 | 2014 | RS2083453A | P | 2014-11-14 | ZODIAC | VS-FHP 2.0 | 100 | 1 | 1200 |  | 1 | 1200 |  | 1 | 1200
P107 | 2015 | RS6062409A | P | 2015-06-22 | ZODIAC | VS-FHP 2.0 | 100 | 1 | 1200 |  | 1 | 1200 |  | 1 | 1200
P107 | 2014 | RS2067867A | P | 2014-11-14 | ZODIAC | VS-FHP 2.0 | 100 | 1 | 1200 |  | 1 | 1200 |  | 1 | 1200
P107 | 2014 | RS2073647A | P | 2014-08-27 | ZODIAC | VS-FHP 2.0 | 100 | 1 | 1200 |  | 1 | 1200 |  | 1 | 1200
P107 | 2015 | RS6061596A | P | 2015-08-04 | ZODIAC | JEP2.0 | 100 | 1 | 1200 |  | 1 | 1200 |  | 1 | 1200
P107 | 2014 | RS2058415A | P | 2014-04-11 | ZODIAC | JEP1.5 | 100 | 1 | 1200 |  | 1 | 1200 |  | 1 | 1200
P107 | 2015 | RS6117480A | P | 2015-12-10 | ZODIAC | VS-FHP1.0 | 100 | 1 | 1200 |  | 1 | 1200 |  | 1 | 1200
P107 | 2014 | RS2053063A | P | 2014-02-19 | ZODIAC/JANDY | JEP1.5 | 100 | 1 | 1200 |  | 1 | 1200 |  | 1 | 1200
P107 | 2015 | RS2098405A | P | 2015-04-13 | PENTAIR | 11018 | 100 | 1 | 1200.5 |  | 1 | 1200.5 |  | 1 | 1200.5
P107 | 2015 | RS2099497A | P | 2015-04-30 | STA-RITE | P6E6VS4H-209L | 100 | 1 | 1200.92 |  | 1 | 1200.92 |  | 1 | 1200.92
P107 | 2014 | RS6038581A | P | 2014-09-25 | PENTAIR | 11018 | 100 | 1 | 1201 |  | 1 | 1201 |  | 1 | 1201
P107 | 2014 | RS2063878A | P | 2014-06-04 | PENTAIR | 342000 | 100 | 1 | 1201.16 |  | 1 | 1201.16 |  | 1 | 1201.16
P107 | 2015 | RS2112700A | P | 2015-09-29 | STA-RITE | P6E6VS4H-209L | 100 | 1 | 1201.2 |  | 1 | 1201.2 |  | 1 | 1201.2
P107 | 2015 | RS2115463A | P | 2015-11-25 | STA-RITE | P6E6VS4H-209L | 100 | 1 | 1201.2 |  | 1 | 1201.2 |  | 1 | 1201.2
P107 | 2014 | RS6036319A | P | 2014-09-10 | PENTAIR | 11018 | 100 | 1 | 1201.68 |  | 1 | 1201.68 |  | 1 | 1201.68
P107 | 2014 | RS6036766A | P | 2014-09-11 | PENTAIR | 11018 | 100 | 1 | 1201.68 |  | 1 | 1201.68 |  | 1 | 1201.68
P107 | 2014 | RS6023336A | P | 2014-04-08 | PENTAIR | 11018 | 100 | 1 | 1201.68 |  | 1 | 1201.68 |  | 1 | 1201.68
P107 | 2014 | RS2075900A | P | 2014-09-11 | PENTAIR | 11018 | 100 | 1 | 1201.68 |  | 1 | 1201.68 |  | 1 | 1201.68
P107 | 2015 | RS2101315A | P | 2015-05-26 | PENTAIR | 11018 | 100 | 1 | 1203.04 |  | 1 | 1203.04 |  | 1 | 1203.04
P107 | 2014 | RS2064640A | P | 2014-06-11 | STA-RITE | P6E6VS4H-209L | 100 | 1 | 1203.2 |  | 1 | 1203.2 |  | 1 | 1203.2
P107 | 2015 | RS2096141A | P | 2015-03-16 | STA-RITE | P6E6VS4H-209L | 100 | 1 | 1203.23 |  | 1 | 1203.23 |  | 1 | 1203.23
P107 | 2015 | RS2096751A | P | 2015-03-23 | STA-RITE | P6E6VS4H-209L | 100 | 1 | 1203.23 |  | 1 | 1203.23 |  | 1 | 1203.23
P107 | 2014 | RS2057554A | P | 2014-04-16 | STA-RITE | P6E6VS4H-209L | 100 | 1 | 1203.36 |  | 1 | 1203.36 |  | 1 | 1203.36
P107 | 2015 | RS2100874A | P | 2015-05-19 | PENTAIR | 11018 | 100 | 1 | 1203.8 |  | 1 | 1203.8 |  | 1 | 1203.8
P107 | 2015 | RS2100304A | P | 2015-05-11 | PENTAIR | 11018 | 100 | 1 | 1203.8 |  | 1 | 1203.8 |  | 1 | 1203.8
P107 | 2015 | RS2101086A | P | 2015-05-20 | PENTAIR | 11018 | 100 | 1 | 1203.8 |  | 1 | 1203.8 |  | 1 | 1203.8
P107 | 2014 | RS6041800A | P | 2014-12-15 | PENTAIR | 11018 | 100 | 1 | 1204.99 |  | 1 | 1204.99 |  | 1 | 1204.99
P107 | 2014 | RS2076355A | P | 2014-09-18 | STA-RITE | P6E6VS4H-209L | 100 | 1 | 1205.7 |  | 1 | 1205.7 |  | 1 | 1205.7
P107 | 2015 | RS2117988A | P | 2015-12-22 | ZODIAC | VS-FHP 2.0 | 100 | 1 | 1206 |  | 1 | 1206 |  | 1 | 1206
P107 | 2015 | RS6024026A | P | 2015-02-03 | ZODIAC | VS-FHP 2.0 | 100 | 1 | 1206 |  | 1 | 1206 |  | 1 | 1206
P107 | 2014 | RS6019496A | P | 2014-02-26 | ZODIAC/JANDY | JEP1.5 | 100 | 1 | 1207.98 |  | 1 | 1207.98 |  | 1 | 1207.98
P107 | 2014 | RS2063812A | P | 2014-06-05 | PENTAIR | 11018 | 100 | 1 | 1208.33 |  | 1 | 1208.33 |  | 1 | 1208.33
P107 | 2014 | RS6022650A | P | 2014-03-26 | PENTAIR | 11017 | 100 | 1 | 1208.99 |  | 1 | 1208.99 |  | 1 | 1208.99
P107 | 2015 | RS2116815A | P | 2015-11-13 | STA-RITE | P6E6VS4H-209L | 100 | 1 | 1209 |  | 1 | 1209 |  | 1 | 1209
P107 | 2015 | RS2102161A | P | 2015-06-04 | PENTAIR | 11018 | 100 | 1 | 1209.2 |  | 1 | 1209.2 |  | 1 | 1209.2
P107 | 2015 | RS2109856A | P | 2015-08-25 | STA-RITE | P6E6VS4H-209L | 100 | 1 | 1209.2 |  | 1 | 1209.2 |  | 1 | 1209.2
P107 | 2015 | RS2110813A | P | 2015-09-08 | STA-RITE | P6E6VS4H-209L | 100 | 1 | 1209.2 |  | 1 | 1209.2 |  | 1 | 1209.2
P107 | 2015 | RS2109787A | P | 2015-08-25 | STA-RITE | P6E6VS4H-209L | 100 | 1 | 1209.2 |  | 1 | 1209.2 |  | 1 | 1209.2
P107 | 2015 | RS2107558A | P | 2015-07-30 | ZODIAC | VSPHP270JEP | 100 | 1 | 1209.6 |  | 1 | 1209.6 |  | 1 | 1209.6
P107 | 2015 | RS2096749A | P | 2015-03-23 | STA-RITE | P6E6VS4H-209L | 100 | 1 | 1209.61 |  | 1 | 1209.61 |  | 1 | 1209.61
P107 | 2015 | RS6058780A | P | 2015-05-05 | PENTAIR | 11018 | 100 | 1 | 1209.9 |  | 1 | 1209.9 |  | 1 | 1209.9
P107 | 2015 | RS2110815A | P | 2015-09-08 | PENTAIR | 11018 | 100 | 1 | 1209.9 |  | 1 | 1209.9 |  | 1 | 1209.9
P107 | 2015 | RS2104614A | P | 2015-07-15 | PENTAIR | 11018 | 100 | 1 | 1210 |  | 1 | 1210 |  | 1 | 1210
P107 | 2015 | RS6074331A | P | 2015-12-17 | PENTAIR | 11018 | 100 | 1 | 1210 |  | 1 | 1210 |  | 1 | 1210
P107 | 2014 | RS2062644A | P | 2014-05-30 | ZODIAC | JEP2.0 | 100 | 1 | 1210 |  | 1 | 1210 |  | 1 | 1210
P107 | 2015 | RS2108486A | P | 2015-08-12 | PENTAIR | 11018 | 100 | 1 | 1210.94 |  | 1 | 1210.94 |  | 1 | 1210.94
P107 | 2015 | RS6071156A | P | 2015-12-22 | PENTAIR | 11018 | 100 | 1 | 1210.94 |  | 1 | 1210.94 |  | 1 | 1210.94
P107 | 2015 | RS2119410A | P | 2015-12-14 | PENTAIR | 11018 | 100 | 1 | 1210.94 |  | 1 | 1210.94 |  | 1 | 1210.94
P107 | 2015 | RS2095579A | P | 2015-03-06 | PENTAIR | 11018 | 100 | 1 | 1210.94 |  | 1 | 1210.94 |  | 1 | 1210.94
P107 | 2015 | RS2119042A | P | 2015-12-10 | PENTAIR | 11018 | 100 | 1 | 1210.94 |  | 1 | 1210.94 |  | 1 | 1210.94
P107 | 2015 | RS2112483A | P | 2015-09-24 | PENTAIR | 11018 | 100 | 1 | 1210.94 |  | 1 | 1210.94 |  | 1 | 1210.94
P107 | 2015 | RS2108297A | P | 2015-08-10 | PENTAIR | 11018 | 100 | 1 | 1210.94 |  | 1 | 1210.94 |  | 1 | 1210.94
P107 | 2015 | RS2108299A | P | 2015-08-10 | PENTAIR | 11018 | 100 | 1 | 1210.94 |  | 1 | 1210.94 |  | 1 | 1210.94
P107 | 2015 | RS2109878A | P | 2015-08-25 | PENTAIR | 11018 | 100 | 1 | 1210.94 |  | 1 | 1210.94 |  | 1 | 1210.94
P107 | 2015 | RS2119041A | P | 2015-12-10 | PENTAIR | 11018 | 100 | 1 | 1210.94 |  | 1 | 1210.94 |  | 1 | 1210.94
P107 | 2015 | RS2119040A | P | 2015-12-10 | PENTAIR | 11018 | 100 | 1 | 1210.94 |  | 1 | 1210.94 |  | 1 | 1210.94
P107 | 2015 | RS2109593A | P | 2015-08-21 | PENTAIR | 11018 | 100 | 1 | 1210.94 |  | 1 | 1210.94 |  | 1 | 1210.94
P107 | 2015 | RS2110226A | P | 2015-08-31 | PENTAIR | 11018 | 100 | 1 | 1210.94 |  | 1 | 1210.94 |  | 1 | 1210.94
P107 | 2015 | RS2115430A | P | 2015-10-28 | PENTAIR | 11018 | 100 | 1 | 1210.94 |  | 1 | 1210.94 |  | 1 | 1210.94
P107 | 2015 | RS2108301A | P | 2015-08-10 | PENTAIR | 11018 | 100 | 1 | 1210.94 |  | 1 | 1210.94 |  | 1 | 1210.94
P107 | 2015 | RS6071362A | P | 2015-10-28 | PENTAIR | 11018 | 100 | 1 | 1210.94 |  | 1 | 1210.94 |  | 1 | 1210.94
P107 | 2015 | RS2110227A | P | 2015-08-31 | PENTAIR | 11018 | 100 | 1 | 1210.94 |  | 1 | 1210.94 |  | 1 | 1210.94
P107 | 2015 | RS2117044A | P | 2015-11-17 | PENTAIR | 11018 | 100 | 1 | 1210.94 |  | 1 | 1210.94 |  | 1 | 1210.94
P107 | 2015 | RS2108300A | P | 2015-08-10 | PENTAIR | 11018 | 100 | 1 | 1210.95 |  | 1 | 1210.95 |  | 1 | 1210.95
P107 | 2015 | RS2099460A | P | 2015-04-30 | PENTAIR | 11018 | 100 | 1 | 1210.95 |  | 1 | 1210.95 |  | 1 | 1210.95
P107 | 2015 | RS2100035A | P | 2015-05-06 | PENTAIR | 11018 | 100 | 1 | 1210.95 |  | 1 | 1210.95 |  | 1 | 1210.95
P107 | 2015 | RS2103881A | P | 2015-06-26 | PENTAIR | 11018 | 100 | 1 | 1210.95 |  | 1 | 1210.95 |  | 1 | 1210.95
P107 | 2014 | RS6028701A | P | 2014-07-09 | PENTAIR | 11018 | 100 | 1 | 1211.24 |  | 1 | 1211.24 |  | 1 | 1211.24
P107 | 2015 | RS6062579A | P | 2015-06-22 | ZODIAC | JEP2.0 | 100 | 1 | 1212.3 |  | 1 | 1212.3 |  | 1 | 1212.3
P107 | 2015 | RS2108298A | P | 2015-08-10 | ZODIAC | JEP2.0 | 100 | 1 | 1212.3 |  | 1 | 1212.3 |  | 1 | 1212.3
P107 | 2015 | RS2111304A | P | 2015-09-15 | PENTAIR | 11018 | 100 | 1 | 1213.8 |  | 1 | 1213.8 |  | 1 | 1213.8
P107 | 2014 | RS2062482A | P | 2014-05-22 | PENTAIR | 11018 | 100 | 1 | 1214.07 |  | 1 | 1214.07 |  | 1 | 1214.07
P107 | 2015 | RS2116831A | P | 2015-11-13 | PENTAIR | 11018 | 100 | 1 | 1214.74 |  | 1 | 1214.74 |  | 1 | 1214.74
P107 | 2014 | RS2064723A | P | 2014-07-07 | PENTAIR | 11017 | 100 | 1 | 1215 |  | 1 | 1215 |  | 1 | 1215
P107 | 2014 | RS6043235A | P | 2014-11-25 | PENTAIR | 11018 | 100 | 1 | 1215 |  | 1 | 1215 |  | 1 | 1215
P107 | 2015 | RS2093257A | P | 2015-02-11 | PENTAIR | 11018 | 100 | 1 | 1215.15 |  | 1 | 1215.15 |  | 1 | 1215.15
P107 | 2014 | RS2078379A | P | 2014-10-03 | PENTAIR | 11018 | 100 | 1 | 1217.17 |  | 1 | 1217.17 |  | 1 | 1217.17
P107 | 2015 | RS6071319A | P | 2015-12-22 | ZODIAC | JEP2.0 | 100 | 1 | 1217.23 |  | 1 | 1217.23 |  | 1 | 1217.23
P107 | 2015 | RS2100487A | P | 2015-05-13 | PENTAIR | 11018 | 100 | 1 | 1218.6 |  | 1 | 1218.6 |  | 1 | 1218.6
P107 | 2015 | RS2107301A | P | 2015-07-30 | HAYWARD | SP3400VSP | 100 | 1 | 1218.68 |  | 1 | 1218.68 |  | 1 | 1218.68
P107 | 2014 | RS2069178A | P | 2014-07-21 | PENTAIR | 11018 | 100 | 1 | 1219.15 |  | 1 | 1219.15 |  | 1 | 1219.15
P107 | 2014 | RS2051614A | P | 2014-02-04 | PENTAIR | 11018 | 100 | 1 | 1219.37 |  | 1 | 1219.37 |  | 1 | 1219.37
P107 | 2014 | RS2084994A | P | 2014-12-01 | PENTAIR | 11018 | 100 | 1 | 1219.68 |  | 1 | 1219.68 |  | 1 | 1219.68
P107 | 2014 | RS2071056A | P | 2014-08-06 | PENTAIR | 11018 | 100 | 1 | 1220 |  | 1 | 1220 |  | 1 | 1220
P107 | 2015 | RS2096275A | P | 2015-03-17 | PENTAIR | 11018 | 100 | 1 | 1220 |  | 1 | 1220 |  | 1 | 1220
P107 | 2015 | RS2100532A | P | 2015-06-01 | STA-RITE | P6E6VS4H-209L | 100 | 1 | 1223.06 |  | 1 | 1223.06 |  | 1 | 1223.06
P107 | 2015 | RS2099187A | P | 2015-06-01 | STA-RITE | P6E6VS4H-209L | 100 | 1 | 1223.06 |  | 1 | 1223.06 |  | 1 | 1223.06
P107 | 2015 | RS2092514A | P | 2015-02-03 | PENTAIR | 11018 | 100 | 1 | 1223.11 |  | 1 | 1223.11 |  | 1 | 1223.11
P107 | 2014 | RS2056423A | P | 2014-03-20 | STA-RITE | P6E6VS4H-209L | 100 | 1 | 1224.3 |  | 1 | 1224.3 |  | 1 | 1224.3
P107 | 2014 | RS2061680A | P | 2014-05-13 | HAYWARD | SP3400VSP | 100 | 1 | 1225 |  | 1 | 1225 |  | 1 | 1225
P107 | 2015 | RS2097727A | P | 2015-04-06 | HAYWARD | SP3400VSP | 100 | 1 | 1225 |  | 1 | 1225 |  | 1 | 1225
P107 | 2015 | RS2117638A | P | 2015-11-23 | HAYWARD | SP3400VSP | 100 | 1 | 1225 |  | 1 | 1225 |  | 1 | 1225
P107 | 2015 | RS2106760A | P | 2015-07-22 | HAYWARD | SP3400VSP | 100 | 1 | 1225 |  | 1 | 1225 |  | 1 | 1225
P107 | 2014 | RS2062467A | P | 2014-05-22 | HAYWARD | SP3400VSP | 100 | 1 | 1225 |  | 1 | 1225 |  | 1 | 1225
P107 | 2014 | RS2060290A | P | 2014-04-30 | HAYWARD | SP3400VSP | 100 | 1 | 1225 |  | 1 | 1225 |  | 1 | 1225
P107 | 2015 | RS2091925A | P | 2015-01-26 | PENTAIR | 11018 | 100 | 1 | 1225 |  | 1 | 1225 |  | 1 | 1225
P107 | 2014 | RS2071614A | P | 2014-08-11 | PENTAIR | 11018 | 100 | 1 | 1225 |  | 1 | 1225 |  | 1 | 1225
P107 | 2015 | RS2117043A | P | 2015-11-17 | PENTAIR | 11018 | 100 | 1 | 1225 |  | 1 | 1225 |  | 1 | 1225
P107 | 2015 | RS2110807A | P | 2015-09-08 | PENTAIR | 11018 | 100 | 1 | 1225 |  | 1 | 1225 |  | 1 | 1225
P107 | 2015 | RS6062935A | P | 2015-06-26 | PENTAIR | 11018 | 100 | 1 | 1225 |  | 1 | 1225 |  | 1 | 1225
P107 | 2014 | RS2084341A | P | 2014-12-16 | PENTAIR | 11018 | 100 | 1 | 1225 |  | 1 | 1225 |  | 1 | 1225
P107 | 2015 | RS2103142A | P | 2015-06-12 | PENTAIR | 11018 | 100 | 1 | 1225 |  | 1 | 1225 |  | 1 | 1225
P107 | 2014 | RS2073202A | P | 2014-08-28 | STA-RITE | P6E6VS4H-209L | 100 | 1 | 1225 |  | 1 | 1225 |  | 1 | 1225
P107 | 2014 | RS2056240A | P | 2014-03-19 | STA-RITE | P6E6VS4H-209L | 100 | 1 | 1225 |  | 1 | 1225 |  | 1 | 1225
P107 | 2014 | RS2071611A | P | 2014-08-11 | STA-RITE | P6E6VS4H-209L | 100 | 1 | 1225 |  | 1 | 1225 |  | 1 | 1225
P107 | 2014 | RS2073203A | P | 2014-08-21 | STA-RITE | P6E6VS4H-209L | 100 | 1 | 1225 |  | 1 | 1225 |  | 1 | 1225
P107 | 2014 | RS2073656A | P | 2014-08-27 | STA-RITE | P6E6VS4H-209L | 100 | 1 | 1225 |  | 1 | 1225 |  | 1 | 1225
P107 | 2014 | RS6029643A | P | 2014-07-24 | STA-RITE | P6E6VS4H-209L | 100 | 1 | 1225 |  | 1 | 1225 |  | 1 | 1225
P107 | 2015 | RS2094868A | P | 2015-02-27 | STA-RITE | P6E6VS4H-209L | 100 | 1 | 1225 |  | 1 | 1225 |  | 1 | 1225
P107 | 2015 | RS2116822A | P | 2015-11-13 | STA-RITE | P6E6VS4H-209L | 100 | 1 | 1225 |  | 1 | 1225 |  | 1 | 1225
P107 | 2014 | RS2060289A | P | 2014-04-30 | STA-RITE | P6E6VS4H-209L | 100 | 1 | 1225 |  | 1 | 1225 |  | 1 | 1225
P107 | 2015 | RS2110549A | P | 2015-09-03 | STA-RITE | P6E6VS4H-209L | 100 | 1 | 1225 |  | 1 | 1225 |  | 1 | 1225
P107 | 2015 | RS2109897A | P | 2015-08-25 | STA-RITE | P6E6VS4H-209L | 100 | 1 | 1225 |  | 1 | 1225 |  | 1 | 1225
P107 | 2015 | RS2109896A | P | 2015-08-25 | STA-RITE | P6E6VS4H-209L | 100 | 1 | 1225 |  | 1 | 1225 |  | 1 | 1225
P107 | 2014 | RS2063361A | P | 2014-05-30 | STA-RITE | P6E6VS4H-209L | 100 | 1 | 1225 |  | 1 | 1225 |  | 1 | 1225
P107 | 2015 | RS2091929A | P | 2015-01-26 | STA-RITE | P6E6VS4H-209L | 100 | 1 | 1225 |  | 1 | 1225 |  | 1 | 1225
P107 | 2014 | RS2063360A | P | 2014-05-30 | STA-RITE | P6E6VS4H-209L | 100 | 1 | 1225 |  | 1 | 1225 |  | 1 | 1225
P107 | 2015 | RS2117280A | P | 2015-11-18 | STA-RITE | P6E6VS4H-209L | 100 | 1 | 1225 |  | 1 | 1225 |  | 1 | 1225
P107 | 2015 | RS2106106A | P | 2015-07-17 | PENTAIR | 11018 | 100 | 1 | 1225.49 |  | 1 | 1225.49 |  | 1 | 1225.49
P107 | 2015 | RS2114957A | P | 2015-10-26 | PENTAIR | 11018 | 100 | 1 | 1225.49 |  | 1 | 1225.49 |  | 1 | 1225.49
P107 | 2015 | RS6058714A | P | 2015-05-04 | HAYWARD | SP3400VSP | 100 | 1 | 1225.99 |  | 1 | 1225.99 |  | 1 | 1225.99
P107 | 2015 | RS6098131A | P | 2015-04-10 | HAYWARD | SP3400VSP | 100 | 1 | 1225.99 |  | 1 | 1225.99 |  | 1 | 1225.99
P107 | 2015 | RS2103012A | P | 2015-06-11 | HAYWARD | SP3400VSP | 100 | 1 | 1225.99 |  | 1 | 1225.99 |  | 1 | 1225.99
P107 | 2015 | RS6061586A | P | 2015-06-10 | HAYWARD | SP3400VSP | 100 | 1 | 1225.99 |  | 1 | 1225.99 |  | 1 | 1225.99
P107 | 2015 | RS6056987A | P | 2015-04-30 | HAYWARD | SP3400VSP | 100 | 1 | 1225.99 |  | 1 | 1225.99 |  | 1 | 1225.99
P107 | 2014 | RS2071250A | P | 2014-08-07 | PENTAIR | 11018 | 100 | 1 | 1226.98 |  | 1 | 1226.98 |  | 1 | 1226.98
P107 | 2015 | RS2094731A | P | 2015-02-26 | PENTAIR | 11018 | 100 | 1 | 1227 |  | 1 | 1227 |  | 1 | 1227
P107 | 2015 | RS2097747A | P | 2015-04-07 | PENTAIR | 11018 | 100 | 1 | 1228.06 |  | 1 | 1228.06 |  | 1 | 1228.06
P107 | 2015 | RS2121009A | P | 2015-12-29 | STA-RITE | P6E6VS4H-209L | 100 | 1 | 1228.21 |  | 1 | 1228.21 |  | 1 | 1228.21
P107 | 2015 | RS2099946A | P | 2015-05-06 | PENTAIR | 11018 | 100 | 1 | 1229.2 |  | 1 | 1229.2 |  | 1 | 1229.2
P107 | 2015 | RS2099961A | P | 2015-05-05 | PENTAIR | 11018 | 100 | 1 | 1229.2 |  | 1 | 1229.2 |  | 1 | 1229.2
P107 | 2014 | RS2087926A | P | 2014-12-26 | PENTAIR | 11018 | 100 | 1 | 1229.36 |  | 1 | 1229.36 |  | 1 | 1229.36
P107 | 2014 | RS2089074A | P | 2015-01-08 | PENTAIR | 11018 | 100 | 1 | 1229.36 |  | 1 | 1229.36 |  | 1 | 1229.36
P107 | 2015 | RS2094260A | P | 2015-02-19 | PENTAIR | 11018 | 100 | 1 | 1229.36 |  | 1 | 1229.36 |  | 1 | 1229.36
P107 | 2014 | RS2089075A | P | 2015-01-08 | STA-RITE | P6E6VS4H-209L | 100 | 1 | 1229.36 |  | 1 | 1229.36 |  | 1 | 1229.36
P107 | 2015 | RS2103263A | P | 2015-06-12 | PENTAIR | 11018 | 100 | 1 | 1229.54 |  | 1 | 1229.54 |  | 1 | 1229.54
P107 | 2015 | RS2100912A | P | 2015-05-18 | PENTAIR | 11018 | 100 | 1 | 1229.54 |  | 1 | 1229.54 |  | 1 | 1229.54
P107 | 2015 | RS2096854A | P | 2015-03-25 | STA-RITE | P6E6VS4H-209L | 100 | 1 | 1229.96 |  | 1 | 1229.96 |  | 1 | 1229.96
P107 | 2015 | RS2104023A | P | 2015-06-24 | PENTAIR | 11018 | 100 | 1 | 1229.97 |  | 1 | 1229.97 |  | 1 | 1229.97
P107 | 2014 | RS2084535A | P | 2014-11-25 | STA-RITE | P6E6VS4H-209L | 100 | 1 | 1229.97 |  | 1 | 1229.97 |  | 1 | 1229.97
P107 | 2014 | RS2066171A | P | 2014-06-24 | HAYWARD | SP3400VSP | 100 | 1 | 1229.98 |  | 1 | 1229.98 |  | 1 | 1229.98
P107 | 2014 | RS2073774A | P | 2014-08-26 | PENTAIR | 11018 | 100 | 1 | 1229.98 |  | 1 | 1229.98 |  | 1 | 1229.98
P107 | 2015 | RS2098422A | P | 2015-04-29 | PENTAIR | 11018 | 100 | 1 | 1229.98 |  | 1 | 1229.98 |  | 1 | 1229.98
P107 | 2015 | RS2117318A | P | 2015-11-18 | PENTAIR | 11018 | 100 | 1 | 1229.98 |  | 1 | 1229.98 |  | 1 | 1229.98
P107 | 2014 | RS2076755A | P | 2014-09-18 | PENTAIR | 11018 | 100 | 1 | 1229.98 |  | 1 | 1229.98 |  | 1 | 1229.98
P107 | 2015 | RS2108405A | P | 2015-08-11 | PENTAIR | 11018 | 100 | 1 | 1229.98 |  | 1 | 1229.98 |  | 1 | 1229.98
P107 | 2015 | RS2099853A | P | 2015-05-04 | PENTAIR | 11018 | 100 | 1 | 1229.98 |  | 1 | 1229.98 |  | 1 | 1229.98
P107 | 2014 | RS2086828A | P | 2014-12-17 | PENTAIR | 11018 | 100 | 1 | 1229.98 |  | 1 | 1229.98 |  | 1 | 1229.98
P107 | 2014 | RS2056540A | P | 2014-03-24 | PENTAIR | 11018 | 100 | 1 | 1229.98 |  | 1 | 1229.98 |  | 1 | 1229.98
P107 | 2015 | RS2110264A | P | 2015-09-01 | PENTAIR | 11018 | 100 | 1 | 1229.98 |  | 1 | 1229.98 |  | 1 | 1229.98
P107 | 2014 | RS2062636A | P | 2014-05-30 | PENTAIR | 11018 | 100 | 1 | 1229.98 |  | 1 | 1229.98 |  | 1 | 1229.98
P107 | 2014 | RS2070433A | P | 2014-08-01 | PENTAIR | 11018 | 100 | 1 | 1229.98 |  | 1 | 1229.98 |  | 1 | 1229.98
P107 | 2015 | RS2111415A | P | 2015-09-16 | PENTAIR | 11018 | 100 | 1 | 1229.98 |  | 1 | 1229.98 |  | 1 | 1229.98
P107 | 2015 | RS2095954A | P | 2015-03-17 | PENTAIR | 11018 | 100 | 1 | 1229.98 |  | 1 | 1229.98 |  | 1 | 1229.98
P107 | 2014 | RS2062279A | P | 2014-05-22 | PENTAIR | 11018 | 100 | 1 | 1229.98 |  | 1 | 1229.98 |  | 1 | 1229.98
P107 | 2015 | RS2117908A | P | 2015-11-25 | PENTAIR | 11018 | 100 | 1 | 1229.98 |  | 1 | 1229.98 |  | 1 | 1229.98
P107 | 2014 | RS2075926A | P | 2014-09-11 | PENTAIR | 11018 | 100 | 1 | 1229.98 |  | 1 | 1229.98 |  | 1 | 1229.98
P107 | 2014 | RS2085343A | P | 2014-12-04 | PENTAIR | 11018 | 100 | 1 | 1229.98 |  | 1 | 1229.98 |  | 1 | 1229.98
P107 | 2015 | RS2095953A | P | 2015-03-17 | PENTAIR | 11018 | 100 | 1 | 1229.98 |  | 1 | 1229.98 |  | 1 | 1229.98
P107 | 2015 | RS2099756A | P | 2015-05-13 | PENTAIR | 11018 | 100 | 1 | 1229.98 |  | 1 | 1229.98 |  | 1 | 1229.98
P107 | 2014 | RS2058212A | P | 2014-04-09 | STA-RITE | P6E6VS4H-209L | 100 | 1 | 1229.98 |  | 1 | 1229.98 |  | 1 | 1229.98
P107 | 2015 | RS2111414A | P | 2015-09-16 | STA-RITE | P6E6VS4H-209L | 100 | 1 | 1229.98 |  | 1 | 1229.98 |  | 1 | 1229.98
P107 | 2014 | RS2071992A | P | 2014-08-13 | STA-RITE | P6E6VS4H-209L | 100 | 1 | 1229.98 |  | 1 | 1229.98 |  | 1 | 1229.98
P107 | 2015 | RS2111484A | P | 2015-09-17 | STA-RITE | P6E6VS4H-209L | 100 | 1 | 1229.98 |  | 1 | 1229.98 |  | 1 | 1229.98
P107 | 2014 | RS2074255A | P | 2014-08-28 | STA-RITE | P6E6VS4H-209L | 100 | 1 | 1229.98 |  | 1 | 1229.98 |  | 1 | 1229.98
P107 | 2015 | RS2118564A | P | 2015-12-03 | STA-RITE | P6E6VS4H-209L | 100 | 1 | 1229.98 |  | 1 | 1229.98 |  | 1 | 1229.98
P107 | 2015 | RS2093244A | P | 2015-02-10 | STA-RITE | P6E6VS4H-209L | 100 | 1 | 1229.98 |  | 1 | 1229.98 |  | 1 | 1229.98
P107 | 2015 | RS2095334A | P | 2015-03-05 | STA-RITE | P6E6VS4H-209L | 100 | 1 | 1229.98 |  | 1 | 1229.98 |  | 1 | 1229.98
P107 | 2014 | RS2075604A | P | 2014-09-10 | STA-RITE | P6E6VS4H-209L | 100 | 1 | 1229.98 |  | 1 | 1229.98 |  | 1 | 1229.98
P107 | 2015 | RS2106280A | P | 2015-07-28 | STA-RITE | P6E6VS4H-209L | 100 | 1 | 1229.98 |  | 1 | 1229.98 |  | 1 | 1229.98
P107 | 2014 | RS2061575A | P | 2014-05-13 | STA-RITE | P6E6VS4H-209L | 100 | 1 | 1229.98 |  | 1 | 1229.98 |  | 1 | 1229.98
P107 | 2014 | RS2058710A | P | 2014-04-15 | STA-RITE | P6E6VS4H-209L | 100 | 1 | 1229.98 |  | 1 | 1229.98 |  | 1 | 1229.98
P107 | 2014 | RS2067008A | P | 2014-07-03 | STA-RITE | P6E6VS4H-209L | 100 | 1 | 1229.98 |  | 1 | 1229.98 |  | 1 | 1229.98
P107 | 2015 | RS2094255A | P | 2015-02-19 | STA-RITE | P6E6VS4H-209L | 100 | 1 | 1229.98 |  | 1 | 1229.98 |  | 1 | 1229.98
P107 | 2014 | RS2059225A | P | 2014-05-01 | STA-RITE | P6E6VS4H-209L | 100 | 1 | 1229.98 |  | 1 | 1229.98 |  | 1 | 1229.98
P107 | 2015 | RS2098559A | P | 2015-04-15 | STA-RITE | P6E6VS4H-209L | 100 | 1 | 1229.98 |  | 1 | 1229.98 |  | 1 | 1229.98
P107 | 2014 | RS2082622A | P | 2014-11-07 | STA-RITE | P6E6VS4H-209L | 100 | 1 | 1229.98 |  | 1 | 1229.98 |  | 1 | 1229.98
P107 | 2014 | RS2085707A | P | 2014-12-08 | STA-RITE | P6E6VS4H-209L | 100 | 1 | 1229.98 |  | 1 | 1229.98 |  | 1 | 1229.98
P107 | 2014 | RS2083223A | P | 2014-12-03 | STA-RITE | P6E6VS4H-209L | 100 | 1 | 1229.98 |  | 1 | 1229.98 |  | 1 | 1229.98
P107 | 2015 | RS2115237A | P | 2015-10-28 | STA-RITE | P6E6VS4H-209L | 100 | 1 | 1229.98 |  | 1 | 1229.98 |  | 1 | 1229.98
P107 | 2015 | RS2108606A | P | 2015-08-13 | STA-RITE | P6E6VS4H-209L | 100 | 1 | 1229.98 |  | 1 | 1229.98 |  | 1 | 1229.98
P107 | 2014 | RS2085530A | P | 2014-12-08 | STA-RITE | P6E6VS4H-209L | 100 | 1 | 1229.98 |  | 1 | 1229.98 |  | 1 | 1229.98
P107 | 2015 | RS2108454A | P | 2015-10-07 | STA-RITE | P6E6VS4H-209L | 100 | 1 | 1229.98 |  | 1 | 1229.98 |  | 1 | 1229.98
P107 | 2014 | RS2059577A | P | 2014-04-23 | STA-RITE | P6E6VS4H-209L | 100 | 1 | 1229.98 |  | 1 | 1229.98 |  | 1 | 1229.98
P107 | 2015 | RS2113371A | P | 2015-10-05 | ZODIAC | VSPHP270AUT | 100 | 1 | 1229.98 |  | 1 | 1229.98 |  | 1 | 1229.98
P107 | 2014 | RS2061391A | P | 2014-05-12 | ZODIAC | JEP2.0 | 100 | 1 | 1229.98 |  | 1 | 1229.98 |  | 1 | 1229.98
P107 | 2014 | RS2075880A | P | 2014-09-11 | ZODIAC | JEP2.0 | 100 | 1 | 1229.98 |  | 1 | 1229.98 |  | 1 | 1229.98
P107 | 2014 | RS2080985A | P | 2014-10-24 | PENTAIR | 11018 | 100 | 1 | 1229.99 |  | 1 | 1229.99 |  | 1 | 1229.99
P107 | 2015 | RS2118272A | P | 2015-12-02 | PENTAIR | 11018 | 100 | 1 | 1229.99 |  | 1 | 1229.99 |  | 1 | 1229.99
P107 | 2014 | RS2064624A | P | 2014-06-11 | PENTAIR | 11018 | 100 | 1 | 1229.99 |  | 1 | 1229.99 |  | 1 | 1229.99
P107 | 2014 | RS2070448A | P | 2014-08-01 | PENTAIR | 11018 | 100 | 1 | 1229.99 |  | 1 | 1229.99 |  | 1 | 1229.99
P107 | 2014 | RS2055882A | P | 2014-03-14 | PENTAIR | 11018 | 100 | 1 | 1229.99 |  | 1 | 1229.99 |  | 1 | 1229.99
P107 | 2015 | RS6071907A | P | 2015-11-05 | PENTAIR | 11018 | 100 | 1 | 1229.99 |  | 1 | 1229.99 |  | 1 | 1229.99
P107 | 2015 | RS6072523A | P | 2015-11-17 | PENTAIR | 11018 | 100 | 1 | 1229.99 |  | 1 | 1229.99 |  | 1 | 1229.99
P107 | 2014 | RS2075810A | P | 2014-09-11 | PENTAIR | 11018 | 100 | 1 | 1229.99 |  | 1 | 1229.99 |  | 1 | 1229.99
P107 | 2015 | RS6070940A | P | 2015-10-22 | PENTAIR | 11018 | 100 | 1 | 1229.99 |  | 1 | 1229.99 |  | 1 | 1229.99
P107 | 2015 | RS6071025A | P | 2015-10-23 | PENTAIR | 11018 | 100 | 1 | 1229.99 |  | 1 | 1229.99 |  | 1 | 1229.99
P107 | 2014 | RS6029810B | P | 2014-09-10 | PENTAIR | 11018 | 100 | 1 | 1229.99 |  | 1 | 1229.99 |  | 1 | 1229.99
P107 | 2014 | RS2059564A | P | 2014-04-23 | STA-RITE | P6E6VS4H-209L | 100 | 1 | 1229.99 |  | 1 | 1229.99 |  | 1 | 1229.99
P107 | 2014 | RS2076589A | P | 2014-09-17 | STA-RITE | P6E6VS4H-209L | 100 | 1 | 1229.99 |  | 1 | 1229.99 |  | 1 | 1229.99
P107 | 2014 | RS2074256A | P | 2014-08-28 | STA-RITE | P6E6VS4H-209L | 100 | 1 | 1229.99 |  | 1 | 1229.99 |  | 1 | 1229.99
P107 | 2015 | RS2090604A | P | 2015-01-13 | STA-RITE | P6E6VS4H-209L | 100 | 1 | 1229.99 |  | 1 | 1229.99 |  | 1 | 1229.99
P107 | 2014 | RS2059241A | P | 2014-05-01 | ZODIAC | JEP2.0 | 100 | 1 | 1229.99 |  | 1 | 1229.99 |  | 1 | 1229.99
P107 | 2015 | RS2103047A | P | 2015-06-12 | ZODIAC | JEP1.5 | 100 | 1 | 1229.99 |  | 1 | 1229.99 |  | 1 | 1229.99
P107 | 2015 | RS6059318A | P | 2015-05-26 | PENTAIR | 11017 | 100 | 1 | 1230 |  | 1 | 1230 |  | 1 | 1230
P107 | 2015 | RS2093362A | P | 2015-03-20 | PENTAIR | 11018 | 100 | 1 | 1230 |  | 1 | 1230 |  | 1 | 1230
P107 | 2014 | RS2063961A | P | 2014-06-13 | PENTAIR | 11018 | 100 | 1 | 1230 |  | 1 | 1230 |  | 1 | 1230
P107 | 2014 | RS6031592A | P | 2014-07-24 | STA-RITE | P6E6VS4H-209L | 100 | 1 | 1230 |  | 1 | 1230 |  | 1 | 1230
P107 | 2015 | RS2104212A | P | 2015-06-25 | STA-RITE | P6E6VS4H-209L | 100 | 1 | 1230.39 |  | 1 | 1230.39 |  | 1 | 1230.39
P107 | 2014 | RS2089139A | P | 2015-01-05 | PENTAIR | 11018 | 100 | 1 | 1230.95 |  | 1 | 1230.95 |  | 1 | 1230.95
P107 | 2014 | RS2082758A | P | 2014-11-11 | STA-RITE | P6E6VS4H-209L | 100 | 1 | 1231.37 |  | 1 | 1231.37 |  | 1 | 1231.37
P107 | 2015 | RS2093517A | P | 2015-02-12 | HAYWARD | SP3400VSP | 100 | 1 | 1232 |  | 1 | 1232 |  | 1 | 1232
P107 | 2014 | RS2089397A | P | 2015-01-08 | STA-RITE | P6E6VS4H-209L | 100 | 1 | 1232.11 |  | 1 | 1232.11 |  | 1 | 1232.11
P107 | 2015 | RS2093417A | P | 2015-02-12 | STA-RITE | P6E6VS4H-209L | 100 | 1 | 1232.11 |  | 1 | 1232.11 |  | 1 | 1232.11
P107 | 2015 | RS2108334A | P | 2015-08-11 | HAYWARD | SP3400VSP | 100 | 1 | 1232.5 |  | 1 | 1232.5 |  | 1 | 1232.5
P107 | 2015 | RS2093422A | P | 2015-02-17 | PENTAIR | 11018 | 100 | 1 | 1233 |  | 1 | 1233 |  | 1 | 1233
P107 | 2015 | RS2116422A | P | 2015-11-09 | PENTAIR | 11018 | 100 | 1 | 1233.29 |  | 1 | 1233.29 |  | 1 | 1233.29
P107 | 2015 | RS2114118A | P | 2015-10-14 | ZODIAC | JEP1.5 | 100 | 1 | 1234.26 |  | 1 | 1234.26 |  | 1 | 1234.26
P107 | 2014 | RS6038537A | P | 2014-09-26 | PENTAIR | 11018 | 100 | 1 | 1234.99 |  | 1 | 1234.99 |  | 1 | 1234.99
P107 | 2015 | RS6066304A | P | 2015-08-28 | PENTAIR | 11018 | 100 | 1 | 1235 |  | 1 | 1235 |  | 1 | 1235
P107 | 2015 | RS6051022A | P | 2015-01-16 | ZODIAC | JEP2.0 | 100 | 1 | 1235 |  | 1 | 1235 |  | 1 | 1235
P107 | 2015 | RS6073673A | P | 2015-12-10 | PENTAIR | 11018 | 100 | 1 | 1235.82 |  | 1 | 1235.82 |  | 1 | 1235.82
P107 | 2015 | RS2101368A | P | 2015-05-26 | STA-RITE | P6E6VS4H-209L | 100 | 1 | 1235.99 |  | 1 | 1235.99 |  | 1 | 1235.99
P107 | 2014 | RS2062358A | P | 2014-05-30 | PENTAIR | 11018 | 100 | 1 | 1236.25 |  | 1 | 1236.25 |  | 1 | 1236.25
P107 | 2015 | RS6051508A | P | 2015-01-21 | PENTAIR | 11012 | 100 | 1 | 1236.48 |  | 1 | 1236.48 |  | 1 | 1236.48
P107 | 2015 | RS2115350A | P | 2015-10-28 | STA-RITE | P6E6VS4H-209L | 100 | 1 | 1237 |  | 1 | 1237 |  | 1 | 1237
P107 | 2015 | RS2097088A | P | 2015-03-25 | PENTAIR | 11018 | 100 | 1 | 1238 |  | 1 | 1238 |  | 1 | 1238
P107 | 2015 | RS6053427A | P | 2015-02-13 | PENTAIR | 11018 | 100 | 1 | 1239.95 |  | 1 | 1239.95 |  | 1 | 1239.95
P107 | 2015 | RS2093148A | P | 2015-02-09 | STA-RITE | P6E6VS4H-209L | 100 | 1 | 1239.99 |  | 1 | 1239.99 |  | 1 | 1239.99
P107 | 2014 | RS2054306A | P | 2014-03-14 | HAYWARD | SP2300VSP | 100 | 1 | 1240 |  | 1 | 1240 |  | 1 | 1240
P107 | 2015 | RS2098043A | P | 2015-04-10 | PENTAIR | 11018 | 100 | 1 | 1240 |  | 1 | 1240 |  | 1 | 1240
P107 | 2014 | RS2075402A | P | 2014-09-11 | PENTAIR | 022005 | 100 | 1 | 1240 |  | 1 | 1240 |  | 1 | 1240
P107 | 2015 | RS2096744A | P | 2015-03-23 | STA-RITE | P6E6VS4H-209L | 100 | 1 | 1240 |  | 1 | 1240 |  | 1 | 1240
P107 | 2015 | RS2109767A | P | 2015-08-25 | ZODIAC | JEP1.5 | 100 | 1 | 1242.17 |  | 1 | 1242.17 |  | 1 | 1242.17
P107 | 2015 | RS2096218A | P | 2015-03-19 | STA-RITE | P6E6VS4H-209L | 100 | 1 | 1242.5 |  | 1 | 1242.5 |  | 1 | 1242.5
P107 | 2014 | RS6039515A | P | 2014-10-07 | PENTAIR | 11018 | 100 | 1 | 1243.07 |  | 1 | 1243.07 |  | 1 | 1243.07
P107 | 2015 | RS6063140A | P | 2015-07-01 | PENTAIR | 11018 | 100 | 1 | 1244 |  | 1 | 1244 |  | 1 | 1244
P107 | 2015 | RS2103202A | P | 2015-07-07 | ZODIAC | VS-FHP 2.0 | 100 | 1 | 1244.52 |  | 1 | 1244.52 |  | 1 | 1244.52
P107 | 2015 | RS2090804A | P | 2015-01-15 | HAYWARD | SP3400VSP | 100 | 1 | 1245 |  | 1 | 1245 |  | 1 | 1245
P107 | 2015 | RS2109751A | P | 2015-09-18 | PENTAIR | 11018 | 100 | 1 | 1245 |  | 1 | 1245 |  | 1 | 1245
P107 | 2014 | RS2069617A | P | 2014-07-24 | PENTAIR | 11018 | 100 | 1 | 1245.43 |  | 1 | 1245.43 |  | 1 | 1245.43
P107 | 2014 | RS2087416A | P | 2014-12-22 | HAYWARD | SP3400VSP | 100 | 1 | 1245.99 |  | 1 | 1245.99 |  | 1 | 1245.99
P107 | 2014 | RS2070156A | P | 2014-07-30 | HAYWARD | SP3200VSP | 100 | 1 | 1246 |  | 1 | 1246 |  | 1 | 1246
P107 | 2015 | RS2095484A | P | 2015-03-06 | HAYWARD | SP3200VSP | 100 | 1 | 1246.63 |  | 1 | 1246.63 |  | 1 | 1246.63
P107 | 2015 | RS2105183A | P | 2015-07-07 | STA-RITE | P6E6VS4H-209L | 100 | 1 | 1246.85 |  | 1 | 1246.85 |  | 1 | 1246.85
P107 | 2015 | RS2120808A | P | 2015-12-29 | HAYWARD | SP3200VSP | 100 | 1 | 1246.98 |  | 1 | 1246.98 |  | 1 | 1246.98
P107 | 2015 | RS2113533A | P | 2015-10-07 | PENTAIR | 11018 | 100 | 1 | 1247.4 |  | 1 | 1247.4 |  | 1 | 1247.4
P107 | 2014 | RS2055018A | P | 2014-03-21 | PENTAIR | 11018 | 100 | 1 | 1247.4 |  | 1 | 1247.4 |  | 1 | 1247.4
P107 | 2015 | RS2105556A | P | 2015-07-09 | PENTAIR | 11012 | 100 | 1 | 1247.46 |  | 1 | 1247.46 |  | 1 | 1247.46
P107 | 2015 | RS2111013A | P | 2015-09-09 | HAYWARD | SP3200VSP | 100 | 1 | 1247.54 |  | 1 | 1247.54 |  | 1 | 1247.54
P107 | 2015 | RS2096911A | P | 2015-03-24 | HAYWARD | SP3200VSP | 100 | 1 | 1247.63 |  | 1 | 1247.63 |  | 1 | 1247.63
P107 | 2015 | RS2098205A | P | 2015-04-10 | HAYWARD | SP3200VSP | 100 | 1 | 1247.63 |  | 1 | 1247.63 |  | 1 | 1247.63
P107 | 2015 | RS2107308A | P | 2015-07-29 | HAYWARD | SP3200VSP | 100 | 1 | 1247.63 |  | 1 | 1247.63 |  | 1 | 1247.63
P107 | 2015 | RS2104416A | P | 2015-06-26 | HAYWARD | SP3200VSP | 100 | 1 | 1247.63 |  | 1 | 1247.63 |  | 1 | 1247.63
P107 | 2014 | RS2075076A | P | 2014-09-05 | HAYWARD | SP3200VSP | 100 | 1 | 1247.63 |  | 1 | 1247.63 |  | 1 | 1247.63
P107 | 2015 | RS2099508A | P | 2015-04-30 | HAYWARD | SP3200VSP | 100 | 1 | 1247.63 |  | 1 | 1247.63 |  | 1 | 1247.63
P107 | 2015 | RS2099165A | P | 2015-04-23 | HAYWARD | SP3200VSP | 100 | 1 | 1247.65 |  | 1 | 1247.65 |  | 1 | 1247.65
P107 | 2015 | RS2103612A | P | 2015-07-07 | PENTAIR | 11018 | 100 | 1 | 1248 |  | 1 | 1248 |  | 1 | 1248
P107 | 2014 | RS2062537A | P | 2014-05-30 | STA-RITE | P6E6VS4H-209L | 100 | 1 | 1248.95 |  | 1 | 1248.95 |  | 1 | 1248.95
P107 | 2014 | RS2063885A | P | 2014-06-09 | STA-RITE | P6E6VS4H-209L | 100 | 1 | 1248.95 |  | 1 | 1248.95 |  | 1 | 1248.95
P107 | 2014 | RS2068901A | P | 2014-07-21 | STA-RITE | P6E6VS4H-209L | 100 | 1 | 1248.95 |  | 1 | 1248.95 |  | 1 | 1248.95
P107 | 2014 | RS2059349A | P | 2014-04-23 | STA-RITE | P6E6VS4H-209L | 100 | 1 | 1248.95 |  | 1 | 1248.95 |  | 1 | 1248.95
P107 | 2014 | RS2075778A | P | 2014-09-30 | STA-RITE | P6E6VS4H-209L | 100 | 1 | 1248.95 |  | 1 | 1248.95 |  | 1 | 1248.95
P107 | 2014 | RS2062536A | P | 2014-05-30 | STA-RITE | P6E6VS4H-209L | 100 | 1 | 1248.95 |  | 1 | 1248.95 |  | 1 | 1248.95
P107 | 2014 | RS2059350A | P | 2014-04-24 | STA-RITE | P6E6VS4H-209L | 100 | 1 | 1248.95 |  | 1 | 1248.95 |  | 1 | 1248.95
P107 | 2014 | RS2062901A | P | 2014-05-30 | STA-RITE | P6E6VS4H-209L | 100 | 1 | 1248.95 |  | 1 | 1248.95 |  | 1 | 1248.95
P107 | 2014 | RS2060153A | P | 2014-05-22 | STA-RITE | P6E6VS4H-209L | 100 | 1 | 1248.95 |  | 1 | 1248.95 |  | 1 | 1248.95
P107 | 2015 | RS2095003A | P | 2015-03-03 | PENTAIR | 11018 | 100 | 1 | 1249 |  | 1 | 1249 |  | 1 | 1249
P107 | 2015 | RS2112110A | P | 2015-09-23 | PENTAIR | 11018 | 100 | 1 | 1249 |  | 1 | 1249 |  | 1 | 1249
P107 | 2015 | RS2105172A | P | 2015-07-07 | PENTAIR | 11018 | 100 | 1 | 1249 |  | 1 | 1249 |  | 1 | 1249
P107 | 2015 | RS2104102A | P | 2015-06-24 | PENTAIR | 11018 | 100 | 1 | 1249 |  | 1 | 1249 |  | 1 | 1249
P107 | 2014 | RS2084315A | P | 2014-11-25 | PENTAIR | 11018 | 100 | 1 | 1249 |  | 1 | 1249 |  | 1 | 1249
P107 | 2014 | RS2062266A | P | 2014-05-22 | WATERWAY PLASTICS INC. | ECONO-VS | 100 | 1 | 1249 |  | 1 | 1249 |  | 1 | 1249
P107 | 2015 | RS2095173A | P | 2015-03-04 | STA-RITE | P6E6VS4H-209L | 100 | 1 | 1249.36 |  | 1 | 1249.36 |  | 1 | 1249.36
P107 | 2014 | RS2051610A | P | 2014-02-04 | PENTAIR | 11018 | 100 | 1 | 1249.95 |  | 1 | 1249.95 |  | 1 | 1249.95
P107 | 2014 | RS2056170A | P | 2014-03-18 | PENTAIR | 11018 | 100 | 1 | 1249.95 |  | 1 | 1249.95 |  | 1 | 1249.95
P107 | 2014 | RS2074840A | P | 2014-09-04 | STA-RITE | P6E6VS4H-209L | 100 | 1 | 1249.98 |  | 1 | 1249.98 |  | 1 | 1249.98
P107 | 2014 | RS2049341A | P | 2014-01-17 | HAYWARD | SP3400VSP | 100 | 1 | 1249.99 |  | 1 | 1249.99 |  | 1 | 1249.99
P107 | 2014 | RS2051513A | P | 2014-02-04 | HAYWARD | SP3400VSP | 100 | 1 | 1249.99 |  | 1 | 1249.99 |  | 1 | 1249.99
P107 | 2014 | RS2052584A | P | 2014-02-26 | HAYWARD | SP3400VSP | 100 | 1 | 1249.99 |  | 1 | 1249.99 |  | 1 | 1249.99
P107 | 2014 | RS6019108A | P | 2014-01-29 | HAYWARD | SP3400VSP | 100 | 1 | 1249.99 |  | 1 | 1249.99 |  | 1 | 1249.99
P107 | 2015 | RS2090126A | P | 2015-01-28 | PENTAIR | 11018 | 100 | 1 | 1249.99 |  | 1 | 1249.99 |  | 1 | 1249.99
P107 | 2014 | RS6023309A | P | 2014-04-03 | PENTAIR | 11018 | 100 | 1 | 1249.99 |  | 1 | 1249.99 |  | 1 | 1249.99
P107 | 2015 | RS2110976A | P | 2015-09-09 | PENTAIR | 11018 | 100 | 1 | 1249.99 |  | 1 | 1249.99 |  | 1 | 1249.99
P107 | 2014 | RS2048758A | P | 2014-01-15 | PENTAIR | 11018 | 100 | 1 | 1249.99 |  | 1 | 1249.99 |  | 1 | 1249.99
P107 | 2014 | RS2069848A | P | 2014-07-25 | PENTAIR | 11018 | 100 | 1 | 1249.99 |  | 1 | 1249.99 |  | 1 | 1249.99
P107 | 2014 | RS2049751A | P | 2014-02-11 | PENTAIR | 11018 | 100 | 1 | 1249.99 |  | 1 | 1249.99 |  | 1 | 1249.99
P107 | 2014 | RS2049486A | P | 2014-01-21 | PENTAIR | 11018 | 100 | 1 | 1249.99 |  | 1 | 1249.99 |  | 1 | 1249.99
P107 | 2014 | RS6022066A | P | 2014-03-17 | STA-RITE | P6E6VS4H-209L | 100 | 1 | 1249.99 |  | 1 | 1249.99 |  | 1 | 1249.99
P107 | 2014 | RS2074321A | P | 2014-09-18 | HAYWARD | SP3400VSP | 100 | 1 | 1250 |  | 1 | 1250 |  | 1 | 1250
P107 | 2014 | RS2085365A | P | 2014-12-04 | HAYWARD | SP3400VSP | 100 | 1 | 1250 |  | 1 | 1250 |  | 1 | 1250
P107 | 2014 | RS2052687A | P | 2014-02-14 | HAYWARD | SP3400VSP | 100 | 1 | 1250 |  | 1 | 1250 |  | 1 | 1250
P107 | 2014 | RS2077876A | P | 2014-09-29 | HAYWARD | SP3200VSP | 100 | 1 | 1250 |  | 1 | 1250 |  | 1 | 1250
P107 | 2014 | RS6047118A | P | 2014-12-23 | HAYWARD | SP3400VSP | 100 | 1 | 1250 |  | 1 | 1250 |  | 1 | 1250
P107 | 2015 | RS2114200A | P | 2015-10-20 | HAYWARD | SP3400VSP | 100 | 1 | 1250 |  | 1 | 1250 |  | 1 | 1250
P107 | 2014 | RS2063806A | P | 2014-06-04 | HAYWARD | SP3400VSP | 100 | 1 | 1250 |  | 1 | 1250 |  | 1 | 1250
P107 | 2014 | RS2076228A | P | 2014-09-12 | HAYWARD | SP3400VSP | 100 | 1 | 1250 |  | 1 | 1250 |  | 1 | 1250
P107 | 2015 | RS2111777A | P | 2015-09-22 | HAYWARD | SP3400VSP | 100 | 1 | 1250 |  | 1 | 1250 |  | 1 | 1250
P107 | 2015 | RS2106103A | P | 2015-07-17 | HAYWARD | SP3400VSP | 100 | 1 | 1250 |  | 1 | 1250 |  | 1 | 1250
P107 | 2014 | RS2065577A | P | 2014-06-20 | HAYWARD | SP3400VSP | 100 | 1 | 1250 |  | 1 | 1250 |  | 1 | 1250
P107 | 2014 | RS2057987A | P | 2014-04-28 | HAYWARD | SP3400VSP | 100 | 1 | 1250 |  | 1 | 1250 |  | 1 | 1250
P107 | 2015 | RS2109756A | P | 2015-08-25 | HAYWARD | SP3400VSP | 100 | 1 | 1250 |  | 1 | 1250 |  | 1 | 1250
P107 | 2014 | RS2055149A | P | 2014-03-11 | HAYWARD | SP3400VSP | 100 | 1 | 1250 |  | 1 | 1250 |  | 1 | 1250
P107 | 2015 | RS2097499A | P | 2015-04-01 | HAYWARD | SP3400VSP | 100 | 1 | 1250 |  | 1 | 1250 |  | 1 | 1250
P107 | 2015 | RS2104121A | P | 2015-06-24 | HAYWARD | SP2300VSP | 100 | 1 | 1250 |  | 1 | 1250 |  | 1 | 1250
P107 | 2014 | RS2076070A | P | 2014-09-26 | HAYWARD | SP3400VSP | 100 | 1 | 1250 |  | 1 | 1250 |  | 1 | 1250
P107 | 2014 | RS2061685A | P | 2014-05-13 | HAYWARD | SP3400VSP | 100 | 1 | 1250 |  | 1 | 1250 |  | 1 | 1250
P107 | 2014 | RS2056517A | P | 2014-03-24 | HAYWARD | SP3400VSP | 100 | 1 | 1250 |  | 1 | 1250 |  | 1 | 1250
P107 | 2015 | RS2104438A | P | 2015-06-26 | HAYWARD | SP3400VSP | 100 | 1 | 1250 |  | 1 | 1250 |  | 1 | 1250
P107 | 2015 | RS2096757A | P | 2015-04-13 | HAYWARD | SP3400VSP | 100 | 1 | 1250 |  | 1 | 1250 |  | 1 | 1250
P107 | 2014 | RS6031976A | P | 2014-07-28 | HAYWARD | SP3400VSP | 100 | 1 | 1250 |  | 1 | 1250 |  | 1 | 1250
P107 | 2015 | RS2096708A | P | 2015-03-23 | HAYWARD | SP3400VSP | 100 | 1 | 1250 |  | 1 | 1250 |  | 1 | 1250
P107 | 2015 | RS2096707A | P | 2015-03-23 | HAYWARD | SP3400VSP | 100 | 1 | 1250 |  | 1 | 1250 |  | 1 | 1250
P107 | 2015 | RS2102553A | P | 2015-06-08 | HAYWARD | SP3400VSP | 100 | 1 | 1250 |  | 1 | 1250 |  | 1 | 1250
P107 | 2015 | RS2099015A | P | 2015-04-22 | HAYWARD | SP3400VSP | 100 | 1 | 1250 |  | 1 | 1250 |  | 1 | 1250
P107 | 2015 | RS2098997A | P | 2015-04-22 | HAYWARD | SP3400VSP | 100 | 1 | 1250 |  | 1 | 1250 |  | 1 | 1250
P107 | 2014 | RS2073976A | P | 2014-08-27 | HAYWARD | SP3400VSP | 100 | 1 | 1250 |  | 1 | 1250 |  | 1 | 1250
P107 | 2014 | RS2086586A | P | 2014-12-17 | HAYWARD | SP3400VSP | 100 | 1 | 1250 |  | 1 | 1250 |  | 1 | 1250
P107 | 2015 | RS2097494A | P | 2015-04-01 | HAYWARD | SP3400VSP | 100 | 1 | 1250 |  | 1 | 1250 |  | 1 | 1250
P107 | 2015 | RS2107763A | P | 2015-08-04 | HAYWARD | SP3400VSP | 100 | 1 | 1250 |  | 1 | 1250 |  | 1 | 1250
P107 | 2015 | RS2097423A | P | 2015-03-31 | HAYWARD | SP3400VSP | 100 | 1 | 1250 |  | 1 | 1250 |  | 1 | 1250
P107 | 2014 | RS6037707A | P | 2014-09-22 | HAYWARD | SP3400VSP | 100 | 1 | 1250 |  | 1 | 1250 |  | 1 | 1250
P107 | 2014 | RS2053985A | P | 2014-02-28 | HAYWARD | SP3400VSP | 100 | 1 | 1250 |  | 1 | 1250 |  | 1 | 1250
P107 | 2014 | RS2052695A | P | 2014-02-14 | HAYWARD | SP3400VSP | 100 | 1 | 1250 |  | 1 | 1250 |  | 1 | 1250
P107 | 2014 | RS2063865A | P | 2014-07-03 | HAYWARD | SP3400VSP | 100 | 1 | 1250 |  | 1 | 1250 |  | 1 | 1250
P107 | 2015 | RS2100508A | P | 2015-05-13 | HAYWARD | SP3400VSP | 100 | 1 | 1250 |  | 1 | 1250 |  | 1 | 1250
P107 | 2015 | RS2100526A | P | 2015-05-13 | HAYWARD | SP3400VSP | 100 | 1 | 1250 |  | 1 | 1250 |  | 1 | 1250
P107 | 2015 | RS2102704A | P | 2015-06-09 | PENTAIR | 11018 | 100 | 1 | 1250 |  | 1 | 1250 |  | 1 | 1250
P107 | 2014 | RS2054324A | P | 2014-03-03 | PENTAIR | 11018 | 100 | 1 | 1250 |  | 1 | 1250 |  | 1 | 1250
P107 | 2014 | RS2073114A | P | 2014-08-21 | PENTAIR | 11018 | 100 | 1 | 1250 |  | 1 | 1250 |  | 1 | 1250
P107 | 2014 | RS2051057B | P | 2014-01-31 | PENTAIR | 11018 | 100 | 1 | 1250 |  | 1 | 1250 |  | 1 | 1250
P107 | 2014 | RS2068527A | P | 2014-07-15 | PENTAIR | 11018 | 100 | 1 | 1250 |  | 1 | 1250 |  | 1 | 1250
P107 | 2014 | RS2065120A | P | 2014-06-17 | PENTAIR | 11018 | 100 | 1 | 1250 |  | 1 | 1250 |  | 1 | 1250
P107 | 2014 | RS2055838A | P | 2014-03-14 | PENTAIR | 11018 | 100 | 1 | 1250 |  | 1 | 1250 |  | 1 | 1250
P107 | 2014 | RS2077721A | P | 2014-09-25 | PENTAIR | 11018 | 100 | 1 | 1250 |  | 1 | 1250 |  | 1 | 1250
P107 | 2015 | RS2100486A | P | 2015-05-13 | PENTAIR | 11018 | 100 | 1 | 1250 |  | 1 | 1250 |  | 1 | 1250
P107 | 2014 | RS2056422A | P | 2014-03-20 | PENTAIR | 11018 | 100 | 1 | 1250 |  | 1 | 1250 |  | 1 | 1250
P107 | 2015 | RS2091582A | P | 2015-01-27 | PENTAIR | 11018 | 100 | 1 | 1250 |  | 1 | 1250 |  | 1 | 1250
P107 | 2014 | RS2087572A | P | 2014-12-30 | PENTAIR | 11018 | 100 | 1 | 1250 |  | 1 | 1250 |  | 1 | 1250
P107 | 2015 | RS2113901A | P | 2015-11-06 | PENTAIR | 342001 | 100 | 1 | 1250 |  | 1 | 1250 |  | 1 | 1250
P107 | 2014 | RS2077197A | P | 2014-09-22 | PENTAIR | 11018 | 100 | 1 | 1250 |  | 1 | 1250 |  | 1 | 1250
P107 | 2014 | RS2064192A | P | 2014-06-10 | PENTAIR | 11018 | 100 | 1 | 1250 |  | 1 | 1250 |  | 1 | 1250
P107 | 2014 | RS2055193A | P | 2014-03-11 | PENTAIR | 11018 | 100 | 1 | 1250 |  | 1 | 1250 |  | 1 | 1250
P107 | 2015 | RS2099712A | P | 2015-05-01 | PENTAIR | 11018 | 100 | 1 | 1250 |  | 1 | 1250 |  | 1 | 1250
P107 | 2015 | RS2106281A | P | 2015-07-17 | PENTAIR | 11018 | 100 | 1 | 1250 |  | 1 | 1250 |  | 1 | 1250
P107 | 2015 | RS2108457A | P | 2015-08-11 | PENTAIR | 11018 | 100 | 1 | 1250 |  | 1 | 1250 |  | 1 | 1250
P107 | 2014 | RS2068797A | P | 2014-07-16 | PENTAIR | 11018 | 100 | 1 | 1250 |  | 1 | 1250 |  | 1 | 1250
P107 | 2014 | RS2074824A | P | 2014-09-03 | PENTAIR | 342000 | 100 | 1 | 1250 |  | 1 | 1250 |  | 1 | 1250
P107 | 2015 | RS6072840A | P | 2015-12-01 | PENTAIR | 11018 | 100 | 1 | 1250 |  | 1 | 1250 |  | 1 | 1250
P107 | 2014 | RS2063104A | P | 2014-05-30 | PENTAIR | 11018 | 100 | 1 | 1250 |  | 1 | 1250 |  | 1 | 1250
P107 | 2014 | RS2087750A | P | 2014-12-26 | PENTAIR | 11018 | 100 | 1 | 1250 |  | 1 | 1250 |  | 1 | 1250
P107 | 2014 | RS2078552A | P | 2014-10-17 | PENTAIR | 11018 | 100 | 1 | 1250 |  | 1 | 1250 |  | 1 | 1250
P107 | 2015 | RS2101052A | P | 2015-05-20 | PENTAIR | 11018 | 100 | 1 | 1250 |  | 1 | 1250 |  | 1 | 1250
P107 | 2015 | RS2101756A | P | 2015-05-27 | PENTAIR | 11018 | 100 | 1 | 1250 |  | 1 | 1250 |  | 1 | 1250
P107 | 2015 | RS6059514A | P | 2015-05-13 | PENTAIR | 11018 | 100 | 1 | 1250 |  | 1 | 1250 |  | 1 | 1250
P107 | 2015 | RS2117048A | P | 2015-12-08 | PENTAIR | 11018 | 100 | 1 | 1250 |  | 1 | 1250 |  | 1 | 1250
P107 | 2015 | RS2118938A | P | 2015-12-10 | PENTAIR | 11018 | 100 | 1 | 1250 |  | 1 | 1250 |  | 1 | 1250
P107 | 2015 | RS2099177A | P | 2015-04-24 | PENTAIR | 11018 | 100 | 1 | 1250 |  | 1 | 1250 |  | 1 | 1250
P107 | 2015 | RS2100033A | P | 2015-05-06 | PENTAIR | 11018 | 100 | 1 | 1250 |  | 1 | 1250 |  | 1 | 1250
P107 | 2015 | RS2100901A | P | 2015-05-18 | PENTAIR | 11018 | 100 | 1 | 1250 |  | 1 | 1250 |  | 1 | 1250
P107 | 2015 | RS2101123A | P | 2015-05-21 | PENTAIR | 11018 | 100 | 1 | 1250 |  | 1 | 1250 |  | 1 | 1250
P107 | 2014 | RS2088802A | P | 2015-01-02 | PENTAIR | 11018 | 100 | 1 | 1250 |  | 1 | 1250 |  | 1 | 1250
P107 | 2015 | RS2097117A | P | 2015-04-10 | PENTAIR | 11018 | 100 | 1 | 1250 |  | 1 | 1250 |  | 1 | 1250
P107 | 2015 | RS2115196A | P | 2015-10-27 | PENTAIR | 11018 | 100 | 1 | 1250 |  | 1 | 1250 |  | 1 | 1250
P107 | 2014 | RS2088146A | P | 2014-12-30 | PENTAIR | 11018 | 100 | 1 | 1250 |  | 1 | 1250 |  | 1 | 1250
P107 | 2014 | RS2087746A | P | 2014-12-26 | PENTAIR | 11018 | 100 | 1 | 1250 |  | 1 | 1250 |  | 1 | 1250
P107 | 2014 | RS6026700A | P | 2014-05-30 | PENTAIR | 11018 | 100 | 1 | 1250 |  | 1 | 1250 |  | 1 | 1250
P107 | 2014 | RS2082167A | P | 2014-11-11 | PENTAIR | 11018 | 100 | 1 | 1250 |  | 1 | 1250 |  | 1 | 1250
P107 | 2015 | RS2112129A | P | 2015-09-23 | PENTAIR | 11018 | 100 | 1 | 1250 |  | 1 | 1250 |  | 1 | 1250
P107 | 2015 | RS2118832A | P | 2015-12-10 | PENTAIR | 11018 | 100 | 1 | 1250 |  | 1 | 1250 |  | 1 | 1250
P107 | 2015 | RS6052378A | P | 2015-02-03 | PENTAIR | 11018 | 100 | 1 | 1250 |  | 1 | 1250 |  | 1 | 1250
P107 | 2014 | RS6039856A | P | 2014-10-09 | PENTAIR | 11018 | 100 | 1 | 1250 |  | 1 | 1250 |  | 1 | 1250
P107 | 2015 | RS2104440A | P | 2015-06-26 | PENTAIR | 11018 | 100 | 1 | 1250 |  | 1 | 1250 |  | 1 | 1250
P107 | 2015 | RS2114384A | P | 2015-10-20 | PENTAIR | 11018 | 100 | 1 | 1250 |  | 1 | 1250 |  | 1 | 1250
P107 | 2015 | RS2107492A | P | 2015-07-29 | PENTAIR | 11018 | 100 | 1 | 1250 |  | 1 | 1250 |  | 1 | 1250
P107 | 2014 | RS2077895A | P | 2014-09-29 | PENTAIR | 11018 | 100 | 1 | 1250 |  | 1 | 1250 |  | 1 | 1250
P107 | 2014 | RS2058269A | P | 2014-04-09 | PENTAIR | 11018 | 100 | 1 | 1250 |  | 1 | 1250 |  | 1 | 1250
P107 | 2015 | RS2101837A | P | 2015-05-28 | PENTAIR | 11018 | 100 | 1 | 1250 |  | 1 | 1250 |  | 1 | 1250
P107 | 2015 | RS2106064A | P | 2015-07-17 | PENTAIR | 11018 | 100 | 1 | 1250 |  | 1 | 1250 |  | 1 | 1250
P107 | 2014 | RS2068657A | P | 2014-07-15 | PENTAIR | 11018 | 100 | 1 | 1250 |  | 1 | 1250 |  | 1 | 1250
P107 | 2014 | RS2055453A | P | 2014-03-12 | PENTAIR | 11018 | 100 | 1 | 1250 |  | 1 | 1250 |  | 1 | 1250
P107 | 2014 | RS2074695A | P | 2014-09-03 | PENTAIR | 11018 | 100 | 1 | 1250 |  | 1 | 1250 |  | 1 | 1250
P107 | 2014 | RS2084512A | P | 2015-01-02 | PENTAIR | 11018 | 100 | 1 | 1250 |  | 1 | 1250 |  | 1 | 1250
P107 | 2015 | RS2101769A | P | 2015-05-27 | PENTAIR | 11018 | 100 | 1 | 1250 |  | 1 | 1250 |  | 1 | 1250
P107 | 2015 | RS2115712A | P | 2015-11-06 | PENTAIR | 11018 | 100 | 1 | 1250 |  | 1 | 1250 |  | 1 | 1250
P107 | 2014 | RS2063340A | P | 2014-06-03 | PENTAIR | 11018 | 100 | 1 | 1250 |  | 1 | 1250 |  | 1 | 1250
P107 | 2014 | RS2066089A | P | 2014-06-24 | PENTAIR | 11018 | 100 | 1 | 1250 |  | 1 | 1250 |  | 1 | 1250
P107 | 2014 | RS2088210A | P | 2014-12-30 | PENTAIR | 11018 | 100 | 1 | 1250 |  | 1 | 1250 |  | 1 | 1250
P107 | 2015 | RS2098944A | P | 2015-04-20 | PENTAIR | 11018 | 100 | 1 | 1250 |  | 1 | 1250 |  | 1 | 1250
P107 | 2015 | RS2097375A | P | 2015-03-30 | PENTAIR | 11018 | 100 | 1 | 1250 |  | 1 | 1250 |  | 1 | 1250
P107 | 2015 | RS2118929A | P | 2015-12-10 | PENTAIR | 11018 | 100 | 1 | 1250 |  | 1 | 1250 |  | 1 | 1250
P107 | 2015 | RS2116217A | P | 2015-11-05 | PENTAIR | 11018 | 100 | 1 | 1250 |  | 1 | 1250 |  | 1 | 1250
P107 | 2014 | RS2078321A | P | 2014-09-30 | PENTAIR | 11018 | 100 | 1 | 1250 |  | 1 | 1250 |  | 1 | 1250
P107 | 2015 | RS2105382A | P | 2015-07-09 | PENTAIR | 11018 | 100 | 1 | 1250 |  | 1 | 1250 |  | 1 | 1250
P107 | 2015 | RS6061418A | P | 2015-06-09 | PENTAIR | 11018 | 100 | 1 | 1250 |  | 1 | 1250 |  | 1 | 1250
P107 | 2014 | RS2086841A | P | 2014-12-17 | PENTAIR | 11018 | 100 | 1 | 1250 |  | 1 | 1250 |  | 1 | 1250
P107 | 2015 | RS2116933A | P | 2015-11-13 | PENTAIR | 11018 | 100 | 1 | 1250 |  | 1 | 1250 |  | 1 | 1250
P107 | 2014 | RS2055840A | P | 2014-03-14 | PENTAIR | 11018 | 100 | 1 | 1250 |  | 1 | 1250 |  | 1 | 1250
P107 | 2015 | RS2107866A | P | 2015-08-05 | PENTAIR | 11018 | 100 | 1 | 1250 |  | 1 | 1250 |  | 1 | 1250
P107 | 2014 | RS2087748A | P | 2015-01-08 | PENTAIR | 11018 | 100 | 1 | 1250 |  | 1 | 1250 |  | 1 | 1250
P107 | 2014 | RS2089190A | P | 2015-01-08 | PENTAIR | 11018 | 100 | 1 | 1250 |  | 1 | 1250 |  | 1 | 1250
P107 | 2015 | RS6061156A | P | 2015-06-08 | PENTAIR | 11018 | 100 | 1 | 1250 |  | 1 | 1250 |  | 1 | 1250
P107 | 2015 | RS2111024A | P | 2015-09-09 | PENTAIR | 11018 | 100 | 1 | 1250 |  | 1 | 1250 |  | 1 | 1250
P107 | 2014 | RS2075070A | P | 2014-09-05 | PENTAIR | 11018 | 100 | 1 | 1250 |  | 1 | 1250 |  | 1 | 1250
P107 | 2015 | RS2091621A | P | 2015-01-22 | PENTAIR | 11018 | 100 | 1 | 1250 |  | 1 | 1250 |  | 1 | 1250
P107 | 2014 | RS2088141A | P | 2015-01-08 | PENTAIR | 11018 | 100 | 1 | 1250 |  | 1 | 1250 |  | 1 | 1250
P107 | 2015 | RS6056995A | P | 2015-04-10 | PENTAIR | 11018 | 100 | 1 | 1250 |  | 1 | 1250 |  | 1 | 1250
P107 | 2014 | RS2054276A | P | 2014-03-14 | PENTAIR | 11018 | 100 | 1 | 1250 |  | 1 | 1250 |  | 1 | 1250
P107 | 2014 | RS2074937A | P | 2014-09-03 | PENTAIR | 342000 | 100 | 1 | 1250 |  | 1 | 1250 |  | 1 | 1250
P107 | 2015 | RS2111759A | P | 2015-09-22 | PENTAIR | 11018 | 100 | 1 | 1250 |  | 1 | 1250 |  | 1 | 1250
P107 | 2015 | RS2100357A | P | 2015-05-11 | PENTAIR | 342000 | 100 | 1 | 1250 |  | 1 | 1250 |  | 1 | 1250
P107 | 2015 | RS6072312A | P | 2015-11-13 | PENTAIR | 11018 | 100 | 1 | 1250 |  | 1 | 1250 |  | 1 | 1250
P107 | 2015 | RS2100500A | P | 2015-05-13 | PENTAIR | 11018 | 100 | 1 | 1250 |  | 1 | 1250 |  | 1 | 1250
P107 | 2014 | RS2088306A | P | 2014-12-30 | PENTAIR | 11018 | 100 | 1 | 1250 |  | 1 | 1250 |  | 1 | 1250
P107 | 2015 | RS2111216A | P | 2015-09-22 | PENTAIR | 11018 | 100 | 1 | 1250 |  | 1 | 1250 |  | 1 | 1250
P107 | 2015 | RS2088147A | P | 2015-04-15 | PENTAIR | 11018 | 100 | 1 | 1250 |  | 1 | 1250 |  | 1 | 1250
P107 | 2015 | RS2091350A | P | 2015-01-21 | PENTAIR | 11018 | 100 | 1 | 1250 |  | 1 | 1250 |  | 1 | 1250
P107 | 2015 | RS2118384A | P | 2015-12-02 | PENTAIR | 11018 | 100 | 1 | 1250 |  | 1 | 1250 |  | 1 | 1250
P107 | 2015 | RS6064255A | P | 2015-07-13 | PENTAIR | 342000 | 100 | 1 | 1250 |  | 1 | 1250 |  | 1 | 1250
P107 | 2015 | RS2107166A | P | 2015-07-27 | PENTAIR | 11018 | 100 | 1 | 1250 |  | 1 | 1250 |  | 1 | 1250
P107 | 2014 | RS2060936A | P | 2014-05-08 | PENTAIR | 11018 | 100 | 1 | 1250 |  | 1 | 1250 |  | 1 | 1250
P107 | 2014 | RS2082977A | P | 2014-12-03 | PENTAIR | 11018 | 100 | 1 | 1250 |  | 1 | 1250 |  | 1 | 1250
P107 | 2014 | RS2087749A | P | 2015-01-08 | PENTAIR | 11018 | 100 | 1 | 1250 |  | 1 | 1250 |  | 1 | 1250
P107 | 2015 | RS2113384A | P | 2015-10-16 | PENTAIR | 11018 | 100 | 1 | 1250 |  | 1 | 1250 |  | 1 | 1250
P107 | 2015 | RS2120708A | P | 2015-12-29 | PENTAIR | 11018 | 100 | 1 | 1250 |  | 1 | 1250 |  | 1 | 1250
P107 | 2015 | RS2117964A | P | 2015-11-25 | PENTAIR | 11018 | 100 | 1 | 1250 |  | 1 | 1250 |  | 1 | 1250
P107 | 2014 | RS2055027A | P | 2014-03-07 | PENTAIR | 11018 | 100 | 1 | 1250 |  | 1 | 1250 |  | 1 | 1250
P107 | 2014 | RS2088865A | P | 2015-01-05 | PENTAIR | 342000 | 100 | 1 | 1250 |  | 1 | 1250 |  | 1 | 1250
P107 | 2015 | RS2115740A | P | 2015-11-06 | PENTAIR | 11018 | 100 | 1 | 1250 |  | 1 | 1250 |  | 1 | 1250
P107 | 2014 | RS2055012A | P | 2014-03-11 | PENTAIR | 11018 | 100 | 1 | 1250 |  | 1 | 1250 |  | 1 | 1250
P107 | 2014 | RS2067177A | P | 2014-07-03 | PENTAIR | 11018 | 100 | 1 | 1250 |  | 1 | 1250 |  | 1 | 1250
P107 | 2015 | RS6061785A | P | 2015-06-12 | PENTAIR | 11018 | 100 | 1 | 1250 |  | 1 | 1250 |  | 1 | 1250
P107 | 2014 | RS2085307A | P | 2014-12-04 | PENTAIR | 342000 | 100 | 1 | 1250 |  | 1 | 1250 |  | 1 | 1250
P107 | 2015 | RS2101125A | P | 2015-05-26 | PENTAIR | 11018 | 100 | 1 | 1250 |  | 1 | 1250 |  | 1 | 1250
P107 | 2015 | RS2096517A | P | 2015-03-19 | PENTAIR | 11018 | 100 | 1 | 1250 |  | 1 | 1250 |  | 1 | 1250
P107 | 2014 | RS2055649A | P | 2014-03-26 | PENTAIR | 11018 | 100 | 1 | 1250 |  | 1 | 1250 |  | 1 | 1250
P107 | 2014 | RS2059351A | P | 2014-04-23 | PENTAIR | 11018 | 100 | 1 | 1250 |  | 1 | 1250 |  | 1 | 1250
P107 | 2014 | RS2060897A | P | 2014-05-08 | PENTAIR | 11018 | 100 | 1 | 1250 |  | 1 | 1250 |  | 1 | 1250
P107 | 2014 | RS2079013A | P | 2014-10-07 | PENTAIR | 11018 | 100 | 1 | 1250 |  | 1 | 1250 |  | 1 | 1250
P107 | 2015 | RS2114508A | P | 2015-10-20 | PENTAIR | 11018 | 100 | 1 | 1250 |  | 1 | 1250 |  | 1 | 1250
P107 | 2015 | RS2110404A | P | 2015-09-02 | PENTAIR | 11018 | 100 | 1 | 1250 |  | 1 | 1250 |  | 1 | 1250
P107 | 2014 | RS6028154A | P | 2014-09-05 | PENTAIR | 11018 | 100 | 1 | 1250 |  | 1 | 1250 |  | 1 | 1250
P107 | 2014 | RS2069699A | P | 2014-07-24 | PENTAIR | 11018 | 100 | 1 | 1250 |  | 1 | 1250 |  | 1 | 1250
P107 | 2014 | RS2062851A | P | 2014-05-30 | PENTAIR | 11018 | 100 | 1 | 1250 |  | 1 | 1250 |  | 1 | 1250
P107 | 2014 | RS2087751A | P | 2014-12-26 | PENTAIR | 11018 | 100 | 1 | 1250 |  | 1 | 1250 |  | 1 | 1250
P107 | 2015 | RS2098069A | P | 2015-04-10 | PENTAIR | 11018 | 100 | 1 | 1250 |  | 1 | 1250 |  | 1 | 1250
P107 | 2015 | RS6065998A | P | 2015-08-04 | PENTAIR | 11018 | 100 | 1 | 1250 |  | 1 | 1250 |  | 1 | 1250
P107 | 2014 | RS2074945A | P | 2014-09-03 | PENTAIR | 11018 | 100 | 1 | 1250 |  | 1 | 1250 |  | 1 | 1250
P107 | 2014 | RS2076212A | P | 2014-09-12 | PENTAIR | 11018 | 100 | 1 | 1250 |  | 1 | 1250 |  | 1 | 1250
P107 | 2014 | RS2064533A | P | 2014-06-10 | PENTAIR | 11018 | 100 | 1 | 1250 |  | 1 | 1250 |  | 1 | 1250
P107 | 2014 | RS2083705A | P | 2014-11-19 | PENTAIR | 11018 | 100 | 1 | 1250 |  | 1 | 1250 |  | 1 | 1250
P107 | 2014 | RS2088305A | P | 2015-01-08 | PENTAIR | 11018 | 100 | 1 | 1250 |  | 1 | 1250 |  | 1 | 1250
P107 | 2015 | RS2092395A | P | 2015-02-03 | PENTAIR | 11018 | 100 | 1 | 1250 |  | 1 | 1250 |  | 1 | 1250
P107 | 2015 | RS2109524A | P | 2015-08-21 | PENTAIR | 11018 | 100 | 1 | 1250 |  | 1 | 1250 |  | 1 | 1250
P107 | 2015 | RS6068091A | P | 2015-09-03 | PENTAIR | 11018 | 100 | 1 | 1250 |  | 1 | 1250 |  | 1 | 1250
P107 | 2015 | RS2112123A | P | 2015-09-23 | PENTAIR | 11018 | 100 | 1 | 1250 |  | 1 | 1250 |  | 1 | 1250
P107 | 2015 | RS2112039A | P | 2015-09-23 | PENTAIR | 11018 | 100 | 1 | 1250 |  | 1 | 1250 |  | 1 | 1250
P107 | 2015 | RS2108531A | P | 2015-08-12 | PENTAIR | 11018 | 100 | 1 | 1250 |  | 1 | 1250 |  | 1 | 1250
P107 | 2015 | RS2105304A | P | 2015-07-08 | PENTAIR | 11018 | 100 | 1 | 1250 |  | 1 | 1250 |  | 1 | 1250
P107 | 2014 | RS6024922A | P | 2014-05-01 | PENTAIR | 11018 | 100 | 1 | 1250 |  | 1 | 1250 |  | 1 | 1250
P107 | 2014 | RS2054702A | P | 2014-03-04 | PENTAIR | 11018 | 100 | 1 | 1250 |  | 1 | 1250 |  | 1 | 1250
P107 | 2014 | RS2084648A | P | 2014-12-01 | PENTAIR | 11018 | 100 | 1 | 1250 |  | 1 | 1250 |  | 1 | 1250
P107 | 2015 | RS2111215A | P | 2015-09-11 | PENTAIR | 11018 | 100 | 1 | 1250 |  | 1 | 1250 |  | 1 | 1250
P107 | 2015 | RS2105514A | P | 2015-07-09 | PENTAIR | 11018 | 100 | 1 | 1250 |  | 1 | 1250 |  | 1 | 1250
P107 | 2015 | RS2112131A | P | 2015-09-23 | PENTAIR | 11018 | 100 | 1 | 1250 |  | 1 | 1250 |  | 1 | 1250
P107 | 2014 | RS2055576A | P | 2014-03-11 | PENTAIR | 11018 | 100 | 1 | 1250 |  | 1 | 1250 |  | 1 | 1250
P107 | 2014 | RS2084509A | P | 2014-12-30 | PENTAIR | 11018 | 100 | 1 | 1250 |  | 1 | 1250 |  | 1 | 1250
P107 | 2015 | RS2117120A | P | 2015-11-16 | PENTAIR | 11018 | 100 | 1 | 1250 |  | 1 | 1250 |  | 1 | 1250
P107 | 2015 | RS2116181A | P | 2015-11-20 | PENTAIR | 11018 | 100 | 1 | 1250 |  | 1 | 1250 |  | 1 | 1250
P107 | 2014 | RS2047953A | P | 2014-01-14 | PENTAIR | 11018 | 100 | 1 | 1250 |  | 1 | 1250 |  | 1 | 1250
P107 | 2014 | RS2075444A | P | 2014-09-10 | PENTAIR | 11018 | 100 | 1 | 1250 |  | 1 | 1250 |  | 1 | 1250
P107 | 2014 | RS2065049A | P | 2014-06-13 | PENTAIR | 11018 | 100 | 1 | 1250 |  | 1 | 1250 |  | 1 | 1250
P107 | 2014 | RS2087753A | P | 2014-12-26 | PENTAIR | 11018 | 100 | 1 | 1250 |  | 1 | 1250 |  | 1 | 1250
P107 | 2014 | RS2084536A | P | 2014-11-25 | PENTAIR | 11018 | 100 | 1 | 1250 |  | 1 | 1250 |  | 1 | 1250
P107 | 2015 | RS2110347A | P | 2015-09-01 | PENTAIR | 11018 | 100 | 1 | 1250 |  | 1 | 1250 |  | 1 | 1250
P107 | 2014 | RS2064097A | P | 2014-06-06 | PENTAIR | 11018 | 100 | 1 | 1250 |  | 1 | 1250 |  | 1 | 1250
P107 | 2015 | RS2098409A | P | 2015-04-13 | PENTAIR | 11018 | 100 | 1 | 1250 |  | 1 | 1250 |  | 1 | 1250
P107 | 2015 | RS6055814A | P | 2015-03-31 | PENTAIR | 11018 | 100 | 1 | 1250 |  | 1 | 1250 |  | 1 | 1250
P107 | 2014 | RS6028006A | P | 2014-12-26 | PENTAIR | 11018 | 100 | 1 | 1250 |  | 1 | 1250 |  | 1 | 1250
P107 | 2015 | RS2111678A | P | 2015-09-21 | PENTAIR | 342000 | 100 | 1 | 1250 |  | 1 | 1250 |  | 1 | 1250
P107 | 2015 | RS2117289A | P | 2015-11-18 | PENTAIR | 11018 | 100 | 1 | 1250 |  | 1 | 1250 |  | 1 | 1250
P107 | 2015 | RS2109570A | P | 2015-08-21 | PENTAIR | 11018 | 100 | 1 | 1250 |  | 1 | 1250 |  | 1 | 1250
P107 | 2015 | RS2109753A | P | 2015-08-25 | PENTAIR | 11018 | 100 | 1 | 1250 |  | 1 | 1250 |  | 1 | 1250
P107 | 2015 | RS2113877A | P | 2015-10-14 | PENTAIR | 11018 | 100 | 1 | 1250 |  | 1 | 1250 |  | 1 | 1250
P107 | 2014 | RS2068202A | P | 2014-07-14 | PENTAIR | 11018 | 100 | 1 | 1250 |  | 1 | 1250 |  | 1 | 1250
P107 | 2014 | RS2076323A | P | 2014-09-16 | PENTAIR | 11018 | 100 | 1 | 1250 |  | 1 | 1250 |  | 1 | 1250
P107 | 2015 | RS2096200A | P | 2015-03-17 | PENTAIR | 11018 | 100 | 1 | 1250 |  | 1 | 1250 |  | 1 | 1250
P107 | 2015 | RS2115060A | P | 2015-10-26 | PENTAIR | 11018 | 100 | 1 | 1250 |  | 1 | 1250 |  | 1 | 1250
P107 | 2015 | RS6065477A | P | 2015-07-27 | PENTAIR | 11018 | 100 | 1 | 1250 |  | 1 | 1250 |  | 1 | 1250
P107 | 2015 | RS2105076A | P | 2015-07-08 | PENTAIR | 11018 | 100 | 1 | 1250 |  | 1 | 1250 |  | 1 | 1250
P107 | 2015 | RS6067006A | P | 2015-08-17 | PENTAIR | 11018 | 100 | 1 | 1250 |  | 1 | 1250 |  | 1 | 1250
P107 | 2015 | RS2105567A | P | 2015-07-09 | PENTAIR | 11018 | 100 | 1 | 1250 |  | 1 | 1250 |  | 1 | 1250
P107 | 2014 | RS6033591A | P | 2014-08-13 | PENTAIR | 11018 | 100 | 1 | 1250 |  | 1 | 1250 |  | 1 | 1250
P107 | 2014 | RS6021942A | P | 2014-03-14 | PENTAIR | 11018 | 100 | 1 | 1250 |  | 1 | 1250 |  | 1 | 1250
P107 | 2015 | RS2111025A | P | 2015-09-09 | PENTAIR | 11018 | 100 | 1 | 1250 |  | 1 | 1250 |  | 1 | 1250
P107 | 2015 | RS2111052A | P | 2015-09-09 | PENTAIR | 11018 | 100 | 1 | 1250 |  | 1 | 1250 |  | 1 | 1250
P107 | 2015 | RS2117483A | P | 2015-11-20 | PENTAIR | 11018 | 100 | 1 | 1250 |  | 1 | 1250 |  | 1 | 1250
P107 | 2015 | RS2107766A | P | 2015-08-06 | PENTAIR | 11018 | 100 | 1 | 1250 |  | 1 | 1250 |  | 1 | 1250
P107 | 2015 | RS2109571A | P | 2015-08-21 | PENTAIR | 11018 | 100 | 1 | 1250 |  | 1 | 1250 |  | 1 | 1250
P107 | 2014 | RS6021968A | P | 2014-03-14 | PENTAIR | 11018 | 100 | 1 | 1250 |  | 1 | 1250 |  | 1 | 1250
P107 | 2015 | RS6066480A | P | 2015-08-19 | PENTAIR | 11018 | 100 | 1 | 1250 |  | 1 | 1250 |  | 1 | 1250
P107 | 2014 | RS2059761A | P | 2014-04-29 | PENTAIR | 11018 | 100 | 1 | 1250 |  | 1 | 1250 |  | 1 | 1250
P107 | 2014 | RS2054326A | P | 2014-03-03 | PENTAIR | 11018 | 100 | 1 | 1250 |  | 1 | 1250 |  | 1 | 1250
P107 | 2015 | RS2102190A | P | 2015-06-04 | PENTAIR | 11018 | 100 | 1 | 1250 |  | 1 | 1250 |  | 1 | 1250
P107 | 2015 | RS2114960A | P | 2015-10-23 | PENTAIR | 11018 | 100 | 1 | 1250 |  | 1 | 1250 |  | 1 | 1250
P107 | 2015 | RS6065663A | P | 2015-07-29 | PENTAIR | 11018 | 100 | 1 | 1250 |  | 1 | 1250 |  | 1 | 1250
P107 | 2015 | RS6065294A | P | 2015-07-24 | PENTAIR | 11018 | 100 | 1 | 1250 |  | 1 | 1250 |  | 1 | 1250
P107 | 2015 | RS2114385A | P | 2015-10-20 | PENTAIR | 11018 | 100 | 1 | 1250 |  | 1 | 1250 |  | 1 | 1250
P107 | 2015 | RS2101339A | P | 2015-05-22 | PENTAIR | 11018 | 100 | 1 | 1250 |  | 1 | 1250 |  | 1 | 1250
P107 | 2015 | RS2106389A | P | 2015-07-22 | PENTAIR | 11018 | 100 | 1 | 1250 |  | 1 | 1250 |  | 1 | 1250
P107 | 2015 | RS2102948A | P | 2015-06-26 | PENTAIR | 11018 | 100 | 1 | 1250 |  | 1 | 1250 |  | 1 | 1250
P107 | 2015 | RS2110714A | P | 2015-09-04 | PENTAIR | 11018 | 100 | 1 | 1250 |  | 1 | 1250 |  | 1 | 1250
P107 | 2014 | RS6028860A | P | 2014-06-20 | PENTAIR | 11018 | 100 | 1 | 1250 |  | 1 | 1250 |  | 1 | 1250
P107 | 2014 | RS2080815A | P | 2014-11-06 | PENTAIR | 11018 | 100 | 1 | 1250 |  | 1 | 1250 |  | 1 | 1250
P107 | 2014 | RS2088138A | P | 2015-01-08 | PENTAIR | 11018 | 100 | 1 | 1250 |  | 1 | 1250 |  | 1 | 1250
P107 | 2015 | RS2115057A | P | 2015-10-26 | PENTAIR | 11018 | 100 | 1 | 1250 |  | 1 | 1250 |  | 1 | 1250
P107 | 2015 | RS6062495A | P | 2015-07-13 | PENTAIR | 11018 | 100 | 1 | 1250 |  | 1 | 1250 |  | 1 | 1250
P107 | 2015 | RS2108696A | P | 2015-08-13 | PENTAIR | 11018 | 100 | 1 | 1250 |  | 1 | 1250 |  | 1 | 1250
P107 | 2015 | RS2109569A | P | 2015-08-24 | PENTAIR | 11018 | 100 | 1 | 1250 |  | 1 | 1250 |  | 1 | 1250
P107 | 2015 | RS6069481A | P | 2015-09-24 | PENTAIR | 11018 | 100 | 1 | 1250 |  | 1 | 1250 |  | 1 | 1250
P107 | 2014 | RS2075613A | P | 2014-09-10 | PENTAIR | 11018 | 100 | 1 | 1250 |  | 1 | 1250 |  | 1 | 1250
P107 | 2015 | RS6071876A | P | 2015-11-05 | PENTAIR | 11018 | 100 | 1 | 1250 |  | 1 | 1250 |  | 1 | 1250
P107 | 2015 | RS2097506A | P | 2015-04-01 | PENTAIR | 11018 | 100 | 1 | 1250 |  | 1 | 1250 |  | 1 | 1250
P107 | 2015 | RS2109579A | P | 2015-09-29 | PENTAIR | 11018 | 100 | 1 | 1250 |  | 1 | 1250 |  | 1 | 1250
P107 | 2014 | RS6030110A | P | 2014-07-07 | PENTAIR | 11018 | 100 | 1 | 1250 |  | 1 | 1250 |  | 1 | 1250
P107 | 2015 | RS2091351A | P | 2015-01-21 | PENTAIR | 11018 | 100 | 1 | 1250 |  | 1 | 1250 |  | 1 | 1250
P107 | 2015 | RS2120366A | P | 2015-12-22 | PENTAIR | 11018 | 100 | 1 | 1250 |  | 1 | 1250 |  | 1 | 1250
P107 | 2014 | RS2071997A | P | 2014-08-13 | PENTAIR | 11018 | 100 | 1 | 1250 |  | 1 | 1250 |  | 1 | 1250
P107 | 2014 | RS6033583A | P | 2014-08-14 | PENTAIR | 11018 | 100 | 1 | 1250 |  | 1 | 1250 |  | 1 | 1250
P107 | 2014 | RS2081706A | P | 2014-10-31 | PENTAIR | 11018 | 100 | 1 | 1250 |  | 1 | 1250 |  | 1 | 1250
P107 | 2014 | RS2088795A | P | 2015-01-02 | PENTAIR | 11018 | 100 | 1 | 1250 |  | 1 | 1250 |  | 1 | 1250
P107 | 2014 | RS2088148A | P | 2015-01-08 | PENTAIR | 11018 | 100 | 1 | 1250 |  | 1 | 1250 |  | 1 | 1250
P107 | 2015 | RS2094738A | P | 2015-02-26 | PENTAIR | 11018 | 100 | 1 | 1250 |  | 1 | 1250 |  | 1 | 1250
P107 | 2015 | RS2093937A | P | 2015-02-17 | PENTAIR | 11018 | 100 | 1 | 1250 |  | 1 | 1250 |  | 1 | 1250
P107 | 2014 | RS2062019A | P | 2014-05-19 | PENTAIR | 11018 | 100 | 1 | 1250 |  | 1 | 1250 |  | 1 | 1250
P107 | 2014 | RS2052769A | P | 2014-02-18 | PENTAIR | 11018 | 100 | 1 | 1250 |  | 1 | 1250 |  | 1 | 1250
P107 | 2015 | RS6057849A | P | 2015-05-08 | PENTAIR | 342000 | 100 | 1 | 1250 |  | 1 | 1250 |  | 1 | 1250
P107 | 2014 | RS2060464A | P | 2014-06-12 | PENTAIR | 11018 | 100 | 1 | 1250 |  | 1 | 1250 |  | 1 | 1250
P107 | 2015 | RS2101071A | P | 2015-05-20 | PENTAIR | 11018 | 100 | 1 | 1250 |  | 1 | 1250 |  | 1 | 1250
P107 | 2014 | RS6044349A | P | 2014-12-01 | PENTAIR | 11018 | 100 | 1 | 1250 |  | 1 | 1250 |  | 1 | 1250
P107 | 2014 | RS2088139A | P | 2015-01-08 | PENTAIR | 11018 | 100 | 1 | 1250 |  | 1 | 1250 |  | 1 | 1250
P107 | 2015 | RS2099710A | P | 2015-05-01 | PENTAIR | 11018 | 100 | 1 | 1250 |  | 1 | 1250 |  | 1 | 1250
P107 | 2015 | RS6057543A | P | 2015-04-15 | PENTAIR | 11018 | 100 | 1 | 1250 |  | 1 | 1250 |  | 1 | 1250
P107 | 2015 | RS2106364A | P | 2015-07-22 | PENTAIR | 11018 | 100 | 1 | 1250 |  | 1 | 1250 |  | 1 | 1250
P107 | 2015 | RS6069549A | P | 2015-09-29 | PENTAIR | 11018 | 100 | 1 | 1250 |  | 1 | 1250 |  | 1 | 1250
P107 | 2015 | RS2107873A | P | 2015-08-05 | PENTAIR | 11018 | 100 | 1 | 1250 |  | 1 | 1250 |  | 1 | 1250
P107 | 2014 | RS6031176A | P | 2014-08-26 | PENTAIR | 11018 | 100 | 1 | 1250 |  | 1 | 1250 |  | 1 | 1250
P107 | 2015 | RS6060939A | P | 2015-06-04 | PENTAIR | 11018 | 100 | 1 | 1250 |  | 1 | 1250 |  | 1 | 1250
P107 | 2015 | RS2110705A | P | 2015-09-04 | PENTAIR | 11018 | 100 | 1 | 1250 |  | 1 | 1250 |  | 1 | 1250
P107 | 2014 | RS2087752A | P | 2015-01-08 | PENTAIR | 11018 | 100 | 1 | 1250 |  | 1 | 1250 |  | 1 | 1250
P107 | 2015 | RS2107309A | P | 2015-07-29 | PENTAIR | 11018 | 100 | 1 | 1250 |  | 1 | 1250 |  | 1 | 1250
P107 | 2014 | RS2083326A | P | 2014-11-13 | PENTAIR | 11017 | 100 | 1 | 1250 |  | 1 | 1250 |  | 1 | 1250
P107 | 2015 | RS6070685A | P | 2015-10-16 | PENTAIR | 11018 | 100 | 1 | 1250 |  | 1 | 1250 |  | 1 | 1250
P107 | 2015 | RS2089888A | P | 2015-01-09 | PENTAIR | 11018 | 100 | 1 | 1250 |  | 1 | 1250 |  | 1 | 1250
P107 | 2015 | RS2117738A | P | 2015-11-23 | PENTAIR | 11018 | 100 | 1 | 1250 |  | 1 | 1250 |  | 1 | 1250
P107 | 2014 | RS2083145A | P | 2014-12-05 | STA-RITE | P6E6VS4H-209L | 100 | 1 | 1250 |  | 1 | 1250 |  | 1 | 1250
P107 | 2014 | RS2073977A | P | 2014-08-27 | STA-RITE | P6E6VS4H-209L | 100 | 1 | 1250 |  | 1 | 1250 |  | 1 | 1250
P107 | 2014 | RS2072472A | P | 2014-08-18 | STA-RITE | P6E6VS4H-209L | 100 | 1 | 1250 |  | 1 | 1250 |  | 1 | 1250
P107 | 2014 | RS2068215A | P | 2014-07-14 | STA-RITE | P6E6VS4H-209L | 100 | 1 | 1250 |  | 1 | 1250 |  | 1 | 1250
P107 | 2015 | RS2102377A | P | 2015-06-05 | STA-RITE | P6E6VS4H-209L | 100 | 1 | 1250 |  | 1 | 1250 |  | 1 | 1250
P107 | 2014 | RS2074843A | P | 2014-09-04 | STA-RITE | P6E6VS4H-209L | 100 | 1 | 1250 |  | 1 | 1250 |  | 1 | 1250
P107 | 2014 | RS2071254A | P | 2014-08-07 | STA-RITE | P6E6VS4H-209L | 100 | 1 | 1250 |  | 1 | 1250 |  | 1 | 1250
P107 | 2014 | RS2081342A | P | 2014-10-29 | STA-RITE | P6E6VS4H-209L | 100 | 1 | 1250 |  | 1 | 1250 |  | 1 | 1250
P107 | 2014 | RS2072477A | P | 2014-08-18 | STA-RITE | P6E6VS4H-209L | 100 | 1 | 1250 |  | 1 | 1250 |  | 1 | 1250
P107 | 2015 | RS2092129A | P | 2015-01-28 | STA-RITE | P6E6VS4H-209L | 100 | 1 | 1250 |  | 1 | 1250 |  | 1 | 1250
P107 | 2014 | RS2082980A | P | 2014-12-03 | STA-RITE | P6E6VS4H-209L | 100 | 1 | 1250 |  | 1 | 1250 |  | 1 | 1250
P107 | 2014 | RS2057056A | P | 2014-03-27 | STA-RITE | P6E6VS4H-209L | 100 | 1 | 1250 |  | 1 | 1250 |  | 1 | 1250
P107 | 2015 | RS2102261A | P | 2015-06-05 | STA-RITE | P6E6VS4H-209L | 100 | 1 | 1250 |  | 1 | 1250 |  | 1 | 1250
P107 | 2015 | RS2090845A | P | 2015-01-15 | STA-RITE | P6E6VS4H-209L | 100 | 1 | 1250 |  | 1 | 1250 |  | 1 | 1250
P107 | 2015 | RS2102376A | P | 2015-06-05 | STA-RITE | P6E6VS4H-209L | 100 | 1 | 1250 |  | 1 | 1250 |  | 1 | 1250
P107 | 2014 | RS2072473A | P | 2014-08-18 | STA-RITE | P6E6VS4H-209L | 100 | 1 | 1250 |  | 1 | 1250 |  | 1 | 1250
P107 | 2015 | RS2094723A | P | 2015-03-10 | STA-RITE | P6E6VS4H-209L | 100 | 1 | 1250 |  | 1 | 1250 |  | 1 | 1250
P107 | 2015 | RS2091527A | P | 2015-01-21 | STA-RITE | P6E6VS4H-209L | 100 | 1 | 1250 |  | 1 | 1250 |  | 1 | 1250
P107 | 2015 | RS2102262A | P | 2015-06-05 | STA-RITE | P6E6VS4H-209L | 100 | 1 | 1250 |  | 1 | 1250 |  | 1 | 1250
P107 | 2014 | RS2073979A | P | 2014-08-27 | STA-RITE | P6E6VS4H-209L | 100 | 1 | 1250 |  | 1 | 1250 |  | 1 | 1250
P107 | 2014 | RS2078360A | P | 2014-09-30 | STA-RITE | P6E6VS4H-209L | 100 | 1 | 1250 |  | 1 | 1250 |  | 1 | 1250
P107 | 2014 | RS2071253A | P | 2014-08-07 | STA-RITE | P6E6VS4H-209L | 100 | 1 | 1250 |  | 1 | 1250 |  | 1 | 1250
P107 | 2014 | RS2075784A | P | 2014-09-10 | STA-RITE | P6E6VS4H-209L | 100 | 1 | 1250 |  | 1 | 1250 |  | 1 | 1250
P107 | 2014 | RS2075783A | P | 2014-09-10 | STA-RITE | P6E6VS4H-209L | 100 | 1 | 1250 |  | 1 | 1250 |  | 1 | 1250
P107 | 2015 | RS2090827A | P | 2015-01-15 | STA-RITE | P6E6VS4H-209L | 100 | 1 | 1250 |  | 1 | 1250 |  | 1 | 1250
P107 | 2014 | RS2056830A | P | 2014-03-25 | STA-RITE | P6E6VS4H-209L | 100 | 1 | 1250 |  | 1 | 1250 |  | 1 | 1250
P107 | 2015 | RS2106759A | P | 2015-07-22 | STA-RITE | P6E6VS4H-209L | 100 | 1 | 1250 |  | 1 | 1250 |  | 1 | 1250
P107 | 2014 | RS2072475A | P | 2014-08-18 | STA-RITE | P6E6VS4H-209L | 100 | 1 | 1250 |  | 1 | 1250 |  | 1 | 1250
P107 | 2014 | RS2072476A | P | 2014-08-18 | STA-RITE | P6E6VS4H-209L | 100 | 1 | 1250 |  | 1 | 1250 |  | 1 | 1250
P107 | 2015 | RS2102260A | P | 2015-06-09 | STA-RITE | P6E6VS4H-209L | 100 | 1 | 1250 |  | 1 | 1250 |  | 1 | 1250
P107 | 2015 | RS2097441A | P | 2015-03-31 | STA-RITE | P6E6VS4H-209L | 100 | 1 | 1250 |  | 1 | 1250 |  | 1 | 1250
P107 | 2015 | RS2091532A | P | 2015-01-21 | STA-RITE | P6E6VS4H-209L | 100 | 1 | 1250 |  | 1 | 1250 |  | 1 | 1250
P107 | 2015 | RS2104410A | P | 2015-06-26 | STA-RITE | P6E6VS4H-209L | 100 | 1 | 1250 |  | 1 | 1250 |  | 1 | 1250
P107 | 2014 | RS2072474A | P | 2014-08-27 | STA-RITE | P6E6VS4H-209L | 100 | 1 | 1250 |  | 1 | 1250 |  | 1 | 1250
P107 | 2014 | RS2063031A | P | 2014-05-30 | STA-RITE | P6E6VS4H-209L | 100 | 1 | 1250 |  | 1 | 1250 |  | 1 | 1250
P107 | 2015 | RS2092056A | P | 2015-01-27 | STA-RITE | P6E6VS4H-209L | 100 | 1 | 1250 |  | 1 | 1250 |  | 1 | 1250
P107 | 2014 | RS2072485A | P | 2014-08-14 | STA-RITE | P6E6VS4H-209L | 100 | 1 | 1250 |  | 1 | 1250 |  | 1 | 1250
P107 | 2014 | RS2064768A | P | 2014-06-12 | STA-RITE | P6E6VS4H-209L | 100 | 1 | 1250 |  | 1 | 1250 |  | 1 | 1250
P107 | 2015 | RS2102259A | P | 2015-06-05 | STA-RITE | P6E6VS4H-209L | 100 | 1 | 1250 |  | 1 | 1250 |  | 1 | 1250
P107 | 2015 | RS2104393A | P | 2015-06-26 | STA-RITE | P6E6VS4H-209L | 100 | 1 | 1250 |  | 1 | 1250 |  | 1 | 1250
P107 | 2014 | RS2073426A | P | 2014-08-20 | STA-RITE | P6E6VS4H-209L | 100 | 1 | 1250 |  | 1 | 1250 |  | 1 | 1250
P107 | 2014 | RS2071256A | P | 2014-08-07 | STA-RITE | P6E6VS4H-209L | 100 | 1 | 1250 |  | 1 | 1250 |  | 1 | 1250
P107 | 2015 | RS2117046A | P | 2015-11-17 | STA-RITE | P6E6VS4H-209L | 100 | 1 | 1250 |  | 1 | 1250 |  | 1 | 1250
P107 | 2015 | RS2096721A | P | 2015-03-23 | STA-RITE | P6E6VS4H-209L | 100 | 1 | 1250 |  | 1 | 1250 |  | 1 | 1250
P107 | 2014 | RS2077470A | P | 2014-11-14 | STA-RITE | P6E6VS4H-209L | 100 | 1 | 1250 |  | 1 | 1250 |  | 1 | 1250
P107 | 2014 | RS6032942A | P | 2014-09-10 | STA-RITE | P6E6VS4H-209L | 100 | 1 | 1250 |  | 1 | 1250 |  | 1 | 1250
P107 | 2014 | RS2081581A | P | 2014-10-30 | STA-RITE | P6E6VS4H-209L | 100 | 1 | 1250 |  | 1 | 1250 |  | 1 | 1250
P107 | 2014 | RS2077321A | P | 2014-09-22 | STA-RITE | P6E6VS4H-209L | 100 | 1 | 1250 |  | 1 | 1250 |  | 1 | 1250
P107 | 2014 | RS6034432A | P | 2014-08-21 | STA-RITE | P6E6VS4H-209L | 100 | 1 | 1250 |  | 1 | 1250 |  | 1 | 1250
P107 | 2014 | RS2073978A | P | 2014-08-27 | STA-RITE | P6E6VS4H-209L | 100 | 1 | 1250 |  | 1 | 1250 |  | 1 | 1250
P107 | 2015 | RS2117034A | P | 2015-11-17 | STA-RITE | P6E6VS4H-209L | 100 | 1 | 1250 |  | 1 | 1250 |  | 1 | 1250
P107 | 2014 | RS2079728A | P | 2014-10-14 | STA-RITE | P6E6VS4H-209L | 100 | 1 | 1250 |  | 1 | 1250 |  | 1 | 1250
P107 | 2015 | RS2103262A | P | 2015-06-12 | STA-RITE | P6E6VS4H-209L | 100 | 1 | 1250 |  | 1 | 1250 |  | 1 | 1250
P107 | 2015 | RS2098717B | P | 2015-04-16 | STA-RITE | P6E6VS4H-209L | 100 | 1 | 1250 |  | 1 | 1250 |  | 1 | 1250
P107 | 2015 | RS2117036A | P | 2015-11-17 | STA-RITE | P6E6VS4H-209L | 100 | 1 | 1250 |  | 1 | 1250 |  | 1 | 1250
P107 | 2014 | RS2085306A | P | 2014-12-04 | STA-RITE | P6E6VS4H-209L | 100 | 1 | 1250 |  | 1 | 1250 |  | 1 | 1250
P107 | 2015 | RS2102257A | P | 2015-06-05 | STA-RITE | P6E6VS4H-209L | 100 | 1 | 1250 |  | 1 | 1250 |  | 1 | 1250
P107 | 2014 | RS2083085A | P | 2014-12-03 | STA-RITE | P6E6VS4H-209L | 100 | 1 | 1250 |  | 1 | 1250 |  | 1 | 1250
P107 | 2014 | RS2074674A | P | 2014-09-19 | STA-RITE | P6E6VS4H-209L | 100 | 1 | 1250 |  | 1 | 1250 |  | 1 | 1250
P107 | 2014 | RS2062535A | P | 2014-05-30 | STA-RITE | P6E6VS4H-209L | 100 | 1 | 1250 |  | 1 | 1250 |  | 1 | 1250
P107 | 2015 | RS2097724A | P | 2015-04-06 | STA-RITE | P6E6VS4H-209L | 100 | 1 | 1250 |  | 1 | 1250 |  | 1 | 1250
P107 | 2015 | RS2110156A | P | 2015-09-09 | STA-RITE | P6E6VS4H-209L | 100 | 1 | 1250 |  | 1 | 1250 |  | 1 | 1250
P107 | 2015 | RS2108485A | P | 2015-08-25 | STA-RITE | P6E6VS4H-209L | 100 | 1 | 1250 |  | 1 | 1250 |  | 1 | 1250
P107 | 2015 | RS2092130A | P | 2015-01-28 | STA-RITE | P6E6VS4H-209L | 100 | 1 | 1250 |  | 1 | 1250 |  | 1 | 1250
P107 | 2014 | RS2070929A | P | 2014-08-06 | STA-RITE | P6E6VS4H-209L | 100 | 1 | 1250 |  | 1 | 1250 |  | 1 | 1250
P107 | 2015 | RS2115339A | P | 2015-11-09 | STA-RITE | P6E6VS4H-209L | 100 | 1 | 1250 |  | 1 | 1250 |  | 1 | 1250
P107 | 2015 | RS2117284A | P | 2015-11-18 | STA-RITE | P6E6VS4H-209L | 100 | 1 | 1250 |  | 1 | 1250 |  | 1 | 1250
P107 | 2015 | RS2110058A | P | 2015-08-28 | STA-RITE | P6E6VS4H-209L | 100 | 1 | 1250 |  | 1 | 1250 |  | 1 | 1250
P107 | 2014 | RS2070607A | P | 2014-08-27 | STA-RITE | 023005 | 100 | 1 | 1250 |  | 1 | 1250 |  | 1 | 1250
P107 | 2015 | RS2091746A | P | 2015-01-26 | STA-RITE | P6E6VS4H-209L | 100 | 1 | 1250 |  | 1 | 1250 |  | 1 | 1250
P107 | 2015 | RS2114711A | P | 2015-10-22 | STA-RITE | P6E6VS4H-209L | 100 | 1 | 1250 |  | 1 | 1250 |  | 1 | 1250
P107 | 2015 | RS2104390A | P | 2015-06-26 | STA-RITE | P6E6VS4H-209L | 100 | 1 | 1250 |  | 1 | 1250 |  | 1 | 1250
P107 | 2015 | RS2094740A | P | 2015-02-26 | STA-RITE | P6E6VS4H-209L | 100 | 1 | 1250 |  | 1 | 1250 |  | 1 | 1250
P107 | 2014 | RS2080711A | P | 2014-10-22 | STA-RITE | P6E6VS4H-209L | 100 | 1 | 1250 |  | 1 | 1250 |  | 1 | 1250
P107 | 2014 | RS2072478A | P | 2014-08-18 | STA-RITE | P6E6VS4H-209L | 100 | 1 | 1250 |  | 1 | 1250 |  | 1 | 1250
P107 | 2014 | RS2072480A | P | 2014-08-18 | STA-RITE | P6E6VS4H-209L | 100 | 1 | 1250 |  | 1 | 1250 |  | 1 | 1250
P107 | 2014 | RS2073765A | P | 2014-08-25 | STA-RITE | P6E6VS4H-209L | 100 | 1 | 1250 |  | 1 | 1250 |  | 1 | 1250
P107 | 2014 | RS6040868A | P | 2014-11-07 | STA-RITE | P6E6VS4H-209L | 100 | 1 | 1250 |  | 1 | 1250 |  | 1 | 1250
P107 | 2015 | RS2105843A | P | 2015-07-13 | STA-RITE | P6E6VS4H-209L | 100 | 1 | 1250 |  | 1 | 1250 |  | 1 | 1250
P107 | 2015 | RS2108107A | P | 2015-08-07 | STA-RITE | P6E6VS4H-209L | 100 | 1 | 1250 |  | 1 | 1250 |  | 1 | 1250
P107 | 2015 | RS2117721A | P | 2015-11-24 | STA-RITE | P6E6VS4H-209L | 100 | 1 | 1250 |  | 1 | 1250 |  | 1 | 1250
P107 | 2015 | RS2108484A | P | 2015-08-12 | STA-RITE | P6E6VS4H-209L | 100 | 1 | 1250 |  | 1 | 1250 |  | 1 | 1250
P107 | 2015 | RS2094056A | P | 2015-02-18 | STA-RITE | P6E6VS4H-209L | 100 | 1 | 1250 |  | 1 | 1250 |  | 1 | 1250
P107 | 2014 | RS2055475A | P | 2014-03-11 | STA-RITE | P6E6VS4H-209L | 100 | 1 | 1250 |  | 1 | 1250 |  | 1 | 1250
P107 | 2015 | RS2113728A | P | 2015-11-04 | STA-RITE | P6E6VS4H-209L | 100 | 1 | 1250 |  | 1 | 1250 |  | 1 | 1250
P107 | 2014 | RS2072481A | P | 2014-08-18 | STA-RITE | P6E6VS4H-209L | 100 | 1 | 1250 |  | 1 | 1250 |  | 1 | 1250
P107 | 2015 | RS2099012A | P | 2015-04-22 | STA-RITE | P6E6VS4H-209L | 100 | 1 | 1250 |  | 1 | 1250 |  | 1 | 1250
P107 | 2015 | RS2102258A | P | 2015-06-05 | STA-RITE | P6E6VS4H-209L | 100 | 1 | 1250 |  | 1 | 1250 |  | 1 | 1250
P107 | 2015 | RS2101371A | P | 2015-05-26 | STA-RITE | P6E6VS4H-209L | 100 | 1 | 1250 |  | 1 | 1250 |  | 1 | 1250
P107 | 2015 | RS2101784A | P | 2015-05-27 | STA-RITE | P6E6VS4H-209L | 100 | 1 | 1250 |  | 1 | 1250 |  | 1 | 1250
P107 | 2015 | RS2104376A | P | 2015-06-26 | STA-RITE | P6E6VS4H-209L | 100 | 1 | 1250 |  | 1 | 1250 |  | 1 | 1250
P107 | 2014 | RS6032314A | P | 2014-09-04 | STA-RITE | P6E6VS4H-209L | 100 | 1 | 1250 |  | 1 | 1250 |  | 1 | 1250
P107 | 2015 | RS2090820A | P | 2015-01-15 | STA-RITE | P6E6VS4H-209L | 100 | 1 | 1250 |  | 1 | 1250 |  | 1 | 1250
P107 | 2015 | RS2104420A | P | 2015-06-26 | STA-RITE | P6E6VS4H-209L | 100 | 1 | 1250 |  | 1 | 1250 |  | 1 | 1250
P107 | 2015 | RS2104592A | P | 2015-07-01 | STA-RITE | P6E6VS4H-209L | 100 | 1 | 1250 |  | 1 | 1250 |  | 1 | 1250
P107 | 2015 | RS2117652A | P | 2015-11-20 | STA-RITE | P6E6VS4H-209L | 100 | 1 | 1250 |  | 1 | 1250 |  | 1 | 1250
P107 | 2015 | RS2097493A | P | 2015-04-01 | STA-RITE | P6E6VS4H-209L | 100 | 1 | 1250 |  | 1 | 1250 |  | 1 | 1250
P107 | 2015 | RS2096714A | P | 2015-03-23 | STA-RITE | P6E6VS4H-209L | 100 | 1 | 1250 |  | 1 | 1250 |  | 1 | 1250
P107 | 2015 | RS2114373A | P | 2015-10-20 | STA-RITE | P6E6VS4H-209L | 100 | 1 | 1250 |  | 1 | 1250 |  | 1 | 1250
P107 | 2014 | RS2072471A | P | 2014-09-03 | STA-RITE | P6E6VS4H-209L | 100 | 1 | 1250 |  | 1 | 1250 |  | 1 | 1250
P107 | 2015 | RS2110190A | P | 2015-08-31 | STA-RITE | P6E6VS4H-209L | 100 | 1 | 1250 |  | 1 | 1250 |  | 1 | 1250
P107 | 2015 | RS2096706A | P | 2015-03-23 | STA-RITE | P6E6VS4H-209L | 100 | 1 | 1250 |  | 1 | 1250 |  | 1 | 1250
P107 | 2015 | RS6055301C | P | 2015-03-23 | STA-RITE | 343000 | 100 | 1 | 1250 |  | 1 | 1250 |  | 1 | 1250
P107 | 2015 | RS2103942A | P | 2015-06-23 | STA-RITE | P6E6VS4H-209L | 100 | 1 | 1250 |  | 1 | 1250 |  | 1 | 1250
P107 | 2015 | RS2112585A | P | 2015-10-28 | STA-RITE | P6E6VS4H-209L | 100 | 1 | 1250 |  | 1 | 1250 |  | 1 | 1250
P107 | 2014 | RS2084283A | P | 2014-11-25 | STA-RITE | P6E6VS4H-209L | 100 | 1 | 1250 |  | 1 | 1250 |  | 1 | 1250
P107 | 2014 | RS2048614A | P | 2014-01-15 | STA-RITE | P6E6VS4H-209L | 100 | 1 | 1250 |  | 1 | 1250 |  | 1 | 1250
P107 | 2015 | RS2113987A | P | 2015-10-27 | WATERWAY PLASTICS INC. | ECONO-VSA | 100 | 1 | 1250 |  | 1 | 1250 |  | 1 | 1250
P107 | 2015 | RS2109213A | P | 2015-08-18 | WATERWAY PLASTICS INC. | ECONO-VSA | 100 | 1 | 1250 |  | 1 | 1250 |  | 1 | 1250
P107 | 2015 | RS2096560A | P | 2015-04-01 | WATERWAY PLASTICS INC. | ECONO-VSA | 100 | 1 | 1250 |  | 1 | 1250 |  | 1 | 1250
P107 | 2014 | RS2064558A | P | 2014-06-10 | ZODIAC | VS-FHP1.0 | 100 | 1 | 1250 |  | 1 | 1250 |  | 1 | 1250
P107 | 2014 | RS2066781A | P | 2014-07-01 | ZODIAC | JEP1.5 | 100 | 1 | 1250 |  | 1 | 1250 |  | 1 | 1250
P107 | 2014 | RS2065289A | P | 2014-06-18 | ZODIAC | JEP1.5 | 100 | 1 | 1250 |  | 1 | 1250 |  | 1 | 1250
P107 | 2015 | RS2108623A | P | 2015-08-13 | ZODIAC | VS-FHP1.0 | 100 | 1 | 1250 |  | 1 | 1250 |  | 1 | 1250
P107 | 2015 | RS2108643A | P | 2015-08-13 | ZODIAC | VS-FHP1.0 | 100 | 1 | 1250 |  | 1 | 1250 |  | 1 | 1250
P107 | 2014 | RS2071737A | P | 2014-08-11 | ZODIAC | VS-FHP 2.0 | 100 | 1 | 1250 |  | 1 | 1250 |  | 1 | 1250
P107 | 2014 | RS2061565A | P | 2014-05-13 | ZODIAC | JEP1.5 | 100 | 1 | 1250 |  | 1 | 1250 |  | 1 | 1250
P107 | 2014 | RS2068188A | P | 2014-07-14 | ZODIAC | JEP1.5 | 100 | 1 | 1250 |  | 1 | 1250 |  | 1 | 1250
P107 | 2014 | RS2069299A | P | 2014-07-23 | ZODIAC | JEP1.5 | 100 | 1 | 1250 |  | 1 | 1250 |  | 1 | 1250
P107 | 2014 | RS2066094A | P | 2014-06-24 | ZODIAC | JEP1.5 | 100 | 1 | 1250 |  | 1 | 1250 |  | 1 | 1250
P107 | 2014 | RS2066758A | P | 2014-07-10 | ZODIAC | VS-FHP1.0 | 100 | 1 | 1250 |  | 1 | 1250 |  | 1 | 1250
P107 | 2014 | RS2075026A | P | 2014-09-05 | PENTAIR | 11018 | 100 | 1 | 1250.23 |  | 1 | 1250.23 |  | 1 | 1250.23
P107 | 2014 | RS6045040A | P | 2014-12-09 | PENTAIR | 11018 | 100 | 1 | 1250.99 |  | 1 | 1250.99 |  | 1 | 1250.99
P107 | 2014 | RS2060428A | P | 2014-05-01 | PENTAIR | 11018 | 100 | 1 | 1250.99 |  | 1 | 1250.99 |  | 1 | 1250.99
P107 | 2015 | RS2091513A | P | 2015-01-21 | HAYWARD | SP3400VSP | 100 | 1 | 1251 |  | 1 | 1251 |  | 1 | 1251
P107 | 2014 | RS6019722A | P | 2014-03-03 | PENTAIR | 11018 | 100 | 1 | 1251.04 |  | 1 | 1251.04 |  | 1 | 1251.04
P107 | 2015 | RS2107845A | P | 2015-08-04 | ZODIAC | JEP1.5 | 100 | 1 | 1251.11 |  | 1 | 1251.11 |  | 1 | 1251.11
P107 | 2015 | RS2091365A | P | 2015-01-19 | HAYWARD | SP3400VSP | 100 | 1 | 1253 |  | 1 | 1253 |  | 1 | 1253
P107 | 2015 | RS2107423A | P | 2015-07-29 | PENTAIR | 11018 | 100 | 1 | 1254.72 |  | 1 | 1254.72 |  | 1 | 1254.72
P107 | 2014 | RS2086478A | P | 2014-12-15 | PENTAIR | 11018 | 100 | 1 | 1254.77 |  | 1 | 1254.77 |  | 1 | 1254.77
P107 | 2015 | RS2106059A | P | 2015-07-17 | HAYWARD | SP3400VSP | 100 | 1 | 1255 |  | 1 | 1255 |  | 1 | 1255
P107 | 2015 | RS2103040A | P | 2015-06-12 | HAYWARD | SP3400VSP | 100 | 1 | 1255 |  | 1 | 1255 |  | 1 | 1255
P107 | 2015 | RS2118851A | P | 2015-12-10 | HAYWARD | SP3400VSP | 100 | 1 | 1255 |  | 1 | 1255 |  | 1 | 1255
P107 | 2014 | RS6049184A | P | 2015-01-27 | PENTAIR | 11018 | 100 | 1 | 1255 |  | 1 | 1255 |  | 1 | 1255
P107 | 2015 | RS2117853A | P | 2015-11-24 | PENTAIR | 11012 | 100 | 1 | 1255 |  | 1 | 1255 |  | 1 | 1255
P107 | 2015 | RS2108617A | P | 2015-08-13 | STA-RITE | P6E6VS4H-209L | 100 | 1 | 1255.39 |  | 1 | 1255.39 |  | 1 | 1255.39
P107 | 2014 | RS2073111A | P | 2014-08-21 | STA-RITE | P6E6VS4H-209L | 100 | 1 | 1255.39 |  | 1 | 1255.39 |  | 1 | 1255.39
P107 | 2014 | RS2055050A | P | 2014-03-07 | STA-RITE | P6E6VS4H-209L | 100 | 1 | 1255.39 |  | 1 | 1255.39 |  | 1 | 1255.39
P107 | 2014 | RS2061105A | P | 2014-05-09 | STA-RITE | P6E6VS4H-209L | 100 | 1 | 1255.39 |  | 1 | 1255.39 |  | 1 | 1255.39
P107 | 2015 | RS2107302A | P | 2015-07-29 | STA-RITE | P6E6VS4H-209L | 100 | 1 | 1255.39 |  | 1 | 1255.39 |  | 1 | 1255.39
P107 | 2014 | RS6031408A | P | 2014-07-21 | HAYWARD | SP3400VSP | 100 | 1 | 1256 |  | 1 | 1256 |  | 1 | 1256
P107 | 2015 | RS2114936A | P | 2015-10-26 | STA-RITE | P6E6VS4H-209L | 100 | 1 | 1256.28 |  | 1 | 1256.28 |  | 1 | 1256.28
P107 | 2015 | RS2097945A | P | 2015-04-10 | PENTAIR | 11018 | 100 | 1 | 1256.86 |  | 1 | 1256.86 |  | 1 | 1256.86
P107 | 2015 | RS6059393A | P | 2015-05-11 | PENTAIR | 11018 | 100 | 1 | 1257.79 |  | 1 | 1257.79 |  | 1 | 1257.79
P107 | 2015 | RS2099711A | P | 2015-05-01 | PENTAIR | 11018 | 100 | 1 | 1257.8 |  | 1 | 1257.8 |  | 1 | 1257.8
P107 | 2015 | RS2118293A | P | 2015-12-02 | STA-RITE | P6E6VS4H-209L | 100 | 1 | 1258.95 |  | 1 | 1258.95 |  | 1 | 1258.95
P107 | 2014 | RS2057486A | P | 2014-03-31 | HAYWARD | SP3400VSP | 100 | 1 | 1259 |  | 1 | 1259 |  | 1 | 1259
P107 | 2015 | RS2098982A | P | 2015-04-22 | HAYWARD | SP3400VSP | 100 | 1 | 1259 |  | 1 | 1259 |  | 1 | 1259
P107 | 2015 | RS6054070A | P | 2015-02-24 | HAYWARD | SP2300VSP | 100 | 1 | 1259 |  | 1 | 1259 |  | 1 | 1259
P107 | 2015 | RS2106095A | P | 2015-07-28 | PENTAIR | 11018 | 100 | 1 | 1259.71 |  | 1 | 1259.71 |  | 1 | 1259.71
P107 | 2015 | RS2106133A | P | 2015-07-16 | PENTAIR | 11018 | 100 | 1 | 1259.73 |  | 1 | 1259.73 |  | 1 | 1259.73
P107 | 2015 | RS2106411A | P | 2015-07-22 | STA-RITE | P6E6VS4H-209L | 100 | 1 | 1259.74 |  | 1 | 1259.74 |  | 1 | 1259.74
P107 | 2015 | RS2113543A | P | 2015-10-07 | HAYWARD | SP3400VSP | 100 | 1 | 1259.99 |  | 1 | 1259.99 |  | 1 | 1259.99
P107 | 2014 | RS2069517A | P | 2014-07-23 | HAYWARD | SP3400VSP | 100 | 1 | 1259.99 |  | 1 | 1259.99 |  | 1 | 1259.99
P107 | 2014 | RS2069950A | P | 2014-07-28 | HAYWARD | SP3400VSP | 100 | 1 | 1259.99 |  | 1 | 1259.99 |  | 1 | 1259.99
P107 | 2014 | RS2069697A | P | 2014-07-24 | HAYWARD | SP3400VSP | 100 | 1 | 1259.99 |  | 1 | 1259.99 |  | 1 | 1259.99
P107 | 2015 | RS2102392A | P | 2015-06-05 | HAYWARD | SP3400VSP | 100 | 1 | 1259.99 |  | 1 | 1259.99 |  | 1 | 1259.99
P107 | 2014 | RS2063362A | P | 2014-05-30 | HAYWARD | SP3400VSP | 100 | 1 | 1260 |  | 1 | 1260 |  | 1 | 1260
P107 | 2014 | RS2064952A | P | 2014-06-13 | HAYWARD | SP3400VSP | 100 | 1 | 1260 |  | 1 | 1260 |  | 1 | 1260
P107 | 2014 | RS2077986A | P | 2014-09-29 | HAYWARD | SP3400VSP | 100 | 1 | 1260 |  | 1 | 1260 |  | 1 | 1260
P107 | 2014 | RS2081353A | P | 2014-10-29 | HAYWARD | SP3400VSP | 100 | 1 | 1260 |  | 1 | 1260 |  | 1 | 1260
P107 | 2015 | RS6064360A | P | 2015-07-30 | HAYWARD | SP3400VSP | 100 | 1 | 1260 |  | 1 | 1260 |  | 1 | 1260
P107 | 2015 | RS2102705A | P | 2015-06-09 | PENTAIR | 11018 | 100 | 1 | 1260 |  | 1 | 1260 |  | 1 | 1260
P107 | 2015 | RS2113860A | P | 2015-10-12 | PENTAIR | 11018 | 100 | 1 | 1260 |  | 1 | 1260 |  | 1 | 1260
P107 | 2015 | RS2108105A | P | 2015-08-07 | PENTAIR | 11018 | 100 | 1 | 1260 |  | 1 | 1260 |  | 1 | 1260
P107 | 2015 | RS2114012A | P | 2015-10-14 | PENTAIR | 11018 | 100 | 1 | 1260 |  | 1 | 1260 |  | 1 | 1260
P107 | 2015 | RS2102749A | P | 2015-06-09 | PENTAIR | 11018 | 100 | 1 | 1260 |  | 1 | 1260 |  | 1 | 1260
P107 | 2015 | RS2110310A | P | 2015-09-01 | PENTAIR | 11018 | 100 | 1 | 1260 |  | 1 | 1260 |  | 1 | 1260
P107 | 2015 | RS2118676A | P | 2015-12-08 | PENTAIR | 11018 | 100 | 1 | 1260 |  | 1 | 1260 |  | 1 | 1260
P107 | 2015 | RS2110262A | P | 2015-09-01 | PENTAIR | 11018 | 100 | 1 | 1260 |  | 1 | 1260 |  | 1 | 1260
P107 | 2015 | RS2118677A | P | 2015-12-08 | PENTAIR | 11018 | 100 | 1 | 1260 |  | 1 | 1260 |  | 1 | 1260
P107 | 2015 | RS2110985A | P | 2015-09-09 | PENTAIR | 11018 | 100 | 1 | 1260 |  | 1 | 1260 |  | 1 | 1260
P107 | 2014 | RS2062634A | P | 2014-05-30 | PENTAIR | 11018 | 100 | 1 | 1260 |  | 1 | 1260 |  | 1 | 1260
P107 | 2015 | RS2108104A | P | 2015-08-07 | PENTAIR | 11018 | 100 | 1 | 1260 |  | 1 | 1260 |  | 1 | 1260
P107 | 2015 | RS2118669A | P | 2015-12-08 | PENTAIR | 11018 | 100 | 1 | 1260 |  | 1 | 1260 |  | 1 | 1260
P107 | 2015 | RS2114969A | P | 2015-10-23 | PENTAIR | 11018 | 100 | 1 | 1260 |  | 1 | 1260 |  | 1 | 1260
P107 | 2015 | RS2108173A | P | 2015-08-12 | PENTAIR | 11018 | 100 | 1 | 1260 |  | 1 | 1260 |  | 1 | 1260
P107 | 2015 | RS2110314A | P | 2015-09-01 | PENTAIR | 11018 | 100 | 1 | 1260 |  | 1 | 1260 |  | 1 | 1260
P107 | 2015 | RS2108175A | P | 2015-08-07 | PENTAIR | 11018 | 100 | 1 | 1260 |  | 1 | 1260 |  | 1 | 1260
P107 | 2015 | RS2108373A | P | 2015-08-13 | PENTAIR | 11018 | 100 | 1 | 1260 |  | 1 | 1260 |  | 1 | 1260
P107 | 2014 | RS2073201A | P | 2014-08-21 | STA-RITE | P6E6VS4H-209L | 100 | 1 | 1260 |  | 1 | 1260 |  | 1 | 1260
P107 | 2014 | RS2061686A | P | 2014-05-13 | STA-RITE | P6E6VS4H-209L | 100 | 1 | 1260 |  | 1 | 1260 |  | 1 | 1260
P107 | 2015 | RS2109894A | P | 2015-08-25 | STA-RITE | P6E6VS4H-209L | 100 | 1 | 1260 |  | 1 | 1260 |  | 1 | 1260
P107 | 2015 | RS2091212A | P | 2015-01-30 | PENTAIR | 11012 | 100 | 1 | 1260.09 |  | 1 | 1260.09 |  | 1 | 1260.09
P107 | 2015 | RS6057412A | P | 2015-04-14 | PENTAIR | 11018 | 100 | 1 | 1260.4 |  | 1 | 1260.4 |  | 1 | 1260.4
P107 | 2015 | RS2096620A | P | 2015-03-20 | PENTAIR | 11018 | 100 | 1 | 1260.4 |  | 1 | 1260.4 |  | 1 | 1260.4
P107 | 2015 | RS2109518A | P | 2015-08-21 | PENTAIR | 11018 | 100 | 1 | 1261.95 |  | 1 | 1261.95 |  | 1 | 1261.95
P107 | 2015 | RS2107148A | P | 2015-07-27 | PENTAIR | 11018 | 100 | 1 | 1262 |  | 1 | 1262 |  | 1 | 1262
P107 | 2015 | RS2099001A | P | 2015-04-22 | PENTAIR | 11018 | 100 | 1 | 1262.5 |  | 1 | 1262.5 |  | 1 | 1262.5
P107 | 2015 | RS2104730A | P | 2015-07-01 | PENTAIR | 11018 | 100 | 1 | 1262.5 |  | 1 | 1262.5 |  | 1 | 1262.5
P107 | 2015 | RS2104729A | P | 2015-07-01 | PENTAIR | 11018 | 100 | 1 | 1262.5 |  | 1 | 1262.5 |  | 1 | 1262.5
P107 | 2015 | RS2105870A | P | 2015-07-13 | PENTAIR | 11018 | 100 | 1 | 1262.5 |  | 1 | 1262.5 |  | 1 | 1262.5
P107 | 2015 | RS2099477A | P | 2015-04-30 | PENTAIR | 11018 | 100 | 1 | 1262.5 |  | 1 | 1262.5 |  | 1 | 1262.5
P107 | 2015 | RS2101285A | P | 2015-05-26 | PENTAIR | 11018 | 100 | 1 | 1262.8 |  | 1 | 1262.8 |  | 1 | 1262.8
P107 | 2015 | RS2096931A | P | 2015-03-24 | PENTAIR | 11018 | 100 | 1 | 1263.3 |  | 1 | 1263.3 |  | 1 | 1263.3
P107 | 2014 | RS2062846A | P | 2014-05-30 | PENTAIR | 11013 | 100 | 1 | 1264 |  | 1 | 1264 |  | 1 | 1264
P107 | 2014 | RS2084273A | P | 2014-11-25 | PENTAIR | 11013 | 100 | 1 | 1264 |  | 1 | 1264 |  | 1 | 1264
P107 | 2014 | RS2067621A | P | 2014-07-08 | PENTAIR | 11013 | 100 | 1 | 1264 |  | 1 | 1264 |  | 1 | 1264
P107 | 2014 | RS2067620A | P | 2014-07-08 | PENTAIR | 11013 | 100 | 1 | 1264 |  | 1 | 1264 |  | 1 | 1264
P107 | 2014 | RS2078308A | P | 2014-10-03 | PENTAIR | 11013 | 100 | 1 | 1264.5 |  | 1 | 1264.5 |  | 1 | 1264.5
P107 | 2014 | RS2072125A | P | 2014-08-13 | PENTAIR | 11013 | 100 | 1 | 1264.5 |  | 1 | 1264.5 |  | 1 | 1264.5
P107 | 2014 | RS2051756A | P | 2014-02-06 | PENTAIR | 11013 | 100 | 1 | 1264.5 |  | 1 | 1264.5 |  | 1 | 1264.5
P107 | 2014 | RS2054049A | P | 2014-02-28 | PENTAIR | 11013 | 100 | 1 | 1264.5 |  | 1 | 1264.5 |  | 1 | 1264.5
P107 | 2014 | RS2055047A | P | 2014-03-26 | PENTAIR | 11013 | 100 | 1 | 1264.5 |  | 1 | 1264.5 |  | 1 | 1264.5
P107 | 2014 | RS2076357A | P | 2014-09-16 | PENTAIR | 11013 | 100 | 1 | 1264.5 |  | 1 | 1264.5 |  | 1 | 1264.5
P107 | 2014 | RS2068522A | P | 2014-07-15 | PENTAIR | 11013 | 100 | 1 | 1264.5 |  | 1 | 1264.5 |  | 1 | 1264.5
P107 | 2014 | RS2055578A | P | 2014-03-11 | PENTAIR | 11013 | 100 | 1 | 1264.5 |  | 1 | 1264.5 |  | 1 | 1264.5
P107 | 2014 | RS2062314A | P | 2014-05-22 | PENTAIR | 11013 | 100 | 1 | 1264.5 |  | 1 | 1264.5 |  | 1 | 1264.5
P107 | 2014 | RS2068523A | P | 2014-07-15 | PENTAIR | 11013 | 100 | 1 | 1264.5 |  | 1 | 1264.5 |  | 1 | 1264.5
P107 | 2014 | RS2058557A | P | 2014-04-14 | PENTAIR | 11013 | 100 | 1 | 1264.5 |  | 1 | 1264.5 |  | 1 | 1264.5
P107 | 2014 | RS2059347A | P | 2014-04-23 | PENTAIR | 11013 | 100 | 1 | 1264.5 |  | 1 | 1264.5 |  | 1 | 1264.5
P107 | 2014 | RS2066689A | P | 2014-07-07 | PENTAIR | 11013 | 100 | 1 | 1264.5 |  | 1 | 1264.5 |  | 1 | 1264.5
P107 | 2015 | RS2091211A | P | 2015-01-21 | PENTAIR | 11012 | 100 | 1 | 1264.5 |  | 1 | 1264.5 |  | 1 | 1264.5
P107 | 2014 | RS2076489A | P | 2014-09-16 | PENTAIR | 11013 | 100 | 1 | 1264.5 |  | 1 | 1264.5 |  | 1 | 1264.5
P107 | 2014 | RS2048565A | P | 2014-01-15 | PENTAIR | 11013 | 100 | 1 | 1264.5 |  | 1 | 1264.5 |  | 1 | 1264.5
P107 | 2014 | RS2066688A | P | 2014-06-30 | PENTAIR | 11013 | 100 | 1 | 1264.5 |  | 1 | 1264.5 |  | 1 | 1264.5
P107 | 2014 | RS2069496A | P | 2014-07-23 | PENTAIR | 11013 | 100 | 1 | 1264.5 |  | 1 | 1264.5 |  | 1 | 1264.5
P107 | 2014 | RS2073737A | P | 2014-08-25 | PENTAIR | 11013 | 100 | 1 | 1264.5 |  | 1 | 1264.5 |  | 1 | 1264.5
P107 | 2014 | RS2081558A | P | 2014-10-30 | PENTAIR | 11013 | 100 | 1 | 1264.8 |  | 1 | 1264.8 |  | 1 | 1264.8
P107 | 2014 | RS2082644A | P | 2014-11-11 | PENTAIR | 11013 | 100 | 1 | 1264.8 |  | 1 | 1264.8 |  | 1 | 1264.8
P107 | 2014 | RS2085157A | P | 2014-12-04 | PENTAIR | 11013 | 100 | 1 | 1264.8 |  | 1 | 1264.8 |  | 1 | 1264.8
P107 | 2014 | RS2059557A | P | 2014-04-23 | PENTAIR | 11013 | 100 | 1 | 1264.8 |  | 1 | 1264.8 |  | 1 | 1264.8
P107 | 2015 | RS2098404A | P | 2015-04-13 | PENTAIR | 11018 | 100 | 1 | 1265 |  | 1 | 1265 |  | 1 | 1265
P107 | 2014 | RS2081725A | P | 2014-10-31 | PENTAIR | 11018 | 100 | 1 | 1265 |  | 1 | 1265 |  | 1 | 1265
P107 | 2015 | RS2094682A | P | 2015-02-26 | PENTAIR | 11018 | 100 | 1 | 1265 |  | 1 | 1265 |  | 1 | 1265
P107 | 2015 | RS2094076A | P | 2015-02-19 | PENTAIR | 11018 | 100 | 1 | 1265 |  | 1 | 1265 |  | 1 | 1265
P107 | 2014 | RS2083115A | P | 2014-12-03 | PENTAIR | 11018 | 100 | 1 | 1265 |  | 1 | 1265 |  | 1 | 1265
P107 | 2014 | RS2081713A | P | 2014-10-31 | PENTAIR | 11018 | 100 | 1 | 1265 |  | 1 | 1265 |  | 1 | 1265
P107 | 2014 | RS2051186A | P | 2014-01-31 | STA-RITE | P6E6VS4H-209L | 100 | 1 | 1265 |  | 1 | 1265 |  | 1 | 1265
P107 | 2015 | RS2099848A | P | 2015-05-04 | PENTAIR | 11018 | 100 | 1 | 1265.29 |  | 1 | 1265.29 |  | 1 | 1265.29
P107 | 2015 | RS2095554A | P | 2015-03-30 | PENTAIR |  | 100 | 1 | 1265.5 |  | 1 | 1265.5 |  | 1 | 1265.5
P107 | 2014 | RS2051532A | P | 2014-02-04 | HAYWARD | SP3400VSP | 100 | 1 | 1265.88 |  | 1 | 1265.88 |  | 1 | 1265.88
P107 | 2015 | RS2098343A | P | 2015-04-13 | PENTAIR | 11018 | 100 | 1 | 1266.05 |  | 1 | 1266.05 |  | 1 | 1266.05
P107 | 2014 | RS2069999A | P | 2014-08-05 | PENTAIR | 11018 | 200 | 2 | 1267.5 |  | 2 | 1267.5 |  | 2 | 1267.5
P107 | 2015 | RS2102066A | P | 2015-06-01 | PENTAIR | 11018 | 100 | 1 | 1268.33 |  | 1 | 1268.33 |  | 1 | 1268.33
P107 | 2014 | RS6029645A | P | 2014-10-06 | PENTAIR | 11018 | 100 | 1 | 1268.99 |  | 1 | 1268.99 |  | 1 | 1268.99
P107 | 2014 | RS2085539A | P | 2014-12-12 | PENTAIR | 11013 | 100 | 1 | 1269.5 |  | 1 | 1269.5 |  | 1 | 1269.5
P107 | 2014 | RS6026095A | P | 2014-05-19 | PENTAIR | 11018 | 100 | 1 | 1269.93 |  | 1 | 1269.93 |  | 1 | 1269.93
P107 | 2014 | RS6028847A | P | 2014-06-23 | PENTAIR | 11012 | 100 | 1 | 1269.99 |  | 1 | 1269.99 |  | 1 | 1269.99
P107 | 2014 | RS6028464A | P | 2014-06-17 | PENTAIR | 11018 | 100 | 1 | 1269.99 |  | 1 | 1269.99 |  | 1 | 1269.99
P107 | 2014 | RS6042137A | P | 2014-11-06 | HAYWARD | SP3400VSP | 100 | 1 | 1270 |  | 1 | 1270 |  | 1 | 1270
P107 | 2014 | RS2065206A | P | 2014-07-03 | STA-RITE | P6E6VS4H-209L | 100 | 1 | 1270.05 |  | 1 | 1270.05 |  | 1 | 1270.05
P107 | 2014 | RS2079658A | P | 2014-10-10 | STA-RITE | P6E6VS4H-209L | 100 | 1 | 1270.68 |  | 1 | 1270.68 |  | 1 | 1270.68
P107 | 2014 | RS2063859A | P | 2014-06-05 | STA-RITE | P6E6VS4H-209L | 100 | 1 | 1272 |  | 1 | 1272 |  | 1 | 1272
P107 | 2014 | RS6027552A | P | 2014-06-05 | STA-RITE | P6E6VS4H-209L | 100 | 1 | 1273.61 |  | 1 | 1273.61 |  | 1 | 1273.61
P107 | 2015 | RS2047404A | P | 2015-02-19 | STA-RITE | P6E6VS4H-209L | 100 | 1 | 1274.76 |  | 1 | 1274.76 |  | 1 | 1274.76
P107 | 2014 | RS2046398A | P | 2015-01-08 | STA-RITE | P6E6VS4H-209L | 100 | 1 | 1274.86 |  | 1 | 1274.86 |  | 1 | 1274.86
P107 | 2014 | RS2047449A | P | 2014-02-10 | STA-RITE | P6E6VS4H-209L | 100 | 1 | 1274.86 |  | 1 | 1274.86 |  | 1 | 1274.86
P107 | 2014 | RS2047424A | P | 2014-02-05 | STA-RITE | P6E6VS4H-209L | 100 | 1 | 1274.86 |  | 1 | 1274.86 |  | 1 | 1274.86
P107 | 2014 | RS2047381A | P | 2014-02-18 | STA-RITE | P6E6VS4H-209L | 100 | 1 | 1274.86 |  | 1 | 1274.86 |  | 1 | 1274.86
P107 | 2015 | RS2107574A | P | 2015-07-31 | HAYWARD | SP3400VSP | 100 | 1 | 1275 |  | 1 | 1275 |  | 1 | 1275
P107 | 2015 | RS6070924A | P | 2015-10-22 | HAYWARD | SP3400VSP | 100 | 1 | 1275 |  | 1 | 1275 |  | 1 | 1275
P107 | 2015 | RS2103211A | P | 2015-06-23 | HAYWARD | SP3400VSP | 100 | 1 | 1275 |  | 1 | 1275 |  | 1 | 1275
P107 | 2015 | RS2104045A | P | 2015-06-24 | HAYWARD | SP3400VSP | 100 | 1 | 1275 |  | 1 | 1275 |  | 1 | 1275
P107 | 2015 | RS2108648A | P | 2015-08-13 | HAYWARD | SP3400VSP | 100 | 1 | 1275 |  | 1 | 1275 |  | 1 | 1275
P107 | 2015 | RS2094630A | P | 2015-02-25 | HAYWARD | SP3400VSP | 100 | 1 | 1275 |  | 1 | 1275 |  | 1 | 1275
P107 | 2014 | RS2052265A | P | 2014-02-11 | PENTAIR | 022005 | 100 | 1 | 1275 |  | 1 | 1275 |  | 1 | 1275
P107 | 2015 | RS2097818A | P | 2015-04-07 | PENTAIR | 342001 | 100 | 1 | 1275 |  | 1 | 1275 |  | 1 | 1275
P107 | 2015 | RS2114982A | P | 2015-10-26 | PENTAIR | 11018 | 100 | 1 | 1275 |  | 1 | 1275 |  | 1 | 1275
P107 | 2015 | RS2112122A | P | 2015-09-23 | PENTAIR | 11018 | 100 | 1 | 1275 |  | 1 | 1275 |  | 1 | 1275
P107 | 2015 | RS2107901A | P | 2015-08-04 | PENTAIR | 11018 | 100 | 1 | 1275 |  | 1 | 1275 |  | 1 | 1275
P107 | 2015 | RS2109247A | P | 2015-08-19 | PENTAIR | 11018 | 100 | 1 | 1275 |  | 1 | 1275 |  | 1 | 1275
P107 | 2014 | RS2061714A | P | 2014-05-16 | PENTAIR | 11018 | 100 | 1 | 1275 |  | 1 | 1275 |  | 1 | 1275
P107 | 2015 | RS2095449A | P | 2015-03-06 | PENTAIR | 11018 | 100 | 1 | 1275 |  | 1 | 1275 |  | 1 | 1275
P107 | 2015 | RS2103249A | P | 2015-07-07 | PENTAIR | 11018 | 100 | 1 | 1275 |  | 1 | 1275 |  | 1 | 1275
P107 | 2014 | RS2085702A | P | 2014-12-08 | PENTAIR | 11018 | 100 | 1 | 1275 |  | 1 | 1275 |  | 1 | 1275
P107 | 2015 | RS2105308A | P | 2015-07-08 | PENTAIR | 11018 | 100 | 1 | 1275 |  | 1 | 1275 |  | 1 | 1275
P107 | 2014 | RS2071230A | P | 2014-08-06 | STA-RITE | P6E6VS4H-209L | 100 | 1 | 1275 |  | 1 | 1275 |  | 1 | 1275
P107 | 2014 | RS2060966A | P | 2014-05-08 | STA-RITE | P6E6VS4H-209L | 100 | 1 | 1275 |  | 1 | 1275 |  | 1 | 1275
P107 | 2014 | RS2069538A | P | 2014-07-24 | STA-RITE | P6E6VS4H-209L | 100 | 1 | 1275 |  | 1 | 1275 |  | 1 | 1275
P107 | 2015 | RS2104058A | P | 2015-06-24 | STA-RITE | P6E6VS4H-209L | 100 | 1 | 1275 |  | 1 | 1275 |  | 1 | 1275
P107 | 2015 | RS2114469A | P | 2015-10-20 | STA-RITE | P6E6VS4H-209L | 100 | 1 | 1275 |  | 1 | 1275 |  | 1 | 1275
P107 | 2015 | RS2101781A | P | 2015-07-22 | STA-RITE | P6E6VS4H-209L | 100 | 1 | 1275 |  | 1 | 1275 |  | 1 | 1275
P107 | 2014 | RS6023331A | P | 2014-04-08 | STA-RITE | P6E6XS4H-209L | 100 | 1 | 1275 |  | 1 | 1275 |  | 1 | 1275
P107 | 2015 | RS2102403A | P | 2015-06-05 | STA-RITE | P6E6VS4H-209L | 100 | 1 | 1275 |  | 1 | 1275 |  | 1 | 1275
P107 | 2014 | RS6029750A | P | 2014-07-02 | STA-RITE | P6E6VS4H-209L | 100 | 1 | 1275 |  | 1 | 1275 |  | 1 | 1275
P107 | 2014 | RS2055939A | P | 2014-04-03 | STA-RITE | P6E6VS4H-209L | 100 | 1 | 1275 |  | 1 | 1275 |  | 1 | 1275
P107 | 2015 | RS2103569A | P | 2015-06-17 | STA-RITE | P6E6VS4H-209L | 100 | 1 | 1275 |  | 1 | 1275 |  | 1 | 1275
P107 | 2015 | RS2096416A | P | 2015-03-18 | STA-RITE | P6E6VS4H-209L | 100 | 1 | 1275 |  | 1 | 1275 |  | 1 | 1275
P107 | 2015 | RS6067489A | P | 2015-08-24 | STA-RITE | P6E6VS4H-209L | 100 | 1 | 1275 |  | 1 | 1275 |  | 1 | 1275
P107 | 2014 | RS2062579A | P | 2014-06-09 | STA-RITE | P6E6VS4H-209L | 100 | 1 | 1275 |  | 1 | 1275 |  | 1 | 1275
P107 | 2014 | RS2083402A | P | 2014-11-13 | STA-RITE | P6E6VS4H-209L | 100 | 1 | 1275 |  | 1 | 1275 |  | 1 | 1275
P107 | 2014 | RS2055940A | P | 2014-03-28 | STA-RITE | P6E6VS4H-209L | 100 | 1 | 1275 |  | 1 | 1275 |  | 1 | 1275
P107 | 2015 | RS6060996A | P | 2015-06-16 | STA-RITE | P6E6VS4H-209L | 100 | 1 | 1275 |  | 1 | 1275 |  | 1 | 1275
P107 | 2015 | RS2111685A | P | 2015-09-21 | STA-RITE | P6E6VS4H-209L | 100 | 1 | 1275 |  | 1 | 1275 |  | 1 | 1275
P107 | 2014 | RS2067604A | P | 2014-07-08 | STA-RITE | P6E6VS4H-209L | 100 | 1 | 1275 |  | 1 | 1275 |  | 1 | 1275
P107 | 2014 | RS2075881A | P | 2014-09-11 | STA-RITE | P6E6VS4H-209L | 100 | 1 | 1275 |  | 1 | 1275 |  | 1 | 1275
P107 | 2015 | RS6066331A | P | 2015-08-10 | STA-RITE | P6E6VS4H-209L | 100 | 1 | 1275 |  | 1 | 1275 |  | 1 | 1275
P107 | 2014 | RS2081409A | P | 2014-10-29 | STA-RITE | P6E6VS4H-209L | 100 | 1 | 1275 |  | 1 | 1275 |  | 1 | 1275
P107 | 2014 | RS2052383A | P | 2014-02-11 | STA-RITE | P6E6VS4H-209L | 100 | 1 | 1275 |  | 1 | 1275 |  | 1 | 1275
P107 | 2014 | RS6041160A | P | 2014-10-27 | STA-RITE | P6E6VS4H-209L | 100 | 1 | 1275 |  | 1 | 1275 |  | 1 | 1275
P107 | 2014 | RS2088307A | P | 2015-01-08 | ZODIAC | VS-FHP 2.0 | 100 | 1 | 1275 |  | 1 | 1275 |  | 1 | 1275
P107 | 2015 | RS6059414A | P | 2015-05-19 | ZODIAC | JEP2.0 | 100 | 1 | 1275 |  | 1 | 1275 |  | 1 | 1275
P107 | 2015 | RS6059414A | P | 2015-05-19 | ZODIAC | JEP1.5 | 100 | 1 | 1275 |  | 1 | 1275 |  | 1 | 1275
P107 | 2014 | RS2064563A | P | 2014-06-16 | PENTAIR | 11018 | 100 | 1 | 1275.23 |  | 1 | 1275.23 |  | 1 | 1275.23
P107 | 2014 | RS2075589A | P | 2014-09-10 | PENTAIR | 11018 | 100 | 1 | 1275.23 |  | 1 | 1275.23 |  | 1 | 1275.23
P107 | 2014 | RS2080063A | P | 2014-10-17 | PENTAIR | 11018 | 100 | 1 | 1275.23 |  | 1 | 1275.23 |  | 1 | 1275.23
P107 | 2014 | RS2078576A | P | 2014-10-01 | PENTAIR | 11018 | 100 | 1 | 1275.23 |  | 1 | 1275.23 |  | 1 | 1275.23
P107 | 2014 | RS2078577A | P | 2014-10-01 | PENTAIR | 11018 | 100 | 1 | 1275.23 |  | 1 | 1275.23 |  | 1 | 1275.23
P107 | 2014 | RS2077431A | P | 2014-09-23 | PENTAIR | 11018 | 100 | 1 | 1275.23 |  | 1 | 1275.23 |  | 1 | 1275.23
P107 | 2015 | RS2078977A | P | 2015-02-19 | PENTAIR | 11018 | 100 | 1 | 1275.23 |  | 1 | 1275.23 |  | 1 | 1275.23
P107 | 2014 | RS2075067A | P | 2014-09-05 | PENTAIR | 11018 | 100 | 1 | 1275.23 |  | 1 | 1275.23 |  | 1 | 1275.23
P107 | 2014 | RS2073641A | P | 2014-08-27 | PENTAIR | 11018 | 100 | 1 | 1275.23 |  | 1 | 1275.23 |  | 1 | 1275.23
P107 | 2014 | RS2068549A | P | 2014-07-15 | PENTAIR | 11017 | 100 | 1 | 1275.23 |  | 1 | 1275.23 |  | 1 | 1275.23
P107 | 2014 | RS2075588A | P | 2014-09-10 | PENTAIR | 11018 | 100 | 1 | 1275.23 |  | 1 | 1275.23 |  | 1 | 1275.23
P107 | 2014 | RS2068551A | P | 2014-07-15 | STA-RITE | P6E6VS4H-209L | 100 | 1 | 1275.23 |  | 1 | 1275.23 |  | 1 | 1275.23
P107 | 2014 | RS2064562A | P | 2014-06-13 | STA-RITE | P6E6XS4H-209L | 100 | 1 | 1275.23 |  | 1 | 1275.23 |  | 1 | 1275.23
P107 | 2014 | RS2075413A | P | 2014-09-10 | STA-RITE | P6E6VS4H-209L | 100 | 1 | 1275.23 |  | 1 | 1275.23 |  | 1 | 1275.23
P107 | 2014 | RS2047017A | P | 2014-01-27 | PENTAIR | 11018 | 100 | 1 | 1275.25 |  | 1 | 1275.25 |  | 1 | 1275.25
P107 | 2015 | RS6060626A | P | 2015-06-19 | HAYWARD | SP3400VSP | 100 | 1 | 1275.71 |  | 1 | 1275.71 |  | 1 | 1275.71
P107 | 2014 | RS2089396A | P | 2015-01-08 | STA-RITE | P6E6VS4H-209L | 100 | 1 | 1275.86 |  | 1 | 1275.86 |  | 1 | 1275.86
P107 | 2015 | RS6064387A | P | 2015-07-14 | PENTAIR | 11018 | 100 | 1 | 1275.99 |  | 1 | 1275.99 |  | 1 | 1275.99
P107 | 2015 | RS2094497A | P | 2015-02-24 | STA-RITE | P6E6VS4H-209L | 100 | 1 | 1278 |  | 1 | 1278 |  | 1 | 1278
P107 | 2015 | RS2117033A | P | 2015-11-16 | STA-RITE | P6E6VS4H-209L | 100 | 1 | 1279 |  | 1 | 1279 |  | 1 | 1279
P107 | 2015 | RS2113406A | P | 2015-10-06 | STA-RITE | P6E6VS4H-209L | 100 | 1 | 1279.98 |  | 1 | 1279.98 |  | 1 | 1279.98
P107 | 2015 | RS2098005A | P | 2015-04-10 | PENTAIR | 11012 | 100 | 1 | 1279.99 |  | 1 | 1279.99 |  | 1 | 1279.99
P107 | 2015 | RS2104307A | P | 2015-06-25 | PENTAIR | 11018 | 100 | 1 | 1280 |  | 1 | 1280 |  | 1 | 1280
P107 | 2014 | RS2088142A | P | 2015-01-08 | PENTAIR | 11018 | 100 | 1 | 1280 |  | 1 | 1280 |  | 1 | 1280
P107 | 2014 | RS2055123A | P | 2014-03-10 | STA-RITE | P6E6VS4H-209L | 100 | 1 | 1280 |  | 1 | 1280 |  | 1 | 1280
P107 | 2014 | RS2057983A | P | 2014-04-08 | PENTAIR | 11018 | 100 | 1 | 1281 |  | 1 | 1281 |  | 1 | 1281
P107 | 2015 | RS6058101A | P | 2015-04-24 | PENTAIR | 11018 | 100 | 1 | 1281.99 |  | 1 | 1281.99 |  | 1 | 1281.99
P107 | 2014 | RS2050390A | P | 2014-01-24 | HAYWARD | SP3400VSP | 100 | 1 | 1284 |  | 1 | 1284 |  | 1 | 1284
P107 | 2014 | RS2051618A | P | 2014-02-04 | STA-RITE | P6E6VS4H-209L | 100 | 1 | 1284.5 |  | 1 | 1284.5 |  | 1 | 1284.5
P107 | 2015 | RS2109215A | P | 2015-08-18 | PENTAIR | 11018 | 100 | 1 | 1285 |  | 1 | 1285 |  | 1 | 1285
P107 | 2015 | RS6069791A | P | 2015-10-02 | PENTAIR | 11018 | 100 | 1 | 1285 |  | 1 | 1285 |  | 1 | 1285
P107 | 2015 | RS6068245A | P | 2015-09-04 | PENTAIR | 11018 | 100 | 1 | 1285 |  | 1 | 1285 |  | 1 | 1285
P107 | 2015 | RS2100474A | P | 2015-05-12 | HAYWARD | SP3200VSP | 100 | 1 | 1285.06 |  | 1 | 1285.06 |  | 1 | 1285.06
P107 | 2015 | RS2108083A | P | 2015-08-07 | HAYWARD | SP3200VSP | 100 | 1 | 1285.06 |  | 1 | 1285.06 |  | 1 | 1285.06
P107 | 2015 | RS2108084A | P | 2015-08-07 | HAYWARD | SP3200VSP | 100 | 1 | 1285.06 |  | 1 | 1285.06 |  | 1 | 1285.06
P107 | 2015 | RS6059872A | P | 2015-05-19 | HAYWARD | SP3200VSP | 100 | 1 | 1285.66 |  | 1 | 1285.66 |  | 1 | 1285.66
P107 | 2015 | RS2115340A | P | 2015-10-28 | HAYWARD | SP3200VSP | 100 | 1 | 1285.68 |  | 1 | 1285.68 |  | 1 | 1285.68
P107 | 2015 | RS2105842A | P | 2015-07-13 | PENTAIR | 11018 | 100 | 1 | 1286.88 |  | 1 | 1286.88 |  | 1 | 1286.88
P107 | 2015 | RS2094039A | P | 2015-02-18 | PENTAIR | 11018 | 100 | 1 | 1287.25 |  | 1 | 1287.25 |  | 1 | 1287.25
P107 | 2015 | RS6065300A | P | 2015-08-04 | STA-RITE | P6E6VS4H-209L | 100 | 1 | 1288 |  | 1 | 1288 |  | 1 | 1288
P107 | 2014 | RS2059454A | P | 2014-04-23 | PENTAIR | 11018 | 100 | 1 | 1288.5 |  | 1 | 1288.5 |  | 1 | 1288.5
P107 | 2015 | RS2117085A | P | 2015-11-16 | HAYWARD | SP2302VSP | 100 | 1 | 1289 |  | 1 | 1289 |  | 1 | 1289
P107 | 2015 | RS2097654A | P | 2015-04-06 | PENTAIR | 11018 | 100 | 1 | 1289 |  | 1 | 1289 |  | 1 | 1289
P107 | 2015 | RS6062383A | P | 2015-06-22 | PENTAIR | 11018 | 100 | 1 | 1289 |  | 1 | 1289 |  | 1 | 1289
P107 | 2015 | RS6071725A | P | 2015-11-03 | PENTAIR | 11018 | 100 | 1 | 1289.95 |  | 1 | 1289.95 |  | 1 | 1289.95
P107 | 2014 | RS2073185A | P | 2014-08-21 | PENTAIR | 11018 | 100 | 1 | 1289.99 |  | 1 | 1289.99 |  | 1 | 1289.99
P107 | 2014 | RS2057691A | P | 2014-04-08 | PENTAIR | 11018 | 100 | 1 | 1289.99 |  | 1 | 1289.99 |  | 1 | 1289.99
P107 | 2014 | RS2081959A | P | 2014-11-26 | PENTAIR | 11018 | 100 | 1 | 1289.99 |  | 1 | 1289.99 |  | 1 | 1289.99
P107 | 2014 | RS6028752A | P | 2014-06-20 | PENTAIR | 11012 | 100 | 1 | 1289.99 |  | 1 | 1289.99 |  | 1 | 1289.99
P107 | 2014 | RS2084323A | P | 2014-11-25 | PENTAIR | 11018 | 100 | 1 | 1289.99 |  | 1 | 1289.99 |  | 1 | 1289.99
P107 | 2015 | RS2117537A | P | 2015-11-20 | PENTAIR | 11018 | 100 | 1 | 1289.99 |  | 1 | 1289.99 |  | 1 | 1289.99
P107 | 2015 | RS2105405A | P | 2015-07-08 | PENTAIR | 11018 | 100 | 1 | 1289.99 |  | 1 | 1289.99 |  | 1 | 1289.99
P107 | 2015 | RS2105302A | P | 2015-07-08 | PENTAIR | 11018 | 100 | 1 | 1289.99 |  | 1 | 1289.99 |  | 1 | 1289.99
P107 | 2014 | RS2058705A | P | 2014-04-17 | PENTAIR | 11018 | 100 | 1 | 1289.99 |  | 1 | 1289.99 |  | 1 | 1289.99
P107 | 2014 | RS2060163A | P | 2014-05-22 | PENTAIR | 11018 | 100 | 1 | 1289.99 |  | 1 | 1289.99 |  | 1 | 1289.99
P107 | 2014 | RS2078441A | P | 2014-11-14 | HAYWARD | SP2302VSP | 100 | 1 | 1290 |  | 1 | 1290 |  | 1 | 1290
P107 | 2015 | RS2099969A | P | 2015-05-12 | PENTAIR | 11018 | 100 | 1 | 1290 |  | 1 | 1290 |  | 1 | 1290
P107 | 2015 | RS2114607A | P | 2015-10-22 | PENTAIR | 11018 | 100 | 1 | 1290.31 |  | 1 | 1290.31 |  | 1 | 1290.31
P107 | 2015 | RS2114389A | P | 2015-10-20 | STA-RITE | P6E6VS4H-209L | 100 | 1 | 1290.32 |  | 1 | 1290.32 |  | 1 | 1290.32
P107 | 2014 | RS6023799A | P | 2014-04-11 | PENTAIR | 11018 | 100 | 1 | 1290.51 |  | 1 | 1290.51 |  | 1 | 1290.51
P107 | 2014 | RS6023123A | P | 2014-04-17 | HAYWARD | SP3400VSP | 100 | 1 | 1291 |  | 1 | 1291 |  | 1 | 1291
P107 | 2015 | RS6065659A | P | 2015-07-29 | PENTAIR | 11018 | 100 | 1 | 1292.11 |  | 1 | 1292.11 |  | 1 | 1292.11
P107 | 2015 | RS2106774A | P | 2015-07-22 | ZODIAC | JEP1.5 | 100 | 1 | 1292.76 |  | 1 | 1292.76 |  | 1 | 1292.76
P107 | 2014 | RS2061552A | P | 2014-05-29 | PENTAIR | 11018 | 100 | 1 | 1292.84 |  | 1 | 1292.84 |  | 1 | 1292.84
P107 | 2015 | RS2091266A | P | 2015-02-09 | STA-RITE | P6E6VS4H-209L | 100 | 1 | 1293 |  | 1 | 1293 |  | 1 | 1293
P107 | 2015 | RS2101065A | P | 2015-05-20 | PENTAIR | 11018 | 100 | 1 | 1293.33 |  | 1 | 1293.33 |  | 1 | 1293.33
P107 | 2015 | RS2115524A | P | 2015-10-29 | HAYWARD | SP3400VSP | 100 | 1 | 1294 |  | 1 | 1294 |  | 1 | 1294
P107 | 2015 | RS2110566A | P | 2015-09-03 | PENTAIR | 11018 | 100 | 1 | 1294 |  | 1 | 1294 |  | 1 | 1294
P107 | 2014 | RS2078780A | P | 2014-10-02 | PENTAIR | 11018 | 100 | 1 | 1294.92 |  | 1 | 1294.92 |  | 1 | 1294.92
P107 | 2014 | RS2078782A | P | 2014-10-02 | PENTAIR | 11018 | 100 | 1 | 1294.92 |  | 1 | 1294.92 |  | 1 | 1294.92
P107 | 2015 | RS2108961A | P | 2015-08-14 | HAYWARD | SP3200VSP | 100 | 1 | 1295 |  | 1 | 1295 |  | 1 | 1295
P107 | 2015 | RS2102224A | P | 2015-06-04 | HAYWARD | SP3400VSP | 100 | 1 | 1295 |  | 1 | 1295 |  | 1 | 1295
P107 | 2015 | RS2097442A | P | 2015-03-31 | HAYWARD | SP3200VSP | 100 | 1 | 1295 |  | 1 | 1295 |  | 1 | 1295
P107 | 2015 | RS2098165A | P | 2015-04-10 | HAYWARD | SP3200VSP | 100 | 1 | 1295 |  | 1 | 1295 |  | 1 | 1295
P107 | 2014 | RS2088749A | P | 2015-01-05 | HAYWARD | SP3400VSP | 100 | 1 | 1295 |  | 1 | 1295 |  | 1 | 1295
P107 | 2015 | RS2109410A | P | 2015-08-19 | HAYWARD | SP3200VSP | 100 | 1 | 1295 |  | 1 | 1295 |  | 1 | 1295
P107 | 2015 | RS2117512A | P | 2015-11-20 | HAYWARD | SP2300VSP | 100 | 1 | 1295 |  | 1 | 1295 |  | 1 | 1295
P107 | 2015 | RS2109304A | P | 2015-08-18 | HAYWARD | SP3400VSP | 100 | 1 | 1295 |  | 1 | 1295 |  | 1 | 1295
P107 | 2015 | RS6072317A | P | 2015-11-13 | HAYWARD | SP3200VSP | 100 | 1 | 1295 |  | 1 | 1295 |  | 1 | 1295
P107 | 2014 | RS2088144A | P | 2014-12-26 | PENTAIR | 11018 | 100 | 1 | 1295 |  | 1 | 1295 |  | 1 | 1295
P107 | 2014 | RS2067171A | P | 2014-07-03 | PENTAIR | 11018 | 100 | 1 | 1295 |  | 1 | 1295 |  | 1 | 1295
P107 | 2015 | RS2107838A | P | 2015-08-04 | PENTAIR | 11018 | 100 | 1 | 1295 |  | 1 | 1295 |  | 1 | 1295
P107 | 2014 | RS2076568A | P | 2014-09-17 | PENTAIR | 11018 | 100 | 1 | 1295 |  | 1 | 1295 |  | 1 | 1295
P107 | 2014 | RS2064958A | P | 2014-06-13 | PENTAIR | 11018 | 100 | 1 | 1295 |  | 1 | 1295 |  | 1 | 1295
P107 | 2014 | RS2070349A | P | 2014-07-30 | PENTAIR | 11018 | 100 | 1 | 1295 |  | 1 | 1295 |  | 1 | 1295
P107 | 2015 | RS2098424A | P | 2015-04-14 | PENTAIR | 11018 | 100 | 1 | 1295 |  | 1 | 1295 |  | 1 | 1295
P107 | 2014 | RS2066283A | P | 2014-07-24 | PENTAIR | 11017 | 100 | 1 | 1295 |  | 1 | 1295 |  | 1 | 1295
P107 | 2014 | RS2075267A | P | 2014-09-05 | PENTAIR | 11018 | 100 | 1 | 1295 |  | 1 | 1295 |  | 1 | 1295
P107 | 2014 | RS2078343A | P | 2014-09-30 | PENTAIR | 11018 | 100 | 1 | 1295 |  | 1 | 1295 |  | 1 | 1295
P107 | 2014 | RS2070350A | P | 2014-07-30 | PENTAIR | 11018 | 100 | 1 | 1295 |  | 1 | 1295 |  | 1 | 1295
P107 | 2014 | RS2075616A | P | 2014-09-10 | PENTAIR | 11018 | 100 | 1 | 1295 |  | 1 | 1295 |  | 1 | 1295
P107 | 2015 | RS6069640A | P | 2015-09-29 | PENTAIR | 11018 | 100 | 1 | 1295 |  | 1 | 1295 |  | 1 | 1295
P107 | 2014 | RS2056935A | P | 2014-03-26 | PENTAIR | 11018 | 100 | 1 | 1295 |  | 1 | 1295 |  | 1 | 1295
P107 | 2014 | RS2052096A | P | 2014-02-10 | PENTAIR | 11018 | 100 | 1 | 1295 |  | 1 | 1295 |  | 1 | 1295
P107 | 2015 | RS2095047A | P | 2015-03-04 | PENTAIR | 11018 | 100 | 1 | 1295 |  | 1 | 1295 |  | 1 | 1295
P107 | 2014 | RS2070852A | P | 2014-08-05 | PENTAIR | 11018 | 100 | 1 | 1295 |  | 1 | 1295 |  | 1 | 1295
P107 | 2014 | RS2068811A | P | 2014-07-16 | PENTAIR | 11018 | 100 | 1 | 1295 |  | 1 | 1295 |  | 1 | 1295
P107 | 2015 | RS2109189A | P | 2015-08-18 | PENTAIR | 11018 | 100 | 1 | 1295 |  | 1 | 1295 |  | 1 | 1295
P107 | 2014 | RS2049348A | P | 2014-02-25 | PENTAIR | 11018 | 100 | 1 | 1295 |  | 1 | 1295 |  | 1 | 1295
P107 | 2015 | RS2093224A | P | 2015-02-10 | PENTAIR | 11018 | 100 | 1 | 1295 |  | 1 | 1295 |  | 1 | 1295
P107 | 2015 | RS2095541A | P | 2015-03-09 | PENTAIR | 11018 | 100 | 1 | 1295 |  | 1 | 1295 |  | 1 | 1295
P107 | 2014 | RS2055572A | P | 2014-03-11 | PENTAIR | 11018 | 100 | 1 | 1295 |  | 1 | 1295 |  | 1 | 1295
P107 | 2015 | RS2091592A | P | 2015-01-22 | PENTAIR | 11018 | 100 | 1 | 1295 |  | 1 | 1295 |  | 1 | 1295
P107 | 2014 | RS2072963A | P | 2014-08-20 | PENTAIR | 11018 | 100 | 1 | 1295 |  | 1 | 1295 |  | 1 | 1295
P107 | 2014 | RS2083116A | P | 2014-12-03 | PENTAIR | 11018 | 100 | 1 | 1295 |  | 1 | 1295 |  | 1 | 1295
P107 | 2014 | RS2049480A | P | 2014-01-21 | PENTAIR | 11018 | 100 | 1 | 1295 |  | 1 | 1295 |  | 1 | 1295
P107 | 2014 | RS2058731A | P | 2014-04-15 | PENTAIR | 11018 | 100 | 1 | 1295 |  | 1 | 1295 |  | 1 | 1295
P107 | 2015 | RS2101014A | P | 2015-05-20 | PENTAIR | 11018 | 100 | 1 | 1295 |  | 1 | 1295 |  | 1 | 1295
P107 | 2015 | RS2112979A | P | 2015-10-01 | PENTAIR | 11018 | 100 | 1 | 1295 |  | 1 | 1295 |  | 1 | 1295
P107 | 2014 | RS2052354A | P | 2014-02-11 | PENTAIR | 11018 | 100 | 1 | 1295 |  | 1 | 1295 |  | 1 | 1295
P107 | 2014 | RS2051868A | P | 2014-02-06 | PENTAIR | 11018 | 100 | 1 | 1295 |  | 1 | 1295 |  | 1 | 1295
P107 | 2014 | RS2071968A | P | 2014-08-13 | PENTAIR | 11018 | 100 | 1 | 1295 |  | 1 | 1295 |  | 1 | 1295
P107 | 2014 | RS2072331A | P | 2014-08-13 | PENTAIR | 11018 | 100 | 1 | 1295 |  | 1 | 1295 |  | 1 | 1295
P107 | 2014 | RS2081967A | P | 2014-11-05 | PENTAIR | 11018 | 100 | 1 | 1295 |  | 1 | 1295 |  | 1 | 1295
P107 | 2015 | RS2092639A | P | 2015-02-04 | PENTAIR | 11018 | 100 | 1 | 1295 |  | 1 | 1295 |  | 1 | 1295
P107 | 2015 | RS2110809A | P | 2015-09-08 | PENTAIR | 11018 | 100 | 1 | 1295 |  | 1 | 1295 |  | 1 | 1295
P107 | 2015 | RS2112980A | P | 2015-10-01 | PENTAIR | 11018 | 100 | 1 | 1295 |  | 1 | 1295 |  | 1 | 1295
P107 | 2015 | RS2112884A | P | 2015-09-29 | PENTAIR | 11018 | 100 | 1 | 1295 |  | 1 | 1295 |  | 1 | 1295
P107 | 2014 | RS2064089A | P | 2014-07-16 | PENTAIR | 11018 | 100 | 1 | 1295 |  | 1 | 1295 |  | 1 | 1295
P107 | 2014 | RS2055523A | P | 2014-03-12 | PENTAIR | 11018 | 100 | 1 | 1295 |  | 1 | 1295 |  | 1 | 1295
P107 | 2014 | RS2050991A | P | 2014-01-30 | PENTAIR | 11018 | 100 | 1 | 1295 |  | 1 | 1295 |  | 1 | 1295
P107 | 2014 | RS2076061A | P | 2014-09-16 | PENTAIR | 11018 | 100 | 1 | 1295 |  | 1 | 1295 |  | 1 | 1295
P107 | 2015 | RS2100179A | P | 2015-05-07 | PENTAIR | 11018 | 100 | 1 | 1295 |  | 1 | 1295 |  | 1 | 1295
P107 | 2014 | RS2078562A | P | 2014-10-01 | PENTAIR | 11018 | 100 | 1 | 1295 |  | 1 | 1295 |  | 1 | 1295
P107 | 2014 | RS2054825A | P | 2014-03-06 | PENTAIR | 11018 | 100 | 1 | 1295 |  | 1 | 1295 |  | 1 | 1295
P107 | 2014 | RS2082994A | P | 2014-11-12 | PENTAIR | 11018 | 100 | 1 | 1295 |  | 1 | 1295 |  | 1 | 1295
P107 | 2014 | RS2084606A | P | 2014-11-25 | PENTAIR | 11018 | 100 | 1 | 1295 |  | 1 | 1295 |  | 1 | 1295
P107 | 2014 | RS2052169A | P | 2014-02-10 | PENTAIR | 11018 | 100 | 1 | 1295 |  | 1 | 1295 |  | 1 | 1295
P107 | 2014 | RS2052527A | P | 2014-02-12 | PENTAIR | 11018 | 100 | 1 | 1295 |  | 1 | 1295 |  | 1 | 1295
P107 | 2015 | RS2094063A | P | 2015-03-13 | PENTAIR | 11018 | 100 | 1 | 1295 |  | 1 | 1295 |  | 1 | 1295
P107 | 2015 | RS2099713A | P | 2015-05-01 | PENTAIR | 11018 | 100 | 1 | 1295 |  | 1 | 1295 |  | 1 | 1295
P107 | 2015 | RS2110272A | P | 2015-09-02 | PENTAIR | 11018 | 100 | 1 | 1295 |  | 1 | 1295 |  | 1 | 1295
P107 | 2014 | RS2074629A | P | 2014-12-02 | PENTAIR | 11018 | 100 | 1 | 1295 |  | 1 | 1295 |  | 1 | 1295
P107 | 2015 | RS2100509A | P | 2015-05-13 | PENTAIR | 11018 | 100 | 1 | 1295 |  | 1 | 1295 |  | 1 | 1295
P107 | 2015 | RS2091588A | P | 2015-01-22 | PENTAIR | 11018 | 100 | 1 | 1295 |  | 1 | 1295 |  | 1 | 1295
P107 | 2014 | RS2068614A | P | 2014-07-16 | PENTAIR | 11018 | 100 | 1 | 1295 |  | 1 | 1295 |  | 1 | 1295
P107 | 2015 | RS2108098A | P | 2015-08-07 | PENTAIR | 11018 | 100 | 1 | 1295 |  | 1 | 1295 |  | 1 | 1295
P107 | 2014 | RS2086120A | P | 2014-12-11 | PENTAIR | 11018 | 100 | 1 | 1295 |  | 1 | 1295 |  | 1 | 1295
P107 | 2014 | RS2057158A | P | 2014-03-27 | PENTAIR | 11018 | 100 | 1 | 1295 |  | 1 | 1295 |  | 1 | 1295
P107 | 2015 | RS2112588A | P | 2015-09-28 | PENTAIR | 11018 | 100 | 1 | 1295 |  | 1 | 1295 |  | 1 | 1295
P107 | 2014 | RS2051604A | P | 2014-02-04 | STA-RITE | P6E6VS4H-209L | 100 | 1 | 1295 |  | 1 | 1295 |  | 1 | 1295
P107 | 2014 | RS2074037A | P | 2014-08-27 | STA-RITE | P6E6VS4H-209L | 100 | 1 | 1295 |  | 1 | 1295 |  | 1 | 1295
P107 | 2015 | RS2102567A | P | 2015-06-08 | STA-RITE | P6E6VS4H-209L | 100 | 1 | 1295 |  | 1 | 1295 |  | 1 | 1295
P107 | 2015 | RS2098627A | P | 2015-04-15 | STA-RITE | P6E6VS4H-209L | 100 | 1 | 1295 |  | 1 | 1295 |  | 1 | 1295
P107 | 2014 | RS2076060A | P | 2014-09-12 | STA-RITE | P6E6VS4H-209L | 100 | 1 | 1295 |  | 1 | 1295 |  | 1 | 1295
P107 | 2015 | RS2099850A | P | 2015-05-04 | STA-RITE | P6E6VS4H-209L | 100 | 1 | 1295 |  | 1 | 1295 |  | 1 | 1295
P107 | 2015 | RS2095448A | P | 2015-03-06 | STA-RITE | P6E6VS4H-209L | 100 | 1 | 1295 |  | 1 | 1295 |  | 1 | 1295
P107 | 2015 | RS2106756A | P | 2015-07-22 | STA-RITE | P6E6VS4H-209L | 100 | 1 | 1295 |  | 1 | 1295 |  | 1 | 1295
P107 | 2015 | RS2108882A | P | 2015-08-14 | STA-RITE | P6E6VS4H-209L | 100 | 1 | 1295 |  | 1 | 1295 |  | 1 | 1295
P107 | 2014 | RS2063290A | P | 2014-05-30 | STA-RITE | P6E6VS4H-209L | 100 | 1 | 1295 |  | 1 | 1295 |  | 1 | 1295
P107 | 2015 | RS2104243A | P | 2015-06-25 | STA-RITE | P6E6VS4H-209L | 100 | 1 | 1295 |  | 1 | 1295 |  | 1 | 1295
P107 | 2015 | RS2114981A | P | 2015-10-26 | STA-RITE | P6E6VS4H-209L | 100 | 1 | 1295 |  | 1 | 1295 |  | 1 | 1295
P107 | 2015 | RS6064049A | P | 2015-07-15 | STA-RITE | P6E6VS4H-209L | 100 | 1 | 1295 |  | 1 | 1295 |  | 1 | 1295
P107 | 2015 | RS2115033A | P | 2015-10-27 | STA-RITE | P6E6VS4H-209L | 100 | 1 | 1295 |  | 1 | 1295 |  | 1 | 1295
P107 | 2014 | RS2083236A | P | 2014-12-03 | STA-RITE | P6E6VS4H-209L | 100 | 1 | 1295 |  | 1 | 1295 |  | 1 | 1295
P107 | 2015 | RS6068614A | P | 2015-09-14 | ZODIAC | VS-FHP 2.0 | 100 | 1 | 1295 |  | 1 | 1295 |  | 1 | 1295
P107 | 2014 | RS6042677A | P | 2014-11-12 | HAYWARD | SP3400VSP | 100 | 1 | 1295.99 |  | 1 | 1295.99 |  | 1 | 1295.99
P107 | 2014 | RS2084402A | P | 2014-12-02 | PENTAIR | INT-VS / 022005 | 100 | 1 | 1296 |  | 1 | 1296 |  | 1 | 1296
P107 | 2015 | RS2096013A | P | 2015-03-25 | PENTAIR | 11018 | 100 | 1 | 1296.18 |  | 1 | 1296.18 |  | 1 | 1296.18
P107 | 2014 | RS6037272A | P | 2014-10-09 | PENTAIR | 11018 | 100 | 1 | 1297.71 |  | 1 | 1297.71 |  | 1 | 1297.71
P107 | 2015 | RS2104244A | P | 2015-06-25 | PENTAIR | 11018 | 100 | 1 | 1298 |  | 1 | 1298 |  | 1 | 1298
P107 | 2014 | RS2050356A | P | 2014-01-24 | PENTAIR | 11018 | 100 | 1 | 1298.6 |  | 1 | 1298.6 |  | 1 | 1298.6
P107 | 2015 | RS6100053A | P | 2015-05-14 | HAYWARD | SP3400VSP | 100 | 1 | 1299 |  | 1 | 1299 |  | 1 | 1299
P107 | 2015 | RS2115689A | P | 2015-11-06 | HAYWARD | SP3400VSP | 100 | 1 | 1299 |  | 1 | 1299 |  | 1 | 1299
P107 | 2014 | RS6022442A | P | 2014-03-24 | HAYWARD | SP3400VSP | 100 | 1 | 1299 |  | 1 | 1299 |  | 1 | 1299
P107 | 2015 | RS2117795A | P | 2015-12-08 | HAYWARD | SP3400VSP | 100 | 1 | 1299 |  | 1 | 1299 |  | 1 | 1299
P107 | 2015 | RS2109309A | P | 2015-08-18 | HAYWARD | SP3400VSP | 100 | 1 | 1299 |  | 1 | 1299 |  | 1 | 1299
P107 | 2014 | RS6026866A | P | 2014-05-30 | HAYWARD | SP3400VSP | 100 | 1 | 1299 |  | 1 | 1299 |  | 1 | 1299
P107 | 2015 | RS2114614A | P | 2015-10-21 | HAYWARD | SP3400VSP | 100 | 1 | 1299 |  | 1 | 1299 |  | 1 | 1299
P107 | 2015 | RS6062382A | P | 2015-06-22 | HAYWARD | SP3400VSP | 100 | 1 | 1299 |  | 1 | 1299 |  | 1 | 1299
P107 | 2015 | RS2109136A | P | 2015-08-18 | HAYWARD | SP3400VSP | 100 | 1 | 1299 |  | 1 | 1299 |  | 1 | 1299
P107 | 2015 | RS2113542A | P | 2015-11-03 | HAYWARD | SP3400VSP | 100 | 1 | 1299 |  | 1 | 1299 |  | 1 | 1299
P107 | 2015 | RS2103243A | P | 2015-07-07 | HAYWARD | SP3400VSP | 100 | 1 | 1299 |  | 1 | 1299 |  | 1 | 1299
P107 | 2015 | RS2106666A | P | 2015-07-22 | HAYWARD | SP3400VSP | 100 | 1 | 1299 |  | 1 | 1299 |  | 1 | 1299
P107 | 2014 | RS2049260A | P | 2014-01-16 | HAYWARD | SP3400VSP | 100 | 1 | 1299 |  | 1 | 1299 |  | 1 | 1299
P107 | 2015 | RS2105309A | P | 2015-07-08 | HAYWARD | SP3400VSP | 100 | 1 | 1299 |  | 1 | 1299 |  | 1 | 1299
P107 | 2015 | RS2115003A | P | 2015-10-26 | HAYWARD | SP3400VSP | 100 | 1 | 1299 |  | 1 | 1299 |  | 1 | 1299
P107 | 2014 | RS2064237A | P | 2014-06-09 | PENTAIR | 11018 | 100 | 1 | 1299 |  | 1 | 1299 |  | 1 | 1299
P107 | 2014 | RS2071233A | P | 2014-08-06 | PENTAIR | 11018 | 100 | 1 | 1299 |  | 1 | 1299 |  | 1 | 1299
P107 | 2014 | RS2064244A | P | 2014-06-09 | PENTAIR | 11018 | 100 | 1 | 1299 |  | 1 | 1299 |  | 1 | 1299
P107 | 2014 | RS2068654A | P | 2014-07-15 | PENTAIR | 11018 | 100 | 1 | 1299 |  | 1 | 1299 |  | 1 | 1299
P107 | 2014 | RS2071747A | P | 2014-08-11 | PENTAIR | 11018 | 100 | 1 | 1299 |  | 1 | 1299 |  | 1 | 1299
P107 | 2014 | RS2089093A | P | 2015-01-08 | PENTAIR | 11017 | 100 | 1 | 1299 |  | 1 | 1299 |  | 1 | 1299
P107 | 2015 | RS2102786A | P | 2015-06-11 | PENTAIR | 11018 | 100 | 1 | 1299 |  | 1 | 1299 |  | 1 | 1299
P107 | 2014 | RS2074693A | P | 2014-09-03 | PENTAIR | 11018 | 100 | 1 | 1299 |  | 1 | 1299 |  | 1 | 1299
P107 | 2014 | RS6035007A | P | 2014-08-27 | PENTAIR | 11018 | 100 | 1 | 1299 |  | 1 | 1299 |  | 1 | 1299
P107 | 2015 | RS2094244A | P | 2015-03-17 | PENTAIR | 11018 | 100 | 1 | 1299 |  | 1 | 1299 |  | 1 | 1299
P107 | 2014 | RS2078366A | P | 2014-09-30 | PENTAIR | 11017 | 100 | 1 | 1299 |  | 1 | 1299 |  | 1 | 1299
P107 | 2015 | RS2104842A | P | 2015-07-01 | PENTAIR | 11018 | 100 | 1 | 1299 |  | 1 | 1299 |  | 1 | 1299
P107 | 2015 | RS2098613A | P | 2015-04-15 | PENTAIR | 11018 | 100 | 1 | 1299 |  | 1 | 1299 |  | 1 | 1299
P107 | 2014 | RS2078561A | P | 2014-10-01 | PENTAIR | 11018 | 100 | 1 | 1299 |  | 1 | 1299 |  | 1 | 1299
P107 | 2015 | RS2097116A | P | 2015-04-08 | PENTAIR | 11018 | 100 | 1 | 1299 |  | 1 | 1299 |  | 1 | 1299
P107 | 2015 | RS2099462A | P | 2015-04-30 | PENTAIR | 11018 | 100 | 1 | 1299 |  | 1 | 1299 |  | 1 | 1299
P107 | 2014 | RS2064243A | P | 2014-06-09 | PENTAIR | 11018 | 100 | 1 | 1299 |  | 1 | 1299 |  | 1 | 1299
P107 | 2015 | RS2095928A | P | 2015-03-20 | PENTAIR | 11018 | 100 | 1 | 1299 |  | 1 | 1299 |  | 1 | 1299
P107 | 2014 | RS2057256A | P | 2014-04-01 | PENTAIR | 11017 | 100 | 1 | 1299 |  | 1 | 1299 |  | 1 | 1299
P107 | 2015 | RS2102864A | P | 2015-06-10 | PENTAIR | 11018 | 100 | 1 | 1299 |  | 1 | 1299 |  | 1 | 1299
P107 | 2014 | RS2051234A | P | 2014-01-31 | PENTAIR | 11018 | 100 | 1 | 1299 |  | 1 | 1299 |  | 1 | 1299
P107 | 2014 | RS2081880A | P | 2014-11-03 | PENTAIR | 11018 | 100 | 1 | 1299 |  | 1 | 1299 |  | 1 | 1299
P107 | 2014 | RS2064242A | P | 2014-06-09 | PENTAIR | 11018 | 100 | 1 | 1299 |  | 1 | 1299 |  | 1 | 1299
P107 | 2014 | RS2073394A | P | 2014-09-12 | PENTAIR | 11018 | 100 | 1 | 1299 |  | 1 | 1299 |  | 1 | 1299
P107 | 2015 | RS2099216A | P | 2015-04-24 | PENTAIR | 342000 | 100 | 1 | 1299 |  | 1 | 1299 |  | 1 | 1299
P107 | 2015 | RS2110631A | P | 2015-09-22 | PENTAIR | 11018 | 100 | 1 | 1299 |  | 1 | 1299 |  | 1 | 1299
P107 | 2015 | RS2108448A | P | 2015-08-11 | PENTAIR | 11018 | 100 | 1 | 1299 |  | 1 | 1299 |  | 1 | 1299
P107 | 2014 | RS2062528A | P | 2014-05-29 | PENTAIR | 11018 | 100 | 1 | 1299 |  | 1 | 1299 |  | 1 | 1299
P107 | 2014 | RS2062637A | P | 2014-05-30 | PENTAIR | 11018 | 100 | 1 | 1299 |  | 1 | 1299 |  | 1 | 1299
P107 | 2015 | RS2095726A | P | 2015-03-25 | PENTAIR | 11018 | 100 | 1 | 1299 |  | 1 | 1299 |  | 1 | 1299
P107 | 2014 | RS2072408A | P | 2014-08-26 | PENTAIR | 11012 | 100 | 1 | 1299 |  | 1 | 1299 |  | 1 | 1299
P107 | 2014 | RS6020074A | P | 2014-02-13 | PENTAIR | 11018 | 100 | 1 | 1299 |  | 1 | 1299 |  | 1 | 1299
P107 | 2015 | RS2097936A | P | 2015-04-10 | PENTAIR | 11018 | 100 | 1 | 1299 |  | 1 | 1299 |  | 1 | 1299
P107 | 2014 | RS2070729A | P | 2014-08-04 | PENTAIR | 11017 | 100 | 1 | 1299 |  | 1 | 1299 |  | 1 | 1299
P107 | 2015 | RS2102368A | P | 2015-06-05 | PENTAIR | 11018 | 100 | 1 | 1299 |  | 1 | 1299 |  | 1 | 1299
P107 | 2015 | RS2104450A | P | 2015-06-26 | PENTAIR | 11018 | 100 | 1 | 1299 |  | 1 | 1299 |  | 1 | 1299
P107 | 2014 | RS2082260A | P | 2014-11-05 | PENTAIR | 11018 | 100 | 1 | 1299 |  | 1 | 1299 |  | 1 | 1299
P107 | 2015 | RS2111027A | P | 2015-09-09 | PENTAIR | 11018 | 100 | 1 | 1299 |  | 1 | 1299 |  | 1 | 1299
P107 | 2014 | RS2058259A | P | 2014-05-19 | PENTAIR | 11018 | 100 | 1 | 1299 |  | 1 | 1299 |  | 1 | 1299
P107 | 2014 | RS2071964A | P | 2014-08-13 | PENTAIR | 11018 | 100 | 1 | 1299 |  | 1 | 1299 |  | 1 | 1299
P107 | 2014 | RS2066386A | P | 2014-07-24 | PENTAIR | 11018 | 100 | 1 | 1299 |  | 1 | 1299 |  | 1 | 1299
P107 | 2014 | RS2064245A | P | 2014-06-09 | PENTAIR | 11018 | 100 | 1 | 1299 |  | 1 | 1299 |  | 1 | 1299
P107 | 2015 | RS2104611A | P | 2015-07-01 | PENTAIR | 11018 | 100 | 1 | 1299 |  | 1 | 1299 |  | 1 | 1299
P107 | 2014 | RS2066789A | P | 2014-07-01 | PENTAIR | 11018 | 100 | 1 | 1299 |  | 1 | 1299 |  | 1 | 1299
P107 | 2015 | RS2100049A | P | 2015-05-18 | PENTAIR | 11018 | 100 | 1 | 1299 |  | 1 | 1299 |  | 1 | 1299
P107 | 2015 | RS2108869A | P | 2015-08-14 | PENTAIR | 11018 | 100 | 1 | 1299 |  | 1 | 1299 |  | 1 | 1299
P107 | 2014 | RS6042981A | P | 2014-11-13 | PENTAIR | 11018 | 100 | 1 | 1299 |  | 1 | 1299 |  | 1 | 1299
P107 | 2015 | RS2107760A | P | 2015-08-04 | PENTAIR | 11018 | 100 | 1 | 1299 |  | 1 | 1299 |  | 1 | 1299
P107 | 2014 | RS2073960A | P | 2014-08-27 | PENTAIR | 11018 | 100 | 1 | 1299 |  | 1 | 1299 |  | 1 | 1299
P107 | 2014 | RS2061748A | P | 2014-05-14 | PENTAIR | 11018 | 100 | 1 | 1299 |  | 1 | 1299 |  | 1 | 1299
P107 | 2015 | RS2114399A | P | 2015-10-20 | PENTAIR | 11018 | 100 | 1 | 1299 |  | 1 | 1299 |  | 1 | 1299
P107 | 2014 | RS2064546A | P | 2014-06-10 | PENTAIR | 11018 | 100 | 1 | 1299 |  | 1 | 1299 |  | 1 | 1299
P107 | 2014 | RS2065767A | P | 2014-06-20 | PENTAIR | 11018 | 100 | 1 | 1299 |  | 1 | 1299 |  | 1 | 1299
P107 | 2014 | RS2065047A | P | 2014-06-13 | PENTAIR | 11017 | 100 | 1 | 1299 |  | 1 | 1299 |  | 1 | 1299
P107 | 2015 | RS2096932A | P | 2015-03-24 | PENTAIR | 342000 | 100 | 1 | 1299 |  | 1 | 1299 |  | 1 | 1299
P107 | 2014 | RS2082860A | P | 2014-11-12 | PENTAIR | 11017 | 100 | 1 | 1299 |  | 1 | 1299 |  | 1 | 1299
P107 | 2014 | RS2057458A | P | 2014-03-31 | PENTAIR | 11018 | 100 | 1 | 1299 |  | 1 | 1299 |  | 1 | 1299
P107 | 2014 | RS2080668A | P | 2014-10-22 | PENTAIR | 11017 | 100 | 1 | 1299 |  | 1 | 1299 |  | 1 | 1299
P107 | 2014 | RS2062362A | P | 2014-05-22 | PENTAIR | 11018 | 100 | 1 | 1299 |  | 1 | 1299 |  | 1 | 1299
P107 | 2014 | RS2076247A | P | 2014-09-12 | PENTAIR | 11017 | 100 | 1 | 1299 |  | 1 | 1299 |  | 1 | 1299
P107 | 2014 | RS2087931A | P | 2014-12-26 | PENTAIR | 11017 | 100 | 1 | 1299 |  | 1 | 1299 |  | 1 | 1299
P107 | 2015 | RS2111739A | P | 2015-10-28 | PENTAIR | 11018 | 100 | 1 | 1299 |  | 1 | 1299 |  | 1 | 1299
P107 | 2014 | RS2068613A | P | 2014-07-16 | PENTAIR | 11018 | 100 | 1 | 1299 |  | 1 | 1299 |  | 1 | 1299
P107 | 2015 | RS2099337A | P | 2015-04-28 | STA-RITE | P6E6VS4H-209L | 100 | 1 | 1299 |  | 1 | 1299 |  | 1 | 1299
P107 | 2014 | RS6022148A | P | 2014-03-19 | STA-RITE | P6E6VS4H-209L | 100 | 1 | 1299 |  | 1 | 1299 |  | 1 | 1299
P107 | 2014 | RS2069320A | P | 2014-07-23 | STA-RITE | P6E6VS4H-209L | 100 | 1 | 1299 |  | 1 | 1299 |  | 1 | 1299
P107 | 2014 | RS6029592A | P | 2014-07-02 | STA-RITE | P6E6VS4H-209L | 100 | 1 | 1299 |  | 1 | 1299 |  | 1 | 1299
P107 | 2014 | RS6029932A | P | 2014-07-07 | STA-RITE | P6E6VS4H-209L | 100 | 1 | 1299 |  | 1 | 1299 |  | 1 | 1299
P107 | 2014 | RS2066703A | P | 2014-08-11 | STA-RITE | P6E6VS4H-209L | 100 | 1 | 1299 |  | 1 | 1299 |  | 1 | 1299
P107 | 2014 | RS2073001A | P | 2014-08-20 | STA-RITE | P6E6VS4H-209L | 100 | 1 | 1299 |  | 1 | 1299 |  | 1 | 1299
P107 | 2014 | RS2073002A | P | 2014-08-20 | STA-RITE | P6E6VS4H-209L | 100 | 1 | 1299 |  | 1 | 1299 |  | 1 | 1299
P107 | 2015 | RS2104882A | P | 2015-07-01 | STA-RITE | P6E6VS4H-209L | 100 | 1 | 1299 |  | 1 | 1299 |  | 1 | 1299
P107 | 2014 | RS6025093A | P | 2014-06-11 | STA-RITE | P6E6VS4H-209L | 100 | 1 | 1299 |  | 1 | 1299 |  | 1 | 1299
P107 | 2014 | RS2073000A | P | 2014-08-20 | STA-RITE | P6E6VS4H-209L | 100 | 1 | 1299 |  | 1 | 1299 |  | 1 | 1299
P107 | 2014 | RS2063676A | P | 2014-06-04 | STA-RITE | P6E6VS4H-209L | 100 | 1 | 1299 |  | 1 | 1299 |  | 1 | 1299
P107 | 2015 | RS6059941A | P | 2015-05-19 | STA-RITE | P6E6VS4H-209L | 100 | 1 | 1299 |  | 1 | 1299 |  | 1 | 1299
P107 | 2015 | RS2105930A | P | 2015-07-28 | STA-RITE | P6E6VS4H-209L | 100 | 1 | 1299 |  | 1 | 1299 |  | 1 | 1299
P107 | 2015 | RS2115087A | P | 2015-10-27 | STA-RITE | P6E6VS4H-209L | 100 | 1 | 1299 |  | 1 | 1299 |  | 1 | 1299
P107 | 2014 | RS2080212A | P | 2014-10-21 | STA-RITE | P6E6VS4H-209L | 100 | 1 | 1299 |  | 1 | 1299 |  | 1 | 1299
P107 | 2015 | RS2103725A | P | 2015-07-07 | STA-RITE | P6E6VS4H-209L | 100 | 1 | 1299 |  | 1 | 1299 |  | 1 | 1299
P107 | 2015 | RS6055414A | P | 2015-03-13 | STA-RITE | P6E6VS4H-209L | 100 | 1 | 1299 |  | 1 | 1299 |  | 1 | 1299
P107 | 2014 | RS6034458A | P | 2014-08-25 | STA-RITE | P6E6VS4H-209L | 100 | 1 | 1299 |  | 1 | 1299 |  | 1 | 1299
P107 | 2014 | RS2060310A | P | 2014-04-30 | STA-RITE | P6E6VS4H-209L | 100 | 1 | 1299 |  | 1 | 1299 |  | 1 | 1299
P107 | 2014 | RS2066702A | P | 2014-06-30 | STA-RITE | P6E6VS4H-209L | 100 | 1 | 1299 |  | 1 | 1299 |  | 1 | 1299
P107 | 2014 | RS6035278A | P | 2014-09-17 | STA-RITE | P6E6VS4H-209L | 100 | 1 | 1299 |  | 1 | 1299 |  | 1 | 1299
P107 | 2014 | RS6042052A | P | 2014-11-05 | STA-RITE | P6E6VS4H-209L | 100 | 1 | 1299 |  | 1 | 1299 |  | 1 | 1299
P107 | 2014 | RS2088313A | P | 2014-12-30 | STA-RITE | P6E6VS4H-209L | 100 | 1 | 1299 |  | 1 | 1299 |  | 1 | 1299
P107 | 2015 | RS2116220A | P | 2015-11-05 | STA-RITE | P6E6VS4H-209L | 100 | 1 | 1299 |  | 1 | 1299 |  | 1 | 1299
P107 | 2015 | RS2105969A | P | 2015-08-04 | STA-RITE | P6E6VS4H-209L | 100 | 1 | 1299 |  | 1 | 1299 |  | 1 | 1299
P107 | 2015 | RS6055092A | P | 2015-03-10 | STA-RITE | P6E6VS4H-209L | 100 | 1 | 1299 |  | 1 | 1299 |  | 1 | 1299
P107 | 2014 | RS2068051A | P | 2014-07-10 | STA-RITE | P6E6VS4H-209L | 100 | 1 | 1299 |  | 1 | 1299 |  | 1 | 1299
P107 | 2014 | RS6047280A | P | 2014-12-26 | STA-RITE | P6E6VS4H-209L | 100 | 1 | 1299 |  | 1 | 1299 |  | 1 | 1299
P107 | 2015 | RS6064412A | P | 2015-07-14 | STA-RITE | P6E6VS4H-209L | 100 | 1 | 1299 |  | 1 | 1299 |  | 1 | 1299
P107 | 2015 | RS2099332A | P | 2015-04-28 | STA-RITE | P6E6VS4H-209L | 100 | 1 | 1299 |  | 1 | 1299 |  | 1 | 1299
P107 | 2014 | RS2070932A | P | 2014-08-06 | STA-RITE | P6E6VS4H-209L | 100 | 1 | 1299 |  | 1 | 1299 |  | 1 | 1299
P107 | 2015 | RS2099979A | P | 2015-05-06 | STA-RITE | P6E6VS4H-209L | 100 | 1 | 1299 |  | 1 | 1299 |  | 1 | 1299
P107 | 2015 | RS2106054A | P | 2015-07-17 | STA-RITE | P6E6VS4H-209L | 100 | 1 | 1299 |  | 1 | 1299 |  | 1 | 1299
P107 | 2014 | RS2061751A | P | 2014-05-14 | STA-RITE | P6E6VS4H-209L | 100 | 1 | 1299 |  | 1 | 1299 |  | 1 | 1299
P107 | 2014 | RS2079835A | P | 2014-10-15 | STA-RITE | P6E6VS4H-209L | 100 | 1 | 1299 |  | 1 | 1299 |  | 1 | 1299
P107 | 2014 | RS2077844A | P | 2014-09-29 | STA-RITE | P6E6VS4H-209L | 100 | 1 | 1299 |  | 1 | 1299 |  | 1 | 1299
P107 | 2014 | RS2088312A | P | 2014-12-30 | STA-RITE | P6E6VS4H-209L | 100 | 1 | 1299 |  | 1 | 1299 |  | 1 | 1299
P107 | 2014 | RS2080214A | P | 2014-10-21 | STA-RITE | P6E6VS4H-209L | 100 | 1 | 1299 |  | 1 | 1299 |  | 1 | 1299
P107 | 2015 | RS2109629A | P | 2015-08-24 | STA-RITE | P6E6VS4H-209L | 100 | 1 | 1299 |  | 1 | 1299 |  | 1 | 1299
P107 | 2015 | RS2106575A | P | 2015-08-11 | ZODIAC | VSPHP270AUT | 100 | 1 | 1299 |  | 1 | 1299 |  | 1 | 1299
P107 | 2015 | RS6049811A | P | 2015-01-09 | HAYWARD | SP3400VSP | 100 | 1 | 1299.5 |  | 1 | 1299.5 |  | 1 | 1299.5
P107 | 2015 | RS6056253A | P | 2015-03-27 | PENTAIR | 11018 | 100 | 1 | 1299.79 |  | 1 | 1299.79 |  | 1 | 1299.79
P107 | 2015 | RS2104047A | P | 2015-08-03 | HAYWARD | SP3400VSP | 100 | 1 | 1299.95 |  | 1 | 1299.95 |  | 1 | 1299.95
P107 | 2015 | RS2095347A | P | 2015-03-05 | PENTAIR | 11018 | 100 | 1 | 1299.95 |  | 1 | 1299.95 |  | 1 | 1299.95
P107 | 2015 | RS2099262A | P | 2015-04-27 | PENTAIR | 11018 | 100 | 1 | 1299.95 |  | 1 | 1299.95 |  | 1 | 1299.95
P107 | 2015 | RS2096229A | P | 2015-03-18 | PENTAIR | 11018 | 100 | 1 | 1299.95 |  | 1 | 1299.95 |  | 1 | 1299.95
P107 | 2015 | RS6061694A | P | 2015-06-12 | PENTAIR | 11018 | 100 | 1 | 1299.97 |  | 1 | 1299.97 |  | 1 | 1299.97
P107 | 2015 | RS6064167A | P | 2015-08-28 | PENTAIR | 11018 | 100 | 1 | 1299.97 |  | 1 | 1299.97 |  | 1 | 1299.97
P107 | 2014 | RS2076583A | P | 2014-09-17 | HAYWARD | SP3400VSP | 100 | 1 | 1299.99 |  | 1 | 1299.99 |  | 1 | 1299.99
P107 | 2014 | RS2060297A | P | 2014-04-30 | HAYWARD | SP3400VSP | 100 | 1 | 1299.99 |  | 1 | 1299.99 |  | 1 | 1299.99
P107 | 2014 | RS2074464A | P | 2014-08-29 | HAYWARD | SP3400VSP | 100 | 1 | 1299.99 |  | 1 | 1299.99 |  | 1 | 1299.99
P107 | 2014 | RS2052379A | P | 2014-03-05 | HAYWARD | SP3400VSP | 100 | 1 | 1299.99 |  | 1 | 1299.99 |  | 1 | 1299.99
P107 | 2014 | RS2068234A | P | 2014-08-01 | HAYWARD | SP3400VSP | 100 | 1 | 1299.99 |  | 1 | 1299.99 |  | 1 | 1299.99
P107 | 2014 | RS2061718A | P | 2014-05-14 | HAYWARD | SP3400VSP | 100 | 1 | 1299.99 |  | 1 | 1299.99 |  | 1 | 1299.99
P107 | 2014 | RS6023352A | P | 2014-04-08 | HAYWARD | SP3400VSP | 100 | 1 | 1299.99 |  | 1 | 1299.99 |  | 1 | 1299.99
P107 | 2014 | RS6032663A | P | 2014-08-05 | HAYWARD | SP3400VSP | 100 | 1 | 1299.99 |  | 1 | 1299.99 |  | 1 | 1299.99
P107 | 2014 | RS2070776A | P | 2014-08-05 | HAYWARD | SP3400VSP | 100 | 1 | 1299.99 |  | 1 | 1299.99 |  | 1 | 1299.99
P107 | 2014 | RS2052472A | P | 2014-02-12 | HAYWARD | SP3400VSP | 100 | 1 | 1299.99 |  | 1 | 1299.99 |  | 1 | 1299.99
P107 | 2014 | RS2071232A | P | 2014-08-29 | HAYWARD | SP3400VSP | 100 | 1 | 1299.99 |  | 1 | 1299.99 |  | 1 | 1299.99
P107 | 2014 | RS6023546A | P | 2014-04-10 | HAYWARD | SP3400VSP | 100 | 1 | 1299.99 |  | 1 | 1299.99 |  | 1 | 1299.99
P107 | 2014 | RS6025326A | P | 2014-05-02 | HAYWARD | SP3400VSP | 100 | 1 | 1299.99 |  | 1 | 1299.99 |  | 1 | 1299.99
P107 | 2014 | RS6023333A | P | 2014-04-25 | HAYWARD | SP3400VSP | 100 | 1 | 1299.99 |  | 1 | 1299.99 |  | 1 | 1299.99
P107 | 2014 | RS2062702A | P | 2014-05-30 | HAYWARD | SP3400VSP | 100 | 1 | 1299.99 |  | 1 | 1299.99 |  | 1 | 1299.99
P107 | 2014 | RS6018637A | P | 2014-02-14 | HAYWARD | SP3400VSP | 100 | 1 | 1299.99 |  | 1 | 1299.99 |  | 1 | 1299.99
P107 | 2014 | RS2062813A | P | 2014-05-30 | HAYWARD | SP3400VSP | 100 | 1 | 1299.99 |  | 1 | 1299.99 |  | 1 | 1299.99
P107 | 2014 | RS6022531A | P | 2014-03-25 | HAYWARD | SP3400VSP | 100 | 1 | 1299.99 |  | 1 | 1299.99 |  | 1 | 1299.99
P107 | 2014 | RS6047585A | P | 2014-12-26 | HAYWARD | SP3400VSP | 100 | 1 | 1299.99 |  | 1 | 1299.99 |  | 1 | 1299.99
P107 | 2014 | RS6033967A | P | 2014-08-15 | HAYWARD | SP3400VSP | 100 | 1 | 1299.99 |  | 1 | 1299.99 |  | 1 | 1299.99
P107 | 2014 | RS2084422A | P | 2014-11-25 | HAYWARD | SP3400VSP | 100 | 1 | 1299.99 |  | 1 | 1299.99 |  | 1 | 1299.99
P107 | 2014 | RS6057758A | P | 2014-04-03 | HAYWARD | SP3400VSP | 100 | 1 | 1299.99 |  | 1 | 1299.99 |  | 1 | 1299.99
P107 | 2014 | RS2058670A | P | 2014-05-29 | HAYWARD | SP3400VSP | 100 | 1 | 1299.99 |  | 1 | 1299.99 |  | 1 | 1299.99
P107 | 2014 | RS2056911A | P | 2014-04-11 | HAYWARD | SP3400VSP | 100 | 1 | 1299.99 |  | 1 | 1299.99 |  | 1 | 1299.99
P107 | 2014 | RS2075614A | P | 2014-09-10 | HAYWARD | SP3400VSP | 100 | 1 | 1299.99 |  | 1 | 1299.99 |  | 1 | 1299.99
P107 | 2015 | RS2099486A | P | 2015-05-14 | HAYWARD | SP3400VSP | 100 | 1 | 1299.99 |  | 1 | 1299.99 |  | 1 | 1299.99
P107 | 2014 | RS6030007A | P | 2014-07-10 | HAYWARD | SP3400VSP | 100 | 1 | 1299.99 |  | 1 | 1299.99 |  | 1 | 1299.99
P107 | 2014 | RS2068902A | P | 2014-08-27 | HAYWARD | SP3400VSP | 100 | 1 | 1299.99 |  | 1 | 1299.99 |  | 1 | 1299.99
P107 | 2015 | RS6060667A | P | 2015-06-01 | HAYWARD | SP3400VSP | 100 | 1 | 1299.99 |  | 1 | 1299.99 |  | 1 | 1299.99
P107 | 2015 | RS2104755A | P | 2015-07-01 | HAYWARD | SP3400VSP | 100 | 1 | 1299.99 |  | 1 | 1299.99 |  | 1 | 1299.99
P107 | 2015 | RS2105105A | P | 2015-07-08 | HAYWARD | SP3400VSP | 100 | 1 | 1299.99 |  | 1 | 1299.99 |  | 1 | 1299.99
P107 | 2014 | RS6028732A | P | 2014-06-20 | HAYWARD | SP3400VSP | 100 | 1 | 1299.99 |  | 1 | 1299.99 |  | 1 | 1299.99
P107 | 2015 | RS6058287A | P | 2015-04-27 | HAYWARD | SP3400VSP | 100 | 1 | 1299.99 |  | 1 | 1299.99 |  | 1 | 1299.99
P107 | 2015 | RS6058445A | P | 2015-04-30 | HAYWARD | SP3400VSP | 100 | 1 | 1299.99 |  | 1 | 1299.99 |  | 1 | 1299.99
P107 | 2015 | RS6056095A | P | 2015-03-25 | HAYWARD | SP3400VSP | 100 | 1 | 1299.99 |  | 1 | 1299.99 |  | 1 | 1299.99
P107 | 2015 | RS2109516A | P | 2015-08-21 | HAYWARD | SP3400VSP | 100 | 1 | 1299.99 |  | 1 | 1299.99 |  | 1 | 1299.99
P107 | 2015 | RS6068345A | P | 2015-09-08 | HAYWARD | SP2300VSP | 100 | 1 | 1299.99 |  | 1 | 1299.99 |  | 1 | 1299.99
P107 | 2014 | RS2065037A | P | 2014-06-13 | HAYWARD | SP3400VSP | 100 | 1 | 1299.99 |  | 1 | 1299.99 |  | 1 | 1299.99
P107 | 2015 | RS6052449A | P | 2015-02-03 | HAYWARD | SP3400VSP | 100 | 1 | 1299.99 |  | 1 | 1299.99 |  | 1 | 1299.99
P107 | 2015 | RS2106570A | P | 2015-07-22 | HAYWARD | SP3400VSP | 100 | 1 | 1299.99 |  | 1 | 1299.99 |  | 1 | 1299.99
P107 | 2015 | RS2106275A | P | 2015-07-17 | HAYWARD | SP3400VSP | 100 | 1 | 1299.99 |  | 1 | 1299.99 |  | 1 | 1299.99
P107 | 2015 | RS2117502A | P | 2015-11-20 | HAYWARD | SP3400VSP | 100 | 1 | 1299.99 |  | 1 | 1299.99 |  | 1 | 1299.99
P107 | 2014 | RS2066752A | P | 2014-07-01 | HAYWARD | SP3400VSP | 100 | 1 | 1299.99 |  | 1 | 1299.99 |  | 1 | 1299.99
P107 | 2014 | RS2067123A | P | 2014-07-07 | HAYWARD | SP3400VSP | 100 | 1 | 1299.99 |  | 1 | 1299.99 |  | 1 | 1299.99
P107 | 2014 | RS6029245A | P | 2014-06-27 | HAYWARD | SP3400VSP | 100 | 1 | 1299.99 |  | 1 | 1299.99 |  | 1 | 1299.99
P107 | 2014 | RS6021258A | P | 2014-03-04 | HAYWARD | SP3400VSP | 100 | 1 | 1299.99 |  | 1 | 1299.99 |  | 1 | 1299.99
P107 | 2014 | RS6047127A | P | 2014-12-22 | HAYWARD | SP3400VSP | 100 | 1 | 1299.99 |  | 1 | 1299.99 |  | 1 | 1299.99
P107 | 2014 | RS6032310A | P | 2014-07-31 | HAYWARD | SP3400VSP | 100 | 1 | 1299.99 |  | 1 | 1299.99 |  | 1 | 1299.99
P107 | 2014 | RS2068311A | P | 2014-07-23 | HAYWARD | SP3400VSP | 100 | 1 | 1299.99 |  | 1 | 1299.99 |  | 1 | 1299.99
P107 | 2014 | RS6017740A | P | 2014-01-13 | HAYWARD | SP3400VSP | 100 | 1 | 1299.99 |  | 1 | 1299.99 |  | 1 | 1299.99
P107 | 2015 | RS6060854A | P | 2015-06-02 | HAYWARD | SP3400VSP | 100 | 1 | 1299.99 |  | 1 | 1299.99 |  | 1 | 1299.99
P107 | 2014 | RS2061828A | P | 2014-05-16 | HAYWARD | SP3400VSP | 100 | 1 | 1299.99 |  | 1 | 1299.99 |  | 1 | 1299.99
P107 | 2014 | RS6033699A | P | 2014-08-14 | HAYWARD | SP3400VSP | 100 | 1 | 1299.99 |  | 1 | 1299.99 |  | 1 | 1299.99
P107 | 2014 | RS6026068A | P | 2014-05-16 | HAYWARD | SP3400VSP | 100 | 1 | 1299.99 |  | 1 | 1299.99 |  | 1 | 1299.99
P107 | 2014 | RS6041236A | P | 2014-10-27 | HAYWARD | SP3400VSP | 100 | 1 | 1299.99 |  | 1 | 1299.99 |  | 1 | 1299.99
P107 | 2015 | RS6065436A | P | 2015-08-13 | HAYWARD | SP3400VSP | 100 | 1 | 1299.99 |  | 1 | 1299.99 |  | 1 | 1299.99
P107 | 2015 | RS6065736A | P | 2015-07-30 | HAYWARD | SP3400VSP | 100 | 1 | 1299.99 |  | 1 | 1299.99 |  | 1 | 1299.99
P107 | 2014 | RS6026157A | P | 2014-05-16 | HAYWARD | SP3400VSP | 100 | 1 | 1299.99 |  | 1 | 1299.99 |  | 1 | 1299.99
P107 | 2014 | RS2066892A | P | 2014-07-02 | HAYWARD | SP3400VSP | 100 | 1 | 1299.99 |  | 1 | 1299.99 |  | 1 | 1299.99
P107 | 2014 | RS2071403A | P | 2014-08-11 | HAYWARD | SP3400VSP | 100 | 1 | 1299.99 |  | 1 | 1299.99 |  | 1 | 1299.99
P107 | 2015 | RS6070241A | P | 2015-10-20 | HAYWARD | SP3400VSP | 100 | 1 | 1299.99 |  | 1 | 1299.99 |  | 1 | 1299.99
P107 | 2014 | RS6026301A | P | 2014-05-19 | HAYWARD | SP3400VSP | 100 | 1 | 1299.99 |  | 1 | 1299.99 |  | 1 | 1299.99
P107 | 2015 | RS6052547A | P | 2015-02-04 | HAYWARD | SP3400VSP | 100 | 1 | 1299.99 |  | 1 | 1299.99 |  | 1 | 1299.99
P107 | 2014 | RS2058645A | P | 2014-04-15 | HAYWARD | SP3400VSP | 100 | 1 | 1299.99 |  | 1 | 1299.99 |  | 1 | 1299.99
P107 | 2014 | RS6025614A | P | 2014-05-08 | HAYWARD | SP3400VSP | 100 | 1 | 1299.99 |  | 1 | 1299.99 |  | 1 | 1299.99
P107 | 2014 | RS2062689A | P | 2014-05-30 | HAYWARD | SP3400VSP | 100 | 1 | 1299.99 |  | 1 | 1299.99 |  | 1 | 1299.99
P107 | 2015 | RS2103671A | P | 2015-06-18 | HAYWARD | SP3400VSP | 100 | 1 | 1299.99 |  | 1 | 1299.99 |  | 1 | 1299.99
P107 | 2015 | RS2092169A | P | 2015-02-13 | HAYWARD | SP3400VSP | 100 | 1 | 1299.99 |  | 1 | 1299.99 |  | 1 | 1299.99
P107 | 2015 | RS2108377A | P | 2015-08-12 | HAYWARD | SP3400VSP | 100 | 1 | 1299.99 |  | 1 | 1299.99 |  | 1 | 1299.99
P107 | 2014 | RS6031049A | P | 2014-07-28 | HAYWARD | SP3400VSP | 100 | 1 | 1299.99 |  | 1 | 1299.99 |  | 1 | 1299.99
P107 | 2014 | RS2056162A | P | 2014-04-02 | HAYWARD | SP3400VSP | 100 | 1 | 1299.99 |  | 1 | 1299.99 |  | 1 | 1299.99
P107 | 2015 | RS6063117A | P | 2015-06-30 | HAYWARD | SP3400VSP | 100 | 1 | 1299.99 |  | 1 | 1299.99 |  | 1 | 1299.99
P107 | 2015 | RS2114492A | P | 2015-10-20 | HAYWARD | SP3400VSP | 100 | 1 | 1299.99 |  | 1 | 1299.99 |  | 1 | 1299.99
P107 | 2014 | RS2088745A | P | 2015-01-02 | HAYWARD | SP3400VSP | 100 | 1 | 1299.99 |  | 1 | 1299.99 |  | 1 | 1299.99
P107 | 2015 | RS2095731A | P | 2015-03-10 | HAYWARD | SP3400VSP | 100 | 1 | 1299.99 |  | 1 | 1299.99 |  | 1 | 1299.99
P107 | 2014 | RS2075409A | P | 2014-09-10 | HAYWARD | SP3400VSP | 100 | 1 | 1299.99 |  | 1 | 1299.99 |  | 1 | 1299.99
P107 | 2015 | RS2102788A | P | 2015-06-11 | HAYWARD | SP3400VSP | 100 | 1 | 1299.99 |  | 1 | 1299.99 |  | 1 | 1299.99
P107 | 2015 | RS6059055A | P | 2015-05-07 | HAYWARD | SP3400VSP | 100 | 1 | 1299.99 |  | 1 | 1299.99 |  | 1 | 1299.99
P107 | 2014 | RS2062259A | P | 2014-05-29 | HAYWARD | SP3400VSP | 100 | 1 | 1299.99 |  | 1 | 1299.99 |  | 1 | 1299.99
P107 | 2014 | RS2058564A | P | 2014-04-14 | HAYWARD | SP3400VSP | 100 | 1 | 1299.99 |  | 1 | 1299.99 |  | 1 | 1299.99
P107 | 2014 | RS2057972A | P | 2014-05-07 | HAYWARD | SP3400VSP | 100 | 1 | 1299.99 |  | 1 | 1299.99 |  | 1 | 1299.99
P107 | 2014 | RS2055303A | P | 2014-03-11 | HAYWARD | SP3400VSP | 100 | 1 | 1299.99 |  | 1 | 1299.99 |  | 1 | 1299.99
P107 | 2014 | RS6018671A | P | 2014-01-23 | HAYWARD | SP3400VSP | 100 | 1 | 1299.99 |  | 1 | 1299.99 |  | 1 | 1299.99
P107 | 2014 | RS6025178A | P | 2014-05-02 | HAYWARD | SP3400VSP | 100 | 1 | 1299.99 |  | 1 | 1299.99 |  | 1 | 1299.99
P107 | 2014 | RS6025477A | P | 2014-05-06 | HAYWARD | SP3400VSP | 100 | 1 | 1299.99 |  | 1 | 1299.99 |  | 1 | 1299.99
P107 | 2014 | RS2082233A | P | 2014-11-06 | HAYWARD | SP3400VSP | 100 | 1 | 1299.99 |  | 1 | 1299.99 |  | 1 | 1299.99
P107 | 2014 | RS6043798A | P | 2014-11-24 | HAYWARD | SP3400VSP | 100 | 1 | 1299.99 |  | 1 | 1299.99 |  | 1 | 1299.99
P107 | 2015 | RS6073262A | P | 2015-12-02 | HAYWARD | SP3400VSP | 100 | 1 | 1299.99 |  | 1 | 1299.99 |  | 1 | 1299.99
P107 | 2014 | RS6019831A | P | 2014-02-10 | HAYWARD | SP3400VSP | 100 | 1 | 1299.99 |  | 1 | 1299.99 |  | 1 | 1299.99
P107 | 2014 | RS6021941A | P | 2014-03-14 | HAYWARD | SP3400VSP | 100 | 1 | 1299.99 |  | 1 | 1299.99 |  | 1 | 1299.99
P107 | 2014 | RS6028342A | P | 2014-06-16 | HAYWARD | SP3400VSP | 100 | 1 | 1299.99 |  | 1 | 1299.99 |  | 1 | 1299.99
P107 | 2014 | RS2067119A | P | 2014-09-19 | HAYWARD | SP3400VSP | 100 | 1 | 1299.99 |  | 1 | 1299.99 |  | 1 | 1299.99
P107 | 2015 | RS2104873A | P | 2015-07-01 | HAYWARD | SP3400VSP | 100 | 1 | 1299.99 |  | 1 | 1299.99 |  | 1 | 1299.99
P107 | 2015 | RS2108444A | P | 2015-08-11 | HAYWARD | SP3400VSP | 100 | 1 | 1299.99 |  | 1 | 1299.99 |  | 1 | 1299.99
P107 | 2014 | RS2053330A | P | 2014-02-20 | HAYWARD | SP3400VSP | 100 | 1 | 1299.99 |  | 1 | 1299.99 |  | 1 | 1299.99
P107 | 2015 | RS2090687A | P | 2015-01-13 | HAYWARD | SP3400VSP | 100 | 1 | 1299.99 |  | 1 | 1299.99 |  | 1 | 1299.99
P107 | 2015 | RS2106145A | P | 2015-07-16 | HAYWARD | SP3400VSP | 100 | 1 | 1299.99 |  | 1 | 1299.99 |  | 1 | 1299.99
P107 | 2015 | RS2106365A | P | 2015-08-14 | HAYWARD | SP3400VSP | 100 | 1 | 1299.99 |  | 1 | 1299.99 |  | 1 | 1299.99
P107 | 2014 | RS2084446A | P | 2014-11-25 | HAYWARD | SP3400VSP | 100 | 1 | 1299.99 |  | 1 | 1299.99 |  | 1 | 1299.99
P107 | 2014 | RS6046075A | P | 2014-12-26 | HAYWARD | SP3400VSP | 100 | 1 | 1299.99 |  | 1 | 1299.99 |  | 1 | 1299.99
P107 | 2015 | RS6063857A | P | 2015-07-08 | HAYWARD | SP3400VSP | 100 | 1 | 1299.99 |  | 1 | 1299.99 |  | 1 | 1299.99
P107 | 2015 | RS2107997A | P | 2015-08-05 | HAYWARD | SP3400VSP | 100 | 1 | 1299.99 |  | 1 | 1299.99 |  | 1 | 1299.99
P107 | 2014 | RS6047470A | P | 2014-12-26 | HAYWARD | SP3400VSP | 100 | 1 | 1299.99 |  | 1 | 1299.99 |  | 1 | 1299.99
P107 | 2014 | RS6036284A | P | 2014-09-10 | HAYWARD | SP3400VSP | 100 | 1 | 1299.99 |  | 1 | 1299.99 |  | 1 | 1299.99
P107 | 2014 | RS6033167A | P | 2014-08-15 | HAYWARD | SP3400VSP | 100 | 1 | 1299.99 |  | 1 | 1299.99 |  | 1 | 1299.99
P107 | 2015 | RS2100340A | P | 2015-05-11 | HAYWARD | SP3400VSP | 100 | 1 | 1299.99 |  | 1 | 1299.99 |  | 1 | 1299.99
P107 | 2014 | RS6044622A | P | 2014-12-04 | HAYWARD | SP3400VSP | 100 | 1 | 1299.99 |  | 1 | 1299.99 |  | 1 | 1299.99
P107 | 2015 | RS6060462A | P | 2015-06-22 | HAYWARD | SP3400VSP | 100 | 1 | 1299.99 |  | 1 | 1299.99 |  | 1 | 1299.99
P107 | 2014 | RS2088400A | P | 2014-12-30 | HAYWARD | SP3400VSP | 100 | 1 | 1299.99 |  | 1 | 1299.99 |  | 1 | 1299.99
P107 | 2015 | RS2115206A | P | 2015-10-27 | HAYWARD | SP3400VSP | 100 | 1 | 1299.99 |  | 1 | 1299.99 |  | 1 | 1299.99
P107 | 2014 | RS2062687A | P | 2014-05-30 | HAYWARD | SP3400VSP | 100 | 1 | 1299.99 |  | 1 | 1299.99 |  | 1 | 1299.99
P107 | 2015 | RS2095140A | P | 2015-03-04 | HAYWARD | SP3400VSP | 100 | 1 | 1299.99 |  | 1 | 1299.99 |  | 1 | 1299.99
P107 | 2015 | RS6061934A | P | 2015-06-12 | HAYWARD | SP3400VSP | 100 | 1 | 1299.99 |  | 1 | 1299.99 |  | 1 | 1299.99
P107 | 2014 | RS2063127A | P | 2014-05-30 | HAYWARD | SP3400VSP | 100 | 1 | 1299.99 |  | 1 | 1299.99 |  | 1 | 1299.99
P107 | 2014 | RS6022222A | P | 2014-03-21 | HAYWARD | SP3400VSP | 100 | 1 | 1299.99 |  | 1 | 1299.99 |  | 1 | 1299.99
P107 | 2014 | RS2058224A | P | 2014-04-17 | HAYWARD | SP3400VSP | 100 | 1 | 1299.99 |  | 1 | 1299.99 |  | 1 | 1299.99
P107 | 2014 | RS6042946A | P | 2014-12-03 | HAYWARD | SP3400VSP | 100 | 1 | 1299.99 |  | 1 | 1299.99 |  | 1 | 1299.99
P107 | 2014 | RS2055631A | P | 2014-03-26 | HAYWARD | SP3400VSP | 100 | 1 | 1299.99 |  | 1 | 1299.99 |  | 1 | 1299.99
P107 | 2014 | RS6024142A | P | 2014-04-17 | HAYWARD | SP3400VSP | 100 | 1 | 1299.99 |  | 1 | 1299.99 |  | 1 | 1299.99
P107 | 2014 | RS6018617A | P | 2014-02-14 | HAYWARD | SP3400VSP | 100 | 1 | 1299.99 |  | 1 | 1299.99 |  | 1 | 1299.99
P107 | 2014 | RS2067155A | P | 2014-07-03 | HAYWARD | SP3400VSP | 100 | 1 | 1299.99 |  | 1 | 1299.99 |  | 1 | 1299.99
P107 | 2015 | RS6056092A | P | 2015-03-25 | HAYWARD | SP3400VSP | 100 | 1 | 1299.99 |  | 1 | 1299.99 |  | 1 | 1299.99
P107 | 2015 | RS6058556A | P | 2015-04-29 | HAYWARD | SP3400VSP | 100 | 1 | 1299.99 |  | 1 | 1299.99 |  | 1 | 1299.99
P107 | 2014 | RS6040195A | P | 2014-10-14 | HAYWARD | SP3400VSP | 100 | 1 | 1299.99 |  | 1 | 1299.99 |  | 1 | 1299.99
P107 | 2014 | RS6035262A | P | 2014-09-02 | HAYWARD | SP3400VSP | 100 | 1 | 1299.99 |  | 1 | 1299.99 |  | 1 | 1299.99
P107 | 2014 | RS2058971A | P | 2014-05-06 | HAYWARD | SP3400VSP | 100 | 1 | 1299.99 |  | 1 | 1299.99 |  | 1 | 1299.99
P107 | 2014 | RS6042759B | P | 2014-11-12 | HAYWARD | SP3400VSP | 100 | 1 | 1299.99 |  | 1 | 1299.99 |  | 1 | 1299.99
P107 | 2014 | RS2066551A | P | 2014-06-27 | HAYWARD | SP3400VSP | 100 | 1 | 1299.99 |  | 1 | 1299.99 |  | 1 | 1299.99
P107 | 2015 | RS2115503A | P | 2015-10-29 | HAYWARD | SP3400VSP | 100 | 1 | 1299.99 |  | 1 | 1299.99 |  | 1 | 1299.99
P107 | 2014 | RS6023084A | P | 2014-04-01 | HAYWARD | SP3400VSP | 100 | 1 | 1299.99 |  | 1 | 1299.99 |  | 1 | 1299.99
P107 | 2014 | RS2058968A | P | 2014-04-17 | HAYWARD | SP3400VSP | 100 | 1 | 1299.99 |  | 1 | 1299.99 |  | 1 | 1299.99
P107 | 2014 | RS6031631A | P | 2014-07-24 | HAYWARD | SP3400VSP | 100 | 1 | 1299.99 |  | 1 | 1299.99 |  | 1 | 1299.99
P107 | 2015 | RS2100773A | P | 2015-05-14 | HAYWARD | SP3400VSP | 100 | 1 | 1299.99 |  | 1 | 1299.99 |  | 1 | 1299.99
P107 | 2014 | RS2050893A | P | 2014-01-30 | HAYWARD | SP3400VSP | 100 | 1 | 1299.99 |  | 1 | 1299.99 |  | 1 | 1299.99
P107 | 2014 | RS6032292A | P | 2014-07-31 | HAYWARD | SP3400VSP | 100 | 1 | 1299.99 |  | 1 | 1299.99 |  | 1 | 1299.99
P107 | 2015 | RS6067683A | P | 2015-08-25 | HAYWARD | SP2300VSP | 100 | 1 | 1299.99 |  | 1 | 1299.99 |  | 1 | 1299.99
P107 | 2014 | RS2072677A | P | 2014-08-19 | HAYWARD | SP3400VSP | 100 | 1 | 1299.99 |  | 1 | 1299.99 |  | 1 | 1299.99
P107 | 2015 | RS2100683A | P | 2015-05-13 | HAYWARD | SP3400VSP | 100 | 1 | 1299.99 |  | 1 | 1299.99 |  | 1 | 1299.99
P107 | 2015 | RS2103576A | P | 2015-06-17 | HAYWARD | SP3400VSP | 100 | 1 | 1299.99 |  | 1 | 1299.99 |  | 1 | 1299.99
P107 | 2015 | RS2104622A | P | 2015-07-01 | HAYWARD | SP3400VSP | 100 | 1 | 1299.99 |  | 1 | 1299.99 |  | 1 | 1299.99
P107 | 2014 | RS6030269A | P | 2014-08-01 | HAYWARD | SP3400VSP | 100 | 1 | 1299.99 |  | 1 | 1299.99 |  | 1 | 1299.99
P107 | 2015 | RS2091987A | P | 2015-01-27 | HAYWARD | SP3400VSP | 100 | 1 | 1299.99 |  | 1 | 1299.99 |  | 1 | 1299.99
P107 | 2015 | RS2095198A | P | 2015-03-04 | HAYWARD | SP3400VSP | 100 | 1 | 1299.99 |  | 1 | 1299.99 |  | 1 | 1299.99
P107 | 2014 | RS6025674A | P | 2014-05-09 | HAYWARD | SP3400VSP | 100 | 1 | 1299.99 |  | 1 | 1299.99 |  | 1 | 1299.99
P107 | 2015 | RS6053979A | P | 2015-02-20 | HAYWARD | SP3400VSP | 100 | 1 | 1299.99 |  | 1 | 1299.99 |  | 1 | 1299.99
P107 | 2014 | RS6029598A | P | 2014-07-02 | HAYWARD | SP3400VSP | 100 | 1 | 1299.99 |  | 1 | 1299.99 |  | 1 | 1299.99
P107 | 2014 | RS6025762A | P | 2014-05-30 | HAYWARD | SP3400VSP | 100 | 1 | 1299.99 |  | 1 | 1299.99 |  | 1 | 1299.99
P107 | 2015 | RS6061514A | P | 2015-06-09 | HAYWARD | SP3400VSP | 100 | 1 | 1299.99 |  | 1 | 1299.99 |  | 1 | 1299.99
P107 | 2014 | RS2059581A | P | 2014-05-09 | HAYWARD | SP3400VSP | 100 | 1 | 1299.99 |  | 1 | 1299.99 |  | 1 | 1299.99
P107 | 2014 | RS2087237A | P | 2014-12-22 | HAYWARD | SP3400VSP | 100 | 1 | 1299.99 |  | 1 | 1299.99 |  | 1 | 1299.99
P107 | 2014 | RS2076361A | P | 2014-09-16 | HAYWARD | SP3400VSP | 100 | 1 | 1299.99 |  | 1 | 1299.99 |  | 1 | 1299.99
P107 | 2014 | RS2075600A | P | 2014-09-10 | HAYWARD | SP3400VSP | 100 | 1 | 1299.99 |  | 1 | 1299.99 |  | 1 | 1299.99
P107 | 2014 | RS6042152A | P | 2014-11-06 | HAYWARD | SP3400VSP | 100 | 1 | 1299.99 |  | 1 | 1299.99 |  | 1 | 1299.99
P107 | 2014 | RS6024253A | P | 2014-04-23 | HAYWARD | SP3400VSP | 100 | 1 | 1299.99 |  | 1 | 1299.99 |  | 1 | 1299.99
P107 | 2014 | RS2048612A | P | 2014-01-15 | HAYWARD | SP3400VSP | 100 | 1 | 1299.99 |  | 1 | 1299.99 |  | 1 | 1299.99
P107 | 2014 | RS2062853A | P | 2014-05-30 | HAYWARD | SP3400VSP | 100 | 1 | 1299.99 |  | 1 | 1299.99 |  | 1 | 1299.99
P107 | 2014 | RS2085477A | P | 2014-12-05 | HAYWARD | SP3400VSP | 100 | 1 | 1299.99 |  | 1 | 1299.99 |  | 1 | 1299.99
P107 | 2015 | RS6062797A | P | 2015-06-25 | HAYWARD | SP3400VSP | 100 | 1 | 1299.99 |  | 1 | 1299.99 |  | 1 | 1299.99
P107 | 2014 | RS2056941A | P | 2014-04-16 | HAYWARD | SP3400VSP | 100 | 1 | 1299.99 |  | 1 | 1299.99 |  | 1 | 1299.99
P107 | 2014 | RS2058258A | P | 2014-04-09 | HAYWARD | SP3400VSP | 100 | 1 | 1299.99 |  | 1 | 1299.99 |  | 1 | 1299.99
P107 | 2015 | RS6058493A | P | 2015-04-30 | HAYWARD | SP3400VSP | 100 | 1 | 1299.99 |  | 1 | 1299.99 |  | 1 | 1299.99
P107 | 2014 | RS6029879A | P | 2014-07-08 | HAYWARD | SP3400VSP | 100 | 1 | 1299.99 |  | 1 | 1299.99 |  | 1 | 1299.99
P107 | 2014 | RS6020032A | P | 2014-02-13 | HAYWARD | SP3400VSP | 100 | 1 | 1299.99 |  | 1 | 1299.99 |  | 1 | 1299.99
P107 | 2014 | RS2057480A | P | 2014-03-31 | HAYWARD | SP3400VSP | 100 | 1 | 1299.99 |  | 1 | 1299.99 |  | 1 | 1299.99
P107 | 2014 | RS2067080A | P | 2014-07-03 | HAYWARD | SP3400VSP | 100 | 1 | 1299.99 |  | 1 | 1299.99 |  | 1 | 1299.99
P107 | 2015 | RS6062983A | P | 2015-06-26 | HAYWARD | SP3400VSP | 100 | 1 | 1299.99 |  | 1 | 1299.99 |  | 1 | 1299.99
P107 | 2014 | RS2057053A | P | 2014-03-27 | HAYWARD | SP3400VSP | 100 | 1 | 1299.99 |  | 1 | 1299.99 |  | 1 | 1299.99
P107 | 2014 | RS2068504A | P | 2014-08-14 | HAYWARD | SP3400VSP | 100 | 1 | 1299.99 |  | 1 | 1299.99 |  | 1 | 1299.99
P107 | 2014 | RS2079775A | P | 2014-10-15 | HAYWARD | SP3400VSP | 100 | 1 | 1299.99 |  | 1 | 1299.99 |  | 1 | 1299.99
P107 | 2015 | RS2097694A | P | 2015-04-24 | HAYWARD | SP3400VSP | 100 | 1 | 1299.99 |  | 1 | 1299.99 |  | 1 | 1299.99
P107 | 2015 | RS6060687A | P | 2015-06-02 | HAYWARD | SP3400VSP | 100 | 1 | 1299.99 |  | 1 | 1299.99 |  | 1 | 1299.99
P107 | 2014 | RS6032323A | P | 2014-07-31 | HAYWARD | SP3400VSP | 100 | 1 | 1299.99 |  | 1 | 1299.99 |  | 1 | 1299.99
P107 | 2015 | RS2093983A | P | 2015-02-19 | HAYWARD | SP3400VSP | 100 | 1 | 1299.99 |  | 1 | 1299.99 |  | 1 | 1299.99
P107 | 2014 | RS2054301A | P | 2014-03-03 | PENTAIR | 11018 | 100 | 1 | 1299.99 |  | 1 | 1299.99 |  | 1 | 1299.99
P107 | 2014 | RS6025666A | P | 2014-05-08 | PENTAIR | 11018 | 100 | 1 | 1299.99 |  | 1 | 1299.99 |  | 1 | 1299.99
P107 | 2014 | RS2066374A | P | 2014-07-10 | PENTAIR | 11018 | 100 | 1 | 1299.99 |  | 1 | 1299.99 |  | 1 | 1299.99
P107 | 2014 | RS2070701A | P | 2014-08-04 | PENTAIR | 11018 | 100 | 1 | 1299.99 |  | 1 | 1299.99 |  | 1 | 1299.99
P107 | 2015 | RS2100499A | P | 2015-05-13 | PENTAIR | 11018 | 100 | 1 | 1299.99 |  | 1 | 1299.99 |  | 1 | 1299.99
P107 | 2014 | RS2060725A | P | 2014-05-07 | PENTAIR | 11018 | 100 | 1 | 1299.99 |  | 1 | 1299.99 |  | 1 | 1299.99
P107 | 2014 | RS2064191A | P | 2014-06-10 | PENTAIR | 11018 | 100 | 1 | 1299.99 |  | 1 | 1299.99 |  | 1 | 1299.99
P107 | 2014 | RS2053468A | P | 2014-03-24 | PENTAIR | 11018 | 100 | 1 | 1299.99 |  | 1 | 1299.99 |  | 1 | 1299.99
P107 | 2014 | RS2057633A | P | 2014-04-01 | PENTAIR | 11018 | 100 | 1 | 1299.99 |  | 1 | 1299.99 |  | 1 | 1299.99
P107 | 2014 | RS2074689A | P | 2014-09-03 | PENTAIR | 11018 | 100 | 1 | 1299.99 |  | 1 | 1299.99 |  | 1 | 1299.99
P107 | 2014 | RS2063616A | P | 2014-06-03 | PENTAIR | 11018 | 100 | 1 | 1299.99 |  | 1 | 1299.99 |  | 1 | 1299.99
P107 | 2014 | RS6019377A | P | 2014-02-11 | PENTAIR | 11018 | 100 | 1 | 1299.99 |  | 1 | 1299.99 |  | 1 | 1299.99
P107 | 2014 | RS6024625A | P | 2014-04-24 | PENTAIR | 11018 | 100 | 1 | 1299.99 |  | 1 | 1299.99 |  | 1 | 1299.99
P107 | 2014 | RS2078103A | P | 2014-09-30 | PENTAIR | 11018 | 100 | 1 | 1299.99 |  | 1 | 1299.99 |  | 1 | 1299.99
P107 | 2014 | RS2079429A | P | 2014-10-30 | PENTAIR | 11018 | 100 | 1 | 1299.99 |  | 1 | 1299.99 |  | 1 | 1299.99
P107 | 2015 | RS2096473A | P | 2015-03-19 | PENTAIR | 11018 | 100 | 1 | 1299.99 |  | 1 | 1299.99 |  | 1 | 1299.99
P107 | 2014 | RS2055834A | P | 2014-03-14 | PENTAIR | 11018 | 100 | 1 | 1299.99 |  | 1 | 1299.99 |  | 1 | 1299.99
P107 | 2014 | RS6030934A | P | 2014-07-16 | PENTAIR | 11018 | 100 | 1 | 1299.99 |  | 1 | 1299.99 |  | 1 | 1299.99
P107 | 2014 | RS6049252A | P | 2014-01-16 | PENTAIR | 11018 | 100 | 1 | 1299.99 |  | 1 | 1299.99 |  | 1 | 1299.99
P107 | 2014 | RS2084304A | P | 2014-11-25 | PENTAIR | 11018 | 100 | 1 | 1299.99 |  | 1 | 1299.99 |  | 1 | 1299.99
P107 | 2014 | RS2084625A | P | 2014-11-26 | PENTAIR | 11018 | 100 | 1 | 1299.99 |  | 1 | 1299.99 |  | 1 | 1299.99
P107 | 2014 | RS2087228A | P | 2014-12-22 | PENTAIR | 11018 | 100 | 1 | 1299.99 |  | 1 | 1299.99 |  | 1 | 1299.99
P107 | 2014 | RS2083096A | P | 2014-11-12 | PENTAIR | 11018 | 100 | 1 | 1299.99 |  | 1 | 1299.99 |  | 1 | 1299.99
P107 | 2015 | RS6062588A | P | 2015-07-02 | PENTAIR | 11018 | 100 | 1 | 1299.99 |  | 1 | 1299.99 |  | 1 | 1299.99
P107 | 2015 | RS6057792A | P | 2015-04-17 | PENTAIR | 11018 | 100 | 1 | 1299.99 |  | 1 | 1299.99 |  | 1 | 1299.99
P107 | 2015 | RS6057499B | P | 2015-05-12 | PENTAIR | 11018 | 100 | 1 | 1299.99 |  | 1 | 1299.99 |  | 1 | 1299.99
P107 | 2015 | RS6071764A | P | 2015-11-25 | PENTAIR | 11018 | 100 | 1 | 1299.99 |  | 1 | 1299.99 |  | 1 | 1299.99
P107 | 2014 | RS2075590A | P | 2014-09-12 | PENTAIR | 11018 | 100 | 1 | 1299.99 |  | 1 | 1299.99 |  | 1 | 1299.99
P107 | 2014 | RS6048283A | P | 2014-12-30 | PENTAIR | 11018 | 100 | 1 | 1299.99 |  | 1 | 1299.99 |  | 1 | 1299.99
P107 | 2014 | RS6038425A | P | 2014-09-26 | PENTAIR | 11018 | 100 | 1 | 1299.99 |  | 1 | 1299.99 |  | 1 | 1299.99
P107 | 2015 | RS2104052A | P | 2015-06-24 | PENTAIR | 11018 | 100 | 1 | 1299.99 |  | 1 | 1299.99 |  | 1 | 1299.99
P107 | 2015 | RS6053289A | P | 2015-02-13 | PENTAIR | 11018 | 100 | 1 | 1299.99 |  | 1 | 1299.99 |  | 1 | 1299.99
P107 | 2015 | RS6060725A | P | 2015-06-12 | PENTAIR | 11018 | 100 | 1 | 1299.99 |  | 1 | 1299.99 |  | 1 | 1299.99
P107 | 2015 | RS2098397A | P | 2015-04-14 | PENTAIR | 11018 | 100 | 1 | 1299.99 |  | 1 | 1299.99 |  | 1 | 1299.99
P107 | 2014 | RS6040670A | P | 2014-10-22 | PENTAIR | 11018 | 100 | 1 | 1299.99 |  | 1 | 1299.99 |  | 1 | 1299.99
P107 | 2014 | RS2081380A | P | 2014-10-29 | PENTAIR | 11018 | 100 | 1 | 1299.99 |  | 1 | 1299.99 |  | 1 | 1299.99
P107 | 2014 | RS2081412A | P | 2014-10-29 | PENTAIR | 11018 | 100 | 1 | 1299.99 |  | 1 | 1299.99 |  | 1 | 1299.99
P107 | 2015 | RS2091251A | P | 2015-01-19 | PENTAIR | 11018 | 100 | 1 | 1299.99 |  | 1 | 1299.99 |  | 1 | 1299.99
P107 | 2015 | RS2097128A | P | 2015-04-15 | PENTAIR | 11018 | 100 | 1 | 1299.99 |  | 1 | 1299.99 |  | 1 | 1299.99
P107 | 2014 | RS2080730A | P | 2014-10-22 | PENTAIR | 11018 | 100 | 1 | 1299.99 |  | 1 | 1299.99 |  | 1 | 1299.99
P107 | 2015 | RS2120569A | P | 2015-12-29 | PENTAIR | 11018 | 100 | 1 | 1299.99 |  | 1 | 1299.99 |  | 1 | 1299.99
P107 | 2014 | RS2050891A | P | 2014-01-29 | PENTAIR | 11018 | 100 | 1 | 1299.99 |  | 1 | 1299.99 |  | 1 | 1299.99
P107 | 2014 | RS6026404A | P | 2014-05-29 | PENTAIR | 11018 | 100 | 1 | 1299.99 |  | 1 | 1299.99 |  | 1 | 1299.99
P107 | 2014 | RS2085969A | P | 2014-12-11 | PENTAIR | 11018 | 100 | 1 | 1299.99 |  | 1 | 1299.99 |  | 1 | 1299.99
P107 | 2015 | RS2099423A | P | 2015-04-29 | PENTAIR | 11018 | 100 | 1 | 1299.99 |  | 1 | 1299.99 |  | 1 | 1299.99
P107 | 2015 | RS6049678A | P | 2015-01-08 | PENTAIR | 11018 | 100 | 1 | 1299.99 |  | 1 | 1299.99 |  | 1 | 1299.99
P107 | 2014 | RS2060787A | P | 2014-05-07 | PENTAIR | 11018 | 100 | 1 | 1299.99 |  | 1 | 1299.99 |  | 1 | 1299.99
P107 | 2015 | RS2103135A | P | 2015-06-12 | PENTAIR | 11018 | 100 | 1 | 1299.99 |  | 1 | 1299.99 |  | 1 | 1299.99
P107 | 2015 | RS6052646A | P | 2015-02-04 | PENTAIR | 11018 | 100 | 1 | 1299.99 |  | 1 | 1299.99 |  | 1 | 1299.99
P107 | 2015 | RS6056046A | P | 2015-03-24 | PENTAIR | 11018 | 100 | 1 | 1299.99 |  | 1 | 1299.99 |  | 1 | 1299.99
P107 | 2014 | RS2051636A | P | 2014-02-05 | PENTAIR | 11018 | 100 | 1 | 1299.99 |  | 1 | 1299.99 |  | 1 | 1299.99
P107 | 2014 | RS6032349A | P | 2014-07-31 | PENTAIR | 11018 | 100 | 1 | 1299.99 |  | 1 | 1299.99 |  | 1 | 1299.99
P107 | 2014 | RS6018599A | P | 2014-01-22 | PENTAIR | 11018 | 100 | 1 | 1299.99 |  | 1 | 1299.99 |  | 1 | 1299.99
P107 | 2014 | RS6035162A | P | 2014-08-29 | PENTAIR | 11018 | 100 | 1 | 1299.99 |  | 1 | 1299.99 |  | 1 | 1299.99
P107 | 2014 | RS6043964A | P | 2014-11-25 | PENTAIR | 11018 | 100 | 1 | 1299.99 |  | 1 | 1299.99 |  | 1 | 1299.99
P107 | 2015 | RS2098359A | P | 2015-04-22 | PENTAIR | 11018 | 200 | 2 | 1299.99 |  | 2 | 1299.99 |  | 2 | 1299.99
P107 | 2015 | RS2117002A | P | 2015-11-16 | PENTAIR | 11018 | 100 | 1 | 1299.99 |  | 1 | 1299.99 |  | 1 | 1299.99
P107 | 2015 | RS2108876A | P | 2015-08-14 | PENTAIR | 11018 | 100 | 1 | 1299.99 |  | 1 | 1299.99 |  | 1 | 1299.99
P107 | 2014 | RS6025999A | P | 2014-05-19 | PENTAIR | 11018 | 100 | 1 | 1299.99 |  | 1 | 1299.99 |  | 1 | 1299.99
P107 | 2014 | RS6037633A | P | 2014-09-22 | PENTAIR | 11018 | 100 | 1 | 1299.99 |  | 1 | 1299.99 |  | 1 | 1299.99
P107 | 2014 | RS6042968A | P | 2014-11-13 | PENTAIR | 11018 | 100 | 1 | 1299.99 |  | 1 | 1299.99 |  | 1 | 1299.99
P107 | 2014 | RS2082339A | P | 2014-11-06 | PENTAIR | 11018 | 100 | 1 | 1299.99 |  | 1 | 1299.99 |  | 1 | 1299.99
P107 | 2014 | RS2076620A | P | 2014-09-17 | PENTAIR | 11018 | 100 | 1 | 1299.99 |  | 1 | 1299.99 |  | 1 | 1299.99
P107 | 2014 | RS6023012A | P | 2014-03-31 | PENTAIR | 11018 | 100 | 1 | 1299.99 |  | 1 | 1299.99 |  | 1 | 1299.99
P107 | 2014 | RS2052252A | P | 2014-02-20 | PENTAIR | 11018 | 100 | 1 | 1299.99 |  | 1 | 1299.99 |  | 1 | 1299.99
P107 | 2014 | RS2063855A | P | 2014-06-05 | PENTAIR | 11018 | 100 | 1 | 1299.99 |  | 1 | 1299.99 |  | 1 | 1299.99
P107 | 2014 | RS2057220A | P | 2014-03-28 | PENTAIR | 11018 | 100 | 1 | 1299.99 |  | 1 | 1299.99 |  | 1 | 1299.99
P107 | 2014 | RS6023087A | P | 2014-04-01 | PENTAIR | 11018 | 100 | 1 | 1299.99 |  | 1 | 1299.99 |  | 1 | 1299.99
P107 | 2015 | RS2100879A | P | 2015-05-18 | PENTAIR | 11018 | 100 | 1 | 1299.99 |  | 1 | 1299.99 |  | 1 | 1299.99
P107 | 2015 | RS6062913A | P | 2015-06-26 | PENTAIR | 11018 | 100 | 1 | 1299.99 |  | 1 | 1299.99 |  | 1 | 1299.99
P107 | 2015 | RS6064447A | P | 2015-07-14 | PENTAIR | 11018 | 100 | 1 | 1299.99 |  | 1 | 1299.99 |  | 1 | 1299.99
P107 | 2014 | RS2053572A | P | 2014-03-11 | PENTAIR | 11018 | 100 | 1 | 1299.99 |  | 1 | 1299.99 |  | 1 | 1299.99
P107 | 2014 | RS6018740A | P | 2014-01-23 | PENTAIR | 11018 | 100 | 1 | 1299.99 |  | 1 | 1299.99 |  | 1 | 1299.99
P107 | 2014 | RS6017710A | P | 2014-01-10 | PENTAIR | 11018 | 100 | 1 | 1299.99 |  | 1 | 1299.99 |  | 1 | 1299.99
P107 | 2014 | RS2054072A | P | 2014-02-28 | PENTAIR | 11018 | 100 | 1 | 1299.99 |  | 1 | 1299.99 |  | 1 | 1299.99
P107 | 2014 | RS6034769A | P | 2014-08-26 | PENTAIR | 11018 | 100 | 1 | 1299.99 |  | 1 | 1299.99 |  | 1 | 1299.99
P107 | 2015 | RS6060722A | P | 2015-06-01 | PENTAIR | 11018 | 100 | 1 | 1299.99 |  | 1 | 1299.99 |  | 1 | 1299.99
P107 | 2015 | RS6056865A | P | 2015-04-27 | PENTAIR | 11018 | 100 | 1 | 1299.99 |  | 1 | 1299.99 |  | 1 | 1299.99
P107 | 2015 | RS2092006A | P | 2015-02-20 | PENTAIR | 11018 | 100 | 1 | 1299.99 |  | 1 | 1299.99 |  | 1 | 1299.99
P107 | 2015 | RS6066015A | P | 2015-08-04 | PENTAIR | 11018 | 100 | 1 | 1299.99 |  | 1 | 1299.99 |  | 1 | 1299.99
P107 | 2014 | RS6038806B | P | 2014-10-21 | PENTAIR | 11018 | 100 | 1 | 1299.99 |  | 1 | 1299.99 |  | 1 | 1299.99
P107 | 2015 | RS2096467A | P | 2015-03-19 | PENTAIR | 11018 | 100 | 1 | 1299.99 |  | 1 | 1299.99 |  | 1 | 1299.99
P107 | 2014 | RS2080991A | P | 2014-10-24 | PENTAIR | 11018 | 100 | 1 | 1299.99 |  | 1 | 1299.99 |  | 1 | 1299.99
P107 | 2014 | RS2086015A | P | 2014-12-12 | PENTAIR | 11018 | 100 | 1 | 1299.99 |  | 1 | 1299.99 |  | 1 | 1299.99
P107 | 2015 | RS2120081A | P | 2015-12-17 | PENTAIR | 11018 | 100 | 1 | 1299.99 |  | 1 | 1299.99 |  | 1 | 1299.99
P107 | 2014 | RS2050364A | P | 2014-01-24 | PENTAIR | 11018 | 100 | 1 | 1299.99 |  | 1 | 1299.99 |  | 1 | 1299.99
P107 | 2014 | RS2072309A | P | 2014-08-28 | PENTAIR | 11018 | 100 | 1 | 1299.99 |  | 1 | 1299.99 |  | 1 | 1299.99
P107 | 2014 | RS6036307A | P | 2014-09-10 | PENTAIR | 11018 | 100 | 1 | 1299.99 |  | 1 | 1299.99 |  | 1 | 1299.99
P107 | 2014 | RS2075481A | P | 2014-09-10 | PENTAIR | 11018 | 100 | 1 | 1299.99 |  | 1 | 1299.99 |  | 1 | 1299.99
P107 | 2015 | RS2098973A | P | 2015-04-22 | PENTAIR | 11018 | 100 | 1 | 1299.99 |  | 1 | 1299.99 |  | 1 | 1299.99
P107 | 2014 | RS6047546A | P | 2014-12-26 | PENTAIR | 11018 | 100 | 1 | 1299.99 |  | 1 | 1299.99 |  | 1 | 1299.99
P107 | 2015 | RS2103582A | P | 2015-06-17 | PENTAIR | 11018 | 100 | 1 | 1299.99 |  | 1 | 1299.99 |  | 1 | 1299.99
P107 | 2014 | RS2083324A | P | 2014-11-13 | PENTAIR | 11018 | 100 | 1 | 1299.99 |  | 1 | 1299.99 |  | 1 | 1299.99
P107 | 2014 | RS6042507A | P | 2014-11-10 | PENTAIR | 11018 | 100 | 1 | 1299.99 |  | 1 | 1299.99 |  | 1 | 1299.99
P107 | 2015 | RS6056701A | P | 2015-04-07 | PENTAIR | 11018 | 100 | 1 | 1299.99 |  | 1 | 1299.99 |  | 1 | 1299.99
P107 | 2014 | RS2053404A | P | 2014-02-20 | PENTAIR | 11018 | 100 | 1 | 1299.99 |  | 1 | 1299.99 |  | 1 | 1299.99
P107 | 2014 | RS6032869A | P | 2014-08-06 | PENTAIR | 11018 | 100 | 1 | 1299.99 |  | 1 | 1299.99 |  | 1 | 1299.99
P107 | 2014 | RS2056366A | P | 2014-03-20 | PENTAIR | 11018 | 100 | 1 | 1299.99 |  | 1 | 1299.99 |  | 1 | 1299.99
P107 | 2015 | RS2104100A | P | 2015-07-07 | PENTAIR | 11018 | 100 | 1 | 1299.99 |  | 1 | 1299.99 |  | 1 | 1299.99
P107 | 2015 | RS2110281A | P | 2015-09-02 | PENTAIR | 11018 | 100 | 1 | 1299.99 |  | 1 | 1299.99 |  | 1 | 1299.99
P107 | 2015 | RS6058604A | P | 2015-04-29 | PENTAIR | 11018 | 100 | 1 | 1299.99 |  | 1 | 1299.99 |  | 1 | 1299.99
P107 | 2015 | RS2101413A | P | 2015-05-26 | PENTAIR | 11018 | 100 | 1 | 1299.99 |  | 1 | 1299.99 |  | 1 | 1299.99
P107 | 2014 | RS2067340A | P | 2014-07-03 | PENTAIR | 11018 | 100 | 1 | 1299.99 |  | 1 | 1299.99 |  | 1 | 1299.99
P107 | 2014 | RS6043143A | P | 2014-11-17 | PENTAIR | 11018 | 100 | 1 | 1299.99 |  | 1 | 1299.99 |  | 1 | 1299.99
P107 | 2015 | RS2094446A | P | 2015-02-20 | PENTAIR | 11018 | 100 | 1 | 1299.99 |  | 1 | 1299.99 |  | 1 | 1299.99
P107 | 2015 | RS2097416A | P | 2015-03-31 | PENTAIR | 11018 | 100 | 1 | 1299.99 |  | 1 | 1299.99 |  | 1 | 1299.99
P107 | 2015 | RS6056682A | P | 2015-04-06 | PENTAIR | 11018 | 100 | 1 | 1299.99 |  | 1 | 1299.99 |  | 1 | 1299.99
P107 | 2014 | RS2077356A | P | 2014-09-23 | PENTAIR | 11018 | 100 | 1 | 1299.99 |  | 1 | 1299.99 |  | 1 | 1299.99
P107 | 2014 | RS2066153A | P | 2014-07-17 | PENTAIR | 11018 | 100 | 1 | 1299.99 |  | 1 | 1299.99 |  | 1 | 1299.99
P107 | 2014 | RS2080892A | P | 2014-10-23 | PENTAIR | 11018 | 100 | 1 | 1299.99 |  | 1 | 1299.99 |  | 1 | 1299.99
P107 | 2014 | RS2070516A | P | 2014-07-31 | PENTAIR | 11018 | 100 | 1 | 1299.99 |  | 1 | 1299.99 |  | 1 | 1299.99
P107 | 2014 | RS6032416A | P | 2014-08-01 | PENTAIR | 11018 | 100 | 1 | 1299.99 |  | 1 | 1299.99 |  | 1 | 1299.99
P107 | 2014 | RS6033530A | P | 2014-08-13 | PENTAIR | 11018 | 100 | 1 | 1299.99 |  | 1 | 1299.99 |  | 1 | 1299.99
P107 | 2015 | RS6057848A | P | 2015-04-17 | PENTAIR | 11018 | 100 | 1 | 1299.99 |  | 1 | 1299.99 |  | 1 | 1299.99
P107 | 2014 | RS6046667A | P | 2014-12-18 | PENTAIR | 11018 | 100 | 1 | 1299.99 |  | 1 | 1299.99 |  | 1 | 1299.99
P107 | 2015 | RS6072320A | P | 2015-11-16 | PENTAIR | 11017 | 100 | 1 | 1299.99 |  | 1 | 1299.99 |  | 1 | 1299.99
P107 | 2014 | RS6037426A | P | 2014-09-17 | PENTAIR | 11018 | 100 | 1 | 1299.99 |  | 1 | 1299.99 |  | 1 | 1299.99
P107 | 2015 | RS2094426A | P | 2015-02-20 | PENTAIR | 11018 | 100 | 1 | 1299.99 |  | 1 | 1299.99 |  | 1 | 1299.99
P107 | 2015 | RS2115721A | P | 2015-11-06 | PENTAIR | 11018 | 100 | 1 | 1299.99 |  | 1 | 1299.99 |  | 1 | 1299.99
P107 | 2015 | RS2103314A | P | 2015-06-16 | PENTAIR | 11018 | 100 | 1 | 1299.99 |  | 1 | 1299.99 |  | 1 | 1299.99
P107 | 2015 | RS6059680A | P | 2015-09-17 | PENTAIR | 11018 | 100 | 1 | 1299.99 |  | 1 | 1299.99 |  | 1 | 1299.99
P107 | 2014 | RS6038603A | P | 2014-09-26 | PENTAIR | 11018 | 100 | 1 | 1299.99 |  | 1 | 1299.99 |  | 1 | 1299.99
P107 | 2015 | RS2091540A | P | 2015-01-22 | PENTAIR | 11012 | 100 | 1 | 1299.99 |  | 1 | 1299.99 |  | 1 | 1299.99
P107 | 2014 | RS2085156A | P | 2014-12-04 | PENTAIR | 11018 | 100 | 1 | 1299.99 |  | 1 | 1299.99 |  | 1 | 1299.99
P107 | 2014 | RS2088262A | P | 2014-12-30 | PENTAIR | 11018 | 100 | 1 | 1299.99 |  | 1 | 1299.99 |  | 1 | 1299.99
P107 | 2015 | RS2102765A | P | 2015-06-11 | PENTAIR | 11018 | 100 | 1 | 1299.99 |  | 1 | 1299.99 |  | 1 | 1299.99
P107 | 2015 | RS6060568A | P | 2015-05-28 | PENTAIR | 11018 | 100 | 1 | 1299.99 |  | 1 | 1299.99 |  | 1 | 1299.99
P107 | 2015 | RS2092817A | P | 2015-02-05 | PENTAIR | 11018 | 100 | 1 | 1299.99 |  | 1 | 1299.99 |  | 1 | 1299.99
P107 | 2014 | RS2088250A | P | 2014-12-30 | PENTAIR | 11018 | 100 | 1 | 1299.99 |  | 1 | 1299.99 |  | 1 | 1299.99
P107 | 2015 | RS6070896A | P | 2015-10-21 | PENTAIR | 11018 | 100 | 1 | 1299.99 |  | 1 | 1299.99 |  | 1 | 1299.99
P107 | 2014 | RS2061134A | P | 2014-05-09 | PENTAIR | 11018 | 100 | 1 | 1299.99 |  | 1 | 1299.99 |  | 1 | 1299.99
P107 | 2014 | RS2055033A | P | 2014-03-18 | PENTAIR | 11018 | 100 | 1 | 1299.99 |  | 1 | 1299.99 |  | 1 | 1299.99
P107 | 2015 | RS6059694A | P | 2015-05-15 | PENTAIR | 11018 | 100 | 1 | 1299.99 |  | 1 | 1299.99 |  | 1 | 1299.99
P107 | 2015 | RS6054780A | P | 2015-03-06 | PENTAIR | 11018 | 100 | 1 | 1299.99 |  | 1 | 1299.99 |  | 1 | 1299.99
P107 | 2014 | RS2084448A | P | 2014-12-10 | PENTAIR | 11018 | 100 | 1 | 1299.99 |  | 1 | 1299.99 |  | 1 | 1299.99
P107 | 2015 | RS2098576A | P | 2015-04-15 | PENTAIR | 11018 | 100 | 1 | 1299.99 |  | 1 | 1299.99 |  | 1 | 1299.99
P107 | 2015 | RS2109212A | P | 2015-08-18 | PENTAIR | 11018 | 100 | 1 | 1299.99 |  | 1 | 1299.99 |  | 1 | 1299.99
P107 | 2015 | RS2111789A | P | 2015-09-21 | PENTAIR | 11018 | 100 | 1 | 1299.99 |  | 1 | 1299.99 |  | 1 | 1299.99
P107 | 2015 | RS2110343A | P | 2015-09-01 | PENTAIR | 11018 | 100 | 1 | 1299.99 |  | 1 | 1299.99 |  | 1 | 1299.99
P107 | 2014 | RS6024944A | P | 2014-04-29 | PENTAIR | 11018 | 100 | 1 | 1299.99 |  | 1 | 1299.99 |  | 1 | 1299.99
P107 | 2014 | RS6042422A | P | 2014-11-11 | PENTAIR | 11018 | 100 | 1 | 1299.99 |  | 1 | 1299.99 |  | 1 | 1299.99
P107 | 2015 | RS2104843A | P | 2015-07-01 | PENTAIR | 11018 | 100 | 1 | 1299.99 |  | 1 | 1299.99 |  | 1 | 1299.99
P107 | 2014 | RS2060429A | P | 2014-05-01 | PENTAIR | 11018 | 100 | 1 | 1299.99 |  | 1 | 1299.99 |  | 1 | 1299.99
P107 | 2015 | RS2100199A | P | 2015-05-07 | PENTAIR | 11018 | 100 | 1 | 1299.99 |  | 1 | 1299.99 |  | 1 | 1299.99
P107 | 2015 | RS6054527A | P | 2015-03-04 | PENTAIR | 11018 | 100 | 1 | 1299.99 |  | 1 | 1299.99 |  | 1 | 1299.99
P107 | 2015 | RS2097020A | P | 2015-03-25 | PENTAIR | 11018 | 100 | 1 | 1299.99 |  | 1 | 1299.99 |  | 1 | 1299.99
P107 | 2014 | RS6027339A | P | 2014-06-02 | PENTAIR | 11018 | 100 | 1 | 1299.99 |  | 1 | 1299.99 |  | 1 | 1299.99
P107 | 2014 | RS2077807A | P | 2014-09-29 | PENTAIR | 11018 | 100 | 1 | 1299.99 |  | 1 | 1299.99 |  | 1 | 1299.99
P107 | 2014 | RS2064153A | P | 2014-06-09 | PENTAIR | 11018 | 100 | 1 | 1299.99 |  | 1 | 1299.99 |  | 1 | 1299.99
P107 | 2015 | RS2096018A | P | 2015-03-17 | PENTAIR | 11018 | 100 | 1 | 1299.99 |  | 1 | 1299.99 |  | 1 | 1299.99
P107 | 2015 | RS6058288A | P | 2015-04-27 | PENTAIR | 11018 | 100 | 1 | 1299.99 |  | 1 | 1299.99 |  | 1 | 1299.99
P107 | 2014 | RS6030773A | P | 2014-07-15 | PENTAIR | 11018 | 100 | 1 | 1299.99 |  | 1 | 1299.99 |  | 1 | 1299.99
P107 | 2014 | RS2051197A | P | 2014-01-31 | PENTAIR | 11018 | 100 | 1 | 1299.99 |  | 1 | 1299.99 |  | 1 | 1299.99
P107 | 2015 | RS6052777A | P | 2015-02-06 | PENTAIR | 11018 | 100 | 1 | 1299.99 |  | 1 | 1299.99 |  | 1 | 1299.99
P107 | 2014 | RS2055386A | P | 2014-03-11 | PENTAIR | 11018 | 100 | 1 | 1299.99 |  | 1 | 1299.99 |  | 1 | 1299.99
P107 | 2014 | RS2067026A | P | 2014-07-08 | PENTAIR | 11018 | 100 | 1 | 1299.99 |  | 1 | 1299.99 |  | 1 | 1299.99
P107 | 2014 | RS2060952A | P | 2014-05-08 | PENTAIR | 11018 | 100 | 1 | 1299.99 |  | 1 | 1299.99 |  | 1 | 1299.99
P107 | 2014 | RS6022967A | P | 2014-03-31 | PENTAIR | 11018 | 100 | 1 | 1299.99 |  | 1 | 1299.99 |  | 1 | 1299.99
P107 | 2015 | RS6059097A | P | 2015-05-07 | PENTAIR | 11018 | 100 | 1 | 1299.99 |  | 1 | 1299.99 |  | 1 | 1299.99
P107 | 2014 | RS6040955A | P | 2014-10-23 | PENTAIR | 11018 | 100 | 1 | 1299.99 |  | 1 | 1299.99 |  | 1 | 1299.99
P107 | 2014 | RS6039632A | P | 2014-10-08 | PENTAIR | 11018 | 100 | 1 | 1299.99 |  | 1 | 1299.99 |  | 1 | 1299.99
P107 | 2015 | RS2101742A | P | 2015-05-27 | PENTAIR | 11018 | 100 | 1 | 1299.99 |  | 1 | 1299.99 |  | 1 | 1299.99
P107 | 2015 | RS6055489A | P | 2015-03-13 | PENTAIR | 11018 | 100 | 1 | 1299.99 |  | 1 | 1299.99 |  | 1 | 1299.99
P107 | 2014 | RS2086882A | P | 2014-12-17 | PENTAIR | 11018 | 100 | 1 | 1299.99 |  | 1 | 1299.99 |  | 1 | 1299.99
P107 | 2015 | RS2097486A | P | 2015-04-01 | PENTAIR | 11018 | 100 | 1 | 1299.99 |  | 1 | 1299.99 |  | 1 | 1299.99
P107 | 2015 | RS6071177A | P | 2015-10-26 | PENTAIR | 11018 | 100 | 1 | 1299.99 |  | 1 | 1299.99 |  | 1 | 1299.99
P107 | 2014 | RS2070310A | P | 2014-07-30 | PENTAIR | 11018 | 100 | 1 | 1299.99 |  | 1 | 1299.99 |  | 1 | 1299.99
P107 | 2014 | RS2057986A | P | 2014-04-08 | PENTAIR | 11018 | 100 | 1 | 1299.99 |  | 1 | 1299.99 |  | 1 | 1299.99
P107 | 2015 | RS2099198A | P | 2015-04-24 | PENTAIR | 11018 | 100 | 1 | 1299.99 |  | 1 | 1299.99 |  | 1 | 1299.99
P107 | 2014 | RS6047912A | P | 2014-12-30 | PENTAIR | 11018 | 100 | 1 | 1299.99 |  | 1 | 1299.99 |  | 1 | 1299.99
P107 | 2014 | RS2081115A | P | 2014-10-28 | PENTAIR | 11018 | 100 | 1 | 1299.99 |  | 1 | 1299.99 |  | 1 | 1299.99
P107 | 2015 | RS2099345A | P | 2015-04-28 | PENTAIR | 11018 | 100 | 1 | 1299.99 |  | 1 | 1299.99 |  | 1 | 1299.99
P107 | 2015 | RS2091418A | P | 2015-01-21 | PENTAIR | 11018 | 100 | 1 | 1299.99 |  | 1 | 1299.99 |  | 1 | 1299.99
P107 | 2015 | RS6066547A | P | 2015-08-11 | PENTAIR | 11018 | 100 | 1 | 1299.99 |  | 1 | 1299.99 |  | 1 | 1299.99
P107 | 2014 | RS6028550A | P | 2014-06-17 | PENTAIR | 11018 | 100 | 1 | 1299.99 |  | 1 | 1299.99 |  | 1 | 1299.99
P107 | 2014 | RS2053067A | P | 2014-02-19 | PENTAIR | 11018 | 100 | 1 | 1299.99 |  | 1 | 1299.99 |  | 1 | 1299.99
P107 | 2014 | RS6028128A | P | 2014-06-12 | PENTAIR | 11018 | 100 | 1 | 1299.99 |  | 1 | 1299.99 |  | 1 | 1299.99
P107 | 2014 | RS2081995A | P | 2014-11-05 | PENTAIR | 11018 | 100 | 1 | 1299.99 |  | 1 | 1299.99 |  | 1 | 1299.99
P107 | 2015 | RS2092961A | P | 2015-02-05 | PENTAIR | 11018 | 100 | 1 | 1299.99 |  | 1 | 1299.99 |  | 1 | 1299.99
P107 | 2015 | RS6059147A | P | 2015-05-08 | PENTAIR | 11018 | 100 | 1 | 1299.99 |  | 1 | 1299.99 |  | 1 | 1299.99
P107 | 2015 | RS2095368A | P | 2015-03-05 | PENTAIR | 11018 | 100 | 1 | 1299.99 |  | 1 | 1299.99 |  | 1 | 1299.99
P107 | 2014 | RS2074361A | P | 2014-08-28 | PENTAIR | 11018 | 100 | 1 | 1299.99 |  | 1 | 1299.99 |  | 1 | 1299.99
P107 | 2014 | RS6035222A | P | 2014-08-29 | PENTAIR | 11018 | 100 | 1 | 1299.99 |  | 1 | 1299.99 |  | 1 | 1299.99
P107 | 2015 | RS2104009A | P | 2015-06-24 | PENTAIR | 11018 | 100 | 1 | 1299.99 |  | 1 | 1299.99 |  | 1 | 1299.99
P107 | 2015 | RS2110486A | P | 2015-09-02 | PENTAIR | 11018 | 100 | 1 | 1299.99 |  | 1 | 1299.99 |  | 1 | 1299.99
P107 | 2014 | RS2059568A | P | 2014-04-23 | PENTAIR | 11018 | 100 | 1 | 1299.99 |  | 1 | 1299.99 |  | 1 | 1299.99
P107 | 2014 | RS2052382A | P | 2014-02-11 | PENTAIR | 11018 | 100 | 1 | 1299.99 |  | 1 | 1299.99 |  | 1 | 1299.99
P107 | 2014 | RS2077440A | P | 2014-09-23 | PENTAIR | 11018 | 100 | 1 | 1299.99 |  | 1 | 1299.99 |  | 1 | 1299.99
P107 | 2014 | RS2077095A | P | 2014-09-22 | PENTAIR | 11018 | 100 | 1 | 1299.99 |  | 1 | 1299.99 |  | 1 | 1299.99
P107 | 2014 | RS2057471A | P | 2014-04-28 | PENTAIR | 11018 | 100 | 1 | 1299.99 |  | 1 | 1299.99 |  | 1 | 1299.99
P107 | 2014 | RS6036611A | P | 2014-09-11 | PENTAIR | 11018 | 100 | 1 | 1299.99 |  | 1 | 1299.99 |  | 1 | 1299.99
P107 | 2014 | RS6039067A | P | 2014-10-02 | PENTAIR | 11018 | 100 | 1 | 1299.99 |  | 1 | 1299.99 |  | 1 | 1299.99
P107 | 2015 | RS2091964A | P | 2015-01-27 | PENTAIR | 11018 | 100 | 1 | 1299.99 |  | 1 | 1299.99 |  | 1 | 1299.99
P107 | 2015 | RS2100889A | P | 2015-05-18 | PENTAIR | 11018 | 100 | 1 | 1299.99 |  | 1 | 1299.99 |  | 1 | 1299.99
P107 | 2015 | RS6070374B | P | 2015-10-14 | PENTAIR | 11018 | 100 | 1 | 1299.99 |  | 1 | 1299.99 |  | 1 | 1299.99
P107 | 2015 | RS2114758A | P | 2015-10-22 | PENTAIR | 11018 | 100 | 1 | 1299.99 |  | 1 | 1299.99 |  | 1 | 1299.99
P107 | 2014 | RS2065366A | P | 2014-06-17 | PENTAIR | 11018 | 100 | 1 | 1299.99 |  | 1 | 1299.99 |  | 1 | 1299.99
P107 | 2014 | RS2066169A | P | 2014-07-11 | PENTAIR | 11018 | 100 | 1 | 1299.99 |  | 1 | 1299.99 |  | 1 | 1299.99
P107 | 2014 | RS2054007A | P | 2014-02-28 | PENTAIR | 11018 | 100 | 1 | 1299.99 |  | 1 | 1299.99 |  | 1 | 1299.99
P107 | 2014 | RS2079067A | P | 2014-10-07 | PENTAIR | 11018 | 100 | 1 | 1299.99 |  | 1 | 1299.99 |  | 1 | 1299.99
P107 | 2015 | RS6061087A | P | 2015-06-05 | PENTAIR | 11018 | 100 | 1 | 1299.99 |  | 1 | 1299.99 |  | 1 | 1299.99
P107 | 2014 | RS2088822A | P | 2015-01-22 | PENTAIR | 11018 | 100 | 1 | 1299.99 |  | 1 | 1299.99 |  | 1 | 1299.99
P107 | 2014 | RS2070764A | P | 2014-08-05 | PENTAIR | 11018 | 100 | 1 | 1299.99 |  | 1 | 1299.99 |  | 1 | 1299.99
P107 | 2014 | RS2055426C | P | 2014-03-12 | PENTAIR | 11018 | 100 | 1 | 1299.99 |  | 1 | 1299.99 |  | 1 | 1299.99
P107 | 2014 | RS6037181A | P | 2014-09-16 | PENTAIR | 11018 | 100 | 1 | 1299.99 |  | 1 | 1299.99 |  | 1 | 1299.99
P107 | 2014 | RS2068917A | P | 2014-07-21 | PENTAIR | 11018 | 100 | 1 | 1299.99 |  | 1 | 1299.99 |  | 1 | 1299.99
P107 | 2014 | RS2078379A | P | 2014-10-03 | PENTAIR | 11018 | 100 | 1 | 1299.99 |  | 1 | 1299.99 |  | 1 | 1299.99
P107 | 2015 | RS6055624A | P | 2015-03-17 | PENTAIR | 11018 | 100 | 1 | 1299.99 |  | 1 | 1299.99 |  | 1 | 1299.99
P107 | 2015 | RS6055138A | P | 2015-03-11 | PENTAIR | 11018 | 100 | 1 | 1299.99 |  | 1 | 1299.99 |  | 1 | 1299.99
P107 | 2015 | RS2095181A | P | 2015-03-18 | PENTAIR | 11018 | 100 | 1 | 1299.99 |  | 1 | 1299.99 |  | 1 | 1299.99
P107 | 2015 | RS6056568A | P | 2015-04-01 | PENTAIR | 11018 | 100 | 1 | 1299.99 |  | 1 | 1299.99 |  | 1 | 1299.99
P107 | 2014 | RS2075895A | P | 2014-09-11 | PENTAIR | 11018 | 100 | 1 | 1299.99 |  | 1 | 1299.99 |  | 1 | 1299.99
P107 | 2014 | RS2078405A | P | 2014-10-01 | PENTAIR | 11018 | 100 | 1 | 1299.99 |  | 1 | 1299.99 |  | 1 | 1299.99
P107 | 2014 | RS6018646A | P | 2014-02-14 | PENTAIR | 11018 | 100 | 1 | 1299.99 |  | 1 | 1299.99 |  | 1 | 1299.99
P107 | 2014 | RS2071985A | P | 2014-08-13 | PENTAIR | 11018 | 100 | 1 | 1299.99 |  | 1 | 1299.99 |  | 1 | 1299.99
P107 | 2014 | RS2086017A | P | 2014-12-11 | PENTAIR | 11018 | 100 | 1 | 1299.99 |  | 1 | 1299.99 |  | 1 | 1299.99
P107 | 2014 | RS2053562A | P | 2014-02-21 | PENTAIR | 11018 | 100 | 1 | 1299.99 |  | 1 | 1299.99 |  | 1 | 1299.99
P107 | 2014 | RS2075102A | P | 2014-09-19 | PENTAIR | 11018 | 100 | 1 | 1299.99 |  | 1 | 1299.99 |  | 1 | 1299.99
P107 | 2014 | RS6022843A | P | 2014-03-27 | PENTAIR | 11018 | 100 | 1 | 1299.99 |  | 1 | 1299.99 |  | 1 | 1299.99
P107 | 2015 | RS2093251A | P | 2015-02-11 | PENTAIR | 11018 | 100 | 1 | 1299.99 |  | 1 | 1299.99 |  | 1 | 1299.99
P107 | 2015 | RS6058766A | P | 2015-05-05 | PENTAIR | 11018 | 100 | 1 | 1299.99 |  | 1 | 1299.99 |  | 1 | 1299.99
P107 | 2014 | RS6046014A | P | 2014-12-15 | PENTAIR | 11018 | 100 | 1 | 1299.99 |  | 1 | 1299.99 |  | 1 | 1299.99
P107 | 2015 | RS6067524A | P | 2015-08-25 | PENTAIR | 11018 | 100 | 1 | 1299.99 |  | 1 | 1299.99 |  | 1 | 1299.99
P107 | 2015 | RS2105947A | P | 2015-07-15 | PENTAIR | 11018 | 100 | 1 | 1299.99 |  | 1 | 1299.99 |  | 1 | 1299.99
P107 | 2014 | RS2052368A | P | 2014-02-14 | PENTAIR | 11018 | 100 | 1 | 1299.99 |  | 1 | 1299.99 |  | 1 | 1299.99
P107 | 2014 | RS2077053A | P | 2014-09-19 | PENTAIR | 11018 | 100 | 1 | 1299.99 |  | 1 | 1299.99 |  | 1 | 1299.99
P107 | 2014 | RS2062905A | P | 2014-05-30 | PENTAIR | 11018 | 100 | 1 | 1299.99 |  | 1 | 1299.99 |  | 1 | 1299.99
P107 | 2014 | RS6022214A | P | 2014-03-21 | PENTAIR | 11018 | 100 | 1 | 1299.99 |  | 1 | 1299.99 |  | 1 | 1299.99
P107 | 2014 | RS6027152A | P | 2014-06-02 | PENTAIR | 11018 | 100 | 1 | 1299.99 |  | 1 | 1299.99 |  | 1 | 1299.99
P107 | 2014 | RS2067100A | P | 2014-07-03 | PENTAIR | 11018 | 100 | 1 | 1299.99 |  | 1 | 1299.99 |  | 1 | 1299.99
P107 | 2015 | RS2099928A | P | 2015-05-06 | PENTAIR | 11018 | 100 | 1 | 1299.99 |  | 1 | 1299.99 |  | 1 | 1299.99
P107 | 2015 | RS2096188A | P | 2015-03-16 | PENTAIR | 11018 | 100 | 1 | 1299.99 |  | 1 | 1299.99 |  | 1 | 1299.99
P107 | 2014 | RS6039783A | P | 2014-10-09 | PENTAIR | 11018 | 100 | 1 | 1299.99 |  | 1 | 1299.99 |  | 1 | 1299.99
P107 | 2014 | RS6026219C | P | 2014-05-29 | PENTAIR | 11018 | 100 | 1 | 1299.99 |  | 1 | 1299.99 |  | 1 | 1299.99
P107 | 2014 | RS2050830A | P | 2014-01-29 | PENTAIR | 11018 | 100 | 1 | 1299.99 |  | 1 | 1299.99 |  | 1 | 1299.99
P107 | 2015 | RS2095376A | P | 2015-03-05 | PENTAIR | 11018 | 100 | 1 | 1299.99 |  | 1 | 1299.99 |  | 1 | 1299.99
P107 | 2014 | RS2050257A | P | 2014-01-24 | PENTAIR | 11018 | 100 | 1 | 1299.99 |  | 1 | 1299.99 |  | 1 | 1299.99
P107 | 2015 | RS6069869A | P | 2015-10-05 | PENTAIR | 11018 | 100 | 1 | 1299.99 |  | 1 | 1299.99 |  | 1 | 1299.99
P107 | 2014 | RS6023928A | P | 2014-04-15 | PENTAIR | 11018 | 100 | 1 | 1299.99 |  | 1 | 1299.99 |  | 1 | 1299.99
P107 | 2014 | RS6025680A | P | 2014-05-09 | PENTAIR | 11018 | 100 | 1 | 1299.99 |  | 1 | 1299.99 |  | 1 | 1299.99
P107 | 2014 | RS2048551A | P | 2014-01-15 | PENTAIR | 11018 | 100 | 1 | 1299.99 |  | 1 | 1299.99 |  | 1 | 1299.99
P107 | 2014 | RS6023182A | P | 2014-04-03 | PENTAIR | 11018 | 100 | 1 | 1299.99 |  | 1 | 1299.99 |  | 1 | 1299.99
P107 | 2015 | RS6062008A | P | 2015-06-12 | PENTAIR | 11018 | 100 | 1 | 1299.99 |  | 1 | 1299.99 |  | 1 | 1299.99
P107 | 2014 | RS2083399A | P | 2014-11-13 | PENTAIR | 11018 | 100 | 1 | 1299.99 |  | 1 | 1299.99 |  | 1 | 1299.99
P107 | 2015 | RS2094712A | P | 2015-02-26 | PENTAIR | 11018 | 100 | 1 | 1299.99 |  | 1 | 1299.99 |  | 1 | 1299.99
P107 | 2015 | RS2102712A | P | 2015-06-11 | PENTAIR | 11018 | 100 | 1 | 1299.99 |  | 1 | 1299.99 |  | 1 | 1299.99
P107 | 2014 | RS6042407A | P | 2014-11-11 | PENTAIR | 11018 | 100 | 1 | 1299.99 |  | 1 | 1299.99 |  | 1 | 1299.99
P107 | 2014 | RS2057172A | P | 2014-03-27 | PENTAIR | 11018 | 100 | 1 | 1299.99 |  | 1 | 1299.99 |  | 1 | 1299.99
P107 | 2014 | RS6018571A | P | 2014-01-31 | PENTAIR | 11018 | 100 | 1 | 1299.99 |  | 1 | 1299.99 |  | 1 | 1299.99
P107 | 2015 | RS2098327A | P | 2015-04-13 | PENTAIR | 11018 | 100 | 1 | 1299.99 |  | 1 | 1299.99 |  | 1 | 1299.99
P107 | 2015 | RS6060622A | P | 2015-05-28 | PENTAIR | 11018 | 100 | 1 | 1299.99 |  | 1 | 1299.99 |  | 1 | 1299.99
P107 | 2015 | RS2104893A | P | 2015-07-01 | PENTAIR | 11018 | 100 | 1 | 1299.99 |  | 1 | 1299.99 |  | 1 | 1299.99
P107 | 2015 | RS2115001A | P | 2015-10-26 | PENTAIR | 11018 | 100 | 1 | 1299.99 |  | 1 | 1299.99 |  | 1 | 1299.99
P107 | 2015 | RS6071157A | P | 2015-11-12 | PENTAIR | 11018 | 100 | 1 | 1299.99 |  | 1 | 1299.99 |  | 1 | 1299.99
P107 | 2015 | RS6070255A | P | 2015-10-08 | PENTAIR | 11018 | 100 | 1 | 1299.99 |  | 1 | 1299.99 |  | 1 | 1299.99
P107 | 2015 | RS6063163A | P | 2015-07-01 | PENTAIR | 11018 | 100 | 1 | 1299.99 |  | 1 | 1299.99 |  | 1 | 1299.99
P107 | 2015 | RS2107403A | P | 2015-07-29 | PENTAIR | 11018 | 100 | 1 | 1299.99 |  | 1 | 1299.99 |  | 1 | 1299.99
P107 | 2015 | RS6114935A | P | 2015-10-26 | PENTAIR | 11018 | 100 | 1 | 1299.99 |  | 1 | 1299.99 |  | 1 | 1299.99
P107 | 2014 | RS6032581A | P | 2014-08-04 | PENTAIR | 11018 | 100 | 1 | 1299.99 |  | 1 | 1299.99 |  | 1 | 1299.99
P107 | 2014 | RS2051233A | P | 2014-01-31 | PENTAIR | 11018 | 100 | 1 | 1299.99 |  | 1 | 1299.99 |  | 1 | 1299.99
P107 | 2014 | RS2064229A | P | 2014-06-10 | PENTAIR | 11018 | 100 | 1 | 1299.99 |  | 1 | 1299.99 |  | 1 | 1299.99
P107 | 2014 | RS2053884A | P | 2014-02-27 | PENTAIR | 11018 | 100 | 1 | 1299.99 |  | 1 | 1299.99 |  | 1 | 1299.99
P107 | 2014 | RS6023400A | P | 2014-04-08 | PENTAIR | 11018 | 100 | 1 | 1299.99 |  | 1 | 1299.99 |  | 1 | 1299.99
P107 | 2014 | RS2054599A | P | 2014-03-04 | PENTAIR | 11018 | 100 | 1 | 1299.99 |  | 1 | 1299.99 |  | 1 | 1299.99
P107 | 2014 | RS6036217A | P | 2014-09-10 | PENTAIR | 11018 | 100 | 1 | 1299.99 |  | 1 | 1299.99 |  | 1 | 1299.99
P107 | 2014 | RS2065246A | P | 2014-06-25 | PENTAIR | 11018 | 100 | 1 | 1299.99 |  | 1 | 1299.99 |  | 1 | 1299.99
P107 | 2014 | RS6049119A | P | 2015-01-05 | PENTAIR | 11018 | 100 | 1 | 1299.99 |  | 1 | 1299.99 |  | 1 | 1299.99
P107 | 2014 | RS2080377A | P | 2014-10-21 | PENTAIR | 11018 | 100 | 1 | 1299.99 |  | 1 | 1299.99 |  | 1 | 1299.99
P107 | 2015 | RS6055447A | P | 2015-03-13 | PENTAIR | 11018 | 100 | 1 | 1299.99 |  | 1 | 1299.99 |  | 1 | 1299.99
P107 | 2015 | RS6056176A | P | 2015-03-26 | PENTAIR | 11018 | 100 | 1 | 1299.99 |  | 1 | 1299.99 |  | 1 | 1299.99
P107 | 2014 | RS2082215A | P | 2014-11-06 | PENTAIR | 11018 | 100 | 1 | 1299.99 |  | 1 | 1299.99 |  | 1 | 1299.99
P107 | 2015 | RS2101301A | P | 2015-05-22 | PENTAIR | 11018 | 100 | 1 | 1299.99 |  | 1 | 1299.99 |  | 1 | 1299.99
P107 | 2015 | RS2104742A | P | 2015-07-01 | PENTAIR | 11018 | 100 | 1 | 1299.99 |  | 1 | 1299.99 |  | 1 | 1299.99
P107 | 2014 | RS2070781A | P | 2014-08-05 | PENTAIR | 11018 | 100 | 1 | 1299.99 |  | 1 | 1299.99 |  | 1 | 1299.99
P107 | 2014 | RS6035321A | P | 2014-09-02 | PENTAIR | 11018 | 100 | 1 | 1299.99 |  | 1 | 1299.99 |  | 1 | 1299.99
P107 | 2014 | RS6037987A | P | 2014-09-23 | PENTAIR | 11018 | 100 | 1 | 1299.99 |  | 1 | 1299.99 |  | 1 | 1299.99
P107 | 2014 | RS2089128A | P | 2015-01-08 | PENTAIR | 11018 | 100 | 1 | 1299.99 |  | 1 | 1299.99 |  | 1 | 1299.99
P107 | 2014 | RS6037104A | P | 2014-09-16 | PENTAIR | 11018 | 100 | 1 | 1299.99 |  | 1 | 1299.99 |  | 1 | 1299.99
P107 | 2014 | RS2070346A | P | 2014-08-15 | PENTAIR | 11018 | 100 | 1 | 1299.99 |  | 1 | 1299.99 |  | 1 | 1299.99
P107 | 2014 | RS6021152A | P | 2014-03-04 | PENTAIR | 11018 | 100 | 1 | 1299.99 |  | 1 | 1299.99 |  | 1 | 1299.99
P107 | 2015 | RS2090616A | P | 2015-02-03 | PENTAIR | 11018 | 100 | 1 | 1299.99 |  | 1 | 1299.99 |  | 1 | 1299.99
P107 | 2015 | RS2093089A | P | 2015-02-09 | PENTAIR | 11018 | 100 | 1 | 1299.99 |  | 1 | 1299.99 |  | 1 | 1299.99
P107 | 2014 | RS2087096A | P | 2014-12-18 | PENTAIR | 11018 | 100 | 1 | 1299.99 |  | 1 | 1299.99 |  | 1 | 1299.99
P107 | 2015 | RS2108429A | P | 2015-08-11 | PENTAIR | 11018 | 100 | 1 | 1299.99 |  | 1 | 1299.99 |  | 1 | 1299.99
P107 | 2014 | RS6049321A | P | 2015-01-08 | PENTAIR | 11012 | 100 | 1 | 1299.99 |  | 1 | 1299.99 |  | 1 | 1299.99
P107 | 2015 | RS6065518A | P | 2015-07-27 | PENTAIR | 11018 | 100 | 1 | 1299.99 |  | 1 | 1299.99 |  | 1 | 1299.99
P107 | 2015 | RS6069865A | P | 2015-10-05 | PENTAIR | 11018 | 100 | 1 | 1299.99 |  | 1 | 1299.99 |  | 1 | 1299.99
P107 | 2015 | RS2113388A | P | 2015-10-16 | PENTAIR | 11018 | 200 | 2 | 1299.99 |  | 2 | 1299.99 |  | 2 | 1299.99
P107 | 2015 | RS2100870A | P | 2015-05-18 | PENTAIR | 11018 | 100 | 1 | 1299.99 |  | 1 | 1299.99 |  | 1 | 1299.99
P107 | 2015 | RS2099269A | P | 2015-04-27 | PENTAIR | 11018 | 100 | 1 | 1299.99 |  | 1 | 1299.99 |  | 1 | 1299.99
P107 | 2015 | RS2100493A | P | 2015-06-09 | PENTAIR | 11018 | 100 | 1 | 1299.99 |  | 1 | 1299.99 |  | 1 | 1299.99
P107 | 2014 | RS6029730A | P | 2014-07-03 | PENTAIR | 11018 | 100 | 1 | 1299.99 |  | 1 | 1299.99 |  | 1 | 1299.99
P107 | 2015 | RS6050078A | P | 2015-01-09 | PENTAIR | 11018 | 100 | 1 | 1299.99 |  | 1 | 1299.99 |  | 1 | 1299.99
P107 | 2014 | RS2088917A | P | 2015-01-02 | PENTAIR | 11018 | 100 | 1 | 1299.99 |  | 1 | 1299.99 |  | 1 | 1299.99
P107 | 2015 | RS2111838A | P | 2015-09-22 | PENTAIR | 11018 | 100 | 1 | 1299.99 |  | 1 | 1299.99 |  | 1 | 1299.99
P107 | 2015 | RS6072181B | P | 2015-11-12 | PENTAIR | 11012 | 100 | 1 | 1299.99 |  | 1 | 1299.99 |  | 1 | 1299.99
P107 | 2014 | RS6029392A | P | 2014-06-27 | PENTAIR | 11018 | 100 | 1 | 1299.99 |  | 1 | 1299.99 |  | 1 | 1299.99
P107 | 2015 | RS2095377A | P | 2015-03-05 | PENTAIR | 11018 | 100 | 1 | 1299.99 |  | 1 | 1299.99 |  | 1 | 1299.99
P107 | 2015 | RS2100684A | P | 2015-05-28 | PENTAIR | 11018 | 100 | 1 | 1299.99 |  | 1 | 1299.99 |  | 1 | 1299.99
P107 | 2014 | RS6042415A | P | 2014-11-11 | PENTAIR | 11018 | 100 | 1 | 1299.99 |  | 1 | 1299.99 |  | 1 | 1299.99
P107 | 2015 | RS2115494A | P | 2015-10-29 | PENTAIR | 11018 | 100 | 1 | 1299.99 |  | 1 | 1299.99 |  | 1 | 1299.99
P107 | 2014 | RS2068037A | P | 2014-08-11 | PENTAIR | 11018 | 100 | 1 | 1299.99 |  | 1 | 1299.99 |  | 1 | 1299.99
P107 | 2015 | RS2103819A | P | 2015-06-19 | PENTAIR | 11018 | 100 | 1 | 1299.99 |  | 1 | 1299.99 |  | 1 | 1299.99
P107 | 2015 | RS6059048A | P | 2015-05-07 | PENTAIR | 11018 | 100 | 1 | 1299.99 |  | 1 | 1299.99 |  | 1 | 1299.99
P107 | 2014 | RS2050355A | P | 2014-01-24 | PENTAIR | 11018 | 100 | 1 | 1299.99 |  | 1 | 1299.99 |  | 1 | 1299.99
P107 | 2014 | RS2065253A | P | 2014-06-18 | PENTAIR | 11018 | 100 | 1 | 1299.99 |  | 1 | 1299.99 |  | 1 | 1299.99
P107 | 2014 | RS6046421A | P | 2014-12-16 | PENTAIR | 11018 | 100 | 1 | 1299.99 |  | 1 | 1299.99 |  | 1 | 1299.99
P107 | 2015 | RS2102375A | P | 2015-06-05 | PENTAIR | 11018 | 100 | 1 | 1299.99 |  | 1 | 1299.99 |  | 1 | 1299.99
P107 | 2014 | RS6088385A | P | 2015-01-05 | PENTAIR | 11018 | 100 | 1 | 1299.99 |  | 1 | 1299.99 |  | 1 | 1299.99
P107 | 2014 | RS2085443A | P | 2014-12-08 | PENTAIR | 11018 | 100 | 1 | 1299.99 |  | 1 | 1299.99 |  | 1 | 1299.99
P107 | 2014 | RS6040898A | P | 2014-10-23 | PENTAIR | 11018 | 100 | 1 | 1299.99 |  | 1 | 1299.99 |  | 1 | 1299.99
P107 | 2015 | RS6054583A | P | 2015-03-04 | PENTAIR | 11018 | 100 | 1 | 1299.99 |  | 1 | 1299.99 |  | 1 | 1299.99
P107 | 2015 | RS2092506A | P | 2015-02-03 | PENTAIR | 11018 | 100 | 1 | 1299.99 |  | 1 | 1299.99 |  | 1 | 1299.99
P107 | 2015 | RS2106806A | P | 2015-07-22 | PENTAIR | 11018 | 100 | 1 | 1299.99 |  | 1 | 1299.99 |  | 1 | 1299.99
P107 | 2015 | RS6070900A | P | 2015-10-21 | PENTAIR | 11018 | 100 | 1 | 1299.99 |  | 1 | 1299.99 |  | 1 | 1299.99
P107 | 2015 | RS6069108A | P | 2015-09-21 | PENTAIR | 11018 | 100 | 1 | 1299.99 |  | 1 | 1299.99 |  | 1 | 1299.99
P107 | 2015 | RS2099648A | P | 2015-05-15 | PENTAIR | 11018 | 100 | 1 | 1299.99 |  | 1 | 1299.99 |  | 1 | 1299.99
P107 | 2015 | RS2090065A | P | 2015-01-12 | PENTAIR | 11018 | 100 | 1 | 1299.99 |  | 1 | 1299.99 |  | 1 | 1299.99
P107 | 2015 | RS2109841A | P | 2015-08-25 | PENTAIR | 11018 | 100 | 1 | 1299.99 |  | 1 | 1299.99 |  | 1 | 1299.99
P107 | 2015 | RS2098093A | P | 2015-04-10 | STA-RITE | P6E6VS4H-209L | 100 | 1 | 1299.99 |  | 1 | 1299.99 |  | 1 | 1299.99
P107 | 2015 | RS2106650A | P | 2015-07-22 | STA-RITE | P6E6VS4H-209L | 100 | 1 | 1299.99 |  | 1 | 1299.99 |  | 1 | 1299.99
P107 | 2014 | RS2047472A | P | 2014-01-13 | STA-RITE | P6E6VS4H-209L | 100 | 1 | 1299.99 |  | 1 | 1299.99 |  | 1 | 1299.99
P107 | 2015 | RS2093538A | P | 2015-02-12 | STA-RITE | P6E6VS4H-209L | 100 | 1 | 1299.99 |  | 1 | 1299.99 |  | 1 | 1299.99
P107 | 2015 | RS2098324A | P | 2015-04-13 | STA-RITE | P6E6VS4H-209L | 100 | 1 | 1299.99 |  | 1 | 1299.99 |  | 1 | 1299.99
P107 | 2015 | RS2110319A | P | 2015-09-14 | STA-RITE | P6E6VS4H-209L | 100 | 1 | 1299.99 |  | 1 | 1299.99 |  | 1 | 1299.99
P107 | 2015 | RS2118793A | P | 2015-12-08 | STA-RITE | P6E6VS4H-209L | 100 | 1 | 1299.99 |  | 1 | 1299.99 |  | 1 | 1299.99
P107 | 2015 | RS2111826A | P | 2015-09-22 | STA-RITE | P6E6VS4H-209L | 100 | 1 | 1299.99 |  | 1 | 1299.99 |  | 1 | 1299.99
P107 | 2015 | RS2098985A | P | 2015-04-22 | STA-RITE | P6E6VS4H-209L | 100 | 1 | 1299.99 |  | 1 | 1299.99 |  | 1 | 1299.99
P107 | 2014 | RS2052861A | P | 2014-02-19 | STA-RITE | P6E6VS4H-209L | 100 | 1 | 1299.99 |  | 1 | 1299.99 |  | 1 | 1299.99
P107 | 2015 | RS2111527A | P | 2015-09-18 | STA-RITE | P6E6VS4H-209L | 100 | 1 | 1299.99 |  | 1 | 1299.99 |  | 1 | 1299.99
P107 | 2014 | RS2057016A | P | 2014-05-14 | STA-RITE | P6E6VS4H-209L | 100 | 1 | 1299.99 |  | 1 | 1299.99 |  | 1 | 1299.99
P107 | 2014 | RS2051591A | P | 2014-02-04 | STA-RITE | P6E6VS4H-209L | 100 | 1 | 1299.99 |  | 1 | 1299.99 |  | 1 | 1299.99
P107 | 2015 | RS2106065A | P | 2015-07-17 | STA-RITE | P6E6VS4H-209L | 100 | 1 | 1299.99 |  | 1 | 1299.99 |  | 1 | 1299.99
P107 | 2015 | RS2108097A | P | 2015-08-07 | STA-RITE | P6E6VS4H-209L | 100 | 1 | 1299.99 |  | 1 | 1299.99 |  | 1 | 1299.99
P107 | 2014 | RS6029363A | P | 2014-06-30 | HAYWARD | SP3400VSP | 100 | 1 | 1300 |  | 1 | 1300 |  | 1 | 1300
P107 | 2015 | RS2112672A | P | 2015-09-28 | HAYWARD | SP3200VSP | 100 | 1 | 1300 |  | 1 | 1300 |  | 1 | 1300
P107 | 2015 | RS2110997A | P | 2015-09-09 | HAYWARD | SP3400VSP | 100 | 1 | 1300 |  | 1 | 1300 |  | 1 | 1300
P107 | 2015 | RS2098362A | P | 2015-04-13 | HAYWARD | SP3400VSP | 100 | 1 | 1300 |  | 1 | 1300 |  | 1 | 1300
P107 | 2015 | RS2116199A | P | 2015-11-05 | HAYWARD | SP3400VSP | 100 | 1 | 1300 |  | 1 | 1300 |  | 1 | 1300
P107 | 2014 | RS2060918A | P | 2014-05-08 | HAYWARD | SP2300VSP | 100 | 1 | 1300 |  | 1 | 1300 |  | 1 | 1300
P107 | 2015 | RS2113895A | P | 2015-10-14 | HAYWARD | SP3200VSP | 100 | 1 | 1300 |  | 1 | 1300 |  | 1 | 1300
P107 | 2015 | RS2097496A | P | 2015-04-01 | HAYWARD | SP3400VSP | 100 | 1 | 1300 |  | 1 | 1300 |  | 1 | 1300
P107 | 2015 | RS2111787A | P | 2015-09-21 | HAYWARD | SP3400VSP | 100 | 1 | 1300 |  | 1 | 1300 |  | 1 | 1300
P107 | 2015 | RS2102214A | P | 2015-06-04 | HAYWARD | SP3400VSP | 100 | 1 | 1300 |  | 1 | 1300 |  | 1 | 1300
P107 | 2015 | RS2100525A | P | 2015-05-13 | HAYWARD | SP3400VSP | 100 | 1 | 1300 |  | 1 | 1300 |  | 1 | 1300
P107 | 2015 | RS2096758A | P | 2015-03-23 | HAYWARD | SP3400VSP | 100 | 1 | 1300 |  | 1 | 1300 |  | 1 | 1300
P107 | 2015 | RS2108072A | P | 2015-08-07 | HAYWARD | SP3400VSP | 100 | 1 | 1300 |  | 1 | 1300 |  | 1 | 1300
P107 | 2015 | RS6061301A | P | 2015-06-05 | HAYWARD | SP3400VSP | 100 | 1 | 1300 |  | 1 | 1300 |  | 1 | 1300
P107 | 2015 | RS2102222A | P | 2015-06-04 | HAYWARD | SP3400VSP | 100 | 1 | 1300 |  | 1 | 1300 |  | 1 | 1300
P107 | 2015 | RS2103247A | P | 2015-07-07 | HAYWARD | SP3400VSP | 100 | 1 | 1300 |  | 1 | 1300 |  | 1 | 1300
P107 | 2014 | RS2076610A | P | 2014-09-17 | HAYWARD | SP3400VSP | 100 | 1 | 1300 |  | 1 | 1300 |  | 1 | 1300
P107 | 2014 | RS6023870B | P | 2014-04-14 | HAYWARD | SP3400VSP | 100 | 1 | 1300 |  | 1 | 1300 |  | 1 | 1300
P107 | 2015 | RS6057186A | P | 2015-04-10 | HAYWARD | SP3200VSP | 100 | 1 | 1300 |  | 1 | 1300 |  | 1 | 1300
P107 | 2015 | RS2103248A | P | 2015-07-07 | HAYWARD | SP3400VSP | 100 | 1 | 1300 |  | 1 | 1300 |  | 1 | 1300
P107 | 2015 | RS2091575A | P | 2015-01-22 | HAYWARD | SP3400VSP | 100 | 1 | 1300 |  | 1 | 1300 |  | 1 | 1300
P107 | 2015 | RS2104457A | P | 2015-06-26 | HAYWARD | SP3400VSP | 100 | 1 | 1300 |  | 1 | 1300 |  | 1 | 1300
P107 | 2015 | RS6067448A | P | 2015-08-24 | HAYWARD | SP3400VSP | 100 | 1 | 1300 |  | 1 | 1300 |  | 1 | 1300
P107 | 2015 | RS2107764A | P | 2015-08-04 | HAYWARD | SP3400VSP | 100 | 1 | 1300 |  | 1 | 1300 |  | 1 | 1300
P107 | 2014 | RS2078200A | P | 2014-09-30 | HAYWARD | SP2300VSP | 100 | 1 | 1300 |  | 1 | 1300 |  | 1 | 1300
P107 | 2014 | RS6028384A | P | 2014-06-17 | HAYWARD | SP3400VSP | 100 | 1 | 1300 |  | 1 | 1300 |  | 1 | 1300
P107 | 2014 | RS2053184A | P | 2014-02-19 | HAYWARD | SP3400VSP | 100 | 1 | 1300 |  | 1 | 1300 |  | 1 | 1300
P107 | 2015 | RS2104411A | P | 2015-06-26 | HAYWARD | SP3400VSP | 100 | 1 | 1300 |  | 1 | 1300 |  | 1 | 1300
P107 | 2014 | RS2065875A | P | 2014-07-01 | HAYWARD | SP3400VSP | 100 | 1 | 1300 |  | 1 | 1300 |  | 1 | 1300
P107 | 2014 | RS2079177A | P | 2014-10-08 | HAYWARD | SP2300VSP | 100 | 1 | 1300 |  | 1 | 1300 |  | 1 | 1300
P107 | 2015 | RS2100496A | P | 2015-05-13 | HAYWARD | SP3400VSP | 100 | 1 | 1300 |  | 1 | 1300 |  | 1 | 1300
P107 | 2015 | RS2102171A | P | 2015-06-04 | HAYWARD | SP3400VSP | 100 | 1 | 1300 |  | 1 | 1300 |  | 1 | 1300
P107 | 2014 | RS6030297A | P | 2014-07-09 | HAYWARD | SP3400VSP | 100 | 1 | 1300 |  | 1 | 1300 |  | 1 | 1300
P107 | 2014 | RS6029225A | P | 2014-06-26 | HAYWARD | SP3400VSP | 100 | 1 | 1300 |  | 1 | 1300 |  | 1 | 1300
P107 | 2015 | RS2109814A | P | 2015-08-25 | HAYWARD | SP3400VSP | 100 | 1 | 1300 |  | 1 | 1300 |  | 1 | 1300
P107 | 2015 | RS2100495A | P | 2015-05-13 | HAYWARD | SP3400VSP | 100 | 1 | 1300 |  | 1 | 1300 |  | 1 | 1300
P107 | 2015 | RS2097495A | P | 2015-04-01 | HAYWARD | SP3400VSP | 100 | 1 | 1300 |  | 1 | 1300 |  | 1 | 1300
P107 | 2014 | RS2051040A | P | 2014-01-31 | HAYWARD | SP2300VSP | 100 | 1 | 1300 |  | 1 | 1300 |  | 1 | 1300
P107 | 2015 | RS2102150A | P | 2015-06-04 | HAYWARD | SP3200VSP | 100 | 1 | 1300 |  | 1 | 1300 |  | 1 | 1300
P107 | 2015 | RS2102223A | P | 2015-06-04 | HAYWARD | SP3400VSP | 100 | 1 | 1300 |  | 1 | 1300 |  | 1 | 1300
P107 | 2014 | RS2087924A | P | 2014-12-26 | HAYWARD | SP3400VSP | 100 | 1 | 1300 |  | 1 | 1300 |  | 1 | 1300
P107 | 2014 | RS2067894A | P | 2014-07-10 | PENTAIR | INT-VS | 100 | 1 | 1300 |  | 1 | 1300 |  | 1 | 1300
P107 | 2015 | RS2093566A | P | 2015-02-12 | PENTAIR | 11018 | 100 | 1 | 1300 |  | 1 | 1300 |  | 1 | 1300
P107 | 2014 | RS2051502A | P | 2014-02-04 | PENTAIR | 11018 | 100 | 1 | 1300 |  | 1 | 1300 |  | 1 | 1300
P107 | 2015 | RS6055404A | P | 2015-03-13 | PENTAIR | 11018 | 100 | 1 | 1300 |  | 1 | 1300 |  | 1 | 1300
P107 | 2015 | RS2115459A | P | 2015-10-29 | PENTAIR | 11018 | 100 | 1 | 1300 |  | 1 | 1300 |  | 1 | 1300
P107 | 2014 | RS2084324A | P | 2014-11-24 | PENTAIR | 11018 | 100 | 1 | 1300 |  | 1 | 1300 |  | 1 | 1300
P107 | 2015 | RS2091359A | P | 2015-01-21 | PENTAIR | 11018 | 100 | 1 | 1300 |  | 1 | 1300 |  | 1 | 1300
P107 | 2015 | RS2094696A | P | 2015-02-26 | PENTAIR | 11018 | 100 | 1 | 1300 |  | 1 | 1300 |  | 1 | 1300
P107 | 2015 | RS2098331A | P | 2015-04-13 | PENTAIR | 11018 | 100 | 1 | 1300 |  | 1 | 1300 |  | 1 | 1300
P107 | 2014 | RS2079178A | P | 2014-10-08 | PENTAIR | 11008 | 100 | 1 | 1300 |  | 1 | 1300 |  | 1 | 1300
P107 | 2015 | RS2099159A | P | 2015-04-23 | PENTAIR | 11018 | 100 | 1 | 1300 |  | 1 | 1300 |  | 1 | 1300
P107 | 2015 | RS2117724A | P | 2015-11-23 | PENTAIR | 11018 | 100 | 1 | 1300 |  | 1 | 1300 |  | 1 | 1300
P107 | 2014 | RS2061411A | P | 2014-05-16 | PENTAIR | 342000 | 100 | 1 | 1300 |  | 1 | 1300 |  | 1 | 1300
P107 | 2014 | RS6036223A | P | 2014-09-10 | PENTAIR | 11018 | 100 | 1 | 1300 |  | 1 | 1300 |  | 1 | 1300
P107 | 2015 | RS6055373A | P | 2015-03-13 | PENTAIR | 11018 | 100 | 1 | 1300 |  | 1 | 1300 |  | 1 | 1300
P107 | 2015 | RS2117121A | P | 2015-11-16 | PENTAIR | 342001 | 100 | 1 | 1300 |  | 1 | 1300 |  | 1 | 1300
P107 | 2014 | RS6032711A | P | 2014-08-05 | PENTAIR | 11018 | 100 | 1 | 1300 |  | 1 | 1300 |  | 1 | 1300
P107 | 2015 | RS2118646A | P | 2015-12-08 | PENTAIR | 11018 | 100 | 1 | 1300 |  | 1 | 1300 |  | 1 | 1300
P107 | 2015 | RS2096889A | P | 2015-03-25 | PENTAIR | 342001 | 100 | 1 | 1300 |  | 1 | 1300 |  | 1 | 1300
P107 | 2014 | RS6030956A | P | 2014-08-01 | PENTAIR | 11018 | 100 | 1 | 1300 |  | 1 | 1300 |  | 1 | 1300
P107 | 2015 | RS2103165A | P | 2015-06-12 | PENTAIR | 11018 | 100 | 1 | 1300 |  | 1 | 1300 |  | 1 | 1300
P107 | 2015 | RS2108161A | P | 2015-08-07 | PENTAIR | 11018 | 100 | 1 | 1300 |  | 1 | 1300 |  | 1 | 1300
P107 | 2014 | RS2054930A | P | 2014-03-26 | PENTAIR | 11018 | 100 | 1 | 1300 |  | 1 | 1300 |  | 1 | 1300
P107 | 2014 | RS2070442A | P | 2014-08-01 | PENTAIR | 11018 | 100 | 1 | 1300 |  | 1 | 1300 |  | 1 | 1300
P107 | 2015 | RS2102735A | P | 2015-06-09 | PENTAIR | 11018 | 100 | 1 | 1300 |  | 1 | 1300 |  | 1 | 1300
P107 | 2015 | RS2115497A | P | 2015-10-29 | PENTAIR | 11018 | 100 | 1 | 1300 |  | 1 | 1300 |  | 1 | 1300
P107 | 2015 | RS2102180A | P | 2015-06-04 | PENTAIR | 11018 | 100 | 1 | 1300 |  | 1 | 1300 |  | 1 | 1300
P107 | 2014 | RS2082891A | P | 2014-11-12 | PENTAIR | 11018 | 100 | 1 | 1300 |  | 1 | 1300 |  | 1 | 1300
P107 | 2014 | RS2080700A | P | 2014-10-22 | PENTAIR | 11018 | 100 | 1 | 1300 |  | 1 | 1300 |  | 1 | 1300
P107 | 2015 | RS2096715A | P | 2015-03-23 | PENTAIR | 11018 | 100 | 1 | 1300 |  | 1 | 1300 |  | 1 | 1300
P107 | 2015 | RS2094687A | P | 2015-02-26 | PENTAIR | 11018 | 100 | 1 | 1300 |  | 1 | 1300 |  | 1 | 1300
P107 | 2015 | RS2118285A | P | 2015-12-02 | PENTAIR | 11018 | 100 | 1 | 1300 |  | 1 | 1300 |  | 1 | 1300
P107 | 2015 | RS2115990A | P | 2015-11-03 | PENTAIR | 11018 | 100 | 1 | 1300 |  | 1 | 1300 |  | 1 | 1300
P107 | 2015 | RS2100765A | P | 2015-05-14 | PENTAIR | 11018 | 100 | 1 | 1300 |  | 1 | 1300 |  | 1 | 1300
P107 | 2015 | RS6061072A | P | 2015-06-05 | PENTAIR | 11018 | 100 | 1 | 1300 |  | 1 | 1300 |  | 1 | 1300
P107 | 2015 | RS6051756A | P | 2015-01-26 | PENTAIR | 11018 | 100 | 1 | 1300 |  | 1 | 1300 |  | 1 | 1300
P107 | 2015 | RS2115741A | P | 2015-11-06 | PENTAIR | 11018 | 100 | 1 | 1300 |  | 1 | 1300 |  | 1 | 1300
P107 | 2015 | RS2117490A | P | 2015-11-20 | PENTAIR | 11018 | 100 | 1 | 1300 |  | 1 | 1300 |  | 1 | 1300
P107 | 2014 | RS2076488A | P | 2014-09-30 | PENTAIR | 11018 | 100 | 1 | 1300 |  | 1 | 1300 |  | 1 | 1300
P107 | 2015 | RS2109239A | P | 2015-08-19 | PENTAIR | 11018 | 100 | 1 | 1300 |  | 1 | 1300 |  | 1 | 1300
P107 | 2015 | RS2104441A | P | 2015-06-26 | PENTAIR | 11018 | 100 | 1 | 1300 |  | 1 | 1300 |  | 1 | 1300
P107 | 2015 | RS2115034A | P | 2015-10-27 | PENTAIR | 11018 | 100 | 1 | 1300 |  | 1 | 1300 |  | 1 | 1300
P107 | 2014 | RS6048232A | P | 2014-12-30 | PENTAIR | 11018 | 100 | 1 | 1300 |  | 1 | 1300 |  | 1 | 1300
P107 | 2015 | RS2111010A | P | 2015-09-09 | PENTAIR | 11018 | 100 | 1 | 1300 |  | 1 | 1300 |  | 1 | 1300
P107 | 2015 | RS2110400A | P | 2015-09-02 | PENTAIR | 11018 | 100 | 1 | 1300 |  | 1 | 1300 |  | 1 | 1300
P107 | 2015 | RS2118801A | P | 2015-12-10 | PENTAIR | 11018 | 100 | 1 | 1300 |  | 1 | 1300 |  | 1 | 1300
P107 | 2015 | RS2105190A | P | 2015-07-07 | PENTAIR | 342001 | 100 | 1 | 1300 |  | 1 | 1300 |  | 1 | 1300
P107 | 2014 | RS2057175A | P | 2014-04-28 | PENTAIR | 11018 | 100 | 1 | 1300 |  | 1 | 1300 |  | 1 | 1300
P107 | 2015 | RS2115806A | P | 2015-11-03 | PENTAIR | 11018 | 100 | 1 | 1300 |  | 1 | 1300 |  | 1 | 1300
P107 | 2015 | RS2112043A | P | 2015-09-23 | PENTAIR | 11018 | 100 | 1 | 1300 |  | 1 | 1300 |  | 1 | 1300
P107 | 2015 | RS2116806A | P | 2015-11-13 | PENTAIR | 11018 | 100 | 1 | 1300 |  | 1 | 1300 |  | 1 | 1300
P107 | 2014 | RS2056427A | P | 2014-03-20 | PENTAIR | 11018 | 100 | 1 | 1300 |  | 1 | 1300 |  | 1 | 1300
P107 | 2015 | RS2106924A | P | 2015-08-05 | PENTAIR | 11018 | 100 | 1 | 1300 |  | 1 | 1300 |  | 1 | 1300
P107 | 2015 | RS2116411A | P | 2015-11-09 | PENTAIR | 11018 | 100 | 1 | 1300 |  | 1 | 1300 |  | 1 | 1300
P107 | 2015 | RS2091990A | P | 2015-01-27 | PENTAIR | 11018 | 100 | 1 | 1300 |  | 1 | 1300 |  | 1 | 1300
P107 | 2015 | RS6062849A | P | 2015-06-25 | PENTAIR | 11018 | 100 | 1 | 1300 |  | 1 | 1300 |  | 1 | 1300
P107 | 2014 | RS2070163A | P | 2014-07-29 | PENTAIR | 11017 | 100 | 1 | 1300 |  | 1 | 1300 |  | 1 | 1300
P107 | 2015 | RS2115460A | P | 2015-10-29 | PENTAIR | 11018 | 100 | 1 | 1300 |  | 1 | 1300 |  | 1 | 1300
P107 | 2014 | RS2081302A | P | 2014-10-29 | PENTAIR | 11018 | 100 | 1 | 1300 |  | 1 | 1300 |  | 1 | 1300
P107 | 2015 | RS2093134A | P | 2015-02-18 | PENTAIR | 11018 | 100 | 1 | 1300 |  | 1 | 1300 |  | 1 | 1300
P107 | 2015 | RS2104744A | P | 2015-07-01 | PENTAIR | 11018 | 100 | 1 | 1300 |  | 1 | 1300 |  | 1 | 1300
P107 | 2015 | RS2096479A | P | 2015-03-19 | PENTAIR | 11018 | 100 | 1 | 1300 |  | 1 | 1300 |  | 1 | 1300
P107 | 2015 | RS2099591A | P | 2015-05-28 | PENTAIR | 11018 | 100 | 1 | 1300 |  | 1 | 1300 |  | 1 | 1300
P107 | 2015 | RS2104426A | P | 2015-06-26 | PENTAIR | 11018 | 100 | 1 | 1300 |  | 1 | 1300 |  | 1 | 1300
P107 | 2015 | RS2094680A | P | 2015-02-26 | PENTAIR | 11018 | 100 | 1 | 1300 |  | 1 | 1300 |  | 1 | 1300
P107 | 2015 | RS2111827A | P | 2015-09-22 | PENTAIR | 11008 | 100 | 1 | 1300 |  | 1 | 1300 |  | 1 | 1300
P107 | 2015 | RS2089957A | P | 2015-01-12 | PENTAIR | 11018 | 100 | 1 | 1300 |  | 1 | 1300 |  | 1 | 1300
P107 | 2015 | RS6071952A | P | 2015-12-08 | PENTAIR | 11018 | 100 | 1 | 1300 |  | 1 | 1300 |  | 1 | 1300
P107 | 2015 | RS2115462A | P | 2015-11-06 | PENTAIR | 11018 | 100 | 1 | 1300 |  | 1 | 1300 |  | 1 | 1300
P107 | 2014 | RS2059246A | P | 2014-05-01 | STA-RITE | P6E6VS4H-209L | 100 | 1 | 1300 |  | 1 | 1300 |  | 1 | 1300
P107 | 2014 | RS2049469A | P | 2014-01-21 | STA-RITE | P6E6VS4H-209L | 100 | 1 | 1300 |  | 1 | 1300 |  | 1 | 1300
P107 | 2014 | RS2058719A | P | 2014-04-15 | STA-RITE | P6E6VS4H-209L | 100 | 1 | 1300 |  | 1 | 1300 |  | 1 | 1300
P107 | 2015 | RS2093400A | P | 2015-02-13 | STA-RITE | P6E6VS4H-209L | 100 | 1 | 1300 |  | 1 | 1300 |  | 1 | 1300
P107 | 2015 | RS2117301A | P | 2015-12-08 | STA-RITE | P6E6VS4H-209L | 100 | 1 | 1300 |  | 1 | 1300 |  | 1 | 1300
P107 | 2014 | RS6021755A | P | 2014-03-12 | STA-RITE | 023005 | 100 | 1 | 1300 |  | 1 | 1300 |  | 1 | 1300
P107 | 2015 | RS2093426A | P | 2015-02-17 | STA-RITE | P6E6VS4H-209L | 100 | 1 | 1300 |  | 1 | 1300 |  | 1 | 1300
P107 | 2014 | RS2060781A | P | 2014-05-07 | STA-RITE | P6E6VS4H-209L | 100 | 1 | 1300 |  | 1 | 1300 |  | 1 | 1300
P107 | 2014 | RS2055633A | P | 2014-03-12 | STA-RITE | P6E6VS4H-209L | 100 | 1 | 1300 |  | 1 | 1300 |  | 1 | 1300
P107 | 2014 | RS2073003A | P | 2014-08-20 | STA-RITE | P6E6VS4H-209L | 100 | 1 | 1300 |  | 1 | 1300 |  | 1 | 1300
P107 | 2015 | RS2118571A | P | 2015-12-03 | STA-RITE | P6E6VS4H-209L | 100 | 1 | 1300 |  | 1 | 1300 |  | 1 | 1300
P107 | 2015 | RS2114747A | P | 2015-10-22 | STA-RITE | P6E6VS4H-209L | 100 | 1 | 1300 |  | 1 | 1300 |  | 1 | 1300
P107 | 2015 | RS2093382A | P | 2015-02-12 | STA-RITE | P6E6VS4H-209L | 100 | 1 | 1300 |  | 1 | 1300 |  | 1 | 1300
P107 | 2015 | RS2092389A | P | 2015-02-03 | STA-RITE | P6E6VS4H-209L | 100 | 1 | 1300 |  | 1 | 1300 |  | 1 | 1300
P107 | 2014 | RS2052130A | P | 2014-02-10 | STA-RITE | P6E6VS4H-209L | 100 | 1 | 1300 |  | 1 | 1300 |  | 1 | 1300
P107 | 2014 | RS2052129A | P | 2014-02-10 | STA-RITE | P6E6VS4H-209L | 100 | 1 | 1300 |  | 1 | 1300 |  | 1 | 1300
P107 | 2015 | RS2116935A | P | 2015-11-13 | STA-RITE | P6E6VS4H-209L | 100 | 1 | 1300 |  | 1 | 1300 |  | 1 | 1300
P107 | 2015 | RS2093395A | P | 2015-02-13 | STA-RITE | P6E6VS4H-209L | 100 | 1 | 1300 |  | 1 | 1300 |  | 1 | 1300
P107 | 2015 | RS2118803A | P | 2015-12-10 | STA-RITE | P6E6VS4H-209L | 100 | 1 | 1300 |  | 1 | 1300 |  | 1 | 1300
P107 | 2014 | RS2049467A | P | 2014-02-06 | STA-RITE | P6E6VS4H-209L | 100 | 1 | 1300 |  | 1 | 1300 |  | 1 | 1300
P107 | 2015 | RS2093399A | P | 2015-02-13 | STA-RITE | P6E6VS4H-209L | 100 | 1 | 1300 |  | 1 | 1300 |  | 1 | 1300
P107 | 2014 | RS6032978A | P | 2014-08-07 | STA-RITE | P6E6VS4H-209L | 100 | 1 | 1300 |  | 1 | 1300 |  | 1 | 1300
P107 | 2014 | RS2049465A | P | 2014-01-21 | STA-RITE | P6E6VS4H-209L | 100 | 1 | 1300 |  | 1 | 1300 |  | 1 | 1300
P107 | 2015 | RS2106278A | P | 2015-07-17 | STA-RITE | P6E6VS4H-209L | 100 | 1 | 1300 |  | 1 | 1300 |  | 1 | 1300
P107 | 2015 | RS2113864A | P | 2015-10-12 | STA-RITE | P6E6VS4H-209L | 100 | 1 | 1300 |  | 1 | 1300 |  | 1 | 1300
P107 | 2015 | RS2093398A | P | 2015-02-13 | STA-RITE | P6E6VS4H-209L | 100 | 1 | 1300 |  | 1 | 1300 |  | 1 | 1300
P107 | 2015 | RS2097258A | P | 2015-03-30 | STA-RITE | P6E6VS4H-209L | 100 | 1 | 1300 |  | 1 | 1300 |  | 1 | 1300
P107 | 2014 | RS2072829A | P | 2014-08-27 | STA-RITE | P6E6VS4H-209L | 100 | 1 | 1300 |  | 1 | 1300 |  | 1 | 1300
P107 | 2015 | RS6110398A | P | 2015-10-26 | STA-RITE | P6E6VS4H-209L | 100 | 1 | 1300 |  | 1 | 1300 |  | 1 | 1300
P107 | 2014 | RS2058232A | P | 2014-04-09 | STA-RITE | P6E6VS4H-209L | 100 | 1 | 1300 |  | 1 | 1300 |  | 1 | 1300
P107 | 2015 | RS2095220A | P | 2015-03-25 | STA-RITE | P6E6VS4H-209L | 100 | 1 | 1300 |  | 1 | 1300 |  | 1 | 1300
P107 | 2014 | RS2049466A | P | 2014-01-21 | STA-RITE | P6E6VS4H-209L | 100 | 1 | 1300 |  | 1 | 1300 |  | 1 | 1300
P107 | 2015 | RS2090683A | P | 2015-01-13 | STA-RITE | P6E6VS4H-209L | 100 | 1 | 1300 |  | 1 | 1300 |  | 1 | 1300
P107 | 2014 | RS2081126A | P | 2014-10-28 | STA-RITE | P6E6VS4H-209L | 100 | 1 | 1300 |  | 1 | 1300 |  | 1 | 1300
P107 | 2015 | RS6050570A | P | 2015-01-14 | STA-RITE | P6E6VS4H-209L | 100 | 1 | 1300 |  | 1 | 1300 |  | 1 | 1300
P107 | 2014 | RS2072830A | P | 2014-08-19 | STA-RITE | P6E6VS4H-209L | 100 | 1 | 1300 |  | 1 | 1300 |  | 1 | 1300
P107 | 2015 | RS2103204A | P | 2015-07-07 | STA-RITE | P6E6VS4H-209L | 100 | 1 | 1300 |  | 1 | 1300 |  | 1 | 1300
P107 | 2015 | RS6090495A | P | 2015-01-15 | STA-RITE | P6E6VS4H-209L | 100 | 1 | 1300 |  | 1 | 1300 |  | 1 | 1300
P107 | 2014 | RS6026723A | P | 2014-05-30 | STA-RITE | P6E6VS4H-209L | 100 | 1 | 1300 |  | 1 | 1300 |  | 1 | 1300
P107 | 2014 | RS2072999A | P | 2014-08-20 | STA-RITE | P6E6VS4H-209L | 100 | 1 | 1300 |  | 1 | 1300 |  | 1 | 1300
P107 | 2014 | RS2049468A | P | 2014-04-16 | STA-RITE | P6E6VS4H-209L | 100 | 1 | 1300 |  | 1 | 1300 |  | 1 | 1300
P107 | 2014 | RS2073183A | P | 2014-08-21 | WATERWAY PLASTICS INC. | ECONVSC-165 | 100 | 1 | 1300 |  | 1 | 1300 |  | 1 | 1300
P107 | 2015 | RS2117066A | P | 2015-11-16 | WATERWAY PLASTICS INC. | ECONO-VS | 100 | 1 | 1300 |  | 1 | 1300 |  | 1 | 1300
P107 | 2014 | RS6033664A | P | 2014-09-18 | ZODIAC | VS-FHP 2.0 | 100 | 1 | 1300 |  | 1 | 1300 |  | 1 | 1300
P107 | 2015 | RS2113827A | P | 2015-10-14 | ZODIAC | VSPHP270AUT | 100 | 1 | 1300 |  | 1 | 1300 |  | 1 | 1300
P107 | 2015 | RS2114398A | P | 2015-10-20 | ZODIAC | VSPHP270AUT | 100 | 1 | 1300 |  | 1 | 1300 |  | 1 | 1300
P107 | 2014 | RS2067003A | P | 2014-07-03 | ZODIAC | VS-FHP 2.0 | 100 | 1 | 1300 |  | 1 | 1300 |  | 1 | 1300
P107 | 2014 | RS2065540A | P | 2014-06-18 | ZODIAC | VS-FHP1.0 | 100 | 1 | 1300 |  | 1 | 1300 |  | 1 | 1300
P107 | 2015 | RS2105435A | P | 2015-08-03 | ZODIAC | VS-FHP1.0 | 100 | 1 | 1300 |  | 1 | 1300 |  | 1 | 1300
P107 | 2015 | RS6065442A | P | 2015-08-11 | ZODIAC | JEP1.5 | 100 | 1 | 1300 |  | 1 | 1300 |  | 1 | 1300
P107 | 2015 | RS2110326A | P | 2015-09-02 | ZODIAC | VSPHP270AUT | 100 | 1 | 1300 |  | 1 | 1300 |  | 1 | 1300
P107 | 2015 | RS2099856A | P | 2015-05-13 | ZODIAC | VS-FHP1.0 | 100 | 1 | 1300 |  | 1 | 1300 |  | 1 | 1300
P107 | 2015 | RS6056666A | P | 2015-04-07 | ZODIAC | VS-FHP1.0 | 100 | 1 | 1300 |  | 1 | 1300 |  | 1 | 1300
P107 | 2015 | RS6056700A | P | 2015-04-07 | ZODIAC | VS-FHP1.0 | 100 | 1 | 1300 |  | 1 | 1300 |  | 1 | 1300
P107 | 2014 | RS2058234A | P | 2014-04-09 | ZODIAC | VS-FHP1.0 | 100 | 1 | 1300 |  | 1 | 1300 |  | 1 | 1300
P107 | 2015 | RS2114223A | P | 2015-10-19 | ZODIAC | VS-FHP 2.0 | 100 | 1 | 1300 |  | 1 | 1300 |  | 1 | 1300
P107 | 2014 | RS2074751A | P | 2014-09-03 | ZODIAC | JEP1.5 | 100 | 1 | 1300 |  | 1 | 1300 |  | 1 | 1300
P107 | 2014 | RS2078398A | P | 2014-10-01 | PENTAIR | 11018 | 100 | 1 | 1301.5 |  | 1 | 1301.5 |  | 1 | 1301.5
P107 | 2014 | RS2063769A | P | 2014-07-11 | PENTAIR | 11018 | 100 | 1 | 1301.5 |  | 1 | 1301.5 |  | 1 | 1301.5
P107 | 2014 | RS2063776A | P | 2014-06-04 | PENTAIR | 11018 | 100 | 1 | 1301.5 |  | 1 | 1301.5 |  | 1 | 1301.5
P107 | 2014 | RS6048483A | P | 2015-01-02 | PENTAIR | 11018 | 100 | 1 | 1301.99 |  | 1 | 1301.99 |  | 1 | 1301.99
P107 | 2014 | RS6049332A | P | 2015-01-08 | PENTAIR | 11018 | 100 | 1 | 1301.99 |  | 1 | 1301.99 |  | 1 | 1301.99
P107 | 2014 | RS2081579A | P | 2014-10-30 | PENTAIR | 11018 | 100 | 1 | 1302.33 |  | 1 | 1302.33 |  | 1 | 1302.33
P107 | 2014 | RS2067618A | P | 2014-07-08 | PENTAIR | 11018 | 100 | 1 | 1302.33 |  | 1 | 1302.33 |  | 1 | 1302.33
P107 | 2015 | RS2100503A | P | 2015-05-13 | PENTAIR | 11018 | 100 | 1 | 1302.33 |  | 1 | 1302.33 |  | 1 | 1302.33
P107 | 2015 | RS2098076A | P | 2015-04-10 | STA-RITE | P6E6VS4H-209L | 100 | 1 | 1302.33 |  | 1 | 1302.33 |  | 1 | 1302.33
P107 | 2014 | RS2080379A | P | 2014-10-21 | STA-RITE | P6E6VS4H-209L | 100 | 1 | 1302.33 |  | 1 | 1302.33 |  | 1 | 1302.33
P107 | 2014 | RS2085153A | P | 2014-12-04 | STA-RITE | P6E6VS4H-209L | 100 | 1 | 1302.33 |  | 1 | 1302.33 |  | 1 | 1302.33
P107 | 2015 | RS2106096A | P | 2015-07-16 | STA-RITE | P6E6VS4H-209L | 100 | 1 | 1302.75 |  | 1 | 1302.75 |  | 1 | 1302.75
P107 | 2015 | RS6060618A | P | 2015-06-12 | PENTAIR | 11018 | 100 | 1 | 1303.22 |  | 1 | 1303.22 |  | 1 | 1303.22
P107 | 2015 | RS2100169A | P | 2015-05-07 | PENTAIR | 342001 | 100 | 1 | 1304.68 |  | 1 | 1304.68 |  | 1 | 1304.68
P107 | 2014 | RS6030010A | P | 2014-07-08 | PENTAIR | 11018 | 100 | 1 | 1304.99 |  | 1 | 1304.99 |  | 1 | 1304.99
P107 | 2015 | RS2116595A | P | 2015-11-10 | PENTAIR | 11018 | 100 | 1 | 1305.99 |  | 1 | 1305.99 |  | 1 | 1305.99
P107 | 2015 | RS6059629A | P | 2015-06-01 | PENTAIR | 11018 | 100 | 1 | 1307.75 |  | 1 | 1307.75 |  | 1 | 1307.75
P107 | 2014 | RS2066221A | P | 2014-06-25 | PENTAIR | 11018 | 100 | 1 | 1309.4 |  | 1 | 1309.4 |  | 1 | 1309.4
P107 | 2014 | RS2075805A | P | 2014-09-11 | STA-RITE | P6E6VS4H-209L | 100 | 1 | 1309.4 |  | 1 | 1309.4 |  | 1 | 1309.4
P107 | 2014 | RS2081873A | P | 2014-11-03 | STA-RITE | P6E6VS4H-209L | 100 | 1 | 1309.4 |  | 1 | 1309.4 |  | 1 | 1309.4
P107 | 2014 | RS2065575A | P | 2014-06-20 | STA-RITE | P6E6VS4H-209L | 100 | 1 | 1309.4 |  | 1 | 1309.4 |  | 1 | 1309.4
P107 | 2014 | RS2084290A | P | 2014-11-25 | STA-RITE | P6E6VS4H-209L | 100 | 1 | 1309.4 |  | 1 | 1309.4 |  | 1 | 1309.4
P107 | 2014 | RS2072028A | P | 2014-08-14 | STA-RITE | P6E6VS4H-209L | 100 | 1 | 1309.4 |  | 1 | 1309.4 |  | 1 | 1309.4
P107 | 2014 | RS2082984A | P | 2014-12-03 | STA-RITE | P6E6VS4H-209L | 100 | 1 | 1309.4 |  | 1 | 1309.4 |  | 1 | 1309.4
P107 | 2014 | RS2085418A | P | 2014-12-05 | STA-RITE | P6E6VS4H-209L | 100 | 1 | 1309.4 |  | 1 | 1309.4 |  | 1 | 1309.4
P107 | 2014 | RS2074825A | P | 2014-09-03 | STA-RITE | P6E6VS4H-209L | 100 | 1 | 1309.4 |  | 1 | 1309.4 |  | 1 | 1309.4
P107 | 2014 | RS2059284A | P | 2014-05-01 | STA-RITE | P6E6VS4H-209L | 100 | 1 | 1309.4 |  | 1 | 1309.4 |  | 1 | 1309.4
P107 | 2014 | RS2072029A | P | 2014-08-13 | STA-RITE | P6E6VS4H-209L | 100 | 1 | 1309.4 |  | 1 | 1309.4 |  | 1 | 1309.4
P107 | 2015 | RS2102349A | P | 2015-09-18 | STA-RITE | P6E6VS4H-209L | 100 | 1 | 1309.4 |  | 1 | 1309.4 |  | 1 | 1309.4
P107 | 2014 | RS2059533A | P | 2014-04-23 | STA-RITE | P6E6VS4H-209L | 100 | 1 | 1309.4 |  | 1 | 1309.4 |  | 1 | 1309.4
P107 | 2014 | RS2072030A | P | 2014-08-14 | STA-RITE | P6E6VS4H-209L | 100 | 1 | 1309.4 |  | 1 | 1309.4 |  | 1 | 1309.4
P107 | 2014 | RS2062229A | P | 2014-05-19 | STA-RITE | P6E6VS4H-209L | 100 | 1 | 1309.4 |  | 1 | 1309.4 |  | 1 | 1309.4
P107 | 2014 | RS2059283A | P | 2014-05-01 | STA-RITE | P6E6VS4H-209L | 100 | 1 | 1309.4 |  | 1 | 1309.4 |  | 1 | 1309.4
P107 | 2014 | RS2085439A | P | 2014-12-08 | STA-RITE | P6E6VS4H-209L | 100 | 1 | 1309.4 |  | 1 | 1309.4 |  | 1 | 1309.4
P107 | 2014 | RS2062578A | P | 2014-07-08 | STA-RITE | P6E6VS4H-209L | 100 | 1 | 1309.4 |  | 1 | 1309.4 |  | 1 | 1309.4
P107 | 2014 | RS2048649A | P | 2014-01-15 | STA-RITE | P6E6VS4H-209L | 100 | 1 | 1309.4 |  | 1 | 1309.4 |  | 1 | 1309.4
P107 | 2014 | RS2075302A | P | 2014-09-05 | STA-RITE | P6E6VS4H-209L | 100 | 1 | 1309.4 |  | 1 | 1309.4 |  | 1 | 1309.4
P107 | 2014 | RS2080012A | P | 2014-10-15 | STA-RITE | P6E6VS4H-209L | 100 | 1 | 1309.4 |  | 1 | 1309.4 |  | 1 | 1309.4
P107 | 2014 | RS2074513A | P | 2014-08-29 | STA-RITE | P6E6VS4H-209L | 100 | 1 | 1309.45 |  | 1 | 1309.45 |  | 1 | 1309.45
P107 | 2014 | RS2056338A | P | 2014-03-20 | STA-RITE | P6E6VS4H-209L | 100 | 1 | 1309.46 |  | 1 | 1309.46 |  | 1 | 1309.46
P107 | 2014 | RS2059222A | P | 2014-05-01 | STA-RITE | P6E6VS4H-209L | 100 | 1 | 1309.46 |  | 1 | 1309.46 |  | 1 | 1309.46
P107 | 2014 | RS2056331A | P | 2014-03-20 | STA-RITE | P6E6VS4H-209L | 100 | 1 | 1309.46 |  | 1 | 1309.46 |  | 1 | 1309.46
P107 | 2014 | RS2073499A | P | 2014-08-25 | STA-RITE | P6E6VS4H-209L | 100 | 1 | 1309.5 |  | 1 | 1309.5 |  | 1 | 1309.5
P107 | 2014 | RS2061890A | P | 2014-06-09 | STA-RITE | P6E6VS4H-209L | 100 | 1 | 1309.75 |  | 1 | 1309.75 |  | 1 | 1309.75
P107 | 2014 | RS2085422A | P | 2014-12-05 | STA-RITE | P6E6VS4H-209L | 100 | 1 | 1309.84 |  | 1 | 1309.84 |  | 1 | 1309.84
P107 | 2015 | RS2109810A | P | 2015-08-25 | PENTAIR | 11018 | 100 | 1 | 1312.48 |  | 1 | 1312.48 |  | 1 | 1312.48
P107 | 2015 | RS2092238A | P | 2015-01-29 | HAYWARD | SP3200VSPND | 100 | 1 | 1313 |  | 1 | 1313 |  | 1 | 1313
P107 | 2015 | RS2092549A | P | 2015-02-04 | HAYWARD | SP3200VSP | 100 | 1 | 1313 |  | 1 | 1313 |  | 1 | 1313
P107 | 2015 | RS2090926A | P | 2015-01-15 | PENTAIR | 342001 | 100 | 1 | 1315 |  | 1 | 1315 |  | 1 | 1315
P107 | 2015 | RS2120021A | P | 2015-12-17 | PENTAIR | 11018 | 100 | 1 | 1315.07 |  | 1 | 1315.07 |  | 1 | 1315.07
P107 | 2014 | RS2062510A | P | 2014-05-29 | PENTAIR | 11018 | 100 | 1 | 1315.5 |  | 1 | 1315.5 |  | 1 | 1315.5
P107 | 2014 | RS2073483A | P | 2014-08-21 | PENTAIR | 11018 | 100 | 1 | 1317 |  | 1 | 1317 |  | 1 | 1317
P107 | 2014 | RS2066710A | P | 2014-06-30 | PENTAIR | 11018 | 100 | 1 | 1317 |  | 1 | 1317 |  | 1 | 1317
P107 | 2014 | RS2065521A | P | 2014-06-18 | PENTAIR | 11018 | 100 | 1 | 1317 |  | 1 | 1317 |  | 1 | 1317
P107 | 2015 | RS2108274A | P | 2015-08-11 | PENTAIR | 11018 | 100 | 1 | 1317 |  | 1 | 1317 |  | 1 | 1317
P107 | 2014 | RS6022487A | P | 2014-08-08 | PENTAIR | 11018 | 100 | 1 | 1317.59 |  | 1 | 1317.59 |  | 1 | 1317.59
P107 | 2014 | RS2063872A | P | 2014-06-04 | PENTAIR | 11018 | 100 | 1 | 1317.59 |  | 1 | 1317.59 |  | 1 | 1317.59
P107 | 2014 | RS2080165A | P | 2014-11-07 | PENTAIR | 11018 | 100 | 1 | 1317.59 |  | 1 | 1317.59 |  | 1 | 1317.59
P107 | 2014 | RS2082407A | P | 2014-11-06 | PENTAIR | 11018 | 100 | 1 | 1317.59 |  | 1 | 1317.59 |  | 1 | 1317.59
P107 | 2014 | RS6024821A | P | 2014-05-16 | PENTAIR | 11018 | 100 | 1 | 1317.59 |  | 1 | 1317.59 |  | 1 | 1317.59
P107 | 2014 | RS2070401A | P | 2014-07-31 | PENTAIR | 11018 | 100 | 1 | 1317.59 |  | 1 | 1317.59 |  | 1 | 1317.59
P107 | 2014 | RS2085545A | P | 2014-12-08 | PENTAIR | 11018 | 100 | 1 | 1317.59 |  | 1 | 1317.59 |  | 1 | 1317.59
P107 | 2014 | RS2060715A | P | 2014-05-07 | PENTAIR | 11018 | 100 | 1 | 1317.99 |  | 1 | 1317.99 |  | 1 | 1317.99
P107 | 2015 | RS2103678A | P | 2015-06-19 | PENTAIR | 342001 | 100 | 1 | 1320 |  | 1 | 1320 |  | 1 | 1320
P107 | 2015 | RS2096750A | P | 2015-03-23 | PENTAIR | 11018 | 100 | 1 | 1320 |  | 1 | 1320 |  | 1 | 1320
P107 | 2014 | RS2087289A | P | 2015-01-21 | HAYWARD | SP3400VSP | 100 | 1 | 1321.5 |  | 1 | 1321.5 |  | 1 | 1321.5
P107 | 2014 | RS2082346A | P | 2014-12-02 | PENTAIR | 11018 | 100 | 1 | 1322.65 |  | 1 | 1322.65 |  | 1 | 1322.65
P107 | 2014 | RS2048868A | P | 2014-01-16 | PENTAIR | 11018 | 100 | 1 | 1323 |  | 1 | 1323 |  | 1 | 1323
P107 | 2014 | RS6032608A | P | 2014-08-05 | PENTAIR | 11018 | 100 | 1 | 1323 |  | 1 | 1323 |  | 1 | 1323
P107 | 2015 | RS2103607A | P | 2015-06-17 | PENTAIR | 11018 | 100 | 1 | 1323 |  | 1 | 1323 |  | 1 | 1323
P107 | 2015 | RS2110149A | P | 2015-08-31 | STA-RITE | P6E6VS4H-209L | 100 | 1 | 1323 |  | 1 | 1323 |  | 1 | 1323
P107 | 2015 | RS2095430A | P | 2015-03-06 | STA-RITE | P6E6VS4H-209L | 100 | 1 | 1323.16 |  | 1 | 1323.16 |  | 1 | 1323.16
P107 | 2015 | RS2115035A | P | 2015-10-27 | PENTAIR | 11018 | 100 | 1 | 1323.22 |  | 1 | 1323.22 |  | 1 | 1323.22
P107 | 2015 | RS2114627A | P | 2015-10-21 | PENTAIR | 11018 | 100 | 1 | 1323.22 |  | 1 | 1323.22 |  | 1 | 1323.22
P107 | 2015 | RS2110995A | P | 2015-09-09 | STA-RITE | P6E6VS4H-209L | 100 | 1 | 1323.22 |  | 1 | 1323.22 |  | 1 | 1323.22
P107 | 2015 | RS2115363A | P | 2015-10-28 | STA-RITE | P6E6VS4H-209L | 100 | 1 | 1323.22 |  | 1 | 1323.22 |  | 1 | 1323.22
P107 | 2015 | RS2101097A | P | 2015-05-21 | STA-RITE | P6E6VS4H-209L | 100 | 1 | 1323.22 |  | 1 | 1323.22 |  | 1 | 1323.22
P107 | 2014 | RS2063881A | P | 2014-06-04 | PENTAIR | 11013 | 100 | 1 | 1324.5 |  | 1 | 1324.5 |  | 1 | 1324.5
P107 | 2014 | RS2063880A | P | 2014-06-04 | PENTAIR | 11013 | 100 | 1 | 1324.5 |  | 1 | 1324.5 |  | 1 | 1324.5
P107 | 2014 | RS2076486A | P | 2014-09-16 | PENTAIR | 11013 | 100 | 1 | 1324.5 |  | 1 | 1324.5 |  | 1 | 1324.5
P107 | 2015 | RS2111487A | P | 2015-09-17 | PENTAIR | 11012 | 100 | 1 | 1324.95 |  | 1 | 1324.95 |  | 1 | 1324.95
P107 | 2014 | RS6045010A | P | 2014-12-08 | HAYWARD | SP3400VSP | 100 | 1 | 1325 |  | 1 | 1325 |  | 1 | 1325
P107 | 2015 | RS2108865A | P | 2015-08-14 | PENTAIR | 11018 | 100 | 1 | 1325 |  | 1 | 1325 |  | 1 | 1325
P107 | 2014 | RS6019148A | P | 2014-02-24 | PENTAIR | 11012 | 100 | 1 | 1325 |  | 1 | 1325 |  | 1 | 1325
P107 | 2015 | RS2108711A | P | 2015-08-13 | PENTAIR | 11018 | 100 | 1 | 1325 |  | 1 | 1325 |  | 1 | 1325
P107 | 2015 | RS2114961A | P | 2015-10-23 | STA-RITE | P6E6VS4H-209L | 100 | 1 | 1325 |  | 1 | 1325 |  | 1 | 1325
P107 | 2015 | RS2092858A | P | 2015-02-05 | STA-RITE | P6E6VS4H-209L | 100 | 1 | 1325 |  | 1 | 1325 |  | 1 | 1325
P107 | 2015 | RS2109149A | P | 2015-09-03 | PENTAIR | 11018 | 100 | 1 | 1325.97 |  | 1 | 1325.97 |  | 1 | 1325.97
P107 | 2015 | RS6060976A | P | 2015-06-04 | HAYWARD | SP3400VSP | 100 | 1 | 1326.45 |  | 1 | 1326.45 |  | 1 | 1326.45
P107 | 2015 | RS6066756A | P | 2015-08-12 | PENTAIR | 11018 | 100 | 1 | 1327 |  | 1 | 1327 |  | 1 | 1327
P107 | 2014 | RS2063805A | P | 2014-06-04 | STA-RITE | P6E6VS4H-209L | 100 | 1 | 1327.9 |  | 1 | 1327.9 |  | 1 | 1327.9
P107 | 2014 | RS2075069A | P | 2014-09-05 | STA-RITE | P6E6VS4H-209L | 100 | 1 | 1328.76 |  | 1 | 1328.76 |  | 1 | 1328.76
P107 | 2014 | RS2078348A | P | 2014-09-30 | PENTAIR | 11018 | 100 | 1 | 1329 |  | 1 | 1329 |  | 1 | 1329
P107 | 2014 | RS2077297A | P | 2014-09-22 | STA-RITE | P6E6VS4H-209L | 100 | 1 | 1329.4 |  | 1 | 1329.4 |  | 1 | 1329.4
P107 | 2014 | RS2060601A | P | 2014-05-02 | STA-RITE | P6E6VS4H-209L | 100 | 1 | 1329.4 |  | 1 | 1329.4 |  | 1 | 1329.4
P107 | 2015 | RS2118625A | P | 2015-12-08 | PENTAIR | 11012 | 100 | 1 | 1329.95 |  | 1 | 1329.95 |  | 1 | 1329.95
P107 | 2014 | RS2085825A | P | 2014-12-10 | HAYWARD | SP3400VSP | 100 | 1 | 1330 |  | 1 | 1330 |  | 1 | 1330
P107 | 2014 | RS2088774A | P | 2015-01-02 | PENTAIR | 11018 | 100 | 1 | 1330 |  | 1 | 1330 |  | 1 | 1330
P107 | 2015 | RS6059987A | P | 2015-05-20 | PENTAIR | 11018 | 100 | 1 | 1330.5 |  | 1 | 1330.5 |  | 1 | 1330.5
P107 | 2015 | RS2106408A | P | 2015-07-31 | PENTAIR | 11018 | 100 | 1 | 1332 |  | 1 | 1332 |  | 1 | 1332
P107 | 2015 | RS2115059A | P | 2015-10-26 | STA-RITE | P6E6VS4H-209L | 100 | 1 | 1332 |  | 1 | 1332 |  | 1 | 1332
P107 | 2015 | RS2109792A | P | 2015-08-25 | STA-RITE | P6E6VS4H-209L | 100 | 1 | 1332 |  | 1 | 1332 |  | 1 | 1332
P107 | 2015 | RS2111710A | P | 2015-09-22 | STA-RITE | P6E6VS4H-209L | 100 | 1 | 1332 |  | 1 | 1332 |  | 1 | 1332
P107 | 2014 | RS2059230A | P | 2014-04-23 | STA-RITE | P6E6VS4H-209L | 100 | 1 | 1332.88 |  | 1 | 1332.88 |  | 1 | 1332.88
P107 | 2014 | RS2071369A | P | 2014-08-25 | PENTAIR | 11018 | 100 | 1 | 1333.33 |  | 1 | 1333.33 |  | 1 | 1333.33
P107 | 2014 | RS2072170A | P | 2014-08-14 | STA-RITE | P6E6VS4H-209L | 100 | 1 | 1333.55 |  | 1 | 1333.55 |  | 1 | 1333.55
P107 | 2014 | RS2060455A | P | 2014-05-01 | PENTAIR | 11018 | 100 | 1 | 1333.6 |  | 1 | 1333.6 |  | 1 | 1333.6
P107 | 2015 | RS6066290A | P | 2015-08-10 | PENTAIR | 11018 | 100 | 1 | 1335 |  | 1 | 1335 |  | 1 | 1335
P107 | 2015 | RS6073876A | P | 2015-12-11 | PENTAIR | 11018 | 100 | 1 | 1339 |  | 1 | 1339 |  | 1 | 1339
P107 | 2014 | RS2054701A | P | 2014-03-04 | PENTAIR | 11018 | 100 | 1 | 1339.2 |  | 1 | 1339.2 |  | 1 | 1339.2
P107 | 2015 | RS2083130A | P | 2015-11-05 | HAYWARD | SP3400VSP | 100 | 1 | 1339.95 |  | 1 | 1339.95 |  | 1 | 1339.95
P107 | 2015 | RS6071639A | P | 2015-11-06 | PENTAIR | 11018 | 100 | 1 | 1339.99 |  | 1 | 1339.99 |  | 1 | 1339.99
P107 | 2015 | RS6070129A | P | 2015-10-08 | PENTAIR | 11018 | 100 | 1 | 1339.99 |  | 1 | 1339.99 |  | 1 | 1339.99
P107 | 2014 | RS2088760A | P | 2015-01-02 | HAYWARD | SP3400VSP | 100 | 1 | 1340 |  | 1 | 1340 |  | 1 | 1340
P107 | 2014 | RS2048740A | P | 2014-01-15 | PENTAIR | 11018 | 100 | 1 | 1340 |  | 1 | 1340 |  | 1 | 1340
P107 | 2014 | RS2054325A | P | 2014-03-03 | PENTAIR | 11018 | 100 | 1 | 1340.77 |  | 1 | 1340.77 |  | 1 | 1340.77
P107 | 2014 | RS2067590A | P | 2014-07-08 | PENTAIR | 11018 | 100 | 1 | 1340.77 |  | 1 | 1340.77 |  | 1 | 1340.77
P107 | 2014 | RS2058248A | P | 2014-05-01 | PENTAIR | 11018 | 100 | 1 | 1340.77 |  | 1 | 1340.77 |  | 1 | 1340.77
P107 | 2014 | RS2058249A | P | 2014-04-09 | PENTAIR | 11018 | 100 | 1 | 1340.77 |  | 1 | 1340.77 |  | 1 | 1340.77
P107 | 2014 | RS2057054A | P | 2014-03-27 | PENTAIR | 11018 | 100 | 1 | 1340.77 |  | 1 | 1340.77 |  | 1 | 1340.77
P107 | 2014 | RS2058691A | P | 2014-04-15 | PENTAIR | 11018 | 100 | 1 | 1340.77 |  | 1 | 1340.77 |  | 1 | 1340.77
P107 | 2014 | RS2073434A | P | 2014-08-21 | PENTAIR | 11018 | 100 | 1 | 1340.77 |  | 1 | 1340.77 |  | 1 | 1340.77
P107 | 2014 | RS2051812A | P | 2014-02-06 | PENTAIR | 11018 | 100 | 1 | 1340.77 |  | 1 | 1340.77 |  | 1 | 1340.77
P107 | 2014 | RS2050135A | P | 2014-01-23 | PENTAIR | 11018 | 100 | 1 | 1340.77 |  | 1 | 1340.77 |  | 1 | 1340.77
P107 | 2014 | RS2066140A | P | 2014-06-24 | PENTAIR | 11018 | 100 | 1 | 1342.95 |  | 1 | 1342.95 |  | 1 | 1342.95
P107 | 2014 | RS2065474A | P | 2014-06-17 | PENTAIR | 11018 | 100 | 1 | 1343.51 |  | 1 | 1343.51 |  | 1 | 1343.51
P107 | 2014 | RS2047226A | P | 2014-01-13 | ZODIAC/JANDY | JEP2.0 | 100 | 1 | 1344 |  | 1 | 1344 |  | 1 | 1344
P107 | 2014 | RS2081469A | P | 2014-10-30 | PENTAIR | 11018 | 100 | 1 | 1344.99 |  | 1 | 1344.99 |  | 1 | 1344.99
P107 | 2014 | RS2063617A | P | 2014-06-03 | PENTAIR | 11018 | 100 | 1 | 1345 |  | 1 | 1345 |  | 1 | 1345
P107 | 2015 | RS2113397A | P | 2015-10-06 | PENTAIR | 11018 | 100 | 1 | 1345 |  | 1 | 1345 |  | 1 | 1345
P107 | 2015 | RS2104088A | P | 2015-06-24 | STA-RITE | P6E6VS4H-209L | 100 | 1 | 1345 |  | 1 | 1345 |  | 1 | 1345
P107 | 2015 | RS2111748A | P | 2015-09-21 | ZODIAC | JEP2.0 | 100 | 1 | 1345 |  | 1 | 1345 |  | 1 | 1345
P107 | 2015 | RS2103848A | P | 2015-06-26 | PENTAIR | 11018 | 100 | 1 | 1346.95 |  | 1 | 1346.95 |  | 1 | 1346.95
P107 | 2014 | RS2064965A | P | 2014-06-13 | PENTAIR | 11018 | 100 | 1 | 1346.95 |  | 1 | 1346.95 |  | 1 | 1346.95
P107 | 2014 | RS2056609A | P | 2014-03-24 | PENTAIR | 11018 | 100 | 1 | 1346.95 |  | 1 | 1346.95 |  | 1 | 1346.95
P107 | 2014 | RS2061369A | P | 2014-05-12 | PENTAIR | 11018 | 100 | 1 | 1346.95 |  | 1 | 1346.95 |  | 1 | 1346.95
P107 | 2014 | RS2057979A | P | 2014-04-28 | PENTAIR | 11018 | 100 | 1 | 1346.95 |  | 1 | 1346.95 |  | 1 | 1346.95
P107 | 2015 | RS2104602A | P | 2015-07-15 | PENTAIR | 11018 | 100 | 1 | 1346.95 |  | 1 | 1346.95 |  | 1 | 1346.95
P107 | 2014 | RS2067889A | P | 2014-07-09 | PENTAIR | 11018 | 100 | 1 | 1346.95 |  | 1 | 1346.95 |  | 1 | 1346.95
P107 | 2014 | RS2057267A | P | 2014-03-28 | PENTAIR | 11018 | 100 | 1 | 1346.95 |  | 1 | 1346.95 |  | 1 | 1346.95
P107 | 2014 | RS2052784A | P | 2014-02-18 | PENTAIR | 11018 | 100 | 1 | 1346.95 |  | 1 | 1346.95 |  | 1 | 1346.95
P107 | 2014 | RS2074434A | P | 2014-09-03 | PENTAIR | 11018 | 100 | 1 | 1346.95 |  | 1 | 1346.95 |  | 1 | 1346.95
P107 | 2015 | RS2113867A | P | 2015-10-12 | PENTAIR | 11018 | 100 | 1 | 1346.95 |  | 1 | 1346.95 |  | 1 | 1346.95
P107 | 2015 | RS2108434A | P | 2015-08-11 | PENTAIR | 11018 | 100 | 1 | 1346.95 |  | 1 | 1346.95 |  | 1 | 1346.95
P107 | 2015 | RS2094231A | P | 2015-02-19 | STA-RITE | P6E6VS4H-209L | 100 | 1 | 1346.95 |  | 1 | 1346.95 |  | 1 | 1346.95
P107 | 2014 | RS2085609A | P | 2014-12-08 | STA-RITE | P6E6VS4H-209L | 100 | 1 | 1346.95 |  | 1 | 1346.95 |  | 1 | 1346.95
P107 | 2015 | RS2099055A | P | 2015-04-22 | STA-RITE | P6E6VS4H-209L | 100 | 1 | 1346.95 |  | 1 | 1346.95 |  | 1 | 1346.95
P107 | 2014 | RS2087709A | P | 2014-12-26 | STA-RITE | P6E6VS4H-209L | 100 | 1 | 1346.95 |  | 1 | 1346.95 |  | 1 | 1346.95
P107 | 2014 | RS2060612A | P | 2014-05-02 | STA-RITE | P6E6VS4H-209L | 100 | 1 | 1346.95 |  | 1 | 1346.95 |  | 1 | 1346.95
P107 | 2014 | RS2064770A | P | 2014-06-12 | PENTAIR | 11018 | 100 | 1 | 1347.95 |  | 1 | 1347.95 |  | 1 | 1347.95
P107 | 2014 | RS6027771A | P | 2014-06-10 | HAYWARD | SP3400VSP | 100 | 1 | 1348 |  | 1 | 1348 |  | 1 | 1348
P107 | 2014 | RS2054031A | P | 2014-02-28 | HAYWARD | SP3400VSP | 100 | 1 | 1348 |  | 1 | 1348 |  | 1 | 1348
P107 | 2014 | RS2084028A | P | 2014-11-20 | HAYWARD | SP3400VSP | 100 | 1 | 1348 |  | 1 | 1348 |  | 1 | 1348
P107 | 2014 | RS2065781A | P | 2014-06-20 | PENTAIR | 11018 | 100 | 1 | 1348 |  | 1 | 1348 |  | 1 | 1348
P107 | 2015 | RS2106250A | P | 2015-07-17 | PENTAIR | 11018 | 100 | 1 | 1348 |  | 1 | 1348 |  | 1 | 1348
P107 | 2015 | RS2097280A | P | 2015-03-27 | STA-RITE | P6E6VS4H-209L | 100 | 1 | 1348 |  | 1 | 1348 |  | 1 | 1348
P107 | 2014 | RS2066862A | P | 2014-07-03 | PENTAIR | 11018 | 100 | 1 | 1348.19 |  | 1 | 1348.19 |  | 1 | 1348.19
P107 | 2015 | RS2108376A | P | 2015-08-14 | HAYWARD | SP3400VSP | 100 | 1 | 1348.2 |  | 1 | 1348.2 |  | 1 | 1348.2
P107 | 2014 | RS6034406A | P | 2014-09-10 | PENTAIR | 11018 | 100 | 1 | 1349 |  | 1 | 1349 |  | 1 | 1349
P107 | 2015 | RS2110256A | P | 2015-09-01 | PENTAIR | 11018 | 100 | 1 | 1349 |  | 1 | 1349 |  | 1 | 1349
P107 | 2015 | RS2110265A | P | 2015-09-01 | PENTAIR | 11018 | 100 | 1 | 1349 |  | 1 | 1349 |  | 1 | 1349
P107 | 2015 | RS6063253A | P | 2015-07-01 | STA-RITE | P6E6VS4H-209L | 100 | 1 | 1349 |  | 1 | 1349 |  | 1 | 1349
P107 | 2014 | RS2067452A | P | 2014-07-07 | STA-RITE | P6E6VS4H-209L | 100 | 1 | 1349 |  | 1 | 1349 |  | 1 | 1349
P107 | 2015 | RS6065644A | P | 2015-07-29 | STA-RITE | P6E6VS4H-209L | 100 | 1 | 1349.1 |  | 1 | 1349.1 |  | 1 | 1349.1
P107 | 2015 | RS2115483A | P | 2015-10-29 | PENTAIR | 11018 | 100 | 1 | 1349.95 |  | 1 | 1349.95 |  | 1 | 1349.95
P107 | 2014 | RS2072798A | P | 2014-08-19 | HAYWARD | SP3400VSP | 100 | 1 | 1350 |  | 1 | 1350 |  | 1 | 1350
P107 | 2014 | RS2075866A | P | 2014-09-11 | HAYWARD | SP3400VSP | 100 | 1 | 1350 |  | 1 | 1350 |  | 1 | 1350
P107 | 2014 | RS2076098A | P | 2014-09-12 | HAYWARD | SP3200VSP | 100 | 1 | 1350 |  | 1 | 1350 |  | 1 | 1350
P107 | 2014 | RS2087537A | P | 2015-01-23 | HAYWARD | SP3400VSP | 100 | 1 | 1350 |  | 1 | 1350 |  | 1 | 1350
P107 | 2015 | RS2109847A | P | 2015-08-27 | HAYWARD | SP3400VSP | 100 | 1 | 1350 |  | 1 | 1350 |  | 1 | 1350
P107 | 2014 | RS2053497A | P | 2014-02-21 | HAYWARD | SP3400VSP | 100 | 1 | 1350 |  | 1 | 1350 |  | 1 | 1350
P107 | 2015 | RS2106257A | P | 2015-07-17 | HAYWARD | SP3400VSP | 100 | 1 | 1350 |  | 1 | 1350 |  | 1 | 1350
P107 | 2014 | RS2057849A | P | 2014-04-08 | HAYWARD | SP3400VSP | 100 | 1 | 1350 |  | 1 | 1350 |  | 1 | 1350
P107 | 2015 | RS2103737A | P | 2015-06-18 | HAYWARD | SP3200VSP | 100 | 1 | 1350 |  | 1 | 1350 |  | 1 | 1350
P107 | 2015 | RS2107312A | P | 2015-07-28 | HAYWARD | SP2300VSP | 100 | 1 | 1350 |  | 1 | 1350 |  | 1 | 1350
P107 | 2015 | RS2098976A | P | 2015-04-22 | HAYWARD | SP3200VSP | 100 | 1 | 1350 |  | 1 | 1350 |  | 1 | 1350
P107 | 2015 | RS2097016A | P | 2015-03-25 | HAYWARD | SP2300VSP | 100 | 1 | 1350 |  | 1 | 1350 |  | 1 | 1350
P107 | 2014 | RS2057933A | P | 2014-04-08 | HAYWARD | SP3400VSP | 100 | 1 | 1350 |  | 1 | 1350 |  | 1 | 1350
P107 | 2015 | RS6068878A | P | 2015-09-16 | HAYWARD | SP3400VSP | 100 | 1 | 1350 |  | 1 | 1350 |  | 1 | 1350
P107 | 2014 | RS2073671A | P | 2014-08-25 | HAYWARD | SP3200VSP | 100 | 1 | 1350 |  | 1 | 1350 |  | 1 | 1350
P107 | 2015 | RS2120828A | P | 2015-12-29 | HAYWARD | SP3200VSP | 100 | 1 | 1350 |  | 1 | 1350 |  | 1 | 1350
P107 | 2015 | RS2098361A | P | 2015-04-13 | HAYWARD | SP3400VSP | 100 | 1 | 1350 |  | 1 | 1350 |  | 1 | 1350
P107 | 2015 | RS2107421A | P | 2015-08-20 | HAYWARD | SP3400VSP | 100 | 1 | 1350 |  | 1 | 1350 |  | 1 | 1350
P107 | 2015 | RS2105039A | P | 2015-07-07 | HAYWARD | SP3400VSP | 100 | 1 | 1350 |  | 1 | 1350 |  | 1 | 1350
P107 | 2015 | RS6056590A | P | 2015-04-01 | HAYWARD | SP3200VSP | 100 | 1 | 1350 |  | 1 | 1350 |  | 1 | 1350
P107 | 2014 | RS6032782A | P | 2014-08-06 | PENTAIR | 11018 | 100 | 1 | 1350 |  | 1 | 1350 |  | 1 | 1350
P107 | 2014 | RS6023974A | P | 2014-04-25 | PENTAIR | 11018 | 100 | 1 | 1350 |  | 1 | 1350 |  | 1 | 1350
P107 | 2014 | RS2064211A | P | 2014-06-10 | PENTAIR | 11018 | 100 | 1 | 1350 |  | 1 | 1350 |  | 1 | 1350
P107 | 2015 | RS2101631A | P | 2015-05-26 | PENTAIR | 11018 | 100 | 1 | 1350 |  | 1 | 1350 |  | 1 | 1350
P107 | 2014 | RS6047795A | P | 2015-01-21 | PENTAIR | 11018 | 100 | 1 | 1350 |  | 1 | 1350 |  | 1 | 1350
P107 | 2015 | RS6061963A | P | 2015-07-07 | PENTAIR | 11018 | 100 | 1 | 1350 |  | 1 | 1350 |  | 1 | 1350
P107 | 2015 | RS6065361A | P | 2015-08-11 | PENTAIR | 11018 | 100 | 1 | 1350 |  | 1 | 1350 |  | 1 | 1350
P107 | 2015 | RS2120712A | P | 2015-12-29 | PENTAIR | 11018 | 100 | 1 | 1350 |  | 1 | 1350 |  | 1 | 1350
P107 | 2014 | RS2084947A | P | 2014-12-02 | PENTAIR | 11018 | 100 | 1 | 1350 |  | 1 | 1350 |  | 1 | 1350
P107 | 2014 | RS2053875A | P | 2014-02-27 | PENTAIR | 11018 | 100 | 1 | 1350 |  | 1 | 1350 |  | 1 | 1350
P107 | 2014 | RS2076543A | P | 2014-09-17 | PENTAIR | 11018 | 100 | 1 | 1350 |  | 1 | 1350 |  | 1 | 1350
P107 | 2015 | RS2101697A | P | 2015-06-03 | PENTAIR | 11018 | 100 | 1 | 1350 |  | 1 | 1350 |  | 1 | 1350
P107 | 2015 | RS2114504A | P | 2015-10-20 | PENTAIR | 11018 | 100 | 1 | 1350 |  | 1 | 1350 |  | 1 | 1350
P107 | 2014 | RS2064638A | P | 2014-06-11 | PENTAIR | 11018 | 100 | 1 | 1350 |  | 1 | 1350 |  | 1 | 1350
P107 | 2014 | RS2085202A | P | 2014-12-04 | PENTAIR | 11018 | 100 | 1 | 1350 |  | 1 | 1350 |  | 1 | 1350
P107 | 2015 | RS2117315A | P | 2015-11-18 | PENTAIR | 11018 | 100 | 1 | 1350 |  | 1 | 1350 |  | 1 | 1350
P107 | 2014 | RS2078943A | P | 2014-10-03 | PENTAIR | 11018 | 100 | 1 | 1350 |  | 1 | 1350 |  | 1 | 1350
P107 | 2014 | RS2059487A | P | 2014-04-23 | PENTAIR | 11018 | 100 | 1 | 1350 |  | 1 | 1350 |  | 1 | 1350
P107 | 2014 | RS2056930A | P | 2014-03-26 | PENTAIR | 11018 | 100 | 1 | 1350 |  | 1 | 1350 |  | 1 | 1350
P107 | 2015 | RS2099330A | P | 2015-05-22 | PENTAIR | 11018 | 100 | 1 | 1350 |  | 1 | 1350 |  | 1 | 1350
P107 | 2015 | RS2112982A | P | 2015-10-01 | PENTAIR | 11018 | 100 | 1 | 1350 |  | 1 | 1350 |  | 1 | 1350
P107 | 2015 | RS2100030A | P | 2015-05-06 | PENTAIR | 11018 | 100 | 1 | 1350 |  | 1 | 1350 |  | 1 | 1350
P107 | 2014 | RS2081415A | P | 2014-10-29 | PENTAIR | 11018 | 100 | 1 | 1350 |  | 1 | 1350 |  | 1 | 1350
P107 | 2015 | RS2101444A | P | 2015-05-26 | PENTAIR | 11018 | 100 | 1 | 1350 |  | 1 | 1350 |  | 1 | 1350
P107 | 2014 | RS2082222A | P | 2014-11-06 | PENTAIR | 11018 | 100 | 1 | 1350 |  | 1 | 1350 |  | 1 | 1350
P107 | 2015 | RS2117090A | P | 2015-11-16 | PENTAIR | 11018 | 100 | 1 | 1350 |  | 1 | 1350 |  | 1 | 1350
P107 | 2015 | RS2116826A | P | 2015-11-13 | PENTAIR | 11018 | 100 | 1 | 1350 |  | 1 | 1350 |  | 1 | 1350
P107 | 2014 | RS2050832A | P | 2014-01-29 | PENTAIR | 11018 | 100 | 1 | 1350 |  | 1 | 1350 |  | 1 | 1350
P107 | 2014 | RS6030005C | P | 2014-09-15 | PENTAIR | 11017 | 100 | 1 | 1350 |  | 1 | 1350 |  | 1 | 1350
P107 | 2015 | RS6062719A | P | 2015-06-24 | PENTAIR | 11018 | 100 | 1 | 1350 |  | 1 | 1350 |  | 1 | 1350
P107 | 2014 | RS2064212A | P | 2014-07-01 | PENTAIR | 11018 | 100 | 1 | 1350 |  | 1 | 1350 |  | 1 | 1350
P107 | 2015 | RS2111467A | P | 2015-09-17 | PENTAIR | 11018 | 100 | 1 | 1350 |  | 1 | 1350 |  | 1 | 1350
P107 | 2014 | RS2069166A | P | 2014-07-30 | PENTAIR | 11018 | 100 | 1 | 1350 |  | 1 | 1350 |  | 1 | 1350
P107 | 2015 | RS2113010A | P | 2015-10-14 | PENTAIR | 11018 | 100 | 1 | 1350 |  | 1 | 1350 |  | 1 | 1350
P107 | 2014 | RS6021485A | P | 2014-03-06 | PENTAIR | 11018 | 100 | 1 | 1350 |  | 1 | 1350 |  | 1 | 1350
P107 | 2014 | RS2065542A | P | 2014-06-18 | PENTAIR | 11018 | 100 | 1 | 1350 |  | 1 | 1350 |  | 1 | 1350
P107 | 2015 | RS2091409A | P | 2015-01-21 | PENTAIR | 11018 | 100 | 1 | 1350 |  | 1 | 1350 |  | 1 | 1350
P107 | 2014 | RS6028670A | P | 2014-06-20 | PENTAIR | 11018 | 100 | 1 | 1350 |  | 1 | 1350 |  | 1 | 1350
P107 | 2014 | RS2083153A | P | 2014-12-03 | PENTAIR | 11018 | 100 | 1 | 1350 |  | 1 | 1350 |  | 1 | 1350
P107 | 2015 | RS2106560A | P | 2015-07-22 | PENTAIR | 11018 | 100 | 1 | 1350 |  | 1 | 1350 |  | 1 | 1350
P107 | 2014 | RS2067497A | P | 2014-07-07 | PENTAIR | 11018 | 100 | 1 | 1350 |  | 1 | 1350 |  | 1 | 1350
P107 | 2015 | RS2098338A | P | 2015-04-13 | PENTAIR | 11018 | 100 | 1 | 1350 |  | 1 | 1350 |  | 1 | 1350
P107 | 2014 | RS2062686A | P | 2014-05-30 | PENTAIR | 11018 | 100 | 1 | 1350 |  | 1 | 1350 |  | 1 | 1350
P107 | 2015 | RS2105193A | P | 2015-07-07 | PENTAIR | 11018 | 100 | 1 | 1350 |  | 1 | 1350 |  | 1 | 1350
P107 | 2015 | RS2114752A | P | 2015-10-22 | PENTAIR | 11018 | 100 | 1 | 1350 |  | 1 | 1350 |  | 1 | 1350
P107 | 2015 | RS2094704A | P | 2015-02-26 | PENTAIR | 11018 | 100 | 1 | 1350 |  | 1 | 1350 |  | 1 | 1350
P107 | 2015 | RS2113754A | P | 2015-10-09 | PENTAIR | 11018 | 100 | 1 | 1350 |  | 1 | 1350 |  | 1 | 1350
P107 | 2014 | RS2077465A | P | 2014-09-25 | PENTAIR | 11013 | 100 | 1 | 1350 |  | 1 | 1350 |  | 1 | 1350
P107 | 2014 | RS2053880A | P | 2014-02-27 | PENTAIR | 11018 | 100 | 1 | 1350 |  | 1 | 1350 |  | 1 | 1350
P107 | 2014 | RS6039764A | P | 2014-10-09 | PENTAIR | 11018 | 100 | 1 | 1350 |  | 1 | 1350 |  | 1 | 1350
P107 | 2015 | RS2096756A | P | 2015-03-23 | PENTAIR | 11018 | 100 | 1 | 1350 |  | 1 | 1350 |  | 1 | 1350
P107 | 2015 | RS2111638A | P | 2015-09-18 | PENTAIR | 11018 | 100 | 1 | 1350 |  | 1 | 1350 |  | 1 | 1350
P107 | 2015 | RS2118539A | P | 2015-12-03 | PENTAIR | 11018 | 100 | 1 | 1350 |  | 1 | 1350 |  | 1 | 1350
P107 | 2015 | RS2100749A | P | 2015-05-13 | PENTAIR | 11018 | 100 | 1 | 1350 |  | 1 | 1350 |  | 1 | 1350
P107 | 2015 | RS2118652A | P | 2015-12-08 | PENTAIR | 11018 | 100 | 1 | 1350 |  | 1 | 1350 |  | 1 | 1350
P107 | 2015 | RS2113833A | P | 2015-10-14 | PENTAIR | 11018 | 100 | 1 | 1350 |  | 1 | 1350 |  | 1 | 1350
P107 | 2015 | RS6070390A | P | 2015-10-14 | PENTAIR | 11018 | 100 | 1 | 1350 |  | 1 | 1350 |  | 1 | 1350
P107 | 2014 | RS2057201A | P | 2014-03-28 | PENTAIR | 11018 | 100 | 1 | 1350 |  | 1 | 1350 |  | 1 | 1350
P107 | 2014 | RS2057713A | P | 2014-04-23 | PENTAIR | 342000 | 100 | 1 | 1350 |  | 1 | 1350 |  | 1 | 1350
P107 | 2014 | RS6027913A | P | 2014-07-03 | PENTAIR | 11018 | 100 | 1 | 1350 |  | 1 | 1350 |  | 1 | 1350
P107 | 2014 | RS2076963A | P | 2014-09-19 | PENTAIR | 11018 | 100 | 1 | 1350 |  | 1 | 1350 |  | 1 | 1350
P107 | 2015 | RS2091583A | P | 2015-01-22 | PENTAIR | 11018 | 100 | 1 | 1350 |  | 1 | 1350 |  | 1 | 1350
P107 | 2015 | RS2113834A | P | 2015-10-14 | PENTAIR | 11018 | 100 | 1 | 1350 |  | 1 | 1350 |  | 1 | 1350
P107 | 2014 | RS6022694A | P | 2014-04-02 | PENTAIR | 11018 | 100 | 1 | 1350 |  | 1 | 1350 |  | 1 | 1350
P107 | 2014 | RS2058560A | P | 2014-04-14 | PENTAIR | 11017 | 100 | 1 | 1350 |  | 1 | 1350 |  | 1 | 1350
P107 | 2014 | RS2054253A | P | 2014-03-03 | PENTAIR | 11018 | 100 | 1 | 1350 |  | 1 | 1350 |  | 1 | 1350
P107 | 2015 | RS2094705A | P | 2015-02-26 | PENTAIR | 11018 | 100 | 1 | 1350 |  | 1 | 1350 |  | 1 | 1350
P107 | 2015 | RS2105194A | P | 2015-07-07 | PENTAIR | 11018 | 100 | 1 | 1350 |  | 1 | 1350 |  | 1 | 1350
P107 | 2015 | RS2108964A | P | 2015-08-14 | PENTAIR | 11018 | 100 | 1 | 1350 |  | 1 | 1350 |  | 1 | 1350
P107 | 2015 | RS2113940A | P | 2015-10-14 | PENTAIR | 11018 | 100 | 1 | 1350 |  | 1 | 1350 |  | 1 | 1350
P107 | 2015 | RS2100548A | P | 2015-05-13 | PENTAIR | 11018 | 100 | 1 | 1350 |  | 1 | 1350 |  | 1 | 1350
P107 | 2015 | RS2099597A | P | 2015-04-29 | PENTAIR | 11018 | 100 | 1 | 1350 |  | 1 | 1350 |  | 1 | 1350
P107 | 2015 | RS2118954A | P | 2015-12-10 | PENTAIR | 11018 | 100 | 1 | 1350 |  | 1 | 1350 |  | 1 | 1350
P107 | 2015 | RS2111636A | P | 2015-09-18 | PENTAIR | 11018 | 100 | 1 | 1350 |  | 1 | 1350 |  | 1 | 1350
P107 | 2015 | RS2120728A | P | 2015-12-29 | PENTAIR | 11018 | 100 | 1 | 1350 |  | 1 | 1350 |  | 1 | 1350
P107 | 2014 | RS2064215A | P | 2014-06-10 | PENTAIR | 11018 | 100 | 1 | 1350 |  | 1 | 1350 |  | 1 | 1350
P107 | 2015 | RS2108182A | P | 2015-08-10 | PENTAIR | 11018 | 100 | 1 | 1350 |  | 1 | 1350 |  | 1 | 1350
P107 | 2015 | RS2113832A | P | 2015-10-14 | PENTAIR | 11018 | 100 | 1 | 1350 |  | 1 | 1350 |  | 1 | 1350
P107 | 2014 | RS2048603A | P | 2014-01-15 | PENTAIR | 11018 | 100 | 1 | 1350 |  | 1 | 1350 |  | 1 | 1350
P107 | 2014 | RS2065527A | P | 2014-06-18 | PENTAIR | 11018 | 100 | 1 | 1350 |  | 1 | 1350 |  | 1 | 1350
P107 | 2015 | RS2112103A | P | 2015-09-23 | PENTAIR | 11018 | 100 | 1 | 1350 |  | 1 | 1350 |  | 1 | 1350
P107 | 2015 | RS6070013A | P | 2015-11-19 | PENTAIR | 11018 | 100 | 1 | 1350 |  | 1 | 1350 |  | 1 | 1350
P107 | 2014 | RS2076491A | P | 2014-09-16 | PENTAIR | 11018 | 100 | 1 | 1350 |  | 1 | 1350 |  | 1 | 1350
P107 | 2015 | RS6063844A | P | 2015-08-03 | PENTAIR | 11018 | 100 | 1 | 1350 |  | 1 | 1350 |  | 1 | 1350
P107 | 2015 | RS2116711A | P | 2015-11-12 | PENTAIR | 11018 | 100 | 1 | 1350 |  | 1 | 1350 |  | 1 | 1350
P107 | 2014 | RS6025461A | P | 2014-05-06 | PENTAIR | 11018 | 100 | 1 | 1350 |  | 1 | 1350 |  | 1 | 1350
P107 | 2015 | RS2100175A | P | 2015-05-26 | PENTAIR | 11018 | 100 | 1 | 1350 |  | 1 | 1350 |  | 1 | 1350
P107 | 2015 | RS2115988A | P | 2015-11-03 | PENTAIR | 11018 | 100 | 1 | 1350 |  | 1 | 1350 |  | 1 | 1350
P107 | 2014 | RS2057671A | P | 2014-04-02 | PENTAIR | 11018 | 100 | 1 | 1350 |  | 1 | 1350 |  | 1 | 1350
P107 | 2015 | RS2113091A | P | 2015-11-06 | PENTAIR | 11018 | 100 | 1 | 1350 |  | 1 | 1350 |  | 1 | 1350
P107 | 2015 | RS2118774A | P | 2015-12-10 | PENTAIR | 11018 | 100 | 1 | 1350 |  | 1 | 1350 |  | 1 | 1350
P107 | 2014 | RS2070151A | P | 2014-08-15 | PENTAIR | 11018 | 100 | 1 | 1350 |  | 1 | 1350 |  | 1 | 1350
P107 | 2015 | RS2114374A | P | 2015-10-20 | PENTAIR | 11018 | 100 | 1 | 1350 |  | 1 | 1350 |  | 1 | 1350
P107 | 2015 | RS2117890A | P | 2015-11-25 | PENTAIR | 11018 | 100 | 1 | 1350 |  | 1 | 1350 |  | 1 | 1350
P107 | 2015 | RS2098714A | P | 2015-04-23 | PENTAIR | 11018 | 100 | 1 | 1350 |  | 1 | 1350 |  | 1 | 1350
P107 | 2014 | RS2060792A | P | 2014-05-07 | PENTAIR | 11018 | 100 | 1 | 1350 |  | 1 | 1350 |  | 1 | 1350
P107 | 2015 | RS2102154A | P | 2015-06-09 | PENTAIR | 11018 | 100 | 1 | 1350 |  | 1 | 1350 |  | 1 | 1350
P107 | 2015 | RS2093448A | P | 2015-02-12 | PENTAIR | 11018 | 100 | 1 | 1350 |  | 1 | 1350 |  | 1 | 1350
P107 | 2014 | RS2066729A | P | 2014-06-30 | PENTAIR | 11018 | 100 | 1 | 1350 |  | 1 | 1350 |  | 1 | 1350
P107 | 2015 | RS2108471A | P | 2015-09-10 | PENTAIR | 11018 | 100 | 1 | 1350 |  | 1 | 1350 |  | 1 | 1350
P107 | 2015 | RS2113836A | P | 2015-10-14 | PENTAIR | 11018 | 100 | 1 | 1350 |  | 1 | 1350 |  | 1 | 1350
P107 | 2015 | RS2113755A | P | 2015-10-09 | PENTAIR | 11018 | 100 | 1 | 1350 |  | 1 | 1350 |  | 1 | 1350
P107 | 2014 | RS2082976A | P | 2014-12-03 | PENTAIR | 11018 | 100 | 1 | 1350 |  | 1 | 1350 |  | 1 | 1350
P107 | 2014 | RS2072167A | P | 2014-08-13 | PENTAIR | 11018 | 100 | 1 | 1350 |  | 1 | 1350 |  | 1 | 1350
P107 | 2014 | RS2063101A | P | 2014-05-30 | PENTAIR | 11018 | 100 | 1 | 1350 |  | 1 | 1350 |  | 1 | 1350
P107 | 2015 | RS2101133A | P | 2015-06-11 | PENTAIR | 11018 | 100 | 1 | 1350 |  | 1 | 1350 |  | 1 | 1350
P107 | 2015 | RS2101122A | P | 2015-05-21 | PENTAIR | 11018 | 100 | 1 | 1350 |  | 1 | 1350 |  | 1 | 1350
P107 | 2015 | RS2110088A | P | 2015-08-28 | PENTAIR | 11018 | 100 | 1 | 1350 |  | 1 | 1350 |  | 1 | 1350
P107 | 2015 | RS6067311A | P | 2015-09-03 | PENTAIR | 11018 | 100 | 1 | 1350 |  | 1 | 1350 |  | 1 | 1350
P107 | 2015 | RS2113835A | P | 2015-10-14 | PENTAIR | 11018 | 100 | 1 | 1350 |  | 1 | 1350 |  | 1 | 1350
P107 | 2015 | RS2118775A | P | 2015-12-10 | PENTAIR | 11018 | 100 | 1 | 1350 |  | 1 | 1350 |  | 1 | 1350
P107 | 2015 | RS2116730A | P | 2015-11-13 | PENTAIR | 342001 | 100 | 1 | 1350 |  | 1 | 1350 |  | 1 | 1350
P107 | 2014 | RS2051949A | P | 2014-02-07 | PENTAIR | 11018 | 100 | 1 | 1350 |  | 1 | 1350 |  | 1 | 1350
P107 | 2015 | RS2104896A | P | 2015-07-01 | PENTAIR | 11018 | 100 | 1 | 1350 |  | 1 | 1350 |  | 1 | 1350
P107 | 2014 | RS2063415A | P | 2014-05-30 | PENTAIR | 11018 | 100 | 1 | 1350 |  | 1 | 1350 |  | 1 | 1350
P107 | 2014 | RS6028529A | P | 2014-06-16 | PENTAIR | 11018 | 100 | 1 | 1350 |  | 1 | 1350 |  | 1 | 1350
P107 | 2015 | RS2115735A | P | 2015-11-06 | PENTAIR | 11018 | 100 | 1 | 1350 |  | 1 | 1350 |  | 1 | 1350
P107 | 2015 | RS2114457A | P | 2015-10-20 | PENTAIR | 11018 | 100 | 1 | 1350 |  | 1 | 1350 |  | 1 | 1350
P107 | 2015 | RS2117906A | P | 2015-11-25 | PENTAIR | 11018 | 100 | 1 | 1350 |  | 1 | 1350 |  | 1 | 1350
P107 | 2014 | RS2057406A | P | 2014-05-07 | STA-RITE | P6E6VS4H-209L | 100 | 1 | 1350 |  | 1 | 1350 |  | 1 | 1350
P107 | 2014 | RS2076950A | P | 2014-09-18 | STA-RITE | P6E6VS4H-209L | 100 | 1 | 1350 |  | 1 | 1350 |  | 1 | 1350
P107 | 2015 | RS2096891A | P | 2015-03-25 | STA-RITE | P6E6VS4H-209L | 100 | 1 | 1350 |  | 1 | 1350 |  | 1 | 1350
P107 | 2014 | RS2065598A | P | 2014-06-20 | STA-RITE | P6E6VS4H-209L | 100 | 1 | 1350 |  | 1 | 1350 |  | 1 | 1350
P107 | 2014 | RS2070480A | P | 2014-08-01 | STA-RITE | P6E6VS4H-209L | 100 | 1 | 1350 |  | 1 | 1350 |  | 1 | 1350
P107 | 2015 | RS2098356A | P | 2015-04-13 | STA-RITE | P6E6XS4H-209L | 100 | 1 | 1350 |  | 1 | 1350 |  | 1 | 1350
P107 | 2015 | RS2104089A | P | 2015-07-17 | STA-RITE | P6E6VS4H-209L | 100 | 1 | 1350 |  | 1 | 1350 |  | 1 | 1350
P107 | 2015 | RS2099211A | P | 2015-04-24 | STA-RITE | P6E6VS4H-209L | 100 | 1 | 1350 |  | 1 | 1350 |  | 1 | 1350
P107 | 2015 | RS2095152A | P | 2015-03-04 | STA-RITE | P6E6VS4H-209L | 100 | 1 | 1350 |  | 1 | 1350 |  | 1 | 1350
P107 | 2014 | RS2060984A | P | 2014-05-08 | STA-RITE | P6E6VS4H-209L | 100 | 1 | 1350 |  | 1 | 1350 |  | 1 | 1350
P107 | 2015 | RS2098569A | P | 2015-04-15 | STA-RITE | P6E6VS4H-209L | 100 | 1 | 1350 |  | 1 | 1350 |  | 1 | 1350
P107 | 2015 | RS2098066A | P | 2015-04-10 | STA-RITE | P6E6VS4H-209L | 100 | 1 | 1350 |  | 1 | 1350 |  | 1 | 1350
P107 | 2015 | RS2104911A | P | 2015-07-01 | STA-RITE | P6E6VS4H-209L | 100 | 1 | 1350 |  | 1 | 1350 |  | 1 | 1350
P107 | 2015 | RS2111973A | P | 2015-09-23 | STA-RITE | P6E6VS4H-209L | 100 | 1 | 1350 |  | 1 | 1350 |  | 1 | 1350
P107 | 2014 | RS6034180A | P | 2014-08-19 | STA-RITE | P6E6VS4H-209L | 100 | 1 | 1350 |  | 1 | 1350 |  | 1 | 1350
P107 | 2015 | RS6060612A | P | 2015-06-26 | STA-RITE | P6E6VS4H-209L | 100 | 1 | 1350 |  | 1 | 1350 |  | 1 | 1350
P107 | 2015 | RS2099008A | P | 2015-05-06 | STA-RITE | P6E6VS4H-209L | 100 | 1 | 1350 |  | 1 | 1350 |  | 1 | 1350
P107 | 2015 | RS2110189A | P | 2015-08-31 | STA-RITE | P6E6VS4H-209L | 100 | 1 | 1350 |  | 1 | 1350 |  | 1 | 1350
P107 | 2014 | RS2070753A | P | 2014-08-05 | STA-RITE | P6E6VS4H-209L | 100 | 1 | 1350 |  | 1 | 1350 |  | 1 | 1350
P107 | 2014 | RS2056356A | P | 2014-03-20 | STA-RITE | P6E6VS4H-209L | 100 | 1 | 1350 |  | 1 | 1350 |  | 1 | 1350
P107 | 2015 | RS2091198A | P | 2015-01-30 | STA-RITE | P6E6VS4H-209L | 100 | 1 | 1350 |  | 1 | 1350 |  | 1 | 1350
P107 | 2015 | RS6060175A | P | 2015-05-26 | STA-RITE | P6E6VS4H-209L | 100 | 1 | 1350 |  | 1 | 1350 |  | 1 | 1350
P107 | 2014 | RS2069481A | P | 2015-02-26 | STA-RITE | P6E6VS4H-209L | 100 | 1 | 1350 |  | 1 | 1350 |  | 1 | 1350
P107 | 2014 | RS2043049A | P | 2014-11-21 | STA-RITE | P6E6VS4H-209L | 100 | 1 | 1350 |  | 1 | 1350 |  | 1 | 1350
P107 | 2015 | RS2112981A | P | 2015-10-01 | STA-RITE | P6E6VS4H-209L | 100 | 1 | 1350 |  | 1 | 1350 |  | 1 | 1350
P107 | 2014 | RS2067499A | P | 2014-07-07 | STA-RITE | P6E6VS4H-209L | 100 | 1 | 1350 |  | 1 | 1350 |  | 1 | 1350
P107 | 2014 | RS2069518A | P | 2014-07-23 | STA-RITE | P6E6VS4H-209L | 100 | 1 | 1350 |  | 1 | 1350 |  | 1 | 1350
P107 | 2014 | RS2084318A | P | 2014-11-25 | STA-RITE | P6E6VS4H-209L | 100 | 1 | 1350 |  | 1 | 1350 |  | 1 | 1350
P107 | 2014 | RS2076542A | P | 2014-09-17 | STA-RITE | P6E6VS4H-209L | 100 | 1 | 1350 |  | 1 | 1350 |  | 1 | 1350
P107 | 2014 | RS2081771A | P | 2014-11-20 | STA-RITE | P6E6VS4H-209L | 100 | 1 | 1350 |  | 1 | 1350 |  | 1 | 1350
P107 | 2015 | RS2116885A | P | 2015-11-17 | STA-RITE | P6E6VS4H-209L | 100 | 1 | 1350 |  | 1 | 1350 |  | 1 | 1350
P107 | 2014 | RS2067160A | P | 2014-07-03 | WATERWAY PLASTICS INC. | ECONO-VS | 100 | 1 | 1350 |  | 1 | 1350 |  | 1 | 1350
P107 | 2015 | RS2097440A | P | 2015-03-31 | ZODIAC | JEP1.5 | 100 | 1 | 1350 |  | 1 | 1350 |  | 1 | 1350
P107 | 2015 | RS2092954A | P | 2015-02-26 | ZODIAC | VS-FHP1.0 | 100 | 1 | 1350 |  | 1 | 1350 |  | 1 | 1350
P107 | 2015 | RS2093271A | P | 2015-02-11 | ZODIAC | VS-FHP1.0 | 100 | 1 | 1350 |  | 1 | 1350 |  | 1 | 1350
P107 | 2015 | RS2100660A | P | 2015-07-17 | ZODIAC | VSPHP270 | 100 | 1 | 1350 |  | 1 | 1350 |  | 1 | 1350
P107 | 2015 | RS2111287A | P | 2015-09-14 | ZODIAC | VS-FHP1.0 | 100 | 1 | 1350 |  | 1 | 1350 |  | 1 | 1350
P107 | 2015 | RS2095459A | P | 2015-03-09 | ZODIAC | VS-FHP1.0 | 100 | 1 | 1350 |  | 1 | 1350 |  | 1 | 1350
P107 | 2015 | RS2103218A | P | 2015-07-07 | ZODIAC | VS-FHP1.0 | 100 | 1 | 1350 |  | 1 | 1350 |  | 1 | 1350
P107 | 2014 | RS2069838A | P | 2014-07-25 | ZODIAC | VS-FHP 2.0 | 100 | 1 | 1350 |  | 1 | 1350 |  | 1 | 1350
P107 | 2015 | RS2095460A | P | 2015-03-09 | ZODIAC | VS-FHP1.0 | 100 | 1 | 1350 |  | 1 | 1350 |  | 1 | 1350
P107 | 2015 | RS2093444A | P | 2015-02-12 | ZODIAC | VS-FHP1.0 | 100 | 1 | 1350 |  | 1 | 1350 |  | 1 | 1350
P107 | 2015 | RS2107323A | P | 2015-08-06 | ZODIAC | VS-FHP1.0 | 100 | 1 | 1350 |  | 1 | 1350 |  | 1 | 1350
P107 | 2014 | RS2066289A | P | 2014-07-08 | ZODIAC | VS-FHP 2.0 | 100 | 1 | 1350 |  | 1 | 1350 |  | 1 | 1350
P107 | 2015 | RS2093446A | P | 2015-02-13 | ZODIAC | VS-FHP1.0 | 100 | 1 | 1350 |  | 1 | 1350 |  | 1 | 1350
P107 | 2015 | RS2099962A | P | 2015-05-05 | ZODIAC | JEP2.0 | 100 | 1 | 1350 |  | 1 | 1350 |  | 1 | 1350
P107 | 2015 | RS2103267A | P | 2015-07-10 | ZODIAC | VS-FHP1.0 | 100 | 1 | 1350 |  | 1 | 1350 |  | 1 | 1350
P107 | 2014 | RS2084615A | P | 2014-11-25 | ZODIAC | VS-FHP1.0 | 100 | 1 | 1350 |  | 1 | 1350 |  | 1 | 1350
P107 | 2015 | RS2120036A | P | 2015-12-18 | ZODIAC | JEP2.0 | 100 | 1 | 1350 |  | 1 | 1350 |  | 1 | 1350
P107 | 2015 | RS2103217A | P | 2015-07-07 | ZODIAC | VS-FHP1.0 | 100 | 1 | 1350 |  | 1 | 1350 |  | 1 | 1350
P107 | 2015 | RS2102052A | P | 2015-06-01 | ZODIAC | VS-FHP1.0 | 100 | 1 | 1350 |  | 1 | 1350 |  | 1 | 1350
P107 | 2015 | RS2113878A | P | 2015-10-15 | ZODIAC | JEP2.0SVRS | 100 | 1 | 1350 |  | 1 | 1350 |  | 1 | 1350
P107 | 2014 | RS2051621A | P | 2014-02-04 | ZODIAC/JANDY | JEP2.0 | 100 | 1 | 1350 |  | 1 | 1350 |  | 1 | 1350
P107 | 2014 | RS2058643A | P | 2014-04-15 | HAYWARD | SP3400VSP | 100 | 1 | 1351 |  | 1 | 1351 |  | 1 | 1351
P107 | 2015 | RS6059401A | P | 2015-05-11 | PENTAIR | 11018 | 100 | 1 | 1351 |  | 1 | 1351 |  | 1 | 1351
P107 | 2015 | RS2117209A | P | 2015-11-19 | PENTAIR | 11018 | 100 | 1 | 1351.02 |  | 1 | 1351.02 |  | 1 | 1351.02
P107 | 2015 | RS2093529A | P | 2015-02-12 | STA-RITE | P6E6VS4H-209L | 100 | 1 | 1353.04 |  | 1 | 1353.04 |  | 1 | 1353.04
P107 | 2015 | RS2093108A | P | 2015-02-09 | STA-RITE | P6E6VS4H-209L | 100 | 1 | 1353.04 |  | 1 | 1353.04 |  | 1 | 1353.04
P107 | 2014 | RS2083284A | P | 2014-11-13 | STA-RITE | P6E6VS4H-209L | 100 | 1 | 1353.04 |  | 1 | 1353.04 |  | 1 | 1353.04
P107 | 2014 | RS2063345A | P | 2014-05-30 | PENTAIR | 11018 | 100 | 1 | 1354.24 |  | 1 | 1354.24 |  | 1 | 1354.24
P107 | 2014 | RS6030587A | P | 2014-08-20 | HAYWARD | SP3400VSP | 100 | 1 | 1354.93 |  | 1 | 1354.93 |  | 1 | 1354.93
P107 | 2014 | RS2059102A | P | 2014-04-21 | PENTAIR | 11018 | 100 | 1 | 1355 |  | 1 | 1355 |  | 1 | 1355
P107 | 2014 | RS2052858A | P | 2014-03-07 | PENTAIR | 11018 | 100 | 1 | 1355 |  | 1 | 1355 |  | 1 | 1355
P107 | 2014 | RS2065609A | P | 2014-06-23 | PENTAIR | 11018 | 100 | 1 | 1355.77 |  | 1 | 1355.77 |  | 1 | 1355.77
P107 | 2014 | RS2062575A | P | 2014-05-30 | PENTAIR | 11018 | 100 | 1 | 1355.77 |  | 1 | 1355.77 |  | 1 | 1355.77
P107 | 2014 | RS2063662A | P | 2014-06-04 | PENTAIR | 11018 | 100 | 1 | 1355.77 |  | 1 | 1355.77 |  | 1 | 1355.77
P107 | 2014 | RS2064196A | P | 2014-06-12 | PENTAIR | 11018 | 100 | 1 | 1355.77 |  | 1 | 1355.77 |  | 1 | 1355.77
P107 | 2014 | RS2062574A | P | 2014-05-30 | PENTAIR | 11018 | 100 | 1 | 1355.77 |  | 1 | 1355.77 |  | 1 | 1355.77
P107 | 2014 | RS2059865A | P | 2014-04-28 | PENTAIR | 11018 | 100 | 1 | 1355.77 |  | 1 | 1355.77 |  | 1 | 1355.77
P107 | 2014 | RS6025205A | P | 2014-05-02 | STA-RITE | P6E6VS4H-209L | 100 | 1 | 1355.92 |  | 1 | 1355.92 |  | 1 | 1355.92
P107 | 2014 | RS2063636A | P | 2014-06-02 | PENTAIR | 11018 | 100 | 1 | 1355.95 |  | 1 | 1355.95 |  | 1 | 1355.95
P107 | 2014 | RS2048856A | P | 2014-01-16 | PENTAIR | 11018 | 100 | 1 | 1355.95 |  | 1 | 1355.95 |  | 1 | 1355.95
P107 | 2014 | RS2053648A | P | 2014-02-21 | PENTAIR | 11018 | 100 | 1 | 1355.95 |  | 1 | 1355.95 |  | 1 | 1355.95
P107 | 2014 | RS2048753A | P | 2014-01-15 | PENTAIR | 11018 | 100 | 1 | 1356 |  | 1 | 1356 |  | 1 | 1356
P107 | 2015 | RS2109151A | P | 2015-08-18 | PENTAIR | 11018 | 100 | 1 | 1356.39 |  | 1 | 1356.39 |  | 1 | 1356.39
P107 | 2015 | RS2091792A | P | 2015-01-26 | STA-RITE | P6E6VS4H-209L | 100 | 1 | 1356.63 |  | 1 | 1356.63 |  | 1 | 1356.63
P107 | 2015 | RS2091795A | P | 2015-01-26 | STA-RITE | P6E6VS4H-209L | 100 | 1 | 1356.65 |  | 1 | 1356.65 |  | 1 | 1356.65
P107 | 2015 | RS2097784A | P | 2015-04-07 | PENTAIR | 11018 | 100 | 1 | 1358.52 |  | 1 | 1358.52 |  | 1 | 1358.52
P107 | 2014 | RS2076752A | P | 2014-09-17 | PENTAIR | 11018 | 100 | 1 | 1358.95 |  | 1 | 1358.95 |  | 1 | 1358.95
P107 | 2015 | RS2099188A | P | 2015-06-01 | STA-RITE | P6E6VS4H-209L | 100 | 1 | 1358.95 |  | 1 | 1358.95 |  | 1 | 1358.95
P107 | 2015 | RS2094747A | P | 2015-02-26 | STA-RITE | P6E6VS4H-209L | 100 | 1 | 1358.95 |  | 1 | 1358.95 |  | 1 | 1358.95
P107 | 2015 | RS2099948A | P | 2015-05-06 | STA-RITE | P6E6VS4H-209L | 100 | 1 | 1358.95 |  | 1 | 1358.95 |  | 1 | 1358.95
P107 | 2015 | RS2105422A | P | 2015-07-08 | STA-RITE | P6E6VS4H-209L | 100 | 1 | 1358.95 |  | 1 | 1358.95 |  | 1 | 1358.95
P107 | 2015 | RS2102156A | P | 2015-06-04 | STA-RITE | P6E6VS4H-209L | 100 | 1 | 1358.95 |  | 1 | 1358.95 |  | 1 | 1358.95
P107 | 2015 | RS2106735A | P | 2015-07-22 | STA-RITE | P6E6VS4H-209L | 100 | 1 | 1358.95 |  | 1 | 1358.95 |  | 1 | 1358.95
P107 | 2015 | RS2091613A | P | 2015-01-22 | STA-RITE | P6E6VS4H-209L | 100 | 1 | 1358.95 |  | 1 | 1358.95 |  | 1 | 1358.95
P107 | 2015 | RS2108699A | P | 2015-08-13 | STA-RITE | P6E6VS4H-209L | 100 | 1 | 1358.95 |  | 1 | 1358.95 |  | 1 | 1358.95
P107 | 2014 | RS2088743A | P | 2015-01-02 | STA-RITE | P6E6VS4H-209L | 100 | 1 | 1358.95 |  | 1 | 1358.95 |  | 1 | 1358.95
P107 | 2015 | RS2120357A | P | 2015-12-22 | STA-RITE | P6E6VS4H-209L | 100 | 1 | 1358.95 |  | 1 | 1358.95 |  | 1 | 1358.95
P107 | 2015 | RS2113538A | P | 2015-10-07 | STA-RITE | P6E6VS4H-209L | 100 | 1 | 1358.95 |  | 1 | 1358.95 |  | 1 | 1358.95
P107 | 2015 | RS2115716A | P | 2015-11-06 | STA-RITE | P6E6VS4H-209L | 100 | 1 | 1358.95 |  | 1 | 1358.95 |  | 1 | 1358.95
P107 | 2015 | RS2111970A | P | 2015-09-25 | STA-RITE | P6E6VS4H-209L | 100 | 1 | 1358.95 |  | 1 | 1358.95 |  | 1 | 1358.95
P107 | 2015 | RS2102370A | P | 2015-06-05 | STA-RITE | P6E6VS4H-209L | 100 | 1 | 1358.95 |  | 1 | 1358.95 |  | 1 | 1358.95
P107 | 2015 | RS2117734A | P | 2015-11-23 | STA-RITE | P6E6VS4H-209L | 100 | 1 | 1358.95 |  | 1 | 1358.95 |  | 1 | 1358.95
P107 | 2015 | RS2092490A | P | 2015-02-03 | STA-RITE | P6E6VS4H-209L | 100 | 1 | 1359.96 |  | 1 | 1359.96 |  | 1 | 1359.96
P107 | 2015 | RS2111969A | P | 2015-09-23 | STA-RITE | P6E6VS4H-209L | 100 | 1 | 1359.99 |  | 1 | 1359.99 |  | 1 | 1359.99
P107 | 2015 | RS2104018A | P | 2015-07-07 | PENTAIR | 11018 | 100 | 1 | 1360 |  | 1 | 1360 |  | 1 | 1360
P107 | 2014 | RS2089254A | P | 2015-01-08 | PENTAIR | 11018 | 100 | 1 | 1360 |  | 1 | 1360 |  | 1 | 1360
P107 | 2015 | RS2109246A | P | 2015-08-19 | PENTAIR | 11018 | 100 | 1 | 1360 |  | 1 | 1360 |  | 1 | 1360
P107 | 2015 | RS2105867A | P | 2015-07-13 | PENTAIR | 11018 | 100 | 1 | 1360 |  | 1 | 1360 |  | 1 | 1360
P107 | 2014 | RS2055068A | P | 2014-03-07 | PENTAIR | 11018 | 100 | 1 | 1360 |  | 1 | 1360 |  | 1 | 1360
P107 | 2015 | RS2107176A | P | 2015-07-27 | PENTAIR | 11018 | 100 | 1 | 1360 |  | 1 | 1360 |  | 1 | 1360
P107 | 2015 | RS2109760A | P | 2015-08-25 | PENTAIR | 11017 | 100 | 1 | 1360 |  | 1 | 1360 |  | 1 | 1360
P107 | 2015 | RS2109148A | P | 2015-08-18 | PENTAIR | 11018 | 100 | 1 | 1360.73 |  | 1 | 1360.73 |  | 1 | 1360.73
P107 | 2015 | RS2099499A | P | 2015-04-30 | PENTAIR | 11018 | 100 | 1 | 1360.73 |  | 1 | 1360.73 |  | 1 | 1360.73
P107 | 2015 | RS2106032A | P | 2015-07-16 | PENTAIR | 11018 | 100 | 1 | 1360.73 |  | 1 | 1360.73 |  | 1 | 1360.73
P107 | 2015 | RS2106031A | P | 2015-07-16 | PENTAIR | 11018 | 100 | 1 | 1360.73 |  | 1 | 1360.73 |  | 1 | 1360.73
P107 | 2015 | RS2103257A | P | 2015-06-12 | PENTAIR | 11018 | 100 | 1 | 1360.73 |  | 1 | 1360.73 |  | 1 | 1360.73
P107 | 2015 | RS2107447A | P | 2015-07-29 | PENTAIR | 11018 | 100 | 1 | 1360.73 |  | 1 | 1360.73 |  | 1 | 1360.73
P107 | 2015 | RS2102319A | P | 2015-06-05 | PENTAIR | 11018 | 100 | 1 | 1360.73 |  | 1 | 1360.73 |  | 1 | 1360.73
P107 | 2015 | RS2103586A | P | 2015-06-17 | PENTAIR | 11018 | 100 | 1 | 1360.73 |  | 1 | 1360.73 |  | 1 | 1360.73
P107 | 2015 | RS2107366A | P | 2015-09-04 | PENTAIR | 11018 | 100 | 1 | 1360.73 |  | 1 | 1360.73 |  | 1 | 1360.73
P107 | 2015 | RS2107450A | P | 2015-07-29 | PENTAIR | 11018 | 100 | 1 | 1360.73 |  | 1 | 1360.73 |  | 1 | 1360.73
P107 | 2015 | RS2107400A | P | 2015-07-29 | PENTAIR | 11018 | 100 | 1 | 1360.73 |  | 1 | 1360.73 |  | 1 | 1360.73
P107 | 2015 | RS2107399A | P | 2015-07-29 | STA-RITE | P6E6VS4H-209L | 100 | 1 | 1360.73 |  | 1 | 1360.73 |  | 1 | 1360.73
P107 | 2014 | RS2073594A | P | 2014-08-25 | PENTAIR | 11018 | 100 | 1 | 1362.2 |  | 1 | 1362.2 |  | 1 | 1362.2
P107 | 2015 | RS6065349A | P | 2015-07-24 | PENTAIR | 11018 | 100 | 1 | 1363 |  | 1 | 1363 |  | 1 | 1363
P107 | 2015 | RS2115667A | P | 2015-11-06 | PENTAIR | 11018 | 100 | 1 | 1365 |  | 1 | 1365 |  | 1 | 1365
P107 | 2015 | RS2093147A | P | 2015-03-16 | STA-RITE | P6E6VS4H-209L | 100 | 1 | 1365 |  | 1 | 1365 |  | 1 | 1365
P107 | 2015 | RS2113360A | P | 2015-10-05 | PENTAIR | 11018 | 100 | 1 | 1365.25 |  | 1 | 1365.25 |  | 1 | 1365.25
P107 | 2014 | RS2046795A | P | 2014-01-10 | PENTAIR | 11018 | 100 | 1 | 1366.97 |  | 1 | 1366.97 |  | 1 | 1366.97
P107 | 2015 | RS2094850A | P | 2015-02-27 | PENTAIR | 11018 | 100 | 1 | 1366.97 |  | 1 | 1366.97 |  | 1 | 1366.97
P107 | 2014 | RS2083158A | P | 2014-12-03 | PENTAIR | 11018 | 100 | 1 | 1366.97 |  | 1 | 1366.97 |  | 1 | 1366.97
P107 | 2014 | RS2053359A | P | 2014-02-20 | PENTAIR | 11018 | 100 | 1 | 1366.97 |  | 1 | 1366.97 |  | 1 | 1366.97
P107 | 2014 | RS2083157A | P | 2014-12-03 | PENTAIR | 11018 | 100 | 1 | 1366.97 |  | 1 | 1366.97 |  | 1 | 1366.97
P107 | 2015 | RS2104907A | P | 2015-07-01 | STA-RITE | P6E6VS4H-209L | 100 | 1 | 1367.1 |  | 1 | 1367.1 |  | 1 | 1367.1
P107 | 2015 | RS2098065A | P | 2015-04-10 | STA-RITE | P6E6VS4H-209L | 100 | 1 | 1367.27 |  | 1 | 1367.27 |  | 1 | 1367.27
P107 | 2015 | RS2097028A | P | 2015-03-25 | STA-RITE | P6E6VS4H-209L | 100 | 1 | 1367.27 |  | 1 | 1367.27 |  | 1 | 1367.27
P107 | 2015 | RS2101108A | P | 2015-05-21 | STA-RITE | P6E6VS4H-209L | 100 | 1 | 1367.27 |  | 1 | 1367.27 |  | 1 | 1367.27
P107 | 2015 | RS2096053A | P | 2015-03-20 | STA-RITE | P6E6VS4H-209L | 100 | 1 | 1367.31 |  | 1 | 1367.31 |  | 1 | 1367.31
P107 | 2015 | RS2098064A | P | 2015-04-10 | STA-RITE | P6E6VS4H-209L | 100 | 1 | 1367.31 |  | 1 | 1367.31 |  | 1 | 1367.31
P107 | 2015 | RS2096505A | P | 2015-03-19 | STA-RITE | P6E6VS4H-209L | 100 | 1 | 1367.31 |  | 1 | 1367.31 |  | 1 | 1367.31
P107 | 2015 | RS2110299A | P | 2015-09-02 | PENTAIR | 11018 | 100 | 1 | 1367.33 |  | 1 | 1367.33 |  | 1 | 1367.33
P107 | 2015 | RS2107741A | P | 2015-08-04 | STA-RITE | P6E6VS4H-209L | 100 | 1 | 1367.33 |  | 1 | 1367.33 |  | 1 | 1367.33
P107 | 2015 | RS2096879A | P | 2015-03-25 | STA-RITE | P6E6VS4H-209L | 100 | 1 | 1367.33 |  | 1 | 1367.33 |  | 1 | 1367.33
P107 | 2015 | RS2104251A | P | 2015-06-25 | STA-RITE | P6E6VS4H-209L | 100 | 1 | 1367.33 |  | 1 | 1367.33 |  | 1 | 1367.33
P107 | 2015 | RS2112704A | P | 2015-09-29 | STA-RITE | P6E6VS4H-209L | 100 | 1 | 1367.33 |  | 1 | 1367.33 |  | 1 | 1367.33
P107 | 2015 | RS2096912A | P | 2015-04-10 | STA-RITE | P6E6VS4H-209L | 100 | 1 | 1367.33 |  | 1 | 1367.33 |  | 1 | 1367.33
P107 | 2015 | RS2110300A | P | 2015-09-02 | STA-RITE | P6E6VS4H-209L | 100 | 1 | 1367.33 |  | 1 | 1367.33 |  | 1 | 1367.33
P107 | 2015 | RS2099296A | P | 2015-04-27 | STA-RITE | P6E6VS4H-209L | 100 | 1 | 1367.33 |  | 1 | 1367.33 |  | 1 | 1367.33
P107 | 2015 | RS2100893A | P | 2015-05-18 | STA-RITE | P6E6VS4H-209L | 100 | 1 | 1367.33 |  | 1 | 1367.33 |  | 1 | 1367.33
P107 | 2015 | RS2104256A | P | 2015-06-25 | STA-RITE | P6E6VS4H-209L | 100 | 1 | 1367.33 |  | 1 | 1367.33 |  | 1 | 1367.33
P107 | 2015 | RS2109306A | P | 2015-08-18 | STA-RITE | P6E6VS4H-209L | 100 | 1 | 1367.33 |  | 1 | 1367.33 |  | 1 | 1367.33
P107 | 2015 | RS2104257A | P | 2015-06-25 | STA-RITE | P6E6VS4H-209L | 100 | 1 | 1367.33 |  | 1 | 1367.33 |  | 1 | 1367.33
P107 | 2015 | RS2111214A | P | 2015-09-11 | STA-RITE | P6E6VS4H-209L | 100 | 1 | 1367.33 |  | 1 | 1367.33 |  | 1 | 1367.33
P107 | 2015 | RS2108697A | P | 2015-08-13 | STA-RITE | P6E6VS4H-209L | 100 | 1 | 1367.33 |  | 1 | 1367.33 |  | 1 | 1367.33
P107 | 2015 | RS2105337A | P | 2015-07-09 | PENTAIR | 11018 | 100 | 1 | 1367.89 |  | 1 | 1367.89 |  | 1 | 1367.89
P107 | 2014 | RS2079782A | P | 2014-10-21 | PENTAIR | 11018 | 100 | 1 | 1368 |  | 1 | 1368 |  | 1 | 1368
P107 | 2015 | RS2107377A | P | 2015-07-29 | STA-RITE | P6E6VS4H-209L | 100 | 1 | 1368 |  | 1 | 1368 |  | 1 | 1368
P107 | 2015 | RS2114794A | P | 2015-10-22 | STA-RITE | P6E6VS4H-209L | 100 | 1 | 1368 |  | 1 | 1368 |  | 1 | 1368
P107 | 2015 | RS2093361A | P | 2015-02-12 | STA-RITE | P6E6VS4H-209L | 100 | 1 | 1368.65 |  | 1 | 1368.65 |  | 1 | 1368.65
P107 | 2015 | RS2120054A | P | 2015-12-18 | PENTAIR | 11018 | 100 | 1 | 1369.59 |  | 1 | 1369.59 |  | 1 | 1369.59
P107 | 2014 | RS2070935A | P | 2014-08-06 | PENTAIR | 11018 | 100 | 1 | 1370 |  | 1 | 1370 |  | 1 | 1370
P107 | 2014 | RS2082600A | P | 2014-11-10 | PENTAIR | 11018 | 100 | 1 | 1370 |  | 1 | 1370 |  | 1 | 1370
P107 | 2014 | RS2057695A | P | 2014-04-02 | PENTAIR | 11018 | 100 | 1 | 1370 |  | 1 | 1370 |  | 1 | 1370
P107 | 2014 | RS2051064A | P | 2014-01-31 | PENTAIR | 11018 | 100 | 1 | 1370 |  | 1 | 1370 |  | 1 | 1370
P107 | 2014 | RS2074641A | P | 2014-09-02 | PENTAIR | 11018 | 100 | 1 | 1370 |  | 1 | 1370 |  | 1 | 1370
P107 | 2014 | RS2084319A | P | 2014-12-11 | PENTAIR | 11018 | 100 | 1 | 1370 |  | 1 | 1370 |  | 1 | 1370
P107 | 2014 | RS2046766A | P | 2014-01-09 | PENTAIR | 11018 | 100 | 1 | 1370 |  | 1 | 1370 |  | 1 | 1370
P107 | 2015 | RS2093430A | P | 2015-02-13 | PENTAIR | 11018 | 100 | 1 | 1370 |  | 1 | 1370 |  | 1 | 1370
P107 | 2014 | RS2088746A | P | 2015-01-08 | PENTAIR | 11018 | 100 | 1 | 1370 |  | 1 | 1370 |  | 1 | 1370
P107 | 2014 | RS2082344A | P | 2014-11-06 | PENTAIR | 11018 | 100 | 1 | 1370 |  | 1 | 1370 |  | 1 | 1370
P107 | 2015 | RS2092716A | P | 2015-02-04 | PENTAIR | 11018 | 100 | 1 | 1370 |  | 1 | 1370 |  | 1 | 1370
P107 | 2015 | RS2114502A | P | 2015-10-20 | STA-RITE | P6E6VS4H-209L | 100 | 1 | 1370 |  | 1 | 1370 |  | 1 | 1370
P107 | 2015 | RS2097498A | P | 2015-04-01 | PENTAIR | INT-VS / 022005 | 100 | 1 | 1370.57 |  | 1 | 1370.57 |  | 1 | 1370.57
P107 | 2014 | RS2072048A | P | 2014-08-13 | HAYWARD | SP2300VSP | 100 | 1 | 1375 |  | 1 | 1375 |  | 1 | 1375
P107 | 2015 | RS6058040A | P | 2015-05-08 | PENTAIR | 11018 | 100 | 1 | 1375 |  | 1 | 1375 |  | 1 | 1375
P107 | 2014 | RS2073204A | P | 2014-08-21 | PENTAIR | 11013 | 100 | 1 | 1375 |  | 1 | 1375 |  | 1 | 1375
P107 | 2015 | RS6064057A | P | 2015-07-27 | PENTAIR | 11018 | 100 | 1 | 1375 |  | 1 | 1375 |  | 1 | 1375
P107 | 2015 | RS6062705A | P | 2015-06-24 | PENTAIR | 11018 | 100 | 1 | 1375 |  | 1 | 1375 |  | 1 | 1375
P107 | 2015 | RS2109270A | P | 2015-08-18 | PENTAIR | 11018 | 100 | 1 | 1375 |  | 1 | 1375 |  | 1 | 1375
P107 | 2015 | RS6068756A | P | 2015-10-08 | PENTAIR | 11018 | 100 | 1 | 1375 |  | 1 | 1375 |  | 1 | 1375
P107 | 2014 | RS2057210A | P | 2014-03-28 | STA-RITE | P6E6VS4H-209L | 100 | 1 | 1375 |  | 1 | 1375 |  | 1 | 1375
P107 | 2015 | RS2091407A | P | 2015-01-21 | STA-RITE | P6E6VS4H-209L | 100 | 1 | 1375 |  | 1 | 1375 |  | 1 | 1375
P107 | 2015 | RS6064349A | P | 2015-07-14 | STA-RITE | P6E6VS4H-209L | 100 | 1 | 1375 |  | 1 | 1375 |  | 1 | 1375
P107 | 2015 | RS2109404A | P | 2015-08-19 | STA-RITE | P6E6VS4H-209L | 100 | 1 | 1375 |  | 1 | 1375 |  | 1 | 1375
P107 | 2014 | RS2076204A | P | 2014-09-12 | ZODIAC | VS-FHP 2.0 | 100 | 1 | 1375 |  | 1 | 1375 |  | 1 | 1375
P107 | 2014 | RS2055102A | P | 2014-03-10 | ZODIAC | VS-FHP 2.0 | 100 | 1 | 1375 |  | 1 | 1375 |  | 1 | 1375
P107 | 2014 | RS2050583A | P | 2014-01-27 | ZODIAC/JANDY | VS-FHP2.0 | 100 | 1 | 1375 |  | 1 | 1375 |  | 1 | 1375
P107 | 2014 | RS2050615A | P | 2014-01-28 | ZODIAC/JANDY | VS-FHP2.0 | 100 | 1 | 1375 |  | 1 | 1375 |  | 1 | 1375
P107 | 2015 | RS2108066A | P | 2015-08-07 | STA-RITE | P6E6VS4H-209L | 100 | 1 | 1376.4 |  | 1 | 1376.4 |  | 1 | 1376.4
P107 | 2015 | RS2107392A | P | 2015-07-31 | STA-RITE | P6E6VS4H-209L | 100 | 1 | 1376.4 |  | 1 | 1376.4 |  | 1 | 1376.4
P107 | 2015 | RS2103339A | P | 2015-09-02 | STA-RITE | P6E6VS4H-209L | 100 | 1 | 1376.4 |  | 1 | 1376.4 |  | 1 | 1376.4
P107 | 2015 | RS2108600A | P | 2015-08-13 | STA-RITE | P6E6VS4H-209L | 100 | 1 | 1376.4 |  | 1 | 1376.4 |  | 1 | 1376.4
P107 | 2015 | RS2105524A | P | 2015-07-13 | STA-RITE | P6E6VS4H-209L | 100 | 1 | 1377.33 |  | 1 | 1377.33 |  | 1 | 1377.33
P107 | 2014 | RS2080390A | P | 2014-10-21 | HAYWARD | SP3400VSP | 100 | 1 | 1378 |  | 1 | 1378 |  | 1 | 1378
P107 | 2014 | RS2071588A | P | 2014-08-11 | PENTAIR | 11018 | 100 | 1 | 1378.85 |  | 1 | 1378.85 |  | 1 | 1378.85
P107 | 2015 | RS6059925A | P | 2015-05-19 | PENTAIR | 11018 | 100 | 1 | 1379 |  | 1 | 1379 |  | 1 | 1379
P107 | 2014 | RS2055297A | P | 2014-03-11 | PENTAIR | 11018 | 100 | 1 | 1379.81 |  | 1 | 1379.81 |  | 1 | 1379.81
P107 | 2014 | RS6049009A | P | 2015-01-05 | PENTAIR | 11012 | 100 | 1 | 1380 |  | 1 | 1380 |  | 1 | 1380
P107 | 2014 | RS2064001A | P | 2014-06-05 | PENTAIR | 11018 | 100 | 1 | 1380 |  | 1 | 1380 |  | 1 | 1380
P107 | 2015 | RS2107467A | P | 2015-08-11 | PENTAIR | 11018 | 100 | 1 | 1380 |  | 1 | 1380 |  | 1 | 1380
P107 | 2014 | RS6038918A | P | 2014-09-30 | PENTAIR | 11018 | 100 | 1 | 1380 |  | 1 | 1380 |  | 1 | 1380
P107 | 2015 | RS6070764A | P | 2015-10-19 | STA-RITE | P6E6VS4H-209L | 100 | 1 | 1380 |  | 1 | 1380 |  | 1 | 1380
P107 | 2014 | RS2063813A | P | 2014-06-04 | STA-RITE | 343000 | 100 | 1 | 1380 |  | 1 | 1380 |  | 1 | 1380
P107 | 2015 | RS2097774A | P | 2015-04-06 | PENTAIR | 11018 | 100 | 1 | 1380.34 |  | 1 | 1380.34 |  | 1 | 1380.34
P107 | 2015 | RS2105412A | P | 2015-07-08 | PENTAIR | 11018 | 100 | 1 | 1381 |  | 1 | 1381 |  | 1 | 1381
P107 | 2015 | RS6069083A | P | 2015-09-21 | HAYWARD | SP3400VSP | 100 | 1 | 1382 |  | 1 | 1382 |  | 1 | 1382
P107 | 2015 | RS2096849A | P | 2015-03-24 | PENTAIR | 342001 | 100 | 1 | 1383 |  | 1 | 1383 |  | 1 | 1383
P107 | 2015 | RS2092415A | P | 2015-02-03 | PENTAIR | 11018 | 100 | 1 | 1384 |  | 1 | 1384 |  | 1 | 1384
P107 | 2015 | RS6073260A | P | 2015-12-02 | PENTAIR | 11018 | 100 | 1 | 1384 |  | 1 | 1384 |  | 1 | 1384
P107 | 2015 | RS6067712A | P | 2015-08-27 | PENTAIR | 11018 | 100 | 1 | 1384 |  | 1 | 1384 |  | 1 | 1384
P107 | 2015 | RS2104232A | P | 2015-06-25 | STA-RITE | P6E6Y4H-209L | 100 | 1 | 1384 |  | 1 | 1384 |  | 1 | 1384
P107 | 2015 | RS2106372A | P | 2015-07-31 | PENTAIR | 11018 | 100 | 1 | 1384.54 |  | 1 | 1384.54 |  | 1 | 1384.54
P107 | 2015 | RS2102310A | P | 2015-06-05 | STA-RITE | P6E6VS4H-209L | 100 | 1 | 1385 |  | 1 | 1385 |  | 1 | 1385
P107 | 2015 | RS2101839A | P | 2015-05-28 | STA-RITE | P6E6VS4H-209L | 100 | 1 | 1385 |  | 1 | 1385 |  | 1 | 1385
P107 | 2015 | RS2101899A | P | 2015-05-28 | STA-RITE | P6E6VS4H-209L | 100 | 1 | 1385 |  | 1 | 1385 |  | 1 | 1385
P107 | 2015 | RS2098580A | P | 2015-04-15 | ZODIAC | VS-FHP1.0 | 100 | 1 | 1385 |  | 1 | 1385 |  | 1 | 1385
P107 | 2015 | RS2116932A | P | 2015-11-13 | HAYWARD | SP3400VSP | 100 | 1 | 1386 |  | 1 | 1386 |  | 1 | 1386
P107 | 2015 | RS2113956A | P | 2015-10-14 | PENTAIR | 11018 | 100 | 1 | 1386 |  | 1 | 1386 |  | 1 | 1386
P107 | 2015 | RS2114996A | P | 2015-10-26 | PENTAIR | 11018 | 100 | 1 | 1386 |  | 1 | 1386 |  | 1 | 1386
P107 | 2015 | RS2111490A | P | 2015-09-17 | STA-RITE | P6E6VS4H-209L | 100 | 1 | 1386 |  | 1 | 1386 |  | 1 | 1386
P107 | 2015 | RS2117069A | P | 2015-11-16 | STA-RITE | P6E6VS4H-209L | 100 | 1 | 1387 |  | 1 | 1387 |  | 1 | 1387
P107 | 2014 | RS6029383A | P | 2014-06-27 | PENTAIR | 11018 | 100 | 1 | 1387.47 |  | 1 | 1387.47 |  | 1 | 1387.47
P107 | 2015 | RS2106663A | P | 2015-07-22 | STA-RITE | P6E6VS4H-209L | 100 | 1 | 1387.5 |  | 1 | 1387.5 |  | 1 | 1387.5
P107 | 2015 | RS6061146A | P | 2015-06-26 | STA-RITE | P6E6VS4H-209L | 100 | 1 | 1387.5 |  | 1 | 1387.5 |  | 1 | 1387.5
P107 | 2014 | RS2081426A | P | 2014-10-29 | STA-RITE | P6E6VS4H-209L | 100 | 1 | 1389 |  | 1 | 1389 |  | 1 | 1389
P107 | 2015 | RS6059445A | P | 2015-05-12 | ZODIAC | JEP2.0 | 100 | 1 | 1389 |  | 1 | 1389 |  | 1 | 1389
P107 | 2015 | RS6072688A | P | 2015-11-20 | HAYWARD | SP3400VSP | 100 | 1 | 1389.99 |  | 1 | 1389.99 |  | 1 | 1389.99
P107 | 2015 | RS2113431A | P | 2015-10-06 | PENTAIR | 11018 | 100 | 1 | 1390 |  | 1 | 1390 |  | 1 | 1390
P107 | 2015 | RS6072964A | P | 2015-11-25 | PENTAIR | 11018 | 100 | 1 | 1390 |  | 1 | 1390 |  | 1 | 1390
P107 | 2014 | RS2048529A | P | 2014-01-15 | PENTAIR | 11018 | 100 | 1 | 1390 |  | 1 | 1390 |  | 1 | 1390
P107 | 2014 | RS2084040A | P | 2014-11-20 | STA-RITE | P6E6VS4H-209L | 100 | 1 | 1390 |  | 1 | 1390 |  | 1 | 1390
P107 | 2014 | RS2057844A | P | 2014-04-09 | STA-RITE | P6E6VS4H-209L | 100 | 1 | 1390 |  | 1 | 1390 |  | 1 | 1390
P107 | 2015 | RS2106134A | P | 2015-07-28 | STA-RITE | P6E6VS4H-209L | 100 | 1 | 1390.98 |  | 1 | 1390.98 |  | 1 | 1390.98
P107 | 2014 | RS2087230A | P | 2014-12-22 | PENTAIR | 11018 | 100 | 1 | 1392 |  | 1 | 1392 |  | 1 | 1392
P107 | 2015 | RS2106492A | P | 2015-07-22 | STA-RITE | P6E6VS4H-209L | 100 | 1 | 1392.33 |  | 1 | 1392.33 |  | 1 | 1392.33
P107 | 2014 | RS2051960A | P | 2014-03-03 | STA-RITE | P6E6VS4H-209L | 100 | 1 | 1393 |  | 1 | 1393 |  | 1 | 1393
P107 | 2014 | RS2081349A | P | 2014-10-29 | PENTAIR | 11018 | 100 | 1 | 1394.7 |  | 1 | 1394.7 |  | 1 | 1394.7
P107 | 2015 | RS2110548A | P | 2015-10-01 | HAYWARD | SP3400VSP | 100 | 1 | 1395 |  | 1 | 1395 |  | 1 | 1395
P107 | 2015 | RS2114993A | P | 2015-10-26 | HAYWARD | SP3200VSP | 100 | 1 | 1395 |  | 1 | 1395 |  | 1 | 1395
P107 | 2015 | RS2111633A | P | 2015-09-18 | HAYWARD | SP3400VSP | 100 | 1 | 1395 |  | 1 | 1395 |  | 1 | 1395
P107 | 2015 | RS2119180A | P | 2015-12-11 | HAYWARD | SP3200VSP | 100 | 1 | 1395 |  | 1 | 1395 |  | 1 | 1395
P107 | 2015 | RS2100309A | P | 2015-05-11 | PENTAIR | 11018 | 100 | 1 | 1395 |  | 1 | 1395 |  | 1 | 1395
P107 | 2015 | RS2103036A | P | 2015-06-12 | PENTAIR | 11018 | 100 | 1 | 1395 |  | 1 | 1395 |  | 1 | 1395
P107 | 2015 | RS2111995A | P | 2015-09-23 | PENTAIR | 11018 | 100 | 1 | 1395 |  | 1 | 1395 |  | 1 | 1395
P107 | 2014 | RS2067149A | P | 2014-07-03 | PENTAIR | 11018 | 100 | 1 | 1395 |  | 1 | 1395 |  | 1 | 1395
P107 | 2015 | RS2113842A | P | 2015-10-12 | PENTAIR | 11018 | 100 | 1 | 1395 |  | 1 | 1395 |  | 1 | 1395
P107 | 2015 | RS6073649A | P | 2015-12-08 | PENTAIR | 11018 | 100 | 1 | 1395 |  | 1 | 1395 |  | 1 | 1395
P107 | 2015 | RS2103743A | P | 2015-06-18 | PENTAIR | 11018 | 100 | 1 | 1395 |  | 1 | 1395 |  | 1 | 1395
P107 | 2015 | RS2116813A | P | 2015-12-08 | PENTAIR | 11018 | 100 | 1 | 1395 |  | 1 | 1395 |  | 1 | 1395
P107 | 2014 | RS2049329A | P | 2014-01-17 | PENTAIR | 11018 | 100 | 1 | 1395 |  | 1 | 1395 |  | 1 | 1395
P107 | 2015 | RS2105552A | P | 2015-07-09 | PENTAIR | 11018 | 100 | 1 | 1395 |  | 1 | 1395 |  | 1 | 1395
P107 | 2015 | RS2112054A | P | 2015-09-23 | PENTAIR | 11018 | 100 | 1 | 1395 |  | 1 | 1395 |  | 1 | 1395
P107 | 2015 | RS2110698A | P | 2015-09-04 | PENTAIR | 11018 | 100 | 1 | 1395 |  | 1 | 1395 |  | 1 | 1395
P107 | 2015 | RS6063968A | P | 2015-07-09 | PENTAIR | 11017 | 100 | 1 | 1395 |  | 1 | 1395 |  | 1 | 1395
P107 | 2015 | RS2104086A | P | 2015-06-24 | PENTAIR | 11018 | 100 | 1 | 1395 |  | 1 | 1395 |  | 1 | 1395
P107 | 2015 | RS2116210A | P | 2015-11-05 | PENTAIR | 11018 | 100 | 1 | 1395 |  | 1 | 1395 |  | 1 | 1395
P107 | 2014 | RS2065280A | P | 2014-06-18 | PENTAIR | 11018 | 100 | 1 | 1395 |  | 1 | 1395 |  | 1 | 1395
P107 | 2015 | RS6068718A | P | 2015-09-14 | PENTAIR | 11018 | 100 | 1 | 1395 |  | 1 | 1395 |  | 1 | 1395
P107 | 2015 | RS2107481A | P | 2015-07-29 | PENTAIR | 11018 | 100 | 1 | 1395 |  | 1 | 1395 |  | 1 | 1395
P107 | 2015 | RS2104402A | P | 2015-06-26 | PENTAIR | 11018 | 100 | 1 | 1395 |  | 1 | 1395 |  | 1 | 1395
P107 | 2015 | RS2112053A | P | 2015-09-23 | PENTAIR | 11018 | 100 | 1 | 1395 |  | 1 | 1395 |  | 1 | 1395
P107 | 2015 | RS2107480A | P | 2015-07-29 | PENTAIR | 11018 | 100 | 1 | 1395 |  | 1 | 1395 |  | 1 | 1395
P107 | 2015 | RS2103035A | P | 2015-06-12 | PENTAIR | 11018 | 100 | 1 | 1395 |  | 1 | 1395 |  | 1 | 1395
P107 | 2014 | RS6019333A | P | 2014-03-03 | PENTAIR | 11018 | 100 | 1 | 1395 |  | 1 | 1395 |  | 1 | 1395
P107 | 2015 | RS2110348A | P | 2015-09-01 | PENTAIR | 11018 | 100 | 1 | 1395 |  | 1 | 1395 |  | 1 | 1395
P107 | 2015 | RS2096222A | P | 2015-03-18 | PENTAIR | 11018 | 100 | 1 | 1395 |  | 1 | 1395 |  | 1 | 1395
P107 | 2015 | RS2111994A | P | 2015-09-23 | PENTAIR | 11018 | 100 | 1 | 1395 |  | 1 | 1395 |  | 1 | 1395
P107 | 2015 | RS2117319A | P | 2015-11-18 | PENTAIR | 11018 | 100 | 1 | 1395 |  | 1 | 1395 |  | 1 | 1395
P107 | 2014 | RS2060018A | P | 2014-05-07 | STA-RITE | P6E6VS4H-209L | 100 | 1 | 1395 |  | 1 | 1395 |  | 1 | 1395
P107 | 2014 | RS2055103A | P | 2014-03-10 | STA-RITE | P6E6VS4H-209L | 100 | 1 | 1395 |  | 1 | 1395 |  | 1 | 1395
P107 | 2014 | RS2060959A | P | 2014-05-08 | STA-RITE | P6E6VS4H-209L | 100 | 1 | 1395 |  | 1 | 1395 |  | 1 | 1395
P107 | 2015 | RS2098704A | P | 2015-05-04 | STA-RITE | P6E6VS4H-209L | 100 | 1 | 1395 |  | 1 | 1395 |  | 1 | 1395
P107 | 2015 | RS2113503A | P | 2015-10-07 | WATERWAY PLASTICS INC. | ECONO-VS | 100 | 1 | 1395 |  | 1 | 1395 |  | 1 | 1395
P107 | 2015 | RS2113917A | P | 2015-10-14 | PENTAIR | 11017 | 100 | 1 | 1395.85 |  | 1 | 1395.85 |  | 1 | 1395.85
P107 | 2014 | RS2060744A | P | 2014-05-07 | PENTAIR | 11017 | 100 | 1 | 1395.95 |  | 1 | 1395.95 |  | 1 | 1395.95
P107 | 2014 | RS6038647A | P | 2014-10-21 | PENTAIR | 11018 | 100 | 1 | 1395.95 |  | 1 | 1395.95 |  | 1 | 1395.95
P107 | 2015 | RS2102946A | P | 2015-06-11 | PENTAIR | 342000 | 100 | 1 | 1395.97 |  | 1 | 1395.97 |  | 1 | 1395.97
P107 | 2015 | RS2112532A | P | 2015-09-29 | PENTAIR | 11018 | 100 | 1 | 1396 |  | 1 | 1396 |  | 1 | 1396
P107 | 2014 | RS2056835A | P | 2014-03-25 | PENTAIR | 11018 | 100 | 1 | 1396.41 |  | 1 | 1396.41 |  | 1 | 1396.41
P107 | 2014 | RS2080167A | P | 2014-10-17 | HAYWARD | SP3400VSP | 100 | 1 | 1397 |  | 1 | 1397 |  | 1 | 1397
P107 | 2014 | RS2066693A | P | 2014-06-30 | HAYWARD | SP3400VSP | 100 | 1 | 1397.49 |  | 1 | 1397.49 |  | 1 | 1397.49
P107 | 2015 | RS6056219A | P | 2015-03-27 | HAYWARD | SP3400VSP | 100 | 1 | 1397.49 |  | 1 | 1397.49 |  | 1 | 1397.49
P107 | 2014 | RS6065560A | P | 2014-06-18 | HAYWARD | SP3400VSP | 100 | 1 | 1397.97 |  | 1 | 1397.97 |  | 1 | 1397.97
P107 | 2015 | RS2108716A | P | 2015-08-13 | PENTAIR | 11018 | 100 | 1 | 1398 |  | 1 | 1398 |  | 1 | 1398
P107 | 2014 | RS2057973A | P | 2014-04-17 | HAYWARD | SP3400VSP | 100 | 1 | 1399 |  | 1 | 1399 |  | 1 | 1399
P107 | 2014 | RS2050663A | P | 2014-01-28 | HAYWARD | SP3400VSP | 100 | 1 | 1399 |  | 1 | 1399 |  | 1 | 1399
P107 | 2015 | RS2096603A | P | 2015-03-20 | HAYWARD | SP3400VSP | 100 | 1 | 1399 |  | 1 | 1399 |  | 1 | 1399
P107 | 2014 | RS2089300A | P | 2015-01-08 | HAYWARD | SP3400VSP | 100 | 1 | 1399 |  | 1 | 1399 |  | 1 | 1399
P107 | 2014 | RS2055284A | P | 2014-03-25 | HAYWARD | SP3400VSP | 100 | 1 | 1399 |  | 1 | 1399 |  | 1 | 1399
P107 | 2014 | RS2055160A | P | 2014-03-10 | HAYWARD | SP3400VSP | 100 | 1 | 1399 |  | 1 | 1399 |  | 1 | 1399
P107 | 2014 | RS2073420A | P | 2014-09-10 | HAYWARD | SP3400VSP | 100 | 1 | 1399 |  | 1 | 1399 |  | 1 | 1399
P107 | 2014 | RS2058465A | P | 2014-04-14 | HAYWARD | SP3400VSP | 100 | 1 | 1399 |  | 1 | 1399 |  | 1 | 1399
P107 | 2014 | RS2068231A | P | 2014-07-14 | HAYWARD | SP3400VSP | 100 | 1 | 1399 |  | 1 | 1399 |  | 1 | 1399
P107 | 2014 | RS2066700A | P | 2014-06-30 | HAYWARD | SP3400VSP | 100 | 1 | 1399 |  | 1 | 1399 |  | 1 | 1399
P107 | 2014 | RS2067624A | P | 2014-07-08 | HAYWARD | SP3400VSP | 100 | 1 | 1399 |  | 1 | 1399 |  | 1 | 1399
P107 | 2015 | RS2117244A | P | 2015-11-18 | HAYWARD | SP3200VSP | 100 | 1 | 1399 |  | 1 | 1399 |  | 1 | 1399
P107 | 2014 | RS2081777A | P | 2014-11-21 | HAYWARD | SP3400VSP | 100 | 1 | 1399 |  | 1 | 1399 |  | 1 | 1399
P107 | 2015 | RS6064537A | P | 2015-07-15 | HAYWARD | SP3400VSP | 100 | 1 | 1399 |  | 1 | 1399 |  | 1 | 1399
P107 | 2014 | RS2055521A | P | 2014-04-02 | HAYWARD | SP3400VSP | 100 | 1 | 1399 |  | 1 | 1399 |  | 1 | 1399
P107 | 2014 | RS2063882A | P | 2014-06-04 | HAYWARD | SP3400VSP | 100 | 1 | 1399 |  | 1 | 1399 |  | 1 | 1399
P107 | 2014 | RS2055822A | P | 2014-03-14 | HAYWARD | SP3400VSP | 100 | 1 | 1399 |  | 1 | 1399 |  | 1 | 1399
P107 | 2015 | RS2095144A | P | 2015-03-04 | HAYWARD | SP3200VSP | 100 | 1 | 1399 |  | 1 | 1399 |  | 1 | 1399
P107 | 2015 | RS2092770A | P | 2015-02-04 | HAYWARD | SP3200VSP | 100 | 1 | 1399 |  | 1 | 1399 |  | 1 | 1399
P107 | 2014 | RS2062696A | P | 2014-05-30 | HAYWARD | SP3400VSP | 100 | 1 | 1399 |  | 1 | 1399 |  | 1 | 1399
P107 | 2014 | RS2087410A | P | 2014-12-22 | HAYWARD | SP3400VSP | 100 | 1 | 1399 |  | 1 | 1399 |  | 1 | 1399
P107 | 2015 | RS2095674B | P | 2015-03-09 | HAYWARD | SP3400VSP | 100 | 1 | 1399 |  | 1 | 1399 |  | 1 | 1399
P107 | 2015 | RS2089899A | P | 2015-02-03 | HAYWARD | SP3400VSPVR | 100 | 1 | 1399 |  | 1 | 1399 |  | 1 | 1399
P107 | 2014 | RS2082878A | P | 2014-11-17 | HAYWARD | SP3400VSP | 100 | 1 | 1399 |  | 1 | 1399 |  | 1 | 1399
P107 | 2014 | RS6035021A | P | 2014-09-17 | HAYWARD | SP3400VSP | 100 | 1 | 1399 |  | 1 | 1399 |  | 1 | 1399
P107 | 2014 | RS2072713A | P | 2014-08-19 | HAYWARD | SP3400VSP | 100 | 1 | 1399 |  | 1 | 1399 |  | 1 | 1399
P107 | 2014 | RS2067615A | P | 2014-07-08 | HAYWARD | SP3400VSP | 100 | 1 | 1399 |  | 1 | 1399 |  | 1 | 1399
P107 | 2014 | RS6025303A | P | 2014-05-02 | PENTAIR | 11018 | 100 | 1 | 1399 |  | 1 | 1399 |  | 1 | 1399
P107 | 2015 | RS2101341A | P | 2015-05-26 | PENTAIR | 11018 | 100 | 1 | 1399 |  | 1 | 1399 |  | 1 | 1399
P107 | 2014 | RS2065566A | P | 2014-07-03 | PENTAIR | 022005 | 100 | 1 | 1399 |  | 1 | 1399 |  | 1 | 1399
P107 | 2015 | RS6052091A | P | 2015-01-29 | PENTAIR | 11018 | 100 | 1 | 1399 |  | 1 | 1399 |  | 1 | 1399
P107 | 2015 | RS2106771A | P | 2015-07-22 | PENTAIR | 11018 | 100 | 1 | 1399 |  | 1 | 1399 |  | 1 | 1399
P107 | 2015 | RS2100488A | P | 2015-05-13 | PENTAIR | 11018 | 100 | 1 | 1399 |  | 1 | 1399 |  | 1 | 1399
P107 | 2015 | RS6065884A | P | 2015-07-31 | STA-RITE | P6E6VS4H-209L | 100 | 1 | 1399 |  | 1 | 1399 |  | 1 | 1399
P107 | 2015 | RS2107868A | P | 2015-08-31 | STA-RITE | P6E6VS4H-209L | 100 | 1 | 1399 |  | 1 | 1399 |  | 1 | 1399
P107 | 2015 | RS2107468A | P | 2015-08-14 | STA-RITE | P6E6VS4H-209L | 100 | 1 | 1399 |  | 1 | 1399 |  | 1 | 1399
P107 | 2014 | RS6046654A | P | 2014-12-17 | ZODIAC | JEP2.0 | 100 | 1 | 1399 |  | 1 | 1399 |  | 1 | 1399
P107 | 2014 | RS6039524A | P | 2014-10-07 | PENTAIR | 11018 | 100 | 1 | 1399.27 |  | 1 | 1399.27 |  | 1 | 1399.27
P107 | 2015 | RS2102186A | P | 2015-06-04 | PENTAIR | 11018 | 100 | 1 | 1399.98 |  | 1 | 1399.98 |  | 1 | 1399.98
P107 | 2014 | RS2080213A | P | 2014-10-21 | PENTAIR | 11017 | 100 | 1 | 1399.99 |  | 1 | 1399.99 |  | 1 | 1399.99
P107 | 2014 | RS2049643A | P | 2014-01-21 | PENTAIR | 11018 | 100 | 1 | 1399.99 |  | 1 | 1399.99 |  | 1 | 1399.99
P107 | 2014 | RS2060600A | P | 2014-05-02 | STA-RITE | P6E6VS4H-209L | 100 | 1 | 1399.99 |  | 1 | 1399.99 |  | 1 | 1399.99
P107 | 2014 | RS2055164A | P | 2014-03-10 | ZODIAC/JANDY | JEP2.0 | 100 | 1 | 1399.99 |  | 1 | 1399.99 |  | 1 | 1399.99
P107 | 2014 | RS2087969A | P | 2014-12-26 | HAYWARD | SP3400VSP | 100 | 1 | 1400 |  | 1 | 1400 |  | 1 | 1400
P107 | 2014 | RS2052392A | P | 2014-02-11 | HAYWARD | SP3400VSP | 100 | 1 | 1400 |  | 1 | 1400 |  | 1 | 1400
P107 | 2014 | RS2071958A | P | 2014-08-13 | HAYWARD | SP3400VSP | 100 | 1 | 1400 |  | 1 | 1400 |  | 1 | 1400
P107 | 2015 | RS2092685A | P | 2015-02-04 | HAYWARD | SP3400VSP | 100 | 1 | 1400 |  | 1 | 1400 |  | 1 | 1400
P107 | 2014 | RS2055957A | P | 2014-03-17 | HAYWARD | SP3400VSP | 100 | 1 | 1400 |  | 1 | 1400 |  | 1 | 1400
P107 | 2014 | RS2061739A | P | 2014-05-14 | HAYWARD | SP3200VSP | 100 | 1 | 1400 |  | 1 | 1400 |  | 1 | 1400
P107 | 2015 | RS2111060A | P | 2015-09-09 | HAYWARD | SP3400VSP | 100 | 1 | 1400 |  | 1 | 1400 |  | 1 | 1400
P107 | 2015 | RS2094883A | P | 2015-03-05 | HAYWARD | SP3400VSP | 100 | 1 | 1400 |  | 1 | 1400 |  | 1 | 1400
P107 | 2015 | RS2110994A | P | 2015-09-09 | HAYWARD | SP3400VSP | 100 | 1 | 1400 |  | 1 | 1400 |  | 1 | 1400
P107 | 2015 | RS6063564A | P | 2015-07-07 | HAYWARD | SP3400VSP | 100 | 1 | 1400 |  | 1 | 1400 |  | 1 | 1400
P107 | 2014 | RS2088296A | P | 2014-12-30 | HAYWARD | SP3200VSP | 100 | 1 | 1400 |  | 1 | 1400 |  | 1 | 1400
P107 | 2014 | RS2070406A | P | 2014-07-31 | HAYWARD | SP3400VSP | 100 | 1 | 1400 |  | 1 | 1400 |  | 1 | 1400
P107 | 2015 | RS2102939A | P | 2015-06-11 | HAYWARD | SP3200VSP | 100 | 1 | 1400 |  | 1 | 1400 |  | 1 | 1400
P107 | 2014 | RS2051847A | P | 2014-03-11 | HAYWARD | SP3400VSP | 100 | 1 | 1400 |  | 1 | 1400 |  | 1 | 1400
P107 | 2015 | RS2110998A | P | 2015-09-09 | HAYWARD | SP3400VSP | 100 | 1 | 1400 |  | 1 | 1400 |  | 1 | 1400
P107 | 2015 | RS2100215A | P | 2015-05-07 | HAYWARD | SP3200VSP | 100 | 1 | 1400 |  | 1 | 1400 |  | 1 | 1400
P107 | 2014 | RS2058417A | P | 2014-04-11 | HAYWARD | SP3200VSP | 100 | 1 | 1400 |  | 1 | 1400 |  | 1 | 1400
P107 | 2015 | RS2099677A | P | 2015-05-01 | PENTAIR | 11018 | 100 | 1 | 1400 |  | 1 | 1400 |  | 1 | 1400
P107 | 2014 | RS2066220A | P | 2014-07-07 | PENTAIR | 11018 | 100 | 1 | 1400 |  | 1 | 1400 |  | 1 | 1400
P107 | 2014 | RS2065146A | P | 2014-07-03 | PENTAIR | 11018 | 100 | 1 | 1400 |  | 1 | 1400 |  | 1 | 1400
P107 | 2015 | RS6064308A | P | 2015-07-13 | PENTAIR | 11018 | 100 | 1 | 1400 |  | 1 | 1400 |  | 1 | 1400
P107 | 2015 | RS2091619A | P | 2015-01-22 | PENTAIR | 11018 | 100 | 1 | 1400 |  | 1 | 1400 |  | 1 | 1400
P107 | 2014 | RS2082194A | P | 2014-11-06 | PENTAIR | 11018 | 100 | 1 | 1400 |  | 1 | 1400 |  | 1 | 1400
P107 | 2014 | RS2051843A | P | 2014-02-06 | PENTAIR | 11018 | 100 | 1 | 1400 |  | 1 | 1400 |  | 1 | 1400
P107 | 2014 | RS2089476A | P | 2015-01-08 | PENTAIR | 11018 | 100 | 1 | 1400 |  | 1 | 1400 |  | 1 | 1400
P107 | 2014 | RS2058838A | P | 2014-11-06 | PENTAIR | 11018 | 100 | 1 | 1400 |  | 1 | 1400 |  | 1 | 1400
P107 | 2014 | RS2081944A | P | 2014-11-05 | PENTAIR | 11018 | 100 | 1 | 1400 |  | 1 | 1400 |  | 1 | 1400
P107 | 2015 | RS2112431A | P | 2015-09-25 | PENTAIR | 11018 | 100 | 1 | 1400 |  | 1 | 1400 |  | 1 | 1400
P107 | 2015 | RS2110480A | P | 2015-09-02 | PENTAIR | 11018 | 100 | 1 | 1400 |  | 1 | 1400 |  | 1 | 1400
P107 | 2014 | RS2058487A | P | 2014-04-11 | PENTAIR | 11018 | 100 | 1 | 1400 |  | 1 | 1400 |  | 1 | 1400
P107 | 2014 | RS2069612A | P | 2014-07-28 | PENTAIR | 11018 | 100 | 1 | 1400 |  | 1 | 1400 |  | 1 | 1400
P107 | 2014 | RS2051845A | P | 2014-02-06 | PENTAIR | 11018 | 100 | 1 | 1400 |  | 1 | 1400 |  | 1 | 1400
P107 | 2015 | RS2093276A | P | 2015-02-11 | PENTAIR | 11018 | 100 | 1 | 1400 |  | 1 | 1400 |  | 1 | 1400
P107 | 2014 | RS2064026A | P | 2014-06-06 | PENTAIR | 11018 | 100 | 1 | 1400 |  | 1 | 1400 |  | 1 | 1400
P107 | 2015 | RS2102367A | P | 2015-06-05 | PENTAIR | 11018 | 100 | 1 | 1400 |  | 1 | 1400 |  | 1 | 1400
P107 | 2014 | RS2082205A | P | 2014-11-06 | PENTAIR | 11018 | 100 | 1 | 1400 |  | 1 | 1400 |  | 1 | 1400
P107 | 2015 | RS2106099A | P | 2015-07-16 | PENTAIR | 11018 | 100 | 1 | 1400 |  | 1 | 1400 |  | 1 | 1400
P107 | 2014 | RS2061347A | P | 2014-05-09 | PENTAIR | 11018 | 100 | 1 | 1400 |  | 1 | 1400 |  | 1 | 1400
P107 | 2014 | RS6018073A | P | 2014-01-15 | PENTAIR | 11018 | 100 | 1 | 1400 |  | 1 | 1400 |  | 1 | 1400
P107 | 2014 | RS2051062A | P | 2014-01-31 | PENTAIR | 11018 | 100 | 1 | 1400 |  | 1 | 1400 |  | 1 | 1400
P107 | 2014 | RS6023608A | P | 2014-04-10 | PENTAIR | 11018 | 100 | 1 | 1400 |  | 1 | 1400 |  | 1 | 1400
P107 | 2015 | RS6060107A | P | 2015-05-22 | PENTAIR | 11018 | 100 | 1 | 1400 |  | 1 | 1400 |  | 1 | 1400
P107 | 2015 | RS6061293A | P | 2015-06-09 | PENTAIR | 11018 | 100 | 1 | 1400 |  | 1 | 1400 |  | 1 | 1400
P107 | 2014 | RS2060994A | P | 2014-05-08 | PENTAIR | 11018 | 100 | 1 | 1400 |  | 1 | 1400 |  | 1 | 1400
P107 | 2015 | RS2112675A | P | 2015-11-06 | PENTAIR | 11018 | 100 | 1 | 1400 |  | 1 | 1400 |  | 1 | 1400
P107 | 2014 | RS2051873A | P | 2014-02-06 | PENTAIR | 11018 | 100 | 1 | 1400 |  | 1 | 1400 |  | 1 | 1400
P107 | 2014 | RS2065564A | P | 2014-06-18 | PENTAIR | 11018 | 100 | 1 | 1400 |  | 1 | 1400 |  | 1 | 1400
P107 | 2015 | RS6063152A | P | 2015-07-01 | PENTAIR | 11018 | 100 | 1 | 1400 |  | 1 | 1400 |  | 1 | 1400
P107 | 2015 | RS2111875A | P | 2015-09-23 | PENTAIR | 11018 | 100 | 1 | 1400 |  | 1 | 1400 |  | 1 | 1400
P107 | 2015 | RS6063792A | P | 2015-07-24 | PENTAIR | 11012 | 100 | 1 | 1400 |  | 1 | 1400 |  | 1 | 1400
P107 | 2015 | RS2105729A | P | 2015-07-10 | PENTAIR | 11018 | 100 | 1 | 1400 |  | 1 | 1400 |  | 1 | 1400
P107 | 2015 | RS2101628A | P | 2015-06-19 | PENTAIR | 11018 | 100 | 1 | 1400 |  | 1 | 1400 |  | 1 | 1400
P107 | 2015 | RS2102510A | P | 2015-06-08 | PENTAIR | 11018 | 100 | 1 | 1400 |  | 1 | 1400 |  | 1 | 1400
P107 | 2015 | RS2090048A | P | 2015-01-13 | PENTAIR | 11018 | 100 | 1 | 1400 |  | 1 | 1400 |  | 1 | 1400
P107 | 2014 | RS2060422A | P | 2014-05-01 | PENTAIR | 11018 | 100 | 1 | 1400 |  | 1 | 1400 |  | 1 | 1400
P107 | 2014 | RS2077883A | P | 2014-09-29 | PENTAIR | 11018 | 100 | 1 | 1400 |  | 1 | 1400 |  | 1 | 1400
P107 | 2014 | RS2076971A | P | 2014-09-18 | PENTAIR | 11018 | 100 | 1 | 1400 |  | 1 | 1400 |  | 1 | 1400
P107 | 2015 | RS6069881A | P | 2015-10-05 | PENTAIR | 11018 | 100 | 1 | 1400 |  | 1 | 1400 |  | 1 | 1400
P107 | 2015 | RS2110644A | P | 2015-09-04 | PENTAIR | 342000 | 100 | 1 | 1400 |  | 1 | 1400 |  | 1 | 1400
P107 | 2014 | RS6039295A | P | 2014-10-06 | PENTAIR | 342000 | 100 | 1 | 1400 |  | 1 | 1400 |  | 1 | 1400
P107 | 2014 | RS2079137A | P | 2014-11-14 | PENTAIR | 11018 | 100 | 1 | 1400 |  | 1 | 1400 |  | 1 | 1400
P107 | 2014 | RS2072491A | P | 2014-08-14 | PENTAIR | 11018 | 100 | 1 | 1400 |  | 1 | 1400 |  | 1 | 1400
P107 | 2014 | RS2085305A | P | 2014-12-04 | PENTAIR | 11018 | 100 | 1 | 1400 |  | 1 | 1400 |  | 1 | 1400
P107 | 2015 | RS2099595A | P | 2015-04-29 | PENTAIR | 11018 | 100 | 1 | 1400 |  | 1 | 1400 |  | 1 | 1400
P107 | 2015 | RS2089433A | P | 2015-03-25 | PENTAIR | 11018 | 100 | 1 | 1400 |  | 1 | 1400 |  | 1 | 1400
P107 | 2014 | RS2067928A | P | 2014-07-09 | PENTAIR | 11018 | 100 | 1 | 1400 |  | 1 | 1400 |  | 1 | 1400
P107 | 2015 | RS2099857A | P | 2015-05-04 | PENTAIR | 11018 | 100 | 1 | 1400 |  | 1 | 1400 |  | 1 | 1400
P107 | 2014 | RS6030617A | P | 2014-08-05 | PENTAIR | 11018 | 100 | 1 | 1400 |  | 1 | 1400 |  | 1 | 1400
P107 | 2015 | RS6070973A | P | 2015-10-22 | PENTAIR | 11018 | 100 | 1 | 1400 |  | 1 | 1400 |  | 1 | 1400
P107 | 2015 | RS2107224A | P | 2015-07-29 | PENTAIR | 11018 | 100 | 1 | 1400 |  | 1 | 1400 |  | 1 | 1400
P107 | 2015 | RS2107100A | P | 2015-07-27 | PENTAIR | 11018 | 100 | 1 | 1400 |  | 1 | 1400 |  | 1 | 1400
P107 | 2014 | RS2059237A | P | 2014-05-01 | PENTAIR | 11018 | 100 | 1 | 1400 |  | 1 | 1400 |  | 1 | 1400
P107 | 2014 | RS2073428A | P | 2014-08-20 | PENTAIR | 11018 | 100 | 1 | 1400 |  | 1 | 1400 |  | 1 | 1400
P107 | 2014 | RS2062228A | P | 2014-06-26 | PENTAIR | 11018 | 100 | 1 | 1400 |  | 1 | 1400 |  | 1 | 1400
P107 | 2014 | RS2089108A | P | 2015-01-08 | PENTAIR | 11018 | 100 | 1 | 1400 |  | 1 | 1400 |  | 1 | 1400
P107 | 2015 | RS2101625A | P | 2015-05-26 | PENTAIR | 11018 | 100 | 1 | 1400 |  | 1 | 1400 |  | 1 | 1400
P107 | 2015 | RS2116017A | P | 2015-11-03 | PENTAIR | 11018 | 100 | 1 | 1400 |  | 1 | 1400 |  | 1 | 1400
P107 | 2015 | RS2116891A | P | 2015-11-17 | PENTAIR | 11018 | 100 | 1 | 1400 |  | 1 | 1400 |  | 1 | 1400
P107 | 2015 | RS2106908A | P | 2015-07-24 | PENTAIR | 11018 | 100 | 1 | 1400 |  | 1 | 1400 |  | 1 | 1400
P107 | 2014 | RS2072489A | P | 2014-08-14 | PENTAIR | 11018 | 100 | 1 | 1400 |  | 1 | 1400 |  | 1 | 1400
P107 | 2015 | RS6053141A | P | 2015-02-12 | PENTAIR | 11018 | 100 | 1 | 1400 |  | 1 | 1400 |  | 1 | 1400
P107 | 2015 | RS2111714A | P | 2015-09-22 | PENTAIR | 342000 | 100 | 1 | 1400 |  | 1 | 1400 |  | 1 | 1400
P107 | 2015 | RS2110174A | P | 2015-08-31 | PENTAIR | 11018 | 100 | 1 | 1400 |  | 1 | 1400 |  | 1 | 1400
P107 | 2015 | RS6067596A | P | 2015-08-25 | PENTAIR | 11018 | 100 | 1 | 1400 |  | 1 | 1400 |  | 1 | 1400
P107 | 2015 | RS2110478A | P | 2015-09-02 | PENTAIR | 342001 | 100 | 1 | 1400 |  | 1 | 1400 |  | 1 | 1400
P107 | 2014 | RS6025291A | P | 2014-05-02 | PENTAIR | 11018 | 100 | 1 | 1400 |  | 1 | 1400 |  | 1 | 1400
P107 | 2015 | RS2104193A | P | 2015-06-24 | PENTAIR | 11018 | 100 | 1 | 1400 |  | 1 | 1400 |  | 1 | 1400
P107 | 2015 | RS6055701A | P | 2015-03-18 | PENTAIR | 11018 | 100 | 1 | 1400 |  | 1 | 1400 |  | 1 | 1400
P107 | 2015 | RS2107182A | P | 2015-08-17 | PENTAIR | 11018 | 200 | 2 | 1400 |  | 2 | 1400 |  | 2 | 1400
P107 | 2014 | RS2051844A | P | 2014-02-06 | PENTAIR | 11018 | 100 | 1 | 1400 |  | 1 | 1400 |  | 1 | 1400
P107 | 2014 | RS6034414A | P | 2014-08-21 | PENTAIR | 11018 | 100 | 1 | 1400 |  | 1 | 1400 |  | 1 | 1400
P107 | 2014 | RS2085155A | P | 2014-12-04 | PENTAIR | 11018 | 100 | 1 | 1400 |  | 1 | 1400 |  | 1 | 1400
P107 | 2015 | RS2103482A | P | 2015-06-17 | PENTAIR | 11018 | 100 | 1 | 1400 |  | 1 | 1400 |  | 1 | 1400
P107 | 2014 | RS2065565A | P | 2014-06-18 | PENTAIR | 11018 | 100 | 1 | 1400 |  | 1 | 1400 |  | 1 | 1400
P107 | 2014 | RS2065364A | P | 2014-06-17 | PENTAIR | 11018 | 100 | 1 | 1400 |  | 1 | 1400 |  | 1 | 1400
P107 | 2014 | RS2054521A | P | 2014-03-04 | PENTAIR | 11018 | 100 | 1 | 1400 |  | 1 | 1400 |  | 1 | 1400
P107 | 2015 | RS2111716A | P | 2015-09-22 | PENTAIR | 11012 | 100 | 1 | 1400 |  | 1 | 1400 |  | 1 | 1400
P107 | 2015 | RS2113085A | P | 2015-10-01 | PENTAIR | 11018 | 100 | 1 | 1400 |  | 1 | 1400 |  | 1 | 1400
P107 | 2014 | RS2082183A | P | 2014-11-05 | PENTAIR | 11018 | 100 | 1 | 1400 |  | 1 | 1400 |  | 1 | 1400
P107 | 2015 | RS2113346A | P | 2015-10-05 | PENTAIR | 11018 | 100 | 1 | 1400 |  | 1 | 1400 |  | 1 | 1400
P107 | 2015 | RS2120034A | P | 2015-12-18 | PENTAIR | 11018 | 100 | 1 | 1400 |  | 1 | 1400 |  | 1 | 1400
P107 | 2014 | RS2051504A | P | 2014-02-04 | PENTAIR | 11018 | 100 | 1 | 1400 |  | 1 | 1400 |  | 1 | 1400
P107 | 2015 | RS6063660A | P | 2015-07-08 | PENTAIR | 11008 | 100 | 1 | 1400 |  | 1 | 1400 |  | 1 | 1400
P107 | 2015 | RS2117283A | P | 2015-11-24 | PENTAIR | 11018 | 200 | 2 | 1400 |  | 2 | 1400 |  | 2 | 1400
P107 | 2015 | RS6063008A | P | 2015-06-26 | PENTAIR | 11018 | 100 | 1 | 1400 |  | 1 | 1400 |  | 1 | 1400
P107 | 2015 | RS2113866A | P | 2015-10-12 | PENTAIR | 11018 | 100 | 1 | 1400 |  | 1 | 1400 |  | 1 | 1400
P107 | 2014 | RS2076044A | P | 2014-09-12 | PENTAIR | 11018 | 100 | 1 | 1400 |  | 1 | 1400 |  | 1 | 1400
P107 | 2015 | RS6054262A | P | 2015-02-27 | PENTAIR | 11018 | 100 | 1 | 1400 |  | 1 | 1400 |  | 1 | 1400
P107 | 2015 | RS2093253A | P | 2015-02-11 | PENTAIR | 11018 | 100 | 1 | 1400 |  | 1 | 1400 |  | 1 | 1400
P107 | 2015 | RS2096204A | P | 2015-03-17 | PENTAIR | 11018 | 100 | 1 | 1400 |  | 1 | 1400 |  | 1 | 1400
P107 | 2015 | RS2104636A | P | 2015-07-16 | PENTAIR | 11018 | 100 | 1 | 1400 |  | 1 | 1400 |  | 1 | 1400
P107 | 2014 | RS2063678A | P | 2014-06-04 | STA-RITE | P6E6VS4H-209L | 100 | 1 | 1400 |  | 1 | 1400 |  | 1 | 1400
P107 | 2014 | RS2077897A | P | 2014-09-29 | STA-RITE | P6E6VS4H-209L | 100 | 1 | 1400 |  | 1 | 1400 |  | 1 | 1400
P107 | 2014 | RS6034456A | P | 2014-08-25 | STA-RITE | P6E6VS4H-209L | 100 | 1 | 1400 |  | 1 | 1400 |  | 1 | 1400
P107 | 2014 | RS2069198A | P | 2014-07-21 | STA-RITE | P6E6VS4H-209L | 100 | 1 | 1400 |  | 1 | 1400 |  | 1 | 1400
P107 | 2015 | RS6071550A | P | 2015-11-06 | STA-RITE | P6E6VS4H-209L | 100 | 1 | 1400 |  | 1 | 1400 |  | 1 | 1400
P107 | 2015 | RS6056137A | P | 2015-04-22 | STA-RITE | P6E6VS4H-209L | 100 | 1 | 1400 |  | 1 | 1400 |  | 1 | 1400
P107 | 2014 | RS2063000A | P | 2014-06-13 | STA-RITE | P6E6VS4H-209L | 100 | 1 | 1400 |  | 1 | 1400 |  | 1 | 1400
P107 | 2015 | RS2092546A | P | 2015-02-04 | STA-RITE | P6E6VS4H-209L | 100 | 1 | 1400 |  | 1 | 1400 |  | 1 | 1400
P107 | 2015 | RS2117251A | P | 2015-11-18 | STA-RITE | P6E6VS4H-209L | 100 | 1 | 1400 |  | 1 | 1400 |  | 1 | 1400
P107 | 2014 | RS2063394A | P | 2014-05-30 | STA-RITE | P6E6VS4H-209L | 100 | 1 | 1400 |  | 1 | 1400 |  | 1 | 1400
P107 | 2015 | RS6070515A | P | 2015-10-15 | STA-RITE | P6E6VS4H-209L | 100 | 1 | 1400 |  | 1 | 1400 |  | 1 | 1400
P107 | 2014 | RS6023784A | P | 2014-04-11 | STA-RITE | P6E6VS4H-209L | 100 | 1 | 1400 |  | 1 | 1400 |  | 1 | 1400
P107 | 2015 | RS2117045A | P | 2015-11-18 | STA-RITE | P6E6VS4H-209L | 100 | 1 | 1400 |  | 1 | 1400 |  | 1 | 1400
P107 | 2015 | RS2113196A | P | 2015-10-02 | STA-RITE | P6E6VS4H-209L | 100 | 1 | 1400 |  | 1 | 1400 |  | 1 | 1400
P107 | 2014 | RS2081128A | P | 2014-11-18 | STA-RITE | P6E6VS4H-209L | 100 | 1 | 1400 |  | 1 | 1400 |  | 1 | 1400
P107 | 2015 | RS2107885A | P | 2015-08-04 | STA-RITE | P6E6VS4H-209L | 100 | 1 | 1400 |  | 1 | 1400 |  | 1 | 1400
P107 | 2014 | RS2073480A | P | 2014-08-21 | STA-RITE | P6E6VS4H-209L | 100 | 1 | 1400 |  | 1 | 1400 |  | 1 | 1400
P107 | 2015 | RS6069880A | P | 2015-10-05 | STA-RITE | P6E6VS4H-209L | 100 | 1 | 1400 |  | 1 | 1400 |  | 1 | 1400
P107 | 2015 | RS2101002A | P | 2015-05-19 | STA-RITE | P6E6VS4H-209L | 100 | 1 | 1400 |  | 1 | 1400 |  | 1 | 1400
P107 | 2015 | RS2113914A | P | 2015-10-14 | STA-RITE | P6E6VS4H-209L | 100 | 1 | 1400 |  | 1 | 1400 |  | 1 | 1400
P107 | 2015 | RS2117645A | P | 2016-01-07 | STA-RITE | P6E6VS4H-209L | 100 | 1 | 1400 |  | 1 | 1400 |  | 1 | 1400
P107 | 2015 | RS2109754A | P | 2015-08-25 | STA-RITE | P6E6VS4H-209L | 100 | 1 | 1400 |  | 1 | 1400 |  | 1 | 1400
P107 | 2015 | RS2114716A | P | 2015-10-22 | STA-RITE | P6E6VS4H-209L | 100 | 1 | 1400 |  | 1 | 1400 |  | 1 | 1400
P107 | 2015 | RS2096210A | P | 2015-03-18 | STA-RITE | P6E6VS4H-209L | 100 | 1 | 1400 |  | 1 | 1400 |  | 1 | 1400
P107 | 2015 | RS2115808A | P | 2015-11-03 | STA-RITE | INP-VS / 023005 | 100 | 1 | 1400 |  | 1 | 1400 |  | 1 | 1400
P107 | 2015 | RS2114487A | P | 2015-10-20 | STA-RITE | P6E6VS4H-209L | 100 | 1 | 1400 |  | 1 | 1400 |  | 1 | 1400
P107 | 2015 | RS2107870A | P | 2015-08-05 | STA-RITE | P6E6VS4H-209L | 100 | 1 | 1400 |  | 1 | 1400 |  | 1 | 1400
P107 | 2014 | RS2061708A | P | 2014-05-14 | STA-RITE | P6E6VS4H-209L | 100 | 1 | 1400 |  | 1 | 1400 |  | 1 | 1400
P107 | 2014 | RS2055201A | P | 2014-03-11 | STA-RITE | P6E6VS4H-209L | 100 | 1 | 1400 |  | 1 | 1400 |  | 1 | 1400
P107 | 2014 | RS2059852A | P | 2014-04-28 | STA-RITE | P6E6VS4H-209L | 100 | 1 | 1400 |  | 1 | 1400 |  | 1 | 1400
P107 | 2014 | RS6041404A | P | 2014-10-28 | STA-RITE | P6E6VS4H-209L | 100 | 1 | 1400 |  | 1 | 1400 |  | 1 | 1400
P107 | 2014 | RS2082203A | P | 2014-11-06 | STA-RITE | P6E6VS4H-209L | 100 | 1 | 1400 |  | 1 | 1400 |  | 1 | 1400
P107 | 2014 | RS2063854A | P | 2014-06-05 | STA-RITE | P6E6VS4H-209L | 100 | 1 | 1400 |  | 1 | 1400 |  | 1 | 1400
P107 | 2015 | RS2104913A | P | 2015-07-01 | STA-RITE | P6E6VS4H-209L | 100 | 1 | 1400 |  | 1 | 1400 |  | 1 | 1400
P107 | 2014 | RS2064092A | P | 2014-06-06 | STA-RITE | P6E6VS4H-209L | 100 | 1 | 1400 |  | 1 | 1400 |  | 1 | 1400
P107 | 2014 | RS2069483A | P | 2014-08-11 | STA-RITE | P6E6VS4H-209L | 100 | 1 | 1400 |  | 1 | 1400 |  | 1 | 1400
P107 | 2014 | RS2067472A | P | 2014-07-07 | STA-RITE | P6E6VS4H-209L | 100 | 1 | 1400 |  | 1 | 1400 |  | 1 | 1400
P107 | 2015 | RS2104620A | P | 2015-07-15 | STA-RITE | P6E6VS4H-209L | 100 | 1 | 1400 |  | 1 | 1400 |  | 1 | 1400
P107 | 2014 | RS6036764A | P | 2014-09-11 | STA-RITE | P6E6VS4H-209L | 100 | 1 | 1400 |  | 1 | 1400 |  | 1 | 1400
P107 | 2015 | RS2096459A | P | 2015-03-19 | STA-RITE | P6E6VS4H-209L | 100 | 1 | 1400 |  | 1 | 1400 |  | 1 | 1400
P107 | 2014 | RS2063001A | P | 2014-05-30 | STA-RITE | P6E6VS4H-209L | 100 | 1 | 1400 |  | 1 | 1400 |  | 1 | 1400
P107 | 2015 | RS6074284A | P | 2015-12-17 | STA-RITE | P6E6VS4H-209L | 100 | 1 | 1400 |  | 1 | 1400 |  | 1 | 1400
P107 | 2014 | RS6024392A | P | 2014-05-01 | STA-RITE | P6E6VS4H-209L | 100 | 1 | 1400 |  | 1 | 1400 |  | 1 | 1400
P107 | 2015 | RS2111852A | P | 2015-09-23 | STA-RITE | INP-VS / 023005 | 100 | 1 | 1400 |  | 1 | 1400 |  | 1 | 1400
P107 | 2015 | RS6049485A | P | 2015-01-09 | STA-RITE | P6E6VS4H-209L | 100 | 1 | 1400 |  | 1 | 1400 |  | 1 | 1400
P107 | 2014 | RS2081338A | P | 2014-10-29 | STA-RITE | P6E6VS4H-209L | 100 | 1 | 1400 |  | 1 | 1400 |  | 1 | 1400
P107 | 2015 | RS2118656A | P | 2015-12-08 | STA-RITE | P6E6VS4H-209L | 100 | 1 | 1400 |  | 1 | 1400 |  | 1 | 1400
P107 | 2015 | RS2118649A | P | 2015-12-08 | STA-RITE | P6E6VS4H-209L | 100 | 1 | 1400 |  | 1 | 1400 |  | 1 | 1400
P107 | 2015 | RS2104068A | P | 2015-06-24 | WATERWAY PLASTICS INC. | ECONO-VS | 100 | 1 | 1400 |  | 1 | 1400 |  | 1 | 1400
P107 | 2014 | RS2072068A | P | 2014-08-13 | ZODIAC | JEP2.0 | 100 | 1 | 1400 |  | 1 | 1400 |  | 1 | 1400
P107 | 2014 | RS2083700A | P | 2014-12-02 | ZODIAC | JEP2.0 | 100 | 1 | 1400 |  | 1 | 1400 |  | 1 | 1400
P107 | 2015 | RS2094173A | P | 2015-02-19 | ZODIAC | JEP2.0 | 100 | 1 | 1400 |  | 1 | 1400 |  | 1 | 1400
P107 | 2014 | RS2079977A | P | 2014-10-15 | ZODIAC | JEP1.5 | 100 | 1 | 1400 |  | 1 | 1400 |  | 1 | 1400
P107 | 2015 | RS2115929A | P | 2015-11-03 | ZODIAC | VSPHP270AUT | 100 | 1 | 1400 |  | 1 | 1400 |  | 1 | 1400
P107 | 2015 | RS2101887A | P | 2015-07-02 | ZODIAC | VS-PHP 2.70 AUT | 100 | 1 | 1400 |  | 1 | 1400 |  | 1 | 1400
P107 | 2014 | RS6028968A | P | 2014-07-02 | ZODIAC | VS-FHP1.0 | 100 | 1 | 1400 |  | 1 | 1400 |  | 1 | 1400
P107 | 2014 | RS2057562A | P | 2014-03-31 | ZODIAC | VS-FHP1.0 | 100 | 1 | 1400 |  | 1 | 1400 |  | 1 | 1400
P107 | 2014 | RS2060949A | P | 2014-05-08 | ZODIAC | JEP2.0 | 100 | 1 | 1400 |  | 1 | 1400 |  | 1 | 1400
P107 | 2014 | RS2063637A | P | 2014-06-02 | ZODIAC | VS-FHP 2.0 | 100 | 1 | 1400 |  | 1 | 1400 |  | 1 | 1400
P107 | 2015 | RS6068914A | P | 2015-10-15 | ZODIAC | JEP1.5 | 100 | 1 | 1400 |  | 1 | 1400 |  | 1 | 1400
P107 | 2014 | RS2050245A | P | 2014-01-24 | ZODIAC/JANDY | JEP1.5 | 100 | 1 | 1400 |  | 1 | 1400 |  | 1 | 1400
P107 | 2014 | RS2050582A | P | 2014-02-03 | ZODIAC/JANDY | VS-FHP2.0 | 100 | 1 | 1400 |  | 1 | 1400 |  | 1 | 1400
P107 | 2014 | RS2055161A | P | 2014-03-10 | ZODIAC/JANDY | JEP2.0 | 100 | 1 | 1400 |  | 1 | 1400 |  | 1 | 1400
P107 | 2014 | RS2051539A | P | 2014-02-04 | ZODIAC/JANDY | JEP1.5 | 100 | 1 | 1400 |  | 1 | 1400 |  | 1 | 1400
P107 | 2014 | RS2050140A | P | 2014-01-23 | ZODIAC/JANDY | JEP2.0 | 100 | 1 | 1400 |  | 1 | 1400 |  | 1 | 1400
P107 | 2015 | RS6056531A | P | 2015-04-13 | ZODIAC | VS-FHP 2.0 | 100 | 1 | 1400.87 |  | 1 | 1400.87 |  | 1 | 1400.87
P107 | 2015 | RS2120798A | P | 2015-12-29 | PENTAIR | 11018 | 100 | 1 | 1401.02 |  | 1 | 1401.02 |  | 1 | 1401.02
P107 | 2014 | RS6043167A | P | 2014-12-15 | HAYWARD | SP3400VSP | 100 | 1 | 1401.38 |  | 1 | 1401.38 |  | 1 | 1401.38
P107 | 2015 | RS2111761A | P | 2015-09-22 | STA-RITE | P6E6VS4H-209L | 100 | 1 | 1403 |  | 1 | 1403 |  | 1 | 1403
P107 | 2015 | RS2089449A | P | 2015-03-04 | STA-RITE | P6E6VS4H-209L | 100 | 1 | 1404 |  | 1 | 1404 |  | 1 | 1404
P107 | 2015 | RS2111412A | P | 2015-09-16 | ZODIAC | VS-FHP1.0 | 100 | 1 | 1405 |  | 1 | 1405 |  | 1 | 1405
P107 | 2014 | RS2060311A | P | 2014-04-30 | PENTAIR | 11018 | 100 | 1 | 1406.22 |  | 1 | 1406.22 |  | 1 | 1406.22
P107 | 2015 | RS2116734A | P | 2015-11-13 | PENTAIR | 11018 | 100 | 1 | 1406.39 |  | 1 | 1406.39 |  | 1 | 1406.39
P107 | 2015 | RS2113907A | P | 2015-11-03 | PENTAIR | 11018 | 100 | 1 | 1406.39 |  | 1 | 1406.39 |  | 1 | 1406.39
P107 | 2015 | RS2114503A | P | 2015-10-20 | STA-RITE | P6E6VS4H-209L | 100 | 1 | 1408 |  | 1 | 1408 |  | 1 | 1408
P107 | 2015 | RS2113336A | P | 2015-10-05 | PENTAIR | 11018 | 100 | 1 | 1410 |  | 1 | 1410 |  | 1 | 1410
P107 | 2015 | RS6067318A | P | 2015-08-21 | PENTAIR | 11018 | 100 | 1 | 1410.49 |  | 1 | 1410.49 |  | 1 | 1410.49
P107 | 2015 | RS6066807A | P | 2015-08-14 | PENTAIR | 11018 | 100 | 1 | 1410.49 |  | 1 | 1410.49 |  | 1 | 1410.49
P107 | 2015 | RS2093356C | P | 2015-02-12 | PENTAIR | 11018 | 100 | 1 | 1413.16 |  | 1 | 1413.16 |  | 1 | 1413.16
P107 | 2014 | RS6033323A | P | 2014-08-12 | PENTAIR | 11018 | 100 | 1 | 1413.74 |  | 1 | 1413.74 |  | 1 | 1413.74
P107 | 2014 | RS2056174A | P | 2014-03-18 | SPECK PUMPS | EcoM3 V | 100 | 1 | 1416 |  | 1 | 1416 |  | 1 | 1416
P107 | 2014 | RS2064517A | P | 2014-06-10 | SPECK PUMPS | EcoM3 V | 100 | 1 | 1416 |  | 1 | 1416 |  | 1 | 1416
P107 | 2015 | RS2112843A | P | 2015-09-29 | STA-RITE | P6E6VS4H-209L | 100 | 1 | 1416 |  | 1 | 1416 |  | 1 | 1416
P107 | 2014 | RS2047150A | P | 2014-02-04 | PENTAIR | 11018 | 100 | 1 | 1416.4 |  | 1 | 1416.4 |  | 1 | 1416.4
P107 | 2014 | RS2060772A | P | 2014-05-07 | PENTAIR | 11018 | 100 | 1 | 1420 |  | 1 | 1420 |  | 1 | 1420
P107 | 2015 | RS2098286A | P | 2015-04-10 | PENTAIR | 11018 | 100 | 1 | 1420.4 |  | 1 | 1420.4 |  | 1 | 1420.4
P107 | 2015 | RS2096291A | P | 2015-03-18 | PENTAIR | 11018 | 100 | 1 | 1420.4 |  | 1 | 1420.4 |  | 1 | 1420.4
P107 | 2015 | RS6057451A | P | 2015-04-14 | PENTAIR | 11018 | 100 | 1 | 1421.67 |  | 1 | 1421.67 |  | 1 | 1421.67
P107 | 2015 | RS2100368A | P | 2015-05-11 | STA-RITE | P6E6VS4H-209L | 100 | 1 | 1422 |  | 1 | 1422 |  | 1 | 1422
P107 | 2014 | RS2055455A | P | 2014-05-12 | HAYWARD | SP3400VSP | 100 | 1 | 1425 |  | 1 | 1425 |  | 1 | 1425
P107 | 2015 | RS2101340A | P | 2015-06-30 | PENTAIR | 11018 | 100 | 1 | 1425 |  | 1 | 1425 |  | 1 | 1425
P107 | 2014 | RS2063622A | P | 2014-06-03 | PENTAIR | 11018 | 100 | 1 | 1425 |  | 1 | 1425 |  | 1 | 1425
P107 | 2015 | RS6071450A | P | 2016-02-23 | PENTAIR | 11018 | 100 | 1 | 1425 |  | 1 | 1425 |  | 1 | 1425
P107 | 2015 | RS6065954A | P | 2015-08-03 | STA-RITE | P6E6VS4H-209L | 100 | 1 | 1425 |  | 1 | 1425 |  | 1 | 1425
P107 | 2015 | RS2100174A | P | 2015-05-07 | STA-RITE | P6E6VS4H-209L | 100 | 1 | 1425 |  | 1 | 1425 |  | 1 | 1425
P107 | 2015 | RS2098795A | P | 2015-04-17 | STA-RITE | P6E6VS4H-209L | 100 | 1 | 1425 |  | 1 | 1425 |  | 1 | 1425
P107 | 2015 | RS2101437A | P | 2015-05-26 | STA-RITE | P6E6VS4H-209L | 100 | 1 | 1425 |  | 1 | 1425 |  | 1 | 1425
P107 | 2014 | RS2070938A | P | 2014-08-06 | ZODIAC | VS-FHP 2.0 | 100 | 1 | 1425 |  | 1 | 1425 |  | 1 | 1425
P107 | 2014 | RS2060732A | P | 2014-05-07 | HAYWARD | SP3400VSP | 100 | 1 | 1425.21 |  | 1 | 1425.21 |  | 1 | 1425.21
P107 | 2014 | RS2046773A | P | 2014-01-09 | STA-RITE | P6E6VS4H-209L | 100 | 1 | 1427.5 |  | 1 | 1427.5 |  | 1 | 1427.5
P107 | 2015 | RS2098432A | P | 2015-04-14 | PENTAIR | 11018 | 100 | 1 | 1428.8 |  | 1 | 1428.8 |  | 1 | 1428.8
P107 | 2014 | RS2069904A | P | 2014-07-30 | PENTAIR | 11018 | 100 | 1 | 1430 |  | 1 | 1430 |  | 1 | 1430
P107 | 2015 | RS6066135A | P | 2015-08-28 | PENTAIR | 11018 | 100 | 1 | 1430 |  | 1 | 1430 |  | 1 | 1430
P107 | 2014 | RS2083320A | P | 2014-12-04 | PENTAIR | 11018 | 100 | 1 | 1430 |  | 1 | 1430 |  | 1 | 1430
P107 | 2015 | RS6052505A | P | 2015-02-04 | STA-RITE | P6E6VS4H-209L | 100 | 1 | 1430 |  | 1 | 1430 |  | 1 | 1430
P107 | 2015 | RS2100655A | P | 2015-05-13 | PENTAIR | 11018 | 100 | 1 | 1433.6 |  | 1 | 1433.6 |  | 1 | 1433.6
P107 | 2015 | RS2116934A | P | 2015-11-13 | STA-RITE | P6E6VS4H-209L | 100 | 1 | 1434 |  | 1 | 1434 |  | 1 | 1434
P107 | 2014 | RS2068792A | P | 2014-07-16 | ZODIAC | JEP1.5 | 100 | 1 | 1434 |  | 1 | 1434 |  | 1 | 1434
P107 | 2015 | RS2109575A | P | 2015-08-21 | PENTAIR | 11018 | 100 | 1 | 1435 |  | 1 | 1435 |  | 1 | 1435
P107 | 2015 | RS2099952A | P | 2015-05-06 | PENTAIR | 11018 | 100 | 1 | 1435.2 |  | 1 | 1435.2 |  | 1 | 1435.2
P107 | 2014 | RS2076213A | P | 2014-09-12 | PENTAIR | 11018 | 100 | 1 | 1435.45 |  | 1 | 1435.45 |  | 1 | 1435.45
P107 | 2015 | RS6060881A | P | 2015-06-04 | PENTAIR | 11018 | 100 | 1 | 1436.79 |  | 1 | 1436.79 |  | 1 | 1436.79
P107 | 2014 | RS2070527A | P | 2014-08-15 | PENTAIR | 11018 | 100 | 1 | 1437 |  | 1 | 1437 |  | 1 | 1437
P107 | 2015 | RS2108259A | P | 2015-08-10 | PENTAIR | 11018 | 100 | 1 | 1437.75 |  | 1 | 1437.75 |  | 1 | 1437.75
P107 | 2015 | RS2107590A | P | 2015-07-30 | PENTAIR | 11018 | 100 | 1 | 1437.75 |  | 1 | 1437.75 |  | 1 | 1437.75
P107 | 2014 | RS2089395A | P | 2015-01-08 | STA-RITE | P6E6VS4H-209L | 100 | 1 | 1438.41 |  | 1 | 1438.41 |  | 1 | 1438.41
P107 | 2014 | RS2089398A | P | 2015-01-08 | STA-RITE | P6E6VS4H-209L | 100 | 1 | 1438.41 |  | 1 | 1438.41 |  | 1 | 1438.41
P107 | 2014 | RS6025691A | P | 2014-05-09 | PENTAIR | 11018 | 100 | 1 | 1440 |  | 1 | 1440 |  | 1 | 1440
P107 | 2014 | RS2072314A | P | 2014-08-13 | PENTAIR | 11018 | 100 | 1 | 1440 |  | 1 | 1440 |  | 1 | 1440
P107 | 2015 | RS2109150A | P | 2015-09-14 | PENTAIR | 11018 | 100 | 1 | 1441 |  | 1 | 1441 |  | 1 | 1441
P107 | 2015 | RS2116226A | P | 2015-11-10 | PENTAIR | 11018 | 100 | 1 | 1441.02 |  | 1 | 1441.02 |  | 1 | 1441.02
P107 | 2015 | RS6058246A | P | 2015-04-24 | PENTAIR | 11018 | 100 | 1 | 1441.11 |  | 1 | 1441.11 |  | 1 | 1441.11
P107 | 2015 | RS6057951A | P | 2015-04-22 | PENTAIR | 11018 | 100 | 1 | 1441.11 |  | 1 | 1441.11 |  | 1 | 1441.11
P107 | 2015 | RS2098938A | P | 2015-05-14 | PENTAIR | 11018 | 100 | 1 | 1443.56 |  | 1 | 1443.56 |  | 1 | 1443.56
P107 | 2015 | RS6057236A | P | 2015-04-10 | PENTAIR | 11018 | 100 | 1 | 1443.56 |  | 1 | 1443.56 |  | 1 | 1443.56
P107 | 2014 | RS6033103A | P | 2014-08-25 | PENTAIR | 11018 | 100 | 1 | 1445 |  | 1 | 1445 |  | 1 | 1445
P107 | 2015 | RS6050779A | P | 2015-01-16 | STA-RITE | P6E6XS4H-209L | 100 | 1 | 1445.13 |  | 1 | 1445.13 |  | 1 | 1445.13
P107 | 2015 | RS2108618A | P | 2015-08-13 | HAYWARD | SP3400VSP | 100 | 1 | 1446.54 |  | 1 | 1446.54 |  | 1 | 1446.54
P107 | 2014 | RS2075813A | P | 2014-09-11 | PENTAIR | 11018 | 100 | 1 | 1447.05 |  | 1 | 1447.05 |  | 1 | 1447.05
P107 | 2015 | RS2120122A | P | 2015-12-18 | HAYWARD | SP3400VSP | 100 | 1 | 1448 |  | 1 | 1448 |  | 1 | 1448
P107 | 2015 | RS2109576A | P | 2015-08-21 | PENTAIR | 11018 | 100 | 1 | 1448.75 |  | 1 | 1448.75 |  | 1 | 1448.75
P107 | 2015 | RS6059714B | P | 2015-06-01 | PENTAIR | 11018 | 100 | 1 | 1449 |  | 1 | 1449 |  | 1 | 1449
P107 | 2014 | RS2074990A | P | 2014-09-04 | PENTAIR | 11018 | 100 | 1 | 1449.69 |  | 1 | 1449.69 |  | 1 | 1449.69
P107 | 2015 | RS6057844A | P | 2015-04-17 | PENTAIR | 11012 | 100 | 1 | 1449.99 |  | 1 | 1449.99 |  | 1 | 1449.99
P107 | 2014 | RS2051021A | P | 2014-01-31 | HAYWARD | SP3400VSP | 100 | 1 | 1450 |  | 1 | 1450 |  | 1 | 1450
P107 | 2014 | RS2063416A | P | 2014-05-30 | HAYWARD | SP3400VSP | 100 | 1 | 1450 |  | 1 | 1450 |  | 1 | 1450
P107 | 2014 | RS2056161A | P | 2014-04-03 | HAYWARD | SP3400VSP | 100 | 1 | 1450 |  | 1 | 1450 |  | 1 | 1450
P107 | 2014 | RS2070926A | P | 2014-08-14 | HAYWARD | SP3400VSP | 100 | 1 | 1450 |  | 1 | 1450 |  | 1 | 1450
P107 | 2014 | RS2053997A | P | 2014-03-21 | HAYWARD | SP3400VSP | 100 | 1 | 1450 |  | 1 | 1450 |  | 1 | 1450
P107 | 2014 | RS6040965A | P | 2014-10-23 | HAYWARD | SP3400VSP | 100 | 1 | 1450 |  | 1 | 1450 |  | 1 | 1450
P107 | 2015 | RS2117524A | P | 2015-11-20 | HAYWARD | SP3400VSP | 100 | 1 | 1450 |  | 1 | 1450 |  | 1 | 1450
P107 | 2014 | RS2070483A | P | 2014-08-25 | HAYWARD | SP3400VSP | 100 | 1 | 1450 |  | 1 | 1450 |  | 1 | 1450
P107 | 2014 | RS2060236A | P | 2014-05-02 | PENTAIR | 11018 | 100 | 1 | 1450 |  | 1 | 1450 |  | 1 | 1450
P107 | 2014 | RS2087736A | P | 2014-12-26 | PENTAIR | 11018 | 100 | 1 | 1450 |  | 1 | 1450 |  | 1 | 1450
P107 | 2015 | RS2090600A | P | 2015-01-13 | PENTAIR | 11018 | 100 | 1 | 1450 |  | 1 | 1450 |  | 1 | 1450
P107 | 2014 | RS2080062A | P | 2014-10-17 | PENTAIR | 11018 | 100 | 1 | 1450 |  | 1 | 1450 |  | 1 | 1450
P107 | 2014 | RS2070130A | P | 2014-07-30 | PENTAIR | 11018 | 100 | 1 | 1450 |  | 1 | 1450 |  | 1 | 1450
P107 | 2014 | RS2087735A | P | 2014-12-26 | PENTAIR | 11018 | 100 | 1 | 1450 |  | 1 | 1450 |  | 1 | 1450
P107 | 2015 | RS2093391A | P | 2015-02-13 | PENTAIR | 11018 | 100 | 1 | 1450 |  | 1 | 1450 |  | 1 | 1450
P107 | 2014 | RS2069845A | P | 2014-07-25 | PENTAIR | 11018 | 100 | 1 | 1450 |  | 1 | 1450 |  | 1 | 1450
P107 | 2015 | RS6050965A | P | 2015-01-16 | PENTAIR | 11018 | 100 | 1 | 1450 |  | 1 | 1450 |  | 1 | 1450
P107 | 2014 | RS2064726A | P | 2014-06-26 | PENTAIR | 11018 | 100 | 1 | 1450 |  | 1 | 1450 |  | 1 | 1450
P107 | 2015 | RS6062924A | P | 2015-06-26 | PENTAIR | 11018 | 100 | 1 | 1450 |  | 1 | 1450 |  | 1 | 1450
P107 | 2014 | RS6036186A | P | 2014-09-25 | PENTAIR | 11018 | 100 | 1 | 1450 |  | 1 | 1450 |  | 1 | 1450
P107 | 2014 | RS2081341A | P | 2014-10-29 | PENTAIR | 11018 | 100 | 1 | 1450 |  | 1 | 1450 |  | 1 | 1450
P107 | 2015 | RS2101090A | P | 2015-05-20 | PENTAIR | 11018 | 100 | 1 | 1450 |  | 1 | 1450 |  | 1 | 1450
P107 | 2015 | RS2089780A | P | 2015-01-09 | PENTAIR | 11018 | 100 | 1 | 1450 |  | 1 | 1450 |  | 1 | 1450
P107 | 2015 | RS2105539A | P | 2015-07-09 | PENTAIR | 11018 | 100 | 1 | 1450 |  | 1 | 1450 |  | 1 | 1450
P107 | 2015 | RS2117310A | P | 2015-11-18 | PENTAIR | 11018 | 100 | 1 | 1450 |  | 1 | 1450 |  | 1 | 1450
P107 | 2014 | RS2087739A | P | 2014-12-26 | PENTAIR | 11018 | 100 | 1 | 1450 |  | 1 | 1450 |  | 1 | 1450
P107 | 2014 | RS2062996A | P | 2014-05-30 | PENTAIR | 11018 | 100 | 1 | 1450 |  | 1 | 1450 |  | 1 | 1450
P107 | 2015 | RS2104897A | P | 2015-07-01 | PENTAIR | 11018 | 100 | 1 | 1450 |  | 1 | 1450 |  | 1 | 1450
P107 | 2014 | RS2061034A | P | 2014-05-08 | PENTAIR | 11018 | 100 | 1 | 1450 |  | 1 | 1450 |  | 1 | 1450
P107 | 2014 | RS2084393A | P | 2014-11-25 | PENTAIR | 11018 | 100 | 1 | 1450 |  | 1 | 1450 |  | 1 | 1450
P107 | 2015 | RS2095363A | P | 2015-03-05 | PENTAIR | 11018 | 100 | 1 | 1450 |  | 1 | 1450 |  | 1 | 1450
P107 | 2014 | RS2083859A | P | 2014-11-19 | PENTAIR | 11018 | 100 | 1 | 1450 |  | 1 | 1450 |  | 1 | 1450
P107 | 2014 | RS2082199A | P | 2014-11-06 | PENTAIR | 11018 | 100 | 1 | 1450 |  | 1 | 1450 |  | 1 | 1450
P107 | 2015 | RS2115359A | P | 2015-10-28 | PENTAIR | 11018 | 100 | 1 | 1450 |  | 1 | 1450 |  | 1 | 1450
P107 | 2015 | RS2097625A | P | 2015-04-02 | PENTAIR | 11018 | 100 | 1 | 1450 |  | 1 | 1450 |  | 1 | 1450
P107 | 2014 | RS2053451A | P | 2014-02-21 | PENTAIR | 11018 | 100 | 1 | 1450 |  | 1 | 1450 |  | 1 | 1450
P107 | 2015 | RS2100551A | P | 2015-05-13 | PENTAIR | 11018 | 100 | 1 | 1450 |  | 1 | 1450 |  | 1 | 1450
P107 | 2015 | RS2102032A | P | 2015-06-10 | PENTAIR | 11018 | 100 | 1 | 1450 |  | 1 | 1450 |  | 1 | 1450
P107 | 2014 | RS2087695A | P | 2014-12-26 | PENTAIR | 11018 | 100 | 1 | 1450 |  | 1 | 1450 |  | 1 | 1450
P107 | 2015 | RS2102056A | P | 2015-06-01 | PENTAIR | 11018 | 100 | 1 | 1450 |  | 1 | 1450 |  | 1 | 1450
P107 | 2014 | RS2089463A | P | 2015-01-08 | PENTAIR | 11018 | 100 | 1 | 1450 |  | 1 | 1450 |  | 1 | 1450
P107 | 2014 | RS2082171A | P | 2014-11-05 | PENTAIR | 11018 | 100 | 1 | 1450 |  | 1 | 1450 |  | 1 | 1450
P107 | 2014 | RS2077886A | P | 2014-09-29 | PENTAIR | 11018 | 100 | 1 | 1450 |  | 1 | 1450 |  | 1 | 1450
P107 | 2014 | RS2061022A | P | 2014-05-08 | PENTAIR | 11018 | 100 | 1 | 1450 |  | 1 | 1450 |  | 1 | 1450
P107 | 2014 | RS2087500A | P | 2014-12-26 | PENTAIR | 11018 | 100 | 1 | 1450 |  | 1 | 1450 |  | 1 | 1450
P107 | 2015 | RS2107745A | P | 2015-08-04 | PENTAIR | 11018 | 100 | 1 | 1450 |  | 1 | 1450 |  | 1 | 1450
P107 | 2015 | RS2108891A | P | 2015-08-17 | PENTAIR | 11018 | 100 | 1 | 1450 |  | 1 | 1450 |  | 1 | 1450
P107 | 2015 | RS2105330A | P | 2015-07-08 | PENTAIR | 11018 | 100 | 1 | 1450 |  | 1 | 1450 |  | 1 | 1450
P107 | 2014 | RS2066109A | P | 2014-06-27 | PENTAIR | 11018 | 100 | 1 | 1450 |  | 1 | 1450 |  | 1 | 1450
P107 | 2014 | RS2053439A | P | 2014-02-21 | PENTAIR | 11018 | 100 | 1 | 1450 |  | 1 | 1450 |  | 1 | 1450
P107 | 2014 | RS2069994A | P | 2014-07-29 | PENTAIR | 11018 | 100 | 1 | 1450 |  | 1 | 1450 |  | 1 | 1450
P107 | 2015 | RS2094891A | P | 2015-02-27 | PENTAIR | 11018 | 100 | 1 | 1450 |  | 1 | 1450 |  | 1 | 1450
P107 | 2015 | RS2104616A | P | 2015-07-01 | PENTAIR | 11018 | 100 | 1 | 1450 |  | 1 | 1450 |  | 1 | 1450
P107 | 2015 | RS2108147A | P | 2015-08-07 | PENTAIR | 11018 | 100 | 1 | 1450 |  | 1 | 1450 |  | 1 | 1450
P107 | 2015 | RS2110362A | P | 2015-09-01 | PENTAIR | 11018 | 100 | 1 | 1450 |  | 1 | 1450 |  | 1 | 1450
P107 | 2015 | RS2105091A | P | 2015-07-08 | PENTAIR | 11018 | 100 | 1 | 1450 |  | 1 | 1450 |  | 1 | 1450
P107 | 2014 | RS2067042A | P | 2014-07-03 | PENTAIR | 11018 | 100 | 1 | 1450 |  | 1 | 1450 |  | 1 | 1450
P107 | 2015 | RS2102140A | P | 2015-06-04 | PENTAIR | 11018 | 100 | 1 | 1450 |  | 1 | 1450 |  | 1 | 1450
P107 | 2014 | RS2081419A | P | 2014-10-29 | PENTAIR | 11018 | 100 | 1 | 1450 |  | 1 | 1450 |  | 1 | 1450
P107 | 2015 | RS2107786A | P | 2015-08-04 | PENTAIR | 11018 | 100 | 1 | 1450 |  | 1 | 1450 |  | 1 | 1450
P107 | 2014 | RS2067010A | P | 2014-07-03 | PENTAIR | 11018 | 100 | 1 | 1450 |  | 1 | 1450 |  | 1 | 1450
P107 | 2014 | RS2076973A | P | 2014-09-18 | PENTAIR | 11018 | 100 | 1 | 1450 |  | 1 | 1450 |  | 1 | 1450
P107 | 2014 | RS2082201A | P | 2014-11-06 | PENTAIR | 11018 | 100 | 1 | 1450 |  | 1 | 1450 |  | 1 | 1450
P107 | 2015 | RS6059379A | P | 2015-05-12 | PENTAIR | 11018 | 100 | 1 | 1450 |  | 1 | 1450 |  | 1 | 1450
P107 | 2015 | RS2115346A | P | 2015-10-28 | PENTAIR | 11018 | 100 | 1 | 1450 |  | 1 | 1450 |  | 1 | 1450
P107 | 2014 | RS2082184A | P | 2014-11-05 | PENTAIR | 11018 | 100 | 1 | 1450 |  | 1 | 1450 |  | 1 | 1450
P107 | 2015 | RS2101287A | P | 2015-05-26 | PENTAIR | 11018 | 100 | 1 | 1450 |  | 1 | 1450 |  | 1 | 1450
P107 | 2014 | RS2053356A | P | 2014-02-20 | PENTAIR | 11018 | 100 | 1 | 1450 |  | 1 | 1450 |  | 1 | 1450
P107 | 2015 | RS2091557A | P | 2015-01-22 | PENTAIR | 11018 | 100 | 1 | 1450 |  | 1 | 1450 |  | 1 | 1450
P107 | 2014 | RS2071229A | P | 2014-08-06 | PENTAIR | 11018 | 100 | 1 | 1450 |  | 1 | 1450 |  | 1 | 1450
P107 | 2014 | RS2056236A | P | 2014-04-10 | PENTAIR | 11018 | 100 | 1 | 1450 |  | 1 | 1450 |  | 1 | 1450
P107 | 2015 | RS2094267A | P | 2015-02-19 | PENTAIR | 11018 | 100 | 1 | 1450 |  | 1 | 1450 |  | 1 | 1450
P107 | 2015 | RS2109851A | P | 2015-08-25 | PENTAIR | 11018 | 100 | 1 | 1450 |  | 1 | 1450 |  | 1 | 1450
P107 | 2015 | RS2120129A | P | 2015-12-18 | PENTAIR | 342001 | 100 | 1 | 1450 |  | 1 | 1450 |  | 1 | 1450
P107 | 2015 | RS2100552A | P | 2015-05-13 | PENTAIR | 11018 | 100 | 1 | 1450 |  | 1 | 1450 |  | 1 | 1450
P107 | 2015 | RS2113844A | P | 2015-10-12 | PENTAIR | 11018 | 100 | 1 | 1450 |  | 1 | 1450 |  | 1 | 1450
P107 | 2015 | RS2117017A | P | 2015-11-17 | PENTAIR | 11018 | 100 | 1 | 1450 |  | 1 | 1450 |  | 1 | 1450
P107 | 2014 | RS2062293A | P | 2014-05-22 | PENTAIR | 11018 | 100 | 1 | 1450 |  | 1 | 1450 |  | 1 | 1450
P107 | 2014 | RS2087728A | P | 2014-12-26 | PENTAIR | 11018 | 200 | 2 | 1450 |  | 2 | 1450 |  | 2 | 1450
P107 | 2014 | RS2069782A | P | 2014-07-25 | PENTAIR | 11018 | 100 | 1 | 1450 |  | 1 | 1450 |  | 1 | 1450
P107 | 2015 | RS2115518A | P | 2015-10-29 | PENTAIR | 11018 | 100 | 1 | 1450 |  | 1 | 1450 |  | 1 | 1450
P107 | 2014 | RS2085367A | P | 2014-12-04 | PENTAIR | 11018 | 100 | 1 | 1450 |  | 1 | 1450 |  | 1 | 1450
P107 | 2014 | RS2070107A | P | 2014-07-29 | PENTAIR | 11018 | 100 | 1 | 1450 |  | 1 | 1450 |  | 1 | 1450
P107 | 2014 | RS6039928A | P | 2014-10-10 | PENTAIR | 11018 | 100 | 1 | 1450 |  | 1 | 1450 |  | 1 | 1450
P107 | 2015 | RS2106793A | P | 2015-07-22 | PENTAIR | 11018 | 100 | 1 | 1450 |  | 1 | 1450 |  | 1 | 1450
P107 | 2015 | RS2093598A | P | 2015-02-12 | PENTAIR | 11018 | 100 | 1 | 1450 |  | 1 | 1450 |  | 1 | 1450
P107 | 2015 | RS2096063A | P | 2015-03-17 | PENTAIR | 11018 | 100 | 1 | 1450 |  | 1 | 1450 |  | 1 | 1450
P107 | 2014 | RS2049456A | P | 2014-01-21 | PENTAIR | 11018 | 100 | 1 | 1450 |  | 1 | 1450 |  | 1 | 1450
P107 | 2014 | RS2082198A | P | 2014-11-06 | PENTAIR | 11018 | 100 | 1 | 1450 |  | 1 | 1450 |  | 1 | 1450
P107 | 2015 | RS6052942A | P | 2015-03-24 | PENTAIR | 11018 | 100 | 1 | 1450 |  | 1 | 1450 |  | 1 | 1450
P107 | 2014 | RS2052712A | P | 2014-02-14 | PENTAIR | 11018 | 100 | 1 | 1450 |  | 1 | 1450 |  | 1 | 1450
P107 | 2015 | RS2089817A | P | 2015-01-13 | PENTAIR | 11018 | 100 | 1 | 1450 |  | 1 | 1450 |  | 1 | 1450
P107 | 2015 | RS2107108A | P | 2015-07-27 | PENTAIR | 11018 | 100 | 1 | 1450 |  | 1 | 1450 |  | 1 | 1450
P107 | 2015 | RS2114628A | P | 2015-10-21 | PENTAIR | 342001 | 100 | 1 | 1450 |  | 1 | 1450 |  | 1 | 1450
P107 | 2015 | RS2117309A | P | 2015-11-18 | PENTAIR | 11018 | 100 | 1 | 1450 |  | 1 | 1450 |  | 1 | 1450
P107 | 2014 | RS2061025A | P | 2014-05-08 | PENTAIR | 11018 | 100 | 1 | 1450 |  | 1 | 1450 |  | 1 | 1450
P107 | 2014 | RS2082518A | P | 2014-11-10 | PENTAIR | 11018 | 100 | 1 | 1450 |  | 1 | 1450 |  | 1 | 1450
P107 | 2015 | RS6068616A | P | 2015-09-14 | PENTAIR | 11018 | 100 | 1 | 1450 |  | 1 | 1450 |  | 1 | 1450
P107 | 2014 | RS2068646A | P | 2014-07-16 | PENTAIR | 11018 | 100 | 1 | 1450 |  | 1 | 1450 |  | 1 | 1450
P107 | 2015 | RS2100549A | P | 2015-05-13 | PENTAIR | 11018 | 100 | 1 | 1450 |  | 1 | 1450 |  | 1 | 1450
P107 | 2014 | RS2082193A | P | 2014-11-06 | PENTAIR | 11018 | 100 | 1 | 1450 |  | 1 | 1450 |  | 1 | 1450
P107 | 2014 | RS6011352A | P | 2015-01-30 | PENTAIR | 11008 | 100 | 1 | 1450 |  | 1 | 1450 |  | 1 | 1450
P107 | 2015 | RS2100550A | P | 2015-05-13 | PENTAIR | 11018 | 100 | 1 | 1450 |  | 1 | 1450 |  | 1 | 1450
P107 | 2015 | RS2119583A | P | 2015-12-22 | PENTAIR | 11018 | 100 | 1 | 1450 |  | 1 | 1450 |  | 1 | 1450
P107 | 2015 | RS6065094A | P | 2015-09-18 | PENTAIR | 11018 | 100 | 1 | 1450 |  | 1 | 1450 |  | 1 | 1450
P107 | 2014 | RS2082343A | P | 2014-11-06 | PENTAIR | 11018 | 100 | 1 | 1450 |  | 1 | 1450 |  | 1 | 1450
P107 | 2015 | RS6070874A | P | 2015-11-06 | PENTAIR | 11018 | 100 | 1 | 1450 |  | 1 | 1450 |  | 1 | 1450
P107 | 2014 | RS2068913A | P | 2014-07-21 | STA-RITE | P6E6VS4H-209L | 100 | 1 | 1450 |  | 1 | 1450 |  | 1 | 1450
P107 | 2015 | RS2102078A | P | 2015-06-02 | STA-RITE | P6E6VS4H-209L | 100 | 1 | 1450 |  | 1 | 1450 |  | 1 | 1450
P107 | 2014 | RS2051438A | P | 2014-02-04 | STA-RITE | P6E6VS4H-209L | 100 | 1 | 1450 |  | 1 | 1450 |  | 1 | 1450
P107 | 2014 | RS2086210A | P | 2014-12-11 | STA-RITE | P6E6VS4H-209L | 100 | 1 | 1450 |  | 1 | 1450 |  | 1 | 1450
P107 | 2015 | RS2109840A | P | 2015-08-25 | STA-RITE | P6E6VS4H-209L | 100 | 1 | 1450 |  | 1 | 1450 |  | 1 | 1450
P107 | 2015 | RS2120576A | P | 2015-12-29 | STA-RITE | P6E6VS4H-209L | 100 | 1 | 1450 |  | 1 | 1450 |  | 1 | 1450
P107 | 2015 | RS2098880A | P | 2015-04-17 | STA-RITE | P6E6VS4H-209L | 100 | 1 | 1450 |  | 1 | 1450 |  | 1 | 1450
P107 | 2014 | RS2076051A | P | 2014-09-12 | STA-RITE | P6E6VS4H-209L | 100 | 1 | 1450 |  | 1 | 1450 |  | 1 | 1450
P107 | 2015 | RS2100667A | P | 2015-05-13 | STA-RITE | P6E6VS4H-209L | 100 | 1 | 1450 |  | 1 | 1450 |  | 1 | 1450
P107 | 2015 | RS2093583A | P | 2015-02-12 | STA-RITE | P6E6VS4H-209L | 100 | 1 | 1450 |  | 1 | 1450 |  | 1 | 1450
P107 | 2014 | RS2068918A | P | 2014-07-21 | STA-RITE | P6E6VS4H-209L | 100 | 1 | 1450 |  | 1 | 1450 |  | 1 | 1450
P107 | 2014 | RS2080296A | P | 2014-10-21 | STA-RITE | P6E6VS4H-209L | 100 | 1 | 1450 |  | 1 | 1450 |  | 1 | 1450
P107 | 2015 | RS2096055A | P | 2015-03-17 | STA-RITE | P6E6VS4H-209L | 100 | 1 | 1450 |  | 1 | 1450 |  | 1 | 1450
P107 | 2015 | RS2109905A | P | 2015-08-25 | STA-RITE | P6E6VS4H-209L | 100 | 1 | 1450 |  | 1 | 1450 |  | 1 | 1450
P107 | 2015 | RS2104460A | P | 2015-06-26 | STA-RITE | P6E6VS4H-209L | 100 | 1 | 1450 |  | 1 | 1450 |  | 1 | 1450
P107 | 2015 | RS2112567A | P | 2015-09-25 | STA-RITE | P6E6VS4H-209L | 100 | 1 | 1450 |  | 1 | 1450 |  | 1 | 1450
P107 | 2015 | RS2109904A | P | 2015-08-25 | STA-RITE | P6E6VS4H-209L | 100 | 1 | 1450 |  | 1 | 1450 |  | 1 | 1450
P107 | 2014 | RS2085324A | P | 2014-12-04 | STA-RITE | P6E6VS4H-209L | 100 | 1 | 1450 |  | 1 | 1450 |  | 1 | 1450
P107 | 2015 | RS2114620A | P | 2015-10-21 | STA-RITE | P6E6VS4H-209L | 100 | 1 | 1450 |  | 1 | 1450 |  | 1 | 1450
P107 | 2015 | RS2115065A | P | 2015-11-05 | STA-RITE | P6E6VS4H-209L | 100 | 1 | 1450 |  | 1 | 1450 |  | 1 | 1450
P107 | 2015 | RS6073101A | P | 2015-12-01 | STA-RITE | P6E6VS4H-209L | 100 | 1 | 1450 |  | 1 | 1450 |  | 1 | 1450
P107 | 2014 | RS2048900A | P | 2014-01-16 | STA-RITE | P6E6VS4H-209L | 100 | 1 | 1450 |  | 1 | 1450 |  | 1 | 1450
P107 | 2015 | RS2110822A | P | 2015-09-08 | STA-RITE | P6E6VS4H-209L | 100 | 1 | 1450 |  | 1 | 1450 |  | 1 | 1450
P107 | 2015 | RS2106279A | P | 2015-08-05 | STA-RITE | P6E6VS4H-209L | 100 | 1 | 1450 |  | 1 | 1450 |  | 1 | 1450
P107 | 2015 | RS6053073A | P | 2015-03-09 | STA-RITE | P6E6VS4H-209L | 100 | 1 | 1450 |  | 1 | 1450 |  | 1 | 1450
P107 | 2015 | RS2111755A | P | 2015-09-22 | STA-RITE | P6E6VS4H-209L | 100 | 1 | 1450 |  | 1 | 1450 |  | 1 | 1450
P107 | 2015 | RS6069844A | P | 2015-10-02 | STA-RITE | P6E6VS4H-209L | 100 | 1 | 1450 |  | 1 | 1450 |  | 1 | 1450
P107 | 2015 | RS2112353A | P | 2015-09-24 | STA-RITE | P6E6VS4H-209L | 100 | 1 | 1450 |  | 1 | 1450 |  | 1 | 1450
P107 | 2015 | RS2110814A | P | 2015-09-08 | STA-RITE | P6E6VS4H-209L | 100 | 1 | 1450 |  | 1 | 1450 |  | 1 | 1450
P107 | 2014 | RS2087679A | P | 2014-12-26 | STA-RITE | P6E6VS4H-209L | 100 | 1 | 1450 |  | 1 | 1450 |  | 1 | 1450
P107 | 2014 | RS6041920A | P | 2014-11-21 | STA-RITE | P6E6VS4H-209L | 100 | 1 | 1450 |  | 1 | 1450 |  | 1 | 1450
P107 | 2015 | RS2109154A | P | 2015-08-18 | STA-RITE | P6E6VS4H-209L | 100 | 1 | 1450 |  | 1 | 1450 |  | 1 | 1450
P107 | 2015 | RS2096205A | P | 2015-03-17 | STA-RITE | P6E6VS4H-209L | 100 | 1 | 1450 |  | 1 | 1450 |  | 1 | 1450
P107 | 2015 | RS2113197A | P | 2015-10-02 | STA-RITE | P6E6VS4H-209L | 100 | 1 | 1450 |  | 1 | 1450 |  | 1 | 1450
P107 | 2015 | RS2109413A | P | 2015-08-19 | STA-RITE | P6E6VS4H-209L | 100 | 1 | 1450 |  | 1 | 1450 |  | 1 | 1450
P107 | 2015 | RS2113077A | P | 2015-10-01 | STA-RITE | P6E6VS4H-209L | 100 | 1 | 1450 |  | 1 | 1450 |  | 1 | 1450
P107 | 2015 | RS2101020A | P | 2015-05-20 | STA-RITE | P6E6VS4H-209L | 100 | 1 | 1450 |  | 1 | 1450 |  | 1 | 1450
P107 | 2015 | RS6059339A | P | 2015-05-27 | STA-RITE | P6E6VS4H-209L | 100 | 1 | 1450 |  | 1 | 1450 |  | 1 | 1450
P107 | 2015 | RS2102938A | P | 2015-06-11 | STA-RITE | P6E6VS4H-209L | 100 | 1 | 1450 |  | 1 | 1450 |  | 1 | 1450
P107 | 2015 | RS2106822A | P | 2015-07-22 | STA-RITE | P6E6VS4H-209L | 100 | 1 | 1450 |  | 1 | 1450 |  | 1 | 1450
P107 | 2015 | RS2113731A | P | 2015-10-12 | STA-RITE | P6E6VS4H-209L | 100 | 1 | 1450 |  | 1 | 1450 |  | 1 | 1450
P107 | 2015 | RS6063981A | P | 2015-08-17 | STA-RITE | P6E6VS4H-209L | 100 | 1 | 1450 |  | 1 | 1450 |  | 1 | 1450
P107 | 2014 | RS2083640A | P | 2014-11-17 | STA-RITE | P6E6VS4H-209L | 100 | 1 | 1450 |  | 1 | 1450 |  | 1 | 1450
P107 | 2015 | RS2090969A | P | 2015-01-16 | STA-RITE | P6E6VS4H-209L | 100 | 1 | 1450 |  | 1 | 1450 |  | 1 | 1450
P107 | 2014 | RS2063053A | P | 2014-05-30 | STA-RITE | P6E6VS4H-209L | 100 | 1 | 1450 |  | 1 | 1450 |  | 1 | 1450
P107 | 2015 | RS2092072A | P | 2015-01-28 | STA-RITE | P6E6VS4H-209L | 100 | 1 | 1450 |  | 1 | 1450 |  | 1 | 1450
P107 | 2015 | RS2101019A | P | 2015-05-20 | STA-RITE | P6E6VS4H-209L | 100 | 1 | 1450 |  | 1 | 1450 |  | 1 | 1450
P107 | 2014 | RS2064613A | P | 2014-06-11 | WATERWAY PLASTICS INC. | ECONO-VSA | 100 | 1 | 1450 |  | 1 | 1450 |  | 1 | 1450
P107 | 2015 | RS6059924A | P | 2015-05-19 | WATERWAY PLASTICS INC. | ECONO-VSA | 100 | 1 | 1450 |  | 1 | 1450 |  | 1 | 1450
P107 | 2014 | RS2082876A | P | 2014-11-12 | WATERWAY PLASTICS INC. | ECONO-VSA | 100 | 1 | 1450 |  | 1 | 1450 |  | 1 | 1450
P107 | 2015 | RS2100110A | P | 2015-05-07 | WATERWAY PLASTICS INC. | ECONO-VSA | 100 | 1 | 1450 |  | 1 | 1450 |  | 1 | 1450
P107 | 2015 | RS2092636A | P | 2015-02-04 | WATERWAY PLASTICS INC. | ECONO-VS | 100 | 1 | 1450 |  | 1 | 1450 |  | 1 | 1450
P107 | 2015 | RS2109188A | P | 2015-08-18 | WATERWAY PLASTICS INC. | ECONO-VSA | 100 | 1 | 1450 |  | 1 | 1450 |  | 1 | 1450
P107 | 2014 | RS2071507A | P | 2014-08-08 | ZODIAC | VS-FHP1.0 | 100 | 1 | 1450 |  | 1 | 1450 |  | 1 | 1450
P107 | 2014 | RS2060161A | P | 2014-04-29 | ZODIAC | VS-FHP 2.0 | 100 | 1 | 1450 |  | 1 | 1450 |  | 1 | 1450
P107 | 2014 | RS2065054A | P | 2014-06-13 | ZODIAC | VS-FHP1.0 | 100 | 1 | 1450 |  | 1 | 1450 |  | 1 | 1450
P107 | 2014 | RS2056160A | P | 2014-03-21 | ZODIAC | VS-FHP1.0 | 100 | 1 | 1450 |  | 1 | 1450 |  | 1 | 1450
P107 | 2014 | RS2061713A | P | 2014-05-14 | ZODIAC | VS-FHP 2.0 | 100 | 1 | 1450 |  | 1 | 1450 |  | 1 | 1450
P107 | 2014 | RS2081616A | P | 2014-10-31 | ZODIAC | VS-FHP1.0 | 100 | 1 | 1450 |  | 1 | 1450 |  | 1 | 1450
P107 | 2014 | RS2080384A | P | 2014-10-21 | ZODIAC | VS-FHP1.0 | 100 | 1 | 1450 |  | 1 | 1450 |  | 1 | 1450
P107 | 2014 | RS2067944A | P | 2014-07-21 | ZODIAC | VS-FHP1.0 | 100 | 1 | 1450 |  | 1 | 1450 |  | 1 | 1450
P107 | 2015 | RS2106744A | P | 2015-07-22 | ZODIAC | VS-FHP1.0 | 100 | 1 | 1450 |  | 1 | 1450 |  | 1 | 1450
P107 | 2014 | RS2071875A | P | 2014-08-11 | ZODIAC | JEP2.0 | 100 | 1 | 1450 |  | 1 | 1450 |  | 1 | 1450
P107 | 2014 | RS2063642A | P | 2014-06-02 | ZODIAC | VS-FHP1.0 | 100 | 1 | 1450 |  | 1 | 1450 |  | 1 | 1450
P107 | 2014 | RS2083269A | P | 2014-11-13 | ZODIAC | VS-FHP1.0 | 100 | 1 | 1450 |  | 1 | 1450 |  | 1 | 1450
P107 | 2014 | RS2058454A | P | 2014-04-11 | ZODIAC | VS-FHP 2.0 | 100 | 1 | 1450 |  | 1 | 1450 |  | 1 | 1450
P107 | 2015 | RS2107106A | P | 2015-07-27 | ZODIAC | JEP2.0 | 100 | 1 | 1450 |  | 1 | 1450 |  | 1 | 1450
P107 | 2014 | RS2064499A | P | 2014-06-10 | ZODIAC | VS-FHP 2.0 | 100 | 1 | 1450 |  | 1 | 1450 |  | 1 | 1450
P107 | 2015 | RS2089949A | P | 2015-01-13 | ZODIAC | JEP1.5 | 100 | 1 | 1450 |  | 1 | 1450 |  | 1 | 1450
P107 | 2015 | RS2104025A | P | 2015-06-24 | ZODIAC | JEP2.0 | 100 | 1 | 1450 |  | 1 | 1450 |  | 1 | 1450
P107 | 2014 | RS2050833A | P | 2014-01-29 | ZODIAC/JANDY | JEP2.0 | 100 | 1 | 1450 |  | 1 | 1450 |  | 1 | 1450
P107 | 2014 | RS2053181A | P | 2014-02-19 | ZODIAC/JANDY | JEP2.0 | 100 | 1 | 1450 |  | 1 | 1450 |  | 1 | 1450
P107 | 2014 | RS2053462A | P | 2014-02-21 | ZODIAC/JANDY | VS-FHP2.0 | 100 | 1 | 1450 |  | 1 | 1450 |  | 1 | 1450
P107 | 2014 | RS2053187A | P | 2014-02-19 | ZODIAC/JANDY | VS-FHP2.0 | 100 | 1 | 1450 |  | 1 | 1450 |  | 1 | 1450
P107 | 2014 | RS2051752A | P | 2014-02-06 | ZODIAC/JANDY | VS-FHP2.0 | 100 | 1 | 1450 |  | 1 | 1450 |  | 1 | 1450
P107 | 2014 | RS6044091A | P | 2014-11-25 | PENTAIR | 11018 | 100 | 1 | 1450.37 |  | 1 | 1450.37 |  | 1 | 1450.37
P107 | 2014 | RS2068923A | P | 2014-08-11 | HAYWARD | SP3400VSP | 100 | 1 | 1450.89 |  | 1 | 1450.89 |  | 1 | 1450.89
P107 | 2014 | RS6027929A | P | 2014-06-17 | SPECK PUMPS | 72-V | 100 | 1 | 1452 |  | 1 | 1452 |  | 1 | 1452
P107 | 2015 | RS2092509A | P | 2015-02-03 | PENTAIR | 11018 | 100 | 1 | 1453.88 |  | 1 | 1453.88 |  | 1 | 1453.88
P107 | 2014 | RS6030316A | P | 2014-07-24 | PENTAIR | 11017 | 100 | 1 | 1454 |  | 1 | 1454 |  | 1 | 1454
P107 | 2014 | RS2079636A | P | 2014-10-10 | PENTAIR | 11017 | 100 | 1 | 1454 |  | 1 | 1454 |  | 1 | 1454
P107 | 2015 | RS6062259A | P | 2015-06-18 | HAYWARD | SP3400VSP | 100 | 1 | 1454.54 |  | 1 | 1454.54 |  | 1 | 1454.54
P107 | 2015 | RS6060841A | P | 2015-07-07 | SPECK PUMPS | 72-V | 100 | 1 | 1455 |  | 1 | 1455 |  | 1 | 1455
P107 | 2015 | RS2098339A | P | 2015-04-13 | STA-RITE | P6E6VS4H-209L | 100 | 1 | 1455 |  | 1 | 1455 |  | 1 | 1455
P107 | 2014 | RS2071364A | P | 2014-08-11 | PENTAIR | 11018 | 100 | 1 | 1456 |  | 1 | 1456 |  | 1 | 1456
P107 | 2014 | RS2080857A | P | 2014-10-23 | SPECK PUMPS | EcoM3 V | 100 | 1 | 1456 |  | 1 | 1456 |  | 1 | 1456
P107 | 2015 | RS6064807A | P | 2015-07-20 | PENTAIR | 11017 | 100 | 1 | 1456.21 |  | 1 | 1456.21 |  | 1 | 1456.21
P107 | 2015 | RS2117980A | P | 2015-12-22 | PENTAIR | 11018 | 100 | 1 | 1456.75 |  | 1 | 1456.75 |  | 1 | 1456.75
P107 | 2015 | RS2097136A | P | 2015-03-26 | PENTAIR | 11018 | 100 | 1 | 1457 |  | 1 | 1457 |  | 1 | 1457
P107 | 2014 | RS2080064A | P | 2014-10-17 | PENTAIR | 11018 | 100 | 1 | 1458.72 |  | 1 | 1458.72 |  | 1 | 1458.72
P107 | 2015 | RS2114455A | P | 2015-10-20 | WATERWAY PLASTICS INC. | ECONO-VSA | 100 | 1 | 1460 |  | 1 | 1460 |  | 1 | 1460
P107 | 2014 | RS2064516A | P | 2014-06-17 | SPECK PUMPS | EcoM3 V | 100 | 1 | 1461 |  | 1 | 1461 |  | 1 | 1461
P107 | 2015 | RS2096493A | P | 2015-03-19 | ZODIAC | VS-FHP1.0 | 100 | 1 | 1462 |  | 1 | 1462 |  | 1 | 1462
P107 | 2014 | RS2077340A | P | 2014-09-23 | ZODIAC | VS-FHP1.0 | 100 | 1 | 1462 |  | 1 | 1462 |  | 1 | 1462
P107 | 2014 | RS2069515A | P | 2014-07-23 | PENTAIR | 342000 | 100 | 1 | 1462.3 |  | 1 | 1462.3 |  | 1 | 1462.3
P107 | 2015 | RS2090847A | P | 2015-02-05 | STA-RITE | P6E6VS4H-209L | 100 | 1 | 1464 |  | 1 | 1464 |  | 1 | 1464
P107 | 2015 | RS6056572A | P | 2015-04-01 | HAYWARD | SP3400VSP | 100 | 1 | 1464.74 |  | 1 | 1464.74 |  | 1 | 1464.74
P107 | 2015 | RS2092308A | P | 2015-01-30 | PENTAIR | 11018 | 100 | 1 | 1464.74 |  | 1 | 1464.74 |  | 1 | 1464.74
P107 | 2014 | RS2050357A | P | 2014-01-24 | PENTAIR | 11018 | 100 | 1 | 1465 |  | 1 | 1465 |  | 1 | 1465
P107 | 2014 | RS2082989A | P | 2014-12-12 | WATERWAY PLASTICS INC. | ECONVSC-165 | 100 | 1 | 1466.08 |  | 1 | 1466.08 |  | 1 | 1466.08
P107 | 2014 | RS2064197A | P | 2014-06-12 | PENTAIR | 11018 | 100 | 1 | 1466.75 |  | 1 | 1466.75 |  | 1 | 1466.75
P107 | 2014 | RS2080869A | P | 2014-10-23 | PENTAIR | 11018 | 100 | 1 | 1466.75 |  | 1 | 1466.75 |  | 1 | 1466.75
P107 | 2015 | RS2100042A | P | 2015-05-06 | PENTAIR | 11018 | 100 | 1 | 1466.75 |  | 1 | 1466.75 |  | 1 | 1466.75
P107 | 2014 | RS2075782A | P | 2014-09-10 | PENTAIR | 11018 | 100 | 1 | 1466.75 |  | 1 | 1466.75 |  | 1 | 1466.75
P107 | 2014 | RS2076763A | P | 2014-09-18 | PENTAIR | 11018 | 100 | 1 | 1466.75 |  | 1 | 1466.75 |  | 1 | 1466.75
P107 | 2014 | RS2080650A | P | 2014-10-22 | PENTAIR | 11018 | 100 | 1 | 1466.75 |  | 1 | 1466.75 |  | 1 | 1466.75
P107 | 2015 | RS2103049A | P | 2015-06-12 | PENTAIR | 11018 | 100 | 1 | 1466.75 |  | 1 | 1466.75 |  | 1 | 1466.75
P107 | 2015 | RS2105844A | P | 2015-07-13 | PENTAIR | 11018 | 100 | 1 | 1466.75 |  | 1 | 1466.75 |  | 1 | 1466.75
P107 | 2015 | RS6058483A | P | 2015-04-30 | PENTAIR | 11018 | 100 | 1 | 1466.75 |  | 1 | 1466.75 |  | 1 | 1466.75
P107 | 2015 | RS2103939A | P | 2015-06-23 | PENTAIR | 11018 | 100 | 1 | 1466.75 |  | 1 | 1466.75 |  | 1 | 1466.75
P107 | 2015 | RS2108260A | P | 2015-08-10 | PENTAIR | 11018 | 100 | 1 | 1466.75 |  | 1 | 1466.75 |  | 1 | 1466.75
P107 | 2014 | RS2070438A | P | 2014-08-01 | PENTAIR | 11018 | 100 | 1 | 1466.75 |  | 1 | 1466.75 |  | 1 | 1466.75
P107 | 2015 | RS2103841A | P | 2015-06-19 | PENTAIR | 11018 | 100 | 1 | 1466.75 |  | 1 | 1466.75 |  | 1 | 1466.75
P107 | 2014 | RS2073425A | P | 2014-08-20 | PENTAIR | 11018 | 100 | 1 | 1466.75 |  | 1 | 1466.75 |  | 1 | 1466.75
P107 | 2015 | RS2100557A | P | 2015-05-13 | PENTAIR | 11018 | 100 | 1 | 1466.75 |  | 1 | 1466.75 |  | 1 | 1466.75
P107 | 2014 | RS2067588A | P | 2014-07-08 | PENTAIR | 11018 | 100 | 1 | 1466.75 |  | 1 | 1466.75 |  | 1 | 1466.75
P107 | 2015 | RS2106669A | P | 2015-07-22 | PENTAIR | 11018 | 100 | 1 | 1466.75 |  | 1 | 1466.75 |  | 1 | 1466.75
P107 | 2015 | RS2094865A | P | 2015-03-03 | PENTAIR | 11018 | 100 | 1 | 1466.75 |  | 1 | 1466.75 |  | 1 | 1466.75
P107 | 2015 | RS2109441A | P | 2015-08-20 | PENTAIR | 11018 | 100 | 1 | 1466.75 |  | 1 | 1466.75 |  | 1 | 1466.75
P107 | 2014 | RS2072341A | P | 2014-08-13 | PENTAIR | 11018 | 100 | 1 | 1466.75 |  | 1 | 1466.75 |  | 1 | 1466.75
P107 | 2015 | RS2098770A | P | 2015-04-16 | PENTAIR | 11018 | 100 | 1 | 1466.75 |  | 1 | 1466.75 |  | 1 | 1466.75
P107 | 2015 | RS2099523A | P | 2015-04-30 | PENTAIR | 11018 | 100 | 1 | 1466.75 |  | 1 | 1466.75 |  | 1 | 1466.75
P107 | 2015 | RS2103068A | P | 2015-06-12 | PENTAIR | 11018 | 100 | 1 | 1466.75 |  | 1 | 1466.75 |  | 1 | 1466.75
P107 | 2015 | RS2120118A | P | 2015-12-18 | PENTAIR | 11018 | 100 | 1 | 1467.89 |  | 1 | 1467.89 |  | 1 | 1467.89
P107 | 2014 | RS2078329A | P | 2014-09-30 | PENTAIR | 022005 | 100 | 1 | 1467.98 |  | 1 | 1467.98 |  | 1 | 1467.98
P107 | 2015 | RS2113086A | P | 2015-10-01 | PENTAIR | 11018 | 100 | 1 | 1468 |  | 1 | 1468 |  | 1 | 1468
P107 | 2014 | RS2073740A | P | 2014-08-25 | ZODIAC | VS-FHP1.0 | 100 | 1 | 1468 |  | 1 | 1468 |  | 1 | 1468
P107 | 2014 | RS2061717A | P | 2014-05-14 | PENTAIR | 11018 | 100 | 1 | 1469.7 |  | 1 | 1469.7 |  | 1 | 1469.7
P107 | 2015 | RS6052467A | P | 2015-02-03 | PENTAIR | 11018 | 100 | 1 | 1470 |  | 1 | 1470 |  | 1 | 1470
P107 | 2015 | RS2107541A | P | 2015-07-30 | STA-RITE | P6E6VS4H-209L | 100 | 1 | 1473 |  | 1 | 1473 |  | 1 | 1473
P107 | 2014 | RS2057452A | P | 2014-03-31 | STA-RITE | P6E6VS4H-209L | 100 | 1 | 1474 |  | 1 | 1474 |  | 1 | 1474
P107 | 2014 | RS2063761A | P | 2014-06-04 | STA-RITE | P6E6VS4H-209L | 100 | 1 | 1474 |  | 1 | 1474 |  | 1 | 1474
P107 | 2015 | RS2098683A | P | 2015-04-16 | HAYWARD | SP3400VSP | 100 | 1 | 1475 |  | 1 | 1475 |  | 1 | 1475
P107 | 2015 | RS2101790A | P | 2015-05-27 | HAYWARD | SP3400VSP | 100 | 1 | 1475 |  | 1 | 1475 |  | 1 | 1475
P107 | 2015 | RS2099534A | P | 2015-04-30 | HAYWARD | SP3400VSP | 100 | 1 | 1475 |  | 1 | 1475 |  | 1 | 1475
P107 | 2015 | RS2101311A | P | 2015-05-26 | HAYWARD | SP3400VSP | 100 | 1 | 1475 |  | 1 | 1475 |  | 1 | 1475
P107 | 2015 | RS2101438A | P | 2015-05-26 | HAYWARD | SP3400VSP | 100 | 1 | 1475 |  | 1 | 1475 |  | 1 | 1475
P107 | 2015 | RS2099136A | P | 2015-04-23 | HAYWARD | SP3400VSP | 100 | 1 | 1475 |  | 1 | 1475 |  | 1 | 1475
P107 | 2015 | RS2101121A | P | 2015-05-21 | HAYWARD | SP3200VSP | 100 | 1 | 1475 |  | 1 | 1475 |  | 1 | 1475
P107 | 2014 | RS2063354A | P | 2014-05-30 | PENTAIR | 11018 | 100 | 1 | 1475 |  | 1 | 1475 |  | 1 | 1475
P107 | 2015 | RS6061485A | P | 2015-06-09 | PENTAIR | 11018 | 100 | 1 | 1475 |  | 1 | 1475 |  | 1 | 1475
P107 | 2015 | RS2103087A | P | 2015-06-12 | PENTAIR | 11018 | 100 | 1 | 1475 |  | 1 | 1475 |  | 1 | 1475
P107 | 2015 | RS2112673A | P | 2015-09-28 | PENTAIR | 11018 | 100 | 1 | 1475 |  | 1 | 1475 |  | 1 | 1475
P107 | 2014 | RS2071988A | P | 2014-08-13 | PENTAIR | 11018 | 100 | 1 | 1475 |  | 1 | 1475 |  | 1 | 1475
P107 | 2015 | RS2105160A | P | 2015-07-07 | PENTAIR | 11018 | 100 | 1 | 1475 |  | 1 | 1475 |  | 1 | 1475
P107 | 2014 | RS2049423A | P | 2014-01-17 | PENTAIR | 11018 | 100 | 1 | 1475 |  | 1 | 1475 |  | 1 | 1475
P107 | 2015 | RS6073352A | P | 2015-12-03 | PENTAIR | 11018 | 100 | 1 | 1475 |  | 1 | 1475 |  | 1 | 1475
P107 | 2015 | RS2105426A | P | 2015-07-08 | PENTAIR | 11018 | 100 | 1 | 1475 |  | 1 | 1475 |  | 1 | 1475
P107 | 2015 | RS6056783A | P | 2015-04-24 | PENTAIR | 11018 | 100 | 1 | 1475 |  | 1 | 1475 |  | 1 | 1475
P107 | 2015 | RS6073624A | P | 2015-12-10 | PENTAIR | 11018 | 100 | 1 | 1475 |  | 1 | 1475 |  | 1 | 1475
P107 | 2015 | RS2110799A | P | 2015-09-08 | STA-RITE | P6E6VS4H-209L | 100 | 1 | 1475 |  | 1 | 1475 |  | 1 | 1475
P107 | 2014 | RS2063401A | P | 2014-05-30 | STA-RITE | P6E6VS4H-209L | 100 | 1 | 1475 |  | 1 | 1475 |  | 1 | 1475
P107 | 2014 | RS2075602A | P | 2014-09-10 | ZODIAC | VS-FHP 2.0 | 100 | 1 | 1475 |  | 1 | 1475 |  | 1 | 1475
P107 | 2014 | RS2068823A | P | 2014-07-16 | ZODIAC | VS-FHP 2.0 | 100 | 1 | 1475 |  | 1 | 1475 |  | 1 | 1475
P107 | 2014 | RS2070937A | P | 2014-08-06 | ZODIAC | VS-FHP1.0 | 100 | 1 | 1475 |  | 1 | 1475 |  | 1 | 1475
P107 | 2014 | RS2088784A | P | 2015-01-02 | ZODIAC | VS-FHP1.0 | 100 | 1 | 1475 |  | 1 | 1475 |  | 1 | 1475
P107 | 2014 | RS6025920A | P | 2014-05-14 | PENTAIR | 11018 | 100 | 1 | 1475.99 |  | 1 | 1475.99 |  | 1 | 1475.99
P107 | 2014 | RS6037587A | P | 2014-10-10 | ZODIAC | VS-FHP 2.0 | 100 | 1 | 1475.99 |  | 1 | 1475.99 |  | 1 | 1475.99
P107 | 2014 | RS2047878A | P | 2014-01-14 | PENTAIR | 11018 | 100 | 1 | 1476 |  | 1 | 1476 |  | 1 | 1476
P107 | 2014 | RS2067180A | P | 2014-07-03 | PENTAIR | 11018 | 100 | 1 | 1476 |  | 1 | 1476 |  | 1 | 1476
P107 | 2014 | RS2047969A | P | 2014-01-14 | PENTAIR | 11018 | 100 | 1 | 1476 |  | 1 | 1476 |  | 1 | 1476
P107 | 2015 | RS2096292A | P | 2015-03-18 | PENTAIR | 11018 | 100 | 1 | 1476.75 |  | 1 | 1476.75 |  | 1 | 1476.75
P107 | 2015 | RS2093910A | P | 2015-02-17 | PENTAIR | 11018 | 100 | 1 | 1476.75 |  | 1 | 1476.75 |  | 1 | 1476.75
P107 | 2015 | RS2097785A | P | 2015-04-07 | PENTAIR | 11018 | 100 | 1 | 1476.75 |  | 1 | 1476.75 |  | 1 | 1476.75
P107 | 2015 | RS2106670A | P | 2015-07-22 | PENTAIR | 11018 | 100 | 1 | 1476.75 |  | 1 | 1476.75 |  | 1 | 1476.75
P107 | 2015 | RS2104594A | P | 2015-07-01 | PENTAIR | 11018 | 100 | 1 | 1476.75 |  | 1 | 1476.75 |  | 1 | 1476.75
P107 | 2015 | RS2103940A | P | 2015-06-23 | PENTAIR | 11018 | 100 | 1 | 1476.75 |  | 1 | 1476.75 |  | 1 | 1476.75
P107 | 2015 | RS2110157A | P | 2015-08-31 | PENTAIR | 11018 | 100 | 1 | 1476.75 |  | 1 | 1476.75 |  | 1 | 1476.75
P107 | 2015 | RS2112925A | P | 2015-09-29 | PENTAIR | 11018 | 100 | 1 | 1476.75 |  | 1 | 1476.75 |  | 1 | 1476.75
P107 | 2015 | RS2095207A | P | 2015-05-27 | PENTAIR | 11018 | 100 | 1 | 1476.75 |  | 1 | 1476.75 |  | 1 | 1476.75
P107 | 2015 | RS2119044A | P | 2015-12-10 | PENTAIR | 11018 | 100 | 1 | 1476.75 |  | 1 | 1476.75 |  | 1 | 1476.75
P107 | 2015 | RS2105082A | P | 2015-07-08 | PENTAIR | 11018 | 100 | 1 | 1478.4 |  | 1 | 1478.4 |  | 1 | 1478.4
P107 | 2015 | RS2117311A | P | 2015-11-18 | PENTAIR | 11018 | 100 | 1 | 1480 |  | 1 | 1480 |  | 1 | 1480
P107 | 2015 | RS2104107A | P | 2015-07-20 | PENTAIR | 11018 | 100 | 1 | 1480 |  | 1 | 1480 |  | 1 | 1480
P107 | 2015 | RS2105560A | P | 2015-08-19 | PENTAIR | 11018 | 100 | 1 | 1481.42 |  | 1 | 1481.42 |  | 1 | 1481.42
P107 | 2014 | RS6033245A | P | 2014-08-19 | PENTAIR | 11018 | 100 | 1 | 1483.64 |  | 1 | 1483.64 |  | 1 | 1483.64
P107 | 2014 | RS6024331A | P | 2014-05-16 | PENTAIR | 11018 | 100 | 1 | 1484.93 |  | 1 | 1484.93 |  | 1 | 1484.93
P107 | 2015 | RS6069902A | P | 2015-10-02 | PENTAIR | 11018 | 100 | 1 | 1485 |  | 1 | 1485 |  | 1 | 1485
P107 | 2015 | RS2099331A | P | 2015-04-28 | PENTAIR | INT-VS / 022005 | 100 | 1 | 1485 |  | 1 | 1485 |  | 1 | 1485
P107 | 2014 | RS2055634A | P | 2014-04-02 | STA-RITE | P6E6VS4H-209L | 100 | 1 | 1485 |  | 1 | 1485 |  | 1 | 1485
P107 | 2014 | RS2063979A | P | 2014-06-05 | PENTAIR | 11018 | 100 | 1 | 1486 |  | 1 | 1486 |  | 1 | 1486
P107 | 2014 | RS2056444A | P | 2014-03-24 | PENTAIR | 11018 | 100 | 1 | 1488.05 |  | 1 | 1488.05 |  | 1 | 1488.05
P107 | 2014 | RS2059190A | P | 2014-06-03 | PENTAIR | 11012 | 100 | 1 | 1489 |  | 1 | 1489 |  | 1 | 1489
P107 | 2015 | RS2113504A | P | 2015-10-19 | PENTAIR | 11018 | 100 | 1 | 1489.83 |  | 1 | 1489.83 |  | 1 | 1489.83
P107 | 2014 | RS2059866A | P | 2014-04-28 | PENTAIR | 11018 | 100 | 1 | 1489.95 |  | 1 | 1489.95 |  | 1 | 1489.95
P107 | 2015 | RS2098725A | P | 2015-04-16 | PENTAIR | 11018 | 100 | 1 | 1490 |  | 1 | 1490 |  | 1 | 1490
P107 | 2015 | RS2100516A | P | 2015-05-13 | PENTAIR | 11018 | 100 | 1 | 1490 |  | 1 | 1490 |  | 1 | 1490
P107 | 2015 | RS2099004A | P | 2015-04-22 | PENTAIR | 11018 | 100 | 1 | 1490 |  | 1 | 1490 |  | 1 | 1490
P107 | 2015 | RS6068899A | P | 2015-09-17 | PENTAIR | 11018 | 100 | 1 | 1490 |  | 1 | 1490 |  | 1 | 1490
P107 | 2015 | RS2118810A | P | 2015-12-10 | PENTAIR | 11018 | 100 | 1 | 1490 |  | 1 | 1490 |  | 1 | 1490
P107 | 2015 | RS2111492A | P | 2015-09-17 | PENTAIR | 11018 | 100 | 1 | 1490 |  | 1 | 1490 |  | 1 | 1490
P107 | 2015 | RS6070642A | P | 2015-10-16 | PENTAIR | 11018 | 100 | 1 | 1490 |  | 1 | 1490 |  | 1 | 1490
P107 | 2015 | RS2111476A | P | 2015-09-17 | PENTAIR | 11018 | 100 | 1 | 1490 |  | 1 | 1490 |  | 1 | 1490
P107 | 2015 | RS2094449A | P | 2015-03-16 | PENTAIR | 11018 | 200 | 2 | 1490 |  | 2 | 1490 |  | 2 | 1490
P107 | 2015 | RS2103565A | P | 2015-06-17 | PENTAIR | 11018 | 100 | 1 | 1490 |  | 1 | 1490 |  | 1 | 1490
P107 | 2015 | RS2105943A | P | 2015-07-15 | PENTAIR | 11018 | 100 | 1 | 1490 |  | 1 | 1490 |  | 1 | 1490
P107 | 2015 | RS2106948A | P | 2015-08-10 | STA-RITE | P6E6VS4H-209L | 100 | 1 | 1490 |  | 1 | 1490 |  | 1 | 1490
P107 | 2015 | RS2092070A | P | 2015-01-28 | STA-RITE | P6E6VS4H-209L | 100 | 1 | 1490 |  | 1 | 1490 |  | 1 | 1490
P107 | 2015 | RS2101440A | P | 2015-05-26 | ZODIAC | JEP2.0 | 100 | 1 | 1490 |  | 1 | 1490 |  | 1 | 1490
P107 | 2015 | RS6064346A | P | 2015-07-14 | PENTAIR | 11018 | 100 | 1 | 1490.8 |  | 1 | 1490.8 |  | 1 | 1490.8
P107 | 2014 | RS2062829A | P | 2014-05-30 | PENTAIR | 11018 | 100 | 1 | 1492.48 |  | 1 | 1492.48 |  | 1 | 1492.48
P107 | 2014 | RS6032880A | P | 2014-08-07 | PENTAIR | 11018 | 100 | 1 | 1493.6 |  | 1 | 1493.6 |  | 1 | 1493.6
P107 | 2014 | RS6030167A | P | 2014-07-08 | HAYWARD | SP3400VSP | 100 | 1 | 1494 |  | 1 | 1494 |  | 1 | 1494
P107 | 2014 | RS2060312A | P | 2014-04-30 | HAYWARD | SP3400VSP | 100 | 1 | 1494 |  | 1 | 1494 |  | 1 | 1494
P107 | 2014 | RS2080765A | P | 2014-10-22 | HAYWARD | SP3400VSP | 100 | 1 | 1494 |  | 1 | 1494 |  | 1 | 1494
P107 | 2014 | RS6023934A | P | 2014-04-15 | HAYWARD | SP3400VSP | 100 | 1 | 1494 |  | 1 | 1494 |  | 1 | 1494
P107 | 2014 | RS6024035A | P | 2014-04-16 | HAYWARD | SP3400VSP | 100 | 1 | 1495 |  | 1 | 1495 |  | 1 | 1495
P107 | 2015 | RS2113389A | P | 2015-10-06 | HAYWARD | SP3200VSP | 100 | 1 | 1495 |  | 1 | 1495 |  | 1 | 1495
P107 | 2014 | RS2086584A | P | 2014-12-17 | HAYWARD | SP3400VSP | 100 | 1 | 1495 |  | 1 | 1495 |  | 1 | 1495
P107 | 2014 | RS6035660A | P | 2014-09-04 | PENTAIR | 11017 | 100 | 1 | 1495 |  | 1 | 1495 |  | 1 | 1495
P107 | 2014 | RS2062227A | P | 2014-05-19 | PENTAIR | 11018 | 100 | 1 | 1495 |  | 1 | 1495 |  | 1 | 1495
P107 | 2014 | RS2071050A | P | 2014-08-21 | PENTAIR | 11018 | 100 | 1 | 1495 |  | 1 | 1495 |  | 1 | 1495
P107 | 2014 | RS6031136A | P | 2014-07-18 | PENTAIR | 11018 | 100 | 1 | 1495 |  | 1 | 1495 |  | 1 | 1495
P107 | 2014 | RS2065927A | P | 2014-06-24 | PENTAIR | 11017 | 100 | 1 | 1495 |  | 1 | 1495 |  | 1 | 1495
P107 | 2015 | RS2102325A | P | 2015-07-07 | PENTAIR | 11018 | 100 | 1 | 1495 |  | 1 | 1495 |  | 1 | 1495
P107 | 2014 | RS6043318A | P | 2014-11-18 | PENTAIR | 11018 | 100 | 1 | 1495 |  | 1 | 1495 |  | 1 | 1495
P107 | 2015 | RS2110730A | P | 2015-09-04 | PENTAIR | 11018 | 100 | 1 | 1495 |  | 1 | 1495 |  | 1 | 1495
P107 | 2015 | RS2103674A | P | 2015-06-18 | PENTAIR | 11017 | 100 | 1 | 1495 |  | 1 | 1495 |  | 1 | 1495
P107 | 2014 | RS6021988A | P | 2014-04-08 | PENTAIR | 11018 | 100 | 1 | 1495 |  | 1 | 1495 |  | 1 | 1495
P107 | 2015 | RS6054128A | P | 2015-02-25 | PENTAIR | 11018 | 100 | 1 | 1495 |  | 1 | 1495 |  | 1 | 1495
P107 | 2014 | RS2058211A | P | 2014-04-09 | PENTAIR | 11018 | 100 | 1 | 1495 |  | 1 | 1495 |  | 1 | 1495
P107 | 2015 | RS2117286A | P | 2015-11-18 | PENTAIR | 342000 | 100 | 1 | 1495 |  | 1 | 1495 |  | 1 | 1495
P107 | 2014 | RS6029443B | P | 2014-07-10 | PENTAIR | 11018 | 100 | 1 | 1495 |  | 1 | 1495 |  | 1 | 1495
P107 | 2015 | RS2107849A | P | 2015-08-04 | PENTAIR | 11018 | 100 | 1 | 1495 |  | 1 | 1495 |  | 1 | 1495
P107 | 2014 | RS2060895A | P | 2014-05-08 | STA-RITE | P6E6VS4H-209L | 100 | 1 | 1495 |  | 1 | 1495 |  | 1 | 1495
P107 | 2014 | RS2085194A | P | 2014-12-05 | STA-RITE | P6E6VS4H-209L | 100 | 1 | 1495 |  | 1 | 1495 |  | 1 | 1495
P107 | 2014 | RS2051635A | P | 2014-02-04 | STA-RITE | P6E6VS4H-209L | 100 | 1 | 1495 |  | 1 | 1495 |  | 1 | 1495
P107 | 2015 | RS6061108A | P | 2015-06-08 | STA-RITE | P6E6VS4H-209L | 100 | 1 | 1495 |  | 1 | 1495 |  | 1 | 1495
P107 | 2015 | RS2092891A | P | 2015-02-05 | STA-RITE | P6E6VS4H-209L | 100 | 1 | 1495 |  | 1 | 1495 |  | 1 | 1495
P107 | 2014 | RS2059119A | P | 2014-04-21 | STA-RITE | P6E6VS4H-209L | 100 | 1 | 1495 |  | 1 | 1495 |  | 1 | 1495
P107 | 2015 | RS6067133A | P | 2015-08-18 | STA-RITE | P6E6VS4H-209L | 100 | 1 | 1495 |  | 1 | 1495 |  | 1 | 1495
P107 | 2015 | RS2116175A | P | 2015-11-06 | STA-RITE | P6E6VS4H-209L | 100 | 1 | 1495 |  | 1 | 1495 |  | 1 | 1495
P107 | 2015 | RS2118572A | P | 2015-12-03 | STA-RITE | P6E6VS4H-209L | 100 | 1 | 1495 |  | 1 | 1495 |  | 1 | 1495
P107 | 2015 | RS2108269A | P | 2015-08-21 | PENTAIR | 11018 | 100 | 1 | 1495.95 |  | 1 | 1495.95 |  | 1 | 1495.95
P107 | 2015 | RS2092511A | P | 2015-02-03 | STA-RITE | P6E6XS4H-209L | 100 | 1 | 1495.95 |  | 1 | 1495.95 |  | 1 | 1495.95
P107 | 2014 | RS2067176A | P | 2014-07-03 | HAYWARD | SP3400VSP | 100 | 1 | 1496 |  | 1 | 1496 |  | 1 | 1496
P107 | 2014 | RS2067635A | P | 2014-07-08 | HAYWARD | SP3400VSP | 100 | 1 | 1496 |  | 1 | 1496 |  | 1 | 1496
P107 | 2014 | RS2054822A | P | 2014-03-06 | PENTAIR | 11018 | 100 | 1 | 1496 |  | 1 | 1496 |  | 1 | 1496
P107 | 2015 | RS2010465A | P | 2015-04-17 | PENTAIR | 11018 | 100 | 1 | 1497 |  | 1 | 1497 |  | 1 | 1497
P107 | 2014 | RS2074041A | P | 2014-08-27 | PENTAIR | 342000 | 100 | 1 | 1498.4 |  | 1 | 1498.4 |  | 1 | 1498.4
P107 | 2014 | RS6040366A | P | 2014-10-21 | HAYWARD | SP3400VSP | 100 | 1 | 1499 |  | 1 | 1499 |  | 1 | 1499
P107 | 2014 | RS2070773A | P | 2014-08-05 | PENTAIR | 11018 | 100 | 1 | 1499 |  | 1 | 1499 |  | 1 | 1499
P107 | 2014 | RS2053732A | P | 2014-02-24 | PENTAIR | 11018 | 100 | 1 | 1499 |  | 1 | 1499 |  | 1 | 1499
P107 | 2014 | RS2056172A | P | 2014-03-18 | PENTAIR | 11018 | 100 | 1 | 1499 |  | 1 | 1499 |  | 1 | 1499
P107 | 2015 | RS2099368A | P | 2015-04-28 | PENTAIR | 11018 | 100 | 1 | 1499 |  | 1 | 1499 |  | 1 | 1499
P107 | 2015 | RS2102942A | P | 2015-06-11 | PENTAIR | 11018 | 100 | 1 | 1499 |  | 1 | 1499 |  | 1 | 1499
P107 | 2015 | RS2110808A | P | 2015-09-08 | PENTAIR | 11018 | 100 | 1 | 1499 |  | 1 | 1499 |  | 1 | 1499
P107 | 2015 | RS2106146A | P | 2015-07-16 | PENTAIR | 11018 | 100 | 1 | 1499 |  | 1 | 1499 |  | 1 | 1499
P107 | 2014 | RS2070531A | P | 2014-08-01 | PENTAIR | 11018 | 100 | 1 | 1499 |  | 1 | 1499 |  | 1 | 1499
P107 | 2014 | RS2054329A | P | 2014-03-03 | PENTAIR | 11018 | 100 | 1 | 1499 |  | 1 | 1499 |  | 1 | 1499
P107 | 2014 | RS2057469A | P | 2014-03-31 | PENTAIR | 11018 | 100 | 1 | 1499 |  | 1 | 1499 |  | 1 | 1499
P107 | 2014 | RS2067925A | P | 2014-07-09 | PENTAIR | 11018 | 100 | 1 | 1499 |  | 1 | 1499 |  | 1 | 1499
P107 | 2015 | RS6060544A | P | 2015-05-27 | PENTAIR | 11018 | 100 | 1 | 1499 |  | 1 | 1499 |  | 1 | 1499
P107 | 2014 | RS2083386A | P | 2014-11-13 | PENTAIR | 11018 | 100 | 1 | 1499 |  | 1 | 1499 |  | 1 | 1499
P107 | 2014 | RS2087575A | P | 2014-12-26 | PENTAIR | 11018 | 100 | 1 | 1499 |  | 1 | 1499 |  | 1 | 1499
P107 | 2015 | RS2099647A | P | 2015-04-29 | PENTAIR | 11018 | 100 | 1 | 1499 |  | 1 | 1499 |  | 1 | 1499
P107 | 2014 | RS2061584A | P | 2014-05-13 | PENTAIR | 11018 | 100 | 1 | 1499 |  | 1 | 1499 |  | 1 | 1499
P107 | 2014 | RS2056794A | P | 2014-03-25 | PENTAIR | 11018 | 100 | 1 | 1499 |  | 1 | 1499 |  | 1 | 1499
P107 | 2014 | RS2052684A | P | 2014-02-14 | PENTAIR | 11018 | 100 | 1 | 1499 |  | 1 | 1499 |  | 1 | 1499
P107 | 2014 | RS2060009A | P | 2014-04-29 | PENTAIR | 11018 | 100 | 1 | 1499 |  | 1 | 1499 |  | 1 | 1499
P107 | 2015 | RS2094852A | P | 2015-02-27 | PENTAIR | 11018 | 100 | 1 | 1499 |  | 1 | 1499 |  | 1 | 1499
P107 | 2014 | RS2064719A | P | 2014-06-11 | PENTAIR | 11018 | 100 | 1 | 1499 |  | 1 | 1499 |  | 1 | 1499
P107 | 2014 | RS2060726A | P | 2014-05-07 | PENTAIR | 11018 | 100 | 1 | 1499 |  | 1 | 1499 |  | 1 | 1499
P107 | 2015 | RS2096281A | P | 2015-03-17 | PENTAIR | 11018 | 100 | 1 | 1499 |  | 1 | 1499 |  | 1 | 1499
P107 | 2014 | RS2066696A | P | 2014-07-08 | PENTAIR | 11018 | 100 | 1 | 1499 |  | 1 | 1499 |  | 1 | 1499
P107 | 2015 | RS2102217A | P | 2015-06-04 | PENTAIR | 11018 | 100 | 1 | 1499 |  | 1 | 1499 |  | 1 | 1499
P107 | 2014 | RS2063193A | P | 2014-06-09 | PENTAIR | 11018 | 100 | 1 | 1499 |  | 1 | 1499 |  | 1 | 1499
P107 | 2014 | RS6036144A | P | 2014-09-19 | PENTAIR | 11018 | 100 | 1 | 1499 |  | 1 | 1499 |  | 1 | 1499
P107 | 2014 | RS2066368A | P | 2014-06-26 | PENTAIR | 11018 | 100 | 1 | 1499 |  | 1 | 1499 |  | 1 | 1499
P107 | 2014 | RS2066375A | P | 2014-06-26 | PENTAIR | 11018 | 100 | 1 | 1499 |  | 1 | 1499 |  | 1 | 1499
P107 | 2015 | RS2104883A | P | 2015-07-01 | PENTAIR | 11018 | 100 | 1 | 1499 |  | 1 | 1499 |  | 1 | 1499
P107 | 2014 | RS2054014A | P | 2014-03-18 | PENTAIR | 11018 | 100 | 1 | 1499 |  | 1 | 1499 |  | 1 | 1499
P107 | 2014 | RS2071998A | P | 2014-08-13 | PENTAIR | 11018 | 100 | 1 | 1499 |  | 1 | 1499 |  | 1 | 1499
P107 | 2014 | RS2089169A | P | 2015-01-14 | PENTAIR | 11018 | 100 | 1 | 1499 |  | 1 | 1499 |  | 1 | 1499
P107 | 2015 | RS2112009A | P | 2015-09-22 | PENTAIR | 11018 | 100 | 1 | 1499 |  | 1 | 1499 |  | 1 | 1499
P107 | 2014 | RS2052244A | P | 2014-02-11 | PENTAIR | 11018 | 100 | 1 | 1499 |  | 1 | 1499 |  | 1 | 1499
P107 | 2014 | RS2056525A | P | 2014-03-24 | PENTAIR | 11018 | 100 | 1 | 1499 |  | 1 | 1499 |  | 1 | 1499
P107 | 2014 | RS2064633A | P | 2014-06-11 | PENTAIR | 11018 | 100 | 1 | 1499 |  | 1 | 1499 |  | 1 | 1499
P107 | 2014 | RS2051810A | P | 2014-03-03 | PENTAIR | 11018 | 100 | 1 | 1499 |  | 1 | 1499 |  | 1 | 1499
P107 | 2014 | RS2050305A | P | 2014-01-24 | PENTAIR | 11018 | 100 | 1 | 1499 |  | 1 | 1499 |  | 1 | 1499
P107 | 2015 | RS2118397A | P | 2015-12-02 | PENTAIR | 11018 | 100 | 1 | 1499 |  | 1 | 1499 |  | 1 | 1499
P107 | 2014 | RS2068545A | P | 2014-09-08 | PENTAIR | 11018 | 100 | 1 | 1499 |  | 1 | 1499 |  | 1 | 1499
P107 | 2014 | RS2072974A | P | 2014-08-20 | PENTAIR | 11018 | 100 | 1 | 1499 |  | 1 | 1499 |  | 1 | 1499
P107 | 2014 | RS2061825A | P | 2014-05-16 | PENTAIR | 11018 | 100 | 1 | 1499 |  | 1 | 1499 |  | 1 | 1499
P107 | 2014 | RS2086831A | P | 2014-12-17 | PENTAIR | 11018 | 100 | 1 | 1499 |  | 1 | 1499 |  | 1 | 1499
P107 | 2014 | RS2066763A | P | 2014-07-01 | PENTAIR | 11018 | 100 | 1 | 1499 |  | 1 | 1499 |  | 1 | 1499
P107 | 2014 | RS2052371A | P | 2014-02-11 | PENTAIR | 11018 | 100 | 1 | 1499 |  | 1 | 1499 |  | 1 | 1499
P107 | 2014 | RS2072078A | P | 2014-08-13 | PENTAIR | 11018 | 100 | 1 | 1499 |  | 1 | 1499 |  | 1 | 1499
P107 | 2014 | RS2072326A | P | 2014-08-13 | PENTAIR | 11018 | 100 | 1 | 1499 |  | 1 | 1499 |  | 1 | 1499
P107 | 2014 | RS2077773A | P | 2014-09-29 | PENTAIR | 11018 | 100 | 1 | 1499 |  | 1 | 1499 |  | 1 | 1499
P107 | 2015 | RS2101130A | P | 2015-05-21 | PENTAIR | 11018 | 100 | 1 | 1499 |  | 1 | 1499 |  | 1 | 1499
P107 | 2015 | RS2095060A | P | 2015-03-04 | PENTAIR | 11018 | 100 | 1 | 1499 |  | 1 | 1499 |  | 1 | 1499
P107 | 2014 | RS2059254A | P | 2014-05-01 | PENTAIR | 11018 | 100 | 1 | 1499 |  | 1 | 1499 |  | 1 | 1499
P107 | 2014 | RS2073006A | P | 2014-08-20 | PENTAIR | 11018 | 100 | 1 | 1499 |  | 1 | 1499 |  | 1 | 1499
P107 | 2014 | RS2065251A | P | 2014-06-18 | PENTAIR | 11018 | 100 | 1 | 1499 |  | 1 | 1499 |  | 1 | 1499
P107 | 2015 | RS2105928A | P | 2015-07-16 | PENTAIR | 11018 | 100 | 1 | 1499 |  | 1 | 1499 |  | 1 | 1499
P107 | 2015 | RS2104894A | P | 2015-07-01 | PENTAIR | 11018 | 100 | 1 | 1499 |  | 1 | 1499 |  | 1 | 1499
P107 | 2014 | RS2073736A | P | 2014-08-25 | PENTAIR | 11018 | 100 | 1 | 1499 |  | 1 | 1499 |  | 1 | 1499
P107 | 2014 | RS2072079A | P | 2014-08-13 | PENTAIR | 11018 | 100 | 1 | 1499 |  | 1 | 1499 |  | 1 | 1499
P107 | 2015 | RS2105549A | P | 2015-07-09 | PENTAIR | 11018 | 100 | 1 | 1499 |  | 1 | 1499 |  | 1 | 1499
P107 | 2015 | RS2116166A | P | 2015-11-05 | PENTAIR | 11018 | 100 | 1 | 1499 |  | 1 | 1499 |  | 1 | 1499
P107 | 2014 | RS2077858A | P | 2014-09-29 | PENTAIR | 11018 | 100 | 1 | 1499 |  | 1 | 1499 |  | 1 | 1499
P107 | 2015 | RS2110091A | P | 2015-08-28 | PENTAIR | 11018 | 100 | 1 | 1499 |  | 1 | 1499 |  | 1 | 1499
P107 | 2014 | RS2060898A | P | 2014-05-08 | PENTAIR | 11018 | 100 | 1 | 1499 |  | 1 | 1499 |  | 1 | 1499
P107 | 2015 | RS2115724A | P | 2015-11-06 | PENTAIR | 11018 | 100 | 1 | 1499 |  | 1 | 1499 |  | 1 | 1499
P107 | 2014 | RS2067891A | P | 2014-07-09 | PENTAIR | 11018 | 100 | 1 | 1499 |  | 1 | 1499 |  | 1 | 1499
P107 | 2015 | RS2097478A | P | 2015-04-01 | PENTAIR | 11018 | 100 | 1 | 1499 |  | 1 | 1499 |  | 1 | 1499
P107 | 2014 | RS2071052A | P | 2014-08-06 | PENTAIR | 11018 | 100 | 1 | 1499 |  | 1 | 1499 |  | 1 | 1499
P107 | 2015 | RS2110345A | P | 2015-09-01 | PENTAIR | 11018 | 100 | 1 | 1499 |  | 1 | 1499 |  | 1 | 1499
P107 | 2014 | RS2053683A | P | 2014-02-24 | PENTAIR | 11018 | 100 | 1 | 1499 |  | 1 | 1499 |  | 1 | 1499
P107 | 2015 | RS2102574A | P | 2015-06-08 | PENTAIR | 11018 | 100 | 1 | 1499 |  | 1 | 1499 |  | 1 | 1499
P107 | 2015 | RS2111154A | P | 2015-09-11 | PENTAIR | 11018 | 100 | 1 | 1499 |  | 1 | 1499 |  | 1 | 1499
P107 | 2014 | RS6035604A | P | 2014-09-24 | PENTAIR | 11018 | 100 | 1 | 1499 |  | 1 | 1499 |  | 1 | 1499
P107 | 2015 | RS2102515A | P | 2015-06-08 | PENTAIR | 11018 | 100 | 1 | 1499 |  | 1 | 1499 |  | 1 | 1499
P107 | 2014 | RS2085715A | P | 2014-12-08 | PENTAIR | 11018 | 100 | 1 | 1499 |  | 1 | 1499 |  | 1 | 1499
P107 | 2015 | RS2105856A | P | 2015-07-13 | PENTAIR | 11018 | 100 | 1 | 1499 |  | 1 | 1499 |  | 1 | 1499
P107 | 2014 | RS2059238A | P | 2014-04-25 | STA-RITE | P6E6VS4H-209L | 100 | 1 | 1499 |  | 1 | 1499 |  | 1 | 1499
P107 | 2014 | RS6036646A | P | 2014-09-24 | PENTAIR | 11018 | 100 | 1 | 1499.99 |  | 1 | 1499.99 |  | 1 | 1499.99
P107 | 2015 | RS6052430A | P | 2015-02-04 | PENTAIR | 11018 | 100 | 1 | 1499.99 |  | 1 | 1499.99 |  | 1 | 1499.99
P107 | 2014 | RS6030661A | P | 2014-07-14 | PENTAIR | 11017 | 100 | 1 | 1499.99 |  | 1 | 1499.99 |  | 1 | 1499.99
P107 | 2015 | RS2095044A | P | 2015-03-04 | PENTAIR | 11017 | 100 | 1 | 1499.99 |  | 1 | 1499.99 |  | 1 | 1499.99
P107 | 2014 | RS2084399A | P | 2014-11-25 | HAYWARD | SP3400VSP | 100 | 1 | 1500 |  | 1 | 1500 |  | 1 | 1500
P107 | 2014 | RS6025334A | P | 2014-05-02 | HAYWARD | SP3400VSP | 100 | 1 | 1500 |  | 1 | 1500 |  | 1 | 1500
P107 | 2014 | RS2048901A | P | 2014-01-16 | HAYWARD | SP3400VSP | 100 | 1 | 1500 |  | 1 | 1500 |  | 1 | 1500
P107 | 2014 | RS2081125A | P | 2014-10-28 | HAYWARD | SP3400VSP | 100 | 1 | 1500 |  | 1 | 1500 |  | 1 | 1500
P107 | 2015 | RS6070435A | P | 2015-10-15 | HAYWARD | SP2600VSP | 100 | 1 | 1500 |  | 1 | 1500 |  | 1 | 1500
P107 | 2014 | RS2060282A | P | 2014-04-30 | HAYWARD | SP2300VSP | 100 | 1 | 1500 |  | 1 | 1500 |  | 1 | 1500
P107 | 2014 | RS2050826A | P | 2014-01-29 | HAYWARD | SP3400VSP | 100 | 1 | 1500 |  | 1 | 1500 |  | 1 | 1500
P107 | 2014 | RS2057032A | P | 2014-03-27 | HAYWARD | SP2300VSP | 100 | 1 | 1500 |  | 1 | 1500 |  | 1 | 1500
P107 | 2014 | RS2048860A | P | 2014-01-16 | HAYWARD | SP3400VSP | 100 | 1 | 1500 |  | 1 | 1500 |  | 1 | 1500
P107 | 2014 | RS2061050A | P | 2014-05-08 | HAYWARD | SP3200VSP | 100 | 1 | 1500 |  | 1 | 1500 |  | 1 | 1500
P107 | 2014 | RS2072925A | P | 2014-08-20 | HAYWARD | SP3200VSP | 100 | 1 | 1500 |  | 1 | 1500 |  | 1 | 1500
P107 | 2015 | RS2091734A | P | 2015-01-26 | HAYWARD | SP3200VSP | 100 | 1 | 1500 |  | 1 | 1500 |  | 1 | 1500
P107 | 2014 | RS2080689A | P | 2014-10-22 | HAYWARD | SP3200VSP | 100 | 1 | 1500 |  | 1 | 1500 |  | 1 | 1500
P107 | 2015 | RS2102221A | P | 2015-06-04 | HAYWARD | SP3400VSP | 100 | 1 | 1500 |  | 1 | 1500 |  | 1 | 1500
P107 | 2015 | RS2109169A | P | 2015-08-19 | HAYWARD | SP3400VSP | 100 | 1 | 1500 |  | 1 | 1500 |  | 1 | 1500
P107 | 2015 | RS2102530A | P | 2015-06-05 | HAYWARD | SP3400VSP | 100 | 1 | 1500 |  | 1 | 1500 |  | 1 | 1500
P107 | 2015 | RS2092451A | P | 2015-02-04 | HAYWARD | SP3400VSP | 100 | 1 | 1500 |  | 1 | 1500 |  | 1 | 1500
P107 | 2015 | RS2093351A | P | 2015-02-11 | HAYWARD | SP3200VSP | 100 | 1 | 1500 |  | 1 | 1500 |  | 1 | 1500
P107 | 2015 | RS2115996A | P | 2015-11-03 | HAYWARD | SP3400VSP | 100 | 1 | 1500 |  | 1 | 1500 |  | 1 | 1500
P107 | 2015 | RS2110248A | P | 2015-09-28 | HAYWARD | SP3400VSP | 100 | 1 | 1500 |  | 1 | 1500 |  | 1 | 1500
P107 | 2015 | RS2120035A | P | 2015-12-18 | HAYWARD | SP3400VSP | 100 | 1 | 1500 |  | 1 | 1500 |  | 1 | 1500
P107 | 2014 | RS2087913A | P | 2014-12-26 | HAYWARD | SP3400VSP | 100 | 1 | 1500 |  | 1 | 1500 |  | 1 | 1500
P107 | 2015 | RS2092448A | P | 2015-02-10 | HAYWARD | SP3400VSP | 100 | 1 | 1500 |  | 1 | 1500 |  | 1 | 1500
P107 | 2014 | RS2050302A | P | 2014-01-24 | HAYWARD | SP3400VSP | 100 | 1 | 1500 |  | 1 | 1500 |  | 1 | 1500
P107 | 2014 | RS2082523A | P | 2014-11-10 | HAYWARD | SP3400VSP | 100 | 1 | 1500 |  | 1 | 1500 |  | 1 | 1500
P107 | 2015 | RS2106905A | P | 2015-07-24 | HAYWARD | SP3400VSP | 100 | 1 | 1500 |  | 1 | 1500 |  | 1 | 1500
P107 | 2014 | RS2062770A | P | 2014-05-30 | HAYWARD | SP2300VSP | 100 | 1 | 1500 |  | 1 | 1500 |  | 1 | 1500
P107 | 2014 | RS2088773A | P | 2015-01-02 | HAYWARD | SP3400VSP | 100 | 1 | 1500 |  | 1 | 1500 |  | 1 | 1500
P107 | 2015 | RS2096754A | P | 2015-03-25 | HAYWARD | SP3400VSP | 100 | 1 | 1500 |  | 1 | 1500 |  | 1 | 1500
P107 | 2015 | RS2111983A | P | 2015-09-23 | HAYWARD | SP3400VSP | 100 | 1 | 1500 |  | 1 | 1500 |  | 1 | 1500
P107 | 2015 | RS6060661A | P | 2015-08-12 | HAYWARD | SP3400VSP | 100 | 1 | 1500 |  | 1 | 1500 |  | 1 | 1500
P107 | 2014 | RS2071055A | P | 2014-08-06 | PENTAIR | 11018 | 100 | 1 | 1500 |  | 1 | 1500 |  | 1 | 1500
P107 | 2014 | RS2062519A | P | 2014-05-29 | PENTAIR | 11018 | 100 | 1 | 1500 |  | 1 | 1500 |  | 1 | 1500
P107 | 2015 | RS2096477A | P | 2015-03-19 | PENTAIR | 342000 | 100 | 1 | 1500 |  | 1 | 1500 |  | 1 | 1500
P107 | 2015 | RS2093389A | P | 2015-02-12 | PENTAIR | 11018 | 100 | 1 | 1500 |  | 1 | 1500 |  | 1 | 1500
P107 | 2014 | RS2063399A | P | 2014-05-30 | PENTAIR | 11018 | 100 | 1 | 1500 |  | 1 | 1500 |  | 1 | 1500
P107 | 2015 | RS2099727A | P | 2015-05-01 | PENTAIR | 11018 | 100 | 1 | 1500 |  | 1 | 1500 |  | 1 | 1500
P107 | 2014 | RS2070148A | P | 2014-07-30 | PENTAIR | 11018 | 100 | 1 | 1500 |  | 1 | 1500 |  | 1 | 1500
P107 | 2015 | RS2099586A | P | 2015-04-29 | PENTAIR | 11018 | 100 | 1 | 1500 |  | 1 | 1500 |  | 1 | 1500
P107 | 2015 | RS2094174A | P | 2015-02-19 | PENTAIR | 342000 | 100 | 1 | 1500 |  | 1 | 1500 |  | 1 | 1500
P107 | 2014 | RS2082850A | P | 2014-11-12 | PENTAIR | 11018 | 100 | 1 | 1500 |  | 1 | 1500 |  | 1 | 1500
P107 | 2015 | RS2099725A | P | 2015-07-02 | PENTAIR | 342001 | 100 | 1 | 1500 |  | 1 | 1500 |  | 1 | 1500
P107 | 2015 | RS2093945A | P | 2015-02-17 | PENTAIR | 342000 | 100 | 1 | 1500 |  | 1 | 1500 |  | 1 | 1500
P107 | 2014 | RS2082897A | P | 2014-11-12 | PENTAIR | 11018 | 100 | 1 | 1500 |  | 1 | 1500 |  | 1 | 1500
P107 | 2015 | RS2095993A | P | 2015-03-16 | PENTAIR | 342000 | 100 | 1 | 1500 |  | 1 | 1500 |  | 1 | 1500
P107 | 2014 | RS2051841A | P | 2014-02-06 | PENTAIR | 11018 | 100 | 1 | 1500 |  | 1 | 1500 |  | 1 | 1500
P107 | 2014 | RS2067040A | P | 2014-07-03 | PENTAIR | 11018 | 100 | 1 | 1500 |  | 1 | 1500 |  | 1 | 1500
P107 | 2014 | RS2081789A | P | 2014-11-03 | PENTAIR | 11018 | 100 | 1 | 1500 |  | 1 | 1500 |  | 1 | 1500
P107 | 2015 | RS2094803A | P | 2015-03-05 | PENTAIR | 11018 | 100 | 1 | 1500 |  | 1 | 1500 |  | 1 | 1500
P107 | 2015 | RS2113790A | P | 2015-10-12 | PENTAIR | 11018 | 100 | 1 | 1500 |  | 1 | 1500 |  | 1 | 1500
P107 | 2015 | RS2094182A | P | 2015-02-19 | PENTAIR | 342000 | 100 | 1 | 1500 |  | 1 | 1500 |  | 1 | 1500
P107 | 2015 | RS2104632A | P | 2015-07-01 | PENTAIR | 11018 | 100 | 1 | 1500 |  | 1 | 1500 |  | 1 | 1500
P107 | 2015 | RS2105271A | P | 2015-07-07 | PENTAIR | 11018 | 100 | 1 | 1500 |  | 1 | 1500 |  | 1 | 1500
P107 | 2015 | RS6067728A | P | 2015-08-27 | PENTAIR | 11018 | 100 | 1 | 1500 |  | 1 | 1500 |  | 1 | 1500
P107 | 2015 | RS2112324A | P | 2015-09-24 | PENTAIR | 11018 | 100 | 1 | 1500 |  | 1 | 1500 |  | 1 | 1500
P107 | 2015 | RS2116198A | P | 2015-11-05 | PENTAIR | 11018 | 100 | 1 | 1500 |  | 1 | 1500 |  | 1 | 1500
P107 | 2014 | RS2052748A | P | 2014-02-18 | PENTAIR | 11018 | 100 | 1 | 1500 |  | 1 | 1500 |  | 1 | 1500
P107 | 2014 | RS6041041A | P | 2014-10-24 | PENTAIR | 11018 | 100 | 1 | 1500 |  | 1 | 1500 |  | 1 | 1500
P107 | 2015 | RS2107784A | P | 2015-08-04 | PENTAIR | 11018 | 100 | 1 | 1500 |  | 1 | 1500 |  | 1 | 1500
P107 | 2014 | RS2077473A | P | 2014-09-24 | PENTAIR | 11018 | 100 | 1 | 1500 |  | 1 | 1500 |  | 1 | 1500
P107 | 2015 | RS2096934A | P | 2015-03-24 | PENTAIR | 342000 | 100 | 1 | 1500 |  | 1 | 1500 |  | 1 | 1500
P107 | 2014 | RS2055850A | P | 2014-03-14 | PENTAIR | 11018 | 100 | 1 | 1500 |  | 1 | 1500 |  | 1 | 1500
P107 | 2015 | RS2094699A | P | 2015-03-05 | PENTAIR | 342000 | 100 | 1 | 1500 |  | 1 | 1500 |  | 1 | 1500
P107 | 2014 | RS2073494A | P | 2014-08-25 | PENTAIR | 11018 | 100 | 1 | 1500 |  | 1 | 1500 |  | 1 | 1500
P107 | 2015 | RS2094842A | P | 2015-02-27 | PENTAIR | 342000 | 100 | 1 | 1500 |  | 1 | 1500 |  | 1 | 1500
P107 | 2014 | RS2082204A | P | 2014-11-06 | PENTAIR | 11018 | 100 | 1 | 1500 |  | 1 | 1500 |  | 1 | 1500
P107 | 2015 | RS2103091A | P | 2015-06-18 | PENTAIR | 11018 | 100 | 1 | 1500 |  | 1 | 1500 |  | 1 | 1500
P107 | 2015 | RS2091277A | P | 2015-01-21 | PENTAIR | 11018 | 100 | 1 | 1500 |  | 1 | 1500 |  | 1 | 1500
P107 | 2014 | RS2052726A | P | 2014-03-11 | PENTAIR | 11018 | 100 | 1 | 1500 |  | 1 | 1500 |  | 1 | 1500
P107 | 2015 | RS2093437A | P | 2015-02-13 | PENTAIR | 342001 | 100 | 1 | 1500 |  | 1 | 1500 |  | 1 | 1500
P107 | 2014 | RS2084173A | P | 2014-11-20 | PENTAIR | 11018 | 100 | 1 | 1500 |  | 1 | 1500 |  | 1 | 1500
P107 | 2014 | RS6034865A | P | 2014-09-12 | PENTAIR | 11018 | 100 | 1 | 1500 |  | 1 | 1500 |  | 1 | 1500
P107 | 2014 | RS6033207A | P | 2014-08-11 | PENTAIR | 11018 | 100 | 1 | 1500 |  | 1 | 1500 |  | 1 | 1500
P107 | 2015 | RS2112556A | P | 2015-10-21 | PENTAIR | 342001 | 100 | 1 | 1500 |  | 1 | 1500 |  | 1 | 1500
P107 | 2015 | RS6073078A | P | 2015-12-01 | PENTAIR | 11018 | 100 | 1 | 1500 |  | 1 | 1500 |  | 1 | 1500
P107 | 2014 | RS2077815A | P | 2014-09-25 | PENTAIR | 11018 | 100 | 1 | 1500 |  | 1 | 1500 |  | 1 | 1500
P107 | 2014 | RS2063078A | P | 2014-05-30 | PENTAIR | 11018 | 100 | 1 | 1500 |  | 1 | 1500 |  | 1 | 1500
P107 | 2014 | RS2057019A | P | 2014-03-27 | PENTAIR | 11018 | 100 | 1 | 1500 |  | 1 | 1500 |  | 1 | 1500
P107 | 2014 | RS2073829A | P | 2014-08-26 | PENTAIR | 11018 | 100 | 1 | 1500 |  | 1 | 1500 |  | 1 | 1500
P107 | 2015 | RS2093207A | P | 2015-02-10 | PENTAIR | 11018 | 100 | 1 | 1500 |  | 1 | 1500 |  | 1 | 1500
P107 | 2014 | RS2081800A | P | 2014-11-03 | PENTAIR | 11018 | 100 | 1 | 1500 |  | 1 | 1500 |  | 1 | 1500
P107 | 2014 | RS2089464A | P | 2015-01-08 | PENTAIR | 11018 | 100 | 1 | 1500 |  | 1 | 1500 |  | 1 | 1500
P107 | 2015 | RS2099180A | P | 2015-05-05 | PENTAIR | 342000 | 100 | 1 | 1500 |  | 1 | 1500 |  | 1 | 1500
P107 | 2015 | RS2101429A | P | 2015-05-26 | PENTAIR | 11018 | 100 | 1 | 1500 |  | 1 | 1500 |  | 1 | 1500
P107 | 2015 | RS2106089A | P | 2015-07-16 | PENTAIR | 11018 | 100 | 1 | 1500 |  | 1 | 1500 |  | 1 | 1500
P107 | 2015 | RS2116161A | P | 2015-11-05 | PENTAIR | 11018 | 100 | 1 | 1500 |  | 1 | 1500 |  | 1 | 1500
P107 | 2014 | RS2060439A | P | 2014-05-01 | PENTAIR | 11018 | 100 | 1 | 1500 |  | 1 | 1500 |  | 1 | 1500
P107 | 2014 | RS2084396A | P | 2014-11-25 | PENTAIR | 11008 | 100 | 1 | 1500 |  | 1 | 1500 |  | 1 | 1500
P107 | 2015 | RS2096555A | P | 2015-03-19 | PENTAIR | 342000 | 100 | 1 | 1500 |  | 1 | 1500 |  | 1 | 1500
P107 | 2015 | RS6061547A | P | 2015-06-09 | PENTAIR | 11018 | 100 | 1 | 1500 |  | 1 | 1500 |  | 1 | 1500
P107 | 2014 | RS6018263A | P | 2014-01-17 | PENTAIR | 11018 | 100 | 1 | 1500 |  | 1 | 1500 |  | 1 | 1500
P107 | 2014 | RS2046931A | P | 2014-01-10 | PENTAIR | 11018 | 100 | 1 | 1500 |  | 1 | 1500 |  | 1 | 1500
P107 | 2014 | RS2058679A | P | 2014-04-15 | PENTAIR | 11018 | 100 | 1 | 1500 |  | 1 | 1500 |  | 1 | 1500
P107 | 2014 | RS2083001A | P | 2014-11-17 | PENTAIR | 11018 | 100 | 1 | 1500 |  | 1 | 1500 |  | 1 | 1500
P107 | 2014 | RS2082012A | P | 2014-11-05 | PENTAIR | 11018 | 100 | 1 | 1500 |  | 1 | 1500 |  | 1 | 1500
P107 | 2014 | RS2060175A | P | 2014-04-29 | PENTAIR | 11018 | 100 | 1 | 1500 |  | 1 | 1500 |  | 1 | 1500
P107 | 2014 | RS6026606A | P | 2014-05-30 | PENTAIR | 11018 | 100 | 1 | 1500 |  | 1 | 1500 |  | 1 | 1500
P107 | 2015 | RS2108118A | P | 2015-08-07 | PENTAIR | 342001 | 100 | 1 | 1500 |  | 1 | 1500 |  | 1 | 1500
P107 | 2015 | RS2100693A | P | 2015-05-13 | PENTAIR | 11018 | 100 | 1 | 1500 |  | 1 | 1500 |  | 1 | 1500
P107 | 2015 | RS2095994A | P | 2015-03-16 | PENTAIR | 342000 | 100 | 1 | 1500 |  | 1 | 1500 |  | 1 | 1500
P107 | 2015 | RS2113413A | P | 2015-10-06 | PENTAIR | 342001 | 100 | 1 | 1500 |  | 1 | 1500 |  | 1 | 1500
P107 | 2015 | RS2101412A | P | 2015-05-26 | PENTAIR | 11018 | 100 | 1 | 1500 |  | 1 | 1500 |  | 1 | 1500
P107 | 2015 | RS2099204A | P | 2015-04-27 | PENTAIR | 11018 | 100 | 1 | 1500 |  | 1 | 1500 |  | 1 | 1500
P107 | 2015 | RS2107736A | P | 2015-08-04 | PENTAIR | 342001 | 100 | 1 | 1500 |  | 1 | 1500 |  | 1 | 1500
P107 | 2015 | RS2109632A | P | 2015-08-24 | PENTAIR | 11018 | 100 | 1 | 1500 |  | 1 | 1500 |  | 1 | 1500
P107 | 2015 | RS2116957A | P | 2015-11-13 | PENTAIR | 342000 | 100 | 1 | 1500 |  | 1 | 1500 |  | 1 | 1500
P107 | 2015 | RS2116225A | P | 2015-11-05 | PENTAIR | 342000 | 100 | 1 | 1500 |  | 1 | 1500 |  | 1 | 1500
P107 | 2014 | RS2078884A | P | 2014-10-03 | PENTAIR | 11018 | 100 | 1 | 1500 |  | 1 | 1500 |  | 1 | 1500
P107 | 2014 | RS2063040A | P | 2014-05-30 | PENTAIR | 11018 | 100 | 1 | 1500 |  | 1 | 1500 |  | 1 | 1500
P107 | 2015 | RS2095049A | P | 2015-03-04 | PENTAIR | 11018 | 100 | 1 | 1500 |  | 1 | 1500 |  | 1 | 1500
P107 | 2015 | RS2094035A | P | 2015-02-18 | PENTAIR | 11018 | 100 | 1 | 1500 |  | 1 | 1500 |  | 1 | 1500
P107 | 2015 | RS6055713A | P | 2015-03-20 | PENTAIR | 11018 | 100 | 1 | 1500 |  | 1 | 1500 |  | 1 | 1500
P107 | 2015 | RS2110538A | P | 2015-09-03 | PENTAIR | 11018 | 100 | 1 | 1500 |  | 1 | 1500 |  | 1 | 1500
P107 | 2015 | RS2109758A | P | 2015-08-25 | PENTAIR | 11018 | 100 | 1 | 1500 |  | 1 | 1500 |  | 1 | 1500
P107 | 2015 | RS2113522A | P | 2015-10-07 | PENTAIR | 11018 | 100 | 1 | 1500 |  | 1 | 1500 |  | 1 | 1500
P107 | 2014 | RS2072189A | P | 2014-08-13 | PENTAIR | 11018 | 100 | 1 | 1500 |  | 1 | 1500 |  | 1 | 1500
P107 | 2014 | RS2067043A | P | 2014-07-03 | PENTAIR | 11008 | 100 | 1 | 1500 |  | 1 | 1500 |  | 1 | 1500
P107 | 2014 | RS6035695A | P | 2014-09-05 | PENTAIR | 11017 | 100 | 1 | 1500 |  | 1 | 1500 |  | 1 | 1500
P107 | 2014 | RS2082202A | P | 2014-11-06 | PENTAIR | 11018 | 100 | 1 | 1500 |  | 1 | 1500 |  | 1 | 1500
P107 | 2014 | RS6039273A | P | 2014-10-06 | PENTAIR | 11018 | 100 | 1 | 1500 |  | 1 | 1500 |  | 1 | 1500
P107 | 2014 | RS2063074A | P | 2014-05-30 | PENTAIR | 11018 | 100 | 1 | 1500 |  | 1 | 1500 |  | 1 | 1500
P107 | 2015 | RS2097627A | P | 2015-04-02 | PENTAIR | 342000 | 100 | 1 | 1500 |  | 1 | 1500 |  | 1 | 1500
P107 | 2015 | RS2095556A | P | 2015-04-22 | PENTAIR | 342000 | 100 | 1 | 1500 |  | 1 | 1500 |  | 1 | 1500
P107 | 2015 | RS2101842A | P | 2015-05-28 | PENTAIR | 342001 | 100 | 1 | 1500 |  | 1 | 1500 |  | 1 | 1500
P107 | 2014 | RS6042685A | P | 2014-11-12 | PENTAIR | 11018 | 100 | 1 | 1500 |  | 1 | 1500 |  | 1 | 1500
P107 | 2015 | RS2099218A | P | 2015-04-24 | PENTAIR | 11018 | 100 | 1 | 1500 |  | 1 | 1500 |  | 1 | 1500
P107 | 2015 | RS2094179A | P | 2015-02-19 | PENTAIR | 342000 | 100 | 1 | 1500 |  | 1 | 1500 |  | 1 | 1500
P107 | 2014 | RS2082999A | P | 2014-11-12 | PENTAIR | 11018 | 100 | 1 | 1500 |  | 1 | 1500 |  | 1 | 1500
P107 | 2015 | RS2104823A | P | 2015-07-01 | PENTAIR | 11018 | 100 | 1 | 1500 |  | 1 | 1500 |  | 1 | 1500
P107 | 2015 | RS2117654A | P | 2015-11-20 | PENTAIR | 11018 | 100 | 1 | 1500 |  | 1 | 1500 |  | 1 | 1500
P107 | 2015 | RS2110706A | P | 2015-09-04 | PENTAIR | 11017 | 100 | 1 | 1500 |  | 1 | 1500 |  | 1 | 1500
P107 | 2015 | RS2114746A | P | 2015-11-23 | PENTAIR | 11018 | 100 | 1 | 1500 |  | 1 | 1500 |  | 1 | 1500
P107 | 2015 | RS2117285A | P | 2015-11-18 | PENTAIR | 11018 | 100 | 1 | 1500 |  | 1 | 1500 |  | 1 | 1500
P107 | 2015 | RS2097424A | P | 2015-03-31 | PENTAIR | 342000 | 100 | 1 | 1500 |  | 1 | 1500 |  | 1 | 1500
P107 | 2014 | RS2082671A | P | 2014-11-11 | PENTAIR | 11018 | 100 | 1 | 1500 |  | 1 | 1500 |  | 1 | 1500
P107 | 2015 | RS2112807A | P | 2015-09-29 | PENTAIR | 11018 | 100 | 1 | 1500 |  | 1 | 1500 |  | 1 | 1500
P107 | 2015 | RS2094844A | P | 2015-02-27 | PENTAIR | 342000 | 100 | 1 | 1500 |  | 1 | 1500 |  | 1 | 1500
P107 | 2015 | RS2096554A | P | 2015-03-19 | PENTAIR | 342001 | 100 | 1 | 1500 |  | 1 | 1500 |  | 1 | 1500
P107 | 2015 | RS2094890A | P | 2015-02-27 | PENTAIR | 11018 | 100 | 1 | 1500 |  | 1 | 1500 |  | 1 | 1500
P107 | 2015 | RS2103052A | P | 2015-06-12 | PENTAIR | 11018 | 100 | 1 | 1500 |  | 1 | 1500 |  | 1 | 1500
P107 | 2015 | RS2099592A | P | 2015-04-29 | PENTAIR | 11018 | 100 | 1 | 1500 |  | 1 | 1500 |  | 1 | 1500
P107 | 2015 | RS2094250A | P | 2015-02-19 | PENTAIR | 11018 | 100 | 1 | 1500 |  | 1 | 1500 |  | 1 | 1500
P107 | 2015 | RS2104253A | P | 2015-06-25 | PENTAIR | 11018 | 100 | 1 | 1500 |  | 1 | 1500 |  | 1 | 1500
P107 | 2015 | RS2106741A | P | 2015-07-22 | PENTAIR | 11018 | 100 | 1 | 1500 |  | 1 | 1500 |  | 1 | 1500
P107 | 2015 | RS2113376A | P | 2015-10-06 | PENTAIR | 342001 | 100 | 1 | 1500 |  | 1 | 1500 |  | 1 | 1500
P107 | 2015 | RS2108574A | P | 2015-08-13 | PENTAIR | 11018 | 100 | 1 | 1500 |  | 1 | 1500 |  | 1 | 1500
P107 | 2015 | RS2110643A | P | 2015-09-04 | PENTAIR | 11018 | 100 | 1 | 1500 |  | 1 | 1500 |  | 1 | 1500
P107 | 2014 | RS6029538A | P | 2014-06-30 | PENTAIR | 11018 | 100 | 1 | 1500 |  | 1 | 1500 |  | 1 | 1500
P107 | 2014 | RS2059768A | P | 2014-04-25 | PENTAIR | 11018 | 100 | 1 | 1500 |  | 1 | 1500 |  | 1 | 1500
P107 | 2015 | RS2095177A | P | 2015-03-04 | PENTAIR | 342000 | 100 | 1 | 1500 |  | 1 | 1500 |  | 1 | 1500
P107 | 2014 | RS2083519A | P | 2014-11-17 | PENTAIR | 11018 | 100 | 1 | 1500 |  | 1 | 1500 |  | 1 | 1500
P107 | 2014 | RS2055867A | P | 2014-03-14 | PENTAIR | 11018 | 100 | 1 | 1500 |  | 1 | 1500 |  | 1 | 1500
P107 | 2014 | RS2078846A | P | 2014-10-03 | PENTAIR | 11018 | 100 | 1 | 1500 |  | 1 | 1500 |  | 1 | 1500
P107 | 2015 | RS2099795A | P | 2015-05-01 | PENTAIR | 11018 | 100 | 1 | 1500 |  | 1 | 1500 |  | 1 | 1500
P107 | 2015 | RS2097941A | P | 2015-04-10 | PENTAIR | 342000 | 100 | 1 | 1500 |  | 1 | 1500 |  | 1 | 1500
P107 | 2015 | RS2095555A | P | 2015-03-09 | PENTAIR | 342000 | 100 | 1 | 1500 |  | 1 | 1500 |  | 1 | 1500
P107 | 2015 | RS2110540A | P | 2015-09-15 | PENTAIR | 11018 | 100 | 1 | 1500 |  | 1 | 1500 |  | 1 | 1500
P107 | 2015 | RS2118538A | P | 2015-12-03 | PENTAIR | 11018 | 100 | 1 | 1500 |  | 1 | 1500 |  | 1 | 1500
P107 | 2015 | RS2108581A | P | 2015-08-13 | PENTAIR | 11018 | 100 | 1 | 1500 |  | 1 | 1500 |  | 1 | 1500
P107 | 2014 | RS2078230A | P | 2014-10-01 | PENTAIR | 11018 | 100 | 1 | 1500 |  | 1 | 1500 |  | 1 | 1500
P107 | 2014 | RS2063073A | P | 2014-05-30 | PENTAIR | 11018 | 100 | 1 | 1500 |  | 1 | 1500 |  | 1 | 1500
P107 | 2015 | RS2096933A | P | 2015-03-24 | PENTAIR | 342000 | 100 | 1 | 1500 |  | 1 | 1500 |  | 1 | 1500
P107 | 2015 | RS2094502A | P | 2015-02-24 | PENTAIR | 11018 | 100 | 1 | 1500 |  | 1 | 1500 |  | 1 | 1500
P107 | 2015 | RS2113517A | P | 2015-10-07 | PENTAIR | 11018 | 100 | 1 | 1500 |  | 1 | 1500 |  | 1 | 1500
P107 | 2014 | RS2055477A | P | 2014-03-11 | PENTAIR | 11018 | 100 | 1 | 1500 |  | 1 | 1500 |  | 1 | 1500
P107 | 2014 | RS2057133A | P | 2014-03-27 | PENTAIR | 11018 | 100 | 1 | 1500 |  | 1 | 1500 |  | 1 | 1500
P107 | 2015 | RS6060942A | P | 2015-06-04 | PENTAIR | 11017 | 100 | 1 | 1500 |  | 1 | 1500 |  | 1 | 1500
P107 | 2015 | RS2091246A | P | 2015-01-19 | PENTAIR | 11018 | 100 | 1 | 1500 |  | 1 | 1500 |  | 1 | 1500
P107 | 2014 | RS2072190A | P | 2014-08-13 | PENTAIR | 11018 | 100 | 1 | 1500 |  | 1 | 1500 |  | 1 | 1500
P107 | 2014 | RS2083632A | P | 2014-11-18 | PENTAIR | 11018 | 100 | 1 | 1500 |  | 1 | 1500 |  | 1 | 1500
P107 | 2015 | RS2104863A | P | 2015-07-01 | PENTAIR | 11018 | 100 | 1 | 1500 |  | 1 | 1500 |  | 1 | 1500
P107 | 2015 | RS2108288A | P | 2015-08-10 | PENTAIR | 11018 | 100 | 1 | 1500 |  | 1 | 1500 |  | 1 | 1500
P107 | 2015 | RS2103209A | P | 2015-07-07 | PENTAIR | 342001 | 100 | 1 | 1500 |  | 1 | 1500 |  | 1 | 1500
P107 | 2015 | RS2097041A | P | 2015-03-25 | PENTAIR | 342000 | 100 | 1 | 1500 |  | 1 | 1500 |  | 1 | 1500
P107 | 2015 | RS2099205A | P | 2015-04-24 | PENTAIR | 11018 | 100 | 1 | 1500 |  | 1 | 1500 |  | 1 | 1500
P107 | 2015 | RS2101843A | P | 2015-05-28 | PENTAIR | 342001 | 100 | 1 | 1500 |  | 1 | 1500 |  | 1 | 1500
P107 | 2015 | RS6067178A | P | 2015-08-19 | PENTAIR | 11018 | 100 | 1 | 1500 |  | 1 | 1500 |  | 1 | 1500
P107 | 2014 | RS2077872A | P | 2014-09-29 | PENTAIR | 11018 | 100 | 1 | 1500 |  | 1 | 1500 |  | 1 | 1500
P107 | 2014 | RS2073835A | P | 2014-08-26 | PENTAIR | 11018 | 100 | 1 | 1500 |  | 1 | 1500 |  | 1 | 1500
P107 | 2014 | RS2054262A | P | 2014-03-03 | PENTAIR | 11018 | 100 | 1 | 1500 |  | 1 | 1500 |  | 1 | 1500
P107 | 2014 | RS6042007A | P | 2014-11-05 | PENTAIR | 11018 | 100 | 1 | 1500 |  | 1 | 1500 |  | 1 | 1500
P107 | 2014 | RS6045819B | P | 2014-12-11 | PENTAIR | 11018 | 100 | 1 | 1500 |  | 1 | 1500 |  | 1 | 1500
P107 | 2015 | RS6066322A | P | 2015-08-07 | PENTAIR | 11018 | 100 | 1 | 1500 |  | 1 | 1500 |  | 1 | 1500
P107 | 2015 | RS2111170A | P | 2015-09-11 | PENTAIR | 11018 | 100 | 1 | 1500 |  | 1 | 1500 |  | 1 | 1500
P107 | 2015 | RS6059212A | P | 2015-05-08 | PENTAIR | 11018 | 100 | 1 | 1500 |  | 1 | 1500 |  | 1 | 1500
P107 | 2015 | RS2116163A | P | 2015-11-06 | PENTAIR | 11018 | 100 | 1 | 1500 |  | 1 | 1500 |  | 1 | 1500
P107 | 2014 | RS2074332A | P | 2014-08-28 | PENTAIR | 11018 | 100 | 1 | 1500 |  | 1 | 1500 |  | 1 | 1500
P107 | 2014 | RS2074811A | P | 2014-09-03 | PENTAIR | 11018 | 100 | 1 | 1500 |  | 1 | 1500 |  | 1 | 1500
P107 | 2014 | RS2087946A | P | 2014-12-26 | PENTAIR | 11018 | 100 | 1 | 1500 |  | 1 | 1500 |  | 1 | 1500
P107 | 2014 | RS2085437A | P | 2014-12-05 | PENTAIR | 11018 | 100 | 1 | 1500 |  | 1 | 1500 |  | 1 | 1500
P107 | 2014 | RS2084298A | P | 2014-11-25 | PENTAIR | 11018 | 100 | 1 | 1500 |  | 1 | 1500 |  | 1 | 1500
P107 | 2015 | RS2111639A | P | 2015-09-18 | PENTAIR | 11018 | 100 | 1 | 1500 |  | 1 | 1500 |  | 1 | 1500
P107 | 2014 | RS2059311A | P | 2014-05-01 | PENTAIR | 11018 | 100 | 1 | 1500 |  | 1 | 1500 |  | 1 | 1500
P107 | 2014 | RS2050110A | P | 2014-01-23 | PENTAIR | 11018 | 100 | 1 | 1500 |  | 1 | 1500 |  | 1 | 1500
P107 | 2015 | RS6053303A | P | 2015-02-13 | PENTAIR | 11018 | 100 | 1 | 1500 |  | 1 | 1500 |  | 1 | 1500
P107 | 2015 | RS6060459A | P | 2015-05-27 | PENTAIR | 11018 | 100 | 1 | 1500 |  | 1 | 1500 |  | 1 | 1500
P107 | 2014 | RS6029266A | P | 2014-06-27 | PENTAIR | 11018 | 100 | 1 | 1500 |  | 1 | 1500 |  | 1 | 1500
P107 | 2014 | RS2071378A | P | 2014-10-01 | PENTAIR | 11018 | 100 | 1 | 1500 |  | 1 | 1500 |  | 1 | 1500
P107 | 2014 | RS2074043A | P | 2014-08-27 | PENTAIR | 11018 | 100 | 1 | 1500 |  | 1 | 1500 |  | 1 | 1500
P107 | 2014 | RS2063077A | P | 2014-05-30 | PENTAIR | 11018 | 100 | 1 | 1500 |  | 1 | 1500 |  | 1 | 1500
P107 | 2015 | RS2112805A | P | 2015-09-29 | PENTAIR | 11018 | 100 | 1 | 1500 |  | 1 | 1500 |  | 1 | 1500
P107 | 2015 | RS2112863A | P | 2015-09-29 | PENTAIR | 11018 | 100 | 1 | 1500 |  | 1 | 1500 |  | 1 | 1500
P107 | 2015 | RS2117055A | P | 2015-11-16 | PENTAIR | 11018 | 100 | 1 | 1500 |  | 1 | 1500 |  | 1 | 1500
P107 | 2015 | RS2112846A | P | 2015-09-29 | PENTAIR | 342000 | 100 | 1 | 1500 |  | 1 | 1500 |  | 1 | 1500
P107 | 2015 | RS2118815A | P | 2015-12-10 | PENTAIR | 11018 | 100 | 1 | 1500 |  | 1 | 1500 |  | 1 | 1500
P107 | 2015 | RS6068017A | P | 2015-09-01 | PENTAIR | 11018 | 100 | 1 | 1500 |  | 1 | 1500 |  | 1 | 1500
P107 | 2014 | RS2069305A | P | 2014-07-23 | PENTAIR | 11018 | 100 | 1 | 1500 |  | 1 | 1500 |  | 1 | 1500
P107 | 2014 | RS2063647A | P | 2014-07-18 | PENTAIR | 11018 | 100 | 1 | 1500 |  | 1 | 1500 |  | 1 | 1500
P107 | 2014 | RS2067332A | P | 2014-07-03 | PENTAIR | 11018 | 100 | 1 | 1500 |  | 1 | 1500 |  | 1 | 1500
P107 | 2014 | RS2070256A | P | 2014-07-30 | PENTAIR | 11018 | 100 | 1 | 1500 |  | 1 | 1500 |  | 1 | 1500
P107 | 2014 | RS2062822A | P | 2014-05-30 | PENTAIR | 11018 | 100 | 1 | 1500 |  | 1 | 1500 |  | 1 | 1500
P107 | 2014 | RS2083536A | P | 2014-11-17 | PENTAIR | 11018 | 100 | 1 | 1500 |  | 1 | 1500 |  | 1 | 1500
P107 | 2015 | RS2096212A | P | 2015-03-18 | PENTAIR | 11018 | 100 | 1 | 1500 |  | 1 | 1500 |  | 1 | 1500
P107 | 2015 | RS2096539A | P | 2015-03-19 | PENTAIR | 342000 | 100 | 1 | 1500 |  | 1 | 1500 |  | 1 | 1500
P107 | 2015 | RS6061208A | P | 2015-06-19 | PENTAIR | 11018 | 100 | 1 | 1500 |  | 1 | 1500 |  | 1 | 1500
P107 | 2015 | RS6063728A | P | 2015-07-27 | PENTAIR | 11017 | 100 | 1 | 1500 |  | 1 | 1500 |  | 1 | 1500
P107 | 2015 | RS6071722A | P | 2015-11-03 | PENTAIR | 11018 | 100 | 1 | 1500 |  | 1 | 1500 |  | 1 | 1500
P107 | 2015 | RS2112440A | P | 2015-09-25 | PENTAIR | 11018 | 100 | 1 | 1500 |  | 1 | 1500 |  | 1 | 1500
P107 | 2015 | RS2113417A | P | 2015-10-06 | PENTAIR | 11018 | 100 | 1 | 1500 |  | 1 | 1500 |  | 1 | 1500
P107 | 2015 | RS2105274A | P | 2015-07-07 | PENTAIR | 11018 | 100 | 1 | 1500 |  | 1 | 1500 |  | 1 | 1500
P107 | 2015 | RS2103336A | P | 2015-07-07 | PENTAIR | 342001 | 100 | 1 | 1500 |  | 1 | 1500 |  | 1 | 1500
P107 | 2014 | RS2059540A | P | 2014-04-23 | PENTAIR | 11018 | 100 | 1 | 1500 |  | 1 | 1500 |  | 1 | 1500
P107 | 2014 | RS2079000A | P | 2014-10-07 | PENTAIR | 11018 | 100 | 1 | 1500 |  | 1 | 1500 |  | 1 | 1500
P107 | 2015 | RS2105276A | P | 2015-10-21 | PENTAIR | 11018 | 100 | 1 | 1500 |  | 1 | 1500 |  | 1 | 1500
P107 | 2015 | RS2110090A | P | 2015-08-28 | PENTAIR | 11018 | 100 | 1 | 1500 |  | 1 | 1500 |  | 1 | 1500
P107 | 2015 | RS2103230A | P | 2015-07-07 | PENTAIR | 11018 | 100 | 1 | 1500 |  | 1 | 1500 |  | 1 | 1500
P107 | 2015 | RS2103806A | P | 2015-06-19 | PENTAIR | 11018 | 100 | 1 | 1500 |  | 1 | 1500 |  | 1 | 1500
P107 | 2015 | RS2104247A | P | 2015-06-25 | PENTAIR | 11018 | 100 | 1 | 1500 |  | 1 | 1500 |  | 1 | 1500
P107 | 2014 | RS2058004A | P | 2014-04-08 | PENTAIR | 11018 | 100 | 1 | 1500 |  | 1 | 1500 |  | 1 | 1500
P107 | 2015 | RS2102366A | P | 2015-07-01 | PENTAIR | 11018 | 100 | 1 | 1500 |  | 1 | 1500 |  | 1 | 1500
P107 | 2014 | RS2055874A | P | 2014-03-14 | PENTAIR | 11018 | 100 | 1 | 1500 |  | 1 | 1500 |  | 1 | 1500
P107 | 2014 | RS2074813A | P | 2014-09-03 | PENTAIR | 11018 | 100 | 1 | 1500 |  | 1 | 1500 |  | 1 | 1500
P107 | 2015 | RS2099213A | P | 2015-04-24 | PENTAIR | 11018 | 100 | 1 | 1500 |  | 1 | 1500 |  | 1 | 1500
P107 | 2015 | RS2096745A | P | 2015-03-23 | PENTAIR | 342000 | 100 | 1 | 1500 |  | 1 | 1500 |  | 1 | 1500
P107 | 2015 | RS2096246A | P | 2015-03-30 | PENTAIR | 11018 | 100 | 1 | 1500 |  | 1 | 1500 |  | 1 | 1500
P107 | 2014 | RS6047408A | P | 2014-12-23 | PENTAIR | 11018 | 100 | 1 | 1500 |  | 1 | 1500 |  | 1 | 1500
P107 | 2015 | RS2110551A | P | 2015-09-03 | PENTAIR | 11018 | 100 | 1 | 1500 |  | 1 | 1500 |  | 1 | 1500
P107 | 2015 | RS2108602A | P | 2015-08-13 | PENTAIR | 11018 | 100 | 1 | 1500 |  | 1 | 1500 |  | 1 | 1500
P107 | 2014 | RS2067630A | P | 2014-07-08 | PENTAIR | 11018 | 100 | 1 | 1500 |  | 1 | 1500 |  | 1 | 1500
P107 | 2014 | RS2066120A | P | 2014-06-24 | PENTAIR | 11018 | 100 | 1 | 1500 |  | 1 | 1500 |  | 1 | 1500
P107 | 2014 | RS2079982A | P | 2014-10-15 | PENTAIR | 11018 | 100 | 1 | 1500 |  | 1 | 1500 |  | 1 | 1500
P107 | 2015 | RS2120620A | P | 2015-12-29 | PENTAIR | 342001 | 100 | 1 | 1500 |  | 1 | 1500 |  | 1 | 1500
P107 | 2014 | RS2065785A | P | 2014-06-20 | PENTAIR | 11008 | 100 | 1 | 1500 |  | 1 | 1500 |  | 1 | 1500
P107 | 2015 | RS2099212A | P | 2015-04-24 | PENTAIR | 11018 | 100 | 1 | 1500 |  | 1 | 1500 |  | 1 | 1500
P107 | 2014 | RS2088448A | P | 2014-12-30 | PENTAIR | 11018 | 100 | 1 | 1500 |  | 1 | 1500 |  | 1 | 1500
P107 | 2014 | RS2089274A | P | 2015-01-08 | PENTAIR | 11018 | 100 | 1 | 1500 |  | 1 | 1500 |  | 1 | 1500
P107 | 2015 | RS2115519A | P | 2015-10-29 | PENTAIR | 11018 | 100 | 1 | 1500 |  | 1 | 1500 |  | 1 | 1500
P107 | 2015 | RS2117858A | P | 2015-11-24 | PENTAIR | INT-VS / 022005 | 100 | 1 | 1500 |  | 1 | 1500 |  | 1 | 1500
P107 | 2015 | RS2110795A | P | 2015-09-08 | PENTAIR | 11018 | 100 | 1 | 1500 |  | 1 | 1500 |  | 1 | 1500
P107 | 2015 | RS2108425A | P | 2015-08-11 | PENTAIR | 342001 | 100 | 1 | 1500 |  | 1 | 1500 |  | 1 | 1500
P107 | 2014 | RS2069303A | P | 2014-07-23 | PENTAIR | 11018 | 100 | 1 | 1500 |  | 1 | 1500 |  | 1 | 1500
P107 | 2014 | RS2063596A | P | 2014-06-03 | PENTAIR | 11008 | 100 | 1 | 1500 |  | 1 | 1500 |  | 1 | 1500
P107 | 2014 | RS2055106A | P | 2014-03-10 | PENTAIR | 11018 | 100 | 1 | 1500 |  | 1 | 1500 |  | 1 | 1500
P107 | 2014 | RS2063080A | P | 2014-05-30 | PENTAIR | 11018 | 100 | 1 | 1500 |  | 1 | 1500 |  | 1 | 1500
P107 | 2014 | RS2047386A | P | 2014-01-13 | PENTAIR | 11018 | 100 | 1 | 1500 |  | 1 | 1500 |  | 1 | 1500
P107 | 2015 | RS2100531A | P | 2015-05-12 | PENTAIR | 11018 | 100 | 1 | 1500 |  | 1 | 1500 |  | 1 | 1500
P107 | 2015 | RS2111416A | P | 2015-09-16 | PENTAIR | 11018 | 100 | 1 | 1500 |  | 1 | 1500 |  | 1 | 1500
P107 | 2015 | RS2110546A | P | 2015-09-03 | PENTAIR | 11018 | 100 | 1 | 1500 |  | 1 | 1500 |  | 1 | 1500
P107 | 2015 | RS2113374A | P | 2015-10-06 | PENTAIR | 342001 | 100 | 1 | 1500 |  | 1 | 1500 |  | 1 | 1500
P107 | 2015 | RS2113381A | P | 2015-10-06 | PENTAIR | 342001 | 100 | 1 | 1500 |  | 1 | 1500 |  | 1 | 1500
P107 | 2015 | RS2116824A | P | 2015-11-13 | PENTAIR | 11018 | 100 | 1 | 1500 |  | 1 | 1500 |  | 1 | 1500
P107 | 2015 | RS2116174A | P | 2015-11-23 | PENTAIR | 11018 | 100 | 1 | 1500 |  | 1 | 1500 |  | 1 | 1500
P107 | 2015 | RS2099724A | P | 2015-06-26 | PENTAIR | 342001 | 100 | 1 | 1500 |  | 1 | 1500 |  | 1 | 1500
P107 | 2014 | RS2057670A | P | 2014-04-08 | PENTAIR | 11018 | 100 | 1 | 1500 |  | 1 | 1500 |  | 1 | 1500
P107 | 2014 | RS2073787A | P | 2014-08-26 | PENTAIR | 11018 | 100 | 1 | 1500 |  | 1 | 1500 |  | 1 | 1500
P107 | 2014 | RS2048954A | P | 2014-01-16 | PENTAIR | 11018 | 100 | 1 | 1500 |  | 1 | 1500 |  | 1 | 1500
P107 | 2015 | RS6067282A | P | 2015-08-20 | PENTAIR | 11018 | 100 | 1 | 1500 |  | 1 | 1500 |  | 1 | 1500
P107 | 2015 | RS2107743A | P | 2015-08-04 | PENTAIR | 11018 | 100 | 1 | 1500 |  | 1 | 1500 |  | 1 | 1500
P107 | 2015 | RS2111631A | P | 2015-09-18 | PENTAIR | 11018 | 100 | 1 | 1500 |  | 1 | 1500 |  | 1 | 1500
P107 | 2015 | RS2096717A | P | 2015-03-23 | PENTAIR | 342000 | 100 | 1 | 1500 |  | 1 | 1500 |  | 1 | 1500
P107 | 2015 | RS2093943A | P | 2015-02-17 | PENTAIR | 342000 | 100 | 1 | 1500 |  | 1 | 1500 |  | 1 | 1500
P107 | 2015 | RS2118790A | P | 2015-12-08 | PENTAIR | 11018 | 100 | 1 | 1500 |  | 1 | 1500 |  | 1 | 1500
P107 | 2015 | RS2113377A | P | 2015-10-16 | PENTAIR | 342001 | 100 | 1 | 1500 |  | 1 | 1500 |  | 1 | 1500
P107 | 2015 | RS2107751A | P | 2015-08-14 | PENTAIR | 342001 | 100 | 1 | 1500 |  | 1 | 1500 |  | 1 | 1500
P107 | 2015 | RS2113375A | P | 2015-10-06 | PENTAIR | 342001 | 100 | 1 | 1500 |  | 1 | 1500 |  | 1 | 1500
P107 | 2015 | RS2101323A | P | 2015-06-09 | PENTAIR | 11018 | 100 | 1 | 1500 |  | 1 | 1500 |  | 1 | 1500
P107 | 2015 | RS2094725A | P | 2015-02-26 | PENTAIR | 342000 | 100 | 1 | 1500 |  | 1 | 1500 |  | 1 | 1500
P107 | 2015 | RS6074339A | P | 2015-12-18 | PENTAIR | 11018 | 100 | 1 | 1500 |  | 1 | 1500 |  | 1 | 1500
P107 | 2015 | RS2105273A | P | 2015-07-07 | PENTAIR | 11018 | 100 | 1 | 1500 |  | 1 | 1500 |  | 1 | 1500
P107 | 2015 | RS6068595A | P | 2015-09-14 | PENTAIR | 11018 | 100 | 1 | 1500 |  | 1 | 1500 |  | 1 | 1500
P107 | 2014 | RS2063069A | P | 2014-05-30 | PENTAIR | 11018 | 100 | 1 | 1500 |  | 1 | 1500 |  | 1 | 1500
P107 | 2014 | RS6035077B | P | 2014-09-11 | PENTAIR | 11018 | 100 | 1 | 1500 |  | 1 | 1500 |  | 1 | 1500
P107 | 2014 | RS2076730A | P | 2014-09-18 | PENTAIR | 11018 | 100 | 1 | 1500 |  | 1 | 1500 |  | 1 | 1500
P107 | 2015 | RS2096012A | P | 2015-03-17 | PENTAIR | 342000 | 100 | 1 | 1500 |  | 1 | 1500 |  | 1 | 1500
P107 | 2015 | RS2110172A | P | 2015-08-31 | PENTAIR | 11018 | 100 | 1 | 1500 |  | 1 | 1500 |  | 1 | 1500
P107 | 2014 | RS2058308A | P | 2014-04-09 | PENTAIR | 11018 | 100 | 1 | 1500 |  | 1 | 1500 |  | 1 | 1500
P107 | 2014 | RS2059767A | P | 2014-04-25 | PENTAIR | 11018 | 100 | 1 | 1500 |  | 1 | 1500 |  | 1 | 1500
P107 | 2015 | RS2103055A | P | 2015-06-12 | PENTAIR | 11018 | 100 | 1 | 1500 |  | 1 | 1500 |  | 1 | 1500
P107 | 2015 | RS2110594A | P | 2015-09-03 | PENTAIR | 11018 | 100 | 1 | 1500 |  | 1 | 1500 |  | 1 | 1500
P107 | 2015 | RS2101425A | P | 2015-05-26 | PENTAIR | 11018 | 100 | 1 | 1500 |  | 1 | 1500 |  | 1 | 1500
P107 | 2015 | RS2100432A | P | 2015-05-12 | PENTAIR | 11018 | 100 | 1 | 1500 |  | 1 | 1500 |  | 1 | 1500
P107 | 2014 | RS2063765A | P | 2014-06-20 | PENTAIR | 11018 | 100 | 1 | 1500 |  | 1 | 1500 |  | 1 | 1500
P107 | 2014 | RS2063397A | P | 2014-05-30 | PENTAIR | 11018 | 100 | 1 | 1500 |  | 1 | 1500 |  | 1 | 1500
P107 | 2015 | RS2110537A | P | 2015-09-03 | PENTAIR | 11018 | 100 | 1 | 1500 |  | 1 | 1500 |  | 1 | 1500
P107 | 2015 | RS6062256A | P | 2015-07-01 | PENTAIR | 11018 | 100 | 1 | 1500 |  | 1 | 1500 |  | 1 | 1500
P107 | 2014 | RS2083417A | P | 2014-11-13 | PENTAIR | 11018 | 100 | 1 | 1500 |  | 1 | 1500 |  | 1 | 1500
P107 | 2015 | RS2096746A | P | 2015-03-23 | PENTAIR | 342000 | 100 | 1 | 1500 |  | 1 | 1500 |  | 1 | 1500
P107 | 2015 | RS6057171A | P | 2015-04-10 | PENTAIR | 11012 | 100 | 1 | 1500 |  | 1 | 1500 |  | 1 | 1500
P107 | 2015 | RS2117892A | P | 2015-12-08 | PENTAIR | 11018 | 100 | 1 | 1500 |  | 1 | 1500 |  | 1 | 1500
P107 | 2014 | RS2076578A | P | 2014-09-17 | PENTAIR | 11018 | 100 | 1 | 1500 |  | 1 | 1500 |  | 1 | 1500
P107 | 2015 | RS2095883A | P | 2015-04-06 | PENTAIR | 11018 | 100 | 1 | 1500 |  | 1 | 1500 |  | 1 | 1500
P107 | 2015 | RS2112441A | P | 2015-09-25 | PENTAIR | 11018 | 100 | 1 | 1500 |  | 1 | 1500 |  | 1 | 1500
P107 | 2015 | RS2096145A | P | 2015-03-16 | PENTAIR | 342000 | 100 | 1 | 1500 |  | 1 | 1500 |  | 1 | 1500
P107 | 2015 | RS2110479A | P | 2015-09-02 | PENTAIR | 11018 | 100 | 1 | 1500 |  | 1 | 1500 |  | 1 | 1500
P107 | 2015 | RS2117535A | P | 2015-11-20 | PENTAIR | 11018 | 100 | 1 | 1500 |  | 1 | 1500 |  | 1 | 1500
P107 | 2014 | RS2067333A | P | 2014-07-03 | PENTAIR | 11018 | 100 | 1 | 1500 |  | 1 | 1500 |  | 1 | 1500
P107 | 2015 | RS2101145A | P | 2015-05-21 | PENTAIR | 11018 | 100 | 1 | 1500 |  | 1 | 1500 |  | 1 | 1500
P107 | 2015 | RS2101073A | P | 2015-05-21 | PENTAIR | 11018 | 100 | 1 | 1500 |  | 1 | 1500 |  | 1 | 1500
P107 | 2015 | RS2094075A | P | 2015-02-18 | PENTAIR | 342000 | 100 | 1 | 1500 |  | 1 | 1500 |  | 1 | 1500
P107 | 2015 | RS2094311A | P | 2015-02-24 | PENTAIR | 11018 | 100 | 1 | 1500 |  | 1 | 1500 |  | 1 | 1500
P107 | 2015 | RS2108892A | P | 2015-08-14 | PENTAIR | 11018 | 100 | 1 | 1500 |  | 1 | 1500 |  | 1 | 1500
P107 | 2014 | RS2085533A | P | 2014-12-08 | PENTAIR | 342000 | 100 | 1 | 1500 |  | 1 | 1500 |  | 1 | 1500
P107 | 2015 | RS2096552A | P | 2015-03-19 | PENTAIR | 11018 | 100 | 1 | 1500 |  | 1 | 1500 |  | 1 | 1500
P107 | 2015 | RS2108645A | P | 2015-08-13 | PENTAIR | 11018 | 100 | 1 | 1500 |  | 1 | 1500 |  | 1 | 1500
P107 | 2015 | RS2112442A | P | 2015-09-25 | PENTAIR | 342000 | 100 | 1 | 1500 |  | 1 | 1500 |  | 1 | 1500
P107 | 2015 | RS2101847A | P | 2015-05-28 | PENTAIR | 342001 | 100 | 1 | 1500 |  | 1 | 1500 |  | 1 | 1500
P107 | 2015 | RS2094077A | P | 2015-02-18 | PENTAIR | 342000 | 100 | 1 | 1500 |  | 1 | 1500 |  | 1 | 1500
P107 | 2014 | RS2081960A | P | 2014-11-06 | PENTAIR | 11018 | 100 | 1 | 1500 |  | 1 | 1500 |  | 1 | 1500
P107 | 2015 | RS6073261A | P | 2015-12-02 | PENTAIR | 11018 | 100 | 1 | 1500 |  | 1 | 1500 |  | 1 | 1500
P107 | 2015 | RS2110539A | P | 2015-09-03 | PENTAIR | 342001 | 100 | 1 | 1500 |  | 1 | 1500 |  | 1 | 1500
P107 | 2014 | RS6027393A | P | 2014-06-04 | PENTAIR | 342000 | 100 | 1 | 1500 |  | 1 | 1500 |  | 1 | 1500
P107 | 2015 | RS2100209A | P | 2015-05-07 | PENTAIR | 11018 | 100 | 1 | 1500 |  | 1 | 1500 |  | 1 | 1500
P107 | 2015 | RS2094500A | P | 2015-02-24 | PENTAIR | 11018 | 100 | 1 | 1500 |  | 1 | 1500 |  | 1 | 1500
P107 | 2015 | RS2108122A | P | 2015-08-07 | PENTAIR | 342001 | 100 | 1 | 1500 |  | 1 | 1500 |  | 1 | 1500
P107 | 2015 | RS2110401A | P | 2015-09-02 | PENTAIR | 11018 | 100 | 1 | 1500 |  | 1 | 1500 |  | 1 | 1500
P107 | 2015 | RS2118835A | P | 2015-12-10 | PENTAIR | 11018 | 100 | 1 | 1500 |  | 1 | 1500 |  | 1 | 1500
P107 | 2014 | RS2067146A | P | 2014-07-03 | STA-RITE | P6E6VS4H-209L | 100 | 1 | 1500 |  | 1 | 1500 |  | 1 | 1500
P107 | 2014 | RS2088509A | P | 2014-12-30 | STA-RITE | P6E6VS4H-209L | 100 | 1 | 1500 |  | 1 | 1500 |  | 1 | 1500
P107 | 2015 | RS2092535A | P | 2015-02-04 | STA-RITE | P6E6VS4H-209L | 100 | 1 | 1500 |  | 1 | 1500 |  | 1 | 1500
P107 | 2014 | RS2061027A | P | 2014-05-08 | STA-RITE | P6E6VS4H-209L | 100 | 1 | 1500 |  | 1 | 1500 |  | 1 | 1500
P107 | 2014 | RS2069487A | P | 2014-07-23 | STA-RITE | P6E6VS4H-209L | 100 | 1 | 1500 |  | 1 | 1500 |  | 1 | 1500
P107 | 2014 | RS2085415A | P | 2014-12-05 | STA-RITE | P6E6VS4H-209L | 100 | 1 | 1500 |  | 1 | 1500 |  | 1 | 1500
P107 | 2015 | RS2094732A | P | 2015-02-26 | STA-RITE | P6E6VS4H-209L | 100 | 1 | 1500 |  | 1 | 1500 |  | 1 | 1500
P107 | 2015 | RS2115246A | P | 2015-10-28 | STA-RITE | P6E6VS4H-209L | 100 | 1 | 1500 |  | 1 | 1500 |  | 1 | 1500
P107 | 2014 | RS2080774A | P | 2014-10-22 | STA-RITE | P6E6VS4H-209L | 100 | 1 | 1500 |  | 1 | 1500 |  | 1 | 1500
P107 | 2015 | RS2108431A | P | 2015-08-11 | STA-RITE | P6E6VS4H-209L | 100 | 1 | 1500 |  | 1 | 1500 |  | 1 | 1500
P107 | 2015 | RS2105187A | P | 2015-07-07 | STA-RITE | P6E6VS4H-209L | 100 | 1 | 1500 |  | 1 | 1500 |  | 1 | 1500
P107 | 2015 | RS2110328A | P | 2015-09-02 | STA-RITE | P6E6VS4H-209L | 100 | 1 | 1500 |  | 1 | 1500 |  | 1 | 1500
P107 | 2015 | RS2119358A | P | 2015-12-11 | STA-RITE | P6E6VS4H-209L | 100 | 1 | 1500 |  | 1 | 1500 |  | 1 | 1500
P107 | 2014 | RS2067169A | P | 2014-08-11 | STA-RITE | P6E6VS4H-209L | 100 | 1 | 1500 |  | 1 | 1500 |  | 1 | 1500
P107 | 2014 | RS2080718A | P | 2014-10-22 | STA-RITE | P6E6VS4H-209L | 100 | 1 | 1500 |  | 1 | 1500 |  | 1 | 1500
P107 | 2014 | RS2080719A | P | 2014-10-22 | STA-RITE | P6E6VS4H-209L | 100 | 1 | 1500 |  | 1 | 1500 |  | 1 | 1500
P107 | 2014 | RS2081123A | P | 2014-10-28 | STA-RITE | P6E6VS4H-209L | 100 | 1 | 1500 |  | 1 | 1500 |  | 1 | 1500
P107 | 2014 | RS2081122A | P | 2014-10-28 | STA-RITE | P6E6VS4H-209L | 100 | 1 | 1500 |  | 1 | 1500 |  | 1 | 1500
P107 | 2015 | RS6058261A | P | 2015-04-27 | STA-RITE | P6E6VS4H-209L | 100 | 1 | 1500 |  | 1 | 1500 |  | 1 | 1500
P107 | 2015 | RS2107769A | P | 2015-08-04 | STA-RITE | P6E6VS4H-209L | 100 | 1 | 1500 |  | 1 | 1500 |  | 1 | 1500
P107 | 2014 | RS2065553A | P | 2014-06-18 | STA-RITE | P6E6VS4H-209L | 100 | 1 | 1500 |  | 1 | 1500 |  | 1 | 1500
P107 | 2014 | RS2051969A | P | 2014-05-08 | STA-RITE | P6E6VS4H-209L | 100 | 1 | 1500 |  | 1 | 1500 |  | 1 | 1500
P107 | 2014 | RS2087080A | P | 2014-12-18 | STA-RITE | P6E6VS4H-209L | 100 | 1 | 1500 |  | 1 | 1500 |  | 1 | 1500
P107 | 2014 | RS6031438A | P | 2014-08-01 | STA-RITE | P6E6VS4H-209L | 100 | 1 | 1500 |  | 1 | 1500 |  | 1 | 1500
P107 | 2015 | RS2096206A | P | 2015-03-17 | STA-RITE | P6E6VS4H-209L | 100 | 1 | 1500 |  | 1 | 1500 |  | 1 | 1500
P107 | 2015 | RS2112109A | P | 2015-10-15 | STA-RITE | P6E6VS4H-209L | 100 | 1 | 1500 |  | 1 | 1500 |  | 1 | 1500
P107 | 2015 | RS2112108A | P | 2015-10-15 | STA-RITE | P6E6VS4H-209L | 100 | 1 | 1500 |  | 1 | 1500 |  | 1 | 1500
P107 | 2015 | RS2115354A | P | 2015-10-28 | STA-RITE | P6E6VS4H-209L | 100 | 1 | 1500 |  | 1 | 1500 |  | 1 | 1500
P107 | 2015 | RS2090966A | P | 2015-01-16 | STA-RITE | P6E6VS4H-209L | 100 | 1 | 1500 |  | 1 | 1500 |  | 1 | 1500
P107 | 2014 | RS2086991A | P | 2014-12-17 | STA-RITE | P6E6VS4H-209L | 100 | 1 | 1500 |  | 1 | 1500 |  | 1 | 1500
P107 | 2015 | RS2105110A | P | 2015-07-08 | STA-RITE | P6E6VS4H-209L | 100 | 1 | 1500 |  | 1 | 1500 |  | 1 | 1500
P107 | 2015 | RS2108962A | P | 2015-08-14 | STA-RITE | P6E6VS4H-209L | 100 | 1 | 1500 |  | 1 | 1500 |  | 1 | 1500
P107 | 2015 | RS2115045A | P | 2015-10-27 | STA-RITE | P6E6VS4H-209L | 100 | 1 | 1500 |  | 1 | 1500 |  | 1 | 1500
P107 | 2015 | RS2118865A | P | 2015-12-10 | STA-RITE | P6E6VS4H-209L | 100 | 1 | 1500 |  | 1 | 1500 |  | 1 | 1500
P107 | 2014 | RS2081791A | P | 2014-12-17 | STA-RITE | P6E6VS4H-209L | 100 | 1 | 1500 |  | 1 | 1500 |  | 1 | 1500
P107 | 2014 | RS2086382A | P | 2014-12-15 | STA-RITE | P6E6VS4H-209L | 100 | 1 | 1500 |  | 1 | 1500 |  | 1 | 1500
P107 | 2015 | RS2106421A | P | 2015-07-22 | STA-RITE | P6E6VS4H-209L | 100 | 1 | 1500 |  | 1 | 1500 |  | 1 | 1500
P107 | 2015 | RS2117529A | P | 2015-11-20 | STA-RITE | P6E6VS4H-209L | 100 | 1 | 1500 |  | 1 | 1500 |  | 1 | 1500
P107 | 2015 | RS6067561A | P | 2015-09-17 | STA-RITE | P6E6VS4H-209L | 100 | 1 | 1500 |  | 1 | 1500 |  | 1 | 1500
P107 | 2015 | RS6050226A | P | 2015-01-13 | STA-RITE | P6E6VS4H-209L | 100 | 1 | 1500 |  | 1 | 1500 |  | 1 | 1500
P107 | 2015 | RS2108276A | P | 2015-08-11 | STA-RITE | P6E6VS4H-209L | 100 | 1 | 1500 |  | 1 | 1500 |  | 1 | 1500
P107 | 2015 | RS2104624A | P | 2015-07-17 | STA-RITE | P6E6VS4H-209L | 100 | 1 | 1500 |  | 1 | 1500 |  | 1 | 1500
P107 | 2014 | RS6045399A | P | 2014-12-09 | STA-RITE | P6E6VS4H-209L | 100 | 1 | 1500 |  | 1 | 1500 |  | 1 | 1500
P107 | 2015 | RS2090978A | P | 2015-01-16 | STA-RITE | P6E6VS4H-209L | 100 | 1 | 1500 |  | 1 | 1500 |  | 1 | 1500
P107 | 2014 | RS2084007A | P | 2014-11-20 | STA-RITE | P6E6VS4H-209L | 100 | 1 | 1500 |  | 1 | 1500 |  | 1 | 1500
P107 | 2015 | RS2115313A | P | 2015-10-28 | STA-RITE | P6E6VS4H-209L | 100 | 1 | 1500 |  | 1 | 1500 |  | 1 | 1500
P107 | 2015 | RS2092539A | P | 2015-02-04 | STA-RITE | P6E6VS4H-209L | 100 | 1 | 1500 |  | 1 | 1500 |  | 1 | 1500
P107 | 2014 | RS2081781A | P | 2014-11-04 | STA-RITE | P6E6VS4H-209L | 100 | 1 | 1500 |  | 1 | 1500 |  | 1 | 1500
P107 | 2015 | RS2114214A | P | 2015-10-27 | STA-RITE | P6E6VS4H-209L | 100 | 1 | 1500 |  | 1 | 1500 |  | 1 | 1500
P107 | 2015 | RS6067980A | P | 2015-09-01 | STA-RITE | P6E6VS4H-209L | 100 | 1 | 1500 |  | 1 | 1500 |  | 1 | 1500
P107 | 2015 | RS2111910A | P | 2015-09-22 | STA-RITE | P6E6VS4H-209L | 100 | 1 | 1500 |  | 1 | 1500 |  | 1 | 1500
P107 | 2015 | RS2118671A | P | 2015-12-11 | STA-RITE | P6E6VS4H-209L | 100 | 1 | 1500 |  | 1 | 1500 |  | 1 | 1500
P107 | 2015 | RS2108835A | P | 2015-08-14 | STA-RITE | P6E6VS4H-209L | 100 | 1 | 1500 |  | 1 | 1500 |  | 1 | 1500
P107 | 2015 | RS2103843A | P | 2015-06-19 | STA-RITE | P6E6VS4H-209L | 100 | 1 | 1500 |  | 1 | 1500 |  | 1 | 1500
P107 | 2015 | RS2099754A | P | 2015-05-04 | STA-RITE | P6E6VS4H-209L | 100 | 1 | 1500 |  | 1 | 1500 |  | 1 | 1500
P107 | 2014 | RS2058002A | P | 2014-04-08 | STA-RITE | P6E6VS4H-209L | 100 | 1 | 1500 |  | 1 | 1500 |  | 1 | 1500
P107 | 2015 | RS2093836A | P | 2015-02-17 | STA-RITE | P6E6VS4H-209L | 100 | 1 | 1500 |  | 1 | 1500 |  | 1 | 1500
P107 | 2015 | RS6067245A | P | 2015-09-03 | STA-RITE | P6E6VS4H-209L | 100 | 1 | 1500 |  | 1 | 1500 |  | 1 | 1500
P107 | 2015 | RS2115312A | P | 2015-10-28 | STA-RITE | P6E6VS4H-209L | 100 | 1 | 1500 |  | 1 | 1500 |  | 1 | 1500
P107 | 2014 | RS2089143A | P | 2015-01-08 | STA-RITE | P6E6VS4H-209L | 100 | 1 | 1500 |  | 1 | 1500 |  | 1 | 1500
P107 | 2015 | RS2106370A | P | 2015-07-22 | STA-RITE | P6E6VS4H-209L | 100 | 1 | 1500 |  | 1 | 1500 |  | 1 | 1500
P107 | 2014 | RS2067135A | P | 2014-07-07 | STA-RITE | P6E6VS4H-209L | 100 | 1 | 1500 |  | 1 | 1500 |  | 1 | 1500
P107 | 2014 | RS2066380A | P | 2014-06-26 | STA-RITE | P6E6VS4H-209L | 100 | 1 | 1500 |  | 1 | 1500 |  | 1 | 1500
P107 | 2014 | RS2067179A | P | 2014-07-28 | STA-RITE | P6E6VS4H-209L | 100 | 1 | 1500 |  | 1 | 1500 |  | 1 | 1500
P107 | 2014 | RS2085730A | P | 2014-12-09 | STA-RITE | P6E6VS4H-209L | 100 | 1 | 1500 |  | 1 | 1500 |  | 1 | 1500
P107 | 2015 | RS2118840A | P | 2015-12-10 | STA-RITE | P6E6VS4H-209L | 100 | 1 | 1500 |  | 1 | 1500 |  | 1 | 1500
P107 | 2015 | RS2118860A | P | 2015-12-10 | STA-RITE | P6E6VS4H-209L | 100 | 1 | 1500 |  | 1 | 1500 |  | 1 | 1500
P107 | 2015 | RS2114738A | P | 2015-10-22 | STA-RITE | P6E6VS4H-209L | 100 | 1 | 1500 |  | 1 | 1500 |  | 1 | 1500
P107 | 2014 | RS2073181A | P | 2014-08-21 | STA-RITE | P6E6VS4H-209L | 100 | 1 | 1500 |  | 1 | 1500 |  | 1 | 1500
P107 | 2015 | RS6055206A | P | 2015-03-12 | STA-RITE | P6E6VS4H-209L | 100 | 1 | 1500 |  | 1 | 1500 |  | 1 | 1500
P107 | 2014 | RS6049978A | P | 2014-02-07 | STA-RITE | P6E6VS4H-209L | 100 | 1 | 1500 |  | 1 | 1500 |  | 1 | 1500
P107 | 2015 | RS2093150A | P | 2015-02-09 | STA-RITE | P6E6VS4H-209L | 100 | 1 | 1500 |  | 1 | 1500 |  | 1 | 1500
P107 | 2014 | RS2081337A | P | 2014-10-29 | STA-RITE | P6E6VS4H-209L | 100 | 1 | 1500 |  | 1 | 1500 |  | 1 | 1500
P107 | 2015 | RS2120826A | P | 2015-12-29 | STA-RITE | P6E6VS4H-209L | 100 | 1 | 1500 |  | 1 | 1500 |  | 1 | 1500
P107 | 2014 | RS2048287A | P | 2014-01-30 | STA-RITE | P6E6VS4H-209L | 100 | 1 | 1500 |  | 1 | 1500 |  | 1 | 1500
P107 | 2014 | RS2076731A | P | 2014-09-18 | STA-RITE | P6E6VS4H-209L | 100 | 1 | 1500 |  | 1 | 1500 |  | 1 | 1500
P107 | 2014 | RS2084307A | P | 2014-11-25 | STA-RITE | P6E6VS4H-209L | 100 | 1 | 1500 |  | 1 | 1500 |  | 1 | 1500
P107 | 2014 | RS6035739A | P | 2014-09-04 | STA-RITE | P6E6VS4H-209L | 100 | 1 | 1500 |  | 1 | 1500 |  | 1 | 1500
P107 | 2014 | RS2082166A | P | 2014-11-05 | STA-RITE | P6E6VS4H-209L | 100 | 1 | 1500 |  | 1 | 1500 |  | 1 | 1500
P107 | 2015 | RS2108179A | P | 2015-08-10 | STA-RITE | P6E6VS4H-209L | 100 | 1 | 1500 |  | 1 | 1500 |  | 1 | 1500
P107 | 2015 | RS2097668A | P | 2015-04-06 | STA-RITE | P6E6VS4H-209L | 100 | 1 | 1500 |  | 1 | 1500 |  | 1 | 1500
P107 | 2015 | RS6068066A | P | 2015-09-17 | STA-RITE | P6E6VS4H-209L | 100 | 1 | 1500 |  | 1 | 1500 |  | 1 | 1500
P107 | 2015 | RS2111984A | P | 2015-09-25 | STA-RITE | P6E6VS4H-209L | 100 | 1 | 1500 |  | 1 | 1500 |  | 1 | 1500
P107 | 2014 | RS6025656A | P | 2014-05-29 | STA-RITE | P6E6VS4H-209L | 100 | 1 | 1500 |  | 1 | 1500 |  | 1 | 1500
P107 | 2014 | RS6027910A | P | 2014-06-09 | STA-RITE | P6E6VS4H-209L | 100 | 1 | 1500 |  | 1 | 1500 |  | 1 | 1500
P107 | 2014 | RS2080703A | P | 2014-10-22 | STA-RITE | P6E6VS4H-209L | 100 | 1 | 1500 |  | 1 | 1500 |  | 1 | 1500
P107 | 2015 | RS2093381A | P | 2015-02-12 | STA-RITE | P6E6VS4H-209L | 100 | 1 | 1500 |  | 1 | 1500 |  | 1 | 1500
P107 | 2015 | RS2092544A | P | 2015-02-04 | STA-RITE | P6E6VS4H-209L | 100 | 1 | 1500 |  | 1 | 1500 |  | 1 | 1500
P107 | 2014 | RS2081437A | P | 2014-10-29 | STA-RITE | P6E6VS4H-209L | 100 | 1 | 1500 |  | 1 | 1500 |  | 1 | 1500
P107 | 2015 | RS2113420A | P | 2015-10-16 | STA-RITE | P6E6VS4H-209L | 100 | 1 | 1500 |  | 1 | 1500 |  | 1 | 1500
P107 | 2014 | RS2055950A | P | 2014-03-17 | STA-RITE | P6E6VS4H-209L | 100 | 1 | 1500 |  | 1 | 1500 |  | 1 | 1500
P107 | 2014 | RS2087088A | P | 2014-12-18 | STA-RITE | P6E6VS4H-209L | 100 | 1 | 1500 |  | 1 | 1500 |  | 1 | 1500
P107 | 2014 | RS2074835A | P | 2014-09-04 | STA-RITE | P6E6VS4H-209L | 100 | 1 | 1500 |  | 1 | 1500 |  | 1 | 1500
P107 | 2014 | RS2081127A | P | 2014-10-28 | STA-RITE | P6E6VS4H-209L | 100 | 1 | 1500 |  | 1 | 1500 |  | 1 | 1500
P107 | 2014 | RS2086661A | P | 2014-12-17 | STA-RITE | P6E6VS4H-209L | 100 | 1 | 1500 |  | 1 | 1500 |  | 1 | 1500
P107 | 2015 | RS2106419A | P | 2015-07-22 | STA-RITE | P6E6VS4H-209L | 100 | 1 | 1500 |  | 1 | 1500 |  | 1 | 1500
P107 | 2014 | RS2055301A | P | 2014-03-11 | STA-RITE | P6E6VS4H-209L | 100 | 1 | 1500 |  | 1 | 1500 |  | 1 | 1500
P107 | 2014 | RS2072199A | P | 2014-10-08 | STA-RITE | P6E6VS4H-209L | 100 | 1 | 1500 |  | 1 | 1500 |  | 1 | 1500
P107 | 2014 | RS2080862A | P | 2014-10-23 | STA-RITE | P6E6VS4H-209L | 100 | 1 | 1500 |  | 1 | 1500 |  | 1 | 1500
P107 | 2015 | RS2117008A | P | 2015-11-18 | STA-RITE | P6E6VS4H-209L | 100 | 1 | 1500 |  | 1 | 1500 |  | 1 | 1500
P107 | 2015 | RS2103809A | P | 2015-06-19 | STA-RITE | P6E6VS4H-209L | 100 | 1 | 1500 |  | 1 | 1500 |  | 1 | 1500
P107 | 2015 | RS2111861A | P | 2015-09-23 | STA-RITE | P6E6VS4H-209L | 100 | 1 | 1500 |  | 1 | 1500 |  | 1 | 1500
P107 | 2014 | RS2067388A | P | 2014-07-07 | STA-RITE | P6E6VS4H-209L | 100 | 1 | 1500 |  | 1 | 1500 |  | 1 | 1500
P107 | 2015 | RS6068996A | P | 2015-12-21 | STA-RITE | P6E6VS4H-209L | 100 | 1 | 1500 |  | 1 | 1500 |  | 1 | 1500
P107 | 2015 | RS2115205A | P | 2015-10-27 | STA-RITE | P6E6VS4H-209L | 100 | 1 | 1500 |  | 1 | 1500 |  | 1 | 1500
P107 | 2015 | RS2092547A | P | 2015-02-04 | STA-RITE | P6E6VS4H-209L | 100 | 1 | 1500 |  | 1 | 1500 |  | 1 | 1500
P107 | 2015 | RS2110472A | P | 2015-09-02 | STA-RITE | P6E6VS4H-209L | 100 | 1 | 1500 |  | 1 | 1500 |  | 1 | 1500
P107 | 2014 | RS2067386A | P | 2014-07-07 | STA-RITE | P6E6VS4H-209L | 100 | 1 | 1500 |  | 1 | 1500 |  | 1 | 1500
P107 | 2014 | RS2081124A | P | 2014-10-28 | STA-RITE | P6E6VS4H-209L | 100 | 1 | 1500 |  | 1 | 1500 |  | 1 | 1500
P107 | 2015 | RS2092454A | P | 2015-02-04 | STA-RITE | P6E6VS4H-209L | 100 | 1 | 1500 |  | 1 | 1500 |  | 1 | 1500
P107 | 2015 | RS2117022A | P | 2015-11-17 | STA-RITE | P6E6VS4H-209L | 100 | 1 | 1500 |  | 1 | 1500 |  | 1 | 1500
P107 | 2014 | RS2046805A | P | 2014-01-10 | STA-RITE | P6E6VS4H-209L | 100 | 1 | 1500 |  | 1 | 1500 |  | 1 | 1500
P107 | 2015 | RS2105315A | P | 2015-07-08 | STA-RITE | P6E6VS4H-209L | 100 | 1 | 1500 |  | 1 | 1500 |  | 1 | 1500
P107 | 2015 | RS2107475A | P | 2015-07-29 | STA-RITE | P6E6VS4H-209L | 100 | 1 | 1500 |  | 1 | 1500 |  | 1 | 1500
P107 | 2014 | RS2056923A | P | 2014-03-26 | STA-RITE | P6E6VS4H-209L | 100 | 1 | 1500 |  | 1 | 1500 |  | 1 | 1500
P107 | 2015 | RS2113871A | P | 2015-10-12 | STA-RITE | P6E6VS4H-209L | 100 | 1 | 1500 |  | 1 | 1500 |  | 1 | 1500
P107 | 2014 | RS2080863A | P | 2014-10-23 | STA-RITE | P6E6VS4H-209L | 100 | 1 | 1500 |  | 1 | 1500 |  | 1 | 1500
P107 | 2014 | RS2067546A | P | 2014-07-07 | WATERWAY PLASTICS INC. | ECONO-VSA | 100 | 1 | 1500 |  | 1 | 1500 |  | 1 | 1500
P107 | 2014 | RS2072077A | P | 2014-08-29 | WATERWAY PLASTICS INC. | ECONO-VSA | 100 | 1 | 1500 |  | 1 | 1500 |  | 1 | 1500
P107 | 2014 | RS2083510A | P | 2014-11-17 | ZODIAC | JEP1.5 | 100 | 1 | 1500 |  | 1 | 1500 |  | 1 | 1500
P107 | 2014 | RS2072444A | P | 2014-08-14 | ZODIAC | VS-FHP 2.0 | 100 | 1 | 1500 |  | 1 | 1500 |  | 1 | 1500
P107 | 2015 | RS2095026A | P | 2015-03-03 | ZODIAC | JEP1.5 | 100 | 1 | 1500 |  | 1 | 1500 |  | 1 | 1500
P107 | 2015 | RS2093670A | P | 2015-02-13 | ZODIAC | JEP2.0 | 100 | 1 | 1500 |  | 1 | 1500 |  | 1 | 1500
P107 | 2014 | RS2060981A | P | 2014-05-08 | ZODIAC | VS-FHP 2.0 | 100 | 1 | 1500 |  | 1 | 1500 |  | 1 | 1500
P107 | 2014 | RS2081878A | P | 2014-11-03 | ZODIAC | VS-FHP 2.0 | 100 | 1 | 1500 |  | 1 | 1500 |  | 1 | 1500
P107 | 2014 | RS2075901A | P | 2014-09-30 | ZODIAC | JEP1.5 | 100 | 1 | 1500 |  | 1 | 1500 |  | 1 | 1500
P107 | 2014 | RS2086872A | P | 2014-12-17 | ZODIAC | JEP1.5 | 100 | 1 | 1500 |  | 1 | 1500 |  | 1 | 1500
P107 | 2015 | RS2110715A | P | 2015-09-04 | ZODIAC | JEP1.5 | 100 | 1 | 1500 |  | 1 | 1500 |  | 1 | 1500
P107 | 2014 | RS2060160A | P | 2014-04-29 | ZODIAC | VS-FHP 2.0 | 100 | 1 | 1500 |  | 1 | 1500 |  | 1 | 1500
P107 | 2015 | RS2095970A | P | 2015-03-13 | ZODIAC | VS-FHP1.0 | 100 | 1 | 1500 |  | 1 | 1500 |  | 1 | 1500
P107 | 2015 | RS2103054A | P | 2015-06-12 | ZODIAC | JEP2.0 | 100 | 1 | 1500 |  | 1 | 1500 |  | 1 | 1500
P107 | 2014 | RS2077433A | P | 2014-09-23 | ZODIAC | JEP1.5 | 100 | 1 | 1500 |  | 1 | 1500 |  | 1 | 1500
P107 | 2014 | RS2082599A | P | 2014-11-10 | ZODIAC | JEP2.0 | 100 | 1 | 1500 |  | 1 | 1500 |  | 1 | 1500
P107 | 2014 | RS2069197A | P | 2014-07-21 | ZODIAC | JEP2.0 | 100 | 1 | 1500 |  | 1 | 1500 |  | 1 | 1500
P107 | 2015 | RS2093574A | P | 2015-02-12 | ZODIAC | JEP1.5 | 100 | 1 | 1500 |  | 1 | 1500 |  | 1 | 1500
P107 | 2014 | RS2081385A | P | 2014-10-29 | ZODIAC | JEP2.0 | 100 | 1 | 1500 |  | 1 | 1500 |  | 1 | 1500
P107 | 2015 | RS2110155A | P | 2015-08-31 | ZODIAC | JEP1.5 | 100 | 1 | 1500 |  | 1 | 1500 |  | 1 | 1500
P107 | 2015 | RS2117726A | P | 2015-11-23 | ZODIAC | VS-FHP 2.0 | 100 | 1 | 1500 |  | 1 | 1500 |  | 1 | 1500
P107 | 2015 | RS2111068A | P | 2015-09-09 | ZODIAC | JEP1.5 | 100 | 1 | 1500 |  | 1 | 1500 |  | 1 | 1500
P107 | 2014 | RS2069702A | P | 2014-07-24 | ZODIAC | JEP2.0 | 100 | 1 | 1500 |  | 1 | 1500 |  | 1 | 1500
P107 | 2014 | RS2069545A | P | 2014-08-05 | ZODIAC | VS-FHP 2.0 | 100 | 1 | 1500 |  | 1 | 1500 |  | 1 | 1500
P107 | 2014 | RS2079436A | P | 2014-10-08 | ZODIAC | JEP1.5 | 100 | 1 | 1500 |  | 1 | 1500 |  | 1 | 1500
P107 | 2015 | RS2112519A | P | 2015-09-29 | ZODIAC | VS-FHP 2.0 | 100 | 1 | 1500 |  | 1 | 1500 |  | 1 | 1500
P107 | 2015 | RS2110729A | P | 2015-09-04 | ZODIAC | VS-FHP 2.0 | 100 | 1 | 1500 |  | 1 | 1500 |  | 1 | 1500
P107 | 2015 | RS2109522A | P | 2015-08-21 | ZODIAC | JEP1.5 | 100 | 1 | 1500 |  | 1 | 1500 |  | 1 | 1500
P107 | 2015 | RS2113342A | P | 2015-10-05 | ZODIAC | VSPHP270AUT | 100 | 1 | 1500 |  | 1 | 1500 |  | 1 | 1500
P107 | 2015 | RS2109199A | P | 2015-08-18 | ZODIAC | JEP2.0 | 100 | 1 | 1500 |  | 1 | 1500 |  | 1 | 1500
P107 | 2015 | RS2114924A | P | 2015-10-26 | ZODIAC | JEP2.0 | 100 | 1 | 1500 |  | 1 | 1500 |  | 1 | 1500
P107 | 2014 | RS2073517A | P | 2014-08-25 | ZODIAC | VS-FHP 2.0 | 100 | 1 | 1500 |  | 1 | 1500 |  | 1 | 1500
P107 | 2014 | RS2081583A | P | 2014-10-30 | ZODIAC | JEP2.0 | 100 | 1 | 1500 |  | 1 | 1500 |  | 1 | 1500
P107 | 2014 | RS2077434A | P | 2014-09-23 | ZODIAC | JEP1.5 | 100 | 1 | 1500 |  | 1 | 1500 |  | 1 | 1500
P107 | 2014 | RS2073015A | P | 2014-08-20 | ZODIAC | VS-FHP 2.0 | 100 | 1 | 1500 |  | 1 | 1500 |  | 1 | 1500
P107 | 2014 | RS2084419A | P | 2014-11-25 | ZODIAC | JEP1.5 | 100 | 1 | 1500 |  | 1 | 1500 |  | 1 | 1500
P107 | 2015 | RS2093273A | P | 2015-02-11 | ZODIAC | VS-FHP 2.0 | 100 | 1 | 1500 |  | 1 | 1500 |  | 1 | 1500
P107 | 2014 | RS2077456A | P | 2014-10-08 | ZODIAC | JEP1.5 | 100 | 1 | 1500 |  | 1 | 1500 |  | 1 | 1500
P107 | 2014 | RS2087191A | P | 2014-12-22 | ZODIAC | JEP1.5 | 100 | 1 | 1500 |  | 1 | 1500 |  | 1 | 1500
P107 | 2014 | RS2061962A | P | 2014-05-16 | ZODIAC | JEP2.0 | 100 | 1 | 1500 |  | 1 | 1500 |  | 1 | 1500
P107 | 2014 | RS2076245A | P | 2014-09-12 | ZODIAC | JEP1.5 | 100 | 1 | 1500 |  | 1 | 1500 |  | 1 | 1500
P107 | 2014 | RS2071410A | P | 2014-08-11 | ZODIAC | VS-FHP 2.0 | 100 | 1 | 1500 |  | 1 | 1500 |  | 1 | 1500
P107 | 2014 | RS2079075A | P | 2014-10-07 | ZODIAC | JEP1.5 | 100 | 1 | 1500 |  | 1 | 1500 |  | 1 | 1500
P107 | 2015 | RS2111079A | P | 2015-09-09 | ZODIAC | VS-FHP 2.0 | 100 | 1 | 1500 |  | 1 | 1500 |  | 1 | 1500
P107 | 2015 | RS2111067A | P | 2015-09-09 | ZODIAC | VS-FHP1.0 | 100 | 1 | 1500 |  | 1 | 1500 |  | 1 | 1500
P107 | 2015 | RS2103039A | P | 2015-06-12 | ZODIAC | VS-FHP 2.0 | 100 | 1 | 1500 |  | 1 | 1500 |  | 1 | 1500
P107 | 2015 | RS2113509A | P | 2015-10-07 | ZODIAC | VS-FHP 2.0 | 100 | 1 | 1500 |  | 1 | 1500 |  | 1 | 1500
P107 | 2014 | RS2080727A | P | 2014-10-22 | ZODIAC | JEP1.5 | 100 | 1 | 1500 |  | 1 | 1500 |  | 1 | 1500
P107 | 2014 | RS2058260A | P | 2014-04-09 | ZODIAC | JEP2.0 | 100 | 1 | 1500 |  | 1 | 1500 |  | 1 | 1500
P107 | 2014 | RS2060991A | P | 2014-05-08 | ZODIAC | JEP2.0 | 100 | 1 | 1500 |  | 1 | 1500 |  | 1 | 1500
P107 | 2014 | RS2077459A | P | 2014-11-19 | ZODIAC | JEP1.5 | 100 | 1 | 1500 |  | 1 | 1500 |  | 1 | 1500
P107 | 2014 | RS2080067A | P | 2014-10-17 | ZODIAC | JEP2.0SVRS | 100 | 1 | 1500 |  | 1 | 1500 |  | 1 | 1500
P107 | 2014 | RS2070925A | P | 2014-08-06 | ZODIAC | VS-FHP 2.0 | 100 | 1 | 1500 |  | 1 | 1500 |  | 1 | 1500
P107 | 2014 | RS2073481A | P | 2014-08-21 | ZODIAC | JEP2.0 | 100 | 1 | 1500 |  | 1 | 1500 |  | 1 | 1500
P107 | 2014 | RS2078449A | P | 2015-01-16 | ZODIAC | JEP2.0 | 100 | 1 | 1500 |  | 1 | 1500 |  | 1 | 1500
P107 | 2015 | RS2098080A | P | 2015-04-10 | ZODIAC | VS-FHP1.0 | 100 | 1 | 1500 |  | 1 | 1500 |  | 1 | 1500
P107 | 2014 | RS6032895A | P | 2014-08-07 | ZODIAC | JEP1.5 | 100 | 1 | 1500 |  | 1 | 1500 |  | 1 | 1500
P107 | 2015 | RS2103311A | P | 2015-06-16 | ZODIAC | VS-FHP 2.0 | 100 | 1 | 1500 |  | 1 | 1500 |  | 1 | 1500
P107 | 2015 | RS2110713A | P | 2015-09-04 | ZODIAC | JEP1.5 | 100 | 1 | 1500 |  | 1 | 1500 |  | 1 | 1500
P107 | 2014 | RS2077432A | P | 2014-09-23 | ZODIAC | JEP1.5 | 100 | 1 | 1500 |  | 1 | 1500 |  | 1 | 1500
P107 | 2014 | RS2086268A | P | 2014-12-12 | ZODIAC | JEP2.0 | 100 | 1 | 1500 |  | 1 | 1500 |  | 1 | 1500
P107 | 2014 | RS2068615A | P | 2014-07-16 | ZODIAC | VS-FHP 2.0 | 100 | 1 | 1500 |  | 1 | 1500 |  | 1 | 1500
P107 | 2015 | RS2100626A | P | 2015-05-19 | ZODIAC | VS-FHP1.0 | 100 | 1 | 1500 |  | 1 | 1500 |  | 1 | 1500
P107 | 2015 | RS2100626A | P | 2015-05-19 | ZODIAC | VS-FHP 2.0 | 100 | 1 | 1500 |  | 1 | 1500 |  | 1 | 1500
P107 | 2014 | RS2071411A | P | 2014-08-11 | ZODIAC | VS-FHP 2.0 | 100 | 1 | 1500 |  | 1 | 1500 |  | 1 | 1500
P107 | 2015 | RS2115986A | P | 2015-11-03 | ZODIAC | JEP1.5 | 100 | 1 | 1500 |  | 1 | 1500 |  | 1 | 1500
P107 | 2015 | RS2109206A | P | 2015-08-18 | ZODIAC | JEP2.0 | 100 | 1 | 1500 |  | 1 | 1500 |  | 1 | 1500
P107 | 2015 | RS2112696A | P | 2015-09-29 | ZODIAC | JEP1.5 | 100 | 1 | 1500 |  | 1 | 1500 |  | 1 | 1500
P107 | 2015 | RS2093671A | P | 2015-02-13 | ZODIAC | JEP2.0 | 100 | 1 | 1500 |  | 1 | 1500 |  | 1 | 1500
P107 | 2014 | RS2077757A | P | 2014-10-22 | ZODIAC | JEP1.5 | 100 | 1 | 1500 |  | 1 | 1500 |  | 1 | 1500
P107 | 2014 | RS2084276A | P | 2014-11-25 | ZODIAC | JEP1.5 | 100 | 1 | 1500 |  | 1 | 1500 |  | 1 | 1500
P107 | 2014 | RS2063124A | P | 2014-05-30 | ZODIAC | VS-FHP1.0 | 100 | 1 | 1500 |  | 1 | 1500 |  | 1 | 1500
P107 | 2015 | RS2109654A | P | 2015-08-24 | ZODIAC | JEP2.0 | 100 | 1 | 1500 |  | 1 | 1500 |  | 1 | 1500
P107 | 2014 | RS2076590A | P | 2014-09-17 | ZODIAC | VS-FHP1.0 | 100 | 1 | 1500 |  | 1 | 1500 |  | 1 | 1500
P107 | 2015 | RS2093217A | P | 2015-02-10 | ZODIAC | VS-FHP 2.0 | 100 | 1 | 1500 |  | 1 | 1500 |  | 1 | 1500
P107 | 2015 | RS6056452B | P | 2015-04-10 | ZODIAC | VS-FHP 2.0 | 100 | 1 | 1500 |  | 1 | 1500 |  | 1 | 1500
P107 | 2014 | RS2078258A | P | 2014-10-30 | ZODIAC | JEP1.5 | 100 | 1 | 1500 |  | 1 | 1500 |  | 1 | 1500
P107 | 2014 | RS2067048A | P | 2014-07-03 | ZODIAC | VS-FHP 2.0 | 100 | 1 | 1500 |  | 1 | 1500 |  | 1 | 1500
P107 | 2014 | RS2079076A | P | 2014-10-07 | ZODIAC | JEP1.5 | 100 | 1 | 1500 |  | 1 | 1500 |  | 1 | 1500
P107 | 2014 | RS2088765A | P | 2015-01-02 | ZODIAC | JEP1.5 | 100 | 1 | 1500 |  | 1 | 1500 |  | 1 | 1500
P107 | 2014 | RS2083383A | P | 2014-11-13 | ZODIAC | JEP2.0 | 100 | 1 | 1500 |  | 1 | 1500 |  | 1 | 1500
P107 | 2015 | RS2109586A | P | 2015-08-21 | ZODIAC | JEP2.0 | 100 | 1 | 1500 |  | 1 | 1500 |  | 1 | 1500
P107 | 2014 | RS2082168A | P | 2014-11-05 | ZODIAC | VS-FHP 2.0 | 100 | 1 | 1500 |  | 1 | 1500 |  | 1 | 1500
P107 | 2015 | RS2110810A | P | 2015-09-08 | ZODIAC | JEP2.0 | 100 | 1 | 1500 |  | 1 | 1500 |  | 1 | 1500
P107 | 2014 | RS2079826A | P | 2014-10-15 | ZODIAC | JEP1.5 | 100 | 1 | 1500 |  | 1 | 1500 |  | 1 | 1500
P107 | 2015 | RS2093443A | P | 2015-02-12 | ZODIAC | VS-FHP 2.0 | 100 | 1 | 1500 |  | 1 | 1500 |  | 1 | 1500
P107 | 2014 | RS2072045A | P | 2014-08-13 | ZODIAC | VS-FHP 2.0 | 100 | 1 | 1500 |  | 1 | 1500 |  | 1 | 1500
P107 | 2014 | RS2071509A | P | 2014-08-27 | ZODIAC | JEP2.0 | 100 | 1 | 1500 |  | 1 | 1500 |  | 1 | 1500
P107 | 2015 | RS2113497A | P | 2015-10-07 | ZODIAC | JEP1.5 | 100 | 1 | 1500 |  | 1 | 1500 |  | 1 | 1500
P107 | 2014 | RS2062566A | P | 2014-05-30 | ZODIAC | JEP2.0 | 100 | 1 | 1500 |  | 1 | 1500 |  | 1 | 1500
P107 | 2014 | RS2084641A | P | 2014-11-26 | ZODIAC | JEP1.5 | 100 | 1 | 1500 |  | 1 | 1500 |  | 1 | 1500
P107 | 2015 | RS2115223A | P | 2015-10-28 | ZODIAC | VS-FHP 2.0 | 100 | 1 | 1500 |  | 1 | 1500 |  | 1 | 1500
P107 | 2015 | RS2110266A | P | 2015-09-01 | ZODIAC | JEP2.0 | 100 | 1 | 1500 |  | 1 | 1500 |  | 1 | 1500
P107 | 2015 | RS2113343A | P | 2015-10-05 | ZODIAC | VSPHP270AUT | 100 | 1 | 1500 |  | 1 | 1500 |  | 1 | 1500
P107 | 2014 | RS2075480A | P | 2014-09-10 | ZODIAC | VS-FHP 2.0 | 100 | 1 | 1500 |  | 1 | 1500 |  | 1 | 1500
P107 | 2014 | RS2082335A | P | 2014-11-06 | ZODIAC | JEP2.0 | 100 | 1 | 1500 |  | 1 | 1500 |  | 1 | 1500
P107 | 2015 | RS2110341A | P | 2015-09-01 | ZODIAC | JEP2.0 | 100 | 1 | 1500 |  | 1 | 1500 |  | 1 | 1500
P107 | 2014 | RS2056664A | P | 2014-03-24 | ZODIAC/JANDY | VS-FHP2.0 | 100 | 1 | 1500 |  | 1 | 1500 |  | 1 | 1500
P107 | 2014 | RS2049656A | P | 2014-01-21 | ZODIAC/JANDY | JEP2.0 | 100 | 1 | 1500 |  | 1 | 1500 |  | 1 | 1500
P107 | 2014 | RS2058967A | P | 2014-04-17 | PENTAIR | 11018 | 100 | 1 | 1500.3 |  | 1 | 1500.3 |  | 1 | 1500.3
P107 | 2014 | RS2051219A | P | 2014-01-31 | PENTAIR | 11018 | 100 | 1 | 1502.22 |  | 1 | 1502.22 |  | 1 | 1502.22
P107 | 2015 | RS2096502A | P | 2015-03-19 | STA-RITE | P6E6VS4H-209L | 100 | 1 | 1506.04 |  | 1 | 1506.04 |  | 1 | 1506.04
P107 | 2015 | RS2099945A | P | 2015-06-08 | PENTAIR | 11018 | 100 | 1 | 1506.05 |  | 1 | 1506.05 |  | 1 | 1506.05
P107 | 2014 | RS2085184A | P | 2015-01-21 | HAYWARD | SP3400VSP | 100 | 1 | 1513 |  | 1 | 1513 |  | 1 | 1513
P107 | 2014 | RS2049628A | P | 2014-01-21 | ZODIAC/JANDY | VS-FHP2.0 | 100 | 1 | 1513 |  | 1 | 1513 |  | 1 | 1513
P107 | 2014 | RS2049636A | P | 2014-01-27 | STA-RITE | P6E6VS4H-209L | 100 | 1 | 1514.98 |  | 1 | 1514.98 |  | 1 | 1514.98
P107 | 2015 | RS2097384A | P | 2015-04-07 | STA-RITE | P6E6VS4H-209L | 100 | 1 | 1515 |  | 1 | 1515 |  | 1 | 1515
P107 | 2014 | RS2061737A | P | 2014-05-14 | PENTAIR | 11018 | 100 | 1 | 1518 |  | 1 | 1518 |  | 1 | 1518
P107 | 2014 | RS6046311A | P | 2014-12-15 | HAYWARD | SP3400VSP | 100 | 1 | 1518.42 |  | 1 | 1518.42 |  | 1 | 1518.42
P107 | 2014 | RS2060171A | P | 2014-05-16 | PENTAIR | 11018 | 100 | 1 | 1520 |  | 1 | 1520 |  | 1 | 1520
P107 | 2014 | RS2067013A | P | 2014-07-03 | PENTAIR | 11018 | 100 | 1 | 1520 |  | 1 | 1520 |  | 1 | 1520
P107 | 2014 | RS2075609A | P | 2014-10-02 | PENTAIR | 11013 | 100 | 1 | 1520 |  | 1 | 1520 |  | 1 | 1520
P107 | 2014 | RS2086585A | P | 2014-12-17 | PENTAIR | 11018 | 100 | 1 | 1520 |  | 1 | 1520 |  | 1 | 1520
P107 | 2014 | RS6046507A | P | 2014-12-17 | PENTAIR | 11018 | 100 | 1 | 1520 |  | 1 | 1520 |  | 1 | 1520
P107 | 2014 | RS2067111A | P | 2014-07-15 | PENTAIR | 11018 | 100 | 1 | 1520 |  | 1 | 1520 |  | 1 | 1520
P107 | 2015 | RS2093969A | P | 2015-02-17 | PENTAIR | 11018 | 100 | 1 | 1520 |  | 1 | 1520 |  | 1 | 1520
P107 | 2015 | RS2103237A | P | 2015-07-07 | PENTAIR | 11018 | 100 | 1 | 1520 |  | 1 | 1520 |  | 1 | 1520
P107 | 2015 | RS2103325A | P | 2015-06-16 | PENTAIR | 11018 | 100 | 1 | 1520 |  | 1 | 1520 |  | 1 | 1520
P107 | 2014 | RS2067109A | P | 2014-07-07 | PENTAIR | 11018 | 100 | 1 | 1520 |  | 1 | 1520 |  | 1 | 1520
P107 | 2014 | RS2077191A | P | 2014-09-22 | PENTAIR | 11018 | 100 | 1 | 1520 |  | 1 | 1520 |  | 1 | 1520
P107 | 2015 | RS2112575A | P | 2015-09-28 | PENTAIR | 11018 | 100 | 1 | 1520 |  | 1 | 1520 |  | 1 | 1520
P107 | 2015 | RS2112657A | P | 2015-09-28 | PENTAIR | 11018 | 100 | 1 | 1520 |  | 1 | 1520 |  | 1 | 1520
P107 | 2015 | RS2103315A | P | 2015-06-16 | PENTAIR | 11018 | 100 | 1 | 1520 |  | 1 | 1520 |  | 1 | 1520
P107 | 2015 | RS2104017A | P | 2015-06-24 | PENTAIR | 11018 | 100 | 1 | 1520 |  | 1 | 1520 |  | 1 | 1520
P107 | 2015 | RS2091777A | P | 2015-01-26 | PENTAIR | 11018 | 100 | 1 | 1520 |  | 1 | 1520 |  | 1 | 1520
P107 | 2014 | RS2054177A | P | 2014-03-03 | PENTAIR | 11018 | 100 | 1 | 1520 |  | 1 | 1520 |  | 1 | 1520
P107 | 2015 | RS2090694A | P | 2015-01-13 | PENTAIR | 11018 | 100 | 1 | 1520 |  | 1 | 1520 |  | 1 | 1520
P107 | 2014 | RS2083087A | P | 2014-11-12 | PENTAIR | 11018 | 100 | 1 | 1520 |  | 1 | 1520 |  | 1 | 1520
P107 | 2015 | RS2103231A | P | 2015-07-07 | PENTAIR | 11018 | 100 | 1 | 1520 |  | 1 | 1520 |  | 1 | 1520
P107 | 2014 | RS2088706A | P | 2015-01-02 | PENTAIR | 11017 | 100 | 1 | 1520 |  | 1 | 1520 |  | 1 | 1520
P107 | 2014 | RS2088631A | P | 2015-01-02 | PENTAIR | 11018 | 100 | 1 | 1520 |  | 1 | 1520 |  | 1 | 1520
P107 | 2014 | RS2067108A | P | 2014-07-07 | PENTAIR | 11018 | 100 | 1 | 1520 |  | 1 | 1520 |  | 1 | 1520
P107 | 2014 | RS2088617A | P | 2015-01-02 | PENTAIR | 11018 | 100 | 1 | 1520 |  | 1 | 1520 |  | 1 | 1520
P107 | 2015 | RS2112558A | P | 2015-09-25 | PENTAIR | 11018 | 100 | 1 | 1520 |  | 1 | 1520 |  | 1 | 1520
P107 | 2014 | RS2075878A | P | 2014-09-12 | PENTAIR | 11018 | 100 | 1 | 1520 |  | 1 | 1520 |  | 1 | 1520
P107 | 2015 | RS2103337A | P | 2015-07-07 | PENTAIR | 11018 | 100 | 1 | 1520 |  | 1 | 1520 |  | 1 | 1520
P107 | 2015 | RS2103229A | P | 2015-07-07 | PENTAIR | 11018 | 100 | 1 | 1520 |  | 1 | 1520 |  | 1 | 1520
P107 | 2014 | RS2075876A | P | 2014-09-11 | PENTAIR | 11018 | 100 | 1 | 1520 |  | 1 | 1520 |  | 1 | 1520
P107 | 2015 | RS2112577A | P | 2015-09-28 | PENTAIR | 11018 | 100 | 1 | 1520 |  | 1 | 1520 |  | 1 | 1520
P107 | 2015 | RS2112448A | P | 2015-09-25 | PENTAIR | 11018 | 100 | 1 | 1520 |  | 1 | 1520 |  | 1 | 1520
P107 | 2015 | RS2112463A | P | 2015-09-25 | PENTAIR | 11018 | 100 | 1 | 1520 |  | 1 | 1520 |  | 1 | 1520
P107 | 2014 | RS2082707A | P | 2014-11-11 | PENTAIR | 11018 | 100 | 1 | 1520 |  | 1 | 1520 |  | 1 | 1520
P107 | 2015 | RS2112451A | P | 2015-09-25 | PENTAIR | 11018 | 100 | 1 | 1520 |  | 1 | 1520 |  | 1 | 1520
P107 | 2015 | RS2112653A | P | 2015-09-28 | PENTAIR | 11018 | 100 | 1 | 1520 |  | 1 | 1520 |  | 1 | 1520
P107 | 2015 | RS2112581A | P | 2015-09-28 | PENTAIR | 11018 | 100 | 1 | 1520 |  | 1 | 1520 |  | 1 | 1520
P107 | 2015 | RS2103235A | P | 2015-06-23 | PENTAIR | 11018 | 100 | 1 | 1520 |  | 1 | 1520 |  | 1 | 1520
P107 | 2014 | RS2067110A | P | 2014-07-07 | PENTAIR | 11018 | 100 | 1 | 1520 |  | 1 | 1520 |  | 1 | 1520
P107 | 2014 | RS2075873A | P | 2014-09-11 | PENTAIR | 11018 | 100 | 1 | 1520 |  | 1 | 1520 |  | 1 | 1520
P107 | 2015 | RS2112447A | P | 2015-09-25 | PENTAIR | 11018 | 100 | 1 | 1520 |  | 1 | 1520 |  | 1 | 1520
P107 | 2014 | RS2075610A | P | 2014-09-15 | PENTAIR | 11018 | 100 | 1 | 1520 |  | 1 | 1520 |  | 1 | 1520
P107 | 2015 | RS2093970A | P | 2015-02-17 | PENTAIR | 11018 | 100 | 1 | 1520 |  | 1 | 1520 |  | 1 | 1520
P107 | 2015 | RS2112462A | P | 2015-09-25 | PENTAIR | 11018 | 100 | 1 | 1520 |  | 1 | 1520 |  | 1 | 1520
P107 | 2015 | RS2117281A | P | 2015-11-18 | PENTAIR | 11018 | 100 | 1 | 1520 |  | 1 | 1520 |  | 1 | 1520
P107 | 2015 | RS2103320A | P | 2015-06-16 | PENTAIR | 11018 | 100 | 1 | 1520 |  | 1 | 1520 |  | 1 | 1520
P107 | 2014 | RS2086592A | P | 2014-12-17 | PENTAIR | 11018 | 100 | 1 | 1520 |  | 1 | 1520 |  | 1 | 1520
P107 | 2015 | RS2112650A | P | 2015-09-28 | PENTAIR | 11018 | 100 | 1 | 1520 |  | 1 | 1520 |  | 1 | 1520
P107 | 2014 | RS2047224A | P | 2014-01-13 | PENTAIR | 11018 | 100 | 1 | 1520 |  | 1 | 1520 |  | 1 | 1520
P107 | 2015 | RS2112580A | P | 2015-09-28 | PENTAIR | 11018 | 100 | 1 | 1520 |  | 1 | 1520 |  | 1 | 1520
P107 | 2015 | RS2112554A | P | 2015-10-01 | PENTAIR | 11018 | 100 | 1 | 1520 |  | 1 | 1520 |  | 1 | 1520
P107 | 2014 | RS2082709A | P | 2014-11-12 | PENTAIR | 11018 | 100 | 1 | 1520 |  | 1 | 1520 |  | 1 | 1520
P107 | 2015 | RS2117252A | P | 2015-11-18 | STA-RITE | P6E6VS4H-209L | 100 | 1 | 1520 |  | 1 | 1520 |  | 1 | 1520
P107 | 2015 | RS2117290A | P | 2015-11-18 | STA-RITE | P6E6VS4H-209L | 100 | 1 | 1520 |  | 1 | 1520 |  | 1 | 1520
P107 | 2015 | RS2117253A | P | 2015-11-18 | STA-RITE | P6E6VS4H-209L | 100 | 1 | 1520 |  | 1 | 1520 |  | 1 | 1520
P107 | 2015 | RS2117288A | P | 2015-11-18 | STA-RITE | P6E6VS4H-209L | 100 | 1 | 1520 |  | 1 | 1520 |  | 1 | 1520
P107 | 2015 | RS2117287A | P | 2015-11-18 | STA-RITE | P6E6VS4H-209L | 100 | 1 | 1520 |  | 1 | 1520 |  | 1 | 1520
P107 | 2015 | RS2117254A | P | 2015-11-18 | STA-RITE | P6E6VS4H-209L | 100 | 1 | 1520 |  | 1 | 1520 |  | 1 | 1520
P107 | 2015 | RS2117282A | P | 2015-11-18 | STA-RITE | P6E6VS4H-209L | 100 | 1 | 1520 |  | 1 | 1520 |  | 1 | 1520
P107 | 2015 | RS2092378A | P | 2015-02-03 | STA-RITE | P6E6VS4H-209L | 100 | 1 | 1520.75 |  | 1 | 1520.75 |  | 1 | 1520.75
P107 | 2015 | RS2108416A | P | 2015-08-11 | STA-RITE | P6E6VS4H-209L | 100 | 1 | 1523.64 |  | 1 | 1523.64 |  | 1 | 1523.64
P107 | 2014 | RS2083416A | P | 2014-11-13 | PENTAIR | 11018 | 100 | 1 | 1525 |  | 1 | 1525 |  | 1 | 1525
P107 | 2015 | RS2116303A | P | 2015-11-06 | PENTAIR | 11018 | 100 | 1 | 1525 |  | 1 | 1525 |  | 1 | 1525
P107 | 2014 | RS2085817A | P | 2014-12-10 | PENTAIR | 11018 | 100 | 1 | 1525 |  | 1 | 1525 |  | 1 | 1525
P107 | 2014 | RS2061683A | P | 2014-05-13 | STA-RITE | P6E6VS4H-209L | 100 | 1 | 1525 |  | 1 | 1525 |  | 1 | 1525
P107 | 2015 | RS2106737A | P | 2015-07-22 | STA-RITE | P6E6VS4H-209L | 100 | 1 | 1525 |  | 1 | 1525 |  | 1 | 1525
P107 | 2015 | RS2096595A | P | 2015-03-20 | STA-RITE | P6E6VS4H-209L | 100 | 1 | 1525 |  | 1 | 1525 |  | 1 | 1525
P107 | 2015 | RS2116016A | P | 2015-11-03 | STA-RITE | P6E6VS4H-209L | 100 | 1 | 1525 |  | 1 | 1525 |  | 1 | 1525
P107 | 2014 | RS2081983A | P | 2014-11-05 | STA-RITE | P6E6VS4H-209L | 100 | 1 | 1525 |  | 1 | 1525 |  | 1 | 1525
P107 | 2015 | RS2094841A | P | 2015-02-27 | ZODIAC | VS-FHP1.0 | 100 | 1 | 1525 |  | 1 | 1525 |  | 1 | 1525
P107 | 2014 | RS2085616A | P | 2014-12-22 | PENTAIR | 11018 | 100 | 1 | 1530 |  | 1 | 1530 |  | 1 | 1530
P107 | 2015 | RS2112881A | P | 2015-10-05 | PENTAIR | 11018 | 100 | 1 | 1530 |  | 1 | 1530 |  | 1 | 1530
P107 | 2014 | RS2077190A | P | 2014-10-07 | PENTAIR | 11018 | 100 | 1 | 1530 |  | 1 | 1530 |  | 1 | 1530
P107 | 2015 | RS2112565A | P | 2015-09-25 | PENTAIR | 11018 | 100 | 1 | 1530 |  | 1 | 1530 |  | 1 | 1530
P107 | 2014 | RS2067130A | P | 2014-07-07 | PENTAIR | 11018 | 100 | 1 | 1530 |  | 1 | 1530 |  | 1 | 1530
P107 | 2014 | RS6029025A | P | 2014-06-25 | HAYWARD | SP3400VSP | 100 | 1 | 1533 |  | 1 | 1533 |  | 1 | 1533
P107 | 2015 | RS2118087A | P | 2015-12-22 | STA-RITE | P6E6VS4H-209L | 100 | 1 | 1535 |  | 1 | 1535 |  | 1 | 1535
P107 | 2014 | RS6030235A | P | 2014-07-10 | PENTAIR | 11018 | 100 | 1 | 1539.05 |  | 1 | 1539.05 |  | 1 | 1539.05
P107 | 2014 | RS2077344A | P | 2014-09-23 | ZODIAC | JEP1.5 | 100 | 1 | 1539.14 |  | 1 | 1539.14 |  | 1 | 1539.14
P107 | 2015 | RS6068795A | P | 2015-09-16 | PENTAIR | 11018 | 100 | 1 | 1540 |  | 1 | 1540 |  | 1 | 1540
P107 | 2015 | RS6070731A | P | 2015-10-19 | PENTAIR | 11018 | 100 | 1 | 1540 |  | 1 | 1540 |  | 1 | 1540
P107 | 2015 | RS2109873A | P | 2015-08-25 | PENTAIR | 11018 | 100 | 1 | 1540 |  | 1 | 1540 |  | 1 | 1540
P107 | 2015 | RS6066668A | P | 2015-08-11 | PENTAIR | 11018 | 100 | 1 | 1540 |  | 1 | 1540 |  | 1 | 1540
P107 | 2015 | RS6066091A | P | 2015-08-10 | PENTAIR | 11018 | 100 | 1 | 1540 |  | 1 | 1540 |  | 1 | 1540
P107 | 2015 | RS6064602A | P | 2015-07-15 | PENTAIR | 11018 | 100 | 1 | 1540 |  | 1 | 1540 |  | 1 | 1540
P107 | 2015 | RS6066670A | P | 2015-08-11 | PENTAIR | 11017 | 100 | 1 | 1540 |  | 1 | 1540 |  | 1 | 1540
P107 | 2014 | RS6018352A | P | 2014-02-07 | PENTAIR | 11018 | 100 | 1 | 1545 |  | 1 | 1545 |  | 1 | 1545
P107 | 2015 | RS2111971A | P | 2015-09-23 | PENTAIR | 11018 | 100 | 1 | 1545 |  | 1 | 1545 |  | 1 | 1545
P107 | 2015 | RS2103009A | P | 2015-06-11 | STA-RITE | P6E6VS4H-209L | 100 | 1 | 1545 |  | 1 | 1545 |  | 1 | 1545
P107 | 2015 | RS2093585A | P | 2015-02-12 | STA-RITE | P6E6VS4H-209L | 100 | 1 | 1545 |  | 1 | 1545 |  | 1 | 1545
P107 | 2014 | RS6043240A | P | 2014-11-14 | ZODIAC | JEP1.5 | 100 | 1 | 1545.99 |  | 1 | 1545.99 |  | 1 | 1545.99
P107 | 2015 | RS2116735A | P | 2015-11-13 | PENTAIR | 11018 | 100 | 1 | 1549.54 |  | 1 | 1549.54 |  | 1 | 1549.54
P107 | 2014 | RS2060432A | P | 2014-05-01 | HAYWARD | SP3400VSP | 100 | 1 | 1550 |  | 1 | 1550 |  | 1 | 1550
P107 | 2014 | RS2063049A | P | 2014-05-30 | HAYWARD | SP3400VSP | 100 | 1 | 1550 |  | 1 | 1550 |  | 1 | 1550
P107 | 2014 | RS2068618A | P | 2014-07-16 | HAYWARD | SP3400VSP | 100 | 1 | 1550 |  | 1 | 1550 |  | 1 | 1550
P107 | 2014 | RS2083149A | P | 2014-12-03 | HAYWARD | SP3400VSP | 100 | 1 | 1550 |  | 1 | 1550 |  | 1 | 1550
P107 | 2014 | RS2062626A | P | 2014-05-30 | HAYWARD | SP3400VSP | 100 | 1 | 1550 |  | 1 | 1550 |  | 1 | 1550
P107 | 2015 | RS2105161A | P | 2015-10-20 | HAYWARD | SP2300VSP | 100 | 1 | 1550 |  | 1 | 1550 |  | 1 | 1550
P107 | 2014 | RS2057443A | P | 2014-04-10 | PENTAIR | 11018 | 100 | 1 | 1550 |  | 1 | 1550 |  | 1 | 1550
P107 | 2014 | RS2053189A | P | 2014-02-19 | PENTAIR | 11018 | 100 | 1 | 1550 |  | 1 | 1550 |  | 1 | 1550
P107 | 2015 | RS2102726A | P | 2015-06-09 | PENTAIR | 11018 | 100 | 1 | 1550 |  | 1 | 1550 |  | 1 | 1550
P107 | 2014 | RS2060314A | P | 2014-05-12 | PENTAIR | 11018 | 100 | 1 | 1550 |  | 1 | 1550 |  | 1 | 1550
P107 | 2015 | RS2097329A | P | 2015-03-30 | PENTAIR | 11018 | 100 | 1 | 1550 |  | 1 | 1550 |  | 1 | 1550
P107 | 2014 | RS2067014A | P | 2014-07-03 | PENTAIR | 11018 | 100 | 1 | 1550 |  | 1 | 1550 |  | 1 | 1550
P107 | 2015 | RS6074303A | P | 2015-12-17 | PENTAIR | 11018 | 100 | 1 | 1550 |  | 1 | 1550 |  | 1 | 1550
P107 | 2014 | RS2069172A | P | 2014-07-21 | PENTAIR | 11018 | 100 | 1 | 1550 |  | 1 | 1550 |  | 1 | 1550
P107 | 2014 | RS6022955A | P | 2014-03-31 | PENTAIR | 11018 | 100 | 1 | 1550 |  | 1 | 1550 |  | 1 | 1550
P107 | 2015 | RS2115047A | P | 2015-10-27 | PENTAIR | 11018 | 100 | 1 | 1550 |  | 1 | 1550 |  | 1 | 1550
P107 | 2015 | RS2116162A | P | 2015-11-05 | PENTAIR | 11018 | 100 | 1 | 1550 |  | 1 | 1550 |  | 1 | 1550
P107 | 2014 | RS2073017A | P | 2014-09-16 | PENTAIR | 11018 | 100 | 1 | 1550 |  | 1 | 1550 |  | 1 | 1550
P107 | 2014 | RS2087754A | P | 2014-12-26 | PENTAIR | 11018 | 100 | 1 | 1550 |  | 1 | 1550 |  | 1 | 1550
P107 | 2014 | RS6043527A | P | 2014-12-11 | PENTAIR | 11018 | 100 | 1 | 1550 |  | 1 | 1550 |  | 1 | 1550
P107 | 2014 | RS2082341A | P | 2014-11-06 | PENTAIR | 11018 | 100 | 1 | 1550 |  | 1 | 1550 |  | 1 | 1550
P107 | 2014 | RS2052519A | P | 2014-02-12 | PENTAIR | 11018 | 100 | 1 | 1550 |  | 1 | 1550 |  | 1 | 1550
P107 | 2015 | RS2089814A | P | 2015-02-05 | PENTAIR | 11018 | 100 | 1 | 1550 |  | 1 | 1550 |  | 1 | 1550
P107 | 2015 | RS2115358A | P | 2015-10-28 | PENTAIR | 11018 | 100 | 1 | 1550 |  | 1 | 1550 |  | 1 | 1550
P107 | 2015 | RS2116200A | P | 2015-12-01 | PENTAIR | 11018 | 100 | 1 | 1550 |  | 1 | 1550 |  | 1 | 1550
P107 | 2015 | RS2117026A | P | 2015-11-16 | PENTAIR | 11018 | 100 | 1 | 1550 |  | 1 | 1550 |  | 1 | 1550
P107 | 2015 | RS2111746A | P | 2015-09-21 | PENTAIR | 11018 | 100 | 1 | 1550 |  | 1 | 1550 |  | 1 | 1550
P107 | 2015 | RS2110368A | P | 2015-09-01 | PENTAIR | 11018 | 100 | 1 | 1550 |  | 1 | 1550 |  | 1 | 1550
P107 | 2015 | RS2109909A | P | 2015-08-25 | PENTAIR | 11018 | 100 | 1 | 1550 |  | 1 | 1550 |  | 1 | 1550
P107 | 2015 | RS2105338A | P | 2015-07-09 | PENTAIR | 11018 | 100 | 1 | 1550 |  | 1 | 1550 |  | 1 | 1550
P107 | 2015 | RS2101239A | P | 2015-05-21 | PENTAIR | 11018 | 100 | 1 | 1550 |  | 1 | 1550 |  | 1 | 1550
P107 | 2015 | RS2097815A | P | 2015-04-07 | PENTAIR | 11018 | 100 | 1 | 1550 |  | 1 | 1550 |  | 1 | 1550
P107 | 2014 | RS2074459A | P | 2014-09-03 | PENTAIR | 11018 | 100 | 1 | 1550 |  | 1 | 1550 |  | 1 | 1550
P107 | 2014 | RS2054062A | P | 2014-03-14 | PENTAIR | 11018 | 100 | 1 | 1550 |  | 1 | 1550 |  | 1 | 1550
P107 | 2014 | RS2066154A | P | 2014-07-18 | PENTAIR | 11018 | 100 | 1 | 1550 |  | 1 | 1550 |  | 1 | 1550
P107 | 2015 | RS2097856A | P | 2015-04-07 | PENTAIR | 11018 | 100 | 1 | 1550 |  | 1 | 1550 |  | 1 | 1550
P107 | 2015 | RS6060750A | P | 2015-06-02 | PENTAIR | 11018 | 100 | 1 | 1550 |  | 1 | 1550 |  | 1 | 1550
P107 | 2014 | RS6028279A | P | 2014-07-11 | PENTAIR | 11018 | 100 | 1 | 1550 |  | 1 | 1550 |  | 1 | 1550
P107 | 2015 | RS2116187A | P | 2015-11-10 | PENTAIR | 11018 | 100 | 1 | 1550 |  | 1 | 1550 |  | 1 | 1550
P107 | 2014 | RS2083415A | P | 2014-11-13 | PENTAIR | 11018 | 100 | 1 | 1550 |  | 1 | 1550 |  | 1 | 1550
P107 | 2015 | RS2106754A | P | 2015-07-22 | PENTAIR | 11018 | 100 | 1 | 1550 |  | 1 | 1550 |  | 1 | 1550
P107 | 2015 | RS2108381A | P | 2015-08-11 | PENTAIR | 11018 | 100 | 1 | 1550 |  | 1 | 1550 |  | 1 | 1550
P107 | 2014 | RS2057248A | P | 2014-03-28 | PENTAIR | 11017 | 100 | 1 | 1550 |  | 1 | 1550 |  | 1 | 1550
P107 | 2015 | RS6072692A | P | 2015-11-20 | PENTAIR | 11018 | 100 | 1 | 1550 |  | 1 | 1550 |  | 1 | 1550
P107 | 2015 | RS2112000A | P | 2015-09-22 | PENTAIR | 11018 | 100 | 1 | 1550 |  | 1 | 1550 |  | 1 | 1550
P107 | 2015 | RS2097714A | P | 2015-04-06 | PENTAIR | 11018 | 100 | 1 | 1550 |  | 1 | 1550 |  | 1 | 1550
P107 | 2014 | RS6025720A | P | 2014-05-12 | PENTAIR | 11018 | 100 | 1 | 1550 |  | 1 | 1550 |  | 1 | 1550
P107 | 2015 | RS2117267A | P | 2015-11-18 | PENTAIR | 11018 | 100 | 1 | 1550 |  | 1 | 1550 |  | 1 | 1550
P107 | 2014 | RS2083418A | P | 2014-11-13 | PENTAIR | 11018 | 100 | 1 | 1550 |  | 1 | 1550 |  | 1 | 1550
P107 | 2014 | RS2061840A | P | 2014-05-16 | PENTAIR | 11018 | 100 | 1 | 1550 |  | 1 | 1550 |  | 1 | 1550
P107 | 2014 | RS6020009A | P | 2014-03-05 | PENTAIR | 11018 | 100 | 1 | 1550 |  | 1 | 1550 |  | 1 | 1550
P107 | 2014 | RS2068643A | P | 2014-07-16 | PENTAIR | 11018 | 100 | 1 | 1550 |  | 1 | 1550 |  | 1 | 1550
P107 | 2014 | RS2069175A | P | 2014-07-21 | STA-RITE | P6E6VS4H-209L | 100 | 1 | 1550 |  | 1 | 1550 |  | 1 | 1550
P107 | 2014 | RS2071965A | P | 2014-10-31 | STA-RITE | 023005 | 100 | 1 | 1550 |  | 1 | 1550 |  | 1 | 1550
P107 | 2015 | RS2115046A | P | 2015-10-27 | STA-RITE | P6E6VS4H-209L | 100 | 1 | 1550 |  | 1 | 1550 |  | 1 | 1550
P107 | 2015 | RS2113996A | P | 2015-10-14 | STA-RITE | P6E6VS4H-209L | 100 | 1 | 1550 |  | 1 | 1550 |  | 1 | 1550
P107 | 2015 | RS2114224A | P | 2015-10-19 | STA-RITE | P6E6VS4H-209L | 100 | 1 | 1550 |  | 1 | 1550 |  | 1 | 1550
P107 | 2014 | RS2058536A | P | 2014-04-14 | STA-RITE | P6E6VS4H-209L | 100 | 1 | 1550 |  | 1 | 1550 |  | 1 | 1550
P107 | 2015 | RS2100695A | P | 2015-05-13 | STA-RITE | P6E6VS4H-209L | 100 | 1 | 1550 |  | 1 | 1550 |  | 1 | 1550
P107 | 2014 | RS2086977A | P | 2014-12-17 | STA-RITE | P6E6VS4H-209L | 100 | 1 | 1550 |  | 1 | 1550 |  | 1 | 1550
P107 | 2015 | RS2098802A | P | 2015-04-17 | ZODIAC | JEP2.0 | 100 | 1 | 1550 |  | 1 | 1550 |  | 1 | 1550
P107 | 2015 | RS2113883A | P | 2015-10-14 | ZODIAC | JEP2.0 | 100 | 1 | 1550 |  | 1 | 1550 |  | 1 | 1550
P107 | 2015 | RS2093272A | P | 2015-02-11 | ZODIAC | VS-FHP1.0 | 100 | 1 | 1550 |  | 1 | 1550 |  | 1 | 1550
P107 | 2015 | RS2113016A | P | 2015-09-30 | ZODIAC | VS-FHP 2.0 | 100 | 1 | 1550 |  | 1 | 1550 |  | 1 | 1550
P107 | 2015 | RS2117798A | P | 2015-11-24 | ZODIAC | JEP2.0 | 100 | 1 | 1550 |  | 1 | 1550 |  | 1 | 1550
P107 | 2015 | RS2118277A | P | 2015-12-02 | ZODIAC | VS-FHP 2.0 | 100 | 1 | 1550 |  | 1 | 1550 |  | 1 | 1550
P107 | 2015 | RS2105400A | P | 2015-07-08 | ZODIAC | VS-FHP 2.0 | 100 | 1 | 1550 |  | 1 | 1550 |  | 1 | 1550
P107 | 2015 | RS2093429A | P | 2015-02-13 | ZODIAC | JEP2.0 | 100 | 1 | 1550 |  | 1 | 1550 |  | 1 | 1550
P107 | 2015 | RS2106835A | P | 2015-07-22 | ZODIAC | JEP2.0 | 100 | 1 | 1550 |  | 1 | 1550 |  | 1 | 1550
P107 | 2015 | RS2096904A | P | 2015-03-24 | ZODIAC | JEP1.5 | 100 | 1 | 1550 |  | 1 | 1550 |  | 1 | 1550
P107 | 2014 | RS2080156A | P | 2014-10-17 | ZODIAC | VS-FHP 2.0 | 100 | 1 | 1550 |  | 1 | 1550 |  | 1 | 1550
P107 | 2014 | RS2081886A | P | 2014-11-03 | ZODIAC | JEP1.5 | 100 | 1 | 1550 |  | 1 | 1550 |  | 1 | 1550
P107 | 2015 | RS2105927A | P | 2015-07-16 | ZODIAC | VS-FHP 2.0 | 100 | 1 | 1550 |  | 1 | 1550 |  | 1 | 1550
P107 | 2015 | RS2101434A | P | 2015-05-26 | ZODIAC | VS-FHP 2.0 | 100 | 1 | 1550 |  | 1 | 1550 |  | 1 | 1550
P107 | 2014 | RS2082289A | P | 2014-11-06 | ZODIAC | JEP1.5 | 100 | 1 | 1550 |  | 1 | 1550 |  | 1 | 1550
P107 | 2015 | RS2108183A | P | 2015-08-10 | ZODIAC | VSPHP270 | 100 | 1 | 1550 |  | 1 | 1550 |  | 1 | 1550
P107 | 2014 | RS2087006A | P | 2014-12-18 | PENTAIR | 11018 | 100 | 1 | 1551 |  | 1 | 1551 |  | 1 | 1551
P107 | 2014 | RS2084630A | P | 2014-11-26 | PENTAIR | 342000 | 100 | 1 | 1556.35 |  | 1 | 1556.35 |  | 1 | 1556.35
P107 | 2014 | RS2083088A | P | 2014-11-12 | PENTAIR | 11018 | 100 | 1 | 1560 |  | 1 | 1560 |  | 1 | 1560
P107 | 2015 | RS2112576A | P | 2015-09-28 | PENTAIR | 11018 | 100 | 1 | 1560 |  | 1 | 1560 |  | 1 | 1560
P107 | 2014 | RS2083089A | P | 2014-11-12 | PENTAIR | 11018 | 100 | 1 | 1560 |  | 1 | 1560 |  | 1 | 1560
P107 | 2015 | RS6062892A | P | 2015-06-26 | PENTAIR | 11018 | 100 | 1 | 1560 |  | 1 | 1560 |  | 1 | 1560
P107 | 2014 | RS2069554A | P | 2014-07-23 | PENTAIR | 11008 | 100 | 1 | 1561.68 |  | 1 | 1561.68 |  | 1 | 1561.68
P107 | 2014 | RS2065125A | P | 2014-06-19 | PENTAIR | 11018 | 100 | 1 | 1562 |  | 1 | 1562 |  | 1 | 1562
P107 | 2015 | RS2111962A | P | 2015-10-08 | PENTAIR | 11018 | 100 | 1 | 1562.5 |  | 1 | 1562.5 |  | 1 | 1562.5
P107 | 2015 | RS2113017A | P | 2015-10-21 | ZODIAC | VS-FHP1.0 | 100 | 1 | 1563 |  | 1 | 1563 |  | 1 | 1563
P107 | 2014 | RS2081431A | P | 2014-10-29 | HAYWARD | SP3400VSP | 100 | 1 | 1563.69 |  | 1 | 1563.69 |  | 1 | 1563.69
P107 | 2014 | RS2053168A | P | 2014-02-19 | PENTAIR | 11018 | 100 | 1 | 1564.95 |  | 1 | 1564.95 |  | 1 | 1564.95
P107 | 2014 | RS2085480A | P | 2014-12-05 | PENTAIR | 11018 | 100 | 1 | 1564.95 |  | 1 | 1564.95 |  | 1 | 1564.95
P107 | 2015 | RS2097443A | P | 2015-03-31 | PENTAIR | 11018 | 100 | 1 | 1564.95 |  | 1 | 1564.95 |  | 1 | 1564.95
P107 | 2015 | RS2094721A | P | 2015-02-26 | PENTAIR | 11018 | 100 | 1 | 1564.95 |  | 1 | 1564.95 |  | 1 | 1564.95
P107 | 2014 | RS2081098A | P | 2014-10-29 | PENTAIR | 11018 | 100 | 1 | 1564.95 |  | 1 | 1564.95 |  | 1 | 1564.95
P107 | 2014 | RS2088244A | P | 2014-12-30 | PENTAIR | 11018 | 100 | 1 | 1564.95 |  | 1 | 1564.95 |  | 1 | 1564.95
P107 | 2014 | RS2066391A | P | 2014-06-26 | PENTAIR | 11018 | 100 | 1 | 1564.95 |  | 1 | 1564.95 |  | 1 | 1564.95
P107 | 2015 | RS2094735A | P | 2015-02-26 | PENTAIR | 11018 | 100 | 1 | 1564.95 |  | 1 | 1564.95 |  | 1 | 1564.95
P107 | 2014 | RS2056317A | P | 2014-03-24 | PENTAIR | 11018 | 100 | 1 | 1564.95 |  | 1 | 1564.95 |  | 1 | 1564.95
P107 | 2014 | RS2087756A | P | 2014-12-26 | PENTAIR | 11018 | 100 | 1 | 1564.95 |  | 1 | 1564.95 |  | 1 | 1564.95
P107 | 2014 | RS2054184A | P | 2014-03-14 | PENTAIR | 11018 | 100 | 1 | 1564.95 |  | 1 | 1564.95 |  | 1 | 1564.95
P107 | 2015 | RS2106780A | P | 2015-07-22 | PENTAIR | 11018 | 100 | 1 | 1564.95 |  | 1 | 1564.95 |  | 1 | 1564.95
P107 | 2014 | RS2052779A | P | 2014-02-18 | PENTAIR | 11018 | 100 | 1 | 1564.95 |  | 1 | 1564.95 |  | 1 | 1564.95
P107 | 2015 | RS2098008A | P | 2015-04-10 | PENTAIR | 11018 | 100 | 1 | 1564.95 |  | 1 | 1564.95 |  | 1 | 1564.95
P107 | 2014 | RS6030326A | P | 2014-07-09 | PENTAIR | 11018 | 100 | 1 | 1564.95 |  | 1 | 1564.95 |  | 1 | 1564.95
P107 | 2014 | RS2088266A | P | 2014-12-30 | PENTAIR | 11018 | 100 | 1 | 1564.95 |  | 1 | 1564.95 |  | 1 | 1564.95
P107 | 2014 | RS2053906A | P | 2014-02-27 | PENTAIR | 11018 | 100 | 1 | 1564.95 |  | 1 | 1564.95 |  | 1 | 1564.95
P107 | 2014 | RS2085482A | P | 2014-12-05 | PENTAIR | 11018 | 100 | 1 | 1564.95 |  | 1 | 1564.95 |  | 1 | 1564.95
P107 | 2014 | RS2057834A | P | 2014-07-28 | PENTAIR | 11018 | 100 | 1 | 1564.95 |  | 1 | 1564.95 |  | 1 | 1564.95
P107 | 2014 | RS2078876A | P | 2014-10-28 | PENTAIR | 11013 | 100 | 1 | 1564.95 |  | 1 | 1564.95 |  | 1 | 1564.95
P107 | 2015 | RS2091255A | P | 2015-01-19 | PENTAIR | 11018 | 100 | 1 | 1564.95 |  | 1 | 1564.95 |  | 1 | 1564.95
P107 | 2014 | RS2066376A | P | 2014-06-26 | PENTAIR | 11018 | 100 | 1 | 1564.95 |  | 1 | 1564.95 |  | 1 | 1564.95
P107 | 2014 | RS2053157A | P | 2014-02-19 | PENTAIR | 11018 | 100 | 1 | 1564.95 |  | 1 | 1564.95 |  | 1 | 1564.95
P107 | 2015 | RS2089961A | P | 2015-06-10 | PENTAIR | 11018 | 100 | 1 | 1564.95 |  | 1 | 1564.95 |  | 1 | 1564.95
P107 | 2015 | RS2103578A | P | 2015-06-17 | PENTAIR | 11018 | 100 | 1 | 1564.95 |  | 1 | 1564.95 |  | 1 | 1564.95
P107 | 2014 | RS2074816A | P | 2014-09-03 | PENTAIR | 11013 | 100 | 1 | 1564.95 |  | 1 | 1564.95 |  | 1 | 1564.95
P107 | 2015 | RS2099143A | P | 2015-04-23 | PENTAIR | 11018 | 100 | 1 | 1564.95 |  | 1 | 1564.95 |  | 1 | 1564.95
P107 | 2014 | RS2083808A | P | 2014-11-18 | PENTAIR | 11018 | 100 | 1 | 1564.95 |  | 1 | 1564.95 |  | 1 | 1564.95
P107 | 2015 | RS2102062A | P | 2015-06-01 | PENTAIR | 11018 | 100 | 1 | 1564.95 |  | 1 | 1564.95 |  | 1 | 1564.95
P107 | 2014 | RS2086599A | P | 2014-12-17 | PENTAIR | 11018 | 100 | 1 | 1564.95 |  | 1 | 1564.95 |  | 1 | 1564.95
P107 | 2014 | RS2079632A | P | 2014-10-10 | PENTAIR | 11018 | 100 | 1 | 1564.95 |  | 1 | 1564.95 |  | 1 | 1564.95
P107 | 2014 | RS2071244A | P | 2014-08-13 | PENTAIR | 11018 | 100 | 1 | 1564.95 |  | 1 | 1564.95 |  | 1 | 1564.95
P107 | 2014 | RS2089170A | P | 2015-01-08 | PENTAIR | 11018 | 100 | 1 | 1564.95 |  | 1 | 1564.95 |  | 1 | 1564.95
P107 | 2015 | RS2108388A | P | 2015-08-11 | PENTAIR | 11018 | 100 | 1 | 1565 |  | 1 | 1565 |  | 1 | 1565
P107 | 2015 | RS6062908A | P | 2015-06-26 | PENTAIR | 11018 | 100 | 1 | 1565.99 |  | 1 | 1565.99 |  | 1 | 1565.99
P107 | 2014 | RS6026212A | P | 2014-05-19 | WATERWAY PLASTICS INC. | ECONO-VSA | 100 | 1 | 1566 |  | 1 | 1566 |  | 1 | 1566
P107 | 2015 | RS6068572A | P | 2015-09-11 | PENTAIR | 11018 | 100 | 1 | 1566.16 |  | 1 | 1566.16 |  | 1 | 1566.16
P107 | 2015 | RS6060215A | P | 2015-05-22 | STA-RITE | P6E6VS4H-209L | 100 | 1 | 1567 |  | 1 | 1567 |  | 1 | 1567
P107 | 2015 | RS2114222A | P | 2015-10-19 | STA-RITE | P6E6VS4H-209L | 100 | 1 | 1570 |  | 1 | 1570 |  | 1 | 1570
P107 | 2015 | RS2098624A | P | 2015-04-15 | STA-RITE | P6E6VS4H-209L | 100 | 1 | 1570 |  | 1 | 1570 |  | 1 | 1570
P107 | 2015 | RS2111660A | P | 2015-09-21 | PENTAIR | 11018 | 100 | 1 | 1570.44 |  | 1 | 1570.44 |  | 1 | 1570.44
P107 | 2015 | RS2107419A | P | 2015-07-29 | PENTAIR | 11018 | 100 | 1 | 1570.8 |  | 1 | 1570.8 |  | 1 | 1570.8
P107 | 2015 | RS6068365B | P | 2015-09-09 | PENTAIR | 11018 | 100 | 1 | 1572.24 |  | 1 | 1572.24 |  | 1 | 1572.24
P107 | 2015 | RS6064679A | P | 2015-07-17 | PENTAIR | 11018 | 100 | 1 | 1573 |  | 1 | 1573 |  | 1 | 1573
P107 | 2014 | RS2051541A | P | 2014-02-10 | PENTAIR | 11018 | 100 | 1 | 1574 |  | 1 | 1574 |  | 1 | 1574
P107 | 2015 | RS2101137A | P | 2015-05-21 | PENTAIR | 11018 | 100 | 1 | 1574 |  | 1 | 1574 |  | 1 | 1574
P107 | 2014 | RS2050393A | P | 2014-01-24 | STA-RITE | P6E6VS4H-209L | 100 | 1 | 1574 |  | 1 | 1574 |  | 1 | 1574
P107 | 2014 | RS2052704A | P | 2014-02-14 | HAYWARD | SP3400VSP | 100 | 1 | 1574.44 |  | 1 | 1574.44 |  | 1 | 1574.44
P107 | 2014 | RS2079643A | P | 2014-10-10 | PENTAIR | 11018 | 100 | 1 | 1574.44 |  | 1 | 1574.44 |  | 1 | 1574.44
P107 | 2014 | RS2088766A | P | 2015-01-02 | PENTAIR | 11018 | 100 | 1 | 1574.44 |  | 1 | 1574.44 |  | 1 | 1574.44
P107 | 2015 | RS2108967A | P | 2015-08-14 | PENTAIR | 11018 | 100 | 1 | 1574.44 |  | 1 | 1574.44 |  | 1 | 1574.44
P107 | 2015 | RS2111760A | P | 2015-09-22 | PENTAIR | 11018 | 100 | 1 | 1574.44 |  | 1 | 1574.44 |  | 1 | 1574.44
P107 | 2015 | RS2105313A | P | 2015-07-08 | PENTAIR | 11018 | 100 | 1 | 1574.44 |  | 1 | 1574.44 |  | 1 | 1574.44
P107 | 2015 | RS2104875A | P | 2015-07-01 | PENTAIR | 11018 | 100 | 1 | 1574.44 |  | 1 | 1574.44 |  | 1 | 1574.44
P107 | 2015 | RS2114999A | P | 2015-10-26 | PENTAIR | 11018 | 100 | 1 | 1574.44 |  | 1 | 1574.44 |  | 1 | 1574.44
P107 | 2015 | RS2115214A | P | 2015-10-28 | PENTAIR | 11018 | 100 | 1 | 1574.44 |  | 1 | 1574.44 |  | 1 | 1574.44
P107 | 2015 | RS2112974A | P | 2015-10-14 | PENTAIR | 11018 | 100 | 1 | 1574.44 |  | 1 | 1574.44 |  | 1 | 1574.44
P107 | 2015 | RS2118396A | P | 2015-12-02 | PENTAIR | 11018 | 100 | 1 | 1574.44 |  | 1 | 1574.44 |  | 1 | 1574.44
P107 | 2015 | RS2111307A | P | 2015-09-15 | PENTAIR | 11018 | 100 | 1 | 1574.44 |  | 1 | 1574.44 |  | 1 | 1574.44
P107 | 2015 | RS2092782A | P | 2015-02-04 | PENTAIR | 342000 | 100 | 1 | 1574.5 |  | 1 | 1574.5 |  | 1 | 1574.5
P107 | 2014 | RS2074666A | P | 2014-09-03 | HAYWARD | SP3400VSP | 100 | 1 | 1575 |  | 1 | 1575 |  | 1 | 1575
P107 | 2014 | RS2057339A | P | 2014-04-28 | PENTAIR | 11018 | 100 | 1 | 1575 |  | 1 | 1575 |  | 1 | 1575
P107 | 2014 | RS2067012A | P | 2014-07-03 | PENTAIR | 11018 | 100 | 1 | 1575 |  | 1 | 1575 |  | 1 | 1575
P107 | 2014 | RS2054180A | P | 2014-03-03 | PENTAIR | 11018 | 100 | 1 | 1575 |  | 1 | 1575 |  | 1 | 1575
P107 | 2015 | RS2099373A | P | 2015-04-28 | PENTAIR | 11018 | 100 | 1 | 1575 |  | 1 | 1575 |  | 1 | 1575
P107 | 2014 | RS2075010A | P | 2014-09-05 | PENTAIR | 11018 | 100 | 1 | 1575 |  | 1 | 1575 |  | 1 | 1575
P107 | 2015 | RS2114186A | P | 2015-10-16 | PENTAIR | 11018 | 100 | 1 | 1575 |  | 1 | 1575 |  | 1 | 1575
P107 | 2015 | RS2091217A | P | 2015-01-21 | PENTAIR | 11018 | 100 | 1 | 1575 |  | 1 | 1575 |  | 1 | 1575
P107 | 2015 | RS2113401A | P | 2015-10-06 | ZODIAC | VS-FHP 2.0 | 100 | 1 | 1575 |  | 1 | 1575 |  | 1 | 1575
P107 | 2015 | RS2118842A | P | 2015-12-10 | PENTAIR | 342001 | 100 | 1 | 1576.34 |  | 1 | 1576.34 |  | 1 | 1576.34
P107 | 2015 | RS2094689A | P | 2015-02-26 | PENTAIR | 11018 | 100 | 1 | 1578.95 |  | 1 | 1578.95 |  | 1 | 1578.95
P107 | 2014 | RS2084475A | P | 2014-11-25 | PENTAIR | 11018 | 100 | 1 | 1578.95 |  | 1 | 1578.95 |  | 1 | 1578.95
P107 | 2015 | RS2099598A | P | 2015-04-29 | PENTAIR | 11018 | 100 | 1 | 1579 |  | 1 | 1579 |  | 1 | 1579
P107 | 2014 | RS2078444A | P | 2014-10-01 | PENTAIR | 11018 | 100 | 1 | 1580 |  | 1 | 1580 |  | 1 | 1580
P107 | 2015 | RS2110069A | P | 2015-08-28 | PENTAIR | 11018 | 100 | 1 | 1580 |  | 1 | 1580 |  | 1 | 1580
P107 | 2014 | RS2054178A | P | 2014-03-03 | PENTAIR | 11018 | 100 | 1 | 1580 |  | 1 | 1580 |  | 1 | 1580
P107 | 2015 | RS2110068A | P | 2015-08-28 | PENTAIR | 11018 | 100 | 1 | 1580 |  | 1 | 1580 |  | 1 | 1580
P107 | 2014 | RS2082706A | P | 2014-11-11 | PENTAIR | 11018 | 100 | 1 | 1580 |  | 1 | 1580 |  | 1 | 1580
P107 | 2014 | RS2077313A | P | 2014-09-22 | PENTAIR | 11018 | 100 | 1 | 1580 |  | 1 | 1580 |  | 1 | 1580
P107 | 2015 | RS2110064A | P | 2015-09-08 | PENTAIR | 11018 | 100 | 1 | 1580 |  | 1 | 1580 |  | 1 | 1580
P107 | 2015 | RS2111483A | P | 2015-09-17 | PENTAIR | 11018 | 100 | 1 | 1580 |  | 1 | 1580 |  | 1 | 1580
P107 | 2014 | RS2054000A | P | 2014-03-03 | PENTAIR | 11018 | 100 | 1 | 1580 |  | 1 | 1580 |  | 1 | 1580
P107 | 2015 | RS2112654A | P | 2015-09-28 | PENTAIR | 11018 | 100 | 1 | 1580 |  | 1 | 1580 |  | 1 | 1580
P107 | 2014 | RS2084322A | P | 2014-11-25 | PENTAIR | 11018 | 100 | 1 | 1580 |  | 1 | 1580 |  | 1 | 1580
P107 | 2015 | RS2112889A | P | 2015-09-29 | PENTAIR | 11018 | 100 | 1 | 1580 |  | 1 | 1580 |  | 1 | 1580
P107 | 2015 | RS2112114A | P | 2015-09-23 | PENTAIR | 11018 | 100 | 1 | 1580 |  | 1 | 1580 |  | 1 | 1580
P107 | 2015 | RS2112292A | P | 2015-09-23 | PENTAIR | 11018 | 100 | 1 | 1580 |  | 1 | 1580 |  | 1 | 1580
P107 | 2015 | RS2112040A | P | 2015-09-23 | PENTAIR | 11018 | 100 | 1 | 1580 |  | 1 | 1580 |  | 1 | 1580
P107 | 2014 | RS2054188A | P | 2014-03-03 | PENTAIR | 11018 | 100 | 1 | 1580 |  | 1 | 1580 |  | 1 | 1580
P107 | 2015 | RS2104038A | P | 2015-06-24 | PENTAIR | 11018 | 100 | 1 | 1580 |  | 1 | 1580 |  | 1 | 1580
P107 | 2015 | RS2112655A | P | 2015-10-01 | PENTAIR | 11018 | 100 | 1 | 1580 |  | 1 | 1580 |  | 1 | 1580
P107 | 2015 | RS2111485A | P | 2015-09-17 | PENTAIR | 11018 | 100 | 1 | 1580 |  | 1 | 1580 |  | 1 | 1580
P107 | 2015 | RS2104037A | P | 2015-06-24 | PENTAIR | 11018 | 100 | 1 | 1580 |  | 1 | 1580 |  | 1 | 1580
P107 | 2015 | RS2112041A | P | 2015-09-23 | PENTAIR | 11018 | 100 | 1 | 1580 |  | 1 | 1580 |  | 1 | 1580
P107 | 2015 | RS2104065A | P | 2015-06-24 | PENTAIR | 11018 | 100 | 1 | 1580 |  | 1 | 1580 |  | 1 | 1580
P107 | 2015 | RS2104016A | P | 2015-06-24 | PENTAIR | 11018 | 100 | 1 | 1580 |  | 1 | 1580 |  | 1 | 1580
P107 | 2015 | RS2104012A | P | 2015-06-24 | PENTAIR | 11018 | 100 | 1 | 1580 |  | 1 | 1580 |  | 1 | 1580
P107 | 2015 | RS2112291A | P | 2015-09-23 | PENTAIR | 11018 | 100 | 1 | 1580 |  | 1 | 1580 |  | 1 | 1580
P107 | 2015 | RS2104024A | P | 2015-06-24 | PENTAIR | 11018 | 100 | 1 | 1580 |  | 1 | 1580 |  | 1 | 1580
P107 | 2015 | RS2110071A | P | 2015-08-28 | PENTAIR | 11018 | 100 | 1 | 1580 |  | 1 | 1580 |  | 1 | 1580
P107 | 2014 | RS2082705A | P | 2014-11-11 | PENTAIR | 11018 | 100 | 1 | 1580 |  | 1 | 1580 |  | 1 | 1580
P107 | 2015 | RS2103232A | P | 2015-07-07 | PENTAIR | 11018 | 100 | 1 | 1580 |  | 1 | 1580 |  | 1 | 1580
P107 | 2014 | RS2069785A | P | 2014-07-25 | PENTAIR | 11018 | 100 | 1 | 1580 |  | 1 | 1580 |  | 1 | 1580
P107 | 2015 | RS2111766A | P | 2015-09-22 | PENTAIR | 11018 | 100 | 1 | 1580 |  | 1 | 1580 |  | 1 | 1580
P107 | 2015 | RS2111768A | P | 2015-09-22 | PENTAIR | 11018 | 100 | 1 | 1580 |  | 1 | 1580 |  | 1 | 1580
P107 | 2015 | RS2112651A | P | 2015-09-28 | PENTAIR | 11018 | 100 | 1 | 1580 |  | 1 | 1580 |  | 1 | 1580
P107 | 2015 | RS2110070A | P | 2015-08-28 | PENTAIR | 11018 | 100 | 1 | 1580 |  | 1 | 1580 |  | 1 | 1580
P107 | 2015 | RS2111771A | P | 2015-09-22 | PENTAIR | 11018 | 100 | 1 | 1580 |  | 1 | 1580 |  | 1 | 1580
P107 | 2015 | RS2113383A | P | 2015-10-06 | PENTAIR | 11018 | 100 | 1 | 1580 |  | 1 | 1580 |  | 1 | 1580
P107 | 2015 | RS2112578A | P | 2015-10-01 | PENTAIR | 11018 | 100 | 1 | 1580 |  | 1 | 1580 |  | 1 | 1580
P107 | 2015 | RS2112117A | P | 2015-10-05 | PENTAIR | 11018 | 100 | 1 | 1580 |  | 1 | 1580 |  | 1 | 1580
P107 | 2015 | RS2104061A | P | 2015-06-24 | PENTAIR | 11018 | 100 | 1 | 1580 |  | 1 | 1580 |  | 1 | 1580
P107 | 2014 | RS2047929A | P | 2014-01-14 | STA-RITE | P6E6VS4H-209L | 100 | 1 | 1580 |  | 1 | 1580 |  | 1 | 1580
P107 | 2014 | RS2071220A | P | 2014-08-07 | STA-RITE | P6E6VS4H-209L | 100 | 1 | 1580 |  | 1 | 1580 |  | 1 | 1580
P107 | 2014 | RS2054519A | P | 2014-03-04 | STA-RITE | P6E6VS4H-209L | 100 | 1 | 1580 |  | 1 | 1580 |  | 1 | 1580
P107 | 2014 | RS2051070A | P | 2014-02-04 | STA-RITE | P6E6VS4H-209L | 100 | 1 | 1580 |  | 1 | 1580 |  | 1 | 1580
P107 | 2015 | RS2101009A | P | 2015-05-20 | STA-RITE | P6E6VS4H-209L | 100 | 1 | 1582.2 |  | 1 | 1582.2 |  | 1 | 1582.2
P107 | 2015 | RS2110392A | P | 2015-09-17 | PENTAIR | 11017 | 100 | 1 | 1584 |  | 1 | 1584 |  | 1 | 1584
P107 | 2014 | RS2054189A | P | 2014-03-03 | PENTAIR | 11018 | 100 | 1 | 1585 |  | 1 | 1585 |  | 1 | 1585
P107 | 2015 | RS2118858A | P | 2015-12-10 | STA-RITE | P6E6VS4H-209L | 100 | 1 | 1585 |  | 1 | 1585 |  | 1 | 1585
P107 | 2015 | RS2109432A | P | 2015-09-02 | PENTAIR | 11018 | 100 | 1 | 1585.95 |  | 1 | 1585.95 |  | 1 | 1585.95
P107 | 2015 | RS2095190A | P | 2015-03-04 | HAYWARD | SP3400VSP | 100 | 1 | 1590 |  | 1 | 1590 |  | 1 | 1590
P107 | 2015 | RS2095639A | P | 2015-03-10 | PENTAIR | 11018 | 100 | 1 | 1590 |  | 1 | 1590 |  | 1 | 1590
P107 | 2015 | RS2092065A | P | 2015-02-11 | PENTAIR | 11018 | 100 | 1 | 1590 |  | 1 | 1590 |  | 1 | 1590
P107 | 2015 | RS2100468A | P | 2015-05-12 | PENTAIR | 11018 | 100 | 1 | 1590 |  | 1 | 1590 |  | 1 | 1590
P107 | 2015 | RS2098317A | P | 2015-04-13 | PENTAIR | 11018 | 100 | 1 | 1590 |  | 1 | 1590 |  | 1 | 1590
P107 | 2015 | RS2106508A | P | 2015-07-22 | PENTAIR | 11018 | 100 | 1 | 1590 |  | 1 | 1590 |  | 1 | 1590
P107 | 2015 | RS2117082A | P | 2015-11-16 | PENTAIR | 11018 | 100 | 1 | 1590 |  | 1 | 1590 |  | 1 | 1590
P107 | 2015 | RS2117260A | P | 2015-12-01 | PENTAIR | 11018 | 100 | 1 | 1590 |  | 1 | 1590 |  | 1 | 1590
P107 | 2015 | RS2098316A | P | 2015-04-13 | PENTAIR | 11018 | 100 | 1 | 1590 |  | 1 | 1590 |  | 1 | 1590
P107 | 2015 | RS2092064A | P | 2015-01-27 | PENTAIR | 11018 | 100 | 1 | 1590 |  | 1 | 1590 |  | 1 | 1590
P107 | 2015 | RS2117259A | P | 2015-11-18 | PENTAIR | 11018 | 100 | 1 | 1590 |  | 1 | 1590 |  | 1 | 1590
P107 | 2015 | RS6070097A | P | 2015-11-06 | PENTAIR | 11018 | 100 | 1 | 1590 |  | 1 | 1590 |  | 1 | 1590
P107 | 2015 | RS2106507A | P | 2015-07-22 | PENTAIR | 11018 | 100 | 1 | 1590 |  | 1 | 1590 |  | 1 | 1590
P107 | 2014 | RS2049925A | P | 2014-02-07 | STA-RITE | P6E6VS4H-209L | 100 | 1 | 1590 |  | 1 | 1590 |  | 1 | 1590
P107 | 2015 | RS2117240A | P | 2015-11-18 | STA-RITE | P6E6VS4H-209L | 100 | 1 | 1590 |  | 1 | 1590 |  | 1 | 1590
P107 | 2015 | RS2095725A | P | 2015-03-10 | STA-RITE | P6E6VS4H-209L | 100 | 1 | 1590 |  | 1 | 1590 |  | 1 | 1590
P107 | 2015 | RS2100469A | P | 2015-05-12 | STA-RITE | P6E6VS4H-209L | 100 | 1 | 1590 |  | 1 | 1590 |  | 1 | 1590
P107 | 2015 | RS2091959A | P | 2015-01-27 | STA-RITE | P6E6VS4H-209L | 100 | 1 | 1590 |  | 1 | 1590 |  | 1 | 1590
P107 | 2015 | RS2092675A | P | 2015-02-04 | STA-RITE | P6E6VS4H-209L | 100 | 1 | 1590 |  | 1 | 1590 |  | 1 | 1590
P107 | 2015 | RS2095640A | P | 2015-03-10 | STA-RITE | P6E6VS4H-209L | 100 | 1 | 1590 |  | 1 | 1590 |  | 1 | 1590
P107 | 2015 | RS2092674A | P | 2015-02-04 | STA-RITE | P6E6VS4H-209L | 100 | 1 | 1590 |  | 1 | 1590 |  | 1 | 1590
P107 | 2015 | RS2100472A | P | 2015-05-12 | STA-RITE | P6E6VS4H-209L | 100 | 1 | 1590 |  | 1 | 1590 |  | 1 | 1590
P107 | 2015 | RS2100504A | P | 2015-05-13 | STA-RITE | P6E6VS4H-209L | 100 | 1 | 1590 |  | 1 | 1590 |  | 1 | 1590
P107 | 2015 | RS2117261A | P | 2015-11-18 | STA-RITE | P6E6VS4H-209L | 100 | 1 | 1590 |  | 1 | 1590 |  | 1 | 1590
P107 | 2015 | RS2092681A | P | 2015-02-04 | STA-RITE | P6E6VS4H-209L | 100 | 1 | 1590 |  | 1 | 1590 |  | 1 | 1590
P107 | 2015 | RS2098318A | P | 2015-04-13 | STA-RITE | P6E6VS4H-209L | 100 | 1 | 1590 |  | 1 | 1590 |  | 1 | 1590
P107 | 2015 | RS2100473A | P | 2015-05-12 | STA-RITE | P6E6VS4H-209L | 100 | 1 | 1590 |  | 1 | 1590 |  | 1 | 1590
P107 | 2015 | RS2098406A | P | 2015-04-13 | STA-RITE | P6E6VS4H-209L | 100 | 1 | 1590 |  | 1 | 1590 |  | 1 | 1590
P107 | 2015 | RS2098210A | P | 2015-04-10 | STA-RITE | P6E6VS4H-209L | 100 | 1 | 1590 |  | 1 | 1590 |  | 1 | 1590
P107 | 2015 | RS2100471A | P | 2015-05-12 | STA-RITE | P6E6VS4H-209L | 100 | 1 | 1590 |  | 1 | 1590 |  | 1 | 1590
P107 | 2015 | RS2098319A | P | 2015-04-13 | STA-RITE | P6E6VS4H-209L | 100 | 1 | 1590 |  | 1 | 1590 |  | 1 | 1590
P107 | 2015 | RS2117239A | P | 2015-11-18 | STA-RITE | P6E6VS4H-209L | 100 | 1 | 1590 |  | 1 | 1590 |  | 1 | 1590
P107 | 2015 | RS2095724A | P | 2015-03-10 | STA-RITE | P6E6VS4H-209L | 100 | 1 | 1590 |  | 1 | 1590 |  | 1 | 1590
P107 | 2015 | RS2117256A | P | 2015-11-18 | STA-RITE | P6E6VS4H-209L | 100 | 1 | 1590 |  | 1 | 1590 |  | 1 | 1590
P107 | 2015 | RS2120137A | P | 2015-12-18 | STA-RITE | P6E6VS4H-209L | 100 | 1 | 1590 |  | 1 | 1590 |  | 1 | 1590
P107 | 2015 | RS2117262A | P | 2015-11-18 | STA-RITE | P6E6VS4H-209L | 100 | 1 | 1590 |  | 1 | 1590 |  | 1 | 1590
P107 | 2014 | RS2057231A | P | 2014-03-28 | ZODIAC/JANDY | JEP1.5 | 100 | 1 | 1590 |  | 1 | 1590 |  | 1 | 1590
P107 | 2015 | RS2119459A | P | 2015-12-14 | HAYWARD | SP3400VSP | 100 | 1 | 1595 |  | 1 | 1595 |  | 1 | 1595
P107 | 2014 | RS2050827A | P | 2014-01-29 | HAYWARD | SP3400VSP | 100 | 1 | 1595 |  | 1 | 1595 |  | 1 | 1595
P107 | 2014 | RS2060905A | P | 2014-05-08 | PENTAIR | 11018 | 100 | 1 | 1595 |  | 1 | 1595 |  | 1 | 1595
P107 | 2015 | RS2112484A | P | 2015-09-24 | PENTAIR | 11018 | 100 | 1 | 1595 |  | 1 | 1595 |  | 1 | 1595
P107 | 2015 | RS2120078A | P | 2015-12-17 | PENTAIR | 11018 | 100 | 1 | 1595 |  | 1 | 1595 |  | 1 | 1595
P107 | 2015 | RS2108263A | P | 2015-08-10 | PENTAIR | 11018 | 100 | 1 | 1595 |  | 1 | 1595 |  | 1 | 1595
P107 | 2015 | RS2101324A | P | 2015-05-26 | PENTAIR | 11018 | 100 | 1 | 1595 |  | 1 | 1595 |  | 1 | 1595
P107 | 2014 | RS6043390A | P | 2014-11-18 | PENTAIR | 11018 | 100 | 1 | 1595 |  | 1 | 1595 |  | 1 | 1595
P107 | 2015 | RS2111325A | P | 2015-09-15 | PENTAIR | 11018 | 100 | 1 | 1595 |  | 1 | 1595 |  | 1 | 1595
P107 | 2014 | RS6026490A | P | 2014-05-30 | PENTAIR | 11018 | 100 | 1 | 1595 |  | 1 | 1595 |  | 1 | 1595
P107 | 2015 | RS2108487A | P | 2015-08-28 | PENTAIR | 11018 | 100 | 1 | 1595 |  | 1 | 1595 |  | 1 | 1595
P107 | 2015 | RS2098330A | P | 2015-04-13 | PENTAIR | 11018 | 100 | 1 | 1595 |  | 1 | 1595 |  | 1 | 1595
P107 | 2015 | RS6054700A | P | 2015-03-18 | PENTAIR | 11018 | 100 | 1 | 1595 |  | 1 | 1595 |  | 1 | 1595
P107 | 2015 | RS2107592A | P | 2015-08-28 | PENTAIR | 11018 | 100 | 1 | 1595 |  | 1 | 1595 |  | 1 | 1595
P107 | 2015 | RS2111285A | P | 2015-09-14 | PENTAIR | 11018 | 100 | 1 | 1595 |  | 1 | 1595 |  | 1 | 1595
P107 | 2015 | RS2106681A | P | 2015-07-22 | PENTAIR | 11018 | 100 | 1 | 1595 |  | 1 | 1595 |  | 1 | 1595
P107 | 2014 | RS2062690A | P | 2014-05-30 | PENTAIR | 11018 | 100 | 1 | 1595 |  | 1 | 1595 |  | 1 | 1595
P107 | 2015 | RS2113339A | P | 2015-10-05 | PENTAIR | 11018 | 100 | 1 | 1595 |  | 1 | 1595 |  | 1 | 1595
P107 | 2015 | RS2117651A | P | 2015-12-01 | PENTAIR | 11018 | 100 | 1 | 1595 |  | 1 | 1595 |  | 1 | 1595
P107 | 2014 | RS2066271A | P | 2014-06-25 | PENTAIR | 11018 | 100 | 1 | 1595 |  | 1 | 1595 |  | 1 | 1595
P107 | 2015 | RS2110732A | P | 2015-09-04 | PENTAIR | 11018 | 100 | 1 | 1595 |  | 1 | 1595 |  | 1 | 1595
P107 | 2014 | RS2083895A | P | 2014-12-05 | PENTAIR | 11018 | 100 | 1 | 1595 |  | 1 | 1595 |  | 1 | 1595
P107 | 2015 | RS2101777A | P | 2015-05-27 | PENTAIR | 11018 | 100 | 1 | 1595 |  | 1 | 1595 |  | 1 | 1595
P107 | 2015 | RS2108262A | P | 2015-08-10 | PENTAIR | 11018 | 100 | 1 | 1595 |  | 1 | 1595 |  | 1 | 1595
P107 | 2015 | RS2100039A | P | 2015-05-06 | PENTAIR | 342001 | 100 | 1 | 1595 |  | 1 | 1595 |  | 1 | 1595
P107 | 2015 | RS2119411A | P | 2015-12-14 | PENTAIR | 11018 | 100 | 1 | 1595 |  | 1 | 1595 |  | 1 | 1595
P107 | 2015 | RS2112116A | P | 2015-09-23 | PENTAIR | 11018 | 100 | 1 | 1595 |  | 1 | 1595 |  | 1 | 1595
P107 | 2014 | RS2068515A | P | 2014-07-15 | PENTAIR | 11018 | 100 | 1 | 1595 |  | 1 | 1595 |  | 1 | 1595
P107 | 2015 | RS2100921A | P | 2015-05-18 | PENTAIR | 11018 | 100 | 1 | 1595 |  | 1 | 1595 |  | 1 | 1595
P107 | 2015 | RS2105152A | P | 2015-07-07 | PENTAIR | 11018 | 100 | 1 | 1595 |  | 1 | 1595 |  | 1 | 1595
P107 | 2015 | RS2102256A | P | 2015-06-05 | PENTAIR | 11018 | 100 | 1 | 1595 |  | 1 | 1595 |  | 1 | 1595
P107 | 2014 | RS2067924A | P | 2014-07-09 | PENTAIR | 11018 | 100 | 1 | 1595 |  | 1 | 1595 |  | 1 | 1595
P107 | 2014 | RS2062526A | P | 2014-06-16 | PENTAIR | 11018 | 100 | 1 | 1595 |  | 1 | 1595 |  | 1 | 1595
P107 | 2015 | RS2100922A | P | 2015-05-18 | PENTAIR | 11018 | 100 | 1 | 1595 |  | 1 | 1595 |  | 1 | 1595
P107 | 2014 | RS6028566A | P | 2014-06-19 | PENTAIR | 11018 | 100 | 1 | 1595 |  | 1 | 1595 |  | 1 | 1595
P107 | 2015 | RS6052991A | P | 2015-02-10 | PENTAIR | 11018 | 100 | 1 | 1595 |  | 1 | 1595 |  | 1 | 1595
P107 | 2014 | RS2076330A | P | 2014-09-17 | STA-RITE | P6E6VS4H-209L | 100 | 1 | 1595 |  | 1 | 1595 |  | 1 | 1595
P107 | 2015 | RS2113363A | P | 2015-10-05 | STA-RITE | P6E6VS4H-209L | 100 | 1 | 1595 |  | 1 | 1595 |  | 1 | 1595
P107 | 2015 | RS2097334A | P | 2015-03-30 | STA-RITE | P6E6VS4H-209L | 100 | 1 | 1595 |  | 1 | 1595 |  | 1 | 1595
P107 | 2015 | RS2114468A | P | 2015-10-20 | STA-RITE | P6E6VS4H-209L | 100 | 1 | 1595 |  | 1 | 1595 |  | 1 | 1595
P107 | 2014 | RS2079648A | P | 2014-10-10 | STA-RITE | P6E6VS4H-209L | 100 | 1 | 1595 |  | 1 | 1595 |  | 1 | 1595
P107 | 2014 | RS2058100A | P | 2014-04-08 | STA-RITE | P6E6VS4H-209L | 100 | 1 | 1595 |  | 1 | 1595 |  | 1 | 1595
P107 | 2014 | RS2078305A | P | 2014-09-30 | STA-RITE | P6E6VS4H-209L | 100 | 1 | 1595 |  | 1 | 1595 |  | 1 | 1595
P107 | 2014 | RS2076273A | P | 2014-09-12 | STA-RITE | P6E6VS4H-209L | 100 | 1 | 1595 |  | 1 | 1595 |  | 1 | 1595
P107 | 2015 | RS2106080A | P | 2015-12-29 | STA-RITE | P6E6Y4H-209L | 100 | 1 | 1595 |  | 1 | 1595 |  | 1 | 1595
P107 | 2015 | RS2111489A | P | 2015-09-17 | STA-RITE | P6E6VS4H-209L | 100 | 1 | 1595 |  | 1 | 1595 |  | 1 | 1595
P107 | 2015 | RS6066770A | P | 2015-09-01 | HAYWARD | SP3400VSP | 100 | 1 | 1596.43 |  | 1 | 1596.43 |  | 1 | 1596.43
P107 | 2015 | RS2094036A | P | 2015-02-18 | PENTAIR | 11018 | 100 | 1 | 1597 |  | 1 | 1597 |  | 1 | 1597
P107 | 2015 | RS2116001A | P | 2015-11-03 | STA-RITE | P6E6VS4H-209L | 100 | 1 | 1597.66 |  | 1 | 1597.66 |  | 1 | 1597.66
P107 | 2015 | RS2120790A | P | 2015-12-29 | PENTAIR | 11018 | 100 | 1 | 1597.95 |  | 1 | 1597.95 |  | 1 | 1597.95
P107 | 2015 | RS2106783A | P | 2015-07-22 | PENTAIR | 11018 | 100 | 1 | 1598 |  | 1 | 1598 |  | 1 | 1598
P107 | 2015 | RS2114211A | P | 2015-10-20 | PENTAIR | 11018 | 100 | 1 | 1598 |  | 1 | 1598 |  | 1 | 1598
P107 | 2015 | RS6068547B | P | 2015-09-14 | PENTAIR | 11018 | 100 | 1 | 1598 |  | 1 | 1598 |  | 1 | 1598
P107 | 2014 | RS2052125A | P | 2014-02-10 | PENTAIR | 11018 | 100 | 1 | 1598 |  | 1 | 1598 |  | 1 | 1598
P107 | 2015 | RS2100768A | P | 2015-05-19 | STA-RITE | P6E6VS4H-209L | 100 | 1 | 1598 |  | 1 | 1598 |  | 1 | 1598
P107 | 2014 | RS2069837A | P | 2014-07-25 | STA-RITE | P6E6VS4H-209L | 100 | 1 | 1598 |  | 1 | 1598 |  | 1 | 1598
P107 | 2015 | RS2093909A | P | 2015-02-25 | STA-RITE | P6E6VS4H-209L | 100 | 1 | 1598 |  | 1 | 1598 |  | 1 | 1598
P107 | 2014 | RS2067491A | P | 2014-07-07 | STA-RITE | P6E6VS4H-209L | 100 | 1 | 1598 |  | 1 | 1598 |  | 1 | 1598
P107 | 2015 | RS2101369A | P | 2015-05-26 | STA-RITE | P6E6VS4H-209L | 100 | 1 | 1598 |  | 1 | 1598 |  | 1 | 1598
P107 | 2014 | RS2074369A | P | 2014-08-28 | STA-RITE | P6E6VS4H-209L | 100 | 1 | 1598 |  | 1 | 1598 |  | 1 | 1598
P107 | 2014 | RS2084009A | P | 2014-11-20 | STA-RITE | P6E6VS4H-209L | 100 | 1 | 1598 |  | 1 | 1598 |  | 1 | 1598
P107 | 2014 | RS2073973A | P | 2014-08-27 | STA-RITE | P6E6VS4H-209L | 100 | 1 | 1598 |  | 1 | 1598 |  | 1 | 1598
P107 | 2015 | RS2106826A | P | 2015-08-03 | STA-RITE | P6E6VS4H-209L | 100 | 1 | 1598 |  | 1 | 1598 |  | 1 | 1598
P107 | 2014 | RS2079815A | P | 2014-10-15 | STA-RITE | P6E6VS4H-209L | 100 | 1 | 1598 |  | 1 | 1598 |  | 1 | 1598
P107 | 2015 | RS2090861A | P | 2015-01-15 | STA-RITE | P6E6VS4H-209L | 100 | 1 | 1598 |  | 1 | 1598 |  | 1 | 1598
P107 | 2015 | RS2106827A | P | 2015-07-22 | STA-RITE | P6E6VS4H-209L | 100 | 1 | 1598 |  | 1 | 1598 |  | 1 | 1598
P107 | 2014 | RS2072711A | P | 2014-08-19 | STA-RITE | P6E6VS4H-209L | 100 | 1 | 1598 |  | 1 | 1598 |  | 1 | 1598
P107 | 2014 | RS2064498A | P | 2014-06-10 | STA-RITE | P6E6VS4H-209L | 100 | 1 | 1598 |  | 1 | 1598 |  | 1 | 1598
P107 | 2015 | RS2110234A | P | 2015-09-01 | STA-RITE | P6E6VS4H-209L | 100 | 1 | 1598 |  | 1 | 1598 |  | 1 | 1598
P107 | 2015 | RS2090862A | P | 2015-01-15 | STA-RITE | P6E6VS4H-209L | 100 | 1 | 1598 |  | 1 | 1598 |  | 1 | 1598
P107 | 2014 | RS2073974A | P | 2014-08-27 | STA-RITE | P6E6VS4H-209L | 100 | 1 | 1598 |  | 1 | 1598 |  | 1 | 1598
P107 | 2015 | RS2110545A | P | 2015-09-03 | STA-RITE | P6E6VS4H-209L | 100 | 1 | 1598 |  | 1 | 1598 |  | 1 | 1598
P107 | 2014 | RS2073392A | P | 2014-08-21 | STA-RITE | P6E6VS4H-209L | 100 | 1 | 1598 |  | 1 | 1598 |  | 1 | 1598
P107 | 2014 | RS2067487A | P | 2014-07-07 | STA-RITE | P6E6VS4H-209L | 100 | 1 | 1598 |  | 1 | 1598 |  | 1 | 1598
P107 | 2015 | RS2111470A | P | 2015-09-17 | STA-RITE | P6E6VS4H-209L | 100 | 1 | 1598 |  | 1 | 1598 |  | 1 | 1598
P107 | 2014 | RS2073391A | P | 2014-08-21 | STA-RITE | P6E6VS4H-209L | 100 | 1 | 1598 |  | 1 | 1598 |  | 1 | 1598
P107 | 2015 | RS2106828A | P | 2015-07-22 | STA-RITE | P6E6VS4H-209L | 100 | 1 | 1598 |  | 1 | 1598 |  | 1 | 1598
P107 | 2015 | RS2101890A | P | 2015-06-12 | STA-RITE | P6E6VS4H-209L | 100 | 1 | 1598 |  | 1 | 1598 |  | 1 | 1598
P107 | 2014 | RS2079651A | P | 2014-10-10 | STA-RITE | P6E6VS4H-209L | 100 | 1 | 1598 |  | 1 | 1598 |  | 1 | 1598
P107 | 2014 | RS2080848A | P | 2014-10-23 | STA-RITE | P6E6VS4H-209L | 100 | 1 | 1598 |  | 1 | 1598 |  | 1 | 1598
P107 | 2015 | RS2101335A | P | 2015-05-22 | ZODIAC | JEP1.5 | 100 | 1 | 1598 |  | 1 | 1598 |  | 1 | 1598
P107 | 2015 | RS2101148A | P | 2015-05-21 | PENTAIR | 11018 | 100 | 1 | 1598.95 |  | 1 | 1598.95 |  | 1 | 1598.95
P107 | 2015 | RS2097084A | P | 2015-03-25 | PENTAIR | 11018 | 100 | 1 | 1598.95 |  | 1 | 1598.95 |  | 1 | 1598.95
P107 | 2014 | RS2086578A | P | 2014-12-17 | PENTAIR | 11018 | 100 | 1 | 1598.95 |  | 1 | 1598.95 |  | 1 | 1598.95
P107 | 2015 | RS2106781A | P | 2015-07-22 | PENTAIR | 11018 | 100 | 1 | 1598.95 |  | 1 | 1598.95 |  | 1 | 1598.95
P107 | 2015 | RS2095175A | P | 2015-05-13 | PENTAIR | 11018 | 100 | 1 | 1598.95 |  | 1 | 1598.95 |  | 1 | 1598.95
P107 | 2015 | RS2094857A | P | 2015-02-27 | PENTAIR | 11018 | 100 | 1 | 1598.95 |  | 1 | 1598.95 |  | 1 | 1598.95
P107 | 2015 | RS2116208A | P | 2016-01-07 | PENTAIR | 11018 | 100 | 1 | 1598.95 |  | 1 | 1598.95 |  | 1 | 1598.95
P107 | 2015 | RS2103156A | P | 2015-06-12 | PENTAIR | 11018 | 100 | 1 | 1598.95 |  | 1 | 1598.95 |  | 1 | 1598.95
P107 | 2015 | RS2102787A | P | 2015-06-11 | PENTAIR | 11018 | 100 | 1 | 1598.95 |  | 1 | 1598.95 |  | 1 | 1598.95
P107 | 2015 | RS2109251A | P | 2015-08-19 | PENTAIR | 11018 | 100 | 1 | 1598.95 |  | 1 | 1598.95 |  | 1 | 1598.95
P107 | 2015 | RS2097089A | P | 2015-03-25 | PENTAIR | 11018 | 100 | 1 | 1598.95 |  | 1 | 1598.95 |  | 1 | 1598.95
P107 | 2015 | RS2107844A | P | 2015-08-04 | PENTAIR | 11018 | 100 | 1 | 1598.95 |  | 1 | 1598.95 |  | 1 | 1598.95
P107 | 2015 | RS2101141A | P | 2015-06-01 | PENTAIR | 11018 | 100 | 1 | 1598.95 |  | 1 | 1598.95 |  | 1 | 1598.95
P107 | 2015 | RS2101140A | P | 2015-05-21 | PENTAIR | 11018 | 100 | 1 | 1598.95 |  | 1 | 1598.95 |  | 1 | 1598.95
P107 | 2015 | RS2113355A | P | 2015-10-05 | PENTAIR | 11018 | 100 | 1 | 1598.95 |  | 1 | 1598.95 |  | 1 | 1598.95
P107 | 2015 | RS2107550A | P | 2015-07-30 | PENTAIR | 11018 | 100 | 1 | 1598.95 |  | 1 | 1598.95 |  | 1 | 1598.95
P107 | 2015 | RS2097957A | P | 2015-04-10 | PENTAIR | 11018 | 100 | 1 | 1598.95 |  | 1 | 1598.95 |  | 1 | 1598.95
P107 | 2015 | RS2099530A | P | 2015-04-30 | PENTAIR | 11018 | 100 | 1 | 1598.95 |  | 1 | 1598.95 |  | 1 | 1598.95
P107 | 2015 | RS2107161A | P | 2015-07-27 | PENTAIR | 11018 | 100 | 1 | 1598.95 |  | 1 | 1598.95 |  | 1 | 1598.95
P107 | 2014 | RS6025544A | P | 2014-05-07 | PENTAIR | 11018 | 100 | 1 | 1599 |  | 1 | 1599 |  | 1 | 1599
P107 | 2015 | RS6069457A | P | 2015-09-24 | PENTAIR | 11018 | 100 | 1 | 1599 |  | 1 | 1599 |  | 1 | 1599
P107 | 2015 | RS2092785A | P | 2015-02-04 | PENTAIR | 11018 | 100 | 1 | 1599 |  | 1 | 1599 |  | 1 | 1599
P107 | 2014 | RS2081787A | P | 2014-11-03 | HAYWARD | SP3400VSP | 100 | 1 | 1600 |  | 1 | 1600 |  | 1 | 1600
P107 | 2015 | RS2097471A | P | 2015-04-02 | HAYWARD | SP3400VSP | 100 | 1 | 1600 |  | 1 | 1600 |  | 1 | 1600
P107 | 2015 | RS2091719A | P | 2015-01-26 | HAYWARD | SP3400VSP | 100 | 1 | 1600 |  | 1 | 1600 |  | 1 | 1600
P107 | 2014 | RS6022506A | P | 2014-03-24 | HAYWARD | SP3400VSP | 100 | 1 | 1600 |  | 1 | 1600 |  | 1 | 1600
P107 | 2014 | RS2072924A | P | 2014-08-20 | HAYWARD | SP3200VSP | 100 | 1 | 1600 |  | 1 | 1600 |  | 1 | 1600
P107 | 2014 | RS2083843A | P | 2014-11-19 | HAYWARD | SP3400VSP | 100 | 1 | 1600 |  | 1 | 1600 |  | 1 | 1600
P107 | 2014 | RS2065745A | P | 2014-06-20 | HAYWARD | SP3400VSP | 100 | 1 | 1600 |  | 1 | 1600 |  | 1 | 1600
P107 | 2014 | RS2056905A | P | 2014-04-08 | HAYWARD | SP3400VSP | 100 | 1 | 1600 |  | 1 | 1600 |  | 1 | 1600
P107 | 2015 | RS2096242A | P | 2015-03-18 | HAYWARD | SP3200VSP | 100 | 1 | 1600 |  | 1 | 1600 |  | 1 | 1600
P107 | 2014 | RS2083844A | P | 2014-11-19 | HAYWARD | SP3400VSP | 100 | 1 | 1600 |  | 1 | 1600 |  | 1 | 1600
P107 | 2014 | RS2064520A | P | 2014-06-10 | HAYWARD | SP3400VSP | 100 | 1 | 1600 |  | 1 | 1600 |  | 1 | 1600
P107 | 2014 | RS2081786A | P | 2014-11-03 | HAYWARD | SP3400VSP | 100 | 1 | 1600 |  | 1 | 1600 |  | 1 | 1600
P107 | 2015 | RS2100214A | P | 2015-05-07 | HAYWARD | SP3200VSP | 100 | 1 | 1600 |  | 1 | 1600 |  | 1 | 1600
P107 | 2015 | RS2106805A | P | 2015-08-05 | HAYWARD | SP3400VSP | 100 | 1 | 1600 |  | 1 | 1600 |  | 1 | 1600
P107 | 2015 | RS2096232A | P | 2015-03-18 | HAYWARD | SP3400VSP | 100 | 1 | 1600 |  | 1 | 1600 |  | 1 | 1600
P107 | 2014 | RS2082996A | P | 2014-11-12 | HAYWARD | SP3400VSP | 100 | 1 | 1600 |  | 1 | 1600 |  | 1 | 1600
P107 | 2014 | RS2081785A | P | 2014-11-03 | HAYWARD | SP3400VSP | 100 | 1 | 1600 |  | 1 | 1600 |  | 1 | 1600
P107 | 2014 | RS2061386A | P | 2014-05-12 | HAYWARD | SP3400VSP | 100 | 1 | 1600 |  | 1 | 1600 |  | 1 | 1600
P107 | 2015 | RS2092529A | P | 2015-02-04 | HAYWARD | SP3400VSP | 100 | 1 | 1600 |  | 1 | 1600 |  | 1 | 1600
P107 | 2015 | RS2099545A | P | 2015-04-30 | HAYWARD | SP3400VSP | 100 | 1 | 1600 |  | 1 | 1600 |  | 1 | 1600
P107 | 2015 | RS2117986A | P | 2015-12-22 | HAYWARD | SP3400VSP | 100 | 1 | 1600 |  | 1 | 1600 |  | 1 | 1600
P107 | 2014 | RS2058522A | P | 2014-04-14 | HAYWARD | SP3400VSP | 100 | 1 | 1600 |  | 1 | 1600 |  | 1 | 1600
P107 | 2015 | RS2099203A | P | 2015-04-24 | PENTAIR | 11018 | 100 | 1 | 1600 |  | 1 | 1600 |  | 1 | 1600
P107 | 2014 | RS2066547A | P | 2014-06-27 | PENTAIR | 11013 | 100 | 1 | 1600 |  | 1 | 1600 |  | 1 | 1600
P107 | 2014 | RS2059497A | P | 2014-04-23 | PENTAIR | 11018 | 100 | 1 | 1600 |  | 1 | 1600 |  | 1 | 1600
P107 | 2014 | RS2072931A | P | 2014-08-20 | PENTAIR | 11018 | 100 | 1 | 1600 |  | 1 | 1600 |  | 1 | 1600
P107 | 2015 | RS6058405A | P | 2015-04-30 | PENTAIR | 11018 | 100 | 1 | 1600 |  | 1 | 1600 |  | 1 | 1600
P107 | 2015 | RS2102298A | P | 2015-06-05 | PENTAIR | 11018 | 100 | 1 | 1600 |  | 1 | 1600 |  | 1 | 1600
P107 | 2015 | RS2113019A | P | 2015-09-30 | PENTAIR | 11018 | 100 | 1 | 1600 |  | 1 | 1600 |  | 1 | 1600
P107 | 2015 | RS2101846A | P | 2015-05-28 | PENTAIR | 11018 | 100 | 1 | 1600 |  | 1 | 1600 |  | 1 | 1600
P107 | 2015 | RS2092077A | P | 2015-01-28 | PENTAIR | 11018 | 100 | 1 | 1600 |  | 1 | 1600 |  | 1 | 1600
P107 | 2014 | RS2070424A | P | 2014-08-01 | PENTAIR | 11018 | 100 | 1 | 1600 |  | 1 | 1600 |  | 1 | 1600
P107 | 2014 | RS2064530A | P | 2014-06-10 | PENTAIR | 11018 | 100 | 1 | 1600 |  | 1 | 1600 |  | 1 | 1600
P107 | 2015 | RS2110097A | P | 2015-08-28 | PENTAIR | 11018 | 100 | 1 | 1600 |  | 1 | 1600 |  | 1 | 1600
P107 | 2014 | RS2048569A | P | 2014-01-28 | PENTAIR | 11018 | 100 | 1 | 1600 |  | 1 | 1600 |  | 1 | 1600
P107 | 2015 | RS2092071A | P | 2015-01-30 | PENTAIR | 11018 | 100 | 1 | 1600 |  | 1 | 1600 |  | 1 | 1600
P107 | 2015 | RS2112804A | P | 2015-09-29 | PENTAIR | 11018 | 100 | 1 | 1600 |  | 1 | 1600 |  | 1 | 1600
P107 | 2015 | RS2111981A | P | 2015-10-01 | PENTAIR | 11018 | 100 | 1 | 1600 |  | 1 | 1600 |  | 1 | 1600
P107 | 2014 | RS2078972A | P | 2014-10-03 | PENTAIR | 11018 | 100 | 1 | 1600 |  | 1 | 1600 |  | 1 | 1600
P107 | 2015 | RS2107771A | P | 2015-08-04 | PENTAIR | 11018 | 100 | 1 | 1600 |  | 1 | 1600 |  | 1 | 1600
P107 | 2015 | RS2119582A | P | 2015-12-18 | PENTAIR | 11018 | 100 | 1 | 1600 |  | 1 | 1600 |  | 1 | 1600
P107 | 2014 | RS2085147A | P | 2014-12-04 | PENTAIR | 11018 | 100 | 1 | 1600 |  | 1 | 1600 |  | 1 | 1600
P107 | 2014 | RS2050577A | P | 2014-01-27 | PENTAIR | 11018 | 100 | 1 | 1600 |  | 1 | 1600 |  | 1 | 1600
P107 | 2014 | RS6026066A | P | 2014-05-16 | PENTAIR | 11018 | 100 | 1 | 1600 |  | 1 | 1600 |  | 1 | 1600
P107 | 2014 | RS2081871A | P | 2014-11-03 | PENTAIR | 11018 | 100 | 1 | 1600 |  | 1 | 1600 |  | 1 | 1600
P107 | 2014 | RS2083008A | P | 2014-11-12 | PENTAIR | 11018 | 100 | 1 | 1600 |  | 1 | 1600 |  | 1 | 1600
P107 | 2014 | RS2069949A | P | 2014-07-28 | PENTAIR | 11018 | 100 | 1 | 1600 |  | 1 | 1600 |  | 1 | 1600
P107 | 2015 | RS2094851A | P | 2015-02-27 | PENTAIR | 11018 | 100 | 1 | 1600 |  | 1 | 1600 |  | 1 | 1600
P107 | 2015 | RS2104074A | P | 2015-07-01 | PENTAIR | 11018 | 100 | 1 | 1600 |  | 1 | 1600 |  | 1 | 1600
P107 | 2014 | RS2067631A | P | 2014-07-08 | PENTAIR | 11018 | 100 | 1 | 1600 |  | 1 | 1600 |  | 1 | 1600
P107 | 2015 | RS2099941A | P | 2015-05-28 | PENTAIR | 11018 | 100 | 1 | 1600 |  | 1 | 1600 |  | 1 | 1600
P107 | 2015 | RS2107217A | P | 2015-07-28 | PENTAIR | 11018 | 100 | 1 | 1600 |  | 1 | 1600 |  | 1 | 1600
P107 | 2015 | RS6064008A | P | 2015-07-09 | PENTAIR | 11018 | 100 | 1 | 1600 |  | 1 | 1600 |  | 1 | 1600
P107 | 2014 | RS2047187A | P | 2014-01-10 | PENTAIR | 11018 | 100 | 1 | 1600 |  | 1 | 1600 |  | 1 | 1600
P107 | 2015 | RS2107216A | P | 2015-07-28 | PENTAIR | 11018 | 100 | 1 | 1600 |  | 1 | 1600 |  | 1 | 1600
P107 | 2015 | RS6063426A | P | 2015-07-02 | PENTAIR | 11018 | 100 | 1 | 1600 |  | 1 | 1600 |  | 1 | 1600
P107 | 2015 | RS2113919A | P | 2015-10-14 | PENTAIR | 11018 | 100 | 1 | 1600 |  | 1 | 1600 |  | 1 | 1600
P107 | 2014 | RS2069508A | P | 2014-07-24 | PENTAIR | 11018 | 100 | 1 | 1600 |  | 1 | 1600 |  | 1 | 1600
P107 | 2014 | RS2087953A | P | 2014-12-26 | PENTAIR | 11018 | 100 | 1 | 1600 |  | 1 | 1600 |  | 1 | 1600
P107 | 2015 | RS2094448A | P | 2015-02-20 | PENTAIR | 11018 | 100 | 1 | 1600 |  | 1 | 1600 |  | 1 | 1600
P107 | 2014 | RS2057203A | P | 2014-03-28 | PENTAIR | 11018 | 100 | 1 | 1600 |  | 1 | 1600 |  | 1 | 1600
P107 | 2014 | RS2057208A | P | 2014-03-28 | PENTAIR | 11018 | 100 | 1 | 1600 |  | 1 | 1600 |  | 1 | 1600
P107 | 2015 | RS2113537A | P | 2015-10-07 | PENTAIR | 11018 | 100 | 1 | 1600 |  | 1 | 1600 |  | 1 | 1600
P107 | 2015 | RS2095033A | P | 2015-03-03 | PENTAIR | 11018 | 100 | 1 | 1600 |  | 1 | 1600 |  | 1 | 1600
P107 | 2014 | RS2061709A | P | 2014-05-14 | PENTAIR | 11018 | 100 | 1 | 1600 |  | 1 | 1600 |  | 1 | 1600
P107 | 2014 | RS2084403A | P | 2014-11-25 | PENTAIR | 11018 | 100 | 1 | 1600 |  | 1 | 1600 |  | 1 | 1600
P107 | 2015 | RS2113366A | P | 2015-10-05 | PENTAIR | 11017 | 100 | 1 | 1600 |  | 1 | 1600 |  | 1 | 1600
P107 | 2015 | RS6065675A | P | 2015-07-29 | PENTAIR | 11018 | 100 | 1 | 1600 |  | 1 | 1600 |  | 1 | 1600
P107 | 2015 | RS6065820A | P | 2015-07-30 | PENTAIR | 11018 | 100 | 1 | 1600 |  | 1 | 1600 |  | 1 | 1600
P107 | 2014 | RS2067874A | P | 2014-07-09 | PENTAIR | 11018 | 100 | 1 | 1600 |  | 1 | 1600 |  | 1 | 1600
P107 | 2015 | RS2095043A | P | 2015-03-03 | PENTAIR | 11018 | 100 | 1 | 1600 |  | 1 | 1600 |  | 1 | 1600
P107 | 2015 | RS2117306A | P | 2015-12-01 | PENTAIR | 11018 | 100 | 1 | 1600 |  | 1 | 1600 |  | 1 | 1600
P107 | 2015 | RS2112973A | P | 2015-10-01 | PENTAIR | 11018 | 100 | 1 | 1600 |  | 1 | 1600 |  | 1 | 1600
P107 | 2014 | RS2057202A | P | 2014-03-28 | PENTAIR | 11018 | 100 | 1 | 1600 |  | 1 | 1600 |  | 1 | 1600
P107 | 2014 | RS2059794A | P | 2014-04-25 | PENTAIR | 11018 | 100 | 1 | 1600 |  | 1 | 1600 |  | 1 | 1600
P107 | 2015 | RS2101367A | P | 2015-05-26 | PENTAIR | 11018 | 100 | 1 | 1600 |  | 1 | 1600 |  | 1 | 1600
P107 | 2015 | RS2101365A | P | 2015-05-26 | PENTAIR | 11018 | 100 | 1 | 1600 |  | 1 | 1600 |  | 1 | 1600
P107 | 2015 | RS2117494A | P | 2015-11-20 | PENTAIR | 11018 | 100 | 1 | 1600 |  | 1 | 1600 |  | 1 | 1600
P107 | 2014 | RS6040882A | P | 2014-10-22 | PENTAIR | 11018 | 100 | 1 | 1600 |  | 1 | 1600 |  | 1 | 1600
P107 | 2015 | RS2107171A | P | 2015-07-27 | PENTAIR | 11018 | 100 | 1 | 1600 |  | 1 | 1600 |  | 1 | 1600
P107 | 2015 | RS2110864A | P | 2015-09-08 | PENTAIR | 11018 | 100 | 1 | 1600 |  | 1 | 1600 |  | 1 | 1600
P107 | 2015 | RS2118647A | P | 2015-12-08 | PENTAIR | 11018 | 100 | 1 | 1600 |  | 1 | 1600 |  | 1 | 1600
P107 | 2014 | RS2062541A | P | 2014-05-30 | PENTAIR | 11018 | 100 | 1 | 1600 |  | 1 | 1600 |  | 1 | 1600
P107 | 2015 | RS2096545A | P | 2015-03-19 | PENTAIR | 11018 | 100 | 1 | 1600 |  | 1 | 1600 |  | 1 | 1600
P107 | 2014 | RS2087565A | P | 2015-01-06 | PENTAIR | 11018 | 100 | 1 | 1600 |  | 1 | 1600 |  | 1 | 1600
P107 | 2014 | RS2057623A | P | 2014-04-01 | PENTAIR | 11018 | 100 | 1 | 1600 |  | 1 | 1600 |  | 1 | 1600
P107 | 2014 | RS2066558A | P | 2014-06-27 | PENTAIR | 11018 | 100 | 1 | 1600 |  | 1 | 1600 |  | 1 | 1600
P107 | 2014 | RS2066801A | P | 2014-07-07 | PENTAIR | 11018 | 100 | 1 | 1600 |  | 1 | 1600 |  | 1 | 1600
P107 | 2014 | RS2077193A | P | 2014-09-22 | PENTAIR | 11018 | 100 | 1 | 1600 |  | 1 | 1600 |  | 1 | 1600
P107 | 2014 | RS2072932A | P | 2014-08-20 | PENTAIR | 11018 | 100 | 1 | 1600 |  | 1 | 1600 |  | 1 | 1600
P107 | 2014 | RS2065036A | P | 2014-06-13 | PENTAIR | 11018 | 100 | 1 | 1600 |  | 1 | 1600 |  | 1 | 1600
P107 | 2014 | RS6042381A | P | 2014-11-10 | PENTAIR | 11018 | 100 | 1 | 1600 |  | 1 | 1600 |  | 1 | 1600
P107 | 2015 | RS2101373A | P | 2015-05-22 | PENTAIR | 11018 | 100 | 1 | 1600 |  | 1 | 1600 |  | 1 | 1600
P107 | 2015 | RS2110288A | P | 2015-09-02 | PENTAIR | 11018 | 100 | 1 | 1600 |  | 1 | 1600 |  | 1 | 1600
P107 | 2015 | RS2107788A | P | 2015-08-04 | PENTAIR | 11018 | 100 | 1 | 1600 |  | 1 | 1600 |  | 1 | 1600
P107 | 2015 | RS2107218A | P | 2015-07-28 | PENTAIR | 11018 | 100 | 1 | 1600 |  | 1 | 1600 |  | 1 | 1600
P107 | 2015 | RS2112355A | P | 2015-09-24 | PENTAIR | 11018 | 100 | 1 | 1600 |  | 1 | 1600 |  | 1 | 1600
P107 | 2015 | RS2092860A | P | 2015-02-05 | PENTAIR | 11018 | 100 | 1 | 1600 |  | 1 | 1600 |  | 1 | 1600
P107 | 2015 | RS2105060A | P | 2015-07-07 | PENTAIR | 11018 | 100 | 1 | 1600 |  | 1 | 1600 |  | 1 | 1600
P107 | 2015 | RS2110829A | P | 2015-09-09 | PENTAIR | 11018 | 100 | 1 | 1600 |  | 1 | 1600 |  | 1 | 1600
P107 | 2014 | RS2076563A | P | 2014-09-29 | PENTAIR | 11018 | 100 | 1 | 1600 |  | 1 | 1600 |  | 1 | 1600
P107 | 2014 | RS2077558A | P | 2014-10-21 | PENTAIR | 11018 | 100 | 1 | 1600 |  | 1 | 1600 |  | 1 | 1600
P107 | 2014 | RS6049282A | P | 2015-01-08 | PENTAIR | 11018 | 100 | 1 | 1600 |  | 1 | 1600 |  | 1 | 1600
P107 | 2015 | RS6064643A | P | 2015-07-17 | PENTAIR | 11018 | 100 | 1 | 1600 |  | 1 | 1600 |  | 1 | 1600
P107 | 2015 | RS2108714A | P | 2015-08-13 | PENTAIR | 11018 | 100 | 1 | 1600 |  | 1 | 1600 |  | 1 | 1600
P107 | 2015 | RS2118645A | P | 2015-12-08 | PENTAIR | 11018 | 100 | 1 | 1600 |  | 1 | 1600 |  | 1 | 1600
P107 | 2015 | RS2108424A | P | 2015-08-11 | PENTAIR | 11018 | 100 | 1 | 1600 |  | 1 | 1600 |  | 1 | 1600
P107 | 2014 | RS2075116A | P | 2014-09-05 | PENTAIR | 11018 | 100 | 1 | 1600 |  | 1 | 1600 |  | 1 | 1600
P107 | 2015 | RS2109257A | P | 2015-08-18 | PENTAIR | 11018 | 100 | 1 | 1600 |  | 1 | 1600 |  | 1 | 1600
P107 | 2015 | RS2110399A | P | 2015-09-02 | PENTAIR | 11018 | 100 | 1 | 1600 |  | 1 | 1600 |  | 1 | 1600
P107 | 2015 | RS2104731A | P | 2015-07-01 | PENTAIR | 11018 | 100 | 1 | 1600 |  | 1 | 1600 |  | 1 | 1600
P107 | 2015 | RS2110645A | P | 2015-09-15 | PENTAIR | 11018 | 100 | 1 | 1600 |  | 1 | 1600 |  | 1 | 1600
P107 | 2015 | RS2118853A | P | 2015-12-10 | PENTAIR | 11018 | 100 | 1 | 1600 |  | 1 | 1600 |  | 1 | 1600
P107 | 2014 | RS6027093A | P | 2014-07-07 | PENTAIR | 11018 | 100 | 1 | 1600 |  | 1 | 1600 |  | 1 | 1600
P107 | 2014 | RS2085158A | P | 2014-12-04 | PENTAIR | 11018 | 100 | 1 | 1600 |  | 1 | 1600 |  | 1 | 1600
P107 | 2014 | RS2084012A | P | 2014-11-20 | PENTAIR | 11018 | 100 | 1 | 1600 |  | 1 | 1600 |  | 1 | 1600
P107 | 2015 | RS2115525A | P | 2015-10-29 | PENTAIR | 11018 | 100 | 1 | 1600 |  | 1 | 1600 |  | 1 | 1600
P107 | 2015 | RS2108960A | P | 2015-08-14 | PENTAIR | 11018 | 100 | 1 | 1600 |  | 1 | 1600 |  | 1 | 1600
P107 | 2015 | RS2115526A | P | 2015-10-29 | PENTAIR | 11018 | 100 | 1 | 1600 |  | 1 | 1600 |  | 1 | 1600
P107 | 2015 | RS2092263A | P | 2015-01-29 | PENTAIR | 11018 | 100 | 1 | 1600 |  | 1 | 1600 |  | 1 | 1600
P107 | 2015 | RS2118805A | P | 2015-12-10 | PENTAIR | 11018 | 100 | 1 | 1600 |  | 1 | 1600 |  | 1 | 1600
P107 | 2015 | RS2105075A | P | 2015-07-08 | PENTAIR | 11018 | 100 | 1 | 1600 |  | 1 | 1600 |  | 1 | 1600
P107 | 2015 | RS2110095A | P | 2015-08-28 | PENTAIR | 11018 | 100 | 1 | 1600 |  | 1 | 1600 |  | 1 | 1600
P107 | 2015 | RS2119454A | P | 2015-12-14 | PENTAIR | 11018 | 100 | 1 | 1600 |  | 1 | 1600 |  | 1 | 1600
P107 | 2015 | RS2114731A | P | 2015-10-22 | PENTAIR | 11018 | 100 | 1 | 1600 |  | 1 | 1600 |  | 1 | 1600
P107 | 2015 | RS2107437A | P | 2015-07-29 | PENTAIR | 11018 | 100 | 1 | 1600 |  | 1 | 1600 |  | 1 | 1600
P107 | 2015 | RS2110096A | P | 2015-08-28 | PENTAIR | 11018 | 100 | 1 | 1600 |  | 1 | 1600 |  | 1 | 1600
P107 | 2014 | RS2079072A | P | 2014-10-07 | PENTAIR | 11018 | 100 | 1 | 1600 |  | 1 | 1600 |  | 1 | 1600
P107 | 2015 | RS2093428A | P | 2015-02-13 | PENTAIR | 11018 | 100 | 1 | 1600 |  | 1 | 1600 |  | 1 | 1600
P107 | 2015 | RS2113507A | P | 2015-10-07 | PENTAIR | 11018 | 100 | 1 | 1600 |  | 1 | 1600 |  | 1 | 1600
P107 | 2015 | RS2114947A | P | 2015-10-26 | PENTAIR | 11018 | 100 | 1 | 1600 |  | 1 | 1600 |  | 1 | 1600
P107 | 2015 | RS2103717A | P | 2015-06-18 | PENTAIR | 11018 | 100 | 1 | 1600 |  | 1 | 1600 |  | 1 | 1600
P107 | 2014 | RS2078558A | P | 2014-10-01 | PENTAIR | 11018 | 100 | 1 | 1600 |  | 1 | 1600 |  | 1 | 1600
P107 | 2014 | RS2074841A | P | 2014-09-04 | PENTAIR | 11018 | 100 | 1 | 1600 |  | 1 | 1600 |  | 1 | 1600
P107 | 2014 | RS2076745A | P | 2014-09-17 | PENTAIR | 11018 | 100 | 1 | 1600 |  | 1 | 1600 |  | 1 | 1600
P107 | 2015 | RS2099536A | P | 2015-04-30 | PENTAIR | 11018 | 100 | 1 | 1600 |  | 1 | 1600 |  | 1 | 1600
P107 | 2015 | RS2096174A | P | 2015-03-16 | PENTAIR | 11018 | 100 | 1 | 1600 |  | 1 | 1600 |  | 1 | 1600
P107 | 2015 | RS2108337A | P | 2015-08-11 | PENTAIR | 11018 | 100 | 1 | 1600 |  | 1 | 1600 |  | 1 | 1600
P107 | 2015 | RS6063405A | P | 2015-07-02 | PENTAIR | 11018 | 100 | 1 | 1600 |  | 1 | 1600 |  | 1 | 1600
P107 | 2015 | RS6071849A | P | 2015-11-05 | PENTAIR | 11018 | 100 | 1 | 1600 |  | 1 | 1600 |  | 1 | 1600
P107 | 2015 | RS2119455A | P | 2015-12-14 | PENTAIR | 11018 | 100 | 1 | 1600 |  | 1 | 1600 |  | 1 | 1600
P107 | 2015 | RS6098055A | P | 2015-05-01 | PENTAIR | 11018 | 100 | 1 | 1600 |  | 1 | 1600 |  | 1 | 1600
P107 | 2015 | RS2102777A | P | 2015-06-11 | PENTAIR | 11018 | 100 | 1 | 1600 |  | 1 | 1600 |  | 1 | 1600
P107 | 2015 | RS2104073A | P | 2015-07-09 | PENTAIR | 11018 | 100 | 1 | 1600 |  | 1 | 1600 |  | 1 | 1600
P107 | 2015 | RS2095455A | P | 2015-03-06 | PENTAIR | 11018 | 100 | 1 | 1600 |  | 1 | 1600 |  | 1 | 1600
P107 | 2015 | RS2116423A | P | 2015-11-09 | PENTAIR | 11018 | 100 | 1 | 1600 |  | 1 | 1600 |  | 1 | 1600
P107 | 2015 | RS2111171A | P | 2015-09-11 | PENTAIR | 11018 | 100 | 1 | 1600 |  | 1 | 1600 |  | 1 | 1600
P107 | 2015 | RS2107477A | P | 2015-07-29 | PENTAIR | 11018 | 100 | 1 | 1600 |  | 1 | 1600 |  | 1 | 1600
P107 | 2014 | RS6033397A | P | 2014-08-28 | PENTAIR | 11018 | 100 | 1 | 1600 |  | 1 | 1600 |  | 1 | 1600
P107 | 2015 | RS2090599A | P | 2015-01-14 | PENTAIR | 11018 | 100 | 1 | 1600 |  | 1 | 1600 |  | 1 | 1600
P107 | 2015 | RS2106787A | P | 2015-07-22 | PENTAIR | 11018 | 100 | 1 | 1600 |  | 1 | 1600 |  | 1 | 1600
P107 | 2015 | RS2097344A | P | 2015-03-30 | PENTAIR | 11018 | 100 | 1 | 1600 |  | 1 | 1600 |  | 1 | 1600
P107 | 2015 | RS2107770A | P | 2015-08-04 | PENTAIR | 11018 | 100 | 1 | 1600 |  | 1 | 1600 |  | 1 | 1600
P107 | 2014 | RS2072716A | P | 2014-08-19 | PENTAIR | 11018 | 100 | 1 | 1600 |  | 1 | 1600 |  | 1 | 1600
P107 | 2014 | RS2067071A | P | 2014-07-07 | PENTAIR | 11018 | 100 | 1 | 1600 |  | 1 | 1600 |  | 1 | 1600
P107 | 2015 | RS2107223A | P | 2015-07-29 | PENTAIR | 11018 | 100 | 1 | 1600 |  | 1 | 1600 |  | 1 | 1600
P107 | 2015 | RS2114949A | P | 2015-10-26 | PENTAIR | 11018 | 100 | 1 | 1600 |  | 1 | 1600 |  | 1 | 1600
P107 | 2015 | RS6067919A | P | 2015-09-01 | PENTAIR | 11018 | 100 | 1 | 1600 |  | 1 | 1600 |  | 1 | 1600
P107 | 2014 | RS2047189A | P | 2014-01-10 | PENTAIR | 11018 | 100 | 1 | 1600 |  | 1 | 1600 |  | 1 | 1600
P107 | 2015 | RS2111980A | P | 2015-09-23 | PENTAIR | 11018 | 100 | 1 | 1600 |  | 1 | 1600 |  | 1 | 1600
P107 | 2014 | RS2084400A | P | 2014-11-25 | PENTAIR | 11018 | 100 | 1 | 1600 |  | 1 | 1600 |  | 1 | 1600
P107 | 2014 | RS6046353A | P | 2014-12-17 | PENTAIR | 11018 | 100 | 1 | 1600 |  | 1 | 1600 |  | 1 | 1600
P107 | 2015 | RS2107219A | P | 2015-07-28 | PENTAIR | 11018 | 100 | 1 | 1600 |  | 1 | 1600 |  | 1 | 1600
P107 | 2015 | RS2107220A | P | 2015-07-28 | PENTAIR | 11018 | 100 | 1 | 1600 |  | 1 | 1600 |  | 1 | 1600
P107 | 2015 | RS2107429A | P | 2015-07-29 | PENTAIR | 11018 | 100 | 1 | 1600 |  | 1 | 1600 |  | 1 | 1600
P107 | 2014 | RS6034900A | P | 2014-08-27 | PENTAIR | 11018 | 100 | 1 | 1600 |  | 1 | 1600 |  | 1 | 1600
P107 | 2015 | RS2098558A | P | 2015-04-15 | PENTAIR | 11018 | 100 | 1 | 1600 |  | 1 | 1600 |  | 1 | 1600
P107 | 2015 | RS6053913A | P | 2015-02-20 | PENTAIR | 11018 | 100 | 1 | 1600 |  | 1 | 1600 |  | 1 | 1600
P107 | 2015 | RS2094240A | P | 2015-02-24 | PENTAIR | 11018 | 100 | 1 | 1600 |  | 1 | 1600 |  | 1 | 1600
P107 | 2015 | RS2101101A | P | 2015-10-23 | PENTAIR | 11018 | 100 | 1 | 1600 |  | 1 | 1600 |  | 1 | 1600
P107 | 2015 | RS2098342A | P | 2015-04-13 | PENTAIR | 11018 | 100 | 1 | 1600 |  | 1 | 1600 |  | 1 | 1600
P107 | 2015 | RS2103266A | P | 2015-06-12 | PENTAIR | 11018 | 100 | 1 | 1600 |  | 1 | 1600 |  | 1 | 1600
P107 | 2015 | RS2098420A | P | 2015-04-30 | PENTAIR | 11018 | 100 | 1 | 1600 |  | 1 | 1600 |  | 1 | 1600
P107 | 2015 | RS2115310A | P | 2015-10-28 | STA-RITE | P6E6VS4H-209L | 100 | 1 | 1600 |  | 1 | 1600 |  | 1 | 1600
P107 | 2015 | RS2097549A | P | 2015-04-02 | STA-RITE | P6E6VS4H-209L | 100 | 1 | 1600 |  | 1 | 1600 |  | 1 | 1600
P107 | 2015 | RS2092076A | P | 2015-01-28 | STA-RITE | P6E6VS4H-209L | 100 | 1 | 1600 |  | 1 | 1600 |  | 1 | 1600
P107 | 2014 | RS2072443A | P | 2014-10-14 | STA-RITE | P6E6VS4H-209L | 100 | 1 | 1600 |  | 1 | 1600 |  | 1 | 1600
P107 | 2015 | RS2092078A | P | 2015-01-28 | STA-RITE | P6E6VS4H-209L | 100 | 1 | 1600 |  | 1 | 1600 |  | 1 | 1600
P107 | 2015 | RS2107317A | P | 2015-08-11 | STA-RITE | P6E6VS4H-209L | 100 | 1 | 1600 |  | 1 | 1600 |  | 1 | 1600
P107 | 2015 | RS2108439A | P | 2015-08-24 | STA-RITE | P6E6VS4H-209L | 100 | 1 | 1600 |  | 1 | 1600 |  | 1 | 1600
P107 | 2015 | RS2092073A | P | 2015-01-28 | STA-RITE | P6E6VS4H-209L | 100 | 1 | 1600 |  | 1 | 1600 |  | 1 | 1600
P107 | 2014 | RS2081996A | P | 2014-11-05 | STA-RITE | P6E6VS4H-209L | 100 | 1 | 1600 |  | 1 | 1600 |  | 1 | 1600
P107 | 2015 | RS2096142A | P | 2015-05-01 | STA-RITE | P6E6VS4H-209L | 100 | 1 | 1600 |  | 1 | 1600 |  | 1 | 1600
P107 | 2014 | RS2051042A | P | 2014-02-04 | STA-RITE | P6E6VS4H-209L | 100 | 1 | 1600 |  | 1 | 1600 |  | 1 | 1600
P107 | 2015 | RS2108411A | P | 2015-08-11 | STA-RITE | P6E6VS4H-209L | 100 | 1 | 1600 |  | 1 | 1600 |  | 1 | 1600
P107 | 2015 | RS2094044A | P | 2015-02-18 | STA-RITE | P6E6VS4H-209L | 100 | 1 | 1600 |  | 1 | 1600 |  | 1 | 1600
P107 | 2014 | RS6047414A | P | 2014-12-23 | STA-RITE | P6E6VS4H-209L | 100 | 1 | 1600 |  | 1 | 1600 |  | 1 | 1600
P107 | 2015 | RS2115357A | P | 2015-10-28 | STA-RITE | P6E6VS4H-209L | 100 | 1 | 1600 |  | 1 | 1600 |  | 1 | 1600
P107 | 2014 | RS2063963A | P | 2014-07-11 | STA-RITE | P6E6VS4H-209L | 100 | 1 | 1600 |  | 1 | 1600 |  | 1 | 1600
P107 | 2015 | RS2092074A | P | 2015-01-28 | STA-RITE | P6E6VS4H-209L | 100 | 1 | 1600 |  | 1 | 1600 |  | 1 | 1600
P107 | 2014 | RS2061033A | P | 2014-05-08 | STA-RITE | P6E6VS4H-209L | 100 | 1 | 1600 |  | 1 | 1600 |  | 1 | 1600
P107 | 2015 | RS2104877A | P | 2015-07-01 | STA-RITE | P6E6VS4H-209L | 100 | 1 | 1600 |  | 1 | 1600 |  | 1 | 1600
P107 | 2015 | RS2110301A | P | 2015-09-02 | STA-RITE | P6E6VS4H-209L | 100 | 1 | 1600 |  | 1 | 1600 |  | 1 | 1600
P107 | 2014 | RS2047186A | P | 2014-01-10 | STA-RITE | P6E6VS4H-209L | 100 | 1 | 1600 |  | 1 | 1600 |  | 1 | 1600
P107 | 2015 | RS2099068A | P | 2015-04-22 | STA-RITE | P6E6VS4H-209L | 100 | 1 | 1600 |  | 1 | 1600 |  | 1 | 1600
P107 | 2015 | RS2120768A | P | 2015-12-29 | STA-RITE | P6E6VS4H-209L | 100 | 1 | 1600 |  | 1 | 1600 |  | 1 | 1600
P107 | 2015 | RS2096202A | P | 2015-03-17 | STA-RITE | P6E6VS4H-209L | 100 | 1 | 1600 |  | 1 | 1600 |  | 1 | 1600
P107 | 2015 | RS2096211A | P | 2015-03-18 | STA-RITE | P6E6VS4H-209L | 100 | 1 | 1600 |  | 1 | 1600 |  | 1 | 1600
P107 | 2015 | RS2092075A | P | 2015-01-28 | STA-RITE | P6E6VS4H-209L | 100 | 1 | 1600 |  | 1 | 1600 |  | 1 | 1600
P107 | 2014 | RS6048643A | P | 2015-01-02 | STA-RITE | P6E6VS4H-209L | 100 | 1 | 1600 |  | 1 | 1600 |  | 1 | 1600
P107 | 2015 | RS2116019A | P | 2015-11-03 | STA-RITE | P6E6VS4H-209L | 100 | 1 | 1600 |  | 1 | 1600 |  | 1 | 1600
P107 | 2015 | RS2117312A | P | 2015-11-18 | WATERWAY PLASTICS INC. | ECONVSC-165 | 100 | 1 | 1600 |  | 1 | 1600 |  | 1 | 1600
P107 | 2015 | RS2090673A | P | 2015-01-13 | WATERWAY PLASTICS INC. | ECONO-VS | 100 | 1 | 1600 |  | 1 | 1600 |  | 1 | 1600
P107 | 2014 | RS2081403A | P | 2014-10-29 | ZODIAC | VS-FHP1.0 | 100 | 1 | 1600 |  | 1 | 1600 |  | 1 | 1600
P107 | 2015 | RS2093445A | P | 2015-02-12 | ZODIAC | VS-FHP1.0 | 100 | 1 | 1600 |  | 1 | 1600 |  | 1 | 1600
P107 | 2015 | RS2110859A | P | 2015-09-08 | ZODIAC | VS-FHP 2.0 | 100 | 1 | 1600 |  | 1 | 1600 |  | 1 | 1600
P107 | 2015 | RS2115257A | P | 2015-10-28 | ZODIAC | VS-FHP 2.0 | 100 | 1 | 1600 |  | 1 | 1600 |  | 1 | 1600
P107 | 2014 | RS2082200A | P | 2014-11-06 | ZODIAC | VS-FHP 2.0 | 100 | 1 | 1600 |  | 1 | 1600 |  | 1 | 1600
P107 | 2015 | RS6050544A | P | 2015-01-14 | ZODIAC | JEP2.0 | 100 | 1 | 1600 |  | 1 | 1600 |  | 1 | 1600
P107 | 2015 | RS2113913A | P | 2015-10-14 | ZODIAC | JEP2.0 | 100 | 1 | 1600 |  | 1 | 1600 |  | 1 | 1600
P107 | 2014 | RS2086845A | P | 2014-12-17 | ZODIAC | VS-FHP 2.0 | 100 | 1 | 1600 |  | 1 | 1600 |  | 1 | 1600
P107 | 2014 | RS2061026A | P | 2014-05-08 | ZODIAC | VS-FHP 2.0 | 100 | 1 | 1600 |  | 1 | 1600 |  | 1 | 1600
P107 | 2015 | RS2098421A | P | 2015-04-14 | ZODIAC | VS-FHP 2.0 | 100 | 1 | 1600 |  | 1 | 1600 |  | 1 | 1600
P107 | 2015 | RS2105378A | P | 2015-07-09 | ZODIAC | JEP2.0 | 100 | 1 | 1600 |  | 1 | 1600 |  | 1 | 1600
P107 | 2015 | RS2113083A | P | 2015-10-01 | ZODIAC | VS-FHP1.0 | 100 | 1 | 1600 |  | 1 | 1600 |  | 1 | 1600
P107 | 2014 | RS2054069A | P | 2014-03-14 | ZODIAC/JANDY | JEP2.0 | 100 | 1 | 1600 |  | 1 | 1600 |  | 1 | 1600
P107 | 2014 | RS2053876A | P | 2014-02-27 | PENTAIR | 11018 | 100 | 1 | 1600.45 |  | 1 | 1600.45 |  | 1 | 1600.45
P107 | 2015 | RS2116829A | P | 2015-11-13 | PENTAIR | 11018 | 100 | 1 | 1602.2 |  | 1 | 1602.2 |  | 1 | 1602.2
P107 | 2014 | RS2088721A | P | 2015-01-02 | PENTAIR | 11017 | 100 | 1 | 1604 |  | 1 | 1604 |  | 1 | 1604
P107 | 2015 | RS6050063A | P | 2015-01-13 | HAYWARD | SP3400VSP | 100 | 1 | 1604.6 |  | 1 | 1604.6 |  | 1 | 1604.6
P107 | 2015 | RS2108146A | P | 2015-08-07 | PENTAIR | 11018 | 100 | 1 | 1607.76 |  | 1 | 1607.76 |  | 1 | 1607.76
P107 | 2015 | RS2093709A | P | 2015-02-13 | STA-RITE | P6E6VS4H-209L | 100 | 1 | 1610 |  | 1 | 1610 |  | 1 | 1610
P107 | 2015 | RS2093442A | P | 2015-02-12 | ZODIAC | VS-FHP 2.0 | 100 | 1 | 1610 |  | 1 | 1610 |  | 1 | 1610
P107 | 2015 | RS2104752A | P | 2015-07-01 | PENTAIR | 11018 | 100 | 1 | 1611.46 |  | 1 | 1611.46 |  | 1 | 1611.46
P107 | 2014 | RS2057212A | P | 2014-05-16 | PENTAIR | 11018 | 100 | 1 | 1618 |  | 1 | 1618 |  | 1 | 1618
P107 | 2015 | RS2112481A | P | 2015-09-24 | PENTAIR | 11018 | 100 | 1 | 1619.66 |  | 1 | 1619.66 |  | 1 | 1619.66
P107 | 2014 | RS2069621A | P | 2014-07-24 | PENTAIR | 11012 | 100 | 1 | 1620 |  | 1 | 1620 |  | 1 | 1620
P107 | 2014 | RS2047163A | P | 2014-01-10 | PENTAIR | 11018 | 100 | 1 | 1620 |  | 1 | 1620 |  | 1 | 1620
P107 | 2014 | RS2088630A | P | 2015-01-02 | PENTAIR | 11018 | 100 | 1 | 1620 |  | 1 | 1620 |  | 1 | 1620
P107 | 2015 | RS2093940A | P | 2015-02-17 | PENTAIR | 11018 | 100 | 1 | 1620 |  | 1 | 1620 |  | 1 | 1620
P107 | 2014 | RS2088632A | P | 2015-01-02 | PENTAIR | 11018 | 100 | 1 | 1620 |  | 1 | 1620 |  | 1 | 1620
P107 | 2015 | RS2090653A | P | 2015-01-14 | PENTAIR | 11018 | 100 | 1 | 1620 |  | 1 | 1620 |  | 1 | 1620
P107 | 2014 | RS2075877A | P | 2014-09-11 | PENTAIR | 11018 | 100 | 1 | 1620 |  | 1 | 1620 |  | 1 | 1620
P107 | 2014 | RS2046762A | P | 2014-01-09 | PENTAIR | 11018 | 100 | 1 | 1620 |  | 1 | 1620 |  | 1 | 1620
P107 | 2014 | RS2088709A | P | 2015-01-02 | PENTAIR | 11018 | 100 | 1 | 1620 |  | 1 | 1620 |  | 1 | 1620
P107 | 2015 | RS2090652A | P | 2015-01-14 | PENTAIR | 11018 | 100 | 1 | 1620 |  | 1 | 1620 |  | 1 | 1620
P107 | 2014 | RS2048540A | P | 2014-01-15 | PENTAIR | 11018 | 100 | 1 | 1620 |  | 1 | 1620 |  | 1 | 1620
P107 | 2014 | RS2088711A | P | 2015-01-02 | PENTAIR | 11018 | 100 | 1 | 1620 |  | 1 | 1620 |  | 1 | 1620
P107 | 2014 | RS2088710A | P | 2015-01-02 | PENTAIR | 11018 | 100 | 1 | 1620 |  | 1 | 1620 |  | 1 | 1620
P107 | 2014 | RS2061592A | P | 2014-05-13 | PENTAIR | 11018 | 100 | 1 | 1620 |  | 1 | 1620 |  | 1 | 1620
P107 | 2014 | RS2076574A | P | 2014-09-17 | PENTAIR | 11018 | 100 | 1 | 1620 |  | 1 | 1620 |  | 1 | 1620
P107 | 2014 | RS2084309A | P | 2014-11-25 | PENTAIR | 11018 | 100 | 1 | 1620 |  | 1 | 1620 |  | 1 | 1620
P107 | 2015 | RS2091812A | P | 2015-01-26 | PENTAIR | 11018 | 100 | 1 | 1620 |  | 1 | 1620 |  | 1 | 1620
P107 | 2015 | RS2091749A | P | 2015-01-26 | PENTAIR | 11018 | 100 | 1 | 1620 |  | 1 | 1620 |  | 1 | 1620
P107 | 2015 | RS2092082A | P | 2015-02-09 | PENTAIR | 11018 | 100 | 1 | 1620 |  | 1 | 1620 |  | 1 | 1620
P107 | 2015 | RS2091773A | P | 2015-01-26 | PENTAIR | 11018 | 100 | 1 | 1620 |  | 1 | 1620 |  | 1 | 1620
P107 | 2014 | RS2088633A | P | 2015-01-02 | PENTAIR | 11018 | 100 | 1 | 1620 |  | 1 | 1620 |  | 1 | 1620
P107 | 2014 | RS2086597A | P | 2014-12-17 | PENTAIR | 11017 | 100 | 1 | 1620 |  | 1 | 1620 |  | 1 | 1620
P107 | 2014 | RS2088616A | P | 2015-01-02 | PENTAIR | 11018 | 100 | 1 | 1620 |  | 1 | 1620 |  | 1 | 1620
P107 | 2014 | RS2088705A | P | 2015-01-02 | PENTAIR | 11018 | 100 | 1 | 1620 |  | 1 | 1620 |  | 1 | 1620
P107 | 2015 | RS2090834A | P | 2015-01-15 | PENTAIR | 11018 | 100 | 1 | 1620 |  | 1 | 1620 |  | 1 | 1620
P107 | 2014 | RS2077314A | P | 2014-09-22 | PENTAIR | 11018 | 100 | 1 | 1620 |  | 1 | 1620 |  | 1 | 1620
P107 | 2014 | RS2088620A | P | 2015-01-02 | PENTAIR | 11018 | 100 | 1 | 1620 |  | 1 | 1620 |  | 1 | 1620
P107 | 2015 | RS2099495A | P | 2015-04-30 | PENTAIR | 11018 | 100 | 1 | 1620 |  | 1 | 1620 |  | 1 | 1620
P107 | 2014 | RS2075831A | P | 2014-09-11 | PENTAIR | 11018 | 100 | 1 | 1620 |  | 1 | 1620 |  | 1 | 1620
P107 | 2015 | RS2112652A | P | 2015-10-21 | PENTAIR | 11018 | 100 | 1 | 1620 |  | 1 | 1620 |  | 1 | 1620
P107 | 2014 | RS6029164A | P | 2014-06-26 | PENTAIR | 11018 | 100 | 1 | 1620 |  | 1 | 1620 |  | 1 | 1620
P107 | 2014 | RS2088634A | P | 2015-01-12 | PENTAIR | 11018 | 100 | 1 | 1620 |  | 1 | 1620 |  | 1 | 1620
P107 | 2014 | RS2061530A | P | 2014-05-13 | PENTAIR | 11018 | 100 | 1 | 1620 |  | 1 | 1620 |  | 1 | 1620
P107 | 2014 | RS2088708A | P | 2015-01-02 | PENTAIR | 11018 | 100 | 1 | 1620 |  | 1 | 1620 |  | 1 | 1620
P107 | 2015 | RS2090649A | P | 2015-01-14 | PENTAIR | 11018 | 100 | 1 | 1620 |  | 1 | 1620 |  | 1 | 1620
P107 | 2014 | RS2075611A | P | 2014-09-10 | PENTAIR | 11018 | 100 | 1 | 1620 |  | 1 | 1620 |  | 1 | 1620
P107 | 2014 | RS2077196A | P | 2014-09-22 | PENTAIR | 11018 | 100 | 1 | 1620 |  | 1 | 1620 |  | 1 | 1620
P107 | 2014 | RS2048541A | P | 2014-01-15 | PENTAIR | 11018 | 100 | 1 | 1620 |  | 1 | 1620 |  | 1 | 1620
P107 | 2014 | RS2077300A | P | 2014-09-22 | PENTAIR | 11018 | 100 | 1 | 1620 |  | 1 | 1620 |  | 1 | 1620
P107 | 2014 | RS2057232A | P | 2014-03-28 | PENTAIR | 11018 | 100 | 1 | 1620 |  | 1 | 1620 |  | 1 | 1620
P107 | 2015 | RS2099555A | P | 2015-04-30 | PENTAIR | 11018 | 100 | 1 | 1620 |  | 1 | 1620 |  | 1 | 1620
P107 | 2015 | RS2099553A | P | 2015-04-30 | PENTAIR | 11018 | 100 | 1 | 1620 |  | 1 | 1620 |  | 1 | 1620
P107 | 2014 | RS2067136A | P | 2014-07-07 | PENTAIR | 11018 | 100 | 1 | 1620 |  | 1 | 1620 |  | 1 | 1620
P107 | 2014 | RS2075875A | P | 2014-09-11 | PENTAIR | 11018 | 100 | 1 | 1620 |  | 1 | 1620 |  | 1 | 1620
P107 | 2015 | RS2090654A | P | 2015-01-14 | PENTAIR | 11018 | 100 | 1 | 1620 |  | 1 | 1620 |  | 1 | 1620
P107 | 2015 | RS6051111A | P | 2015-01-16 | PENTAIR | 11018 | 100 | 1 | 1620 |  | 1 | 1620 |  | 1 | 1620
P107 | 2015 | RS2093972A | P | 2015-02-17 | PENTAIR | 11018 | 100 | 1 | 1620 |  | 1 | 1620 |  | 1 | 1620
P107 | 2014 | RS2047221A | P | 2014-01-13 | PENTAIR | 11018 | 100 | 1 | 1620 |  | 1 | 1620 |  | 1 | 1620
P107 | 2015 | RS2090681A | P | 2015-01-13 | PENTAIR | 11018 | 100 | 1 | 1620 |  | 1 | 1620 |  | 1 | 1620
P107 | 2015 | RS2093966A | P | 2015-02-17 | PENTAIR | 11018 | 100 | 1 | 1620 |  | 1 | 1620 |  | 1 | 1620
P107 | 2014 | RS2061529A | P | 2014-05-13 | PENTAIR | 11017 | 100 | 1 | 1620 |  | 1 | 1620 |  | 1 | 1620
P107 | 2015 | RS2096271A | P | 2015-04-06 | PENTAIR | 11018 | 100 | 1 | 1621 |  | 1 | 1621 |  | 1 | 1621
P107 | 2014 | RS2049539A | P | 2014-01-28 | PENTAIR | 11018 | 100 | 1 | 1622.28 |  | 1 | 1622.28 |  | 1 | 1622.28
P107 | 2014 | RS2065062A | P | 2014-06-13 | PENTAIR | 11008 | 100 | 1 | 1622.99 |  | 1 | 1622.99 |  | 1 | 1622.99
P107 | 2014 | RS6039463B | P | 2014-10-07 | HAYWARD | SP3400VSP | 100 | 1 | 1623 |  | 1 | 1623 |  | 1 | 1623
P107 | 2015 | RS2102711A | P | 2015-06-11 | PENTAIR | 11018 | 100 | 1 | 1623.74 |  | 1 | 1623.74 |  | 1 | 1623.74
P107 | 2014 | RS2065558A | P | 2014-06-18 | PENTAIR | 11013 | 100 | 1 | 1623.97 |  | 1 | 1623.97 |  | 1 | 1623.97
P107 | 2015 | RS6064993A | P | 2015-07-22 | PENTAIR | 11018 | 100 | 1 | 1624.8 |  | 1 | 1624.8 |  | 1 | 1624.8
P107 | 2014 | RS2059706A | P | 2014-04-24 | HAYWARD | SP3400VSP | 100 | 1 | 1625 |  | 1 | 1625 |  | 1 | 1625
P107 | 2014 | RS2071546A | P | 2014-08-11 | PENTAIR | 11018 | 100 | 1 | 1625 |  | 1 | 1625 |  | 1 | 1625
P107 | 2015 | RS2091612A | P | 2015-01-22 | STA-RITE | P6E6VS4H-209L | 100 | 1 | 1625 |  | 1 | 1625 |  | 1 | 1625
P107 | 2015 | RS2104824A | P | 2015-07-01 | STA-RITE | P6E6VS4H-209L | 100 | 1 | 1625 |  | 1 | 1625 |  | 1 | 1625
P107 | 2014 | RS2068758A | P | 2014-07-16 | STA-RITE | P6E6VS4H-209L | 100 | 1 | 1625 |  | 1 | 1625 |  | 1 | 1625
P107 | 2015 | RS2117277A | P | 2015-11-18 | STA-RITE | P6E6VS4H-209L | 100 | 1 | 1625 |  | 1 | 1625 |  | 1 | 1625
P107 | 2014 | RS2069927A | P | 2014-07-28 | STA-RITE | P6E6VS4H-209L | 100 | 1 | 1625 |  | 1 | 1625 |  | 1 | 1625
P107 | 2014 | RS2077762A | P | 2014-09-29 | ZODIAC | JEP1.5 | 100 | 1 | 1630 |  | 1 | 1630 |  | 1 | 1630
P107 | 2014 | RS2073959A | P | 2014-08-27 | PENTAIR | 11018 | 100 | 1 | 1631 |  | 1 | 1631 |  | 1 | 1631
P107 | 2014 | RS2074030A | P | 2014-09-03 | PENTAIR | 11018 | 100 | 1 | 1631 |  | 1 | 1631 |  | 1 | 1631
P107 | 2015 | RS2104080A | P | 2015-07-07 | PENTAIR | 11018 | 100 | 1 | 1631 |  | 1 | 1631 |  | 1 | 1631
P107 | 2015 | RS2113369A | P | 2015-10-05 | PENTAIR | 11018 | 100 | 1 | 1631 |  | 1 | 1631 |  | 1 | 1631
P107 | 2014 | RS2073965A | P | 2014-08-27 | PENTAIR | 11018 | 100 | 1 | 1631 |  | 1 | 1631 |  | 1 | 1631
P107 | 2015 | RS2091568A | P | 2015-02-10 | PENTAIR | 11018 | 100 | 1 | 1631 |  | 1 | 1631 |  | 1 | 1631
P107 | 2014 | RS2068942A | P | 2014-08-20 | PENTAIR | 11018 | 100 | 1 | 1631 |  | 1 | 1631 |  | 1 | 1631
P107 | 2015 | RS6052618A | P | 2015-03-06 | PENTAIR | 11018 | 100 | 1 | 1634 |  | 1 | 1634 |  | 1 | 1634
P107 | 2014 | RS2080530A | P | 2014-11-19 | STA-RITE | P6E6VS4H-209L | 100 | 1 | 1634.99 |  | 1 | 1634.99 |  | 1 | 1634.99
P107 | 2014 | RS2069185A | P | 2014-07-21 | PENTAIR | 11018 | 100 | 1 | 1635.55 |  | 1 | 1635.55 |  | 1 | 1635.55
P107 | 2014 | RS2085471A | P | 2014-12-05 | PENTAIR | 11018 | 100 | 1 | 1636.7 |  | 1 | 1636.7 |  | 1 | 1636.7
P107 | 2014 | RS2059443A | P | 2014-04-23 | PENTAIR | 11018 | 100 | 1 | 1636.7 |  | 1 | 1636.7 |  | 1 | 1636.7
P107 | 2014 | RS2057262A | P | 2014-03-28 | PENTAIR | 11018 | 100 | 1 | 1638.8 |  | 1 | 1638.8 |  | 1 | 1638.8
P107 | 2014 | RS2059504A | P | 2014-04-23 | STA-RITE | P6E6VS4H-209L | 100 | 1 | 1639.41 |  | 1 | 1639.41 |  | 1 | 1639.41
P107 | 2014 | RS2087972A | P | 2014-12-26 | HAYWARD | SP3400VSP | 100 | 1 | 1640 |  | 1 | 1640 |  | 1 | 1640
P107 | 2014 | RS2067137A | P | 2014-07-07 | PENTAIR | 11018 | 100 | 1 | 1640 |  | 1 | 1640 |  | 1 | 1640
P107 | 2015 | RS2095378A | P | 2015-03-05 | PENTAIR | 11018 | 100 | 1 | 1640 |  | 1 | 1640 |  | 1 | 1640
P107 | 2015 | RS6067246A | P | 2015-08-20 | PENTAIR | 11018 | 100 | 1 | 1640 |  | 1 | 1640 |  | 1 | 1640
P107 | 2015 | RS2109414A | P | 2015-08-19 | PENTAIR | 11018 | 100 | 1 | 1640 |  | 1 | 1640 |  | 1 | 1640
P107 | 2015 | RS6066297A | P | 2015-08-10 | PENTAIR | 11018 | 100 | 1 | 1640 |  | 1 | 1640 |  | 1 | 1640
P107 | 2015 | RS6070708B | P | 2015-10-30 | PENTAIR | 11018 | 100 | 1 | 1640 |  | 1 | 1640 |  | 1 | 1640
P107 | 2015 | RS2109259A | P | 2015-08-18 | PENTAIR | 11018 | 100 | 1 | 1640 |  | 1 | 1640 |  | 1 | 1640
P107 | 2015 | RS6067471A | P | 2015-08-24 | PENTAIR | 11018 | 100 | 1 | 1640 |  | 1 | 1640 |  | 1 | 1640
P107 | 2015 | RS2106056A | P | 2015-07-17 | PENTAIR | 11018 | 100 | 1 | 1644.5 |  | 1 | 1644.5 |  | 1 | 1644.5
P107 | 2015 | RS2116592A | P | 2015-12-03 | PENTAIR | 11018 | 100 | 1 | 1645 |  | 1 | 1645 |  | 1 | 1645
P107 | 2014 | RS2088246A | P | 2014-12-30 | PENTAIR | 11018 | 100 | 1 | 1645.27 |  | 1 | 1645.27 |  | 1 | 1645.27
P107 | 2015 | RS2106414A | P | 2015-07-22 | PENTAIR | 11018 | 100 | 1 | 1648 |  | 1 | 1648 |  | 1 | 1648
P107 | 2014 | RS2062375A | P | 2014-05-22 | STA-RITE | P6E6VS4H-209L | 100 | 1 | 1648 |  | 1 | 1648 |  | 1 | 1648
P107 | 2014 | RS2061526A | P | 2014-05-16 | STA-RITE | P6E6VS4H-209L | 100 | 1 | 1648 |  | 1 | 1648 |  | 1 | 1648
P107 | 2014 | RS2083609A | P | 2014-11-17 | STA-RITE | P6E6VS4H-209L | 100 | 1 | 1648 |  | 1 | 1648 |  | 1 | 1648
P107 | 2014 | RS2076943A | P | 2014-09-18 | STA-RITE | P6E6VS4H-209L | 100 | 1 | 1648 |  | 1 | 1648 |  | 1 | 1648
P107 | 2014 | RS2053174A | P | 2014-02-19 | STA-RITE | P6E6VS4H-209L | 100 | 1 | 1648 |  | 1 | 1648 |  | 1 | 1648
P107 | 2015 | RS2111059A | P | 2015-09-09 | STA-RITE | P6E6VS4H-209L | 100 | 1 | 1648 |  | 1 | 1648 |  | 1 | 1648
P107 | 2014 | RS2087494A | P | 2014-12-26 | STA-RITE | P6E6VS4H-209L | 100 | 1 | 1648 |  | 1 | 1648 |  | 1 | 1648
P107 | 2014 | RS2049741A | P | 2014-01-22 | STA-RITE | P6E6VS4H-209L | 100 | 1 | 1648 |  | 1 | 1648 |  | 1 | 1648
P107 | 2014 | RS2076537A | P | 2014-09-17 | STA-RITE | P6E6VS4H-209L | 100 | 1 | 1648 |  | 1 | 1648 |  | 1 | 1648
P107 | 2014 | RS2069842A | P | 2014-08-13 | STA-RITE | P6E6VS4H-209L | 100 | 1 | 1648 |  | 1 | 1648 |  | 1 | 1648
P107 | 2014 | RS2052590A | P | 2014-02-12 | STA-RITE | P6E6VS4H-209L | 100 | 1 | 1648 |  | 1 | 1648 |  | 1 | 1648
P107 | 2014 | RS2048538A | P | 2014-01-15 | STA-RITE | P6E6VS4H-209L | 100 | 1 | 1648 |  | 1 | 1648 |  | 1 | 1648
P107 | 2014 | RS2067574A | P | 2014-07-08 | STA-RITE | P6E6VS4H-209L | 100 | 1 | 1648 |  | 1 | 1648 |  | 1 | 1648
P107 | 2014 | RS2053436A | P | 2014-02-21 | STA-RITE | P6E6VS4H-209L | 100 | 1 | 1648 |  | 1 | 1648 |  | 1 | 1648
P107 | 2014 | RS2088162A | P | 2014-12-26 | STA-RITE | P6E6VS4H-209L | 100 | 1 | 1648 |  | 1 | 1648 |  | 1 | 1648
P107 | 2015 | RS2112120A | P | 2015-09-23 | STA-RITE | P6E6VS4H-209L | 100 | 1 | 1648 |  | 1 | 1648 |  | 1 | 1648
P107 | 2014 | RS2074833A | P | 2014-09-04 | STA-RITE | P6E6VS4H-209L | 100 | 1 | 1648 |  | 1 | 1648 |  | 1 | 1648
P107 | 2014 | RS2075885A | P | 2014-09-11 | STA-RITE | P6E6VS4H-209L | 100 | 1 | 1648 |  | 1 | 1648 |  | 1 | 1648
P107 | 2014 | RS2064495A | P | 2014-06-10 | STA-RITE | P6E6VS4H-209L | 100 | 1 | 1648 |  | 1 | 1648 |  | 1 | 1648
P107 | 2014 | RS2067593A | P | 2014-07-14 | STA-RITE | P6E6VS4H-209L | 100 | 1 | 1648 |  | 1 | 1648 |  | 1 | 1648
P107 | 2014 | RS2060729A | P | 2014-05-07 | STA-RITE | P6E6VS4H-209L | 100 | 1 | 1648 |  | 1 | 1648 |  | 1 | 1648
P107 | 2014 | RS2088837A | P | 2015-01-02 | STA-RITE | P6E6VS4H-209L | 100 | 1 | 1648 |  | 1 | 1648 |  | 1 | 1648
P107 | 2015 | RS2107488A | P | 2015-07-29 | STA-RITE | P6E6VS4H-209L | 100 | 1 | 1648 |  | 1 | 1648 |  | 1 | 1648
P107 | 2015 | RS2115789A | P | 2015-11-03 | STA-RITE | P6E6VS4H-209L | 100 | 1 | 1648 |  | 1 | 1648 |  | 1 | 1648
P107 | 2015 | RS2093581A | P | 2015-02-12 | STA-RITE | P6E6VS4H-209L | 100 | 1 | 1648 |  | 1 | 1648 |  | 1 | 1648
P107 | 2015 | RS2102288A | P | 2015-06-05 | STA-RITE | P6E6VS4H-209L | 100 | 1 | 1648 |  | 1 | 1648 |  | 1 | 1648
P107 | 2014 | RS2061370A | P | 2014-05-22 | STA-RITE | P6E6VS4H-209L | 100 | 1 | 1648 |  | 1 | 1648 |  | 1 | 1648
P107 | 2014 | RS2076484A | P | 2014-09-16 | STA-RITE | P6E6VS4H-209L | 100 | 1 | 1648 |  | 1 | 1648 |  | 1 | 1648
P107 | 2015 | RS2097134A | P | 2015-03-26 | STA-RITE | P6E6VS4H-209L | 100 | 1 | 1648 |  | 1 | 1648 |  | 1 | 1648
P107 | 2014 | RS2070721A | P | 2014-08-04 | STA-RITE | P6E6VS4H-209L | 100 | 1 | 1648 |  | 1 | 1648 |  | 1 | 1648
P107 | 2015 | RS6061504A | P | 2015-06-09 | STA-RITE | P6E6VS4H-209L | 100 | 1 | 1648 |  | 1 | 1648 |  | 1 | 1648
P107 | 2014 | RS2049742A | P | 2014-01-22 | STA-RITE | P6E6VS4H-209L | 100 | 1 | 1648 |  | 1 | 1648 |  | 1 | 1648
P107 | 2015 | RS2102285A | P | 2015-06-05 | STA-RITE | P6E6VS4H-209L | 100 | 1 | 1648 |  | 1 | 1648 |  | 1 | 1648
P107 | 2014 | RS2049770A | P | 2014-02-10 | STA-RITE | P6E6VS4H-209L | 100 | 1 | 1648 |  | 1 | 1648 |  | 1 | 1648
P107 | 2014 | RS2079644A | P | 2014-10-10 | STA-RITE | P6E6VS4H-209L | 100 | 1 | 1648 |  | 1 | 1648 |  | 1 | 1648
P107 | 2014 | RS2068518A | P | 2014-07-15 | STA-RITE | P6E6VS4H-209L | 100 | 1 | 1648 |  | 1 | 1648 |  | 1 | 1648
P107 | 2015 | RS2105826A | P | 2015-07-13 | STA-RITE | P6E6VS4H-209L | 100 | 1 | 1648 |  | 1 | 1648 |  | 1 | 1648
P107 | 2015 | RS2103790A | P | 2015-06-19 | STA-RITE | P6E6VS4H-209L | 100 | 1 | 1648 |  | 1 | 1648 |  | 1 | 1648
P107 | 2015 | RS2102379A | P | 2015-06-05 | STA-RITE | P6E6VS4H-209L | 100 | 1 | 1648 |  | 1 | 1648 |  | 1 | 1648
P107 | 2014 | RS2053886A | P | 2014-03-07 | STA-RITE | P6E6VS4H-209L | 100 | 1 | 1648 |  | 1 | 1648 |  | 1 | 1648
P107 | 2014 | RS2049324A | P | 2014-01-17 | STA-RITE | P6E6VS4H-209L | 100 | 1 | 1648 |  | 1 | 1648 |  | 1 | 1648
P107 | 2015 | RS2096194A | P | 2015-03-17 | STA-RITE | P6E6VS4H-209L | 100 | 1 | 1648 |  | 1 | 1648 |  | 1 | 1648
P107 | 2015 | RS2112664A | P | 2015-09-28 | STA-RITE | P6E6VS4H-209L | 100 | 1 | 1648 |  | 1 | 1648 |  | 1 | 1648
P107 | 2014 | RS2057238A | P | 2014-03-28 | STA-RITE | P6E6VS4H-209L | 100 | 1 | 1648 |  | 1 | 1648 |  | 1 | 1648
P107 | 2014 | RS2070704A | P | 2014-08-04 | STA-RITE | P6E6VS4H-209L | 100 | 1 | 1648 |  | 1 | 1648 |  | 1 | 1648
P107 | 2014 | RS2062368A | P | 2014-05-22 | STA-RITE | P6E6VS4H-209L | 100 | 1 | 1648 |  | 1 | 1648 |  | 1 | 1648
P107 | 2014 | RS2053437A | P | 2014-02-21 | STA-RITE | P6E6VS4H-209L | 100 | 1 | 1648 |  | 1 | 1648 |  | 1 | 1648
P107 | 2015 | RS2102286A | P | 2015-06-05 | STA-RITE | P6E6VS4H-209L | 100 | 1 | 1648 |  | 1 | 1648 |  | 1 | 1648
P107 | 2014 | RS2061533A | P | 2014-05-13 | STA-RITE | P6E6VS4H-209L | 100 | 1 | 1648 |  | 1 | 1648 |  | 1 | 1648
P107 | 2015 | RS2108872A | P | 2015-08-14 | HAYWARD | SP3200VSPND | 100 | 1 | 1649.45 |  | 1 | 1649.45 |  | 1 | 1649.45
P107 | 2014 | RS2066581A | P | 2014-06-27 | HAYWARD | SP3400VSP | 100 | 1 | 1650 |  | 1 | 1650 |  | 1 | 1650
P107 | 2015 | RS2114461A | P | 2015-10-20 | HAYWARD | SP3400VSP | 100 | 1 | 1650 |  | 1 | 1650 |  | 1 | 1650
P107 | 2015 | RS6041298A | P | 2015-06-05 | HAYWARD | SP3400VSP | 100 | 1 | 1650 |  | 1 | 1650 |  | 1 | 1650
P107 | 2015 | RS2118562A | P | 2015-12-03 | HAYWARD | SP3400VSP | 100 | 1 | 1650 |  | 1 | 1650 |  | 1 | 1650
P107 | 2015 | RS6072063A | P | 2015-11-10 | HAYWARD | SP3200VSP | 100 | 1 | 1650 |  | 1 | 1650 |  | 1 | 1650
P107 | 2015 | RS6060409A | P | 2015-05-27 | HAYWARD | SP3400VSP | 100 | 1 | 1650 |  | 1 | 1650 |  | 1 | 1650
P107 | 2015 | RS6062937A | P | 2015-06-25 | HAYWARD | SP3400VSP | 100 | 1 | 1650 |  | 1 | 1650 |  | 1 | 1650
P107 | 2015 | RS6071072A | P | 2015-10-26 | HAYWARD | SP3400VSP | 100 | 1 | 1650 |  | 1 | 1650 |  | 1 | 1650
P107 | 2014 | RS2057026A | P | 2014-03-27 | HAYWARD | SP2300VSP | 100 | 1 | 1650 |  | 1 | 1650 |  | 1 | 1650
P107 | 2015 | RS2091890A | P | 2015-01-26 | HAYWARD | SP3200VSP | 100 | 1 | 1650 |  | 1 | 1650 |  | 1 | 1650
P107 | 2014 | RS2063393A | P | 2014-05-30 | HAYWARD | SP3400VSP | 100 | 1 | 1650 |  | 1 | 1650 |  | 1 | 1650
P107 | 2015 | RS2105099A | P | 2015-07-08 | HAYWARD | SP3200VSP | 100 | 1 | 1650 |  | 1 | 1650 |  | 1 | 1650
P107 | 2014 | RS2066797A | P | 2014-07-01 | HAYWARD | SP3400VSP | 100 | 1 | 1650 |  | 1 | 1650 |  | 1 | 1650
P107 | 2014 | RS2069516A | P | 2014-07-23 | PENTAIR | 11018 | 100 | 1 | 1650 |  | 1 | 1650 |  | 1 | 1650
P107 | 2014 | RS2080077A | P | 2014-10-27 | PENTAIR | 11018 | 100 | 1 | 1650 |  | 1 | 1650 |  | 1 | 1650
P107 | 2015 | RS2101914A | P | 2015-05-28 | PENTAIR | INT-VS / 022005 | 100 | 1 | 1650 |  | 1 | 1650 |  | 1 | 1650
P107 | 2014 | RS2075066A | P | 2014-09-04 | PENTAIR | 11018 | 100 | 1 | 1650 |  | 1 | 1650 |  | 1 | 1650
P107 | 2014 | RS2078585A | P | 2014-10-01 | PENTAIR | 11018 | 100 | 1 | 1650 |  | 1 | 1650 |  | 1 | 1650
P107 | 2014 | RS2069948A | P | 2014-07-28 | PENTAIR | 11018 | 100 | 1 | 1650 |  | 1 | 1650 |  | 1 | 1650
P107 | 2014 | RS2074061A | P | 2014-08-27 | PENTAIR | 11018 | 100 | 1 | 1650 |  | 1 | 1650 |  | 1 | 1650
P107 | 2015 | RS6056008A | P | 2015-03-24 | PENTAIR | 11018 | 100 | 1 | 1650 |  | 1 | 1650 |  | 1 | 1650
P107 | 2015 | RS2096547A | P | 2015-03-19 | PENTAIR | 11018 | 100 | 1 | 1650 |  | 1 | 1650 |  | 1 | 1650
P107 | 2014 | RS2076972A | P | 2014-09-18 | PENTAIR | 11018 | 100 | 1 | 1650 |  | 1 | 1650 |  | 1 | 1650
P107 | 2015 | RS2091978A | P | 2015-01-27 | PENTAIR | 11018 | 100 | 1 | 1650 |  | 1 | 1650 |  | 1 | 1650
P107 | 2015 | RS2103006A | P | 2015-07-07 | PENTAIR | 11018 | 100 | 1 | 1650 |  | 1 | 1650 |  | 1 | 1650
P107 | 2015 | RS2093404A | P | 2015-02-13 | PENTAIR | 11018 | 100 | 1 | 1650 |  | 1 | 1650 |  | 1 | 1650
P107 | 2015 | RS2100880A | P | 2015-06-04 | PENTAIR | 11018 | 100 | 1 | 1650 |  | 1 | 1650 |  | 1 | 1650
P107 | 2014 | RS2066898A | P | 2014-07-02 | PENTAIR | 11018 | 100 | 1 | 1650 |  | 1 | 1650 |  | 1 | 1650
P107 | 2014 | RS6040425A | P | 2014-10-21 | PENTAIR | 11018 | 100 | 1 | 1650 |  | 1 | 1650 |  | 1 | 1650
P107 | 2014 | RS2088715A | P | 2015-01-02 | PENTAIR | 11018 | 100 | 1 | 1650 |  | 1 | 1650 |  | 1 | 1650
P107 | 2015 | RS2120632A | P | 2015-12-29 | PENTAIR | 11018 | 100 | 1 | 1650 |  | 1 | 1650 |  | 1 | 1650
P107 | 2015 | RS2092852A | P | 2015-02-05 | PENTAIR | 11018 | 100 | 1 | 1650 |  | 1 | 1650 |  | 1 | 1650
P107 | 2015 | RS2106765A | P | 2015-07-22 | PENTAIR | 11018 | 100 | 1 | 1650 |  | 1 | 1650 |  | 1 | 1650
P107 | 2015 | RS2081428A | P | 2015-03-02 | PENTAIR | 11018 | 100 | 1 | 1650 |  | 1 | 1650 |  | 1 | 1650
P107 | 2014 | RS2074054A | P | 2014-08-27 | PENTAIR | 11018 | 100 | 1 | 1650 |  | 1 | 1650 |  | 1 | 1650
P107 | 2014 | RS2053078A | P | 2014-02-26 | PENTAIR | 11018 | 100 | 1 | 1650 |  | 1 | 1650 |  | 1 | 1650
P107 | 2015 | RS6073182A | P | 2015-12-01 | PENTAIR | 11018 | 100 | 1 | 1650 |  | 1 | 1650 |  | 1 | 1650
P107 | 2014 | RS2088622A | P | 2015-01-02 | PENTAIR | 11018 | 100 | 1 | 1650 |  | 1 | 1650 |  | 1 | 1650
P107 | 2014 | RS2074056A | P | 2014-09-17 | PENTAIR | 11018 | 100 | 1 | 1650 |  | 1 | 1650 |  | 1 | 1650
P107 | 2015 | RS6055389A | P | 2015-03-13 | PENTAIR | 11018 | 100 | 1 | 1650 |  | 1 | 1650 |  | 1 | 1650
P107 | 2014 | RS2074062A | P | 2014-12-03 | PENTAIR | 11018 | 100 | 1 | 1650 |  | 1 | 1650 |  | 1 | 1650
P107 | 2015 | RS2108702A | P | 2015-08-13 | PENTAIR | 11018 | 100 | 1 | 1650 |  | 1 | 1650 |  | 1 | 1650
P107 | 2014 | RS2048496A | P | 2014-01-15 | PENTAIR | 22005 | 100 | 1 | 1650 |  | 1 | 1650 |  | 1 | 1650
P107 | 2014 | RS2034051A | P | 2014-08-26 | PENTAIR | 11018 | 100 | 1 | 1650 |  | 1 | 1650 |  | 1 | 1650
P107 | 2014 | RS2083155A | P | 2014-12-03 | PENTAIR | 11018 | 100 | 1 | 1650 |  | 1 | 1650 |  | 1 | 1650
P107 | 2014 | RS2079439A | P | 2014-10-08 | PENTAIR | 11018 | 100 | 1 | 1650 |  | 1 | 1650 |  | 1 | 1650
P107 | 2014 | RS2074057A | P | 2014-08-27 | PENTAIR | 11018 | 100 | 1 | 1650 |  | 1 | 1650 |  | 1 | 1650
P107 | 2014 | RS2070137A | P | 2014-07-30 | PENTAIR | 11018 | 100 | 1 | 1650 |  | 1 | 1650 |  | 1 | 1650
P107 | 2014 | RS2081707A | P | 2014-10-31 | PENTAIR | 11018 | 100 | 1 | 1650 |  | 1 | 1650 |  | 1 | 1650
P107 | 2015 | RS2098013A | P | 2015-04-10 | PENTAIR | 11018 | 100 | 1 | 1650 |  | 1 | 1650 |  | 1 | 1650
P107 | 2015 | RS2093409A | P | 2015-02-13 | PENTAIR | 11018 | 100 | 1 | 1650 |  | 1 | 1650 |  | 1 | 1650
P107 | 2014 | RS2065834A | P | 2014-06-23 | PENTAIR | 11018 | 100 | 1 | 1650 |  | 1 | 1650 |  | 1 | 1650
P107 | 2014 | RS2084686A | P | 2014-11-26 | PENTAIR | 11018 | 100 | 1 | 1650 |  | 1 | 1650 |  | 1 | 1650
P107 | 2015 | RS2107892A | P | 2015-08-14 | PENTAIR | 11018 | 100 | 1 | 1650 |  | 1 | 1650 |  | 1 | 1650
P107 | 2015 | RS2107865A | P | 2015-08-05 | PENTAIR | 11018 | 100 | 1 | 1650 |  | 1 | 1650 |  | 1 | 1650
P107 | 2014 | RS2066900A | P | 2014-07-23 | PENTAIR | 11018 | 100 | 1 | 1650 |  | 1 | 1650 |  | 1 | 1650
P107 | 2014 | RS2069602A | P | 2014-07-24 | PENTAIR | 11018 | 100 | 1 | 1650 |  | 1 | 1650 |  | 1 | 1650
P107 | 2014 | RS2067125A | P | 2014-07-07 | PENTAIR | 11018 | 100 | 1 | 1650 |  | 1 | 1650 |  | 1 | 1650
P107 | 2014 | RS6044598A | P | 2014-12-04 | PENTAIR | 11018 | 100 | 1 | 1650 |  | 1 | 1650 |  | 1 | 1650
P107 | 2015 | RS2106062A | P | 2015-07-17 | PENTAIR | 11018 | 100 | 1 | 1650 |  | 1 | 1650 |  | 1 | 1650
P107 | 2014 | RS2072483A | P | 2014-08-18 | PENTAIR | 11018 | 100 | 1 | 1650 |  | 1 | 1650 |  | 1 | 1650
P107 | 2015 | RS2099683A | P | 2015-05-01 | PENTAIR | 11018 | 100 | 1 | 1650 |  | 1 | 1650 |  | 1 | 1650
P107 | 2014 | RS2081708A | P | 2014-10-31 | PENTAIR | 11018 | 100 | 1 | 1650 |  | 1 | 1650 |  | 1 | 1650
P107 | 2014 | RS2076208A | P | 2014-09-12 | PENTAIR | 11018 | 100 | 1 | 1650 |  | 1 | 1650 |  | 1 | 1650
P107 | 2014 | RS2074052A | P | 2014-08-27 | PENTAIR | 11018 | 100 | 1 | 1650 |  | 1 | 1650 |  | 1 | 1650
P107 | 2014 | RS2083850A | P | 2014-11-19 | PENTAIR | 11018 | 100 | 1 | 1650 |  | 1 | 1650 |  | 1 | 1650
P107 | 2015 | RS2116836A | P | 2015-11-13 | PENTAIR | 11018 | 100 | 1 | 1650 |  | 1 | 1650 |  | 1 | 1650
P107 | 2014 | RS2067124A | P | 2014-07-07 | PENTAIR | 11018 | 100 | 1 | 1650 |  | 1 | 1650 |  | 1 | 1650
P107 | 2014 | RS2083849A | P | 2014-11-19 | PENTAIR | 11018 | 100 | 1 | 1650 |  | 1 | 1650 |  | 1 | 1650
P107 | 2015 | RS2105070A | P | 2015-07-07 | PENTAIR | 11018 | 100 | 1 | 1650 |  | 1 | 1650 |  | 1 | 1650
P107 | 2015 | RS2108704A | P | 2015-08-13 | PENTAIR | 11018 | 100 | 1 | 1650 |  | 1 | 1650 |  | 1 | 1650
P107 | 2014 | RS2073177A | P | 2014-08-21 | PENTAIR | 11018 | 100 | 1 | 1650 |  | 1 | 1650 |  | 1 | 1650
P107 | 2015 | RS2074050A | P | 2015-03-10 | PENTAIR | 11018 | 100 | 1 | 1650 |  | 1 | 1650 |  | 1 | 1650
P107 | 2015 | RS2074049A | P | 2015-03-10 | PENTAIR | 11018 | 100 | 1 | 1650 |  | 1 | 1650 |  | 1 | 1650
P107 | 2015 | RS2105189A | P | 2015-08-04 | PENTAIR | 11018 | 100 | 1 | 1650 |  | 1 | 1650 |  | 1 | 1650
P107 | 2015 | RS2109870A | P | 2015-08-25 | PENTAIR | 11018 | 100 | 1 | 1650 |  | 1 | 1650 |  | 1 | 1650
P107 | 2015 | RS2105185A | P | 2015-07-29 | PENTAIR | 11018 | 100 | 1 | 1650 |  | 1 | 1650 |  | 1 | 1650
P107 | 2015 | RS6057867A | P | 2015-04-20 | PENTAIR | 342001 | 100 | 1 | 1650 |  | 1 | 1650 |  | 1 | 1650
P107 | 2014 | RS2074048A | P | 2014-08-27 | PENTAIR | 11018 | 100 | 1 | 1650 |  | 1 | 1650 |  | 1 | 1650
P107 | 2014 | RS2064710A | P | 2014-06-11 | PENTAIR | 11018 | 100 | 1 | 1650 |  | 1 | 1650 |  | 1 | 1650
P107 | 2015 | RS2081449A | P | 2015-03-02 | PENTAIR | 11018 | 100 | 1 | 1650 |  | 1 | 1650 |  | 1 | 1650
P107 | 2014 | RS2079035A | P | 2014-10-07 | PENTAIR | 11018 | 100 | 1 | 1650 |  | 1 | 1650 |  | 1 | 1650
P107 | 2015 | RS2103808A | P | 2015-06-19 | PENTAIR | 11018 | 100 | 1 | 1650 |  | 1 | 1650 |  | 1 | 1650
P107 | 2015 | RS2113927A | P | 2015-10-14 | PENTAIR | 11018 | 100 | 1 | 1650 |  | 1 | 1650 |  | 1 | 1650
P107 | 2015 | RS2104019A | P | 2015-06-24 | PENTAIR | 11018 | 100 | 1 | 1650 |  | 1 | 1650 |  | 1 | 1650
P107 | 2014 | RS2078586A | P | 2014-10-01 | PENTAIR | 11018 | 100 | 1 | 1650 |  | 1 | 1650 |  | 1 | 1650
P107 | 2014 | RS6041892A | P | 2014-11-05 | PENTAIR | 11018 | 100 | 1 | 1650 |  | 1 | 1650 |  | 1 | 1650
P107 | 2015 | RS2080769A | P | 2015-03-10 | PENTAIR | 11018 | 100 | 1 | 1650 |  | 1 | 1650 |  | 1 | 1650
P107 | 2015 | RS2095557A | P | 2015-03-09 | PENTAIR | 11018 | 100 | 1 | 1650 |  | 1 | 1650 |  | 1 | 1650
P107 | 2015 | RS2112559A | P | 2015-09-25 | PENTAIR | 11018 | 100 | 1 | 1650 |  | 1 | 1650 |  | 1 | 1650
P107 | 2015 | RS2107860A | P | 2015-08-05 | PENTAIR | 11018 | 100 | 1 | 1650 |  | 1 | 1650 |  | 1 | 1650
P107 | 2014 | RS2078259A | P | 2014-09-30 | PENTAIR | 11018 | 100 | 1 | 1650 |  | 1 | 1650 |  | 1 | 1650
P107 | 2014 | RS2019013A | P | 2014-08-27 | PENTAIR | 11018 | 100 | 1 | 1650 |  | 1 | 1650 |  | 1 | 1650
P107 | 2015 | RS2113931A | P | 2015-10-14 | PENTAIR | 11018 | 100 | 1 | 1650 |  | 1 | 1650 |  | 1 | 1650
P107 | 2014 | RS2063033A | P | 2014-06-02 | PENTAIR | 11018 | 100 | 1 | 1650 |  | 1 | 1650 |  | 1 | 1650
P107 | 2015 | RS2109364A | P | 2015-08-19 | PENTAIR | 11018 | 100 | 1 | 1650 |  | 1 | 1650 |  | 1 | 1650
P107 | 2015 | RS2110242A | P | 2015-09-01 | PENTAIR | 11018 | 100 | 1 | 1650 |  | 1 | 1650 |  | 1 | 1650
P107 | 2014 | RS2074324A | P | 2014-08-28 | PENTAIR | 11018 | 100 | 1 | 1650 |  | 1 | 1650 |  | 1 | 1650
P107 | 2014 | RS2074059A | P | 2014-08-27 | PENTAIR | 11018 | 100 | 1 | 1650 |  | 1 | 1650 |  | 1 | 1650
P107 | 2014 | RS2076734A | P | 2014-09-18 | PENTAIR | 11018 | 100 | 1 | 1650 |  | 1 | 1650 |  | 1 | 1650
P107 | 2015 | RS2100523A | P | 2015-05-13 | PENTAIR | 11018 | 100 | 1 | 1650 |  | 1 | 1650 |  | 1 | 1650
P107 | 2015 | RS2108705A | P | 2015-08-13 | PENTAIR | 11018 | 100 | 1 | 1650 |  | 1 | 1650 |  | 1 | 1650
P107 | 2015 | RS2113930A | P | 2015-10-14 | PENTAIR | 11018 | 100 | 1 | 1650 |  | 1 | 1650 |  | 1 | 1650
P107 | 2015 | RS2108703A | P | 2015-08-13 | PENTAIR | 11018 | 100 | 1 | 1650 |  | 1 | 1650 |  | 1 | 1650
P107 | 2014 | RS2066553A | P | 2014-06-27 | PENTAIR | 11018 | 100 | 1 | 1650 |  | 1 | 1650 |  | 1 | 1650
P107 | 2015 | RS2120633A | P | 2015-12-29 | PENTAIR | 11018 | 100 | 1 | 1650 |  | 1 | 1650 |  | 1 | 1650
P107 | 2015 | RS2115215A | P | 2015-10-28 | PENTAIR | 11018 | 100 | 1 | 1650 |  | 1 | 1650 |  | 1 | 1650
P107 | 2015 | RS2111299A | P | 2015-09-15 | PENTAIR | 11018 | 100 | 1 | 1650 |  | 1 | 1650 |  | 1 | 1650
P107 | 2014 | RS2074058A | P | 2014-08-28 | PENTAIR | 11018 | 100 | 1 | 1650 |  | 1 | 1650 |  | 1 | 1650
P107 | 2014 | RS2078422A | P | 2014-10-03 | PENTAIR | 11018 | 100 | 1 | 1650 |  | 1 | 1650 |  | 1 | 1650
P107 | 2015 | RS2103017A | P | 2015-06-11 | PENTAIR | 11018 | 100 | 1 | 1650 |  | 1 | 1650 |  | 1 | 1650
P107 | 2015 | RS2103813A | P | 2015-07-15 | PENTAIR | 11018 | 100 | 1 | 1650 |  | 1 | 1650 |  | 1 | 1650
P107 | 2015 | RS2110244A | P | 2015-09-11 | PENTAIR | 11018 | 100 | 1 | 1650 |  | 1 | 1650 |  | 1 | 1650
P107 | 2015 | RS6074345A | P | 2015-12-18 | PENTAIR | 11018 | 100 | 1 | 1650 |  | 1 | 1650 |  | 1 | 1650
P107 | 2014 | RS2034047A | P | 2014-08-27 | PENTAIR | 11018 | 100 | 1 | 1650 |  | 1 | 1650 |  | 1 | 1650
P107 | 2014 | RS2085151A | P | 2014-12-04 | PENTAIR | 11018 | 100 | 1 | 1650 |  | 1 | 1650 |  | 1 | 1650
P107 | 2015 | RS2096549A | P | 2015-03-19 | PENTAIR | 11018 | 100 | 1 | 1650 |  | 1 | 1650 |  | 1 | 1650
P107 | 2015 | RS2092897A | P | 2015-02-05 | PENTAIR | 11018 | 100 | 1 | 1650 |  | 1 | 1650 |  | 1 | 1650
P107 | 2015 | RS2107490A | P | 2015-07-29 | PENTAIR | 11018 | 100 | 1 | 1650 |  | 1 | 1650 |  | 1 | 1650
P107 | 2015 | RS6066533A | P | 2015-08-11 | PENTAIR | 11018 | 100 | 1 | 1650 |  | 1 | 1650 |  | 1 | 1650
P107 | 2015 | RS2107991A | P | 2015-09-01 | PENTAIR | 11018 | 100 | 1 | 1650 |  | 1 | 1650 |  | 1 | 1650
P107 | 2014 | RS2056234A | P | 2014-03-19 | PENTAIR | 11018 | 100 | 1 | 1650 |  | 1 | 1650 |  | 1 | 1650
P107 | 2014 | RS2061384A | P | 2014-07-03 | PENTAIR | 11012 | 100 | 1 | 1650 |  | 1 | 1650 |  | 1 | 1650
P107 | 2015 | RS2115983A | P | 2015-11-03 | PENTAIR | 11018 | 100 | 1 | 1650 |  | 1 | 1650 |  | 1 | 1650
P107 | 2015 | RS2115997A | P | 2015-11-03 | PENTAIR | 11018 | 100 | 1 | 1650 |  | 1 | 1650 |  | 1 | 1650
P107 | 2015 | RS2111298A | P | 2015-09-15 | PENTAIR | 11018 | 100 | 1 | 1650 |  | 1 | 1650 |  | 1 | 1650
P107 | 2015 | RS2108713A | P | 2015-08-13 | PENTAIR | 11018 | 100 | 1 | 1650 |  | 1 | 1650 |  | 1 | 1650
P107 | 2014 | RS2063034A | P | 2014-05-30 | PENTAIR | 11018 | 100 | 1 | 1650 |  | 1 | 1650 |  | 1 | 1650
P107 | 2014 | RS2080066A | P | 2014-10-17 | PENTAIR | 11018 | 100 | 1 | 1650 |  | 1 | 1650 |  | 1 | 1650
P107 | 2015 | RS2116565A | P | 2015-11-10 | PENTAIR | 11018 | 100 | 1 | 1650 |  | 1 | 1650 |  | 1 | 1650
P107 | 2015 | RS2100337A | P | 2015-05-11 | PENTAIR | 11018 | 100 | 1 | 1650 |  | 1 | 1650 |  | 1 | 1650
P107 | 2015 | RS2107846A | P | 2015-08-04 | PENTAIR | 11018 | 100 | 1 | 1650 |  | 1 | 1650 |  | 1 | 1650
P107 | 2015 | RS2103810A | P | 2015-08-05 | PENTAIR | 11018 | 100 | 1 | 1650 |  | 1 | 1650 |  | 1 | 1650
P107 | 2014 | RS2072063A | P | 2014-10-21 | PENTAIR | 11018 | 100 | 1 | 1650 |  | 1 | 1650 |  | 1 | 1650
P107 | 2015 | RS2100873A | P | 2015-05-18 | PENTAIR | 11018 | 100 | 1 | 1650 |  | 1 | 1650 |  | 1 | 1650
P107 | 2015 | RS2091509A | P | 2015-01-21 | PENTAIR | 11018 | 100 | 1 | 1650 |  | 1 | 1650 |  | 1 | 1650
P107 | 2015 | RS2107861A | P | 2015-08-05 | PENTAIR | 11018 | 100 | 1 | 1650 |  | 1 | 1650 |  | 1 | 1650
P107 | 2015 | RS2103709A | P | 2015-06-18 | PENTAIR | 11018 | 100 | 1 | 1650 |  | 1 | 1650 |  | 1 | 1650
P107 | 2014 | RS2078257A | P | 2014-09-30 | PENTAIR | 11018 | 100 | 1 | 1650 |  | 1 | 1650 |  | 1 | 1650
P107 | 2015 | RS2118382A | P | 2015-12-02 | PENTAIR | 11018 | 100 | 1 | 1650 |  | 1 | 1650 |  | 1 | 1650
P107 | 2015 | RS6062017A | P | 2015-07-07 | PENTAIR | 11018 | 100 | 1 | 1650 |  | 1 | 1650 |  | 1 | 1650
P107 | 2015 | RS2109363A | P | 2015-08-19 | PENTAIR | 11018 | 100 | 1 | 1650 |  | 1 | 1650 |  | 1 | 1650
P107 | 2015 | RS2107862A | P | 2015-08-05 | PENTAIR | 11018 | 100 | 1 | 1650 |  | 1 | 1650 |  | 1 | 1650
P107 | 2015 | RS2100998A | P | 2015-05-19 | PENTAIR | 342000 | 100 | 1 | 1650 |  | 1 | 1650 |  | 1 | 1650
P107 | 2015 | RS2108275A | P | 2015-08-11 | PENTAIR | 11018 | 100 | 1 | 1650 |  | 1 | 1650 |  | 1 | 1650
P107 | 2014 | RS2080079A | P | 2014-10-17 | PENTAIR | 11018 | 100 | 1 | 1650 |  | 1 | 1650 |  | 1 | 1650
P107 | 2015 | RS6052221A | P | 2015-01-30 | PENTAIR | 11018 | 100 | 1 | 1650 |  | 1 | 1650 |  | 1 | 1650
P107 | 2015 | RS2114218A | P | 2015-10-19 | PENTAIR | 11018 | 100 | 1 | 1650 |  | 1 | 1650 |  | 1 | 1650
P107 | 2014 | RS2083154A | P | 2014-12-03 | PENTAIR | 11018 | 100 | 1 | 1650 |  | 1 | 1650 |  | 1 | 1650
P107 | 2014 | RS2083851A | P | 2014-11-19 | PENTAIR | 11018 | 100 | 1 | 1650 |  | 1 | 1650 |  | 1 | 1650
P107 | 2015 | RS2089781A | P | 2015-01-09 | PENTAIR | 11018 | 100 | 1 | 1650 |  | 1 | 1650 |  | 1 | 1650
P107 | 2015 | RS2115984A | P | 2015-11-05 | PENTAIR | 11018 | 100 | 1 | 1650 |  | 1 | 1650 |  | 1 | 1650
P107 | 2015 | RS2113929A | P | 2015-10-14 | PENTAIR | 11018 | 100 | 1 | 1650 |  | 1 | 1650 |  | 1 | 1650
P107 | 2014 | RS2074060A | P | 2014-08-27 | PENTAIR | 11018 | 100 | 1 | 1650 |  | 1 | 1650 |  | 1 | 1650
P107 | 2014 | RS2083241A | P | 2014-12-03 | PENTAIR | 11018 | 100 | 1 | 1650 |  | 1 | 1650 |  | 1 | 1650
P107 | 2015 | RS2113928A | P | 2015-10-14 | PENTAIR | 11018 | 100 | 1 | 1650 |  | 1 | 1650 |  | 1 | 1650
P107 | 2015 | RS2094862A | P | 2015-02-27 | PENTAIR | 11018 | 100 | 1 | 1650 |  | 1 | 1650 |  | 1 | 1650
P107 | 2015 | RS2116569A | P | 2015-11-10 | PENTAIR | 11018 | 100 | 1 | 1650 |  | 1 | 1650 |  | 1 | 1650
P107 | 2015 | RS2101385A | P | 2015-05-22 | STA-RITE | P6E6VS4H-209L | 100 | 1 | 1650 |  | 1 | 1650 |  | 1 | 1650
P107 | 2015 | RS2093397A | P | 2015-02-13 | STA-RITE | P6E6VS4H-209L | 100 | 1 | 1650 |  | 1 | 1650 |  | 1 | 1650
P107 | 2014 | RS2069514A | P | 2014-07-23 | STA-RITE | P6E6VS4H-209L | 100 | 1 | 1650 |  | 1 | 1650 |  | 1 | 1650
P107 | 2014 | RS6029794A | P | 2014-07-03 | STA-RITE | P6E6VS4H-209L | 100 | 1 | 1650 |  | 1 | 1650 |  | 1 | 1650
P107 | 2014 | RS2059247A | P | 2014-05-01 | STA-RITE | P6E6VS4H-209L | 100 | 1 | 1650 |  | 1 | 1650 |  | 1 | 1650
P107 | 2015 | RS6071114A | P | 2015-10-26 | STA-RITE | P6E6VS4H-209L | 100 | 1 | 1650 |  | 1 | 1650 |  | 1 | 1650
P107 | 2014 | RS2088311A | P | 2014-12-30 | STA-RITE | P6E6VS4H-209L | 100 | 1 | 1650 |  | 1 | 1650 |  | 1 | 1650
P107 | 2015 | RS2097681A | P | 2015-04-06 | STA-RITE | P6E6VS4H-209L | 100 | 1 | 1650 |  | 1 | 1650 |  | 1 | 1650
P107 | 2014 | RS2070170A | P | 2014-07-29 | STA-RITE | P6E6VS4H-209L | 100 | 1 | 1650 |  | 1 | 1650 |  | 1 | 1650
P107 | 2014 | RS2088310A | P | 2014-12-30 | STA-RITE | P6E6VS4H-209L | 100 | 1 | 1650 |  | 1 | 1650 |  | 1 | 1650
P107 | 2014 | RS2080215A | P | 2014-10-21 | STA-RITE | P6E6VS4H-209L | 100 | 1 | 1650 |  | 1 | 1650 |  | 1 | 1650
P107 | 2014 | RS6039265A | P | 2014-10-24 | STA-RITE | P6E6VS4H-209L | 100 | 1 | 1650 |  | 1 | 1650 |  | 1 | 1650
P107 | 2015 | RS2110477A | P | 2015-09-02 | STA-RITE | P6E6VS4H-209L | 100 | 1 | 1650 |  | 1 | 1650 |  | 1 | 1650
P107 | 2014 | RS6027963A | P | 2014-06-10 | STA-RITE | P6E6VS4H-209L | 100 | 1 | 1650 |  | 1 | 1650 |  | 1 | 1650
P107 | 2015 | RS2116556A | P | 2015-11-10 | STA-RITE | P6E6VS4H-209L | 100 | 1 | 1650 |  | 1 | 1650 |  | 1 | 1650
P107 | 2015 | RS2098777A | P | 2015-04-16 | STA-RITE | P6E6VS4H-209L | 100 | 1 | 1650 |  | 1 | 1650 |  | 1 | 1650
P107 | 2014 | RS2062907A | P | 2014-05-30 | STA-RITE | P6E6VS4H-209L | 100 | 1 | 1650 |  | 1 | 1650 |  | 1 | 1650
P107 | 2014 | RS2075505A | P | 2014-09-10 | ZODIAC | VS-FHP1.0 | 100 | 1 | 1650 |  | 1 | 1650 |  | 1 | 1650
P107 | 2014 | RS2062561A | P | 2014-05-30 | ZODIAC | VS-FHP 2.0 | 100 | 1 | 1650 |  | 1 | 1650 |  | 1 | 1650
P107 | 2014 | RS2075037A | P | 2014-09-05 | ZODIAC | VS-FHP 2.0 | 100 | 1 | 1650 |  | 1 | 1650 |  | 1 | 1650
P107 | 2015 | RS2108469A | P | 2015-09-10 | ZODIAC | JEP2.0 | 100 | 1 | 1650 |  | 1 | 1650 |  | 1 | 1650
P107 | 2014 | RS2079132A | P | 2014-10-08 | ZODIAC | JEP1.5 | 100 | 1 | 1650 |  | 1 | 1650 |  | 1 | 1650
P107 | 2015 | RS2110812A | P | 2015-09-08 | ZODIAC | VSPHP270AUT | 100 | 1 | 1650 |  | 1 | 1650 |  | 1 | 1650
P107 | 2015 | RS2108616A | P | 2015-08-13 | ZODIAC | VS-FHP 2.0 | 100 | 1 | 1650 |  | 1 | 1650 |  | 1 | 1650
P107 | 2015 | RS2107222A | P | 2015-07-29 | ZODIAC | VS-FHP 2.0 | 100 | 1 | 1650 |  | 1 | 1650 |  | 1 | 1650
P107 | 2015 | RS2100490A | P | 2015-07-22 | ZODIAC | VSPHP270AUT | 100 | 1 | 1650 |  | 1 | 1650 |  | 1 | 1650
P107 | 2015 | RS2109771A | P | 2015-08-25 | ZODIAC | VS-FHP 2.0 | 100 | 1 | 1650 |  | 1 | 1650 |  | 1 | 1650
P107 | 2015 | RS2110860A | P | 2015-09-08 | ZODIAC | VS-FHP 2.0 | 100 | 1 | 1650 |  | 1 | 1650 |  | 1 | 1650
P107 | 2015 | RS2093282A | P | 2015-02-11 | ZODIAC | VS-FHP 2.0 | 100 | 1 | 1650 |  | 1 | 1650 |  | 1 | 1650
P107 | 2015 | RS2108468A | P | 2015-09-10 | ZODIAC | JEP2.0 | 100 | 1 | 1650 |  | 1 | 1650 |  | 1 | 1650
P107 | 2015 | RS2113018A | P | 2015-09-30 | ZODIAC | VS-FHP 2.0 | 100 | 1 | 1650 |  | 1 | 1650 |  | 1 | 1650
P107 | 2015 | RS2110830A | P | 2015-09-08 | ZODIAC | JEP2.0 | 100 | 1 | 1650 |  | 1 | 1650 |  | 1 | 1650
P107 | 2015 | RS2090618A | P | 2015-01-13 | PENTAIR | 11018 | 100 | 1 | 1650.5 |  | 1 | 1650.5 |  | 1 | 1650.5
P107 | 2014 | RS2070425A | P | 2014-08-01 | PENTAIR | 11018 | 100 | 1 | 1652.3 |  | 1 | 1652.3 |  | 1 | 1652.3
P107 | 2014 | RS2069184A | P | 2014-07-21 | PENTAIR | 11018 | 100 | 1 | 1656.67 |  | 1 | 1656.67 |  | 1 | 1656.67
P107 | 2014 | RS2069173A | P | 2014-07-21 | STA-RITE | P6E6VS4H-209L | 100 | 1 | 1656.67 |  | 1 | 1656.67 |  | 1 | 1656.67
P107 | 2015 | RS6053012A | P | 2015-02-11 | PENTAIR | 11018 | 100 | 1 | 1657.76 |  | 1 | 1657.76 |  | 1 | 1657.76
P107 | 2014 | RS2060250A | P | 2014-04-30 | STA-RITE | P6E6VS4H-209L | 100 | 1 | 1658.98 |  | 1 | 1658.98 |  | 1 | 1658.98
P107 | 2014 | RS2060320A | P | 2014-04-30 | STA-RITE | P6E6VS4H-209L | 100 | 1 | 1658.98 |  | 1 | 1658.98 |  | 1 | 1658.98
P107 | 2015 | RS2109819A | P | 2015-08-27 | STA-RITE | P6E6VS4H-209L | 100 | 1 | 1658.98 |  | 1 | 1658.98 |  | 1 | 1658.98
P107 | 2015 | RS2112695A | P | 2015-09-29 | STA-RITE | P6E6VS4H-209L | 100 | 1 | 1658.98 |  | 1 | 1658.98 |  | 1 | 1658.98
P107 | 2015 | RS2105381A | P | 2015-07-09 | STA-RITE | P6E6VS4H-209L | 100 | 1 | 1658.98 |  | 1 | 1658.98 |  | 1 | 1658.98
P107 | 2014 | RS2057822A | P | 2014-04-08 | STA-RITE | P6E6VS4H-209L | 100 | 1 | 1658.98 |  | 1 | 1658.98 |  | 1 | 1658.98
P107 | 2015 | RS6057008A | P | 2015-04-23 | STA-RITE | P6E6VS4H-209L | 100 | 1 | 1658.98 |  | 1 | 1658.98 |  | 1 | 1658.98
P107 | 2015 | RS2104451A | P | 2015-06-26 | STA-RITE | P6E6VS4H-209L | 100 | 1 | 1658.98 |  | 1 | 1658.98 |  | 1 | 1658.98
P107 | 2015 | RS2112694A | P | 2015-09-29 | STA-RITE | P6E6VS4H-209L | 100 | 1 | 1658.98 |  | 1 | 1658.98 |  | 1 | 1658.98
P107 | 2014 | RS2057823A | P | 2014-04-08 | STA-RITE | P6E6VS4H-209L | 100 | 1 | 1658.98 |  | 1 | 1658.98 |  | 1 | 1658.98
P107 | 2015 | RS2112693A | P | 2015-09-29 | STA-RITE | P6E6VS4H-209L | 100 | 1 | 1658.98 |  | 1 | 1658.98 |  | 1 | 1658.98
P107 | 2015 | RS2109779A | P | 2015-08-25 | STA-RITE | P6E6VS4H-209L | 100 | 1 | 1658.98 |  | 1 | 1658.98 |  | 1 | 1658.98
P107 | 2015 | RS2105358A | P | 2015-07-09 | STA-RITE | P6E6VS4H-209L | 100 | 1 | 1658.98 |  | 1 | 1658.98 |  | 1 | 1658.98
P107 | 2014 | RS2082874A | P | 2014-11-12 | STA-RITE | P6E6VS4H-209L | 100 | 1 | 1658.98 |  | 1 | 1658.98 |  | 1 | 1658.98
P107 | 2015 | RS2099482A | P | 2015-04-30 | STA-RITE | P6E6VS4H-209L | 100 | 1 | 1658.98 |  | 1 | 1658.98 |  | 1 | 1658.98
P107 | 2015 | RS2104078A | P | 2015-06-24 | STA-RITE | P6E6VS4H-209L | 100 | 1 | 1658.98 |  | 1 | 1658.98 |  | 1 | 1658.98
P107 | 2015 | RS2104003A | P | 2015-06-24 | STA-RITE | P6E6VS4H-209L | 100 | 1 | 1658.98 |  | 1 | 1658.98 |  | 1 | 1658.98
P107 | 2014 | RS2087686A | P | 2014-12-26 | STA-RITE | P6E6VS4H-209L | 100 | 1 | 1658.98 |  | 1 | 1658.98 |  | 1 | 1658.98
P107 | 2015 | RS2108213A | P | 2015-08-14 | STA-RITE | P6E6VS4H-209L | 100 | 1 | 1658.98 |  | 1 | 1658.98 |  | 1 | 1658.98
P107 | 2015 | RS2106732A | P | 2015-07-22 | STA-RITE | P6E6VS4H-209L | 100 | 1 | 1658.98 |  | 1 | 1658.98 |  | 1 | 1658.98
P107 | 2015 | RS2116883A | P | 2015-11-17 | STA-RITE | P6E6VS4H-209L | 100 | 1 | 1658.98 |  | 1 | 1658.98 |  | 1 | 1658.98
P107 | 2014 | RS2086205A | P | 2014-12-11 | STA-RITE | P6E6VS4H-209L | 100 | 1 | 1658.98 |  | 1 | 1658.98 |  | 1 | 1658.98
P107 | 2015 | RS2108138A | P | 2015-08-07 | STA-RITE | P6E6VS4H-209L | 100 | 1 | 1658.98 |  | 1 | 1658.98 |  | 1 | 1658.98
P107 | 2014 | RS2060251A | P | 2014-04-30 | STA-RITE | P6E6VS4H-209L | 100 | 1 | 1658.98 |  | 1 | 1658.98 |  | 1 | 1658.98
P107 | 2015 | RS2116884A | P | 2015-11-17 | STA-RITE | P6E6VS4H-209L | 100 | 1 | 1658.98 |  | 1 | 1658.98 |  | 1 | 1658.98
P107 | 2015 | RS2112692A | P | 2015-09-29 | STA-RITE | P6E6VS4H-209L | 100 | 1 | 1658.98 |  | 1 | 1658.98 |  | 1 | 1658.98
P107 | 2014 | RS2063814A | P | 2014-06-04 | STA-RITE | P6E6VS4H-209L | 100 | 1 | 1658.98 |  | 1 | 1658.98 |  | 1 | 1658.98
P107 | 2015 | RS2104006A | P | 2015-06-24 | STA-RITE | P6E6VS4H-209L | 100 | 1 | 1658.98 |  | 1 | 1658.98 |  | 1 | 1658.98
P107 | 2014 | RS2086204A | P | 2014-12-11 | STA-RITE | P6E6VS4H-209L | 100 | 1 | 1658.98 |  | 1 | 1658.98 |  | 1 | 1658.98
P107 | 2014 | RS2060252A | P | 2014-05-06 | STA-RITE | P6E6VS4H-209L | 100 | 1 | 1658.98 |  | 1 | 1658.98 |  | 1 | 1658.98
P107 | 2015 | RS2101395A | P | 2015-06-11 | PENTAIR | 11018 | 100 | 1 | 1659.45 |  | 1 | 1659.45 |  | 1 | 1659.45
P107 | 2015 | RS6067994A | P | 2015-10-08 | ZODIAC | VS-FHP 2.0 | 200 | 2 | 1659.9 |  | 2 | 1659.9 |  | 2 | 1659.9
P107 | 2014 | RS2065524A | P | 2014-06-18 | PENTAIR | 11018 | 100 | 1 | 1660 |  | 1 | 1660 |  | 1 | 1660
P107 | 2014 | RS2059854A | P | 2014-04-28 | PENTAIR | 11018 | 100 | 1 | 1660 |  | 1 | 1660 |  | 1 | 1660
P107 | 2014 | RS2085413A | P | 2014-12-05 | PENTAIR | 11018 | 100 | 1 | 1660 |  | 1 | 1660 |  | 1 | 1660
P107 | 2015 | RS2099973A | P | 2015-05-06 | ZODIAC | VS-FHP1.0 | 100 | 1 | 1660 |  | 1 | 1660 |  | 1 | 1660
P107 | 2015 | RS2113950A | P | 2015-10-14 | STA-RITE | P6E6VS4H-209L | 100 | 1 | 1661 |  | 1 | 1661 |  | 1 | 1661
P107 | 2014 | RS2069186A | P | 2014-07-21 | PENTAIR | 11018 | 100 | 1 | 1662.64 |  | 1 | 1662.64 |  | 1 | 1662.64
P107 | 2014 | RS2069174A | P | 2014-07-21 | STA-RITE | P6E6VS4H-209L | 100 | 1 | 1662.64 |  | 1 | 1662.64 |  | 1 | 1662.64
P107 | 2015 | RS6063023A | P | 2015-06-30 | PENTAIR | 11017 | 100 | 1 | 1663.67 |  | 1 | 1663.67 |  | 1 | 1663.67
P107 | 2015 | RS6056629A | P | 2015-04-02 | PENTAIR | 11018 | 100 | 1 | 1663.99 |  | 1 | 1663.99 |  | 1 | 1663.99
P107 | 2015 | RS2104832A | P | 2015-07-01 | PENTAIR | 11018 | 100 | 1 | 1664.25 |  | 1 | 1664.25 |  | 1 | 1664.25
P107 | 2015 | RS2097866A | P | 2015-04-07 | HAYWARD | SP3400VSP | 100 | 1 | 1665 |  | 1 | 1665 |  | 1 | 1665
P107 | 2014 | RS2078197A | P | 2014-09-30 | HAYWARD | SP3400VSP | 100 | 1 | 1665 |  | 1 | 1665 |  | 1 | 1665
P107 | 2014 | RS6047029A | P | 2014-12-22 | STA-RITE | P6E6VS4H-209L | 100 | 1 | 1665 |  | 1 | 1665 |  | 1 | 1665
P107 | 2014 | RS2069171A | P | 2014-07-21 | PENTAIR | 11018 | 100 | 1 | 1668.92 |  | 1 | 1668.92 |  | 1 | 1668.92
P107 | 2014 | RS2069180A | P | 2014-07-21 | STA-RITE | P6E6VS4H-209L | 100 | 1 | 1668.92 |  | 1 | 1668.92 |  | 1 | 1668.92
P107 | 2014 | RS2069187A | P | 2014-07-21 | STA-RITE | P6E6VS4H-209L | 100 | 1 | 1668.92 |  | 1 | 1668.92 |  | 1 | 1668.92
P107 | 2014 | RS2067129A | P | 2014-07-15 | PENTAIR | 11018 | 100 | 1 | 1670 |  | 1 | 1670 |  | 1 | 1670
P107 | 2015 | RS2107839A | P | 2015-08-04 | PENTAIR | 11018 | 100 | 1 | 1670 |  | 1 | 1670 |  | 1 | 1670
P107 | 2014 | RS2051808A | P | 2014-02-28 | PENTAIR | 11018 | 100 | 1 | 1671.14 |  | 1 | 1671.14 |  | 1 | 1671.14
P107 | 2015 | RS2090663A | P | 2015-01-14 | PENTAIR | 11018 | 100 | 1 | 1674.5 |  | 1 | 1674.5 |  | 1 | 1674.5
P107 | 2014 | RS2074042A | P | 2014-08-27 | PENTAIR | 11018 | 100 | 1 | 1675 |  | 1 | 1675 |  | 1 | 1675
P107 | 2014 | RS2067932A | P | 2014-07-09 | PENTAIR | 11018 | 100 | 1 | 1675 |  | 1 | 1675 |  | 1 | 1675
P107 | 2015 | RS6100122B | P | 2015-05-22 | PENTAIR | 11018 | 100 | 1 | 1675 |  | 1 | 1675 |  | 1 | 1675
P107 | 2014 | RS6035717A | P | 2014-10-08 | PENTAIR | 11018 | 100 | 1 | 1675 |  | 1 | 1675 |  | 1 | 1675
P107 | 2015 | RS2114463A | P | 2015-10-20 | PENTAIR | 11018 | 100 | 1 | 1675 |  | 1 | 1675 |  | 1 | 1675
P107 | 2015 | RS2103150A | P | 2015-06-12 | PENTAIR | 11018 | 100 | 1 | 1675 |  | 1 | 1675 |  | 1 | 1675
P107 | 2014 | RS2066571A | P | 2014-07-10 | PENTAIR | 11018 | 100 | 1 | 1675 |  | 1 | 1675 |  | 1 | 1675
P107 | 2014 | RS2081424A | P | 2014-10-29 | STA-RITE | P6E6VS4H-209L | 100 | 1 | 1675 |  | 1 | 1675 |  | 1 | 1675
P107 | 2014 | RS2086868A | P | 2014-12-17 | STA-RITE | P6E6VS4H-209L | 100 | 1 | 1675 |  | 1 | 1675 |  | 1 | 1675
P107 | 2015 | RS2109240A | P | 2015-08-19 | STA-RITE | P6E6VS4H-209L | 100 | 1 | 1675 |  | 1 | 1675 |  | 1 | 1675
P107 | 2014 | RS6036873A | P | 2014-09-26 | STA-RITE | P6E6VS4H-209L | 100 | 1 | 1675 |  | 1 | 1675 |  | 1 | 1675
P107 | 2014 | RS2072033A | P | 2014-08-13 | STA-RITE | P6E6VS4H-209L | 100 | 1 | 1675.7 |  | 1 | 1675.7 |  | 1 | 1675.7
P107 | 2014 | RS2070313A | P | 2014-07-30 | PENTAIR | 11018 | 100 | 1 | 1677.6 |  | 1 | 1677.6 |  | 1 | 1677.6
P107 | 2014 | RS2075438A | P | 2014-09-10 | STA-RITE | P6E6VS4H-209L | 100 | 1 | 1679 |  | 1 | 1679 |  | 1 | 1679
P107 | 2015 | RS2104063A | P | 2015-06-24 | PENTAIR | 11017 | 100 | 1 | 1680 |  | 1 | 1680 |  | 1 | 1680
P107 | 2014 | RS2062029A | P | 2014-05-19 | STA-RITE | P6E6VS4H-209L | 100 | 1 | 1680 |  | 1 | 1680 |  | 1 | 1680
P107 | 2014 | RS2059733A | P | 2014-07-30 | STA-RITE | P6E6VS4H-209L | 100 | 1 | 1681 |  | 1 | 1681 |  | 1 | 1681
P107 | 2014 | RS2088638A | P | 2015-01-02 | STA-RITE | P6E6VS4H-209L | 100 | 1 | 1684.37 |  | 1 | 1684.37 |  | 1 | 1684.37
P107 | 2014 | RS2084687A | P | 2014-11-26 | PENTAIR | 11018 | 100 | 1 | 1685 |  | 1 | 1685 |  | 1 | 1685
P107 | 2015 | RS2100528A | P | 2015-05-13 | PENTAIR | 11018 | 100 | 1 | 1685 |  | 1 | 1685 |  | 1 | 1685
P107 | 2015 | RS2105575A | P | 2015-07-09 | PENTAIR | 11018 | 100 | 1 | 1685 |  | 1 | 1685 |  | 1 | 1685
P107 | 2015 | RS6057410A | P | 2015-04-14 | WATERWAY PLASTICS INC. | ECONO-VS | 100 | 1 | 1685 |  | 1 | 1685 |  | 1 | 1685
P107 | 2014 | RS2087432A | P | 2014-12-22 | PENTAIR | 11018 | 100 | 1 | 1685.35 |  | 1 | 1685.35 |  | 1 | 1685.35
P107 | 2014 | RS2082405A | P | 2014-11-06 | PENTAIR | 11018 | 100 | 1 | 1685.69 |  | 1 | 1685.69 |  | 1 | 1685.69
P107 | 2015 | RS2110176A | P | 2015-08-31 | HAYWARD | SP3200VSP | 100 | 1 | 1687 |  | 1 | 1687 |  | 1 | 1687
P107 | 2014 | RS2073408A | P | 2014-08-21 | PENTAIR | 11013 | 100 | 1 | 1687 |  | 1 | 1687 |  | 1 | 1687
P107 | 2015 | RS2098202A | P | 2015-04-10 | PENTAIR | 11018 | 100 | 1 | 1689 |  | 1 | 1689 |  | 1 | 1689
P107 | 2015 | RS2099379A | P | 2015-04-28 | PENTAIR | 11018 | 100 | 1 | 1689 |  | 1 | 1689 |  | 1 | 1689
P107 | 2015 | RS2106874A | P | 2015-07-24 | PENTAIR | 11018 | 100 | 1 | 1689 |  | 1 | 1689 |  | 1 | 1689
P107 | 2014 | RS6028989A | P | 2014-06-24 | PENTAIR | 11013 | 100 | 1 | 1690 |  | 1 | 1690 |  | 1 | 1690
P107 | 2015 | RS6059199A | P | 2015-05-08 | STA-RITE | P6E6VS4H-209L | 100 | 1 | 1690 |  | 1 | 1690 |  | 1 | 1690
P107 | 2015 | RS6054820A | P | 2015-03-25 | STA-RITE | P6E6VS4H-209L | 100 | 1 | 1690 |  | 1 | 1690 |  | 1 | 1690
P107 | 2014 | RS2078979A | P | 2014-10-03 | WATERWAY PLASTICS INC. | ECONO-VSA | 100 | 1 | 1690 |  | 1 | 1690 |  | 1 | 1690
P107 | 2015 | RS6062545A | P | 2015-06-22 | HAYWARD | SP3400VSP | 100 | 1 | 1691 |  | 1 | 1691 |  | 1 | 1691
P107 | 2015 | RS2101320A | P | 2015-05-26 | HAYWARD | SP3400VSP | 100 | 1 | 1691 |  | 1 | 1691 |  | 1 | 1691
P107 | 2014 | RS2069183A | P | 2014-07-21 | PENTAIR | 11018 | 100 | 1 | 1691.93 |  | 1 | 1691.93 |  | 1 | 1691.93
P107 | 2015 | RS2116699A | P | 2015-11-12 | HAYWARD | SP3400VSP | 100 | 1 | 1695 |  | 1 | 1695 |  | 1 | 1695
P107 | 2014 | RS2075153A | P | 2014-09-05 | HAYWARD | SP3400VSP | 100 | 1 | 1695 |  | 1 | 1695 |  | 1 | 1695
P107 | 2014 | RS2061532A | P | 2014-05-16 | PENTAIR | 11018 | 100 | 1 | 1695 |  | 1 | 1695 |  | 1 | 1695
P107 | 2015 | RS2099552A | P | 2015-04-30 | PENTAIR | 11017 | 100 | 1 | 1695 |  | 1 | 1695 |  | 1 | 1695
P107 | 2015 | RS2119412A | P | 2015-12-14 | PENTAIR | 11018 | 100 | 1 | 1695 |  | 1 | 1695 |  | 1 | 1695
P107 | 2015 | RS6061153A | P | 2015-06-26 | PENTAIR | 11018 | 100 | 1 | 1695 |  | 1 | 1695 |  | 1 | 1695
P107 | 2014 | RS2075078A | P | 2014-09-05 | PENTAIR | 11013 | 100 | 1 | 1695 |  | 1 | 1695 |  | 1 | 1695
P107 | 2015 | RS6068194A | P | 2015-09-04 | STA-RITE | P6E6VS4H-209L | 100 | 1 | 1695 |  | 1 | 1695 |  | 1 | 1695
P107 | 2015 | RS2098879A | P | 2015-04-17 | PENTAIR | 11018 | 100 | 1 | 1695.66 |  | 1 | 1695.66 |  | 1 | 1695.66
P107 | 2014 | RS2053327A | P | 2014-02-20 | PENTAIR | 11018 | 100 | 1 | 1696 |  | 1 | 1696 |  | 1 | 1696
P107 | 2015 | RS2116997A | P | 2015-11-16 | PENTAIR | 11018 | 100 | 1 | 1697 |  | 1 | 1697 |  | 1 | 1697
P107 | 2015 | RS2109273A | P | 2015-08-18 | PENTAIR | 11018 | 100 | 1 | 1697 |  | 1 | 1697 |  | 1 | 1697
P107 | 2014 | RS2056567A | P | 2014-04-10 | PENTAIR | 11018 | 100 | 1 | 1698 |  | 1 | 1698 |  | 1 | 1698
P107 | 2014 | RS6037118A | P | 2014-10-02 | PENTAIR | 11018 | 200 | 2 | 1698 |  | 2 | 1698 |  | 2 | 1698
P107 | 2014 | RS2086133A | P | 2014-12-11 | STA-RITE | P6E6VS4H-209L | 100 | 1 | 1698 |  | 1 | 1698 |  | 1 | 1698
P107 | 2014 | RS6018460A | P | 2014-01-21 | HAYWARD | SP3400VSP | 100 | 1 | 1699 |  | 1 | 1699 |  | 1 | 1699
P107 | 2014 | RS6049366A | P | 2015-01-08 | PENTAIR | 11018 | 100 | 1 | 1699.98 |  | 1 | 1699.98 |  | 1 | 1699.98
P107 | 2015 | RS2099922A | P | 2015-05-06 | HAYWARD | SP3400VSP | 100 | 1 | 1700 |  | 1 | 1700 |  | 1 | 1700
P107 | 2014 | RS2062824A | P | 2014-07-01 | HAYWARD | SP3400VSP | 100 | 1 | 1700 |  | 1 | 1700 |  | 1 | 1700
P107 | 2014 | RS2079806A | P | 2014-10-15 | HAYWARD | SP3400VSP | 100 | 1 | 1700 |  | 1 | 1700 |  | 1 | 1700
P107 | 2015 | RS2104834A | P | 2015-07-01 | HAYWARD | SP3400VSP | 100 | 1 | 1700 |  | 1 | 1700 |  | 1 | 1700
P107 | 2015 | RS2096241A | P | 2015-03-18 | HAYWARD | SP3400VSP | 100 | 1 | 1700 |  | 1 | 1700 |  | 1 | 1700
P107 | 2015 | RS2096527A | P | 2015-03-19 | HAYWARD | SP3200VSP | 100 | 1 | 1700 |  | 1 | 1700 |  | 1 | 1700
P107 | 2015 | RS2118294A | P | 2015-12-02 | HAYWARD | SP3400VSP | 100 | 1 | 1700 |  | 1 | 1700 |  | 1 | 1700
P107 | 2014 | RS2082511A | P | 2014-11-10 | HAYWARD | SP3400VSP | 100 | 1 | 1700 |  | 1 | 1700 |  | 1 | 1700
P107 | 2015 | RS2106573A | P | 2015-07-22 | HAYWARD | SP3400VSP | 100 | 1 | 1700 |  | 1 | 1700 |  | 1 | 1700
P107 | 2015 | RS2091735A | P | 2015-01-26 | HAYWARD | SP3400VSP | 100 | 1 | 1700 |  | 1 | 1700 |  | 1 | 1700
P107 | 2014 | RS2063094A | P | 2014-05-30 | HAYWARD | SP3400VSP | 100 | 1 | 1700 |  | 1 | 1700 |  | 1 | 1700
P107 | 2014 | RS2067096A | P | 2014-07-03 | HAYWARD | SP3400VSP | 100 | 1 | 1700 |  | 1 | 1700 |  | 1 | 1700
P107 | 2015 | RS2094814A | P | 2015-02-27 | HAYWARD | SP3200VSP | 100 | 1 | 1700 |  | 1 | 1700 |  | 1 | 1700
P107 | 2015 | RS2097716A | P | 2015-04-06 | HAYWARD | SP3400VSP | 100 | 1 | 1700 |  | 1 | 1700 |  | 1 | 1700
P107 | 2014 | RS2073190A | P | 2014-08-21 | PENTAIR | 11018 | 100 | 1 | 1700 |  | 1 | 1700 |  | 1 | 1700
P107 | 2014 | RS2063334A | P | 2014-05-30 | PENTAIR | 11018 | 100 | 1 | 1700 |  | 1 | 1700 |  | 1 | 1700
P107 | 2014 | RS2076356A | P | 2014-09-16 | PENTAIR | 11018 | 100 | 1 | 1700 |  | 1 | 1700 |  | 1 | 1700
P107 | 2014 | RS2062305A | P | 2014-05-22 | PENTAIR | 11018 | 100 | 1 | 1700 |  | 1 | 1700 |  | 1 | 1700
P107 | 2014 | RS2087730A | P | 2014-12-26 | PENTAIR | 11018 | 100 | 1 | 1700 |  | 1 | 1700 |  | 1 | 1700
P107 | 2014 | RS2081131A | P | 2014-10-28 | PENTAIR | 11018 | 100 | 1 | 1700 |  | 1 | 1700 |  | 1 | 1700
P107 | 2015 | RS6070336A | P | 2015-11-06 | PENTAIR | 11017 | 100 | 1 | 1700 |  | 1 | 1700 |  | 1 | 1700
P107 | 2014 | RS6029626A | P | 2014-07-18 | PENTAIR | 11018 | 100 | 1 | 1700 |  | 1 | 1700 |  | 1 | 1700
P107 | 2014 | RS2062630A | P | 2014-05-30 | PENTAIR | 11018 | 100 | 1 | 1700 |  | 1 | 1700 |  | 1 | 1700
P107 | 2015 | RS2092876A | P | 2015-02-05 | PENTAIR | 11018 | 100 | 1 | 1700 |  | 1 | 1700 |  | 1 | 1700
P107 | 2014 | RS2077864A | P | 2014-09-29 | PENTAIR | 11018 | 100 | 1 | 1700 |  | 1 | 1700 |  | 1 | 1700
P107 | 2015 | RS2096238A | P | 2015-03-18 | PENTAIR | 11018 | 100 | 1 | 1700 |  | 1 | 1700 |  | 1 | 1700
P107 | 2014 | RS2068390A | P | 2014-07-15 | PENTAIR | 11013 | 100 | 1 | 1700 |  | 1 | 1700 |  | 1 | 1700
P107 | 2014 | RS2046776A | P | 2014-01-09 | PENTAIR | 11018 | 100 | 1 | 1700 |  | 1 | 1700 |  | 1 | 1700
P107 | 2014 | RS2082472A | P | 2014-11-10 | PENTAIR | 11018 | 100 | 1 | 1700 |  | 1 | 1700 |  | 1 | 1700
P107 | 2015 | RS2113885A | P | 2015-10-14 | PENTAIR | 11018 | 100 | 1 | 1700 |  | 1 | 1700 |  | 1 | 1700
P107 | 2014 | RS2061128A | P | 2014-05-09 | PENTAIR | 11018 | 100 | 1 | 1700 |  | 1 | 1700 |  | 1 | 1700
P107 | 2014 | RS2076350A | P | 2014-09-16 | PENTAIR | 11018 | 100 | 1 | 1700 |  | 1 | 1700 |  | 1 | 1700
P107 | 2014 | RS2053777A | P | 2014-02-24 | PENTAIR | 11018 | 100 | 1 | 1700 |  | 1 | 1700 |  | 1 | 1700
P107 | 2014 | RS2057798A | P | 2014-05-01 | PENTAIR | 11018 | 100 | 1 | 1700 |  | 1 | 1700 |  | 1 | 1700
P107 | 2014 | RS2084294A | P | 2014-11-25 | PENTAIR | 11018 | 100 | 1 | 1700 |  | 1 | 1700 |  | 1 | 1700
P107 | 2015 | RS2093949A | P | 2015-02-17 | PENTAIR | 11017 | 100 | 1 | 1700 |  | 1 | 1700 |  | 1 | 1700
P107 | 2015 | RS2094248A | P | 2015-02-19 | PENTAIR | 11018 | 100 | 1 | 1700 |  | 1 | 1700 |  | 1 | 1700
P107 | 2015 | RS6052299A | P | 2015-02-03 | PENTAIR | 11018 | 100 | 1 | 1700 |  | 1 | 1700 |  | 1 | 1700
P107 | 2014 | RS2078725A | P | 2014-10-02 | PENTAIR | 11018 | 100 | 1 | 1700 |  | 1 | 1700 |  | 1 | 1700
P107 | 2014 | RS2051214A | P | 2014-01-31 | PENTAIR | 11018 | 100 | 1 | 1700 |  | 1 | 1700 |  | 1 | 1700
P107 | 2014 | RS2061133A | P | 2014-05-09 | PENTAIR | 11018 | 100 | 1 | 1700 |  | 1 | 1700 |  | 1 | 1700
P107 | 2014 | RS2076579A | P | 2014-09-17 | PENTAIR | 11018 | 100 | 1 | 1700 |  | 1 | 1700 |  | 1 | 1700
P107 | 2014 | RS2084822A | P | 2014-12-02 | PENTAIR | 11018 | 100 | 1 | 1700 |  | 1 | 1700 |  | 1 | 1700
P107 | 2014 | RS2057036A | P | 2014-04-08 | PENTAIR | 11018 | 100 | 1 | 1700 |  | 1 | 1700 |  | 1 | 1700
P107 | 2015 | RS6066606A | P | 2015-09-09 | PENTAIR | 11018 | 100 | 1 | 1700 |  | 1 | 1700 |  | 1 | 1700
P107 | 2015 | RS2115504A | P | 2015-10-29 | PENTAIR | 11018 | 100 | 1 | 1700 |  | 1 | 1700 |  | 1 | 1700
P107 | 2015 | RS2106778A | P | 2015-07-22 | PENTAIR | 11018 | 100 | 1 | 1700 |  | 1 | 1700 |  | 1 | 1700
P107 | 2014 | RS2073406A | P | 2014-08-21 | PENTAIR | 11018 | 100 | 1 | 1700 |  | 1 | 1700 |  | 1 | 1700
P107 | 2014 | RS2062304A | P | 2014-05-22 | PENTAIR | 11018 | 100 | 1 | 1700 |  | 1 | 1700 |  | 1 | 1700
P107 | 2014 | RS6044709A | P | 2014-12-04 | PENTAIR | 342000 | 100 | 1 | 1700 |  | 1 | 1700 |  | 1 | 1700
P107 | 2014 | RS2083675A | P | 2014-11-19 | PENTAIR | 11018 | 100 | 1 | 1700 |  | 1 | 1700 |  | 1 | 1700
P107 | 2014 | RS2046814A | P | 2014-01-28 | PENTAIR | 11018 | 100 | 1 | 1700 |  | 1 | 1700 |  | 1 | 1700
P107 | 2015 | RS2113084A | P | 2015-10-01 | PENTAIR | 11018 | 100 | 1 | 1700 |  | 1 | 1700 |  | 1 | 1700
P107 | 2015 | RS2117305A | P | 2015-11-20 | PENTAIR | 11018 | 100 | 1 | 1700 |  | 1 | 1700 |  | 1 | 1700
P107 | 2014 | RS2069177A | P | 2014-07-21 | PENTAIR | 11018 | 100 | 1 | 1700 |  | 1 | 1700 |  | 1 | 1700
P107 | 2014 | RS2069480A | P | 2014-07-23 | PENTAIR | 11018 | 100 | 1 | 1700 |  | 1 | 1700 |  | 1 | 1700
P107 | 2014 | RS2066627A | P | 2014-06-30 | PENTAIR | 11018 | 100 | 1 | 1700 |  | 1 | 1700 |  | 1 | 1700
P107 | 2015 | RS2098046A | P | 2015-04-10 | PENTAIR | 11018 | 100 | 1 | 1700 |  | 1 | 1700 |  | 1 | 1700
P107 | 2014 | RS2058467A | P | 2014-04-11 | PENTAIR | 11018 | 100 | 1 | 1700 |  | 1 | 1700 |  | 1 | 1700
P107 | 2014 | RS2075932A | P | 2014-09-11 | PENTAIR | 11018 | 100 | 1 | 1700 |  | 1 | 1700 |  | 1 | 1700
P107 | 2014 | RS2064549A | P | 2014-06-10 | PENTAIR | 11018 | 100 | 1 | 1700 |  | 1 | 1700 |  | 1 | 1700
P107 | 2014 | RS2087171A | P | 2014-12-18 | PENTAIR | 11018 | 100 | 1 | 1700 |  | 1 | 1700 |  | 1 | 1700
P107 | 2015 | RS2104838A | P | 2015-07-01 | PENTAIR | 11018 | 100 | 1 | 1700 |  | 1 | 1700 |  | 1 | 1700
P107 | 2014 | RS2062242A | P | 2014-05-22 | PENTAIR | 11018 | 100 | 1 | 1700 |  | 1 | 1700 |  | 1 | 1700
P107 | 2014 | RS2047190A | P | 2014-01-10 | PENTAIR | 11018 | 100 | 1 | 1700 |  | 1 | 1700 |  | 1 | 1700
P107 | 2015 | RS2107321A | P | 2015-07-28 | PENTAIR | 11018 | 100 | 1 | 1700 |  | 1 | 1700 |  | 1 | 1700
P107 | 2015 | RS2108881A | P | 2015-08-14 | PENTAIR | 11018 | 100 | 1 | 1700 |  | 1 | 1700 |  | 1 | 1700
P107 | 2014 | RS2080325A | P | 2014-10-21 | PENTAIR | 11018 | 100 | 1 | 1700 |  | 1 | 1700 |  | 1 | 1700
P107 | 2014 | RS2058678A | P | 2014-04-15 | PENTAIR | 11018 | 100 | 1 | 1700 |  | 1 | 1700 |  | 1 | 1700
P107 | 2014 | RS2076580A | P | 2014-09-17 | PENTAIR | 11018 | 100 | 1 | 1700 |  | 1 | 1700 |  | 1 | 1700
P107 | 2015 | RS2114255A | P | 2015-10-19 | PENTAIR | 11018 | 100 | 1 | 1700 |  | 1 | 1700 |  | 1 | 1700
P107 | 2015 | RS6066758A | P | 2015-08-28 | PENTAIR | 11018 | 100 | 1 | 1700 |  | 1 | 1700 |  | 1 | 1700
P107 | 2015 | RS6063850A | P | 2015-07-08 | PENTAIR | 11018 | 100 | 1 | 1700 |  | 1 | 1700 |  | 1 | 1700
P107 | 2014 | RS2066114A | P | 2014-06-24 | PENTAIR | 11018 | 100 | 1 | 1700 |  | 1 | 1700 |  | 1 | 1700
P107 | 2015 | RS2099293A | P | 2015-04-29 | PENTAIR | 11018 | 100 | 1 | 1700 |  | 1 | 1700 |  | 1 | 1700
P107 | 2015 | RS2106395A | P | 2015-07-22 | PENTAIR | 11018 | 100 | 1 | 1700 |  | 1 | 1700 |  | 1 | 1700
P107 | 2014 | RS2082704A | P | 2014-11-11 | PENTAIR | 11018 | 100 | 1 | 1700 |  | 1 | 1700 |  | 1 | 1700
P107 | 2014 | RS2063782A | P | 2014-06-04 | PENTAIR | 11018 | 100 | 1 | 1700 |  | 1 | 1700 |  | 1 | 1700
P107 | 2014 | RS2082320A | P | 2014-11-06 | PENTAIR | 11018 | 100 | 1 | 1700 |  | 1 | 1700 |  | 1 | 1700
P107 | 2015 | RS2094860A | P | 2015-03-05 | PENTAIR | 11018 | 100 | 1 | 1700 |  | 1 | 1700 |  | 1 | 1700
P107 | 2014 | RS2061587A | P | 2014-05-13 | PENTAIR | 11018 | 100 | 1 | 1700 |  | 1 | 1700 |  | 1 | 1700
P107 | 2014 | RS2057034A | P | 2014-03-27 | PENTAIR | 11018 | 100 | 1 | 1700 |  | 1 | 1700 |  | 1 | 1700
P107 | 2014 | RS2067451A | P | 2014-07-07 | PENTAIR | 11018 | 100 | 1 | 1700 |  | 1 | 1700 |  | 1 | 1700
P107 | 2015 | RS2098684A | P | 2015-04-16 | PENTAIR | 11018 | 100 | 1 | 1700 |  | 1 | 1700 |  | 1 | 1700
P107 | 2015 | RS2100118A | P | 2015-05-07 | PENTAIR | 11018 | 100 | 1 | 1700 |  | 1 | 1700 |  | 1 | 1700
P107 | 2014 | RS2083271A | P | 2014-11-13 | PENTAIR | 11018 | 100 | 1 | 1700 |  | 1 | 1700 |  | 1 | 1700
P107 | 2015 | RS2091482A | P | 2015-01-21 | PENTAIR | 11018 | 100 | 1 | 1700 |  | 1 | 1700 |  | 1 | 1700
P107 | 2014 | RS2087731A | P | 2014-12-26 | PENTAIR | 11018 | 100 | 1 | 1700 |  | 1 | 1700 |  | 1 | 1700
P107 | 2015 | RS2114257A | P | 2015-10-19 | PENTAIR | 11018 | 100 | 1 | 1700 |  | 1 | 1700 |  | 1 | 1700
P107 | 2014 | RS2088134A | P | 2014-12-26 | PENTAIR | 11018 | 100 | 1 | 1700 |  | 1 | 1700 |  | 1 | 1700
P107 | 2015 | RS2102280A | P | 2015-06-05 | STA-RITE | P6E6VS4H-209L | 100 | 1 | 1700 |  | 1 | 1700 |  | 1 | 1700
P107 | 2014 | RS2067158A | P | 2014-07-25 | STA-RITE | P6E6VS4H-209L | 100 | 1 | 1700 |  | 1 | 1700 |  | 1 | 1700
P107 | 2015 | RS2111297A | P | 2015-09-15 | STA-RITE | P6E6VS4H-209L | 100 | 1 | 1700 |  | 1 | 1700 |  | 1 | 1700
P107 | 2014 | RS6027106A | P | 2014-07-18 | STA-RITE | P6E6VS4H-209L | 100 | 1 | 1700 |  | 1 | 1700 |  | 1 | 1700
P107 | 2015 | RS2107562A | P | 2015-07-30 | STA-RITE | P6E6VS4H-209L | 100 | 1 | 1700 |  | 1 | 1700 |  | 1 | 1700
P107 | 2014 | RS2057841A | P | 2014-04-08 | STA-RITE | P6E6VS4H-209L | 100 | 1 | 1700 |  | 1 | 1700 |  | 1 | 1700
P107 | 2015 | RS2111408A | P | 2015-09-16 | STA-RITE | P6E6VS4H-209L | 100 | 1 | 1700 |  | 1 | 1700 |  | 1 | 1700
P107 | 2015 | RS2116176A | P | 2015-11-06 | STA-RITE | P6E6VS4H-209L | 100 | 1 | 1700 |  | 1 | 1700 |  | 1 | 1700
P107 | 2014 | RS2078388A | P | 2014-10-01 | STA-RITE | P6E6VS4H-209L | 100 | 1 | 1700 |  | 1 | 1700 |  | 1 | 1700
P107 | 2015 | RS2116164A | P | 2015-11-05 | STA-RITE | P6E6VS4H-209L | 100 | 1 | 1700 |  | 1 | 1700 |  | 1 | 1700
P107 | 2015 | RS2108322A | P | 2015-08-11 | STA-RITE | P6E6VS4H-209L | 100 | 1 | 1700 |  | 1 | 1700 |  | 1 | 1700
P107 | 2015 | RS2095742A | P | 2015-03-10 | STA-RITE | P6E6VS4H-209L | 100 | 1 | 1700 |  | 1 | 1700 |  | 1 | 1700
P107 | 2015 | RS2105932A | P | 2015-07-16 | STA-RITE | P6E6VS4H-209L | 100 | 1 | 1700 |  | 1 | 1700 |  | 1 | 1700
P107 | 2015 | RS2105350A | P | 2015-07-31 | STA-RITE | P6E6VS4H-209L | 100 | 1 | 1700 |  | 1 | 1700 |  | 1 | 1700
P107 | 2015 | RS2103252A | P | 2015-06-12 | STA-RITE | P6E6VS4H-209L | 100 | 1 | 1700 |  | 1 | 1700 |  | 1 | 1700
P107 | 2015 | RS2112032A | P | 2015-09-23 | STA-RITE | P6E6VS4H-209L | 100 | 1 | 1700 |  | 1 | 1700 |  | 1 | 1700
P107 | 2015 | RS2102355A | P | 2015-06-05 | STA-RITE | P6E6VS4H-209L | 100 | 1 | 1700 |  | 1 | 1700 |  | 1 | 1700
P107 | 2015 | RS2109653A | P | 2015-08-24 | STA-RITE | P6E6VS4H-209L | 100 | 1 | 1700 |  | 1 | 1700 |  | 1 | 1700
P107 | 2015 | RS2099363A | P | 2015-04-28 | STA-RITE | P6E6VS4H-209L | 100 | 1 | 1700 |  | 1 | 1700 |  | 1 | 1700
P107 | 2015 | RS2107326A | P | 2015-07-28 | STA-RITE | P6E6VS4H-209L | 100 | 1 | 1700 |  | 1 | 1700 |  | 1 | 1700
P107 | 2015 | RS2102059A | P | 2015-06-01 | WATERWAY PLASTICS INC. | ECONO-VSA | 100 | 1 | 1700 |  | 1 | 1700 |  | 1 | 1700
P107 | 2015 | RS2102060A | P | 2015-06-01 | WATERWAY PLASTICS INC. | ECONO-VSA | 100 | 1 | 1700 |  | 1 | 1700 |  | 1 | 1700
P107 | 2015 | RS6061176A | P | 2015-06-19 | ZODIAC | JEP1.5 | 100 | 1 | 1700 |  | 1 | 1700 |  | 1 | 1700
P107 | 2015 | RS2110825A | P | 2015-09-08 | ZODIAC | VS-FHP 2.0 | 100 | 1 | 1700 |  | 1 | 1700 |  | 1 | 1700
P107 | 2014 | RS2057048A | P | 2014-04-15 | ZODIAC | JEP1.5 | 100 | 1 | 1700 |  | 1 | 1700 |  | 1 | 1700
P107 | 2015 | RS2116287A | P | 2015-11-17 | ZODIAC | JEP2.0 | 100 | 1 | 1700 |  | 1 | 1700 |  | 1 | 1700
P107 | 2014 | RS2073847A | P | 2014-08-26 | ZODIAC | VS-FHP 2.0 | 100 | 1 | 1700 |  | 1 | 1700 |  | 1 | 1700
P107 | 2014 | RS2054877A | P | 2014-03-25 | ZODIAC/JANDY | VS-FHP2.0 | 100 | 1 | 1700 |  | 1 | 1700 |  | 1 | 1700
P107 | 2015 | RS6069602A | P | 2015-09-28 | HAYWARD | SP3200VSP | 100 | 1 | 1701 |  | 1 | 1701 |  | 1 | 1701
P107 | 2014 | RS2069182A | P | 2014-07-21 | STA-RITE | P6E6VS4H-209L | 100 | 1 | 1702.91 |  | 1 | 1702.91 |  | 1 | 1702.91
P107 | 2015 | RS2115499A | P | 2015-10-29 | STA-RITE | P6E6VS4H-209L | 100 | 1 | 1703.67 |  | 1 | 1703.67 |  | 1 | 1703.67
P107 | 2014 | RS2071615A | P | 2014-08-11 | PENTAIR | 11018 | 100 | 1 | 1705.93 |  | 1 | 1705.93 |  | 1 | 1705.93
P107 | 2015 | RS2095057A | P | 2015-03-18 | PENTAIR | 11018 | 100 | 1 | 1706 |  | 1 | 1706 |  | 1 | 1706
P107 | 2014 | RS6032626A | P | 2014-08-05 | PENTAIR | 11018 | 100 | 1 | 1708.37 |  | 1 | 1708.37 |  | 1 | 1708.37
P107 | 2014 | RS2069176A | P | 2014-07-21 | STA-RITE | P6E6VS4H-209L | 100 | 1 | 1709.37 |  | 1 | 1709.37 |  | 1 | 1709.37
P107 | 2014 | RS2069179A | P | 2014-07-21 | STA-RITE | P6E6VS4H-209L | 100 | 1 | 1709.37 |  | 1 | 1709.37 |  | 1 | 1709.37
P107 | 2014 | RS2078420A | P | 2014-10-01 | STA-RITE | P6E6VS4H-209L | 100 | 1 | 1709.37 |  | 1 | 1709.37 |  | 1 | 1709.37
P107 | 2014 | RS2073409A | P | 2014-08-21 | PENTAIR | 11018 | 100 | 1 | 1710.35 |  | 1 | 1710.35 |  | 1 | 1710.35
P107 | 2014 | RS2082649A | P | 2014-11-11 | HAYWARD | SP3400VSP | 100 | 1 | 1711.37 |  | 1 | 1711.37 |  | 1 | 1711.37
P107 | 2014 | RS2069064A | P | 2014-07-21 | PENTAIR | 11018 | 100 | 1 | 1712.64 |  | 1 | 1712.64 |  | 1 | 1712.64
P107 | 2015 | RS6061914A | P | 2015-06-12 | ZODIAC | JEP2.0 | 100 | 1 | 1712.88 |  | 1 | 1712.88 |  | 1 | 1712.88
P107 | 2015 | RS6071794A | P | 2015-11-05 | HAYWARD | SP3400VSP | 100 | 1 | 1715 |  | 1 | 1715 |  | 1 | 1715
P107 | 2014 | RS2082702A | P | 2014-11-11 | PENTAIR | 11017 | 100 | 1 | 1719 |  | 1 | 1719 |  | 1 | 1719
P107 | 2014 | RS2073206A | P | 2014-08-20 | PENTAIR | 11017 | 100 | 1 | 1720 |  | 1 | 1720 |  | 1 | 1720
P107 | 2014 | RS2089141A | P | 2015-01-05 | ZODIAC | JEP2.0 | 100 | 1 | 1720.86 |  | 1 | 1720.86 |  | 1 | 1720.86
P107 | 2015 | RS2096004A | P | 2015-03-16 | STA-RITE | P6E6VS4H-209L | 100 | 1 | 1723 |  | 1 | 1723 |  | 1 | 1723
P107 | 2015 | RS2107163A | P | 2015-07-27 | HAYWARD | SP3400VSP | 100 | 1 | 1725 |  | 1 | 1725 |  | 1 | 1725
P107 | 2015 | RS6053794A | P | 2015-02-19 | PENTAIR | 11018 | 100 | 1 | 1725 |  | 1 | 1725 |  | 1 | 1725
P107 | 2015 | RS2095172A | P | 2015-03-04 | PENTAIR | 11018 | 100 | 1 | 1725 |  | 1 | 1725 |  | 1 | 1725
P107 | 2015 | RS2108443A | P | 2015-08-11 | STA-RITE | P6E6VS4H-209L | 100 | 1 | 1725 |  | 1 | 1725 |  | 1 | 1725
P107 | 2015 | RS2113022A | P | 2015-09-30 | STA-RITE | P6E6VS4H-209L | 100 | 1 | 1725 |  | 1 | 1725 |  | 1 | 1725
P107 | 2015 | RS6068813A | P | 2015-09-16 | PENTAIR | 11018 | 100 | 1 | 1726.68 |  | 1 | 1726.68 |  | 1 | 1726.68
P107 | 2015 | RS2114728A | P | 2015-10-21 | PENTAIR | 11018 | 100 | 1 | 1727.83 |  | 1 | 1727.83 |  | 1 | 1727.83
P107 | 2015 | RS2114725A | P | 2015-10-28 | PENTAIR | 11018 | 100 | 1 | 1727.83 |  | 1 | 1727.83 |  | 1 | 1727.83
P107 | 2015 | RS2108272A | P | 2015-08-11 | PENTAIR | 11018 | 100 | 1 | 1728.74 |  | 1 | 1728.74 |  | 1 | 1728.74
P107 | 2014 | RS2066683A | P | 2014-06-30 | PENTAIR | 11018 | 100 | 1 | 1734.4 |  | 1 | 1734.4 |  | 1 | 1734.4
P107 | 2015 | RS2098335A | P | 2015-04-13 | STA-RITE | P6E6VS4H-209L | 100 | 1 | 1735 |  | 1 | 1735 |  | 1 | 1735
P107 | 2015 | RS6056989A | P | 2015-04-10 | STA-RITE | P6E6VS4H-209L | 100 | 1 | 1735 |  | 1 | 1735 |  | 1 | 1735
P107 | 2014 | RS6027961A | P | 2014-06-30 | PENTAIR | 11018 | 200 | 2 | 1736 |  | 2 | 1736 |  | 2 | 1736
P107 | 2015 | RS2107426A | P | 2015-07-29 | STA-RITE | P6E6VS4H-209L | 100 | 1 | 1736 |  | 1 | 1736 |  | 1 | 1736
P107 | 2015 | RS2116493A | P | 2015-11-10 | PENTAIR | 11018 | 100 | 1 | 1738 |  | 1 | 1738 |  | 1 | 1738
P107 | 2015 | RS2116893A | P | 2015-11-17 | PENTAIR | 11018 | 100 | 1 | 1738 |  | 1 | 1738 |  | 1 | 1738
P107 | 2015 | RS2114382A | P | 2015-10-28 | STA-RITE | P6E6VS4H-209L | 100 | 1 | 1740 |  | 1 | 1740 |  | 1 | 1740
P107 | 2015 | RS2107310A | P | 2015-07-29 | WATERWAY PLASTICS INC. | ECONO-VSA | 100 | 1 | 1740.9 |  | 1 | 1740.9 |  | 1 | 1740.9
P107 | 2015 | RS2105352A | P | 2015-07-09 | PENTAIR | 11018 | 100 | 1 | 1741.19 |  | 1 | 1741.19 |  | 1 | 1741.19
P107 | 2014 | RS2081114A | P | 2014-10-28 | PENTAIR | 11018 | 100 | 1 | 1748 |  | 1 | 1748 |  | 1 | 1748
P107 | 2014 | RS2083147A | P | 2014-12-03 | PENTAIR | 11018 | 100 | 1 | 1748 |  | 1 | 1748 |  | 1 | 1748
P107 | 2014 | RS2080953A | P | 2014-10-24 | PENTAIR | 11018 | 100 | 1 | 1748 |  | 1 | 1748 |  | 1 | 1748
P107 | 2015 | RS2111031A | P | 2015-09-09 | PENTAIR | 11018 | 100 | 1 | 1748 |  | 1 | 1748 |  | 1 | 1748
P107 | 2015 | RS2108412A | P | 2015-08-11 | PENTAIR | 11018 | 100 | 1 | 1748 |  | 1 | 1748 |  | 1 | 1748
P107 | 2015 | RS2112031A | P | 2015-09-23 | PENTAIR | 11018 | 100 | 1 | 1748 |  | 1 | 1748 |  | 1 | 1748
P107 | 2015 | RS2093221A | P | 2015-02-10 | PENTAIR | 11018 | 100 | 1 | 1748 |  | 1 | 1748 |  | 1 | 1748
P107 | 2014 | RS2080957A | P | 2014-10-24 | PENTAIR | 11018 | 100 | 1 | 1748 |  | 1 | 1748 |  | 1 | 1748
P107 | 2014 | RS2084533A | P | 2014-11-25 | PENTAIR | 11018 | 100 | 1 | 1748 |  | 1 | 1748 |  | 1 | 1748
P107 | 2015 | RS2093220A | P | 2015-02-10 | PENTAIR | 11018 | 100 | 1 | 1748 |  | 1 | 1748 |  | 1 | 1748
P107 | 2015 | RS2099955A | P | 2015-06-18 | PENTAIR | 11018 | 100 | 1 | 1748 |  | 1 | 1748 |  | 1 | 1748
P107 | 2014 | RS2082759A | P | 2014-11-11 | PENTAIR | 11018 | 100 | 1 | 1748 |  | 1 | 1748 |  | 1 | 1748
P107 | 2014 | RS2081570A | P | 2014-10-30 | PENTAIR | 11018 | 100 | 1 | 1748 |  | 1 | 1748 |  | 1 | 1748
P107 | 2015 | RS2101779A | P | 2015-05-27 | PENTAIR | 11018 | 100 | 1 | 1748 |  | 1 | 1748 |  | 1 | 1748
P107 | 2015 | RS2093218A | P | 2015-02-10 | PENTAIR | 11018 | 100 | 1 | 1748 |  | 1 | 1748 |  | 1 | 1748
P107 | 2015 | RS6062006A | P | 2015-06-12 | PENTAIR | 11018 | 100 | 1 | 1748 |  | 1 | 1748 |  | 1 | 1748
P107 | 2014 | RS2083848A | P | 2014-11-19 | PENTAIR | 11018 | 100 | 1 | 1748 |  | 1 | 1748 |  | 1 | 1748
P107 | 2014 | RS6047917A | P | 2014-12-30 | PENTAIR | 11018 | 100 | 1 | 1748 |  | 1 | 1748 |  | 1 | 1748
P107 | 2014 | RS2088902A | P | 2015-01-02 | PENTAIR | 11018 | 100 | 1 | 1748 |  | 1 | 1748 |  | 1 | 1748
P107 | 2014 | RS2084537A | P | 2014-11-25 | PENTAIR | 11018 | 100 | 1 | 1748 |  | 1 | 1748 |  | 1 | 1748
P107 | 2015 | RS2098083A | P | 2015-04-10 | PENTAIR | 11018 | 100 | 1 | 1748 |  | 1 | 1748 |  | 1 | 1748
P107 | 2014 | RS2079807A | P | 2014-10-15 | PENTAIR | 11018 | 100 | 1 | 1748 |  | 1 | 1748 |  | 1 | 1748
P107 | 2014 | RS2080951A | P | 2014-10-24 | PENTAIR | 11018 | 100 | 1 | 1748 |  | 1 | 1748 |  | 1 | 1748
P107 | 2014 | RS2082224A | P | 2014-11-06 | PENTAIR | 11018 | 100 | 1 | 1748 |  | 1 | 1748 |  | 1 | 1748
P107 | 2014 | RS2082225A | P | 2014-11-06 | PENTAIR | 11018 | 100 | 1 | 1748 |  | 1 | 1748 |  | 1 | 1748
P107 | 2014 | RS2082863A | P | 2014-11-12 | PENTAIR | 11018 | 100 | 1 | 1748 |  | 1 | 1748 |  | 1 | 1748
P107 | 2015 | RS2111029A | P | 2015-09-09 | PENTAIR | 11018 | 100 | 1 | 1748 |  | 1 | 1748 |  | 1 | 1748
P107 | 2014 | RS2086138A | P | 2014-12-11 | PENTAIR | 11018 | 100 | 1 | 1748 |  | 1 | 1748 |  | 1 | 1748
P107 | 2014 | RS2081477A | P | 2014-10-30 | PENTAIR | 11018 | 100 | 1 | 1748 |  | 1 | 1748 |  | 1 | 1748
P107 | 2015 | RS2119456A | P | 2015-12-22 | PENTAIR | 11018 | 100 | 1 | 1748 |  | 1 | 1748 |  | 1 | 1748
P107 | 2014 | RS2082765A | P | 2014-11-11 | PENTAIR | 11018 | 100 | 1 | 1748 |  | 1 | 1748 |  | 1 | 1748
P107 | 2015 | RS2105824A | P | 2015-07-13 | PENTAIR | 11018 | 100 | 1 | 1748 |  | 1 | 1748 |  | 1 | 1748
P107 | 2015 | RS2099953A | P | 2015-05-21 | PENTAIR | 11018 | 100 | 1 | 1748 |  | 1 | 1748 |  | 1 | 1748
P107 | 2015 | RS2099947A | P | 2015-05-06 | PENTAIR | 11018 | 100 | 1 | 1748 |  | 1 | 1748 |  | 1 | 1748
P107 | 2014 | RS2083221A | P | 2014-12-03 | PENTAIR | 11018 | 100 | 1 | 1748 |  | 1 | 1748 |  | 1 | 1748
P107 | 2014 | RS2085352A | P | 2014-12-04 | PENTAIR | 11018 | 100 | 1 | 1748 |  | 1 | 1748 |  | 1 | 1748
P107 | 2014 | RS2083146A | P | 2014-12-03 | PENTAIR | 11018 | 100 | 1 | 1748 |  | 1 | 1748 |  | 1 | 1748
P107 | 2015 | RS2118319A | P | 2015-12-02 | PENTAIR | 11018 | 100 | 1 | 1748 |  | 1 | 1748 |  | 1 | 1748
P107 | 2015 | RS6073968A | P | 2015-12-11 | PENTAIR | 11018 | 100 | 1 | 1748 |  | 1 | 1748 |  | 1 | 1748
P107 | 2015 | RS2092638A | P | 2015-02-04 | PENTAIR | 11018 | 100 | 1 | 1748 |  | 1 | 1748 |  | 1 | 1748
P107 | 2015 | RS2106398A | P | 2015-07-22 | PENTAIR | 11018 | 100 | 1 | 1748 |  | 1 | 1748 |  | 1 | 1748
P107 | 2015 | RS2111032A | P | 2015-09-09 | PENTAIR | 11018 | 100 | 1 | 1748 |  | 1 | 1748 |  | 1 | 1748
P107 | 2014 | RS2087715A | P | 2014-12-26 | PENTAIR | 11018 | 100 | 1 | 1748 |  | 1 | 1748 |  | 1 | 1748
P107 | 2015 | RS2113380A | P | 2015-10-06 | PENTAIR | 11018 | 100 | 1 | 1748 |  | 1 | 1748 |  | 1 | 1748
P107 | 2015 | RS2109205A | P | 2015-08-18 | PENTAIR | 11018 | 100 | 1 | 1748 |  | 1 | 1748 |  | 1 | 1748
P107 | 2014 | RS2089176A | P | 2015-01-08 | PENTAIR | 11018 | 100 | 1 | 1748 |  | 1 | 1748 |  | 1 | 1748
P107 | 2015 | RS2109208A | P | 2015-08-18 | PENTAIR | 11018 | 100 | 1 | 1748 |  | 1 | 1748 |  | 1 | 1748
P107 | 2014 | RS2086873A | P | 2014-12-17 | PENTAIR | 11018 | 100 | 1 | 1748 |  | 1 | 1748 |  | 1 | 1748
P107 | 2015 | RS6059969A | P | 2015-05-20 | PENTAIR | 11018 | 100 | 1 | 1748 |  | 1 | 1748 |  | 1 | 1748
P107 | 2015 | RS2112869A | P | 2015-09-29 | PENTAIR | 11018 | 100 | 1 | 1748 |  | 1 | 1748 |  | 1 | 1748
P107 | 2014 | RS2089086A | P | 2015-01-08 | PENTAIR | 11018 | 100 | 1 | 1748 |  | 1 | 1748 |  | 1 | 1748
P107 | 2015 | RS2095530A | P | 2015-03-06 | PENTAIR | 11018 | 100 | 1 | 1748 |  | 1 | 1748 |  | 1 | 1748
P107 | 2014 | RS2083137A | P | 2014-12-03 | PENTAIR | 11018 | 100 | 1 | 1748 |  | 1 | 1748 |  | 1 | 1748
P107 | 2015 | RS2095205A | P | 2015-03-04 | PENTAIR | 11018 | 100 | 1 | 1748 |  | 1 | 1748 |  | 1 | 1748
P107 | 2015 | RS2120640A | P | 2015-12-29 | PENTAIR | 11018 | 100 | 1 | 1748 |  | 1 | 1748 |  | 1 | 1748
P107 | 2014 | RS2083094A | P | 2014-11-12 | PENTAIR | 11018 | 100 | 1 | 1748 |  | 1 | 1748 |  | 1 | 1748
P107 | 2014 | RS2082340A | P | 2014-11-06 | PENTAIR | 11018 | 100 | 1 | 1748 |  | 1 | 1748 |  | 1 | 1748
P107 | 2014 | RS2081379A | P | 2014-10-31 | PENTAIR | 11018 | 100 | 1 | 1748 |  | 1 | 1748 |  | 1 | 1748
P107 | 2014 | RS2081723A | P | 2014-10-31 | PENTAIR | 11018 | 100 | 1 | 1748 |  | 1 | 1748 |  | 1 | 1748
P107 | 2014 | RS2082509A | P | 2014-11-07 | PENTAIR | 11018 | 100 | 1 | 1748 |  | 1 | 1748 |  | 1 | 1748
P107 | 2014 | RS2089179A | P | 2015-01-08 | PENTAIR | 11018 | 100 | 1 | 1748 |  | 1 | 1748 |  | 1 | 1748
P107 | 2014 | RS2081766A | P | 2014-11-03 | PENTAIR | 11018 | 100 | 1 | 1748 |  | 1 | 1748 |  | 1 | 1748
P107 | 2014 | RS2080509A | P | 2014-10-22 | PENTAIR | 11018 | 100 | 1 | 1748 |  | 1 | 1748 |  | 1 | 1748
P107 | 2015 | RS2105517A | P | 2015-07-09 | PENTAIR | 342001 | 100 | 1 | 1748 |  | 1 | 1748 |  | 1 | 1748
P107 | 2015 | RS2095957A | P | 2015-03-17 | PENTAIR | 11018 | 100 | 1 | 1748 |  | 1 | 1748 |  | 1 | 1748
P107 | 2014 | RS2085360A | P | 2014-12-04 | PENTAIR | 11018 | 100 | 1 | 1748 |  | 1 | 1748 |  | 1 | 1748
P107 | 2015 | RS2111437A | P | 2015-09-17 | PENTAIR | 11018 | 100 | 1 | 1748 |  | 1 | 1748 |  | 1 | 1748
P107 | 2015 | RS2093238A | P | 2015-02-10 | PENTAIR | 11018 | 100 | 1 | 1748 |  | 1 | 1748 |  | 1 | 1748
P107 | 2015 | RS2105935A | P | 2015-07-16 | PENTAIR | 11018 | 100 | 1 | 1748 |  | 1 | 1748 |  | 1 | 1748
P107 | 2014 | RS2083222A | P | 2014-12-03 | PENTAIR | 11018 | 100 | 1 | 1748 |  | 1 | 1748 |  | 1 | 1748
P107 | 2014 | RS2053182A | P | 2014-02-19 | HAYWARD | SP3400VSP | 100 | 1 | 1750 |  | 1 | 1750 |  | 1 | 1750
P107 | 2014 | RS2060435A | P | 2014-05-01 | HAYWARD | SP3400VSP | 100 | 1 | 1750 |  | 1 | 1750 |  | 1 | 1750
P107 | 2014 | RS2057044A | P | 2014-03-27 | HAYWARD | SP3400VSP | 100 | 1 | 1750 |  | 1 | 1750 |  | 1 | 1750
P107 | 2015 | RS2117639A | P | 2015-11-23 | HAYWARD | SP3400VSP | 100 | 1 | 1750 |  | 1 | 1750 |  | 1 | 1750
P107 | 2014 | RS2085012A | P | 2014-12-02 | HAYWARD | SP3400VSP | 100 | 1 | 1750 |  | 1 | 1750 |  | 1 | 1750
P107 | 2014 | RS2075484A | P | 2014-09-10 | PENTAIR | 11018 | 100 | 1 | 1750 |  | 1 | 1750 |  | 1 | 1750
P107 | 2015 | RS2098983A | P | 2015-04-22 | PENTAIR | 11018 | 100 | 1 | 1750 |  | 1 | 1750 |  | 1 | 1750
P107 | 2014 | RS2074327A | P | 2014-08-28 | PENTAIR | 11018 | 100 | 1 | 1750 |  | 1 | 1750 |  | 1 | 1750
P107 | 2015 | RS2096900A | P | 2015-04-06 | PENTAIR | 11018 | 100 | 1 | 1750 |  | 1 | 1750 |  | 1 | 1750
P107 | 2015 | RS2109353A | P | 2015-08-31 | PENTAIR | 11018 | 100 | 1 | 1750 |  | 1 | 1750 |  | 1 | 1750
P107 | 2015 | RS2100690A | P | 2015-05-13 | PENTAIR | 11018 | 100 | 1 | 1750 |  | 1 | 1750 |  | 1 | 1750
P107 | 2015 | RS2098769A | P | 2015-04-16 | PENTAIR | 11018 | 100 | 1 | 1750 |  | 1 | 1750 |  | 1 | 1750
P107 | 2015 | RS2111362A | P | 2015-09-15 | PENTAIR | 11018 | 100 | 1 | 1750 |  | 1 | 1750 |  | 1 | 1750
P107 | 2015 | RS2120065A | P | 2015-12-18 | PENTAIR | 11018 | 100 | 1 | 1750 |  | 1 | 1750 |  | 1 | 1750
P107 | 2015 | RS2102336A | P | 2015-06-05 | PENTAIR | 11018 | 100 | 1 | 1750 |  | 1 | 1750 |  | 1 | 1750
P107 | 2015 | RS6055503A | P | 2015-04-06 | PENTAIR | 11018 | 100 | 1 | 1750 |  | 1 | 1750 |  | 1 | 1750
P107 | 2015 | RS2115992A | P | 2015-11-03 | PENTAIR | 11018 | 100 | 1 | 1750 |  | 1 | 1750 |  | 1 | 1750
P107 | 2015 | RS2120786A | P | 2015-12-29 | PENTAIR | 11018 | 100 | 1 | 1750 |  | 1 | 1750 |  | 1 | 1750
P107 | 2015 | RS2101640A | P | 2015-05-26 | PENTAIR | 11018 | 100 | 1 | 1750 |  | 1 | 1750 |  | 1 | 1750
P107 | 2015 | RS6057245A | P | 2015-04-10 | PENTAIR | 11018 | 100 | 1 | 1750 |  | 1 | 1750 |  | 1 | 1750
P107 | 2015 | RS2106779A | P | 2015-07-22 | PENTAIR | 11018 | 100 | 1 | 1750 |  | 1 | 1750 |  | 1 | 1750
P107 | 2015 | RS2114026A | P | 2015-10-14 | PENTAIR | 11018 | 100 | 1 | 1750 |  | 1 | 1750 |  | 1 | 1750
P107 | 2014 | RS2070143A | P | 2014-07-30 | PENTAIR | 11018 | 100 | 1 | 1750 |  | 1 | 1750 |  | 1 | 1750
P107 | 2015 | RS2098050A | P | 2015-04-22 | PENTAIR | 11018 | 100 | 1 | 1750 |  | 1 | 1750 |  | 1 | 1750
P107 | 2015 | RS2101104A | P | 2015-06-11 | PENTAIR | 11018 | 100 | 1 | 1750 |  | 1 | 1750 |  | 1 | 1750
P107 | 2015 | RS2118316A | P | 2015-12-02 | PENTAIR | 11018 | 100 | 1 | 1750 |  | 1 | 1750 |  | 1 | 1750
P107 | 2015 | RS2113942A | P | 2015-10-14 | PENTAIR | 11018 | 100 | 1 | 1750 |  | 1 | 1750 |  | 1 | 1750
P107 | 2014 | RS2077572A | P | 2014-09-24 | PENTAIR | 11018 | 100 | 1 | 1750 |  | 1 | 1750 |  | 1 | 1750
P107 | 2015 | RS2114971A | P | 2015-10-23 | PENTAIR | 11018 | 100 | 1 | 1750 |  | 1 | 1750 |  | 1 | 1750
P107 | 2015 | RS2103930A | P | 2015-06-23 | PENTAIR | 11018 | 100 | 1 | 1750 |  | 1 | 1750 |  | 1 | 1750
P107 | 2015 | RS2118668A | P | 2015-12-08 | PENTAIR | 11018 | 100 | 1 | 1750 |  | 1 | 1750 |  | 1 | 1750
P107 | 2014 | RS2060014A | P | 2014-04-29 | PENTAIR | 11018 | 100 | 1 | 1750 |  | 1 | 1750 |  | 1 | 1750
P107 | 2015 | RS2096496A | P | 2015-04-06 | PENTAIR | 11018 | 100 | 1 | 1750 |  | 1 | 1750 |  | 1 | 1750
P107 | 2015 | RS2104103A | P | 2015-06-24 | PENTAIR | 11018 | 100 | 1 | 1750 |  | 1 | 1750 |  | 1 | 1750
P107 | 2015 | RS2118315A | P | 2015-12-02 | PENTAIR | 11018 | 100 | 1 | 1750 |  | 1 | 1750 |  | 1 | 1750
P107 | 2015 | RS2117083A | P | 2015-11-16 | PENTAIR | 11018 | 100 | 1 | 1750 |  | 1 | 1750 |  | 1 | 1750
P107 | 2015 | RS2101377A | P | 2015-06-08 | PENTAIR | 11018 | 100 | 1 | 1750 |  | 1 | 1750 |  | 1 | 1750
P107 | 2015 | RS6058333A | P | 2015-04-27 | PENTAIR | 11018 | 100 | 1 | 1750 |  | 1 | 1750 |  | 1 | 1750
P107 | 2014 | RS2066383A | P | 2014-06-26 | PENTAIR | 11018 | 100 | 1 | 1750 |  | 1 | 1750 |  | 1 | 1750
P107 | 2015 | RS2101639A | P | 2015-05-26 | PENTAIR | 11018 | 100 | 1 | 1750 |  | 1 | 1750 |  | 1 | 1750
P107 | 2015 | RS2103164A | P | 2015-06-12 | PENTAIR | 11018 | 100 | 1 | 1750 |  | 1 | 1750 |  | 1 | 1750
P107 | 2015 | RS2108410A | P | 2015-08-11 | PENTAIR | 11018 | 100 | 1 | 1750 |  | 1 | 1750 |  | 1 | 1750
P107 | 2015 | RS2107581A | P | 2015-07-31 | PENTAIR | 11018 | 100 | 1 | 1750 |  | 1 | 1750 |  | 1 | 1750
P107 | 2015 | RS2107398A | P | 2015-08-10 | PENTAIR | 11018 | 100 | 1 | 1750 |  | 1 | 1750 |  | 1 | 1750
P107 | 2015 | RS2118284A | P | 2015-12-02 | PENTAIR | 11018 | 100 | 1 | 1750 |  | 1 | 1750 |  | 1 | 1750
P107 | 2015 | RS2115630A | P | 2015-10-29 | PENTAIR | 11018 | 100 | 1 | 1750 |  | 1 | 1750 |  | 1 | 1750
P107 | 2015 | RS6071042A | P | 2015-10-22 | PENTAIR | 11018 | 100 | 1 | 1750 |  | 1 | 1750 |  | 1 | 1750
P107 | 2014 | RS2067545A | P | 2014-07-07 | PENTAIR | 342000 | 100 | 1 | 1750 |  | 1 | 1750 |  | 1 | 1750
P107 | 2015 | RS2103593A | P | 2015-06-17 | PENTAIR | 11018 | 100 | 1 | 1750 |  | 1 | 1750 |  | 1 | 1750
P107 | 2015 | RS2107842A | P | 2015-08-04 | PENTAIR | 11018 | 100 | 1 | 1750 |  | 1 | 1750 |  | 1 | 1750
P107 | 2015 | RS2106734A | P | 2015-07-22 | PENTAIR | 11018 | 100 | 1 | 1750 |  | 1 | 1750 |  | 1 | 1750
P107 | 2015 | RS2117242A | P | 2015-11-18 | PENTAIR | 11018 | 100 | 1 | 1750 |  | 1 | 1750 |  | 1 | 1750
P107 | 2015 | RS6057469A | P | 2015-04-14 | PENTAIR | 11018 | 100 | 1 | 1750 |  | 1 | 1750 |  | 1 | 1750
P107 | 2015 | RS2108095A | P | 2015-08-07 | PENTAIR | 11018 | 100 | 1 | 1750 |  | 1 | 1750 |  | 1 | 1750
P107 | 2015 | RS2118367A | P | 2015-12-02 | PENTAIR | 11018 | 100 | 1 | 1750 |  | 1 | 1750 |  | 1 | 1750
P107 | 2015 | RS6066250A | P | 2015-08-28 | PENTAIR | 11018 | 100 | 1 | 1750 |  | 1 | 1750 |  | 1 | 1750
P107 | 2015 | RS2109846A | P | 2015-08-25 | PENTAIR | 11018 | 100 | 1 | 1750 |  | 1 | 1750 |  | 1 | 1750
P107 | 2015 | RS2114185A | P | 2015-10-16 | PENTAIR | 11018 | 100 | 1 | 1750 |  | 1 | 1750 |  | 1 | 1750
P107 | 2015 | RS2115044A | P | 2015-10-27 | PENTAIR | 11018 | 100 | 1 | 1750 |  | 1 | 1750 |  | 1 | 1750
P107 | 2015 | RS2105202A | P | 2015-07-07 | PENTAIR | 11018 | 100 | 1 | 1750 |  | 1 | 1750 |  | 1 | 1750
P107 | 2014 | RS2051751A | P | 2014-02-10 | PENTAIR | 11018 | 100 | 1 | 1750 |  | 1 | 1750 |  | 1 | 1750
P107 | 2015 | RS2115827A | P | 2015-11-03 | PENTAIR | 11018 | 100 | 1 | 1750 |  | 1 | 1750 |  | 1 | 1750
P107 | 2015 | RS6050523A | P | 2015-01-14 | PENTAIR | 11018 | 100 | 1 | 1750 |  | 1 | 1750 |  | 1 | 1750
P107 | 2015 | RS2095737A | P | 2015-03-10 | PENTAIR | 11018 | 100 | 1 | 1750 |  | 1 | 1750 |  | 1 | 1750
P107 | 2014 | RS6037637A | P | 2014-10-07 | STA-RITE | P6E6VS4H-209L | 100 | 1 | 1750 |  | 1 | 1750 |  | 1 | 1750
P107 | 2014 | RS2071972A | P | 2014-08-13 | STA-RITE | P6E6VS4H-209L | 100 | 1 | 1750 |  | 1 | 1750 |  | 1 | 1750
P107 | 2014 | RS2068509A | P | 2014-07-15 | STA-RITE | P6E6VS4H-209L | 100 | 1 | 1750 |  | 1 | 1750 |  | 1 | 1750
P107 | 2015 | RS2101144A | P | 2015-05-21 | STA-RITE | P6E6VS4H-209L | 100 | 1 | 1750 |  | 1 | 1750 |  | 1 | 1750
P107 | 2015 | RS2092297A | P | 2015-01-30 | STA-RITE | P6E6VS4H-209L | 100 | 1 | 1750 |  | 1 | 1750 |  | 1 | 1750
P107 | 2015 | RS6062836A | P | 2015-06-25 | STA-RITE | P6E6VS4H-209L | 100 | 1 | 1750 |  | 1 | 1750 |  | 1 | 1750
P107 | 2015 | RS2109155A | P | 2015-09-02 | STA-RITE | P6E6VS4H-209L | 100 | 1 | 1750 |  | 1 | 1750 |  | 1 | 1750
P107 | 2014 | RS6038151A | P | 2014-09-24 | STA-RITE | P6E6VS4H-209L | 100 | 1 | 1750 |  | 1 | 1750 |  | 1 | 1750
P107 | 2015 | RS2109863A | P | 2015-08-25 | STA-RITE | P6E6VS4H-209L | 100 | 1 | 1750 |  | 1 | 1750 |  | 1 | 1750
P107 | 2015 | RS2113920A | P | 2015-10-23 | STA-RITE | P6E6VS4H-209L | 100 | 1 | 1750 |  | 1 | 1750 |  | 1 | 1750
P107 | 2015 | RS2094903A | P | 2015-02-27 | ZODIAC | VS-FHP 2.0 | 100 | 1 | 1750 |  | 1 | 1750 |  | 1 | 1750
P107 | 2015 | RS2105854A | P | 2015-07-13 | ZODIAC | VS-FHP 2.0 | 100 | 1 | 1750 |  | 1 | 1750 |  | 1 | 1750
P107 | 2015 | RS2114171A | P | 2015-10-16 | ZODIAC | VS-FHP 2.0 | 100 | 1 | 1750 |  | 1 | 1750 |  | 1 | 1750
P107 | 2015 | RS6063476A | P | 2015-07-02 | ZODIAC | VS-FHP 2.0 | 100 | 1 | 1750 |  | 1 | 1750 |  | 1 | 1750
P107 | 2015 | RS2093280A | P | 2015-02-11 | ZODIAC | VS-FHP 2.0 | 100 | 1 | 1750 |  | 1 | 1750 |  | 1 | 1750
P107 | 2014 | RS2077479A | P | 2014-09-24 | ZODIAC | VS-FHP 2.0 | 100 | 1 | 1750 |  | 1 | 1750 |  | 1 | 1750
P107 | 2015 | RS2093441A | P | 2015-02-12 | ZODIAC | VS-FHP 2.0 | 100 | 1 | 1750 |  | 1 | 1750 |  | 1 | 1750
P107 | 2014 | RS2077480A | P | 2014-10-09 | ZODIAC | VS-FHP 2.0 | 100 | 1 | 1750 |  | 1 | 1750 |  | 1 | 1750
P107 | 2015 | RS2092719A | P | 2015-02-04 | ZODIAC | VS-FHP 2.0 | 100 | 1 | 1750 |  | 1 | 1750 |  | 1 | 1750
P107 | 2014 | RS2084613A | P | 2014-11-25 | ZODIAC | JEP2.0SVRS | 100 | 1 | 1750 |  | 1 | 1750 |  | 1 | 1750
P107 | 2015 | RS2093087A | P | 2015-02-09 | ZODIAC | VS-FHP 2.0 | 100 | 1 | 1750 |  | 1 | 1750 |  | 1 | 1750
P107 | 2015 | RS2103216A | P | 2015-07-07 | ZODIAC | VS-FHP 2.0 | 100 | 1 | 1750 |  | 1 | 1750 |  | 1 | 1750
P107 | 2015 | RS2093278A | P | 2015-02-11 | ZODIAC | VS-FHP 2.0 | 100 | 1 | 1750 |  | 1 | 1750 |  | 1 | 1750
P107 | 2015 | RS2104487A | P | 2015-06-30 | ZODIAC | JEP2.0 | 100 | 1 | 1750 |  | 1 | 1750 |  | 1 | 1750
P107 | 2015 | RS2107633A | P | 2015-07-31 | ZODIAC | VS-FHP 2.0 | 100 | 1 | 1750 |  | 1 | 1750 |  | 1 | 1750
P107 | 2014 | RS2056235A | P | 2014-03-19 | ZODIAC/JANDY | VS-FHP2.0 | 100 | 1 | 1750 |  | 1 | 1750 |  | 1 | 1750
P107 | 2015 | RS2110819A | P | 2015-09-08 | PENTAIR | 11018 | 100 | 1 | 1752 |  | 1 | 1752 |  | 1 | 1752
P107 | 2014 | RS2079455A | P | 2014-10-08 | PENTAIR | 11018 | 100 | 1 | 1752.91 |  | 1 | 1752.91 |  | 1 | 1752.91
P107 | 2014 | RS2077571A | P | 2014-09-24 | PENTAIR | 11018 | 100 | 1 | 1752.91 |  | 1 | 1752.91 |  | 1 | 1752.91
P107 | 2014 | RS2080858A | P | 2014-10-23 | PENTAIR | 11018 | 100 | 1 | 1754 |  | 1 | 1754 |  | 1 | 1754
P107 | 2015 | RS2106930A | P | 2015-07-24 | PENTAIR | 11018 | 100 | 1 | 1756 |  | 1 | 1756 |  | 1 | 1756
P107 | 2015 | RS2096518A | P | 2015-03-19 | STA-RITE | P6E6VS4H-209L | 100 | 1 | 1759.37 |  | 1 | 1759.37 |  | 1 | 1759.37
P107 | 2014 | RS2088637A | P | 2015-01-02 | STA-RITE | P6E6VS4H-209L | 100 | 1 | 1759.37 |  | 1 | 1759.37 |  | 1 | 1759.37
P107 | 2014 | RS2069491A | P | 2014-07-23 | STA-RITE | P6E6VS4H-209L | 100 | 1 | 1759.37 |  | 1 | 1759.37 |  | 1 | 1759.37
P107 | 2014 | RS2062268A | P | 2014-05-22 | PENTAIR | 11018 | 100 | 1 | 1760.39 |  | 1 | 1760.39 |  | 1 | 1760.39
P107 | 2015 | RS2101349A | P | 2015-05-26 | PENTAIR | 11018 | 100 | 1 | 1760.69 |  | 1 | 1760.69 |  | 1 | 1760.69
P107 | 2015 | RS2102042A | P | 2015-06-01 | PENTAIR | 11018 | 100 | 1 | 1761.63 |  | 1 | 1761.63 |  | 1 | 1761.63
P107 | 2015 | RS2104599A | P | 2015-07-01 | WATERWAY PLASTICS INC. | ECONO-VSA | 100 | 1 | 1762 |  | 1 | 1762 |  | 1 | 1762
P107 | 2015 | RS2104598A | P | 2015-07-30 | WATERWAY PLASTICS INC. | ECONO-VSA | 100 | 1 | 1762 |  | 1 | 1762 |  | 1 | 1762
P107 | 2015 | RS2104377A | P | 2015-06-26 | ZODIAC | VS-FHP 2.0 | 100 | 1 | 1763 |  | 1 | 1763 |  | 1 | 1763
P107 | 2015 | RS2102737A | P | 2015-06-09 | PENTAIR | 11018 | 100 | 1 | 1764.12 |  | 1 | 1764.12 |  | 1 | 1764.12
P107 | 2014 | RS2077283A | P | 2014-09-23 | HAYWARD | SP3400VSP | 100 | 1 | 1765 |  | 1 | 1765 |  | 1 | 1765
P107 | 2015 | RS2104880A | P | 2015-07-24 | PENTAIR | 11018 | 100 | 1 | 1769.92 |  | 1 | 1769.92 |  | 1 | 1769.92
P107 | 2015 | RS2106927A | P | 2015-08-10 | STA-RITE | P6E6VS4H-209L | 100 | 1 | 1771 |  | 1 | 1771 |  | 1 | 1771
P107 | 2014 | RS2058442A | P | 2014-04-11 | ZODIAC | JEP1.5 | 100 | 1 | 1773 |  | 1 | 1773 |  | 1 | 1773
P107 | 2015 | RS2115975A | P | 2015-11-03 | PENTAIR | 11018 | 100 | 1 | 1774 |  | 1 | 1774 |  | 1 | 1774
P107 | 2015 | RS2118369A | P | 2015-12-02 | PENTAIR | 11018 | 100 | 1 | 1774 |  | 1 | 1774 |  | 1 | 1774
P107 | 2015 | RS2116424A | P | 2015-11-09 | PENTAIR | 11018 | 100 | 1 | 1774 |  | 1 | 1774 |  | 1 | 1774
P107 | 2014 | RS2054855A | P | 2014-03-06 | HAYWARD | SP3400VSP | 100 | 1 | 1775 |  | 1 | 1775 |  | 1 | 1775
P107 | 2015 | RS2108212A | P | 2015-08-07 | HAYWARD | SP3400VSP | 100 | 1 | 1775 |  | 1 | 1775 |  | 1 | 1775
P107 | 2015 | RS2102501A | P | 2015-07-20 | STA-RITE | P6E6VS4H-209L | 100 | 1 | 1775 |  | 1 | 1775 |  | 1 | 1775
P107 | 2015 | RS2114168A | P | 2015-11-04 | STA-RITE | P6E6VS4H-209L | 100 | 1 | 1775 |  | 1 | 1775 |  | 1 | 1775
P107 | 2015 | RS6099162A | P | 2015-07-20 | STA-RITE | P6E6VS4H-209L | 100 | 1 | 1775 |  | 1 | 1775 |  | 1 | 1775
P107 | 2015 | RS2107631A | P | 2015-08-17 | STA-RITE | P6E6VS4H-209L | 100 | 1 | 1775 |  | 1 | 1775 |  | 1 | 1775
P107 | 2015 | RS2113540A | P | 2015-10-07 | PENTAIR | 342000 | 100 | 1 | 1777.34 |  | 1 | 1777.34 |  | 1 | 1777.34
P107 | 2015 | RS2117931A | P | 2015-11-25 | PENTAIR | 11018 | 100 | 1 | 1777.42 |  | 1 | 1777.42 |  | 1 | 1777.42
P107 | 2015 | RS2100187A | P | 2015-05-07 | PENTAIR | 11018 | 100 | 1 | 1779.6 |  | 1 | 1779.6 |  | 1 | 1779.6
P107 | 2015 | RS6069382A | P | 2015-09-24 | PENTAIR | 11018 | 100 | 1 | 1780 |  | 1 | 1780 |  | 1 | 1780
P107 | 2014 | RS2057401A | P | 2014-03-31 | PENTAIR | 11018 | 100 | 1 | 1780 |  | 1 | 1780 |  | 1 | 1780
P107 | 2014 | RS6028784A | P | 2014-06-23 | STA-RITE | P6E6VS4H-209L | 100 | 1 | 1780 |  | 1 | 1780 |  | 1 | 1780
P107 | 2014 | RS6017420D | P | 2014-02-13 | WATERWAY PLASTICS INC. | ECONO-VS | 100 | 1 | 1780 |  | 1 | 1780 |  | 1 | 1780
P107 | 2014 | RS2087037A | P | 2014-12-18 | ZODIAC | JEP2.0 | 100 | 1 | 1782 |  | 1 | 1782 |  | 1 | 1782
P107 | 2015 | RS2094884A | P | 2015-02-27 | PENTAIR | 11018 | 100 | 1 | 1782.82 |  | 1 | 1782.82 |  | 1 | 1782.82
P107 | 2015 | RS2096945A | P | 2015-03-24 | PENTAIR | 11018 | 100 | 1 | 1784.37 |  | 1 | 1784.37 |  | 1 | 1784.37
P107 | 2014 | RS2089201A | P | 2015-01-08 | STA-RITE | P6E6VS4H-209L | 100 | 1 | 1784.37 |  | 1 | 1784.37 |  | 1 | 1784.37
P107 | 2014 | RS6026118A | P | 2014-05-16 | PENTAIR | 11018 | 100 | 1 | 1785 |  | 1 | 1785 |  | 1 | 1785
P107 | 2014 | RS2066069A | P | 2014-06-23 | PENTAIR | 11018 | 100 | 1 | 1785 |  | 1 | 1785 |  | 1 | 1785
P107 | 2015 | RS2108871A | P | 2015-08-14 | PENTAIR | 11018 | 100 | 1 | 1785 |  | 1 | 1785 |  | 1 | 1785
P107 | 2015 | RS2094807A | P | 2015-02-26 | PENTAIR | 11018 | 100 | 1 | 1785.55 |  | 1 | 1785.55 |  | 1 | 1785.55
P107 | 2014 | RS2083414A | P | 2014-11-13 | PENTAIR | 11018 | 100 | 1 | 1785.55 |  | 1 | 1785.55 |  | 1 | 1785.55
P107 | 2015 | RS2096483A | P | 2015-03-19 | PENTAIR | 11018 | 100 | 1 | 1785.55 |  | 1 | 1785.55 |  | 1 | 1785.55
P107 | 2014 | RS2078415A | P | 2014-10-01 | PENTAIR | 11018 | 100 | 1 | 1785.55 |  | 1 | 1785.55 |  | 1 | 1785.55
P107 | 2014 | RS6046784A | P | 2014-12-17 | STA-RITE | P6E6VS4H-209L | 100 | 1 | 1787 |  | 1 | 1787 |  | 1 | 1787
P107 | 2014 | RS2088733A | P | 2015-01-02 | STA-RITE | P6E6VS4H-209L | 100 | 1 | 1789.37 |  | 1 | 1789.37 |  | 1 | 1789.37
P107 | 2015 | RS2101611A | P | 2015-05-26 | HAYWARD | SP3400VSP | 100 | 1 | 1790 |  | 1 | 1790 |  | 1 | 1790
P107 | 2014 | RS2057334A | P | 2014-03-28 | PENTAIR | 11018 | 100 | 1 | 1790 |  | 1 | 1790 |  | 1 | 1790
P107 | 2015 | RS2113365A | P | 2015-10-05 | PENTAIR | 11018 | 100 | 1 | 1790 |  | 1 | 1790 |  | 1 | 1790
P107 | 2014 | RS2062271A | P | 2014-05-22 | STA-RITE | P6E6VS4H-209L | 100 | 1 | 1790 |  | 1 | 1790 |  | 1 | 1790
P107 | 2014 | RS2047479A | P | 2014-01-13 | STA-RITE | P6E6VS4H-209L | 100 | 1 | 1790 |  | 1 | 1790 |  | 1 | 1790
P107 | 2014 | RS2057335A | P | 2014-03-28 | STA-RITE | P6E6VS4H-209L | 100 | 1 | 1790 |  | 1 | 1790 |  | 1 | 1790
P107 | 2014 | RS2047443A | P | 2014-01-13 | STA-RITE | P6E6VS4H-209L | 100 | 1 | 1790 |  | 1 | 1790 |  | 1 | 1790
P107 | 2014 | RS2062392A | P | 2014-05-22 | STA-RITE | P6E6VS4H-209L | 100 | 1 | 1790 |  | 1 | 1790 |  | 1 | 1790
P107 | 2014 | RS2047470A | P | 2014-01-13 | STA-RITE | P6E6VS4H-209L | 100 | 1 | 1790 |  | 1 | 1790 |  | 1 | 1790
P107 | 2014 | RS2068642A | P | 2014-07-23 | STA-RITE | P6E6VS4H-209L | 100 | 1 | 1790 |  | 1 | 1790 |  | 1 | 1790
P107 | 2014 | RS2062779A | P | 2014-05-30 | STA-RITE | P6E6VS4H-209L | 100 | 1 | 1790 |  | 1 | 1790 |  | 1 | 1790
P107 | 2014 | RS2068408A | P | 2014-11-12 | STA-RITE | P6E6VS4H-209L | 100 | 1 | 1790 |  | 1 | 1790 |  | 1 | 1790
P107 | 2014 | RS2062270A | P | 2014-05-22 | STA-RITE | P6E6VS4H-209L | 100 | 1 | 1790 |  | 1 | 1790 |  | 1 | 1790
P107 | 2015 | RS2096887A | P | 2015-03-25 | PENTAIR | 11018 | 100 | 1 | 1790.25 |  | 1 | 1790.25 |  | 1 | 1790.25
P107 | 2015 | RS2096484A | P | 2015-03-19 | PENTAIR | 11018 | 100 | 1 | 1791.93 |  | 1 | 1791.93 |  | 1 | 1791.93
P107 | 2014 | RS2089157A | P | 2015-01-08 | PENTAIR | 11018 | 100 | 1 | 1791.93 |  | 1 | 1791.93 |  | 1 | 1791.93
P107 | 2015 | RS2108293A | P | 2015-08-10 | ZODIAC | VSPHP270 | 100 | 1 | 1793 |  | 1 | 1793 |  | 1 | 1793
P107 | 2015 | RS2095963A | P | 2015-04-06 | PENTAIR | 11018 | 100 | 1 | 1794.97 |  | 1 | 1794.97 |  | 1 | 1794.97
P107 | 2014 | RS2067483A | P | 2014-07-07 | PENTAIR | 11018 | 100 | 1 | 1795 |  | 1 | 1795 |  | 1 | 1795
P107 | 2014 | RS6047416A | P | 2014-12-23 | PENTAIR | 11018 | 100 | 1 | 1795 |  | 1 | 1795 |  | 1 | 1795
P107 | 2014 | RS6024154A | P | 2014-05-22 | PENTAIR | 11018 | 100 | 1 | 1795 |  | 1 | 1795 |  | 1 | 1795
P107 | 2014 | RS2068526A | P | 2014-07-15 | STA-RITE | P6E6VS4H-209L | 100 | 1 | 1795 |  | 1 | 1795 |  | 1 | 1795
P107 | 2015 | RS2104852A | P | 2015-07-15 | STA-RITE | P6E6VS4H-209L | 100 | 1 | 1795 |  | 1 | 1795 |  | 1 | 1795
P107 | 2014 | RS6026905A | P | 2014-07-11 | HAYWARD | SP2300VSP | 100 | 1 | 1800 |  | 1 | 1800 |  | 1 | 1800
P107 | 2015 | RS6056618A | P | 2015-04-30 | HAYWARD | SP3400VSP | 100 | 1 | 1800 |  | 1 | 1800 |  | 1 | 1800
P107 | 2014 | RS2054025A | P | 2014-02-28 | HAYWARD | SP2300VSP | 100 | 1 | 1800 |  | 1 | 1800 |  | 1 | 1800
P107 | 2015 | RS2095341A | P | 2015-03-05 | HAYWARD | SP3400VSP | 100 | 1 | 1800 |  | 1 | 1800 |  | 1 | 1800
P107 | 2015 | RS2096243A | P | 2015-03-18 | HAYWARD | SP3400VSP | 100 | 1 | 1800 |  | 1 | 1800 |  | 1 | 1800
P107 | 2014 | RS2071371A | P | 2014-08-08 | PENTAIR | 11018 | 100 | 1 | 1800 |  | 1 | 1800 |  | 1 | 1800
P107 | 2015 | RS2118642A | P | 2015-12-08 | PENTAIR | 11018 | 100 | 1 | 1800 |  | 1 | 1800 |  | 1 | 1800
P107 | 2015 | RS2114375A | P | 2015-10-20 | PENTAIR | 11018 | 100 | 1 | 1800 |  | 1 | 1800 |  | 1 | 1800
P107 | 2014 | RS2088504A | P | 2014-12-30 | PENTAIR | 11018 | 100 | 1 | 1800 |  | 1 | 1800 |  | 1 | 1800
P107 | 2014 | RS2061687A | P | 2014-05-13 | PENTAIR | 11017 | 100 | 1 | 1800 |  | 1 | 1800 |  | 1 | 1800
P107 | 2015 | RS2100291A | P | 2015-05-08 | PENTAIR | 11018 | 100 | 1 | 1800 |  | 1 | 1800 |  | 1 | 1800
P107 | 2015 | RS2104887A | P | 2015-07-01 | PENTAIR | 11018 | 100 | 1 | 1800 |  | 1 | 1800 |  | 1 | 1800
P107 | 2014 | RS2086505A | P | 2014-12-15 | PENTAIR | 11018 | 100 | 1 | 1800 |  | 1 | 1800 |  | 1 | 1800
P107 | 2014 | RS2046834A | P | 2014-01-14 | PENTAIR | 11018 | 100 | 1 | 1800 |  | 1 | 1800 |  | 1 | 1800
P107 | 2015 | RS6061622A | P | 2015-06-17 | PENTAIR | 11018 | 100 | 1 | 1800 |  | 1 | 1800 |  | 1 | 1800
P107 | 2014 | RS2085980A | P | 2014-12-11 | PENTAIR | 11018 | 100 | 1 | 1800 |  | 1 | 1800 |  | 1 | 1800
P107 | 2014 | RS2070106A | P | 2014-07-29 | PENTAIR | 11018 | 100 | 1 | 1800 |  | 1 | 1800 |  | 1 | 1800
P107 | 2014 | RS2074612A | P | 2014-09-02 | PENTAIR | 11018 | 100 | 1 | 1800 |  | 1 | 1800 |  | 1 | 1800
P107 | 2014 | RS2071060A | P | 2014-08-06 | PENTAIR | 11018 | 100 | 1 | 1800 |  | 1 | 1800 |  | 1 | 1800
P107 | 2015 | RS2112883A | P | 2015-10-13 | PENTAIR | 11018 | 100 | 1 | 1800 |  | 1 | 1800 |  | 1 | 1800
P107 | 2015 | RS2105166A | P | 2015-07-07 | PENTAIR | 11018 | 100 | 1 | 1800 |  | 1 | 1800 |  | 1 | 1800
P107 | 2014 | RS6048211A | P | 2015-01-21 | PENTAIR | 11018 | 100 | 1 | 1800 |  | 1 | 1800 |  | 1 | 1800
P107 | 2015 | RS6072472A | P | 2015-11-17 | PENTAIR | 11018 | 100 | 1 | 1800 |  | 1 | 1800 |  | 1 | 1800
P107 | 2015 | RS2116821A | P | 2016-04-08 | PENTAIR | 11018 | 100 | 1 | 1800 |  | 1 | 1800 |  | 1 | 1800
P107 | 2015 | RS2111674A | P | 2015-09-21 | PENTAIR | 11018 | 100 | 1 | 1800 |  | 1 | 1800 |  | 1 | 1800
P107 | 2014 | RS6033392A | P | 2014-08-11 | PENTAIR | 11018 | 100 | 1 | 1800 |  | 1 | 1800 |  | 1 | 1800
P107 | 2015 | RS2112531A | P | 2015-09-29 | PENTAIR | 11018 | 100 | 1 | 1800 |  | 1 | 1800 |  | 1 | 1800
P107 | 2014 | RS2050076A | P | 2014-01-27 | PENTAIR | 11018 | 100 | 1 | 1800 |  | 1 | 1800 |  | 1 | 1800
P107 | 2014 | RS2050235A | P | 2014-01-24 | PENTAIR | 11018 | 100 | 1 | 1800 |  | 1 | 1800 |  | 1 | 1800
P107 | 2014 | RS2081966A | P | 2014-11-05 | PENTAIR | 11018 | 100 | 1 | 1800 |  | 1 | 1800 |  | 1 | 1800
P107 | 2014 | RS2088233A | P | 2015-01-15 | PENTAIR | 11018 | 100 | 1 | 1800 |  | 1 | 1800 |  | 1 | 1800
P107 | 2015 | RS2095165A | P | 2015-03-19 | PENTAIR | 11018 | 100 | 1 | 1800 |  | 1 | 1800 |  | 1 | 1800
P107 | 2014 | RS2088867A | P | 2015-01-02 | PENTAIR | 11018 | 100 | 1 | 1800 |  | 1 | 1800 |  | 1 | 1800
P107 | 2015 | RS2118640A | P | 2015-12-08 | PENTAIR | 11018 | 100 | 1 | 1800 |  | 1 | 1800 |  | 1 | 1800
P107 | 2015 | RS2051825A | P | 2015-11-06 | PENTAIR | 11018 | 100 | 1 | 1800 |  | 1 | 1800 |  | 1 | 1800
P107 | 2015 | RS2105109A | P | 2015-07-08 | PENTAIR | 11018 | 100 | 1 | 1800 |  | 1 | 1800 |  | 1 | 1800
P107 | 2014 | RS2048917A | P | 2014-01-16 | PENTAIR | 11018 | 100 | 1 | 1800 |  | 1 | 1800 |  | 1 | 1800
P107 | 2014 | RS2085408A | P | 2014-12-08 | PENTAIR | 11018 | 100 | 1 | 1800 |  | 1 | 1800 |  | 1 | 1800
P107 | 2014 | RS2052023A | P | 2014-02-07 | PENTAIR | 11018 | 100 | 1 | 1800 |  | 1 | 1800 |  | 1 | 1800
P107 | 2015 | RS2107874A | P | 2015-08-05 | PENTAIR | 11018 | 100 | 1 | 1800 |  | 1 | 1800 |  | 1 | 1800
P107 | 2014 | RS2085532A | P | 2014-12-08 | PENTAIR | 11018 | 100 | 1 | 1800 |  | 1 | 1800 |  | 1 | 1800
P107 | 2015 | RS2096618A | P | 2015-03-20 | PENTAIR | 11018 | 100 | 1 | 1800 |  | 1 | 1800 |  | 1 | 1800
P107 | 2015 | RS2116820A | P | 2015-11-13 | PENTAIR | 11018 | 100 | 1 | 1800 |  | 1 | 1800 |  | 1 | 1800
P107 | 2015 | RS2110338A | P | 2015-10-01 | PENTAIR | 11018 | 200 | 2 | 1800 |  | 2 | 1800 |  | 2 | 1800
P107 | 2015 | RS6065774A | P | 2015-07-30 | PENTAIR | 11018 | 100 | 1 | 1800 |  | 1 | 1800 |  | 1 | 1800
P107 | 2015 | RS6059722A | P | 2015-05-15 | PENTAIR | 11018 | 100 | 1 | 1800 |  | 1 | 1800 |  | 1 | 1800
P107 | 2015 | RS2113872A | P | 2015-10-12 | PENTAIR | 11018 | 100 | 1 | 1800 |  | 1 | 1800 |  | 1 | 1800
P107 | 2014 | RS2085612A | P | 2014-12-26 | PENTAIR | 11018 | 100 | 1 | 1800 |  | 1 | 1800 |  | 1 | 1800
P107 | 2015 | RS2107546A | P | 2015-07-30 | PENTAIR | 11018 | 100 | 1 | 1800 |  | 1 | 1800 |  | 1 | 1800
P107 | 2014 | RS2086270A | P | 2014-12-12 | PENTAIR | 11018 | 100 | 1 | 1800 |  | 1 | 1800 |  | 1 | 1800
P107 | 2015 | RS2085590A | P | 2015-03-18 | PENTAIR | 11018 | 100 | 1 | 1800 |  | 1 | 1800 |  | 1 | 1800
P107 | 2014 | RS2087893A | P | 2014-12-26 | PENTAIR | 11018 | 100 | 1 | 1800 |  | 1 | 1800 |  | 1 | 1800
P107 | 2014 | RS2085466A | P | 2014-12-05 | PENTAIR | 11018 | 100 | 1 | 1800 |  | 1 | 1800 |  | 1 | 1800
P107 | 2015 | RS2119452A | P | 2015-12-14 | PENTAIR | 11018 | 100 | 1 | 1800 |  | 1 | 1800 |  | 1 | 1800
P107 | 2014 | RS2077978A | P | 2014-09-29 | PENTAIR | 11018 | 100 | 1 | 1800 |  | 1 | 1800 |  | 1 | 1800
P107 | 2015 | RS2106907A | P | 2015-07-24 | PENTAIR | 11018 | 100 | 1 | 1800 |  | 1 | 1800 |  | 1 | 1800
P107 | 2014 | RS6037713A | P | 2014-09-22 | STA-RITE | P6E6VS4H-209L | 100 | 1 | 1800 |  | 1 | 1800 |  | 1 | 1800
P107 | 2014 | RS2052723A | P | 2014-03-05 | STA-RITE | P6E6VS4H-209L | 100 | 1 | 1800 |  | 1 | 1800 |  | 1 | 1800
P107 | 2014 | RS6088471A | P | 2015-01-21 | STA-RITE | P6E6VS4H-209L | 100 | 1 | 1800 |  | 1 | 1800 |  | 1 | 1800
P107 | 2015 | RS2101139A | P | 2015-05-21 | STA-RITE | P6E6VS4H-209L | 100 | 1 | 1800 |  | 1 | 1800 |  | 1 | 1800
P107 | 2014 | RS2081629A | P | 2014-10-31 | STA-RITE | P6E6VS4H-209L | 100 | 1 | 1800 |  | 1 | 1800 |  | 1 | 1800
P107 | 2015 | RS2099656A | P | 2015-05-21 | STA-RITE | P6E6VS4H-209L | 100 | 1 | 1800 |  | 1 | 1800 |  | 1 | 1800
P107 | 2015 | RS2097545A | P | 2015-04-17 | STA-RITE | P6E6VS4H-209L | 100 | 1 | 1800 |  | 1 | 1800 |  | 1 | 1800
P107 | 2014 | RS2057565A | P | 2014-05-01 | STA-RITE | P6E6VS4H-209L | 100 | 1 | 1800 |  | 1 | 1800 |  | 1 | 1800
P107 | 2015 | RS6066579A | P | 2015-08-11 | STA-RITE | P6E6VS4H-209L | 100 | 1 | 1800 |  | 1 | 1800 |  | 1 | 1800
P107 | 2015 | RS2097082A | P | 2015-03-25 | STA-RITE | P6E6VS4H-209L | 100 | 1 | 1800 |  | 1 | 1800 |  | 1 | 1800
P107 | 2014 | RS2059109A | P | 2014-04-21 | STA-RITE | P6E6VS4H-209L | 100 | 1 | 1800 |  | 1 | 1800 |  | 1 | 1800
P107 | 2014 | RS2049637A | P | 2014-01-21 | STA-RITE | P6E6VS4H-209L | 100 | 1 | 1800 |  | 1 | 1800 |  | 1 | 1800
P107 | 2014 | RS2076606A | P | 2014-09-17 | STA-RITE | P6E6VS4H-209L | 100 | 1 | 1800 |  | 1 | 1800 |  | 1 | 1800
P107 | 2014 | RS2074683A | P | 2014-09-03 | STA-RITE | P6E6VS4H-209L | 100 | 1 | 1800 |  | 1 | 1800 |  | 1 | 1800
P107 | 2014 | RS2072102A | P | 2014-08-13 | STA-RITE | P6E6VS4H-209L | 100 | 1 | 1800 |  | 1 | 1800 |  | 1 | 1800
P107 | 2014 | RS2076607A | P | 2014-09-17 | STA-RITE | P6E6VS4H-209L | 100 | 1 | 1800 |  | 1 | 1800 |  | 1 | 1800
P107 | 2014 | RS2048589A | P | 2014-01-15 | STA-RITE | P6E6VS4H-209L | 100 | 1 | 1800 |  | 1 | 1800 |  | 1 | 1800
P107 | 2014 | RS6026789C | P | 2014-05-30 | STA-RITE | P6E6VS4H-209L | 100 | 1 | 1800 |  | 1 | 1800 |  | 1 | 1800
P107 | 2014 | RS2079731A | P | 2014-11-10 | STA-RITE | P6E6VS4H-209L | 100 | 1 | 1800 |  | 1 | 1800 |  | 1 | 1800
P107 | 2014 | RS2060321A | P | 2014-04-30 | STA-RITE | P6E6VS4H-209L | 100 | 1 | 1800 |  | 1 | 1800 |  | 1 | 1800
P107 | 2014 | RS6085021A | P | 2014-12-02 | STA-RITE | P6E6VS4H-209L | 100 | 1 | 1800 |  | 1 | 1800 |  | 1 | 1800
P107 | 2014 | RS2080388A | P | 2014-10-21 | STA-RITE | P6E6VS4H-209L | 100 | 1 | 1800 |  | 1 | 1800 |  | 1 | 1800
P107 | 2015 | RS2094119A | P | 2015-03-09 | STA-RITE | P6E6VS4H-209L | 100 | 1 | 1800 |  | 1 | 1800 |  | 1 | 1800
P107 | 2014 | RS2072200A | P | 2014-08-13 | STA-RITE | P6E6VS4H-209L | 100 | 1 | 1800 |  | 1 | 1800 |  | 1 | 1800
P107 | 2014 | RS2071928A | P | 2014-08-13 | ZODIAC | VS-FHP1.0 | 100 | 1 | 1800 |  | 1 | 1800 |  | 1 | 1800
P107 | 2014 | RS2067339A | P | 2014-08-11 | ZODIAC | VS-FHP1.0 | 100 | 1 | 1800 |  | 1 | 1800 |  | 1 | 1800
P107 | 2015 | RS2095461A | P | 2015-03-09 | ZODIAC | VS-FHP 2.0 | 100 | 1 | 1800 |  | 1 | 1800 |  | 1 | 1800
P107 | 2015 | RS6067613A | P | 2015-08-25 | ZODIAC | JEP1.5 | 100 | 1 | 1800 |  | 1 | 1800 |  | 1 | 1800
P107 | 2015 | RS2093279A | P | 2015-02-11 | ZODIAC | VS-FHP 2.0 | 100 | 1 | 1800 |  | 1 | 1800 |  | 1 | 1800
P107 | 2014 | RS2084349A | P | 2014-11-24 | ZODIAC | JEP1.5 | 100 | 1 | 1800 |  | 1 | 1800 |  | 1 | 1800
P107 | 2014 | RS2081559A | P | 2014-10-30 | PENTAIR | 11018 | 100 | 1 | 1801.39 |  | 1 | 1801.39 |  | 1 | 1801.39
P107 | 2015 | RS2106405A | P | 2015-07-22 | PENTAIR | 11018 | 100 | 1 | 1805.12 |  | 1 | 1805.12 |  | 1 | 1805.12
P107 | 2014 | RS2066563A | P | 2014-06-27 | PENTAIR | 11018 | 100 | 1 | 1806.09 |  | 1 | 1806.09 |  | 1 | 1806.09
P107 | 2014 | RS2063986A | P | 2014-06-05 | STA-RITE | P6E6VS4H-209L | 100 | 1 | 1807 |  | 1 | 1807 |  | 1 | 1807
P107 | 2014 | RS2063987A | P | 2014-06-05 | STA-RITE | P6E6VS4H-209L | 100 | 1 | 1807 |  | 1 | 1807 |  | 1 | 1807
P107 | 2015 | RS2109942A | P | 2015-08-27 | STA-RITE | P6E6VS4H-209L | 100 | 1 | 1807.23 |  | 1 | 1807.23 |  | 1 | 1807.23
P107 | 2014 | RS2054155A | P | 2014-03-04 | HAYWARD | SP3200VSP | 100 | 1 | 1809 |  | 1 | 1809 |  | 1 | 1809
P107 | 2015 | RS2113013A | P | 2015-09-30 | PENTAIR | 11018 | 100 | 1 | 1811 |  | 1 | 1811 |  | 1 | 1811
P107 | 2015 | RS6067083A | P | 2015-09-01 | PENTAIR | 11018 | 100 | 1 | 1811.15 |  | 1 | 1811.15 |  | 1 | 1811.15
P107 | 2014 | RS2061589A | P | 2014-05-13 | PENTAIR | 11018 | 100 | 1 | 1812.23 |  | 1 | 1812.23 |  | 1 | 1812.23
P107 | 2015 | RS2097492A | P | 2015-04-01 | PENTAIR | 11018 | 100 | 1 | 1813.72 |  | 1 | 1813.72 |  | 1 | 1813.72
P107 | 2014 | RS2082489A | P | 2014-11-10 | PENTAIR | 11018 | 100 | 1 | 1814.71 |  | 1 | 1814.71 |  | 1 | 1814.71
P107 | 2014 | RS6034860A | P | 2014-08-25 | PENTAIR | 11018 | 100 | 1 | 1819.4 |  | 1 | 1819.4 |  | 1 | 1819.4
P107 | 2014 | RS2047162A | P | 2014-01-13 | PENTAIR | 11017 | 100 | 1 | 1820 |  | 1 | 1820 |  | 1 | 1820
P107 | 2014 | RS2046838A | P | 2014-01-10 | PENTAIR | 11018 | 100 | 1 | 1820 |  | 1 | 1820 |  | 1 | 1820
P107 | 2014 | RS2067112A | P | 2014-07-15 | PENTAIR | 11018 | 100 | 1 | 1820 |  | 1 | 1820 |  | 1 | 1820
P107 | 2014 | RS2075818A | P | 2014-09-11 | PENTAIR | 11017 | 100 | 1 | 1820 |  | 1 | 1820 |  | 1 | 1820
P107 | 2015 | RS2090822A | P | 2015-01-15 | PENTAIR | 11017 | 100 | 1 | 1820 |  | 1 | 1820 |  | 1 | 1820
P107 | 2015 | RS2103236A | P | 2015-07-07 | PENTAIR | 11017 | 100 | 1 | 1820 |  | 1 | 1820 |  | 1 | 1820
P107 | 2015 | RS2103240A | P | 2015-07-07 | PENTAIR | 11017 | 100 | 1 | 1820 |  | 1 | 1820 |  | 1 | 1820
P107 | 2015 | RS2114470A | P | 2015-10-20 | PENTAIR | 11018 | 100 | 1 | 1820 |  | 1 | 1820 |  | 1 | 1820
P107 | 2015 | RS2090651A | P | 2015-01-14 | PENTAIR | 11017 | 100 | 1 | 1820 |  | 1 | 1820 |  | 1 | 1820
P107 | 2015 | RS2109566A | P | 2015-08-21 | STA-RITE | P6E6VS4H-209L | 100 | 1 | 1820.16 |  | 1 | 1820.16 |  | 1 | 1820.16
P107 | 2015 | RS2101912A | P | 2015-05-28 | STA-RITE | P6E6VS4H-209L | 100 | 1 | 1820.16 |  | 1 | 1820.16 |  | 1 | 1820.16
P107 | 2015 | RS2105343A | P | 2015-07-09 | STA-RITE | P6E6VS4H-209L | 100 | 1 | 1820.16 |  | 1 | 1820.16 |  | 1 | 1820.16
P107 | 2015 | RS2105348A | P | 2015-07-09 | STA-RITE | P6E6VS4H-209L | 100 | 1 | 1820.16 |  | 1 | 1820.16 |  | 1 | 1820.16
P107 | 2015 | RS2105441A | P | 2015-07-08 | STA-RITE | P6E6VS4H-209L | 100 | 1 | 1820.16 |  | 1 | 1820.16 |  | 1 | 1820.16
P107 | 2015 | RS2101642A | P | 2015-05-26 | PENTAIR | 11018 | 100 | 1 | 1820.2 |  | 1 | 1820.2 |  | 1 | 1820.2
P107 | 2015 | RS2112677A | P | 2015-09-28 | STA-RITE | P6E6VS4H-209L | 100 | 1 | 1820.2 |  | 1 | 1820.2 |  | 1 | 1820.2
P107 | 2015 | RS2115232A | P | 2015-10-28 | PENTAIR | 11018 | 100 | 1 | 1824 |  | 1 | 1824 |  | 1 | 1824
P107 | 2015 | RS2116221A | P | 2015-11-05 | PENTAIR | 11018 | 100 | 1 | 1824.12 |  | 1 | 1824.12 |  | 1 | 1824.12
P107 | 2015 | RS2115718A | P | 2015-11-06 | PENTAIR | 11018 | 100 | 1 | 1824.12 |  | 1 | 1824.12 |  | 1 | 1824.12
P107 | 2015 | RS2114391A | P | 2015-10-20 | PENTAIR | 11018 | 100 | 1 | 1824.12 |  | 1 | 1824.12 |  | 1 | 1824.12
P107 | 2015 | RS2103205A | P | 2015-07-07 | PENTAIR | 11018 | 100 | 1 | 1824.12 |  | 1 | 1824.12 |  | 1 | 1824.12
P107 | 2015 | RS2117525A | P | 2015-11-20 | PENTAIR | 11018 | 100 | 1 | 1824.12 |  | 1 | 1824.12 |  | 1 | 1824.12
P107 | 2015 | RS2115529A | P | 2015-10-29 | PENTAIR | 11018 | 100 | 1 | 1824.12 |  | 1 | 1824.12 |  | 1 | 1824.12
P107 | 2015 | RS2106018A | P | 2015-07-16 | HAYWARD | SP3400VSP | 100 | 1 | 1825 |  | 1 | 1825 |  | 1 | 1825
P107 | 2015 | RS2115230A | P | 2015-10-28 | PENTAIR | 11018 | 100 | 1 | 1825 |  | 1 | 1825 |  | 1 | 1825
P107 | 2015 | RS2093281A | P | 2015-02-11 | PENTAIR | 11018 | 100 | 1 | 1825 |  | 1 | 1825 |  | 1 | 1825
P107 | 2014 | RS2075594A | P | 2014-09-10 | PENTAIR | 11018 | 100 | 1 | 1825 |  | 1 | 1825 |  | 1 | 1825
P107 | 2014 | RS2078632A | P | 2014-10-02 | PENTAIR | 11018 | 100 | 1 | 1825 |  | 1 | 1825 |  | 1 | 1825
P107 | 2014 | RS6033006A | P | 2014-08-07 | ZODIAC | JEP1.5 | 100 | 1 | 1825 |  | 1 | 1825 |  | 1 | 1825
P107 | 2014 | RS6023217A | P | 2014-04-03 | PENTAIR | 11018 | 100 | 1 | 1827 |  | 1 | 1827 |  | 1 | 1827
P107 | 2015 | RS2093667A | P | 2015-02-17 | ZODIAC | JEP2.0 | 200 | 2 | 1829.3 |  | 2 | 1829.3 |  | 2 | 1829.3
P107 | 2015 | RS2092416A | P | 2015-02-03 | PENTAIR | 11017 | 100 | 1 | 1829.95 |  | 1 | 1829.95 |  | 1 | 1829.95
P107 | 2014 | RS2061969A | P | 2014-05-16 | PENTAIR | 11018 | 100 | 1 | 1830.34 |  | 1 | 1830.34 |  | 1 | 1830.34
P107 | 2014 | RS2048859A | P | 2014-01-16 | PENTAIR | 11018 | 100 | 1 | 1831 |  | 1 | 1831 |  | 1 | 1831
P107 | 2015 | RS2106385A | P | 2015-07-22 | PENTAIR | 11018 | 100 | 1 | 1832.23 |  | 1 | 1832.23 |  | 1 | 1832.23
P107 | 2015 | RS2094684A | P | 2015-02-26 | PENTAIR | 11018 | 100 | 1 | 1834.95 |  | 1 | 1834.95 |  | 1 | 1834.95
P107 | 2014 | RS2077786A | P | 2014-09-25 | ZODIAC | JEP2.0 | 100 | 1 | 1835 |  | 1 | 1835 |  | 1 | 1835
P107 | 2015 | RS2111357A | P | 2015-09-15 | PENTAIR | 11018 | 100 | 1 | 1835.7 |  | 1 | 1835.7 |  | 1 | 1835.7
P107 | 2015 | RS2114410A | P | 2015-10-20 | PENTAIR | 11018 | 100 | 1 | 1835.7 |  | 1 | 1835.7 |  | 1 | 1835.7
P107 | 2014 | RS2055667A | P | 2014-03-13 | PENTAIR | 11018 | 100 | 1 | 1839 |  | 1 | 1839 |  | 1 | 1839
P107 | 2015 | RS2091604A | P | 2015-01-22 | PENTAIR | 11018 | 100 | 1 | 1839 |  | 1 | 1839 |  | 1 | 1839
P107 | 2015 | RS2093987A | P | 2015-02-18 | PENTAIR | 11018 | 100 | 1 | 1839 |  | 1 | 1839 |  | 1 | 1839
P107 | 2015 | RS2098604A | P | 2015-04-28 | PENTAIR | 11018 | 100 | 1 | 1839 |  | 1 | 1839 |  | 1 | 1839
P107 | 2015 | RS2097952A | P | 2015-04-10 | PENTAIR | 11018 | 100 | 1 | 1839 |  | 1 | 1839 |  | 1 | 1839
P107 | 2015 | RS2097962A | P | 2015-04-10 | PENTAIR | 11018 | 100 | 1 | 1839 |  | 1 | 1839 |  | 1 | 1839
P107 | 2015 | RS2092398A | P | 2015-02-03 | PENTAIR | 11018 | 100 | 1 | 1839 |  | 1 | 1839 |  | 1 | 1839
P107 | 2015 | RS2091500A | P | 2015-01-21 | PENTAIR | 11018 | 100 | 1 | 1839 |  | 1 | 1839 |  | 1 | 1839
P107 | 2014 | RS2082723A | P | 2014-11-12 | PENTAIR | 11018 | 100 | 1 | 1839 |  | 1 | 1839 |  | 1 | 1839
P107 | 2015 | RS2095048A | P | 2015-03-04 | PENTAIR | 11018 | 100 | 1 | 1839 |  | 1 | 1839 |  | 1 | 1839
P107 | 2015 | RS2091998A | P | 2015-01-27 | PENTAIR | 11018 | 100 | 1 | 1839 |  | 1 | 1839 |  | 1 | 1839
P107 | 2015 | RS2098631A | P | 2015-04-15 | PENTAIR | 11018 | 100 | 1 | 1839 |  | 1 | 1839 |  | 1 | 1839
P107 | 2015 | RS2104886A | P | 2015-07-14 | PENTAIR | 11018 | 100 | 1 | 1839 |  | 1 | 1839 |  | 1 | 1839
P107 | 2015 | RS2091501A | P | 2015-01-21 | PENTAIR | 11018 | 100 | 1 | 1839 |  | 1 | 1839 |  | 1 | 1839
P107 | 2014 | RS2050366A | P | 2014-01-24 | PENTAIR | 11018 | 100 | 1 | 1839 |  | 1 | 1839 |  | 1 | 1839
P107 | 2014 | RS2070183A | P | 2014-07-29 | PENTAIR | 11018 | 100 | 1 | 1839 |  | 1 | 1839 |  | 1 | 1839
P107 | 2015 | RS2092523A | P | 2015-02-04 | PENTAIR | 11018 | 100 | 1 | 1839 |  | 1 | 1839 |  | 1 | 1839
P107 | 2015 | RS2116882A | P | 2015-11-17 | PENTAIR | 11018 | 100 | 1 | 1839 |  | 1 | 1839 |  | 1 | 1839
P107 | 2015 | RS2098603A | P | 2015-04-15 | PENTAIR | 11018 | 100 | 1 | 1839 |  | 1 | 1839 |  | 1 | 1839
P107 | 2015 | RS2098070A | P | 2015-04-10 | PENTAIR | 11018 | 100 | 1 | 1839 |  | 1 | 1839 |  | 1 | 1839
P107 | 2015 | RS2116509A | P | 2015-11-10 | PENTAIR | 11018 | 100 | 1 | 1839 |  | 1 | 1839 |  | 1 | 1839
P107 | 2014 | RS2048537A | P | 2014-02-04 | PENTAIR | 11013 | 100 | 1 | 1839 |  | 1 | 1839 |  | 1 | 1839
P107 | 2015 | RS2091609A | P | 2015-01-22 | PENTAIR | 11018 | 100 | 1 | 1839 |  | 1 | 1839 |  | 1 | 1839
P107 | 2015 | RS2091598A | P | 2015-01-22 | PENTAIR | 11018 | 100 | 1 | 1839 |  | 1 | 1839 |  | 1 | 1839
P107 | 2015 | RS2095375A | P | 2015-03-05 | PENTAIR | 11018 | 100 | 1 | 1839 |  | 1 | 1839 |  | 1 | 1839
P107 | 2015 | RS2094432A | P | 2015-02-20 | PENTAIR | 11018 | 100 | 1 | 1839 |  | 1 | 1839 |  | 1 | 1839
P107 | 2015 | RS2093942A | P | 2015-02-17 | PENTAIR | 11018 | 100 | 1 | 1839 |  | 1 | 1839 |  | 1 | 1839
P107 | 2015 | RS2117007A | P | 2015-12-01 | PENTAIR | 11018 | 100 | 1 | 1839 |  | 1 | 1839 |  | 1 | 1839
P107 | 2015 | RS2097947A | P | 2015-04-10 | PENTAIR | 11018 | 100 | 1 | 1839 |  | 1 | 1839 |  | 1 | 1839
P107 | 2015 | RS2116994A | P | 2015-11-16 | PENTAIR | 11018 | 100 | 1 | 1839 |  | 1 | 1839 |  | 1 | 1839
P107 | 2014 | RS2050250A | P | 2014-01-24 | PENTAIR | 11018 | 100 | 1 | 1839 |  | 1 | 1839 |  | 1 | 1839
P107 | 2015 | RS2102155A | P | 2015-06-04 | PENTAIR | 11018 | 100 | 1 | 1839 |  | 1 | 1839 |  | 1 | 1839
P107 | 2015 | RS2094438A | P | 2015-02-26 | PENTAIR | 11018 | 100 | 1 | 1839 |  | 1 | 1839 |  | 1 | 1839
P107 | 2014 | RS2058216A | P | 2014-04-09 | PENTAIR | 11018 | 100 | 1 | 1839 |  | 1 | 1839 |  | 1 | 1839
P107 | 2015 | RS2097930A | P | 2015-04-10 | PENTAIR | 11018 | 100 | 1 | 1839 |  | 1 | 1839 |  | 1 | 1839
P107 | 2015 | RS2098072A | P | 2015-04-10 | PENTAIR | 11018 | 100 | 1 | 1839 |  | 1 | 1839 |  | 1 | 1839
P107 | 2014 | RS2082721A | P | 2014-11-12 | PENTAIR | 11018 | 100 | 1 | 1839 |  | 1 | 1839 |  | 1 | 1839
P107 | 2014 | RS2082638A | P | 2014-11-11 | PENTAIR | 11018 | 100 | 1 | 1839 |  | 1 | 1839 |  | 1 | 1839
P107 | 2015 | RS2109305A | P | 2015-08-18 | PENTAIR | 11018 | 100 | 1 | 1839 |  | 1 | 1839 |  | 1 | 1839
P107 | 2015 | RS2102732A | P | 2015-06-09 | PENTAIR | 11018 | 100 | 1 | 1839 |  | 1 | 1839 |  | 1 | 1839
P107 | 2014 | RS2055191A | P | 2014-03-11 | PENTAIR | 11018 | 100 | 1 | 1839 |  | 1 | 1839 |  | 1 | 1839
P107 | 2015 | RS2094442A | P | 2015-02-20 | PENTAIR | 11018 | 100 | 1 | 1839 |  | 1 | 1839 |  | 1 | 1839
P107 | 2015 | RS6057440A | P | 2015-04-13 | PENTAIR | 11018 | 100 | 1 | 1839 |  | 1 | 1839 |  | 1 | 1839
P107 | 2015 | RS2116496A | P | 2015-11-10 | PENTAIR | 11018 | 100 | 1 | 1839 |  | 1 | 1839 |  | 1 | 1839
P107 | 2015 | RS2102695A | P | 2015-06-09 | PENTAIR | 11018 | 100 | 1 | 1839 |  | 1 | 1839 |  | 1 | 1839
P107 | 2015 | RS2091600A | P | 2015-01-22 | PENTAIR | 11018 | 100 | 1 | 1839 |  | 1 | 1839 |  | 1 | 1839
P107 | 2015 | RS2098015A | P | 2015-04-10 | PENTAIR | 11018 | 100 | 1 | 1839 |  | 1 | 1839 |  | 1 | 1839
P107 | 2015 | RS2091599A | P | 2015-01-22 | PENTAIR | 11018 | 100 | 1 | 1839 |  | 1 | 1839 |  | 1 | 1839
P107 | 2015 | RS2094718A | P | 2015-03-13 | PENTAIR | 11018 | 200 | 2 | 1839 |  | 2 | 1839 |  | 2 | 1839
P107 | 2015 | RS2098578A | P | 2015-04-15 | PENTAIR | 11018 | 100 | 1 | 1839 |  | 1 | 1839 |  | 1 | 1839
P107 | 2015 | RS2098086A | P | 2015-04-10 | PENTAIR | 11018 | 100 | 1 | 1839 |  | 1 | 1839 |  | 1 | 1839
P107 | 2015 | RS2094701A | P | 2015-02-26 | PENTAIR | 11018 | 100 | 1 | 1839 |  | 1 | 1839 |  | 1 | 1839
P107 | 2015 | RS2098073A | P | 2015-04-10 | PENTAIR | 11018 | 100 | 1 | 1839 |  | 1 | 1839 |  | 1 | 1839
P107 | 2015 | RS2114709A | P | 2015-11-17 | PENTAIR | 11018 | 100 | 1 | 1839 |  | 1 | 1839 |  | 1 | 1839
P107 | 2015 | RS2097951A | P | 2015-04-10 | PENTAIR | 11018 | 100 | 1 | 1839 |  | 1 | 1839 |  | 1 | 1839
P107 | 2015 | RS2098022A | P | 2015-04-10 | PENTAIR | 11018 | 100 | 1 | 1839 |  | 1 | 1839 |  | 1 | 1839
P107 | 2015 | RS2098630A | P | 2015-04-15 | PENTAIR | 11018 | 100 | 1 | 1839 |  | 1 | 1839 |  | 1 | 1839
P107 | 2015 | RS2098632A | P | 2015-04-15 | PENTAIR | 11018 | 100 | 1 | 1839 |  | 1 | 1839 |  | 1 | 1839
P107 | 2015 | RS2094686A | P | 2015-02-26 | PENTAIR | 11018 | 100 | 1 | 1839 |  | 1 | 1839 |  | 1 | 1839
P107 | 2015 | RS2116597A | P | 2015-11-10 | PENTAIR | 11018 | 100 | 1 | 1839 |  | 1 | 1839 |  | 1 | 1839
P107 | 2015 | RS2109162A | P | 2015-08-18 | PENTAIR | 11018 | 100 | 1 | 1839 |  | 1 | 1839 |  | 1 | 1839
P107 | 2015 | RS2116700A | P | 2015-11-12 | PENTAIR | 11018 | 100 | 1 | 1839 |  | 1 | 1839 |  | 1 | 1839
P107 | 2015 | RS2095465A | P | 2015-03-09 | PENTAIR | 11018 | 100 | 1 | 1839 |  | 1 | 1839 |  | 1 | 1839
P107 | 2015 | RS2115696A | P | 2015-11-06 | PENTAIR | 11018 | 100 | 1 | 1839 |  | 1 | 1839 |  | 1 | 1839
P107 | 2015 | RS2097961A | P | 2015-04-10 | PENTAIR | 11018 | 100 | 1 | 1839 |  | 1 | 1839 |  | 1 | 1839
P107 | 2015 | RS2100117A | P | 2015-05-07 | PENTAIR | 11018 | 100 | 1 | 1839 |  | 1 | 1839 |  | 1 | 1839
P107 | 2015 | RS2094443A | P | 2015-02-20 | PENTAIR | 11018 | 100 | 1 | 1839 |  | 1 | 1839 |  | 1 | 1839
P107 | 2015 | RS2094437A | P | 2015-03-10 | PENTAIR | 11018 | 100 | 1 | 1839 |  | 1 | 1839 |  | 1 | 1839
P107 | 2015 | RS2116508A | P | 2015-11-10 | PENTAIR | 11018 | 100 | 1 | 1839 |  | 1 | 1839 |  | 1 | 1839
P107 | 2015 | RS2094440A | P | 2015-02-20 | PENTAIR | 11018 | 100 | 1 | 1839 |  | 1 | 1839 |  | 1 | 1839
P107 | 2015 | RS2092471A | P | 2015-02-03 | PENTAIR | 11018 | 100 | 1 | 1839 |  | 1 | 1839 |  | 1 | 1839
P107 | 2015 | RS2116880A | P | 2015-11-17 | PENTAIR | 11018 | 100 | 1 | 1839 |  | 1 | 1839 |  | 1 | 1839
P107 | 2015 | RS2091887A | P | 2015-01-26 | PENTAIR | 11018 | 100 | 1 | 1839 |  | 1 | 1839 |  | 1 | 1839
P107 | 2014 | RS2082719A | P | 2014-11-12 | PENTAIR | 11018 | 100 | 1 | 1839 |  | 1 | 1839 |  | 1 | 1839
P107 | 2015 | RS2116502A | P | 2015-11-10 | PENTAIR | 11018 | 100 | 1 | 1839 |  | 1 | 1839 |  | 1 | 1839
P107 | 2015 | RS2106069A | P | 2015-07-17 | PENTAIR | 11018 | 100 | 1 | 1839 |  | 1 | 1839 |  | 1 | 1839
P107 | 2015 | RS2094676A | P | 2015-02-26 | PENTAIR | 11018 | 100 | 1 | 1839 |  | 1 | 1839 |  | 1 | 1839
P107 | 2015 | RS2091610A | P | 2015-01-22 | PENTAIR | 11018 | 100 | 1 | 1839 |  | 1 | 1839 |  | 1 | 1839
P107 | 2015 | RS2109164A | P | 2015-08-18 | PENTAIR | 11018 | 100 | 1 | 1839 |  | 1 | 1839 |  | 1 | 1839
P107 | 2015 | RS2109211A | P | 2015-08-18 | PENTAIR | 11018 | 100 | 1 | 1839 |  | 1 | 1839 |  | 1 | 1839
P107 | 2015 | RS2101092A | P | 2015-05-20 | PENTAIR | 11018 | 100 | 1 | 1839 |  | 1 | 1839 |  | 1 | 1839
P107 | 2015 | RS2100518A | P | 2015-05-13 | PENTAIR | 11018 | 100 | 1 | 1839 |  | 1 | 1839 |  | 1 | 1839
P107 | 2015 | RS2097826A | P | 2015-04-07 | PENTAIR | 11018 | 100 | 1 | 1839 |  | 1 | 1839 |  | 1 | 1839
P107 | 2015 | RS2095287A | P | 2015-03-04 | PENTAIR | 11018 | 100 | 1 | 1839 |  | 1 | 1839 |  | 1 | 1839
P107 | 2015 | RS2097963A | P | 2015-04-10 | PENTAIR | 11018 | 100 | 1 | 1839 |  | 1 | 1839 |  | 1 | 1839
P107 | 2015 | RS2111077A | P | 2015-09-09 | PENTAIR | 11018 | 100 | 1 | 1839 |  | 1 | 1839 |  | 1 | 1839
P107 | 2015 | RS2092441A | P | 2015-02-05 | PENTAIR | 11018 | 100 | 1 | 1839 |  | 1 | 1839 |  | 1 | 1839
P107 | 2014 | RS2082722A | P | 2014-11-12 | PENTAIR | 11018 | 100 | 1 | 1839 |  | 1 | 1839 |  | 1 | 1839
P107 | 2015 | RS2094439A | P | 2015-02-20 | PENTAIR | 11018 | 100 | 1 | 1839 |  | 1 | 1839 |  | 1 | 1839
P107 | 2014 | RS2049475A | P | 2014-01-21 | PENTAIR | 11018 | 100 | 1 | 1839 |  | 1 | 1839 |  | 1 | 1839
P107 | 2015 | RS2092084A | P | 2015-01-28 | PENTAIR | 11018 | 100 | 1 | 1839 |  | 1 | 1839 |  | 1 | 1839
P107 | 2014 | RS2057234A | P | 2014-03-28 | ZODIAC/JANDY | JEP2.0 | 100 | 1 | 1840 |  | 1 | 1840 |  | 1 | 1840
P107 | 2014 | RS2061585A | P | 2014-06-10 | HAYWARD | SP3400VSP | 200 | 2 | 1840.6 |  | 2 | 1840.6 |  | 2 | 1840.6
P107 | 2014 | RS6030567B | P | 2014-08-01 | PENTAIR | 11013 | 100 | 1 | 1844.12 |  | 1 | 1844.12 |  | 1 | 1844.12
P107 | 2015 | RS2096727A | P | 2015-03-23 | ZODIAC | VS-FHP1.0 | 100 | 1 | 1845 |  | 1 | 1845 |  | 1 | 1845
P107 | 2015 | RS2120805A | P | 2015-12-29 | PENTAIR | 11018 | 100 | 1 | 1847.71 |  | 1 | 1847.71 |  | 1 | 1847.71
P107 | 2015 | RS2118974A | P | 2015-12-10 | STA-RITE | P6E6VS4H-209L | 100 | 1 | 1847.71 |  | 1 | 1847.71 |  | 1 | 1847.71
P107 | 2015 | RS2098992A | P | 2015-04-22 | PENTAIR | 11018 | 100 | 1 | 1849 |  | 1 | 1849 |  | 1 | 1849
P107 | 2015 | RS2092819A | P | 2015-02-04 | PENTAIR | 11018 | 100 | 1 | 1849 |  | 1 | 1849 |  | 1 | 1849
P107 | 2015 | RS2102185A | P | 2015-06-04 | PENTAIR | 11018 | 100 | 1 | 1849 |  | 1 | 1849 |  | 1 | 1849
P107 | 2015 | RS2097824A | P | 2015-04-07 | PENTAIR | 11018 | 100 | 1 | 1849 |  | 1 | 1849 |  | 1 | 1849
P107 | 2014 | RS2082870A | P | 2014-11-12 | PENTAIR | 11018 | 100 | 1 | 1849 |  | 1 | 1849 |  | 1 | 1849
P107 | 2015 | RS2100519A | P | 2015-05-13 | PENTAIR | 11018 | 100 | 1 | 1849 |  | 1 | 1849 |  | 1 | 1849
P107 | 2014 | RS2082724A | P | 2014-11-12 | PENTAIR | 11018 | 100 | 1 | 1849 |  | 1 | 1849 |  | 1 | 1849
P107 | 2015 | RS2120356A | P | 2015-12-22 | PENTAIR | 11018 | 100 | 1 | 1849 |  | 1 | 1849 |  | 1 | 1849
P107 | 2014 | RS2082714A | P | 2014-11-12 | PENTAIR | 11018 | 100 | 1 | 1849 |  | 1 | 1849 |  | 1 | 1849
P107 | 2015 | RS2095371A | P | 2015-03-05 | PENTAIR | 11018 | 100 | 1 | 1849 |  | 1 | 1849 |  | 1 | 1849
P107 | 2015 | RS2116495A | P | 2015-11-10 | PENTAIR | 11018 | 100 | 1 | 1849 |  | 1 | 1849 |  | 1 | 1849
P107 | 2014 | RS2059499A | P | 2014-04-23 | PENTAIR | 11018 | 100 | 1 | 1849 |  | 1 | 1849 |  | 1 | 1849
P107 | 2015 | RS2098995A | P | 2015-04-22 | PENTAIR | 11018 | 100 | 1 | 1849 |  | 1 | 1849 |  | 1 | 1849
P107 | 2015 | RS2115229A | P | 2015-10-28 | PENTAIR | 11018 | 100 | 1 | 1849 |  | 1 | 1849 |  | 1 | 1849
P107 | 2015 | RS2094433A | P | 2015-02-20 | PENTAIR | 11018 | 100 | 1 | 1849 |  | 1 | 1849 |  | 1 | 1849
P107 | 2015 | RS2110257A | P | 2015-09-01 | STA-RITE | P6E6VS4H-209L | 100 | 1 | 1849 |  | 1 | 1849 |  | 1 | 1849
P107 | 2015 | RS2113198A | P | 2015-10-02 | STA-RITE | P6E6VS4H-209L | 100 | 1 | 1849 |  | 1 | 1849 |  | 1 | 1849
P107 | 2014 | RS6034304A | P | 2014-08-21 | HAYWARD | SP3400VSP | 100 | 1 | 1850 |  | 1 | 1850 |  | 1 | 1850
P107 | 2015 | RS6062282B | P | 2015-06-23 | HAYWARD | SP3400VSP | 100 | 1 | 1850 |  | 1 | 1850 |  | 1 | 1850
P107 | 2015 | RS2108186A | P | 2015-08-10 | HAYWARD | SP3400VSP | 100 | 1 | 1850 |  | 1 | 1850 |  | 1 | 1850
P107 | 2015 | RS6073397A | P | 2015-12-03 | HAYWARD | SP3400VSP | 100 | 1 | 1850 |  | 1 | 1850 |  | 1 | 1850
P107 | 2015 | RS6063919A | P | 2015-07-22 | PENTAIR | 11018 | 100 | 1 | 1850 |  | 1 | 1850 |  | 1 | 1850
P107 | 2014 | RS2058673A | P | 2014-04-17 | PENTAIR | 11018 | 100 | 1 | 1850 |  | 1 | 1850 |  | 1 | 1850
P107 | 2014 | RS2081722A | P | 2014-10-31 | PENTAIR | 11018 | 100 | 1 | 1850 |  | 1 | 1850 |  | 1 | 1850
P107 | 2015 | RS2108649A | P | 2015-08-13 | PENTAIR | 11018 | 100 | 1 | 1850 |  | 1 | 1850 |  | 1 | 1850
P107 | 2014 | RS6019876A | P | 2014-02-11 | PENTAIR | 11018 | 100 | 1 | 1850 |  | 1 | 1850 |  | 1 | 1850
P107 | 2014 | RS6049296C | P | 2015-01-08 | PENTAIR | 11018 | 100 | 1 | 1850 |  | 1 | 1850 |  | 1 | 1850
P107 | 2014 | RS2061155A | P | 2014-05-09 | PENTAIR | 11018 | 100 | 1 | 1850 |  | 1 | 1850 |  | 1 | 1850
P107 | 2015 | RS2096057A | P | 2015-03-17 | PENTAIR | 11018 | 100 | 1 | 1850 |  | 1 | 1850 |  | 1 | 1850
P107 | 2015 | RS2096937A | P | 2015-04-10 | PENTAIR | 11018 | 100 | 1 | 1850 |  | 1 | 1850 |  | 1 | 1850
P107 | 2015 | RS6065429A | P | 2015-07-27 | PENTAIR | 342000 | 100 | 1 | 1850 |  | 1 | 1850 |  | 1 | 1850
P107 | 2014 | RS2080993A | P | 2014-10-24 | PENTAIR | 11018 | 100 | 1 | 1850 |  | 1 | 1850 |  | 1 | 1850
P107 | 2015 | RS2108172A | P | 2015-08-07 | PENTAIR | 11018 | 100 | 1 | 1850 |  | 1 | 1850 |  | 1 | 1850
P107 | 2014 | RS2082867A | P | 2014-11-12 | PENTAIR | 11017 | 100 | 1 | 1850 |  | 1 | 1850 |  | 1 | 1850
P107 | 2015 | RS2106079A | P | 2015-07-17 | PENTAIR | 11018 | 100 | 1 | 1850 |  | 1 | 1850 |  | 1 | 1850
P107 | 2015 | RS6073060A | P | 2015-12-01 | PENTAIR | 11018 | 100 | 1 | 1850 |  | 1 | 1850 |  | 1 | 1850
P107 | 2014 | RS2060919A | P | 2014-05-08 | STA-RITE | P6E6VS4H-209L | 100 | 1 | 1850 |  | 1 | 1850 |  | 1 | 1850
P107 | 2015 | RS2093530A | P | 2015-02-12 | STA-RITE | P6E6VS4H-209L | 100 | 1 | 1850 |  | 1 | 1850 |  | 1 | 1850
P107 | 2015 | RS2099975A | P | 2015-05-06 | ZODIAC | VS-FHP 2.0 | 100 | 1 | 1850 |  | 1 | 1850 |  | 1 | 1850
P107 | 2014 | RS2074670A | P | 2014-09-03 | ZODIAC | JEP2.0 | 100 | 1 | 1850 |  | 1 | 1850 |  | 1 | 1850
P107 | 2014 | RS2046819A | P | 2014-01-10 | ZODIAC/JANDY | VS-FHP2.0 | 100 | 1 | 1850 |  | 1 | 1850 |  | 1 | 1850
P107 | 2014 | RS2069529A | P | 2014-07-23 | PENTAIR | 11017 | 100 | 1 | 1851 |  | 1 | 1851 |  | 1 | 1851
P107 | 2015 | RS2114377A | P | 2015-10-20 | PENTAIR | 11018 | 100 | 1 | 1852.9 |  | 1 | 1852.9 |  | 1 | 1852.9
P107 | 2015 | RS2113991A | P | 2015-10-16 | PENTAIR | 11018 | 100 | 1 | 1852.9 |  | 1 | 1852.9 |  | 1 | 1852.9
P107 | 2015 | RS2114258A | P | 2015-10-19 | PENTAIR | 11018 | 100 | 1 | 1852.9 |  | 1 | 1852.9 |  | 1 | 1852.9
P107 | 2015 | RS2111219A | P | 2015-09-11 | PENTAIR | 11018 | 100 | 1 | 1852.9 |  | 1 | 1852.9 |  | 1 | 1852.9
P107 | 2015 | RS2111056A | P | 2015-09-09 | PENTAIR | 11018 | 100 | 1 | 1852.9 |  | 1 | 1852.9 |  | 1 | 1852.9
P107 | 2015 | RS2118561A | P | 2015-12-03 | PENTAIR | 11018 | 100 | 1 | 1852.9 |  | 1 | 1852.9 |  | 1 | 1852.9
P107 | 2015 | RS2113092A | P | 2015-10-02 | PENTAIR | 11018 | 100 | 1 | 1852.9 |  | 1 | 1852.9 |  | 1 | 1852.9
P107 | 2015 | RS2113992A | P | 2015-10-20 | PENTAIR | 11018 | 100 | 1 | 1852.9 |  | 1 | 1852.9 |  | 1 | 1852.9
P107 | 2015 | RS2114372A | P | 2015-10-20 | PENTAIR | 11018 | 100 | 1 | 1852.9 |  | 1 | 1852.9 |  | 1 | 1852.9
P107 | 2015 | RS2105192A | P | 2015-07-07 | HAYWARD | SP3400VSP | 100 | 1 | 1853.97 |  | 1 | 1853.97 |  | 1 | 1853.97
P107 | 2015 | RS2113841A | P | 2015-10-12 | STA-RITE | P6E6VS4H-209L | 100 | 1 | 1857.23 |  | 1 | 1857.23 |  | 1 | 1857.23
P107 | 2015 | RS6058767A | P | 2015-05-05 | PENTAIR | 11018 | 100 | 1 | 1858.18 |  | 1 | 1858.18 |  | 1 | 1858.18
P107 | 2015 | RS2094710A | P | 2015-02-26 | PENTAIR | 11018 | 100 | 1 | 1859 |  | 1 | 1859 |  | 1 | 1859
P107 | 2014 | RS2084865A | P | 2014-12-02 | STA-RITE | P6E6VS4H-209L | 100 | 1 | 1860 |  | 1 | 1860 |  | 1 | 1860
P107 | 2014 | RS2084616A | P | 2014-11-25 | ZODIAC | VS-FHP 2.0 | 100 | 1 | 1860 |  | 1 | 1860 |  | 1 | 1860
P107 | 2014 | RS6024362A | P | 2014-06-02 | STA-RITE | P6E6VS4H-209L | 100 | 1 | 1861 |  | 1 | 1861 |  | 1 | 1861
P107 | 2015 | RS2115719A | P | 2015-11-06 | PENTAIR | 11018 | 100 | 1 | 1863.12 |  | 1 | 1863.12 |  | 1 | 1863.12
P107 | 2015 | RS2106753A | P | 2015-07-22 | PENTAIR | 11018 | 100 | 1 | 1863.12 |  | 1 | 1863.12 |  | 1 | 1863.12
P107 | 2015 | RS2108130A | P | 2015-08-07 | PENTAIR | 11018 | 100 | 1 | 1863.12 |  | 1 | 1863.12 |  | 1 | 1863.12
P107 | 2015 | RS2103720A | P | 2015-09-09 | PENTAIR | 11018 | 100 | 1 | 1863.12 |  | 1 | 1863.12 |  | 1 | 1863.12
P107 | 2015 | RS2103998A | P | 2015-06-24 | PENTAIR | 11018 | 100 | 1 | 1864.12 |  | 1 | 1864.12 |  | 1 | 1864.12
P107 | 2015 | RS2094711A | P | 2015-02-26 | PENTAIR | 11018 | 100 | 1 | 1864.12 |  | 1 | 1864.12 |  | 1 | 1864.12
P107 | 2015 | RS2103705A | P | 2015-06-23 | PENTAIR | 11018 | 100 | 1 | 1864.12 |  | 1 | 1864.12 |  | 1 | 1864.12
P107 | 2015 | RS2099958A | P | 2015-06-08 | PENTAIR | 11018 | 100 | 1 | 1864.12 |  | 1 | 1864.12 |  | 1 | 1864.12
P107 | 2015 | RS2099479A | P | 2015-04-30 | PENTAIR | 11018 | 100 | 1 | 1864.12 |  | 1 | 1864.12 |  | 1 | 1864.12
P107 | 2015 | RS2108442A | P | 2015-08-11 | PENTAIR | 11018 | 100 | 1 | 1864.12 |  | 1 | 1864.12 |  | 1 | 1864.12
P107 | 2015 | RS2110098A | P | 2015-08-28 | PENTAIR | 11018 | 100 | 1 | 1864.12 |  | 1 | 1864.12 |  | 1 | 1864.12
P107 | 2015 | RS2109902A | P | 2015-08-25 | PENTAIR | 11018 | 100 | 1 | 1864.12 |  | 1 | 1864.12 |  | 1 | 1864.12
P107 | 2015 | RS2094702A | P | 2015-02-26 | PENTAIR | 11018 | 100 | 1 | 1864.12 |  | 1 | 1864.12 |  | 1 | 1864.12
P107 | 2015 | RS2111769A | P | 2015-09-22 | PENTAIR | 11018 | 100 | 1 | 1864.12 |  | 1 | 1864.12 |  | 1 | 1864.12
P107 | 2015 | RS2094430A | P | 2015-02-20 | PENTAIR | 11018 | 100 | 1 | 1864.12 |  | 1 | 1864.12 |  | 1 | 1864.12
P107 | 2015 | RS2099527A | P | 2015-04-30 | PENTAIR | 11018 | 100 | 1 | 1864.12 |  | 1 | 1864.12 |  | 1 | 1864.12
P107 | 2015 | RS2115484A | P | 2015-10-29 | PENTAIR | 11018 | 100 | 1 | 1864.12 |  | 1 | 1864.12 |  | 1 | 1864.12
P107 | 2015 | RS2108406A | P | 2015-08-11 | PENTAIR | 11018 | 100 | 1 | 1864.12 |  | 1 | 1864.12 |  | 1 | 1864.12
P107 | 2015 | RS2117488A | P | 2015-12-01 | PENTAIR | 11018 | 100 | 1 | 1864.12 |  | 1 | 1864.12 |  | 1 | 1864.12
P107 | 2015 | RS2115207A | P | 2015-10-27 | PENTAIR | 11018 | 100 | 1 | 1864.12 |  | 1 | 1864.12 |  | 1 | 1864.12
P107 | 2015 | RS2103721A | P | 2015-06-18 | PENTAIR | 11018 | 100 | 1 | 1864.12 |  | 1 | 1864.12 |  | 1 | 1864.12
P107 | 2015 | RS2113402A | P | 2015-10-06 | PENTAIR | 11018 | 100 | 1 | 1864.12 |  | 1 | 1864.12 |  | 1 | 1864.12
P107 | 2015 | RS2114390A | P | 2015-10-20 | PENTAIR | 11018 | 100 | 1 | 1864.12 |  | 1 | 1864.12 |  | 1 | 1864.12
P107 | 2015 | RS2113403A | P | 2015-10-06 | PENTAIR | 11018 | 100 | 1 | 1864.12 |  | 1 | 1864.12 |  | 1 | 1864.12
P107 | 2015 | RS2102733A | P | 2015-06-09 | PENTAIR | 11018 | 100 | 1 | 1864.12 |  | 1 | 1864.12 |  | 1 | 1864.12
P107 | 2015 | RS2098682A | P | 2015-04-16 | PENTAIR | 11018 | 100 | 1 | 1864.12 |  | 1 | 1864.12 |  | 1 | 1864.12
P107 | 2015 | RS2093234A | P | 2015-02-10 | PENTAIR | 11018 | 100 | 1 | 1864.12 |  | 1 | 1864.12 |  | 1 | 1864.12
P107 | 2015 | RS2093269A | P | 2015-02-11 | ZODIAC | VS-FHP 2.0 | 100 | 1 | 1865 |  | 1 | 1865 |  | 1 | 1865
P107 | 2015 | RS2100521A | P | 2015-05-13 | PENTAIR | 11018 | 100 | 1 | 1865.9 |  | 1 | 1865.9 |  | 1 | 1865.9
P107 | 2015 | RS2113095A | P | 2015-10-01 | PENTAIR | 11018 | 100 | 1 | 1865.9 |  | 1 | 1865.9 |  | 1 | 1865.9
P107 | 2015 | RS2107883A | P | 2015-08-04 | PENTAIR | 11018 | 100 | 1 | 1865.9 |  | 1 | 1865.9 |  | 1 | 1865.9
P107 | 2015 | RS6062011A | P | 2015-06-12 | PENTAIR | 11018 | 100 | 1 | 1865.9 |  | 1 | 1865.9 |  | 1 | 1865.9
P107 | 2015 | RS2113357A | P | 2015-10-05 | PENTAIR | 11018 | 100 | 1 | 1865.9 |  | 1 | 1865.9 |  | 1 | 1865.9
P107 | 2014 | RS2072451A | P | 2014-08-14 | PENTAIR | 11018 | 100 | 1 | 1866.11 |  | 1 | 1866.11 |  | 1 | 1866.11
P107 | 2015 | RS2102309A | P | 2015-06-05 | PENTAIR | 11018 | 100 | 1 | 1866.35 |  | 1 | 1866.35 |  | 1 | 1866.35
P107 | 2014 | RS2054179A | P | 2014-03-03 | PENTAIR | 11017 | 100 | 1 | 1870 |  | 1 | 1870 |  | 1 | 1870
P107 | 2014 | RS2067107A | P | 2014-07-07 | PENTAIR | 11017 | 100 | 1 | 1870 |  | 1 | 1870 |  | 1 | 1870
P107 | 2014 | RS2078350A | P | 2014-09-30 | ZODIAC | VS-FHP 2.0 | 100 | 1 | 1870 |  | 1 | 1870 |  | 1 | 1870
P107 | 2015 | RS2113354A | P | 2015-10-05 | PENTAIR | 11017 | 100 | 1 | 1870.95 |  | 1 | 1870.95 |  | 1 | 1870.95
P107 | 2015 | RS2115234A | P | 2015-10-28 | PENTAIR | 11018 | 100 | 1 | 1874 |  | 1 | 1874 |  | 1 | 1874
P107 | 2015 | RS2115233A | P | 2015-10-28 | PENTAIR | 11018 | 100 | 1 | 1874 |  | 1 | 1874 |  | 1 | 1874
P107 | 2015 | RS2115228A | P | 2015-10-28 | PENTAIR | 11018 | 100 | 1 | 1874 |  | 1 | 1874 |  | 1 | 1874
P107 | 2015 | RS2115517A | P | 2015-10-29 | PENTAIR | 11018 | 100 | 1 | 1874.12 |  | 1 | 1874.12 |  | 1 | 1874.12
P107 | 2015 | RS2118387A | P | 2015-12-02 | PENTAIR | 11018 | 100 | 1 | 1874.12 |  | 1 | 1874.12 |  | 1 | 1874.12
P107 | 2015 | RS2116995A | P | 2015-11-16 | PENTAIR | 11018 | 100 | 1 | 1874.12 |  | 1 | 1874.12 |  | 1 | 1874.12
P107 | 2015 | RS2117486A | P | 2015-11-20 | PENTAIR | 11018 | 100 | 1 | 1874.12 |  | 1 | 1874.12 |  | 1 | 1874.12
P107 | 2015 | RS2115208A | P | 2015-10-27 | PENTAIR | 11018 | 100 | 1 | 1874.12 |  | 1 | 1874.12 |  | 1 | 1874.12
P107 | 2015 | RS2117477A | P | 2015-11-20 | PENTAIR | 11018 | 100 | 1 | 1874.12 |  | 1 | 1874.12 |  | 1 | 1874.12
P107 | 2014 | RS2066115A | P | 2014-06-24 | HAYWARD | SP3400VSP | 100 | 1 | 1875 |  | 1 | 1875 |  | 1 | 1875
P107 | 2015 | RS2097658A | P | 2015-04-06 | PENTAIR | 11018 | 100 | 1 | 1875 |  | 1 | 1875 |  | 1 | 1875
P107 | 2014 | RS2059567A | P | 2014-04-23 | PENTAIR | 11018 | 100 | 1 | 1875 |  | 1 | 1875 |  | 1 | 1875
P107 | 2014 | RS6023603A | P | 2014-04-10 | STA-RITE | P6E6VS4H-209L | 100 | 1 | 1875 |  | 1 | 1875 |  | 1 | 1875
P107 | 2015 | RS2098689A | P | 2015-04-16 | PENTAIR | 11018 | 100 | 1 | 1875.76 |  | 1 | 1875.76 |  | 1 | 1875.76
P107 | 2015 | RS2113865A | P | 2015-10-12 | PENTAIR | 11018 | 100 | 1 | 1877.01 |  | 1 | 1877.01 |  | 1 | 1877.01
P107 | 2015 | RS2093984A | P | 2015-02-18 | PENTAIR | 11018 | 100 | 1 | 1878.02 |  | 1 | 1878.02 |  | 1 | 1878.02
P107 | 2014 | RS2058729A | P | 2014-04-15 | HAYWARD | SP2300VSP | 100 | 1 | 1879.35 |  | 1 | 1879.35 |  | 1 | 1879.35
P107 | 2014 | RS2065177A | P | 2014-06-17 | PENTAIR | 11018 | 100 | 1 | 1880 |  | 1 | 1880 |  | 1 | 1880
P107 | 2015 | RS2110276A | P | 2015-09-02 | PENTAIR | 11018 | 100 | 1 | 1880.1 |  | 1 | 1880.1 |  | 1 | 1880.1
P107 | 2014 | RS2052589A | P | 2014-02-12 | PENTAIR | 11018 | 100 | 1 | 1885 |  | 1 | 1885 |  | 1 | 1885
P107 | 2014 | RS2080724A | P | 2014-10-22 | PENTAIR | 11018 | 100 | 1 | 1885 |  | 1 | 1885 |  | 1 | 1885
P107 | 2015 | RS2106406A | P | 2015-07-22 | PENTAIR | 11018 | 100 | 1 | 1885 |  | 1 | 1885 |  | 1 | 1885
P107 | 2014 | RS2086492A | P | 2014-12-15 | PENTAIR | 11018 | 100 | 1 | 1885 |  | 1 | 1885 |  | 1 | 1885
P107 | 2014 | RS2051807A | P | 2014-02-24 | PENTAIR | 11018 | 100 | 1 | 1885 |  | 1 | 1885 |  | 1 | 1885
P107 | 2014 | RS2067081A | P | 2014-07-03 | PENTAIR | 11018 | 100 | 1 | 1885 |  | 1 | 1885 |  | 1 | 1885
P107 | 2015 | RS2109773A | P | 2015-08-25 | PENTAIR | 11018 | 100 | 1 | 1885 |  | 1 | 1885 |  | 1 | 1885
P107 | 2015 | RS2090823A | P | 2015-01-15 | PENTAIR | 11018 | 100 | 1 | 1885 |  | 1 | 1885 |  | 1 | 1885
P107 | 2015 | RS2098403A | P | 2015-04-13 | PENTAIR | 11018 | 100 | 1 | 1885 |  | 1 | 1885 |  | 1 | 1885
P107 | 2015 | RS2092469A | P | 2015-02-03 | PENTAIR | 11018 | 100 | 1 | 1885 |  | 1 | 1885 |  | 1 | 1885
P107 | 2015 | RS2097380A | P | 2015-03-30 | PENTAIR | 11018 | 100 | 1 | 1885 |  | 1 | 1885 |  | 1 | 1885
P107 | 2015 | RS2092470A | P | 2015-02-03 | PENTAIR | 11018 | 100 | 1 | 1885 |  | 1 | 1885 |  | 1 | 1885
P107 | 2015 | RS2095982A | P | 2015-03-16 | PENTAIR | 11018 | 100 | 1 | 1885 |  | 1 | 1885 |  | 1 | 1885
P107 | 2014 | RS2072399A | P | 2014-08-14 | PENTAIR | 11018 | 100 | 1 | 1885 |  | 1 | 1885 |  | 1 | 1885
P107 | 2015 | RS2103449A | P | 2015-06-16 | PENTAIR | 11018 | 100 | 1 | 1885 |  | 1 | 1885 |  | 1 | 1885
P107 | 2014 | RS2050087A | P | 2014-01-23 | PENTAIR | 11018 | 100 | 1 | 1885 |  | 1 | 1885 |  | 1 | 1885
P107 | 2014 | RS2061744A | P | 2014-05-14 | PENTAIR | 11018 | 100 | 1 | 1885 |  | 1 | 1885 |  | 1 | 1885
P107 | 2014 | RS2049197A | P | 2014-07-29 | PENTAIR | 11018 | 100 | 1 | 1885 |  | 1 | 1885 |  | 1 | 1885
P107 | 2015 | RS2098402A | P | 2015-04-13 | PENTAIR | 11018 | 100 | 1 | 1885 |  | 1 | 1885 |  | 1 | 1885
P107 | 2015 | RS2108409A | P | 2015-08-11 | PENTAIR | 11018 | 100 | 1 | 1885 |  | 1 | 1885 |  | 1 | 1885
P107 | 2015 | RS2099651A | P | 2015-04-29 | PENTAIR | 11018 | 100 | 1 | 1885 |  | 1 | 1885 |  | 1 | 1885
P107 | 2014 | RS2053644A | P | 2014-02-21 | PENTAIR | 11018 | 100 | 1 | 1885 |  | 1 | 1885 |  | 1 | 1885
P107 | 2015 | RS2106407A | P | 2015-07-22 | PENTAIR | 11018 | 100 | 1 | 1885 |  | 1 | 1885 |  | 1 | 1885
P107 | 2014 | RS2071046A | P | 2014-08-06 | PENTAIR | 11018 | 100 | 1 | 1885 |  | 1 | 1885 |  | 1 | 1885
P107 | 2015 | RS2107430A | P | 2015-07-29 | PENTAIR | 11018 | 100 | 1 | 1885 |  | 1 | 1885 |  | 1 | 1885
P107 | 2015 | RS2116170A | P | 2015-11-05 | PENTAIR | 11018 | 100 | 1 | 1885 |  | 1 | 1885 |  | 1 | 1885
P107 | 2015 | RS2114753A | P | 2015-10-22 | PENTAIR | 11018 | 100 | 1 | 1885 |  | 1 | 1885 |  | 1 | 1885
P107 | 2015 | RS2090825A | P | 2015-01-15 | PENTAIR | 11018 | 100 | 1 | 1885 |  | 1 | 1885 |  | 1 | 1885
P107 | 2015 | RS2111165A | P | 2015-09-11 | PENTAIR | 11018 | 100 | 1 | 1885 |  | 1 | 1885 |  | 1 | 1885
P107 | 2014 | RS2086491A | P | 2014-12-15 | PENTAIR | 11018 | 100 | 1 | 1885 |  | 1 | 1885 |  | 1 | 1885
P107 | 2015 | RS2092140A | P | 2015-01-28 | STA-RITE | P6E6VS4H-209L | 100 | 1 | 1885 |  | 1 | 1885 |  | 1 | 1885
P107 | 2014 | RS2054019A | P | 2014-02-28 | STA-RITE | P6E6VS4H-209L | 100 | 1 | 1885 |  | 1 | 1885 |  | 1 | 1885
P107 | 2014 | RS2061574A | P | 2014-05-13 | ZODIAC | JEP2.0 | 100 | 1 | 1885 |  | 1 | 1885 |  | 1 | 1885
P107 | 2014 | RS2079760A | P | 2014-10-15 | ZODIAC | JEP2.0 | 100 | 1 | 1885 |  | 1 | 1885 |  | 1 | 1885
P107 | 2014 | RS2066183A | P | 2014-07-03 | ZODIAC | VS-FHP 2.0 | 100 | 1 | 1885 |  | 1 | 1885 |  | 1 | 1885
P107 | 2014 | RS2051860A | P | 2014-02-06 | ZODIAC/JANDY | JEP2.0 | 100 | 1 | 1885 |  | 1 | 1885 |  | 1 | 1885
P107 | 2015 | RS2115508A | P | 2015-10-29 | PENTAIR | 11018 | 100 | 1 | 1890 |  | 1 | 1890 |  | 1 | 1890
P107 | 2015 | RS2120815A | P | 2015-12-29 | WATERWAY PLASTICS INC. | ECONO-VSA | 100 | 1 | 1890.9 |  | 1 | 1890.9 |  | 1 | 1890.9
P107 | 2014 | RS2071398A | P | 2014-08-08 | HAYWARD | SP3400VSP | 100 | 1 | 1895 |  | 1 | 1895 |  | 1 | 1895
P107 | 2014 | RS2056031A | P | 2014-03-14 | HAYWARD | SP3400VSP | 100 | 1 | 1895 |  | 1 | 1895 |  | 1 | 1895
P107 | 2014 | RS2081321A | P | 2014-10-29 | HAYWARD | SP3400VSP | 100 | 1 | 1895 |  | 1 | 1895 |  | 1 | 1895
P107 | 2015 | RS2101428A | P | 2015-05-26 | HAYWARD | SP3400VSP | 100 | 1 | 1895 |  | 1 | 1895 |  | 1 | 1895
P107 | 2014 | RS2050571A | P | 2014-01-27 | HAYWARD | SP3400VSP | 100 | 1 | 1895 |  | 1 | 1895 |  | 1 | 1895
P107 | 2014 | RS2076133A | P | 2014-09-12 | HAYWARD | SP3400VSP | 100 | 1 | 1895 |  | 1 | 1895 |  | 1 | 1895
P107 | 2014 | RS2057198A | P | 2014-03-28 | HAYWARD | SP3400VSP | 100 | 1 | 1895 |  | 1 | 1895 |  | 1 | 1895
P107 | 2015 | RS2098215A | P | 2015-04-10 | HAYWARD | SP3400VSP | 100 | 1 | 1895 |  | 1 | 1895 |  | 1 | 1895
P107 | 2015 | RS2109641A | P | 2015-08-24 | HAYWARD | SP3400VSP | 100 | 1 | 1895 |  | 1 | 1895 |  | 1 | 1895
P107 | 2014 | RS2057442A | P | 2014-03-31 | HAYWARD | SP3400VSP | 100 | 1 | 1895 |  | 1 | 1895 |  | 1 | 1895
P107 | 2014 | RS6024372A | P | 2014-05-01 | PENTAIR | 11018 | 100 | 1 | 1895 |  | 1 | 1895 |  | 1 | 1895
P107 | 2014 | RS2081484A | P | 2014-10-30 | PENTAIR | 11018 | 100 | 1 | 1895 |  | 1 | 1895 |  | 1 | 1895
P107 | 2015 | RS2107441A | P | 2015-10-09 | PENTAIR | 11018 | 100 | 1 | 1895 |  | 1 | 1895 |  | 1 | 1895
P107 | 2015 | RS2094981A | P | 2015-03-03 | PENTAIR | 11018 | 100 | 1 | 1895 |  | 1 | 1895 |  | 1 | 1895
P107 | 2014 | RS2073934A | P | 2014-08-27 | PENTAIR | 11018 | 100 | 1 | 1895 |  | 1 | 1895 |  | 1 | 1895
P107 | 2014 | RS2082684A | P | 2014-11-11 | PENTAIR | 11018 | 100 | 1 | 1895 |  | 1 | 1895 |  | 1 | 1895
P107 | 2014 | RS2086538A | P | 2014-12-17 | PENTAIR | 11018 | 100 | 1 | 1895 |  | 1 | 1895 |  | 1 | 1895
P107 | 2015 | RS2099566A | P | 2015-04-29 | PENTAIR | 11018 | 100 | 1 | 1895 |  | 1 | 1895 |  | 1 | 1895
P107 | 2015 | RS2105436A | P | 2015-07-08 | PENTAIR | 11018 | 100 | 1 | 1895 |  | 1 | 1895 |  | 1 | 1895
P107 | 2014 | RS2057233A | P | 2014-03-28 | PENTAIR | 11017 | 100 | 1 | 1895 |  | 1 | 1895 |  | 1 | 1895
P107 | 2015 | RS6062314A | P | 2015-06-18 | STA-RITE | P6E6VS4H-209L | 100 | 1 | 1895 |  | 1 | 1895 |  | 1 | 1895
P107 | 2014 | RS2070523A | P | 2014-07-31 | ZODIAC | VS-FHP 2.0 | 100 | 1 | 1895 |  | 1 | 1895 |  | 1 | 1895
P107 | 2014 | RS2075845A | P | 2014-09-11 | ZODIAC | JEP2.0 | 100 | 1 | 1895 |  | 1 | 1895 |  | 1 | 1895
P107 | 2014 | RS2072958A | P | 2014-08-20 | ZODIAC | VS-FHP 2.0 | 100 | 1 | 1895 |  | 1 | 1895 |  | 1 | 1895
P107 | 2014 | RS2074675A | P | 2014-09-03 | ZODIAC | VS-FHP 2.0 | 100 | 1 | 1895 |  | 1 | 1895 |  | 1 | 1895
P107 | 2015 | RS2106491A | P | 2015-07-22 | ZODIAC | VS-FHP 2.0 | 100 | 1 | 1895 |  | 1 | 1895 |  | 1 | 1895
P107 | 2015 | RS2098209A | P | 2015-04-10 | ZODIAC | VS-FHP 2.0 | 100 | 1 | 1895 |  | 1 | 1895 |  | 1 | 1895
P107 | 2014 | RS2053501A | P | 2014-02-21 | ZODIAC/JANDY | VS-FHP2.0 | 100 | 1 | 1895 |  | 1 | 1895 |  | 1 | 1895
P107 | 2015 | RS2104007A | P | 2015-06-24 | PENTAIR | 11018 | 100 | 1 | 1895.36 |  | 1 | 1895.36 |  | 1 | 1895.36
P107 | 2015 | RS2102730A | P | 2015-06-09 | PENTAIR | 11018 | 100 | 1 | 1896 |  | 1 | 1896 |  | 1 | 1896
P107 | 2015 | RS2097948A | P | 2015-04-10 | PENTAIR | 11018 | 100 | 1 | 1897 |  | 1 | 1897 |  | 1 | 1897
P107 | 2015 | RS2104296A | P | 2015-07-14 | PENTAIR | 11018 | 300 | 3 | 1897 |  | 3 | 1897 |  | 3 | 1897
P107 | 2015 | RS2095221A | P | 2015-03-04 | PENTAIR | 11018 | 100 | 1 | 1897 |  | 1 | 1897 |  | 1 | 1897
P107 | 2015 | RS2103312A | P | 2015-06-26 | PENTAIR | 11018 | 100 | 1 | 1898 |  | 1 | 1898 |  | 1 | 1898
P107 | 2015 | RS2112564A | P | 2015-09-25 | ZODIAC | JEP1.5 | 100 | 1 | 1898 |  | 1 | 1898 |  | 1 | 1898
P107 | 2015 | RS2097435A | P | 2015-03-31 | HAYWARD | SP3400VSP | 100 | 1 | 1899 |  | 1 | 1899 |  | 1 | 1899
P107 | 2014 | RS2082229A | P | 2014-11-06 | PENTAIR | 11018 | 100 | 1 | 1899 |  | 1 | 1899 |  | 1 | 1899
P107 | 2015 | RS6065311A | P | 2015-07-27 | PENTAIR | 11018 | 100 | 1 | 1899 |  | 1 | 1899 |  | 1 | 1899
P107 | 2014 | RS2048610A | P | 2014-01-15 | PENTAIR | 11018 | 100 | 1 | 1899.9 |  | 1 | 1899.9 |  | 1 | 1899.9
P107 | 2015 | RS2092873A | P | 2015-02-05 | HAYWARD | SP3400VSP | 100 | 1 | 1900 |  | 1 | 1900 |  | 1 | 1900
P107 | 2014 | RS2072679A | P | 2014-08-21 | PENTAIR | 11018 | 100 | 1 | 1900 |  | 1 | 1900 |  | 1 | 1900
P107 | 2014 | RS6017670A | P | 2014-01-29 | PENTAIR | 11018 | 100 | 1 | 1900 |  | 1 | 1900 |  | 1 | 1900
P107 | 2014 | RS2062819A | P | 2014-05-30 | PENTAIR | 11018 | 100 | 1 | 1900 |  | 1 | 1900 |  | 1 | 1900
P107 | 2014 | RS2063352A | P | 2014-05-30 | PENTAIR | 11018 | 100 | 1 | 1900 |  | 1 | 1900 |  | 1 | 1900
P107 | 2015 | RS2116418A | P | 2015-12-08 | PENTAIR | 11018 | 100 | 1 | 1900 |  | 1 | 1900 |  | 1 | 1900
P107 | 2014 | RS6038377A | P | 2014-09-25 | PENTAIR | 11018 | 100 | 1 | 1900 |  | 1 | 1900 |  | 1 | 1900
P107 | 2015 | RS6070886A | P | 2015-11-06 | PENTAIR | 11018 | 100 | 1 | 1900 |  | 1 | 1900 |  | 1 | 1900
P107 | 2015 | RS2118855A | P | 2015-12-10 | PENTAIR | 11018 | 100 | 1 | 1900 |  | 1 | 1900 |  | 1 | 1900
P107 | 2015 | RS6071017A | P | 2015-10-22 | PENTAIR | 11018 | 100 | 1 | 1900 |  | 1 | 1900 |  | 1 | 1900
P107 | 2014 | RS2061153A | P | 2014-05-09 | PENTAIR | 11018 | 100 | 1 | 1900 |  | 1 | 1900 |  | 1 | 1900
P107 | 2015 | RS2101074A | P | 2015-05-21 | PENTAIR | 11018 | 100 | 1 | 1900 |  | 1 | 1900 |  | 1 | 1900
P107 | 2015 | RS2114466A | P | 2015-10-20 | PENTAIR | 11018 | 100 | 1 | 1900 |  | 1 | 1900 |  | 1 | 1900
P107 | 2015 | RS2094984A | P | 2015-03-23 | PENTAIR | 11018 | 100 | 1 | 1900 |  | 1 | 1900 |  | 1 | 1900
P107 | 2014 | RS2076094A | P | 2014-09-12 | PENTAIR | 11018 | 100 | 1 | 1900 |  | 1 | 1900 |  | 1 | 1900
P107 | 2015 | RS2119588A | P | 2015-12-22 | PENTAIR | 11018 | 100 | 1 | 1900 |  | 1 | 1900 |  | 1 | 1900
P107 | 2015 | RS2101935A | P | 2015-05-28 | PENTAIR | 11018 | 100 | 1 | 1900 |  | 1 | 1900 |  | 1 | 1900
P107 | 2015 | RS2114358A | P | 2015-10-19 | PENTAIR | 11018 | 100 | 1 | 1900 |  | 1 | 1900 |  | 1 | 1900
P107 | 2015 | RS2107894A | P | 2015-08-04 | PENTAIR | 11018 | 100 | 1 | 1900 |  | 1 | 1900 |  | 1 | 1900
P107 | 2014 | RS2049322A | P | 2014-01-17 | PENTAIR | 11018 | 100 | 1 | 1900 |  | 1 | 1900 |  | 1 | 1900
P107 | 2015 | RS6062873A | P | 2015-06-26 | PENTAIR | 11018 | 100 | 1 | 1900 |  | 1 | 1900 |  | 1 | 1900
P107 | 2014 | RS2063279A | P | 2014-05-30 | PENTAIR | 11018 | 100 | 1 | 1900 |  | 1 | 1900 |  | 1 | 1900
P107 | 2015 | RS2099142A | P | 2015-07-01 | PENTAIR | 11018 | 100 | 1 | 1900 |  | 1 | 1900 |  | 1 | 1900
P107 | 2015 | RS2109588A | P | 2015-08-21 | PENTAIR | 11018 | 100 | 1 | 1900 |  | 1 | 1900 |  | 1 | 1900
P107 | 2014 | RS2064086A | P | 2014-06-06 | PENTAIR | 11018 | 100 | 1 | 1900 |  | 1 | 1900 |  | 1 | 1900
P107 | 2015 | RS2120364A | P | 2015-12-22 | PENTAIR | 11018 | 100 | 1 | 1900 |  | 1 | 1900 |  | 1 | 1900
P107 | 2015 | RS2109782A | P | 2015-08-25 | PENTAIR | 11018 | 100 | 1 | 1900 |  | 1 | 1900 |  | 1 | 1900
P107 | 2015 | RS2092774A | P | 2015-03-16 | PENTAIR | 11018 | 100 | 1 | 1900 |  | 1 | 1900 |  | 1 | 1900
P107 | 2015 | RS2112569A | P | 2015-09-28 | PENTAIR | 11018 | 100 | 1 | 1900 |  | 1 | 1900 |  | 1 | 1900
P107 | 2015 | RS2116812A | P | 2015-11-13 | PENTAIR | 11018 | 100 | 1 | 1900 |  | 1 | 1900 |  | 1 | 1900
P107 | 2015 | RS2111320A | P | 2015-10-01 | PENTAIR | 11018 | 100 | 1 | 1900 |  | 1 | 1900 |  | 1 | 1900
P107 | 2014 | RS2075935A | P | 2014-09-11 | PENTAIR | 11018 | 100 | 1 | 1900 |  | 1 | 1900 |  | 1 | 1900
P107 | 2014 | RS2075931A | P | 2014-09-11 | PENTAIR | 11018 | 100 | 1 | 1900 |  | 1 | 1900 |  | 1 | 1900
P107 | 2014 | RS6018672A | P | 2014-01-23 | PENTAIR | 11018 | 100 | 1 | 1900 |  | 1 | 1900 |  | 1 | 1900
P107 | 2015 | RS2118641A | P | 2015-12-08 | PENTAIR | 11018 | 100 | 1 | 1900 |  | 1 | 1900 |  | 1 | 1900
P107 | 2014 | RS2083413A | P | 2014-11-13 | PENTAIR | 11018 | 100 | 1 | 1900 |  | 1 | 1900 |  | 1 | 1900
P107 | 2015 | RS2114718A | P | 2015-10-22 | PENTAIR | 11018 | 100 | 1 | 1900 |  | 1 | 1900 |  | 1 | 1900
P107 | 2014 | RS2068609A | P | 2014-07-29 | PENTAIR | 342000 | 100 | 1 | 1900 |  | 1 | 1900 |  | 1 | 1900
P107 | 2014 | RS2053721A | P | 2014-02-24 | PENTAIR | 11018 | 100 | 1 | 1900 |  | 1 | 1900 |  | 1 | 1900
P107 | 2014 | RS2053776A | P | 2014-02-24 | PENTAIR | 11018 | 100 | 1 | 1900 |  | 1 | 1900 |  | 1 | 1900
P107 | 2015 | RS2120365A | P | 2015-12-22 | PENTAIR | 11018 | 100 | 1 | 1900 |  | 1 | 1900 |  | 1 | 1900
P107 | 2014 | RS2078631A | P | 2014-10-21 | PENTAIR | 11018 | 100 | 1 | 1900 |  | 1 | 1900 |  | 1 | 1900
P107 | 2014 | RS2067905A | P | 2014-07-09 | PENTAIR | 11018 | 100 | 1 | 1900 |  | 1 | 1900 |  | 1 | 1900
P107 | 2014 | RS2076271A | P | 2014-09-12 | PENTAIR | 11018 | 100 | 1 | 1900 |  | 1 | 1900 |  | 1 | 1900
P107 | 2014 | RS2062844A | P | 2014-05-30 | PENTAIR | 11018 | 100 | 1 | 1900 |  | 1 | 1900 |  | 1 | 1900
P107 | 2015 | RS2114986A | P | 2015-10-26 | STA-RITE | P6E6VS4H-209L | 100 | 1 | 1900 |  | 1 | 1900 |  | 1 | 1900
P107 | 2015 | RS6071556A | P | 2015-11-06 | STA-RITE | P6E6VS4H-209L | 100 | 1 | 1900 |  | 1 | 1900 |  | 1 | 1900
P107 | 2015 | RS2112560A | P | 2015-09-25 | STA-RITE | P6E6VS4H-209L | 100 | 1 | 1900 |  | 1 | 1900 |  | 1 | 1900
P107 | 2014 | RS2052717A | P | 2014-02-14 | STA-RITE | P6E6VS4H-209L | 100 | 1 | 1900 |  | 1 | 1900 |  | 1 | 1900
P107 | 2015 | RS2116570A | P | 2015-11-10 | STA-RITE | P6E6VS4H-209L | 100 | 1 | 1900 |  | 1 | 1900 |  | 1 | 1900
P107 | 2014 | RS2076949A | P | 2014-09-18 | STA-RITE | P6E6VS4H-209L | 100 | 1 | 1900 |  | 1 | 1900 |  | 1 | 1900
P107 | 2015 | RS2109783A | P | 2015-08-25 | STA-RITE | P6E6VS4H-209L | 100 | 1 | 1900 |  | 1 | 1900 |  | 1 | 1900
P107 | 2015 | RS2113546A | P | 2015-10-07 | STA-RITE | P6E6VS4H-209L | 100 | 1 | 1900 |  | 1 | 1900 |  | 1 | 1900
P107 | 2015 | RS2103600A | P | 2015-06-17 | ZODIAC | VS-FHP1.0 | 100 | 1 | 1900 |  | 1 | 1900 |  | 1 | 1900
P107 | 2014 | RS2057813A | P | 2014-04-08 | ZODIAC | VS-FHP 2.0 | 100 | 1 | 1900 |  | 1 | 1900 |  | 1 | 1900
P107 | 2014 | RS2053647A | P | 2014-02-21 | ZODIAC/JANDY | VS-FHP2.0 | 100 | 1 | 1900 |  | 1 | 1900 |  | 1 | 1900
P107 | 2015 | RS2109879A | P | 2015-08-25 | PENTAIR | 11018 | 100 | 1 | 1901 |  | 1 | 1901 |  | 1 | 1901
P107 | 2014 | RS2069525A | P | 2014-07-29 | STA-RITE | P6E6VS4H-209L | 100 | 1 | 1901 |  | 1 | 1901 |  | 1 | 1901
P107 | 2015 | RS6061490A | P | 2015-06-09 | PENTAIR | 11018 | 100 | 1 | 1906.78 |  | 1 | 1906.78 |  | 1 | 1906.78
P107 | 2015 | RS2096609A | P | 2015-03-20 | PENTAIR | 11018 | 100 | 1 | 1910 |  | 1 | 1910 |  | 1 | 1910
P107 | 2015 | RS2107433A | P | 2015-07-29 | STA-RITE | P6E6VS4H-209L | 100 | 1 | 1914 |  | 1 | 1914 |  | 1 | 1914
P107 | 2014 | RS2051861A | P | 2014-02-06 | PENTAIR | 11018 | 100 | 1 | 1920 |  | 1 | 1920 |  | 1 | 1920
P107 | 2014 | RS2059720A | P | 2014-04-25 | PENTAIR | 11018 | 100 | 1 | 1920 |  | 1 | 1920 |  | 1 | 1920
P107 | 2015 | RS2103044A | P | 2015-06-12 | PENTAIR | 11018 | 100 | 1 | 1925 |  | 1 | 1925 |  | 1 | 1925
P107 | 2014 | RS2081769A | P | 2014-11-03 | PENTAIR | 11018 | 100 | 1 | 1927.8 |  | 1 | 1927.8 |  | 1 | 1927.8
P107 | 2014 | RS2047344A | P | 2014-01-13 | PENTAIR | 11018 | 100 | 1 | 1929 |  | 1 | 1929 |  | 1 | 1929
P107 | 2015 | RS2106801A | P | 2015-07-22 | PENTAIR | 11018 | 100 | 1 | 1930 |  | 1 | 1930 |  | 1 | 1930
P107 | 2014 | RS2072950A | P | 2014-08-21 | STA-RITE | P6E6VS4H-209L | 100 | 1 | 1931.03 |  | 1 | 1931.03 |  | 1 | 1931.03
P107 | 2015 | RS2092545A | P | 2015-02-04 | PENTAIR | 11018 | 100 | 1 | 1935 |  | 1 | 1935 |  | 1 | 1935
P107 | 2014 | RS2049652A | P | 2014-01-21 | ZODIAC/JANDY | JEP2.0 | 100 | 1 | 1935 |  | 1 | 1935 |  | 1 | 1935
P107 | 2015 | RS2109702A | P | 2015-08-24 | PENTAIR | 11018 | 100 | 1 | 1937 |  | 1 | 1937 |  | 1 | 1937
P107 | 2015 | RS2114366A | P | 2015-10-19 | ZODIAC | JEP2.0 | 100 | 1 | 1938 |  | 1 | 1938 |  | 1 | 1938
P107 | 2015 | RS6064942A | P | 2015-09-21 | PENTAIR | 11018 | 100 | 1 | 1938.17 |  | 1 | 1938.17 |  | 1 | 1938.17
P107 | 2015 | RS2097959A | P | 2015-04-10 | PENTAIR | 11018 | 100 | 1 | 1939 |  | 1 | 1939 |  | 1 | 1939
P107 | 2015 | RS2117974A | P | 2015-11-25 | HAYWARD | SP3400VSP | 100 | 1 | 1940 |  | 1 | 1940 |  | 1 | 1940
P107 | 2015 | RS2115731A | P | 2015-11-06 | PENTAIR | 11018 | 100 | 1 | 1940 |  | 1 | 1940 |  | 1 | 1940
P107 | 2014 | RS6026324A | P | 2014-06-18 | PENTAIR | 11018 | 100 | 1 | 1941.16 |  | 1 | 1941.16 |  | 1 | 1941.16
P107 | 2015 | RS2116589A | P | 2015-11-10 | PENTAIR | 11018 | 100 | 1 | 1941.46 |  | 1 | 1941.46 |  | 1 | 1941.46
P107 | 2014 | RS2082639A | P | 2014-11-11 | PENTAIR | 11018 | 100 | 1 | 1945 |  | 1 | 1945 |  | 1 | 1945
P107 | 2014 | RS2060946A | P | 2014-05-08 | PENTAIR | 11018 | 100 | 1 | 1945 |  | 1 | 1945 |  | 1 | 1945
P107 | 2015 | RS2096269A | P | 2015-03-17 | PENTAIR | 11018 | 100 | 1 | 1949 |  | 1 | 1949 |  | 1 | 1949
P107 | 2015 | RS2098605A | P | 2015-04-15 | PENTAIR | 11018 | 100 | 1 | 1949 |  | 1 | 1949 |  | 1 | 1949
P107 | 2015 | RS2098602A | P | 2015-04-15 | PENTAIR | 11018 | 100 | 1 | 1949 |  | 1 | 1949 |  | 1 | 1949
P107 | 2014 | RS2082715A | P | 2014-11-12 | PENTAIR | 11018 | 100 | 1 | 1949 |  | 1 | 1949 |  | 1 | 1949
P107 | 2014 | RS2083873A | P | 2014-11-19 | PENTAIR | 11018 | 100 | 1 | 1949 |  | 1 | 1949 |  | 1 | 1949
P107 | 2015 | RS2094441A | P | 2015-02-20 | PENTAIR | 11018 | 100 | 1 | 1949 |  | 1 | 1949 |  | 1 | 1949
P107 | 2015 | RS2103313A | P | 2015-06-16 | PENTAIR | 11018 | 100 | 1 | 1949 |  | 1 | 1949 |  | 1 | 1949
P107 | 2015 | RS2115729A | P | 2015-11-06 | PENTAIR | 11018 | 100 | 1 | 1949 |  | 1 | 1949 |  | 1 | 1949
P107 | 2014 | RS6044061A | P | 2014-12-15 | PENTAIR | 11017 | 100 | 1 | 1950 |  | 1 | 1950 |  | 1 | 1950
P107 | 2015 | RS2093270A | P | 2015-02-24 | PENTAIR | 11018 | 100 | 1 | 1950 |  | 1 | 1950 |  | 1 | 1950
P107 | 2015 | RS6055978B | P | 2015-03-30 | PENTAIR | 11018 | 100 | 1 | 1950 |  | 1 | 1950 |  | 1 | 1950
P107 | 2014 | RS6037940A | P | 2014-09-22 | STA-RITE | P6E6VS4H-209L | 100 | 1 | 1950 |  | 1 | 1950 |  | 1 | 1950
P107 | 2014 | RS6037034A | P | 2014-09-15 | STA-RITE | P6E6VS4H-209L | 100 | 1 | 1950 |  | 1 | 1950 |  | 1 | 1950
P107 | 2015 | RS2105568A | P | 2015-07-09 | STA-RITE | P6E6VS4H-209L | 100 | 1 | 1950 |  | 1 | 1950 |  | 1 | 1950
P107 | 2015 | RS2098340A | P | 2015-04-13 | ZODIAC | VS-FHP 2.0 | 100 | 1 | 1950 |  | 1 | 1950 |  | 1 | 1950
P107 | 2014 | RS2080749A | P | 2014-10-22 | ZODIAC | VS-FHP 2.0 | 100 | 1 | 1950 |  | 1 | 1950 |  | 1 | 1950
P107 | 2014 | RS2077315A | P | 2014-09-22 | ZODIAC | VS-FHP 2.0 | 100 | 1 | 1950 |  | 1 | 1950 |  | 1 | 1950
P107 | 2015 | RS2095948A | P | 2015-03-17 | ZODIAC | VS-FHP 2.0 | 100 | 1 | 1950 |  | 1 | 1950 |  | 1 | 1950
P107 | 2014 | RS2050403A | P | 2014-01-24 | ZODIAC/JANDY | JEP1.5 | 100 | 1 | 1950 |  | 1 | 1950 |  | 1 | 1950
P107 | 2014 | RS2078421A | P | 2014-10-31 | HAYWARD | SP3400VSPVR | 100 | 1 | 1952.95 |  | 1 | 1952.95 |  | 1 | 1952.95
P107 | 2015 | RS2095050A | P | 2015-03-04 | PENTAIR | 11018 | 100 | 1 | 1953 |  | 1 | 1953 |  | 1 | 1953
P107 | 2015 | RS2102189A | P | 2015-06-04 | PENTAIR | 11018 | 100 | 1 | 1953 |  | 1 | 1953 |  | 1 | 1953
P107 | 2015 | RS2106087A | P | 2015-07-16 | PENTAIR | 11018 | 100 | 1 | 1958 |  | 1 | 1958 |  | 1 | 1958
P107 | 2015 | RS2099149A | P | 2015-04-23 | PENTAIR | 11018 | 100 | 1 | 1959 |  | 1 | 1959 |  | 1 | 1959
P107 | 2015 | RS2103152A | P | 2015-06-17 | PENTAIR | 11018 | 100 | 1 | 1959 |  | 1 | 1959 |  | 1 | 1959
P107 | 2014 | RS2084451A | P | 2014-11-25 | PENTAIR | 11018 | 100 | 1 | 1959 |  | 1 | 1959 |  | 1 | 1959
P107 | 2015 | RS2103326A | P | 2015-06-16 | PENTAIR | 11018 | 100 | 1 | 1959 |  | 1 | 1959 |  | 1 | 1959
P107 | 2015 | RS2116573A | P | 2015-11-10 | PENTAIR | 11018 | 100 | 1 | 1959 |  | 1 | 1959 |  | 1 | 1959
P107 | 2015 | RS2109300A | P | 2015-08-18 | PENTAIR | 11018 | 100 | 1 | 1959 |  | 1 | 1959 |  | 1 | 1959
P107 | 2015 | RS2095222A | P | 2015-03-04 | PENTAIR | 11018 | 100 | 1 | 1959 |  | 1 | 1959 |  | 1 | 1959
P107 | 2015 | RS2095027A | P | 2015-03-03 | PENTAIR | 11018 | 100 | 1 | 1959 |  | 1 | 1959 |  | 1 | 1959
P107 | 2015 | RS2115695A | P | 2015-11-06 | PENTAIR | 11018 | 100 | 1 | 1959 |  | 1 | 1959 |  | 1 | 1959
P107 | 2015 | RS2118375A | P | 2015-12-02 | PENTAIR | 11018 | 100 | 1 | 1959 |  | 1 | 1959 |  | 1 | 1959
P107 | 2014 | RS2088731A | P | 2015-01-02 | PENTAIR | 11018 | 100 | 1 | 1959 |  | 1 | 1959 |  | 1 | 1959
P107 | 2015 | RS2120355A | P | 2015-12-22 | PENTAIR | 11018 | 100 | 1 | 1959 |  | 1 | 1959 |  | 1 | 1959
P107 | 2015 | RS2103316A | P | 2015-06-16 | PENTAIR | 11018 | 100 | 1 | 1959 |  | 1 | 1959 |  | 1 | 1959
P107 | 2015 | RS2116501A | P | 2015-11-10 | PENTAIR | 11018 | 100 | 1 | 1959 |  | 1 | 1959 |  | 1 | 1959
P107 | 2015 | RS2116999A | P | 2015-11-20 | PENTAIR | 11018 | 100 | 1 | 1959 |  | 1 | 1959 |  | 1 | 1959
P107 | 2015 | RS2109302A | P | 2015-08-18 | PENTAIR | 11018 | 100 | 1 | 1959 |  | 1 | 1959 |  | 1 | 1959
P107 | 2015 | RS2104217A | P | 2015-06-25 | PENTAIR | 11018 | 100 | 1 | 1959 |  | 1 | 1959 |  | 1 | 1959
P107 | 2015 | RS2116998A | P | 2015-11-16 | PENTAIR | 11018 | 100 | 1 | 1959 |  | 1 | 1959 |  | 1 | 1959
P107 | 2015 | RS2116574A | P | 2015-11-13 | PENTAIR | 11018 | 100 | 1 | 1959 |  | 1 | 1959 |  | 1 | 1959
P107 | 2015 | RS2109301A | P | 2015-08-18 | PENTAIR | 11018 | 100 | 1 | 1959 |  | 1 | 1959 |  | 1 | 1959
P107 | 2015 | RS2116596A | P | 2015-11-25 | PENTAIR | 11018 | 100 | 1 | 1959 |  | 1 | 1959 |  | 1 | 1959
P107 | 2015 | RS2114710A | P | 2015-10-22 | PENTAIR | 11018 | 100 | 1 | 1959 |  | 1 | 1959 |  | 1 | 1959
P107 | 2015 | RS2095218A | P | 2015-03-04 | PENTAIR | 11018 | 100 | 1 | 1959 |  | 1 | 1959 |  | 1 | 1959
P107 | 2015 | RS2109262A | P | 2015-08-18 | PENTAIR | 11018 | 100 | 1 | 1959 |  | 1 | 1959 |  | 1 | 1959
P107 | 2015 | RS2094037A | P | 2015-02-18 | PENTAIR | 11018 | 100 | 1 | 1959 |  | 1 | 1959 |  | 1 | 1959
P107 | 2015 | RS2116580A | P | 2015-11-10 | PENTAIR | 11018 | 100 | 1 | 1959 |  | 1 | 1959 |  | 1 | 1959
P107 | 2015 | RS2113367A | P | 2015-10-05 | PENTAIR | 11018 | 100 | 1 | 1959 |  | 1 | 1959 |  | 1 | 1959
P107 | 2014 | RS2081394A | P | 2014-10-29 | STA-RITE | P6E6VS4H-209L | 100 | 1 | 1959 |  | 1 | 1959 |  | 1 | 1959
P107 | 2014 | RS2063122A | P | 2014-05-30 | PENTAIR | 11012 | 100 | 1 | 1961 |  | 1 | 1961 |  | 1 | 1961
P107 | 2014 | RS2072669A | P | 2014-08-25 | PENTAIR | 11018 | 100 | 1 | 1961.06 |  | 1 | 1961.06 |  | 1 | 1961.06
P107 | 2015 | RS2117788A | P | 2015-11-24 | PENTAIR | 11018 | 100 | 1 | 1964.27 |  | 1 | 1964.27 |  | 1 | 1964.27
P107 | 2014 | RS6018372A | P | 2014-01-21 | ZODIAC/JANDY | VS-FHP2.0 | 100 | 1 | 1966.34 |  | 1 | 1966.34 |  | 1 | 1966.34
P107 | 2015 | RS6067703A | P | 2015-08-27 | PENTAIR | 11018 | 100 | 1 | 1969.7 |  | 1 | 1969.7 |  | 1 | 1969.7
P107 | 2014 | RS2075830A | P | 2014-09-11 | PENTAIR | 11018 | 100 | 1 | 1970 |  | 1 | 1970 |  | 1 | 1970
P107 | 2015 | RS6067190A | P | 2015-08-19 | STA-RITE | P6E6VS4H-209L | 100 | 1 | 1970 |  | 1 | 1970 |  | 1 | 1970
P107 | 2015 | RS2110569A | P | 2015-09-10 | WATERWAY PLASTICS INC. | ECONO-VSA | 100 | 1 | 1973 |  | 1 | 1973 |  | 1 | 1973
P107 | 2015 | RS6067462A | P | 2015-08-24 | HAYWARD | SP3400VSP | 100 | 1 | 1975 |  | 1 | 1975 |  | 1 | 1975
P107 | 2014 | RS2058654A | P | 2014-04-15 | HAYWARD | SP3400VSP | 100 | 1 | 1975 |  | 1 | 1975 |  | 1 | 1975
P107 | 2014 | RS6042159A | P | 2014-11-06 | PENTAIR | 11018 | 100 | 1 | 1979 |  | 1 | 1979 |  | 1 | 1979
P107 | 2015 | RS2091519A | P | 2015-01-21 | ZODIAC | VS-FHP 2.0 | 100 | 1 | 1983 |  | 1 | 1983 |  | 1 | 1983
P107 | 2015 | RS2091614A | P | 2015-01-22 | PENTAIR | 11018 | 100 | 1 | 1984.37 |  | 1 | 1984.37 |  | 1 | 1984.37
P107 | 2014 | RS2082211A | P | 2014-11-06 | PENTAIR | 11018 | 100 | 1 | 1985 |  | 1 | 1985 |  | 1 | 1985
P107 | 2015 | RS2095216A | P | 2015-03-04 | ZODIAC | VS-FHP 2.0 | 100 | 1 | 1985 |  | 1 | 1985 |  | 1 | 1985
P107 | 2015 | RS2095981A | P | 2015-03-16 | ZODIAC | VS-FHP 2.0 | 100 | 1 | 1985 |  | 1 | 1985 |  | 1 | 1985
P107 | 2014 | RS2048478A | P | 2014-01-15 | ZODIAC/JANDY | VS-FHP2.0 | 100 | 1 | 1986 |  | 1 | 1986 |  | 1 | 1986
P107 | 2015 | RS2113014A | P | 2015-09-30 | PENTAIR | 11018 | 100 | 1 | 1987 |  | 1 | 1987 |  | 1 | 1987
P107 | 2015 | RS2114458A | P | 2015-10-20 | ZODIAC | VSPHP270JEP | 100 | 1 | 1987 |  | 1 | 1987 |  | 1 | 1987
P107 | 2014 | RS2059494A | P | 2014-05-08 | PENTAIR | 11018 | 100 | 1 | 1990.67 |  | 1 | 1990.67 |  | 1 | 1990.67
P107 | 2014 | RS2047245A | P | 2014-01-16 | PENTAIR | 11018 | 100 | 1 | 1995 |  | 1 | 1995 |  | 1 | 1995
P107 | 2014 | RS2057632A | P | 2014-04-01 | PENTAIR | 11018 | 100 | 1 | 1995 |  | 1 | 1995 |  | 1 | 1995
P107 | 2014 | RS2047182A | P | 2014-01-10 | PENTAIR | 11018 | 100 | 1 | 1995 |  | 1 | 1995 |  | 1 | 1995
P107 | 2014 | RS2042102A | P | 2014-08-14 | STA-RITE | P6E6VS4H-209L | 100 | 1 | 1995 |  | 1 | 1995 |  | 1 | 1995
P107 | 2015 | RS6052808A | P | 2015-02-06 | PENTAIR | 11018 | 100 | 1 | 1999.99 |  | 1 | 1999.99 |  | 1 | 1999.99
P107 | 2014 | RS2069935A | P | 2014-07-29 | STA-RITE | P6E6VS4H-209L | 100 | 1 | 1999.99 |  | 1 | 1999.99 |  | 1 | 1999.99
P107 | 2014 | RS2066014A | P | 2014-06-25 | STA-RITE | P6E6VS4H-209L | 100 | 1 | 1999.99 |  | 1 | 1999.99 |  | 1 | 1999.99
P107 | 2014 | RS2062263A | P | 2014-05-22 | STA-RITE | P6E6VS4H-209L | 100 | 1 | 1999.99 |  | 1 | 1999.99 |  | 1 | 1999.99
P107 | 2015 | RS2120023A | P | 2015-12-17 | PENTAIR | 11018 | 100 | 1 | 2000
P107 | 2015 | RS2118850A | P | 2015-12-10 | PENTAIR | 11018 | 100 | 1 | 2000
P107 | 2015 | RS2096422A | P | 2015-03-18 | PENTAIR | 342000 | 100 | 1 | 2000
P107 | 2015 | RS2106392A | P | 2015-07-22 | PENTAIR | 342001 | 100 | 1 | 2000
P107 | 2014 | RS2055653A | P | 2014-03-12 | PENTAIR | 11018 | 100 | 1 | 2000
P107 | 2015 | RS2116834A | P | 2015-11-13 | PENTAIR | 11018 | 100 | 1 | 2000
P107 | 2015 | RS2114948A | P | 2015-10-26 | PENTAIR | 11018 | 100 | 1 | 2000
P107 | 2014 | RS6026387A | P | 2014-05-29 | PENTAIR | 11018 | 100 | 1 | 2000
P107 | 2015 | RS6064905A | P | 2015-07-20 | PENTAIR | 11018 | 100 | 1 | 2000
P107 | 2014 | RS2067622A | P | 2014-07-08 | PENTAIR | 11018 | 100 | 1 | 2000
P107 | 2015 | RS2118559A | P | 2015-12-03 | PENTAIR | 11018 | 100 | 1 | 2000
P107 | 2014 | RS2087578A | P | 2014-12-26 | PENTAIR | 11018 | 100 | 1 | 2000
P107 | 2014 | RS2047242A | P | 2014-01-14 | PENTAIR | 11018 | 100 | 1 | 2000
P107 | 2015 | RS2118848A | P | 2015-12-10 | PENTAIR | 11018 | 100 | 1 | 2000
P107 | 2014 | RS2063801A | P | 2014-06-04 | PENTAIR | 11018 | 100 | 1 | 2000
P107 | 2015 | RS6066360A | P | 2015-08-10 | STA-RITE | P6E6VS4H-209L | 100 | 1 | 2000
P107 | 2015 | RS2111713A | P | 2015-09-22 | STA-RITE | INP-VS / 023005 | 100 | 1 | 2000
P107 | 2015 | RS2116218A | P | 2015-11-05 | ZODIAC | JEP1.5 | 100 | 1 | 2000
P107 | 2014 | RS2049492A | P | 2014-01-21 | PENTAIR | 11018 | 100 | 1 | 2009
P107 | 2014 | RS2061596A | P | 2014-05-13 | PENTAIR | 11018 | 100 | 1 | 2012.86
P107 | 2014 | RS2081404A | P | 2014-10-29 | PENTAIR | 11018 | 100 | 1 | 2015
P107 | 2015 | RS2106132A | P | 2015-07-16 | PENTAIR | 11018 | 100 | 1 | 2017.27
P107 | 2014 | RS2088513A | P | 2014-12-30 | PENTAIR | 11018 | 100 | 1 | 2024
P107 | 2014 | RS2080856A | P | 2014-10-23 | ZODIAC | VS-FHP1.0 | 100 | 1 | 2024
P107 | 2015 | RS2100305A | P | 2015-06-01 | PENTAIR | 11018 | 100 | 1 | 2025
P107 | 2014 | RS2063884A | P | 2014-06-19 | STA-RITE | P6E6VS4H-209L | 100 | 1 | 2030
P107 | 2014 | RS2066539A | P | 2014-08-01 | PENTAIR | 11018 | 100 | 1 | 2031
P107 | 2014 | RS2074553A | P | 2014-09-15 | PENTAIR | 11018 | 100 | 1 | 2035
P107 | 2015 | RS2106788A | P | 2015-07-22 | HAYWARD | SP3400VSP | 100 | 1 | 2036
P107 | 2015 | RS2119577A | P | 2015-12-22 | PENTAIR | 11018 | 100 | 1 | 2040
P107 | 2015 | RS2114611A | P | 2015-10-22 | PENTAIR | 11018 | 100 | 1 | 2040
P107 | 2014 | RS2056344A | P | 2014-03-20 | STA-RITE | P6E6VS4H-209L | 100 | 1 | 2050
P107 | 2014 | RS2082237A | P | 2014-11-06 | STA-RITE | P6E6VS4H-209L | 100 | 1 | 2050
P107 | 2014 | RS2084614A | P | 2014-11-25 | ZODIAC | VS-FHP 2.0 | 100 | 1 | 2050
P107 | 2014 | RS2049473A | P | 2014-01-21 | PENTAIR | 11018 | 100 | 1 | 2055
P107 | 2014 | RS2058722A | P | 2014-04-25 | ZODIAC | JEP2.0 | 100 | 1 | 2056.28
P107 | 2014 | RS2072454A | P | 2014-08-14 | PENTAIR | 11018 | 100 | 1 | 2060
P107 | 2014 | RS2070466A | P | 2014-07-31 | PENTAIR | 11018 | 100 | 1 | 2067.8
P107 | 2014 | RS2061523A | P | 2014-05-13 | PENTAIR | 11018 | 100 | 1 | 2070.74
P107 | 2015 | RS2102407A | P | 2015-06-05 | STA-RITE | P6E6VS4H-209L | 100 | 1 | 2074
P107 | 2014 | RS2077640A | P | 2014-09-24 | PENTAIR | 11017 | 100 | 1 | 2079
P107 | 2015 | RS2095174A | P | 2015-03-04 | ZODIAC | JEP2.0 | 100 | 1 | 2083
P107 | 2014 | RS2048547A | P | 2014-01-15 | ZODIAC/JANDY | VS-FHP2.0 | 100 | 1 | 2083
P107 | 2014 | RS2059796A | P | 2014-04-25 | ZODIAC | VS-FHP 2.0 | 100 | 1 | 2087
P107 | 2014 | RS2076084A | P | 2014-09-12 | ZODIAC | VS-FHP1.0 | 100 | 1 | 2087
P107 | 2014 | RS2054872A | P | 2014-03-06 | ZODIAC/JANDY | VS-FHP2.0 | 100 | 1 | 2087
P107 | 2015 | RS2093578A | P | 2015-02-12 | PENTAIR | 11018 | 100 | 1 | 2089.38
P107 | 2015 | RS6029360A | P | 2015-04-06 | PENTAIR | 11018 | 100 | 1 | 2090
P107 | 2015 | RS2101804A | P | 2015-05-27 | WATERWAY PLASTICS INC. | ECONO-VSA | 100 | 1 | 2092
P107 | 2014 | RS2056828A | P | 2014-03-25 | PENTAIR | 11018 | 100 | 1 | 2097.37
P107 | 2014 | RS2052345A | P | 2014-02-11 | HAYWARD | SP3400VSP | 100 | 1 | 2100
P107 | 2014 | RS2059097A | P | 2014-04-21 | PENTAIR | 11018 | 100 | 1 | 2100
P107 | 2015 | RS2107157A | P | 2015-07-27 | PENTAIR | 11018 | 100 | 1 | 2100
P107 | 2014 | RS2082192A | P | 2014-11-06 | PENTAIR | 11018 | 100 | 1 | 2100
P107 | 2015 | RS2103837A | P | 2015-06-19 | PENTAIR | 11018 | 100 | 1 | 2100
P107 | 2014 | RS2084398A | P | 2014-11-25 | PENTAIR | 11018 | 100 | 1 | 2100
P107 | 2014 | RS2063862A | P | 2014-06-10 | PENTAIR | 11018 | 100 | 1 | 2100
P107 | 2015 | RS2103934A | P | 2015-06-23 | PENTAIR | 11018 | 100 | 1 | 2100
P107 | 2014 | RS2080369A | P | 2014-10-21 | PENTAIR | 11018 | 100 | 1 | 2100
P107 | 2014 | RS2087084A | P | 2014-12-18 | PENTAIR | 11018 | 100 | 1 | 2100
P107 | 2015 | RS6060962A | P | 2015-06-04 | PENTAIR | 11018 | 100 | 1 | 2100
P107 | 2014 | RS2082191A | P | 2014-11-06 | PENTAIR | 11018 | 100 | 1 | 2100
P107 | 2015 | RS2099350A | P | 2015-06-24 | PENTAIR | 11012 | 100 | 1 | 2100
P107 | 2014 | RS2055457A | P | 2014-03-12 | STA-RITE | P6E6VS4H-209L | 100 | 1 | 2100
P107 | 2014 | RS2068227A | P | 2014-07-14 | STA-RITE | P6E6VS4H-209L | 100 | 1 | 2100
P107 | 2014 | RS2069708A | P | 2014-07-24 | PENTAIR | 11018 | 100 | 1 | 2106.11
P107 | 2014 | RS2055668A | P | 2014-03-13 | STA-RITE | P6E6VS4H-209L | 100 | 1 | 2122
P107 | 2014 | RS2052282A | P | 2014-02-13 | PENTAIR | 11018 | 100 | 1 | 2125
P107 | 2015 | RS2107534A | P | 2015-07-30 | STA-RITE | P6E6VS4H-209L | 100 | 1 | 2125
P107 | 2015 | RS2104850A | P | 2015-07-01 | PENTAIR | 11018 | 100 | 1 | 2150
P107 | 2015 | RS2114170A | P | 2015-10-16 | STA-RITE | P6E6VS4H-209L | 100 | 1 | 2150
P107 | 2014 | RS2068622A | P | 2014-07-16 | STA-RITE | P6E6VS4H-209L | 100 | 1 | 2156
P107 | 2014 | RS6023447A | P | 2014-04-08 | STA-RITE | P6E6VS4H-209L | 100 | 1 | 2158
P107 | 2015 | RS2100497A | P | 2015-05-13 | HAYWARD | SP3400VSP | 100 | 1 | 2165
P107 | 2015 | RS2110709A | P | 2015-09-16 | PENTAIR | 11018 | 100 | 1 | 2179
P107 | 2014 | RS2065539A | P | 2014-06-23 | STA-RITE | P6E6VS4H-209L | 100 | 1 | 2188
P107 | 2014 | RS2057998A | P | 2014-04-08 | HAYWARD | SP3400VSP | 100 | 1 | 2189
P107 | 2014 | RS2083689A | P | 2014-11-19 | ZODIAC | JEP2.0 | 100 | 1 | 2196
P107 | 2015 | RS2118854A | P | 2015-12-10 | PENTAIR | 11018 | 100 | 1 | 2200
P107 | 2015 | RS2118857A | P | 2015-12-10 | PENTAIR | 11018 | 100 | 1 | 2200
P107 | 2015 | RS2107178A | P | 2015-07-27 | PENTAIR | 11018 | 100 | 1 | 2200
P107 | 2015 | RS2118780A | P | 2015-12-10 | PENTAIR | 11018 | 100 | 1 | 2200
P107 | 2015 | RS2118643A | P | 2015-12-08 | PENTAIR | 11018 | 100 | 1 | 2200
P107 | 2015 | RS2108753A | P | 2015-08-25 | PENTAIR | 11018 | 100 | 1 | 2200
P107 | 2014 | RS2057265A | P | 2014-08-25 | PENTAIR | 11018 | 100 | 1 | 2200
P107 | 2015 | RS2118856A | P | 2015-12-10 | PENTAIR | 11018 | 100 | 1 | 2200
P107 | 2015 | RS2091244A | P | 2015-01-19 | PENTAIR | 11018 | 100 | 1 | 2200
P107 | 2015 | RS2118779A | P | 2015-12-10 | PENTAIR | 11018 | 100 | 1 | 2200
P107 | 2015 | RS2106657A | P | 2015-07-22 | PENTAIR | 11018 | 100 | 1 | 2200
P107 | 2015 | RS2106282A | P | 2015-07-17 | STA-RITE | P6E6VS4H-209L | 100 | 1 | 2200
P107 | 2015 | RS6071811A | P | 2015-11-05 | STA-RITE | P6E6VS4H-209L | 100 | 1 | 2200
P107 | 2014 | RS2079051A | P | 2014-10-07 | STA-RITE | P6E6VS4H-209L | 100 | 1 | 2200
P107 | 2015 | RS2098607A | P | 2015-04-15 | STA-RITE | P6E6VS4H-209L | 100 | 1 | 2200
P107 | 2015 | RS2111158A | P | 2015-09-11 | STA-RITE | P6E6VS4H-209L | 100 | 1 | 2204.2
P107 | 2014 | RS6017420B | P | 2014-01-27 | HAYWARD | SP3400VSP | 100 | 1 | 2208
P107 | 2015 | RS6067345A | P | 2015-08-21 | PENTAIR | 11018 | 100 | 1 | 2210
P107 | 2015 | RS2106277A | P | 2015-07-17 | STA-RITE | P6E6VS4H-209L | 100 | 1 | 2214
P107 | 2014 | RS2076219A | P | 2014-09-12 | PENTAIR | 11018 | 100 | 1 | 2215
P107 | 2015 | RS2106919A | P | 2015-07-24 | ZODIAC | VSPHP270 | 100 | 1 | 2216
P107 | 2015 | RS2114367A | P | 2015-10-19 | HAYWARD | SP3200VSP | 100 | 1 | 2220
P107 | 2015 | RS2101288A | P | 2015-05-26 | PENTAIR | 342000 | 100 | 1 | 2227
P107 | 2015 | RS2106777A | P | 2015-07-22 | PENTAIR | 11018 | 100 | 1 | 2238
P107 | 2014 | RS2050971A | P | 2014-03-06 | PENTAIR | 11018 | 100 | 1 | 2250
P107 | 2014 | RS2068908A | P | 2014-07-21 | PENTAIR | 11018 | 100 | 1 | 2250
P107 | 2014 | RS6030542A | P | 2014-07-23 | ZODIAC | JEP1.5 | 100 | 1 | 2257.03
P107 | 2014 | RS2054841A | P | 2014-03-06 | HAYWARD | SP3400VSP | 100 | 1 | 2265
P107 | 2014 | RS2068936A | P | 2014-07-21 | PENTAIR | 11018 | 100 | 1 | 2275.88
P107 | 2014 | RS6032734A | P | 2014-09-10 | PENTAIR | 11018 | 100 | 1 | 2280
P107 | 2014 | RS2068219A | P | 2014-07-14 | PENTAIR | 11018 | 100 | 1 | 2293.12
P107 | 2014 | RS2059439A | P | 2014-04-23 | PENTAIR | 342000 | 100 | 1 | 2295
P107 | 2014 | RS2064478A | P | 2014-06-10 | HAYWARD | SP3400VSP | 100 | 1 | 2300
P107 | 2015 | RS6056343A | P | 2015-03-27 | HAYWARD | SP2302VSP | 100 | 1 | 2300
P107 | 2015 | RS6065603A | P | 2015-07-29 | PENTAIR | 342000 | 100 | 1 | 2300
P107 | 2015 | RS2105520A | P | 2015-07-09 | PENTAIR | 11018 | 100 | 1 | 2300
P107 | 2014 | RS2081396A | P | 2014-10-29 | PENTAIR | 11018 | 100 | 1 | 2300
P107 | 2015 | RS2097249A | P | 2015-03-30 | PENTAIR | 11018 | 100 | 1 | 2300
P107 | 2014 | RS2072049A | P | 2014-08-13 | STA-RITE | P6E6VS4H-209L | 100 | 1 | 2300
P107 | 2015 | RS2117717A | P | 2015-11-24 | STA-RITE | P6E6VS4H-209L | 100 | 1 | 2300
P107 | 2015 | RS6056183A | P | 2015-03-27 | ZODIAC | VS-FHP1.0 | 100 | 1 | 2300
P107 | 2015 | RS2106075A | P | 2015-07-28 | STA-RITE | P6E6VS4H-209L | 100 | 1 | 2315
P107 | 2014 | RS2048542A | P | 2014-01-15 | ZODIAC/JANDY | JEP1.5 | 100 | 1 | 2316
P107 | 2014 | RS2069199A | P | 2014-07-21 | PENTAIR | 11018 | 100 | 1 | 2319.97
P107 | 2014 | RS2079772A | P | 2014-10-15 | PENTAIR | 11018 | 100 | 1 | 2320
P107 | 2014 | RS2063791A | P | 2014-06-04 | STA-RITE | P6E6VS4H-209L | 100 | 1 | 2320
P107 | 2014 | RS2084351A | P | 2014-11-24 | PENTAIR | 11018 | 100 | 1 | 2321.7
P107 | 2015 | RS2109768A | P | 2015-08-25 | PENTAIR | 11018 | 100 | 1 | 2325
P107 | 2015 | RS2114370A | P | 2015-10-20 | ZODIAC | JEP2.0 | 100 | 1 | 2334
P107 | 2015 | RS2102033A | P | 2015-06-01 | PENTAIR | 11018 | 100 | 1 | 2337
P107 | 2014 | RS2047820A | P | 2014-01-14 | PENTAIR | 11018 | 100 | 1 | 2340
P107 | 2014 | RS2055078A | P | 2014-03-25 | PENTAIR | 11018 | 100 | 1 | 2350
P107 | 2014 | RS2058217A | P | 2014-04-23 | PENTAIR | 11018 | 100 | 1 | 2350
P107 | 2015 | RS6059278A | P | 2015-06-01 | PENTAIR | 342001 | 100 | 1 | 2350.93
P107 | 2014 | RS2066182A | P | 2014-06-26 | HAYWARD | SP3400VSP | 200 | 2 | 2351.98
P107 | 2014 | RS2083513A | P | 2014-12-15 | STA-RITE | P6E6VS4H-209L | 100 | 1 | 2352
P107 | 2014 | RS2065479A | P | 2014-06-17 | STA-RITE | P6E6VS4H-209L | 100 | 1 | 2352
P107 | 2014 | RS2065478A | P | 2014-06-17 | STA-RITE | P6E6VS4H-209L | 100 | 1 | 2352
P107 | 2015 | RS2107462A | P | 2015-08-13 | PENTAIR | 11017 | 100 | 1 | 2354
P107 | 2015 | RS6063619A | P | 2015-07-07 | PENTAIR | 11018 | 100 | 1 | 2367.81
P107 | 2015 | RS2120358A | P | 2015-12-22 | STA-RITE | P6E6VS4H-209L | 100 | 1 | 2370
P107 | 2014 | RS2066178A | P | 2014-06-30 | PENTAIR | 11018 | 100 | 1 | 2371.95
P107 | 2014 | RS2069520A | P | 2014-07-23 | PENTAIR | 11018 | 100 | 1 | 2375
P107 | 2015 | RS2096498A | P | 2015-03-19 | STA-RITE | P6E6VS4H-209L | 100 | 1 | 2380
P107 | 2014 | RS2070940A | P | 2014-08-06 | PENTAIR | 11018 | 100 | 1 | 2383.27
P107 | 2014 | RS2055425A | P | 2014-03-12 | PENTAIR | 342000 | 100 | 1 | 2395
P107 | 2014 | RS2056799A | P | 2014-03-28 | PENTAIR | 11018 | 200 | 2 | 2399.98
P107 | 2015 | RS2089852A | P | 2015-01-29 | PENTAIR | 11018 | 100 | 1 | 2399.98
P107 | 2015 | RS2093319A | P | 2015-02-11 | STA-RITE | P6E6VS4H-209L | 100 | 1 | 2399.98
P107 | 2015 | RS2114781A | P | 2015-10-22 | HAYWARD | SP3400VSP | 100 | 1 | 2400
P107 | 2015 | RS2109354A | P | 2015-08-19 | HAYWARD | SP3400VSP | 100 | 1 | 2400
P107 | 2014 | RS2068909A | P | 2014-07-21 | HAYWARD | SP3400VSP | 100 | 1 | 2400
P107 | 2014 | RS2081768A | P | 2014-11-03 | PENTAIR | 11018 | 100 | 1 | 2400
P107 | 2015 | RS2118624A | P | 2015-12-29 | PENTAIR | 11018 | 200 | 2 | 2400
P107 | 2014 | RS2088639A | P | 2015-01-02 | PENTAIR | 11018 | 100 | 1 | 2400
P107 | 2015 | RS6074668A | P | 2015-12-22 | PENTAIR | 11018 | 100 | 1 | 2400
P107 | 2014 | RS2055448A | P | 2014-03-14 | PENTAIR | 11018 | 100 | 1 | 2400
P107 | 2014 | RS2047042A | P | 2014-01-16 | PENTAIR | 11018 | 100 | 1 | 2400
P107 | 2014 | RS6036777A | P | 2014-09-12 | PENTAIR | 11018 | 100 | 1 | 2400
P107 | 2015 | RS2120736A | P | 2015-12-29 | PENTAIR | INT-VS / 022005 | 100 | 1 | 2400
P107 | 2015 | RS2118778A | P | 2015-12-10 | PENTAIR | 11018 | 100 | 1 | 2400
P107 | 2015 | RS2095330A | P | 2015-03-05 | PENTAIR | 11018 | 100 | 1 | 2400
P107 | 2014 | RS2047188A | P | 2014-08-28 | PENTAIR | 11018 | 100 | 1 | 2400
P107 | 2014 | RS6030987A | P | 2014-07-17 | PENTAIR | 11018 | 100 | 1 | 2400
P107 | 2014 | RS2057437A | P | 2014-03-31 | PENTAIR | 11018 | 100 | 1 | 2400
P107 | 2014 | RS6031393A | P | 2014-07-21 | STA-RITE | P6E6VS4H-209L | 100 | 1 | 2400
P107 | 2014 | RS6040077A | P | 2014-10-14 | ZODIAC | JEP1.5 | 100 | 1 | 2400
P107 | 2014 | RS2057860A | P | 2014-04-08 | ZODIAC | JEP1.5 | 100 | 1 | 2400
P107 | 2014 | RS6033386A | P | 2014-08-12 | ZODIAC | JEP2.0 | 100 | 1 | 2400
P107 | 2015 | RS2099301A | P | 2015-04-27 | ZODIAC | JEP2.0 | 100 | 1 | 2400
P107 | 2014 | RS2057799A | P | 2014-04-03 | ZODIAC | JEP1.5 | 100 | 1 | 2400
P107 | 2014 | RS2079467A | P | 2014-10-08 | STA-RITE | P6E6VS4H-209L | 100 | 1 | 2421.94
P107 | 2014 | RS2081384A | P | 2014-10-29 | PENTAIR | 11018 | 100 | 1 | 2423.07
P107 | 2014 | RS2082720A | P | 2014-11-12 | PENTAIR | 022005 | 100 | 1 | 2425
P107 | 2015 | RS2102770A | P | 2015-06-11 | PENTAIR | 11018 | 100 | 1 | 2425
P107 | 2015 | RS6066090A | P | 2015-08-28 | ZODIAC | VS-FHP 2.0 | 100 | 1 | 2439.73
P107 | 2015 | RS2092955A | P | 2015-02-05 | ZODIAC | VS-FHP 2.0 | 100 | 1 | 2445
P107 | 2014 | RS6030129B | P | 2014-07-24 | PENTAIR | 11013 | 100 | 1 | 2446
P107 | 2015 | RS2102508A | P | 2015-06-08 | PENTAIR | 11018 | 100 | 1 | 2450
P107 | 2015 | RS2092393A | P | 2015-02-03 | PENTAIR | 11018 | 100 | 1 | 2450
P107 | 2015 | RS2120037A | P | 2015-12-18 | PENTAIR | 342000 | 100 | 1 | 2450
P107 | 2014 | RS2084434A | P | 2014-11-24 | STA-RITE | P6E6VS4H-209L | 100 | 1 | 2450
P107 | 2014 | RS2064508A | P | 2014-06-12 | PENTAIR | 11018 | 100 | 1 | 2451.99
P107 | 2015 | RS6061625A | P | 2015-07-01 | STA-RITE | P6E6VS4H-209L | 100 | 1 | 2454
P107 | 2015 | RS2103895A | P | 2015-06-19 | STA-RITE | P6E6VS4H-209L | 100 | 1 | 2455
P107 | 2014 | RS6043503A | P | 2014-11-19 | HAYWARD | SP3200VSPND | 100 | 1 | 2462
P107 | 2014 | RS2085705A | P | 2014-12-08 | PENTAIR | 11018 | 100 | 1 | 2468
P107 | 2015 | RS2103822A | P | 2015-07-01 | PENTAIR | 11018 | 100 | 1 | 2470
P107 | 2015 | RS2106804A | P | 2015-07-22 | PENTAIR | 11018 | 100 | 1 | 2475
P107 | 2014 | RS6034404A | P | 2014-08-20 | PENTAIR | 11018 | 100 | 1 | 2483.84
P107 | 2014 | RS2075825A | P | 2014-10-22 | HAYWARD | SP2300VSP | 100 | 1 | 2485.45
P107 | 2014 | RS2065238A | P | 2014-06-27 | PENTAIR | 11018 | 100 | 1 | 2490
P107 | 2014 | RS6045971B | P | 2015-01-15 | PENTAIR | 11018 | 100 | 1 | 2490
P107 | 2015 | RS2110990A | P | 2015-09-09 | PENTAIR | 11018 | 100 | 1 | 2490
P107 | 2014 | RS2053166A | P | 2014-02-19 | PENTAIR | 11012 | 100 | 1 | 2495
P107 | 2015 | RS6066268A | P | 2015-08-10 | PENTAIR | 11018 | 100 | 1 | 2495
P107 | 2015 | RS6056794A | P | 2015-10-16 | HAYWARD | SP3400VSP | 100 | 1 | 2500
P107 | 2015 | RS2099003A | P | 2015-04-22 | PENTAIR | 11018 | 100 | 1 | 2500
P107 | 2014 | RS6033806A | P | 2014-08-19 | PENTAIR | 11017 | 100 | 1 | 2500
P107 | 2014 | RS2068836A | P | 2014-07-17 | PENTAIR | 11018 | 100 | 1 | 2500
P107 | 2014 | RS2053402A | P | 2014-02-20 | PENTAIR | 11018 | 100 | 1 | 2500
P107 | 2015 | RS2093891A | P | 2015-02-17 | PENTAIR | 11018 | 100 | 1 | 2500
P107 | 2014 | RS2052144A | P | 2014-02-10 | PENTAIR | 11018 | 100 | 1 | 2500
P107 | 2015 | RS2118665A | P | 2015-12-08 | PENTAIR | 11018 | 100 | 1 | 2500
P107 | 2015 | RS6056135A | P | 2015-03-25 | PENTAIR | 11018 | 100 | 1 | 2500
P107 | 2015 | RS6063529A | P | 2015-07-07 | PENTAIR | 11018 | 100 | 1 | 2500
P107 | 2015 | RS2094797A | P | 2015-02-26 | PENTAIR | 11018 | 100 | 1 | 2500
P107 | 2015 | RS2104453A | P | 2015-06-26 | PENTAIR | 11012 | 100 | 1 | 2500
P107 | 2015 | RS6064137A | P | 2015-07-09 | PENTAIR | 11018 | 100 | 1 | 2500
P107 | 2014 | RS6048975A | P | 2015-01-05 | PENTAIR | 11013 | 100 | 1 | 2500
P107 | 2014 | RS2056232A | P | 2014-03-24 | PENTAIR | 11018 | 100 | 1 | 2500
P107 | 2015 | RS2103056A | P | 2015-06-12 | STA-RITE | P6E6VS4H-209L | 100 | 1 | 2500
P107 | 2014 | RS2082887A | P | 2014-11-12 | ZODIAC | VS-FHP 2.0 | 100 | 1 | 2500
P107 | 2014 | RS2089112A | P | 2015-01-08 | ZODIAC | JEP2.0 | 100 | 1 | 2500
P107 | 2015 | RS2117264A | P | 2015-11-18 | ZODIAC | VSPHP270AUT | 100 | 1 | 2500
P107 | 2015 | RS2117274A | P | 2015-11-18 | ZODIAC | VSPHP270AUT | 100 | 1 | 2500
P107 | 2015 | RS2099718A | P | 2015-05-01 | ZODIAC | JEP2.0 | 100 | 1 | 2500
P107 | 2015 | RS6053606A | P | 2015-02-18 | ZODIAC | JEP1.5 | 100 | 1 | 2500
P107 | 2014 | RS2078994A | P | 2014-10-07 | PENTAIR | 11018 | 100 | 1 | 2514
P107 | 2015 | RS2110719A | P | 2015-10-16 | ZODIAC | JEP2.0 | 100 | 1 | 2517.5
P107 | 2015 | RS2115236A | P | 2015-10-28 | PENTAIR | 11018 | 100 | 1 | 2527.48
P107 | 2014 | RS2085438A | P | 2014-12-08 | ZODIAC | JEP1.5 | 100 | 1 | 2532.33
P107 | 2014 | RS2048619A | P | 2014-01-15 | PENTAIR | 11018 | 100 | 1 | 2534.45
P107 | 2015 | RS2103931A | P | 2015-06-23 | ZODIAC | VS-FHP1.0 | 100 | 1 | 2537
P107 | 2014 | RS2062997A | P | 2014-05-30 | PENTAIR | 11018 | 100 | 1 | 2540
P107 | 2015 | RS6063187A | P | 2015-07-01 | PENTAIR | 11018 | 100 | 1 | 2540
P107 | 2014 | RS2077776A | P | 2014-09-29 | PENTAIR | 11018 | 100 | 1 | 2549
P107 | 2014 | RS6025781A | P | 2014-07-11 | PENTAIR | 11018 | 100 | 1 | 2550
P107 | 2014 | RS2053725A | P | 2014-02-24 | PENTAIR | 11018 | 100 | 1 | 2550
P107 | 2014 | RS2084392A | P | 2014-11-25 | PENTAIR | 11018 | 100 | 1 | 2550
P107 | 2015 | RS2103807A | P | 2015-06-19 | ZODIAC | JEP1.5 | 100 | 1 | 2550
P107 | 2014 | RS2074516A | P | 2014-08-29 | ZODIAC | JEP1.5 | 100 | 1 | 2550
P107 | 2015 | RS6058484A | P | 2015-04-30 | PENTAIR | 11018 | 100 | 1 | 2554
P107 | 2015 | RS2099763A | P | 2015-05-04 | PENTAIR | 11018 | 100 | 1 | 2566.29
P107 | 2014 | RS2081407A | P | 2014-10-29 | PENTAIR | 11018 | 100 | 1 | 2575
P107 | 2015 | RS2103818A | P | 2015-06-19 | ZODIAC | JEP2.0 | 100 | 1 | 2575
P107 | 2015 | RS2093288A | P | 2015-02-27 | PENTAIR | 11018 | 100 | 1 | 2600
P107 | 2015 | RS2092879A | P | 2015-02-05 | PENTAIR | 342000 | 100 | 1 | 2600
P107 | 2014 | RS2056343A | P | 2014-03-24 | PENTAIR | 11018 | 100 | 1 | 2600
P107 | 2015 | RS2108456A | P | 2015-08-11 | PENTAIR | 11018 | 100 | 1 | 2600
P107 | 2015 | RS2111976A | P | 2015-09-23 | PENTAIR | 11018 | 100 | 1 | 2600
P107 | 2015 | RS2118944A | P | 2015-12-10 | PENTAIR | 11018 | 100 | 1 | 2600
P107 | 2015 | RS2099377A | P | 2015-04-28 | STA-RITE | P6E6VS4H-209L | 100 | 1 | 2608
P107 | 2014 | RS2057463A | P | 2014-04-28 | PENTAIR | 11018 | 100 | 1 | 2616.91
P107 | 2015 | RS2120719A | P | 2015-12-29 | PENTAIR | 11018 | 100 | 1 | 2632.92
P107 | 2014 | RS2074748A | P | 2014-09-03 | PENTAIR | 11018 | 100 | 1 | 2638
P107 | 2015 | RS2102173A | P | 2015-06-04 | HAYWARD | SP3400VSP | 100 | 1 | 2650
P107 | 2015 | RS2110608A | P | 2015-09-03 | PENTAIR | 11018 | 100 | 1 | 2650
P107 | 2015 | RS2094371A | P | 2015-02-23 | PENTAIR | 11018 | 100 | 1 | 2650
P107 | 2015 | RS6063327A | P | 2015-07-01 | PENTAIR | 11018 | 100 | 1 | 2650
P107 | 2014 | RS2047183A | P | 2014-01-10 | PENTAIR | 11018 | 100 | 1 | 2650
P107 | 2015 | RS2111288A | P | 2015-09-14 | ZODIAC | VS-FHP 2.0 | 100 | 1 | 2665.15
P107 | 2014 | RS2071627A | P | 2014-08-11 | PENTAIR | 11018 | 100 | 1 | 2698.35
P107 | 2014 | RS2080702A | P | 2014-10-23 | PENTAIR | 11018 | 100 | 1 | 2700
P107 | 2014 | RS2082195A | P | 2014-11-06 | PENTAIR | 11018 | 100 | 1 | 2700
P107 | 2014 | RS2082188A | P | 2014-11-06 | STA-RITE | P6E6VS4H-209L | 100 | 1 | 2700
P107 | 2015 | RS2105859A | P | 2015-07-13 | ZODIAC | JEP2.0 | 100 | 1 | 2710
P107 | 2014 | RS2074249A | P | 2014-08-28 | PENTAIR | 11018 | 100 | 1 | 2720.44
P107 | 2014 | RS2051397A | P | 2014-02-03 | PENTAIR | 11018 | 100 | 1 | 2725
P107 | 2014 | RS2074782A | P | 2014-10-07 | PENTAIR | 11018 | 100 | 1 | 2729.08
P107 | 2015 | RS2094835A | P | 2015-02-27 | PENTAIR | 11018 | 100 | 1 | 2732
P107 | 2015 | RS2104111A | P | 2015-07-10 | STA-RITE | P6E6VS4H-209L | 200 | 2 | 2734.66
P107 | 2014 | RS2082185A | P | 2014-11-05 | PENTAIR | 11018 | 100 | 1 | 2740
P107 | 2015 | RS2120354A | P | 2015-12-22 | PENTAIR | 11018 | 100 | 1 | 2740
P107 | 2014 | RS2074461A | P | 2014-08-29 | ZODIAC | JEP1.5 | 100 | 1 | 2740
P107 | 2014 | RS2083401A | P | 2014-11-13 | PENTAIR | 11018 | 100 | 1 | 2750
P107 | 2015 | RS2111671A | P | 2015-09-21 | PENTAIR | 11018 | 100 | 1 | 2750
P107 | 2015 | RS2120044A | P | 2015-12-18 | PENTAIR | 11018 | 100 | 1 | 2750
P107 | 2015 | RS2098772A | P | 2015-04-16 | ZODIAC | JEP2.0 | 100 | 1 | 2750
P107 | 2014 | RS2084828A | P | 2014-12-02 | HAYWARD | SP3400VSPVR | 100 | 1 | 2751
P107 | 2014 | RS2086136A | P | 2015-01-30 | PENTAIR | 11018 | 100 | 1 | 2759.57
P107 | 2014 | RS2051037A | P | 2014-01-31 | PENTAIR | 11018 | 100 | 1 | 2770
P107 | 2015 | RS2111723A | P | 2015-09-22 | PENTAIR | 11018 | 100 | 1 | 2774
P107 | 2015 | RS6072725A | P | 2015-11-20 | PENTAIR | 11018 | 100 | 1 | 2774.05
P107 | 2014 | RS2067133A | P | 2014-07-07 | PENTAIR | 11018 | 100 | 1 | 2775
P107 | 2015 | RS2103137A | P | 2015-06-12 | HAYWARD | SP3400VSP | 100 | 1 | 2800
P107 | 2014 | RS2084306A | P | 2014-11-25 | PENTAIR | 11018 | 100 | 1 | 2800
P107 | 2014 | RS2082173A | P | 2014-11-05 | PENTAIR | 11018 | 100 | 1 | 2800
P107 | 2014 | RS2085734A | P | 2014-12-08 | PENTAIR | 11018 | 100 | 1 | 2800
P107 | 2015 | RS2099521A | P | 2015-05-11 | PENTAIR | 11018 | 200 | 2 | 2800
P107 | 2015 | RS6062880A | P | 2015-06-30 | PENTAIR | 11018 | 100 | 1 | 2800
P107 | 2014 | RS2059072A | P | 2014-05-09 | PENTAIR | 11018 | 100 | 1 | 2800
P107 | 2014 | RS2057055A | P | 2014-04-23 | ZODIAC | JEP2.0 | 100 | 1 | 2800
P107 | 2014 | RS2074836A | P | 2014-09-04 | PENTAIR | 11018 | 100 | 1 | 2804.6
P107 | 2015 | RS2096203A | P | 2015-04-01 | PENTAIR | 11018 | 100 | 1 | 2807
P107 | 2014 | RS2065742A | P | 2014-06-30 | PENTAIR | 11018 | 100 | 1 | 2809
P107 | 2014 | RS2052160A | P | 2014-02-10 | PENTAIR | 11018 | 100 | 1 | 2812.55
P107 | 2015 | RS2096592A | P | 2015-03-20 | PENTAIR | 11018 | 100 | 1 | 2820
P107 | 2015 | RS2093434A | P | 2015-04-02 | ZODIAC | JEP1.5 | 100 | 1 | 2825.28
P107 | 2014 | RS2055637A | P | 2014-03-12 | ZODIAC/JANDY | VS-FHP2.0 | 100 | 1 | 2835
P107 | 2015 | RS2104608A | P | 2015-07-01 | PENTAIR | 11018 | 100 | 1 | 2839
P107 | 2014 | RS2075014A | P | 2014-09-05 | PENTAIR | 11018 | 100 | 1 | 2844.97
P107 | 2014 | RS2057848A | P | 2014-04-08 | ZODIAC | JEP2.0 | 100 | 1 | 2850
P107 | 2014 | RS2085434A | P | 2014-12-05 | STA-RITE | P6E6VS4H-209L | 100 | 1 | 2852
P107 | 2014 | RS2064951A | P | 2014-06-17 | HAYWARD | SP3400VSP | 100 | 1 | 2876
P107 | 2014 | RS2088700A | P | 2015-01-02 | ZODIAC | VS-FHP 2.0 | 100 | 1 | 2887
P107 | 2015 | RS2095976A | P | 2015-03-16 | PENTAIR | 11018 | 100 | 1 | 2890
P107 | 2015 | RS2099492A | P | 2015-04-30 | ZODIAC | JEP1.5 | 100 | 1 | 2894
P107 | 2014 | RS2076726A | P | 2014-09-18 | PENTAIR | 11018 | 100 | 1 | 2899
P107 | 2014 | RS2048484A | P | 2014-01-15 | PENTAIR | 11018 | 100 | 1 | 2900
P107 | 2015 | RS6064059A | P | 2015-07-10 | PENTAIR | 11018 | 100 | 1 | 2900
P107 | 2015 | RS2092652A | P | 2015-02-04 | PENTAIR | 11018 | 100 | 1 | 2901
P107 | 2015 | RS2114489A | P | 2015-10-20 | PENTAIR | 11018 | 100 | 1 | 2906.61
P107 | 2014 | RS2056632A | P | 2014-03-24 | STA-RITE | P6E6VS4H-209L | 100 | 1 | 2926
P107 | 2014 | RS2075853A | P | 2014-09-11 | HAYWARD | SP3400VSP | 100 | 1 | 2950
P107 | 2014 | RS6037041A | P | 2014-09-29 | PENTAIR | 11018 | 100 | 1 | 2950
P107 | 2015 | RS2107221A | P | 2015-07-28 | PENTAIR | 11018 | 100 | 1 | 2950
P107 | 2014 | RS2059285A | P | 2014-05-01 | STA-RITE | P6E6VS4H-209L | 100 | 1 | 2950
P107 | 2015 | RS2117917A | P | 2015-11-25 | ZODIAC | JEP2.0 | 100 | 1 | 2950
P107 | 2014 | RS2076575A | P | 2014-09-24 | ZODIAC | JEP1.5 | 100 | 1 | 2950
P107 | 2014 | RS2060237A | P | 2014-05-14 | ZODIAC | JEP1.5 | 100 | 1 | 2950
P107 | 2014 | RS2057225A | P | 2014-04-21 | PENTAIR | 11018 | 100 | 1 | 2965
P107 | 2015 | RS2118863A | P | 2015-12-10 | ZODIAC | JEP2.0 | 100 | 1 | 2970
P107 | 2014 | RS2084538A | P | 2014-11-25 | ZODIAC | JEP2.0 | 100 | 1 | 2970
P107 | 2014 | RS2049449A | P | 2014-01-21 | ZODIAC/JANDY | JEP1.5 | 100 | 1 | 2975
P107 | 2014 | RS2063028A | P | 2014-05-30 | PENTAIR | 11018 | 100 | 1 | 2981
P107 | 2014 | RS2066566A | P | 2014-07-10 | STA-RITE | P6E6VS4H-209L | 100 | 1 | 2994
P107 | 2015 | RS2096553A | P | 2015-03-19 | PENTAIR | 11017 | 100 | 1 | 2995
P107 | 2015 | RS2118955A | P | 2015-12-10 | PENTAIR | 11018 | 100 | 1 | 3000
P107 | 2014 | RS2046818A | P | 2014-01-16 | ZODIAC/JANDY | VS-FHP2.0 | 100 | 1 | 3000
P107 | 2015 | RS2093433A | P | 2015-02-17 | PENTAIR | 11018 | 100 | 1 | 3025
P107 | 2014 | RS2082764A | P | 2014-11-11 | PENTAIR | 11018 | 100 | 1 | 3025
P107 | 2015 | RS2093277A | P | 2015-02-11 | ZODIAC | VS-FHP 2.0 | 100 | 1 | 3030.22
P107 | 2015 | RS2118260A | P | 2015-12-01 | PENTAIR | 11018 | 100 | 1 | 3033
P107 | 2015 | RS2097032A | P | 2015-03-25 | PENTAIR | 11018 | 100 | 1 | 3042
P107 | 2014 | RS6026726A | P | 2014-05-30 | PENTAIR | 11018 | 100 | 1 | 3100
P107 | 2015 | RS6067134A | P | 2015-08-18 | PENTAIR | 11018 | 100 | 1 | 3100
P107 | 2015 | RS2105095A | P | 2015-07-08 | PENTAIR | 11018 | 100 | 1 | 3100
P107 | 2014 | RS6027336A | P | 2014-06-02 | PENTAIR | 11018 | 100 | 1 | 3100
P107 | 2015 | RS2114733A | P | 2015-10-22 | PENTAIR | 11018 | 100 | 1 | 3100
P107 | 2014 | RS2050968A | P | 2014-01-30 | HAYWARD | SP3400VSP | 100 | 1 | 3125
P107 | 2014 | RS2050968B | P | 2014-03-28 | HAYWARD | SP3400VSP | 100 | 1 | 3125
P107 | 2015 | RS2105373A | P | 2015-07-09 | PENTAIR | 11018 | 100 | 1 | 3125
P107 | 2014 | RS2079797A | P | 2014-10-15 | ZODIAC | JEP2.0 | 100 | 1 | 3135
P107 | 2014 | RS2079766A | P | 2014-10-15 | PENTAIR | 11018 | 100 | 1 | 3139
P107 | 2015 | RS2092453A | P | 2015-02-04 | PENTAIR | 11018 | 100 | 1 | 3150
P107 | 2015 | RS6064093A | P | 2015-07-10 | PENTAIR | 11018 | 100 | 1 | 3156
P107 | 2015 | RS2103239A | P | 2015-07-07 | HAYWARD | SP3400VSP | 100 | 1 | 3200
P107 | 2014 | RS2060300A | P | 2014-04-30 | HAYWARD | SP3400VSP | 100 | 1 | 3200
P107 | 2015 | RS2108302A | P | 2015-08-11 | PENTAIR | 342001 | 100 | 1 | 3200
P107 | 2015 | RS6068206A | P | 2015-09-04 | PENTAIR | 11018 | 100 | 1 | 3200
P107 | 2015 | RS2115507A | P | 2015-11-19 | STA-RITE | 343000 | 100 | 1 | 3200
P107 | 2015 | RS2111982A | P | 2015-09-23 | STA-RITE | P6E6VS4H-209L | 100 | 1 | 3200
P107 | 2014 | RS2059654A | P | 2014-05-14 | ZODIAC | JEP2.0 | 100 | 1 | 3200
P107 | 2014 | RS6044156A | P | 2014-11-25 | PENTAIR | 11018 | 100 | 1 | 3209.18
P107 | 2014 | RS2065477A | P | 2014-06-17 | STA-RITE | P6E6VS4H-209L | 100 | 1 | 3222
P107 | 2015 | RS2102039A | P | 2015-06-01 | PENTAIR | 11018 | 100 | 1 | 3224
P107 | 2014 | RS2076638A | P | 2014-09-17 | HAYWARD | SP3400VSP | 100 | 1 | 3225
P107 | 2015 | RS6057301A | P | 2015-04-10 | PENTAIR | 11018 | 100 | 1 | 3228
P107 | 2015 | RS2117975A | P | 2015-11-25 | STA-RITE | P6E6VS4H-209L | 100 | 1 | 3242
P107 | 2015 | RS2097040A | P | 2015-03-25 | PENTAIR | 11018 | 100 | 1 | 3250
P107 | 2015 | RS6062151A | P | 2015-06-17 | STA-RITE | P6E6VS4H-209L | 100 | 1 | 3250
P107 | 2015 | RS2104621A | P | 2015-07-17 | PENTAIR | 11018 | 100 | 1 | 3263
P107 | 2014 | RS2047151A | P | 2014-01-13 | PENTAIR | 11018 | 100 | 1 | 3281
P107 | 2014 | RS6022597A | P | 2014-03-25 | HAYWARD | SP2300VSP | 100 | 1 | 3284.56
P107 | 2015 | RS2115980A | P | 2015-11-03 | STA-RITE | P6E6Y4H-209L | 100 | 1 | 3290
P107 | 2015 | RS2097741A | P | 2015-04-07 | PENTAIR | 11018 | 100 | 1 | 3296.42
P107 | 2015 | RS6063679A | P | 2015-07-08 | STA-RITE | P6E6VS4H-209L | 100 | 1 | 3298
P107 | 2014 | RS2055672A | P | 2014-03-13 | HAYWARD | SP3400VSP | 100 | 1 | 3300
P107 | 2015 | RS2108488A | P | 2015-08-12 | PENTAIR | 11018 | 100 | 1 | 3300
P107 | 2014 | RS2048543A | P | 2014-01-15 | ZODIAC/JANDY | JEP2.0 | 100 | 1 | 3315
P107 | 2015 | RS2114202A | P | 2015-10-20 | PENTAIR | 11018 | 100 | 1 | 3321
P107 | 2015 | RS2114460A | P | 2015-10-20 | HAYWARD | SP3400VSP | 100 | 1 | 3325
P107 | 2015 | RS2102038A | P | 2015-06-01 | PENTAIR | 11018 | 100 | 1 | 3334
P107 | 2015 | RS6066637A | P | 2015-08-12 | STA-RITE | P6E6VS4H-209L | 100 | 1 | 3335
P107 | 2015 | RS2115511A | P | 2015-10-29 | PENTAIR | 11018 | 100 | 1 | 3336.42
P107 | 2014 | RS2048779A | P | 2015-01-14 | ZODIAC | JEP1.5 | 100 | 1 | 3340
P107 | 2015 | RS6104482A | P | 2015-07-14 | PENTAIR | 11018 | 100 | 1 | 3350
P107 | 2015 | RS2102051A | P | 2015-06-01 | ZODIAC | VS-FHP 2.0 | 100 | 1 | 3350
P107 | 2014 | RS6020273A | P | 2014-02-19 | PENTAIR | 11018 | 100 | 1 | 3359
P107 | 2014 | RS2077817A | P | 2014-09-25 | PENTAIR | 11018 | 100 | 1 | 3361.75
P107 | 2015 | RS2093274A | P | 2015-02-11 | ZODIAC | VS-FHP1.0 | 100 | 1 | 3380
P107 | 2015 | RS2111680A | P | 2015-09-21 | PENTAIR | 11018 | 100 | 1 | 3385
P107 | 2014 | RS2068225A | P | 2014-07-14 | PENTAIR | 11018 | 100 | 1 | 3392.67
P107 | 2014 | RS2058219A | P | 2014-04-09 | HAYWARD | SP3400VSP | 100 | 1 | 3395
P107 | 2015 | RS2108883A | P | 2015-08-14 | PENTAIR | 11018 | 100 | 1 | 3400
P107 | 2015 | RS2111046A | P | 2015-09-09 | HAYWARD | SP3400VSP | 100 | 1 | 3405
P107 | 2015 | RS2096596A | P | 2015-03-20 | PENTAIR | 11018 | 100 | 1 | 3420
P107 | 2015 | RS2099141A | P | 2015-05-07 | PENTAIR | 11018 | 100 | 1 | 3424
P107 | 2014 | RS6024591A | P | 2014-05-16 | ZODIAC | JEP2.0 | 100 | 1 | 3425
P107 | 2015 | RS2106910A | P | 2015-07-24 | PENTAIR | 11018 | 100 | 1 | 3426.61
P107 | 2015 | RS2107226A | P | 2015-07-29 | PENTAIR | 11018 | 100 | 1 | 3443
P107 | 2014 | RS2046817A | P | 2014-01-10 | PENTAIR | 11018 | 100 | 1 | 3445
P107 | 2014 | RS2055873A | P | 2014-03-14 | PENTAIR | 11018 | 100 | 1 | 3445
P107 | 2015 | RS2102034A | P | 2015-06-01 | PENTAIR | 11018 | 100 | 1 | 3450
P107 | 2015 | RS6052322A | P | 2015-02-24 | PENTAIR | 11018 | 100 | 1 | 3450
P107 | 2014 | RS2048604A | P | 2014-02-03 | ZODIAC/JANDY | JEP2.0 | 100 | 1 | 3455
P107 | 2014 | RS2080382A | P | 2014-10-21 | ZODIAC | JEP2.0 | 100 | 1 | 3460
P107 | 2014 | RS6022374A | P | 2014-03-24 | WATERWAY PLASTICS INC. | ECONO-VSA | 100 | 1 | 3460.19
P107 | 2014 | RS2053320A | P | 2014-02-20 | PENTAIR | 11018 | 100 | 1 | 3495
P107 | 2014 | RS2082172A | P | 2014-11-05 | PENTAIR | 11018 | 100 | 1 | 3500
P107 | 2014 | RS2053400A | P | 2014-02-20 | PENTAIR | 11018 | 100 | 1 | 3500
P107 | 2014 | RS2046813A | P | 2014-01-10 | PENTAIR | 11018 | 100 | 1 | 3500
P107 | 2014 | RS2052697A | P | 2014-02-28 | PENTAIR | 11018 | 100 | 1 | 3500
P107 | 2014 | RS2047185A | P | 2014-01-10 | PENTAIR | 11018 | 100 | 1 | 3500
P107 | 2015 | RS2110720A | P | 2015-09-04 | PENTAIR | 11018 | 100 | 1 | 3500
P107 | 2015 | RS2112975A | P | 2015-10-21 | PENTAIR | 11018 | 100 | 1 | 3500
P107 | 2014 | RS2062631A | P | 2014-05-30 | PENTAIR | 11018 | 100 | 1 | 3507
P107 | 2014 | RS2081956A | P | 2014-11-04 | PENTAIR | 11018 | 100 | 1 | 3523
P107 | 2015 | RS2116739A | P | 2015-11-13 | ZODIAC | JEP1.5 | 100 | 1 | 3544.69
P107 | 2015 | RS2102035A | P | 2015-06-01 | PENTAIR | 11018 | 100 | 1 | 3564
P107 | 2015 | RS2113668A | P | 2015-11-06 | STA-RITE | P6E6VS4H-209L | 100 | 1 | 3570
P107 | 2014 | RS2078978A | P | 2014-10-03 | STA-RITE | P6E6VS4H-209L | 100 | 1 | 3575.6
P107 | 2015 | RS6056641A | P | 2015-04-02 | PENTAIR | 11018 | 100 | 1 | 3600
P107 | 2015 | RS2118811A | P | 2015-12-10 | PENTAIR | 11018 | 100 | 1 | 3600
P107 | 2014 | RS2086824A | P | 2014-12-17 | ZODIAC | JEP2.0 | 100 | 1 | 3607.27
P107 | 2015 | RS2111879A | P | 2015-09-23 | PENTAIR | 11018 | 100 | 1 | 3620
P107 | 2014 | RS2059219A | P | 2014-05-01 | PENTAIR | 11018 | 100 | 1 | 3625
P107 | 2015 | RS6053722A | P | 2015-02-18 | PENTAIR | 11018 | 100 | 1 | 3629.82
P107 | 2014 | RS2054185A | P | 2014-03-03 | ZODIAC/JANDY | JEP2.0 | 100 | 1 | 3635
P107 | 2014 | RS2048585A | P | 2014-02-06 | STA-RITE | P6E6VS4H-209L | 100 | 1 | 3645
P107 | 2014 | RS2071977A | P | 2014-08-14 | ZODIAC | JEP2.0 | 100 | 1 | 3646.98
P107 | 2014 | RS2067392A | P | 2014-07-07 | PENTAIR | 11018 | 100 | 1 | 3650
P107 | 2015 | RS2108307A | P | 2015-08-11 | STA-RITE | P6E6VS4H-209L | 100 | 1 | 3650
P107 | 2015 | RS2099152A | P | 2015-04-23 | ZODIAC | JEP1.5 | 100 | 1 | 3677
P107 | 2014 | RS2047149A | P | 2014-01-13 | PENTAIR | 11018 | 100 | 1 | 3679
P107 | 2015 | RS6051267A | P | 2015-01-21 | PENTAIR | 11018 | 100 | 1 | 3682.82
P107 | 2014 | RS2083336A | P | 2014-11-13 | PENTAIR | 11018 | 100 | 1 | 3700
P107 | 2014 | RS2062256A | P | 2014-05-22 | PENTAIR | 11018 | 100 | 1 | 3700
P107 | 2014 | RS2048608A | P | 2014-01-15 | ZODIAC/JANDY | JEP2.0 | 100 | 1 | 3710
P107 | 2014 | RS2078546A | P | 2014-10-31 | PENTAIR | 11018 | 100 | 1 | 3725
P107 | 2014 | RS6030473A | P | 2014-07-11 | PENTAIR | 11018 | 100 | 1 | 3730
P107 | 2015 | RS2103715A | P | 2015-06-18 | STA-RITE | P6E6VS4H-209L | 100 | 1 | 3730
P107 | 2014 | RS2056233A | P | 2014-03-19 | ZODIAC/JANDY | VS-FHP2.0 | 100 | 1 | 3763.45
P107 | 2015 | RS6053775A | P | 2015-02-19 | PENTAIR | 11018 | 100 | 1 | 3768
P107 | 2015 | RS2093577A | P | 2015-02-12 | PENTAIR | 11018 | 100 | 1 | 3792
P107 | 2015 | RS6068867A | P | 2015-09-16 | PENTAIR | 11018 | 100 | 1 | 3800
P107 | 2015 | RS2120770A | P | 2015-12-29 | PENTAIR | 11018 | 100 | 1 | 3800
P107 | 2014 | RS2055654A | P | 2014-03-14 | PENTAIR | 11018 | 100 | 1 | 3800
P107 | 2015 | RS6061877A | P | 2015-07-07 | PENTAIR | 342001 | 100 | 1 | 3815
P107 | 2014 | RS2063875A | P | 2014-06-05 | PENTAIR | 11018 | 100 | 1 | 3820
P107 | 2015 | RS2094870A | P | 2015-02-27 | PENTAIR | 11018 | 100 | 1 | 3837.94
P107 | 2014 | RS2063409A | P | 2014-06-03 | STA-RITE | P6E6VS4H-209L | 100 | 1 | 3847
P107 | 2015 | RS6066987A | P | 2015-08-17 | WATERWAY PLASTICS INC. | ECONO-VSA | 100 | 1 | 3850
P107 | 2015 | RS2104885A | P | 2015-07-01 | PENTAIR | 11018 | 100 | 1 | 3876.07
P107 | 2015 | RS6059726A | P | 2015-05-15 | PENTAIR | 11018 | 100 | 1 | 3880
P107 | 2014 | RS2074460A | P | 2014-08-29 | ZODIAC | JEP1.5 | 100 | 1 | 3890
P107 | 2014 | RS2060146A | P | 2014-04-29 | PENTAIR | 11018 | 100 | 1 | 3893.71
P107 | 2015 | RS2103234A | P | 2015-06-30 | ZODIAC | JEP2.0 | 100 | 1 | 3895
P107 | 2014 | RS6041836A | P | 2014-11-19 | HAYWARD | SP3400VSP | 300 | 3 | 3899.97
P107 | 2014 | RS6044733A | P | 2014-12-04 | ZODIAC | JEP2.0 | 100 | 1 | 3900
P107 | 2014 | RS2069556A | P | 2014-07-23 | PENTAIR | 11018 | 100 | 1 | 3910
P107 | 2015 | RS2097708A | P | 2015-04-06 | PENTAIR | 11018 | 100 | 1 | 3929
P107 | 2015 | RS2104817A | P | 2015-07-01 | PENTAIR | 11018 | 100 | 1 | 3940
P107 | 2015 | RS2118847A | P | 2015-12-10 | PENTAIR | 11018 | 100 | 1 | 3960
P107 | 2014 | RS2058291A | P | 2014-04-09 | HAYWARD | SP3400VSP | 100 | 1 | 3985
P107 | 2014 | RS2050972A | P | 2014-01-30 | PENTAIR | 11018 | 100 | 1 | 3990
P107 | 2015 | RS2110584A | P | 2015-09-03 | PENTAIR | 11018 | 100 | 1 | 4000
P107 | 2014 | RS2057270A | P | 2014-03-28 | PENTAIR | 11018 | 100 | 1 | 4000
P107 | 2014 | RS2088243A | P | 2014-12-30 | ZODIAC | JEP1.5 | 100 | 1 | 4000
P107 | 2014 | RS2057235A | P | 2014-03-28 | ZODIAC/JANDY | JEP1.5 | 100 | 1 | 4000
P107 | 2014 | RS2048601A | P | 2014-01-15 | ZODIAC/JANDY | JEP1.5 | 100 | 1 | 4065
P107 | 2014 | RS2077329A | P | 2014-09-23 | HAYWARD | SP3400VSP | 100 | 1 | 4083.75
P107 | 2015 | RS6068403A | P | 2015-09-15 | PENTAIR | 11018 | 100 | 1 | 4102
P107 | 2014 | RS2088707A | P | 2015-01-02 | ZODIAC | JEP2.0 | 100 | 1 | 4130
P107 | 2014 | RS6048393A | P | 2015-01-21 | PENTAIR | 11018 | 100 | 1 | 4150
P107 | 2015 | RS6055121B | P | 2015-04-06 | PENTAIR | 11018 | 100 | 1 | 4188.2
P107 | 2014 | RS6025648A | P | 2014-05-08 | PENTAIR | 11018 | 100 | 1 | 4200
P107 | 2014 | RS2056446A | P | 2014-03-24 | ZODIAC/JANDY | VS-FHP2.0 | 100 | 1 | 4228.45
P107 | 2014 | RS2064004A | P | 2014-06-05 | PENTAIR | 11018 | 100 | 1 | 4230
P107 | 2014 | RS2067121A | P | 2014-07-07 | PENTAIR | 11018 | 100 | 1 | 4234
P107 | 2015 | RS6063214A | P | 2015-08-21 | PENTAIR | 11018 | 100 | 1 | 4246.65
P107 | 2015 | RS2116761A | P | 2015-11-13 | PENTAIR | 11018 | 100 | 1 | 4250
P107 | 2014 | RS2082169A | P | 2014-11-05 | PENTAIR | 11018 | 100 | 1 | 4250
P107 | 2015 | RS2099258A | P | 2015-04-27 | PENTAIR | 342000 | 100 | 1 | 4255.63
P107 | 2014 | RS2048600A | P | 2014-01-21 | ZODIAC/JANDY | JEP2.0 | 100 | 1 | 4275
P107 | 2014 | RS2062558A | P | 2014-05-30 | PENTAIR | 11018 | 100 | 1 | 4287.05
P107 | 2014 | RS2058863A | P | 2014-04-16 | STA-RITE | P6E6VS4H-209L | 100 | 1 | 4300
P107 | 2015 | RS2106030A | P | 2015-07-16 | PENTAIR | 11018 | 100 | 1 | 4336
P107 | 2015 | RS2097254A | P | 2015-04-01 | PENTAIR | 11018 | 300 | 3 | 4350
P107 | 2015 | RS2107466A | P | 2015-07-29 | PENTAIR | 11018 | 100 | 1 | 4360.61
P107 | 2015 | RS2107478A | P | 2015-07-29 | PENTAIR | 11018 | 100 | 1 | 4383
P107 | 2015 | RS2096478A | P | 2015-03-19 | PENTAIR | 11018 | 100 | 1 | 4400
P107 | 2014 | RS2088308A | P | 2014-12-30 | STA-RITE | P6E6VS4H-209L | 100 | 1 | 4400
P107 | 2014 | RS6025633A | P | 2014-05-08 | STA-RITE | P6E6VS4H-209L | 100 | 1 | 4400
P107 | 2015 | RS2092081A | P | 2015-01-28 | ZODIAC | JEP2.0 | 100 | 1 | 4400
P107 | 2014 | RS2067583A | P | 2014-07-31 | STA-RITE | P6E6VS4H-209L | 100 | 1 | 4441
P107 | 2015 | RS2092117A | P | 2015-01-28 | PENTAIR | 11012 | 100 | 1 | 4444.21
P107 | 2015 | RS2104067A | P | 2015-07-13 | ZODIAC | JEP1.5 | 100 | 1 | 4480
P107 | 2014 | RS6029836A | P | 2014-07-24 | PENTAIR | 11017 | 100 | 1 | 4485
P107 | 2014 | RS2086581A | P | 2014-12-17 | ZODIAC | JEP2.0 | 100 | 1 | 4485
P107 | 2015 | RS2106749A | P | 2015-07-22 | HAYWARD | SP3400VSP | 100 | 1 | 4493
P107 | 2014 | RS2073021A | P | 2014-08-20 | PENTAIR | 11018 | 100 | 1 | 4500
P107 | 2014 | RS2046815A | P | 2014-01-24 | PENTAIR | 11018 | 100 | 1 | 4500
P107 | 2015 | RS2113921A | P | 2015-10-14 | PENTAIR | 11018 | 100 | 1 | 4500
P107 | 2015 | RS2095037A | P | 2015-03-03 | HAYWARD | SP3400VSP | 100 | 1 | 4560
P107 | 2015 | RS2114942A | P | 2015-10-26 | PENTAIR | 11018 | 100 | 1 | 4633.23
P107 | 2015 | RS2103101A | P | 2015-06-12 | HAYWARD | SP3400VSP | 100 | 1 | 4675
P107 | 2014 | RS2046816A | P | 2014-01-16 | PENTAIR | 11018 | 100 | 1 | 4690
P107 | 2015 | RS2110562A | P | 2015-09-03 | STA-RITE | P6E6VS4H-209L | 100 | 1 | 4710
P107 | 2014 | RS2063988A | P | 2014-06-05 | WATERWAY PLASTICS INC. | ECONO-VSA | 100 | 1 | 4717.76
P107 | 2014 | RS2049647A | P | 2014-02-20 | PENTAIR | 11018 | 100 | 1 | 4730
P107 | 2015 | RS2099714A | P | 2015-05-01 | PENTAIR | 11018 | 100 | 1 | 4750
P107 | 2014 | RS2070317A | P | 2014-07-30 | STA-RITE | P6E6VS4H-209L | 100 | 1 | 4750
P107 | 2014 | RS2072040A | P | 2014-08-13 | PENTAIR | 11018 | 100 | 1 | 4795
P107 | 2015 | RS2113519A | P | 2015-10-07 | PENTAIR | 11018 | 100 | 1 | 4813
P107 | 2014 | RS2047236A | P | 2014-01-13 | PENTAIR | 11018 | 100 | 1 | 4850
P107 | 2014 | RS2074034A | P | 2014-08-28 | PENTAIR | 11018 | 100 | 1 | 4868.55
P107 | 2014 | RS2081343A | P | 2014-10-29 | STA-RITE | P6E6VS4H-209L | 100 | 1 | 4900
P107 | 2015 | RS2102378A | P | 2015-06-19 | ZODIAC | JEP1.5 | 100 | 1 | 4900
P107 | 2014 | RS2055824A | P | 2014-06-26 | PENTAIR | 11018 | 100 | 1 | 4950
P107 | 2015 | RS2101142A | P | 2015-05-21 | STA-RITE | P6E6VS4H-209L | 100 | 1 | 4950
P107 | 2015 | RS2097678A | P | 2015-04-06 | STA-RITE | P6E6VS4H-209L | 100 | 1 | 4950
P107 | 2014 | RS2076105A | P | 2014-09-12 | HAYWARD | SP3400VSP | 100 | 1 | 4975
P107 | 2014 | RS2082898A | P | 2014-11-12 | PENTAIR | 11018 | 100 | 1 | 4990
P107 | 2015 | RS2108836A | P | 2015-08-14 | PENTAIR | 11018 | 100 | 1 | 4998
P107 | 2015 | RS2104197A | P | 2015-06-24 | HAYWARD | SP3400VSP | 100 | 1 | 5000
P107 | 2015 | RS2092957A | P | 2015-02-19 | PENTAIR | 11018 | 100 | 1 | 5000
P107 | 2015 | RS2103741A | P | 2015-07-07 | PENTAIR | 11018 | 100 | 1 | 5000
P107 | 2015 | RS6067022A | P | 2015-08-17 | STA-RITE | P6E6Y4H-209L | 100 | 1 | 5000
P107 | 2015 | RS2101883A | P | 2015-05-28 | PENTAIR | 11018 | 100 | 1 | 5013
P107 | 2015 | RS2099487A | P | 2015-04-30 | ZODIAC | JEP1.5 | 100 | 1 | 5035
P107 | 2015 | RS2100498A | P | 2015-05-13 | PENTAIR | 11018 | 100 | 1 | 5043
P107 | 2015 | RS2108880A | P | 2015-08-14 | PENTAIR | 11018 | 100 | 1 | 5069.96
P107 | 2014 | RS2085338A | P | 2014-12-04 | PENTAIR | 11018 | 100 | 1 | 5150
P107 | 2015 | RS2103244A | P | 2015-07-07 | WATERWAY PLASTICS INC. | ECONO-VSA | 100 | 1 | 5188.12
P107 | 2014 | RS6029521A | P | 2014-07-24 | PENTAIR | 11018 | 100 | 1 | 5190
P107 | 2015 | RS2108261A | P | 2015-08-10 | ZODIAC | VS-FHP 2.0 | 100 | 1 | 5197
P107 | 2014 | RS2073966A | P | 2014-08-27 | PENTAIR | 11018 | 100 | 1 | 5197.81
P107 | 2015 | RS2094060A | P | 2015-02-18 | PENTAIR | 11018 | 100 | 1 | 5200
P107 | 2015 | RS6066048A | P | 2015-08-07 | PENTAIR | 11018 | 100 | 1 | 5230
P107 | 2015 | RS2097126A | P | 2015-03-26 | PENTAIR | 11018 | 100 | 1 | 5300
P107 | 2014 | RS2059450A | P | 2014-04-25 | PENTAIR | 11018 | 200 | 2 | 5346
P107 | 2014 | RS2057996A | P | 2014-04-08 | PENTAIR | 11018 | 100 | 1 | 5351.2
P107 | 2014 | RS6042347A | P | 2014-11-10 | PENTAIR | 11018 | 100 | 1 | 5400
P107 | 2015 | RS2094880A | P | 2015-02-27 | PENTAIR | 11018 | 100 | 1 | 5420
P107 | 2015 | RS2091025A | P | 2015-01-16 | PENTAIR | 11018 | 100 | 1 | 5425
P107 | 2014 | RS2066863A | P | 2014-07-01 | PENTAIR | 11018 | 100 | 1 | 5468
P107 | 2014 | RS6047144A | P | 2014-12-22 | PENTAIR | 11018 | 100 | 1 | 5476.79
P107 | 2015 | RS6062965A | P | 2015-06-26 | PENTAIR | 11018 | 100 | 1 | 5550
P107 | 2014 | RS2064592A | P | 2014-06-11 | HAYWARD | SP3400VSP | 100 | 1 | 5575
P107 | 2015 | RS2095446A | P | 2015-03-06 | PENTAIR | 11018 | 100 | 1 | 5600
P107 | 2015 | RS6060139A | P | 2015-06-12 | PENTAIR | 11018 | 100 | 1 | 5695
P107 | 2015 | RS2096066A | P | 2015-03-17 | STA-RITE | P6E6VS4H-209L | 100 | 1 | 5695
P107 | 2015 | RS6063198A | P | 2015-07-01 | HAYWARD | SP3400VSP | 100 | 1 | 5735
P107 | 2015 | RS2107568A | P | 2015-07-31 | HAYWARD | SP3400VSP | 100 | 1 | 5750
P107 | 2015 | RS6072489A | P | 2015-11-17 | ZODIAC | JEP2.0 | 100 | 1 | 5760
P107 | 2014 | RS2073174A | P | 2014-08-21 | PENTAIR | 11018 | 100 | 1 | 5789
P107 | 2014 | RS6018994A | P | 2014-01-28 | PENTAIR | 11018 | 100 | 1 | 5842.99
P107 | 2015 | RS6062941A | P | 2015-06-25 | HAYWARD | SP3400VSP | 100 | 1 | 5890
P107 | 2014 | RS2062904A | P | 2014-05-30 | STA-RITE | P6E6VS4H-209L | 100 | 1 | 5900
P107 | 2015 | RS2098701A | P | 2015-04-16 | STA-RITE | P6E6VS4H-209L | 100 | 1 | 5900
P107 | 2015 | RS2092301A | P | 2015-01-30 | HAYWARD | SP3400VSP | 100 | 1 | 5914
P107 | 2015 | RS6062964A | P | 2015-07-15 | HAYWARD | SP3400VSP | 100 | 1 | 5950
P107 | 2014 | RS2077481A | P | 2014-09-24 | PENTAIR | 11018 | 100 | 1 | 5975
P107 | 2014 | RS2059227A | P | 2014-05-01 | ZODIAC | JEP2.0 | 100 | 1 | 5980
P107 | 2014 | RS2063280A | P | 2014-05-30 | PENTAIR | 11018 | 100 | 1 | 6000
P107 | 2014 | RS6023605A | P | 2014-04-24 | PENTAIR | 022005 | 100 | 1 | 6000
P107 | 2014 | RS2084453A | P | 2014-12-10 | PENTAIR | INT-VS / 022005 | 200 | 2 | 6000
P107 | 2015 | RS2115152A | P | 2015-10-26 | STA-RITE | P6E6VS4H-209L | 100 | 1 | 6000
P107 | 2015 | RS2077484A | P | 2015-02-26 | ZODIAC | VS-FHP 2.0 | 100 | 1 | 6000
P107 | 2014 | RS2085473A | P | 2014-12-05 | PENTAIR | 11018 | 100 | 1 | 6035
P107 | 2014 | RS2062290A | P | 2014-05-22 | PENTAIR | 342000 | 100 | 1 | 6060
P107 | 2014 | RS6029679A | P | 2014-07-02 | PENTAIR | 11018 | 100 | 1 | 6200
P107 | 2014 | RS6023949A | P | 2014-04-15 | PENTAIR | 11018 | 100 | 1 | 6200
P107 | 2015 | RS2096179A | P | 2015-03-16 | PENTAIR | 11018 | 100 | 1 | 6220
P107 | 2015 | RS2103158A | P | 2015-06-12 | ZODIAC | JEP1.5 | 100 | 1 | 6365
P107 | 2015 | RS2107320A | P | 2015-07-28 | PENTAIR | 11018 | 100 | 1 | 6395
P107 | 2015 | RS6071934A | P | 2015-11-09 | PENTAIR | 11018 | 100 | 1 | 6400
P107 | 2014 | RS2070934A | P | 2014-08-06 | STA-RITE | P6E6VS4H-209L | 100 | 1 | 6400
P107 | 2015 | RS2093283A | P | 2015-02-20 | ZODIAC | VS-FHP 2.0 | 100 | 1 | 6420
P107 | 2015 | RS2104884A | P | 2015-07-01 | PENTAIR | 11018 | 100 | 1 | 6500
P107 | 2015 | RS2092480A | P | 2015-02-03 | PENTAIR | 11018 | 100 | 1 | 6500
P107 | 2015 | RS2103208A | P | 2015-07-07 | ZODIAC | JEP1.5 | 100 | 1 | 6519.99
P107 | 2015 | RS2115353A | P | 2015-10-28 | STA-RITE | P6E6VS4H-209L | 100 | 1 | 6565
P107 | 2014 | RS2068644A | P | 2014-07-16 | PENTAIR | 11018 | 100 | 1 | 6675
P107 | 2014 | RS2065517A | P | 2014-06-18 | PENTAIR | 11018 | 100 | 1 | 6688
P107 | 2014 | RS2074328A | P | 2014-08-28 | PENTAIR | 11018 | 100 | 1 | 6750
P107 | 2014 | RS2061390A | P | 2014-05-12 | STA-RITE | P6E6VS4H-209L | 100 | 1 | 6750
P107 | 2015 | RS2104732A | P | 2015-07-13 | PENTAIR | 11018 | 100 | 1 | 6760
P107 | 2014 | RS2088099A | P | 2014-12-26 | HAYWARD | SP3400VSP | 100 | 1 | 6780
P107 | 2015 | RS6062113A | P | 2015-06-26 | PENTAIR | 11018 | 100 | 1 | 6782
P107 | 2014 | RS2067608A | P | 2014-07-08 | STA-RITE | P6E6VS4H-209L | 100 | 1 | 6895
P107 | 2014 | RS2050578A | P | 2014-01-27 | PENTAIR | 11013 | 100 | 1 | 6943
P107 | 2015 | RS2104820A | P | 2015-07-01 | STA-RITE | P6E6VS4H-209L | 100 | 1 | 6995
P107 | 2015 | RS2107900A | P | 2015-08-04 | PENTAIR | 11018 | 100 | 1 | 7000
P107 | 2014 | RS2064091A | P | 2014-06-06 | STA-RITE | P6E6VS4H-209L | 100 | 1 | 7000
P107 | 2015 | RS6072766A | P | 2015-12-01 | STA-RITE | P6E6VS4H-209L | 100 | 1 | 7000
P107 | 2015 | RS6063510A | P | 2015-07-02 | STA-RITE | P6E6VS4H-209L | 100 | 1 | 7000
P107 | 2014 | RS2057261A | P | 2014-03-28 | STA-RITE | P6E6VS4H-209L | 100 | 1 | 7000
P107 | 2014 | RS2067120A | P | 2014-07-07 | HAYWARD | SP3400VSP | 100 | 1 | 7156
P107 | 2014 | RS2061576A | P | 2014-05-13 | STA-RITE | P6E6VS4H-209L | 100 | 1 | 7195
P107 | 2015 | RS2115688A | P | 2015-11-06 | PENTAIR | 11018 | 100 | 1 | 7197.4
P107 | 2014 | RS2068645A | P | 2014-07-16 | PENTAIR | 11018 | 100 | 1 | 7200
P107 | 2015 | RS6060198A | P | 2015-07-02 | PENTAIR | 11018 | 100 | 1 | 7200
P107 | 2014 | RS2068835A | P | 2014-07-17 | PENTAIR | 11018 | 100 | 1 | 7205
P107 | 2015 | RS2095947A | P | 2015-03-17 | ZODIAC | VS-FHP 2.0 | 100 | 1 | 7219
P107 | 2015 | RS2112008A | P | 2015-10-15 | STA-RITE | P6E6VS4H-209L | 100 | 1 | 7250
P107 | 2014 | RS2088272A | P | 2015-01-27 | STA-RITE | P6E6VS4H-209L | 100 | 1 | 7295
P107 | 2015 | RS2102036A | P | 2015-06-01 | PENTAIR | 11018 | 100 | 1 | 7300
P107 | 2014 | RS2071505A | P | 2014-08-08 | STA-RITE | P6E6VS4H-209L | 100 | 1 | 7395
P107 | 2015 | RS2089440A | P | 2015-02-03 | PENTAIR | 11018 | 100 | 1 | 7400
P107 | 2014 | RS2077843A | P | 2014-09-30 | STA-RITE | P6E6VS4H-209L | 100 | 1 | 7435
P107 | 2014 | RS2063102A | P | 2014-05-30 | ZODIAC | JEP1.5 | 100 | 1 | 7465
P107 | 2015 | RS2105049A | P | 2015-07-07 | STA-RITE | P6E6VS4H-209L | 100 | 1 | 7495
P107 | 2015 | RS6064964A | P | 2015-07-22 | PENTAIR | 11018 | 100 | 1 | 7500
P107 | 2014 | RS2066272A | P | 2014-06-25 | STA-RITE | P6E6VS4H-209L | 100 | 1 | 7500
P107 | 2015 | RS2106273A | P | 2015-07-17 | STA-RITE | P6E6VS4H-209L | 100 | 1 | 7500
P107 | 2014 | RS2059791A | P | 2014-04-25 | PENTAIR | 11018 | 100 | 1 | 7504
P107 | 2015 | RS2104827A | P | 2015-07-01 | STA-RITE | P6E6VS4H-209L | 100 | 1 | 7515
P107 | 2015 | RS2103324A | P | 2015-06-16 | STA-RITE | P6E6VS4H-209L | 100 | 1 | 7517
P107 | 2015 | RS2116182A | P | 2015-12-08 | STA-RITE | P6E6VS4H-209L | 100 | 1 | 7576.99
P107 | 2015 | RS2098699A | P | 2015-04-16 | STA-RITE | P6E6VS4H-209L | 100 | 1 | 7650
P107 | 2014 | RS2071544A | P | 2014-08-08 | PENTAIR | 11018 | 100 | 1 | 7695
P107 | 2015 | RS6060708A | P | 2015-06-02 | PENTAIR | 11018 | 100 | 1 | 7711
P107 | 2014 | RS2057620A | P | 2014-04-01 | STA-RITE | P6E6VS4H-209L | 100 | 1 | 7719
P107 | 2015 | RS2096176A | P | 2015-03-16 | PENTAIR | 11018 | 100 | 1 | 7750
P107 | 2014 | RS2067072A | P | 2014-07-18 | STA-RITE | P6E6VS4H-209L | 100 | 1 | 7750
P107 | 2015 | RS2094364A | P | 2015-02-20 | PENTAIR | 11018 | 100 | 1 | 7758
P107 | 2015 | RS2094104A | P | 2015-02-18 | STA-RITE | P6E6VS4H-209L | 100 | 1 | 7795
P107 | 2014 | RS2073396A | P | 2014-09-10 | PENTAIR | 11018 | 100 | 1 | 7850
P107 | 2014 | RS2072050A | P | 2014-08-13 | STA-RITE | P6E6VS4H-209L | 100 | 1 | 7855
P107 | 2014 | RS2064206A | P | 2014-06-10 | PENTAIR | 11018 | 100 | 1 | 7895
P107 | 2014 | RS2078880A | P | 2014-10-03 | HAYWARD | SP3400VSP | 100 | 1 | 7910.6
P107 | 2014 | RS2073400A | P | 2014-08-21 | PENTAIR | 11018 | 100 | 1 | 7945
P107 | 2014 | RS2058373A | P | 2014-04-10 | PENTAIR | 11018 | 100 | 1 | 7950
P107 | 2014 | RS2062369A | P | 2014-05-22 | STA-RITE | P6E6VS4H-209L | 100 | 1 | 7950
P107 | 2015 | RS2108701A | P | 2015-08-13 | PENTAIR | 11018 | 100 | 1 | 7971
P107 | 2015 | RS6072037A | P | 2015-11-17 | PENTAIR | 11018 | 100 | 1 | 8000
P107 | 2015 | RS2118770A | P | 2015-12-10 | PENTAIR | 11018 | 100 | 1 | 8000
P107 | 2014 | RS6035099A | P | 2014-08-28 | PENTAIR | 11018 | 100 | 1 | 8000
P107 | 2015 | RS2101915A | P | 2015-05-28 | STA-RITE | P6E6VS4H-209L | 100 | 1 | 8000
P107 | 2014 | RS2061940A | P | 2014-06-05 | PENTAIR | 11018 | 100 | 1 | 8072.5
P107 | 2014 | RS2077447A | P | 2014-09-23 | STA-RITE | P6E6VS4H-209L | 100 | 1 | 8100
P107 | 2014 | RS2077775A | P | 2014-09-29 | PENTAIR | 11018 | 100 | 1 | 8196.25
P107 | 2014 | RS2082227A | P | 2014-11-06 | PENTAIR | 11017 | 100 | 1 | 8250
P107 | 2015 | RS2092479A | P | 2015-02-03 | PENTAIR | 11018 | 100 | 1 | 8255.38
P107 | 2014 | RS2053868A | P | 2014-02-26 | PENTAIR | 11018 | 100 | 1 | 8260
P107 | 2014 | RS2047235A | P | 2014-01-14 | PENTAIR | 11018 | 100 | 1 | 8295
P107 | 2015 | RS2115333A | P | 2015-10-28 | STA-RITE | P6E6VS4H-209L | 100 | 1 | 8300
P107 | 2014 | RS2050701A | P | 2014-01-29 | PENTAIR | 11018 | 100 | 1 | 8310
P107 | 2014 | RS2066172A | P | 2014-06-24 | STA-RITE | P6E6VS4H-209L | 100 | 1 | 8383
P107 | 2014 | RS2065624A | P | 2014-06-20 | STA-RITE | P6E6VS4H-209L | 100 | 1 | 8395
P107 | 2015 | RS2095732A | P | 2015-03-10 | HAYWARD | SP2300VSP | 100 | 1 | 8399
P107 | 2015 | RS2099302A | P | 2015-04-27 | STA-RITE | P6E6VS4H-209L | 100 | 1 | 8400
P107 | 2014 | RS2066076A | P | 2014-06-23 | PENTAIR | 11018 | 100 | 1 | 8430
P107 | 2015 | RS2104101A | P | 2015-06-24 | STA-RITE | P6E6VS4H-209L | 100 | 1 | 8445
P107 | 2015 | RS2102734A | P | 2015-06-19 | STA-RITE | P6E6VS4H-209L | 100 | 1 | 8452.74
P107 | 2015 | RS2102346A | P | 2015-06-05 | STA-RITE | P6E6VS4H-209L | 100 | 1 | 8490
P107 | 2015 | RS2097421A | P | 2015-03-31 | PENTAIR | 11018 | 100 | 1 | 8545
P107 | 2014 | RS2087942A | P | 2014-12-26 | PENTAIR | 11018 | 100 | 1 | 8560
P107 | 2014 | RS2071991A | P | 2014-08-13 | PENTAIR | 11018 | 100 | 1 | 8625
P107 | 2015 | RS2096178A | P | 2015-03-16 | PENTAIR | 11018 | 100 | 1 | 8650
P107 | 2015 | RS2107882A | P | 2015-08-04 | PENTAIR | 11018 | 100 | 1 | 8661
P107 | 2014 | RS2072960A | P | 2014-08-20 | PENTAIR | 11018 | 100 | 1 | 8670
P107 | 2014 | RS2084395A | P | 2014-11-25 | PENTAIR | 11013 | 100 | 1 | 8695
P107 | 2015 | RS6070507A | P | 2015-10-14 | PENTAIR | 11018 | 100 | 1 | 8749.99
P107 | 2015 | RS2108313A | P | 2015-08-11 | STA-RITE | P6E6VS4H-209L | 100 | 1 | 8804
P107 | 2014 | RS2083711A | P | 2014-12-05 | PENTAIR | 11018 | 100 | 1 | 8875
P107 | 2014 | RS2059088A | P | 2014-04-25 | STA-RITE | P6E6VS4H-209L | 100 | 1 | 8890
P107 | 2014 | RS2064629A | P | 2014-07-07 | HAYWARD | SP3400VSP | 100 | 1 | 8894
P107 | 2014 | RS2082712A | P | 2014-11-12 | STA-RITE | P6E6VS4H-209L | 100 | 1 | 8900
P107 | 2014 | RS2072064A | P | 2014-08-13 | PENTAIR | 11018 | 100 | 1 | 8902.38
P107 | 2015 | RS2103847A | P | 2015-06-22 | PENTAIR | 11018 | 100 | 1 | 8940.11
P107 | 2015 | RS2103088A | P | 2015-06-12 | STA-RITE | P6E6VS4H-209L | 100 | 1 | 8995
P107 | 2015 | RS2105043A | P | 2015-07-07 | PENTAIR | 11018 | 100 | 1 | 9000
P107 | 2014 | RS2060932A | P | 2014-05-08 | SPECK PUMPS | PS165VSP | 100 | 1 | 9009.92
P107 | 2015 | RS2096215A | P | 2015-03-18 | PENTAIR | 11018 | 100 | 1 | 9045
P107 | 2015 | RS2090819A | P | 2015-01-15 | HAYWARD | SP3400VSP | 100 | 1 | 9085
P107 | 2014 | RS6048663B | P | 2015-01-02 | PENTAIR | 11008 | 100 | 1 | 9093
P107 | 2014 | RS2047234A | P | 2014-01-13 | PENTAIR | 11018 | 100 | 1 | 9105
P107 | 2015 | RS2097420A | P | 2015-03-31 | PENTAIR | 11018 | 100 | 1 | 9108
P107 | 2015 | RS2096499A | P | 2015-03-19 | PENTAIR | 11018 | 100 | 1 | 9151
P107 | 2015 | RS2097039A | P | 2015-03-25 | PENTAIR | 11018 | 100 | 1 | 9300
P107 | 2014 | RS2083559A | P | 2014-11-19 | PENTAIR | 11018 | 100 | 1 | 9500
P107 | 2015 | RS6052182A | P | 2015-01-30 | STA-RITE | P6E6VS4H-209L | 100 | 1 | 9500
P107 | 2015 | RS2098700A | P | 2015-04-16 | STA-RITE | P6E6VS4H-209L | 100 | 1 | 9500
P107 | 2014 | RS2080069A | P | 2014-10-17 | PENTAIR | 11018 | 100 | 1 | 9650
P107 | 2015 | RS2095586A | P | 2015-03-09 | STA-RITE | P6E6VS4H-209L | 100 | 1 | 9700
P107 | 2014 | RS2057994A | P | 2014-04-08 | STA-RITE | P6E6VS4H-209L | 100 | 1 | 9729
P107 | 2015 | RS2116757A | P | 2015-11-24 | STA-RITE | P6E6VS4H-209L | 100 | 1 | 9795
P107 | 2014 | RS2049533A | P | 2014-01-21 | HAYWARD | SP3400VSP | 100 | 1 | 9836.25
P107 | 2014 | RS2072069A | P | 2014-08-13 | STA-RITE | P6E6VS4H-209L | 100 | 1 | 9895
P107 | 2015 | RS2101001A | P | 2015-05-19 | STA-RITE | P6E6VS4H-209L | 100 | 1 | 9904.8
P107 | 2015 | RS2102287A | P | 2015-07-30 | PENTAIR | 11018 | 100 | 1 | 9945
P107 | 2015 | RS2105199A | P | 2015-07-07 | STA-RITE | P6E6VS4H-209L | 100 | 1 | 9997
P107 | 2014 | RS2064025A | P | 2014-06-06 | PENTAIR | 11018 | 100 | 1 | 10000
P107 | 2015 | RS2118953A | P | 2015-12-10 | PENTAIR | 11018 | 100 | 1 | 10000
P107 | 2014 | RS2048575A | P | 2014-01-15 | STA-RITE | P6E6VS4H-209L | 100 | 1 | 10000
P107 | 2014 | RS2049537A | P | 2014-01-21 | HAYWARD | SP3400VSP | 100 | 1 | 10021.25
P107 | 2014 | RS2056924A | P | 2014-03-26 | PENTAIR | 022005 | 100 | 1 | 10108.53
P107 | 2015 | RS2105203A | P | 2015-07-07 | HAYWARD | SP3400VSP | 100 | 1 | 10140
P107 | 2014 | RS2087932A | P | 2014-12-26 | PENTAIR | 11018 | 100 | 1 | 10158.68
P107 | 2015 | RS2093886A | P | 2015-02-17 | PENTAIR | 11018 | 100 | 1 | 10200
P107 | 2014 | RS2069095A | P | 2014-08-11 | ZODIAC | VS-FHP 2.0 | 100 | 1 | 10329.1
P107 | 2014 | RS2062461A | P | 2014-05-22 | HAYWARD | SP3400VSP | 100 | 1 | 10599.99
P107 | 2015 | RS2103817A | P | 2015-06-19 | PENTAIR | 11018 | 100 | 1 | 10625
P107 | 2015 | RS2110151A | P | 2015-08-31 | PENTAIR | 11018 | 100 | 1 | 10701.46
P107 | 2015 | RS2105558A | P | 2015-07-09 | PENTAIR | 11018 | 100 | 1 | 10900
P107 | 2014 | RS2047232A | P | 2014-01-13 | PENTAIR | 11018 | 100 | 1 | 10950
P107 | 2015 | RS2103820A | P | 2015-08-14 | PENTAIR | 11018 | 100 | 1 | 11018
P107 | 2015 | RS6060931A | P | 2015-06-04 | ZODIAC | JEP2.0 | 100 | 1 | 11021
P107 | 2015 | RS2107548A | P | 2015-08-11 | PENTAIR | 11018 | 100 | 1 | 11250
P107 | 2015 | RS2117018A | P | 2015-11-17 | PENTAIR | 11018 | 100 | 1 | 11358.95
P107 | 2014 | RS2046804A | P | 2014-01-10 | HAYWARD | SP3400VSP | 100 | 1 | 11444.25
P107 | 2015 | RS2106387A | P | 2015-07-22 | STA-RITE | P6E6VS4H-209L | 100 | 1 | 11540
P107 | 2014 | RS2050586A | P | 2014-01-27 | PENTAIR | 22005 | 100 | 1 | 11620.82
P107 | 2015 | RS2092401A | P | 2015-02-03 | PENTAIR | 11018 | 100 | 1 | 11689.05
P107 | 2015 | RS6063823A | P | 2015-07-08 | ZODIAC | VS-FHP 2.0 | 100 | 1 | 11725
P107 | 2014 | RS2080854A | P | 2014-10-23 | PENTAIR | 11018 | 100 | 1 | 11837.12
P107 | 2014 | RS2077304A | P | 2014-09-22 | PENTAIR | 11018 | 100 | 1 | 11881.34
P107 | 2014 | RS2047184A | P | 2014-01-10 | PENTAIR | 11018 | 100 | 1 | 12000
P107 | 2015 | RS6063786A | P | 2015-07-09 | STA-RITE | P6E6VS4H-209L | 100 | 1 | 12017
P107 | 2015 | RS6063898A | P | 2015-07-08 | PENTAIR | 11018 | 100 | 1 | 12146
P107 | 2014 | RS2052706A | P | 2014-02-14 | PENTAIR | 022005 | 100 | 1 | 12219.17
P107 | 2015 | RS2118346A | P | 2015-12-02 | PENTAIR | 11018 | 100 | 1 | 12229.37
P107 | 2015 | RS6064636A | P | 2015-08-05 | PENTAIR | 11018 | 100 | 1 | 12350
P107 | 2015 | RS2117009A | P | 2015-11-17 | PENTAIR | 11018 | 100 | 1 | 12500
P107 | 2015 | RS2118621A | P | 2015-12-08 | PENTAIR | 11018 | 100 | 1 | 12589.19
P107 | 2015 | RS6068838A | P | 2015-10-08 | ZODIAC | JEP1.5 | 100 | 1 | 12600
P107 | 2015 | RS2108125A | P | 2015-08-07 | PENTAIR | 11018 | 100 | 1 | 12817.5
P107 | 2014 | RS2082106A | P | 2014-11-05 | ZODIAC | JEP2.0 | 100 | 1 | 12870
P107 | 2014 | RS2055144A | P | 2014-03-11 | PENTAIR | 022005 | 100 | 1 | 13188.89
P107 | 2015 | RS2111286A | P | 2015-09-14 | ZODIAC | VS-FHP 2.0 | 100 | 1 | 13310
P107 | 2015 | RS2096177A | P | 2015-03-16 | PENTAIR | 11018 | 100 | 1 | 13365
P107 | 2014 | RS2067589A | P | 2014-07-08 | PENTAIR | 11018 | 100 | 1 | 13577.77
P107 | 2015 | RS2114201A | P | 2015-10-20 | PENTAIR | 11018 | 100 | 1 | 13647.35
P107 | 2014 | RS2064567A | P | 2014-06-10 | ZODIAC | JEP2.0 | 100 | 1 | 13755.3
P107 | 2015 | RS2101816A | P | 2015-05-27 | PENTAIR | 11018 | 100 | 1 | 14000
P107 | 2014 | RS2082309A | P | 2014-11-06 | PENTAIR | 11018 | 100 | 1 | 14077.45
P107 | 2015 | RS6069810A | P | 2015-10-02 | PENTAIR | 11018 | 100 | 1 | 14180.62
P107 | 2015 | RS2092135A | P | 2015-01-30 | PENTAIR | 11018 | 100 | 1 | 15529.36
P107 | 2015 | RS2097610A | P | 2015-04-10 | PENTAIR | 11018 | 100 | 1 | 15750
P107 | 2015 | RS2110263A | P | 2015-09-01 | PENTAIR | 11018 | 100 | 1 | 15912.35
P107 | 2014 | RS2088507A | P | 2014-12-30 | PENTAIR | INT-VS / 022005 | 100 | 1 | 16268.48
P107 | 2015 | RS2109222A | P | 2015-08-18 | PENTAIR | 11018 | 100 | 1 | 16320
P107 | 2014 | RS2047233A | P | 2014-01-14 | PENTAIR | 11018 | 100 | 1 | 16373
P107 | 2014 | RS2085968A | P | 2014-12-11 | STA-RITE | P6E6VS4H-209L | 100 | 1 | 16558.98
P107 | 2015 | RS2104076A | P | 2015-06-24 | STA-RITE | P6E6VS4H-209L | 100 | 1 | 16589.98
P107 | 2014 | RS6038097A | P | 2014-09-23 | PENTAIR | 11018 | 100 | 1 | 17000
P107 | 2014 | RS2067937A | P | 2014-07-09 | PENTAIR | 11018 | 100 | 1 | 17545.62
P107 | 2014 | RS2061337A | P | 2014-05-09 | PENTAIR | 11018 | 100 | 1 | 17949
P107 | 2015 | RS2113202A | P | 2015-10-02 | PENTAIR | 11018 | 100 | 1 | 18809.75
P107 | 2014 | RS2074839A | P | 2014-09-19 | STA-RITE | P6E6VS4H-209L | 100 | 1 | 18933.6
P107 | 2014 | RS6038236A | P | 2014-09-24 | PENTAIR | 11013 | 100 | 1 | 20000
P107 | 2014 | RS2053910A | P | 2014-02-27 | STA-RITE | P6E6XS4H-209L | 100 | 1 | 20114
P107 | 2015 | RS2109297A | P | 2015-08-18 | ZODIAC | JEP2.0 | 100 | 1 | 20309.6
P107 | 2015 | RS2102544A | P | 2015-06-08 | ZODIAC | JEP1.5 | 100 | 1 | 20450
P107 | 2015 | RS6063910A | P | 2015-07-24 | ZODIAC | VS-FHP 2.0 | 200 | 2 | 21400
P107 | 2014 | RS2048577A | P | 2014-01-15 | STA-RITE | P6E6VS4H-209L | 100 | 1 | 21604.3
P107 | 2015 | RS2110556A | P | 2015-09-03 | PENTAIR | 11018 | 100 | 1 | 23736.09
P107 | 2014 | RS2047231A | P | 2014-01-13 | PENTAIR | 11018 | 100 | 1 | 23760
P107 | 2015 | RS2109591A | P | 2015-08-21 | PENTAIR | 11018 | 100 | 1 | 24548.46
P107 | 2015 | RS2117526A | P | 2015-11-20 | PENTAIR | 11018 | 100 | 1 | 25338
P107 | 2015 | RS2093733A | P | 2015-02-18 | PENTAIR | 342000 | 100 | 1 | 26000
P107 | 2015 | RS2099968A | P | 2015-05-05 | ZODIAC | JEP2.0 | 100 | 1 | 26962
P107 | 2014 | RS2048587A | P | 2014-02-07 | STA-RITE | P6E6VS4H-209L | 100 | 1 | 27000
P107 | 2015 | RS2113868A | P | 2015-10-12 | PENTAIR | 11018 | 100 | 1 | 27985.4
P107 | 2014 | RS2047237A | P | 2014-01-13 | PENTAIR | 11018 | 100 | 1 | 28138
P107 | 2015 | RS2096725A | P | 2015-03-23 | STA-RITE | P6E6VS4H-209L | 100 | 1 | 28300
P107 | 2015 | RS6072399A | P | 2015-12-29 | PENTAIR | 11017 | 100 | 1 | 29275
P107 | 2015 | RS6071212A | P | 2015-10-26 | HAYWARD | SP3400VSP | 100 | 1 | 29641
P107 | 2015 | RS2115681A | P | 2015-11-06 | PENTAIR | 11018 | 100 | 1 | 29700
P107 | 2015 | RS2087041A | P | 2015-02-03 | PENTAIR | 11018 | 100 | 1 | 30000
P107 | 2015 | RS2092953A | P | 2015-02-05 | PENTAIR | 11018 | 100 | 1 | 30214
P107 | 2015 | RS2115680A | P | 2015-11-06 | PENTAIR | 11018 | 100 | 1 | 30217.12
P107 | 2015 | RS6052690A | P | 2015-02-06 | PENTAIR | 11018 | 100 | 1 | 30242
P107 | 2014 | RS2047238A | P | 2014-01-13 | PENTAIR | 11018 | 100 | 1 | 30984
P107 | 2014 | RS2088714A | P | 2015-01-15 | PENTAIR | 11018 | 100 | 1 | 31000
P107 | 2015 | RS2093275A | P | 2015-03-10 | PENTAIR | 11018 | 100 | 1 | 31709.34
P107 | 2015 | RS6057283A | P | 2015-04-13 | PENTAIR | 11018 | 100 | 1 | 32000
P107 | 2015 | RS2109237A | P | 2015-08-18 | PENTAIR | 11018 | 100 | 1 | 32389.09
P107 | 2014 | RS2087040A | P | 2014-12-22 | PENTAIR | 11018 | 100 | 1 | 32500
P107 | 2015 | RS2090062A | P | 2015-01-15 | PENTAIR | 11018 | 100 | 1 | 32950
P107 | 2014 | RS2068617A | P | 2014-07-16 | HAYWARD | SP3400VSP | 100 | 1 | 33000
P107 | 2014 | RS6048894A | P | 2015-01-05 | PENTAIR | 11018 | 100 | 1 | 33500
P107 | 2015 | RS2093735A | P | 2015-02-18 | ZODIAC | VS-FHP 2.0 | 100 | 1 | 33535
P107 | 2015 | RS6066981A | P | 2015-08-17 | HAYWARD | SP3400VSP | 100 | 1 | 33638
P107 | 2014 | RS6021263A | P | 2014-03-07 | PENTAIR | 11018 | 100 | 1 | 34116
P107 | 2014 | RS2058964A | P | 2014-07-03 | ZODIAC | JEP2.0 | 100 | 1 | 34277
P107 | 2015 | RS2120580A | P | 2015-12-29 | HAYWARD | SP3400VSP | 100 | 1 | 34366
P107 | 2014 | RS6027025A | P | 2014-06-20 | PENTAIR | 11018 | 100 | 1 | 35350
P107 | 2015 | RS6066978A | P | 2015-08-17 | PENTAIR | 11018 | 100 | 1 | 36000
P107 | 2014 | RS2077298A | P | 2014-09-22 | STA-RITE | P6E6VS4H-209L | 100 | 1 | 36000
P107 | 2015 | RS6059948A | P | 2015-05-21 | HAYWARD | SP3200VSP | 100 | 1 | 36224
P107 | 2015 | RS6059185A | P | 2015-05-08 | ZODIAC | JEP1.5 | 100 | 1 | 36500
P107 | 2015 | RS2120767A | P | 2015-12-29 | PENTAIR | 11018 | 100 | 1 | 37220
P107 | 2014 | RS6025793A | P | 2014-05-12 | STA-RITE | P6E6VS4H-209L | 100 | 1 | 38392
P107 | 2015 | RS2093737A | P | 2015-02-18 | ZODIAC | VS-FHP 2.0 | 100 | 1 | 38520
P107 | 2015 | RS2093249A | P | 2015-02-10 | STA-RITE | P6E6VS4H-209L | 100 | 1 | 38800
P107 | 2015 | RS2098089A | P | 2015-04-10 | PENTAIR | 11018 | 100 | 1 | 38995
P107 | 2015 | RS6071836A | P | 2015-11-06 | PENTAIR | 11018 | 100 | 1 | 39222
P107 | 2015 | RS2097260A | P | 2015-03-30 | PENTAIR | 11018 | 100 | 1 | 39287.25
P107 | 2015 | RS2087042A | P | 2015-03-05 | PENTAIR | 11018 | 100 | 1 | 41300
P107 | 2015 | RS2108273A | P | 2015-08-11 | ZODIAC | JEP2.0 | 100 | 1 | 42387
P107 | 2015 | RS6072548A | P | 2015-11-18 | ZODIAC | JEP2.0 | 100 | 1 | 42500
P107 | 2014 | RS6037754A | P | 2014-10-15 | WATERWAY PLASTICS INC. | ECONO-VS | 100 | 1 | 42660
P107 | 2014 | RS2056641A | P | 2014-04-04 | ZODIAC | JEP2.0 | 100 | 1 | 44061
P107 | 2014 | RS2057974A | P | 2014-04-08 | ZODIAC | JEP2.0 | 100 | 1 | 45196
P107 | 2014 | RS2085704A | P | 2014-12-11 | ZODIAC | JEP2.0 | 100 | 1 | 45378
P107 | 2015 | RS6067143A | P | 2015-09-04 | HAYWARD | SP3400VSP | 100 | 1 | 45765
P107 | 2014 | RS2085703A | P | 2014-12-08 | ZODIAC | JEP2.0 | 100 | 1 | 47147
P107 | 2014 | RS2087045A | P | 2014-12-22 | PENTAIR | 11018 | 100 | 1 | 47700
P107 | 2014 | RS2067926A | P | 2014-07-09 | ZODIAC | JEP2.0 | 100 | 1 | 47743
P107 | 2014 | RS2087043A | P | 2014-12-22 | PENTAIR | 11018 | 100 | 1 | 48000
P107 | 2015 | RS2093736A | P | 2015-02-18 | ZODIAC | JEP2.0 | 100 | 1 | 49349
P107 | 2015 | RS2098556A | P | 2015-04-15 | HAYWARD | SP3400VSP | 100 | 1 | 49490
P107 | 2014 | RS2087039A | P | 2014-12-22 | PENTAIR | 11018 | 100 | 1 | 50000
P107 | 2014 | RS2067584A | P | 2014-07-08 | ZODIAC | JEP2.0 | 100 | 1 | 50152
P107 | 2014 | RS2055958A | P | 2014-03-17 | ZODIAC/JANDY | JEP2.0 | 100 | 1 | 50455
P107 | 2014 | RS2067927A | P | 2014-07-09 | ZODIAC | JEP2.0 | 100 | 1 | 51030.92
P107 | 2015 | RS2093226A | P | 2015-02-10 | ZODIAC | JEP2.0 | 100 | 1 | 53671
P107 | 2015 | RS6057228A | P | 2015-05-04 | ZODIAC | JEP2.0 | 100 | 1 | 55300
P107 | 2015 | RS6070168A | P | 2015-10-08 | ZODIAC | JEP2.0 | 100 | 1 | 55550
P107 | 2014 | RS2048251A | P | 2014-03-14 | ZODIAC/JANDY | JEP2.0 | 100 | 1 | 57822
P107 | 2014 | RS2087044A | P | 2014-12-22 | PENTAIR | 11018 | 100 | 1 | 60000
P107 | 2015 | RS6072634A | P | 2015-12-08 | ZODIAC | JEP2.0 | 100 | 1 | 61350
P107 | 2015 | RS6057894A | P | 2015-04-20 | PENTAIR | 11018 | 100 | 1 | 62780
P107 | 2015 | RS2108633A | P | 2015-08-13 | ZODIAC | JEP2.0 | 100 | 1 | 65456
P107 | 2014 | RS2087027A | P | 2014-12-18 | PENTAIR | 11018 | 100 | 1 | 66000
P107 | 2014 | RS6041108A | P | 2014-10-29 | STA-RITE | P6E6VS4H-209L | 200 | 2 | 69000
P107 | 2015 | RS2093738A | P | 2015-02-18 | ZODIAC | JEP2.0 | 100 | 1 | 71391
P107 | 2014 | RS2058374A | P | 2014-04-10 | PENTAIR | 11018 | 100 | 1 | 72565
P107 | 2014 | RS6029422A | P | 2014-07-21 | PENTAIR | 11018 | 100 | 1 | 78800
[8 empty] | 12929 | 21326891.72 | 1649.5392 | 12104 | 14687607.48 | 1213.4507 | 11992 | 14649040.2 | 1221.5677
Note on K12888: Voong, Tai: All data
Note on N12888: Voong, Tai: Under $2,000
Note on Q12888: Voong, Tai: Under $2,000 and above $500