## MeasureExAnte
PA | MeasureID | Qualifier | SourceDesc | Sector | EnergyImpactID | MeasCostID | StdCostID | EUL_ID | RUL_ID | Version | VersionSource | LastMod | Description | MeasDesc | MeasTechID | MeasImpactType | MeasImpactCalcType | UseCategory | UseSubCategory | TechGroup | TechType | Status | Comment | PreDesc | PreMultiTech | PreTechID | PreTechGroup | PreTechType | StdDesc | StdMultiTech | StdTechID | StdTechGroup | StdTechType | ScaleBasis | TechBased | ApplyIE | IETableName | ImpWeighting | WeightGroupID | LegacyID | StdScaleVal | PreScaleVal | DEER MeasureID | DEER Scale
Any | SWSV001C | None | SWSV001-03 | Res | RB-HV-DuctSeal-MedToLow | SWSV001_03_M001 |  | HV-DuctSeal-BW |  | DEER2021 | D20v0 | 2021-05-28 | Duct Seal and Test, Residential, Medium (25% to 15%) for DMo | Duct Seal and Test, Residential, Medium (25% to 15%) for DMo |  | Deem-DEER | Standard | HVAC | VentAirDist | HV_AirDist | DuctLeak | Proposed |  | Existing Residential Duct System, 25% Leakage |  |  | HV_AirDist | DuctLeak | Existing Residential Duct System, 25% Leakage |  |  |  |  | None |  | FALSE | None | [5 empty] | Res-DuctSeal-MedToLow-wtd | Matched
Any | SWSV001D | None | SWSV001-03 | Res | RB-HV-DuctSeal-HighToLow | SWSV001_03_M001 |  | HV-DuctSeal-BW |  | DEER2021 | D20v0 | 2021-05-28 | Duct Seal and Test, Residential, High (35% to 15%) for DMo | Duct Seal and Test, Residential, High (35% to 15%) for DMo |  | Deem-DEER | Standard | HVAC | VentAirDist | HV_AirDist | DuctLeak | Proposed |  | Existing Residential Duct System, 35% Leakage |  |  | HV_AirDist | DuctLeak | Existing Residential Duct System, 35% Leakage |  |  |  |  | None |  | FALSE | None | [5 empty] | Res-DuctSeal-HighToLow-wtd | Matched
Any | SWSV001E | None | SWSV001-03 | Res | RB-HV-DuctSeal-MedToLow | SWSV001_03_M001 |  | HV-DuctSeal-BW |  | DEER2021 | D20v0 | 2021-05-28 | Duct Seal and Test, Residential, Medium (24% to 12%) for SFm MFm Pre 2006 | Duct Seal and Test, Residential, Medium (24% to 12%) for SFm MFm Pre 2006 |  | Deem-DEER | Standard | HVAC | VentAirDist | HV_AirDist | DuctLeak | Proposed |  | Existing Residential Duct System, 24% Leakage |  |  | HV_AirDist | DuctLeak | Existing Residential Duct System, 24% Leakage |  |  |  |  | None |  | FALSE | None | [5 empty] | Res-DuctSeal-MedToLow-wtd | Matched
Any | SWSV001F | None | SWSV001-03 | Res | RB-HV-DuctSeal-HighToLow | SWSV001_03_M001 |  | HV-DuctSeal-BW |  | DEER2021 | D20v0 | 2021-05-28 | Duct Seal and Test, Residential, High (40% to 12%) for SFm MFm Pre 2006 | Duct Seal and Test, Residential, High (40% to 12%) for SFm MFm Pre 2006 |  | Deem-DEER | Standard | HVAC | VentAirDist | HV_AirDist | DuctLeak | Proposed |  | Existing Residential Duct System, 40% Leakage |  |  | HV_AirDist | DuctLeak | Existing Residential Duct System, 40% Leakage |  |  |  |  | None |  | FALSE | None | [5 empty] | Res-DuctSeal-HighToLow-wtd | Matched
Any | SWSV001G | None | SWSV001-03 | Res | RB-HV-DuctSeal-MedToLow | SWSV001_03_M001 |  | HV-DuctSeal |  | DEER2021 | D20v0 | 2021-05-28 | Duct Seal and Test, Residential, Medium (24% to 12%) for SFm MFm 2006 and post 2006 | Duct Seal and Test, Residential, Medium (24% to 12%) for SFm MFm 2006 and post 2006 |  | Deem-DEER | Standard | HVAC | VentAirDist | HV_AirDist | DuctLeak | Proposed |  | Existing Residential Duct System, 24% Leakage |  |  | HV_AirDist | DuctLeak | Existing Residential Duct System, 24% Leakage |  |  |  |  | None |  | FALSE | None | [5 empty] | Res-DuctSeal-MedToLow-wtd | Matched
Any | SWSV001H | None | SWSV001-03 | Res | RB-HV-DuctSeal-HighToLow | SWSV001_03_M001 |  | HV-DuctSeal |  | DEER2021 | D20v0 | 2021-05-28 | Duct Seal and Test, Residential, High (40% to 12%) for SFm MFm 2006 and post 2006 | Duct Seal and Test, Residential, High (40% to 12%) for SFm MFm 2006 and post 2006 |  | Deem-DEER | Standard | HVAC | VentAirDist | HV_AirDist | DuctLeak | Proposed |  | Existing Residential Duct System, 40% Leakage |  |  | HV_AirDist | DuctLeak | Existing Residential Duct System, 40% Leakage |  |  |  |  | None |  | FALSE | None | [5 empty] | Res-DuctSeal-HighToLow-wtd | Matched
Any | SWSV001I | None | SWSV001-03 | Res | RB-HV-DuctSeal-MedToLow | SWSV001_03_M002 |  | HV-DuctSeal-BW |  | DEER2021 | D20v0 | 2021-05-28 | Duct Seal and Test, Residential, Medium (25% to 15%) for Dmo with rNCGF System Only | Duct Seal and Test, Residential, Medium (25% to 15%) for Dmo with rNCGF System Only |  | Deem-DEER | Standard | HVAC | VentAirDist | HV_AirDist | DuctLeak | Proposed |  | Existing Residential Duct System, 25% Leakage with rNCGF System Only |  |  | HV_AirDist | DuctLeak | Existing Residential Duct System, 25% Leakage with rNCGF System Only |  |  |  |  | None |  | FALSE | None | [5 empty] | Res-DuctSeal-MedToLow-wtd | Matched
Any | SWSV001J | None | SWSV001-03 | Res | RB-HV-DuctSeal-HighToLow | SWSV001_03_M002 |  | HV-DuctSeal-BW |  | DEER2021 | D20v0 | 2021-05-28 | Duct Seal and Test, Residential, High (35% to 15%) for Dmo with rNCGF System Only | Duct Seal and Test, Residential, High (35% to 15%) for Dmo with rNCGF System Only |  | Deem-DEER | Standard | HVAC | VentAirDist | HV_AirDist | DuctLeak | Proposed |  | Existing Residential Duct System, 35% Leakage with rNCGF System Only |  |  | HV_AirDist | DuctLeak | Existing Residential Duct System, 35% Leakage with rNCGF System Only |  |  |  |  | None |  | FALSE | None | [5 empty] | Res-DuctSeal-HighToLow-wtd | Matched
Any | SWSV001K | None | SWSV001-03 | Res | RB-HV-DuctSeal-MedToLow | SWSV001_03_M002 |  | HV-DuctSeal-BW |  | DEER2021 | D20v0 | 2021-05-28 | Duct Seal and Test, Residential, Medium (24% to 12%) for SFm MFm Pre 2006 with rNCGF System Only | Duct Seal and Test, Residential, Medium (24% to 12%) for SFm MFm Pre 2006 with rNCGF System Only |  | Deem-DEER | Standard | HVAC | VentAirDist | HV_AirDist | DuctLeak | Proposed |  | Existing Residential Duct System, 24% Leakage with rNCGF System Only |  |  | HV_AirDist | DuctLeak | Existing Residential Duct System, 24% Leakage with rNCGF System Only |  |  |  |  | None |  | FALSE | None | [5 empty] | Res-DuctSeal-MedToLow-wtd | Matched
Any | SWSV001L | None | SWSV001-03 | Res | RB-HV-DuctSeal-HighToLow | SWSV001_03_M002 |  | HV-DuctSeal-BW |  | DEER2021 | D20v0 | 2021-05-28 | Duct Seal and Test, Residential, High (40% to 12%) for SFm MFm Pre 2006 with rNCGF System Only | Duct Seal and Test, Residential, High (40% to 12%) for SFm MFm Pre 2006 with rNCGF System Only |  | Deem-DEER | Standard | HVAC | VentAirDist | HV_AirDist | DuctLeak | Proposed |  | Existing Residential Duct System, 40% Leakage with rNCGF System Only |  |  | HV_AirDist | DuctLeak | Existing Residential Duct System, 40% Leakage with rNCGF System Only |  |  |  |  | None |  | FALSE | None | [5 empty] | Res-DuctSeal-HighToLow-wtd | Matched
Any | SWSV001M | None | SWSV001-03 | Res | RB-HV-DuctSeal-MedToLow | SWSV001_03_M002 |  | HV-DuctSeal |  | DEER2021 | D20v0 | 2021-05-28 | Duct Seal and Test, Residential, Medium (24% to 12%) for SFm MFm 2006 and post 2006 with rNCGF System Only | Duct Seal and Test, Residential, Medium (24% to 12%) for SFm MFm 2006 and post 2006 with rNCGF System Only |  | Deem-DEER | Standard | HVAC | VentAirDist | HV_AirDist | DuctLeak | Proposed |  | Existing Residential Duct System, 24% Leakage with rNCGF System Only |  |  | HV_AirDist | DuctLeak | Existing Residential Duct System, 24% Leakage with rNCGF System Only |  |  |  |  | None |  | FALSE | None | [5 empty] | Res-DuctSeal-MedToLow-wtd | Matched
Any | SWSV001N | None | SWSV001-03 | Res | RB-HV-DuctSeal-HighToLow | SWSV001_03_M002 |  | HV-DuctSeal |  | DEER2021 | D20v0 | 2021-05-28 | Duct Seal and Test, Residential, High (40% to 12%) for SFm MFm 2006 and post 2006 with rNCGF System Only | Duct Seal and Test, Residential, High (40% to 12%) for SFm MFm 2006 and post 2006 with rNCGF System Only |  | Deem-DEER | Standard | HVAC | VentAirDist | HV_AirDist | DuctLeak | Proposed |  | Existing Residential Duct System, 40% Leakage with rNCGF System Only |  |  | HV_AirDist | DuctLeak | Existing Residential Duct System, 40% Leakage with rNCGF System Only |  |  |  |  | None |  | FALSE | None | [5 empty] | Res-DuctSeal-HighToLow-wtd | Matched

## ImplementationExAnte
PA | ImplementationID | StartDate | ExpiryDate | SourceDesc | MeasAppType | DeliveryType | MeasureID | MeasQualifier | Sector | GSIA_ID | NTG_ID | CostQualifier | MeasCostID | StdCostID | Version | VersionSource | LastMod | Description | ImplementerID | MeasImpactType | Status | Comment
SCE | AC-21835ResAnyFiSDrI | 2021-09-15 |  | SWSV001-03 | BW | DnDeemDI | SWSV001C | None | Res | Def-GSIA | Res-Default>2 | None | SWSV001_03_M001 |  | DEER2021 | D20v0 | 2021-05-28 10:44 | Duct Seal and Test, Residential, Medium (25% to 15%) for DMo |  | Deem-DEER | Proposed
SCE | AC-21836ResAnyFiSDrI | 2021-09-15 |  | SWSV001-03 | BW | DnDeemDI | SWSV001D | None | Res | Def-GSIA | Res-Default>2 | None | SWSV001_03_M001 |  | DEER2021 | D20v0 | 2021-05-28 10:44 | Duct Seal and Test, Residential, High (35% to 15%) for DMo |  | Deem-DEER | Proposed
SCE | AC-21837ResAnyFiSDrI | 2021-09-15 |  | SWSV001-03 | BW | DnDeemDI | SWSV001E | None | Res | Def-GSIA | Res-Default>2 | None | SWSV001_03_M001 |  | DEER2021 | D20v0 | 2021-05-28 10:44 | Duct Seal and Test, Residential, Medium (24% to 12%) for SFm MFm Pre 2006 |  | Deem-DEER | Proposed
SCE | AC-21838ResAnyFiSDrI | 2021-09-15 |  | SWSV001-03 | BW | DnDeemDI | SWSV001F | None | Res | Def-GSIA | Res-Default>2 | None | SWSV001_03_M001 |  | DEER2021 | D20v0 | 2021-05-28 10:44 | Duct Seal and Test, Residential, High (40% to 12%) for SFm MFm Pre 2006 |  | Deem-DEER | Proposed
SCE | AC-21839ResAnyFiSDrI | 2021-09-15 |  | SWSV001-03 | BRO-RCx | DnDeemDI | SWSV001G | None | Res | Def-GSIA | Res-Default>2 | None | SWSV001_03_M001 |  | DEER2021 | D20v0 | 2021-05-28 10:44 | Duct Seal and Test, Residential, Medium (24% to 12%) for SFm MFm 2006 and post 2006 |  | Deem-DEER | Proposed
SCE | AC-21840ResAnyFiSDrI | 2021-09-15 |  | SWSV001-03 | BRO-RCx | DnDeemDI | SWSV001H | None | Res | Def-GSIA | Res-Default>2 | None | SWSV001_03_M001 |  | DEER2021 | D20v0 | 2021-05-28 10:44 | Duct Seal and Test, Residential, High (40% to 12%) for SFm MFm 2006 and post 2006 |  | Deem-DEER | Proposed
SCE | AC-21939ResAnyFiSDrI | 2021-09-15 |  | SWSV001-03 | BW | DnDeemDI | SWSV001I | None | Res | Def-GSIA | Res-Default>2 | None | SWSV001_03_M002 |  | DEER2021 | D20v0 | 2021-05-28 10:44 | Duct Seal and Test, Residential, Medium (25% to 15%) for DMo with rNCGF System Only |  | Deem-DEER | Proposed
SCE | AC-21940ResAnyFiSDrI | 2021-09-15 |  | SWSV001-03 | BW | DnDeemDI | SWSV001J | None | Res | Def-GSIA | Res-Default>2 | None | SWSV001_03_M002 |  | DEER2021 | D20v0 | 2021-05-28 10:44 | Duct Seal and Test, Residential, High (35% to 15%) for DMo with rNCGF System Only |  | Deem-DEER | Proposed
SCE | AC-21941ResAnyFiSDrI | 2021-09-15 |  | SWSV001-03 | BW | DnDeemDI | SWSV001K | None | Res | Def-GSIA | Res-Default>2 | None | SWSV001_03_M002 |  | DEER2021 | D20v0 | 2021-05-28 10:44 | Duct Seal and Test, Residential, Medium (24% to 12%) for SFm MFm Pre 2006 with rNCGF System Only |  | Deem-DEER | Proposed
SCE | AC-21942ResAnyFiSDrI | 2021-09-15 |  | SWSV001-03 | BW | DnDeemDI | SWSV001L | None | Res | Def-GSIA | Res-Default>2 | None | SWSV001_03_M002 |  | DEER2021 | D20v0 | 2021-05-28 10:44 | Duct Seal and Test, Residential, High (40% to 12%) for SFm MFm Pre 2006 with rNCGF System Only |  | Deem-DEER | Proposed
SCE | AC-21943ResAnyFiSDrI | 2021-09-15 |  | SWSV001-03 | BRO-RCx | DnDeemDI | SWSV001M | None | Res | Def-GSIA | Res-Default>2 | None | SWSV001_03_M002 |  | DEER2021 | D20v0 | 2021-05-28 10:44 | Duct Seal and Test, Residential, Medium (24% to 12%) for SFm MFm 2006 and post 2006 with rNCGF System Only |  | Deem-DEER | Proposed
SCE | AC-21944ResAnyFiSDrI | 2021-09-15 |  | SWSV001-03 | BRO-RCx | DnDeemDI | SWSV001N | None | Res | Def-GSIA | Res-Default>2 | None | SWSV001_03_M002 |  | DEER2021 | D20v0 | 2021-05-28 10:44 | Duct Seal and Test, Residential, High (40% to 12%) for SFm MFm 2006 and post 2006 with rNCGF System Only |  | Deem-DEER | Proposed
SCG | 541310 | 2021-09-15 |  | SWSV001-03 | BW | DnDeemDI | SWSV001C | None | Res | Def-GSIA | Res-Default>2 | None | SWSV001_03_M001 |  | DEER2021 | D20v0 | 2021-05-28 10:44 | Duct Seal and Test, Residential, Medium (25% to 15%) for DMo |  | Deem-DEER | Proposed
SCG | 541311 | 2021-09-15 |  | SWSV001-03 | BW | DnDeemDI | SWSV001D | None | Res | Def-GSIA | Res-Default>2 | None | SWSV001_03_M001 |  | DEER2021 | D20v0 | 2021-05-28 10:44 | Duct Seal and Test, Residential, High (35% to 15%) for DMo |  | Deem-DEER | Proposed
SCG | 541312 | 2021-09-15 |  | SWSV001-03 | BW | DnDeemDI | SWSV001E | None | Res | Def-GSIA | Res-Default>2 | None | SWSV001_03_M001 |  | DEER2021 | D20v0 | 2021-05-28 10:44 | Duct Seal and Test, Residential, Medium (24% to 12%) for SFm MFm Pre 2006 |  | Deem-DEER | Proposed
SCG | 541313 | 2021-09-15 |  | SWSV001-03 | BW | DnDeemDI | SWSV001F | None | Res | Def-GSIA | Res-Default>2 | None | SWSV001_03_M001 |  | DEER2021 | D20v0 | 2021-05-28 10:44 | Duct Seal and Test, Residential, High (40% to 12%) for SFm MFm Pre 2006 |  | Deem-DEER | Proposed
SCG | 541314 | 2021-09-15 |  | SWSV001-03 | BRO-RCx | DnDeemDI | SWSV001G | None | Res | Def-GSIA | Res-Default>2 | None | SWSV001_03_M001 |  | DEER2021 | D20v0 | 2021-05-28 10:44 | Duct Seal and Test, Residential, Medium (24% to 12%) for SFm MFm 2006 and post 2006 |  | Deem-DEER | Proposed
SCG | 541315 | 2021-09-15 |  | SWSV001-03 | BRO-RCx | DnDeemDI | SWSV001H | None | Res | Def-GSIA | Res-Default>2 | None | SWSV001_03_M001 |  | DEER2021 | D20v0 | 2021-05-28 10:44 | Duct Seal and Test, Residential, High (40% to 12%) for SFm MFm 2006 and post 2006 |  | Deem-DEER | Proposed
SCG | 541342 | 2021-09-15 |  | SWSV001-03 | BW | DnDeemDI | SWSV001I | None | Res | Def-GSIA | Res-Default>2 | None | SWSV001_03_M002 |  | DEER2021 | D20v0 | 2021-05-28 10:44 | Duct Seal and Test, Residential, Medium (25% to 15%) for DMo with rNCGF System Only |  | Deem-DEER | Proposed
SCG | 541343 | 2021-09-15 |  | SWSV001-03 | BW | DnDeemDI | SWSV001J | None | Res | Def-GSIA | Res-Default>2 | None | SWSV001_03_M002 |  | DEER2021 | D20v0 | 2021-05-28 10:44 | Duct Seal and Test, Residential, High (35% to 15%) for DMo with rNCGF System Only |  | Deem-DEER | Proposed
SCG | 541344 | 2021-09-15 |  | SWSV001-03 | BW | DnDeemDI | SWSV001K | None | Res | Def-GSIA | Res-Default>2 | None | SWSV001_03_M002 |  | DEER2021 | D20v0 | 2021-05-28 10:44 | Duct Seal and Test, Residential, Medium (24% to 12%) for SFm MFm Pre 2006 with rNCGF System Only |  | Deem-DEER | Proposed
SCG | 541345 | 2021-09-15 |  | SWSV001-03 | BW | DnDeemDI | SWSV001L | None | Res | Def-GSIA | Res-Default>2 | None | SWSV001_03_M002 |  | DEER2021 | D20v0 | 2021-05-28 10:44 | Duct Seal and Test, Residential, High (40% to 12%) for SFm MFm Pre 2006 with rNCGF System Only |  | Deem-DEER | Proposed
SCG | 541346 | 2021-09-15 |  | SWSV001-03 | BRO-RCx | DnDeemDI | SWSV001M | None | Res | Def-GSIA | Res-Default>2 | None | SWSV001_03_M002 |  | DEER2021 | D20v0 | 2021-05-28 10:44 | Duct Seal and Test, Residential, Medium (24% to 12%) for SFm MFm 2006 and post 2006 with rNCGF System Only |  | Deem-DEER | Proposed
SCG | 541347 | 2021-09-15 |  | SWSV001-03 | BRO-RCx | DnDeemDI | SWSV001N | None | Res | Def-GSIA | Res-Default>2 | None | SWSV001_03_M002 |  | DEER2021 | D20v0 | 2021-05-28 10:44 | Duct Seal and Test, Residential, High (40% to 12%) for SFm MFm 2006 and post 2006 with rNCGF System Only |  | Deem-DEER | Proposed
PGE | HV476 | 2021-09-15 |  | SWSV001-03 | BW | DnDeemDI | SWSV001C | None | Res | Def-GSIA | Res-Default>2 | None | SWSV001_03_M001 |  | DEER2021 | D20v0 | 2021-05-28 10:44 | Duct Seal and Test, Residential, Medium (25% to 15%) for DMo |  | Deem-DEER | Proposed
PGE | HV477 | 2021-09-15 |  | SWSV001-03 | BW | DnDeemDI | SWSV001D | None | Res | Def-GSIA | Res-Default>2 | None | SWSV001_03_M001 |  | DEER2021 | D20v0 | 2021-05-28 10:44 | Duct Seal and Test, Residential, High (35% to 15%) for DMo |  | Deem-DEER | Proposed
PGE | HV478 | 2021-09-15 |  | SWSV001-03 | BW | DnDeemDI | SWSV001E | None | Res | Def-GSIA | Res-Default>2 | None | SWSV001_03_M001 |  | DEER2021 | D20v0 | 2021-05-28 10:44 | Duct Seal and Test, Residential, Medium (24% to 12%) for SFm MFm Pre 2006 |  | Deem-DEER | Proposed
PGE | HV479 | 2021-09-15 |  | SWSV001-03 | BW | DnDeemDI | SWSV001F | None | Res | Def-GSIA | Res-Default>2 | None | SWSV001_03_M001 |  | DEER2021 | D20v0 | 2021-05-28 10:44 | Duct Seal and Test, Residential, High (40% to 12%) for SFm MFm Pre 2006 |  | Deem-DEER | Proposed
PGE | HV480 | 2021-09-15 |  | SWSV001-03 | BRO-RCx | DnDeemDI | SWSV001G | None | Res | Def-GSIA | Res-Default>2 | None | SWSV001_03_M001 |  | DEER2021 | D20v0 | 2021-05-28 10:44 | Duct Seal and Test, Residential, Medium (24% to 12%) for SFm MFm 2006 and post 2006 |  | Deem-DEER | Proposed
PGE | HV481 | 2021-09-15 |  | SWSV001-03 | BRO-RCx | DnDeemDI | SWSV001H | None | Res | Def-GSIA | Res-Default>2 | None | SWSV001_03_M001 |  | DEER2021 | D20v0 | 2021-05-28 10:44 | Duct Seal and Test, Residential, High (40% to 12%) for SFm MFm 2006 and post 2006 |  | Deem-DEER | Proposed
PGE | HV482 | 2021-09-15 |  | SWSV001-03 | BW | DnDeemDI | SWSV001I | None | Res | Def-GSIA | Res-Default>2 | None | SWSV001_03_M002 |  | DEER2021 | D20v0 | 2021-05-28 10:44 | Duct Seal and Test, Residential, Medium (25% to 15%) for DMo with rNCGF System Only |  | Deem-DEER | Proposed
PGE | HV483 | 2021-09-15 |  | SWSV001-03 | BW | DnDeemDI | SWSV001J | None | Res | Def-GSIA | Res-Default>2 | None | SWSV001_03_M002 |  | DEER2021 | D20v0 | 2021-05-28 10:44 | Duct Seal and Test, Residential, High (35% to 15%) for DMo with rNCGF System Only |  | Deem-DEER | Proposed
PGE | HV484 | 2021-09-15 |  | SWSV001-03 | BW | DnDeemDI | SWSV001K | None | Res | Def-GSIA | Res-Default>2 | None | SWSV001_03_M002 |  | DEER2021 | D20v0 | 2021-05-28 10:44 | Duct Seal and Test, Residential, Medium (24% to 12%) for SFm MFm Pre 2006 with rNCGF System Only |  | Deem-DEER | Proposed
PGE | HV485 | 2021-09-15 |  | SWSV001-03 | BW | DnDeemDI | SWSV001L | None | Res | Def-GSIA | Res-Default>2 | None | SWSV001_03_M002 |  | DEER2021 | D20v0 | 2021-05-28 10:44 | Duct Seal and Test, Residential, High (40% to 12%) for SFm MFm Pre 2006 with rNCGF System Only |  | Deem-DEER | Proposed
PGE | HV486 | 2021-09-15 |  | SWSV001-03 | BRO-RCx | DnDeemDI | SWSV001M | None | Res | Def-GSIA | Res-Default>2 | None | SWSV001_03_M002 |  | DEER2021 | D20v0 | 2021-05-28 10:44 | Duct Seal and Test, Residential, Medium (24% to 12%) for SFm MFm 2006 and post 2006 with rNCGF System Only |  | Deem-DEER | Proposed
PGE | HV487 | 2021-09-15 |  | SWSV001-03 | BRO-RCx | DnDeemDI | SWSV001N | None | Res | Def-GSIA | Res-Default>2 | None | SWSV001_03_M002 |  | DEER2021 | D20v0 | 2021-05-28 10:44 | Duct Seal and Test, Residential, High (40% to 12%) for SFm MFm 2006 and post 2006 with rNCGF System Only |  | Deem-DEER | Proposed
SDG | 469168 | 2021-09-15 |  | SWSV001-03 | BW | DnDeemDI | SWSV001C | None | Res | Def-GSIA | Res-Default>2 | None | SWSV001_03_M001 |  | DEER2021 | D20v0 | 2021-05-28 10:44 | Duct Seal and Test, Residential, Medium (25% to 15%) for DMo |  | Deem-DEER | Proposed
SDG | 469169 | 2021-09-15 |  | SWSV001-03 | BW | DnDeemDI | SWSV001D | None | Res | Def-GSIA | Res-Default>2 | None | SWSV001_03_M001 |  | DEER2021 | D20v0 | 2021-05-28 10:44 | Duct Seal and Test, Residential, High (35% to 15%) for DMo |  | Deem-DEER | Proposed
SDG | 469170 | 2021-09-15 |  | SWSV001-03 | BW | DnDeemDI | SWSV001E | None | Res | Def-GSIA | Res-Default>2 | None | SWSV001_03_M001 |  | DEER2021 | D20v0 | 2021-05-28 10:44 | Duct Seal and Test, Residential, Medium (24% to 12%) for SFm MFm Pre 2006 |  | Deem-DEER | Proposed
SDG | 469171 | 2021-09-15 |  | SWSV001-03 | BW | DnDeemDI | SWSV001F | None | Res | Def-GSIA | Res-Default>2 | None | SWSV001_03_M001 |  | DEER2021 | D20v0 | 2021-05-28 10:44 | Duct Seal and Test, Residential, High (40% to 12%) for SFm MFm Pre 2006 |  | Deem-DEER | Proposed
SDG | 469172 | 2021-09-15 |  | SWSV001-03 | BRO-RCx | DnDeemDI | SWSV001G | None | Res | Def-GSIA | Res-Default>2 | None | SWSV001_03_M001 |  | DEER2021 | D20v0 | 2021-05-28 10:44 | Duct Seal and Test, Residential, Medium (24% to 12%) for SFm MFm 2006 and post 2006 |  | Deem-DEER | Proposed
SDG | 469173 | 2021-09-15 |  | SWSV001-03 | BRO-RCx | DnDeemDI | SWSV001H | None | Res | Def-GSIA | Res-Default>2 | None | SWSV001_03_M001 |  | DEER2021 | D20v0 | 2021-05-28 10:44 | Duct Seal and Test, Residential, High (40% to 12%) for SFm MFm 2006 and post 2006 |  | Deem-DEER | Proposed
SDG | 469350 | 2021-09-15 |  | SWSV001-03 | BW | DnDeemDI | SWSV001I | None | Res | Def-GSIA | Res-Default>2 | None | SWSV001_03_M002 |  | DEER2021 | D20v0 | 2021-05-28 10:44 | Duct Seal and Test, Residential, Medium (25% to 15%) for DMo with rNCGF System Only |  | Deem-DEER | Proposed
SDG | 469351 | 2021-09-15 |  | SWSV001-03 | BW | DnDeemDI | SWSV001J | None | Res | Def-GSIA | Res-Default>2 | None | SWSV001_03_M002 |  | DEER2021 | D20v0 | 2021-05-28 10:44 | Duct Seal and Test, Residential, High (35% to 15%) for DMo with rNCGF System Only |  | Deem-DEER | Proposed
SDG | 469352 | 2021-09-15 |  | SWSV001-03 | BW | DnDeemDI | SWSV001K | None | Res | Def-GSIA | Res-Default>2 | None | SWSV001_03_M002 |  | DEER2021 | D20v0 | 2021-05-28 10:44 | Duct Seal and Test, Residential, Medium (24% to 12%) for SFm MFm Pre 2006 with rNCGF System Only |  | Deem-DEER | Proposed
SDG | 469353 | 2021-09-15 |  | SWSV001-03 | BW | DnDeemDI | SWSV001L | None | Res | Def-GSIA | Res-Default>2 | None | SWSV001_03_M002 |  | DEER2021 | D20v0 | 2021-05-28 10:44 | Duct Seal and Test, Residential, High (40% to 12%) for SFm MFm Pre 2006 with rNCGF System Only |  | Deem-DEER | Proposed
SDG | 469354 | 2021-09-15 |  | SWSV001-03 | BRO-RCx | DnDeemDI | SWSV001M | None | Res | Def-GSIA | Res-Default>2 | None | SWSV001_03_M002 |  | DEER2021 | D20v0 | 2021-05-28 10:44 | Duct Seal and Test, Residential, Medium (24% to 12%) for SFm MFm 2006 and post 2006 with rNCGF System Only |  | Deem-DEER | Proposed
SDG | 469355 | 2021-09-15 |  | SWSV001-03 | BRO-RCx | DnDeemDI | SWSV001N | None | Res | Def-GSIA | Res-Default>2 | None | SWSV001_03_M002 |  | DEER2021 | D20v0 | 2021-05-28 10:44 | Duct Seal and Test, Residential, High (40% to 12%) for SFm MFm 2006 and post 2006 with rNCGF System Only |  | Deem-DEER | Proposed

## EnergyImpactExAnte
PA | EnergyImpactID | BldgType | BldgVint | BldgLoc | BldgHVAC | SourceDesc | Version | VersionSource | LastMod | NormUnit | NumUnit | MeasArea | ScaleBasis | APreWBkWh | APreWBkW | APreWBtherm | AStdWBkWh | AStdWBkW | AStdWBtherm | APreEUkWh | APreEUkW | APreEUtherm | AStdEUkWh | AStdEUkW | AStdEUtherm | ElecImpactProfile | GasImpactProfile | Flag
Any | RB-HV-DuctSeal-HighToLow | DMo | Ex | CZ01 | rDXGF | SWSV001-03 | DEER2021 | D20v0 | 2021-05-28 10:44 | Cap-Tons | 1 |  | None | 3.76 | 0 | 4.61 | 0 | 0 | 0 | [6 empty] | DEER:HVAC_Duct_Sealing | Annual
Any | RB-HV-DuctSeal-HighToLow | DMo | Ex | CZ01 | rDXHP | SWSV001-03 | DEER2021 | D20v0 | 2021-05-28 10:44 | Cap-Tons | 1 |  | None | 41.6 | 0 | 0 | 0 | 0 | 0 | [6 empty] | DEER:HVAC_Duct_Sealing | Annual
Any | RB-HV-DuctSeal-HighToLow | DMo | Ex | CZ01 | rNCGF | SWSV001-03 | DEER2021 | D20v0 | 2021-05-28 10:44 | Cap-kBTUh | 1 |  | None | 0.16996 | 0 | 0.26289 | 0 | 0 | 0 | [6 empty] | DEER:HVAC_Duct_Sealing | Annual
Any | RB-HV-DuctSeal-HighToLow | DMo | Ex | CZ01 | rWtd | SWSV001-03 | DEER2021 | D20v0 | 2021-05-28 10:44 | Cap-Tons | 1 |  | None | 3.47 | 0 | 4.12 | 0 | 0 | 0 | [6 empty] | DEER:HVAC_Duct_Sealing | Annual
Any | RB-HV-DuctSeal-HighToLow | DMo | Old | CZ01 | rDXGF | SWSV001-03 | DEER2021 | D20v0 | 2021-05-28 10:44 | Cap-Tons | 1 |  | None | 9.3 | 0 | 11.8 | 0 | 0 | 0 | [6 empty] | DEER:HVAC_Duct_Sealing | Annual
Any | RB-HV-DuctSeal-HighToLow | DMo | Old | CZ01 | rDXHP | SWSV001-03 | DEER2021 | D20v0 | 2021-05-28 10:44 | Cap-Tons | 1 |  | None | 105 | 0 | 0 | 0 | 0 | 0 | [6 empty] | DEER:HVAC_Duct_Sealing | Annual
Any | RB-HV-DuctSeal-HighToLow | DMo | Old | CZ01 | rNCGF | SWSV001-03 | DEER2021 | D20v0 | 2021-05-28 10:44 | Cap-kBTUh | 1 |  | None | 0.42075 | 0 | 0.67473 | 0 | 0 | 0 | [6 empty] | DEER:HVAC_Duct_Sealing | Annual
Any | RB-HV-DuctSeal-HighToLow | DMo | Old | CZ01 | rWtd | SWSV001-03 | DEER2021 | D20v0 | 2021-05-28 10:44 | Cap-Tons | 1 |  | None | 8.63 | 0 | 10.5 | 0 | 0 | 0 | [6 empty] | DEER:HVAC_Duct_Sealing | Annual
Any | RB-HV-DuctSeal-HighToLow | MFm | Ex | CZ01 | rDXGF | SWSV001-03 | DEER2021 | D20v0 | 2021-05-28 10:44 | Cap-Tons | 1 |  | None | 2.91 | 0 | 2.37 | 0 | 0 | 0 | [6 empty] | DEER:HVAC_Duct_Sealing | Annual
Any | RB-HV-DuctSeal-HighToLow | MFm | Ex | CZ01 | rDXHP | SWSV001-03 | DEER2021 | D20v0 | 2021-05-28 10:44 | Cap-Tons | 1 |  | None | 26.6 | 0 | 0 | 0 | 0 | 0 | [6 empty] | DEER:HVAC_Duct_Sealing | Annual
Any | RB-HV-DuctSeal-HighToLow | MFm | Ex | CZ01 | rNCGF | SWSV001-03 | DEER2021 | D20v0 | 2021-05-28 10:44 | Cap-kBTUh | 1 |  | None | 0.11724 | 0 | 0.11135 | 0 | 0 | 0 | [6 empty] | DEER:HVAC_Duct_Sealing | Annual
Any | RB-HV-DuctSeal-HighToLow | MFm | Ex | CZ01 | rWtd | SWSV001-03 | DEER2021 | D20v0 | 2021-05-28 10:44 | Cap-Tons | 1 |  | None | 2.32 | 0 | 2.08 | 0 | 0 | 0 | [6 empty] | DEER:HVAC_Duct_Sealing | Annual
Any | RB-HV-DuctSeal-HighToLow | MFm | Old | CZ01 | rDXGF | SWSV001-03 | DEER2021 | D20v0 | 2021-05-28 10:44 | Cap-Tons | 1 |  | None | 3.97 | 0 | 3.69 | 0 | 0 | 0 | [6 empty] | DEER:HVAC_Duct_Sealing | Annual
Any | RB-HV-DuctSeal-HighToLow | MFm | Old | CZ01 | rDXHP | SWSV001-03 | DEER2021 | D20v0 | 2021-05-28 10:44 | Cap-Tons | 1 |  | None | 39.1 | 0 | 0 | 0 | 0 | 0 | [6 empty] | DEER:HVAC_Duct_Sealing | Annual
Any | RB-HV-DuctSeal-HighToLow | MFm | Old | CZ01 | rNCGF | SWSV001-03 | DEER2021 | D20v0 | 2021-05-28 10:44 | Cap-kBTUh | 1 |  | None | 0.17719 | 0 | 0.18522 | 0 | 0 | 0 | [6 empty] | DEER:HVAC_Duct_Sealing | Annual
Any | RB-HV-DuctSeal-HighToLow | MFm | Old | CZ01 | rWtd | SWSV001-03 | DEER2021 | D20v0 | 2021-05-28 10:44 | Cap-Tons | 1 |  | None | 3.49 | 0 | 3.45 | 0 | 0 | 0 | [6 empty] | DEER:HVAC_Duct_Sealing | Annual
Any | RB-HV-DuctSeal-HighToLow | SFm | Ex | CZ01 | rDXGF | SWSV001-03 | DEER2021 | D20v0 | 2021-05-28 10:44 | Cap-Tons | 1 |  | None | 8.21 | 0 | 11.1 | 0 | 0 | 0 | [6 empty] | DEER:HVAC_Duct_Sealing | Annual
Any | RB-HV-DuctSeal-HighToLow | SFm | Ex | CZ01 | rDXHP | SWSV001-03 | DEER2021 | D20v0 | 2021-05-28 10:44 | Cap-Tons | 1 |  | None | 114 | 0 | 0 | 0 | 0 | 0 | [6 empty] | DEER:HVAC_Duct_Sealing | Annual
Any | RB-HV-DuctSeal-HighToLow | SFm | Ex | CZ01 | rNCGF | SWSV001-03 | DEER2021 | D20v0 | 2021-05-28 10:44 | Cap-kBTUh | 1 |  | None | 0.40797 | 0 | 0.58127 | 0 | 0 | 0 | [6 empty] | DEER:HVAC_Duct_Sealing | Annual
Any | RB-HV-DuctSeal-HighToLow | SFm | Ex | CZ01 | rWtd | SWSV001-03 | DEER2021 | D20v0 | 2021-05-28 10:44 | Cap-Tons | 1 |  | None | 7.67 | 0 | 10.8 | 0 | 0 | 0 | [6 empty] | DEER:HVAC_Duct_Sealing | Annual
Any | RB-HV-DuctSeal-HighToLow | SFm | Old | CZ01 | rDXGF | SWSV001-03 | DEER2021 | D20v0 | 2021-05-28 10:44 | Cap-Tons | 1 |  | None | 13.2 | 0 | 16.4 | 0 | 0 | 0 | [6 empty] | DEER:HVAC_Duct_Sealing | Annual
Any | RB-HV-DuctSeal-HighToLow | SFm | Old | CZ01 | rDXHP | SWSV001-03 | DEER2021 | D20v0 | 2021-05-28 10:44 | Cap-Tons | 1 |  | None | 182 | 0 | 0 | 0 | 0 | 0 | [6 empty] | DEER:HVAC_Duct_Sealing | Annual
Any | RB-HV-DuctSeal-HighToLow | SFm | Old | CZ01 | rNCGF | SWSV001-03 | DEER2021 | D20v0 | 2021-05-28 10:44 | Cap-kBTUh | 1 |  | None | 0.65124 | 0 | 0.87191 | 0 | 0 | 0 | [6 empty] | DEER:HVAC_Duct_Sealing | Annual
Any | RB-HV-DuctSeal-HighToLow | SFm | Old | CZ01 | rWtd | SWSV001-03 | DEER2021 | D20v0 | 2021-05-28 10:44 | Cap-Tons | 1 |  | None | 12.2 | 0 | 16.2 | 0 | 0 | 0 | [6 empty] | DEER:HVAC_Duct_Sealing | Annual
Any | RB-HV-DuctSeal-HighToLow | DMo | Ex | CZ02 | rDXGF | SWSV001-03 | DEER2021 | D20v0 | 2021-05-28 10:44 | Cap-Tons | 1 |  | None | 143 | 0.0789 | 6.07 | 0 | 0 | 0 | [6 empty] | DEER:HVAC_Duct_Sealing | Annual
Any | RB-HV-DuctSeal-HighToLow | DMo | Ex | CZ02 | rDXHP | SWSV001-03 | DEER2021 | D20v0 | 2021-05-28 10:44 | Cap-Tons | 1 |  | None | 202 | 0.0859 | 0 | 0 | 0 | 0 | [6 empty] | DEER:HVAC_Duct_Sealing | Annual
Any | RB-HV-DuctSeal-HighToLow | DMo | Ex | CZ02 | rNCGF | SWSV001-03 | DEER2021 | D20v0 | 2021-05-28 10:44 | Cap-kBTUh | 1 |  | None | 0.22279 | 0 | 0.34437 | 0 | 0 | 0 | [6 empty] | DEER:HVAC_Duct_Sealing | Annual
Any | RB-HV-DuctSeal-HighToLow | DMo | Ex | CZ02 | rWtd | SWSV001-03 | DEER2021 | D20v0 | 2021-05-28 10:44 | Cap-Tons | 1 |  | None | 139 | 0.0736 | 5.32 | 0 | 0 | 0 | [6 empty] | DEER:HVAC_Duct_Sealing | Annual
Any | RB-HV-DuctSeal-HighToLow | DMo | Old | CZ02 | rDXGF | SWSV001-03 | DEER2021 | D20v0 | 2021-05-28 10:44 | Cap-Tons | 1 |  | None | 36.2 | 0.104 | 12.1 | 0 | 0 | 0 | [6 empty] | DEER:HVAC_Duct_Sealing | Annual
Any | RB-HV-DuctSeal-HighToLow | DMo | Old | CZ02 | rDXHP | SWSV001-03 | DEER2021 | D20v0 | 2021-05-28 10:44 | Cap-Tons | 1 |  | None | 154 | 0.115 | 0 | 0 | 0 | 0 | [6 empty] | DEER:HVAC_Duct_Sealing | Annual
Any | RB-HV-DuctSeal-HighToLow | DMo | Old | CZ02 | rNCGF | SWSV001-03 | DEER2021 | D20v0 | 2021-05-28 10:44 | Cap-kBTUh | 1 |  | None | 0.42584 | 0 | 0.68109 | 0 | 0 | 0 | [6 empty] | DEER:HVAC_Duct_Sealing | Annual
Any | RB-HV-DuctSeal-HighToLow | DMo | Old | CZ02 | rWtd | SWSV001-03 | DEER2021 | D20v0 | 2021-05-28 10:44 | Cap-Tons | 1 |  | None | 47.5 | 0.0974 | 10.6 | 0 | 0 | 0 | [6 empty] | DEER:HVAC_Duct_Sealing | Annual
Any | RB-HV-DuctSeal-HighToLow | MFm | Ex | CZ02 | rDXGF | SWSV001-03 | DEER2021 | D20v0 | 2021-05-28 10:44 | Cap-Tons | 1 |  | None | 6.37 | 0.0134 | 1.51 | 0 | 0 | 0 | [6 empty] | DEER:HVAC_Duct_Sealing | Annual
Any | RB-HV-DuctSeal-HighToLow | MFm | Ex | CZ02 | rDXHP | SWSV001-03 | DEER2021 | D20v0 | 2021-05-28 10:44 | Cap-Tons | 1 |  | None | 21.8 | 0.0141 | 0 | 0 | 0 | 0 | [6 empty] | DEER:HVAC_Duct_Sealing | Annual
Any | RB-HV-DuctSeal-HighToLow | MFm | Ex | CZ02 | rNCGF | SWSV001-03 | DEER2021 | D20v0 | 2021-05-28 10:44 | Cap-kBTUh | 1 |  | None | 0.076017 | 0 | 0.073876 | 0 | 0 | 0 | [6 empty] | DEER:HVAC_Duct_Sealing | Annual
Any | RB-HV-DuctSeal-HighToLow | MFm | Ex | CZ02 | rWtd | SWSV001-03 | DEER2021 | D20v0 | 2021-05-28 10:44 | Cap-Tons | 1 |  | None | 4.28 | 0.00557 | 1.36 | 0 | 0 | 0 | [6 empty] | DEER:HVAC_Duct_Sealing | Annual
Any | RB-HV-DuctSeal-HighToLow | MFm | Old | CZ02 | rDXGF | SWSV001-03 | DEER2021 | D20v0 | 2021-05-28 10:44 | Cap-Tons | 1 |  | None | 6.61 | 0.0156 | 2.29 | 0 | 0 | 0 | [6 empty] | DEER:HVAC_Duct_Sealing | Annual
Any | RB-HV-DuctSeal-HighToLow | MFm | Old | CZ02 | rDXHP | SWSV001-03 | DEER2021 | D20v0 | 2021-05-28 10:44 | Cap-Tons | 1 |  | None | 30.1 | 0.0165 | 0 | 0 | 0 | 0 | [6 empty] | DEER:HVAC_Duct_Sealing | Annual
Any | RB-HV-DuctSeal-HighToLow | MFm | Old | CZ02 | rNCGF | SWSV001-03 | DEER2021 | D20v0 | 2021-05-28 10:44 | Cap-kBTUh | 1 |  | None | 0.096895 | 0 | 0.11831 | 0 | 0 | 0 | [6 empty] | DEER:HVAC_Duct_Sealing | Annual
Any | RB-HV-DuctSeal-HighToLow | MFm | Old | CZ02 | rWtd | SWSV001-03 | DEER2021 | D20v0 | 2021-05-28 10:44 | Cap-Tons | 1 |  | None | 5.02 | 0.0065 | 2.13 | 0 | 0 | 0 | [6 empty] | DEER:HVAC_Duct_Sealing | Annual
Any | RB-HV-DuctSeal-HighToLow | SFm | Ex | CZ02 | rDXGF | SWSV001-03 | DEER2021 | D20v0 | 2021-05-28 10:44 | Cap-Tons | 1 |  | None | 29.2 | 0.0695 | 13.9 | 0 | 0 | 0 | [6 empty] | DEER:HVAC_Duct_Sealing | Annual
Any | RB-HV-DuctSeal-HighToLow | SFm | Ex | CZ02 | rDXHP | SWSV001-03 | DEER2021 | D20v0 | 2021-05-28 10:44 | Cap-Tons | 1 |  | None | 182 | 0.07 | 0 | 0 | 0 | 0 | [6 empty] | DEER:HVAC_Duct_Sealing | Annual
Any | RB-HV-DuctSeal-HighToLow | SFm | Ex | CZ02 | rNCGF | SWSV001-03 | DEER2021 | D20v0 | 2021-05-28 10:44 | Cap-kBTUh | 1 |  | None | 0.52099 | 0 | 0.73197 | 0 | 0 | 0 | [6 empty] | DEER:HVAC_Duct_Sealing | Annual
Any | RB-HV-DuctSeal-HighToLow | SFm | Ex | CZ02 | rWtd | SWSV001-03 | DEER2021 | D20v0 | 2021-05-28 10:44 | Cap-Tons | 1 |  | None | 20.7 | 0.0275 | 13.4 | 0 | 0 | 0 | [6 empty] | DEER:HVAC_Duct_Sealing | Annual
Any | RB-HV-DuctSeal-HighToLow | SFm | Old | CZ02 | rDXGF | SWSV001-03 | DEER2021 | D20v0 | 2021-05-28 10:44 | Cap-Tons | 1 |  | None | 14.3 | 0.0461 | 10.6 | 0 | 0 | 0 | [6 empty] | DEER:HVAC_Duct_Sealing | Annual
Any | RB-HV-DuctSeal-HighToLow | SFm | Old | CZ02 | rDXHP | SWSV001-03 | DEER2021 | D20v0 | 2021-05-28 10:44 | Cap-Tons | 1 |  | None | 131 | 0.0487 | 0 | 0 | 0 | 0 | [6 empty] | DEER:HVAC_Duct_Sealing | Annual
Any | RB-HV-DuctSeal-HighToLow | SFm | Old | CZ02 | rNCGF | SWSV001-03 | DEER2021 | D20v0 | 2021-05-28 10:44 | Cap-kBTUh | 1 |  | None | 0.35791 | 0 | 0.55436 | 0 | 0 | 0 | [6 empty] | DEER:HVAC_Duct_Sealing | Annual
Any | RB-HV-DuctSeal-HighToLow | SFm | Old | CZ02 | rWtd | SWSV001-03 | DEER2021 | D20v0 | 2021-05-28 10:44 | Cap-Tons | 1 |  | None | 12.2 | 0.0182 | 10.2 | 0 | 0 | 0 | [6 empty] | DEER:HVAC_Duct_Sealing | Annual
Any | RB-HV-DuctSeal-HighToLow | DMo | Ex | CZ03 | rDXGF | SWSV001-03 | DEER2021 | D20v0 | 2021-05-28 10:44 | Cap-Tons | 1 |  | None | 141 | 0.0375 | 5.8 | 0 | 0 | 0 | [6 empty] | DEER:HVAC_Duct_Sealing | Annual
Any | RB-HV-DuctSeal-HighToLow | DMo | Ex | CZ03 | rDXHP | SWSV001-03 | DEER2021 | D20v0 | 2021-05-28 10:44 | Cap-Tons | 1 |  | None | 185 | 0.043 | 0 | 0 | 0 | 0 | [6 empty] | DEER:HVAC_Duct_Sealing | Annual
Any | RB-HV-DuctSeal-HighToLow | DMo | Ex | CZ03 | rNCGF | SWSV001-03 | DEER2021 | D20v0 | 2021-05-28 10:44 | Cap-kBTUh | 1 |  | None | 0.21388 | 0 | 0.33291 | 0 | 0 | 0 | [6 empty] | DEER:HVAC_Duct_Sealing | Annual
Any | RB-HV-DuctSeal-HighToLow | DMo | Ex | CZ03 | rWtd | SWSV001-03 | DEER2021 | D20v0 | 2021-05-28 10:44 | Cap-Tons | 1 |  | None | 88.2 | 0.0226 | 5.14 | 0 | 0 | 0 | [6 empty] | DEER:HVAC_Duct_Sealing | Annual
Any | RB-HV-DuctSeal-HighToLow | DMo | Old | CZ03 | rDXGF | SWSV001-03 | DEER2021 | D20v0 | 2021-05-28 10:44 | Cap-Tons | 1 |  | None | 23.7 | 0.0631 | 9.29 | 0 | 0 | 0 | [6 empty] | DEER:HVAC_Duct_Sealing | Annual
Any | RB-HV-DuctSeal-HighToLow | DMo | Old | CZ03 | rDXHP | SWSV001-03 | DEER2021 | D20v0 | 2021-05-28 10:44 | Cap-Tons | 1 |  | None | 91.7 | 0.0741 | 0 | 0 | 0 | 0 | [6 empty] | DEER:HVAC_Duct_Sealing | Annual
Any | RB-HV-DuctSeal-HighToLow | DMo | Old | CZ03 | rNCGF | SWSV001-03 | DEER2021 | D20v0 | 2021-05-28 10:44 | Cap-kBTUh | 1 |  | None | 0.33164 | 0 | 0.53405 | 0 | 0 | 0 | [6 empty] | DEER:HVAC_Duct_Sealing | Annual
Any | RB-HV-DuctSeal-HighToLow | DMo | Old | CZ03 | rWtd | SWSV001-03 | DEER2021 | D20v0 | 2021-05-28 10:44 | Cap-Tons | 1 |  | None | 21.2 | 0.0381 | 8.23 | 0 | 0 | 0 | [6 empty] | DEER:HVAC_Duct_Sealing | Annual
Any | RB-HV-DuctSeal-HighToLow | MFm | Ex | CZ03 | rDXGF | SWSV001-03 | DEER2021 | D20v0 | 2021-05-28 10:44 | Cap-Tons | 1 |  | None | 2.53 | 0.00394 | 1.84 | 0 | 0 | 0 | [6 empty] | DEER:HVAC_Duct_Sealing | Annual
Any | RB-HV-DuctSeal-HighToLow | MFm | Ex | CZ03 | rDXHP | SWSV001-03 | DEER2021 | D20v0 | 2021-05-28 10:44 | Cap-Tons | 1 |  | None | 18.2 | 0.00442 | 0 | 0 | 0 | 0 | [6 empty] | DEER:HVAC_Duct_Sealing | Annual
Any | RB-HV-DuctSeal-HighToLow | MFm | Ex | CZ03 | rNCGF | SWSV001-03 | DEER2021 | D20v0 | 2021-05-28 10:44 | Cap-kBTUh | 1 |  | None | 0.089936 | 0 | 0.094754 | 0 | 0 | 0 | [6 empty] | DEER:HVAC_Duct_Sealing | Annual
Any | RB-HV-DuctSeal-HighToLow | MFm | Ex | CZ03 | rWtd | SWSV001-03 | DEER2021 | D20v0 | 2021-05-28 10:44 | Cap-Tons | 1 |  | None | 1.93 | 0.00035 | 1.75 | 0 | 0 | 0 | [6 empty] | DEER:HVAC_Duct_Sealing | Annual
Any | RB-HV-DuctSeal-HighToLow | MFm | Old | CZ03 | rDXGF | SWSV001-03 | DEER2021 | D20v0 | 2021-05-28 10:44 | Cap-Tons | 1 |  | None | 2.86 | 0.00493 | 2.41 | 0 | 0 | 0 | [6 empty] | DEER:HVAC_Duct_Sealing | Annual
Any | RB-HV-DuctSeal-HighToLow | MFm | Old | CZ03 | rDXHP | SWSV001-03 | DEER2021 | D20v0 | 2021-05-28 10:44 | Cap-Tons | 1 |  | None | 22.1 | 0.00499 | 0 | 0 | 0 | 0 | [6 empty] | DEER:HVAC_Duct_Sealing | Annual
Any | RB-HV-DuctSeal-HighToLow | MFm | Old | CZ03 | rNCGF | SWSV001-03 | DEER2021 | D20v0 | 2021-05-28 10:44 | Cap-kBTUh | 1 |  | None | 0.10332 | 0 | 0.12473 | 0 | 0 | 0 | [6 empty] | DEER:HVAC_Duct_Sealing | Annual
Any | RB-HV-DuctSeal-HighToLow | MFm | Old | CZ03 | rWtd | SWSV001-03 | DEER2021 | D20v0 | 2021-05-28 10:44 | Cap-Tons | 1 |  | None | 2.23 | 0.00044 | 2.31 | 0 | 0 | 0 | [6 empty] | DEER:HVAC_Duct_Sealing | Annual
Any | RB-HV-DuctSeal-HighToLow | SFm | Ex | CZ03 | rDXGF | SWSV001-03 | DEER2021 | D20v0 | 2021-05-28 10:44 | Cap-Tons | 1 |  | None | 10.2 | 0.0268 | 8.44 | 0 | 0 | 0 | [6 empty] | DEER:HVAC_Duct_Sealing | Annual
Any | RB-HV-DuctSeal-HighToLow | SFm | Ex | CZ03 | rDXHP | SWSV001-03 | DEER2021 | D20v0 | 2021-05-28 10:44 | Cap-Tons | 1 |  | None | 77 | 0.0272 | 0 | 0 | 0 | 0 | [6 empty] | DEER:HVAC_Duct_Sealing | Annual
Any | RB-HV-DuctSeal-HighToLow | SFm | Ex | CZ03 | rNCGF | SWSV001-03 | DEER2021 | D20v0 | 2021-05-28 10:44 | Cap-kBTUh | 1 |  | None | 0.28364 | 0 | 0.44295 | 0 | 0 | 0 | [6 empty] | DEER:HVAC_Duct_Sealing | Annual
Any | RB-HV-DuctSeal-HighToLow | SFm | Ex | CZ03 | rWtd | SWSV001-03 | DEER2021 | D20v0 | 2021-05-28 10:44 | Cap-Tons | 1 |  | None | 6.39 | 0.0035 | 8.19 | 0 | 0 | 0 | [6 empty] | DEER:HVAC_Duct_Sealing | Annual
Any | RB-HV-DuctSeal-HighToLow | SFm | Old | CZ03 | rDXGF | SWSV001-03 | DEER2021 | D20v0 | 2021-05-28 10:44 | Cap-Tons | 1 |  | None | 11.8 | 0.0316 | 10.4 | 0 | 0 | 0 | [6 empty] | DEER:HVAC_Duct_Sealing | Annual
Any | RB-HV-DuctSeal-HighToLow | SFm | Old | CZ03 | rDXHP | SWSV001-03 | DEER2021 | D20v0 | 2021-05-28 10:44 | Cap-Tons | 1 |  | None | 94.2 | 0.0346 | 0 | 0 | 0 | 0 | [6 empty] | DEER:HVAC_Duct_Sealing | Annual
Any | RB-HV-DuctSeal-HighToLow | SFm | Old | CZ03 | rNCGF | SWSV001-03 | DEER2021 | D20v0 | 2021-05-28 10:44 | Cap-kBTUh | 1 |  | None | 0.36437 | 0 | 0.54898 | 0 | 0 | 0 | [6 empty] | DEER:HVAC_Duct_Sealing | Annual
Any | RB-HV-DuctSeal-HighToLow | SFm | Old | CZ03 | rWtd | SWSV001-03 | DEER2021 | D20v0 | 2021-05-28 10:44 | Cap-Tons | 1 |  | None | 8.01 | 0.00415 | 10.1 | 0 | 0 | 0 | [6 empty] | DEER:HVAC_Duct_Sealing | Annual
Any | RB-HV-DuctSeal-HighToLow | DMo | Ex | CZ04 | rDXGF | SWSV001-03 | DEER2021 | D20v0 | 2021-05-28 10:44 | Cap-Tons | 1 |  | None | 156 | 0.0682 | 6.94 | 0 | 0 | 0 | [6 empty] | DEER:HVAC_Duct_Sealing | Annual
Any | RB-HV-DuctSeal-HighToLow | DMo | Ex | CZ04 | rDXHP | SWSV001-03 | DEER2021 | D20v0 | 2021-05-28 10:44 | Cap-Tons | 1 |  | None | 231 | 0.0755 | 0 | 0 | 0 | 0 | [6 empty] | DEER:HVAC_Duct_Sealing | Annual
Any | RB-HV-DuctSeal-HighToLow | DMo | Ex | CZ04 | rNCGF | SWSV001-03 | DEER2021 | D20v0 | 2021-05-28 10:44 | Cap-kBTUh | 1 |  | None | 0.25143 | 0 | 0.38829 | 0 | 0 | 0 | [6 empty] | DEER:HVAC_Duct_Sealing | Annual
Any | RB-HV-DuctSeal-HighToLow | DMo | Ex | CZ04 | rWtd | SWSV001-03 | DEER2021 | D20v0 | 2021-05-28 10:44 | Cap-Tons | 1 |  | None | 127 | 0.053 | 6.08 | 0 | 0 | 0 | [6 empty] | DEER:HVAC_Duct_Sealing | Annual
Any | RB-HV-DuctSeal-HighToLow | DMo | Old | CZ04 | rDXGF | SWSV001-03 | DEER2021 | D20v0 | 2021-05-28 10:44 | Cap-Tons | 1 |  | None | 58.7 | 0.116 | 7.99 | 0 | 0 | 0 | [6 empty] | DEER:HVAC_Duct_Sealing | Annual
Any | RB-HV-DuctSeal-HighToLow | DMo | Old | CZ04 | rDXHP | SWSV001-03 | DEER2021 | D20v0 | 2021-05-28 10:44 | Cap-Tons | 1 |  | None | 144 | 0.125 | 0 | 0 | 0 | 0 | [6 empty] | DEER:HVAC_Duct_Sealing | Annual
Any | RB-HV-DuctSeal-HighToLow | DMo | Old | CZ04 | rNCGF | SWSV001-03 | DEER2021 | D20v0 | 2021-05-28 10:44 | Cap-kBTUh | 1 |  | None | 0.28262 | 0 | 0.45067 | 0 | 0 | 0 | [6 empty] | DEER:HVAC_Duct_Sealing | Annual
Any | RB-HV-DuctSeal-HighToLow | DMo | Old | CZ04 | rWtd | SWSV001-03 | DEER2021 | D20v0 | 2021-05-28 10:44 | Cap-Tons | 1 |  | None | 54.2 | 0.0896 | 7.02 | 0 | 0 | 0 | [6 empty] | DEER:HVAC_Duct_Sealing | Annual
Any | RB-HV-DuctSeal-HighToLow | MFm | Ex | CZ04 | rDXGF | SWSV001-03 | DEER2021 | D20v0 | 2021-05-28 10:44 | Cap-Tons | 1 |  | None | 8.51 | 0.0145 | 0.976 | 0 | 0 | 0 | [6 empty] | DEER:HVAC_Duct_Sealing | Annual
Any | RB-HV-DuctSeal-HighToLow | MFm | Ex | CZ04 | rDXHP | SWSV001-03 | DEER2021 | D20v0 | 2021-05-28 10:44 | Cap-Tons | 1 |  | None | 20.1 | 0.0153 | 0 | 0 | 0 | 0 | [6 empty] | DEER:HVAC_Duct_Sealing | Annual
Any | RB-HV-DuctSeal-HighToLow | MFm | Ex | CZ04 | rNCGF | SWSV001-03 | DEER2021 | D20v0 | 2021-05-28 10:44 | Cap-kBTUh | 1 |  | None | 0.048876 | 0 | 0.049786 | 0 | 0 | 0 | [6 empty] | DEER:HVAC_Duct_Sealing | Annual
Any | RB-HV-DuctSeal-HighToLow | MFm | Ex | CZ04 | rWtd | SWSV001-03 | DEER2021 | D20v0 | 2021-05-28 10:44 | Cap-Tons | 1 |  | None | 4.91 | 0.00643 | 0.896 | 0 | 0 | 0 | [6 empty] | DEER:HVAC_Duct_Sealing | Annual
Any | RB-HV-DuctSeal-HighToLow | MFm | Old | CZ04 | rDXGF | SWSV001-03 | DEER2021 | D20v0 | 2021-05-28 10:44 | Cap-Tons | 1 |  | None | 7.31 | 0.0153 | 1.86 | 0 | 0 | 0 | [6 empty] | DEER:HVAC_Duct_Sealing | Annual
Any | RB-HV-DuctSeal-HighToLow | MFm | Old | CZ04 | rDXHP | SWSV001-03 | DEER2021 | D20v0 | 2021-05-28 10:44 | Cap-Tons | 1 |  | None | 27.5 | 0.0162 | 0 | 0 | 0 | 0 | [6 empty] | DEER:HVAC_Duct_Sealing | Annual
Any | RB-HV-DuctSeal-HighToLow | MFm | Old | CZ04 | rNCGF | SWSV001-03 | DEER2021 | D20v0 | 2021-05-28 10:44 | Cap-kBTUh | 1 |  | None | 0.080835 | 0 | 0.095824 | 0 | 0 | 0 | [6 empty] | DEER:HVAC_Duct_Sealing | Annual
Any | RB-HV-DuctSeal-HighToLow | MFm | Old | CZ04 | rWtd | SWSV001-03 | DEER2021 | D20v0 | 2021-05-28 10:44 | Cap-Tons | 1 |  | None | 5.19 | 0.0068 | 1.71 | 0 | 0 | 0 | [6 empty] | DEER:HVAC_Duct_Sealing | Annual
Any | RB-HV-DuctSeal-HighToLow | SFm | Ex | CZ04 | rDXGF | SWSV001-03 | DEER2021 | D20v0 | 2021-05-28 10:44 | Cap-Tons | 1 |  | None | 29.7 | 0.0658 | 8.63 | 0 | 0 | 0 | [6 empty] | DEER:HVAC_Duct_Sealing | Annual
Any | RB-HV-DuctSeal-HighToLow | SFm | Ex | CZ04 | rDXHP | SWSV001-03 | DEER2021 | D20v0 | 2021-05-28 10:44 | Cap-Tons | 1 |  | None | 124 | 0.0673 | 0 | 0 | 0 | 0 | [6 empty] | DEER:HVAC_Duct_Sealing | Annual
Any | RB-HV-DuctSeal-HighToLow | SFm | Ex | CZ04 | rNCGF | SWSV001-03 | DEER2021 | D20v0 | 2021-05-28 10:44 | Cap-kBTUh | 1 |  | None | 0.29225 | 0 | 0.45264 | 0 | 0 | 0 | [6 empty] | DEER:HVAC_Duct_Sealing | Annual
Any | RB-HV-DuctSeal-HighToLow | SFm | Ex | CZ04 | rWtd | SWSV001-03 | DEER2021 | D20v0 | 2021-05-28 10:44 | Cap-Tons | 1 |  | None | 20.5 | 0.0338 | 8.28 | 0 | 0 | 0 | [6 empty] | DEER:HVAC_Duct_Sealing | Annual
Any | RB-HV-DuctSeal-HighToLow | SFm | Old | CZ04 | rDXGF | SWSV001-03 | DEER2021 | D20v0 | 2021-05-28 10:44 | Cap-Tons | 1 |  | None | 28.2 | 0.0606 | 8.61 | 0 | 0 | 0 | [6 empty] | DEER:HVAC_Duct_Sealing | Annual
Any | RB-HV-DuctSeal-HighToLow | SFm | Old | CZ04 | rDXHP | SWSV001-03 | DEER2021 | D20v0 | 2021-05-28 10:44 | Cap-Tons | 1 |  | None | 122 | 0.0629 | 0 | 0 | 0 | 0 | [6 empty] | DEER:HVAC_Duct_Sealing | Annual
Any | RB-HV-DuctSeal-HighToLow | SFm | Old | CZ04 | rNCGF | SWSV001-03 | DEER2021 | D20v0 | 2021-05-28 10:44 | Cap-kBTUh | 1 |  | None | 0.30678 | 0 | 0.45425 | 0 | 0 | 0 | [6 empty] | DEER:HVAC_Duct_Sealing | Annual
Any | RB-HV-DuctSeal-HighToLow | SFm | Old | CZ04 | rWtd | SWSV001-03 | DEER2021 | D20v0 | 2021-05-28 10:44 | Cap-Tons | 1 |  | None | 19.8 | 0.0311 | 8.29 | 0 | 0 | 0 | [6 empty] | DEER:HVAC_Duct_Sealing | Annual
Any | RB-HV-DuctSeal-HighToLow | DMo | Ex | CZ05 | rDXGF | SWSV001-03 | DEER2021 | D20v0 | 2021-05-28 10:44 | Cap-Tons | 1 |  | None | 78.1 | 0.0458 | 9.02 | 0 | 0 | 0 | [6 empty] | DEER:HVAC_Duct_Sealing | Annual
Any | RB-HV-DuctSeal-HighToLow | DMo | Ex | CZ05 | rDXHP | SWSV001-03 | DEER2021 | D20v0 | 2021-05-28 10:44 | Cap-Tons | 1 |  | None | 152 | 0.0507 | 0 | 0 | 0 | 0 | [6 empty] | DEER:HVAC_Duct_Sealing | Annual
Any | RB-HV-DuctSeal-HighToLow | DMo | Ex | CZ05 | rNCGF | SWSV001-03 | DEER2021 | D20v0 | 2021-05-28 10:44 | Cap-kBTUh | 1 |  | None | 0.32782 | 0 | 0.50859 | 0 | 0 | 0 | [6 empty] | DEER:HVAC_Duct_Sealing | Annual
Any | RB-HV-DuctSeal-HighToLow | DMo | Ex | CZ05 | rWtd | SWSV001-03 | DEER2021 | D20v0 | 2021-05-28 10:44 | Cap-Tons | 1 |  | None | 17.4 | 0.00693 | 7.98 | 0 | 0 | 0 | [6 empty] | DEER:HVAC_Duct_Sealing | Annual
Any | RB-HV-DuctSeal-HighToLow | DMo | Old | CZ05 | rDXGF | SWSV001-03 | DEER2021 | D20v0 | 2021-05-28 10:44 | Cap-Tons | 1 |  | None | 20.2 | 0.0484 | 10.1 | 0 | 0 | 0 | [6 empty] | DEER:HVAC_Duct_Sealing | Annual
Any | RB-HV-DuctSeal-HighToLow | DMo | Old | CZ05 | rDXHP | SWSV001-03 | DEER2021 | D20v0 | 2021-05-28 10:44 | Cap-Tons | 1 |  | None | 102 | 0.0548 | 0 | 0 | 0 | 0 | [6 empty] | DEER:HVAC_Duct_Sealing | Annual
Any | RB-HV-DuctSeal-HighToLow | DMo | Old | CZ05 | rNCGF | SWSV001-03 | DEER2021 | D20v0 | 2021-05-28 10:44 | Cap-kBTUh | 1 |  | None | 0.35773 | 0 | 0.57352 | 0 | 0 | 0 | [6 empty] | DEER:HVAC_Duct_Sealing | Annual
Any | RB-HV-DuctSeal-HighToLow | DMo | Old | CZ05 | rWtd | SWSV001-03 | DEER2021 | D20v0 | 2021-05-28 10:44 | Cap-Tons | 1 |  | None | 9.32 | 0.00735 | 8.98 | 0 | 0 | 0 | [6 empty] | DEER:HVAC_Duct_Sealing | Annual
Any | RB-HV-DuctSeal-HighToLow | MFm | Ex | CZ05 | rDXGF | SWSV001-03 | DEER2021 | D20v0 | 2021-05-28 10:44 | Cap-Tons | 1 |  | None | 2.02 | 0.00241 | 1.38 | 0 | 0 | 0 | [6 empty] | DEER:HVAC_Duct_Sealing | Annual
Any | RB-HV-DuctSeal-HighToLow | MFm | Ex | CZ05 | rDXHP | SWSV001-03 | DEER2021 | D20v0 | 2021-05-28 10:44 | Cap-Tons | 1 |  | None | 16.1 | 0.00289 | 0 | 0 | 0 | 0 | [6 empty] | DEER:HVAC_Duct_Sealing | Annual
Any | RB-HV-DuctSeal-HighToLow | MFm | Ex | CZ05 | rNCGF | SWSV001-03 | DEER2021 | D20v0 | 2021-05-28 10:44 | Cap-kBTUh | 1 |  | None | 0.066381 | 0 | 0.070664 | 0 | 0 | 0 | [6 empty] | DEER:HVAC_Duct_Sealing | Annual
Any | RB-HV-DuctSeal-HighToLow | MFm | Ex | CZ05 | rWtd | SWSV001-03 | DEER2021 | D20v0 | 2021-05-28 10:44 | Cap-Tons | 1 |  | None | 2.02 | 0.00076 | 1.29 | 0 | 0 | 0 | [6 empty] | DEER:HVAC_Duct_Sealing | Annual
Any | RB-HV-DuctSeal-HighToLow | MFm | Old | CZ05 | rDXGF | SWSV001-03 | DEER2021 | D20v0 | 2021-05-28 10:44 | Cap-Tons | 1 |  | None | 2.46 | 0.00177 | 2.3 | 0 | 0 | 0 | [6 empty] | DEER:HVAC_Duct_Sealing | Annual
Any | RB-HV-DuctSeal-HighToLow | MFm | Old | CZ05 | rDXHP | SWSV001-03 | DEER2021 | D20v0 | 2021-05-28 10:44 | Cap-Tons | 1 |  | None | 23.4 | 0.00135 | 0 | 0 | 0 | 0 | [6 empty] | DEER:HVAC_Duct_Sealing | Annual
Any | RB-HV-DuctSeal-HighToLow | MFm | Old | CZ05 | rNCGF | SWSV001-03 | DEER2021 | D20v0 | 2021-05-28 10:44 | Cap-kBTUh | 1 |  | None | 0.099572 | 0 | 0.11884 | 0 | 0 | 0 | [6 empty] | DEER:HVAC_Duct_Sealing | Annual
Any | RB-HV-DuctSeal-HighToLow | MFm | Old | CZ05 | rWtd | SWSV001-03 | DEER2021 | D20v0 | 2021-05-28 10:44 | Cap-Tons | 1 |  | None | 2.84 | 0.00053 | 2.16 | 0 | 0 | 0 | [6 empty] | DEER:HVAC_Duct_Sealing | Annual
Any | RB-HV-DuctSeal-HighToLow | SFm | Ex | CZ05 | rDXGF | SWSV001-03 | DEER2021 | D20v0 | 2021-05-28 10:44 | Cap-Tons | 1 |  | None | 9.04 | 0.0222 | 9.1 | 0 | 0 | 0 | [6 empty] | DEER:HVAC_Duct_Sealing | Annual
Any | RB-HV-DuctSeal-HighToLow | SFm | Ex | CZ05 | rDXHP | SWSV001-03 | DEER2021 | D20v0 | 2021-05-28 10:44 | Cap-Tons | 1 |  | None | 91.1 | 0.0213 | 0 | 0 | 0 | 0 | [6 empty] | DEER:HVAC_Duct_Sealing | Annual
Any | RB-HV-DuctSeal-HighToLow | SFm | Ex | CZ05 | rNCGF | SWSV001-03 | DEER2021 | D20v0 | 2021-05-28 10:44 | Cap-kBTUh | 1 |  | None | 0.29925 | 0 | 0.47578 | 0 | 0 | 0 | [6 empty] | DEER:HVAC_Duct_Sealing | Annual
Any | RB-HV-DuctSeal-HighToLow | SFm | Ex | CZ05 | rWtd | SWSV001-03 | DEER2021 | D20v0 | 2021-05-28 10:44 | Cap-Tons | 1 |  | None | 7.21 | 0.00459 | 8.79 | 0 | 0 | 0 | [6 empty] | DEER:HVAC_Duct_Sealing | Annual
Any | RB-HV-DuctSeal-HighToLow | SFm | Old | CZ05 | rDXGF | SWSV001-03 | DEER2021 | D20v0 | 2021-05-28 10:44 | Cap-Tons | 1 |  | None | 11 | 0.025 | 11.7 | 0 | 0 | 0 | [6 empty] | DEER:HVAC_Duct_Sealing | Annual
Any | RB-HV-DuctSeal-HighToLow | SFm | Old | CZ05 | rDXHP | SWSV001-03 | DEER2021 | D20v0 | 2021-05-28 10:44 | Cap-Tons | 1 |  | None | 117 | 0.0266 | 0 | 0 | 0 | 0 | [6 empty] | DEER:HVAC_Duct_Sealing | Annual
Any | RB-HV-DuctSeal-HighToLow | SFm | Old | CZ05 | rNCGF | SWSV001-03 | DEER2021 | D20v0 | 2021-05-28 10:44 | Cap-kBTUh | 1 |  | None | 0.40205 | 0 | 0.61895 | 0 | 0 | 0 | [6 empty] | DEER:HVAC_Duct_Sealing | Annual
Any | RB-HV-DuctSeal-HighToLow | SFm | Old | CZ05 | rWtd | SWSV001-03 | DEER2021 | D20v0 | 2021-05-28 10:44 | Cap-Tons | 1 |  | None | 9.4 | 0.00521 | 11.4 | 0 | 0 | 0 | [6 empty] | DEER:HVAC_Duct_Sealing | Annual
Any | RB-HV-DuctSeal-HighToLow | DMo | Ex | CZ06 | rDXGF | SWSV001-03 | DEER2021 | D20v0 | 2021-05-28 10:44 | Cap-Tons | 1 |  | None | 160 | 0.0716 | 3.89 | 0 | 0 | 0 | [6 empty] | DEER:HVAC_Duct_Sealing | Annual
Any | RB-HV-DuctSeal-HighToLow | DMo | Ex | CZ06 | rDXHP | SWSV001-03 | DEER2021 | D20v0 | 2021-05-28 10:44 | Cap-Tons | 1 |  | None | 195 | 0.0813 | 0 | 0 | 0 | 0 | [6 empty] | DEER:HVAC_Duct_Sealing | Annual
Any | RB-HV-DuctSeal-HighToLow | DMo | Ex | CZ06 | rNCGF | SWSV001-03 | DEER2021 | D20v0 | 2021-05-28 10:44 | Cap-kBTUh | 1 |  | None | 0.14131 | 0 | 0.21961 | 0 | 0 | 0 | [6 empty] | DEER:HVAC_Duct_Sealing | Annual
Any | RB-HV-DuctSeal-HighToLow | DMo | Ex | CZ06 | rWtd | SWSV001-03 | DEER2021 | D20v0 | 2021-05-28 10:44 | Cap-Tons | 1 |  | None | 25.9 | 0.0107 | 3.45 | 0 | 0 | 0 | [6 empty] | DEER:HVAC_Duct_Sealing | Annual
Any | RB-HV-DuctSeal-HighToLow | DMo | Old | CZ06 | rDXGF | SWSV001-03 | DEER2021 | D20v0 | 2021-05-28 10:44 | Cap-Tons | 1 |  | None | 50.3 | 0.106 | 3.78 | 0 | 0 | 0 | [6 empty] | DEER:HVAC_Duct_Sealing | Annual
Any | RB-HV-DuctSeal-HighToLow | DMo | Old | CZ06 | rDXHP | SWSV001-03 | DEER2021 | D20v0 | 2021-05-28 10:44 | Cap-Tons | 1 |  | None | 88.2 | 0.119 | 0 | 0 | 0 | 0 | [6 empty] | DEER:HVAC_Duct_Sealing | Annual
Any | RB-HV-DuctSeal-HighToLow | DMo | Old | CZ06 | rNCGF | SWSV001-03 | DEER2021 | D20v0 | 2021-05-28 10:44 | Cap-kBTUh | 1 |  | None | 0.13431 | 0 | 0.21579 | 0 | 0 | 0 | [6 empty] | DEER:HVAC_Duct_Sealing | Annual
Any | RB-HV-DuctSeal-HighToLow | DMo | Old | CZ06 | rWtd | SWSV001-03 | DEER2021 | D20v0 | 2021-05-28 10:44 | Cap-Tons | 1 |  | None | 9.86 | 0.0157 | 3.38 | 0 | 0 | 0 | [6 empty] | DEER:HVAC_Duct_Sealing | Annual
Any | RB-HV-DuctSeal-HighToLow | MFm | Ex | CZ06 | rDXGF | SWSV001-03 | DEER2021 | D20v0 | 2021-05-28 10:44 | Cap-Tons | 1 |  | None | 5.51 | 0.0114 | 0.921 | 0 | 0 | 0 | [6 empty] | DEER:HVAC_Duct_Sealing | Annual
Any | RB-HV-DuctSeal-HighToLow | MFm | Ex | CZ06 | rDXHP | SWSV001-03 | DEER2021 | D20v0 | 2021-05-28 10:44 | Cap-Tons | 1 |  | None | 13.7 | 0.0127 | 0 | 0 | 0 | 0 | [6 empty] | DEER:HVAC_Duct_Sealing | Annual
Any | RB-HV-DuctSeal-HighToLow | MFm | Ex | CZ06 | rNCGF | SWSV001-03 | DEER2021 | D20v0 | 2021-05-28 10:44 | Cap-kBTUh | 1 |  | None | 0.040846 | 0 | 0.04727 | 0 | 0 | 0 | [6 empty] | DEER:HVAC_Duct_Sealing | Annual
Any | RB-HV-DuctSeal-HighToLow | MFm | Ex | CZ06 | rWtd | SWSV001-03 | DEER2021 | D20v0 | 2021-05-28 10:44 | Cap-Tons | 1 |  | None | 3.5 | 0.00548 | 0.847 | 0 | 0 | 0 | [6 empty] | DEER:HVAC_Duct_Sealing | Annual
Any | RB-HV-DuctSeal-HighToLow | MFm | Old | CZ06 | rDXGF | SWSV001-03 | DEER2021 | D20v0 | 2021-05-28 10:44 | Cap-Tons | 1 |  | None | 7.38 | 0.012 | 1.33 | 0 | 0 | 0 | [6 empty] | DEER:HVAC_Duct_Sealing | Annual
Any | RB-HV-DuctSeal-HighToLow | MFm | Old | CZ06 | rDXHP | SWSV001-03 | DEER2021 | D20v0 | 2021-05-28 10:44 | Cap-Tons | 1 |  | None | 18.7 | 0.0125 | 0 | 0 | 0 | 0 | [6 empty] | DEER:HVAC_Duct_Sealing | Annual
Any | RB-HV-DuctSeal-HighToLow | MFm | Old | CZ06 | rNCGF | SWSV001-03 | DEER2021 | D20v0 | 2021-05-28 10:44 | Cap-kBTUh | 1 |  | None | 0.054604 | 0 | 0.068522 | 0 | 0 | 0 | [6 empty] | DEER:HVAC_Duct_Sealing | Annual
Any | RB-HV-DuctSeal-HighToLow | MFm | Old | CZ06 | rWtd | SWSV001-03 | DEER2021 | D20v0 | 2021-05-28 10:44 | Cap-Tons | 1 |  | None | 4.7 | 0.0057 | 1.23 | 0 | 0 | 0 | [6 empty] | DEER:HVAC_Duct_Sealing | Annual
Any | RB-HV-DuctSeal-HighToLow | SFm | Ex | CZ06 | rDXGF | SWSV001-03 | DEER2021 | D20v0 | 2021-05-28 10:44 | Cap-Tons | 1 |  | None | 20.2 | 0.0546 | 3.43 | 0 | 0 | 0 | [6 empty] | DEER:HVAC_Duct_Sealing | Annual
Any | RB-HV-DuctSeal-HighToLow | SFm | Ex | CZ06 | rDXHP | SWSV001-03 | DEER2021 | D20v0 | 2021-05-28 10:44 | Cap-Tons | 1 |  | None | 50.6 | 0.056 | 0 | 0 | 0 | 0 | [6 empty] | DEER:HVAC_Duct_Sealing | Annual
Any | RB-HV-DuctSeal-HighToLow | SFm | Ex | CZ06 | rNCGF | SWSV001-03 | DEER2021 | D20v0 | 2021-05-28 10:44 | Cap-kBTUh | 1 |  | None | 0.10926 | 0 | 0.17922 | 0 | 0 | 0 | [6 empty] | DEER:HVAC_Duct_Sealing | Annual
Any | RB-HV-DuctSeal-HighToLow | SFm | Ex | CZ06 | rWtd | SWSV001-03 | DEER2021 | D20v0 | 2021-05-28 10:44 | Cap-Tons | 1 |  | None | 10.3 | 0.0227 | 3.29 | 0 | 0 | 0 | [6 empty] | DEER:HVAC_Duct_Sealing | Annual
Any | RB-HV-DuctSeal-HighToLow | SFm | Old | CZ06 | rDXGF | SWSV001-03 | DEER2021 | D20v0 | 2021-05-28 10:44 | Cap-Tons | 1 |  | None | 20.9 | 0.0634 | 4.35 | 0 | 0 | 0 | [6 empty] | DEER:HVAC_Duct_Sealing | Annual
Any | RB-HV-DuctSeal-HighToLow | SFm | Old | CZ06 | rDXHP | SWSV001-03 | DEER2021 | D20v0 | 2021-05-28 10:44 | Cap-Tons | 1 |  | None | 58.7 | 0.0653 | 0 | 0 | 0 | 0 | [6 empty] | DEER:HVAC_Duct_Sealing | Annual
Any | RB-HV-DuctSeal-HighToLow | SFm | Old | CZ06 | rNCGF | SWSV001-03 | DEER2021 | D20v0 | 2021-05-28 10:44 | Cap-kBTUh | 1 |  | None | 0.14532 | 0 | 0.22928 | 0 | 0 | 0 | [6 empty] | DEER:HVAC_Duct_Sealing | Annual
Any | RB-HV-DuctSeal-HighToLow | SFm | Old | CZ06 | rWtd | SWSV001-03 | DEER2021 | D20v0 | 2021-05-28 10:44 | Cap-Tons | 1 |  | None | 11.1 | 0.0263 | 4.2 | 0 | 0 | 0 | [6 empty] | DEER:HVAC_Duct_Sealing | Annual
Any | RB-HV-DuctSeal-HighToLow | DMo | Ex | CZ07 | rDXGF | SWSV001-03 | DEER2021 | D20v0 | 2021-05-28 10:44 | Cap-Tons | 1 |  | None | 171 | 0.0348 | 2.22 | 0 | 0 | 0 | [6 empty] | DEER:HVAC_Duct_Sealing | Annual
Any | RB-HV-DuctSeal-HighToLow | DMo | Ex | CZ07 | rDXHP | SWSV001-03 | DEER2021 | D20v0 | 2021-05-28 10:44 | Cap-Tons | 1 |  | None | 189 | 0.0406 | 0 | 0 | 0 | 0 | [6 empty] | DEER:HVAC_Duct_Sealing | Annual
Any | RB-HV-DuctSeal-HighToLow | DMo | Ex | CZ07 | rNCGF | SWSV001-03 | DEER2021 | D20v0 | 2021-05-28 10:44 | Cap-kBTUh | 1 |  | None | 0.082113 | 0 | 0.12858 | 0 | 0 | 0 | [6 empty] | DEER:HVAC_Duct_Sealing | Annual
Any | RB-HV-DuctSeal-HighToLow | DMo | Ex | CZ07 | rWtd | SWSV001-03 | DEER2021 | D20v0 | 2021-05-28 10:44 | Cap-Tons | 1 |  | None | 43 | 0.00862 | 2 | 0 | 0 | 0 | [6 empty] | DEER:HVAC_Duct_Sealing | Annual
Any | RB-HV-DuctSeal-HighToLow | DMo | Old | CZ07 | rDXGF | SWSV001-03 | DEER2021 | D20v0 | 2021-05-28 10:44 | Cap-Tons | 1 |  | None | 49.2 | 0.0674 | 2.57 | 0 | 0 | 0 | [6 empty] | DEER:HVAC_Duct_Sealing | Annual
Any | RB-HV-DuctSeal-HighToLow | DMo | Old | CZ07 | rDXHP | SWSV001-03 | DEER2021 | D20v0 | 2021-05-28 10:44 | Cap-Tons | 1 |  | None | 75.2 | 0.0797 | 0 | 0 | 0 | 0 | [6 empty] | DEER:HVAC_Duct_Sealing | Annual
Any | RB-HV-DuctSeal-HighToLow | DMo | Old | CZ07 | rNCGF | SWSV001-03 | DEER2021 | D20v0 | 2021-05-28 10:44 | Cap-kBTUh | 1 |  | None | 0.092298 | 0 | 0.14959 | 0 | 0 | 0 | [6 empty] | DEER:HVAC_Duct_Sealing | Annual
Any | RB-HV-DuctSeal-HighToLow | DMo | Old | CZ07 | rWtd | SWSV001-03 | DEER2021 | D20v0 | 2021-05-28 10:44 | Cap-Tons | 1 |  | None | 13.8 | 0.0167 | 2.33 | 0 | 0 | 0 | [6 empty] | DEER:HVAC_Duct_Sealing | Annual
Any | RB-HV-DuctSeal-HighToLow | MFm | Ex | CZ07 | rDXGF | SWSV001-03 | DEER2021 | D20v0 | 2021-05-28 10:44 | Cap-Tons | 1 |  | None | 7.91 | 0.00855 | 0.776 | 0 | 0 | 0 | [6 empty] | DEER:HVAC_Duct_Sealing | Annual
Any | RB-HV-DuctSeal-HighToLow | MFm | Ex | CZ07 | rDXHP | SWSV001-03 | DEER2021 | D20v0 | 2021-05-28 10:44 | Cap-Tons | 1 |  | None | 13.7 | 0.00895 | 0 | 0 | 0 | 0 | [6 empty] | DEER:HVAC_Duct_Sealing | Annual
Any | RB-HV-DuctSeal-HighToLow | MFm | Ex | CZ07 | rNCGF | SWSV001-03 | DEER2021 | D20v0 | 2021-05-28 10:44 | Cap-kBTUh | 1 |  | None | 0.03667 | 0 | 0.040043 | 0 | 0 | 0 | [6 empty] | DEER:HVAC_Duct_Sealing | Annual
Any | RB-HV-DuctSeal-HighToLow | MFm | Ex | CZ07 | rWtd | SWSV001-03 | DEER2021 | D20v0 | 2021-05-28 10:44 | Cap-Tons | 1 |  | None | 3.25 | 0.00277 | 0.726 | 0 | 0 | 0 | [6 empty] | DEER:HVAC_Duct_Sealing | Annual
Any | RB-HV-DuctSeal-HighToLow | MFm | Old | CZ07 | rDXGF | SWSV001-03 | DEER2021 | D20v0 | 2021-05-28 10:44 | Cap-Tons | 1 |  | None | 5.1 | 0.00706 | 1.02 | 0 | 0 | 0 | [6 empty] | DEER:HVAC_Duct_Sealing | Annual
Any | RB-HV-DuctSeal-HighToLow | MFm | Old | CZ07 | rDXHP | SWSV001-03 | DEER2021 | D20v0 | 2021-05-28 10:44 | Cap-Tons | 1 |  | None | 12.3 | 0.0075 | 0 | 0 | 0 | 0 | [6 empty] | DEER:HVAC_Duct_Sealing | Annual
Any | RB-HV-DuctSeal-HighToLow | MFm | Old | CZ07 | rNCGF | SWSV001-03 | DEER2021 | D20v0 | 2021-05-28 10:44 | Cap-kBTUh | 1 |  | None | 0.044004 | 0 | 0.052409 | 0 | 0 | 0 | [6 empty] | DEER:HVAC_Duct_Sealing | Annual
Any | RB-HV-DuctSeal-HighToLow | MFm | Old | CZ07 | rWtd | SWSV001-03 | DEER2021 | D20v0 | 2021-05-28 10:44 | Cap-Tons | 1 |  | None | 2.49 | 0.00229 | 0.95 | 0 | 0 | 0 | [6 empty] | DEER:HVAC_Duct_Sealing | Annual
Any | RB-HV-DuctSeal-HighToLow | SFm | Ex | CZ07 | rDXGF | SWSV001-03 | DEER2021 | D20v0 | 2021-05-28 10:44 | Cap-Tons | 1 |  | None | 29.6 | 0.0515 | 3.05 | 0 | 0 | 0 | [6 empty] | DEER:HVAC_Duct_Sealing | Annual
Any | RB-HV-DuctSeal-HighToLow | SFm | Ex | CZ07 | rDXHP | SWSV001-03 | DEER2021 | D20v0 | 2021-05-28 10:44 | Cap-Tons | 1 |  | None | 50.5 | 0.0529 | 0 | 0 | 0 | 0 | [6 empty] | DEER:HVAC_Duct_Sealing | Annual
Any | RB-HV-DuctSeal-HighToLow | SFm | Ex | CZ07 | rNCGF | SWSV001-03 | DEER2021 | D20v0 | 2021-05-28 10:44 | Cap-kBTUh | 1 |  | None | 0.10118 | 0 | 0.16093 | 0 | 0 | 0 | [6 empty] | DEER:HVAC_Duct_Sealing | Annual
Any | RB-HV-DuctSeal-HighToLow | SFm | Ex | CZ07 | rWtd | SWSV001-03 | DEER2021 | D20v0 | 2021-05-28 10:44 | Cap-Tons | 1 |  | None | 11.4 | 0.017 | 2.96 | 0 | 0 | 0 | [6 empty] | DEER:HVAC_Duct_Sealing | Annual
Any | RB-HV-DuctSeal-HighToLow | SFm | Old | CZ07 | rDXGF | SWSV001-03 | DEER2021 | D20v0 | 2021-05-28 10:44 | Cap-Tons | 1 |  | None | 25.9 | 0.0489 | 4.85 | 0 | 0 | 0 | [6 empty] | DEER:HVAC_Duct_Sealing | Annual
Any | RB-HV-DuctSeal-HighToLow | SFm | Old | CZ07 | rDXHP | SWSV001-03 | DEER2021 | D20v0 | 2021-05-28 10:44 | Cap-Tons | 1 |  | None | 60.2 | 0.052 | 0 | 0 | 0 | 0 | [6 empty] | DEER:HVAC_Duct_Sealing | Annual
Any | RB-HV-DuctSeal-HighToLow | SFm | Old | CZ07 | rNCGF | SWSV001-03 | DEER2021 | D20v0 | 2021-05-28 10:44 | Cap-kBTUh | 1 |  | None | 0.1733 | 0 | 0.25673 | 0 | 0 | 0 | [6 empty] | DEER:HVAC_Duct_Sealing | Annual
Any | RB-HV-DuctSeal-HighToLow | SFm | Old | CZ07 | rWtd | SWSV001-03 | DEER2021 | D20v0 | 2021-05-28 10:44 | Cap-Tons | 1 |  | None | 11.3 | 0.0162 | 4.71 | 0 | 0 | 0 | [6 empty] | DEER:HVAC_Duct_Sealing | Annual
Any | RB-HV-DuctSeal-HighToLow | DMo | Ex | CZ08 | rDXGF | SWSV001-03 | DEER2021 | D20v0 | 2021-05-28 10:44 | Cap-Tons | 1 |  | None | 193 | 0.0608 | 3.52 | 0 | 0 | 0 | [6 empty] | DEER:HVAC_Duct_Sealing | Annual
Any | RB-HV-DuctSeal-HighToLow | DMo | Ex | CZ08 | rDXHP | SWSV001-03 | DEER2021 | D20v0 | 2021-05-28 10:44 | Cap-Tons | 1 |  | None | 225 | 0.069 | 0 | 0 | 0 | 0 | [6 empty] | DEER:HVAC_Duct_Sealing | Annual
Any | RB-HV-DuctSeal-HighToLow | DMo | Ex | CZ08 | rNCGF | SWSV001-03 | DEER2021 | D20v0 | 2021-05-28 10:44 | Cap-kBTUh | 1 |  | None | 0.12922 | 0 | 0.20115 | 0 | 0 | 0 | [6 empty] | DEER:HVAC_Duct_Sealing | Annual
Any | RB-HV-DuctSeal-HighToLow | DMo | Ex | CZ08 | rWtd | SWSV001-03 | DEER2021 | D20v0 | 2021-05-28 10:44 | Cap-Tons | 1 |  | None | 135 | 0.0424 | 3.1 | 0 | 0 | 0 | [6 empty] | DEER:HVAC_Duct_Sealing | Annual
Any | RB-HV-DuctSeal-HighToLow | DMo | Old | CZ08 | rDXGF | SWSV001-03 | DEER2021 | D20v0 | 2021-05-28 10:44 | Cap-Tons | 1 |  | None | 72.3 | 0.0888 | 3.86 | 0 | 0 | 0 | [6 empty] | DEER:HVAC_Duct_Sealing | Annual
Any | RB-HV-DuctSeal-HighToLow | DMo | Old | CZ08 | rDXHP | SWSV001-03 | DEER2021 | D20v0 | 2021-05-28 10:44 | Cap-Tons | 1 |  | None | 109 | 0.0962 | 0 | 0 | 0 | 0 | [6 empty] | DEER:HVAC_Duct_Sealing | Annual
Any | RB-HV-DuctSeal-HighToLow | DMo | Old | CZ08 | rNCGF | SWSV001-03 | DEER2021 | D20v0 | 2021-05-28 10:44 | Cap-kBTUh | 1 |  | None | 0.13813 | 0 | 0.22342 | 0 | 0 | 0 | [6 empty] | DEER:HVAC_Duct_Sealing | Annual
Any | RB-HV-DuctSeal-HighToLow | DMo | Old | CZ08 | rWtd | SWSV001-03 | DEER2021 | D20v0 | 2021-05-28 10:44 | Cap-Tons | 1 |  | None | 53.4 | 0.0615 | 3.42 | 0 | 0 | 0 | [6 empty] | DEER:HVAC_Duct_Sealing | Annual
Any | RB-HV-DuctSeal-HighToLow | MFm | Ex | CZ08 | rDXGF | SWSV001-03 | DEER2021 | D20v0 | 2021-05-28 10:44 | Cap-Tons | 1 |  | None | 10.2 | 0.0101 | 0.782 | 0 | 0 | 0 | [6 empty] | DEER:HVAC_Duct_Sealing | Annual
Any | RB-HV-DuctSeal-HighToLow | MFm | Ex | CZ08 | rDXHP | SWSV001-03 | DEER2021 | D20v0 | 2021-05-28 10:44 | Cap-Tons | 1 |  | None | 16.5 | 0.0105 | 0 | 0 | 0 | 0 | [6 empty] | DEER:HVAC_Duct_Sealing | Annual
Any | RB-HV-DuctSeal-HighToLow | MFm | Ex | CZ08 | rNCGF | SWSV001-03 | DEER2021 | D20v0 | 2021-05-28 10:44 | Cap-kBTUh | 1 |  | None | 0.036135 | 0 | 0.040364 | 0 | 0 | 0 | [6 empty] | DEER:HVAC_Duct_Sealing | Annual
Any | RB-HV-DuctSeal-HighToLow | MFm | Ex | CZ08 | rWtd | SWSV001-03 | DEER2021 | D20v0 | 2021-05-28 10:44 | Cap-Tons | 1 |  | None | 5.57 | 0.00481 | 0.721 | 0 | 0 | 0 | [6 empty] | DEER:HVAC_Duct_Sealing | Annual
Any | RB-HV-DuctSeal-HighToLow | MFm | Old | CZ08 | rDXGF | SWSV001-03 | DEER2021 | D20v0 | 2021-05-28 10:44 | Cap-Tons | 1 |  | None | 11.2 | 0.0127 | 1.23 | 0 | 0 | 0 | [6 empty] | DEER:HVAC_Duct_Sealing | Annual
Any | RB-HV-DuctSeal-HighToLow | MFm | Old | CZ08 | rDXHP | SWSV001-03 | DEER2021 | D20v0 | 2021-05-28 10:44 | Cap-Tons | 1 |  | None | 21.2 | 0.0127 | 0 | 0 | 0 | 0 | [6 empty] | DEER:HVAC_Duct_Sealing | Annual
Any | RB-HV-DuctSeal-HighToLow | MFm | Old | CZ08 | rNCGF | SWSV001-03 | DEER2021 | D20v0 | 2021-05-28 10:44 | Cap-kBTUh | 1 |  | None | 0.051606 | 0 | 0.063169 | 0 | 0 | 0 | [6 empty] | DEER:HVAC_Duct_Sealing | Annual
Any | RB-HV-DuctSeal-HighToLow | MFm | Old | CZ08 | rWtd | SWSV001-03 | DEER2021 | D20v0 | 2021-05-28 10:44 | Cap-Tons | 1 |  | None | 6.42 | 0.006 | 1.13 | 0 | 0 | 0 | [6 empty] | DEER:HVAC_Duct_Sealing | Annual
Any | RB-HV-DuctSeal-HighToLow | SFm | Ex | CZ08 | rDXGF | SWSV001-03 | DEER2021 | D20v0 | 2021-05-28 10:44 | Cap-Tons | 1 |  | None | 49.5 | 0.0596 | 2.75 | 0 | 0 | 0 | [6 empty] | DEER:HVAC_Duct_Sealing | Annual
Any | RB-HV-DuctSeal-HighToLow | SFm | Ex | CZ08 | rDXHP | SWSV001-03 | DEER2021 | D20v0 | 2021-05-28 10:44 | Cap-Tons | 1 |  | None | 73.7 | 0.0625 | 0 | 0 | 0 | 0 | [6 empty] | DEER:HVAC_Duct_Sealing | Annual
Any | RB-HV-DuctSeal-HighToLow | SFm | Ex | CZ08 | rNCGF | SWSV001-03 | DEER2021 | D20v0 | 2021-05-28 10:44 | Cap-kBTUh | 1 |  | None | 0.089882 | 0 | 0.14478 | 0 | 0 | 0 | [6 empty] | DEER:HVAC_Duct_Sealing | Annual
Any | RB-HV-DuctSeal-HighToLow | SFm | Ex | CZ08 | rWtd | SWSV001-03 | DEER2021 | D20v0 | 2021-05-28 10:44 | Cap-Tons | 1 |  | None | 26.1 | 0.0298 | 2.64 | 0 | 0 | 0 | [6 empty] | DEER:HVAC_Duct_Sealing | Annual
Any | RB-HV-DuctSeal-HighToLow | SFm | Old | CZ08 | rDXGF | SWSV001-03 | DEER2021 | D20v0 | 2021-05-28 10:44 | Cap-Tons | 1 |  | None | 33.2 | 0.0498 | 3.98 | 0 | 0 | 0 | [6 empty] | DEER:HVAC_Duct_Sealing | Annual
Any | RB-HV-DuctSeal-HighToLow | SFm | Old | CZ08 | rDXHP | SWSV001-03 | DEER2021 | D20v0 | 2021-05-28 10:44 | Cap-Tons | 1 |  | None | 65 | 0.0521 | 0 | 0 | 0 | 0 | [6 empty] | DEER:HVAC_Duct_Sealing | Annual
Any | RB-HV-DuctSeal-HighToLow | SFm | Old | CZ08 | rNCGF | SWSV001-03 | DEER2021 | D20v0 | 2021-05-28 10:44 | Cap-kBTUh | 1 |  | None | 0.13617 | 0 | 0.21044 | 0 | 0 | 0 | [6 empty] | DEER:HVAC_Duct_Sealing | Annual
Any | RB-HV-DuctSeal-HighToLow | SFm | Old | CZ08 | rWtd | SWSV001-03 | DEER2021 | D20v0 | 2021-05-28 10:44 | Cap-Tons | 1 |  | None | 18.7 | 0.0249 | 3.84 | 0 | 0 | 0 | [6 empty] | DEER:HVAC_Duct_Sealing | Annual
Any | RB-HV-DuctSeal-HighToLow | DMo | Ex | CZ09 | rDXGF | SWSV001-03 | DEER2021 | D20v0 | 2021-05-28 10:44 | Cap-Tons | 1 |  | None | 180 | 0.111 | 4.64 | 0 | 0 | 0 | [6 empty] | DEER:HVAC_Duct_Sealing | Annual
Any | RB-HV-DuctSeal-HighToLow | DMo | Ex | CZ09 | rDXHP | SWSV001-03 | DEER2021 | D20v0 | 2021-05-28 10:44 | Cap-Tons | 1 |  | None | 221 | 0.126 | 0 | 0 | 0 | 0 | [6 empty] | DEER:HVAC_Duct_Sealing | Annual
Any | RB-HV-DuctSeal-HighToLow | DMo | Ex | CZ09 | rNCGF | SWSV001-03 | DEER2021 | D20v0 | 2021-05-28 10:44 | Cap-kBTUh | 1 |  | None | 0.17059 | 0 | 0.26416 | 0 | 0 | 0 | [6 empty] | DEER:HVAC_Duct_Sealing | Annual
Any | RB-HV-DuctSeal-HighToLow | DMo | Ex | CZ09 | rWtd | SWSV001-03 | DEER2021 | D20v0 | 2021-05-28 10:44 | Cap-Tons | 1 |  | None | 139 | 0.0839 | 4.08 | 0 | 0 | 0 | [6 empty] | DEER:HVAC_Duct_Sealing | Annual
Any | RB-HV-DuctSeal-HighToLow | DMo | Old | CZ09 | rDXGF | SWSV001-03 | DEER2021 | D20v0 | 2021-05-28 10:44 | Cap-Tons | 1 |  | None | 108 | 0.176 | 6.19 | 0 | 0 | 0 | [6 empty] | DEER:HVAC_Duct_Sealing | Annual
Any | RB-HV-DuctSeal-HighToLow | DMo | Old | CZ09 | rDXHP | SWSV001-03 | DEER2021 | D20v0 | 2021-05-28 10:44 | Cap-Tons | 1 |  | None | 164 | 0.187 | 0 | 0 | 0 | 0 | [6 empty] | DEER:HVAC_Duct_Sealing | Annual
Any | RB-HV-DuctSeal-HighToLow | DMo | Old | CZ09 | rNCGF | SWSV001-03 | DEER2021 | D20v0 | 2021-05-28 10:44 | Cap-kBTUh | 1 |  | None | 0.22215 | 0 | 0.35264 | 0 | 0 | 0 | [6 empty] | DEER:HVAC_Duct_Sealing | Annual
Any | RB-HV-DuctSeal-HighToLow | DMo | Old | CZ09 | rWtd | SWSV001-03 | DEER2021 | D20v0 | 2021-05-28 10:44 | Cap-Tons | 1 |  | None | 86.1 | 0.132 | 5.45 | 0 | 0 | 0 | [6 empty] | DEER:HVAC_Duct_Sealing | Annual
Any | RB-HV-DuctSeal-HighToLow | MFm | Ex | CZ09 | rDXGF | SWSV001-03 | DEER2021 | D20v0 | 2021-05-28 10:44 | Cap-Tons | 1 |  | None | 12.4 | 0.0151 | 1.26 | 0 | 0 | 0 | [6 empty] | DEER:HVAC_Duct_Sealing | Annual
Any | RB-HV-DuctSeal-HighToLow | MFm | Ex | CZ09 | rDXHP | SWSV001-03 | DEER2021 | D20v0 | 2021-05-28 10:44 | Cap-Tons | 1 |  | None | 22.3 | 0.0154 | 0 | 0 | 0 | 0 | [6 empty] | DEER:HVAC_Duct_Sealing | Annual
Any | RB-HV-DuctSeal-HighToLow | MFm | Ex | CZ09 | rNCGF | SWSV001-03 | DEER2021 | D20v0 | 2021-05-28 10:44 | Cap-kBTUh | 1 |  | None | 0.062099 | 0 | 0.06424 | 0 | 0 | 0 | [6 empty] | DEER:HVAC_Duct_Sealing | Annual
Any | RB-HV-DuctSeal-HighToLow | MFm | Ex | CZ09 | rWtd | SWSV001-03 | DEER2021 | D20v0 | 2021-05-28 10:44 | Cap-Tons | 1 |  | None | 9.82 | 0.0106 | 1.13 | 0 | 0 | 0 | [6 empty] | DEER:HVAC_Duct_Sealing | Annual
Any | RB-HV-DuctSeal-HighToLow | MFm | Old | CZ09 | rDXGF | SWSV001-03 | DEER2021 | D20v0 | 2021-05-28 10:44 | Cap-Tons | 1 |  | None | 15.9 | 0.0186 | 1.54 | 0 | 0 | 0 | [6 empty] | DEER:HVAC_Duct_Sealing | Annual
Any | RB-HV-DuctSeal-HighToLow | MFm | Old | CZ09 | rDXHP | SWSV001-03 | DEER2021 | D20v0 | 2021-05-28 10:44 | Cap-Tons | 1 |  | None | 28.2 | 0.0187 | 0 | 0 | 0 | 0 | [6 empty] | DEER:HVAC_Duct_Sealing | Annual
Any | RB-HV-DuctSeal-HighToLow | MFm | Old | CZ09 | rNCGF | SWSV001-03 | DEER2021 | D20v0 | 2021-05-28 10:44 | Cap-kBTUh | 1 |  | None | 0.059957 | 0 | 0.079229 | 0 | 0 | 0 | [6 empty] | DEER:HVAC_Duct_Sealing | Annual
Any | RB-HV-DuctSeal-HighToLow | MFm | Old | CZ09 | rWtd | SWSV001-03 | DEER2021 | D20v0 | 2021-05-28 10:44 | Cap-Tons | 1 |  | None | 12.5 | 0.013 | 1.39 | 0 | 0 | 0 | [6 empty] | DEER:HVAC_Duct_Sealing | Annual
Any | RB-HV-DuctSeal-HighToLow | SFm | Ex | CZ09 | rDXGF | SWSV001-03 | DEER2021 | D20v0 | 2021-05-28 10:44 | Cap-Tons | 1 |  | None | 52.2 | 0.0835 | 5.29 | 0 | 0 | 0 | [6 empty] | DEER:HVAC_Duct_Sealing | Annual
Any | RB-HV-DuctSeal-HighToLow | SFm | Ex | CZ09 | rDXHP | SWSV001-03 | DEER2021 | D20v0 | 2021-05-28 10:44 | Cap-Tons | 1 |  | None | 96.5 | 0.0844 | 0 | 0 | 0 | 0 | [6 empty] | DEER:HVAC_Duct_Sealing | Annual
Any | RB-HV-DuctSeal-HighToLow | SFm | Ex | CZ09 | rNCGF | SWSV001-03 | DEER2021 | D20v0 | 2021-05-28 10:44 | Cap-kBTUh | 1 |  | None | 0.17546 | 0 | 0.27718 | 0 | 0 | 0 | [6 empty] | DEER:HVAC_Duct_Sealing | Annual
Any | RB-HV-DuctSeal-HighToLow | SFm | Ex | CZ09 | rWtd | SWSV001-03 | DEER2021 | D20v0 | 2021-05-28 10:44 | Cap-Tons | 1 |  | None | 43.5 | 0.0655 | 5.03 | 0 | 0 | 0 | [6 empty] | DEER:HVAC_Duct_Sealing | Annual
Any | RB-HV-DuctSeal-HighToLow | SFm | Old | CZ09 | rDXGF | SWSV001-03 | DEER2021 | D20v0 | 2021-05-28 10:44 | Cap-Tons | 1 |  | None | 54.2 | 0.106 | 5.23 | 0 | 0 | 0 | [6 empty] | DEER:HVAC_Duct_Sealing | Annual
Any | RB-HV-DuctSeal-HighToLow | SFm | Old | CZ09 | rDXHP | SWSV001-03 | DEER2021 | D20v0 | 2021-05-28 10:44 | Cap-Tons | 1 |  | None | 103 | 0.109 | 0 | 0 | 0 | 0 | [6 empty] | DEER:HVAC_Duct_Sealing | Annual
Any | RB-HV-DuctSeal-HighToLow | SFm | Old | CZ09 | rNCGF | SWSV001-03 | DEER2021 | D20v0 | 2021-05-28 10:44 | Cap-kBTUh | 1 |  | None | 0.17384 | 0 | 0.2761 | 0 | 0 | 0 | [6 empty] | DEER:HVAC_Duct_Sealing | Annual
Any | RB-HV-DuctSeal-HighToLow | SFm | Old | CZ09 | rWtd | SWSV001-03 | DEER2021 | D20v0 | 2021-05-28 10:44 | Cap-Tons | 1 |  | None | 45.3 | 0.0834 | 4.99 | 0 | 0 | 0 | [6 empty] | DEER:HVAC_Duct_Sealing | Annual
Any | RB-HV-DuctSeal-HighToLow | DMo | Ex | CZ10 | rDXGF | SWSV001-03 | DEER2021 | D20v0 | 2021-05-28 10:44 | Cap-Tons | 1 |  | None | 195 | 0.116 | 3.88 | 0 | 0 | 0 | [6 empty] | DEER:HVAC_Duct_Sealing | Annual
Any | RB-HV-DuctSeal-HighToLow | DMo | Ex | CZ10 | rDXHP | SWSV001-03 | DEER2021 | D20v0 | 2021-05-28 10:44 | Cap-Tons | 1 |  | None | 237 | 0.128 | 0 | 0 | 0 | 0 | [6 empty] | DEER:HVAC_Duct_Sealing | Annual
Any | RB-HV-DuctSeal-HighToLow | DMo | Ex | CZ10 | rNCGF | SWSV001-03 | DEER2021 | D20v0 | 2021-05-28 10:44 | Cap-kBTUh | 1 |  | None | 0.14131 | 0 | 0.21961 | 0 | 0 | 0 | [6 empty] | DEER:HVAC_Duct_Sealing | Annual
Any | RB-HV-DuctSeal-HighToLow | DMo | Ex | CZ10 | rWtd | SWSV001-03 | DEER2021 | D20v0 | 2021-05-28 10:44 | Cap-Tons | 1 |  | None | 196 | 0.115 | 3.39 | 0 | 0 | 0 | [6 empty] | DEER:HVAC_Duct_Sealing | Annual
Any | RB-HV-DuctSeal-HighToLow | DMo | Old | CZ10 | rDXGF | SWSV001-03 | DEER2021 | D20v0 | 2021-05-28 10:44 | Cap-Tons | 1 |  | None | 102 | 0.145 | 5.59 | 0 | 0 | 0 | [6 empty] | DEER:HVAC_Duct_Sealing | Annual
Any | RB-HV-DuctSeal-HighToLow | DMo | Old | CZ10 | rDXHP | SWSV001-03 | DEER2021 | D20v0 | 2021-05-28 10:44 | Cap-Tons | 1 |  | None | 159 | 0.153 | 0 | 0 | 0 | 0 | [6 empty] | DEER:HVAC_Duct_Sealing | Annual
Any | RB-HV-DuctSeal-HighToLow | DMo | Old | CZ10 | rNCGF | SWSV001-03 | DEER2021 | D20v0 | 2021-05-28 10:44 | Cap-kBTUh | 1 |  | None | 0.19796 | 0 | 0.317 | 0 | 0 | 0 | [6 empty] | DEER:HVAC_Duct_Sealing | Annual
Any | RB-HV-DuctSeal-HighToLow | DMo | Old | CZ10 | rWtd | SWSV001-03 | DEER2021 | D20v0 | 2021-05-28 10:44 | Cap-Tons | 1 |  | None | 107 | 0.143 | 4.9 | 0 | 0 | 0 | [6 empty] | DEER:HVAC_Duct_Sealing | Annual
Any | RB-HV-DuctSeal-HighToLow | MFm | Ex | CZ10 | rDXGF | SWSV001-03 | DEER2021 | D20v0 | 2021-05-28 10:44 | Cap-Tons | 1 |  | None | 10.7 | 0.0163 | 0.83 | 0 | 0 | 0 | [6 empty] | DEER:HVAC_Duct_Sealing | Annual
Any | RB-HV-DuctSeal-HighToLow | MFm | Ex | CZ10 | rDXHP | SWSV001-03 | DEER2021 | D20v0 | 2021-05-28 10:44 | Cap-Tons | 1 |  | None | 18 | 0.0166 | 0 | 0 | 0 | 0 | [6 empty] | DEER:HVAC_Duct_Sealing | Annual
Any | RB-HV-DuctSeal-HighToLow | MFm | Ex | CZ10 | rNCGF | SWSV001-03 | DEER2021 | D20v0 | 2021-05-28 10:44 | Cap-kBTUh | 1 |  | None | 0.041113 | 0 | 0.042559 | 0 | 0 | 0 | [6 empty] | DEER:HVAC_Duct_Sealing | Annual
Any | RB-HV-DuctSeal-HighToLow | MFm | Ex | CZ10 | rWtd | SWSV001-03 | DEER2021 | D20v0 | 2021-05-28 10:44 | Cap-Tons | 1 |  | None | 10.8 | 0.0151 | 0.731 | 0 | 0 | 0 | [6 empty] | DEER:HVAC_Duct_Sealing | Annual
Any | RB-HV-DuctSeal-HighToLow | MFm | Old | CZ10 | rDXGF | SWSV001-03 | DEER2021 | D20v0 | 2021-05-28 10:44 | Cap-Tons | 1 |  | None | 10.8 | 0.0178 | 1.81 | 0 | 0 | 0 | [6 empty] | DEER:HVAC_Duct_Sealing | Annual
Any | RB-HV-DuctSeal-HighToLow | MFm | Old | CZ10 | rDXHP | SWSV001-03 | DEER2021 | D20v0 | 2021-05-28 10:44 | Cap-Tons | 1 |  | None | 25.9 | 0.0178 | 0 | 0 | 0 | 0 | [6 empty] | DEER:HVAC_Duct_Sealing | Annual
Any | RB-HV-DuctSeal-HighToLow | MFm | Old | CZ10 | rNCGF | SWSV001-03 | DEER2021 | D20v0 | 2021-05-28 10:44 | Cap-kBTUh | 1 |  | None | 0.069058 | 0 | 0.093683 | 0 | 0 | 0 | [6 empty] | DEER:HVAC_Duct_Sealing | Annual
Any | RB-HV-DuctSeal-HighToLow | MFm | Old | CZ10 | rWtd | SWSV001-03 | DEER2021 | D20v0 | 2021-05-28 10:44 | Cap-Tons | 1 |  | None | 11.9 | 0.0165 | 1.59 | 0 | 0 | 0 | [6 empty] | DEER:HVAC_Duct_Sealing | Annual
Any | RB-HV-DuctSeal-HighToLow | SFm | Ex | CZ10 | rDXGF | SWSV001-03 | DEER2021 | D20v0 | 2021-05-28 10:44 | Cap-Tons | 1 |  | None | 70.1 | 0.0937 | 8.25 | 0 | 0 | 0 | [6 empty] | DEER:HVAC_Duct_Sealing | Annual
Any | RB-HV-DuctSeal-HighToLow | SFm | Ex | CZ10 | rDXHP | SWSV001-03 | DEER2021 | D20v0 | 2021-05-28 10:44 | Cap-Tons | 1 |  | None | 155 | 0.0916 | 0 | 0 | 0 | 0 | [6 empty] | DEER:HVAC_Duct_Sealing | Annual
Any | RB-HV-DuctSeal-HighToLow | SFm | Ex | CZ10 | rNCGF | SWSV001-03 | DEER2021 | D20v0 | 2021-05-28 10:44 | Cap-kBTUh | 1 |  | None | 0.29386 | 0 | 0.4338 | 0 | 0 | 0 | [6 empty] | DEER:HVAC_Duct_Sealing | Annual
Any | RB-HV-DuctSeal-HighToLow | SFm | Ex | CZ10 | rWtd | SWSV001-03 | DEER2021 | D20v0 | 2021-05-28 10:44 | Cap-Tons | 1 |  | None | 71 | 0.0885 | 7.82 | 0 | 0 | 0 | [6 empty] | DEER:HVAC_Duct_Sealing | Annual
Any | RB-HV-DuctSeal-HighToLow | SFm | Old | CZ10 | rDXGF | SWSV001-03 | DEER2021 | D20v0 | 2021-05-28 10:44 | Cap-Tons | 1 |  | None | 39.4 | 0.0718 | 5.66 | 0 | 0 | 0 | [6 empty] | DEER:HVAC_Duct_Sealing | Annual
Any | RB-HV-DuctSeal-HighToLow | SFm | Old | CZ10 | rDXHP | SWSV001-03 | DEER2021 | D20v0 | 2021-05-28 10:44 | Cap-Tons | 1 |  | None | 95.4 | 0.0757 | 0 | 0 | 0 | 0 | [6 empty] | DEER:HVAC_Duct_Sealing | Annual
Any | RB-HV-DuctSeal-HighToLow | SFm | Old | CZ10 | rNCGF | SWSV001-03 | DEER2021 | D20v0 | 2021-05-28 10:44 | Cap-kBTUh | 1 |  | None | 0.18353 | 0 | 0.29817 | 0 | 0 | 0 | [6 empty] | DEER:HVAC_Duct_Sealing | Annual
Any | RB-HV-DuctSeal-HighToLow | SFm | Old | CZ10 | rWtd | SWSV001-03 | DEER2021 | D20v0 | 2021-05-28 10:44 | Cap-Tons | 1 |  | None | 40.4 | 0.0681 | 5.37 | 0 | 0 | 0 | [6 empty] | DEER:HVAC_Duct_Sealing | Annual
Any | RB-HV-DuctSeal-HighToLow | DMo | Ex | CZ11 | rDXGF | SWSV001-03 | DEER2021 | D20v0 | 2021-05-28 10:44 | Cap-Tons | 1 |  | None | 190 | 0.155 | 8.5 | 0 | 0 | 0 | [6 empty] | DEER:HVAC_Duct_Sealing | Annual
Any | RB-HV-DuctSeal-HighToLow | DMo | Ex | CZ11 | rDXHP | SWSV001-03 | DEER2021 | D20v0 | 2021-05-28 10:44 | Cap-Tons | 1 |  | None | 280 | 0.156 | 0 | 0 | 0 | 0 | [6 empty] | DEER:HVAC_Duct_Sealing | Annual
Any | RB-HV-DuctSeal-HighToLow | DMo | Ex | CZ11 | rNCGF | SWSV001-03 | DEER2021 | D20v0 | 2021-05-28 10:44 | Cap-kBTUh | 1 |  | None | 0.30872 | 0 | 0.47549 | 0 | 0 | 0 | [6 empty] | DEER:HVAC_Duct_Sealing | Annual
Any | RB-HV-DuctSeal-HighToLow | DMo | Ex | CZ11 | rWtd | SWSV001-03 | DEER2021 | D20v0 | 2021-05-28 10:44 | Cap-Tons | 1 |  | None | 189 | 0.145 | 7.44 | 0 | 0 | 0 | [6 empty] | DEER:HVAC_Duct_Sealing | Annual
Any | RB-HV-DuctSeal-HighToLow | DMo | Old | CZ11 | rDXGF | SWSV001-03 | DEER2021 | D20v0 | 2021-05-28 10:44 | Cap-Tons | 1 |  | None | 139 | 0.203 | 11 | 0 | 0 | 0 | [6 empty] | DEER:HVAC_Duct_Sealing | Annual
Any | RB-HV-DuctSeal-HighToLow | DMo | Old | CZ11 | rDXHP | SWSV001-03 | DEER2021 | D20v0 | 2021-05-28 10:44 | Cap-Tons | 1 |  | None | 247 | 0.202 | 0 | 0 | 0 | 0 | [6 empty] | DEER:HVAC_Duct_Sealing | Annual
Any | RB-HV-DuctSeal-HighToLow | DMo | Old | CZ11 | rNCGF | SWSV001-03 | DEER2021 | D20v0 | 2021-05-28 10:44 | Cap-kBTUh | 1 |  | None | 0.38892 | 0 | 0.62062 | 0 | 0 | 0 | [6 empty] | DEER:HVAC_Duct_Sealing | Annual
Any | RB-HV-DuctSeal-HighToLow | DMo | Old | CZ11 | rWtd | SWSV001-03 | DEER2021 | D20v0 | 2021-05-28 10:44 | Cap-Tons | 1 |  | None | 143 | 0.19 | 9.63 | 0 | 0 | 0 | [6 empty] | DEER:HVAC_Duct_Sealing | Annual
Any | RB-HV-DuctSeal-HighToLow | MFm | Ex | CZ11 | rDXGF | SWSV001-03 | DEER2021 | D20v0 | 2021-05-28 10:44 | Cap-Tons | 1 |  | None | 25.8 | 0.0232 | 2.13 | 0 | 0 | 0 | [6 empty] | DEER:HVAC_Duct_Sealing | Annual
Any | RB-HV-DuctSeal-HighToLow | MFm | Ex | CZ11 | rDXHP | SWSV001-03 | DEER2021 | D20v0 | 2021-05-28 10:44 | Cap-Tons | 1 |  | None | 47.4 | 0.0234 | 0 | 0 | 0 | 0 | [6 empty] | DEER:HVAC_Duct_Sealing | Annual
Any | RB-HV-DuctSeal-HighToLow | MFm | Ex | CZ11 | rNCGF | SWSV001-03 | DEER2021 | D20v0 | 2021-05-28 10:44 | Cap-kBTUh | 1 |  | None | 0.10439 | 0 | 0.11028 | 0 | 0 | 0 | [6 empty] | DEER:HVAC_Duct_Sealing | Annual
Any | RB-HV-DuctSeal-HighToLow | MFm | Ex | CZ11 | rWtd | SWSV001-03 | DEER2021 | D20v0 | 2021-05-28 10:44 | Cap-Tons | 1 |  | None | 27.8 | 0.0227 | 1.87 | 0 | 0 | 0 | [6 empty] | DEER:HVAC_Duct_Sealing | Annual
Any | RB-HV-DuctSeal-HighToLow | MFm | Old | CZ11 | rDXGF | SWSV001-03 | DEER2021 | D20v0 | 2021-05-28 10:44 | Cap-Tons | 1 |  | None | 14.7 | 0.0229 | 2.07 | 0 | 0 | 0 | [6 empty] | DEER:HVAC_Duct_Sealing | Annual
Any | RB-HV-DuctSeal-HighToLow | MFm | Old | CZ11 | rDXHP | SWSV001-03 | DEER2021 | D20v0 | 2021-05-28 10:44 | Cap-Tons | 1 |  | None | 34.3 | 0.0235 | 0 | 0 | 0 | 0 | [6 empty] | DEER:HVAC_Duct_Sealing | Annual
Any | RB-HV-DuctSeal-HighToLow | MFm | Old | CZ11 | rNCGF | SWSV001-03 | DEER2021 | D20v0 | 2021-05-28 10:44 | Cap-kBTUh | 1 |  | None | 0.080835 | 0 | 0.1076 | 0 | 0 | 0 | [6 empty] | DEER:HVAC_Duct_Sealing | Annual
Any | RB-HV-DuctSeal-HighToLow | MFm | Old | CZ11 | rWtd | SWSV001-03 | DEER2021 | D20v0 | 2021-05-28 10:44 | Cap-Tons | 1 |  | None | 16.7 | 0.0224 | 1.82 | 0 | 0 | 0 | [6 empty] | DEER:HVAC_Duct_Sealing | Annual
Any | RB-HV-DuctSeal-HighToLow | SFm | Ex | CZ11 | rDXGF | SWSV001-03 | DEER2021 | D20v0 | 2021-05-28 10:44 | Cap-Tons | 1 |  | None | 74 | 0.107 | 7.91 | 0 | 0 | 0 | [6 empty] | DEER:HVAC_Duct_Sealing | Annual
Any | RB-HV-DuctSeal-HighToLow | SFm | Ex | CZ11 | rDXHP | SWSV001-03 | DEER2021 | D20v0 | 2021-05-28 10:44 | Cap-Tons | 1 |  | None | 163 | 0.102 | 0 | 0 | 0 | 0 | [6 empty] | DEER:HVAC_Duct_Sealing | Annual
Any | RB-HV-DuctSeal-HighToLow | SFm | Ex | CZ11 | rNCGF | SWSV001-03 | DEER2021 | D20v0 | 2021-05-28 10:44 | Cap-kBTUh | 1 |  | None | 0.27718 | 0 | 0.41658 | 0 | 0 | 0 | [6 empty] | DEER:HVAC_Duct_Sealing | Annual
Any | RB-HV-DuctSeal-HighToLow | SFm | Ex | CZ11 | rWtd | SWSV001-03 | DEER2021 | D20v0 | 2021-05-28 10:44 | Cap-Tons | 1 |  | None | 73.8 | 0.0991 | 7.5 | 0 | 0 | 0 | [6 empty] | DEER:HVAC_Duct_Sealing | Annual
Any | RB-HV-DuctSeal-HighToLow | SFm | Old | CZ11 | rDXGF | SWSV001-03 | DEER2021 | D20v0 | 2021-05-28 10:44 | Cap-Tons | 1 |  | None | 56.4 | 0.0972 | 8.44 | 0 | 0 | 0 | [6 empty] | DEER:HVAC_Duct_Sealing | Annual
Any | RB-HV-DuctSeal-HighToLow | SFm | Old | CZ11 | rDXHP | SWSV001-03 | DEER2021 | D20v0 | 2021-05-28 10:44 | Cap-Tons | 1 |  | None | 155 | 0.104 | 0 | 0 | 0 | 0 | [6 empty] | DEER:HVAC_Duct_Sealing | Annual
Any | RB-HV-DuctSeal-HighToLow | SFm | Old | CZ11 | rNCGF | SWSV001-03 | DEER2021 | D20v0 | 2021-05-28 10:44 | Cap-kBTUh | 1 |  | None | 0.27718 | 0 | 0.44403 | 0 | 0 | 0 | [6 empty] | DEER:HVAC_Duct_Sealing | Annual
Any | RB-HV-DuctSeal-HighToLow | SFm | Old | CZ11 | rWtd | SWSV001-03 | DEER2021 | D20v0 | 2021-05-28 10:44 | Cap-Tons | 1 |  | None | 57.9 | 0.0909 | 8 | 0 | 0 | 0 | [6 empty] | DEER:HVAC_Duct_Sealing | Annual
Any | RB-HV-DuctSeal-HighToLow | DMo | Ex | CZ12 | rDXGF | SWSV001-03 | DEER2021 | D20v0 | 2021-05-28 10:44 | Cap-Tons | 1 |  | None | 173 | 0.114 | 5.91 | 0 | 0 | 0 | [6 empty] | DEER:HVAC_Duct_Sealing | Annual
Any | RB-HV-DuctSeal-HighToLow | DMo | Ex | CZ12 | rDXHP | SWSV001-03 | DEER2021 | D20v0 | 2021-05-28 10:44 | Cap-Tons | 1 |  | None | 235 | 0.119 | 0 | 0 | 0 | 0 | [6 empty] | DEER:HVAC_Duct_Sealing | Annual
Any | RB-HV-DuctSeal-HighToLow | DMo | Ex | CZ12 | rNCGF | SWSV001-03 | DEER2021 | D20v0 | 2021-05-28 10:44 | Cap-kBTUh | 1 |  | None | 0.21706 | 0 | 0.33546 | 0 | 0 | 0 | [6 empty] | DEER:HVAC_Duct_Sealing | Annual
Any | RB-HV-DuctSeal-HighToLow | DMo | Ex | CZ12 | rWtd | SWSV001-03 | DEER2021 | D20v0 | 2021-05-28 10:44 | Cap-Tons | 1 |  | None | 176 | 0.111 | 5.17 | 0 | 0 | 0 | [6 empty] | DEER:HVAC_Duct_Sealing | Annual
Any | RB-HV-DuctSeal-HighToLow | DMo | Old | CZ12 | rDXGF | SWSV001-03 | DEER2021 | D20v0 | 2021-05-28 10:44 | Cap-Tons | 1 |  | None | 85.2 | 0.157 | 11.1 | 0 | 0 | 0 | [6 empty] | DEER:HVAC_Duct_Sealing | Annual
Any | RB-HV-DuctSeal-HighToLow | DMo | Old | CZ12 | rDXHP | SWSV001-03 | DEER2021 | D20v0 | 2021-05-28 10:44 | Cap-Tons | 1 |  | None | 188 | 0.163 | 0 | 0 | 0 | 0 | [6 empty] | DEER:HVAC_Duct_Sealing | Annual
Any | RB-HV-DuctSeal-HighToLow | DMo | Old | CZ12 | rNCGF | SWSV001-03 | DEER2021 | D20v0 | 2021-05-28 10:44 | Cap-kBTUh | 1 |  | None | 0.39402 | 0 | 0.63017 | 0 | 0 | 0 | [6 empty] | DEER:HVAC_Duct_Sealing | Annual
Any | RB-HV-DuctSeal-HighToLow | DMo | Old | CZ12 | rWtd | SWSV001-03 | DEER2021 | D20v0 | 2021-05-28 10:44 | Cap-Tons | 1 |  | None | 95.5 | 0.153 | 9.74 | 0 | 0 | 0 | [6 empty] | DEER:HVAC_Duct_Sealing | Annual
Any | RB-HV-DuctSeal-HighToLow | MFm | Ex | CZ12 | rDXGF | SWSV001-03 | DEER2021 | D20v0 | 2021-05-28 10:44 | Cap-Tons | 1 |  | None | 14.8 | 0.0154 | 1.53 | 0 | 0 | 0 | [6 empty] | DEER:HVAC_Duct_Sealing | Annual
Any | RB-HV-DuctSeal-HighToLow | MFm | Ex | CZ12 | rDXHP | SWSV001-03 | DEER2021 | D20v0 | 2021-05-28 10:44 | Cap-Tons | 1 |  | None | 30.5 | 0.0165 | 0 | 0 | 0 | 0 | [6 empty] | DEER:HVAC_Duct_Sealing | Annual
Any | RB-HV-DuctSeal-HighToLow | MFm | Ex | CZ12 | rNCGF | SWSV001-03 | DEER2021 | D20v0 | 2021-05-28 10:44 | Cap-kBTUh | 1 |  | None | 0.076017 | 0 | 0.077088 | 0 | 0 | 0 | [6 empty] | DEER:HVAC_Duct_Sealing | Annual
Any | RB-HV-DuctSeal-HighToLow | MFm | Ex | CZ12 | rWtd | SWSV001-03 | DEER2021 | D20v0 | 2021-05-28 10:44 | Cap-Tons | 1 |  | None | 15 | 0.0137 | 1.35 | 0 | 0 | 0 | [6 empty] | DEER:HVAC_Duct_Sealing | Annual
Any | RB-HV-DuctSeal-HighToLow | MFm | Old | CZ12 | rDXGF | SWSV001-03 | DEER2021 | D20v0 | 2021-05-28 10:44 | Cap-Tons | 1 |  | None | 12.1 | 0.0196 | 2.31 | 0 | 0 | 0 | [6 empty] | DEER:HVAC_Duct_Sealing | Annual
Any | RB-HV-DuctSeal-HighToLow | MFm | Old | CZ12 | rDXHP | SWSV001-03 | DEER2021 | D20v0 | 2021-05-28 10:44 | Cap-Tons | 1 |  | None | 34.6 | 0.0209 | 0 | 0 | 0 | 0 | [6 empty] | DEER:HVAC_Duct_Sealing | Annual
Any | RB-HV-DuctSeal-HighToLow | MFm | Old | CZ12 | rNCGF | SWSV001-03 | DEER2021 | D20v0 | 2021-05-28 10:44 | Cap-kBTUh | 1 |  | None | 0.092612 | 0 | 0.11938 | 0 | 0 | 0 | [6 empty] | DEER:HVAC_Duct_Sealing | Annual
Any | RB-HV-DuctSeal-HighToLow | MFm | Old | CZ12 | rWtd | SWSV001-03 | DEER2021 | D20v0 | 2021-05-28 10:44 | Cap-Tons | 1 |  | None | 13.4 | 0.0175 | 2.04 | 0 | 0 | 0 | [6 empty] | DEER:HVAC_Duct_Sealing | Annual
Any | RB-HV-DuctSeal-HighToLow | SFm | Ex | CZ12 | rDXGF | SWSV001-03 | DEER2021 | D20v0 | 2021-05-28 10:44 | Cap-Tons | 1 |  | None | 45.1 | 0.0704 | 9.77 | 0 | 0 | 0 | [6 empty] | DEER:HVAC_Duct_Sealing | Annual
Any | RB-HV-DuctSeal-HighToLow | SFm | Ex | CZ12 | rDXHP | SWSV001-03 | DEER2021 | D20v0 | 2021-05-28 10:44 | Cap-Tons | 1 |  | None | 149 | 0.0706 | 0 | 0 | 0 | 0 | [6 empty] | DEER:HVAC_Duct_Sealing | Annual
Any | RB-HV-DuctSeal-HighToLow | SFm | Ex | CZ12 | rNCGF | SWSV001-03 | DEER2021 | D20v0 | 2021-05-28 10:44 | Cap-kBTUh | 1 |  | None | 0.35091 | 0 | 0.51292 | 0 | 0 | 0 | [6 empty] | DEER:HVAC_Duct_Sealing | Annual
Any | RB-HV-DuctSeal-HighToLow | SFm | Ex | CZ12 | rWtd | SWSV001-03 | DEER2021 | D20v0 | 2021-05-28 10:44 | Cap-Tons | 1 |  | None | 45.4 | 0.0618 | 9.27 | 0 | 0 | 0 | [6 empty] | DEER:HVAC_Duct_Sealing | Annual
Any | RB-HV-DuctSeal-HighToLow | SFm | Old | CZ12 | rDXGF | SWSV001-03 | DEER2021 | D20v0 | 2021-05-28 10:44 | Cap-Tons | 1 |  | None | 38.8 | 0.0815 | 8.52 | 0 | 0 | 0 | [6 empty] | DEER:HVAC_Duct_Sealing | Annual
Any | RB-HV-DuctSeal-HighToLow | SFm | Old | CZ12 | rDXHP | SWSV001-03 | DEER2021 | D20v0 | 2021-05-28 10:44 | Cap-Tons | 1 |  | None | 132 | 0.0869 | 0 | 0 | 0 | 0 | [6 empty] | DEER:HVAC_Duct_Sealing | Annual
Any | RB-HV-DuctSeal-HighToLow | SFm | Old | CZ12 | rNCGF | SWSV001-03 | DEER2021 | D20v0 | 2021-05-28 10:44 | Cap-kBTUh | 1 |  | None | 0.2831 | 0 | 0.44833 | 0 | 0 | 0 | [6 empty] | DEER:HVAC_Duct_Sealing | Annual
Any | RB-HV-DuctSeal-HighToLow | SFm | Old | CZ12 | rWtd | SWSV001-03 | DEER2021 | D20v0 | 2021-05-28 10:44 | Cap-Tons | 1 |  | None | 39.1 | 0.0718 | 8.09 | 0 | 0 | 0 | [6 empty] | DEER:HVAC_Duct_Sealing | Annual
Any | RB-HV-DuctSeal-HighToLow | DMo | Ex | CZ13 | rDXGF | SWSV001-03 | DEER2021 | D20v0 | 2021-05-28 10:44 | Cap-Tons | 1 |  | None | 186 | 0.114 | 6.39 | 0 | 0 | 0 | [6 empty] | DEER:HVAC_Duct_Sealing | Annual
Any | RB-HV-DuctSeal-HighToLow | DMo | Ex | CZ13 | rDXHP | SWSV001-03 | DEER2021 | D20v0 | 2021-05-28 10:44 | Cap-Tons | 1 |  | None | 253 | 0.122 | 0 | 0 | 0 | 0 | [6 empty] | DEER:HVAC_Duct_Sealing | Annual
Any | RB-HV-DuctSeal-HighToLow | DMo | Ex | CZ13 | rNCGF | SWSV001-03 | DEER2021 | D20v0 | 2021-05-28 10:44 | Cap-kBTUh | 1 |  | None | 0.23552 | 0 | 0.3641 | 0 | 0 | 0 | [6 empty] | DEER:HVAC_Duct_Sealing | Annual
Any | RB-HV-DuctSeal-HighToLow | DMo | Ex | CZ13 | rWtd | SWSV001-03 | DEER2021 | D20v0 | 2021-05-28 10:44 | Cap-Tons | 1 |  | None | 184 | 0.108 | 5.6 | 0 | 0 | 0 | [6 empty] | DEER:HVAC_Duct_Sealing | Annual
Any | RB-HV-DuctSeal-HighToLow | DMo | Old | CZ13 | rDXGF | SWSV001-03 | DEER2021 | D20v0 | 2021-05-28 10:44 | Cap-Tons | 1 |  | None | 149 | 0.155 | 8.69 | 0 | 0 | 0 | [6 empty] | DEER:HVAC_Duct_Sealing | Annual
Any | RB-HV-DuctSeal-HighToLow | DMo | Old | CZ13 | rDXHP | SWSV001-03 | DEER2021 | D20v0 | 2021-05-28 10:44 | Cap-Tons | 1 |  | None | 238 | 0.168 | 0 | 0 | 0 | 0 | [6 empty] | DEER:HVAC_Duct_Sealing | Annual
Any | RB-HV-DuctSeal-HighToLow | DMo | Old | CZ13 | rNCGF | SWSV001-03 | DEER2021 | D20v0 | 2021-05-28 10:44 | Cap-kBTUh | 1 |  | None | 0.30936 | 0 | 0.4965 | 0 | 0 | 0 | [6 empty] | DEER:HVAC_Duct_Sealing | Annual
Any | RB-HV-DuctSeal-HighToLow | DMo | Old | CZ13 | rWtd | SWSV001-03 | DEER2021 | D20v0 | 2021-05-28 10:44 | Cap-Tons | 1 |  | None | 151 | 0.148 | 7.62 | 0 | 0 | 0 | [6 empty] | DEER:HVAC_Duct_Sealing | Annual
Any | RB-HV-DuctSeal-HighToLow | MFm | Ex | CZ13 | rDXGF | SWSV001-03 | DEER2021 | D20v0 | 2021-05-28 10:44 | Cap-Tons | 1 |  | None | 23.9 | 0.0191 | 1.79 | 0 | 0 | 0 | [6 empty] | DEER:HVAC_Duct_Sealing | Annual
Any | RB-HV-DuctSeal-HighToLow | MFm | Ex | CZ13 | rDXHP | SWSV001-03 | DEER2021 | D20v0 | 2021-05-28 10:44 | Cap-Tons | 1 |  | None | 41.6 | 0.0199 | 0 | 0 | 0 | 0 | [6 empty] | DEER:HVAC_Duct_Sealing | Annual
Any | RB-HV-DuctSeal-HighToLow | MFm | Ex | CZ13 | rNCGF | SWSV001-03 | DEER2021 | D20v0 | 2021-05-28 10:44 | Cap-kBTUh | 1 |  | None | 0.087794 | 0 | 0.091006 | 0 | 0 | 0 | [6 empty] | DEER:HVAC_Duct_Sealing | Annual
Any | RB-HV-DuctSeal-HighToLow | MFm | Ex | CZ13 | rWtd | SWSV001-03 | DEER2021 | D20v0 | 2021-05-28 10:44 | Cap-Tons | 1 |  | None | 25.4 | 0.0187 | 1.57 | 0 | 0 | 0 | [6 empty] | DEER:HVAC_Duct_Sealing | Annual
Any | RB-HV-DuctSeal-HighToLow | MFm | Old | CZ13 | rDXGF | SWSV001-03 | DEER2021 | D20v0 | 2021-05-28 10:44 | Cap-Tons | 1 |  | None | 18.7 | 0.0189 | 2.41 | 0 | 0 | 0 | [6 empty] | DEER:HVAC_Duct_Sealing | Annual
Any | RB-HV-DuctSeal-HighToLow | MFm | Old | CZ13 | rDXHP | SWSV001-03 | DEER2021 | D20v0 | 2021-05-28 10:44 | Cap-Tons | 1 |  | None | 41.5 | 0.0197 | 0 | 0 | 0 | 0 | [6 empty] | DEER:HVAC_Duct_Sealing | Annual
Any | RB-HV-DuctSeal-HighToLow | MFm | Old | CZ13 | rNCGF | SWSV001-03 | DEER2021 | D20v0 | 2021-05-28 10:44 | Cap-kBTUh | 1 |  | None | 0.095289 | 0 | 0.12527 | 0 | 0 | 0 | [6 empty] | DEER:HVAC_Duct_Sealing | Annual
Any | RB-HV-DuctSeal-HighToLow | MFm | Old | CZ13 | rWtd | SWSV001-03 | DEER2021 | D20v0 | 2021-05-28 10:44 | Cap-Tons | 1 |  | None | 21 | 0.0184 | 2.11 | 0 | 0 | 0 | [6 empty] | DEER:HVAC_Duct_Sealing | Annual
Any | RB-HV-DuctSeal-HighToLow | SFm | Ex | CZ13 | rDXGF | SWSV001-03 | DEER2021 | D20v0 | 2021-05-28 10:44 | Cap-Tons | 1 |  | None | 82.6 | 0.0787 | 8.45 | 0 | 0 | 0 | [6 empty] | DEER:HVAC_Duct_Sealing | Annual
Any | RB-HV-DuctSeal-HighToLow | SFm | Ex | CZ13 | rDXHP | SWSV001-03 | DEER2021 | D20v0 | 2021-05-28 10:44 | Cap-Tons | 1 |  | None | 182 | 0.0817 | 0 | 0 | 0 | 0 | [6 empty] | DEER:HVAC_Duct_Sealing | Annual
Any | RB-HV-DuctSeal-HighToLow | SFm | Ex | CZ13 | rNCGF | SWSV001-03 | DEER2021 | D20v0 | 2021-05-28 10:44 | Cap-kBTUh | 1 |  | None | 0.29925 | 0 | 0.44456 | 0 | 0 | 0 | [6 empty] | DEER:HVAC_Duct_Sealing | Annual
Any | RB-HV-DuctSeal-HighToLow | SFm | Ex | CZ13 | rWtd | SWSV001-03 | DEER2021 | D20v0 | 2021-05-28 10:44 | Cap-Tons | 1 |  | None | 84.8 | 0.0758 | 8 | 0 | 0 | 0 | [6 empty] | DEER:HVAC_Duct_Sealing | Annual
Any | RB-HV-DuctSeal-HighToLow | SFm | Old | CZ13 | rDXGF | SWSV001-03 | DEER2021 | D20v0 | 2021-05-28 10:44 | Cap-Tons | 1 |  | None | 68.5 | 0.0789 | 7.91 | 0 | 0 | 0 | [6 empty] | DEER:HVAC_Duct_Sealing | Annual
Any | RB-HV-DuctSeal-HighToLow | SFm | Old | CZ13 | rDXHP | SWSV001-03 | DEER2021 | D20v0 | 2021-05-28 10:44 | Cap-Tons | 1 |  | None | 158 | 0.0878 | 0 | 0 | 0 | 0 | [6 empty] | DEER:HVAC_Duct_Sealing | Annual
Any | RB-HV-DuctSeal-HighToLow | SFm | Old | CZ13 | rNCGF | SWSV001-03 | DEER2021 | D20v0 | 2021-05-28 10:44 | Cap-kBTUh | 1 |  | None | 0.26265 | 0 | 0.41765 | 0 | 0 | 0 | [6 empty] | DEER:HVAC_Duct_Sealing | Annual
Any | RB-HV-DuctSeal-HighToLow | SFm | Old | CZ13 | rWtd | SWSV001-03 | DEER2021 | D20v0 | 2021-05-28 10:44 | Cap-Tons | 1 |  | None | 70.7 | 0.0763 | 7.5 | 0 | 0 | 0 | [6 empty] | DEER:HVAC_Duct_Sealing | Annual
Any | RB-HV-DuctSeal-HighToLow | DMo | Ex | CZ14 | rDXGF | SWSV001-03 | DEER2021 | D20v1 | 2021-05-28 10:44 | Cap-Tons | 1 |  | None | 150 | 0.153 | 9.36 | 0 | 0 | 0 | [6 empty] | DEER:HVAC_Duct_Sealing | Annual
Any | RB-HV-DuctSeal-HighToLow | DMo | Ex | CZ14 | rDXHP | SWSV001-03 | DEER2021 | D20v1 | 2021-05-28 10:44 | Cap-Tons | 1 |  | None | 278 | 0.173 | 0 | 0 | 0 | 0 | [6 empty] | DEER:HVAC_Duct_Sealing | Annual
Any | RB-HV-DuctSeal-HighToLow | DMo | Ex | CZ14 | rNCGF | SWSV001-03 | DEER2021 | D20v1 | 2021-05-28 10:44 | Cap-kBTUh | 1 |  | None | 0.33927 | 0 | 0.51623 | 0 | 0 | 0 | [6 empty] | DEER:HVAC_Duct_Sealing | Annual
Any | RB-HV-DuctSeal-HighToLow | DMo | Ex | CZ14 | rWtd | SWSV001-03 | DEER2021 | D20v1 | 2021-05-28 10:44 | Cap-Tons | 1 |  | None | 157.07 | 0.14686 | 8.1855 | 0 | 0 | 0 | [6 empty] | DEER:HVAC_Duct_Sealing | Annual
Any | RB-HV-DuctSeal-HighToLow | DMo | Old | CZ14 | rDXGF | SWSV001-03 | DEER2021 | D20v0 | 2021-05-28 10:44 | Cap-Tons | 1 |  | None | 178 | 0.175 | 13.6 | 0 | 0 | 0 | [6 empty] | DEER:HVAC_Duct_Sealing | Annual
Any | RB-HV-DuctSeal-HighToLow | DMo | Old | CZ14 | rDXHP | SWSV001-03 | DEER2021 | D20v0 | 2021-05-28 10:44 | Cap-Tons | 1 |  | None | 334 | 0.184 | 0 | 0 | 0 | 0 | [6 empty] | DEER:HVAC_Duct_Sealing | Annual
Any | RB-HV-DuctSeal-HighToLow | DMo | Old | CZ14 | rNCGF | SWSV001-03 | DEER2021 | D20v0 | 2021-05-28 10:44 | Cap-kBTUh | 1 |  | None | 0.47231 | 0 | 0.75111 | 0 | 0 | 0 | [6 empty] | DEER:HVAC_Duct_Sealing | Annual
Any | RB-HV-DuctSeal-HighToLow | DMo | Old | CZ14 | rWtd | SWSV001-03 | DEER2021 | D20v0 | 2021-05-28 10:44 | Cap-Tons | 1 |  | None | 149 | 0.131 | 11.9 | 0 | 0 | 0 | [6 empty] | DEER:HVAC_Duct_Sealing | Annual
Any | RB-HV-DuctSeal-HighToLow | MFm | Ex | CZ14 | rDXGF | SWSV001-03 | DEER2021 | D20v1 | 2021-05-28 10:44 | Cap-Tons | 1 |  | None | 35.7 | 0.021 | 2.51 | 0 | 0 | 0 | [6 empty] | DEER:HVAC_Duct_Sealing | Annual
Any | RB-HV-DuctSeal-HighToLow | MFm | Ex | CZ14 | rDXHP | SWSV001-03 | DEER2021 | D20v1 | 2021-05-28 10:44 | Cap-Tons | 1 |  | None | 68.1 | 0.0234 | 0 | 0 | 0 | 0 | [6 empty] | DEER:HVAC_Duct_Sealing | Annual
Any | RB-HV-DuctSeal-HighToLow | MFm | Ex | CZ14 | rNCGF | SWSV001-03 | DEER2021 | D20v1 | 2021-05-28 10:44 | Cap-kBTUh | 1 |  | None | 0.12045 | 0 | 0.12901 | 0 | 0 | 0 | [6 empty] | DEER:HVAC_Duct_Sealing | Annual
Any | RB-HV-DuctSeal-HighToLow | MFm | Ex | CZ14 | rWtd | SWSV001-03 | DEER2021 | D20v1 | 2021-05-28 10:44 | Cap-Tons | 1 |  | None | 39.7733 | 0.0213 | 2.1944 | 0 | 0 | 0 | [6 empty] | DEER:HVAC_Duct_Sealing | Annual
Any | RB-HV-DuctSeal-HighToLow | MFm | Old | CZ14 | rDXGF | SWSV001-03 | DEER2021 | D20v0 | 2021-05-28 10:44 | Cap-Tons | 1 |  | None | 25.2 | 0.0191 | 1.85 | 0 | 0 | 0 | [6 empty] | DEER:HVAC_Duct_Sealing | Annual
Any | RB-HV-DuctSeal-HighToLow | MFm | Old | CZ14 | rDXHP | SWSV001-03 | DEER2021 | D20v0 | 2021-05-28 10:44 | Cap-Tons | 1 |  | None | 46.1 | 0.0197 | 0 | 0 | 0 | 0 | [6 empty] | DEER:HVAC_Duct_Sealing | Annual
Any | RB-HV-DuctSeal-HighToLow | MFm | Old | CZ14 | rNCGF | SWSV001-03 | DEER2021 | D20v0 | 2021-05-28 10:44 | Cap-kBTUh | 1 |  | None | 0.069058 | 0 | 0.095824 | 0 | 0 | 0 | [6 empty] | DEER:HVAC_Duct_Sealing | Annual
Any | RB-HV-DuctSeal-HighToLow | MFm | Old | CZ14 | rWtd | SWSV001-03 | DEER2021 | D20v0 | 2021-05-28 10:44 | Cap-Tons | 1 |  | None | 27.8 | 0.0192 | 1.62 | 0 | 0 | 0 | [6 empty] | DEER:HVAC_Duct_Sealing | Annual
Any | RB-HV-DuctSeal-HighToLow | SFm | Ex | CZ14 | rDXGF | SWSV001-03 | DEER2021 | D20v0 | 2021-05-28 10:44 | Cap-Tons | 1 |  | None | 141 | 0.115 | 9.06 | 0 | 0 | 0 | [6 empty] | DEER:HVAC_Duct_Sealing | Annual
Any | RB-HV-DuctSeal-HighToLow | SFm | Ex | CZ14 | rDXHP | SWSV001-03 | DEER2021 | D20v0 | 2021-05-28 10:44 | Cap-Tons | 1 |  | None | 265 | 0.123 | 0 | 0 | 0 | 0 | [6 empty] | DEER:HVAC_Duct_Sealing | Annual
Any | RB-HV-DuctSeal-HighToLow | SFm | Ex | CZ14 | rNCGF | SWSV001-03 | DEER2021 | D20v0 | 2021-05-28 10:44 | Cap-kBTUh | 1 |  | None | 0.30409 | 0 | 0.47309 | 0 | 0 | 0 | [6 empty] | DEER:HVAC_Duct_Sealing | Annual
Any | RB-HV-DuctSeal-HighToLow | SFm | Ex | CZ14 | rWtd | SWSV001-03 | DEER2021 | D20v0 | 2021-05-28 10:44 | Cap-Tons | 1 |  | None | 147 | 0.115 | 8.57 | 0 | 0 | 0 | [6 empty] | DEER:HVAC_Duct_Sealing | Annual
Any | RB-HV-DuctSeal-HighToLow | SFm | Old | CZ14 | rDXGF | SWSV001-03 | DEER2021 | D20v0 | 2021-05-28 10:44 | Cap-Tons | 1 |  | None | 92 | 0.0975 | 8.03 | 0 | 0 | 0 | [6 empty] | DEER:HVAC_Duct_Sealing | Annual
Any | RB-HV-DuctSeal-HighToLow | SFm | Old | CZ14 | rDXHP | SWSV001-03 | DEER2021 | D20v0 | 2021-05-28 10:44 | Cap-Tons | 1 |  | None | 205 | 0.105 | 0 | 0 | 0 | 0 | [6 empty] | DEER:HVAC_Duct_Sealing | Annual
Any | RB-HV-DuctSeal-HighToLow | SFm | Old | CZ14 | rNCGF | SWSV001-03 | DEER2021 | D20v0 | 2021-05-28 10:44 | Cap-kBTUh | 1 |  | None | 0.25834 | 0 | 0.41712 | 0 | 0 | 0 | [6 empty] | DEER:HVAC_Duct_Sealing | Annual
Any | RB-HV-DuctSeal-HighToLow | SFm | Old | CZ14 | rWtd | SWSV001-03 | DEER2021 | D20v0 | 2021-05-28 10:44 | Cap-Tons | 1 |  | None | 97.5 | 0.0972 | 7.59 | 0 | 0 | 0 | [6 empty] | DEER:HVAC_Duct_Sealing | Annual
Any | RB-HV-DuctSeal-HighToLow | DMo | Ex | CZ15 | rDXGF | SWSV001-03 | DEER2021 | D20v0 | 2021-05-28 10:44 | Cap-Tons | 1 |  | None | 295 | 0.125 | 2.45 | 0 | 0 | 0 | [6 empty] | DEER:HVAC_Duct_Sealing | Annual
Any | RB-HV-DuctSeal-HighToLow | DMo | Ex | CZ15 | rDXHP | SWSV001-03 | DEER2021 | D20v0 | 2021-05-28 10:44 | Cap-Tons | 1 |  | None | 321 | 0.129 | 0 | 0 | 0 | 0 | [6 empty] | DEER:HVAC_Duct_Sealing | Annual
Any | RB-HV-DuctSeal-HighToLow | DMo | Ex | CZ15 | rNCGF | SWSV001-03 | DEER2021 | D20v0 | 2021-05-28 10:44 | Cap-kBTUh | 1 |  | None | 0.089752 | 0 | 0.13813 | 0 | 0 | 0 | [6 empty] | DEER:HVAC_Duct_Sealing | Annual
Any | RB-HV-DuctSeal-HighToLow | DMo | Ex | CZ15 | rWtd | SWSV001-03 | DEER2021 | D20v0 | 2021-05-28 10:44 | Cap-Tons | 1 |  | None | 298 | 0.126 | 2.15 | 0 | 0 | 0 | [6 empty] | DEER:HVAC_Duct_Sealing | Annual
Any | RB-HV-DuctSeal-HighToLow | DMo | Old | CZ15 | rDXGF | SWSV001-03 | DEER2021 | D20v0 | 2021-05-28 10:44 | Cap-Tons | 1 |  | None | 234 | 0.17 | 4.28 | 0 | 0 | 0 | [6 empty] | DEER:HVAC_Duct_Sealing | Annual
Any | RB-HV-DuctSeal-HighToLow | DMo | Old | CZ15 | rDXHP | SWSV001-03 | DEER2021 | D20v0 | 2021-05-28 10:44 | Cap-Tons | 1 |  | None | 273 | 0.177 | 0 | 0 | 0 | 0 | [6 empty] | DEER:HVAC_Duct_Sealing | Annual
Any | RB-HV-DuctSeal-HighToLow | DMo | Old | CZ15 | rNCGF | SWSV001-03 | DEER2021 | D20v0 | 2021-05-28 10:44 | Cap-kBTUh | 1 |  | None | 0.15277 | 0 | 0.24061 | 0 | 0 | 0 | [6 empty] | DEER:HVAC_Duct_Sealing | Annual
Any | RB-HV-DuctSeal-HighToLow | DMo | Old | CZ15 | rWtd | SWSV001-03 | DEER2021 | D20v0 | 2021-05-28 10:44 | Cap-Tons | 1 |  | None | 239 | 0.171 | 3.75 | 0 | 0 | 0 | [6 empty] | DEER:HVAC_Duct_Sealing | Annual
Any | RB-HV-DuctSeal-HighToLow | MFm | Ex | CZ15 | rDXGF | SWSV001-03 | DEER2021 | D20v1 | 2021-05-28 10:44 | Cap-Tons | 1 |  | None | 35.1 | 0.0195 | 0.749 | 0 | 0 | 0 | [6 empty] | DEER:HVAC_Duct_Sealing | Annual
Any | RB-HV-DuctSeal-HighToLow | MFm | Ex | CZ15 | rDXHP | SWSV001-03 | DEER2021 | D20v1 | 2021-05-28 10:44 | Cap-Tons | 1 |  | None | 42 | 0.0199 | 0 | 0 | 0 | 0 | [6 empty] | DEER:HVAC_Duct_Sealing | Annual
Any | RB-HV-DuctSeal-HighToLow | MFm | Ex | CZ15 | rNCGF | SWSV001-03 | DEER2021 | D20v1 | 2021-05-28 10:44 | Cap-kBTUh | 1 |  | None | 0.035278 | 0 | 0.038544 | 0 | 0 | 0 | [6 empty] | DEER:HVAC_Duct_Sealing | Annual
Any | RB-HV-DuctSeal-HighToLow | MFm | Ex | CZ15 | rWtd | SWSV001-03 | DEER2021 | D20v1 | 2021-05-28 10:44 | Cap-Tons | 1 |  | None | 35.6134 | 0.01935 | 0.65549 | 0 | 0 | 0 | [6 empty] | DEER:HVAC_Duct_Sealing | Annual
Any | RB-HV-DuctSeal-HighToLow | MFm | Old | CZ15 | rDXGF | SWSV001-03 | DEER2021 | D20v0 | 2021-05-28 10:44 | Cap-Tons | 1 |  | None | 35.1 | 0.0208 | 0.78 | 0 | 0 | 0 | [6 empty] | DEER:HVAC_Duct_Sealing | Annual
Any | RB-HV-DuctSeal-HighToLow | MFm | Old | CZ15 | rDXHP | SWSV001-03 | DEER2021 | D20v0 | 2021-05-28 10:44 | Cap-Tons | 1 |  | None | 42 | 0.0212 | 0 | 0 | 0 | 0 | [6 empty] | DEER:HVAC_Duct_Sealing | Annual
Any | RB-HV-DuctSeal-HighToLow | MFm | Old | CZ15 | rNCGF | SWSV001-03 | DEER2021 | D20v0 | 2021-05-28 10:44 | Cap-kBTUh | 1 |  | None | 0.028854 | 0 | 0.040203 | 0 | 0 | 0 | [6 empty] | DEER:HVAC_Duct_Sealing | Annual
Any | RB-HV-DuctSeal-HighToLow | MFm | Old | CZ15 | rWtd | SWSV001-03 | DEER2021 | D20v0 | 2021-05-28 10:44 | Cap-Tons | 1 |  | None | 35.6 | 0.0207 | 0.682 | 0 | 0 | 0 | [6 empty] | DEER:HVAC_Duct_Sealing | Annual
Any | RB-HV-DuctSeal-HighToLow | SFm | Ex | CZ15 | rDXGF | SWSV001-03 | DEER2021 | D20v0 | 2021-05-28 10:44 | Cap-Tons | 1 |  | None | 136 | 0.0871 | 3.76 | 0 | 0 | 0 | [6 empty] | DEER:HVAC_Duct_Sealing | Annual
Any | RB-HV-DuctSeal-HighToLow | SFm | Ex | CZ15 | rDXHP | SWSV001-03 | DEER2021 | D20v0 | 2021-05-28 10:44 | Cap-Tons | 1 |  | None | 187 | 0.0945 | 0 | 0 | 0 | 0 | [6 empty] | DEER:HVAC_Duct_Sealing | Annual
Any | RB-HV-DuctSeal-HighToLow | SFm | Ex | CZ15 | rNCGF | SWSV001-03 | DEER2021 | D20v0 | 2021-05-28 10:44 | Cap-kBTUh | 1 |  | None | 0.12433 | 0 | 0.19699 | 0 | 0 | 0 | [6 empty] | DEER:HVAC_Duct_Sealing | Annual
Any | RB-HV-DuctSeal-HighToLow | SFm | Ex | CZ15 | rWtd | SWSV001-03 | DEER2021 | D20v0 | 2021-05-28 10:44 | Cap-Tons | 1 |  | None | 137 | 0.0862 | 3.56 | 0 | 0 | 0 | [6 empty] | DEER:HVAC_Duct_Sealing | Annual
Any | RB-HV-DuctSeal-HighToLow | SFm | Old | CZ15 | rDXGF | SWSV001-03 | DEER2021 | D20v0 | 2021-05-28 10:44 | Cap-Tons | 1 |  | None | 91.8 | 0.0689 | 2.65 | 0 | 0 | 0 | [6 empty] | DEER:HVAC_Duct_Sealing | Annual
Any | RB-HV-DuctSeal-HighToLow | SFm | Old | CZ15 | rDXHP | SWSV001-03 | DEER2021 | D20v0 | 2021-05-28 10:44 | Cap-Tons | 1 |  | None | 127 | 0.0758 | 0 | 0 | 0 | 0 | [6 empty] | DEER:HVAC_Duct_Sealing | Annual
Any | RB-HV-DuctSeal-HighToLow | SFm | Old | CZ15 | rNCGF | SWSV001-03 | DEER2021 | D20v0 | 2021-05-28 10:44 | Cap-kBTUh | 1 |  | None | 0.082347 | 0 | 0.13402 | 0 | 0 | 0 | [6 empty] | DEER:HVAC_Duct_Sealing | Annual
Any | RB-HV-DuctSeal-HighToLow | SFm | Old | CZ15 | rWtd | SWSV001-03 | DEER2021 | D20v0 | 2021-05-28 10:44 | Cap-Tons | 1 |  | None | 92.3 | 0.0683 | 2.5 | 0 | 0 | 0 | [6 empty] | DEER:HVAC_Duct_Sealing | Annual
Any | RB-HV-DuctSeal-HighToLow | DMo | Ex | CZ16 | rDXGF | SWSV001-03 | DEER2021 | D20v0 | 2021-05-28 10:44 | Cap-Tons | 1 |  | None | 144 | 0.053 | 9.12 | 0 | 0 | 0 | [6 empty] | DEER:HVAC_Duct_Sealing | Annual
Any | RB-HV-DuctSeal-HighToLow | DMo | Ex | CZ16 | rDXHP | SWSV001-03 | DEER2021 | D20v0 | 2021-05-28 10:44 | Cap-Tons | 1 |  | None | 265 | 0.06 | 0 | 0 | 0 | 0 | [6 empty] | DEER:HVAC_Duct_Sealing | Annual
Any | RB-HV-DuctSeal-HighToLow | DMo | Ex | CZ16 | rNCGF | SWSV001-03 | DEER2021 | D20v0 | 2021-05-28 10:44 | Cap-kBTUh | 1 |  | None | 0.33291 | 0 | 0.50987 | 0 | 0 | 0 | [6 empty] | DEER:HVAC_Duct_Sealing | Annual
Any | RB-HV-DuctSeal-HighToLow | DMo | Ex | CZ16 | rWtd | SWSV001-03 | DEER2021 | D20v0 | 2021-05-28 10:44 | Cap-Tons | 1 |  | None | 159 | 0.0539 | 7.98 | 0 | 0 | 0 | [6 empty] | DEER:HVAC_Duct_Sealing | Annual
Any | RB-HV-DuctSeal-HighToLow | DMo | Old | CZ16 | rDXGF | SWSV001-03 | DEER2021 | D20v0 | 2021-05-28 10:44 | Cap-Tons | 1 |  | None | 66.8 | 0.0797 | 27.9 | 0 | 0 | 0 | [6 empty] | DEER:HVAC_Duct_Sealing | Annual
Any | RB-HV-DuctSeal-HighToLow | DMo | Old | CZ16 | rDXHP | SWSV001-03 | DEER2021 | D20v0 | 2021-05-28 10:44 | Cap-Tons | 1 |  | None | 413 | 0.0877 | 0 | 0 | 0 | 0 | [6 empty] | DEER:HVAC_Duct_Sealing | Annual
Any | RB-HV-DuctSeal-HighToLow | DMo | Old | CZ16 | rNCGF | SWSV001-03 | DEER2021 | D20v0 | 2021-05-28 10:44 | Cap-kBTUh | 1 |  | None | 0.96117 | 0 | 1.5213 | 0 | 0 | 0 | [6 empty] | DEER:HVAC_Duct_Sealing | Annual
Any | RB-HV-DuctSeal-HighToLow | DMo | Old | CZ16 | rWtd | SWSV001-03 | DEER2021 | D20v0 | 2021-05-28 10:44 | Cap-Tons | 1 |  | None | 110 | 0.0807 | 24.4 | 0 | 0 | 0 | [6 empty] | DEER:HVAC_Duct_Sealing | Annual
Any | RB-HV-DuctSeal-HighToLow | MFm | Ex | CZ16 | rDXGF | SWSV001-03 | DEER2021 | D20v1 | 2021-05-28 10:44 | Cap-Tons | 1 |  | None | 18.7 | 0.0173 | 4.44 | 0 | 0 | 0 | [6 empty] | DEER:HVAC_Duct_Sealing | Annual
Any | RB-HV-DuctSeal-HighToLow | MFm | Ex | CZ16 | rDXHP | SWSV001-03 | DEER2021 | D20v1 | 2021-05-28 10:44 | Cap-Tons | 1 |  | None | 90 | 0.0193 | 0 | 0 | 0 | 0 | [6 empty] | DEER:HVAC_Duct_Sealing | Annual
Any | RB-HV-DuctSeal-HighToLow | MFm | Ex | CZ16 | rNCGF | SWSV001-03 | DEER2021 | D20v1 | 2021-05-28 10:44 | Cap-kBTUh | 1 |  | None | 0.2152 | 0 | 0.22591 | 0 | 0 | 0 | [6 empty] | DEER:HVAC_Duct_Sealing | Annual
Any | RB-HV-DuctSeal-HighToLow | MFm | Ex | CZ16 | rWtd | SWSV001-03 | DEER2021 | D20v1 | 2021-05-28 10:44 | Cap-Tons | 1 |  | None | 22.3162 | 0.01358 | 3.9583 | 0 | 0 | 0 | [6 empty] | DEER:HVAC_Duct_Sealing | Annual
Any | RB-HV-DuctSeal-HighToLow | MFm | Old | CZ16 | rDXGF | SWSV001-03 | DEER2021 | D20v0 | 2021-05-28 10:44 | Cap-Tons | 1 |  | None | 14.9 | 0.0143 | 4.02 | 0 | 0 | 0 | [6 empty] | DEER:HVAC_Duct_Sealing | Annual
Any | RB-HV-DuctSeal-HighToLow | MFm | Old | CZ16 | rDXHP | SWSV001-03 | DEER2021 | D20v0 | 2021-05-28 10:44 | Cap-Tons | 1 |  | None | 68.9 | 0.0154 | 0 | 0 | 0 | 0 | [6 empty] | DEER:HVAC_Duct_Sealing | Annual
Any | RB-HV-DuctSeal-HighToLow | MFm | Old | CZ16 | rNCGF | SWSV001-03 | DEER2021 | D20v0 | 2021-05-28 10:44 | Cap-kBTUh | 1 |  | None | 0.16809 | 0 | 0.20717 | 0 | 0 | 0 | [6 empty] | DEER:HVAC_Duct_Sealing | Annual
Any | RB-HV-DuctSeal-HighToLow | MFm | Old | CZ16 | rWtd | SWSV001-03 | DEER2021 | D20v0 | 2021-05-28 10:44 | Cap-Tons | 1 |  | None | 21.7 | 0.0144 | 3.52 | 0 | 0 | 0 | [6 empty] | DEER:HVAC_Duct_Sealing | Annual
Any | RB-HV-DuctSeal-HighToLow | SFm | Ex | CZ16 | rDXGF | SWSV001-03 | DEER2021 | D20v0 | 2021-05-28 10:44 | Cap-Tons | 1 |  | None | 14 | 0.0282 | 7.37 | 0 | 0 | 0 | [6 empty] | DEER:HVAC_Duct_Sealing | Annual
Any | RB-HV-DuctSeal-HighToLow | SFm | Ex | CZ16 | rDXHP | SWSV001-03 | DEER2021 | D20v0 | 2021-05-28 10:44 | Cap-Tons | 1 |  | None | 118 | 0.0283 | 0 | 0 | 0 | 0 | [6 empty] | DEER:HVAC_Duct_Sealing | Annual
Any | RB-HV-DuctSeal-HighToLow | SFm | Ex | CZ16 | rNCGF | SWSV001-03 | DEER2021 | D20v0 | 2021-05-28 10:44 | Cap-kBTUh | 1 |  | None | 0.24166 | 0 | 0.38482 | 0 | 0 | 0 | [6 empty] | DEER:HVAC_Duct_Sealing | Annual
Any | RB-HV-DuctSeal-HighToLow | SFm | Ex | CZ16 | rWtd | SWSV001-03 | DEER2021 | D20v0 | 2021-05-28 10:44 | Cap-Tons | 1 |  | None | 14.6 | 0.0188 | 7.03 | 0 | 0 | 0 | [6 empty] | DEER:HVAC_Duct_Sealing | Annual
Any | RB-HV-DuctSeal-HighToLow | SFm | Old | CZ16 | rDXGF | SWSV001-03 | DEER2021 | D20v0 | 2021-05-28 10:44 | Cap-Tons | 1 |  | None | 42.8 | 0.0654 | 14.7 | 0 | 0 | 0 | [6 empty] | DEER:HVAC_Duct_Sealing | Annual
Any | RB-HV-DuctSeal-HighToLow | SFm | Old | CZ16 | rDXHP | SWSV001-03 | DEER2021 | D20v0 | 2021-05-28 10:44 | Cap-Tons | 1 |  | None | 259 | 0.0688 | 0 | 0 | 0 | 0 | [6 empty] | DEER:HVAC_Duct_Sealing | Annual
Any | RB-HV-DuctSeal-HighToLow | SFm | Old | CZ16 | rNCGF | SWSV001-03 | DEER2021 | D20v0 | 2021-05-28 10:44 | Cap-kBTUh | 1 |  | None | 0.51076 | 0 | 0.77503 | 0 | 0 | 0 | [6 empty] | DEER:HVAC_Duct_Sealing | Annual
Any | RB-HV-DuctSeal-HighToLow | SFm | Old | CZ16 | rWtd | SWSV001-03 | DEER2021 | D20v0 | 2021-05-28 10:44 | Cap-Tons | 1 |  | None | 39.5 | 0.0437 | 14 | 0 | 0 | 0 | [6 empty] | DEER:HVAC_Duct_Sealing | Annual
Any | RB-HV-DuctSeal-MedToLow | DMo | Ex | CZ01 | rDXGF | SWSV001-03 | DEER2021 | D20v0 | 2021-05-28 10:44 | Cap-Tons | 1 |  | None | 1.7 | 0 | 2.1 | 0 | 0 | 0 | [6 empty] | DEER:HVAC_Duct_Sealing | Annual
Any | RB-HV-DuctSeal-MedToLow | DMo | Ex | CZ01 | rDXHP | SWSV001-03 | DEER2021 | D20v0 | 2021-05-28 10:44 | Cap-Tons | 1 |  | None | 18.8 | 0 | 0 | 0 | 0 | 0 | [6 empty] | DEER:HVAC_Duct_Sealing | Annual
Any | RB-HV-DuctSeal-MedToLow | DMo | Ex | CZ01 | rNCGF | SWSV001-03 | DEER2021 | D20v0 | 2021-05-28 10:44 | Cap-kBTUh | 1 |  | None | 0.077658 | 0 | 0.12031 | 0 | 0 | 0 | [6 empty] | DEER:HVAC_Duct_Sealing | Annual
Any | RB-HV-DuctSeal-MedToLow | DMo | Ex | CZ01 | rWtd | SWSV001-03 | DEER2021 | D20v0 | 2021-05-28 10:44 | Cap-Tons | 1 |  | None | 1.58 | 0 | 1.88 | 0 | 0 | 0 | [6 empty] | DEER:HVAC_Duct_Sealing | Annual
Any | RB-HV-DuctSeal-MedToLow | DMo | Old | CZ01 | rDXGF | SWSV001-03 | DEER2021 | D20v0 | 2021-05-28 10:44 | Cap-Tons | 1 |  | None | 4.24 | 0 | 5.4 | 0 | 0 | 0 | [6 empty] | DEER:HVAC_Duct_Sealing | Annual
Any | RB-HV-DuctSeal-MedToLow | DMo | Old | CZ01 | rDXHP | SWSV001-03 | DEER2021 | D20v0 | 2021-05-28 10:44 | Cap-Tons | 1 |  | None | 47.5 | 0 | 0 | 0 | 0 | 0 | [6 empty] | DEER:HVAC_Duct_Sealing | Annual
Any | RB-HV-DuctSeal-MedToLow | DMo | Old | CZ01 | rNCGF | SWSV001-03 | DEER2021 | D20v0 | 2021-05-28 10:44 | Cap-kBTUh | 1 |  | None | 0.19287 | 0 | 0.30936 | 0 | 0 | 0 | [6 empty] | DEER:HVAC_Duct_Sealing | Annual
Any | RB-HV-DuctSeal-MedToLow | DMo | Old | CZ01 | rWtd | SWSV001-03 | DEER2021 | D20v0 | 2021-05-28 10:44 | Cap-Tons | 1 |  | None | 3.94 | 0 | 4.84 | 0 | 0 | 0 | [6 empty] | DEER:HVAC_Duct_Sealing | Annual
Any | RB-HV-DuctSeal-MedToLow | MFm | Ex | CZ01 | rDXGF | SWSV001-03 | DEER2021 | D20v0 | 2021-05-28 10:44 | Cap-Tons | 1 |  | None | 1.24 | 0 | 1.01 | 0 | 0 | 0 | [6 empty] | DEER:HVAC_Duct_Sealing | Annual
Any | RB-HV-DuctSeal-MedToLow | MFm | Ex | CZ01 | rDXHP | SWSV001-03 | DEER2021 | D20v0 | 2021-05-28 10:44 | Cap-Tons | 1 |  | None | 11.3 | 0 | 0 | 0 | 0 | 0 | [6 empty] | DEER:HVAC_Duct_Sealing | Annual
Any | RB-HV-DuctSeal-MedToLow | MFm | Ex | CZ01 | rNCGF | SWSV001-03 | DEER2021 | D20v0 | 2021-05-28 10:44 | Cap-kBTUh | 1 |  | None | 0.049893 | 0 | 0.04727 | 0 | 0 | 0 | [6 empty] | DEER:HVAC_Duct_Sealing | Annual
Any | RB-HV-DuctSeal-MedToLow | MFm | Ex | CZ01 | rWtd | SWSV001-03 | DEER2021 | D20v0 | 2021-05-28 10:44 | Cap-Tons | 1 |  | None | 0.986 | 0 | 0.883 | 0 | 0 | 0 | [6 empty] | DEER:HVAC_Duct_Sealing | Annual
Any | RB-HV-DuctSeal-MedToLow | MFm | Old | CZ01 | rDXGF | SWSV001-03 | DEER2021 | D20v0 | 2021-05-28 10:44 | Cap-Tons | 1 |  | None | 1.69 | 0 | 1.58 | 0 | 0 | 0 | [6 empty] | DEER:HVAC_Duct_Sealing | Annual
Any | RB-HV-DuctSeal-MedToLow | MFm | Old | CZ01 | rDXHP | SWSV001-03 | DEER2021 | D20v0 | 2021-05-28 10:44 | Cap-Tons | 1 |  | None | 16.8 | 0 | 0 | 0 | 0 | 0 | [6 empty] | DEER:HVAC_Duct_Sealing | Annual
Any | RB-HV-DuctSeal-MedToLow | MFm | Old | CZ01 | rNCGF | SWSV001-03 | DEER2021 | D20v0 | 2021-05-28 10:44 | Cap-kBTUh | 1 |  | None | 0.075482 | 0 | 0.078694 | 0 | 0 | 0 | [6 empty] | DEER:HVAC_Duct_Sealing | Annual
Any | RB-HV-DuctSeal-MedToLow | MFm | Old | CZ01 | rWtd | SWSV001-03 | DEER2021 | D20v0 | 2021-05-28 10:44 | Cap-Tons | 1 |  | None | 1.49 | 0 | 1.47 | 0 | 0 | 0 | [6 empty] | DEER:HVAC_Duct_Sealing | Annual
Any | RB-HV-DuctSeal-MedToLow | SFm | Ex | CZ01 | rDXGF | SWSV001-03 | DEER2021 | D20v0 | 2021-05-28 10:44 | Cap-Tons | 1 |  | None | 3.35 | 0 | 4.53 | 0 | 0 | 0 | [6 empty] | DEER:HVAC_Duct_Sealing | Annual
Any | RB-HV-DuctSeal-MedToLow | SFm | Ex | CZ01 | rDXHP | SWSV001-03 | DEER2021 | D20v0 | 2021-05-28 10:44 | Cap-Tons | 1 |  | None | 46.2 | 0 | 0 | 0 | 0 | 0 | [6 empty] | DEER:HVAC_Duct_Sealing | Annual
Any | RB-HV-DuctSeal-MedToLow | SFm | Ex | CZ01 | rNCGF | SWSV001-03 | DEER2021 | D20v0 | 2021-05-28 10:44 | Cap-kBTUh | 1 |  | None | 0.16631 | 0 | 0.23789 | 0 | 0 | 0 | [6 empty] | DEER:HVAC_Duct_Sealing | Annual
Any | RB-HV-DuctSeal-MedToLow | SFm | Ex | CZ01 | rWtd | SWSV001-03 | DEER2021 | D20v0 | 2021-05-28 10:44 | Cap-Tons | 1 |  | None | 3.13 | 0 | 4.42 | 0 | 0 | 0 | [6 empty] | DEER:HVAC_Duct_Sealing | Annual
Any | RB-HV-DuctSeal-MedToLow | SFm | Old | CZ01 | rDXGF | SWSV001-03 | DEER2021 | D20v0 | 2021-05-28 10:44 | Cap-Tons | 1 |  | None | 5.41 | 0 | 6.74 | 0 | 0 | 0 | [6 empty] | DEER:HVAC_Duct_Sealing | Annual
Any | RB-HV-DuctSeal-MedToLow | SFm | Old | CZ01 | rDXHP | SWSV001-03 | DEER2021 | D20v0 | 2021-05-28 10:44 | Cap-Tons | 1 |  | None | 73.9 | 0 | 0 | 0 | 0 | 0 | [6 empty] | DEER:HVAC_Duct_Sealing | Annual
Any | RB-HV-DuctSeal-MedToLow | SFm | Old | CZ01 | rNCGF | SWSV001-03 | DEER2021 | D20v0 | 2021-05-28 10:44 | Cap-kBTUh | 1 |  | None | 0.26534 | 0 | 0.35684 | 0 | 0 | 0 | [6 empty] | DEER:HVAC_Duct_Sealing | Annual
Any | RB-HV-DuctSeal-MedToLow | SFm | Old | CZ01 | rWtd | SWSV001-03 | DEER2021 | D20v0 | 2021-05-28 10:44 | Cap-Tons | 1 |  | None | 4.98 | 0 | 6.63 | 0 | 0 | 0 | [6 empty] | DEER:HVAC_Duct_Sealing | Annual
Any | RB-HV-DuctSeal-MedToLow | DMo | Ex | CZ02 | rDXGF | SWSV001-03 | DEER2021 | D20v0 | 2021-05-28 10:44 | Cap-Tons | 1 |  | None | 85 | 0.0357 | 2.76 | 0 | 0 | 0 | [6 empty] | DEER:HVAC_Duct_Sealing | Annual
Any | RB-HV-DuctSeal-MedToLow | DMo | Ex | CZ02 | rDXHP | SWSV001-03 | DEER2021 | D20v0 | 2021-05-28 10:44 | Cap-Tons | 1 |  | None | 112 | 0.0395 | 0 | 0 | 0 | 0 | [6 empty] | DEER:HVAC_Duct_Sealing | Annual
Any | RB-HV-DuctSeal-MedToLow | DMo | Ex | CZ02 | rNCGF | SWSV001-03 | DEER2021 | D20v0 | 2021-05-28 10:44 | Cap-kBTUh | 1 |  | None | 0.10185 | 0 | 0.15786 | 0 | 0 | 0 | [6 empty] | DEER:HVAC_Duct_Sealing | Annual
Any | RB-HV-DuctSeal-MedToLow | DMo | Ex | CZ02 | rWtd | SWSV001-03 | DEER2021 | D20v0 | 2021-05-28 10:44 | Cap-Tons | 1 |  | None | 81.7 | 0.0334 | 2.42 | 0 | 0 | 0 | [6 empty] | DEER:HVAC_Duct_Sealing | Annual
Any | RB-HV-DuctSeal-MedToLow | DMo | Old | CZ02 | rDXGF | SWSV001-03 | DEER2021 | D20v0 | 2021-05-28 10:44 | Cap-Tons | 1 |  | None | 16.7 | 0.047 | 5.51 | 0 | 0 | 0 | [6 empty] | DEER:HVAC_Duct_Sealing | Annual
Any | RB-HV-DuctSeal-MedToLow | DMo | Old | CZ02 | rDXHP | SWSV001-03 | DEER2021 | D20v0 | 2021-05-28 10:44 | Cap-Tons | 1 |  | None | 69.5 | 0.0519 | 0 | 0 | 0 | 0 | [6 empty] | DEER:HVAC_Duct_Sealing | Annual
Any | RB-HV-DuctSeal-MedToLow | DMo | Old | CZ02 | rNCGF | SWSV001-03 | DEER2021 | D20v0 | 2021-05-28 10:44 | Cap-kBTUh | 1 |  | None | 0.19478 | 0 | 0.3119 | 0 | 0 | 0 | [6 empty] | DEER:HVAC_Duct_Sealing | Annual
Any | RB-HV-DuctSeal-MedToLow | DMo | Old | CZ02 | rWtd | SWSV001-03 | DEER2021 | D20v0 | 2021-05-28 10:44 | Cap-Tons | 1 |  | None | 21.8 | 0.0439 | 4.83 | 0 | 0 | 0 | [6 empty] | DEER:HVAC_Duct_Sealing | Annual
Any | RB-HV-DuctSeal-MedToLow | MFm | Ex | CZ02 | rDXGF | SWSV001-03 | DEER2021 | D20v0 | 2021-05-28 10:44 | Cap-Tons | 1 |  | None | 2.7 | 0.0054 | 0.646 | 0 | 0 | 0 | [6 empty] | DEER:HVAC_Duct_Sealing | Annual
Any | RB-HV-DuctSeal-MedToLow | MFm | Ex | CZ02 | rDXHP | SWSV001-03 | DEER2021 | D20v0 | 2021-05-28 10:44 | Cap-Tons | 1 |  | None | 9.4 | 0.0064 | 0 | 0 | 0 | 0 | [6 empty] | DEER:HVAC_Duct_Sealing | Annual
Any | RB-HV-DuctSeal-MedToLow | MFm | Ex | CZ02 | rNCGF | SWSV001-03 | DEER2021 | D20v0 | 2021-05-28 10:44 | Cap-kBTUh | 1 |  | None | 0.032548 | 0 | 0.031585 | 0 | 0 | 0 | [6 empty] | DEER:HVAC_Duct_Sealing | Annual
Any | RB-HV-DuctSeal-MedToLow | MFm | Ex | CZ02 | rWtd | SWSV001-03 | DEER2021 | D20v0 | 2021-05-28 10:44 | Cap-Tons | 1 |  | None | 1.82 | 0.00229 | 0.579 | 0 | 0 | 0 | [6 empty] | DEER:HVAC_Duct_Sealing | Annual
Any | RB-HV-DuctSeal-MedToLow | MFm | Old | CZ02 | rDXGF | SWSV001-03 | DEER2021 | D20v0 | 2021-05-28 10:44 | Cap-Tons | 1 |  | None | 2.81 | 0.00664 | 0.981 | 0 | 0 | 0 | [6 empty] | DEER:HVAC_Duct_Sealing | Annual
Any | RB-HV-DuctSeal-MedToLow | MFm | Old | CZ02 | rDXHP | SWSV001-03 | DEER2021 | D20v0 | 2021-05-28 10:44 | Cap-Tons | 1 |  | None | 12.9 | 0.00683 | 0 | 0 | 0 | 0 | [6 empty] | DEER:HVAC_Duct_Sealing | Annual
Any | RB-HV-DuctSeal-MedToLow | MFm | Old | CZ02 | rNCGF | SWSV001-03 | DEER2021 | D20v0 | 2021-05-28 10:44 | Cap-kBTUh | 1 |  | None | 0.041221 | 0 | 0.050589 | 0 | 0 | 0 | [6 empty] | DEER:HVAC_Duct_Sealing | Annual
Any | RB-HV-DuctSeal-MedToLow | MFm | Old | CZ02 | rWtd | SWSV001-03 | DEER2021 | D20v0 | 2021-05-28 10:44 | Cap-Tons | 1 |  | None | 2.14 | 0.00276 | 0.909 | 0 | 0 | 0 | [6 empty] | DEER:HVAC_Duct_Sealing | Annual
Any | RB-HV-DuctSeal-MedToLow | SFm | Ex | CZ02 | rDXGF | SWSV001-03 | DEER2021 | D20v0 | 2021-05-28 10:44 | Cap-Tons | 1 |  | None | 12.3 | 0.0308 | 5.67 | 0 | 0 | 0 | [6 empty] | DEER:HVAC_Duct_Sealing | Annual
Any | RB-HV-DuctSeal-MedToLow | SFm | Ex | CZ02 | rDXHP | SWSV001-03 | DEER2021 | D20v0 | 2021-05-28 10:44 | Cap-Tons | 1 |  | None | 74.1 | 0.031 | 0 | 0 | 0 | 0 | [6 empty] | DEER:HVAC_Duct_Sealing | Annual
Any | RB-HV-DuctSeal-MedToLow | SFm | Ex | CZ02 | rNCGF | SWSV001-03 | DEER2021 | D20v0 | 2021-05-28 10:44 | Cap-kBTUh | 1 |  | None | 0.21206 | 0 | 0.29763 | 0 | 0 | 0 | [6 empty] | DEER:HVAC_Duct_Sealing | Annual
Any | RB-HV-DuctSeal-MedToLow | SFm | Ex | CZ02 | rWtd | SWSV001-03 | DEER2021 | D20v0 | 2021-05-28 10:44 | Cap-Tons | 1 |  | None | 8.55 | 0.0121 | 5.46 | 0 | 0 | 0 | [6 empty] | DEER:HVAC_Duct_Sealing | Annual
Any | RB-HV-DuctSeal-MedToLow | SFm | Old | CZ02 | rDXGF | SWSV001-03 | DEER2021 | D20v0 | 2021-05-28 10:44 | Cap-Tons | 1 |  | None | 5.92 | 0.0195 | 4.32 | 0 | 0 | 0 | [6 empty] | DEER:HVAC_Duct_Sealing | Annual
Any | RB-HV-DuctSeal-MedToLow | SFm | Old | CZ02 | rDXHP | SWSV001-03 | DEER2021 | D20v0 | 2021-05-28 10:44 | Cap-Tons | 1 |  | None | 53.3 | 0.0204 | 0 | 0 | 0 | 0 | [6 empty] | DEER:HVAC_Duct_Sealing | Annual
Any | RB-HV-DuctSeal-MedToLow | SFm | Old | CZ02 | rNCGF | SWSV001-03 | DEER2021 | D20v0 | 2021-05-28 10:44 | Cap-kBTUh | 1 |  | None | 0.14639 | 0 | 0.22713 | 0 | 0 | 0 | [6 empty] | DEER:HVAC_Duct_Sealing | Annual
Any | RB-HV-DuctSeal-MedToLow | SFm | Old | CZ02 | rWtd | SWSV001-03 | DEER2021 | D20v0 | 2021-05-28 10:44 | Cap-Tons | 1 |  | None | 4.99 | 0.0077 | 4.17 | 0 | 0 | 0 | [6 empty] | DEER:HVAC_Duct_Sealing | Annual
Any | RB-HV-DuctSeal-MedToLow | DMo | Ex | CZ03 | rDXGF | SWSV001-03 | DEER2021 | D20v0 | 2021-05-28 10:44 | Cap-Tons | 1 |  | None | 87.2 | 0.0183 | 2.65 | 0 | 0 | 0 | [6 empty] | DEER:HVAC_Duct_Sealing | Annual
Any | RB-HV-DuctSeal-MedToLow | DMo | Ex | CZ03 | rDXHP | SWSV001-03 | DEER2021 | D20v0 | 2021-05-28 10:44 | Cap-Tons | 1 |  | None | 107 | 0.021 | 0 | 0 | 0 | 0 | [6 empty] | DEER:HVAC_Duct_Sealing | Annual
Any | RB-HV-DuctSeal-MedToLow | DMo | Ex | CZ03 | rNCGF | SWSV001-03 | DEER2021 | D20v0 | 2021-05-28 10:44 | Cap-kBTUh | 1 |  | None | 0.098663 | 0 | 0.15341 | 0 | 0 | 0 | [6 empty] | DEER:HVAC_Duct_Sealing | Annual
Any | RB-HV-DuctSeal-MedToLow | DMo | Ex | CZ03 | rWtd | SWSV001-03 | DEER2021 | D20v0 | 2021-05-28 10:44 | Cap-Tons | 1 |  | None | 53.7 | 0.011 | 2.36 | 0 | 0 | 0 | [6 empty] | DEER:HVAC_Duct_Sealing | Annual
Any | RB-HV-DuctSeal-MedToLow | DMo | Old | CZ03 | rDXGF | SWSV001-03 | DEER2021 | D20v0 | 2021-05-28 10:44 | Cap-Tons | 1 |  | None | 11 | 0.0297 | 4.24 | 0 | 0 | 0 | [6 empty] | DEER:HVAC_Duct_Sealing | Annual
Any | RB-HV-DuctSeal-MedToLow | DMo | Old | CZ03 | rDXHP | SWSV001-03 | DEER2021 | D20v0 | 2021-05-28 10:44 | Cap-Tons | 1 |  | None | 42 | 0.0356 | 0 | 0 | 0 | 0 | [6 empty] | DEER:HVAC_Duct_Sealing | Annual
Any | RB-HV-DuctSeal-MedToLow | DMo | Old | CZ03 | rNCGF | SWSV001-03 | DEER2021 | D20v0 | 2021-05-28 10:44 | Cap-kBTUh | 1 |  | None | 0.15213 | 0 | 0.2457 | 0 | 0 | 0 | [6 empty] | DEER:HVAC_Duct_Sealing | Annual
Any | RB-HV-DuctSeal-MedToLow | DMo | Old | CZ03 | rWtd | SWSV001-03 | DEER2021 | D20v0 | 2021-05-28 10:44 | Cap-Tons | 1 |  | None | 9.78 | 0.018 | 3.77 | 0 | 0 | 0 | [6 empty] | DEER:HVAC_Duct_Sealing | Annual
Any | RB-HV-DuctSeal-MedToLow | MFm | Ex | CZ03 | rDXGF | SWSV001-03 | DEER2021 | D20v0 | 2021-05-28 10:44 | Cap-Tons | 1 |  | None | 1.08 | 0.00175 | 0.781 | 0 | 0 | 0 | [6 empty] | DEER:HVAC_Duct_Sealing | Annual
Any | RB-HV-DuctSeal-MedToLow | MFm | Ex | CZ03 | rDXHP | SWSV001-03 | DEER2021 | D20v0 | 2021-05-28 10:44 | Cap-Tons | 1 |  | None | 7.76 | 0.002 | 0 | 0 | 0 | 0 | [6 empty] | DEER:HVAC_Duct_Sealing | Annual
Any | RB-HV-DuctSeal-MedToLow | MFm | Ex | CZ03 | rNCGF | SWSV001-03 | DEER2021 | D20v0 | 2021-05-28 10:44 | Cap-kBTUh | 1 |  | None | 0.038169 | 0 | 0.04015 | 0 | 0 | 0 | [6 empty] | DEER:HVAC_Duct_Sealing | Annual
Any | RB-HV-DuctSeal-MedToLow | MFm | Ex | CZ03 | rWtd | SWSV001-03 | DEER2021 | D20v0 | 2021-05-28 10:44 | Cap-Tons | 1 |  | None | 0.82 | 0.00016 | 0.744 | 0 | 0 | 0 | [6 empty] | DEER:HVAC_Duct_Sealing | Annual
Any | RB-HV-DuctSeal-MedToLow | MFm | Old | CZ03 | rDXGF | SWSV001-03 | DEER2021 | D20v0 | 2021-05-28 10:44 | Cap-Tons | 1 |  | None | 1.22 | 0.00234 | 1.03 | 0 | 0 | 0 | [6 empty] | DEER:HVAC_Duct_Sealing | Annual
Any | RB-HV-DuctSeal-MedToLow | MFm | Old | CZ03 | rDXHP | SWSV001-03 | DEER2021 | D20v0 | 2021-05-28 10:44 | Cap-Tons | 1 |  | None | 9.46 | 0.00234 | 0 | 0 | 0 | 0 | [6 empty] | DEER:HVAC_Duct_Sealing | Annual
Any | RB-HV-DuctSeal-MedToLow | MFm | Old | CZ03 | rNCGF | SWSV001-03 | DEER2021 | D20v0 | 2021-05-28 10:44 | Cap-kBTUh | 1 |  | None | 0.044165 | 0 | 0.053266 | 0 | 0 | 0 | [6 empty] | DEER:HVAC_Duct_Sealing | Annual
Any | RB-HV-DuctSeal-MedToLow | MFm | Old | CZ03 | rWtd | SWSV001-03 | DEER2021 | D20v0 | 2021-05-28 10:44 | Cap-Tons | 1 |  | None | 0.951 | 0.00021 | 0.987 | 0 | 0 | 0 | [6 empty] | DEER:HVAC_Duct_Sealing | Annual
Any | RB-HV-DuctSeal-MedToLow | SFm | Ex | CZ03 | rDXGF | SWSV001-03 | DEER2021 | D20v0 | 2021-05-28 10:44 | Cap-Tons | 1 |  | None | 4.19 | 0.0113 | 3.44 | 0 | 0 | 0 | [6 empty] | DEER:HVAC_Duct_Sealing | Annual
Any | RB-HV-DuctSeal-MedToLow | SFm | Ex | CZ03 | rDXHP | SWSV001-03 | DEER2021 | D20v0 | 2021-05-28 10:44 | Cap-Tons | 1 |  | None | 31.3 | 0.0114 | 0 | 0 | 0 | 0 | [6 empty] | DEER:HVAC_Duct_Sealing | Annual
Any | RB-HV-DuctSeal-MedToLow | SFm | Ex | CZ03 | rNCGF | SWSV001-03 | DEER2021 | D20v0 | 2021-05-28 10:44 | Cap-kBTUh | 1 |  | None | 0.11518 | 0 | 0.1803 | 0 | 0 | 0 | [6 empty] | DEER:HVAC_Duct_Sealing | Annual
Any | RB-HV-DuctSeal-MedToLow | SFm | Ex | CZ03 | rWtd | SWSV001-03 | DEER2021 | D20v0 | 2021-05-28 10:44 | Cap-Tons | 1 |  | None | 2.6 | 0.00147 | 3.34 | 0 | 0 | 0 | [6 empty] | DEER:HVAC_Duct_Sealing | Annual
Any | RB-HV-DuctSeal-MedToLow | SFm | Old | CZ03 | rDXGF | SWSV001-03 | DEER2021 | D20v0 | 2021-05-28 10:44 | Cap-Tons | 1 |  | None | 4.86 | 0.0131 | 4.23 | 0 | 0 | 0 | [6 empty] | DEER:HVAC_Duct_Sealing | Annual
Any | RB-HV-DuctSeal-MedToLow | SFm | Old | CZ03 | rDXHP | SWSV001-03 | DEER2021 | D20v0 | 2021-05-28 10:44 | Cap-Tons | 1 |  | None | 38.4 | 0.0146 | 0 | 0 | 0 | 0 | [6 empty] | DEER:HVAC_Duct_Sealing | Annual
Any | RB-HV-DuctSeal-MedToLow | SFm | Old | CZ03 | rNCGF | SWSV001-03 | DEER2021 | D20v0 | 2021-05-28 10:44 | Cap-kBTUh | 1 |  | None | 0.14855 | 0 | 0.2239 | 0 | 0 | 0 | [6 empty] | DEER:HVAC_Duct_Sealing | Annual
Any | RB-HV-DuctSeal-MedToLow | SFm | Old | CZ03 | rWtd | SWSV001-03 | DEER2021 | D20v0 | 2021-05-28 10:44 | Cap-Tons | 1 |  | None | 3.27 | 0.00173 | 4.14 | 0 | 0 | 0 | [6 empty] | DEER:HVAC_Duct_Sealing | Annual
Any | RB-HV-DuctSeal-MedToLow | DMo | Ex | CZ04 | rDXGF | SWSV001-03 | DEER2021 | D20v0 | 2021-05-28 10:44 | Cap-Tons | 1 |  | None | 101 | 0.0315 | 3.14 | 0 | 0 | 0 | [6 empty] | DEER:HVAC_Duct_Sealing | Annual
Any | RB-HV-DuctSeal-MedToLow | DMo | Ex | CZ04 | rDXHP | SWSV001-03 | DEER2021 | D20v0 | 2021-05-28 10:44 | Cap-Tons | 1 |  | None | 135 | 0.0358 | 0 | 0 | 0 | 0 | [6 empty] | DEER:HVAC_Duct_Sealing | Annual
Any | RB-HV-DuctSeal-MedToLow | DMo | Ex | CZ04 | rNCGF | SWSV001-03 | DEER2021 | D20v0 | 2021-05-28 10:44 | Cap-kBTUh | 1 |  | None | 0.11458 | 0 | 0.17759 | 0 | 0 | 0 | [6 empty] | DEER:HVAC_Duct_Sealing | Annual
Any | RB-HV-DuctSeal-MedToLow | DMo | Ex | CZ04 | rWtd | SWSV001-03 | DEER2021 | D20v0 | 2021-05-28 10:44 | Cap-Tons | 1 |  | None | 80.8 | 0.0245 | 2.76 | 0 | 0 | 0 | [6 empty] | DEER:HVAC_Duct_Sealing | Annual
Any | RB-HV-DuctSeal-MedToLow | DMo | Old | CZ04 | rDXGF | SWSV001-03 | DEER2021 | D20v0 | 2021-05-28 10:44 | Cap-Tons | 1 |  | None | 27.1 | 0.0534 | 3.63 | 0 | 0 | 0 | [6 empty] | DEER:HVAC_Duct_Sealing | Annual
Any | RB-HV-DuctSeal-MedToLow | DMo | Old | CZ04 | rDXHP | SWSV001-03 | DEER2021 | D20v0 | 2021-05-28 10:44 | Cap-Tons | 1 |  | None | 65.9 | 0.0606 | 0 | 0 | 0 | 0 | [6 empty] | DEER:HVAC_Duct_Sealing | Annual
Any | RB-HV-DuctSeal-MedToLow | DMo | Old | CZ04 | rNCGF | SWSV001-03 | DEER2021 | D20v0 | 2021-05-28 10:44 | Cap-kBTUh | 1 |  | None | 0.12922 | 0 | 0.20687 | 0 | 0 | 0 | [6 empty] | DEER:HVAC_Duct_Sealing | Annual
Any | RB-HV-DuctSeal-MedToLow | DMo | Old | CZ04 | rWtd | SWSV001-03 | DEER2021 | D20v0 | 2021-05-28 10:44 | Cap-Tons | 1 |  | None | 25 | 0.0417 | 3.2 | 0 | 0 | 0 | [6 empty] | DEER:HVAC_Duct_Sealing | Annual
Any | RB-HV-DuctSeal-MedToLow | MFm | Ex | CZ04 | rDXGF | SWSV001-03 | DEER2021 | D20v0 | 2021-05-28 10:44 | Cap-Tons | 1 |  | None | 3.65 | 0.00608 | 0.417 | 0 | 0 | 0 | [6 empty] | DEER:HVAC_Duct_Sealing | Annual
Any | RB-HV-DuctSeal-MedToLow | MFm | Ex | CZ04 | rDXHP | SWSV001-03 | DEER2021 | D20v0 | 2021-05-28 10:44 | Cap-Tons | 1 |  | None | 8.68 | 0.0064 | 0 | 0 | 0 | 0 | [6 empty] | DEER:HVAC_Duct_Sealing | Annual
Any | RB-HV-DuctSeal-MedToLow | MFm | Ex | CZ04 | rNCGF | SWSV001-03 | DEER2021 | D20v0 | 2021-05-28 10:44 | Cap-kBTUh | 1 |  | None | 0.020878 | 0 | 0.021253 | 0 | 0 | 0 | [6 empty] | DEER:HVAC_Duct_Sealing | Annual
Any | RB-HV-DuctSeal-MedToLow | MFm | Ex | CZ04 | rWtd | SWSV001-03 | DEER2021 | D20v0 | 2021-05-28 10:44 | Cap-Tons | 1 |  | None | 2.11 | 0.0027 | 0.382 | 0 | 0 | 0 | [6 empty] | DEER:HVAC_Duct_Sealing | Annual
Any | RB-HV-DuctSeal-MedToLow | MFm | Old | CZ04 | rDXGF | SWSV001-03 | DEER2021 | D20v0 | 2021-05-28 10:44 | Cap-Tons | 1 |  | None | 3.12 | 0.00674 | 0.793 | 0 | 0 | 0 | [6 empty] | DEER:HVAC_Duct_Sealing | Annual
Any | RB-HV-DuctSeal-MedToLow | MFm | Old | CZ04 | rDXHP | SWSV001-03 | DEER2021 | D20v0 | 2021-05-28 10:44 | Cap-Tons | 1 |  | None | 11.8 | 0.00708 | 0 | 0 | 0 | 0 | [6 empty] | DEER:HVAC_Duct_Sealing | Annual
Any | RB-HV-DuctSeal-MedToLow | MFm | Old | CZ04 | rNCGF | SWSV001-03 | DEER2021 | D20v0 | 2021-05-28 10:44 | Cap-kBTUh | 1 |  | None | 0.034582 | 0 | 0.040846 | 0 | 0 | 0 | [6 empty] | DEER:HVAC_Duct_Sealing | Annual
Any | RB-HV-DuctSeal-MedToLow | MFm | Old | CZ04 | rWtd | SWSV001-03 | DEER2021 | D20v0 | 2021-05-28 10:44 | Cap-Tons | 1 |  | None | 2.22 | 0.00299 | 0.732 | 0 | 0 | 0 | [6 empty] | DEER:HVAC_Duct_Sealing | Annual
Any | RB-HV-DuctSeal-MedToLow | SFm | Ex | CZ04 | rDXGF | SWSV001-03 | DEER2021 | D20v0 | 2021-05-28 10:44 | Cap-Tons | 1 |  | None | 12.5 | 0.028 | 3.53 | 0 | 0 | 0 | [6 empty] | DEER:HVAC_Duct_Sealing | Annual
Any | RB-HV-DuctSeal-MedToLow | SFm | Ex | CZ04 | rDXHP | SWSV001-03 | DEER2021 | D20v0 | 2021-05-28 10:44 | Cap-Tons | 1 |  | None | 50.9 | 0.029 | 0 | 0 | 0 | 0 | [6 empty] | DEER:HVAC_Duct_Sealing | Annual
Any | RB-HV-DuctSeal-MedToLow | SFm | Ex | CZ04 | rNCGF | SWSV001-03 | DEER2021 | D20v0 | 2021-05-28 10:44 | Cap-kBTUh | 1 |  | None | 0.11895 | 0 | 0.18515 | 0 | 0 | 0 | [6 empty] | DEER:HVAC_Duct_Sealing | Annual
Any | RB-HV-DuctSeal-MedToLow | SFm | Ex | CZ04 | rWtd | SWSV001-03 | DEER2021 | D20v0 | 2021-05-28 10:44 | Cap-Tons | 1 |  | None | 8.56 | 0.0144 | 3.39 | 0 | 0 | 0 | [6 empty] | DEER:HVAC_Duct_Sealing | Annual
Any | RB-HV-DuctSeal-MedToLow | SFm | Old | CZ04 | rDXGF | SWSV001-03 | DEER2021 | D20v0 | 2021-05-28 10:44 | Cap-Tons | 1 |  | None | 11.7 | 0.0264 | 3.52 | 0 | 0 | 0 | [6 empty] | DEER:HVAC_Duct_Sealing | Annual
Any | RB-HV-DuctSeal-MedToLow | SFm | Old | CZ04 | rDXHP | SWSV001-03 | DEER2021 | D20v0 | 2021-05-28 10:44 | Cap-Tons | 1 |  | None | 50.4 | 0.0272 | 0 | 0 | 0 | 0 | [6 empty] | DEER:HVAC_Duct_Sealing | Annual
Any | RB-HV-DuctSeal-MedToLow | SFm | Old | CZ04 | rNCGF | SWSV001-03 | DEER2021 | D20v0 | 2021-05-28 10:44 | Cap-kBTUh | 1 |  | None | 0.1254 | 0 | 0.18568 | 0 | 0 | 0 | [6 empty] | DEER:HVAC_Duct_Sealing | Annual
Any | RB-HV-DuctSeal-MedToLow | SFm | Old | CZ04 | rWtd | SWSV001-03 | DEER2021 | D20v0 | 2021-05-28 10:44 | Cap-Tons | 1 |  | None | 8.2 | 0.0136 | 3.39 | 0 | 0 | 0 | [6 empty] | DEER:HVAC_Duct_Sealing | Annual
Any | RB-HV-DuctSeal-MedToLow | DMo | Ex | CZ05 | rDXGF | SWSV001-03 | DEER2021 | D20v0 | 2021-05-28 10:44 | Cap-Tons | 1 |  | None | 45.7 | 0.0284 | 4.1 | 0 | 0 | 0 | [6 empty] | DEER:HVAC_Duct_Sealing | Annual
Any | RB-HV-DuctSeal-MedToLow | DMo | Ex | CZ05 | rDXHP | SWSV001-03 | DEER2021 | D20v0 | 2021-05-28 10:44 | Cap-Tons | 1 |  | None | 78.8 | 0.0313 | 0 | 0 | 0 | 0 | [6 empty] | DEER:HVAC_Duct_Sealing | Annual
Any | RB-HV-DuctSeal-MedToLow | DMo | Ex | CZ05 | rNCGF | SWSV001-03 | DEER2021 | D20v0 | 2021-05-28 10:44 | Cap-kBTUh | 1 |  | None | 0.15022 | 0 | 0.23297 | 0 | 0 | 0 | [6 empty] | DEER:HVAC_Duct_Sealing | Annual
Any | RB-HV-DuctSeal-MedToLow | DMo | Ex | CZ05 | rWtd | SWSV001-03 | DEER2021 | D20v0 | 2021-05-28 10:44 | Cap-Tons | 1 |  | None | 9.45 | 0.00429 | 3.65 | 0 | 0 | 0 | [6 empty] | DEER:HVAC_Duct_Sealing | Annual
Any | RB-HV-DuctSeal-MedToLow | DMo | Old | CZ05 | rDXGF | SWSV001-03 | DEER2021 | D20v0 | 2021-05-28 10:44 | Cap-Tons | 1 |  | None | 9.32 | 0.0227 | 4.61 | 0 | 0 | 0 | [6 empty] | DEER:HVAC_Duct_Sealing | Annual
Any | RB-HV-DuctSeal-MedToLow | DMo | Old | CZ05 | rDXHP | SWSV001-03 | DEER2021 | D20v0 | 2021-05-28 10:44 | Cap-Tons | 1 |  | None | 46.1 | 0.0257 | 0 | 0 | 0 | 0 | [6 empty] | DEER:HVAC_Duct_Sealing | Annual
Any | RB-HV-DuctSeal-MedToLow | DMo | Old | CZ05 | rNCGF | SWSV001-03 | DEER2021 | D20v0 | 2021-05-28 10:44 | Cap-kBTUh | 1 |  | None | 0.16423 | 0 | 0.26353 | 0 | 0 | 0 | [6 empty] | DEER:HVAC_Duct_Sealing | Annual
Any | RB-HV-DuctSeal-MedToLow | DMo | Old | CZ05 | rWtd | SWSV001-03 | DEER2021 | D20v0 | 2021-05-28 10:44 | Cap-Tons | 1 |  | None | 4.28 | 0.00344 | 4.13 | 0 | 0 | 0 | [6 empty] | DEER:HVAC_Duct_Sealing | Annual
Any | RB-HV-DuctSeal-MedToLow | MFm | Ex | CZ05 | rDXGF | SWSV001-03 | DEER2021 | D20v0 | 2021-05-28 10:44 | Cap-Tons | 1 |  | None | 0.857 | 0.0012 | 0.585 | 0 | 0 | 0 | [6 empty] | DEER:HVAC_Duct_Sealing | Annual
Any | RB-HV-DuctSeal-MedToLow | MFm | Ex | CZ05 | rDXHP | SWSV001-03 | DEER2021 | D20v0 | 2021-05-28 10:44 | Cap-Tons | 1 |  | None | 6.86 | 0.00096 | 0 | 0 | 0 | 0 | [6 empty] | DEER:HVAC_Duct_Sealing | Annual
Any | RB-HV-DuctSeal-MedToLow | MFm | Ex | CZ05 | rNCGF | SWSV001-03 | DEER2021 | D20v0 | 2021-05-28 10:44 | Cap-kBTUh | 1 |  | None | 0.028158 | 0 | 0.030032 | 0 | 0 | 0 | [6 empty] | DEER:HVAC_Duct_Sealing | Annual
Any | RB-HV-DuctSeal-MedToLow | MFm | Ex | CZ05 | rWtd | SWSV001-03 | DEER2021 | D20v0 | 2021-05-28 10:44 | Cap-Tons | 1 |  | None | 0.858 | 0.00036 | 0.546 | 0 | 0 | 0 | [6 empty] | DEER:HVAC_Duct_Sealing | Annual
Any | RB-HV-DuctSeal-MedToLow | MFm | Old | CZ05 | rDXGF | SWSV001-03 | DEER2021 | D20v0 | 2021-05-28 10:44 | Cap-Tons | 1 |  | None | 1.04 | 0.00081 | 0.984 | 0 | 0 | 0 | [6 empty] | DEER:HVAC_Duct_Sealing | Annual
Any | RB-HV-DuctSeal-MedToLow | MFm | Old | CZ05 | rDXHP | SWSV001-03 | DEER2021 | D20v0 | 2021-05-28 10:44 | Cap-Tons | 1 |  | None | 10 | 0.00021 | 0 | 0 | 0 | 0 | [6 empty] | DEER:HVAC_Duct_Sealing | Annual
Any | RB-HV-DuctSeal-MedToLow | MFm | Old | CZ05 | rNCGF | SWSV001-03 | DEER2021 | D20v0 | 2021-05-28 10:44 | Cap-kBTUh | 1 |  | None | 0.042398 | 0 | 0.050696 | 0 | 0 | 0 | [6 empty] | DEER:HVAC_Duct_Sealing | Annual
Any | RB-HV-DuctSeal-MedToLow | MFm | Old | CZ05 | rWtd | SWSV001-03 | DEER2021 | D20v0 | 2021-05-28 10:44 | Cap-Tons | 1 |  | None | 1.21 | 0.00022 | 0.92 | 0 | 0 | 0 | [6 empty] | DEER:HVAC_Duct_Sealing | Annual
Any | RB-HV-DuctSeal-MedToLow | SFm | Ex | CZ05 | rDXGF | SWSV001-03 | DEER2021 | D20v0 | 2021-05-28 10:44 | Cap-Tons | 1 |  | None | 3.72 | 0.00946 | 3.71 | 0 | 0 | 0 | [6 empty] | DEER:HVAC_Duct_Sealing | Annual
Any | RB-HV-DuctSeal-MedToLow | SFm | Ex | CZ05 | rDXHP | SWSV001-03 | DEER2021 | D20v0 | 2021-05-28 10:44 | Cap-Tons | 1 |  | None | 37 | 0.00883 | 0 | 0 | 0 | 0 | [6 empty] | DEER:HVAC_Duct_Sealing | Annual
Any | RB-HV-DuctSeal-MedToLow | SFm | Ex | CZ05 | rNCGF | SWSV001-03 | DEER2021 | D20v0 | 2021-05-28 10:44 | Cap-kBTUh | 1 |  | None | 0.12164 | 0 | 0.19376 | 0 | 0 | 0 | [6 empty] | DEER:HVAC_Duct_Sealing | Annual
Any | RB-HV-DuctSeal-MedToLow | SFm | Ex | CZ05 | rWtd | SWSV001-03 | DEER2021 | D20v0 | 2021-05-28 10:44 | Cap-Tons | 1 |  | None | 2.94 | 0.00196 | 3.58 | 0 | 0 | 0 | [6 empty] | DEER:HVAC_Duct_Sealing | Annual
Any | RB-HV-DuctSeal-MedToLow | SFm | Old | CZ05 | rDXGF | SWSV001-03 | DEER2021 | D20v0 | 2021-05-28 10:44 | Cap-Tons | 1 |  | None | 4.5 | 0.0105 | 4.79 | 0 | 0 | 0 | [6 empty] | DEER:HVAC_Duct_Sealing | Annual
Any | RB-HV-DuctSeal-MedToLow | SFm | Old | CZ05 | rDXHP | SWSV001-03 | DEER2021 | D20v0 | 2021-05-28 10:44 | Cap-Tons | 1 |  | None | 47.5 | 0.0113 | 0 | 0 | 0 | 0 | [6 empty] | DEER:HVAC_Duct_Sealing | Annual
Any | RB-HV-DuctSeal-MedToLow | SFm | Old | CZ05 | rNCGF | SWSV001-03 | DEER2021 | D20v0 | 2021-05-28 10:44 | Cap-kBTUh | 1 |  | None | 0.16362 | 0 | 0.25242 | 0 | 0 | 0 | [6 empty] | DEER:HVAC_Duct_Sealing | Annual
Any | RB-HV-DuctSeal-MedToLow | SFm | Old | CZ05 | rWtd | SWSV001-03 | DEER2021 | D20v0 | 2021-05-28 10:44 | Cap-Tons | 1 |  | None | 3.83 | 0.00218 | 4.65 | 0 | 0 | 0 | [6 empty] | DEER:HVAC_Duct_Sealing | Annual
Any | RB-HV-DuctSeal-MedToLow | DMo | Ex | CZ06 | rDXGF | SWSV001-03 | DEER2021 | D20v0 | 2021-05-28 10:44 | Cap-Tons | 1 |  | None | 115 | 0.0335 | 1.77 | 0 | 0 | 0 | [6 empty] | DEER:HVAC_Duct_Sealing | Annual
Any | RB-HV-DuctSeal-MedToLow | DMo | Ex | CZ06 | rDXHP | SWSV001-03 | DEER2021 | D20v0 | 2021-05-28 10:44 | Cap-Tons | 1 |  | None | 132 | 0.0381 | 0 | 0 | 0 | 0 | [6 empty] | DEER:HVAC_Duct_Sealing | Annual
Any | RB-HV-DuctSeal-MedToLow | DMo | Ex | CZ06 | rNCGF | SWSV001-03 | DEER2021 | D20v0 | 2021-05-28 10:44 | Cap-kBTUh | 1 |  | None | 0.064927 | 0 | 0.10057 | 0 | 0 | 0 | [6 empty] | DEER:HVAC_Duct_Sealing | Annual
Any | RB-HV-DuctSeal-MedToLow | DMo | Ex | CZ06 | rWtd | SWSV001-03 | DEER2021 | D20v0 | 2021-05-28 10:44 | Cap-Tons | 1 |  | None | 18 | 0.00497 | 1.58 | 0 | 0 | 0 | [6 empty] | DEER:HVAC_Duct_Sealing | Annual
Any | RB-HV-DuctSeal-MedToLow | DMo | Old | CZ06 | rDXGF | SWSV001-03 | DEER2021 | D20v0 | 2021-05-28 10:44 | Cap-Tons | 1 |  | None | 23.5 | 0.0491 | 1.73 | 0 | 0 | 0 | [6 empty] | DEER:HVAC_Duct_Sealing | Annual
Any | RB-HV-DuctSeal-MedToLow | DMo | Old | CZ06 | rDXHP | SWSV001-03 | DEER2021 | D20v0 | 2021-05-28 10:44 | Cap-Tons | 1 |  | None | 40.8 | 0.0555 | 0 | 0 | 0 | 0 | [6 empty] | DEER:HVAC_Duct_Sealing | Annual
Any | RB-HV-DuctSeal-MedToLow | DMo | Old | CZ06 | rNCGF | SWSV001-03 | DEER2021 | D20v0 | 2021-05-28 10:44 | Cap-kBTUh | 1 |  | None | 0.06168 | 0 | 0.0993 | 0 | 0 | 0 | [6 empty] | DEER:HVAC_Duct_Sealing | Annual
Any | RB-HV-DuctSeal-MedToLow | DMo | Old | CZ06 | rWtd | SWSV001-03 | DEER2021 | D20v0 | 2021-05-28 10:44 | Cap-Tons | 1 |  | None | 4.58 | 0.00729 | 1.55 | 0 | 0 | 0 | [6 empty] | DEER:HVAC_Duct_Sealing | Annual
Any | RB-HV-DuctSeal-MedToLow | MFm | Ex | CZ06 | rDXGF | SWSV001-03 | DEER2021 | D20v0 | 2021-05-28 10:44 | Cap-Tons | 1 |  | None | 2.37 | 0.00493 | 0.391 | 0 | 0 | 0 | [6 empty] | DEER:HVAC_Duct_Sealing | Annual
Any | RB-HV-DuctSeal-MedToLow | MFm | Ex | CZ06 | rDXHP | SWSV001-03 | DEER2021 | D20v0 | 2021-05-28 10:44 | Cap-Tons | 1 |  | None | 5.92 | 0.00551 | 0 | 0 | 0 | 0 | [6 empty] | DEER:HVAC_Duct_Sealing | Annual
Any | RB-HV-DuctSeal-MedToLow | MFm | Ex | CZ06 | rNCGF | SWSV001-03 | DEER2021 | D20v0 | 2021-05-28 10:44 | Cap-kBTUh | 1 |  | None | 0.017398 | 0 | 0.020075 | 0 | 0 | 0 | [6 empty] | DEER:HVAC_Duct_Sealing | Annual
Any | RB-HV-DuctSeal-MedToLow | MFm | Ex | CZ06 | rWtd | SWSV001-03 | DEER2021 | D20v0 | 2021-05-28 10:44 | Cap-Tons | 1 |  | None | 1.5 | 0.00237 | 0.359 | 0 | 0 | 0 | [6 empty] | DEER:HVAC_Duct_Sealing | Annual
Any | RB-HV-DuctSeal-MedToLow | MFm | Old | CZ06 | rDXGF | SWSV001-03 | DEER2021 | D20v0 | 2021-05-28 10:44 | Cap-Tons | 1 |  | None | 3.24 | 0.00517 | 0.569 | 0 | 0 | 0 | [6 empty] | DEER:HVAC_Duct_Sealing | Annual
Any | RB-HV-DuctSeal-MedToLow | MFm | Old | CZ06 | rDXHP | SWSV001-03 | DEER2021 | D20v0 | 2021-05-28 10:44 | Cap-Tons | 1 |  | None | 8.05 | 0.00538 | 0 | 0 | 0 | 0 | [6 empty] | DEER:HVAC_Duct_Sealing | Annual
Any | RB-HV-DuctSeal-MedToLow | MFm | Old | CZ06 | rNCGF | SWSV001-03 | DEER2021 | D20v0 | 2021-05-28 10:44 | Cap-kBTUh | 1 |  | None | 0.023394 | 0 | 0.029283 | 0 | 0 | 0 | [6 empty] | DEER:HVAC_Duct_Sealing | Annual
Any | RB-HV-DuctSeal-MedToLow | MFm | Old | CZ06 | rWtd | SWSV001-03 | DEER2021 | D20v0 | 2021-05-28 10:44 | Cap-Tons | 1 |  | None | 2.05 | 0.00246 | 0.524 | 0 | 0 | 0 | [6 empty] | DEER:HVAC_Duct_Sealing | Annual
Any | RB-HV-DuctSeal-MedToLow | SFm | Ex | CZ06 | rDXGF | SWSV001-03 | DEER2021 | D20v0 | 2021-05-28 10:44 | Cap-Tons | 1 |  | None | 8.12 | 0.0229 | 1.4 | 0 | 0 | 0 | [6 empty] | DEER:HVAC_Duct_Sealing | Annual
Any | RB-HV-DuctSeal-MedToLow | SFm | Ex | CZ06 | rDXHP | SWSV001-03 | DEER2021 | D20v0 | 2021-05-28 10:44 | Cap-Tons | 1 |  | None | 20.6 | 0.0238 | 0 | 0 | 0 | 0 | [6 empty] | DEER:HVAC_Duct_Sealing | Annual
Any | RB-HV-DuctSeal-MedToLow | SFm | Ex | CZ06 | rNCGF | SWSV001-03 | DEER2021 | D20v0 | 2021-05-28 10:44 | Cap-kBTUh | 1 |  | None | 0.044564 | 0 | 0.073197 | 0 | 0 | 0 | [6 empty] | DEER:HVAC_Duct_Sealing | Annual
Any | RB-HV-DuctSeal-MedToLow | SFm | Ex | CZ06 | rWtd | SWSV001-03 | DEER2021 | D20v0 | 2021-05-28 10:44 | Cap-Tons | 1 |  | None | 4.13 | 0.00951 | 1.34 | 0 | 0 | 0 | [6 empty] | DEER:HVAC_Duct_Sealing | Annual
Any | RB-HV-DuctSeal-MedToLow | SFm | Old | CZ06 | rDXGF | SWSV001-03 | DEER2021 | D20v0 | 2021-05-28 10:44 | Cap-Tons | 1 |  | None | 8.8 | 0.0267 | 1.78 | 0 | 0 | 0 | [6 empty] | DEER:HVAC_Duct_Sealing | Annual
Any | RB-HV-DuctSeal-MedToLow | SFm | Old | CZ06 | rDXHP | SWSV001-03 | DEER2021 | D20v0 | 2021-05-28 10:44 | Cap-Tons | 1 |  | None | 24.1 | 0.028 | 0 | 0 | 0 | 0 | [6 empty] | DEER:HVAC_Duct_Sealing | Annual
Any | RB-HV-DuctSeal-MedToLow | SFm | Old | CZ06 | rNCGF | SWSV001-03 | DEER2021 | D20v0 | 2021-05-28 10:44 | Cap-kBTUh | 1 |  | None | 0.059203 | 0 | 0.093649 | 0 | 0 | 0 | [6 empty] | DEER:HVAC_Duct_Sealing | Annual
Any | RB-HV-DuctSeal-MedToLow | SFm | Old | CZ06 | rWtd | SWSV001-03 | DEER2021 | D20v0 | 2021-05-28 10:44 | Cap-Tons | 1 |  | None | 4.64 | 0.0111 | 1.72 | 0 | 0 | 0 | [6 empty] | DEER:HVAC_Duct_Sealing | Annual
Any | RB-HV-DuctSeal-MedToLow | DMo | Ex | CZ07 | rDXGF | SWSV001-03 | DEER2021 | D20v0 | 2021-05-28 10:44 | Cap-Tons | 1 |  | None | 123 | 0.0165 | 1.01 | 0 | 0 | 0 | [6 empty] | DEER:HVAC_Duct_Sealing | Annual
Any | RB-HV-DuctSeal-MedToLow | DMo | Ex | CZ07 | rDXHP | SWSV001-03 | DEER2021 | D20v0 | 2021-05-28 10:44 | Cap-Tons | 1 |  | None | 131 | 0.0193 | 0 | 0 | 0 | 0 | [6 empty] | DEER:HVAC_Duct_Sealing | Annual
Any | RB-HV-DuctSeal-MedToLow | DMo | Ex | CZ07 | rNCGF | SWSV001-03 | DEER2021 | D20v0 | 2021-05-28 10:44 | Cap-kBTUh | 1 |  | None | 0.037747 | 0 | 0.059134 | 0 | 0 | 0 | [6 empty] | DEER:HVAC_Duct_Sealing | Annual
Any | RB-HV-DuctSeal-MedToLow | DMo | Ex | CZ07 | rWtd | SWSV001-03 | DEER2021 | D20v0 | 2021-05-28 10:44 | Cap-Tons | 1 |  | None | 30.5 | 0.00408 | 0.919 | 0 | 0 | 0 | [6 empty] | DEER:HVAC_Duct_Sealing | Annual
Any | RB-HV-DuctSeal-MedToLow | DMo | Old | CZ07 | rDXGF | SWSV001-03 | DEER2021 | D20v0 | 2021-05-28 10:44 | Cap-Tons | 1 |  | None | 23 | 0.0314 | 1.18 | 0 | 0 | 0 | [6 empty] | DEER:HVAC_Duct_Sealing | Annual
Any | RB-HV-DuctSeal-MedToLow | DMo | Old | CZ07 | rDXHP | SWSV001-03 | DEER2021 | D20v0 | 2021-05-28 10:44 | Cap-Tons | 1 |  | None | 35 | 0.0377 | 0 | 0 | 0 | 0 | [6 empty] | DEER:HVAC_Duct_Sealing | Annual
Any | RB-HV-DuctSeal-MedToLow | DMo | Old | CZ07 | rNCGF | SWSV001-03 | DEER2021 | D20v0 | 2021-05-28 10:44 | Cap-kBTUh | 1 |  | None | 0.042775 | 0 | 0.069383 | 0 | 0 | 0 | [6 empty] | DEER:HVAC_Duct_Sealing | Annual
Any | RB-HV-DuctSeal-MedToLow | DMo | Old | CZ07 | rWtd | SWSV001-03 | DEER2021 | D20v0 | 2021-05-28 10:44 | Cap-Tons | 1 |  | None | 6.45 | 0.00781 | 1.07 | 0 | 0 | 0 | [6 empty] | DEER:HVAC_Duct_Sealing | Annual
Any | RB-HV-DuctSeal-MedToLow | MFm | Ex | CZ07 | rDXGF | SWSV001-03 | DEER2021 | D20v0 | 2021-05-28 10:44 | Cap-Tons | 1 |  | None | 3.5 | 0.00376 | 0.329 | 0 | 0 | 0 | [6 empty] | DEER:HVAC_Duct_Sealing | Annual
Any | RB-HV-DuctSeal-MedToLow | MFm | Ex | CZ07 | rDXHP | SWSV001-03 | DEER2021 | D20v0 | 2021-05-28 10:44 | Cap-Tons | 1 |  | None | 5.92 | 0.00398 | 0 | 0 | 0 | 0 | [6 empty] | DEER:HVAC_Duct_Sealing | Annual
Any | RB-HV-DuctSeal-MedToLow | MFm | Ex | CZ07 | rNCGF | SWSV001-03 | DEER2021 | D20v0 | 2021-05-28 10:44 | Cap-kBTUh | 1 |  | None | 0.015578 | 0 | 0.01697 | 0 | 0 | 0 | [6 empty] | DEER:HVAC_Duct_Sealing | Annual
Any | RB-HV-DuctSeal-MedToLow | MFm | Ex | CZ07 | rWtd | SWSV001-03 | DEER2021 | D20v0 | 2021-05-28 10:44 | Cap-Tons | 1 |  | None | 1.42 | 0.00122 | 0.307 | 0 | 0 | 0 | [6 empty] | DEER:HVAC_Duct_Sealing | Annual
Any | RB-HV-DuctSeal-MedToLow | MFm | Old | CZ07 | rDXGF | SWSV001-03 | DEER2021 | D20v0 | 2021-05-28 10:44 | Cap-Tons | 1 |  | None | 2.25 | 0.00301 | 0.433 | 0 | 0 | 0 | [6 empty] | DEER:HVAC_Duct_Sealing | Annual
Any | RB-HV-DuctSeal-MedToLow | MFm | Old | CZ07 | rDXHP | SWSV001-03 | DEER2021 | D20v0 | 2021-05-28 10:44 | Cap-Tons | 1 |  | None | 5.27 | 0.00346 | 0 | 0 | 0 | 0 | [6 empty] | DEER:HVAC_Duct_Sealing | Annual
Any | RB-HV-DuctSeal-MedToLow | MFm | Old | CZ07 | rNCGF | SWSV001-03 | DEER2021 | D20v0 | 2021-05-28 10:44 | Cap-kBTUh | 1 |  | None | 0.01879 | 0 | 0.022323 | 0 | 0 | 0 | [6 empty] | DEER:HVAC_Duct_Sealing | Annual
Any | RB-HV-DuctSeal-MedToLow | MFm | Old | CZ07 | rWtd | SWSV001-03 | DEER2021 | D20v0 | 2021-05-28 10:44 | Cap-Tons | 1 |  | None | 1.08 | 0.00099 | 0.405 | 0 | 0 | 0 | [6 empty] | DEER:HVAC_Duct_Sealing | Annual
Any | RB-HV-DuctSeal-MedToLow | SFm | Ex | CZ07 | rDXGF | SWSV001-03 | DEER2021 | D20v0 | 2021-05-28 10:44 | Cap-Tons | 1 |  | None | 12.4 | 0.022 | 1.25 | 0 | 0 | 0 | [6 empty] | DEER:HVAC_Duct_Sealing | Annual
Any | RB-HV-DuctSeal-MedToLow | SFm | Ex | CZ07 | rDXHP | SWSV001-03 | DEER2021 | D20v0 | 2021-05-28 10:44 | Cap-Tons | 1 |  | None | 20.8 | 0.0228 | 0 | 0 | 0 | 0 | [6 empty] | DEER:HVAC_Duct_Sealing | Annual
Any | RB-HV-DuctSeal-MedToLow | SFm | Ex | CZ07 | rNCGF | SWSV001-03 | DEER2021 | D20v0 | 2021-05-28 10:44 | Cap-kBTUh | 1 |  | None | 0.041281 | 0 | 0.065662 | 0 | 0 | 0 | [6 empty] | DEER:HVAC_Duct_Sealing | Annual
Any | RB-HV-DuctSeal-MedToLow | SFm | Ex | CZ07 | rWtd | SWSV001-03 | DEER2021 | D20v0 | 2021-05-28 10:44 | Cap-Tons | 1 |  | None | 4.74 | 0.00726 | 1.21 | 0 | 0 | 0 | [6 empty] | DEER:HVAC_Duct_Sealing | Annual
Any | RB-HV-DuctSeal-MedToLow | SFm | Old | CZ07 | rDXGF | SWSV001-03 | DEER2021 | D20v0 | 2021-05-28 10:44 | Cap-Tons | 1 |  | None | 10.8 | 0.0211 | 1.99 | 0 | 0 | 0 | [6 empty] | DEER:HVAC_Duct_Sealing | Annual
Any | RB-HV-DuctSeal-MedToLow | SFm | Old | CZ07 | rDXHP | SWSV001-03 | DEER2021 | D20v0 | 2021-05-28 10:44 | Cap-Tons | 1 |  | None | 24.8 | 0.0223 | 0 | 0 | 0 | 0 | [6 empty] | DEER:HVAC_Duct_Sealing | Annual
Any | RB-HV-DuctSeal-MedToLow | SFm | Old | CZ07 | rNCGF | SWSV001-03 | DEER2021 | D20v0 | 2021-05-28 10:44 | Cap-kBTUh | 1 |  | None | 0.070506 | 0 | 0.10495 | 0 | 0 | 0 | [6 empty] | DEER:HVAC_Duct_Sealing | Annual
Any | RB-HV-DuctSeal-MedToLow | SFm | Old | CZ07 | rWtd | SWSV001-03 | DEER2021 | D20v0 | 2021-05-28 10:44 | Cap-Tons | 1 |  | None | 4.7 | 0.00696 | 1.93 | 0 | 0 | 0 | [6 empty] | DEER:HVAC_Duct_Sealing | Annual
Any | RB-HV-DuctSeal-MedToLow | DMo | Ex | CZ08 | rDXGF | SWSV001-03 | DEER2021 | D20v0 | 2021-05-28 10:44 | Cap-Tons | 1 |  | None | 126 | 0.0279 | 1.6 | 0 | 0 | 0 | [6 empty] | DEER:HVAC_Duct_Sealing | Annual
Any | RB-HV-DuctSeal-MedToLow | DMo | Ex | CZ08 | rDXHP | SWSV001-03 | DEER2021 | D20v0 | 2021-05-28 10:44 | Cap-Tons | 1 |  | None | 141 | 0.0322 | 0 | 0 | 0 | 0 | [6 empty] | DEER:HVAC_Duct_Sealing | Annual
Any | RB-HV-DuctSeal-MedToLow | DMo | Ex | CZ08 | rNCGF | SWSV001-03 | DEER2021 | D20v0 | 2021-05-28 10:44 | Cap-kBTUh | 1 |  | None | 0.059516 | 0 | 0.092298 | 0 | 0 | 0 | [6 empty] | DEER:HVAC_Duct_Sealing | Annual
Any | RB-HV-DuctSeal-MedToLow | DMo | Ex | CZ08 | rWtd | SWSV001-03 | DEER2021 | D20v0 | 2021-05-28 10:44 | Cap-Tons | 1 |  | None | 88.2 | 0.0195 | 1.42 | 0 | 0 | 0 | [6 empty] | DEER:HVAC_Duct_Sealing | Annual
Any | RB-HV-DuctSeal-MedToLow | DMo | Old | CZ08 | rDXGF | SWSV001-03 | DEER2021 | D20v0 | 2021-05-28 10:44 | Cap-Tons | 1 |  | None | 33.6 | 0.0408 | 1.77 | 0 | 0 | 0 | [6 empty] | DEER:HVAC_Duct_Sealing | Annual
Any | RB-HV-DuctSeal-MedToLow | DMo | Old | CZ08 | rDXHP | SWSV001-03 | DEER2021 | D20v0 | 2021-05-28 10:44 | Cap-Tons | 1 |  | None | 50.4 | 0.0455 | 0 | 0 | 0 | 0 | [6 empty] | DEER:HVAC_Duct_Sealing | Annual
Any | RB-HV-DuctSeal-MedToLow | DMo | Old | CZ08 | rNCGF | SWSV001-03 | DEER2021 | D20v0 | 2021-05-28 10:44 | Cap-kBTUh | 1 |  | None | 0.063654 | 0 | 0.10248 | 0 | 0 | 0 | [6 empty] | DEER:HVAC_Duct_Sealing | Annual
Any | RB-HV-DuctSeal-MedToLow | DMo | Old | CZ08 | rWtd | SWSV001-03 | DEER2021 | D20v0 | 2021-05-28 10:44 | Cap-Tons | 1 |  | None | 24.8 | 0.0283 | 1.57 | 0 | 0 | 0 | [6 empty] | DEER:HVAC_Duct_Sealing | Annual
Any | RB-HV-DuctSeal-MedToLow | MFm | Ex | CZ08 | rDXGF | SWSV001-03 | DEER2021 | D20v0 | 2021-05-28 10:44 | Cap-Tons | 1 |  | None | 4.43 | 0.00443 | 0.333 | 0 | 0 | 0 | [6 empty] | DEER:HVAC_Duct_Sealing | Annual
Any | RB-HV-DuctSeal-MedToLow | MFm | Ex | CZ08 | rDXHP | SWSV001-03 | DEER2021 | D20v0 | 2021-05-28 10:44 | Cap-Tons | 1 |  | None | 7.16 | 0.00447 | 0 | 0 | 0 | 0 | [6 empty] | DEER:HVAC_Duct_Sealing | Annual
Any | RB-HV-DuctSeal-MedToLow | MFm | Ex | CZ08 | rNCGF | SWSV001-03 | DEER2021 | D20v0 | 2021-05-28 10:44 | Cap-kBTUh | 1 |  | None | 0.015418 | 0 | 0.017184 | 0 | 0 | 0 | [6 empty] | DEER:HVAC_Duct_Sealing | Annual
Any | RB-HV-DuctSeal-MedToLow | MFm | Ex | CZ08 | rWtd | SWSV001-03 | DEER2021 | D20v0 | 2021-05-28 10:44 | Cap-Tons | 1 |  | None | 2.41 | 0.0021 | 0.307 | 0 | 0 | 0 | [6 empty] | DEER:HVAC_Duct_Sealing | Annual
Any | RB-HV-DuctSeal-MedToLow | MFm | Old | CZ08 | rDXGF | SWSV001-03 | DEER2021 | D20v0 | 2021-05-28 10:44 | Cap-Tons | 1 |  | None | 4.83 | 0.00555 | 0.526 | 0 | 0 | 0 | [6 empty] | DEER:HVAC_Duct_Sealing | Annual
Any | RB-HV-DuctSeal-MedToLow | MFm | Old | CZ08 | rDXHP | SWSV001-03 | DEER2021 | D20v0 | 2021-05-28 10:44 | Cap-Tons | 1 |  | None | 9.16 | 0.00555 | 0 | 0 | 0 | 0 | [6 empty] | DEER:HVAC_Duct_Sealing | Annual
Any | RB-HV-DuctSeal-MedToLow | MFm | Old | CZ08 | rNCGF | SWSV001-03 | DEER2021 | D20v0 | 2021-05-28 10:44 | Cap-kBTUh | 1 |  | None | 0.022002 | 0 | 0.026981 | 0 | 0 | 0 | [6 empty] | DEER:HVAC_Duct_Sealing | Annual
Any | RB-HV-DuctSeal-MedToLow | MFm | Old | CZ08 | rWtd | SWSV001-03 | DEER2021 | D20v0 | 2021-05-28 10:44 | Cap-Tons | 1 |  | None | 2.76 | 0.00263 | 0.483 | 0 | 0 | 0 | [6 empty] | DEER:HVAC_Duct_Sealing | Annual
Any | RB-HV-DuctSeal-MedToLow | SFm | Ex | CZ08 | rDXGF | SWSV001-03 | DEER2021 | D20v0 | 2021-05-28 10:44 | Cap-Tons | 1 |  | None | 21 | 0.0258 | 1.12 | 0 | 0 | 0 | [6 empty] | DEER:HVAC_Duct_Sealing | Annual
Any | RB-HV-DuctSeal-MedToLow | SFm | Ex | CZ08 | rDXHP | SWSV001-03 | DEER2021 | D20v0 | 2021-05-28 10:44 | Cap-Tons | 1 |  | None | 30.8 | 0.0272 | 0 | 0 | 0 | 0 | [6 empty] | DEER:HVAC_Duct_Sealing | Annual
Any | RB-HV-DuctSeal-MedToLow | SFm | Ex | CZ08 | rNCGF | SWSV001-03 | DEER2021 | D20v0 | 2021-05-28 10:44 | Cap-kBTUh | 1 |  | None | 0.036491 | 0 | 0.059203 | 0 | 0 | 0 | [6 empty] | DEER:HVAC_Duct_Sealing | Annual
Any | RB-HV-DuctSeal-MedToLow | SFm | Ex | CZ08 | rWtd | SWSV001-03 | DEER2021 | D20v0 | 2021-05-28 10:44 | Cap-Tons | 1 |  | None | 11.1 | 0.0129 | 1.08 | 0 | 0 | 0 | [6 empty] | DEER:HVAC_Duct_Sealing | Annual
Any | RB-HV-DuctSeal-MedToLow | SFm | Old | CZ08 | rDXGF | SWSV001-03 | DEER2021 | D20v0 | 2021-05-28 10:44 | Cap-Tons | 1 |  | None | 14.2 | 0.021 | 1.62 | 0 | 0 | 0 | [6 empty] | DEER:HVAC_Duct_Sealing | Annual
Any | RB-HV-DuctSeal-MedToLow | SFm | Old | CZ08 | rDXHP | SWSV001-03 | DEER2021 | D20v0 | 2021-05-28 10:44 | Cap-Tons | 1 |  | None | 27.1 | 0.0223 | 0 | 0 | 0 | 0 | [6 empty] | DEER:HVAC_Duct_Sealing | Annual
Any | RB-HV-DuctSeal-MedToLow | SFm | Old | CZ08 | rNCGF | SWSV001-03 | DEER2021 | D20v0 | 2021-05-28 10:44 | Cap-kBTUh | 1 |  | None | 0.055436 | 0 | 0.086114 | 0 | 0 | 0 | [6 empty] | DEER:HVAC_Duct_Sealing | Annual
Any | RB-HV-DuctSeal-MedToLow | SFm | Old | CZ08 | rWtd | SWSV001-03 | DEER2021 | D20v0 | 2021-05-28 10:44 | Cap-Tons | 1 |  | None | 7.92 | 0.0105 | 1.57 | 0 | 0 | 0 | [6 empty] | DEER:HVAC_Duct_Sealing | Annual
Any | RB-HV-DuctSeal-MedToLow | DMo | Ex | CZ09 | rDXGF | SWSV001-03 | DEER2021 | D20v0 | 2021-05-28 10:44 | Cap-Tons | 1 |  | None | 113 | 0.0524 | 2.11 | 0 | 0 | 0 | [6 empty] | DEER:HVAC_Duct_Sealing | Annual
Any | RB-HV-DuctSeal-MedToLow | DMo | Ex | CZ09 | rDXHP | SWSV001-03 | DEER2021 | D20v0 | 2021-05-28 10:44 | Cap-Tons | 1 |  | None | 131 | 0.0595 | 0 | 0 | 0 | 0 | [6 empty] | DEER:HVAC_Duct_Sealing | Annual
Any | RB-HV-DuctSeal-MedToLow | DMo | Ex | CZ09 | rNCGF | SWSV001-03 | DEER2021 | D20v0 | 2021-05-28 10:44 | Cap-kBTUh | 1 |  | None | 0.078294 | 0 | 0.12094 | 0 | 0 | 0 | [6 empty] | DEER:HVAC_Duct_Sealing | Annual
Any | RB-HV-DuctSeal-MedToLow | DMo | Ex | CZ09 | rWtd | SWSV001-03 | DEER2021 | D20v0 | 2021-05-28 10:44 | Cap-Tons | 1 |  | None | 85.6 | 0.0396 | 1.86 | 0 | 0 | 0 | [6 empty] | DEER:HVAC_Duct_Sealing | Annual
Any | RB-HV-DuctSeal-MedToLow | DMo | Old | CZ09 | rDXGF | SWSV001-03 | DEER2021 | D20v0 | 2021-05-28 10:44 | Cap-Tons | 1 |  | None | 50.4 | 0.0854 | 2.83 | 0 | 0 | 0 | [6 empty] | DEER:HVAC_Duct_Sealing | Annual
Any | RB-HV-DuctSeal-MedToLow | DMo | Old | CZ09 | rDXHP | SWSV001-03 | DEER2021 | D20v0 | 2021-05-28 10:44 | Cap-Tons | 1 |  | None | 76.2 | 0.094 | 0 | 0 | 0 | 0 | [6 empty] | DEER:HVAC_Duct_Sealing | Annual
Any | RB-HV-DuctSeal-MedToLow | DMo | Old | CZ09 | rNCGF | SWSV001-03 | DEER2021 | D20v0 | 2021-05-28 10:44 | Cap-kBTUh | 1 |  | None | 0.10185 | 0 | 0.16232 | 0 | 0 | 0 | [6 empty] | DEER:HVAC_Duct_Sealing | Annual
Any | RB-HV-DuctSeal-MedToLow | DMo | Old | CZ09 | rWtd | SWSV001-03 | DEER2021 | D20v0 | 2021-05-28 10:44 | Cap-Tons | 1 |  | None | 40.2 | 0.0643 | 2.49 | 0 | 0 | 0 | [6 empty] | DEER:HVAC_Duct_Sealing | Annual
Any | RB-HV-DuctSeal-MedToLow | MFm | Ex | CZ09 | rDXGF | SWSV001-03 | DEER2021 | D20v0 | 2021-05-28 10:44 | Cap-Tons | 1 |  | None | 5.35 | 0.00696 | 0.541 | 0 | 0 | 0 | [6 empty] | DEER:HVAC_Duct_Sealing | Annual
Any | RB-HV-DuctSeal-MedToLow | MFm | Ex | CZ09 | rDXHP | SWSV001-03 | DEER2021 | D20v0 | 2021-05-28 10:44 | Cap-Tons | 1 |  | None | 9.61 | 0.00665 | 0 | 0 | 0 | 0 | [6 empty] | DEER:HVAC_Duct_Sealing | Annual
Any | RB-HV-DuctSeal-MedToLow | MFm | Ex | CZ09 | rNCGF | SWSV001-03 | DEER2021 | D20v0 | 2021-05-28 10:44 | Cap-kBTUh | 1 |  | None | 0.026499 | 0 | 0.027409 | 0 | 0 | 0 | [6 empty] | DEER:HVAC_Duct_Sealing | Annual
Any | RB-HV-DuctSeal-MedToLow | MFm | Ex | CZ09 | rWtd | SWSV001-03 | DEER2021 | D20v0 | 2021-05-28 10:44 | Cap-Tons | 1 |  | None | 4.25 | 0.00482 | 0.485 | 0 | 0 | 0 | [6 empty] | DEER:HVAC_Duct_Sealing | Annual
Any | RB-HV-DuctSeal-MedToLow | MFm | Old | CZ09 | rDXGF | SWSV001-03 | DEER2021 | D20v0 | 2021-05-28 10:44 | Cap-Tons | 1 |  | None | 6.88 | 0.00819 | 0.661 | 0 | 0 | 0 | [6 empty] | DEER:HVAC_Duct_Sealing | Annual
Any | RB-HV-DuctSeal-MedToLow | MFm | Old | CZ09 | rDXHP | SWSV001-03 | DEER2021 | D20v0 | 2021-05-28 10:44 | Cap-Tons | 1 |  | None | 12.2 | 0.00822 | 0 | 0 | 0 | 0 | [6 empty] | DEER:HVAC_Duct_Sealing | Annual
Any | RB-HV-DuctSeal-MedToLow | MFm | Old | CZ09 | rNCGF | SWSV001-03 | DEER2021 | D20v0 | 2021-05-28 10:44 | Cap-kBTUh | 1 |  | None | 0.025589 | 0 | 0.03394 | 0 | 0 | 0 | [6 empty] | DEER:HVAC_Duct_Sealing | Annual
Any | RB-HV-DuctSeal-MedToLow | MFm | Old | CZ09 | rWtd | SWSV001-03 | DEER2021 | D20v0 | 2021-05-28 10:44 | Cap-Tons | 1 |  | None | 5.4 | 0.0057 | 0.595 | 0 | 0 | 0 | [6 empty] | DEER:HVAC_Duct_Sealing | Annual
Any | RB-HV-DuctSeal-MedToLow | SFm | Ex | CZ09 | rDXGF | SWSV001-03 | DEER2021 | D20v0 | 2021-05-28 10:44 | Cap-Tons | 1 |  | None | 22.1 | 0.0375 | 2.15 | 0 | 0 | 0 | [6 empty] | DEER:HVAC_Duct_Sealing | Annual
Any | RB-HV-DuctSeal-MedToLow | SFm | Ex | CZ09 | rDXHP | SWSV001-03 | DEER2021 | D20v0 | 2021-05-28 10:44 | Cap-Tons | 1 |  | None | 40.5 | 0.0392 | 0 | 0 | 0 | 0 | [6 empty] | DEER:HVAC_Duct_Sealing | Annual
Any | RB-HV-DuctSeal-MedToLow | SFm | Ex | CZ09 | rNCGF | SWSV001-03 | DEER2021 | D20v0 | 2021-05-28 10:44 | Cap-kBTUh | 1 |  | None | 0.071044 | 0 | 0.11302 | 0 | 0 | 0 | [6 empty] | DEER:HVAC_Duct_Sealing | Annual
Any | RB-HV-DuctSeal-MedToLow | SFm | Ex | CZ09 | rWtd | SWSV001-03 | DEER2021 | D20v0 | 2021-05-28 10:44 | Cap-Tons | 1 |  | None | 18.4 | 0.0295 | 2.05 | 0 | 0 | 0 | [6 empty] | DEER:HVAC_Duct_Sealing | Annual
Any | RB-HV-DuctSeal-MedToLow | SFm | Old | CZ09 | rDXGF | SWSV001-03 | DEER2021 | D20v0 | 2021-05-28 10:44 | Cap-Tons | 1 |  | None | 22.7 | 0.0468 | 2.13 | 0 | 0 | 0 | [6 empty] | DEER:HVAC_Duct_Sealing | Annual
Any | RB-HV-DuctSeal-MedToLow | SFm | Old | CZ09 | rDXHP | SWSV001-03 | DEER2021 | D20v0 | 2021-05-28 10:44 | Cap-Tons | 1 |  | None | 43 | 0.0493 | 0 | 0 | 0 | 0 | [6 empty] | DEER:HVAC_Duct_Sealing | Annual
Any | RB-HV-DuctSeal-MedToLow | SFm | Old | CZ09 | rNCGF | SWSV001-03 | DEER2021 | D20v0 | 2021-05-28 10:44 | Cap-kBTUh | 1 |  | None | 0.071044 | 0 | 0.11249 | 0 | 0 | 0 | [6 empty] | DEER:HVAC_Duct_Sealing | Annual
Any | RB-HV-DuctSeal-MedToLow | SFm | Old | CZ09 | rWtd | SWSV001-03 | DEER2021 | D20v0 | 2021-05-28 10:44 | Cap-Tons | 1 |  | None | 19 | 0.0368 | 2.03 | 0 | 0 | 0 | [6 empty] | DEER:HVAC_Duct_Sealing | Annual
Any | RB-HV-DuctSeal-MedToLow | DMo | Ex | CZ10 | rDXGF | SWSV001-03 | DEER2021 | D20v0 | 2021-05-28 10:44 | Cap-Tons | 1 |  | None | 119 | 0.0538 | 1.78 | 0 | 0 | 0 | [6 empty] | DEER:HVAC_Duct_Sealing | Annual
Any | RB-HV-DuctSeal-MedToLow | DMo | Ex | CZ10 | rDXHP | SWSV001-03 | DEER2021 | D20v0 | 2021-05-28 10:44 | Cap-Tons | 1 |  | None | 138 | 0.0601 | 0 | 0 | 0 | 0 | [6 empty] | DEER:HVAC_Duct_Sealing | Annual
Any | RB-HV-DuctSeal-MedToLow | DMo | Ex | CZ10 | rNCGF | SWSV001-03 | DEER2021 | D20v0 | 2021-05-28 10:44 | Cap-kBTUh | 1 |  | None | 0.064927 | 0 | 0.10185 | 0 | 0 | 0 | [6 empty] | DEER:HVAC_Duct_Sealing | Annual
Any | RB-HV-DuctSeal-MedToLow | DMo | Ex | CZ10 | rWtd | SWSV001-03 | DEER2021 | D20v0 | 2021-05-28 10:44 | Cap-Tons | 1 |  | None | 118 | 0.0534 | 1.56 | 0 | 0 | 0 | [6 empty] | DEER:HVAC_Duct_Sealing | Annual
Any | RB-HV-DuctSeal-MedToLow | DMo | Old | CZ10 | rDXGF | SWSV001-03 | DEER2021 | D20v0 | 2021-05-28 10:44 | Cap-Tons | 1 |  | None | 47.2 | 0.0672 | 2.55 | 0 | 0 | 0 | [6 empty] | DEER:HVAC_Duct_Sealing | Annual
Any | RB-HV-DuctSeal-MedToLow | DMo | Old | CZ10 | rDXHP | SWSV001-03 | DEER2021 | D20v0 | 2021-05-28 10:44 | Cap-Tons | 1 |  | None | 73.8 | 0.0739 | 0 | 0 | 0 | 0 | [6 empty] | DEER:HVAC_Duct_Sealing | Annual
Any | RB-HV-DuctSeal-MedToLow | DMo | Old | CZ10 | rNCGF | SWSV001-03 | DEER2021 | D20v0 | 2021-05-28 10:44 | Cap-kBTUh | 1 |  | None | 0.090388 | 0 | 0.14577 | 0 | 0 | 0 | [6 empty] | DEER:HVAC_Duct_Sealing | Annual
Any | RB-HV-DuctSeal-MedToLow | DMo | Old | CZ10 | rWtd | SWSV001-03 | DEER2021 | D20v0 | 2021-05-28 10:44 | Cap-Tons | 1 |  | None | 49.4 | 0.0665 | 2.23 | 0 | 0 | 0 | [6 empty] | DEER:HVAC_Duct_Sealing | Annual
Any | RB-HV-DuctSeal-MedToLow | MFm | Ex | CZ10 | rDXGF | SWSV001-03 | DEER2021 | D20v0 | 2021-05-28 10:44 | Cap-Tons | 1 |  | None | 4.58 | 0.007 | 0.354 | 0 | 0 | 0 | [6 empty] | DEER:HVAC_Duct_Sealing | Annual
Any | RB-HV-DuctSeal-MedToLow | MFm | Ex | CZ10 | rDXHP | SWSV001-03 | DEER2021 | D20v0 | 2021-05-28 10:44 | Cap-Tons | 1 |  | None | 7.73 | 0.00708 | 0 | 0 | 0 | 0 | [6 empty] | DEER:HVAC_Duct_Sealing | Annual
Any | RB-HV-DuctSeal-MedToLow | MFm | Ex | CZ10 | rNCGF | SWSV001-03 | DEER2021 | D20v0 | 2021-05-28 10:44 | Cap-kBTUh | 1 |  | None | 0.017559 | 0 | 0.018094 | 0 | 0 | 0 | [6 empty] | DEER:HVAC_Duct_Sealing | Annual
Any | RB-HV-DuctSeal-MedToLow | MFm | Ex | CZ10 | rWtd | SWSV001-03 | DEER2021 | D20v0 | 2021-05-28 10:44 | Cap-Tons | 1 |  | None | 4.62 | 0.00647 | 0.311 | 0 | 0 | 0 | [6 empty] | DEER:HVAC_Duct_Sealing | Annual
Any | RB-HV-DuctSeal-MedToLow | MFm | Old | CZ10 | rDXGF | SWSV001-03 | DEER2021 | D20v0 | 2021-05-28 10:44 | Cap-Tons | 1 |  | None | 4.67 | 0.00756 | 0.774 | 0 | 0 | 0 | [6 empty] | DEER:HVAC_Duct_Sealing | Annual
Any | RB-HV-DuctSeal-MedToLow | MFm | Old | CZ10 | rDXHP | SWSV001-03 | DEER2021 | D20v0 | 2021-05-28 10:44 | Cap-Tons | 1 |  | None | 11.1 | 0.00756 | 0 | 0 | 0 | 0 | [6 empty] | DEER:HVAC_Duct_Sealing | Annual
Any | RB-HV-DuctSeal-MedToLow | MFm | Old | CZ10 | rNCGF | SWSV001-03 | DEER2021 | D20v0 | 2021-05-28 10:44 | Cap-kBTUh | 1 |  | None | 0.029443 | 0 | 0.040043 | 0 | 0 | 0 | [6 empty] | DEER:HVAC_Duct_Sealing | Annual
Any | RB-HV-DuctSeal-MedToLow | MFm | Old | CZ10 | rWtd | SWSV001-03 | DEER2021 | D20v0 | 2021-05-28 10:44 | Cap-Tons | 1 |  | None | 5.11 | 0.00698 | 0.682 | 0 | 0 | 0 | [6 empty] | DEER:HVAC_Duct_Sealing | Annual
Any | RB-HV-DuctSeal-MedToLow | SFm | Ex | CZ10 | rDXGF | SWSV001-03 | DEER2021 | D20v0 | 2021-05-28 10:44 | Cap-Tons | 1 |  | None | 29.5 | 0.041 | 3.37 | 0 | 0 | 0 | [6 empty] | DEER:HVAC_Duct_Sealing | Annual
Any | RB-HV-DuctSeal-MedToLow | SFm | Ex | CZ10 | rDXHP | SWSV001-03 | DEER2021 | D20v0 | 2021-05-28 10:44 | Cap-Tons | 1 |  | None | 64.5 | 0.0413 | 0 | 0 | 0 | 0 | [6 empty] | DEER:HVAC_Duct_Sealing | Annual
Any | RB-HV-DuctSeal-MedToLow | SFm | Ex | CZ10 | rNCGF | SWSV001-03 | DEER2021 | D20v0 | 2021-05-28 10:44 | Cap-kBTUh | 1 |  | None | 0.11948 | 0 | 0.17707 | 0 | 0 | 0 | [6 empty] | DEER:HVAC_Duct_Sealing | Annual
Any | RB-HV-DuctSeal-MedToLow | SFm | Ex | CZ10 | rWtd | SWSV001-03 | DEER2021 | D20v0 | 2021-05-28 10:44 | Cap-Tons | 1 |  | None | 29.8 | 0.0388 | 3.19 | 0 | 0 | 0 | [6 empty] | DEER:HVAC_Duct_Sealing | Annual
Any | RB-HV-DuctSeal-MedToLow | SFm | Old | CZ10 | rDXGF | SWSV001-03 | DEER2021 | D20v0 | 2021-05-28 10:44 | Cap-Tons | 1 |  | None | 16.5 | 0.0308 | 2.31 | 0 | 0 | 0 | [6 empty] | DEER:HVAC_Duct_Sealing | Annual
Any | RB-HV-DuctSeal-MedToLow | SFm | Old | CZ10 | rDXHP | SWSV001-03 | DEER2021 | D20v0 | 2021-05-28 10:44 | Cap-Tons | 1 |  | None | 39.6 | 0.0328 | 0 | 0 | 0 | 0 | [6 empty] | DEER:HVAC_Duct_Sealing | Annual
Any | RB-HV-DuctSeal-MedToLow | SFm | Old | CZ10 | rNCGF | SWSV001-03 | DEER2021 | D20v0 | 2021-05-28 10:44 | Cap-kBTUh | 1 |  | None | 0.074273 | 0 | 0.12164 | 0 | 0 | 0 | [6 empty] | DEER:HVAC_Duct_Sealing | Annual
Any | RB-HV-DuctSeal-MedToLow | SFm | Old | CZ10 | rWtd | SWSV001-03 | DEER2021 | D20v0 | 2021-05-28 10:44 | Cap-Tons | 1 |  | None | 16.9 | 0.0293 | 2.19 | 0 | 0 | 0 | [6 empty] | DEER:HVAC_Duct_Sealing | Annual
Any | RB-HV-DuctSeal-MedToLow | DMo | Ex | CZ11 | rDXGF | SWSV001-03 | DEER2021 | D20v0 | 2021-05-28 10:44 | Cap-Tons | 1 |  | None | 105 | 0.0762 | 3.85 | 0 | 0 | 0 | [6 empty] | DEER:HVAC_Duct_Sealing | Annual
Any | RB-HV-DuctSeal-MedToLow | DMo | Ex | CZ11 | rDXHP | SWSV001-03 | DEER2021 | D20v0 | 2021-05-28 10:44 | Cap-Tons | 1 |  | None | 145 | 0.0789 | 0 | 0 | 0 | 0 | [6 empty] | DEER:HVAC_Duct_Sealing | Annual
Any | RB-HV-DuctSeal-MedToLow | DMo | Ex | CZ11 | rNCGF | SWSV001-03 | DEER2021 | D20v0 | 2021-05-28 10:44 | Cap-kBTUh | 1 |  | None | 0.14067 | 0 | 0.2177 | 0 | 0 | 0 | [6 empty] | DEER:HVAC_Duct_Sealing | Annual
Any | RB-HV-DuctSeal-MedToLow | DMo | Ex | CZ11 | rWtd | SWSV001-03 | DEER2021 | D20v0 | 2021-05-28 10:44 | Cap-Tons | 1 |  | None | 103 | 0.0716 | 3.37 | 0 | 0 | 0 | [6 empty] | DEER:HVAC_Duct_Sealing | Annual
Any | RB-HV-DuctSeal-MedToLow | DMo | Old | CZ11 | rDXGF | SWSV001-03 | DEER2021 | D20v0 | 2021-05-28 10:44 | Cap-Tons | 1 |  | None | 64.5 | 0.0983 | 5 | 0 | 0 | 0 | [6 empty] | DEER:HVAC_Duct_Sealing | Annual
Any | RB-HV-DuctSeal-MedToLow | DMo | Old | CZ11 | rDXHP | SWSV001-03 | DEER2021 | D20v0 | 2021-05-28 10:44 | Cap-Tons | 1 |  | None | 114 | 0.102 | 0 | 0 | 0 | 0 | [6 empty] | DEER:HVAC_Duct_Sealing | Annual
Any | RB-HV-DuctSeal-MedToLow | DMo | Old | CZ11 | rNCGF | SWSV001-03 | DEER2021 | D20v0 | 2021-05-28 10:44 | Cap-kBTUh | 1 |  | None | 0.17823 | 0 | 0.28453 | 0 | 0 | 0 | [6 empty] | DEER:HVAC_Duct_Sealing | Annual
Any | RB-HV-DuctSeal-MedToLow | DMo | Old | CZ11 | rWtd | SWSV001-03 | DEER2021 | D20v0 | 2021-05-28 10:44 | Cap-Tons | 1 |  | None | 66.3 | 0.0923 | 4.38 | 0 | 0 | 0 | [6 empty] | DEER:HVAC_Duct_Sealing | Annual
Any | RB-HV-DuctSeal-MedToLow | MFm | Ex | CZ11 | rDXGF | SWSV001-03 | DEER2021 | D20v0 | 2021-05-28 10:44 | Cap-Tons | 1 |  | None | 11.2 | 0.0103 | 0.91 | 0 | 0 | 0 | [6 empty] | DEER:HVAC_Duct_Sealing | Annual
Any | RB-HV-DuctSeal-MedToLow | MFm | Ex | CZ11 | rDXHP | SWSV001-03 | DEER2021 | D20v0 | 2021-05-28 10:44 | Cap-Tons | 1 |  | None | 20.5 | 0.0103 | 0 | 0 | 0 | 0 | [6 empty] | DEER:HVAC_Duct_Sealing | Annual
Any | RB-HV-DuctSeal-MedToLow | MFm | Ex | CZ11 | rNCGF | SWSV001-03 | DEER2021 | D20v0 | 2021-05-28 10:44 | Cap-kBTUh | 1 |  | None | 0.044486 | 0 | 0.046895 | 0 | 0 | 0 | [6 empty] | DEER:HVAC_Duct_Sealing | Annual
Any | RB-HV-DuctSeal-MedToLow | MFm | Ex | CZ11 | rWtd | SWSV001-03 | DEER2021 | D20v0 | 2021-05-28 10:44 | Cap-Tons | 1 |  | None | 12 | 0.0101 | 0.797 | 0 | 0 | 0 | [6 empty] | DEER:HVAC_Duct_Sealing | Annual
Any | RB-HV-DuctSeal-MedToLow | MFm | Old | CZ11 | rDXGF | SWSV001-03 | DEER2021 | D20v0 | 2021-05-28 10:44 | Cap-Tons | 1 |  | None | 6.26 | 0.00993 | 0.882 | 0 | 0 | 0 | [6 empty] | DEER:HVAC_Duct_Sealing | Annual
Any | RB-HV-DuctSeal-MedToLow | MFm | Old | CZ11 | rDXHP | SWSV001-03 | DEER2021 | D20v0 | 2021-05-28 10:44 | Cap-Tons | 1 |  | None | 14.7 | 0.0102 | 0 | 0 | 0 | 0 | [6 empty] | DEER:HVAC_Duct_Sealing | Annual
Any | RB-HV-DuctSeal-MedToLow | MFm | Old | CZ11 | rNCGF | SWSV001-03 | DEER2021 | D20v0 | 2021-05-28 10:44 | Cap-kBTUh | 1 |  | None | 0.034315 | 0 | 0.045824 | 0 | 0 | 0 | [6 empty] | DEER:HVAC_Duct_Sealing | Annual
Any | RB-HV-DuctSeal-MedToLow | MFm | Old | CZ11 | rWtd | SWSV001-03 | DEER2021 | D20v0 | 2021-05-28 10:44 | Cap-Tons | 1 |  | None | 7.15 | 0.00972 | 0.774 | 0 | 0 | 0 | [6 empty] | DEER:HVAC_Duct_Sealing | Annual
Any | RB-HV-DuctSeal-MedToLow | SFm | Ex | CZ11 | rDXGF | SWSV001-03 | DEER2021 | D20v0 | 2021-05-28 10:44 | Cap-Tons | 1 |  | None | 30.7 | 0.0448 | 3.22 | 0 | 0 | 0 | [6 empty] | DEER:HVAC_Duct_Sealing | Annual
Any | RB-HV-DuctSeal-MedToLow | SFm | Ex | CZ11 | rDXHP | SWSV001-03 | DEER2021 | D20v0 | 2021-05-28 10:44 | Cap-Tons | 1 |  | None | 67 | 0.046 | 0 | 0 | 0 | 0 | [6 empty] | DEER:HVAC_Duct_Sealing | Annual
Any | RB-HV-DuctSeal-MedToLow | SFm | Ex | CZ11 | rNCGF | SWSV001-03 | DEER2021 | D20v0 | 2021-05-28 10:44 | Cap-kBTUh | 1 |  | None | 0.11249 | 0 | 0.16954 | 0 | 0 | 0 | [6 empty] | DEER:HVAC_Duct_Sealing | Annual
Any | RB-HV-DuctSeal-MedToLow | SFm | Ex | CZ11 | rWtd | SWSV001-03 | DEER2021 | D20v0 | 2021-05-28 10:44 | Cap-Tons | 1 |  | None | 30.6 | 0.0418 | 3.05 | 0 | 0 | 0 | [6 empty] | DEER:HVAC_Duct_Sealing | Annual
Any | RB-HV-DuctSeal-MedToLow | SFm | Old | CZ11 | rDXGF | SWSV001-03 | DEER2021 | D20v0 | 2021-05-28 10:44 | Cap-Tons | 1 |  | None | 23.4 | 0.0414 | 3.44 | 0 | 0 | 0 | [6 empty] | DEER:HVAC_Duct_Sealing | Annual
Any | RB-HV-DuctSeal-MedToLow | SFm | Old | CZ11 | rDXHP | SWSV001-03 | DEER2021 | D20v0 | 2021-05-28 10:44 | Cap-Tons | 1 |  | None | 63.6 | 0.0445 | 0 | 0 | 0 | 0 | [6 empty] | DEER:HVAC_Duct_Sealing | Annual
Any | RB-HV-DuctSeal-MedToLow | SFm | Old | CZ11 | rNCGF | SWSV001-03 | DEER2021 | D20v0 | 2021-05-28 10:44 | Cap-kBTUh | 1 |  | None | 0.11249 | 0 | 0.18084 | 0 | 0 | 0 | [6 empty] | DEER:HVAC_Duct_Sealing | Annual
Any | RB-HV-DuctSeal-MedToLow | SFm | Old | CZ11 | rWtd | SWSV001-03 | DEER2021 | D20v0 | 2021-05-28 10:44 | Cap-Tons | 1 |  | None | 24 | 0.0388 | 3.26 | 0 | 0 | 0 | [6 empty] | DEER:HVAC_Duct_Sealing | Annual
Any | RB-HV-DuctSeal-MedToLow | DMo | Ex | CZ12 | rDXGF | SWSV001-03 | DEER2021 | D20v0 | 2021-05-28 10:44 | Cap-Tons | 1 |  | None | 105 | 0.0535 | 2.68 | 0 | 0 | 0 | [6 empty] | DEER:HVAC_Duct_Sealing | Annual
Any | RB-HV-DuctSeal-MedToLow | DMo | Ex | CZ12 | rDXHP | SWSV001-03 | DEER2021 | D20v0 | 2021-05-28 10:44 | Cap-Tons | 1 |  | None | 134 | 0.0586 | 0 | 0 | 0 | 0 | [6 empty] | DEER:HVAC_Duct_Sealing | Annual
Any | RB-HV-DuctSeal-MedToLow | DMo | Ex | CZ12 | rNCGF | SWSV001-03 | DEER2021 | D20v0 | 2021-05-28 10:44 | Cap-kBTUh | 1 |  | None | 0.0993 | 0 | 0.15341 | 0 | 0 | 0 | [6 empty] | DEER:HVAC_Duct_Sealing | Annual
Any | RB-HV-DuctSeal-MedToLow | DMo | Ex | CZ12 | rWtd | SWSV001-03 | DEER2021 | D20v0 | 2021-05-28 10:44 | Cap-Tons | 1 |  | None | 106 | 0.0526 | 2.35 | 0 | 0 | 0 | [6 empty] | DEER:HVAC_Duct_Sealing | Annual
Any | RB-HV-DuctSeal-MedToLow | DMo | Old | CZ12 | rDXGF | SWSV001-03 | DEER2021 | D20v0 | 2021-05-28 10:44 | Cap-Tons | 1 |  | None | 39.4 | 0.0709 | 5.06 | 0 | 0 | 0 | [6 empty] | DEER:HVAC_Duct_Sealing | Annual
Any | RB-HV-DuctSeal-MedToLow | DMo | Old | CZ12 | rDXHP | SWSV001-03 | DEER2021 | D20v0 | 2021-05-28 10:44 | Cap-Tons | 1 |  | None | 86.2 | 0.0773 | 0 | 0 | 0 | 0 | [6 empty] | DEER:HVAC_Duct_Sealing | Annual
Any | RB-HV-DuctSeal-MedToLow | DMo | Old | CZ12 | rNCGF | SWSV001-03 | DEER2021 | D20v0 | 2021-05-28 10:44 | Cap-kBTUh | 1 |  | None | 0.18014 | 0 | 0.28899 | 0 | 0 | 0 | [6 empty] | DEER:HVAC_Duct_Sealing | Annual
Any | RB-HV-DuctSeal-MedToLow | DMo | Old | CZ12 | rWtd | SWSV001-03 | DEER2021 | D20v0 | 2021-05-28 10:44 | Cap-Tons | 1 |  | None | 44 | 0.0697 | 4.43 | 0 | 0 | 0 | [6 empty] | DEER:HVAC_Duct_Sealing | Annual
Any | RB-HV-DuctSeal-MedToLow | MFm | Ex | CZ12 | rDXGF | SWSV001-03 | DEER2021 | D20v0 | 2021-05-28 10:44 | Cap-Tons | 1 |  | None | 6.35 | 0.007 | 0.653 | 0 | 0 | 0 | [6 empty] | DEER:HVAC_Duct_Sealing | Annual
Any | RB-HV-DuctSeal-MedToLow | MFm | Ex | CZ12 | rDXHP | SWSV001-03 | DEER2021 | D20v0 | 2021-05-28 10:44 | Cap-Tons | 1 |  | None | 13.1 | 0.0072 | 0 | 0 | 0 | 0 | [6 empty] | DEER:HVAC_Duct_Sealing | Annual
Any | RB-HV-DuctSeal-MedToLow | MFm | Ex | CZ12 | rNCGF | SWSV001-03 | DEER2021 | D20v0 | 2021-05-28 10:44 | Cap-kBTUh | 1 |  | None | 0.032334 | 0 | 0.032976 | 0 | 0 | 0 | [6 empty] | DEER:HVAC_Duct_Sealing | Annual
Any | RB-HV-DuctSeal-MedToLow | MFm | Ex | CZ12 | rWtd | SWSV001-03 | DEER2021 | D20v0 | 2021-05-28 10:44 | Cap-Tons | 1 |  | None | 6.43 | 0.0062 | 0.576 | 0 | 0 | 0 | [6 empty] | DEER:HVAC_Duct_Sealing | Annual
Any | RB-HV-DuctSeal-MedToLow | MFm | Old | CZ12 | rDXGF | SWSV001-03 | DEER2021 | D20v0 | 2021-05-28 10:44 | Cap-Tons | 1 |  | None | 5.16 | 0.00842 | 0.985 | 0 | 0 | 0 | [6 empty] | DEER:HVAC_Duct_Sealing | Annual
Any | RB-HV-DuctSeal-MedToLow | MFm | Old | CZ12 | rDXHP | SWSV001-03 | DEER2021 | D20v0 | 2021-05-28 10:44 | Cap-Tons | 1 |  | None | 14.8 | 0.0091 | 0 | 0 | 0 | 0 | [6 empty] | DEER:HVAC_Duct_Sealing | Annual
Any | RB-HV-DuctSeal-MedToLow | MFm | Old | CZ12 | rNCGF | SWSV001-03 | DEER2021 | D20v0 | 2021-05-28 10:44 | Cap-kBTUh | 1 |  | None | 0.0394 | 0 | 0.050803 | 0 | 0 | 0 | [6 empty] | DEER:HVAC_Duct_Sealing | Annual
Any | RB-HV-DuctSeal-MedToLow | MFm | Old | CZ12 | rWtd | SWSV001-03 | DEER2021 | D20v0 | 2021-05-28 10:44 | Cap-Tons | 1 |  | None | 5.71 | 0.00751 | 0.871 | 0 | 0 | 0 | [6 empty] | DEER:HVAC_Duct_Sealing | Annual
Any | RB-HV-DuctSeal-MedToLow | SFm | Ex | CZ12 | rDXGF | SWSV001-03 | DEER2021 | D20v0 | 2021-05-28 10:44 | Cap-Tons | 1 |  | None | 18.9 | 0.0311 | 3.98 | 0 | 0 | 0 | [6 empty] | DEER:HVAC_Duct_Sealing | Annual
Any | RB-HV-DuctSeal-MedToLow | SFm | Ex | CZ12 | rDXHP | SWSV001-03 | DEER2021 | D20v0 | 2021-05-28 10:44 | Cap-Tons | 1 |  | None | 61.4 | 0.0312 | 0 | 0 | 0 | 0 | [6 empty] | DEER:HVAC_Duct_Sealing | Annual
Any | RB-HV-DuctSeal-MedToLow | SFm | Ex | CZ12 | rNCGF | SWSV001-03 | DEER2021 | D20v0 | 2021-05-28 10:44 | Cap-kBTUh | 1 |  | None | 0.14263 | 0 | 0.20883 | 0 | 0 | 0 | [6 empty] | DEER:HVAC_Duct_Sealing | Annual
Any | RB-HV-DuctSeal-MedToLow | SFm | Ex | CZ12 | rWtd | SWSV001-03 | DEER2021 | D20v0 | 2021-05-28 10:44 | Cap-Tons | 1 |  | None | 18.9 | 0.0273 | 3.78 | 0 | 0 | 0 | [6 empty] | DEER:HVAC_Duct_Sealing | Annual
Any | RB-HV-DuctSeal-MedToLow | SFm | Old | CZ12 | rDXGF | SWSV001-03 | DEER2021 | D20v0 | 2021-05-28 10:44 | Cap-Tons | 1 |  | None | 16.1 | 0.0347 | 3.47 | 0 | 0 | 0 | [6 empty] | DEER:HVAC_Duct_Sealing | Annual
Any | RB-HV-DuctSeal-MedToLow | SFm | Old | CZ12 | rDXHP | SWSV001-03 | DEER2021 | D20v0 | 2021-05-28 10:44 | Cap-Tons | 1 |  | None | 54.1 | 0.0379 | 0 | 0 | 0 | 0 | [6 empty] | DEER:HVAC_Duct_Sealing | Annual
Any | RB-HV-DuctSeal-MedToLow | SFm | Old | CZ12 | rNCGF | SWSV001-03 | DEER2021 | D20v0 | 2021-05-28 10:44 | Cap-kBTUh | 1 |  | None | 0.11518 | 0 | 0.18245 | 0 | 0 | 0 | [6 empty] | DEER:HVAC_Duct_Sealing | Annual
Any | RB-HV-DuctSeal-MedToLow | SFm | Old | CZ12 | rWtd | SWSV001-03 | DEER2021 | D20v0 | 2021-05-28 10:44 | Cap-Tons | 1 |  | None | 16.2 | 0.0306 | 3.29 | 0 | 0 | 0 | [6 empty] | DEER:HVAC_Duct_Sealing | Annual
Any | RB-HV-DuctSeal-MedToLow | DMo | Ex | CZ13 | rDXGF | SWSV001-03 | DEER2021 | D20v0 | 2021-05-28 10:44 | Cap-Tons | 1 |  | None | 105 | 0.0521 | 2.91 | 0 | 0 | 0 | [6 empty] | DEER:HVAC_Duct_Sealing | Annual
Any | RB-HV-DuctSeal-MedToLow | DMo | Ex | CZ13 | rDXHP | SWSV001-03 | DEER2021 | D20v0 | 2021-05-28 10:44 | Cap-Tons | 1 |  | None | 135 | 0.0575 | 0 | 0 | 0 | 0 | [6 empty] | DEER:HVAC_Duct_Sealing | Annual
Any | RB-HV-DuctSeal-MedToLow | DMo | Ex | CZ13 | rNCGF | SWSV001-03 | DEER2021 | D20v0 | 2021-05-28 10:44 | Cap-kBTUh | 1 |  | None | 0.10757 | 0 | 0.16677 | 0 | 0 | 0 | [6 empty] | DEER:HVAC_Duct_Sealing | Annual
Any | RB-HV-DuctSeal-MedToLow | DMo | Ex | CZ13 | rWtd | SWSV001-03 | DEER2021 | D20v0 | 2021-05-28 10:44 | Cap-Tons | 1 |  | None | 102 | 0.0497 | 2.55 | 0 | 0 | 0 | [6 empty] | DEER:HVAC_Duct_Sealing | Annual
Any | RB-HV-DuctSeal-MedToLow | DMo | Old | CZ13 | rDXGF | SWSV001-03 | DEER2021 | D20v0 | 2021-05-28 10:44 | Cap-Tons | 1 |  | None | 68.2 | 0.0706 | 3.97 | 0 | 0 | 0 | [6 empty] | DEER:HVAC_Duct_Sealing | Annual
Any | RB-HV-DuctSeal-MedToLow | DMo | Old | CZ13 | rDXHP | SWSV001-03 | DEER2021 | D20v0 | 2021-05-28 10:44 | Cap-Tons | 1 |  | None | 109 | 0.0774 | 0 | 0 | 0 | 0 | [6 empty] | DEER:HVAC_Duct_Sealing | Annual
Any | RB-HV-DuctSeal-MedToLow | DMo | Old | CZ13 | rNCGF | SWSV001-03 | DEER2021 | D20v0 | 2021-05-28 10:44 | Cap-kBTUh | 1 |  | None | 0.14195 | 0 | 0.22852 | 0 | 0 | 0 | [6 empty] | DEER:HVAC_Duct_Sealing | Annual
Any | RB-HV-DuctSeal-MedToLow | DMo | Old | CZ13 | rWtd | SWSV001-03 | DEER2021 | D20v0 | 2021-05-28 10:44 | Cap-Tons | 1 |  | None | 69.2 | 0.0674 | 3.48 | 0 | 0 | 0 | [6 empty] | DEER:HVAC_Duct_Sealing | Annual
Any | RB-HV-DuctSeal-MedToLow | MFm | Ex | CZ13 | rDXGF | SWSV001-03 | DEER2021 | D20v0 | 2021-05-28 10:44 | Cap-Tons | 1 |  | None | 10.3 | 0.00821 | 0.764 | 0 | 0 | 0 | [6 empty] | DEER:HVAC_Duct_Sealing | Annual
Any | RB-HV-DuctSeal-MedToLow | MFm | Ex | CZ13 | rDXHP | SWSV001-03 | DEER2021 | D20v0 | 2021-05-28 10:44 | Cap-Tons | 1 |  | None | 17.9 | 0.00896 | 0 | 0 | 0 | 0 | [6 empty] | DEER:HVAC_Duct_Sealing | Annual
Any | RB-HV-DuctSeal-MedToLow | MFm | Ex | CZ13 | rNCGF | SWSV001-03 | DEER2021 | D20v0 | 2021-05-28 10:44 | Cap-kBTUh | 1 |  | None | 0.037313 | 0 | 0.038812 | 0 | 0 | 0 | [6 empty] | DEER:HVAC_Duct_Sealing | Annual
Any | RB-HV-DuctSeal-MedToLow | MFm | Ex | CZ13 | rWtd | SWSV001-03 | DEER2021 | D20v0 | 2021-05-28 10:44 | Cap-Tons | 1 |  | None | 10.9 | 0.00806 | 0.67 | 0 | 0 | 0 | [6 empty] | DEER:HVAC_Duct_Sealing | Annual
Any | RB-HV-DuctSeal-MedToLow | MFm | Old | CZ13 | rDXGF | SWSV001-03 | DEER2021 | D20v0 | 2021-05-28 10:44 | Cap-Tons | 1 |  | None | 7.98 | 0.008 | 1.03 | 0 | 0 | 0 | [6 empty] | DEER:HVAC_Duct_Sealing | Annual
Any | RB-HV-DuctSeal-MedToLow | MFm | Old | CZ13 | rDXHP | SWSV001-03 | DEER2021 | D20v0 | 2021-05-28 10:44 | Cap-Tons | 1 |  | None | 17.8 | 0.00858 | 0 | 0 | 0 | 0 | [6 empty] | DEER:HVAC_Duct_Sealing | Annual
Any | RB-HV-DuctSeal-MedToLow | MFm | Old | CZ13 | rNCGF | SWSV001-03 | DEER2021 | D20v0 | 2021-05-28 10:44 | Cap-kBTUh | 1 |  | None | 0.040471 | 0 | 0.053319 | 0 | 0 | 0 | [6 empty] | DEER:HVAC_Duct_Sealing | Annual
Any | RB-HV-DuctSeal-MedToLow | MFm | Old | CZ13 | rWtd | SWSV001-03 | DEER2021 | D20v0 | 2021-05-28 10:44 | Cap-Tons | 1 |  | None | 8.97 | 0.00784 | 0.902 | 0 | 0 | 0 | [6 empty] | DEER:HVAC_Duct_Sealing | Annual
Any | RB-HV-DuctSeal-MedToLow | SFm | Ex | CZ13 | rDXGF | SWSV001-03 | DEER2021 | D20v0 | 2021-05-28 10:44 | Cap-Tons | 1 |  | None | 34.5 | 0.0342 | 3.44 | 0 | 0 | 0 | [6 empty] | DEER:HVAC_Duct_Sealing | Annual
Any | RB-HV-DuctSeal-MedToLow | SFm | Ex | CZ13 | rDXHP | SWSV001-03 | DEER2021 | D20v0 | 2021-05-28 10:44 | Cap-Tons | 1 |  | None | 74.9 | 0.036 | 0 | 0 | 0 | 0 | [6 empty] | DEER:HVAC_Duct_Sealing | Annual
Any | RB-HV-DuctSeal-MedToLow | SFm | Ex | CZ13 | rNCGF | SWSV001-03 | DEER2021 | D20v0 | 2021-05-28 10:44 | Cap-kBTUh | 1 |  | None | 0.12217 | 0 | 0.18084 | 0 | 0 | 0 | [6 empty] | DEER:HVAC_Duct_Sealing | Annual
Any | RB-HV-DuctSeal-MedToLow | SFm | Ex | CZ13 | rWtd | SWSV001-03 | DEER2021 | D20v0 | 2021-05-28 10:44 | Cap-Tons | 1 |  | None | 35.4 | 0.0329 | 3.26 | 0 | 0 | 0 | [6 empty] | DEER:HVAC_Duct_Sealing | Annual
Any | RB-HV-DuctSeal-MedToLow | SFm | Old | CZ13 | rDXGF | SWSV001-03 | DEER2021 | D20v0 | 2021-05-28 10:44 | Cap-Tons | 1 |  | None | 28.4 | 0.0339 | 3.23 | 0 | 0 | 0 | [6 empty] | DEER:HVAC_Duct_Sealing | Annual
Any | RB-HV-DuctSeal-MedToLow | SFm | Old | CZ13 | rDXHP | SWSV001-03 | DEER2021 | D20v0 | 2021-05-28 10:44 | Cap-Tons | 1 |  | None | 65.3 | 0.0376 | 0 | 0 | 0 | 0 | [6 empty] | DEER:HVAC_Duct_Sealing | Annual
Any | RB-HV-DuctSeal-MedToLow | SFm | Old | CZ13 | rNCGF | SWSV001-03 | DEER2021 | D20v0 | 2021-05-28 10:44 | Cap-kBTUh | 1 |  | None | 0.1071 | 0 | 0.17008 | 0 | 0 | 0 | [6 empty] | DEER:HVAC_Duct_Sealing | Annual
Any | RB-HV-DuctSeal-MedToLow | SFm | Old | CZ13 | rWtd | SWSV001-03 | DEER2021 | D20v0 | 2021-05-28 10:44 | Cap-Tons | 1 |  | None | 29.3 | 0.0328 | 3.05 | 0 | 0 | 0 | [6 empty] | DEER:HVAC_Duct_Sealing | Annual
Any | RB-HV-DuctSeal-MedToLow | DMo | Ex | CZ14 | rDXGF | SWSV001-03 | DEER2021 | D20v1 | 2021-05-28 10:44 | Cap-Tons | 1 |  | None | 69.8 | 0.0721 | 4.22 | 0 | 0 | 0 | [6 empty] | DEER:HVAC_Duct_Sealing | Annual
Any | RB-HV-DuctSeal-MedToLow | DMo | Ex | CZ14 | rDXHP | SWSV001-03 | DEER2021 | D20v1 | 2021-05-28 10:44 | Cap-Tons | 1 |  | None | 127 | 0.0833 | 0 | 0 | 0 | 0 | [6 empty] | DEER:HVAC_Duct_Sealing | Annual
Any | RB-HV-DuctSeal-MedToLow | DMo | Ex | CZ14 | rNCGF | SWSV001-03 | DEER2021 | D20v1 | 2021-05-28 10:44 | Cap-kBTUh | 1 |  | None | 0.15468 | 0 | 0.23616 | 0 | 0 | 0 | [6 empty] | DEER:HVAC_Duct_Sealing | Annual
Any | RB-HV-DuctSeal-MedToLow | DMo | Ex | CZ14 | rWtd | SWSV001-03 | DEER2021 | D20v1 | 2021-05-28 10:44 | Cap-Tons | 1 |  | None | 72.8083 | 0.06942 | 3.6935 | 0 | 0 | 0 | [6 empty] | DEER:HVAC_Duct_Sealing | Annual
Any | RB-HV-DuctSeal-MedToLow | DMo | Old | CZ14 | rDXGF | SWSV001-03 | DEER2021 | D20v0 | 2021-05-28 10:44 | Cap-Tons | 1 |  | None | 82 | 0.0808 | 6.17 | 0 | 0 | 0 | [6 empty] | DEER:HVAC_Duct_Sealing | Annual
Any | RB-HV-DuctSeal-MedToLow | DMo | Old | CZ14 | rDXHP | SWSV001-03 | DEER2021 | D20v0 | 2021-05-28 10:44 | Cap-Tons | 1 |  | None | 152 | 0.0868 | 0 | 0 | 0 | 0 | [6 empty] | DEER:HVAC_Duct_Sealing | Annual
Any | RB-HV-DuctSeal-MedToLow | DMo | Old | CZ14 | rNCGF | SWSV001-03 | DEER2021 | D20v0 | 2021-05-28 10:44 | Cap-kBTUh | 1 |  | None | 0.21579 | 0 | 0.34309 | 0 | 0 | 0 | [6 empty] | DEER:HVAC_Duct_Sealing | Annual
Any | RB-HV-DuctSeal-MedToLow | DMo | Old | CZ14 | rWtd | SWSV001-03 | DEER2021 | D20v0 | 2021-05-28 10:44 | Cap-Tons | 1 |  | None | 68.4 | 0.0607 | 5.39 | 0 | 0 | 0 | [6 empty] | DEER:HVAC_Duct_Sealing | Annual
Any | RB-HV-DuctSeal-MedToLow | MFm | Ex | CZ14 | rDXGF | SWSV001-03 | DEER2021 | D20v1 | 2021-05-28 10:44 | Cap-Tons | 1 |  | None | 15.5 | 0.00912 | 1.07 | 0 | 0 | 0 | [6 empty] | DEER:HVAC_Duct_Sealing | Annual
Any | RB-HV-DuctSeal-MedToLow | MFm | Ex | CZ14 | rDXHP | SWSV001-03 | DEER2021 | D20v1 | 2021-05-28 10:44 | Cap-Tons | 1 |  | None | 29.5 | 0.0103 | 0 | 0 | 0 | 0 | [6 empty] | DEER:HVAC_Duct_Sealing | Annual
Any | RB-HV-DuctSeal-MedToLow | MFm | Ex | CZ14 | rNCGF | SWSV001-03 | DEER2021 | D20v1 | 2021-05-28 10:44 | Cap-kBTUh | 1 |  | None | 0.051231 | 0 | 0.055139 | 0 | 0 | 0 | [6 empty] | DEER:HVAC_Duct_Sealing | Annual
Any | RB-HV-DuctSeal-MedToLow | MFm | Ex | CZ14 | rWtd | SWSV001-03 | DEER2021 | D20v1 | 2021-05-28 10:44 | Cap-Tons | 1 |  | None | 17.2601 | 0.00927 | 0.93548 | 0 | 0 | 0 | [6 empty] | DEER:HVAC_Duct_Sealing | Annual
Any | RB-HV-DuctSeal-MedToLow | MFm | Old | CZ14 | rDXGF | SWSV001-03 | DEER2021 | D20v0 | 2021-05-28 10:44 | Cap-Tons | 1 |  | None | 10.8 | 0.00836 | 0.79 | 0 | 0 | 0 | [6 empty] | DEER:HVAC_Duct_Sealing | Annual
Any | RB-HV-DuctSeal-MedToLow | MFm | Old | CZ14 | rDXHP | SWSV001-03 | DEER2021 | D20v0 | 2021-05-28 10:44 | Cap-Tons | 1 |  | None | 19.8 | 0.00847 | 0 | 0 | 0 | 0 | [6 empty] | DEER:HVAC_Duct_Sealing | Annual
Any | RB-HV-DuctSeal-MedToLow | MFm | Old | CZ14 | rNCGF | SWSV001-03 | DEER2021 | D20v0 | 2021-05-28 10:44 | Cap-kBTUh | 1 |  | None | 0.02955 | 0 | 0.040846 | 0 | 0 | 0 | [6 empty] | DEER:HVAC_Duct_Sealing | Annual
Any | RB-HV-DuctSeal-MedToLow | MFm | Old | CZ14 | rWtd | SWSV001-03 | DEER2021 | D20v0 | 2021-05-28 10:44 | Cap-Tons | 1 |  | None | 11.9 | 0.00837 | 0.691 | 0 | 0 | 0 | [6 empty] | DEER:HVAC_Duct_Sealing | Annual
Any | RB-HV-DuctSeal-MedToLow | SFm | Ex | CZ14 | rDXGF | SWSV001-03 | DEER2021 | D20v0 | 2021-05-28 10:44 | Cap-Tons | 1 |  | None | 59.9 | 0.0492 | 3.67 | 0 | 0 | 0 | [6 empty] | DEER:HVAC_Duct_Sealing | Annual
Any | RB-HV-DuctSeal-MedToLow | SFm | Ex | CZ14 | rDXHP | SWSV001-03 | DEER2021 | D20v0 | 2021-05-28 10:44 | Cap-Tons | 1 |  | None | 109 | 0.0538 | 0 | 0 | 0 | 0 | [6 empty] | DEER:HVAC_Duct_Sealing | Annual
Any | RB-HV-DuctSeal-MedToLow | SFm | Ex | CZ14 | rNCGF | SWSV001-03 | DEER2021 | D20v0 | 2021-05-28 10:44 | Cap-kBTUh | 1 |  | None | 0.12271 | 0 | 0.1916 | 0 | 0 | 0 | [6 empty] | DEER:HVAC_Duct_Sealing | Annual
Any | RB-HV-DuctSeal-MedToLow | SFm | Ex | CZ14 | rWtd | SWSV001-03 | DEER2021 | D20v0 | 2021-05-28 10:44 | Cap-Tons | 1 |  | None | 62.2 | 0.0491 | 3.47 | 0 | 0 | 0 | [6 empty] | DEER:HVAC_Duct_Sealing | Annual
Any | RB-HV-DuctSeal-MedToLow | SFm | Old | CZ14 | rDXGF | SWSV001-03 | DEER2021 | D20v0 | 2021-05-28 10:44 | Cap-Tons | 1 |  | None | 38.3 | 0.0408 | 3.26 | 0 | 0 | 0 | [6 empty] | DEER:HVAC_Duct_Sealing | Annual
Any | RB-HV-DuctSeal-MedToLow | SFm | Old | CZ14 | rDXHP | SWSV001-03 | DEER2021 | D20v0 | 2021-05-28 10:44 | Cap-Tons | 1 |  | None | 84.4 | 0.0448 | 0 | 0 | 0 | 0 | [6 empty] | DEER:HVAC_Duct_Sealing | Annual
Any | RB-HV-DuctSeal-MedToLow | SFm | Old | CZ14 | rNCGF | SWSV001-03 | DEER2021 | D20v0 | 2021-05-28 10:44 | Cap-kBTUh | 1 |  | None | 0.10495 | 0 | 0.16954 | 0 | 0 | 0 | [6 empty] | DEER:HVAC_Duct_Sealing | Annual
Any | RB-HV-DuctSeal-MedToLow | SFm | Old | CZ14 | rWtd | SWSV001-03 | DEER2021 | D20v0 | 2021-05-28 10:44 | Cap-Tons | 1 |  | None | 40.6 | 0.0407 | 3.08 | 0 | 0 | 0 | [6 empty] | DEER:HVAC_Duct_Sealing | Annual
Any | RB-HV-DuctSeal-MedToLow | DMo | Ex | CZ15 | rDXGF | SWSV001-03 | DEER2021 | D20v0 | 2021-05-28 10:44 | Cap-Tons | 1 |  | None | 155 | 0.0578 | 1.11 | 0 | 0 | 0 | [6 empty] | DEER:HVAC_Duct_Sealing | Annual
Any | RB-HV-DuctSeal-MedToLow | DMo | Ex | CZ15 | rDXHP | SWSV001-03 | DEER2021 | D20v0 | 2021-05-28 10:44 | Cap-Tons | 1 |  | None | 168 | 0.06 | 0 | 0 | 0 | 0 | [6 empty] | DEER:HVAC_Duct_Sealing | Annual
Any | RB-HV-DuctSeal-MedToLow | DMo | Ex | CZ15 | rNCGF | SWSV001-03 | DEER2021 | D20v0 | 2021-05-28 10:44 | Cap-kBTUh | 1 |  | None | 0.040866 | 0 | 0.063081 | 0 | 0 | 0 | [6 empty] | DEER:HVAC_Duct_Sealing | Annual
Any | RB-HV-DuctSeal-MedToLow | DMo | Ex | CZ15 | rWtd | SWSV001-03 | DEER2021 | D20v0 | 2021-05-28 10:44 | Cap-Tons | 1 |  | None | 157 | 0.0581 | 0.973 | 0 | 0 | 0 | [6 empty] | DEER:HVAC_Duct_Sealing | Annual
Any | RB-HV-DuctSeal-MedToLow | DMo | Old | CZ15 | rDXGF | SWSV001-03 | DEER2021 | D20v0 | 2021-05-28 10:44 | Cap-Tons | 1 |  | None | 108 | 0.0789 | 1.95 | 0 | 0 | 0 | [6 empty] | DEER:HVAC_Duct_Sealing | Annual
Any | RB-HV-DuctSeal-MedToLow | DMo | Old | CZ15 | rDXHP | SWSV001-03 | DEER2021 | D20v0 | 2021-05-28 10:44 | Cap-Tons | 1 |  | None | 126 | 0.0821 | 0 | 0 | 0 | 0 | [6 empty] | DEER:HVAC_Duct_Sealing | Annual
Any | RB-HV-DuctSeal-MedToLow | DMo | Old | CZ15 | rNCGF | SWSV001-03 | DEER2021 | D20v0 | 2021-05-28 10:44 | Cap-kBTUh | 1 |  | None | 0.070019 | 0 | 0.11012 | 0 | 0 | 0 | [6 empty] | DEER:HVAC_Duct_Sealing | Annual
Any | RB-HV-DuctSeal-MedToLow | DMo | Old | CZ15 | rWtd | SWSV001-03 | DEER2021 | D20v0 | 2021-05-28 10:44 | Cap-Tons | 1 |  | None | 110 | 0.0793 | 1.71 | 0 | 0 | 0 | [6 empty] | DEER:HVAC_Duct_Sealing | Annual
Any | RB-HV-DuctSeal-MedToLow | MFm | Ex | CZ15 | rDXGF | SWSV001-03 | DEER2021 | D20v1 | 2021-05-28 10:44 | Cap-Tons | 1 |  | None | 15.1 | 0.00843 | 0.32 | 0 | 0 | 0 | [6 empty] | DEER:HVAC_Duct_Sealing | Annual
Any | RB-HV-DuctSeal-MedToLow | MFm | Ex | CZ15 | rDXHP | SWSV001-03 | DEER2021 | D20v1 | 2021-05-28 10:44 | Cap-Tons | 1 |  | None | 18 | 0.00821 | 0 | 0 | 0 | 0 | [6 empty] | DEER:HVAC_Duct_Sealing | Annual
Any | RB-HV-DuctSeal-MedToLow | MFm | Ex | CZ15 | rNCGF | SWSV001-03 | DEER2021 | D20v1 | 2021-05-28 10:44 | Cap-kBTUh | 1 |  | None | 0.014989 | 0 | 0.016435 | 0 | 0 | 0 | [6 empty] | DEER:HVAC_Duct_Sealing | Annual
Any | RB-HV-DuctSeal-MedToLow | MFm | Ex | CZ15 | rWtd | SWSV001-03 | DEER2021 | D20v1 | 2021-05-28 10:44 | Cap-Tons | 1 |  | None | 15.3123 | 0.00832 | 0.28004 | 0 | 0 | 0 | [6 empty] | DEER:HVAC_Duct_Sealing | Annual
Any | RB-HV-DuctSeal-MedToLow | MFm | Old | CZ15 | rDXGF | SWSV001-03 | DEER2021 | D20v0 | 2021-05-28 10:44 | Cap-Tons | 1 |  | None | 15.1 | 0.00894 | 0.334 | 0 | 0 | 0 | [6 empty] | DEER:HVAC_Duct_Sealing | Annual
Any | RB-HV-DuctSeal-MedToLow | MFm | Old | CZ15 | rDXHP | SWSV001-03 | DEER2021 | D20v0 | 2021-05-28 10:44 | Cap-Tons | 1 |  | None | 18 | 0.00894 | 0 | 0 | 0 | 0 | [6 empty] | DEER:HVAC_Duct_Sealing | Annual
Any | RB-HV-DuctSeal-MedToLow | MFm | Old | CZ15 | rNCGF | SWSV001-03 | DEER2021 | D20v0 | 2021-05-28 10:44 | Cap-kBTUh | 1 |  | None | 0.012366 | 0 | 0.017184 | 0 | 0 | 0 | [6 empty] | DEER:HVAC_Duct_Sealing | Annual
Any | RB-HV-DuctSeal-MedToLow | MFm | Old | CZ15 | rWtd | SWSV001-03 | DEER2021 | D20v0 | 2021-05-28 10:44 | Cap-Tons | 1 |  | None | 15.3 | 0.00886 | 0.292 | 0 | 0 | 0 | [6 empty] | DEER:HVAC_Duct_Sealing | Annual
Any | RB-HV-DuctSeal-MedToLow | SFm | Ex | CZ15 | rDXGF | SWSV001-03 | DEER2021 | D20v0 | 2021-05-28 10:44 | Cap-Tons | 1 |  | None | 56.2 | 0.0362 | 1.53 | 0 | 0 | 0 | [6 empty] | DEER:HVAC_Duct_Sealing | Annual
Any | RB-HV-DuctSeal-MedToLow | SFm | Ex | CZ15 | rDXHP | SWSV001-03 | DEER2021 | D20v0 | 2021-05-28 10:44 | Cap-Tons | 1 |  | None | 77.6 | 0.0396 | 0 | 0 | 0 | 0 | [6 empty] | DEER:HVAC_Duct_Sealing | Annual
Any | RB-HV-DuctSeal-MedToLow | SFm | Ex | CZ15 | rNCGF | SWSV001-03 | DEER2021 | D20v0 | 2021-05-28 10:44 | Cap-kBTUh | 1 |  | None | 0.050323 | 0 | 0.080194 | 0 | 0 | 0 | [6 empty] | DEER:HVAC_Duct_Sealing | Annual
Any | RB-HV-DuctSeal-MedToLow | SFm | Ex | CZ15 | rWtd | SWSV001-03 | DEER2021 | D20v0 | 2021-05-28 10:44 | Cap-Tons | 1 |  | None | 56.6 | 0.0359 | 1.44 | 0 | 0 | 0 | [6 empty] | DEER:HVAC_Duct_Sealing | Annual
Any | RB-HV-DuctSeal-MedToLow | SFm | Old | CZ15 | rDXGF | SWSV001-03 | DEER2021 | D20v0 | 2021-05-28 10:44 | Cap-Tons | 1 |  | None | 38 | 0.0289 | 1.08 | 0 | 0 | 0 | [6 empty] | DEER:HVAC_Duct_Sealing | Annual
Any | RB-HV-DuctSeal-MedToLow | SFm | Old | CZ15 | rDXHP | SWSV001-03 | DEER2021 | D20v0 | 2021-05-28 10:44 | Cap-Tons | 1 |  | None | 52.4 | 0.0319 | 0 | 0 | 0 | 0 | [6 empty] | DEER:HVAC_Duct_Sealing | Annual
Any | RB-HV-DuctSeal-MedToLow | SFm | Old | CZ15 | rNCGF | SWSV001-03 | DEER2021 | D20v0 | 2021-05-28 10:44 | Cap-kBTUh | 1 |  | None | 0.033477 | 0 | 0.05436 | 0 | 0 | 0 | [6 empty] | DEER:HVAC_Duct_Sealing | Annual
Any | RB-HV-DuctSeal-MedToLow | SFm | Old | CZ15 | rWtd | SWSV001-03 | DEER2021 | D20v0 | 2021-05-28 10:44 | Cap-Tons | 1 |  | None | 38.2 | 0.0286 | 1.02 | 0 | 0 | 0 | [6 empty] | DEER:HVAC_Duct_Sealing | Annual
Any | RB-HV-DuctSeal-MedToLow | DMo | Ex | CZ16 | rDXGF | SWSV001-03 | DEER2021 | D20v0 | 2021-05-28 10:44 | Cap-Tons | 1 |  | None | 83.7 | 0.025 | 4.13 | 0 | 0 | 0 | [6 empty] | DEER:HVAC_Duct_Sealing | Annual
Any | RB-HV-DuctSeal-MedToLow | DMo | Ex | CZ16 | rDXHP | SWSV001-03 | DEER2021 | D20v0 | 2021-05-28 10:44 | Cap-Tons | 1 |  | None | 138 | 0.0286 | 0 | 0 | 0 | 0 | [6 empty] | DEER:HVAC_Duct_Sealing | Annual
Any | RB-HV-DuctSeal-MedToLow | DMo | Ex | CZ16 | rNCGF | SWSV001-03 | DEER2021 | D20v0 | 2021-05-28 10:44 | Cap-kBTUh | 1 |  | None | 0.1515 | 0 | 0.23297 | 0 | 0 | 0 | [6 empty] | DEER:HVAC_Duct_Sealing | Annual
Any | RB-HV-DuctSeal-MedToLow | DMo | Ex | CZ16 | rWtd | SWSV001-03 | DEER2021 | D20v0 | 2021-05-28 10:44 | Cap-Tons | 1 |  | None | 90.4 | 0.0254 | 3.61 | 0 | 0 | 0 | [6 empty] | DEER:HVAC_Duct_Sealing | Annual
Any | RB-HV-DuctSeal-MedToLow | DMo | Old | CZ16 | rDXGF | SWSV001-03 | DEER2021 | D20v0 | 2021-05-28 10:44 | Cap-Tons | 1 |  | None | 30.4 | 0.0363 | 12.6 | 0 | 0 | 0 | [6 empty] | DEER:HVAC_Duct_Sealing | Annual
Any | RB-HV-DuctSeal-MedToLow | DMo | Old | CZ16 | rDXHP | SWSV001-03 | DEER2021 | D20v0 | 2021-05-28 10:44 | Cap-Tons | 1 |  | None | 183 | 0.0406 | 0 | 0 | 0 | 0 | [6 empty] | DEER:HVAC_Duct_Sealing | Annual
Any | RB-HV-DuctSeal-MedToLow | DMo | Old | CZ16 | rNCGF | SWSV001-03 | DEER2021 | D20v0 | 2021-05-28 10:44 | Cap-kBTUh | 1 |  | None | 0.43857 | 0 | 0.69383 | 0 | 0 | 0 | [6 empty] | DEER:HVAC_Duct_Sealing | Annual
Any | RB-HV-DuctSeal-MedToLow | DMo | Old | CZ16 | rWtd | SWSV001-03 | DEER2021 | D20v0 | 2021-05-28 10:44 | Cap-Tons | 1 |  | None | 49.5 | 0.0368 | 11 | 0 | 0 | 0 | [6 empty] | DEER:HVAC_Duct_Sealing | Annual
Any | RB-HV-DuctSeal-MedToLow | MFm | Ex | CZ16 | rDXGF | SWSV001-03 | DEER2021 | D20v1 | 2021-05-28 10:44 | Cap-Tons | 1 |  | None | 7.95 | 0.00725 | 1.88 | 0 | 0 | 0 | [6 empty] | DEER:HVAC_Duct_Sealing | Annual
Any | RB-HV-DuctSeal-MedToLow | MFm | Ex | CZ16 | rDXHP | SWSV001-03 | DEER2021 | D20v1 | 2021-05-28 10:44 | Cap-Tons | 1 |  | None | 38.4 | 0.0085 | 0 | 0 | 0 | 0 | [6 empty] | DEER:HVAC_Duct_Sealing | Annual
Any | RB-HV-DuctSeal-MedToLow | MFm | Ex | CZ16 | rNCGF | SWSV001-03 | DEER2021 | D20v1 | 2021-05-28 10:44 | Cap-kBTUh | 1 |  | None | 0.091542 | 0 | 0.095824 | 0 | 0 | 0 | [6 empty] | DEER:HVAC_Duct_Sealing | Annual
Any | RB-HV-DuctSeal-MedToLow | MFm | Ex | CZ16 | rWtd | SWSV001-03 | DEER2021 | D20v1 | 2021-05-28 10:44 | Cap-Tons | 1 |  | None | 9.501 | 0.00573 | 1.6768 | 0 | 0 | 0 | [6 empty] | DEER:HVAC_Duct_Sealing | Annual
Any | RB-HV-DuctSeal-MedToLow | MFm | Old | CZ16 | rDXGF | SWSV001-03 | DEER2021 | D20v0 | 2021-05-28 10:44 | Cap-Tons | 1 |  | None | 6.39 | 0.00613 | 1.72 | 0 | 0 | 0 | [6 empty] | DEER:HVAC_Duct_Sealing | Annual
Any | RB-HV-DuctSeal-MedToLow | MFm | Old | CZ16 | rDXHP | SWSV001-03 | DEER2021 | D20v0 | 2021-05-28 10:44 | Cap-Tons | 1 |  | None | 29.6 | 0.0068 | 0 | 0 | 0 | 0 | [6 empty] | DEER:HVAC_Duct_Sealing | Annual
Any | RB-HV-DuctSeal-MedToLow | MFm | Old | CZ16 | rNCGF | SWSV001-03 | DEER2021 | D20v0 | 2021-05-28 10:44 | Cap-kBTUh | 1 |  | None | 0.071734 | 0 | 0.08833 | 0 | 0 | 0 | [6 empty] | DEER:HVAC_Duct_Sealing | Annual
Any | RB-HV-DuctSeal-MedToLow | MFm | Old | CZ16 | rWtd | SWSV001-03 | DEER2021 | D20v0 | 2021-05-28 10:44 | Cap-Tons | 1 |  | None | 9.31 | 0.00621 | 1.51 | 0 | 0 | 0 | [6 empty] | DEER:HVAC_Duct_Sealing | Annual
Any | RB-HV-DuctSeal-MedToLow | SFm | Ex | CZ16 | rDXGF | SWSV001-03 | DEER2021 | D20v0 | 2021-05-28 10:44 | Cap-Tons | 1 |  | None | 5.81 | 0.0116 | 3 | 0 | 0 | 0 | [6 empty] | DEER:HVAC_Duct_Sealing | Annual
Any | RB-HV-DuctSeal-MedToLow | SFm | Ex | CZ16 | rDXHP | SWSV001-03 | DEER2021 | D20v0 | 2021-05-28 10:44 | Cap-Tons | 1 |  | None | 48 | 0.0116 | 0 | 0 | 0 | 0 | [6 empty] | DEER:HVAC_Duct_Sealing | Annual
Any | RB-HV-DuctSeal-MedToLow | SFm | Ex | CZ16 | rNCGF | SWSV001-03 | DEER2021 | D20v0 | 2021-05-28 10:44 | Cap-kBTUh | 1 |  | None | 0.097955 | 0 | 0.15662 | 0 | 0 | 0 | [6 empty] | DEER:HVAC_Duct_Sealing | Annual
Any | RB-HV-DuctSeal-MedToLow | SFm | Ex | CZ16 | rWtd | SWSV001-03 | DEER2021 | D20v0 | 2021-05-28 10:44 | Cap-Tons | 1 |  | None | 6.01 | 0.00771 | 2.86 | 0 | 0 | 0 | [6 empty] | DEER:HVAC_Duct_Sealing | Annual
Any | RB-HV-DuctSeal-MedToLow | SFm | Old | CZ16 | rDXGF | SWSV001-03 | DEER2021 | D20v0 | 2021-05-28 10:44 | Cap-Tons | 1 |  | None | 17.7 | 0.0278 | 6 | 0 | 0 | 0 | [6 empty] | DEER:HVAC_Duct_Sealing | Annual
Any | RB-HV-DuctSeal-MedToLow | SFm | Old | CZ16 | rDXHP | SWSV001-03 | DEER2021 | D20v0 | 2021-05-28 10:44 | Cap-Tons | 1 |  | None | 106 | 0.0291 | 0 | 0 | 0 | 0 | [6 empty] | DEER:HVAC_Duct_Sealing | Annual
Any | RB-HV-DuctSeal-MedToLow | SFm | Old | CZ16 | rNCGF | SWSV001-03 | DEER2021 | D20v0 | 2021-05-28 10:44 | Cap-kBTUh | 1 |  | None | 0.20829 | 0 | 0.31539 | 0 | 0 | 0 | [6 empty] | DEER:HVAC_Duct_Sealing | Annual
Any | RB-HV-DuctSeal-MedToLow | SFm | Old | CZ16 | rWtd | SWSV001-03 | DEER2021 | D20v0 | 2021-05-28 10:44 | Cap-Tons | 1 |  | None | 16.3 | 0.0186 | 5.74 | 0 | 0 | 0 | [6 empty] | DEER:HVAC_Duct_Sealing | Annual

## Measure Support Table (hidden)
Lookup | StateWide Measure ID | Statewide Measure Offering ID | Version | Lookup | Leakage | Building Type | Climate Zone | Existing | BldgHVAC | Delivery Type | Norm Unit | Measure Application Type | Base Case | Measure Case | Demand (kW) | Energy (kWh/yr) | Energy (th/yr) | Demand (kW) | Energy (kWh/yr) | Energy (th/yr) | Demand (kW) | Energy (kWh/yr) | Energy (th/yr) | Demand (kW) | Energy (kWh/yr) | Energy (th/yr) | Demand (kW) | Energy (kWh/yr) | Energy (th/yr) | Base Case Material Cost ($) | Base Case Labor Cost ($) | Measure Case Material Cost ($) | Measure Case Labor Cost ($) | Base Case Cost ($) | Measure Case Cost ($) | Incremental Cost ($) | Base Case Cost ($) | Measure Case Cost ($) | Incremental Cost ($) | Water Savings (gal/yr)
CDMoCZ01rWtd | SWSV001 | C |  | Medium (25% to 15%)-DMo | Medium (25% to 15%) | DMo | CZ01 | 25% Leakage | rWtd | DnDeemDI | Cap-tons | BW & BRO-RCx | Existing Residential Duct System, 25% Leakage, DMo, CZ01, rWtd | Duct Seal and Test, Residential, Medium (25% to 15%), DMo, CZ01, rWtd | [9 empty] | 0 | 1.58 | 1.88 | 0 | 0 | 0 | 0 | 0 | 24.7829 | 62.8644 | 0 | 87.6473 | 87.6473 | 0 | 0 | 0 | 0
CDMoCZ02rWtd | SWSV001 | C |  | Medium (25% to 15%)-DMo | Medium (25% to 15%) | DMo | CZ02 | 25% Leakage | rWtd | DnDeemDI | Cap-tons | BW & BRO-RCx | Existing Residential Duct System, 25% Leakage, DMo, CZ02, rWtd | Duct Seal and Test, Residential, Medium (25% to 15%), DMo, CZ02, rWtd | [9 empty] | 0.0334 | 81.7 | 2.42 | 0 | 0 | 0 | 0 | 0 | 24.7829 | 62.8644 | 0 | 87.6473 | 87.6473 | 0 | 0 | 0 | 0
CDMoCZ03rWtd | SWSV001 | C |  | Medium (25% to 15%)-DMo | Medium (25% to 15%) | DMo | CZ03 | 25% Leakage | rWtd | DnDeemDI | Cap-tons | BW & BRO-RCx | Existing Residential Duct System, 25% Leakage, DMo, CZ03, rWtd | Duct Seal and Test, Residential, Medium (25% to 15%), DMo, CZ03, rWtd | [9 empty] | 0.011 | 53.7 | 2.36 | 0 | 0 | 0 | 0 | 0 | 24.7829 | 62.8644 | 0 | 87.6473 | 87.6473 | 0 | 0 | 0 | 0
CDMoCZ04rWtd | SWSV001 | C |  | Medium (25% to 15%)-DMo | Medium (25% to 15%) | DMo | CZ04 | 25% Leakage | rWtd | DnDeemDI | Cap-tons | BW & BRO-RCx | Existing Residential Duct System, 25% Leakage, DMo, CZ04, rWtd | Duct Seal and Test, Residential, Medium (25% to 15%), DMo, CZ04, rWtd | [9 empty] | 0.0245 | 80.8 | 2.76 | 0 | 0 | 0 | 0 | 0 | 24.7829 | 62.8644 | 0 | 87.6473 | 87.6473 | 0 | 0 | 0 | 0
CDMoCZ05rWtd | SWSV001 | C |  | Medium (25% to 15%)-DMo | Medium (25% to 15%) | DMo | CZ05 | 25% Leakage | rWtd | DnDeemDI | Cap-tons | BW & BRO-RCx | Existing Residential Duct System, 25% Leakage, DMo, CZ05, rWtd | Duct Seal and Test, Residential, Medium (25% to 15%), DMo, CZ05, rWtd | [9 empty] | 0.00429 | 9.45 | 3.65 | 0 | 0 | 0 | 0 | 0 | 24.7829 | 62.8644 | 0 | 87.6473 | 87.6473 | 0 | 0 | 0 | 0
CDMoCZ06rWtd | SWSV001 | C |  | Medium (25% to 15%)-DMo | Medium (25% to 15%) | DMo | CZ06 | 25% Leakage | rWtd | DnDeemDI | Cap-tons | BW & BRO-RCx | Existing Residential Duct System, 25% Leakage, DMo, CZ06, rWtd | Duct Seal and Test, Residential, Medium (25% to 15%), DMo, CZ06, rWtd | [9 empty] | 0.00497 | 18 | 1.58 | 0 | 0 | 0 | 0 | 0 | 24.7829 | 62.8644 | 0 | 87.6473 | 87.6473 | 0 | 0 | 0 | 0
CDMoCZ07rWtd | SWSV001 | C |  | Medium (25% to 15%)-DMo | Medium (25% to 15%) | DMo | CZ07 | 25% Leakage | rWtd | DnDeemDI | Cap-tons | BW & BRO-RCx | Existing Residential Duct System, 25% Leakage, DMo, CZ07, rWtd | Duct Seal and Test, Residential, Medium (25% to 15%), DMo, CZ07, rWtd | [9 empty] | 0.00408 | 30.5 | 0.919 | 0 | 0 | 0 | 0 | 0 | 24.7829 | 62.8644 | 0 | 87.6473 | 87.6473 | 0 | 0 | 0 | 0
CDMoCZ08rWtd | SWSV001 | C |  | Medium (25% to 15%)-DMo | Medium (25% to 15%) | DMo | CZ08 | 25% Leakage | rWtd | DnDeemDI | Cap-tons | BW & BRO-RCx | Existing Residential Duct System, 25% Leakage, DMo, CZ08, rWtd | Duct Seal and Test, Residential, Medium (25% to 15%), DMo, CZ08, rWtd | [9 empty] | 0.0195 | 88.2 | 1.42 | 0 | 0 | 0 | 0 | 0 | 24.7829 | 62.8644 | 0 | 87.6473 | 87.6473 | 0 | 0 | 0 | 0
CDMoCZ09rWtd | SWSV001 | C |  | Medium (25% to 15%)-DMo | Medium (25% to 15%) | DMo | CZ09 | 25% Leakage | rWtd | DnDeemDI | Cap-tons | BW & BRO-RCx | Existing Residential Duct System, 25% Leakage, DMo, CZ09, rWtd | Duct Seal and Test, Residential, Medium (25% to 15%), DMo, CZ09, rWtd | [9 empty] | 0.0396 | 85.6 | 1.86 | 0 | 0 | 0 | 0 | 0 | 24.7829 | 62.8644 | 0 | 87.6473 | 87.6473 | 0 | 0 | 0 | 0
CDMoCZ10rWtd | SWSV001 | C |  | Medium (25% to 15%)-DMo | Medium (25% to 15%) | DMo | CZ10 | 25% Leakage | rWtd | DnDeemDI | Cap-tons | BW & BRO-RCx | Existing Residential Duct System, 25% Leakage, DMo, CZ10, rWtd | Duct Seal and Test, Residential, Medium (25% to 15%), DMo, CZ10, rWtd | [9 empty] | 0.0534 | 118 | 1.56 | 0 | 0 | 0 | 0 | 0 | 24.7829 | 62.8644 | 0 | 87.6473 | 87.6473 | 0 | 0 | 0 | 0
CDMoCZ11rWtd | SWSV001 | C |  | Medium (25% to 15%)-DMo | Medium (25% to 15%) | DMo | CZ11 | 25% Leakage | rWtd | DnDeemDI | Cap-tons | BW & BRO-RCx | Existing Residential Duct System, 25% Leakage, DMo, CZ11, rWtd | Duct Seal and Test, Residential, Medium (25% to 15%), DMo, CZ11, rWtd | [9 empty] | 0.0716 | 103 | 3.37 | 0 | 0 | 0 | 0 | 0 | 24.7829 | 62.8644 | 0 | 87.6473 | 87.6473 | 0 | 0 | 0 | 0
CDMoCZ12rWtd | SWSV001 | C |  | Medium (25% to 15%)-DMo | Medium (25% to 15%) | DMo | CZ12 | 25% Leakage | rWtd | DnDeemDI | Cap-tons | BW & BRO-RCx | Existing Residential Duct System, 25% Leakage, DMo, CZ12, rWtd | Duct Seal and Test, Residential, Medium (25% to 15%), DMo, CZ12, rWtd | [9 empty] | 0.0526 | 106 | 2.35 | 0 | 0 | 0 | 0 | 0 | 24.7829 | 62.8644 | 0 | 87.6473 | 87.6473 | 0 | 0 | 0 | 0
CDMoCZ13rWtd | SWSV001 | C |  | Medium (25% to 15%)-DMo | Medium (25% to 15%) | DMo | CZ13 | 25% Leakage | rWtd | DnDeemDI | Cap-tons | BW & BRO-RCx | Existing Residential Duct System, 25% Leakage, DMo, CZ13, rWtd | Duct Seal and Test, Residential, Medium (25% to 15%), DMo, CZ13, rWtd | [9 empty] | 0.0497 | 102 | 2.55 | 0 | 0 | 0 | 0 | 0 | 24.7829 | 62.8644 | 0 | 87.6473 | 87.6473 | 0 | 0 | 0 | 0
CDMoCZ14rWtd | SWSV001 | C |  | Medium (25% to 15%)-DMo | Medium (25% to 15%) | DMo | CZ14 | 25% Leakage | rWtd | DnDeemDI | Cap-tons | BW & BRO-RCx | Existing Residential Duct System, 25% Leakage, DMo, CZ14, rWtd | Duct Seal and Test, Residential, Medium (25% to 15%), DMo, CZ14, rWtd | [9 empty] | 0.0694 | 72.8 | 3.69 | 0 | 0 | 0 | 0 | 0 | 24.7829 | 62.8644 | 0 | 87.6473 | 87.6473 | 0 | 0 | 0 | 0
CDMoCZ15rWtd | SWSV001 | C |  | Medium (25% to 15%)-DMo | Medium (25% to 15%) | DMo | CZ15 | 25% Leakage | rWtd | DnDeemDI | Cap-tons | BW & BRO-RCx | Existing Residential Duct System, 25% Leakage, DMo, CZ15, rWtd | Duct Seal and Test, Residential, Medium (25% to 15%), DMo, CZ15, rWtd | [9 empty] | 0.0581 | 157 | 0.973 | 0 | 0 | 0 | 0 | 0 | 24.7829 | 62.8644 | 0 | 87.6473 | 87.6473 | 0 | 0 | 0 | 0
CDMoCZ16rWtd | SWSV001 | C |  | Medium (25% to 15%)-DMo | Medium (25% to 15%) | DMo | CZ16 | 25% Leakage | rWtd | DnDeemDI | Cap-tons | BW & BRO-RCx | Existing Residential Duct System, 25% Leakage, DMo, CZ16, rWtd | Duct Seal and Test, Residential, Medium (25% to 15%), DMo, CZ16, rWtd | [9 empty] | 0.0254 | 90.4 | 3.61 | 0 | 0 | 0 | 0 | 0 | 24.7829 | 62.8644 | 0 | 87.6473 | 87.6473 | 0 | 0 | 0 | 0
E,GMFmCZ01rWtd | SWSV001 | E,G |  | Medium (25% to 15%)-MFm | Medium (25% to 15%) | MFm | CZ01 | 25% Leakage | rWtd | DnDeemDI | Cap-tons | BW & BRO-RCx | Existing Residential Duct System, 25% Leakage, MFm, CZ01, rWtd | Duct Seal and Test, Residential, Medium (25% to 15%), MFm, CZ01, rWtd | [9 empty] | 0 | 0.986 | 0.883 | 0 | 0 | 0 | 0 | 0 | 24.7829 | 62.8644 | 0 | 87.6473 | 87.6473 | 0 | 0 | 0 | 0
E,GMFmCZ02rWtd | SWSV001 | E,G |  | Medium (25% to 15%)-MFm | Medium (25% to 15%) | MFm | CZ02 | 25% Leakage | rWtd | DnDeemDI | Cap-tons | BW & BRO-RCx | Existing Residential Duct System, 25% Leakage, MFm, CZ02, rWtd | Duct Seal and Test, Residential, Medium (25% to 15%), MFm, CZ02, rWtd | [9 empty] | 0.00229 | 1.82 | 0.579 | 0 | 0 | 0 | 0 | 0 | 24.7829 | 62.8644 | 0 | 87.6473 | 87.6473 | 0 | 0 | 0 | 0
E,GMFmCZ03rWtd | SWSV001 | E,G |  | Medium (25% to 15%)-MFm | Medium (25% to 15%) | MFm | CZ03 | 25% Leakage | rWtd | DnDeemDI | Cap-tons | BW & BRO-RCx | Existing Residential Duct System, 25% Leakage, MFm, CZ03, rWtd | Duct Seal and Test, Residential, Medium (25% to 15%), MFm, CZ03, rWtd | [9 empty] | 0.00016 | 0.82 | 0.744 | 0 | 0 | 0 | 0 | 0 | 24.7829 | 62.8644 | 0 | 87.6473 | 87.6473 | 0 | 0 | 0 | 0
E,GMFmCZ04rWtd | SWSV001 | E,G |  | Medium (25% to 15%)-MFm | Medium (25% to 15%) | MFm | CZ04 | 25% Leakage | rWtd | DnDeemDI | Cap-tons | BW & BRO-RCx | Existing Residential Duct System, 25% Leakage, MFm, CZ04, rWtd | Duct Seal and Test, Residential, Medium (25% to 15%), MFm, CZ04, rWtd | [9 empty] | 0.0027 | 2.11 | 0.382 | 0 | 0 | 0 | 0 | 0 | 24.7829 | 62.8644 | 0 | 87.6473 | 87.6473 | 0 | 0 | 0 | 0
E,GMFmCZ05rWtd | SWSV001 | E,G |  | Medium (25% to 15%)-MFm | Medium (25% to 15%) | MFm | CZ05 | 25% Leakage | rWtd | DnDeemDI | Cap-tons | BW & BRO-RCx | Existing Residential Duct System, 25% Leakage, MFm, CZ05, rWtd | Duct Seal and Test, Residential, Medium (25% to 15%), MFm, CZ05, rWtd | [9 empty] | 0.00036 | 0.858 | 0.546 | 0 | 0 | 0 | 0 | 0 | 24.7829 | 62.8644 | 0 | 87.6473 | 87.6473 | 0 | 0 | 0 | 0
E,GMFmCZ06rWtd | SWSV001 | E,G |  | Medium (25% to 15%)-MFm | Medium (25% to 15%) | MFm | CZ06 | 25% Leakage | rWtd | DnDeemDI | Cap-tons | BW & BRO-RCx | Existing Residential Duct System, 25% Leakage, MFm, CZ06, rWtd | Duct Seal and Test, Residential, Medium (25% to 15%), MFm, CZ06, rWtd | [9 empty] | 0.00237 | 1.5 | 0.359 | 0 | 0 | 0 | 0 | 0 | 24.7829 | 62.8644 | 0 | 87.6473 | 87.6473 | 0 | 0 | 0 | 0
E,GMFmCZ07rWtd | SWSV001 | E,G |  | Medium (25% to 15%)-MFm | Medium (25% to 15%) | MFm | CZ07 | 25% Leakage | rWtd | DnDeemDI | Cap-tons | BW & BRO-RCx | Existing Residential Duct System, 25% Leakage, MFm, CZ07, rWtd | Duct Seal and Test, Residential, Medium (25% to 15%), MFm, CZ07, rWtd | [9 empty] | 0.00122 | 1.42 | 0.307 | 0 | 0 | 0 | 0 | 0 | 24.7829 | 62.8644 | 0 | 87.6473 | 87.6473 | 0 | 0 | 0 | 0
E,GMFmCZ08rWtd | SWSV001 | E,G |  | Medium (25% to 15%)-MFm | Medium (25% to 15%) | MFm | CZ08 | 25% Leakage | rWtd | DnDeemDI | Cap-tons | BW & BRO-RCx | Existing Residential Duct System, 25% Leakage, MFm, CZ08, rWtd | Duct Seal and Test, Residential, Medium (25% to 15%), MFm, CZ08, rWtd | [9 empty] | 0.0021 | 2.41 | 0.307 | 0 | 0 | 0 | 0 | 0 | 24.7829 | 62.8644 | 0 | 87.6473 | 87.6473 | 0 | 0 | 0 | 0
E,GMFmCZ09rWtd | SWSV001 | E,G |  | Medium (25% to 15%)-MFm | Medium (25% to 15%) | MFm | CZ09 | 25% Leakage | rWtd | DnDeemDI | Cap-tons | BW & BRO-RCx | Existing Residential Duct System, 25% Leakage, MFm, CZ09, rWtd | Duct Seal and Test, Residential, Medium (25% to 15%), MFm, CZ09, rWtd | [9 empty] | 0.00482 | 4.25 | 0.485 | 0 | 0 | 0 | 0 | 0 | 24.7829 | 62.8644 | 0 | 87.6473 | 87.6473 | 0 | 0 | 0 | 0
E,GMFmCZ10rWtd | SWSV001 | E,G |  | Medium (25% to 15%)-MFm | Medium (25% to 15%) | MFm | CZ10 | 25% Leakage | rWtd | DnDeemDI | Cap-tons | BW & BRO-RCx | Existing Residential Duct System, 25% Leakage, MFm, CZ10, rWtd | Duct Seal and Test, Residential, Medium (25% to 15%), MFm, CZ10, rWtd | [9 empty] | 0.00647 | 4.62 | 0.311 | 0 | 0 | 0 | 0 | 0 | 24.7829 | 62.8644 | 0 | 87.6473 | 87.6473 | 0 | 0 | 0 | 0
E,GMFmCZ11rWtd | SWSV001 | E,G |  | Medium (25% to 15%)-MFm | Medium (25% to 15%) | MFm | CZ11 | 25% Leakage | rWtd | DnDeemDI | Cap-tons | BW & BRO-RCx | Existing Residential Duct System, 25% Leakage, MFm, CZ11, rWtd | Duct Seal and Test, Residential, Medium (25% to 15%), MFm, CZ11, rWtd | [9 empty] | 0.0101 | 12 | 0.797 | 0 | 0 | 0 | 0 | 0 | 24.7829 | 62.8644 | 0 | 87.6473 | 87.6473 | 0 | 0 | 0 | 0
E,GMFmCZ12rWtd | SWSV001 | E,G |  | Medium (25% to 15%)-MFm | Medium (25% to 15%) | MFm | CZ12 | 25% Leakage | rWtd | DnDeemDI | Cap-tons | BW & BRO-RCx | Existing Residential Duct System, 25% Leakage, MFm, CZ12, rWtd | Duct Seal and Test, Residential, Medium (25% to 15%), MFm, CZ12, rWtd | [9 empty] | 0.0062 | 6.43 | 0.576 | 0 | 0 | 0 | 0 | 0 | 24.7829 | 62.8644 | 0 | 87.6473 | 87.6473 | 0 | 0 | 0 | 0
E,GMFmCZ13rWtd | SWSV001 | E,G |  | Medium (25% to 15%)-MFm | Medium (25% to 15%) | MFm | CZ13 | 25% Leakage | rWtd | DnDeemDI | Cap-tons | BW & BRO-RCx | Existing Residential Duct System, 25% Leakage, MFm, CZ13, rWtd | Duct Seal and Test, Residential, Medium (25% to 15%), MFm, CZ13, rWtd | [9 empty] | 0.00806 | 10.9 | 0.67 | 0 | 0 | 0 | 0 | 0 | 24.7829 | 62.8644 | 0 | 87.6473 | 87.6473 | 0 | 0 | 0 | 0
E,GMFmCZ14rWtd | SWSV001 | E,G |  | Medium (25% to 15%)-MFm | Medium (25% to 15%) | MFm | CZ14 | 25% Leakage | rWtd | DnDeemDI | Cap-tons | BW & BRO-RCx | Existing Residential Duct System, 25% Leakage, MFm, CZ14, rWtd | Duct Seal and Test, Residential, Medium (25% to 15%), MFm, CZ14, rWtd | [9 empty] | 0.00927 | 17.3 | 0.935 | 0 | 0 | 0 | 0 | 0 | 24.7829 | 62.8644 | 0 | 87.6473 | 87.6473 | 0 | 0 | 0 | 0
E,GMFmCZ15rWtd | SWSV001 | E,G |  | Medium (25% to 15%)-MFm | Medium (25% to 15%) | MFm | CZ15 | 25% Leakage | rWtd | DnDeemDI | Cap-tons | BW & BRO-RCx | Existing Residential Duct System, 25% Leakage, MFm, CZ15, rWtd | Duct Seal and Test, Residential, Medium (25% to 15%), MFm, CZ15, rWtd | [9 empty] | 0.00832 | 15.3 | 0.28 | 0 | 0 | 0 | 0 | 0 | 24.7829 | 62.8644 | 0 | 87.6473 | 87.6473 | 0 | 0 | 0 | 0
E,GMFmCZ16rWtd | SWSV001 | E,G |  | Medium (25% to 15%)-MFm | Medium (25% to 15%) | MFm | CZ16 | 25% Leakage | rWtd | DnDeemDI | Cap-tons | BW & BRO-RCx | Existing Residential Duct System, 25% Leakage, MFm, CZ16, rWtd | Duct Seal and Test, Residential, Medium (25% to 15%), MFm, CZ16, rWtd | [9 empty] | 0.00573 | 9.5 | 1.68 | 0 | 0 | 0 | 0 | 0 | 24.7829 | 62.8644 | 0 | 87.6473 | 87.6473 | 0 | 0 | 0 | 0
E,GSFmCZ01rWtd | SWSV001 | E,G |  | Medium (25% to 15%)-SFm | Medium (25% to 15%) | SFm | CZ01 | 25% Leakage | rWtd | DnDeemDI | Cap-tons | BW & BRO-RCx | Existing Residential Duct System, 25% Leakage, SFm, CZ01, rWtd | Duct Seal and Test, Residential, Medium (25% to 15%), SFm, CZ01, rWtd | [9 empty] | 0 | 3.13 | 4.42 | 0 | 0 | 0 | 0 | 0 | 24.7829 | 62.8644 | 0 | 87.6473 | 87.6473 | 0 | 0 | 0 | 0
E,GSFmCZ02rWtd | SWSV001 | E,G |  | Medium (25% to 15%)-SFm | Medium (25% to 15%) | SFm | CZ02 | 25% Leakage | rWtd | DnDeemDI | Cap-tons | BW & BRO-RCx | Existing Residential Duct System, 25% Leakage, SFm, CZ02, rWtd | Duct Seal and Test, Residential, Medium (25% to 15%), SFm, CZ02, rWtd | [9 empty] | 0.0121 | 8.55 | 5.46 | 0 | 0 | 0 | 0 | 0 | 24.7829 | 62.8644 | 0 | 87.6473 | 87.6473 | 0 | 0 | 0 | 0
E,GSFmCZ03rWtd | SWSV001 | E,G |  | Medium (25% to 15%)-SFm | Medium (25% to 15%) | SFm | CZ03 | 25% Leakage | rWtd | DnDeemDI | Cap-tons | BW & BRO-RCx | Existing Residential Duct System, 25% Leakage, SFm, CZ03, rWtd | Duct Seal and Test, Residential, Medium (25% to 15%), SFm, CZ03, rWtd | [9 empty] | 0.00147 | 2.6 | 3.34 | 0 | 0 | 0 | 0 | 0 | 24.7829 | 62.8644 | 0 | 87.6473 | 87.6473 | 0 | 0 | 0 | 0
E,GSFmCZ04rWtd | SWSV001 | E,G |  | Medium (25% to 15%)-SFm | Medium (25% to 15%) | SFm | CZ04 | 25% Leakage | rWtd | DnDeemDI | Cap-tons | BW & BRO-RCx | Existing Residential Duct System, 25% Leakage, SFm, CZ04, rWtd | Duct Seal and Test, Residential, Medium (25% to 15%), SFm, CZ04, rWtd | [9 empty] | 0.0144 | 8.56 | 3.39 | 0 | 0 | 0 | 0 | 0 | 24.7829 | 62.8644 | 0 | 87.6473 | 87.6473 | 0 | 0 | 0 | 0
E,GSFmCZ05rWtd | SWSV001 | E,G |  | Medium (25% to 15%)-SFm | Medium (25% to 15%) | SFm | CZ05 | 25% Leakage | rWtd | DnDeemDI | Cap-tons | BW & BRO-RCx | Existing Residential Duct System, 25% Leakage, SFm, CZ05, rWtd | Duct Seal and Test, Residential, Medium (25% to 15%), SFm, CZ05, rWtd | [9 empty] | 0.00196 | 2.94 | 3.58 | 0 | 0 | 0 | 0 | 0 | 24.7829 | 62.8644 | 0 | 87.6473 | 87.6473 | 0 | 0 | 0 | 0
E,GSFmCZ06rWtd | SWSV001 | E,G |  | Medium (25% to 15%)-SFm | Medium (25% to 15%) | SFm | CZ06 | 25% Leakage | rWtd | DnDeemDI | Cap-tons | BW & BRO-RCx | Existing Residential Duct System, 25% Leakage, SFm, CZ06, rWtd | Duct Seal and Test, Residential, Medium (25% to 15%), SFm, CZ06, rWtd | [9 empty] | 0.00951 | 4.13 | 1.34 | 0 | 0 | 0 | 0 | 0 | 24.7829 | 62.8644 | 0 | 87.6473 | 87.6473 | 0 | 0 | 0 | 0
E,GSFmCZ07rWtd | SWSV001 | E,G |  | Medium (25% to 15%)-SFm | Medium (25% to 15%) | SFm | CZ07 | 25% Leakage | rWtd | DnDeemDI | Cap-tons | BW & BRO-RCx | Existing Residential Duct System, 25% Leakage, SFm, CZ07, rWtd | Duct Seal and Test, Residential, Medium (25% to 15%), SFm, CZ07, rWtd | [9 empty] | 0.00726 | 4.74 | 1.21 | 0 | 0 | 0 | 0 | 0 | 24.7829 | 62.8644 | 0 | 87.6473 | 87.6473 | 0 | 0 | 0 | 0
E,GSFmCZ08rWtd | SWSV001 | E,G |  | Medium (25% to 15%)-SFm | Medium (25% to 15%) | SFm | CZ08 | 25% Leakage | rWtd | DnDeemDI | Cap-tons | BW & BRO-RCx | Existing Residential Duct System, 25% Leakage, SFm, CZ08, rWtd | Duct Seal and Test, Residential, Medium (25% to 15%), SFm, CZ08, rWtd | [9 empty] | 0.0129 | 11.1 | 1.08 | 0 | 0 | 0 | 0 | 0 | 24.7829 | 62.8644 | 0 | 87.6473 | 87.6473 | 0 | 0 | 0 | 0
E,GSFmCZ09rWtd | SWSV001 | E,G |  | Medium (25% to 15%)-SFm | Medium (25% to 15%) | SFm | CZ09 | 25% Leakage | rWtd | DnDeemDI | Cap-tons | BW & BRO-RCx | Existing Residential Duct System, 25% Leakage, SFm, CZ09, rWtd | Duct Seal and Test, Residential, Medium (25% to 15%), SFm, CZ09, rWtd | [9 empty] | 0.0295 | 18.4 | 2.05 | 0 | 0 | 0 | 0 | 0 | 24.7829 | 62.8644 | 0 | 87.6473 | 87.6473 | 0 | 0 | 0 | 0
E,GSFmCZ10rWtd | SWSV001 | E,G |  | Medium (25% to 15%)-SFm | Medium (25% to 15%) | SFm | CZ10 | 25% Leakage | rWtd | DnDeemDI | Cap-tons | BW & BRO-RCx | Existing Residential Duct System, 25% Leakage, SFm, CZ10, rWtd | Duct Seal and Test, Residential, Medium (25% to 15%), SFm, CZ10, rWtd | [9 empty] | 0.0388 | 29.8 | 3.19 | 0 | 0 | 0 | 0 | 0 | 24.7829 | 62.8644 | 0 | 87.6473 | 87.6473 | 0 | 0 | 0 | 0
E,GSFmCZ11rWtd | SWSV001 | E,G |  | Medium (25% to 15%)-SFm | Medium (25% to 15%) | SFm | CZ11 | 25% Leakage | rWtd | DnDeemDI | Cap-tons | BW & BRO-RCx | Existing Residential Duct System, 25% Leakage, SFm, CZ11, rWtd | Duct Seal and Test, Residential, Medium (25% to 15%), SFm, CZ11, rWtd | [9 empty] | 0.0418 | 30.6 | 3.05 | 0 | 0 | 0 | 0 | 0 | 24.7829 | 62.8644 | 0 | 87.6473 | 87.6473 | 0 | 0 | 0 | 0
E,GSFmCZ12rWtd | SWSV001 | E,G |  | Medium (25% to 15%)-SFm | Medium (25% to 15%) | SFm | CZ12 | 25% Leakage | rWtd | DnDeemDI | Cap-tons | BW & BRO-RCx | Existing Residential Duct System, 25% Leakage, SFm, CZ12, rWtd | Duct Seal and Test, Residential, Medium (25% to 15%), SFm, CZ12, rWtd | [9 empty] | 0.0273 | 18.9 | 3.78 | 0 | 0 | 0 | 0 | 0 | 24.7829 | 62.8644 | 0 | 87.6473 | 87.6473 | 0 | 0 | 0 | 0
E,GSFmCZ13rWtd | SWSV001 | E,G |  | Medium (25% to 15%)-SFm | Medium (25% to 15%) | SFm | CZ13 | 25% Leakage | rWtd | DnDeemDI | Cap-tons | BW & BRO-RCx | Existing Residential Duct System, 25% Leakage, SFm, CZ13, rWtd | Duct Seal and Test, Residential, Medium (25% to 15%), SFm, CZ13, rWtd | [9 empty] | 0.0329 | 35.4 | 3.26 | 0 | 0 | 0 | 0 | 0 | 24.7829 | 62.8644 | 0 | 87.6473 | 87.6473 | 0 | 0 | 0 | 0
E,GSFmCZ14rWtd | SWSV001 | E,G |  | Medium (25% to 15%)-SFm | Medium (25% to 15%) | SFm | CZ14 | 25% Leakage | rWtd | DnDeemDI | Cap-tons | BW & BRO-RCx | Existing Residential Duct System, 25% Leakage, SFm, CZ14, rWtd | Duct Seal and Test, Residential, Medium (25% to 15%), SFm, CZ14, rWtd | [9 empty] | 0.0491 | 62.2 | 3.47 | 0 | 0 | 0 | 0 | 0 | 24.7829 | 62.8644 | 0 | 87.6473 | 87.6473 | 0 | 0 | 0 | 0
E,GSFmCZ15rWtd | SWSV001 | E,G |  | Medium (25% to 15%)-SFm | Medium (25% to 15%) | SFm | CZ15 | 25% Leakage | rWtd | DnDeemDI | Cap-tons | BW & BRO-RCx | Existing Residential Duct System, 25% Leakage, SFm, CZ15, rWtd | Duct Seal and Test, Residential, Medium (25% to 15%), SFm, CZ15, rWtd | [9 empty] | 0.0359 | 56.6 | 1.44 | 0 | 0 | 0 | 0 | 0 | 24.7829 | 62.8644 | 0 | 87.6473 | 87.6473 | 0 | 0 | 0 | 0
E,GSFmCZ16rWtd | SWSV001 | E,G |  | Medium (25% to 15%)-SFm | Medium (25% to 15%) | SFm | CZ16 | 25% Leakage | rWtd | DnDeemDI | Cap-tons | BW & BRO-RCx | Existing Residential Duct System, 25% Leakage, SFm, CZ16, rWtd | Duct Seal and Test, Residential, Medium (25% to 15%), SFm, CZ16, rWtd | [9 empty] | 0.00771 | 6.01 | 2.86 | 0 | 0 | 0 | 0 | 0 | 24.7829 | 62.8644 | 0 | 87.6473 | 87.6473 | 0 | 0 | 0 | 0
DDMoCZ01rWtd | SWSV001 | D |  | High (40% to 12%)-DMo | High (40% to 12%) | DMo | CZ01 | 40% Leakage | rWtd | DnDeemDI | Cap-tons | BW & BRO-RCx | Existing Residential Duct System, 40% Leakage, DMo, CZ01, rWtd | Duct Seal and Test, Residential, High (40% to 12%), DMo, CZ01, rWtd | [9 empty] | 0 | 3.47 | 4.12 | 0 | 0 | 0 | 0 | 0 | 24.7829 | 62.8644 | 0 | 87.6473 | 87.6473 | 0 | 0 | 0 | 0
DDMoCZ02rWtd | SWSV001 | D |  | High (40% to 12%)-DMo | High (40% to 12%) | DMo | CZ02 | 40% Leakage | rWtd | DnDeemDI | Cap-tons | BW & BRO-RCx | Existing Residential Duct System, 40% Leakage, DMo, CZ02, rWtd | Duct Seal and Test, Residential, High (40% to 12%), DMo, CZ02, rWtd | [9 empty] | 0.0736 | 139 | 5.32 | 0 | 0 | 0 | 0 | 0 | 24.7829 | 62.8644 | 0 | 87.6473 | 87.6473 | 0 | 0 | 0 | 0
DDMoCZ03rWtd | SWSV001 | D |  | High (40% to 12%)-DMo | High (40% to 12%) | DMo | CZ03 | 40% Leakage | rWtd | DnDeemDI | Cap-tons | BW & BRO-RCx | Existing Residential Duct System, 40% Leakage, DMo, CZ03, rWtd | Duct Seal and Test, Residential, High (40% to 12%), DMo, CZ03, rWtd | [9 empty] | 0.0226 | 88.2 | 5.14 | 0 | 0 | 0 | 0 | 0 | 24.7829 | 62.8644 | 0 | 87.6473 | 87.6473 | 0 | 0 | 0 | 0
DDMoCZ04rWtd | SWSV001 | D |  | High (40% to 12%)-DMo | High (40% to 12%) | DMo | CZ04 | 40% Leakage | rWtd | DnDeemDI | Cap-tons | BW & BRO-RCx | Existing Residential Duct System, 40% Leakage, DMo, CZ04, rWtd | Duct Seal and Test, Residential, High (40% to 12%), DMo, CZ04, rWtd | [9 empty] | 0.053 | 127 | 6.08 | 0 | 0 | 0 | 0 | 0 | 24.7829 | 62.8644 | 0 | 87.6473 | 87.6473 | 0 | 0 | 0 | 0
DDMoCZ05rWtd | SWSV001 | D |  | High (40% to 12%)-DMo | High (40% to 12%) | DMo | CZ05 | 40% Leakage | rWtd | DnDeemDI | Cap-tons | BW & BRO-RCx | Existing Residential Duct System, 40% Leakage, DMo, CZ05, rWtd | Duct Seal and Test, Residential, High (40% to 12%), DMo, CZ05, rWtd | [9 empty] | 0.00693 | 17.4 | 7.98 | 0 | 0 | 0 | 0 | 0 | 24.7829 | 62.8644 | 0 | 87.6473 | 87.6473 | 0 | 0 | 0 | 0
DDMoCZ06rWtd | SWSV001 | D |  | High (40% to 12%)-DMo | High (40% to 12%) | DMo | CZ06 | 40% Leakage | rWtd | DnDeemDI | Cap-tons | BW & BRO-RCx | Existing Residential Duct System, 40% Leakage, DMo, CZ06, rWtd | Duct Seal and Test, Residential, High (40% to 12%), DMo, CZ06, rWtd | [9 empty] | 0.0107 | 25.9 | 3.45 | 0 | 0 | 0 | 0 | 0 | 24.7829 | 62.8644 | 0 | 87.6473 | 87.6473 | 0 | 0 | 0 | 0
DDMoCZ07rWtd | SWSV001 | D |  | High (40% to 12%)-DMo | High (40% to 12%) | DMo | CZ07 | 40% Leakage | rWtd | DnDeemDI | Cap-tons | BW & BRO-RCx | Existing Residential Duct System, 40% Leakage, DMo, CZ07, rWtd | Duct Seal and Test, Residential, High (40% to 12%), DMo, CZ07, rWtd | [9 empty] | 0.00862 | 43 | 2 | 0 | 0 | 0 | 0 | 0 | 24.7829 | 62.8644 | 0 | 87.6473 | 87.6473 | 0 | 0 | 0 | 0
DDMoCZ08rWtd | SWSV001 | D |  | High (40% to 12%)-DMo | High (40% to 12%) | DMo | CZ08 | 40% Leakage | rWtd | DnDeemDI | Cap-tons | BW & BRO-RCx | Existing Residential Duct System, 40% Leakage, DMo, CZ08, rWtd | Duct Seal and Test, Residential, High (40% to 12%), DMo, CZ08, rWtd | [9 empty] | 0.0424 | 135 | 3.1 | 0 | 0 | 0 | 0 | 0 | 24.7829 | 62.8644 | 0 | 87.6473 | 87.6473 | 0 | 0 | 0 | 0
DDMoCZ09rWtd | SWSV001 | D |  | High (40% to 12%)-DMo | High (40% to 12%) | DMo | CZ09 | 40% Leakage | rWtd | DnDeemDI | Cap-tons | BW & BRO-RCx | Existing Residential Duct System, 40% Leakage, DMo, CZ09, rWtd | Duct Seal and Test, Residential, High (40% to 12%), DMo, CZ09, rWtd | [9 empty] | 0.0839 | 139 | 4.08 | 0 | 0 | 0 | 0 | 0 | 24.7829 | 62.8644 | 0 | 87.6473 | 87.6473 | 0 | 0 | 0 | 0
DDMoCZ10rWtd | SWSV001 | D |  | High (40% to 12%)-DMo | High (40% to 12%) | DMo | CZ10 | 40% Leakage | rWtd | DnDeemDI | Cap-tons | BW & BRO-RCx | Existing Residential Duct System, 40% Leakage, DMo, CZ10, rWtd | Duct Seal and Test, Residential, High (40% to 12%), DMo, CZ10, rWtd | [9 empty] | 0.115 | 196 | 3.39 | 0 | 0 | 0 | 0 | 0 | 24.7829 | 62.8644 | 0 | 87.6473 | 87.6473 | 0 | 0 | 0 | 0
DDMoCZ11rWtd | SWSV001 | D |  | High (40% to 12%)-DMo | High (40% to 12%) | DMo | CZ11 | 40% Leakage | rWtd | DnDeemDI | Cap-tons | BW & BRO-RCx | Existing Residential Duct System, 40% Leakage, DMo, CZ11, rWtd | Duct Seal and Test, Residential, High (40% to 12%), DMo, CZ11, rWtd | [9 empty] | 0.145 | 189 | 7.44 | 0 | 0 | 0 | 0 | 0 | 24.7829 | 62.8644 | 0 | 87.6473 | 87.6473 | 0 | 0 | 0 | 0
DDMoCZ12rWtd | SWSV001 | D |  | High (40% to 12%)-DMo | High (40% to 12%) | DMo | CZ12 | 40% Leakage | rWtd | DnDeemDI | Cap-tons | BW & BRO-RCx | Existing Residential Duct System, 40% Leakage, DMo, CZ12, rWtd | Duct Seal and Test, Residential, High (40% to 12%), DMo, CZ12, rWtd | [9 empty] | 0.111 | 176 | 5.17 | 0 | 0 | 0 | 0 | 0 | 24.7829 | 62.8644 | 0 | 87.6473 | 87.6473 | 0 | 0 | 0 | 0
DDMoCZ13rWtd | SWSV001 | D |  | High (40% to 12%)-DMo | High (40% to 12%) | DMo | CZ13 | 40% Leakage | rWtd | DnDeemDI | Cap-tons | BW & BRO-RCx | Existing Residential Duct System, 40% Leakage, DMo, CZ13, rWtd | Duct Seal and Test, Residential, High (40% to 12%), DMo, CZ13, rWtd | [9 empty] | 0.108 | 184 | 5.6 | 0 | 0 | 0 | 0 | 0 | 24.7829 | 62.8644 | 0 | 87.6473 | 87.6473 | 0 | 0 | 0 | 0
DDMoCZ14rWtd | SWSV001 | D |  | High (40% to 12%)-DMo | High (40% to 12%) | DMo | CZ14 | 40% Leakage | rWtd | DnDeemDI | Cap-tons | BW & BRO-RCx | Existing Residential Duct System, 40% Leakage, DMo, CZ14, rWtd | Duct Seal and Test, Residential, High (40% to 12%), DMo, CZ14, rWtd | [9 empty] | 0.147 | 157 | 8.19 | 0 | 0 | 0 | 0 | 0 | 24.7829 | 62.8644 | 0 | 87.6473 | 87.6473 | 0 | 0 | 0 | 0
DDMoCZ15rWtd | SWSV001 | D |  | High (40% to 12%)-DMo | High (40% to 12%) | DMo | CZ15 | 40% Leakage | rWtd | DnDeemDI | Cap-tons | BW & BRO-RCx | Existing Residential Duct System, 40% Leakage, DMo, CZ15, rWtd | Duct Seal and Test, Residential, High (40% to 12%), DMo, CZ15, rWtd | [9 empty] | 0.126 | 298 | 2.15 | 0 | 0 | 0 | 0 | 0 | 24.7829 | 62.8644 | 0 | 87.6473 | 87.6473 | 0 | 0 | 0 | 0
DDMoCZ16rWtd | SWSV001 | D |  | High (40% to 12%)-DMo | High (40% to 12%) | DMo | CZ16 | 40% Leakage | rWtd | DnDeemDI | Cap-tons | BW & BRO-RCx | Existing Residential Duct System, 40% Leakage, DMo, CZ16, rWtd | Duct Seal and Test, Residential, High (40% to 12%), DMo, CZ16, rWtd | [9 empty] | 0.0539 | 159 | 7.98 | 0 | 0 | 0 | 0 | 0 | 24.7829 | 62.8644 | 0 | 87.6473 | 87.6473 | 0 | 0 | 0 | 0
F,HMFmCZ01rWtd | SWSV001 | F,H |  | High (40% to 12%)-MFm | High (40% to 12%) | MFm | CZ01 | 40% Leakage | rWtd | DnDeemDI | Cap-tons | BW & BRO-RCx | Existing Residential Duct System, 40% Leakage, MFm, CZ01, rWtd | Duct Seal and Test, Residential, High (40% to 12%), MFm, CZ01, rWtd | [9 empty] | 0 | 2.32 | 2.08 | 0 | 0 | 0 | 0 | 0 | 24.7829 | 62.8644 | 0 | 87.6473 | 87.6473 | 0 | 0 | 0 | 0
F,HMFmCZ02rWtd | SWSV001 | F,H |  | High (40% to 12%)-MFm | High (40% to 12%) | MFm | CZ02 | 40% Leakage | rWtd | DnDeemDI | Cap-tons | BW & BRO-RCx | Existing Residential Duct System, 40% Leakage, MFm, CZ02, rWtd | Duct Seal and Test, Residential, High (40% to 12%), MFm, CZ02, rWtd | [9 empty] | 0.00557 | 4.28 | 1.36 | 0 | 0 | 0 | 0 | 0 | 24.7829 | 62.8644 | 0 | 87.6473 | 87.6473 | 0 | 0 | 0 | 0
F,HMFmCZ03rWtd | SWSV001 | F,H |  | High (40% to 12%)-MFm | High (40% to 12%) | MFm | CZ03 | 40% Leakage | rWtd | DnDeemDI | Cap-tons | BW & BRO-RCx | Existing Residential Duct System, 40% Leakage, MFm, CZ03, rWtd | Duct Seal and Test, Residential, High (40% to 12%), MFm, CZ03, rWtd | [9 empty] | 0.00035 | 1.93 | 1.75 | 0 | 0 | 0 | 0 | 0 | 24.7829 | 62.8644 | 0 | 87.6473 | 87.6473 | 0 | 0 | 0 | 0
F,HMFmCZ04rWtd | SWSV001 | F,H |  | High (40% to 12%)-MFm | High (40% to 12%) | MFm | CZ04 | 40% Leakage | rWtd | DnDeemDI | Cap-tons | BW & BRO-RCx | Existing Residential Duct System, 40% Leakage, MFm, CZ04, rWtd | Duct Seal and Test, Residential, High (40% to 12%), MFm, CZ04, rWtd | [9 empty] | 0.00643 | 4.91 | 0.896 | 0 | 0 | 0 | 0 | 0 | 24.7829 | 62.8644 | 0 | 87.6473 | 87.6473 | 0 | 0 | 0 | 0
F,HMFmCZ05rWtd | SWSV001 | F,H |  | High (40% to 12%)-MFm | High (40% to 12%) | MFm | CZ05 | 40% Leakage | rWtd | DnDeemDI | Cap-tons | BW & BRO-RCx | Existing Residential Duct System, 40% Leakage, MFm, CZ05, rWtd | Duct Seal and Test, Residential, High (40% to 12%), MFm, CZ05, rWtd | [9 empty] | 0.00076 | 2.02 | 1.29 | 0 | 0 | 0 | 0 | 0 | 24.7829 | 62.8644 | 0 | 87.6473 | 87.6473 | 0 | 0 | 0 | 0
F,HMFmCZ06rWtd | SWSV001 | F,H |  | High (40% to 12%)-MFm | High (40% to 12%) | MFm | CZ06 | 40% Leakage | rWtd | DnDeemDI | Cap-tons | BW & BRO-RCx | Existing Residential Duct System, 40% Leakage, MFm, CZ06, rWtd | Duct Seal and Test, Residential, High (40% to 12%), MFm, CZ06, rWtd | [9 empty] | 0.00548 | 3.5 | 0.847 | 0 | 0 | 0 | 0 | 0 | 24.7829 | 62.8644 | 0 | 87.6473 | 87.6473 | 0 | 0 | 0 | 0
F,HMFmCZ07rWtd | SWSV001 | F,H |  | High (40% to 12%)-MFm | High (40% to 12%) | MFm | CZ07 | 40% Leakage | rWtd | DnDeemDI | Cap-tons | BW & BRO-RCx | Existing Residential Duct System, 40% Leakage, MFm, CZ07, rWtd | Duct Seal and Test, Residential, High (40% to 12%), MFm, CZ07, rWtd | [9 empty] | 0.00277 | 3.25 | 0.726 | 0 | 0 | 0 | 0 | 0 | 24.7829 | 62.8644 | 0 | 87.6473 | 87.6473 | 0 | 0 | 0 | 0
F,HMFmCZ08rWtd | SWSV001 | F,H |  | High (40% to 12%)-MFm | High (40% to 12%) | MFm | CZ08 | 40% Leakage | rWtd | DnDeemDI | Cap-tons | BW & BRO-RCx | Existing Residential Duct System, 40% Leakage, MFm, CZ08, rWtd | Duct Seal and Test, Residential, High (40% to 12%), MFm, CZ08, rWtd | [9 empty] | 0.00481 | 5.57 | 0.721 | 0 | 0 | 0 | 0 | 0 | 24.7829 | 62.8644 | 0 | 87.6473 | 87.6473 | 0 | 0 | 0 | 0
F,HMFmCZ09rWtd | SWSV001 | F,H |  | High (40% to 12%)-MFm | High (40% to 12%) | MFm | CZ09 | 40% Leakage | rWtd | DnDeemDI | Cap-tons | BW & BRO-RCx | Existing Residential Duct System, 40% Leakage, MFm, CZ09, rWtd | Duct Seal and Test, Residential, High (40% to 12%), MFm, CZ09, rWtd | [9 empty] | 0.0106 | 9.82 | 1.13 | 0 | 0 | 0 | 0 | 0 | 24.7829 | 62.8644 | 0 | 87.6473 | 87.6473 | 0 | 0 | 0 | 0
F,HMFmCZ10rWtd | SWSV001 | F,H |  | High (40% to 12%)-MFm | High (40% to 12%) | MFm | CZ10 | 40% Leakage | rWtd | DnDeemDI | Cap-tons | BW & BRO-RCx | Existing Residential Duct System, 40% Leakage, MFm, CZ10, rWtd | Duct Seal and Test, Residential, High (40% to 12%), MFm, CZ10, rWtd | [9 empty] | 0.0151 | 10.8 | 0.731 | 0 | 0 | 0 | 0 | 0 | 24.7829 | 62.8644 | 0 | 87.6473 | 87.6473 | 0 | 0 | 0 | 0
F,HMFmCZ11rWtd | SWSV001 | F,H |  | High (40% to 12%)-MFm | High (40% to 12%) | MFm | CZ11 | 40% Leakage | rWtd | DnDeemDI | Cap-tons | BW & BRO-RCx | Existing Residential Duct System, 40% Leakage, MFm, CZ11, rWtd | Duct Seal and Test, Residential, High (40% to 12%), MFm, CZ11, rWtd | [9 empty] | 0.0227 | 27.8 | 1.87 | 0 | 0 | 0 | 0 | 0 | 24.7829 | 62.8644 | 0 | 87.6473 | 87.6473 | 0 | 0 | 0 | 0
F,HMFmCZ12rWtd | SWSV001 | F,H |  | High (40% to 12%)-MFm | High (40% to 12%) | MFm | CZ12 | 40% Leakage | rWtd | DnDeemDI | Cap-tons | BW & BRO-RCx | Existing Residential Duct System, 40% Leakage, MFm, CZ12, rWtd | Duct Seal and Test, Residential, High (40% to 12%), MFm, CZ12, rWtd | [9 empty] | 0.0137 | 15 | 1.35 | 0 | 0 | 0 | 0 | 0 | 24.7829 | 62.8644 | 0 | 87.6473 | 87.6473 | 0 | 0 | 0 | 0
F,HMFmCZ13rWtd | SWSV001 | F,H |  | High (40% to 12%)-MFm | High (40% to 12%) | MFm | CZ13 | 40% Leakage | rWtd | DnDeemDI | Cap-tons | BW & BRO-RCx | Existing Residential Duct System, 40% Leakage, MFm, CZ13, rWtd | Duct Seal and Test, Residential, High (40% to 12%), MFm, CZ13, rWtd | [9 empty] | 0.0187 | 25.4 | 1.57 | 0 | 0 | 0 | 0 | 0 | 24.7829 | 62.8644 | 0 | 87.6473 | 87.6473 | 0 | 0 | 0 | 0
F,HMFmCZ14rWtd | SWSV001 | F,H |  | High (40% to 12%)-MFm | High (40% to 12%) | MFm | CZ14 | 40% Leakage | rWtd | DnDeemDI | Cap-tons | BW & BRO-RCx | Existing Residential Duct System, 40% Leakage, MFm, CZ14, rWtd | Duct Seal and Test, Residential, High (40% to 12%), MFm, CZ14, rWtd | [9 empty] | 0.0213 | 39.8 | 2.19 | 0 | 0 | 0 | 0 | 0 | 24.7829 | 62.8644 | 0 | 87.6473 | 87.6473 | 0 | 0 | 0 | 0
F,HMFmCZ15rWtd | SWSV001 | F,H |  | High (40% to 12%)-MFm | High (40% to 12%) | MFm | CZ15 | 40% Leakage | rWtd | DnDeemDI | Cap-tons | BW & BRO-RCx | Existing Residential Duct System, 40% Leakage, MFm, CZ15, rWtd | Duct Seal and Test, Residential, High (40% to 12%), MFm, CZ15, rWtd | [9 empty] | 0.0193 | 35.6 | 0.655 | 0 | 0 | 0 | 0 | 0 | 24.7829 | 62.8644 | 0 | 87.6473 | 87.6473 | 0 | 0 | 0 | 0
F,HMFmCZ16rWtd | SWSV001 | F,H |  | High (40% to 12%)-MFm | High (40% to 12%) | MFm | CZ16 | 40% Leakage | rWtd | DnDeemDI | Cap-tons | BW & BRO-RCx | Existing Residential Duct System, 40% Leakage, MFm, CZ16, rWtd | Duct Seal and Test, Residential, High (40% to 12%), MFm, CZ16, rWtd | [9 empty] | 0.0136 | 22.3 | 3.96 | 0 | 0 | 0 | 0 | 0 | 24.7829 | 62.8644 | 0 | 87.6473 | 87.6473 | 0 | 0 | 0 | 0
F,HSFmCZ01rWtd | SWSV001 | F,H |  | High (40% to 12%)-SFm | High (40% to 12%) | SFm | CZ01 | 40% Leakage | rWtd | DnDeemDI | Cap-tons | BW & BRO-RCx | Existing Residential Duct System, 40% Leakage, SFm, CZ01, rWtd | Duct Seal and Test, Residential, High (40% to 12%), SFm, CZ01, rWtd | [9 empty] | 0 | 7.67 | 10.8 | 0 | 0 | 0 | 0 | 0 | 24.7829 | 62.8644 | 0 | 87.6473 | 87.6473 | 0 | 0 | 0 | 0
F,HSFmCZ02rWtd | SWSV001 | F,H |  | High (40% to 12%)-SFm | High (40% to 12%) | SFm | CZ02 | 40% Leakage | rWtd | DnDeemDI | Cap-tons | BW & BRO-RCx | Existing Residential Duct System, 40% Leakage, SFm, CZ02, rWtd | Duct Seal and Test, Residential, High (40% to 12%), SFm, CZ02, rWtd | [9 empty] | 0.0275 | 20.7 | 13.4 | 0 | 0 | 0 | 0 | 0 | 24.7829 | 62.8644 | 0 | 87.6473 | 87.6473 | 0 | 0 | 0 | 0
F,HSFmCZ03rWtd | SWSV001 | F,H |  | High (40% to 12%)-SFm | High (40% to 12%) | SFm | CZ03 | 40% Leakage | rWtd | DnDeemDI | Cap-tons | BW & BRO-RCx | Existing Residential Duct System, 40% Leakage, SFm, CZ03, rWtd | Duct Seal and Test, Residential, High (40% to 12%), SFm, CZ03, rWtd | [9 empty] | 0.0035 | 6.39 | 8.19 | 0 | 0 | 0 | 0 | 0 | 24.7829 | 62.8644 | 0 | 87.6473 | 87.6473 | 0 | 0 | 0 | 0
F,HSFmCZ04rWtd | SWSV001 | F,H |  | High (40% to 12%)-SFm | High (40% to 12%) | SFm | CZ04 | 40% Leakage | rWtd | DnDeemDI | Cap-tons | BW & BRO-RCx | Existing Residential Duct System, 40% Leakage, SFm, CZ04, rWtd | Duct Seal and Test, Residential, High (40% to 12%), SFm, CZ04, rWtd | [9 empty] | 0.0338 | 20.5 | 8.28 | 0 | 0 | 0 | 0 | 0 | 24.7829 | 62.8644 | 0 | 87.6473 | 87.6473 | 0 | 0 | 0 | 0
F,HSFmCZ05rWtd | SWSV001 | F,H |  | High (40% to 12%)-SFm | High (40% to 12%) | SFm | CZ05 | 40% Leakage | rWtd | DnDeemDI | Cap-tons | BW & BRO-RCx | Existing Residential Duct System, 40% Leakage, SFm, CZ05, rWtd | Duct Seal and Test, Residential, High (40% to 12%), SFm, CZ05, rWtd | [9 empty] | 0.00459 | 7.21 | 8.79 | 0 | 0 | 0 | 0 | 0 | 24.7829 | 62.8644 | 0 | 87.6473 | 87.6473 | 0 | 0 | 0 | 0
F,HSFmCZ06rWtd | SWSV001 | F,H |  | High (40% to 12%)-SFm | High (40% to 12%) | SFm | CZ06 | 40% Leakage | rWtd | DnDeemDI | Cap-tons | BW & BRO-RCx | Existing Residential Duct System, 40% Leakage, SFm, CZ06, rWtd | Duct Seal and Test, Residential, High (40% to 12%), SFm, CZ06, rWtd | [9 empty] | 0.0227 | 10.3 | 3.29 | 0 | 0 | 0 | 0 | 0 | 24.7829 | 62.8644 | 0 | 87.6473 | 87.6473 | 0 | 0 | 0 | 0
F,HSFmCZ07rWtd | SWSV001 | F,H |  | High (40% to 12%)-SFm | High (40% to 12%) | SFm | CZ07 | 40% Leakage | rWtd | DnDeemDI | Cap-tons | BW & BRO-RCx | Existing Residential Duct System, 40% Leakage, SFm, CZ07, rWtd | Duct Seal and Test, Residential, High (40% to 12%), SFm, CZ07, rWtd | [9 empty] | 0.017 | 11.4 | 2.96 | 0 | 0 | 0 | 0 | 0 | 24.7829 | 62.8644 | 0 | 87.6473 | 87.6473 | 0 | 0 | 0 | 0
F,HSFmCZ08rWtd | SWSV001 | F,H |  | High (40% to 12%)-SFm | High (40% to 12%) | SFm | CZ08 | 40% Leakage | rWtd | DnDeemDI | Cap-tons | BW & BRO-RCx | Existing Residential Duct System, 40% Leakage, SFm, CZ08, rWtd | Duct Seal and Test, Residential, High (40% to 12%), SFm, CZ08, rWtd | [9 empty] | 0.0298 | 26.1 | 2.64 | 0 | 0 | 0 | 0 | 0 | 24.7829 | 62.8644 | 0 | 87.6473 | 87.6473 | 0 | 0 | 0 | 0
F,HSFmCZ09rWtd | SWSV001 | F,H |  | High (40% to 12%)-SFm | High (40% to 12%) | SFm | CZ09 | 40% Leakage | rWtd | DnDeemDI | Cap-tons | BW & BRO-RCx | Existing Residential Duct System, 40% Leakage, SFm, CZ09, rWtd | Duct Seal and Test, Residential, High (40% to 12%), SFm, CZ09, rWtd | [9 empty] | 0.0655 | 43.5 | 5.03 | 0 | 0 | 0 | 0 | 0 | 24.7829 | 62.8644 | 0 | 87.6473 | 87.6473 | 0 | 0 | 0 | 0
F,HSFmCZ10rWtd | SWSV001 | F,H |  | High (40% to 12%)-SFm | High (40% to 12%) | SFm | CZ10 | 40% Leakage | rWtd | DnDeemDI | Cap-tons | BW & BRO-RCx | Existing Residential Duct System, 40% Leakage, SFm, CZ10, rWtd | Duct Seal and Test, Residential, High (40% to 12%), SFm, CZ10, rWtd | [9 empty] | 0.0885 | 71 | 7.82 | 0 | 0 | 0 | 0 | 0 | 24.7829 | 62.8644 | 0 | 87.6473 | 87.6473 | 0 | 0 | 0 | 0
F,HSFmCZ11rWtd | SWSV001 | F,H |  | High (40% to 12%)-SFm | High (40% to 12%) | SFm | CZ11 | 40% Leakage | rWtd | DnDeemDI | Cap-tons | BW & BRO-RCx | Existing Residential Duct System, 40% Leakage, SFm, CZ11, rWtd | Duct Seal and Test, Residential, High (40% to 12%), SFm, CZ11, rWtd | [9 empty] | 0.0991 | 73.8 | 7.5 | 0 | 0 | 0 | 0 | 0 | 24.7829 | 62.8644 | 0 | 87.6473 | 87.6473 | 0 | 0 | 0 | 0
F,HSFmCZ12rWtd | SWSV001 | F,H |  | High (40% to 12%)-SFm | High (40% to 12%) | SFm | CZ12 | 40% Leakage | rWtd | DnDeemDI | Cap-tons | BW & BRO-RCx | Existing Residential Duct System, 40% Leakage, SFm, CZ12, rWtd | Duct Seal and Test, Residential, High (40% to 12%), SFm, CZ12, rWtd | [9 empty] | 0.0618 | 45.4 | 9.27 | 0 | 0 | 0 | 0 | 0 | 24.7829 | 62.8644 | 0 | 87.6473 | 87.6473 | 0 | 0 | 0 | 0
F,HSFmCZ13rWtd | SWSV001 | F,H |  | High (40% to 12%)-SFm | High (40% to 12%) | SFm | CZ13 | 40% Leakage | rWtd | DnDeemDI | Cap-tons | BW & BRO-RCx | Existing Residential Duct System, 40% Leakage, SFm, CZ13, rWtd | Duct Seal and Test, Residential, High (40% to 12%), SFm, CZ13, rWtd | [9 empty] | 0.0758 | 84.8 | 8 | 0 | 0 | 0 | 0 | 0 | 24.7829 | 62.8644 | 0 | 87.6473 | 87.6473 | 0 | 0 | 0 | 0
F,HSFmCZ14rWtd | SWSV001 | F,H |  | High (40% to 12%)-SFm | High (40% to 12%) | SFm | CZ14 | 40% Leakage | rWtd | DnDeemDI | Cap-tons | BW & BRO-RCx | Existing Residential Duct System, 40% Leakage, SFm, CZ14, rWtd | Duct Seal and Test, Residential, High (40% to 12%), SFm, CZ14, rWtd | [9 empty] | 0.115 | 147 | 8.57 | 0 | 0 | 0 | 0 | 0 | 24.7829 | 62.8644 | 0 | 87.6473 | 87.6473 | 0 | 0 | 0 | 0
F,HSFmCZ15rWtd | SWSV001 | F,H |  | High (40% to 12%)-SFm | High (40% to 12%) | SFm | CZ15 | 40% Leakage | rWtd | DnDeemDI | Cap-tons | BW & BRO-RCx | Existing Residential Duct System, 40% Leakage, SFm, CZ15, rWtd | Duct Seal and Test, Residential, High (40% to 12%), SFm, CZ15, rWtd | [9 empty] | 0.0862 | 137 | 3.56 | 0 | 0 | 0 | 0 | 0 | 24.7829 | 62.8644 | 0 | 87.6473 | 87.6473 | 0 | 0 | 0 | 0
F,HSFmCZ16rWtd | SWSV001 | F,H |  | High (40% to 12%)-SFm | High (40% to 12%) | SFm | CZ16 | 40% Leakage | rWtd | DnDeemDI | Cap-tons | BW & BRO-RCx | Existing Residential Duct System, 40% Leakage, SFm, CZ16, rWtd | Duct Seal and Test, Residential, High (40% to 12%), SFm, CZ16, rWtd | [9 empty] | 0.0188 | 14.6 | 7.03 | 0 | 0 | 0 | 0 | 0 | 24.7829 | 62.8644 | 0 | 87.6473 | 87.6473 | 0 | 0 | 0 | 0
CDMoCZ01rDXGF | SWSV001 | C |  | Medium (25% to 15%)-DMo | Medium (25% to 15%) | DMo | CZ01 | 25% Leakage | rDXGF | DnDeemDI | Cap-tons | BW & BRO-RCx | Existing Residential Duct System, 25% Leakage, DMo, CZ01, rDXGF | Duct Seal and Test, Residential, Medium (25% to 15%), DMo, CZ01, rDXGF | [9 empty] | 0 | 1.7 | 2.1 | 0 | 0 | 0 | 0 | 0 | 24.7829 | 62.8644 | 0 | 87.6473 | 87.6473 | 0 | 0 | 0 | 0
CDMoCZ02rDXGF | SWSV001 | C |  | Medium (25% to 15%)-DMo | Medium (25% to 15%) | DMo | CZ02 | 25% Leakage | rDXGF | DnDeemDI | Cap-tons | BW & BRO-RCx | Existing Residential Duct System, 25% Leakage, DMo, CZ02, rDXGF | Duct Seal and Test, Residential, Medium (25% to 15%), DMo, CZ02, rDXGF | [9 empty] | 0.0357 | 85 | 2.76 | 0 | 0 | 0 | 0 | 0 | 24.7829 | 62.8644 | 0 | 87.6473 | 87.6473 | 0 | 0 | 0 | 0
CDMoCZ03rDXGF | SWSV001 | C |  | Medium (25% to 15%)-DMo | Medium (25% to 15%) | DMo | CZ03 | 25% Leakage | rDXGF | DnDeemDI | Cap-tons | BW & BRO-RCx | Existing Residential Duct System, 25% Leakage, DMo, CZ03, rDXGF | Duct Seal and Test, Residential, Medium (25% to 15%), DMo, CZ03, rDXGF | [9 empty] | 0.0183 | 87.2 | 2.65 | 0 | 0 | 0 | 0 | 0 | 24.7829 | 62.8644 | 0 | 87.6473 | 87.6473 | 0 | 0 | 0 | 0
CDMoCZ04rDXGF | SWSV001 | C |  | Medium (25% to 15%)-DMo | Medium (25% to 15%) | DMo | CZ04 | 25% Leakage | rDXGF | DnDeemDI | Cap-tons | BW & BRO-RCx | Existing Residential Duct System, 25% Leakage, DMo, CZ04, rDXGF | Duct Seal and Test, Residential, Medium (25% to 15%), DMo, CZ04, rDXGF | [9 empty] | 0.0315 | 101 | 3.14 | 0 | 0 | 0 | Model of DMo = 23 feet by 54 feet building size | 0 | 24.7829 | 62.8644 | 0 | 87.6473 | 87.6473 | 0 | 0 | 0 | 0
CDMoCZ05rDXGF | SWSV001 | C |  | Medium (25% to 15%)-DMo | Medium (25% to 15%) | DMo | CZ05 | 25% Leakage | rDXGF | DnDeemDI | Cap-tons | BW & BRO-RCx | Existing Residential Duct System, 25% Leakage, DMo, CZ05, rDXGF | Duct Seal and Test, Residential, Medium (25% to 15%), DMo, CZ05, rDXGF | [9 empty] | 0.0284 | 45.7 | 4.1 | 0 | 0 | 0 | RSMeans 2014: Page 328, 23-33-46-10 Flexible Air Ducts for 8" per linear foot material=$6.80 & labor =$4.38 | 0 | 24.7829 | 62.8644 | 0 | 87.6473 | 87.6473 | 0 | 0 | 0 | 0
CDMoCZ06rDXGF | SWSV001 | C |  | Medium (25% to 15%)-DMo | Medium (25% to 15%) | DMo | CZ06 | 25% Leakage | rDXGF | DnDeemDI | Cap-tons | BW & BRO-RCx | Existing Residential Duct System, 25% Leakage, DMo, CZ06, rDXGF | Duct Seal and Test, Residential, Medium (25% to 15%), DMo, CZ06, rDXGF | [9 empty] | 0.0335 | 115 | 1.77 | 0 | 0 | 0 | Typical DMo assumption: main duct, three branches, & six supplies | 0 | 24.7829 | 62.8644 | 0 | 87.6473 | 87.6473 | 0 | 0 | 0 | 0
CDMoCZ07rDXGF | SWSV001 | C |  | Medium (25% to 15%)-DMo | Medium (25% to 15%) | DMo | CZ07 | 25% Leakage | rDXGF | DnDeemDI | Cap-tons | BW & BRO-RCx | Existing Residential Duct System, 25% Leakage, DMo, CZ07, rDXGF | Duct Seal and Test, Residential, Medium (25% to 15%), DMo, CZ07, rDXGF | [9 empty] | 0.0165 | 123 | 1.01 | 0 | 0 | 0 | Main duct = 23 feet | 0 | 24.7829 | 62.8644 | 0 | 87.6473 | 87.6473 | 0 | 0 | 0 | 0
CDMoCZ08rDXGF | SWSV001 | C |  | Medium (25% to 15%)-DMo | Medium (25% to 15%) | DMo | CZ08 | 25% Leakage | rDXGF | DnDeemDI | Cap-tons | BW & BRO-RCx | Existing Residential Duct System, 25% Leakage, DMo, CZ08, rDXGF | Duct Seal and Test, Residential, Medium (25% to 15%), DMo, CZ08, rDXGF | [9 empty] | 0.0279 | 126 | 1.6 | 0 | 0 | 0 | Three branches = 11.5 * 3 | 0 | 24.7829 | 62.8644 | 0 | 87.6473 | 87.6473 | 0 | 0 | 0 | 0
CDMoCZ09rDXGF | SWSV001 | C |  | Medium (25% to 15%)-DMo | Medium (25% to 15%) | DMo | CZ09 | 25% Leakage | rDXGF | DnDeemDI | Cap-tons | BW & BRO-RCx | Existing Residential Duct System, 25% Leakage, DMo, CZ09, rDXGF | Duct Seal and Test, Residential, Medium (25% to 15%), DMo, CZ09, rDXGF | [9 empty] | 0.0524 | 113 | 2.11 | 0 | 0 | 0 | 0 | 0 | 24.7829 | 62.8644 | 0 | 87.6473 | 87.6473 | 0 | 0 | 0 | 0
CDMoCZ10rDXGF | SWSV001 | C |  | Medium (25% to 15%)-DMo | Medium (25% to 15%) | DMo | CZ10 | 25% Leakage | rDXGF | DnDeemDI | Cap-tons | BW & BRO-RCx | Existing Residential Duct System, 25% Leakage, DMo, CZ10, rDXGF | Duct Seal and Test, Residential, Medium (25% to 15%), DMo, CZ10, rDXGF | [9 empty] | 0.0538 | 119 | 1.78 | 0 | 0 | 0 | 0 | 0 | 24.7829 | 62.8644 | 0 | 87.6473 | 87.6473 | 0 | 0 | 0 | 0
CDMoCZ11rDXGF | SWSV001 | C |  | Medium (25% to 15%)-DMo | Medium (25% to 15%) | DMo | CZ11 | 25% Leakage | rDXGF | DnDeemDI | Cap-tons | BW & BRO-RCx | Existing Residential Duct System, 25% Leakage, DMo, CZ11, rDXGF | Duct Seal and Test, Residential, Medium (25% to 15%), DMo, CZ11, rDXGF | [9 empty] | 0.0762 | 105 | 3.85 | 0 | 0 | 0 | Base Case Material Cost ($) | Base Case Labor Cost ($) | 24.7829 | 62.8644 | 0 | 87.6473 | 87.6473 | 0 | 0 | 0 | 0
CDMoCZ12rDXGF | SWSV001 | C |  | Medium (25% to 15%)-DMo | Medium (25% to 15%) | DMo | CZ12 | 25% Leakage | rDXGF | DnDeemDI | Cap-tons | BW & BRO-RCx | Existing Residential Duct System, 25% Leakage, DMo, CZ12, rDXGF | Duct Seal and Test, Residential, Medium (25% to 15%), DMo, CZ12, rDXGF | [9 empty] | 0.0535 | 105 | 2.68 | 0 | 0 | 0 | 0 | 0 | 24.7829 | 62.8644 | 0 | 87.6473 | 87.6473 | 0 | 0 | 0 | 0
CDMoCZ13rDXGF | SWSV001 | C |  | Medium (25% to 15%)-DMo | Medium (25% to 15%) | DMo | CZ13 | 25% Leakage | rDXGF | DnDeemDI | Cap-tons | BW & BRO-RCx | Existing Residential Duct System, 25% Leakage, DMo, CZ13, rDXGF | Duct Seal and Test, Residential, Medium (25% to 15%), DMo, CZ13, rDXGF | [9 empty] | 0.0521 | 105 | 2.91 | 0 | 0 | 0 | 0 | 0 | 24.7829 | 62.8644 | 0 | 87.6473 | 87.6473 | 0 | 0 | 0 | 0
CDMoCZ14rDXGF | SWSV001 | C |  | Medium (25% to 15%)-DMo | Medium (25% to 15%) | DMo | CZ14 | 25% Leakage | rDXGF | DnDeemDI | Cap-tons | BW & BRO-RCx | Existing Residential Duct System, 25% Leakage, DMo, CZ14, rDXGF | Duct Seal and Test, Residential, Medium (25% to 15%), DMo, CZ14, rDXGF | [9 empty] | 0.0721 | 69.8 | 4.22 | 0 | 0 | 0 | Base Case Material Cost ($) | Base Case Labor Cost ($) | 24.7829 | 62.8644 | 0 | 87.6473 | 87.6473 | 0 | 0 | 0 | 0
CDMoCZ15rDXGF | SWSV001 | C |  | Medium (25% to 15%)-DMo | Medium (25% to 15%) | DMo | CZ15 | 25% Leakage | rDXGF | DnDeemDI | Cap-tons | BW & BRO-RCx | Existing Residential Duct System, 25% Leakage, DMo, CZ15, rDXGF | Duct Seal and Test, Residential, Medium (25% to 15%), DMo, CZ15, rDXGF | [9 empty] | 0.0578 | 155 | 1.11 | 0 | 0 | 0 | 0 | 0 | 24.7829 | 62.8644 | 0 | 87.6473 | 87.6473 | 0 | 0 | 0 | 0
CDMoCZ16rDXGF | SWSV001 | C |  | Medium (25% to 15%)-DMo | Medium (25% to 15%) | DMo | CZ16 | 25% Leakage | rDXGF | DnDeemDI | Cap-tons | BW & BRO-RCx | Existing Residential Duct System, 25% Leakage, DMo, CZ16, rDXGF | Duct Seal and Test, Residential, Medium (25% to 15%), DMo, CZ16, rDXGF | [9 empty] | 0.025 | 83.7 | 4.13 | 0 | 0 | 0 | 0 | 0 | 24.7829 | 62.8644 | 0 | 87.6473 | 87.6473 | 0 | 0 | 0 | 0
E,GMFmCZ01rDXGF | SWSV001 | E,G |  | Medium (25% to 15%)-MFm | Medium (25% to 15%) | MFm | CZ01 | 25% Leakage | rDXGF | DnDeemDI | Cap-tons | BW & BRO-RCx | Existing Residential Duct System, 25% Leakage, MFm, CZ01, rDXGF | Duct Seal and Test, Residential, Medium (25% to 15%), MFm, CZ01, rDXGF | [9 empty] | 0 | 1.24 | 1.01 | 0 | 0 | 0 | 0 | 0 | 24.7829 | 62.8644 | 0 | 87.6473 | 87.6473 | 0 | 0 | 0 | 0
E,GMFmCZ02rDXGF | SWSV001 | E,G |  | Medium (25% to 15%)-MFm | Medium (25% to 15%) | MFm | CZ02 | 25% Leakage | rDXGF | DnDeemDI | Cap-tons | BW & BRO-RCx | Existing Residential Duct System, 25% Leakage, MFm, CZ02, rDXGF | Duct Seal and Test, Residential, Medium (25% to 15%), MFm, CZ02, rDXGF | [9 empty] | 0.0054 | 2.7 | 0.646 | 0 | 0 | 0 | 0 | 0 | 24.7829 | 62.8644 | 0 | 87.6473 | 87.6473 | 0 | 0 | 0 | 0
E,GMFmCZ03rDXGF | SWSV001 | E,G |  | Medium (25% to 15%)-MFm | Medium (25% to 15%) | MFm | CZ03 | 25% Leakage | rDXGF | DnDeemDI | Cap-tons | BW & BRO-RCx | Existing Residential Duct System, 25% Leakage, MFm, CZ03, rDXGF | Duct Seal and Test, Residential, Medium (25% to 15%), MFm, CZ03, rDXGF | [9 empty] | 0.00175 | 1.08 | 0.781 | 0 | 0 | 0 | 0 | 0 | 24.7829 | 62.8644 | 0 | 87.6473 | 87.6473 | 0 | 0 | 0 | 0
E,GMFmCZ04rDXGF | SWSV001 | E,G |  | Medium (25% to 15%)-MFm | Medium (25% to 15%) | MFm | CZ04 | 25% Leakage | rDXGF | DnDeemDI | Cap-tons | BW & BRO-RCx | Existing Residential Duct System, 25% Leakage, MFm, CZ04, rDXGF | Duct Seal and Test, Residential, Medium (25% to 15%), MFm, CZ04, rDXGF | [9 empty] | 0.00608 | 3.65 | 0.417 | 0 | 0 | 0 | 0 | 0 | 24.7829 | 62.8644 | 0 | 87.6473 | 87.6473 | 0 | 0 | 0 | 0
E,GMFmCZ05rDXGF | SWSV001 | E,G |  | Medium (25% to 15%)-MFm | Medium (25% to 15%) | MFm | CZ05 | 25% Leakage | rDXGF | DnDeemDI | Cap-tons | BW & BRO-RCx | Existing Residential Duct System, 25% Leakage, MFm, CZ05, rDXGF | Duct Seal and Test, Residential, Medium (25% to 15%), MFm, CZ05, rDXGF | [9 empty] | 0.0012 | 0.857 | 0.585 | 0 | 0 | 0 | 0 | 0 | 24.7829 | 62.8644 | 0 | 87.6473 | 87.6473 | 0 | 0 | 0 | 0
E,GMFmCZ06rDXGF | SWSV001 | E,G |  | Medium (25% to 15%)-MFm | Medium (25% to 15%) | MFm | CZ06 | 25% Leakage | rDXGF | DnDeemDI | Cap-tons | BW & BRO-RCx | Existing Residential Duct System, 25% Leakage, MFm, CZ06, rDXGF | Duct Seal and Test, Residential, Medium (25% to 15%), MFm, CZ06, rDXGF | [9 empty] | 0.00493 | 2.37 | 0.391 | 0 | 0 | 0 | 0 | 0 | 24.7829 | 62.8644 | 0 | 87.6473 | 87.6473 | 0 | 0 | 0 | 0
E,GMFmCZ07rDXGF | SWSV001 | E,G |  | Medium (25% to 15%)-MFm | Medium (25% to 15%) | MFm | CZ07 | 25% Leakage | rDXGF | DnDeemDI | Cap-tons | BW & BRO-RCx | Existing Residential Duct System, 25% Leakage, MFm, CZ07, rDXGF | Duct Seal and Test, Residential, Medium (25% to 15%), MFm, CZ07, rDXGF | [9 empty] | 0.00376 | 3.5 | 0.329 | 0 | 0 | 0 | 0 | 0 | 24.7829 | 62.8644 | 0 | 87.6473 | 87.6473 | 0 | 0 | 0 | 0
E,GMFmCZ08rDXGF | SWSV001 | E,G |  | Medium (25% to 15%)-MFm | Medium (25% to 15%) | MFm | CZ08 | 25% Leakage | rDXGF | DnDeemDI | Cap-tons | BW & BRO-RCx | Existing Residential Duct System, 25% Leakage, MFm, CZ08, rDXGF | Duct Seal and Test, Residential, Medium (25% to 15%), MFm, CZ08, rDXGF | [9 empty] | 0.00443 | 4.43 | 0.333 | 0 | 0 | 0 | 0 | 0 | 24.7829 | 62.8644 | 0 | 87.6473 | 87.6473 | 0 | 0 | 0 | 0
E,GMFmCZ09rDXGF | SWSV001 | E,G |  | Medium (25% to 15%)-MFm | Medium (25% to 15%) | MFm | CZ09 | 25% Leakage | rDXGF | DnDeemDI | Cap-tons | BW & BRO-RCx | Existing Residential Duct System, 25% Leakage, MFm, CZ09, rDXGF | Duct Seal and Test, Residential, Medium (25% to 15%), MFm, CZ09, rDXGF | [9 empty] | 0.00696 | 5.35 | 0.541 | 0 | 0 | 0 | 0 | 0 | 24.7829 | 62.8644 | 0 | 87.6473 | 87.6473 | 0 | 0 | 0 | 0
E,GMFmCZ10rDXGF | SWSV001 | E,G |  | Medium (25% to 15%)-MFm | Medium (25% to 15%) | MFm | CZ10 | 25% Leakage | rDXGF | DnDeemDI | Cap-tons | BW & BRO-RCx | Existing Residential Duct System, 25% Leakage, MFm, CZ10, rDXGF | Duct Seal and Test, Residential, Medium (25% to 15%), MFm, CZ10, rDXGF | [9 empty] | 0.007 | 4.58 | 0.354 | 0 | 0 | 0 | 0 | 0 | 24.7829 | 62.8644 | 0 | 87.6473 | 87.6473 | 0 | 0 | 0 | 0
E,GMFmCZ11rDXGF | SWSV001 | E,G |  | Medium (25% to 15%)-MFm | Medium (25% to 15%) | MFm | CZ11 | 25% Leakage | rDXGF | DnDeemDI | Cap-tons | BW & BRO-RCx | Existing Residential Duct System, 25% Leakage, MFm, CZ11, rDXGF | Duct Seal and Test, Residential, Medium (25% to 15%), MFm, CZ11, rDXGF | [9 empty] | 0.0103 | 11.2 | 0.91 | 0 | 0 | 0 | 0 | 0 | 24.7829 | 62.8644 | 0 | 87.6473 | 87.6473 | 0 | 0 | 0 | 0
E,GMFmCZ12rDXGF | SWSV001 | E,G |  | Medium (25% to 15%)-MFm | Medium (25% to 15%) | MFm | CZ12 | 25% Leakage | rDXGF | DnDeemDI | Cap-tons | BW & BRO-RCx | Existing Residential Duct System, 25% Leakage, MFm, CZ12, rDXGF | Duct Seal and Test, Residential, Medium (25% to 15%), MFm, CZ12, rDXGF | [9 empty] | 0.007 | 6.35 | 0.653 | 0 | 0 | 0 | 0 | 0 | 24.7829 | 62.8644 | 0 | 87.6473 | 87.6473 | 0 | 0 | 0 | 0
E,GMFmCZ13rDXGF | SWSV001 | E,G |  | Medium (25% to 15%)-MFm | Medium (25% to 15%) | MFm | CZ13 | 25% Leakage | rDXGF | DnDeemDI | Cap-tons | BW & BRO-RCx | Existing Residential Duct System, 25% Leakage, MFm, CZ13, rDXGF | Duct Seal and Test, Residential, Medium (25% to 15%), MFm, CZ13, rDXGF | [9 empty] | 0.00821 | 10.3 | 0.764 | 0 | 0 | 0 | 0 | 0 | 24.7829 | 62.8644 | 0 | 87.6473 | 87.6473 | 0 | 0 | 0 | 0
E,GMFmCZ14rDXGF | SWSV001 | E,G |  | Medium (25% to 15%)-MFm | Medium (25% to 15%) | MFm | CZ14 | 25% Leakage | rDXGF | DnDeemDI | Cap-tons | BW & BRO-RCx | Existing Residential Duct System, 25% Leakage, MFm, CZ14, rDXGF | Duct Seal and Test, Residential, Medium (25% to 15%), MFm, CZ14, rDXGF | [9 empty] | 0.00912 | 15.5 | 1.07 | 0 | 0 | 0 | 0 | 0 | 24.7829 | 62.8644 | 0 | 87.6473 | 87.6473 | 0 | 0 | 0 | 0
E,GMFmCZ15rDXGF | SWSV001 | E,G |  | Medium (25% to 15%)-MFm | Medium (25% to 15%) | MFm | CZ15 | 25% Leakage | rDXGF | DnDeemDI | Cap-tons | BW & BRO-RCx | Existing Residential Duct System, 25% Leakage, MFm, CZ15, rDXGF | Duct Seal and Test, Residential, Medium (25% to 15%), MFm, CZ15, rDXGF | [9 empty] | 0.00843 | 15.1 | 0.32 | 0 | 0 | 0 | 0 | 0 | 24.7829 | 62.8644 | 0 | 87.6473 | 87.6473 | 0 | 0 | 0 | 0
E,GMFmCZ16rDXGF | SWSV001 | E,G |  | Medium (25% to 15%)-MFm | Medium (25% to 15%) | MFm | CZ16 | 25% Leakage | rDXGF | DnDeemDI | Cap-tons | BW & BRO-RCx | Existing Residential Duct System, 25% Leakage, MFm, CZ16, rDXGF | Duct Seal and Test, Residential, Medium (25% to 15%), MFm, CZ16, rDXGF | [9 empty] | 0.00725 | 7.95 | 1.88 | 0 | 0 | 0 | 0 | 0 | 24.7829 | 62.8644 | 0 | 87.6473 | 87.6473 | 0 | 0 | 0 | 0
E,GSFmCZ01rDXGF | SWSV001 | E,G |  | Medium (25% to 15%)-SFm | Medium (25% to 15%) | SFm | CZ01 | 25% Leakage | rDXGF | DnDeemDI | Cap-tons | BW & BRO-RCx | Existing Residential Duct System, 25% Leakage, SFm, CZ01, rDXGF | Duct Seal and Test, Residential, Medium (25% to 15%), SFm, CZ01, rDXGF | [9 empty] | 0 | 3.35 | 4.53 | 0 | 0 | 0 | 0 | 0 | 24.7829 | 62.8644 | 0 | 87.6473 | 87.6473 | 0 | 0 | 0 | 0
E,GSFmCZ02rDXGF | SWSV001 | E,G |  | Medium (25% to 15%)-SFm | Medium (25% to 15%) | SFm | CZ02 | 25% Leakage | rDXGF | DnDeemDI | Cap-tons | BW & BRO-RCx | Existing Residential Duct System, 25% Leakage, SFm, CZ02, rDXGF | Duct Seal and Test, Residential, Medium (25% to 15%), SFm, CZ02, rDXGF | [9 empty] | 0.0308 | 12.3 | 5.67 | 0 | 0 | 0 | 0 | 0 | 24.7829 | 62.8644 | 0 | 87.6473 | 87.6473 | 0 | 0 | 0 | 0
E,GSFmCZ03rDXGF | SWSV001 | E,G |  | Medium (25% to 15%)-SFm | Medium (25% to 15%) | SFm | CZ03 | 25% Leakage | rDXGF | DnDeemDI | Cap-tons | BW & BRO-RCx | Existing Residential Duct System, 25% Leakage, SFm, CZ03, rDXGF | Duct Seal and Test, Residential, Medium (25% to 15%), SFm, CZ03, rDXGF | [9 empty] | 0.0113 | 4.19 | 3.44 | 0 | 0 | 0 | 0 | 0 | 24.7829 | 62.8644 | 0 | 87.6473 | 87.6473 | 0 | 0 | 0 | 0
E,GSFmCZ04rDXGF | SWSV001 | E,G |  | Medium (25% to 15%)-SFm | Medium (25% to 15%) | SFm | CZ04 | 25% Leakage | rDXGF | DnDeemDI | Cap-tons | BW & BRO-RCx | Existing Residential Duct System, 25% Leakage, SFm, CZ04, rDXGF | Duct Seal and Test, Residential, Medium (25% to 15%), SFm, CZ04, rDXGF | [9 empty] | 0.028 | 12.5 | 3.53 | 0 | 0 | 0 | 0 | 0 | 24.7829 | 62.8644 | 0 | 87.6473 | 87.6473 | 0 | 0 | 0 | 0
E,GSFmCZ05rDXGF | SWSV001 | E,G |  | Medium (25% to 15%)-SFm | Medium (25% to 15%) | SFm | CZ05 | 25% Leakage | rDXGF | DnDeemDI | Cap-tons | BW & BRO-RCx | Existing Residential Duct System, 25% Leakage, SFm, CZ05, rDXGF | Duct Seal and Test, Residential, Medium (25% to 15%), SFm, CZ05, rDXGF | [9 empty] | 0.00946 | 3.72 | 3.71 | 0 | 0 | 0 | 0 | 0 | 24.7829 | 62.8644 | 0 | 87.6473 | 87.6473 | 0 | 0 | 0 | 0
E,GSFmCZ06rDXGF | SWSV001 | E,G |  | Medium (25% to 15%)-SFm | Medium (25% to 15%) | SFm | CZ06 | 25% Leakage | rDXGF | DnDeemDI | Cap-tons | BW & BRO-RCx | Existing Residential Duct System, 25% Leakage, SFm, CZ06, rDXGF | Duct Seal and Test, Residential, Medium (25% to 15%), SFm, CZ06, rDXGF | [9 empty] | 0.0229 | 8.12 | 1.4 | 0 | 0 | 0 | 0 | 0 | 24.7829 | 62.8644 | 0 | 87.6473 | 87.6473 | 0 | 0 | 0 | 0
E,GSFmCZ07rDXGF | SWSV001 | E,G |  | Medium (25% to 15%)-SFm | Medium (25% to 15%) | SFm | CZ07 | 25% Leakage | rDXGF | DnDeemDI | Cap-tons | BW & BRO-RCx | Existing Residential Duct System, 25% Leakage, SFm, CZ07, rDXGF | Duct Seal and Test, Residential, Medium (25% to 15%), SFm, CZ07, rDXGF | [9 empty] | 0.022 | 12.4 | 1.25 | 0 | 0 | 0 | 0 | 0 | 24.7829 | 62.8644 | 0 | 87.6473 | 87.6473 | 0 | 0 | 0 | 0
E,GSFmCZ08rDXGF | SWSV001 | E,G |  | Medium (25% to 15%)-SFm | Medium (25% to 15%) | SFm | CZ08 | 25% Leakage | rDXGF | DnDeemDI | Cap-tons | BW & BRO-RCx | Existing Residential Duct System, 25% Leakage, SFm, CZ08, rDXGF | Duct Seal and Test, Residential, Medium (25% to 15%), SFm, CZ08, rDXGF | [9 empty] | 0.0258 | 21 | 1.12 | 0 | 0 | 0 | 0 | 0 | 24.7829 | 62.8644 | 0 | 87.6473 | 87.6473 | 0 | 0 | 0 | 0
E,GSFmCZ09rDXGF | SWSV001 | E,G |  | Medium (25% to 15%)-SFm | Medium (25% to 15%) | SFm | CZ09 | 25% Leakage | rDXGF | DnDeemDI | Cap-tons | BW & BRO-RCx | Existing Residential Duct System, 25% Leakage, SFm, CZ09, rDXGF | Duct Seal and Test, Residential, Medium (25% to 15%), SFm, CZ09, rDXGF | [9 empty] | 0.0375 | 22.1 | 2.15 | 0 | 0 | 0 | 0 | 0 | 24.7829 | 62.8644 | 0 | 87.6473 | 87.6473 | 0 | 0 | 0 | 0
E,GSFmCZ10rDXGF | SWSV001 | E,G |  | Medium (25% to 15%)-SFm | Medium (25% to 15%) | SFm | CZ10 | 25% Leakage | rDXGF | DnDeemDI | Cap-tons | BW & BRO-RCx | Existing Residential Duct System, 25% Leakage, SFm, CZ10, rDXGF | Duct Seal and Test, Residential, Medium (25% to 15%), SFm, CZ10, rDXGF | [9 empty] | 0.041 | 29.5 | 3.37 | 0 | 0 | 0 | 0 | 0 | 24.7829 | 62.8644 | 0 | 87.6473 | 87.6473 | 0 | 0 | 0 | 0
E,GSFmCZ11rDXGF | SWSV001 | E,G |  | Medium (25% to 15%)-SFm | Medium (25% to 15%) | SFm | CZ11 | 25% Leakage | rDXGF | DnDeemDI | Cap-tons | BW & BRO-RCx | Existing Residential Duct System, 25% Leakage, SFm, CZ11, rDXGF | Duct Seal and Test, Residential, Medium (25% to 15%), SFm, CZ11, rDXGF | [9 empty] | 0.0448 | 30.7 | 3.22 | 0 | 0 | 0 | 0 | 0 | 24.7829 | 62.8644 | 0 | 87.6473 | 87.6473 | 0 | 0 | 0 | 0
E,GSFmCZ12rDXGF | SWSV001 | E,G |  | Medium (25% to 15%)-SFm | Medium (25% to 15%) | SFm | CZ12 | 25% Leakage | rDXGF | DnDeemDI | Cap-tons | BW & BRO-RCx | Existing Residential Duct System, 25% Leakage, SFm, CZ12, rDXGF | Duct Seal and Test, Residential, Medium (25% to 15%), SFm, CZ12, rDXGF | [9 empty] | 0.0311 | 18.9 | 3.98 | 0 | 0 | 0 | 0 | 0 | 24.7829 | 62.8644 | 0 | 87.6473 | 87.6473 | 0 | 0 | 0 | 0
E,GSFmCZ13rDXGF | SWSV001 | E,G |  | Medium (25% to 15%)-SFm | Medium (25% to 15%) | SFm | CZ13 | 25% Leakage | rDXGF | DnDeemDI | Cap-tons | BW & BRO-RCx | Existing Residential Duct System, 25% Leakage, SFm, CZ13, rDXGF | Duct Seal and Test, Residential, Medium (25% to 15%), SFm, CZ13, rDXGF | [9 empty] | 0.0342 | 34.5 | 3.44 | 0 | 0 | 0 | 0 | 0 | 24.7829 | 62.8644 | 0 | 87.6473 | 87.6473 | 0 | 0 | 0 | 0
E,GSFmCZ14rDXGF | SWSV001 | E,G |  | Medium (25% to 15%)-SFm | Medium (25% to 15%) | SFm | CZ14 | 25% Leakage | rDXGF | DnDeemDI | Cap-tons | BW & BRO-RCx | Existing Residential Duct System, 25% Leakage, SFm, CZ14, rDXGF | Duct Seal and Test, Residential, Medium (25% to 15%), SFm, CZ14, rDXGF | [9 empty] | 0.0492 | 59.9 | 3.67 | 0 | 0 | 0 | 0 | 0 | 24.7829 | 62.8644 | 0 | 87.6473 | 87.6473 | 0 | 0 | 0 | 0
E,GSFmCZ15rDXGF | SWSV001 | E,G |  | Medium (25% to 15%)-SFm | Medium (25% to 15%) | SFm | CZ15 | 25% Leakage | rDXGF | DnDeemDI | Cap-tons | BW & BRO-RCx | Existing Residential Duct System, 25% Leakage, SFm, CZ15, rDXGF | Duct Seal and Test, Residential, Medium (25% to 15%), SFm, CZ15, rDXGF | [9 empty] | 0.0362 | 56.2 | 1.53 | 0 | 0 | 0 | 0 | 0 | 24.7829 | 62.8644 | 0 | 87.6473 | 87.6473 | 0 | 0 | 0 | 0
E,GSFmCZ16rDXGF | SWSV001 | E,G |  | Medium (25% to 15%)-SFm | Medium (25% to 15%) | SFm | CZ16 | 25% Leakage | rDXGF | DnDeemDI | Cap-tons | BW & BRO-RCx | Existing Residential Duct System, 25% Leakage, SFm, CZ16, rDXGF | Duct Seal and Test, Residential, Medium (25% to 15%), SFm, CZ16, rDXGF | [9 empty] | 0.0116 | 5.81 | 3 | 0 | 0 | 0 | 0 | 0 | 24.7829 | 62.8644 | 0 | 87.6473 | 87.6473 | 0 | 0 | 0 | 0
DDMoCZ01rDXGF | SWSV001 | D |  | High (40% to 12%)-DMo | High (40% to 12%) | DMo | CZ01 | 40% Leakage | rDXGF | DnDeemDI | Cap-tons | BW & BRO-RCx | Existing Residential Duct System, 40% Leakage, DMo, CZ01, rDXGF | Duct Seal and Test, Residential, High (40% to 12%), DMo, CZ01, rDXGF | [9 empty] | 0 | 3.76 | 4.61 | 0 | 0 | 0 | 0 | 0 | 24.7829 | 62.8644 | 0 | 87.6473 | 87.6473 | 0 | 0 | 0 | 0
DDMoCZ02rDXGF | SWSV001 | D |  | High (40% to 12%)-DMo | High (40% to 12%) | DMo | CZ02 | 40% Leakage | rDXGF | DnDeemDI | Cap-tons | BW & BRO-RCx | Existing Residential Duct System, 40% Leakage, DMo, CZ02, rDXGF | Duct Seal and Test, Residential, High (40% to 12%), DMo, CZ02, rDXGF | [9 empty] | 0.0789 | 143 | 6.07 | 0 | 0 | 0 | 0 | 0 | 24.7829 | 62.8644 | 0 | 87.6473 | 87.6473 | 0 | 0 | 0 | 0
DDMoCZ03rDXGF | SWSV001 | D |  | High (40% to 12%)-DMo | High (40% to 12%) | DMo | CZ03 | 40% Leakage | rDXGF | DnDeemDI | Cap-tons | BW & BRO-RCx | Existing Residential Duct System, 40% Leakage, DMo, CZ03, rDXGF | Duct Seal and Test, Residential, High (40% to 12%), DMo, CZ03, rDXGF | [9 empty] | 0.0375 | 141 | 5.8 | 0 | 0 | 0 | 0 | 0 | 24.7829 | 62.8644 | 0 | 87.6473 | 87.6473 | 0 | 0 | 0 | 0
DDMoCZ04rDXGF | SWSV001 | D |  | High (40% to 12%)-DMo | High (40% to 12%) | DMo | CZ04 | 40% Leakage | rDXGF | DnDeemDI | Cap-tons | BW & BRO-RCx | Existing Residential Duct System, 40% Leakage, DMo, CZ04, rDXGF | Duct Seal and Test, Residential, High (40% to 12%), DMo, CZ04, rDXGF | [9 empty] | 0.0682 | 156 | 6.94 | 0 | 0 | 0 | 0 | 0 | 24.7829 | 62.8644 | 0 | 87.6473 | 87.6473 | 0 | 0 | 0 | 0
DDMoCZ05rDXGF | SWSV001 | D |  | High (40% to 12%)-DMo | High (40% to 12%) | DMo | CZ05 | 40% Leakage | rDXGF | DnDeemDI | Cap-tons | BW & BRO-RCx | Existing Residential Duct System, 40% Leakage, DMo, CZ05, rDXGF | Duct Seal and Test, Residential, High (40% to 12%), DMo, CZ05, rDXGF | [9 empty] | 0.0458 | 78.1 | 9.02 | 0 | 0 | 0 | 0 | 0 | 24.7829 | 62.8644 | 0 | 87.6473 | 87.6473 | 0 | 0 | 0 | 0
DDMoCZ06rDXGF | SWSV001 | D |  | High (40% to 12%)-DMo | High (40% to 12%) | DMo | CZ06 | 40% Leakage | rDXGF | DnDeemDI | Cap-tons | BW & BRO-RCx | Existing Residential Duct System, 40% Leakage, DMo, CZ06, rDXGF | Duct Seal and Test, Residential, High (40% to 12%), DMo, CZ06, rDXGF | [9 empty] | 0.0716 | 160 | 3.89 | 0 | 0 | 0 | 0 | 0 | 24.7829 | 62.8644 | 0 | 87.6473 | 87.6473 | 0 | 0 | 0 | 0
DDMoCZ07rDXGF | SWSV001 | D |  | High (40% to 12%)-DMo | High (40% to 12%) | DMo | CZ07 | 40% Leakage | rDXGF | DnDeemDI | Cap-tons | BW & BRO-RCx | Existing Residential Duct System, 40% Leakage, DMo, CZ07, rDXGF | Duct Seal and Test, Residential, High (40% to 12%), DMo, CZ07, rDXGF | [9 empty] | 0.0348 | 171 | 2.22 | 0 | 0 | 0 | 0 | 0 | 24.7829 | 62.8644 | 0 | 87.6473 | 87.6473 | 0 | 0 | 0 | 0
DDMoCZ08rDXGF | SWSV001 | D |  | High (40% to 12%)-DMo | High (40% to 12%) | DMo | CZ08 | 40% Leakage | rDXGF | DnDeemDI | Cap-tons | BW & BRO-RCx | Existing Residential Duct System, 40% Leakage, DMo, CZ08, rDXGF | Duct Seal and Test, Residential, High (40% to 12%), DMo, CZ08, rDXGF | [9 empty] | 0.0608 | 193 | 3.52 | 0 | 0 | 0 | 0 | 0 | 24.7829 | 62.8644 | 0 | 87.6473 | 87.6473 | 0 | 0 | 0 | 0
DDMoCZ09rDXGF | SWSV001 | D |  | High (40% to 12%)-DMo | High (40% to 12%) | DMo | CZ09 | 40% Leakage | rDXGF | DnDeemDI | Cap-tons | BW & BRO-RCx | Existing Residential Duct System, 40% Leakage, DMo, CZ09, rDXGF | Duct Seal and Test, Residential, High (40% to 12%), DMo, CZ09, rDXGF | [9 empty] | 0.111 | 180 | 4.64 | 0 | 0 | 0 | 0 | 0 | 24.7829 | 62.8644 | 0 | 87.6473 | 87.6473 | 0 | 0 | 0 | 0
DDMoCZ10rDXGF | SWSV001 | D |  | High (40% to 12%)-DMo | High (40% to 12%) | DMo | CZ10 | 40% Leakage | rDXGF | DnDeemDI | Cap-tons | BW & BRO-RCx | Existing Residential Duct System, 40% Leakage, DMo, CZ10, rDXGF | Duct Seal and Test, Residential, High (40% to 12%), DMo, CZ10, rDXGF | [9 empty] | 0.116 | 195 | 3.88 | 0 | 0 | 0 | 0 | 0 | 24.7829 | 62.8644 | 0 | 87.6473 | 87.6473 | 0 | 0 | 0 | 0
DDMoCZ11rDXGF | SWSV001 | D |  | High (40% to 12%)-DMo | High (40% to 12%) | DMo | CZ11 | 40% Leakage | rDXGF | DnDeemDI | Cap-tons | BW & BRO-RCx | Existing Residential Duct System, 40% Leakage, DMo, CZ11, rDXGF | Duct Seal and Test, Residential, High (40% to 12%), DMo, CZ11, rDXGF | [9 empty] | 0.155 | 190 | 8.5 | 0 | 0 | 0 | 0 | 0 | 24.7829 | 62.8644 | 0 | 87.6473 | 87.6473 | 0 | 0 | 0 | 0
DDMoCZ12rDXGF | SWSV001 | D |  | High (40% to 12%)-DMo | High (40% to 12%) | DMo | CZ12 | 40% Leakage | rDXGF | DnDeemDI | Cap-tons | BW & BRO-RCx | Existing Residential Duct System, 40% Leakage, DMo, CZ12, rDXGF | Duct Seal and Test, Residential, High (40% to 12%), DMo, CZ12, rDXGF | [9 empty] | 0.114 | 173 | 5.91 | 0 | 0 | 0 | 0 | 0 | 24.7829 | 62.8644 | 0 | 87.6473 | 87.6473 | 0 | 0 | 0 | 0
DDMoCZ13rDXGF | SWSV001 | D |  | High (40% to 12%)-DMo | High (40% to 12%) | DMo | CZ13 | 40% Leakage | rDXGF | DnDeemDI | Cap-tons | BW & BRO-RCx | Existing Residential Duct System, 40% Leakage, DMo, CZ13, rDXGF | Duct Seal and Test, Residential, High (40% to 12%), DMo, CZ13, rDXGF | [9 empty] | 0.114 | 186 | 6.39 | 0 | 0 | 0 | 0 | 0 | 24.7829 | 62.8644 | 0 | 87.6473 | 87.6473 | 0 | 0 | 0 | 0
DDMoCZ14rDXGF | SWSV001 | D |  | High (40% to 12%)-DMo | High (40% to 12%) | DMo | CZ14 | 40% Leakage | rDXGF | DnDeemDI | Cap-tons | BW & BRO-RCx | Existing Residential Duct System, 40% Leakage, DMo, CZ14, rDXGF | Duct Seal and Test, Residential, High (40% to 12%), DMo, CZ14, rDXGF | [9 empty] | 0.153 | 150 | 9.36 | 0 | 0 | 0 | 0 | 0 | 24.7829 | 62.8644 | 0 | 87.6473 | 87.6473 | 0 | 0 | 0 | 0
DDMoCZ15rDXGF | SWSV001 | D |  | High (40% to 12%)-DMo | High (40% to 12%) | DMo | CZ15 | 40% Leakage | rDXGF | DnDeemDI | Cap-tons | BW & BRO-RCx | Existing Residential Duct System, 40% Leakage, DMo, CZ15, rDXGF | Duct Seal and Test, Residential, High (40% to 12%), DMo, CZ15, rDXGF | [9 empty] | 0.125 | 295 | 2.45 | 0 | 0 | 0 | 0 | 0 | 24.7829 | 62.8644 | 0 | 87.6473 | 87.6473 | 0 | 0 | 0 | 0
DDMoCZ16rDXGF | SWSV001 | D |  | High (40% to 12%)-DMo | High (40% to 12%) | DMo | CZ16 | 40% Leakage | rDXGF | DnDeemDI | Cap-tons | BW & BRO-RCx | Existing Residential Duct System, 40% Leakage, DMo, CZ16, rDXGF | Duct Seal and Test, Residential, High (40% to 12%), DMo, CZ16, rDXGF | [9 empty] | 0.053 | 144 | 9.12 | 0 | 0 | 0 | 0 | 0 | 24.7829 | 62.8644 | 0 | 87.6473 | 87.6473 | 0 | 0 | 0 | 0
F,HMFmCZ01rDXGF | SWSV001 | F,H |  | High (40% to 12%)-MFm | High (40% to 12%) | MFm | CZ01 | 40% Leakage | rDXGF | DnDeemDI | Cap-tons | BW & BRO-RCx | Existing Residential Duct System, 40% Leakage, MFm, CZ01, rDXGF | Duct Seal and Test, Residential, High (40% to 12%), MFm, CZ01, rDXGF | [9 empty] | 0 | 2.91 | 2.37 | 0 | 0 | 0 | 0 | 0 | 24.7829 | 62.8644 | 0 | 87.6473 | 87.6473 | 0 | 0 | 0 | 0
F,HMFmCZ02rDXGF | SWSV001 | F,H |  | High (40% to 12%)-MFm | High (40% to 12%) | MFm | CZ02 | 40% Leakage | rDXGF | DnDeemDI | Cap-tons | BW & BRO-RCx | Existing Residential Duct System, 40% Leakage, MFm, CZ02, rDXGF | Duct Seal and Test, Residential, High (40% to 12%), MFm, CZ02, rDXGF | [9 empty] | 0.0134 | 6.37 | 1.51 | 0 | 0 | 0 | 0 | 0 | 24.7829 | 62.8644 | 0 | 87.6473 | 87.6473 | 0 | 0 | 0 | 0
F,HMFmCZ03rDXGF | SWSV001 | F,H |  | High (40% to 12%)-MFm | High (40% to 12%) | MFm | CZ03 | 40% Leakage | rDXGF | DnDeemDI | Cap-tons | BW & BRO-RCx | Existing Residential Duct System, 40% Leakage, MFm, CZ03, rDXGF | Duct Seal and Test, Residential, High (40% to 12%), MFm, CZ03, rDXGF | [9 empty] | 0.00394 | 2.53 | 1.84 | 0 | 0 | 0 | 0 | 0 | 24.7829 | 62.8644 | 0 | 87.6473 | 87.6473 | 0 | 0 | 0 | 0
F,HMFmCZ04rDXGF | SWSV001 | F,H |  | High (40% to 12%)-MFm | High (40% to 12%) | MFm | CZ04 | 40% Leakage | rDXGF | DnDeemDI | Cap-tons | BW & BRO-RCx | Existing Residential Duct System, 40% Leakage, MFm, CZ04, rDXGF | Duct Seal and Test, Residential, High (40% to 12%), MFm, CZ04, rDXGF | [9 empty] | 0.0145 | 8.51 | 0.976 | 0 | 0 | 0 | 0 | 0 | 24.7829 | 62.8644 | 0 | 87.6473 | 87.6473 | 0 | 0 | 0 | 0
F,HMFmCZ05rDXGF | SWSV001 | F,H |  | High (40% to 12%)-MFm | High (40% to 12%) | MFm | CZ05 | 40% Leakage | rDXGF | DnDeemDI | Cap-tons | BW & BRO-RCx | Existing Residential Duct System, 40% Leakage, MFm, CZ05, rDXGF | Duct Seal and Test, Residential, High (40% to 12%), MFm, CZ05, rDXGF | [9 empty] | 0.00241 | 2.02 | 1.38 | 0 | 0 | 0 | 0 | 0 | 24.7829 | 62.8644 | 0 | 87.6473 | 87.6473 | 0 | 0 | 0 | 0
F,HMFmCZ06rDXGF | SWSV001 | F,H |  | High (40% to 12%)-MFm | High (40% to 12%) | MFm | CZ06 | 40% Leakage | rDXGF | DnDeemDI | Cap-tons | BW & BRO-RCx | Existing Residential Duct System, 40% Leakage, MFm, CZ06, rDXGF | Duct Seal and Test, Residential, High (40% to 12%), MFm, CZ06, rDXGF | [9 empty] | 0.0114 | 5.51 | 0.921 | 0 | 0 | 0 | 0 | 0 | 24.7829 | 62.8644 | 0 | 87.6473 | 87.6473 | 0 | 0 | 0 | 0
F,HMFmCZ07rDXGF | SWSV001 | F,H |  | High (40% to 12%)-MFm | High (40% to 12%) | MFm | CZ07 | 40% Leakage | rDXGF | DnDeemDI | Cap-tons | BW & BRO-RCx | Existing Residential Duct System, 40% Leakage, MFm, CZ07, rDXGF | Duct Seal and Test, Residential, High (40% to 12%), MFm, CZ07, rDXGF | [9 empty] | 0.00855 | 7.91 | 0.776 | 0 | 0 | 0 | 0 | 0 | 24.7829 | 62.8644 | 0 | 87.6473 | 87.6473 | 0 | 0 | 0 | 0
F,HMFmCZ08rDXGF | SWSV001 | F,H |  | High (40% to 12%)-MFm | High (40% to 12%) | MFm | CZ08 | 40% Leakage | rDXGF | DnDeemDI | Cap-tons | BW & BRO-RCx | Existing Residential Duct System, 40% Leakage, MFm, CZ08, rDXGF | Duct Seal and Test, Residential, High (40% to 12%), MFm, CZ08, rDXGF | [9 empty] | 0.0101 | 10.2 | 0.782 | 0 | 0 | 0 | 0 | 0 | 24.7829 | 62.8644 | 0 | 87.6473 | 87.6473 | 0 | 0 | 0 | 0
F,HMFmCZ09rDXGF | SWSV001 | F,H |  | High (40% to 12%)-MFm | High (40% to 12%) | MFm | CZ09 | 40% Leakage | rDXGF | DnDeemDI | Cap-tons | BW & BRO-RCx | Existing Residential Duct System, 40% Leakage, MFm, CZ09, rDXGF | Duct Seal and Test, Residential, High (40% to 12%), MFm, CZ09, rDXGF | [9 empty] | 0.0151 | 12.4 | 1.26 | 0 | 0 | 0 | 0 | 0 | 24.7829 | 62.8644 | 0 | 87.6473 | 87.6473 | 0 | 0 | 0 | 0
F,HMFmCZ10rDXGF | SWSV001 | F,H |  | High (40% to 12%)-MFm | High (40% to 12%) | MFm | CZ10 | 40% Leakage | rDXGF | DnDeemDI | Cap-tons | BW & BRO-RCx | Existing Residential Duct System, 40% Leakage, MFm, CZ10, rDXGF | Duct Seal and Test, Residential, High (40% to 12%), MFm, CZ10, rDXGF | [9 empty] | 0.0163 | 10.7 | 0.83 | 0 | 0 | 0 | 0 | 0 | 24.7829 | 62.8644 | 0 | 87.6473 | 87.6473 | 0 | 0 | 0 | 0
F,HMFmCZ11rDXGF | SWSV001 | F,H |  | High (40% to 12%)-MFm | High (40% to 12%) | MFm | CZ11 | 40% Leakage | rDXGF | DnDeemDI | Cap-tons | BW & BRO-RCx | Existing Residential Duct System, 40% Leakage, MFm, CZ11, rDXGF | Duct Seal and Test, Residential, High (40% to 12%), MFm, CZ11, rDXGF | [9 empty] | 0.0232 | 25.8 | 2.13 | 0 | 0 | 0 | 0 | 0 | 24.7829 | 62.8644 | 0 | 87.6473 | 87.6473 | 0 | 0 | 0 | 0
F,HMFmCZ12rDXGF | SWSV001 | F,H |  | High (40% to 12%)-MFm | High (40% to 12%) | MFm | CZ12 | 40% Leakage | rDXGF | DnDeemDI | Cap-tons | BW & BRO-RCx | Existing Residential Duct System, 40% Leakage, MFm, CZ12, rDXGF | Duct Seal and Test, Residential, High (40% to 12%), MFm, CZ12, rDXGF | [9 empty] | 0.0154 | 14.8 | 1.53 | 0 | 0 | 0 | 0 | 0 | 24.7829 | 62.8644 | 0 | 87.6473 | 87.6473 | 0 | 0 | 0 | 0
F,HMFmCZ13rDXGF | SWSV001 | F,H |  | High (40% to 12%)-MFm | High (40% to 12%) | MFm | CZ13 | 40% Leakage | rDXGF | DnDeemDI | Cap-tons | BW & BRO-RCx | Existing Residential Duct System, 40% Leakage, MFm, CZ13, rDXGF | Duct Seal and Test, Residential, High (40% to 12%), MFm, CZ13, rDXGF | [9 empty] | 0.0191 | 23.9 | 1.79 | 0 | 0 | 0 | 0 | 0 | 24.7829 | 62.8644 | 0 | 87.6473 | 87.6473 | 0 | 0 | 0 | 0
F,HMFmCZ14rDXGF | SWSV001 | F,H |  | High (40% to 12%)-MFm | High (40% to 12%) | MFm | CZ14 | 40% Leakage | rDXGF | DnDeemDI | Cap-tons | BW & BRO-RCx | Existing Residential Duct System, 40% Leakage, MFm, CZ14, rDXGF | Duct Seal and Test, Residential, High (40% to 12%), MFm, CZ14, rDXGF | [9 empty] | 0.021 | 35.7 | 2.51 | 0 | 0 | 0 | 0 | 0 | 24.7829 | 62.8644 | 0 | 87.6473 | 87.6473 | 0 | 0 | 0 | 0
F,HMFmCZ15rDXGF | SWSV001 | F,H |  | High (40% to 12%)-MFm | High (40% to 12%) | MFm | CZ15 | 40% Leakage | rDXGF | DnDeemDI | Cap-tons | BW & BRO-RCx | Existing Residential Duct System, 40% Leakage, MFm, CZ15, rDXGF | Duct Seal and Test, Residential, High (40% to 12%), MFm, CZ15, rDXGF | [9 empty] | 0.0195 | 35.1 | 0.749 | 0 | 0 | 0 | 0 | 0 | 24.7829 | 62.8644 | 0 | 87.6473 | 87.6473 | 0 | 0 | 0 | 0
F,HMFmCZ16rDXGF | SWSV001 | F,H |  | High (40% to 12%)-MFm | High (40% to 12%) | MFm | CZ16 | 40% Leakage | rDXGF | DnDeemDI | Cap-tons | BW & BRO-RCx | Existing Residential Duct System, 40% Leakage, MFm, CZ16, rDXGF | Duct Seal and Test, Residential, High (40% to 12%), MFm, CZ16, rDXGF | [9 empty] | 0.0173 | 18.7 | 4.44 | 0 | 0 | 0 | 0 | 0 | 24.7829 | 62.8644 | 0 | 87.6473 | 87.6473 | 0 | 0 | 0 | 0
F,HSFmCZ01rDXGF | SWSV001 | F,H |  | High (40% to 12%)-SFm | High (40% to 12%) | SFm | CZ01 | 40% Leakage | rDXGF | DnDeemDI | Cap-tons | BW & BRO-RCx | Existing Residential Duct System, 40% Leakage, SFm, CZ01, rDXGF | Duct Seal and Test, Residential, High (40% to 12%), SFm, CZ01, rDXGF | [9 empty] | 0 | 8.21 | 11.1 | 0 | 0 | 0 | 0 | 0 | 24.7829 | 62.8644 | 0 | 87.6473 | 87.6473 | 0 | 0 | 0 | 0
F,HSFmCZ02rDXGF | SWSV001 | F,H |  | High (40% to 12%)-SFm | High (40% to 12%) | SFm | CZ02 | 40% Leakage | rDXGF | DnDeemDI | Cap-tons | BW & BRO-RCx | Existing Residential Duct System, 40% Leakage, SFm, CZ02, rDXGF | Duct Seal and Test, Residential, High (40% to 12%), SFm, CZ02, rDXGF | [9 empty] | 0.0695 | 29.2 | 13.9 | 0 | 0 | 0 | 0 | 0 | 24.7829 | 62.8644 | 0 | 87.6473 | 87.6473 | 0 | 0 | 0 | 0
F,HSFmCZ03rDXGF | SWSV001 | F,H |  | High (40% to 12%)-SFm | High (40% to 12%) | SFm | CZ03 | 40% Leakage | rDXGF | DnDeemDI | Cap-tons | BW & BRO-RCx | Existing Residential Duct System, 40% Leakage, SFm, CZ03, rDXGF | Duct Seal and Test, Residential, High (40% to 12%), SFm, CZ03, rDXGF | [9 empty] | 0.0268 | 10.2 | 8.44 | 0 | 0 | 0 | 0 | 0 | 24.7829 | 62.8644 | 0 | 87.6473 | 87.6473 | 0 | 0 | 0 | 0
F,HSFmCZ04rDXGF | SWSV001 | F,H |  | High (40% to 12%)-SFm | High (40% to 12%) | SFm | CZ04 | 40% Leakage | rDXGF | DnDeemDI | Cap-tons | BW & BRO-RCx | Existing Residential Duct System, 40% Leakage, SFm, CZ04, rDXGF | Duct Seal and Test, Residential, High (40% to 12%), SFm, CZ04, rDXGF | [9 empty] | 0.0658 | 29.7 | 8.63 | 0 | 0 | 0 | 0 | 0 | 24.7829 | 62.8644 | 0 | 87.6473 | 87.6473 | 0 | 0 | 0 | 0
F,HSFmCZ05rDXGF | SWSV001 | F,H |  | High (40% to 12%)-SFm | High (40% to 12%) | SFm | CZ05 | 40% Leakage | rDXGF | DnDeemDI | Cap-tons | BW & BRO-RCx | Existing Residential Duct System, 40% Leakage, SFm, CZ05, rDXGF | Duct Seal and Test, Residential, High (40% to 12%), SFm, CZ05, rDXGF | [9 empty] | 0.0222 | 9.04 | 9.1 | 0 | 0 | 0 | 0 | 0 | 24.7829 | 62.8644 | 0 | 87.6473 | 87.6473 | 0 | 0 | 0 | 0
F,HSFmCZ06rDXGF | SWSV001 | F,H |  | High (40% to 12%)-SFm | High (40% to 12%) | SFm | CZ06 | 40% Leakage | rDXGF | DnDeemDI | Cap-tons | BW & BRO-RCx | Existing Residential Duct System, 40% Leakage, SFm, CZ06, rDXGF | Duct Seal and Test, Residential, High (40% to 12%), SFm, CZ06, rDXGF | [9 empty] | 0.0546 | 20.2 | 3.43 | 0 | 0 | 0 | 0 | 0 | 24.7829 | 62.8644 | 0 | 87.6473 | 87.6473 | 0 | 0 | 0 | 0
F,HSFmCZ07rDXGF | SWSV001 | F,H |  | High (40% to 12%)-SFm | High (40% to 12%) | SFm | CZ07 | 40% Leakage | rDXGF | DnDeemDI | Cap-tons | BW & BRO-RCx | Existing Residential Duct System, 40% Leakage, SFm, CZ07, rDXGF | Duct Seal and Test, Residential, High (40% to 12%), SFm, CZ07, rDXGF | [9 empty] | 0.0515 | 29.6 | 3.05 | 0 | 0 | 0 | 0 | 0 | 24.7829 | 62.8644 | 0 | 87.6473 | 87.6473 | 0 | 0 | 0 | 0
F,HSFmCZ08rDXGF | SWSV001 | F,H |  | High (40% to 12%)-SFm | High (40% to 12%) | SFm | CZ08 | 40% Leakage | rDXGF | DnDeemDI | Cap-tons | BW & BRO-RCx | Existing Residential Duct System, 40% Leakage, SFm, CZ08, rDXGF | Duct Seal and Test, Residential, High (40% to 12%), SFm, CZ08, rDXGF | [9 empty] | 0.0596 | 49.5 | 2.75 | 0 | 0 | 0 | 0 | 0 | 24.7829 | 62.8644 | 0 | 87.6473 | 87.6473 | 0 | 0 | 0 | 0
F,HSFmCZ09rDXGF | SWSV001 | F,H |  | High (40% to 12%)-SFm | High (40% to 12%) | SFm | CZ09 | 40% Leakage | rDXGF | DnDeemDI | Cap-tons | BW & BRO-RCx | Existing Residential Duct System, 40% Leakage, SFm, CZ09, rDXGF | Duct Seal and Test, Residential, High (40% to 12%), SFm, CZ09, rDXGF | [9 empty] | 0.0835 | 52.2 | 5.29 | 0 | 0 | 0 | 0 | 0 | 24.7829 | 62.8644 | 0 | 87.6473 | 87.6473 | 0 | 0 | 0 | 0
F,HSFmCZ10rDXGF | SWSV001 | F,H |  | High (40% to 12%)-SFm | High (40% to 12%) | SFm | CZ10 | 40% Leakage | rDXGF | DnDeemDI | Cap-tons | BW & BRO-RCx | Existing Residential Duct System, 40% Leakage, SFm, CZ10, rDXGF | Duct Seal and Test, Residential, High (40% to 12%), SFm, CZ10, rDXGF | [9 empty] | 0.0937 | 70.1 | 8.25 | 0 | 0 | 0 | 0 | 0 | 24.7829 | 62.8644 | 0 | 87.6473 | 87.6473 | 0 | 0 | 0 | 0
F,HSFmCZ11rDXGF | SWSV001 | F,H |  | High (40% to 12%)-SFm | High (40% to 12%) | SFm | CZ11 | 40% Leakage | rDXGF | DnDeemDI | Cap-tons | BW & BRO-RCx | Existing Residential Duct System, 40% Leakage, SFm, CZ11, rDXGF | Duct Seal and Test, Residential, High (40% to 12%), SFm, CZ11, rDXGF | [9 empty] | 0.107 | 74 | 7.91 | 0 | 0 | 0 | 0 | 0 | 24.7829 | 62.8644 | 0 | 87.6473 | 87.6473 | 0 | 0 | 0 | 0
F,HSFmCZ12rDXGF | SWSV001 | F,H |  | High (40% to 12%)-SFm | High (40% to 12%) | SFm | CZ12 | 40% Leakage | rDXGF | DnDeemDI | Cap-tons | BW & BRO-RCx | Existing Residential Duct System, 40% Leakage, SFm, CZ12, rDXGF | Duct Seal and Test, Residential, High (40% to 12%), SFm, CZ12, rDXGF | [9 empty] | 0.0704 | 45.1 | 9.77 | 0 | 0 | 0 | 0 | 0 | 24.7829 | 62.8644 | 0 | 87.6473 | 87.6473 | 0 | 0 | 0 | 0
F,HSFmCZ13rDXGF | SWSV001 | F,H |  | High (40% to 12%)-SFm | High (40% to 12%) | SFm | CZ13 | 40% Leakage | rDXGF | DnDeemDI | Cap-tons | BW & BRO-RCx | Existing Residential Duct System, 40% Leakage, SFm, CZ13, rDXGF | Duct Seal and Test, Residential, High (40% to 12%), SFm, CZ13, rDXGF | [9 empty] | 0.0787 | 82.6 | 8.45 | 0 | 0 | 0 | 0 | 0 | 24.7829 | 62.8644 | 0 | 87.6473 | 87.6473 | 0 | 0 | 0 | 0
F,HSFmCZ14rDXGF | SWSV001 | F,H |  | High (40% to 12%)-SFm | High (40% to 12%) | SFm | CZ14 | 40% Leakage | rDXGF | DnDeemDI | Cap-tons | BW & BRO-RCx | Existing Residential Duct System, 40% Leakage, SFm, CZ14, rDXGF | Duct Seal and Test, Residential, High (40% to 12%), SFm, CZ14, rDXGF | [9 empty] | 0.115 | 141 | 9.06 | 0 | 0 | 0 | 0 | 0 | 24.7829 | 62.8644 | 0 | 87.6473 | 87.6473 | 0 | 0 | 0 | 0
F,HSFmCZ15rDXGF | SWSV001 | F,H |  | High (40% to 12%)-SFm | High (40% to 12%) | SFm | CZ15 | 40% Leakage | rDXGF | DnDeemDI | Cap-tons | BW & BRO-RCx | Existing Residential Duct System, 40% Leakage, SFm, CZ15, rDXGF | Duct Seal and Test, Residential, High (40% to 12%), SFm, CZ15, rDXGF | [9 empty] | 0.0871 | 136 | 3.76 | 0 | 0 | 0 | 0 | 0 | 24.7829 | 62.8644 | 0 | 87.6473 | 87.6473 | 0 | 0 | 0 | 0
F,HSFmCZ16rDXGF | SWSV001 | F,H |  | High (40% to 12%)-SFm | High (40% to 12%) | SFm | CZ16 | 40% Leakage | rDXGF | DnDeemDI | Cap-tons | BW & BRO-RCx | Existing Residential Duct System, 40% Leakage, SFm, CZ16, rDXGF | Duct Seal and Test, Residential, High (40% to 12%), SFm, CZ16, rDXGF | [9 empty] | 0.0282 | 14 | 7.37 | 0 | 0 | 0 | 0 | 0 | 24.7829 | 62.8644 | 0 | 87.6473 | 87.6473 | 0 | 0 | 0 | 0
CDMoCZ01rDXHP | SWSV001 | C |  | Medium (25% to 15%)-DMo | Medium (25% to 15%) | DMo | CZ01 | 25% Leakage | rDXHP | DnDeemDI | Cap-tons | BW & BRO-RCx | Existing Residential Duct System, 25% Leakage, DMo, CZ01, rDXHP | Duct Seal and Test, Residential, Medium (25% to 15%), DMo, CZ01, rDXHP | [9 empty] | 0 | 18.8 | 0 | 0 | 0 | 0 | 0 | 0 | 24.7829 | 62.8644 | 0 | 87.6473 | 87.6473 | 0 | 0 | 0 | 0
CDMoCZ02rDXHP | SWSV001 | C |  | Medium (25% to 15%)-DMo | Medium (25% to 15%) | DMo | CZ02 | 25% Leakage | rDXHP | DnDeemDI | Cap-tons | BW & BRO-RCx | Existing Residential Duct System, 25% Leakage, DMo, CZ02, rDXHP | Duct Seal and Test, Residential, Medium (25% to 15%), DMo, CZ02, rDXHP | [9 empty] | 0.0395 | 112 | 0 | 0 | 0 | 0 | 0 | 0 | 24.7829 | 62.8644 | 0 | 87.6473 | 87.6473 | 0 | 0 | 0 | 0
CDMoCZ03rDXHP | SWSV001 | C |  | Medium (25% to 15%)-DMo | Medium (25% to 15%) | DMo | CZ03 | 25% Leakage | rDXHP | DnDeemDI | Cap-tons | BW & BRO-RCx | Existing Residential Duct System, 25% Leakage, DMo, CZ03, rDXHP | Duct Seal and Test, Residential, Medium (25% to 15%), DMo, CZ03, rDXHP | [9 empty] | 0.021 | 107 | 0 | 0 | 0 | 0 | 0 | 0 | 24.7829 | 62.8644 | 0 | 87.6473 | 87.6473 | 0 | 0 | 0 | 0
CDMoCZ04rDXHP | SWSV001 | C |  | Medium (25% to 15%)-DMo | Medium (25% to 15%) | DMo | CZ04 | 25% Leakage | rDXHP | DnDeemDI | Cap-tons | BW & BRO-RCx | Existing Residential Duct System, 25% Leakage, DMo, CZ04, rDXHP | Duct Seal and Test, Residential, Medium (25% to 15%), DMo, CZ04, rDXHP | [9 empty] | 0.0358 | 135 | 0 | 0 | 0 | 0 | 0 | 0 | 24.7829 | 62.8644 | 0 | 87.6473 | 87.6473 | 0 | 0 | 0 | 0
CDMoCZ05rDXHP | SWSV001 | C |  | Medium (25% to 15%)-DMo | Medium (25% to 15%) | DMo | CZ05 | 25% Leakage | rDXHP | DnDeemDI | Cap-tons | BW & BRO-RCx | Existing Residential Duct System, 25% Leakage, DMo, CZ05, rDXHP | Duct Seal and Test, Residential, Medium (25% to 15%), DMo, CZ05, rDXHP | [9 empty] | 0.0313 | 78.8 | 0 | 0 | 0 | 0 | 0 | 0 | 24.7829 | 62.8644 | 0 | 87.6473 | 87.6473 | 0 | 0 | 0 | 0
CDMoCZ06rDXHP | SWSV001 | C |  | Medium (25% to 15%)-DMo | Medium (25% to 15%) | DMo | CZ06 | 25% Leakage | rDXHP | DnDeemDI | Cap-tons | BW & BRO-RCx | Existing Residential Duct System, 25% Leakage, DMo, CZ06, rDXHP | Duct Seal and Test, Residential, Medium (25% to 15%), DMo, CZ06, rDXHP | [9 empty] | 0.0381 | 132 | 0 | 0 | 0 | 0 | 0 | 0 | 24.7829 | 62.8644 | 0 | 87.6473 | 87.6473 | 0 | 0 | 0 | 0
CDMoCZ07rDXHP | SWSV001 | C |  | Medium (25% to 15%)-DMo | Medium (25% to 15%) | DMo | CZ07 | 25% Leakage | rDXHP | DnDeemDI | Cap-tons | BW & BRO-RCx | Existing Residential Duct System, 25% Leakage, DMo, CZ07, rDXHP | Duct Seal and Test, Residential, Medium (25% to 15%), DMo, CZ07, rDXHP | [9 empty] | 0.0193 | 131 | 0 | 0 | 0 | 0 | 0 | 0 | 24.7829 | 62.8644 | 0 | 87.6473 | 87.6473 | 0 | 0 | 0 | 0
CDMoCZ08rDXHP | SWSV001 | C |  | Medium (25% to 15%)-DMo | Medium (25% to 15%) | DMo | CZ08 | 25% Leakage | rDXHP | DnDeemDI | Cap-tons | BW & BRO-RCx | Existing Residential Duct System, 25% Leakage, DMo, CZ08, rDXHP | Duct Seal and Test, Residential, Medium (25% to 15%), DMo, CZ08, rDXHP | [9 empty] | 0.0322 | 141 | 0 | 0 | 0 | 0 | 0 | 0 | 24.7829 | 62.8644 | 0 | 87.6473 | 87.6473 | 0 | 0 | 0 | 0
CDMoCZ09rDXHP | SWSV001 | C |  | Medium (25% to 15%)-DMo | Medium (25% to 15%) | DMo | CZ09 | 25% Leakage | rDXHP | DnDeemDI | Cap-tons | BW & BRO-RCx | Existing Residential Duct System, 25% Leakage, DMo, CZ09, rDXHP | Duct Seal and Test, Residential, Medium (25% to 15%), DMo, CZ09, rDXHP | [9 empty] | 0.0595 | 131 | 0 | 0 | 0 | 0 | 0 | 0 | 24.7829 | 62.8644 | 0 | 87.6473 | 87.6473 | 0 | 0 | 0 | 0
CDMoCZ10rDXHP | SWSV001 | C |  | Medium (25% to 15%)-DMo | Medium (25% to 15%) | DMo | CZ10 | 25% Leakage | rDXHP | DnDeemDI | Cap-tons | BW & BRO-RCx | Existing Residential Duct System, 25% Leakage, DMo, CZ10, rDXHP | Duct Seal and Test, Residential, Medium (25% to 15%), DMo, CZ10, rDXHP | [9 empty] | 0.0601 | 138 | 0 | 0 | 0 | 0 | 0 | 0 | 24.7829 | 62.8644 | 0 | 87.6473 | 87.6473 | 0 | 0 | 0 | 0
CDMoCZ11rDXHP | SWSV001 | C |  | Medium (25% to 15%)-DMo | Medium (25% to 15%) | DMo | CZ11 | 25% Leakage | rDXHP | DnDeemDI | Cap-tons | BW & BRO-RCx | Existing Residential Duct System, 25% Leakage, DMo, CZ11, rDXHP | Duct Seal and Test, Residential, Medium (25% to 15%), DMo, CZ11, rDXHP | [9 empty] | 0.0789 | 145 | 0 | 0 | 0 | 0 | 0 | 0 | 24.7829 | 62.8644 | 0 | 87.6473 | 87.6473 | 0 | 0 | 0 | 0
CDMoCZ12rDXHP | SWSV001 | C |  | Medium (25% to 15%)-DMo | Medium (25% to 15%) | DMo | CZ12 | 25% Leakage | rDXHP | DnDeemDI | Cap-tons | BW & BRO-RCx | Existing Residential Duct System, 25% Leakage, DMo, CZ12, rDXHP | Duct Seal and Test, Residential, Medium (25% to 15%), DMo, CZ12, rDXHP | [9 empty] | 0.0586 | 134 | 0 | 0 | 0 | 0 | 0 | 0 | 24.7829 | 62.8644 | 0 | 87.6473 | 87.6473 | 0 | 0 | 0 | 0
CDMoCZ13rDXHP | SWSV001 | C |  | Medium (25% to 15%)-DMo | Medium (25% to 15%) | DMo | CZ13 | 25% Leakage | rDXHP | DnDeemDI | Cap-tons | BW & BRO-RCx | Existing Residential Duct System, 25% Leakage, DMo, CZ13, rDXHP | Duct Seal and Test, Residential, Medium (25% to 15%), DMo, CZ13, rDXHP | [9 empty] | 0.0575 | 135 | 0 | 0 | 0 | 0 | 0 | 0 | 24.7829 | 62.8644 | 0 | 87.6473 | 87.6473 | 0 | 0 | 0 | 0
CDMoCZ14rDXHP | SWSV001 | C |  | Medium (25% to 15%)-DMo | Medium (25% to 15%) | DMo | CZ14 | 25% Leakage | rDXHP | DnDeemDI | Cap-tons | BW & BRO-RCx | Existing Residential Duct System, 25% Leakage, DMo, CZ14, rDXHP | Duct Seal and Test, Residential, Medium (25% to 15%), DMo, CZ14, rDXHP | [9 empty] | 0.0833 | 127 | 0 | 0 | 0 | 0 | 0 | 0 | 24.7829 | 62.8644 | 0 | 87.6473 | 87.6473 | 0 | 0 | 0 | 0
CDMoCZ15rDXHP | SWSV001 | C |  | Medium (25% to 15%)-DMo | Medium (25% to 15%) | DMo | CZ15 | 25% Leakage | rDXHP | DnDeemDI | Cap-tons | BW & BRO-RCx | Existing Residential Duct System, 25% Leakage, DMo, CZ15, rDXHP | Duct Seal and Test, Residential, Medium (25% to 15%), DMo, CZ15, rDXHP | [9 empty] | 0.06 | 168 | 0 | 0 | 0 | 0 | 0 | 0 | 24.7829 | 62.8644 | 0 | 87.6473 | 87.6473 | 0 | 0 | 0 | 0
CDMoCZ16rDXHP | SWSV001 | C |  | Medium (25% to 15%)-DMo | Medium (25% to 15%) | DMo | CZ16 | 25% Leakage | rDXHP | DnDeemDI | Cap-tons | BW & BRO-RCx | Existing Residential Duct System, 25% Leakage, DMo, CZ16, rDXHP | Duct Seal and Test, Residential, Medium (25% to 15%), DMo, CZ16, rDXHP | [9 empty] | 0.0286 | 138 | 0 | 0 | 0 | 0 | 0 | 0 | 24.7829 | 62.8644 | 0 | 87.6473 | 87.6473 | 0 | 0 | 0 | 0
E,GMFmCZ01rDXHP | SWSV001 | E,G |  | Medium (25% to 15%)-MFm | Medium (25% to 15%) | MFm | CZ01 | 25% Leakage | rDXHP | DnDeemDI | Cap-tons | BW & BRO-RCx | Existing Residential Duct System, 25% Leakage, MFm, CZ01, rDXHP | Duct Seal and Test, Residential, Medium (25% to 15%), MFm, CZ01, rDXHP | [9 empty] | 0 | 11.3 | 0 | 0 | 0 | 0 | 0 | 0 | 24.7829 | 62.8644 | 0 | 87.6473 | 87.6473 | 0 | 0 | 0 | 0
E,GMFmCZ02rDXHP | SWSV001 | E,G |  | Medium (25% to 15%)-MFm | Medium (25% to 15%) | MFm | CZ02 | 25% Leakage | rDXHP | DnDeemDI | Cap-tons | BW & BRO-RCx | Existing Residential Duct System, 25% Leakage, MFm, CZ02, rDXHP | Duct Seal and Test, Residential, Medium (25% to 15%), MFm, CZ02, rDXHP | [9 empty] | 0.0064 | 9.4 | 0 | 0 | 0 | 0 | 0 | 0 | 24.7829 | 62.8644 | 0 | 87.6473 | 87.6473 | 0 | 0 | 0 | 0
E,GMFmCZ03rDXHP | SWSV001 | E,G |  | Medium (25% to 15%)-MFm | Medium (25% to 15%) | MFm | CZ03 | 25% Leakage | rDXHP | DnDeemDI | Cap-tons | BW & BRO-RCx | Existing Residential Duct System, 25% Leakage, MFm, CZ03, rDXHP | Duct Seal and Test, Residential, Medium (25% to 15%), MFm, CZ03, rDXHP | [9 empty] | 0.002 | 7.76 | 0 | 0 | 0 | 0 | 0 | 0 | 24.7829 | 62.8644 | 0 | 87.6473 | 87.6473 | 0 | 0 | 0 | 0
E,GMFmCZ04rDXHP | SWSV001 | E,G |  | Medium (25% to 15%)-MFm | Medium (25% to 15%) | MFm | CZ04 | 25% Leakage | rDXHP | DnDeemDI | Cap-tons | BW & BRO-RCx | Existing Residential Duct System, 25% Leakage, MFm, CZ04, rDXHP | Duct Seal and Test, Residential, Medium (25% to 15%), MFm, CZ04, rDXHP | [9 empty] | 0.0064 | 8.68 | 0 | 0 | 0 | 0 | 0 | 0 | 24.7829 | 62.8644 | 0 | 87.6473 | 87.6473 | 0 | 0 | 0 | 0
E,GMFmCZ05rDXHP | SWSV001 | E,G |  | Medium (25% to 15%)-MFm | Medium (25% to 15%) | MFm | CZ05 | 25% Leakage | rDXHP | DnDeemDI | Cap-tons | BW & BRO-RCx | Existing Residential Duct System, 25% Leakage, MFm, CZ05, rDXHP | Duct Seal and Test, Residential, Medium (25% to 15%), MFm, CZ05, rDXHP | [9 empty] | 0.00096 | 6.86 | 0 | 0 | 0 | 0 | 0 | 0 | 24.7829 | 62.8644 | 0 | 87.6473 | 87.6473 | 0 | 0 | 0 | 0
E,GMFmCZ06rDXHP | SWSV001 | E,G |  | Medium (25% to 15%)-MFm | Medium (25% to 15%) | MFm | CZ06 | 25% Leakage | rDXHP | DnDeemDI | Cap-tons | BW & BRO-RCx | Existing Residential Duct System, 25% Leakage, MFm, CZ06, rDXHP | Duct Seal and Test, Residential, Medium (25% to 15%), MFm, CZ06, rDXHP | [9 empty] | 0.00551 | 5.92 | 0 | 0 | 0 | 0 | 0 | 0 | 24.7829 | 62.8644 | 0 | 87.6473 | 87.6473 | 0 | 0 | 0 | 0
E,GMFmCZ07rDXHP | SWSV001 | E,G |  | Medium (25% to 15%)-MFm | Medium (25% to 15%) | MFm | CZ07 | 25% Leakage | rDXHP | DnDeemDI | Cap-tons | BW & BRO-RCx | Existing Residential Duct System, 25% Leakage, MFm, CZ07, rDXHP | Duct Seal and Test, Residential, Medium (25% to 15%), MFm, CZ07, rDXHP | [9 empty] | 0.00398 | 5.92 | 0 | 0 | 0 | 0 | 0 | 0 | 24.7829 | 62.8644 | 0 | 87.6473 | 87.6473 | 0 | 0 | 0 | 0
E,GMFmCZ08rDXHP | SWSV001 | E,G |  | Medium (25% to 15%)-MFm | Medium (25% to 15%) | MFm | CZ08 | 25% Leakage | rDXHP | DnDeemDI | Cap-tons | BW & BRO-RCx | Existing Residential Duct System, 25% Leakage, MFm, CZ08, rDXHP | Duct Seal and Test, Residential, Medium (25% to 15%), MFm, CZ08, rDXHP | [9 empty] | 0.00447 | 7.16 | 0 | 0 | 0 | 0 | 0 | 0 | 24.7829 | 62.8644 | 0 | 87.6473 | 87.6473 | 0 | 0 | 0 | 0
E,GMFmCZ09rDXHP | SWSV001 | E,G |  | Medium (25% to 15%)-MFm | Medium (25% to 15%) | MFm | CZ09 | 25% Leakage | rDXHP | DnDeemDI | Cap-tons | BW & BRO-RCx | Existing Residential Duct System, 25% Leakage, MFm, CZ09, rDXHP | Duct Seal and Test, Residential, Medium (25% to 15%), MFm, CZ09, rDXHP | [9 empty] | 0.00665 | 9.61 | 0 | 0 | 0 | 0 | 0 | 0 | 24.7829 | 62.8644 | 0 | 87.6473 | 87.6473 | 0 | 0 | 0 | 0
E,GMFmCZ10rDXHP | SWSV001 | E,G |  | Medium (25% to 15%)-MFm | Medium (25% to 15%) | MFm | CZ10 | 25% Leakage | rDXHP | DnDeemDI | Cap-tons | BW & BRO-RCx | Existing Residential Duct System, 25% Leakage, MFm, CZ10, rDXHP | Duct Seal and Test, Residential, Medium (25% to 15%), MFm, CZ10, rDXHP | [9 empty] | 0.00708 | 7.73 | 0 | 0 | 0 | 0 | 0 | 0 | 24.7829 | 62.8644 | 0 | 87.6473 | 87.6473 | 0 | 0 | 0 | 0
E,GMFmCZ11rDXHP | SWSV001 | E,G |  | Medium (25% to 15%)-MFm | Medium (25% to 15%) | MFm | CZ11 | 25% Leakage | rDXHP | DnDeemDI | Cap-tons | BW & BRO-RCx | Existing Residential Duct System, 25% Leakage, MFm, CZ11, rDXHP | Duct Seal and Test, Residential, Medium (25% to 15%), MFm, CZ11, rDXHP | [9 empty] | 0.0103 | 20.5 | 0 | 0 | 0 | 0 | 0 | 0 | 24.7829 | 62.8644 | 0 | 87.6473 | 87.6473 | 0 | 0 | 0 | 0
E,GMFmCZ12rDXHP | SWSV001 | E,G |  | Medium (25% to 15%)-MFm | Medium (25% to 15%) | MFm | CZ12 | 25% Leakage | rDXHP | DnDeemDI | Cap-tons | BW & BRO-RCx | Existing Residential Duct System, 25% Leakage, MFm, CZ12, rDXHP | Duct Seal and Test, Residential, Medium (25% to 15%), MFm, CZ12, rDXHP | [9 empty] | 0.0072 | 13.1 | 0 | 0 | 0 | 0 | 0 | 0 | 24.7829 | 62.8644 | 0 | 87.6473 | 87.6473 | 0 | 0 | 0 | 0
E,GMFmCZ13rDXHP | SWSV001 | E,G |  | Medium (25% to 15%)-MFm | Medium (25% to 15%) | MFm | CZ13 | 25% Leakage | rDXHP | DnDeemDI | Cap-tons | BW & BRO-RCx | Existing Residential Duct System, 25% Leakage, MFm, CZ13, rDXHP | Duct Seal and Test, Residential, Medium (25% to 15%), MFm, CZ13, rDXHP | [9 empty] | 0.00896 | 17.9 | 0 | 0 | 0 | 0 | 0 | 0 | 24.7829 | 62.8644 | 0 | 87.6473 | 87.6473 | 0 | 0 | 0 | 0
E,GMFmCZ14rDXHP | SWSV001 | E,G |  | Medium (25% to 15%)-MFm | Medium (25% to 15%) | MFm | CZ14 | 25% Leakage | rDXHP | DnDeemDI | Cap-tons | BW & BRO-RCx | Existing Residential Duct System, 25% Leakage, MFm, CZ14, rDXHP | Duct Seal and Test, Residential, Medium (25% to 15%), MFm, CZ14, rDXHP | [9 empty] | 0.0103 | 29.5 | 0 | 0 | 0 | 0 | 0 | 0 | 24.7829 | 62.8644 | 0 | 87.6473 | 87.6473 | 0 | 0 | 0 | 0
E,GMFmCZ15rDXHP | SWSV001 | E,G |  | Medium (25% to 15%)-MFm | Medium (25% to 15%) | MFm | CZ15 | 25% Leakage | rDXHP | DnDeemDI | Cap-tons | BW & BRO-RCx | Existing Residential Duct System, 25% Leakage, MFm, CZ15, rDXHP | Duct Seal and Test, Residential, Medium (25% to 15%), MFm, CZ15, rDXHP | [9 empty] | 0.00821 | 18 | 0 | 0 | 0 | 0 | 0 | 0 | 24.7829 | 62.8644 | 0 | 87.6473 | 87.6473 | 0 | 0 | 0 | 0
E,GMFmCZ16rDXHP | SWSV001 | E,G |  | Medium (25% to 15%)-MFm | Medium (25% to 15%) | MFm | CZ16 | 25% Leakage | rDXHP | DnDeemDI | Cap-tons | BW & BRO-RCx | Existing Residential Duct System, 25% Leakage, MFm, CZ16, rDXHP | Duct Seal and Test, Residential, Medium (25% to 15%), MFm, CZ16, rDXHP | [9 empty] | 0.0085 | 38.4 | 0 | 0 | 0 | 0 | 0 | 0 | 24.7829 | 62.8644 | 0 | 87.6473 | 87.6473 | 0 | 0 | 0 | 0
E,GSFmCZ01rDXHP | SWSV001 | E,G |  | Medium (25% to 15%)-SFm | Medium (25% to 15%) | SFm | CZ01 | 25% Leakage | rDXHP | DnDeemDI | Cap-tons | BW & BRO-RCx | Existing Residential Duct System, 25% Leakage, SFm, CZ01, rDXHP | Duct Seal and Test, Residential, Medium (25% to 15%), SFm, CZ01, rDXHP | [9 empty] | 0 | 46.2 | 0 | 0 | 0 | 0 | 0 | 0 | 24.7829 | 62.8644 | 0 | 87.6473 | 87.6473 | 0 | 0 | 0 | 0
E,GSFmCZ02rDXHP | SWSV001 | E,G |  | Medium (25% to 15%)-SFm | Medium (25% to 15%) | SFm | CZ02 | 25% Leakage | rDXHP | DnDeemDI | Cap-tons | BW & BRO-RCx | Existing Residential Duct System, 25% Leakage, SFm, CZ02, rDXHP | Duct Seal and Test, Residential, Medium (25% to 15%), SFm, CZ02, rDXHP | [9 empty] | 0.031 | 74.1 | 0 | 0 | 0 | 0 | 0 | 0 | 24.7829 | 62.8644 | 0 | 87.6473 | 87.6473 | 0 | 0 | 0 | 0
E,GSFmCZ03rDXHP | SWSV001 | E,G |  | Medium (25% to 15%)-SFm | Medium (25% to 15%) | SFm | CZ03 | 25% Leakage | rDXHP | DnDeemDI | Cap-tons | BW & BRO-RCx | Existing Residential Duct System, 25% Leakage, SFm, CZ03, rDXHP | Duct Seal and Test, Residential, Medium (25% to 15%), SFm, CZ03, rDXHP | [9 empty] | 0.0114 | 31.3 | 0 | 0 | 0 | 0 | 0 | 0 | 24.7829 | 62.8644 | 0 | 87.6473 | 87.6473 | 0 | 0 | 0 | 0
E,GSFmCZ04rDXHP | SWSV001 | E,G |  | Medium (25% to 15%)-SFm | Medium (25% to 15%) | SFm | CZ04 | 25% Leakage | rDXHP | DnDeemDI | Cap-tons | BW & BRO-RCx | Existing Residential Duct System, 25% Leakage, SFm, CZ04, rDXHP | Duct Seal and Test, Residential, Medium (25% to 15%), SFm, CZ04, rDXHP | [9 empty] | 0.029 | 50.9 | 0 | 0 | 0 | 0 | 0 | 0 | 24.7829 | 62.8644 | 0 | 87.6473 | 87.6473 | 0 | 0 | 0 | 0
E,GSFmCZ05rDXHP | SWSV001 | E,G |  | Medium (25% to 15%)-SFm | Medium (25% to 15%) | SFm | CZ05 | 25% Leakage | rDXHP | DnDeemDI | Cap-tons | BW & BRO-RCx | Existing Residential Duct System, 25% Leakage, SFm, CZ05, rDXHP | Duct Seal and Test, Residential, Medium (25% to 15%), SFm, CZ05, rDXHP | [9 empty] | 0.00883 | 37 | 0 | 0 | 0 | 0 | 0 | 0 | 24.7829 | 62.8644 | 0 | 87.6473 | 87.6473 | 0 | 0 | 0 | 0
E,GSFmCZ06rDXHP | SWSV001 | E,G |  | Medium (25% to 15%)-SFm | Medium (25% to 15%) | SFm | CZ06 | 25% Leakage | rDXHP | DnDeemDI | Cap-tons | BW & BRO-RCx | Existing Residential Duct System, 25% Leakage, SFm, CZ06, rDXHP | Duct Seal and Test, Residential, Medium (25% to 15%), SFm, CZ06, rDXHP | [9 empty] | 0.0238 | 20.6 | 0 | 0 | 0 | 0 | 0 | 0 | 24.7829 | 62.8644 | 0 | 87.6473 | 87.6473 | 0 | 0 | 0 | 0
E,GSFmCZ07rDXHP | SWSV001 | E,G |  | Medium (25% to 15%)-SFm | Medium (25% to 15%) | SFm | CZ07 | 25% Leakage | rDXHP | DnDeemDI | Cap-tons | BW & BRO-RCx | Existing Residential Duct System, 25% Leakage, SFm, CZ07, rDXHP | Duct Seal and Test, Residential, Medium (25% to 15%), SFm, CZ07, rDXHP | [9 empty] | 0.0228 | 20.8 | 0 | 0 | 0 | 0 | 0 | 0 | 24.7829 | 62.8644 | 0 | 87.6473 | 87.6473 | 0 | 0 | 0 | 0
E,GSFmCZ08rDXHP | SWSV001 | E,G |  | Medium (25% to 15%)-SFm | Medium (25% to 15%) | SFm | CZ08 | 25% Leakage | rDXHP | DnDeemDI | Cap-tons | BW & BRO-RCx | Existing Residential Duct System, 25% Leakage, SFm, CZ08, rDXHP | Duct Seal and Test, Residential, Medium (25% to 15%), SFm, CZ08, rDXHP | [9 empty] | 0.0272 | 30.8 | 0 | 0 | 0 | 0 | 0 | 0 | 24.7829 | 62.8644 | 0 | 87.6473 | 87.6473 | 0 | 0 | 0 | 0
E,GSFmCZ09rDXHP | SWSV001 | E,G |  | Medium (25% to 15%)-SFm | Medium (25% to 15%) | SFm | CZ09 | 25% Leakage | rDXHP | DnDeemDI | Cap-tons | BW & BRO-RCx | Existing Residential Duct System, 25% Leakage, SFm, CZ09, rDXHP | Duct Seal and Test, Residential, Medium (25% to 15%), SFm, CZ09, rDXHP | [9 empty] | 0.0392 | 40.5 | 0 | 0 | 0 | 0 | 0 | 0 | 24.7829 | 62.8644 | 0 | 87.6473 | 87.6473 | 0 | 0 | 0 | 0
E,GSFmCZ10rDXHP | SWSV001 | E,G |  | Medium (25% to 15%)-SFm | Medium (25% to 15%) | SFm | CZ10 | 25% Leakage | rDXHP | DnDeemDI | Cap-tons | BW & BRO-RCx | Existing Residential Duct System, 25% Leakage, SFm, CZ10, rDXHP | Duct Seal and Test, Residential, Medium (25% to 15%), SFm, CZ10, rDXHP | [9 empty] | 0.0413 | 64.5 | 0 | 0 | 0 | 0 | 0 | 0 | 24.7829 | 62.8644 | 0 | 87.6473 | 87.6473 | 0 | 0 | 0 | 0
E,GSFmCZ11rDXHP | SWSV001 | E,G |  | Medium (25% to 15%)-SFm | Medium (25% to 15%) | SFm | CZ11 | 25% Leakage | rDXHP | DnDeemDI | Cap-tons | BW & BRO-RCx | Existing Residential Duct System, 25% Leakage, SFm, CZ11, rDXHP | Duct Seal and Test, Residential, Medium (25% to 15%), SFm, CZ11, rDXHP | [9 empty] | 0.046 | 67 | 0 | 0 | 0 | 0 | 0 | 0 | 24.7829 | 62.8644 | 0 | 87.6473 | 87.6473 | 0 | 0 | 0 | 0
E,GSFmCZ12rDXHP | SWSV001 | E,G |  | Medium (25% to 15%)-SFm | Medium (25% to 15%) | SFm | CZ12 | 25% Leakage | rDXHP | DnDeemDI | Cap-tons | BW & BRO-RCx | Existing Residential Duct System, 25% Leakage, SFm, CZ12, rDXHP | Duct Seal and Test, Residential, Medium (25% to 15%), SFm, CZ12, rDXHP | [9 empty] | 0.0312 | 61.4 | 0 | 0 | 0 | 0 | 0 | 0 | 24.7829 | 62.8644 | 0 | 87.6473 | 87.6473 | 0 | 0 | 0 | 0
E,GSFmCZ13rDXHP | SWSV001 | E,G |  | Medium (25% to 15%)-SFm | Medium (25% to 15%) | SFm | CZ13 | 25% Leakage | rDXHP | DnDeemDI | Cap-tons | BW & BRO-RCx | Existing Residential Duct System, 25% Leakage, SFm, CZ13, rDXHP | Duct Seal and Test, Residential, Medium (25% to 15%), SFm, CZ13, rDXHP | [9 empty] | 0.036 | 74.9 | 0 | 0 | 0 | 0 | 0 | 0 | 24.7829 | 62.8644 | 0 | 87.6473 | 87.6473 | 0 | 0 | 0 | 0
E,GSFmCZ14rDXHP | SWSV001 | E,G |  | Medium (25% to 15%)-SFm | Medium (25% to 15%) | SFm | CZ14 | 25% Leakage | rDXHP | DnDeemDI | Cap-tons | BW & BRO-RCx | Existing Residential Duct System, 25% Leakage, SFm, CZ14, rDXHP | Duct Seal and Test, Residential, Medium (25% to 15%), SFm, CZ14, rDXHP | [9 empty] | 0.0538 | 109 | 0 | 0 | 0 | 0 | 0 | 0 | 24.7829 | 62.8644 | 0 | 87.6473 | 87.6473 | 0 | 0 | 0 | 0
E,GSFmCZ15rDXHP | SWSV001 | E,G |  | Medium (25% to 15%)-SFm | Medium (25% to 15%) | SFm | CZ15 | 25% Leakage | rDXHP | DnDeemDI | Cap-tons | BW & BRO-RCx | Existing Residential Duct System, 25% Leakage, SFm, CZ15, rDXHP | Duct Seal and Test, Residential, Medium (25% to 15%), SFm, CZ15, rDXHP | [9 empty] | 0.0396 | 77.6 | 0 | 0 | 0 | 0 | 0 | 0 | 24.7829 | 62.8644 | 0 | 87.6473 | 87.6473 | 0 | 0 | 0 | 0
E,GSFmCZ16rDXHP | SWSV001 | E,G |  | Medium (25% to 15%)-SFm | Medium (25% to 15%) | SFm | CZ16 | 25% Leakage | rDXHP | DnDeemDI | Cap-tons | BW & BRO-RCx | Existing Residential Duct System, 25% Leakage, SFm, CZ16, rDXHP | Duct Seal and Test, Residential, Medium (25% to 15%), SFm, CZ16, rDXHP | [9 empty] | 0.0116 | 48 | 0 | 0 | 0 | 0 | 0 | 0 | 24.7829 | 62.8644 | 0 | 87.6473 | 87.6473 | 0 | 0 | 0 | 0
DDMoCZ01rDXHP | SWSV001 | D |  | High (40% to 12%)-DMo | High (40% to 12%) | DMo | CZ01 | 40% Leakage | rDXHP | DnDeemDI | Cap-tons | BW & BRO-RCx | Existing Residential Duct System, 40% Leakage, DMo, CZ01, rDXHP | Duct Seal and Test, Residential, High (40% to 12%), DMo, CZ01, rDXHP | [9 empty] | 0 | 41.6 | 0 | 0 | 0 | 0 | 0 | 0 | 24.7829 | 62.8644 | 0 | 87.6473 | 87.6473 | 0 | 0 | 0 | 0
DDMoCZ02rDXHP | SWSV001 | D |  | High (40% to 12%)-DMo | High (40% to 12%) | DMo | CZ02 | 40% Leakage | rDXHP | DnDeemDI | Cap-tons | BW & BRO-RCx | Existing Residential Duct System, 40% Leakage, DMo, CZ02, rDXHP | Duct Seal and Test, Residential, High (40% to 12%), DMo, CZ02, rDXHP | [9 empty] | 0.0859 | 202 | 0 | 0 | 0 | 0 | 0 | 0 | 24.7829 | 62.8644 | 0 | 87.6473 | 87.6473 | 0 | 0 | 0 | 0
DDMoCZ03rDXHP | SWSV001 | D |  | High (40% to 12%)-DMo | High (40% to 12%) | DMo | CZ03 | 40% Leakage | rDXHP | DnDeemDI | Cap-tons | BW & BRO-RCx | Existing Residential Duct System, 40% Leakage, DMo, CZ03, rDXHP | Duct Seal and Test, Residential, High (40% to 12%), DMo, CZ03, rDXHP | [9 empty] | 0.043 | 185 | 0 | 0 | 0 | 0 | 0 | 0 | 24.7829 | 62.8644 | 0 | 87.6473 | 87.6473 | 0 | 0 | 0 | 0
DDMoCZ04rDXHP | SWSV001 | D |  | High (40% to 12%)-DMo | High (40% to 12%) | DMo | CZ04 | 40% Leakage | rDXHP | DnDeemDI | Cap-tons | BW & BRO-RCx | Existing Residential Duct System, 40% Leakage, DMo, CZ04, rDXHP | Duct Seal and Test, Residential, High (40% to 12%), DMo, CZ04, rDXHP | [9 empty] | 0.0755 | 231 | 0 | 0 | 0 | 0 | 0 | 0 | 24.7829 | 62.8644 | 0 | 87.6473 | 87.6473 | 0 | 0 | 0 | 0
DDMoCZ05rDXHP | SWSV001 | D |  | High (40% to 12%)-DMo | High (40% to 12%) | DMo | CZ05 | 40% Leakage | rDXHP | DnDeemDI | Cap-tons | BW & BRO-RCx | Existing Residential Duct System, 40% Leakage, DMo, CZ05, rDXHP | Duct Seal and Test, Residential, High (40% to 12%), DMo, CZ05, rDXHP | [9 empty] | 0.0507 | 152 | 0 | 0 | 0 | 0 | 0 | 0 | 24.7829 | 62.8644 | 0 | 87.6473 | 87.6473 | 0 | 0 | 0 | 0
DDMoCZ06rDXHP | SWSV001 | D |  | High (40% to 12%)-DMo | High (40% to 12%) | DMo | CZ06 | 40% Leakage | rDXHP | DnDeemDI | Cap-tons | BW & BRO-RCx | Existing Residential Duct System, 40% Leakage, DMo, CZ06, rDXHP | Duct Seal and Test, Residential, High (40% to 12%), DMo, CZ06, rDXHP | [9 empty] | 0.0813 | 195 | 0 | 0 | 0 | 0 | 0 | 0 | 24.7829 | 62.8644 | 0 | 87.6473 | 87.6473 | 0 | 0 | 0 | 0
DDMoCZ07rDXHP | SWSV001 | D |  | High (40% to 12%)-DMo | High (40% to 12%) | DMo | CZ07 | 40% Leakage | rDXHP | DnDeemDI | Cap-tons | BW & BRO-RCx | Existing Residential Duct System, 40% Leakage, DMo, CZ07, rDXHP | Duct Seal and Test, Residential, High (40% to 12%), DMo, CZ07, rDXHP | [9 empty] | 0.0406 | 189 | 0 | 0 | 0 | 0 | 0 | 0 | 24.7829 | 62.8644 | 0 | 87.6473 | 87.6473 | 0 | 0 | 0 | 0
DDMoCZ08rDXHP | SWSV001 | D |  | High (40% to 12%)-DMo | High (40% to 12%) | DMo | CZ08 | 40% Leakage | rDXHP | DnDeemDI | Cap-tons | BW & BRO-RCx | Existing Residential Duct System, 40% Leakage, DMo, CZ08, rDXHP | Duct Seal and Test, Residential, High (40% to 12%), DMo, CZ08, rDXHP | [9 empty] | 0.069 | 225 | 0 | 0 | 0 | 0 | 0 | 0 | 24.7829 | 62.8644 | 0 | 87.6473 | 87.6473 | 0 | 0 | 0 | 0
DDMoCZ09rDXHP | SWSV001 | D |  | High (40% to 12%)-DMo | High (40% to 12%) | DMo | CZ09 | 40% Leakage | rDXHP | DnDeemDI | Cap-tons | BW & BRO-RCx | Existing Residential Duct System, 40% Leakage, DMo, CZ09, rDXHP | Duct Seal and Test, Residential, High (40% to 12%), DMo, CZ09, rDXHP | [9 empty] | 0.126 | 221 | 0 | 0 | 0 | 0 | 0 | 0 | 24.7829 | 62.8644 | 0 | 87.6473 | 87.6473 | 0 | 0 | 0 | 0
DDMoCZ10rDXHP | SWSV001 | D |  | High (40% to 12%)-DMo | High (40% to 12%) | DMo | CZ10 | 40% Leakage | rDXHP | DnDeemDI | Cap-tons | BW & BRO-RCx | Existing Residential Duct System, 40% Leakage, DMo, CZ10, rDXHP | Duct Seal and Test, Residential, High (40% to 12%), DMo, CZ10, rDXHP | [9 empty] | 0.128 | 237 | 0 | 0 | 0 | 0 | 0 | 0 | 24.7829 | 62.8644 | 0 | 87.6473 | 87.6473 | 0 | 0 | 0 | 0
DDMoCZ11rDXHP | SWSV001 | D |  | High (40% to 12%)-DMo | High (40% to 12%) | DMo | CZ11 | 40% Leakage | rDXHP | DnDeemDI | Cap-tons | BW & BRO-RCx | Existing Residential Duct System, 40% Leakage, DMo, CZ11, rDXHP | Duct Seal and Test, Residential, High (40% to 12%), DMo, CZ11, rDXHP | [9 empty] | 0.156 | 280 | 0 | 0 | 0 | 0 | 0 | 0 | 24.7829 | 62.8644 | 0 | 87.6473 | 87.6473 | 0 | 0 | 0 | 0
DDMoCZ12rDXHP | SWSV001 | D |  | High (40% to 12%)-DMo | High (40% to 12%) | DMo | CZ12 | 40% Leakage | rDXHP | DnDeemDI | Cap-tons | BW & BRO-RCx | Existing Residential Duct System, 40% Leakage, DMo, CZ12, rDXHP | Duct Seal and Test, Residential, High (40% to 12%), DMo, CZ12, rDXHP | [9 empty] | 0.119 | 235 | 0 | 0 | 0 | 0 | 0 | 0 | 24.7829 | 62.8644 | 0 | 87.6473 | 87.6473 | 0 | 0 | 0 | 0
DDMoCZ13rDXHP | SWSV001 | D |  | High (40% to 12%)-DMo | High (40% to 12%) | DMo | CZ13 | 40% Leakage | rDXHP | DnDeemDI | Cap-tons | BW & BRO-RCx | Existing Residential Duct System, 40% Leakage, DMo, CZ13, rDXHP | Duct Seal and Test, Residential, High (40% to 12%), DMo, CZ13, rDXHP | [9 empty] | 0.122 | 253 | 0 | 0 | 0 | 0 | 0 | 0 | 24.7829 | 62.8644 | 0 | 87.6473 | 87.6473 | 0 | 0 | 0 | 0
DDMoCZ14rDXHP | SWSV001 | D |  | High (40% to 12%)-DMo | High (40% to 12%) | DMo | CZ14 | 40% Leakage | rDXHP | DnDeemDI | Cap-tons | BW & BRO-RCx | Existing Residential Duct System, 40% Leakage, DMo, CZ14, rDXHP | Duct Seal and Test, Residential, High (40% to 12%), DMo, CZ14, rDXHP | [9 empty] | 0.173 | 278 | 0 | 0 | 0 | 0 | 0 | 0 | 24.7829 | 62.8644 | 0 | 87.6473 | 87.6473 | 0 | 0 | 0 | 0
DDMoCZ15rDXHP | SWSV001 | D |  | High (40% to 12%)-DMo | High (40% to 12%) | DMo | CZ15 | 40% Leakage | rDXHP | DnDeemDI | Cap-tons | BW & BRO-RCx | Existing Residential Duct System, 40% Leakage, DMo, CZ15, rDXHP | Duct Seal and Test, Residential, High (40% to 12%), DMo, CZ15, rDXHP | [9 empty] | 0.129 | 321 | 0 | 0 | 0 | 0 | 0 | 0 | 24.7829 | 62.8644 | 0 | 87.6473 | 87.6473 | 0 | 0 | 0 | 0
DDMoCZ16rDXHP | SWSV001 | D |  | High (40% to 12%)-DMo | High (40% to 12%) | DMo | CZ16 | 40% Leakage | rDXHP | DnDeemDI | Cap-tons | BW & BRO-RCx | Existing Residential Duct System, 40% Leakage, DMo, CZ16, rDXHP | Duct Seal and Test, Residential, High (40% to 12%), DMo, CZ16, rDXHP | [9 empty] | 0.06 | 265 | 0 | 0 | 0 | 0 | 0 | 0 | 24.7829 | 62.8644 | 0 | 87.6473 | 87.6473 | 0 | 0 | 0 | 0
F,HMFmCZ01rDXHP | SWSV001 | F,H |  | High (40% to 12%)-MFm | High (40% to 12%) | MFm | CZ01 | 40% Leakage | rDXHP | DnDeemDI | Cap-tons | BW & BRO-RCx | Existing Residential Duct System, 40% Leakage, MFm, CZ01, rDXHP | Duct Seal and Test, Residential, High (40% to 12%), MFm, CZ01, rDXHP | [9 empty] | 0 | 26.6 | 0 | 0 | 0 | 0 | 0 | 0 | 24.7829 | 62.8644 | 0 | 87.6473 | 87.6473 | 0 | 0 | 0 | 0
F,HMFmCZ02rDXHP | SWSV001 | F,H |  | High (40% to 12%)-MFm | High (40% to 12%) | MFm | CZ02 | 40% Leakage | rDXHP | DnDeemDI | Cap-tons | BW & BRO-RCx | Existing Residential Duct System, 40% Leakage, MFm, CZ02, rDXHP | Duct Seal and Test, Residential, High (40% to 12%), MFm, CZ02, rDXHP | [9 empty] | 0.0141 | 21.8 | 0 | 0 | 0 | 0 | 0 | 0 | 24.7829 | 62.8644 | 0 | 87.6473 | 87.6473 | 0 | 0 | 0 | 0
F,HMFmCZ03rDXHP | SWSV001 | F,H |  | High (40% to 12%)-MFm | High (40% to 12%) | MFm | CZ03 | 40% Leakage | rDXHP | DnDeemDI | Cap-tons | BW & BRO-RCx | Existing Residential Duct System, 40% Leakage, MFm, CZ03, rDXHP | Duct Seal and Test, Residential, High (40% to 12%), MFm, CZ03, rDXHP | [9 empty] | 0.00442 | 18.2 | 0 | 0 | 0 | 0 | 0 | 0 | 24.7829 | 62.8644 | 0 | 87.6473 | 87.6473 | 0 | 0 | 0 | 0
F,HMFmCZ04rDXHP | SWSV001 | F,H |  | High (40% to 12%)-MFm | High (40% to 12%) | MFm | CZ04 | 40% Leakage | rDXHP | DnDeemDI | Cap-tons | BW & BRO-RCx | Existing Residential Duct System, 40% Leakage, MFm, CZ04, rDXHP | Duct Seal and Test, Residential, High (40% to 12%), MFm, CZ04, rDXHP | [9 empty] | 0.0153 | 20.1 | 0 | 0 | 0 | 0 | 0 | 0 | 24.7829 | 62.8644 | 0 | 87.6473 | 87.6473 | 0 | 0 | 0 | 0
F,HMFmCZ05rDXHP | SWSV001 | F,H |  | High (40% to 12%)-MFm | High (40% to 12%) | MFm | CZ05 | 40% Leakage | rDXHP | DnDeemDI | Cap-tons | BW & BRO-RCx | Existing Residential Duct System, 40% Leakage, MFm, CZ05, rDXHP | Duct Seal and Test, Residential, High (40% to 12%), MFm, CZ05, rDXHP | [9 empty] | 0.00289 | 16.1 | 0 | 0 | 0 | 0 | 0 | 0 | 24.7829 | 62.8644 | 0 | 87.6473 | 87.6473 | 0 | 0 | 0 | 0
F,HMFmCZ06rDXHP | SWSV001 | F,H |  | High (40% to 12%)-MFm | High (40% to 12%) | MFm | CZ06 | 40% Leakage | rDXHP | DnDeemDI | Cap-tons | BW & BRO-RCx | Existing Residential Duct System, 40% Leakage, MFm, CZ06, rDXHP | Duct Seal and Test, Residential, High (40% to 12%), MFm, CZ06, rDXHP | [9 empty] | 0.0127 | 13.7 | 0 | 0 | 0 | 0 | 0 | 0 | 24.7829 | 62.8644 | 0 | 87.6473 | 87.6473 | 0 | 0 | 0 | 0
F,HMFmCZ07rDXHP | SWSV001 | F,H |  | High (40% to 12%)-MFm | High (40% to 12%) | MFm | CZ07 | 40% Leakage | rDXHP | DnDeemDI | Cap-tons | BW & BRO-RCx | Existing Residential Duct System, 40% Leakage, MFm, CZ07, rDXHP | Duct Seal and Test, Residential, High (40% to 12%), MFm, CZ07, rDXHP | [9 empty] | 0.00895 | 13.7 | 0 | 0 | 0 | 0 | 0 | 0 | 24.7829 | 62.8644 | 0 | 87.6473 | 87.6473 | 0 | 0 | 0 | 0
F,HMFmCZ08rDXHP | SWSV001 | F,H |  | High (40% to 12%)-MFm | High (40% to 12%) | MFm | CZ08 | 40% Leakage | rDXHP | DnDeemDI | Cap-tons | BW & BRO-RCx | Existing Residential Duct System, 40% Leakage, MFm, CZ08, rDXHP | Duct Seal and Test, Residential, High (40% to 12%), MFm, CZ08, rDXHP | [9 empty] | 0.0105 | 16.5 | 0 | 0 | 0 | 0 | 0 | 0 | 24.7829 | 62.8644 | 0 | 87.6473 | 87.6473 | 0 | 0 | 0 | 0
F,HMFmCZ09rDXHP | SWSV001 | F,H |  | High (40% to 12%)-MFm | High (40% to 12%) | MFm | CZ09 | 40% Leakage | rDXHP | DnDeemDI | Cap-tons | BW & BRO-RCx | Existing Residential Duct System, 40% Leakage, MFm, CZ09, rDXHP | Duct Seal and Test, Residential, High (40% to 12%), MFm, CZ09, rDXHP | [9 empty] | 0.0154 | 22.3 | 0 | 0 | 0 | 0 | 0 | 0 | 24.7829 | 62.8644 | 0 | 87.6473 | 87.6473 | 0 | 0 | 0 | 0
F,HMFmCZ10rDXHP | SWSV001 | F,H |  | High (40% to 12%)-MFm | High (40% to 12%) | MFm | CZ10 | 40% Leakage | rDXHP | DnDeemDI | Cap-tons | BW & BRO-RCx | Existing Residential Duct System, 40% Leakage, MFm, CZ10, rDXHP | Duct Seal and Test, Residential, High (40% to 12%), MFm, CZ10, rDXHP | [9 empty] | 0.0166 | 18 | 0 | 0 | 0 | 0 | 0 | 0 | 24.7829 | 62.8644 | 0 | 87.6473 | 87.6473 | 0 | 0 | 0 | 0
F,HMFmCZ11rDXHP | SWSV001 | F,H |  | High (40% to 12%)-MFm | High (40% to 12%) | MFm | CZ11 | 40% Leakage | rDXHP | DnDeemDI | Cap-tons | BW & BRO-RCx | Existing Residential Duct System, 40% Leakage, MFm, CZ11, rDXHP | Duct Seal and Test, Residential, High (40% to 12%), MFm, CZ11, rDXHP | [9 empty] | 0.0234 | 47.4 | 0 | 0 | 0 | 0 | 0 | 0 | 24.7829 | 62.8644 | 0 | 87.6473 | 87.6473 | 0 | 0 | 0 | 0
F,HMFmCZ12rDXHP | SWSV001 | F,H |  | High (40% to 12%)-MFm | High (40% to 12%) | MFm | CZ12 | 40% Leakage | rDXHP | DnDeemDI | Cap-tons | BW & BRO-RCx | Existing Residential Duct System, 40% Leakage, MFm, CZ12, rDXHP | Duct Seal and Test, Residential, High (40% to 12%), MFm, CZ12, rDXHP | [9 empty] | 0.0165 | 30.5 | 0 | 0 | 0 | 0 | 0 | 0 | 24.7829 | 62.8644 | 0 | 87.6473 | 87.6473 | 0 | 0 | 0 | 0
F,HMFmCZ13rDXHP | SWSV001 | F,H |  | High (40% to 12%)-MFm | High (40% to 12%) | MFm | CZ13 | 40% Leakage | rDXHP | DnDeemDI | Cap-tons | BW & BRO-RCx | Existing Residential Duct System, 40% Leakage, MFm, CZ13, rDXHP | Duct Seal and Test, Residential, High (40% to 12%), MFm, CZ13, rDXHP | [9 empty] | 0.0199 | 41.6 | 0 | 0 | 0 | 0 | 0 | 0 | 24.7829 | 62.8644 | 0 | 87.6473 | 87.6473 | 0 | 0 | 0 | 0
F,HMFmCZ14rDXHP | SWSV001 | F,H |  | High (40% to 12%)-MFm | High (40% to 12%) | MFm | CZ14 | 40% Leakage | rDXHP | DnDeemDI | Cap-tons | BW & BRO-RCx | Existing Residential Duct System, 40% Leakage, MFm, CZ14, rDXHP | Duct Seal and Test, Residential, High (40% to 12%), MFm, CZ14, rDXHP | [9 empty] | 0.0234 | 68.1 | 0 | 0 | 0 | 0 | 0 | 0 | 24.7829 | 62.8644 | 0 | 87.6473 | 87.6473 | 0 | 0 | 0 | 0
F,HMFmCZ15rDXHP | SWSV001 | F,H |  | High (40% to 12%)-MFm | High (40% to 12%) | MFm | CZ15 | 40% Leakage | rDXHP | DnDeemDI | Cap-tons | BW & BRO-RCx | Existing Residential Duct System, 40% Leakage, MFm, CZ15, rDXHP | Duct Seal and Test, Residential, High (40% to 12%), MFm, CZ15, rDXHP | [9 empty] | 0.0199 | 42 | 0 | 0 | 0 | 0 | 0 | 0 | 24.7829 | 62.8644 | 0 | 87.6473 | 87.6473 | 0 | 0 | 0 | 0
F,HMFmCZ16rDXHP | SWSV001 | F,H |  | High (40% to 12%)-MFm | High (40% to 12%) | MFm | CZ16 | 40% Leakage | rDXHP | DnDeemDI | Cap-tons | BW & BRO-RCx | Existing Residential Duct System, 40% Leakage, MFm, CZ16, rDXHP | Duct Seal and Test, Residential, High (40% to 12%), MFm, CZ16, rDXHP | [9 empty] | 0.0193 | 90 | 0 | 0 | 0 | 0 | 0 | 0 | 24.7829 | 62.8644 | 0 | 87.6473 | 87.6473 | 0 | 0 | 0 | 0
F,HSFmCZ01rDXHP | SWSV001 | F,H |  | High (40% to 12%)-SFm | High (40% to 12%) | SFm | CZ01 | 40% Leakage | rDXHP | DnDeemDI | Cap-tons | BW & BRO-RCx | Existing Residential Duct System, 40% Leakage, SFm, CZ01, rDXHP | Duct Seal and Test, Residential, High (40% to 12%), SFm, CZ01, rDXHP | [9 empty] | 0 | 114 | 0 | 0 | 0 | 0 | 0 | 0 | 24.7829 | 62.8644 | 0 | 87.6473 | 87.6473 | 0 | 0 | 0 | 0
F,HSFmCZ02rDXHP | SWSV001 | F,H |  | High (40% to 12%)-SFm | High (40% to 12%) | SFm | CZ02 | 40% Leakage | rDXHP | DnDeemDI | Cap-tons | BW & BRO-RCx | Existing Residential Duct System, 40% Leakage, SFm, CZ02, rDXHP | Duct Seal and Test, Residential, High (40% to 12%), SFm, CZ02, rDXHP | [9 empty] | 0.07 | 182 | 0 | 0 | 0 | 0 | 0 | 0 | 24.7829 | 62.8644 | 0 | 87.6473 | 87.6473 | 0 | 0 | 0 | 0
F,HSFmCZ03rDXHP | SWSV001 | F,H |  | High (40% to 12%)-SFm | High (40% to 12%) | SFm | CZ03 | 40% Leakage | rDXHP | DnDeemDI | Cap-tons | BW & BRO-RCx | Existing Residential Duct System, 40% Leakage, SFm, CZ03, rDXHP | Duct Seal and Test, Residential, High (40% to 12%), SFm, CZ03, rDXHP | [9 empty] | 0.0272 | 77 | 0 | 0 | 0 | 0 | 0 | 0 | 24.7829 | 62.8644 | 0 | 87.6473 | 87.6473 | 0 | 0 | 0 | 0
F,HSFmCZ04rDXHP | SWSV001 | F,H |  | High (40% to 12%)-SFm | High (40% to 12%) | SFm | CZ04 | 40% Leakage | rDXHP | DnDeemDI | Cap-tons | BW & BRO-RCx | Existing Residential Duct System, 40% Leakage, SFm, CZ04, rDXHP | Duct Seal and Test, Residential, High (40% to 12%), SFm, CZ04, rDXHP | [9 empty] | 0.0673 | 124 | 0 | 0 | 0 | 0 | 0 | 0 | 24.7829 | 62.8644 | 0 | 87.6473 | 87.6473 | 0 | 0 | 0 | 0
F,HSFmCZ05rDXHP | SWSV001 | F,H |  | High (40% to 12%)-SFm | High (40% to 12%) | SFm | CZ05 | 40% Leakage | rDXHP | DnDeemDI | Cap-tons | BW & BRO-RCx | Existing Residential Duct System, 40% Leakage, SFm, CZ05, rDXHP | Duct Seal and Test, Residential, High (40% to 12%), SFm, CZ05, rDXHP | [9 empty] | 0.0213 | 91.1 | 0 | 0 | 0 | 0 | 0 | 0 | 24.7829 | 62.8644 | 0 | 87.6473 | 87.6473 | 0 | 0 | 0 | 0
F,HSFmCZ06rDXHP | SWSV001 | F,H |  | High (40% to 12%)-SFm | High (40% to 12%) | SFm | CZ06 | 40% Leakage | rDXHP | DnDeemDI | Cap-tons | BW & BRO-RCx | Existing Residential Duct System, 40% Leakage, SFm, CZ06, rDXHP | Duct Seal and Test, Residential, High (40% to 12%), SFm, CZ06, rDXHP | [9 empty] | 0.056 | 50.6 | 0 | 0 | 0 | 0 | 0 | 0 | 24.7829 | 62.8644 | 0 | 87.6473 | 87.6473 | 0 | 0 | 0 | 0
F,HSFmCZ07rDXHP | SWSV001 | F,H |  | High (40% to 12%)-SFm | High (40% to 12%) | SFm | CZ07 | 40% Leakage | rDXHP | DnDeemDI | Cap-tons | BW & BRO-RCx | Existing Residential Duct System, 40% Leakage, SFm, CZ07, rDXHP | Duct Seal and Test, Residential, High (40% to 12%), SFm, CZ07, rDXHP | [9 empty] | 0.0529 | 50.5 | 0 | 0 | 0 | 0 | 0 | 0 | 24.7829 | 62.8644 | 0 | 87.6473 | 87.6473 | 0 | 0 | 0 | 0
F,HSFmCZ08rDXHP | SWSV001 | F,H |  | High (40% to 12%)-SFm | High (40% to 12%) | SFm | CZ08 | 40% Leakage | rDXHP | DnDeemDI | Cap-tons | BW & BRO-RCx | Existing Residential Duct System, 40% Leakage, SFm, CZ08, rDXHP | Duct Seal and Test, Residential, High (40% to 12%), SFm, CZ08, rDXHP | [9 empty] | 0.0625 | 73.7 | 0 | 0 | 0 | 0 | 0 | 0 | 24.7829 | 62.8644 | 0 | 87.6473 | 87.6473 | 0 | 0 | 0 | 0
F,HSFmCZ09rDXHP | SWSV001 | F,H |  | High (40% to 12%)-SFm | High (40% to 12%) | SFm | CZ09 | 40% Leakage | rDXHP | DnDeemDI | Cap-tons | BW & BRO-RCx | Existing Residential Duct System, 40% Leakage, SFm, CZ09, rDXHP | Duct Seal and Test, Residential, High (40% to 12%), SFm, CZ09, rDXHP | [9 empty] | 0.0844 | 96.5 | 0 | 0 | 0 | 0 | 0 | 0 | 24.7829 | 62.8644 | 0 | 87.6473 | 87.6473 | 0 | 0 | 0 | 0
F,HSFmCZ10rDXHP | SWSV001 | F,H |  | High (40% to 12%)-SFm | High (40% to 12%) | SFm | CZ10 | 40% Leakage | rDXHP | DnDeemDI | Cap-tons | BW & BRO-RCx | Existing Residential Duct System, 40% Leakage, SFm, CZ10, rDXHP | Duct Seal and Test, Residential, High (40% to 12%), SFm, CZ10, rDXHP | [9 empty] | 0.0916 | 155 | 0 | 0 | 0 | 0 | 0 | 0 | 24.7829 | 62.8644 | 0 | 87.6473 | 87.6473 | 0 | 0 | 0 | 0
F,HSFmCZ11rDXHP | SWSV001 | F,H |  | High (40% to 12%)-SFm | High (40% to 12%) | SFm | CZ11 | 40% Leakage | rDXHP | DnDeemDI | Cap-tons | BW & BRO-RCx | Existing Residential Duct System, 40% Leakage, SFm, CZ11, rDXHP | Duct Seal and Test, Residential, High (40% to 12%), SFm, CZ11, rDXHP | [9 empty] | 0.102 | 163 | 0 | 0 | 0 | 0 | 0 | 0 | 24.7829 | 62.8644 | 0 | 87.6473 | 87.6473 | 0 | 0 | 0 | 0
F,HSFmCZ12rDXHP | SWSV001 | F,H |  | High (40% to 12%)-SFm | High (40% to 12%) | SFm | CZ12 | 40% Leakage | rDXHP | DnDeemDI | Cap-tons | BW & BRO-RCx | Existing Residential Duct System, 40% Leakage, SFm, CZ12, rDXHP | Duct Seal and Test, Residential, High (40% to 12%), SFm, CZ12, rDXHP | [9 empty] | 0.0706 | 149 | 0 | 0 | 0 | 0 | 0 | 0 | 24.7829 | 62.8644 | 0 | 87.6473 | 87.6473 | 0 | 0 | 0 | 0
F,HSFmCZ13rDXHP | SWSV001 | F,H |  | High (40% to 12%)-SFm | High (40% to 12%) | SFm | CZ13 | 40% Leakage | rDXHP | DnDeemDI | Cap-tons | BW & BRO-RCx | Existing Residential Duct System, 40% Leakage, SFm, CZ13, rDXHP | Duct Seal and Test, Residential, High (40% to 12%), SFm, CZ13, rDXHP | [9 empty] | 0.0817 | 182 | 0 | 0 | 0 | 0 | 0 | 0 | 24.7829 | 62.8644 | 0 | 87.6473 | 87.6473 | 0 | 0 | 0 | 0
F,HSFmCZ14rDXHP | SWSV001 | F,H |  | High (40% to 12%)-SFm | High (40% to 12%) | SFm | CZ14 | 40% Leakage | rDXHP | DnDeemDI | Cap-tons | BW & BRO-RCx | Existing Residential Duct System, 40% Leakage, SFm, CZ14, rDXHP | Duct Seal and Test, Residential, High (40% to 12%), SFm, CZ14, rDXHP | [9 empty] | 0.123 | 265 | 0 | 0 | 0 | 0 | 0 | 0 | 24.7829 | 62.8644 | 0 | 87.6473 | 87.6473 | 0 | 0 | 0 | 0
F,HSFmCZ15rDXHP | SWSV001 | F,H |  | High (40% to 12%)-SFm | High (40% to 12%) | SFm | CZ15 | 40% Leakage | rDXHP | DnDeemDI | Cap-tons | BW & BRO-RCx | Existing Residential Duct System, 40% Leakage, SFm, CZ15, rDXHP | Duct Seal and Test, Residential, High (40% to 12%), SFm, CZ15, rDXHP | [9 empty] | 0.0945 | 187 | 0 | 0 | 0 | 0 | 0 | 0 | 24.7829 | 62.8644 | 0 | 87.6473 | 87.6473 | 0 | 0 | 0 | 0
F,HSFmCZ16rDXHP | SWSV001 | F,H |  | High (40% to 12%)-SFm | High (40% to 12%) | SFm | CZ16 | 40% Leakage | rDXHP | DnDeemDI | Cap-tons | BW & BRO-RCx | Existing Residential Duct System, 40% Leakage, SFm, CZ16, rDXHP | Duct Seal and Test, Residential, High (40% to 12%), SFm, CZ16, rDXHP | [9 empty] | 0.0283 | 118 | 0 | 0 | 0 | 0 | 0 | 0 | 24.7829 | 62.8644 | 0 | 87.6473 | 87.6473 | 0 | 0 | 0 | 0
CDMoCZ01rNCGF | SWSV001 | C |  | Medium (25% to 15%)-DMo | Medium (25% to 15%) | DMo | CZ01 | 25% Leakage | rNCGF | DnDeemDI | Cap-tons | BW & BRO-RCx | Existing Residential Duct System, 25% Leakage, DMo, CZ01, rNCGF | Duct Seal and Test, Residential, Medium (25% to 15%), DMo, CZ01, rNCGF | [9 empty] | 0 | 1.22 | 1.89 | 0 | 0 | 0 | 0 | 0 | 24.7829 | 62.8644 | 0 | 87.6473 | 87.6473 | 0 | 0 | 0 | 0
CDMoCZ02rNCGF | SWSV001 | C |  | Medium (25% to 15%)-DMo | Medium (25% to 15%) | DMo | CZ02 | 25% Leakage | rNCGF | DnDeemDI | Cap-tons | BW & BRO-RCx | Existing Residential Duct System, 25% Leakage, DMo, CZ02, rNCGF | Duct Seal and Test, Residential, Medium (25% to 15%), DMo, CZ02, rNCGF | [9 empty] | 0 | 1.6 | 2.48 | 0 | 0 | 0 | 0 | 0 | 24.7829 | 62.8644 | 0 | 87.6473 | 87.6473 | 0 | 0 | 0 | 0
CDMoCZ03rNCGF | SWSV001 | C |  | Medium (25% to 15%)-DMo | Medium (25% to 15%) | DMo | CZ03 | 25% Leakage | rNCGF | DnDeemDI | Cap-tons | BW & BRO-RCx | Existing Residential Duct System, 25% Leakage, DMo, CZ03, rNCGF | Duct Seal and Test, Residential, Medium (25% to 15%), DMo, CZ03, rNCGF | [9 empty] | 0 | 1.55 | 2.41 | 0 | 0 | 0 | 0 | 0 | 24.7829 | 62.8644 | 0 | 87.6473 | 87.6473 | 0 | 0 | 0 | 0
CDMoCZ04rNCGF | SWSV001 | C |  | Medium (25% to 15%)-DMo | Medium (25% to 15%) | DMo | CZ04 | 25% Leakage | rNCGF | DnDeemDI | Cap-tons | BW & BRO-RCx | Existing Residential Duct System, 25% Leakage, DMo, CZ04, rNCGF | Duct Seal and Test, Residential, Medium (25% to 15%), DMo, CZ04, rNCGF | [9 empty] | 0 | 1.8 | 2.79 | 0 | 0 | 0 | 0 | 0 | 24.7829 | 62.8644 | 0 | 87.6473 | 87.6473 | 0 | 0 | 0 | 0
CDMoCZ05rNCGF | SWSV001 | C |  | Medium (25% to 15%)-DMo | Medium (25% to 15%) | DMo | CZ05 | 25% Leakage | rNCGF | DnDeemDI | Cap-tons | BW & BRO-RCx | Existing Residential Duct System, 25% Leakage, DMo, CZ05, rNCGF | Duct Seal and Test, Residential, Medium (25% to 15%), DMo, CZ05, rNCGF | [9 empty] | 0 | 2.36 | 3.66 | 0 | 0 | 0 | 0 | 0 | 24.7829 | 62.8644 | 0 | 87.6473 | 87.6473 | 0 | 0 | 0 | 0
CDMoCZ06rNCGF | SWSV001 | C |  | Medium (25% to 15%)-DMo | Medium (25% to 15%) | DMo | CZ06 | 25% Leakage | rNCGF | DnDeemDI | Cap-tons | BW & BRO-RCx | Existing Residential Duct System, 25% Leakage, DMo, CZ06, rNCGF | Duct Seal and Test, Residential, Medium (25% to 15%), DMo, CZ06, rNCGF | [9 empty] | 0 | 1.02 | 1.58 | 0 | 0 | 0 | 0 | 0 | 24.7829 | 62.8644 | 0 | 87.6473 | 87.6473 | 0 | 0 | 0 | 0
CDMoCZ07rNCGF | SWSV001 | C |  | Medium (25% to 15%)-DMo | Medium (25% to 15%) | DMo | CZ07 | 25% Leakage | rNCGF | DnDeemDI | Cap-tons | BW & BRO-RCx | Existing Residential Duct System, 25% Leakage, DMo, CZ07, rNCGF | Duct Seal and Test, Residential, Medium (25% to 15%), DMo, CZ07, rNCGF | [9 empty] | 0 | 0.593 | 0.929 | 0 | 0 | 0 | 0 | 0 | 24.7829 | 62.8644 | 0 | 87.6473 | 87.6473 | 0 | 0 | 0 | 0
CDMoCZ08rNCGF | SWSV001 | C |  | Medium (25% to 15%)-DMo | Medium (25% to 15%) | DMo | CZ08 | 25% Leakage | rNCGF | DnDeemDI | Cap-tons | BW & BRO-RCx | Existing Residential Duct System, 25% Leakage, DMo, CZ08, rNCGF | Duct Seal and Test, Residential, Medium (25% to 15%), DMo, CZ08, rNCGF | [9 empty] | 0 | 0.935 | 1.45 | 0 | 0 | 0 | 0 | 0 | 24.7829 | 62.8644 | 0 | 87.6473 | 87.6473 | 0 | 0 | 0 | 0
CDMoCZ09rNCGF | SWSV001 | C |  | Medium (25% to 15%)-DMo | Medium (25% to 15%) | DMo | CZ09 | 25% Leakage | rNCGF | DnDeemDI | Cap-tons | BW & BRO-RCx | Existing Residential Duct System, 25% Leakage, DMo, CZ09, rNCGF | Duct Seal and Test, Residential, Medium (25% to 15%), DMo, CZ09, rNCGF | [9 empty] | 0 | 1.23 | 1.9 | 0 | 0 | 0 | 0 | 0 | 24.7829 | 62.8644 | 0 | 87.6473 | 87.6473 | 0 | 0 | 0 | 0
CDMoCZ10rNCGF | SWSV001 | C |  | Medium (25% to 15%)-DMo | Medium (25% to 15%) | DMo | CZ10 | 25% Leakage | rNCGF | DnDeemDI | Cap-tons | BW & BRO-RCx | Existing Residential Duct System, 25% Leakage, DMo, CZ10, rNCGF | Duct Seal and Test, Residential, Medium (25% to 15%), DMo, CZ10, rNCGF | [9 empty] | 0 | 1.02 | 1.6 | 0 | 0 | 0 | 0 | 0 | 24.7829 | 62.8644 | 0 | 87.6473 | 87.6473 | 0 | 0 | 0 | 0
CDMoCZ11rNCGF | SWSV001 | C |  | Medium (25% to 15%)-DMo | Medium (25% to 15%) | DMo | CZ11 | 25% Leakage | rNCGF | DnDeemDI | Cap-tons | BW & BRO-RCx | Existing Residential Duct System, 25% Leakage, DMo, CZ11, rNCGF | Duct Seal and Test, Residential, Medium (25% to 15%), DMo, CZ11, rNCGF | [9 empty] | 0 | 2.21 | 3.42 | 0 | 0 | 0 | 0 | 0 | 24.7829 | 62.8644 | 0 | 87.6473 | 87.6473 | 0 | 0 | 0 | 0
CDMoCZ12rNCGF | SWSV001 | C |  | Medium (25% to 15%)-DMo | Medium (25% to 15%) | DMo | CZ12 | 25% Leakage | rNCGF | DnDeemDI | Cap-tons | BW & BRO-RCx | Existing Residential Duct System, 25% Leakage, DMo, CZ12, rNCGF | Duct Seal and Test, Residential, Medium (25% to 15%), DMo, CZ12, rNCGF | [9 empty] | 0 | 1.56 | 2.41 | 0 | 0 | 0 | 0 | 0 | 24.7829 | 62.8644 | 0 | 87.6473 | 87.6473 | 0 | 0 | 0 | 0
CDMoCZ13rNCGF | SWSV001 | C |  | Medium (25% to 15%)-DMo | Medium (25% to 15%) | DMo | CZ13 | 25% Leakage | rNCGF | DnDeemDI | Cap-tons | BW & BRO-RCx | Existing Residential Duct System, 25% Leakage, DMo, CZ13, rNCGF | Duct Seal and Test, Residential, Medium (25% to 15%), DMo, CZ13, rNCGF | [9 empty] | 0 | 1.69 | 2.62 | 0 | 0 | 0 | 0 | 0 | 24.7829 | 62.8644 | 0 | 87.6473 | 87.6473 | 0 | 0 | 0 | 0
CDMoCZ14rNCGF | SWSV001 | C |  | Medium (25% to 15%)-DMo | Medium (25% to 15%) | DMo | CZ14 | 25% Leakage | rNCGF | DnDeemDI | Cap-tons | BW & BRO-RCx | Existing Residential Duct System, 25% Leakage, DMo, CZ14, rNCGF | Duct Seal and Test, Residential, Medium (25% to 15%), DMo, CZ14, rNCGF | [9 empty] | 0 | 2.43 | 3.71 | 0 | 0 | 0 | 0 | 0 | 24.7829 | 62.8644 | 0 | 87.6473 | 87.6473 | 0 | 0 | 0 | 0
CDMoCZ15rNCGF | SWSV001 | C |  | Medium (25% to 15%)-DMo | Medium (25% to 15%) | DMo | CZ15 | 25% Leakage | rNCGF | DnDeemDI | Cap-tons | BW & BRO-RCx | Existing Residential Duct System, 25% Leakage, DMo, CZ15, rNCGF | Duct Seal and Test, Residential, Medium (25% to 15%), DMo, CZ15, rNCGF | [9 empty] | 0 | 0.642 | 0.991 | 0 | 0 | 0 | 0 | 0 | 24.7829 | 62.8644 | 0 | 87.6473 | 87.6473 | 0 | 0 | 0 | 0
CDMoCZ16rNCGF | SWSV001 | C |  | Medium (25% to 15%)-DMo | Medium (25% to 15%) | DMo | CZ16 | 25% Leakage | rNCGF | DnDeemDI | Cap-tons | BW & BRO-RCx | Existing Residential Duct System, 25% Leakage, DMo, CZ16, rNCGF | Duct Seal and Test, Residential, Medium (25% to 15%), DMo, CZ16, rNCGF | [9 empty] | 0 | 2.38 | 3.66 | 0 | 0 | 0 | 0 | 0 | 24.7829 | 62.8644 | 0 | 87.6473 | 87.6473 | 0 | 0 | 0 | 0
E,GMFmCZ01rNCGF | SWSV001 | E,G |  | Medium (25% to 15%)-MFm | Medium (25% to 15%) | MFm | CZ01 | 25% Leakage | rNCGF | DnDeemDI | Cap-tons | BW & BRO-RCx | Existing Residential Duct System, 25% Leakage, MFm, CZ01, rNCGF | Duct Seal and Test, Residential, Medium (25% to 15%), MFm, CZ01, rNCGF | [9 empty] | 0 | 0.932 | 0.883 | 0 | 0 | 0 | 0 | 0 | 24.7829 | 62.8644 | 0 | 87.6473 | 87.6473 | 0 | 0 | 0 | 0
E,GMFmCZ02rNCGF | SWSV001 | E,G |  | Medium (25% to 15%)-MFm | Medium (25% to 15%) | MFm | CZ02 | 25% Leakage | rNCGF | DnDeemDI | Cap-tons | BW & BRO-RCx | Existing Residential Duct System, 25% Leakage, MFm, CZ02, rNCGF | Duct Seal and Test, Residential, Medium (25% to 15%), MFm, CZ02, rNCGF | [9 empty] | 0 | 0.608 | 0.59 | 0 | 0 | 0 | 0 | 0 | 24.7829 | 62.8644 | 0 | 87.6473 | 87.6473 | 0 | 0 | 0 | 0
E,GMFmCZ03rNCGF | SWSV001 | E,G |  | Medium (25% to 15%)-MFm | Medium (25% to 15%) | MFm | CZ03 | 25% Leakage | rNCGF | DnDeemDI | Cap-tons | BW & BRO-RCx | Existing Residential Duct System, 25% Leakage, MFm, CZ03, rNCGF | Duct Seal and Test, Residential, Medium (25% to 15%), MFm, CZ03, rNCGF | [9 empty] | 0 | 0.713 | 0.75 | 0 | 0 | 0 | 0 | 0 | 24.7829 | 62.8644 | 0 | 87.6473 | 87.6473 | 0 | 0 | 0 | 0
E,GMFmCZ04rNCGF | SWSV001 | E,G |  | Medium (25% to 15%)-MFm | Medium (25% to 15%) | MFm | CZ04 | 25% Leakage | rNCGF | DnDeemDI | Cap-tons | BW & BRO-RCx | Existing Residential Duct System, 25% Leakage, MFm, CZ04, rNCGF | Duct Seal and Test, Residential, Medium (25% to 15%), MFm, CZ04, rNCGF | [9 empty] | 0 | 0.39 | 0.397 | 0 | 0 | 0 | 0 | 0 | 24.7829 | 62.8644 | 0 | 87.6473 | 87.6473 | 0 | 0 | 0 | 0
E,GMFmCZ05rNCGF | SWSV001 | E,G |  | Medium (25% to 15%)-MFm | Medium (25% to 15%) | MFm | CZ05 | 25% Leakage | rNCGF | DnDeemDI | Cap-tons | BW & BRO-RCx | Existing Residential Duct System, 25% Leakage, MFm, CZ05, rNCGF | Duct Seal and Test, Residential, Medium (25% to 15%), MFm, CZ05, rNCGF | [9 empty] | 0 | 0.526 | 0.561 | 0 | 0 | 0 | 0 | 0 | 24.7829 | 62.8644 | 0 | 87.6473 | 87.6473 | 0 | 0 | 0 | 0
E,GMFmCZ06rNCGF | SWSV001 | E,G |  | Medium (25% to 15%)-MFm | Medium (25% to 15%) | MFm | CZ06 | 25% Leakage | rNCGF | DnDeemDI | Cap-tons | BW & BRO-RCx | Existing Residential Duct System, 25% Leakage, MFm, CZ06, rNCGF | Duct Seal and Test, Residential, Medium (25% to 15%), MFm, CZ06, rNCGF | [9 empty] | 0 | 0.325 | 0.375 | 0 | 0 | 0 | 0 | 0 | 24.7829 | 62.8644 | 0 | 87.6473 | 87.6473 | 0 | 0 | 0 | 0
E,GMFmCZ07rNCGF | SWSV001 | E,G |  | Medium (25% to 15%)-MFm | Medium (25% to 15%) | MFm | CZ07 | 25% Leakage | rNCGF | DnDeemDI | Cap-tons | BW & BRO-RCx | Existing Residential Duct System, 25% Leakage, MFm, CZ07, rNCGF | Duct Seal and Test, Residential, Medium (25% to 15%), MFm, CZ07, rNCGF | [9 empty] | 0 | 0.291 | 0.317 | 0 | 0 | 0 | 0 | 0 | 24.7829 | 62.8644 | 0 | 87.6473 | 87.6473 | 0 | 0 | 0 | 0
E,GMFmCZ08rNCGF | SWSV001 | E,G |  | Medium (25% to 15%)-MFm | Medium (25% to 15%) | MFm | CZ08 | 25% Leakage | rNCGF | DnDeemDI | Cap-tons | BW & BRO-RCx | Existing Residential Duct System, 25% Leakage, MFm, CZ08, rNCGF | Duct Seal and Test, Residential, Medium (25% to 15%), MFm, CZ08, rNCGF | [9 empty] | 0 | 0.288 | 0.321 | 0 | 0 | 0 | 0 | 0 | 24.7829 | 62.8644 | 0 | 87.6473 | 87.6473 | 0 | 0 | 0 | 0
E,GMFmCZ09rNCGF | SWSV001 | E,G |  | Medium (25% to 15%)-MFm | Medium (25% to 15%) | MFm | CZ09 | 25% Leakage | rNCGF | DnDeemDI | Cap-tons | BW & BRO-RCx | Existing Residential Duct System, 25% Leakage, MFm, CZ09, rNCGF | Duct Seal and Test, Residential, Medium (25% to 15%), MFm, CZ09, rNCGF | [9 empty] | 0 | 0.495 | 0.512 | 0 | 0 | 0 | 0 | 0 | 24.7829 | 62.8644 | 0 | 87.6473 | 87.6473 | 0 | 0 | 0 | 0
E,GMFmCZ10rNCGF | SWSV001 | E,G |  | Medium (25% to 15%)-MFm | Medium (25% to 15%) | MFm | CZ10 | 25% Leakage | rNCGF | DnDeemDI | Cap-tons | BW & BRO-RCx | Existing Residential Duct System, 25% Leakage, MFm, CZ10, rNCGF | Duct Seal and Test, Residential, Medium (25% to 15%), MFm, CZ10, rNCGF | [9 empty] | 0 | 0.328 | 0.338 | 0 | 0 | 0 | 0 | 0 | 24.7829 | 62.8644 | 0 | 87.6473 | 87.6473 | 0 | 0 | 0 | 0
E,GMFmCZ11rNCGF | SWSV001 | E,G |  | Medium (25% to 15%)-MFm | Medium (25% to 15%) | MFm | CZ11 | 25% Leakage | rNCGF | DnDeemDI | Cap-tons | BW & BRO-RCx | Existing Residential Duct System, 25% Leakage, MFm, CZ11, rNCGF | Duct Seal and Test, Residential, Medium (25% to 15%), MFm, CZ11, rNCGF | [9 empty] | 0 | 0.831 | 0.876 | 0 | 0 | 0 | 0 | 0 | 24.7829 | 62.8644 | 0 | 87.6473 | 87.6473 | 0 | 0 | 0 | 0
E,GMFmCZ12rNCGF | SWSV001 | E,G |  | Medium (25% to 15%)-MFm | Medium (25% to 15%) | MFm | CZ12 | 25% Leakage | rNCGF | DnDeemDI | Cap-tons | BW & BRO-RCx | Existing Residential Duct System, 25% Leakage, MFm, CZ12, rNCGF | Duct Seal and Test, Residential, Medium (25% to 15%), MFm, CZ12, rNCGF | [9 empty] | 0 | 0.604 | 0.616 | 0 | 0 | 0 | 0 | 0 | 24.7829 | 62.8644 | 0 | 87.6473 | 87.6473 | 0 | 0 | 0 | 0
E,GMFmCZ13rNCGF | SWSV001 | E,G |  | Medium (25% to 15%)-MFm | Medium (25% to 15%) | MFm | CZ13 | 25% Leakage | rNCGF | DnDeemDI | Cap-tons | BW & BRO-RCx | Existing Residential Duct System, 25% Leakage, MFm, CZ13, rNCGF | Duct Seal and Test, Residential, Medium (25% to 15%), MFm, CZ13, rNCGF | [9 empty] | 0 | 0.697 | 0.725 | 0 | 0 | 0 | 0 | 0 | 24.7829 | 62.8644 | 0 | 87.6473 | 87.6473 | 0 | 0 | 0 | 0
E,GMFmCZ14rNCGF | SWSV001 | E,G |  | Medium (25% to 15%)-MFm | Medium (25% to 15%) | MFm | CZ14 | 25% Leakage | rNCGF | DnDeemDI | Cap-tons | BW & BRO-RCx | Existing Residential Duct System, 25% Leakage, MFm, CZ14, rNCGF | Duct Seal and Test, Residential, Medium (25% to 15%), MFm, CZ14, rNCGF | [9 empty] | 0 | 0.957 | 1.03 | 0 | 0 | 0 | 0 | 0 | 24.7829 | 62.8644 | 0 | 87.6473 | 87.6473 | 0 | 0 | 0 | 0
E,GMFmCZ15rNCGF | SWSV001 | E,G |  | Medium (25% to 15%)-MFm | Medium (25% to 15%) | MFm | CZ15 | 25% Leakage | rNCGF | DnDeemDI | Cap-tons | BW & BRO-RCx | Existing Residential Duct System, 25% Leakage, MFm, CZ15, rNCGF | Duct Seal and Test, Residential, Medium (25% to 15%), MFm, CZ15, rNCGF | [9 empty] | 0 | 0.28 | 0.307 | 0 | 0 | 0 | 0 | 0 | 24.7829 | 62.8644 | 0 | 87.6473 | 87.6473 | 0 | 0 | 0 | 0
E,GMFmCZ16rNCGF | SWSV001 | E,G |  | Medium (25% to 15%)-MFm | Medium (25% to 15%) | MFm | CZ16 | 25% Leakage | rNCGF | DnDeemDI | Cap-tons | BW & BRO-RCx | Existing Residential Duct System, 25% Leakage, MFm, CZ16, rNCGF | Duct Seal and Test, Residential, Medium (25% to 15%), MFm, CZ16, rNCGF | [9 empty] | 0 | 1.71 | 1.79 | 0 | 0 | 0 | 0 | 0 | 24.7829 | 62.8644 | 0 | 87.6473 | 87.6473 | 0 | 0 | 0 | 0
E,GSFmCZ01rNCGF | SWSV001 | E,G |  | Medium (25% to 15%)-SFm | Medium (25% to 15%) | SFm | CZ01 | 25% Leakage | rNCGF | DnDeemDI | Cap-tons | BW & BRO-RCx | Existing Residential Duct System, 25% Leakage, SFm, CZ01, rNCGF | Duct Seal and Test, Residential, Medium (25% to 15%), SFm, CZ01, rNCGF | [9 empty] | 0 | 3.09 | 4.42 | 0 | 0 | 0 | 0 | 0 | 24.7829 | 62.8644 | 0 | 87.6473 | 87.6473 | 0 | 0 | 0 | 0
E,GSFmCZ02rNCGF | SWSV001 | E,G |  | Medium (25% to 15%)-SFm | Medium (25% to 15%) | SFm | CZ02 | 25% Leakage | rNCGF | DnDeemDI | Cap-tons | BW & BRO-RCx | Existing Residential Duct System, 25% Leakage, SFm, CZ02, rNCGF | Duct Seal and Test, Residential, Medium (25% to 15%), SFm, CZ02, rNCGF | [9 empty] | 0 | 3.94 | 5.53 | 0 | 0 | 0 | 0 | 0 | 24.7829 | 62.8644 | 0 | 87.6473 | 87.6473 | 0 | 0 | 0 | 0
E,GSFmCZ03rNCGF | SWSV001 | E,G |  | Medium (25% to 15%)-SFm | Medium (25% to 15%) | SFm | CZ03 | 25% Leakage | rNCGF | DnDeemDI | Cap-tons | BW & BRO-RCx | Existing Residential Duct System, 25% Leakage, SFm, CZ03, rNCGF | Duct Seal and Test, Residential, Medium (25% to 15%), SFm, CZ03, rNCGF | [9 empty] | 0 | 2.14 | 3.35 | 0 | 0 | 0 | 0 | 0 | 24.7829 | 62.8644 | 0 | 87.6473 | 87.6473 | 0 | 0 | 0 | 0
E,GSFmCZ04rNCGF | SWSV001 | E,G |  | Medium (25% to 15%)-SFm | Medium (25% to 15%) | SFm | CZ04 | 25% Leakage | rNCGF | DnDeemDI | Cap-tons | BW & BRO-RCx | Existing Residential Duct System, 25% Leakage, SFm, CZ04, rNCGF | Duct Seal and Test, Residential, Medium (25% to 15%), SFm, CZ04, rNCGF | [9 empty] | 0 | 2.21 | 3.44 | 0 | 0 | 0 | 0 | 0 | 24.7829 | 62.8644 | 0 | 87.6473 | 87.6473 | 0 | 0 | 0 | 0
E,GSFmCZ05rNCGF | SWSV001 | E,G |  | Medium (25% to 15%)-SFm | Medium (25% to 15%) | SFm | CZ05 | 25% Leakage | rNCGF | DnDeemDI | Cap-tons | BW & BRO-RCx | Existing Residential Duct System, 25% Leakage, SFm, CZ05, rNCGF | Duct Seal and Test, Residential, Medium (25% to 15%), SFm, CZ05, rNCGF | [9 empty] | 0 | 2.26 | 3.6 | 0 | 0 | 0 | 0 | 0 | 24.7829 | 62.8644 | 0 | 87.6473 | 87.6473 | 0 | 0 | 0 | 0
E,GSFmCZ06rNCGF | SWSV001 | E,G |  | Medium (25% to 15%)-SFm | Medium (25% to 15%) | SFm | CZ06 | 25% Leakage | rNCGF | DnDeemDI | Cap-tons | BW & BRO-RCx | Existing Residential Duct System, 25% Leakage, SFm, CZ06, rNCGF | Duct Seal and Test, Residential, Medium (25% to 15%), SFm, CZ06, rNCGF | [9 empty] | 0 | 0.828 | 1.36 | 0 | 0 | 0 | 0 | 0 | 24.7829 | 62.8644 | 0 | 87.6473 | 87.6473 | 0 | 0 | 0 | 0
E,GSFmCZ07rNCGF | SWSV001 | E,G |  | Medium (25% to 15%)-SFm | Medium (25% to 15%) | SFm | CZ07 | 25% Leakage | rNCGF | DnDeemDI | Cap-tons | BW & BRO-RCx | Existing Residential Duct System, 25% Leakage, SFm, CZ07, rNCGF | Duct Seal and Test, Residential, Medium (25% to 15%), SFm, CZ07, rNCGF | [9 empty] | 0 | 0.767 | 1.22 | 0 | 0 | 0 | 0 | 0 | 24.7829 | 62.8644 | 0 | 87.6473 | 87.6473 | 0 | 0 | 0 | 0
E,GSFmCZ08rNCGF | SWSV001 | E,G |  | Medium (25% to 15%)-SFm | Medium (25% to 15%) | SFm | CZ08 | 25% Leakage | rNCGF | DnDeemDI | Cap-tons | BW & BRO-RCx | Existing Residential Duct System, 25% Leakage, SFm, CZ08, rNCGF | Duct Seal and Test, Residential, Medium (25% to 15%), SFm, CZ08, rNCGF | [9 empty] | 0 | 0.678 | 1.1 | 0 | 0 | 0 | 0 | 0 | 24.7829 | 62.8644 | 0 | 87.6473 | 87.6473 | 0 | 0 | 0 | 0
E,GSFmCZ09rNCGF | SWSV001 | E,G |  | Medium (25% to 15%)-SFm | Medium (25% to 15%) | SFm | CZ09 | 25% Leakage | rNCGF | DnDeemDI | Cap-tons | BW & BRO-RCx | Existing Residential Duct System, 25% Leakage, SFm, CZ09, rNCGF | Duct Seal and Test, Residential, Medium (25% to 15%), SFm, CZ09, rNCGF | [9 empty] | 0 | 1.32 | 2.1 | 0 | 0 | 0 | 0 | 0 | 24.7829 | 62.8644 | 0 | 87.6473 | 87.6473 | 0 | 0 | 0 | 0
E,GSFmCZ10rNCGF | SWSV001 | E,G |  | Medium (25% to 15%)-SFm | Medium (25% to 15%) | SFm | CZ10 | 25% Leakage | rNCGF | DnDeemDI | Cap-tons | BW & BRO-RCx | Existing Residential Duct System, 25% Leakage, SFm, CZ10, rNCGF | Duct Seal and Test, Residential, Medium (25% to 15%), SFm, CZ10, rNCGF | [9 empty] | 0 | 2.22 | 3.29 | 0 | 0 | 0 | 0 | 0 | 24.7829 | 62.8644 | 0 | 87.6473 | 87.6473 | 0 | 0 | 0 | 0
E,GSFmCZ11rNCGF | SWSV001 | E,G |  | Medium (25% to 15%)-SFm | Medium (25% to 15%) | SFm | CZ11 | 25% Leakage | rNCGF | DnDeemDI | Cap-tons | BW & BRO-RCx | Existing Residential Duct System, 25% Leakage, SFm, CZ11, rNCGF | Duct Seal and Test, Residential, Medium (25% to 15%), SFm, CZ11, rNCGF | [9 empty] | 0 | 2.09 | 3.15 | 0 | 0 | 0 | 0 | 0 | 24.7829 | 62.8644 | 0 | 87.6473 | 87.6473 | 0 | 0 | 0 | 0
E,GSFmCZ12rNCGF | SWSV001 | E,G |  | Medium (25% to 15%)-SFm | Medium (25% to 15%) | SFm | CZ12 | 25% Leakage | rNCGF | DnDeemDI | Cap-tons | BW & BRO-RCx | Existing Residential Duct System, 25% Leakage, SFm, CZ12, rNCGF | Duct Seal and Test, Residential, Medium (25% to 15%), SFm, CZ12, rNCGF | [9 empty] | 0 | 2.65 | 3.88 | 0 | 0 | 0 | 0 | 0 | 24.7829 | 62.8644 | 0 | 87.6473 | 87.6473 | 0 | 0 | 0 | 0
E,GSFmCZ13rNCGF | SWSV001 | E,G |  | Medium (25% to 15%)-SFm | Medium (25% to 15%) | SFm | CZ13 | 25% Leakage | rNCGF | DnDeemDI | Cap-tons | BW & BRO-RCx | Existing Residential Duct System, 25% Leakage, SFm, CZ13, rNCGF | Duct Seal and Test, Residential, Medium (25% to 15%), SFm, CZ13, rNCGF | [9 empty] | 0 | 2.27 | 3.36 | 0 | 0 | 0 | 0 | 0 | 24.7829 | 62.8644 | 0 | 87.6473 | 87.6473 | 0 | 0 | 0 | 0
E,GSFmCZ14rNCGF | SWSV001 | E,G |  | Medium (25% to 15%)-SFm | Medium (25% to 15%) | SFm | CZ14 | 25% Leakage | rNCGF | DnDeemDI | Cap-tons | BW & BRO-RCx | Existing Residential Duct System, 25% Leakage, SFm, CZ14, rNCGF | Duct Seal and Test, Residential, Medium (25% to 15%), SFm, CZ14, rNCGF | [9 empty] | 0 | 2.28 | 3.56 | 0 | 0 | 0 | 0 | 0 | 24.7829 | 62.8644 | 0 | 87.6473 | 87.6473 | 0 | 0 | 0 | 0
E,GSFmCZ15rNCGF | SWSV001 | E,G |  | Medium (25% to 15%)-SFm | Medium (25% to 15%) | SFm | CZ15 | 25% Leakage | rNCGF | DnDeemDI | Cap-tons | BW & BRO-RCx | Existing Residential Duct System, 25% Leakage, SFm, CZ15, rNCGF | Duct Seal and Test, Residential, Medium (25% to 15%), SFm, CZ15, rNCGF | [9 empty] | 0 | 0.935 | 1.49 | 0 | 0 | 0 | 0 | 0 | 24.7829 | 62.8644 | 0 | 87.6473 | 87.6473 | 0 | 0 | 0 | 0
E,GSFmCZ16rNCGF | SWSV001 | E,G |  | Medium (25% to 15%)-SFm | Medium (25% to 15%) | SFm | CZ16 | 25% Leakage | rNCGF | DnDeemDI | Cap-tons | BW & BRO-RCx | Existing Residential Duct System, 25% Leakage, SFm, CZ16, rNCGF | Duct Seal and Test, Residential, Medium (25% to 15%), SFm, CZ16, rNCGF | [9 empty] | 0 | 1.82 | 2.91 | 0 | 0 | 0 | 0 | 0 | 24.7829 | 62.8644 | 0 | 87.6473 | 87.6473 | 0 | 0 | 0 | 0
DDMoCZ01rNCGF | SWSV001 | D |  | High (40% to 12%)-DMo | High (40% to 12%) | DMo | CZ01 | 40% Leakage | rNCGF | DnDeemDI | Cap-tons | BW & BRO-RCx | Existing Residential Duct System, 40% Leakage, DMo, CZ01, rNCGF | Duct Seal and Test, Residential, High (40% to 12%), DMo, CZ01, rNCGF | [9 empty] | 0 | 2.67 | 4.13 | 0 | 0 | 0 | 0 | 0 | 24.7829 | 62.8644 | 0 | 87.6473 | 87.6473 | 0 | 0 | 0 | 0
DDMoCZ02rNCGF | SWSV001 | D |  | High (40% to 12%)-DMo | High (40% to 12%) | DMo | CZ02 | 40% Leakage | rNCGF | DnDeemDI | Cap-tons | BW & BRO-RCx | Existing Residential Duct System, 40% Leakage, DMo, CZ02, rNCGF | Duct Seal and Test, Residential, High (40% to 12%), DMo, CZ02, rNCGF | [9 empty] | 0 | 3.5 | 5.41 | 0 | 0 | 0 | 0 | 0 | 24.7829 | 62.8644 | 0 | 87.6473 | 87.6473 | 0 | 0 | 0 | 0
DDMoCZ03rNCGF | SWSV001 | D |  | High (40% to 12%)-DMo | High (40% to 12%) | DMo | CZ03 | 40% Leakage | rNCGF | DnDeemDI | Cap-tons | BW & BRO-RCx | Existing Residential Duct System, 40% Leakage, DMo, CZ03, rNCGF | Duct Seal and Test, Residential, High (40% to 12%), DMo, CZ03, rNCGF | [9 empty] | 0 | 3.36 | 5.23 | 0 | 0 | 0 | 0 | 0 | 24.7829 | 62.8644 | 0 | 87.6473 | 87.6473 | 0 | 0 | 0 | 0
DDMoCZ04rNCGF | SWSV001 | D |  | High (40% to 12%)-DMo | High (40% to 12%) | DMo | CZ04 | 40% Leakage | rNCGF | DnDeemDI | Cap-tons | BW & BRO-RCx | Existing Residential Duct System, 40% Leakage, DMo, CZ04, rNCGF | Duct Seal and Test, Residential, High (40% to 12%), DMo, CZ04, rNCGF | [9 empty] | 0 | 3.95 | 6.1 | 0 | 0 | 0 | 0 | 0 | 24.7829 | 62.8644 | 0 | 87.6473 | 87.6473 | 0 | 0 | 0 | 0
DDMoCZ05rNCGF | SWSV001 | D |  | High (40% to 12%)-DMo | High (40% to 12%) | DMo | CZ05 | 40% Leakage | rNCGF | DnDeemDI | Cap-tons | BW & BRO-RCx | Existing Residential Duct System, 40% Leakage, DMo, CZ05, rNCGF | Duct Seal and Test, Residential, High (40% to 12%), DMo, CZ05, rNCGF | [9 empty] | 0 | 5.15 | 7.99 | 0 | 0 | 0 | 0 | 0 | 24.7829 | 62.8644 | 0 | 87.6473 | 87.6473 | 0 | 0 | 0 | 0
DDMoCZ06rNCGF | SWSV001 | D |  | High (40% to 12%)-DMo | High (40% to 12%) | DMo | CZ06 | 40% Leakage | rNCGF | DnDeemDI | Cap-tons | BW & BRO-RCx | Existing Residential Duct System, 40% Leakage, DMo, CZ06, rNCGF | Duct Seal and Test, Residential, High (40% to 12%), DMo, CZ06, rNCGF | [9 empty] | 0 | 2.22 | 3.45 | 0 | 0 | 0 | 0 | 0 | 24.7829 | 62.8644 | 0 | 87.6473 | 87.6473 | 0 | 0 | 0 | 0
DDMoCZ07rNCGF | SWSV001 | D |  | High (40% to 12%)-DMo | High (40% to 12%) | DMo | CZ07 | 40% Leakage | rNCGF | DnDeemDI | Cap-tons | BW & BRO-RCx | Existing Residential Duct System, 40% Leakage, DMo, CZ07, rNCGF | Duct Seal and Test, Residential, High (40% to 12%), DMo, CZ07, rNCGF | [9 empty] | 0 | 1.29 | 2.02 | 0 | 0 | 0 | 0 | 0 | 24.7829 | 62.8644 | 0 | 87.6473 | 87.6473 | 0 | 0 | 0 | 0
DDMoCZ08rNCGF | SWSV001 | D |  | High (40% to 12%)-DMo | High (40% to 12%) | DMo | CZ08 | 40% Leakage | rNCGF | DnDeemDI | Cap-tons | BW & BRO-RCx | Existing Residential Duct System, 40% Leakage, DMo, CZ08, rNCGF | Duct Seal and Test, Residential, High (40% to 12%), DMo, CZ08, rNCGF | [9 empty] | 0 | 2.03 | 3.16 | 0 | 0 | 0 | 0 | 0 | 24.7829 | 62.8644 | 0 | 87.6473 | 87.6473 | 0 | 0 | 0 | 0
DDMoCZ09rNCGF | SWSV001 | D |  | High (40% to 12%)-DMo | High (40% to 12%) | DMo | CZ09 | 40% Leakage | rNCGF | DnDeemDI | Cap-tons | BW & BRO-RCx | Existing Residential Duct System, 40% Leakage, DMo, CZ09, rNCGF | Duct Seal and Test, Residential, High (40% to 12%), DMo, CZ09, rNCGF | [9 empty] | 0 | 2.68 | 4.15 | 0 | 0 | 0 | 0 | 0 | 24.7829 | 62.8644 | 0 | 87.6473 | 87.6473 | 0 | 0 | 0 | 0
DDMoCZ10rNCGF | SWSV001 | D |  | High (40% to 12%)-DMo | High (40% to 12%) | DMo | CZ10 | 40% Leakage | rNCGF | DnDeemDI | Cap-tons | BW & BRO-RCx | Existing Residential Duct System, 40% Leakage, DMo, CZ10, rNCGF | Duct Seal and Test, Residential, High (40% to 12%), DMo, CZ10, rNCGF | [9 empty] | 0 | 2.22 | 3.45 | 0 | 0 | 0 | 0 | 0 | 24.7829 | 62.8644 | 0 | 87.6473 | 87.6473 | 0 | 0 | 0 | 0
DDMoCZ11rNCGF | SWSV001 | D |  | High (40% to 12%)-DMo | High (40% to 12%) | DMo | CZ11 | 40% Leakage | rNCGF | DnDeemDI | Cap-tons | BW & BRO-RCx | Existing Residential Duct System, 40% Leakage, DMo, CZ11, rNCGF | Duct Seal and Test, Residential, High (40% to 12%), DMo, CZ11, rNCGF | [9 empty] | 0 | 4.85 | 7.47 | 0 | 0 | 0 | 0 | 0 | 24.7829 | 62.8644 | 0 | 87.6473 | 87.6473 | 0 | 0 | 0 | 0
DDMoCZ12rNCGF | SWSV001 | D |  | High (40% to 12%)-DMo | High (40% to 12%) | DMo | CZ12 | 40% Leakage | rNCGF | DnDeemDI | Cap-tons | BW & BRO-RCx | Existing Residential Duct System, 40% Leakage, DMo, CZ12, rNCGF | Duct Seal and Test, Residential, High (40% to 12%), DMo, CZ12, rNCGF | [9 empty] | 0 | 3.41 | 5.27 | 0 | 0 | 0 | 0 | 0 | 24.7829 | 62.8644 | 0 | 87.6473 | 87.6473 | 0 | 0 | 0 | 0
DDMoCZ13rNCGF | SWSV001 | D |  | High (40% to 12%)-DMo | High (40% to 12%) | DMo | CZ13 | 40% Leakage | rNCGF | DnDeemDI | Cap-tons | BW & BRO-RCx | Existing Residential Duct System, 40% Leakage, DMo, CZ13, rNCGF | Duct Seal and Test, Residential, High (40% to 12%), DMo, CZ13, rNCGF | [9 empty] | 0 | 3.7 | 5.72 | 0 | 0 | 0 | 0 | 0 | 24.7829 | 62.8644 | 0 | 87.6473 | 87.6473 | 0 | 0 | 0 | 0
DDMoCZ14rNCGF | SWSV001 | D |  | High (40% to 12%)-DMo | High (40% to 12%) | DMo | CZ14 | 40% Leakage | rNCGF | DnDeemDI | Cap-tons | BW & BRO-RCx | Existing Residential Duct System, 40% Leakage, DMo, CZ14, rNCGF | Duct Seal and Test, Residential, High (40% to 12%), DMo, CZ14, rNCGF | [9 empty] | 0 | 5.33 | 8.11 | 0 | 0 | 0 | 0 | 0 | 24.7829 | 62.8644 | 0 | 87.6473 | 87.6473 | 0 | 0 | 0 | 0
DDMoCZ15rNCGF | SWSV001 | D |  | High (40% to 12%)-DMo | High (40% to 12%) | DMo | CZ15 | 40% Leakage | rNCGF | DnDeemDI | Cap-tons | BW & BRO-RCx | Existing Residential Duct System, 40% Leakage, DMo, CZ15, rNCGF | Duct Seal and Test, Residential, High (40% to 12%), DMo, CZ15, rNCGF | [9 empty] | 0 | 1.41 | 2.17 | 0 | 0 | 0 | 0 | 0 | 24.7829 | 62.8644 | 0 | 87.6473 | 87.6473 | 0 | 0 | 0 | 0
DDMoCZ16rNCGF | SWSV001 | D |  | High (40% to 12%)-DMo | High (40% to 12%) | DMo | CZ16 | 40% Leakage | rNCGF | DnDeemDI | Cap-tons | BW & BRO-RCx | Existing Residential Duct System, 40% Leakage, DMo, CZ16, rNCGF | Duct Seal and Test, Residential, High (40% to 12%), DMo, CZ16, rNCGF | [9 empty] | 0 | 5.23 | 8.01 | 0 | 0 | 0 | 0 | 0 | 24.7829 | 62.8644 | 0 | 87.6473 | 87.6473 | 0 | 0 | 0 | 0
F,HMFmCZ01rNCGF | SWSV001 | F,H |  | High (40% to 12%)-MFm | High (40% to 12%) | MFm | CZ01 | 40% Leakage | rNCGF | DnDeemDI | Cap-tons | BW & BRO-RCx | Existing Residential Duct System, 40% Leakage, MFm, CZ01, rNCGF | Duct Seal and Test, Residential, High (40% to 12%), MFm, CZ01, rNCGF | [9 empty] | 0 | 2.19 | 2.08 | 0 | 0 | 0 | 0 | 0 | 24.7829 | 62.8644 | 0 | 87.6473 | 87.6473 | 0 | 0 | 0 | 0
F,HMFmCZ02rNCGF | SWSV001 | F,H |  | High (40% to 12%)-MFm | High (40% to 12%) | MFm | CZ02 | 40% Leakage | rNCGF | DnDeemDI | Cap-tons | BW & BRO-RCx | Existing Residential Duct System, 40% Leakage, MFm, CZ02, rNCGF | Duct Seal and Test, Residential, High (40% to 12%), MFm, CZ02, rNCGF | [9 empty] | 0 | 1.42 | 1.38 | 0 | 0 | 0 | 0 | 0 | 24.7829 | 62.8644 | 0 | 87.6473 | 87.6473 | 0 | 0 | 0 | 0
F,HMFmCZ03rNCGF | SWSV001 | F,H |  | High (40% to 12%)-MFm | High (40% to 12%) | MFm | CZ03 | 40% Leakage | rNCGF | DnDeemDI | Cap-tons | BW & BRO-RCx | Existing Residential Duct System, 40% Leakage, MFm, CZ03, rNCGF | Duct Seal and Test, Residential, High (40% to 12%), MFm, CZ03, rNCGF | [9 empty] | 0 | 1.68 | 1.77 | 0 | 0 | 0 | 0 | 0 | 24.7829 | 62.8644 | 0 | 87.6473 | 87.6473 | 0 | 0 | 0 | 0
F,HMFmCZ04rNCGF | SWSV001 | F,H |  | High (40% to 12%)-MFm | High (40% to 12%) | MFm | CZ04 | 40% Leakage | rNCGF | DnDeemDI | Cap-tons | BW & BRO-RCx | Existing Residential Duct System, 40% Leakage, MFm, CZ04, rNCGF | Duct Seal and Test, Residential, High (40% to 12%), MFm, CZ04, rNCGF | [9 empty] | 0 | 0.913 | 0.93 | 0 | 0 | 0 | 0 | 0 | 24.7829 | 62.8644 | 0 | 87.6473 | 87.6473 | 0 | 0 | 0 | 0
F,HMFmCZ05rNCGF | SWSV001 | F,H |  | High (40% to 12%)-MFm | High (40% to 12%) | MFm | CZ05 | 40% Leakage | rNCGF | DnDeemDI | Cap-tons | BW & BRO-RCx | Existing Residential Duct System, 40% Leakage, MFm, CZ05, rNCGF | Duct Seal and Test, Residential, High (40% to 12%), MFm, CZ05, rNCGF | [9 empty] | 0 | 1.24 | 1.32 | 0 | 0 | 0 | 0 | 0 | 24.7829 | 62.8644 | 0 | 87.6473 | 87.6473 | 0 | 0 | 0 | 0
F,HMFmCZ06rNCGF | SWSV001 | F,H |  | High (40% to 12%)-MFm | High (40% to 12%) | MFm | CZ06 | 40% Leakage | rNCGF | DnDeemDI | Cap-tons | BW & BRO-RCx | Existing Residential Duct System, 40% Leakage, MFm, CZ06, rNCGF | Duct Seal and Test, Residential, High (40% to 12%), MFm, CZ06, rNCGF | [9 empty] | 0 | 0.763 | 0.883 | 0 | 0 | 0 | 0 | 0 | 24.7829 | 62.8644 | 0 | 87.6473 | 87.6473 | 0 | 0 | 0 | 0
F,HMFmCZ07rNCGF | SWSV001 | F,H |  | High (40% to 12%)-MFm | High (40% to 12%) | MFm | CZ07 | 40% Leakage | rNCGF | DnDeemDI | Cap-tons | BW & BRO-RCx | Existing Residential Duct System, 40% Leakage, MFm, CZ07, rNCGF | Duct Seal and Test, Residential, High (40% to 12%), MFm, CZ07, rNCGF | [9 empty] | 0 | 0.685 | 0.748 | 0 | 0 | 0 | 0 | 0 | 24.7829 | 62.8644 | 0 | 87.6473 | 87.6473 | 0 | 0 | 0 | 0
F,HMFmCZ08rNCGF | SWSV001 | F,H |  | High (40% to 12%)-MFm | High (40% to 12%) | MFm | CZ08 | 40% Leakage | rNCGF | DnDeemDI | Cap-tons | BW & BRO-RCx | Existing Residential Duct System, 40% Leakage, MFm, CZ08, rNCGF | Duct Seal and Test, Residential, High (40% to 12%), MFm, CZ08, rNCGF | [9 empty] | 0 | 0.675 | 0.754 | 0 | 0 | 0 | 0 | 0 | 24.7829 | 62.8644 | 0 | 87.6473 | 87.6473 | 0 | 0 | 0 | 0
F,HMFmCZ09rNCGF | SWSV001 | F,H |  | High (40% to 12%)-MFm | High (40% to 12%) | MFm | CZ09 | 40% Leakage | rNCGF | DnDeemDI | Cap-tons | BW & BRO-RCx | Existing Residential Duct System, 40% Leakage, MFm, CZ09, rNCGF | Duct Seal and Test, Residential, High (40% to 12%), MFm, CZ09, rNCGF | [9 empty] | 0 | 1.16 | 1.2 | 0 | 0 | 0 | 0 | 0 | 24.7829 | 62.8644 | 0 | 87.6473 | 87.6473 | 0 | 0 | 0 | 0
F,HMFmCZ10rNCGF | SWSV001 | F,H |  | High (40% to 12%)-MFm | High (40% to 12%) | MFm | CZ10 | 40% Leakage | rNCGF | DnDeemDI | Cap-tons | BW & BRO-RCx | Existing Residential Duct System, 40% Leakage, MFm, CZ10, rNCGF | Duct Seal and Test, Residential, High (40% to 12%), MFm, CZ10, rNCGF | [9 empty] | 0 | 0.768 | 0.795 | 0 | 0 | 0 | 0 | 0 | 24.7829 | 62.8644 | 0 | 87.6473 | 87.6473 | 0 | 0 | 0 | 0
F,HMFmCZ11rNCGF | SWSV001 | F,H |  | High (40% to 12%)-MFm | High (40% to 12%) | MFm | CZ11 | 40% Leakage | rNCGF | DnDeemDI | Cap-tons | BW & BRO-RCx | Existing Residential Duct System, 40% Leakage, MFm, CZ11, rNCGF | Duct Seal and Test, Residential, High (40% to 12%), MFm, CZ11, rNCGF | [9 empty] | 0 | 1.95 | 2.06 | 0 | 0 | 0 | 0 | 0 | 24.7829 | 62.8644 | 0 | 87.6473 | 87.6473 | 0 | 0 | 0 | 0
F,HMFmCZ12rNCGF | SWSV001 | F,H |  | High (40% to 12%)-MFm | High (40% to 12%) | MFm | CZ12 | 40% Leakage | rNCGF | DnDeemDI | Cap-tons | BW & BRO-RCx | Existing Residential Duct System, 40% Leakage, MFm, CZ12, rNCGF | Duct Seal and Test, Residential, High (40% to 12%), MFm, CZ12, rNCGF | [9 empty] | 0 | 1.42 | 1.44 | 0 | 0 | 0 | 0 | 0 | 24.7829 | 62.8644 | 0 | 87.6473 | 87.6473 | 0 | 0 | 0 | 0
F,HMFmCZ13rNCGF | SWSV001 | F,H |  | High (40% to 12%)-MFm | High (40% to 12%) | MFm | CZ13 | 40% Leakage | rNCGF | DnDeemDI | Cap-tons | BW & BRO-RCx | Existing Residential Duct System, 40% Leakage, MFm, CZ13, rNCGF | Duct Seal and Test, Residential, High (40% to 12%), MFm, CZ13, rNCGF | [9 empty] | 0 | 1.64 | 1.7 | 0 | 0 | 0 | 0 | 0 | 24.7829 | 62.8644 | 0 | 87.6473 | 87.6473 | 0 | 0 | 0 | 0
F,HMFmCZ14rNCGF | SWSV001 | F,H |  | High (40% to 12%)-MFm | High (40% to 12%) | MFm | CZ14 | 40% Leakage | rNCGF | DnDeemDI | Cap-tons | BW & BRO-RCx | Existing Residential Duct System, 40% Leakage, MFm, CZ14, rNCGF | Duct Seal and Test, Residential, High (40% to 12%), MFm, CZ14, rNCGF | [9 empty] | 0 | 2.25 | 2.41 | 0 | 0 | 0 | 0 | 0 | 24.7829 | 62.8644 | 0 | 87.6473 | 87.6473 | 0 | 0 | 0 | 0
F,HMFmCZ15rNCGF | SWSV001 | F,H |  | High (40% to 12%)-MFm | High (40% to 12%) | MFm | CZ15 | 40% Leakage | rNCGF | DnDeemDI | Cap-tons | BW & BRO-RCx | Existing Residential Duct System, 40% Leakage, MFm, CZ15, rNCGF | Duct Seal and Test, Residential, High (40% to 12%), MFm, CZ15, rNCGF | [9 empty] | 0 | 0.659 | 0.72 | 0 | 0 | 0 | 0 | 0 | 24.7829 | 62.8644 | 0 | 87.6473 | 87.6473 | 0 | 0 | 0 | 0
F,HMFmCZ16rNCGF | SWSV001 | F,H |  | High (40% to 12%)-MFm | High (40% to 12%) | MFm | CZ16 | 40% Leakage | rNCGF | DnDeemDI | Cap-tons | BW & BRO-RCx | Existing Residential Duct System, 40% Leakage, MFm, CZ16, rNCGF | Duct Seal and Test, Residential, High (40% to 12%), MFm, CZ16, rNCGF | [9 empty] | 0 | 4.02 | 4.22 | 0 | 0 | 0 | 0 | 0 | 24.7829 | 62.8644 | 0 | 87.6473 | 87.6473 | 0 | 0 | 0 | 0
F,HSFmCZ01rNCGF | SWSV001 | F,H |  | High (40% to 12%)-SFm | High (40% to 12%) | SFm | CZ01 | 40% Leakage | rNCGF | DnDeemDI | Cap-tons | BW & BRO-RCx | Existing Residential Duct System, 40% Leakage, SFm, CZ01, rNCGF | Duct Seal and Test, Residential, High (40% to 12%), SFm, CZ01, rNCGF | [9 empty] | 0 | 7.58 | 10.8 | 0 | 0 | 0 | 0 | 0 | 24.7829 | 62.8644 | 0 | 87.6473 | 87.6473 | 0 | 0 | 0 | 0
F,HSFmCZ02rNCGF | SWSV001 | F,H |  | High (40% to 12%)-SFm | High (40% to 12%) | SFm | CZ02 | 40% Leakage | rNCGF | DnDeemDI | Cap-tons | BW & BRO-RCx | Existing Residential Duct System, 40% Leakage, SFm, CZ02, rNCGF | Duct Seal and Test, Residential, High (40% to 12%), SFm, CZ02, rNCGF | [9 empty] | 0 | 9.68 | 13.6 | 0 | 0 | 0 | 0 | 0 | 24.7829 | 62.8644 | 0 | 87.6473 | 87.6473 | 0 | 0 | 0 | 0
F,HSFmCZ03rNCGF | SWSV001 | F,H |  | High (40% to 12%)-SFm | High (40% to 12%) | SFm | CZ03 | 40% Leakage | rNCGF | DnDeemDI | Cap-tons | BW & BRO-RCx | Existing Residential Duct System, 40% Leakage, SFm, CZ03, rNCGF | Duct Seal and Test, Residential, High (40% to 12%), SFm, CZ03, rNCGF | [9 empty] | 0 | 5.27 | 8.23 | 0 | 0 | 0 | 0 | 0 | 24.7829 | 62.8644 | 0 | 87.6473 | 87.6473 | 0 | 0 | 0 | 0
F,HSFmCZ04rNCGF | SWSV001 | F,H |  | High (40% to 12%)-SFm | High (40% to 12%) | SFm | CZ04 | 40% Leakage | rNCGF | DnDeemDI | Cap-tons | BW & BRO-RCx | Existing Residential Duct System, 40% Leakage, SFm, CZ04, rNCGF | Duct Seal and Test, Residential, High (40% to 12%), SFm, CZ04, rNCGF | [9 empty] | 0 | 5.43 | 8.41 | 0 | 0 | 0 | 0 | 0 | 24.7829 | 62.8644 | 0 | 87.6473 | 87.6473 | 0 | 0 | 0 | 0
F,HSFmCZ05rNCGF | SWSV001 | F,H |  | High (40% to 12%)-SFm | High (40% to 12%) | SFm | CZ05 | 40% Leakage | rNCGF | DnDeemDI | Cap-tons | BW & BRO-RCx | Existing Residential Duct System, 40% Leakage, SFm, CZ05, rNCGF | Duct Seal and Test, Residential, High (40% to 12%), SFm, CZ05, rNCGF | [9 empty] | 0 | 5.56 | 8.84 | 0 | 0 | 0 | 0 | 0 | 24.7829 | 62.8644 | 0 | 87.6473 | 87.6473 | 0 | 0 | 0 | 0
F,HSFmCZ06rNCGF | SWSV001 | F,H |  | High (40% to 12%)-SFm | High (40% to 12%) | SFm | CZ06 | 40% Leakage | rNCGF | DnDeemDI | Cap-tons | BW & BRO-RCx | Existing Residential Duct System, 40% Leakage, SFm, CZ06, rNCGF | Duct Seal and Test, Residential, High (40% to 12%), SFm, CZ06, rNCGF | [9 empty] | 0 | 2.03 | 3.33 | 0 | 0 | 0 | 0 | 0 | 24.7829 | 62.8644 | 0 | 87.6473 | 87.6473 | 0 | 0 | 0 | 0
F,HSFmCZ07rNCGF | SWSV001 | F,H |  | High (40% to 12%)-SFm | High (40% to 12%) | SFm | CZ07 | 40% Leakage | rNCGF | DnDeemDI | Cap-tons | BW & BRO-RCx | Existing Residential Duct System, 40% Leakage, SFm, CZ07, rNCGF | Duct Seal and Test, Residential, High (40% to 12%), SFm, CZ07, rNCGF | [9 empty] | 0 | 1.88 | 2.99 | 0 | 0 | 0 | 0 | 0 | 24.7829 | 62.8644 | 0 | 87.6473 | 87.6473 | 0 | 0 | 0 | 0
F,HSFmCZ08rNCGF | SWSV001 | F,H |  | High (40% to 12%)-SFm | High (40% to 12%) | SFm | CZ08 | 40% Leakage | rNCGF | DnDeemDI | Cap-tons | BW & BRO-RCx | Existing Residential Duct System, 40% Leakage, SFm, CZ08, rNCGF | Duct Seal and Test, Residential, High (40% to 12%), SFm, CZ08, rNCGF | [9 empty] | 0 | 1.67 | 2.69 | 0 | 0 | 0 | 0 | 0 | 24.7829 | 62.8644 | 0 | 87.6473 | 87.6473 | 0 | 0 | 0 | 0
F,HSFmCZ09rNCGF | SWSV001 | F,H |  | High (40% to 12%)-SFm | High (40% to 12%) | SFm | CZ09 | 40% Leakage | rNCGF | DnDeemDI | Cap-tons | BW & BRO-RCx | Existing Residential Duct System, 40% Leakage, SFm, CZ09, rNCGF | Duct Seal and Test, Residential, High (40% to 12%), SFm, CZ09, rNCGF | [9 empty] | 0 | 3.26 | 5.15 | 0 | 0 | 0 | 0 | 0 | 24.7829 | 62.8644 | 0 | 87.6473 | 87.6473 | 0 | 0 | 0 | 0
F,HSFmCZ10rNCGF | SWSV001 | F,H |  | High (40% to 12%)-SFm | High (40% to 12%) | SFm | CZ10 | 40% Leakage | rNCGF | DnDeemDI | Cap-tons | BW & BRO-RCx | Existing Residential Duct System, 40% Leakage, SFm, CZ10, rNCGF | Duct Seal and Test, Residential, High (40% to 12%), SFm, CZ10, rNCGF | [9 empty] | 0 | 5.46 | 8.06 | 0 | 0 | 0 | 0 | 0 | 24.7829 | 62.8644 | 0 | 87.6473 | 87.6473 | 0 | 0 | 0 | 0
F,HSFmCZ11rNCGF | SWSV001 | F,H |  | High (40% to 12%)-SFm | High (40% to 12%) | SFm | CZ11 | 40% Leakage | rNCGF | DnDeemDI | Cap-tons | BW & BRO-RCx | Existing Residential Duct System, 40% Leakage, SFm, CZ11, rNCGF | Duct Seal and Test, Residential, High (40% to 12%), SFm, CZ11, rNCGF | [9 empty] | 0 | 5.15 | 7.74 | 0 | 0 | 0 | 0 | 0 | 24.7829 | 62.8644 | 0 | 87.6473 | 87.6473 | 0 | 0 | 0 | 0
F,HSFmCZ12rNCGF | SWSV001 | F,H |  | High (40% to 12%)-SFm | High (40% to 12%) | SFm | CZ12 | 40% Leakage | rNCGF | DnDeemDI | Cap-tons | BW & BRO-RCx | Existing Residential Duct System, 40% Leakage, SFm, CZ12, rNCGF | Duct Seal and Test, Residential, High (40% to 12%), SFm, CZ12, rNCGF | [9 empty] | 0 | 6.52 | 9.53 | 0 | 0 | 0 | 0 | 0 | 24.7829 | 62.8644 | 0 | 87.6473 | 87.6473 | 0 | 0 | 0 | 0
F,HSFmCZ13rNCGF | SWSV001 | F,H |  | High (40% to 12%)-SFm | High (40% to 12%) | SFm | CZ13 | 40% Leakage | rNCGF | DnDeemDI | Cap-tons | BW & BRO-RCx | Existing Residential Duct System, 40% Leakage, SFm, CZ13, rNCGF | Duct Seal and Test, Residential, High (40% to 12%), SFm, CZ13, rNCGF | [9 empty] | 0 | 5.56 | 8.26 | 0 | 0 | 0 | 0 | 0 | 24.7829 | 62.8644 | 0 | 87.6473 | 87.6473 | 0 | 0 | 0 | 0
F,HSFmCZ14rNCGF | SWSV001 | F,H |  | High (40% to 12%)-SFm | High (40% to 12%) | SFm | CZ14 | 40% Leakage | rNCGF | DnDeemDI | Cap-tons | BW & BRO-RCx | Existing Residential Duct System, 40% Leakage, SFm, CZ14, rNCGF | Duct Seal and Test, Residential, High (40% to 12%), SFm, CZ14, rNCGF | [9 empty] | 0 | 5.65 | 8.79 | 0 | 0 | 0 | 0 | 0 | 24.7829 | 62.8644 | 0 | 87.6473 | 87.6473 | 0 | 0 | 0 | 0
F,HSFmCZ15rNCGF | SWSV001 | F,H |  | High (40% to 12%)-SFm | High (40% to 12%) | SFm | CZ15 | 40% Leakage | rNCGF | DnDeemDI | Cap-tons | BW & BRO-RCx | Existing Residential Duct System, 40% Leakage, SFm, CZ15, rNCGF | Duct Seal and Test, Residential, High (40% to 12%), SFm, CZ15, rNCGF | [9 empty] | 0 | 2.31 | 3.66 | 0 | 0 | 0 | 0 | 0 | 24.7829 | 62.8644 | 0 | 87.6473 | 87.6473 | 0 | 0 | 0 | 0
F,HSFmCZ16rNCGF | SWSV001 | F,H |  | High (40% to 12%)-SFm | High (40% to 12%) | SFm | CZ16 | 40% Leakage | rNCGF | DnDeemDI | Cap-tons | BW & BRO-RCx | Existing Residential Duct System, 40% Leakage, SFm, CZ16, rNCGF | Duct Seal and Test, Residential, High (40% to 12%), SFm, CZ16, rNCGF | [9 empty] | 0 | 4.49 | 7.15 | 0 | 0 | 0 | 0 | 0 | 24.7829 | 62.8644 | 0 | 87.6473 | 87.6473 | 0 | 0 | 0 | 0
Note on B1: Phil Jordan: Paste "Measure Support Table" from DataSpec here

## CostExAnte
PA | MeasCostID | CostQualifier | BldgType | BldgVint | BldgLoc | DeliveryType | SourceDesc | Version | VersionSource | LastMod | NormUnit | CostType | GenCost | LaborCost | MatlCost | Description | Sector | UseCategory | UseSubCategory | TechGroup | TechType | TechID | MeasAppType | InstallHours | LaborRate | LocCostAdj | Status | Comment | MeasLaborID | StdLaborRateID
Any | SWSV001_03_M001 | Any | Any | Ex | Any | DnDeemDI | SWSV001-03 | DEER2021 | D20v0 | 2021-05-28 10:44 | Cap-Tons | Full |  | 67.29 | 26.52 | Duct Seal and Test, Residential | Res | HVAC | VentAirDist | HV_AirDist | DuctLeak |  | BW |  |  | None | Proposed
Any | SWSV001_03_M001 | Any | Any | Ex | Any | DnDeemDI | SWSV001-03 | DEER2021 | D20v0 | 2021-05-28 10:44 | Cap-Tons | Full |  | 67.29 | 26.52 | Duct Seal and Test, Residential | Res | HVAC | VentAirDist | HV_AirDist | DuctLeak |  | BRO-RCx |  |  | None | Proposed
Any | SWSV001_03_M002 | Any | Any | Ex | Any | DnDeemDI | SWSV001-03 | DEER2021 | D20v0 | 2021-05-28 10:44 | Cap-kBTUh | Full |  | 3.811 | 1.502 | Duct Seal and Test, Residential | Res | HVAC | VentAirDist | HV_AirDist | DuctLeak |  | BW |  |  | None | Proposed
Any | SWSV001_03_M002 | Any | Any | Ex | Any | DnDeemDI | SWSV001-03 | DEER2021 | D20v0 | 2021-05-28 10:44 | Cap-kBTUh | Full |  | 3.811 | 1.502 | Duct Seal and Test, Residential | Res | HVAC | VentAirDist | HV_AirDist | DuctLeak |  | BRO-RCx |  |  | None | Proposed