## NormalizedEnergyImpacts_Furnace
exante database tables: EnImpact
This file created on 9/21/2018 9:41:40 AM while connected to AmazonWS-RDS as sptviewer. | [27 empty] | Column AD has the average IOUs Connected Load data for each bldg type. (i.e. same value for all the zones in each IOU territory) |  |  | Column AH has a different Connected Load data for each Weather Zone. (i.e. CEUS data were matched with the 16 CA zones)
Program/Database Description: READI v.2.5.0 (Current Ex Ante data) options: include Non-DEER data; 1/1/2013 - 1/1/2021
| Measure: | Packaged Furnace (Weatherized) 95 AFUE, HIR = 1.11884 | [22 empty] | furnace size | 80 | Kbtuh
| Code/Standards: | Packaged Furnace (Weatherized) 81 AFUE; HIR = 1.21728
| Pre-Existing: | Packaged Furnace (Weatherized) 78 AFUE, HIR = 1.24067
[24 empty] | therms/1000 sqft |  |  |  | sqft/kBtuh | Savings |  | sqft/kBtuh | Savings
EnergyImpactID | Version | VersionSource | LastMod | PA | BldgType | BldgVint | BldgHVAC | BldgLoc | NormUnit | NumUnit | MeasArea | ScaleBasis | APreEUkWh | APreEUkW | APreEUtherm | APreWBkWh | APreWBkW | APreWBtherm | AStdEUkWh | AStdEUkW | AStdEUtherm | AStdWBkWh | AStdWBkW | AStdWBtherm | Btuh/sqft | therms/ Kbtuh | therms/yr | Connected Load | therms/ kBtuh | therms/yr | Connected Load | therms/ kBtuh | therms/yr | Btuh/sqft | Flag | BldgType_desc | BldgVint_desc | BldgLoc_desc | IOUname
Com-Furnace-dHIR | DEER2014 | D05 v2.01 | 2013-08-01 | Any | Asm | New | Any | CZ01 | Area-1kFP | 34 | 34000 | None | 0 | 0 | 0 | 0 | 0 | 95.5 | 0 | 0 | 0 | 0 | 0 | 77.2 | 30 | 2.5733 | 205.8667 | 28.78 | 2.2218 | 177.7453 | 14.57 | 1.1248 | 89.9843 | 68.6342 | 1 | Assembly | New | Arcata Area | Any
Com-Furnace-dHIR | DEER2014 | D05 v2.01 | 2013-08-01 | Any | Asm | New | Any | CZ02 | Area-1kFP | 34 | 34000 | None | 0 | 0 | 0 | 0 | 0 | 74.3 | 0 | 0 | 0 | 0 | 0 | 60.1 | 30 | 2.0033 | 160.2667 | 28.78 | 1.7297 | 138.3742 | 32.02 | 1.9244 | 153.9522 | 31.2305 | 1 | Assembly | New | Santa Rosa Area | Any
Com-Furnace-dHIR | DEER2014 | D05 v2.01 | 2013-08-01 | Any | Asm | New | Any | CZ03 | Area-1kFP | 34 | 34000 | None | 0 | 0 | 0 | 0 | 0 | 60.9 | 0 | 0 | 0 | 0 | 0 | 49.2 | 30 | 1.64 | 131.2 | 28.78 | 1.416 | 113.2781 | 38.37 | 1.8878 | 151.0243 | 26.062 | 1 | Assembly | New | Oakland Area | Any
Com-Furnace-dHIR | DEER2014 | D05 v2.01 | 2013-08-01 | Any | Asm | New | Any | CZ04 | Area-1kFP | 34 | 34000 | None | 0 | 0 | 0 | 0 | 0 | 56.4 | 0 | 0 | 0 | 0 | 0 | 45.6 | 30 | 1.52 | 121.6 | 28.78 | 1.3124 | 104.9894 | 36.98 | 1.6863 | 134.903 | 27.0416 | 1 | Assembly | New | San Jose-Reid (Sunnyvale for pre-2014) | Any
Com-Furnace-dHIR | DEER2014 | D05 v2.01 | 2013-08-01 | Any | Asm | New | Any | CZ05 | Area-1kFP | 34 | 34000 | None | 0 | 0 | 0 | 0 | 0 | 59.1 | 0 | 0 | 0 | 0 | 0 | 47.7 | 30 | 1.59 | 127.2 | 28.78 | 1.3728 | 109.8245 | 36.98 | 1.7639 | 141.1157 | 27.0416 | 1 | Assembly | New | Santa Maria Area | Any
Com-Furnace-dHIR | DEER2014 | D05 v2.01 | 2013-08-01 | Any | Asm | New | Any | CZ06 | Area-1kFP | 34 | 34000 | None | 0 | 0 | 0 | 0 | 0 | 34.1 | 0 | 0 | 0 | 0 | 0 | 27.6 | 30 | 0.92 | 73.6 | 28.78 | 0.79433 | 63.5462 | 47.98 | 1.3242 | 105.9398 | 20.842 | 1 | Assembly | New | Torrance (Los Angeles for pre-2014) | Any
Com-Furnace-dHIR | DEER2014 | D05 v2.01 | 2013-08-01 | Any | Asm | New | Any | CZ07 | Area-1kFP | 34 | 34000 | None | 0 | 0 | 0 | 0 | 0 | 28.4 | 0 | 0 | 0 | 0 | 0 | 22.9 | 30 | 0.76333 | 61.0667 | 28.78 | 0.65906 | 52.725 | 53.58 | 1.227 | 98.1586 | 18.6637 | 1 | Assembly | New | San Diego-Lindbergh | Any
Com-Furnace-dHIR | DEER2014 | D05 v2.01 | 2013-08-01 | Any | Asm | New | Any | CZ08 | Area-1kFP | 34 | 34000 | None | 0 | 0 | 0 | 0 | 0 | 35.9 | 0 | 0 | 0 | 0 | 0 | 29 | 30 | 0.96667 | 77.3333 | 28.78 | 0.83462 | 66.7696 | 47.98 | 1.3914 | 111.3136 | 20.842 | 1 | Assembly | New | Fullerton (El Toro for pre-2014) | Any
Com-Furnace-dHIR | DEER2014 | D05 v2.01 | 2013-08-01 | Any | Asm | New | Any | CZ09 | Area-1kFP | 34 | 34000 | None | 0 | 0 | 0 | 0 | 0 | 30.6 | 0 | 0 | 0 | 0 | 0 | 24.7 | 30 | 0.82333 | 65.8667 | 28.78 | 0.71087 | 56.8693 | 34.61 | 0.85487 | 68.3894 | 28.8934 | 1 | Assembly | New | Burbank-Glendale (Pasadena for pre-2014) | Any
Com-Furnace-dHIR | DEER2014 | D05 v2.01 | 2013-08-01 | Any | Asm | New | Any | CZ10 | Area-1kFP | 34 | 34000 | None | 0 | 0 | 0 | 0 | 0 | 39.2 | 0 | 0 | 0 | 0 | 0 | 31.7 | 30 | 1.0567 | 84.5333 | 28.78 | 0.91233 | 72.9861 | 44.86 | 1.4221 | 113.765 | 22.2916 | 1 | Assembly | New | Riverside | Any
Com-Furnace-dHIR | DEER2014 | D05 v2.01 | 2013-08-01 | Any | Asm | New | Any | CZ11 | Area-1kFP | 34 | 34000 | None | 0 | 0 | 0 | 0 | 0 | 69.2 | 0 | 0 | 0 | 0 | 0 | 55.9 | 30 | 1.8633 | 149.0667 | 28.78 | 1.6088 | 128.7042 | 21.55 | 1.2046 | 96.3716 | 46.4037 | 1 | Assembly | New | Red Bluff Area | Any
Com-Furnace-dHIR | DEER2014 | D05 v2.01 | 2013-08-01 | Any | Asm | New | Any | CZ12 | Area-1kFP | 34 | 34000 | None | 0 | 0 | 0 | 0 | 0 | 68.1 | 0 | 0 | 0 | 0 | 0 | 55 | 30 | 1.8333 | 146.6667 | 28.78 | 1.5829 | 126.632 | 47.33 | 2.6031 | 208.252 | 21.1282 | 1 | Assembly | New | Sacramento Area | Any
Com-Furnace-dHIR | DEER2014 | D05 v2.01 | 2013-08-01 | Any | Asm | New | Any | CZ13 | Area-1kFP | 34 | 34000 | None | 0 | 0 | 0 | 0 | 0 | 53.9 | 0 | 0 | 0 | 0 | 0 | 43.5 | 30 | 1.45 | 116 | 28.78 | 1.2519 | 100.1544 | 53.58 | 2.3307 | 186.4584 | 18.6637 | 1 | Assembly | New | Fresno Area | Any
Com-Furnace-dHIR | DEER2014 | D05 v2.01 | 2013-08-01 | Any | Asm | New | Any | CZ14 | Area-1kFP | 34 | 34000 | None | 0 | 0 | 0 | 0 | 0 | 68.6 | 0 | 0 | 0 | 0 | 0 | 55.4 | 30 | 1.8467 | 147.7333 | 28.78 | 1.5944 | 127.553 | 44.86 | 2.4852 | 198.8195 | 22.2916 | 1 | Assembly | New | Palmdale (China Lake for pre-2014) | Any
Com-Furnace-dHIR | DEER2014 | D05 v2.01 | 2013-08-01 | Any | Asm | New | Any | CZ15 | Area-1kFP | 34 | 34000 | None | 0 | 0 | 0 | 0 | 0 | 19.3 | 0 | 0 | 0 | 0 | 0 | 15.6 | 30 | 0.52 | 41.6 | 28.78 | 0.44897 | 35.9174 | 41.25 | 0.6435 | 51.48 | 24.2424 | 1 | Assembly | New | Palm Springs-Intl (El Centro for pre-2014) | Any
Com-Furnace-dHIR | DEER2014 | D05 v2.01 | 2013-08-01 | Any | Asm | New | Any | CZ16 | Area-1kFP | 34 | 34000 | None | 0 | 0 | 0 | 0 | 0 | 149 | 0 | 0 | 0 | 0 | 0 | 120 | 30 | 4 | 320 | 28.78 | 3.4536 | 276.288 | 34.61 | 4.1532 | 332.256 | 28.8934 | 1 | Assembly | New | Blue Canyon (Mount Shasta for pre-2014) | Any
Com-Furnace-dHIR | DEER2014 | D05 v2.01 | 2013-08-01 | Any | ECC | New | Any | CZ01 | Area-1kFP | 15.2 | 300000 | None | 0 | 0 | 0 | 0 | 0 | 33 | 0 | 0 | 0 | 0 | 0 | 26.7 | 40 | 0.6675 | 53.4 | 42.98 | 1.1476 | 91.8053 | 264.73 | 7.0683 | 565.4633 | 3.7774 | 1 | Education - Community College | New | Arcata Area | Any
Com-Furnace-dHIR | DEER2014 | D05 v2.01 | 2013-08-01 | Any | ECC | New | Any | CZ02 | Area-1kFP | 15.2 | 300000 | None | 0 | 0 | 0 | 0 | 0 | 25.6 | 0 | 0 | 0 | 0 | 0 | 20.7 | 40 | 0.5175 | 41.4 | 42.98 | 0.88969 | 71.1749 | 18.99 | 0.39309 | 31.4474 | 52.6593 | 1 | Education - Community College | New | Santa Rosa Area | Any
Com-Furnace-dHIR | DEER2014 | D05 v2.01 | 2013-08-01 | Any | ECC | New | Any | CZ03 | Area-1kFP | 15.2 | 300000 | None | 0 | 0 | 0 | 0 | 0 | 23.4 | 0 | 0 | 0 | 0 | 0 | 18.9 | 40 | 0.4725 | 37.8 | 42.98 | 0.81232 | 64.9858 | 50.54 | 0.95521 | 76.4165 | 19.7863 | 1 | Education - Community College | New | Oakland Area | Any
Com-Furnace-dHIR | DEER2014 | D05 v2.01 | 2013-08-01 | Any | ECC | New | Any | CZ04 | Area-1kFP | 15.2 | 300000 | None | 0 | 0 | 0 | 0 | 0 | 21.2 | 0 | 0 | 0 | 0 | 0 | 17.1 | 40 | 0.4275 | 34.2 | 42.98 | 0.73496 | 58.7966 | 36.05 | 0.61645 | 49.3164 | 27.7393 | 1 | Education - Community College | New | San Jose-Reid (Sunnyvale for pre-2014) | Any
Com-Furnace-dHIR | DEER2014 | D05 v2.01 | 2013-08-01 | Any | ECC | New | Any | CZ05 | Area-1kFP | 15.2 | 300000 | None | 0 | 0 | 0 | 0 | 0 | 21.2 | 0 | 0 | 0 | 0 | 0 | 17.1 | 40 | 0.4275 | 34.2 | 42.98 | 0.73496 | 58.7966 | 36.05 | 0.61645 | 49.3164 | 27.7393 | 1 | Education - Community College | New | Santa Maria Area | Any
Com-Furnace-dHIR | DEER2014 | D05 v2.01 | 2013-08-01 | Any | ECC | New | Any | CZ06 | Area-1kFP | 15.2 | 300000 | None | 0 | 0 | 0 | 0 | 0 | 11.4 | 0 | 0 | 0 | 0 | 0 | 9.21 | 40 | 0.23025 | 18.42 | 42.98 | 0.39585 | 31.6677 | 91.45 | 0.84225 | 67.3804 | 10.9349 | 1 | Education - Community College | New | Torrance (Los Angeles for pre-2014) | Any
Com-Furnace-dHIR | DEER2014 | D05 v2.01 | 2013-08-01 | Any | ECC | New | Any | CZ07 | Area-1kFP | 15.2 | 300000 | None | 0 | 0 | 0 | 0 | 0 | 9.54 | 0 | 0 | 0 | 0 | 0 | 7.71 | 40 | 0.19275 | 15.42 | 42.98 | 0.33138 | 26.5101 | 99.16 | 0.76452 | 61.1619 | 10.0847 | 1 | Education - Community College | New | San Diego-Lindbergh | Any
Com-Furnace-dHIR | DEER2014 | D05 v2.01 | 2013-08-01 | Any | ECC | New | Any | CZ08 | Area-1kFP | 15.2 | 300000 | None | 0 | 0 | 0 | 0 | 0 | 10.8 | 0 | 0 | 0 | 0 | 0 | 8.7 | 40 | 0.2175 | 17.4 | 42.98 | 0.37393 | 29.9141 | 91.45 | 0.79561 | 63.6492 | 10.9349 | 1 | Education - Community College | New | Fullerton (El Toro for pre-2014) | Any
Com-Furnace-dHIR | DEER2014 | D05 v2.01 | 2013-08-01 | Any | ECC | New | Any | CZ09 | Area-1kFP | 15.2 | 300000 | None | 0 | 0 | 0 | 0 | 0 | 9.67 | 0 | 0 | 0 | 0 | 0 | 7.82 | 40 | 0.1955 | 15.64 | 42.98 | 0.3361 | 26.8883 | 35.43 | 0.27706 | 22.165 | 28.2247 | 1 | Education - Community College | New | Burbank-Glendale (Pasadena for pre-2014) | Any
Com-Furnace-dHIR | DEER2014 | D05 v2.01 | 2013-08-01 | Any | ECC | New | Any | CZ10 | Area-1kFP | 15.2 | 300000 | None | 0 | 0 | 0 | 0 | 0 | 11.9 | 0 | 0 | 0 | 0 | 0 | 9.65 | 40 | 0.24125 | 19.3 | 42.98 | 0.41476 | 33.1806 | 32.05 | 0.30928 | 24.7426 | 31.2012 | 1 | Education - Community College | New | Riverside | Any
Com-Furnace-dHIR | DEER2014 | D05 v2.01 | 2013-08-01 | Any | ECC | New | Any | CZ11 | Area-1kFP | 15.2 | 300000 | None | 0 | 0 | 0 | 0 | 0 | 25.2 | 0 | 0 | 0 | 0 | 0 | 20.4 | 40 | 0.51 | 40.8 | 42.98 | 0.87679 | 70.1434 | 24.07 | 0.49103 | 39.2822 | 41.5455 | 1 | Education - Community College | New | Red Bluff Area | Any
Com-Furnace-dHIR | DEER2014 | D05 v2.01 | 2013-08-01 | Any | ECC | New | Any | CZ12 | Area-1kFP | 15.2 | 300000 | None | 0 | 0 | 0 | 0 | 0 | 24.2 | 0 | 0 | 0 | 0 | 0 | 19.6 | 40 | 0.49 | 39.2 | 42.98 | 0.84241 | 67.3926 | 42.98 | 0.84241 | 67.3926 | 23.2666 | 1 | Education - Community College | New | Sacramento Area | Any
Com-Furnace-dHIR | DEER2014 | D05 v2.01 | 2013-08-01 | Any | ECC | New | Any | CZ13 | Area-1kFP | 15.2 | 300000 | None | 0 | 0 | 0 | 0 | 0 | 20.1 | 0 | 0 | 0 | 0 | 0 | 16.2 | 40 | 0.405 | 32.4 | 42.98 | 0.69628 | 55.7021 | 99.16 | 1.6064 | 128.5114 | 10.0847 | 1 | Education - Community College | New | Fresno Area | Any
Com-Furnace-dHIR | DEER2014 | D05 v2.01 | 2013-08-01 | Any | ECC | New | Any | CZ14 | Area-1kFP | 15.2 | 300000 | None | 0 | 0 | 0 | 0 | 0 | 25.8 | 0 | 0 | 0 | 0 | 0 | 20.9 | 40 | 0.5225 | 41.8 | 42.98 | 0.89828 | 71.8626 | 32.05 | 0.66984 | 53.5876 | 31.2012 | 1 | Education - Community College | New | Palmdale (China Lake for pre-2014) | Any
Com-Furnace-dHIR | DEER2014 | D05 v2.01 | 2013-08-01 | Any | ECC | New | Any | CZ15 | Area-1kFP | 15.2 | 300000 | None | 0 | 0 | 0 | 0 | 0 | 6.4 | 0 | 0 | 0 | 0 | 0 | 5.17 | 40 | 0.12925 | 10.34 | 42.98 | 0.22221 | 17.7765 | 98.43 | 0.50888 | 40.7106 | 10.1595 | 1 | Education - Community College | New | Palm Springs-Intl (El Centro for pre-2014) | Any
Com-Furnace-dHIR | DEER2014 | D05 v2.01 | 2013-08-01 | Any | ECC | New | Any | CZ16 | Area-1kFP | 15.2 | 300000 | None | 0 | 0 | 0 | 0 | 0 | 50.3 | 0 | 0 | 0 | 0 | 0 | 40.7 | 40 | 1.0175 | 81.4 | 42.98 | 1.7493 | 139.9429 | 35.43 | 1.442 | 115.3601 | 28.2247 | 1 | Education - Community College | New | Blue Canyon (Mount Shasta for pre-2014) | Any
Com-Furnace-dHIR | DEER2014 | D05 v2.01 | 2013-08-01 | Any | EPr | New | Any | CZ01 | Area-1kFP | 50 | 50000 | None | 0 | 0 | 0 | 0 | 0 | 12.7 | 0 | 0 | 0 | 0 | 0 | 10.2 | 30 | 0.34 | 27.2 | 20.37 | 0.20777 | 16.6219 | 22.85 | 0.23307 | 18.6456 | 43.7637 | 1 | Education - Primary School | New | Arcata Area | Any
Com-Furnace-dHIR | DEER2014 | D05 v2.01 | 2013-08-01 | Any | EPr | New | Any | CZ02 | Area-1kFP | 50 | 50000 | None | 0 | 0 | 0 | 0 | 0 | 9.65 | 0 | 0 | 0 | 0 | 0 | 7.8 | 30 | 0.26 | 20.8 | 20.37 | 0.15889 | 12.7109 | 13.16 | 0.10265 | 8.2118 | 75.9878 | 1 | Education - Primary School | New | Santa Rosa Area | Any
Com-Furnace-dHIR | DEER2014 | D05 v2.01 | 2013-08-01 | Any | EPr | New | Any | CZ03 | Area-1kFP | 50 | 50000 | None | 0 | 0 | 0 | 0 | 0 | 7.46 | 0 | 0 | 0 | 0 | 0 | 6.02 | 30 | 0.20067 | 16.0533 | 20.37 | 0.12263 | 9.8102 | 19.58 | 0.11787 | 9.4297 | 51.0725 | 1 | Education - Primary School | New | Oakland Area | Any
Com-Furnace-dHIR | DEER2014 | D05 v2.01 | 2013-08-01 | Any | EPr | New | Any | CZ04 | Area-1kFP | 50 | 50000 | None | 0 | 0 | 0 | 0 | 0 | 6.79 | 0 | 0 | 0 | 0 | 0 | 5.48 | 30 | 0.18267 | 14.6133 | 20.37 | 0.11163 | 8.9302 | 11.28 | 0.061814 | 4.9452 | 88.6525 | 1 | Education - Primary School | New | San Jose-Reid (Sunnyvale for pre-2014) | Any
Com-Furnace-dHIR | DEER2014 | D05 v2.01 | 2013-08-01 | Any | EPr | New | Any | CZ05 | Area-1kFP | 50 | 50000 | None | 0 | 0 | 0 | 0 | 0 | 5.3 | 0 | 0 | 0 | 0 | 0 | 4.28 | 30 | 0.14267 | 11.4133 | 20.37 | 0.087184 | 6.9747 | 11.28 | 0.048278 | 3.8623 | 88.6525 | 1 | Education - Primary School | New | Santa Maria Area | Any
Com-Furnace-dHIR | DEER2014 | D05 v2.01 | 2013-08-01 | Any | EPr | New | Any | CZ06 | Area-1kFP | 50 | 50000 | None | 0 | 0 | 0 | 0 | 0 | 3.56 | 0 | 0 | 0 | 0 | 0 | 2.87 | 30 | 0.095667 | 7.6533 | 20.37 | 0.058462 | 4.677 | 18.54 | 0.05321 | 4.2568 | 53.9374 | 1 | Education - Primary School | New | Torrance (Los Angeles for pre-2014) | Any
Com-Furnace-dHIR | DEER2014 | D05 v2.01 | 2013-08-01 | Any | EPr | New | Any | CZ07 | Area-1kFP | 50 | 50000 | None | 0 | 0 | 0 | 0 | 0 | 2.84 | 0 | 0 | 0 | 0 | 0 | 2.29 | 30 | 0.076333 | 6.1067 | 20.37 | 0.046647 | 3.7318 | 30.37 | 0.069547 | 5.5638 | 32.9272 | 1 | Education - Primary School | New | San Diego-Lindbergh | Any
Com-Furnace-dHIR | DEER2014 | D05 v2.01 | 2013-08-01 | Any | EPr | New | Any | CZ08 | Area-1kFP | 50 | 50000 | None | 0 | 0 | 0 | 0 | 0 | 2.97 | 0 | 0 | 0 | 0 | 0 | 2.4 | 30 | 0.08 | 6.4 | 20.37 | 0.048888 | 3.911 | 18.54 | 0.044496 | 3.5597 | 53.9374 | 1 | Education - Primary School | New | Fullerton (El Toro for pre-2014) | Any
Com-Furnace-dHIR | DEER2014 | D05 v2.01 | 2013-08-01 | Any | EPr | New | Any | CZ09 | Area-1kFP | 50 | 50000 | None | 0 | 0 | 0 | 0 | 0 | 3.29 | 0 | 0 | 0 | 0 | 0 | 2.66 | 30 | 0.088667 | 7.0933 | 20.37 | 0.054184 | 4.3347 | 34.06 | 0.0906 | 7.248 | 29.36 | 1 | Education - Primary School | New | Burbank-Glendale (Pasadena for pre-2014) | Any
Com-Furnace-dHIR | DEER2014 | D05 v2.01 | 2013-08-01 | Any | EPr | New | Any | CZ10 | Area-1kFP | 50 | 50000 | None | 0 | 0 | 0 | 0 | 0 | 3.57 | 0 | 0 | 0 | 0 | 0 | 2.88 | 30 | 0.096 | 7.68 | 20.37 | 0.058666 | 4.6932 | 27.21 | 0.078365 | 6.2692 | 36.7512 | 1 | Education - Primary School | New | Riverside | Any
Com-Furnace-dHIR | DEER2014 | D05 v2.01 | 2013-08-01 | Any | EPr | New | Any | CZ11 | Area-1kFP | 50 | 50000 | None | 0 | 0 | 0 | 0 | 0 | 9.49 | 0 | 0 | 0 | 0 | 0 | 7.67 | 30 | 0.25567 | 20.4533 | 20.37 | 0.15624 | 12.499 | 20.71 | 0.15885 | 12.7077 | 48.2859 | 1 | Education - Primary School | New | Red Bluff Area | Any
Com-Furnace-dHIR | DEER2014 | D05 v2.01 | 2013-08-01 | Any | EPr | New | Any | CZ12 | Area-1kFP | 50 | 50000 | None | 0 | 0 | 0 | 0 | 0 | 8.97 | 0 | 0 | 0 | 0 | 0 | 7.25 | 30 | 0.24167 | 19.3333 | 20.37 | 0.14768 | 11.8146 | 20.37 | 0.14768 | 11.8146 | 49.0918 | 1 | Education - Primary School | New | Sacramento Area | Any
Com-Furnace-dHIR | DEER2014 | D05 v2.01 | 2013-08-01 | Any | EPr | New | Any | CZ13 | Area-1kFP | 50 | 50000 | None | 0 | 0 | 0 | 0 | 0 | 6.53 | 0 | 0 | 0 | 0 | 0 | 5.28 | 30 | 0.176 | 14.08 | 20.37 | 0.10755 | 8.6043 | 30.37 | 0.16035 | 12.8283 | 32.9272 | 1 | Education - Primary School | New | Fresno Area | Any
Com-Furnace-dHIR | DEER2014 | D05 v2.01 | 2013-08-01 | Any | EPr | New | Any | CZ14 | Area-1kFP | 50 | 50000 | None | 0 | 0 | 0 | 0 | 0 | 8.7 | 0 | 0 | 0 | 0 | 0 | 7.03 | 30 | 0.23433 | 18.7467 | 20.37 | 0.1432 | 11.4561 | 27.21 | 0.19129 | 15.3029 | 36.7512 | 1 | Education - Primary School | New | Palmdale (China Lake for pre-2014) | Any
Com-Furnace-dHIR | DEER2014 | D05 v2.01 | 2013-08-01 | Any | EPr | New | Any | CZ15 | Area-1kFP | 50 | 50000 | None | 0 | 0 | 0 | 0 | 0 | 1.17 | 0 | 0 | 0 | 0 | 0 | 0.947 | 30 | 0.031567 | 2.5253 | 20.37 | 0.01929 | 1.5432 | 23.79 | 0.022529 | 1.8023 | 42.0345 | 1 | Education - Primary School | New | Palm Springs-Intl (El Centro for pre-2014) | Any
Com-Furnace-dHIR | DEER2014 | D05 v2.01 | 2013-08-01 | Any | EPr | New | Any | CZ16 | Area-1kFP | 50 | 50000 | None | 0 | 0 | 0 | 0 | 0 | 22.7 | 0 | 0 | 0 | 0 | 0 | 18.3 | 30 | 0.61 | 48.8 | 20.37 | 0.37277 | 29.8217 | 34.06 | 0.6233 | 49.8638 | 29.36 | 1 | Education - Primary School | New | Blue Canyon (Mount Shasta for pre-2014) | Any
Com-Furnace-dHIR | DEER2014 | D05 v2.01 | 2013-08-01 | Any | ERC | New | Any | CZ01 | Area-1kFP | 1.92 | 1920 | None | 0 | 0 | 0 | 0 | 0 | 12.1 | 0 | 0 | 0 | 0 | 0 | 9.81 | 30 | 0.327 | 26.16 | 20.37 | 0.19983 | 15.9864 | 22.85 | 0.22416 | 17.9327 | 43.7637 | 1 | Education - Relocatable Classroom | New | Arcata Area | Any
Com-Furnace-dHIR | DEER2014 | D05 v2.01 | 2013-08-01 | Any | ERC | New | Any | CZ02 | Area-1kFP | 1.92 | 1920 | None | 0 | 0 | 0 | 0 | 0 | 10.9 | 0 | 0 | 0 | 0 | 0 | 8.79 | 30 | 0.293 | 23.44 | 20.37 | 0.17905 | 14.3242 | 13.16 | 0.11568 | 9.2541 | 75.9878 | 1 | Education - Relocatable Classroom | New | Santa Rosa Area | Any
Com-Furnace-dHIR | DEER2014 | D05 v2.01 | 2013-08-01 | Any | ERC | New | Any | CZ03 | Area-1kFP | 1.92 | 1920 | None | 0 | 0 | 0 | 0 | 0 | 7.51 | 0 | 0 | 0 | 0 | 0 | 6.06 | 30 | 0.202 | 16.16 | 20.37 | 0.12344 | 9.8754 | 19.58 | 0.11865 | 9.4924 | 51.0725 | 1 | Education - Relocatable Classroom | New | Oakland Area | Any
Com-Furnace-dHIR | DEER2014 | D05 v2.01 | 2013-08-01 | Any | ERC | New | Any | CZ04 | Area-1kFP | 1.92 | 1920 | None | 0 | 0 | 0 | 0 | 0 | 7.25 | 0 | 0 | 0 | 0 | 0 | 5.86 | 30 | 0.19533 | 15.6267 | 20.37 | 0.11937 | 9.5495 | 11.28 | 0.066101 | 5.2881 | 88.6525 | 1 | Education - Relocatable Classroom | New | San Jose-Reid (Sunnyvale for pre-2014) | Any
Com-Furnace-dHIR | DEER2014 | D05 v2.01 | 2013-08-01 | Any | ERC | New | Any | CZ05 | Area-1kFP | 1.92 | 1920 | None | 0 | 0 | 0 | 0 | 0 | 5.59 | 0 | 0 | 0 | 0 | 0 | 4.52 | 30 | 0.15067 | 12.0533 | 20.37 | 0.092072 | 7.3658 | 11.28 | 0.050986 | 4.0788 | 88.6525 | 1 | Education - Relocatable Classroom | New | Santa Maria Area | Any
Com-Furnace-dHIR | DEER2014 | D05 v2.01 | 2013-08-01 | Any | ERC | New | Any | CZ06 | Area-1kFP | 1.92 | 1920 | None | 0 | 0 | 0 | 0 | 0 | 3.16 | 0 | 0 | 0 | 0 | 0 | 2.55 | 30 | 0.085 | 6.8 | 20.37 | 0.051943 | 4.1555 | 18.54 | 0.047277 | 3.7822 | 53.9374 | 1 | Education - Relocatable Classroom | New | Torrance (Los Angeles for pre-2014) | Any
Com-Furnace-dHIR | DEER2014 | D05 v2.01 | 2013-08-01 | Any | ERC | New | Any | CZ07 | Area-1kFP | 1.92 | 1920 | None | 0 | 0 | 0 | 0 | 0 | 2.57 | 0 | 0 | 0 | 0 | 0 | 2.08 | 30 | 0.069333 | 5.5467 | 20.37 | 0.04237 | 3.3896 | 30.37 | 0.06317 | 5.0536 | 32.9272 | 1 | Education - Relocatable Classroom | New | San Diego-Lindbergh | Any
Com-Furnace-dHIR | DEER2014 | D05 v2.01 | 2013-08-01 | Any | ERC | New | Any | CZ08 | Area-1kFP | 1.92 | 1920 | None | 0 | 0 | 0 | 0 | 0 | 2.91 | 0 | 0 | 0 | 0 | 0 | 2.35 | 30 | 0.078333 | 6.2667 | 20.37 | 0.04787 | 3.8296 | 18.54 | 0.043569 | 3.4855 | 53.9374 | 1 | Education - Relocatable Classroom | New | Fullerton (El Toro for pre-2014) | Any
Com-Furnace-dHIR | DEER2014 | D05 v2.01 | 2013-08-01 | Any | ERC | New | Any | CZ09 | Area-1kFP | 1.92 | 1920 | None | 0 | 0 | 0 | 0 | 0 | 4.17 | 0 | 0 | 0 | 0 | 0 | 3.37 | 30 | 0.11233 | 8.9867 | 20.37 | 0.068647 | 5.4918 | 34.06 | 0.11478 | 9.1826 | 29.36 | 1 | Education - Relocatable Classroom | New | Burbank-Glendale (Pasadena for pre-2014) | Any
Com-Furnace-dHIR | DEER2014 | D05 v2.01 | 2013-08-01 | Any | ERC | New | Any | CZ10 | Area-1kFP | 1.92 | 1920 | None | 0 | 0 | 0 | 0 | 0 | 3.86 | 0 | 0 | 0 | 0 | 0 | 3.12 | 30 | 0.104 | 8.32 | 20.37 | 0.063554 | 5.0844 | 27.21 | 0.084895 | 6.7916 | 36.7512 | 1 | Education - Relocatable Classroom | New | Riverside | Any
Com-Furnace-dHIR | DEER2014 | D05 v2.01 | 2013-08-01 | Any | ERC | New | Any | CZ11 | Area-1kFP | 1.92 | 1920 | None | 0 | 0 | 0 | 0 | 0 | 11 | 0 | 0 | 0 | 0 | 0 | 8.88 | 30 | 0.296 | 23.68 | 20.37 | 0.18089 | 14.4708 | 20.71 | 0.1839 | 14.7124 | 48.2859 | 1 | Education - Relocatable Classroom | New | Red Bluff Area | Any
Com-Furnace-dHIR | DEER2014 | D05 v2.01 | 2013-08-01 | Any | ERC | New | Any | CZ12 | Area-1kFP | 1.92 | 1920 | None | 0 | 0 | 0 | 0 | 0 | 9.89 | 0 | 0 | 0 | 0 | 0 | 7.99 | 30 | 0.26633 | 21.3067 | 20.37 | 0.16276 | 13.0205 | 20.37 | 0.16276 | 13.0205 | 49.0918 | 1 | Education - Relocatable Classroom | New | Sacramento Area | Any
Com-Furnace-dHIR | DEER2014 | D05 v2.01 | 2013-08-01 | Any | ERC | New | Any | CZ13 | Area-1kFP | 1.92 | 1920 | None | 0 | 0 | 0 | 0 | 0 | 7.04 | 0 | 0 | 0 | 0 | 0 | 5.69 | 30 | 0.18967 | 15.1733 | 20.37 | 0.11591 | 9.2724 | 30.37 | 0.17281 | 13.8244 | 32.9272 | 1 | Education - Relocatable Classroom | New | Fresno Area | Any
Com-Furnace-dHIR | DEER2014 | D05 v2.01 | 2013-08-01 | Any | ERC | New | Any | CZ14 | Area-1kFP | 1.92 | 1920 | None | 0 | 0 | 0 | 0 | 0 | 8.94 | 0 | 0 | 0 | 0 | 0 | 7.23 | 30 | 0.241 | 19.28 | 20.37 | 0.14728 | 11.782 | 27.21 | 0.19673 | 15.7383 | 36.7512 | 1 | Education - Relocatable Classroom | New | Palmdale (China Lake for pre-2014) | Any
Com-Furnace-dHIR | DEER2014 | D05 v2.01 | 2013-08-01 | Any | ERC | New | Any | CZ15 | Area-1kFP | 1.92 | 1920 | None | 0 | 0 | 0 | 0 | 0 | 1.52 | 0 | 0 | 0 | 0 | 0 | 1.23 | 30 | 0.041 | 3.28 | 20.37 | 0.025055 | 2.0044 | 23.79 | 0.029262 | 2.3409 | 42.0345 | 1 | Education - Relocatable Classroom | New | Palm Springs-Intl (El Centro for pre-2014) | Any
Com-Furnace-dHIR | DEER2014 | D05 v2.01 | 2013-08-01 | Any | ERC | New | Any | CZ16 | Area-1kFP | 1.92 | 1920 | None | 0 | 0 | 0 | 0 | 0 | 25 | 0 | 0 | 0 | 0 | 0 | 20.2 | 30 | 0.67333 | 53.8667 | 20.37 | 0.41147 | 32.9179 | 34.06 | 0.68801 | 55.041 | 29.36 | 1 | Education - Relocatable Classroom | New | Blue Canyon (Mount Shasta for pre-2014) | Any
Com-Furnace-dHIR | DEER2014 | D05 v2.01 | 2013-08-01 | Any | ESe | New | Any | CZ01 | Area-1kFP | 73.6 | 150000 | None | 0 | 0 | 0 | 0 | 0 | 18.2 | 0 | 0 | 0 | 0 | 0 | 14.7 | 30 | 0.49 | 39.2 | 20.37 | 0.29944 | 23.9551 | 22.85 | 0.33589 | 26.8716 | 43.7637 | 1 | Education - Secondary School | New | Arcata Area | Any
Com-Furnace-dHIR | DEER2014 | D05 v2.01 | 2013-08-01 | Any | ESe | New | Any | CZ02 | Area-1kFP | 73.6 | 150000 | None | 0 | 0 | 0 | 0 | 0 | 12.1 | 0 | 0 | 0 | 0 | 0 | 9.81 | 30 | 0.327 | 26.16 | 20.37 | 0.19983 | 15.9864 | 13.16 | 0.1291 | 10.328 | 75.9878 | 1 | Education - Secondary School | New | Santa Rosa Area | Any
Com-Furnace-dHIR | DEER2014 | D05 v2.01 | 2013-08-01 | Any | ESe | New | Any | CZ03 | Area-1kFP | 73.6 | 150000 | None | 0 | 0 | 0 | 0 | 0 | 9.86 | 0 | 0 | 0 | 0 | 0 | 7.96 | 30 | 0.26533 | 21.2267 | 20.37 | 0.16215 | 12.9716 | 19.58 | 0.15586 | 12.4685 | 51.0725 | 1 | Education - Secondary School | New | Oakland Area | Any
Com-Furnace-dHIR | DEER2014 | D05 v2.01 | 2013-08-01 | Any | ESe | New | Any | CZ04 | Area-1kFP | 73.6 | 150000 | None | 0 | 0 | 0 | 0 | 0 | 8.63 | 0 | 0 | 0 | 0 | 0 | 6.97 | 30 | 0.23233 | 18.5867 | 20.37 | 0.14198 | 11.3583 | 11.28 | 0.078622 | 6.2897 | 88.6525 | 1 | Education - Secondary School | New | San Jose-Reid (Sunnyvale for pre-2014) | Any
Com-Furnace-dHIR | DEER2014 | D05 v2.01 | 2013-08-01 | Any | ESe | New | Any | CZ05 | Area-1kFP | 73.6 | 150000 | None | 0 | 0 | 0 | 0 | 0 | 6.36 | 0 | 0 | 0 | 0 | 0 | 5.14 | 30 | 0.17133 | 13.7067 | 20.37 | 0.1047 | 8.3761 | 11.28 | 0.057979 | 4.6383 | 88.6525 | 1 | Education - Secondary School | New | Santa Maria Area | Any
Com-Furnace-dHIR | DEER2014 | D05 v2.01 | 2013-08-01 | Any | ESe | New | Any | CZ06 | Area-1kFP | 73.6 | 150000 | None | 0 | 0 | 0 | 0 | 0 | 3.53 | 0 | 0 | 0 | 0 | 0 | 2.85 | 30 | 0.095 | 7.6 | 20.37 | 0.058055 | 4.6444 | 18.54 | 0.052839 | 4.2271 | 53.9374 | 1 | Education - Secondary School | New | Torrance (Los Angeles for pre-2014) | Any
Com-Furnace-dHIR | DEER2014 | D05 v2.01 | 2013-08-01 | Any | ESe | New | Any | CZ07 | Area-1kFP | 73.6 | 150000 | None | 0 | 0 | 0 | 0 | 0 | 2.5 | 0 | 0 | 0 | 0 | 0 | 2.02 | 30 | 0.067333 | 5.3867 | 20.37 | 0.041147 | 3.2918 | 30.37 | 0.061347 | 4.9078 | 32.9272 | 1 | Education - Secondary School | New | San Diego-Lindbergh | Any
Com-Furnace-dHIR | DEER2014 | D05 v2.01 | 2013-08-01 | Any | ESe | New | Any | CZ08 | Area-1kFP | 73.6 | 150000 | None | 0 | 0 | 0 | 0 | 0 | 2.81 | 0 | 0 | 0 | 0 | 0 | 2.27 | 30 | 0.075667 | 6.0533 | 20.37 | 0.04624 | 3.6992 | 18.54 | 0.042086 | 3.3669 | 53.9374 | 1 | Education - Secondary School | New | Fullerton (El Toro for pre-2014) | Any
Com-Furnace-dHIR | DEER2014 | D05 v2.01 | 2013-08-01 | Any | ESe | New | Any | CZ09 | Area-1kFP | 73.6 | 150000 | None | 0 | 0 | 0 | 0 | 0 | 3.17 | 0 | 0 | 0 | 0 | 0 | 2.56 | 30 | 0.085333 | 6.8267 | 20.37 | 0.052147 | 4.1718 | 34.06 | 0.087194 | 6.9755 | 29.36 | 1 | Education - Secondary School | New | Burbank-Glendale (Pasadena for pre-2014) | Any
Com-Furnace-dHIR | DEER2014 | D05 v2.01 | 2013-08-01 | Any | ESe | New | Any | CZ10 | Area-1kFP | 73.6 | 150000 | None | 0 | 0 | 0 | 0 | 0 | 3.66 | 0 | 0 | 0 | 0 | 0 | 2.95 | 30 | 0.098333 | 7.8667 | 20.37 | 0.060092 | 4.8073 | 27.21 | 0.08027 | 6.4216 | 36.7512 | 1 | Education - Secondary School | New | Riverside | Any
Com-Furnace-dHIR | DEER2014 | D05 v2.01 | 2013-08-01 | Any | ESe | New | Any | CZ11 | Area-1kFP | 73.6 | 150000 | None | 0 | 0 | 0 | 0 | 0 | 12.5 | 0 | 0 | 0 | 0 | 0 | 10.1 | 30 | 0.33667 | 26.9333 | 20.37 | 0.20574 | 16.459 | 20.71 | 0.20917 | 16.7337 | 48.2859 | 1 | Education - Secondary School | New | Red Bluff Area | Any
Com-Furnace-dHIR | DEER2014 | D05 v2.01 | 2013-08-01 | Any | ESe | New | Any | CZ12 | Area-1kFP | 73.6 | 150000 | None | 0 | 0 | 0 | 0 | 0 | 11.9 | 0 | 0 | 0 | 0 | 0 | 9.65 | 30 | 0.32167 | 25.7333 | 20.37 | 0.19657 | 15.7256 | 20.37 | 0.19657 | 15.7256 | 49.0918 | 1 | Education - Secondary School | New | Sacramento Area | Any
Com-Furnace-dHIR | DEER2014 | D05 v2.01 | 2013-08-01 | Any | ESe | New | Any | CZ13 | Area-1kFP | 73.6 | 150000 | None | 0 | 0 | 0 | 0 | 0 | 8.54 | 0 | 0 | 0 | 0 | 0 | 6.9 | 30 | 0.23 | 18.4 | 20.37 | 0.14055 | 11.2442 | 30.37 | 0.20955 | 16.7642 | 32.9272 | 1 | Education - Secondary School | New | Fresno Area | Any
Com-Furnace-dHIR | DEER2014 | D05 v2.01 | 2013-08-01 | Any | ESe | New | Any | CZ14 | Area-1kFP | 73.6 | 150000 | None | 0 | 0 | 0 | 0 | 0 | 11.2 | 0 | 0 | 0 | 0 | 0 | 9.05 | 30 | 0.30167 | 24.1333 | 20.37 | 0.18435 | 14.7479 | 27.21 | 0.24625 | 19.7 | 36.7512 | 1 | Education - Secondary School | New | Palmdale (China Lake for pre-2014) | Any
Com-Furnace-dHIR | DEER2014 | D05 v2.01 | 2013-08-01 | Any | ESe | New | Any | CZ15 | Area-1kFP | 73.6 | 150000 | None | 0 | 0 | 0 | 0 | 0 | 0.975 | 0 | 0 | 0 | 0 | 0 | 0.788 | 30 | 0.026267 | 2.1013 | 20.37 | 0.016052 | 1.2841 | 23.79 | 0.018747 | 1.4997 | 42.0345 | 1 | Education - Secondary School | New | Palm Springs-Intl (El Centro for pre-2014) | Any
Com-Furnace-dHIR | DEER2014 | D05 v2.01 | 2013-08-01 | Any | ESe | New | Any | CZ16 | Area-1kFP | 73.6 | 150000 | None | 0 | 0 | 0 | 0 | 0 | 29.8 | 0 | 0 | 0 | 0 | 0 | 24.1 | 30 | 0.80333 | 64.2667 | 20.37 | 0.49092 | 39.2734 | 34.06 | 0.82085 | 65.6677 | 29.36 | 1 | Education - Secondary School | New | Blue Canyon (Mount Shasta for pre-2014) | Any
Com-Furnace-dHIR | DEER2014 | D05 v2.01 | 2013-08-01 | Any | Gro | New | Any | CZ01 | Area-1kFP | 46.4 | 50000 | None | 0 | 0 | 0 | 0 | 0 | 38.4 | 0 | 0 | 0 | 0 | 0 | 31 | 20 | 1.55 | 124 | 49.37 | 1.5305 | 122.4376 | 98.2 | 3.0442 | 243.536 | 10.1833 | 1 | Grocery | New | Arcata Area | Any
Com-Furnace-dHIR | DEER2014 | D05 v2.01 | 2013-08-01 | Any | Gro | New | Any | CZ02 | Area-1kFP | 46.4 | 50000 | None | 0 | 0 | 0 | 0 | 0 | 27 | 0 | 0 | 0 | 0 | 0 | 21.9 | 20 | 1.095 | 87.6 | 49.37 | 1.0812 | 86.4962 | 28.83 | 0.63138 | 50.5102 | 34.6861 | 1 | Grocery | New | Santa Rosa Area | Any
Com-Furnace-dHIR | DEER2014 | D05 v2.01 | 2013-08-01 | Any | Gro | New | Any | CZ03 | Area-1kFP | 46.4 | 50000 | None | 0 | 0 | 0 | 0 | 0 | 24.7 | 0 | 0 | 0 | 0 | 0 | 20 | 20 | 1 | 80 | 49.37 | 0.9874 | 78.992 | 41.4 | 0.828 | 66.24 | 24.1546 | 1 | Grocery | New | Oakland Area | Any
Com-Furnace-dHIR | DEER2014 | D05 v2.01 | 2013-08-01 | Any | Gro | New | Any | CZ04 | Area-1kFP | 46.4 | 50000 | None | 0 | 0 | 0 | 0 | 0 | 21.9 | 0 | 0 | 0 | 0 | 0 | 17.7 | 20 | 0.885 | 70.8 | 49.37 | 0.87385 | 69.9079 | 39.9 | 0.70623 | 56.4984 | 25.0627 | 1 | Grocery | New | San Jose-Reid (Sunnyvale for pre-2014) | Any
Com-Furnace-dHIR | DEER2014 | D05 v2.01 | 2013-08-01 | Any | Gro | New | Any | CZ05 | Area-1kFP | 46.4 | 50000 | None | 0 | 0 | 0 | 0 | 0 | 21 | 0 | 0 | 0 | 0 | 0 | 16.9 | 20 | 0.845 | 67.6 | 49.37 | 0.83435 | 66.7482 | 39.9 | 0.67431 | 53.9448 | 25.0627 | 1 | Grocery | New | Santa Maria Area | Any
Com-Furnace-dHIR | DEER2014 | D05 v2.01 | 2013-08-01 | Any | Gro | New | Any | CZ06 | Area-1kFP | 46.4 | 50000 | None | 0 | 0 | 0 | 0 | 0 | 13.5 | 0 | 0 | 0 | 0 | 0 | 10.9 | 20 | 0.545 | 43.6 | 49.37 | 0.53813 | 43.0506 | 60.11 | 0.6552 | 52.4159 | 16.6362 | 1 | Grocery | New | Torrance (Los Angeles for pre-2014) | Any
Com-Furnace-dHIR | DEER2014 | D05 v2.01 | 2013-08-01 | Any | Gro | New | Any | CZ07 | Area-1kFP | 46.4 | 50000 | None | 0 | 0 | 0 | 0 | 0 | 11 | 0 | 0 | 0 | 0 | 0 | 8.88 | 20 | 0.444 | 35.52 | 49.37 | 0.43841 | 35.0724 | 144.2 | 1.2805 | 102.4397 | 6.9348 | 1 | Grocery | New | San Diego-Lindbergh | Any
Com-Furnace-dHIR | DEER2014 | D05 v2.01 | 2013-08-01 | Any | Gro | New | Any | CZ08 | Area-1kFP | 46.4 | 50000 | None | 0 | 0 | 0 | 0 | 0 | 11.5 | 0 | 0 | 0 | 0 | 0 | 9.3 | 20 | 0.465 | 37.2 | 49.37 | 0.45914 | 36.7313 | 60.11 | 0.55902 | 44.7218 | 16.6362 | 1 | Grocery | New | Fullerton (El Toro for pre-2014) | Any
Com-Furnace-dHIR | DEER2014 | D05 v2.01 | 2013-08-01 | Any | Gro | New | Any | CZ09 | Area-1kFP | 46.4 | 50000 | None | 0 | 0 | 0 | 0 | 0 | 11.3 | 0 | 0 | 0 | 0 | 0 | 9.14 | 20 | 0.457 | 36.56 | 49.37 | 0.45124 | 36.0993 | 81.18 | 0.74199 | 59.3588 | 12.3183 | 1 | Grocery | New | Burbank-Glendale (Pasadena for pre-2014) | Any
Com-Furnace-dHIR | DEER2014 | D05 v2.01 | 2013-08-01 | Any | Gro | New | Any | CZ10 | Area-1kFP | 46.4 | 50000 | None | 0 | 0 | 0 | 0 | 0 | 12.8 | 0 | 0 | 0 | 0 | 0 | 10.3 | 20 | 0.515 | 41.2 | 49.37 | 0.50851 | 40.6809 | 64.2 | 0.66126 | 52.9008 | 15.5763 | 1 | Grocery | New | Riverside | Any
Com-Furnace-dHIR | DEER2014 | D05 v2.01 | 2013-08-01 | Any | Gro | New | Any | CZ11 | Area-1kFP | 46.4 | 50000 | None | 0 | 0 | 0 | 0 | 0 | 27.2 | 0 | 0 | 0 | 0 | 0 | 22 | 20 | 1.1 | 88 | 49.37 | 1.0861 | 86.8912 | 29.71 | 0.65362 | 52.2896 | 33.6587 | 1 | Grocery | New | Red Bluff Area | Any
Com-Furnace-dHIR | DEER2014 | D05 v2.01 | 2013-08-01 | Any | Gro | New | Any | CZ12 | Area-1kFP | 46.4 | 50000 | None | 0 | 0 | 0 | 0 | 0 | 26 | 0 | 0 | 0 | 0 | 0 | 21 | 20 | 1.05 | 84 | 49.37 | 1.0368 | 82.9416 | 49.37 | 1.0368 | 82.9416 | 20.2552 | 1 | Grocery | New | Sacramento Area | Any
Com-Furnace-dHIR | DEER2014 | D05 v2.01 | 2013-08-01 | Any | Gro | New | Any | CZ13 | Area-1kFP | 46.4 | 50000 | None | 0 | 0 | 0 | 0 | 0 | 20.3 | 0 | 0 | 0 | 0 | 0 | 16.4 | 20 | 0.82 | 65.6 | 49.37 | 0.80967 | 64.7734 | 144.2 | 2.3649 | 189.1904 | 6.9348 | 1 | Grocery | New | Fresno Area | Any
Com-Furnace-dHIR | DEER2014 | D05 v2.01 | 2013-08-01 | Any | Gro | New | Any | CZ14 | Area-1kFP | 46.4 | 50000 | None | 0 | 0 | 0 | 0 | 0 | 25.2 | 0 | 0 | 0 | 0 | 0 | 20.4 | 20 | 1.02 | 81.6 | 49.37 | 1.0071 | 80.5718 | 64.2 | 1.3097 | 104.7744 | 15.5763 | 1 | Grocery | New | Palmdale (China Lake for pre-2014) | Any
Com-Furnace-dHIR | DEER2014 | D05 v2.01 | 2013-08-01 | Any | Gro | New | Any | CZ15 | Area-1kFP | 46.4 | 50000 | None | 0 | 0 | 0 | 0 | 0 | 7.03 | 0 | 0 | 0 | 0 | 0 | 5.68 | 20 | 0.284 | 22.72 | 49.37 | 0.28042 | 22.4337 | 111.39 | 0.6327 | 50.6156 | 8.9775 | 1 | Grocery | New | Palm Springs-Intl (El Centro for pre-2014) | Any
Com-Furnace-dHIR | DEER2014 | D05 v2.01 | 2013-08-01 | Any | Gro | New | Any | CZ16 | Area-1kFP | 46.4 | 50000 | None | 0 | 0 | 0 | 0 | 0 | 50.6 | 0 | 0 | 0 | 0 | 0 | 40.9 | 20 | 2.045 | 163.6 | 49.37 | 2.0192 | 161.5386 | 81.18 | 3.3203 | 265.621 | 12.3183 | 1 | Grocery | New | Blue Canyon (Mount Shasta for pre-2014) | Any
Com-Furnace-dHIR | DEER2014 | D05 v2.01 | 2013-08-01 | Any | Hsp | New | Any | CZ01 | Area-1kFP | 1.87 | 250000 | None | 0 | 0 | 0 | 0 | 0 | 50.2 | 0 | 0 | 0 | 0 | 0 | 40.6 | 40 | 1.015 | 81.2 | 25 | 1.015 | 81.2 | 45.09 | 1.8307 | 146.4523 | 22.1779 | 1 | Health/Medical - Hospital | New | Arcata Area | Any
Com-Furnace-dHIR | DEER2014 | D05 v2.01 | 2013-08-01 | Any | Hsp | New | Any | CZ02 | Area-1kFP | 1.87 | 250000 | None | 0 | 0 | 0 | 0 | 0 | 36.9 | 0 | 0 | 0 | 0 | 0 | 29.8 | 40 | 0.745 | 59.6 | 25 | 0.745 | 59.6 | 17.1 | 0.50958 | 40.7664 | 58.4795 | 1 | Health/Medical - Hospital | New | Santa Rosa Area | Any
Com-Furnace-dHIR | DEER2014 | D05 v2.01 | 2013-08-01 | Any | Hsp | New | Any | CZ03 | Area-1kFP | 1.87 | 250000 | None | 0 | 0 | 0 | 0 | 0 | 29 | 0 | 0 | 0 | 0 | 0 | 23.4 | 40 | 0.585 | 46.8 | 25 | 0.585 | 46.8 | 28.94 | 0.6772 | 54.1757 | 34.5543 | 1 | Health/Medical - Hospital | New | Oakland Area | Any
Com-Furnace-dHIR | DEER2014 | D05 v2.01 | 2013-08-01 | Any | Hsp | New | Any | CZ04 | Area-1kFP | 1.87 | 250000 | None | 0 | 0 | 0 | 0 | 0 | 26.4 | 0 | 0 | 0 | 0 | 0 | 21.4 | 40 | 0.535 | 42.8 | 25 | 0.535 | 42.8 | 22.61 | 0.48385 | 38.7083 | 44.2282 | 1 | Health/Medical - Hospital | New | San Jose-Reid (Sunnyvale for pre-2014) | Any
Com-Furnace-dHIR | DEER2014 | D05 v2.01 | 2013-08-01 | Any | Hsp | New | Any | CZ05 | Area-1kFP | 1.87 | 250000 | None | 0 | 0 | 0 | 0 | 0 | 21.9 | 0 | 0 | 0 | 0 | 0 | 17.7 | 40 | 0.4425 | 35.4 | 25 | 0.4425 | 35.4 | 22.61 | 0.4002 | 32.0158 | 44.2282 | 1 | Health/Medical - Hospital | New | Santa Maria Area | Any
Com-Furnace-dHIR | DEER2014 | D05 v2.01 | 2013-08-01 | Any | Hsp | New | Any | CZ06 | Area-1kFP | 1.87 | 250000 | None | 0 | 0 | 0 | 0 | 0 | 11.4 | 0 | 0 | 0 | 0 | 0 | 9.21 | 40 | 0.23025 | 18.42 | 25 | 0.23025 | 18.42 | 26.57 | 0.24471 | 19.5768 | 37.6364 | 1 | Health/Medical - Hospital | New | Torrance (Los Angeles for pre-2014) | Any
Com-Furnace-dHIR | DEER2014 | D05 v2.01 | 2013-08-01 | Any | Hsp | New | Any | CZ07 | Area-1kFP | 1.87 | 250000 | None | 0 | 0 | 0 | 0 | 0 | 7.87 | 0 | 0 | 0 | 0 | 0 | 6.36 | 40 | 0.159 | 12.72 | 25 | 0.159 | 12.72 | 38.36 | 0.24397 | 19.5176 | 26.0688 | 1 | Health/Medical - Hospital | New | San Diego-Lindbergh | Any
Com-Furnace-dHIR | DEER2014 | D05 v2.01 | 2013-08-01 | Any | Hsp | New | Any | CZ08 | Area-1kFP | 1.87 | 250000 | None | 0 | 0 | 0 | 0 | 0 | 11.1 | 0 | 0 | 0 | 0 | 0 | 8.96 | 40 | 0.224 | 17.92 | 25 | 0.224 | 17.92 | 26.57 | 0.23807 | 19.0454 | 37.6364 | 1 | Health/Medical - Hospital | New | Fullerton (El Toro for pre-2014) | Any
Com-Furnace-dHIR | DEER2014 | D05 v2.01 | 2013-08-01 | Any | Hsp | New | Any | CZ09 | Area-1kFP | 1.87 | 250000 | None | 0 | 0 | 0 | 0 | 0 | 10.5 | 0 | 0 | 0 | 0 | 0 | 8.45 | 40 | 0.21125 | 16.9 | 25 | 0.21125 | 16.9 | 30.42 | 0.25705 | 20.5639 | 32.8731 | 1 | Health/Medical - Hospital | New | Burbank-Glendale (Pasadena for pre-2014) | Any
Com-Furnace-dHIR | DEER2014 | D05 v2.01 | 2013-08-01 | Any | Hsp | New | Any | CZ10 | Area-1kFP | 1.87 | 250000 | None | 0 | 0 | 0 | 0 | 0 | 14.4 | 0 | 0 | 0 | 0 | 0 | 11.6 | 40 | 0.29 | 23.2 | 25 | 0.29 | 23.2 | 28 | 0.3248 | 25.984 | 35.7143 | 1 | Health/Medical - Hospital | New | Riverside | Any
Com-Furnace-dHIR | DEER2014 | D05 v2.01 | 2013-08-01 | Any | Hsp | New | Any | CZ11 | Area-1kFP | 1.87 | 250000 | None | 0 | 0 | 0 | 0 | 0 | 37.4 | 0 | 0 | 0 | 0 | 0 | 30.2 | 40 | 0.755 | 60.4 | 25 | 0.755 | 60.4 | 30.76 | 0.92895 | 74.3162 | 32.5098 | 1 | Health/Medical - Hospital | New | Red Bluff Area | Any
Com-Furnace-dHIR | DEER2014 | D05 v2.01 | 2013-08-01 | Any | Hsp | New | Any | CZ12 | Area-1kFP | 1.87 | 250000 | None | 0 | 0 | 0 | 0 | 0 | 35.5 | 0 | 0 | 0 | 0 | 0 | 28.6 | 40 | 0.715 | 57.2 | 25 | 0.715 | 57.2 | 25 | 0.715 | 57.2 | 40 | 1 | Health/Medical - Hospital | New | Sacramento Area | Any
Com-Furnace-dHIR | DEER2014 | D05 v2.01 | 2013-08-01 | Any | Hsp | New | Any | CZ13 | Area-1kFP | 1.87 | 250000 | None | 0 | 0 | 0 | 0 | 0 | 27.4 | 0 | 0 | 0 | 0 | 0 | 22.1 | 40 | 0.5525 | 44.2 | 25 | 0.5525 | 44.2 | 38.36 | 0.84776 | 67.8205 | 26.0688 | 1 | Health/Medical - Hospital | New | Fresno Area | Any
Com-Furnace-dHIR | DEER2014 | D05 v2.01 | 2013-08-01 | Any | Hsp | New | Any | CZ14 | Area-1kFP | 1.87 | 250000 | None | 0 | 0 | 0 | 0 | 0 | 35.7 | 0 | 0 | 0 | 0 | 0 | 28.8 | 40 | 0.72 | 57.6 | 25 | 0.72 | 57.6 | 28 | 0.8064 | 64.512 | 35.7143 | 1 | Health/Medical - Hospital | New | Palmdale (China Lake for pre-2014) | Any
Com-Furnace-dHIR | DEER2014 | D05 v2.01 | 2013-08-01 | Any | Hsp | New | Any | CZ15 | Area-1kFP | 1.87 | 250000 | None | 0 | 0 | 0 | 0 | 0 | 5.49 | 0 | 0 | 0 | 0 | 0 | 4.44 | 40 | 0.111 | 8.88 | 25 | 0.111 | 8.88 | 24.63 | 0.10936 | 8.7486 | 40.6009 | 1 | Health/Medical - Hospital | New | Palm Springs-Intl (El Centro for pre-2014) | Any
Com-Furnace-dHIR | DEER2014 | D05 v2.01 | 2013-08-01 | Any | Hsp | New | Any | CZ16 | Area-1kFP | 1.87 | 250000 | None | 0 | 0 | 0 | 0 | 0 | 85.2 | 0 | 0 | 0 | 0 | 0 | 68.8 | 40 | 1.72 | 137.6 | 25 | 1.72 | 137.6 | 30.42 | 2.0929 | 167.4317 | 32.8731 | 1 | Health/Medical - Hospital | New | Blue Canyon (Mount Shasta for pre-2014) | Any
Com-Furnace-dHIR | DEER2014 | D05 v2.01 | 2013-08-01 | Any | Htl | New | Any | CZ01 | Area-1kFP | 20.8 | 200000 | None | 0 | 0 | 0 | 0 | 0 | 2.55 | 0 | 0 | 0 | 0 | 0 | 2.06 | 40 | 0.0515 | 4.12 | 83.27 | 0.17154 | 13.7229 | 170.84 | 0.35193 | 28.1544 | 5.8534 | 1 | Lodging - Hotel | New | Arcata Area | Any
Com-Furnace-dHIR | DEER2014 | D05 v2.01 | 2013-08-01 | Any | Htl | New | Any | CZ02 | Area-1kFP | 20.8 | 200000 | None | 0 | 0 | 0 | 0 | 0 | 1.93 | 0 | 0 | 0 | 0 | 0 | 1.56 | 40 | 0.039 | 3.12 | 83.27 | 0.1299 | 10.3921 | 522.31 | 0.8148 | 65.1843 | 1.9146 | 1 | Lodging - Hotel | New | Santa Rosa Area | Any
Com-Furnace-dHIR | DEER2014 | D05 v2.01 | 2013-08-01 | Any | Htl | New | Any | CZ03 | Area-1kFP | 20.8 | 200000 | None | 0 | 0 | 0 | 0 | 0 | 1.61 | 0 | 0 | 0 | 0 | 0 | 1.3 | 40 | 0.0325 | 2.6 | 83.27 | 0.10825 | 8.6601 | 58.44 | 0.075972 | 6.0778 | 17.1116 | 1 | Lodging - Hotel | New | Oakland Area | Any
Com-Furnace-dHIR | DEER2014 | D05 v2.01 | 2013-08-01 | Any | Htl | New | Any | CZ04 | Area-1kFP | 20.8 | 200000 | None | 0 | 0 | 0 | 0 | 0 | 1.45 | 0 | 0 | 0 | 0 | 0 | 1.17 | 40 | 0.02925 | 2.34 | 83.27 | 0.097426 | 7.7941 | 48.45 | 0.056687 | 4.5349 | 20.6398 | 1 | Lodging - Hotel | New | San Jose-Reid (Sunnyvale for pre-2014) | Any
Com-Furnace-dHIR | DEER2014 | D05 v2.01 | 2013-08-01 | Any | Htl | New | Any | CZ05 | Area-1kFP | 20.8 | 200000 | None | 0 | 0 | 0 | 0 | 0 | 1.32 | 0 | 0 | 0 | 0 | 0 | 1.06 | 40 | 0.0265 | 2.12 | 83.27 | 0.088266 | 7.0613 | 48.45 | 0.051357 | 4.1086 | 20.6398 | 1 | Lodging - Hotel | New | Santa Maria Area | Any
Com-Furnace-dHIR | DEER2014 | D05 v2.01 | 2013-08-01 | Any | Htl | New | Any | CZ06 | Area-1kFP | 20.8 | 200000 | None | 0 | 0 | 0 | 0 | 0 | 0.727 | 0 | 0 | 0 | 0 | 0 | 0.588 | 40 | 0.0147 | 1.176 | 83.27 | 0.048963 | 3.917 | 61.63 | 0.036238 | 2.8991 | 16.2259 | 1 | Lodging - Hotel | New | Torrance (Los Angeles for pre-2014) | Any
Com-Furnace-dHIR | DEER2014 | D05 v2.01 | 2013-08-01 | Any | Htl | New | Any | CZ07 | Area-1kFP | 20.8 | 200000 | None | 0 | 0 | 0 | 0 | 0 | 0.554 | 0 | 0 | 0 | 0 | 0 | 0.448 | 40 | 0.0112 | 0.896 | 83.27 | 0.037305 | 2.9844 | 62.9 | 0.028179 | 2.2543 | 15.8983 | 1 | Lodging - Hotel | New | San Diego-Lindbergh | Any
Com-Furnace-dHIR | DEER2014 | D05 v2.01 | 2013-08-01 | Any | Htl | New | Any | CZ08 | Area-1kFP | 20.8 | 200000 | None | 0 | 0 | 0 | 0 | 0 | 0.688 | 0 | 0 | 0 | 0 | 0 | 0.556 | 40 | 0.0139 | 1.112 | 83.27 | 0.046298 | 3.7038 | 61.63 | 0.034266 | 2.7413 | 16.2259 | 1 | Lodging - Hotel | New | Fullerton (El Toro for pre-2014) | Any
Com-Furnace-dHIR | DEER2014 | D05 v2.01 | 2013-08-01 | Any | Htl | New | Any | CZ09 | Area-1kFP | 20.8 | 200000 | None | 0 | 0 | 0 | 0 | 0 | 0.663 | 0 | 0 | 0 | 0 | 0 | 0.536 | 40 | 0.0134 | 1.072 | 83.27 | 0.044633 | 3.5706 | 115.48 | 0.061897 | 4.9518 | 8.6595 | 1 | Lodging - Hotel | New | Burbank-Glendale (Pasadena for pre-2014) | Any
Com-Furnace-dHIR | DEER2014 | D05 v2.01 | 2013-08-01 | Any | Htl | New | Any | CZ10 | Area-1kFP | 20.8 | 200000 | None | 0 | 0 | 0 | 0 | 0 | 0.797 | 0 | 0 | 0 | 0 | 0 | 0.644 | 40 | 0.0161 | 1.288 | 83.27 | 0.053626 | 4.2901 | 53.64 | 0.034544 | 2.7635 | 18.6428 | 1 | Lodging - Hotel | New | Riverside | Any
Com-Furnace-dHIR | DEER2014 | D05 v2.01 | 2013-08-01 | Any | Htl | New | Any | CZ11 | Area-1kFP | 20.8 | 200000 | None | 0 | 0 | 0 | 0 | 0 | 1.85 | 0 | 0 | 0 | 0 | 0 | 1.5 | 40 | 0.0375 | 3 | 83.27 | 0.12491 | 9.9924 | 46.92 | 0.07038 | 5.6304 | 21.3129 | 1 | Lodging - Hotel | New | Red Bluff Area | Any
Com-Furnace-dHIR | DEER2014 | D05 v2.01 | 2013-08-01 | Any | Htl | New | Any | CZ12 | Area-1kFP | 20.8 | 200000 | None | 0 | 0 | 0 | 0 | 0 | 1.77 | 0 | 0 | 0 | 0 | 0 | 1.43 | 40 | 0.03575 | 2.86 | 83.27 | 0.11908 | 9.5261 | 83.27 | 0.11908 | 9.5261 | 12.0091 | 1 | Lodging - Hotel | New | Sacramento Area | Any
Com-Furnace-dHIR | DEER2014 | D05 v2.01 | 2013-08-01 | Any | Htl | New | Any | CZ13 | Area-1kFP | 20.8 | 200000 | None | 0 | 0 | 0 | 0 | 0 | 1.38 | 0 | 0 | 0 | 0 | 0 | 1.11 | 40 | 0.02775 | 2.22 | 83.27 | 0.09243 | 7.3944 | 62.9 | 0.069819 | 5.5855 | 15.8983 | 1 | Lodging - Hotel | New | Fresno Area | Any
Com-Furnace-dHIR | DEER2014 | D05 v2.01 | 2013-08-01 | Any | Htl | New | Any | CZ14 | Area-1kFP | 20.8 | 200000 | None | 0 | 0 | 0 | 0 | 0 | 1.86 | 0 | 0 | 0 | 0 | 0 | 1.51 | 40 | 0.03775 | 3.02 | 83.27 | 0.12574 | 10.059 | 53.64 | 0.080996 | 6.4797 | 18.6428 | 1 | Lodging - Hotel | New | Palmdale (China Lake for pre-2014) | Any
Com-Furnace-dHIR | DEER2014 | D05 v2.01 | 2013-08-01 | Any | Htl | New | Any | CZ15 | Area-1kFP | 20.8 | 200000 | None | 0 | 0 | 0 | 0 | 0 | 0.33 | 0 | 0 | 0 | 0 | 0 | 0.267 | 40 | 0.006675 | 0.534 | 83.27 | 0.022233 | 1.7786 | 61.71 | 0.016477 | 1.3181 | 16.2048 | 1 | Lodging - Hotel | New | Palm Springs-Intl (El Centro for pre-2014) | Any
Com-Furnace-dHIR | DEER2014 | D05 v2.01 | 2013-08-01 | Any | Htl | New | Any | CZ16 | Area-1kFP | 20.8 | 200000 | None | 0 | 0 | 0 | 0 | 0 | 4.26 | 0 | 0 | 0 | 0 | 0 | 3.45 | 40 | 0.08625 | 6.9 | 83.27 | 0.28728 | 22.9825 | 115.48 | 0.39841 | 31.8725 | 8.6595 | 1 | Lodging - Hotel | New | Blue Canyon (Mount Shasta for pre-2014) | Any
Com-Furnace-dHIR | DEER2014 | D05 v2.01 | 2013-08-01 | Any | MBT | New | Any | CZ01 | Area-1kFP | 200 | 200000 | None | 0 | 0 | 0 | 0 | 0 | 1.35 | 0 | 0 | 0 | 0 | 0 | 1.09 | 20 | 0.0545 | 4.36 | 28.78 | 0.03137 | 2.5096 | 154.59 | 0.1685 | 13.4802 | 6.4687 | 1 | Manufacturing Biotech | New | Arcata Area | Any
Com-Furnace-dHIR | DEER2014 | D05 v2.01 | 2013-08-01 | Any | MBT | New | Any | CZ02 | Area-1kFP | 200 | 200000 | None | 0 | 0 | 0 | 0 | 0 | 0.977 | 0 | 0 | 0 | 0 | 0 | 0.79 | 20 | 0.0395 | 3.16 | 28.78 | 0.022736 | 1.8189 | 23.55 | 0.018604 | 1.4884 | 42.4628 | 1 | Manufacturing Biotech | New | Santa Rosa Area | Any
Com-Furnace-dHIR | DEER2014 | D05 v2.01 | 2013-08-01 | Any | MBT | New | Any | CZ03 | Area-1kFP | 200 | 200000 | None | 0 | 0 | 0 | 0 | 0 | 0.669 | 0 | 0 | 0 | 0 | 0 | 0.54 | 20 | 0.027 | 2.16 | 28.78 | 0.015541 | 1.2433 | 46.03 | 0.024856 | 1.9885 | 21.725 | 1 | Manufacturing Biotech | New | Oakland Area | Any
Com-Furnace-dHIR | DEER2014 | D05 v2.01 | 2013-08-01 | Any | MBT | New | Any | CZ04 | Area-1kFP | 200 | 200000 | None | 0 | 0 | 0 | 0 | 0 | 0.664 | 0 | 0 | 0 | 0 | 0 | 0.537 | 20 | 0.02685 | 2.148 | 28.78 | 0.015455 | 1.2364 | 26.43 | 0.014193 | 1.1354 | 37.8358 | 1 | Manufacturing Biotech | New | San Jose-Reid (Sunnyvale for pre-2014) | Any
Com-Furnace-dHIR | DEER2014 | D05 v2.01 | 2013-08-01 | Any | MBT | New | Any | CZ05 | Area-1kFP | 200 | 200000 | None | 0 | 0 | 0 | 0 | 0 | 0.576 | 0 | 0 | 0 | 0 | 0 | 0.466 | 20 | 0.0233 | 1.864 | 28.78 | 0.013411 | 1.0729 | 26.43 | 0.012316 | 0.98531 | 37.8358 | 1 | Manufacturing Biotech | New | Santa Maria Area | Any
Com-Furnace-dHIR | DEER2014 | D05 v2.01 | 2013-08-01 | Any | MBT | New | Any | CZ06 | Area-1kFP | 200 | 200000 | None | 0 | 0 | 0 | 0 | 0 | 0.292 | 0 | 0 | 0 | 0 | 0 | 0.236 | 20 | 0.0118 | 0.944 | 28.78 | 0.0067921 | 0.54337 | 51.26 | 0.012097 | 0.96779 | 19.5084 | 1 | Manufacturing Biotech | New | Torrance (Los Angeles for pre-2014) | Any
Com-Furnace-dHIR | DEER2014 | D05 v2.01 | 2013-08-01 | Any | MBT | New | Any | CZ07 | Area-1kFP | 200 | 200000 | None | 0 | 0 | 0 | 0 | 0 | 0.196 | 0 | 0 | 0 | 0 | 0 | 0.158 | 20 | 0.0079 | 0.632 | 28.78 | 0.0045472 | 0.36378 | 50.01 | 0.0079016 | 0.63213 | 19.996 | 1 | Manufacturing Biotech | New | San Diego-Lindbergh | Any
Com-Furnace-dHIR | DEER2014 | D05 v2.01 | 2013-08-01 | Any | MBT | New | Any | CZ08 | Area-1kFP | 200 | 200000 | None | 0 | 0 | 0 | 0 | 0 | 0.344 | 0 | 0 | 0 | 0 | 0 | 0.278 | 20 | 0.0139 | 1.112 | 28.78 | 0.0080008 | 0.64007 | 51.26 | 0.01425 | 1.14 | 19.5084 | 1 | Manufacturing Biotech | New | Fullerton (El Toro for pre-2014) | Any
Com-Furnace-dHIR | DEER2014 | D05 v2.01 | 2013-08-01 | Any | MBT | New | Any | CZ09 | Area-1kFP | 200 | 200000 | None | 0 | 0 | 0 | 0 | 0 | 0.202 | 0 | 0 | 0 | 0 | 0 | 0.163 | 20 | 0.00815 | 0.652 | 28.78 | 0.0046911 | 0.37529 | 55.47 | 0.0090416 | 0.72333 | 18.0278 | 1 | Manufacturing Biotech | New | Burbank-Glendale (Pasadena for pre-2014) | Any
Com-Furnace-dHIR | DEER2014 | D05 v2.01 | 2013-08-01 | Any | MBT | New | Any | CZ10 | Area-1kFP | 200 | 200000 | None | 0 | 0 | 0 | 0 | 0 | 0.334 | 0 | 0 | 0 | 0 | 0 | 0.27 | 20 | 0.0135 | 1.08 | 28.78 | 0.0077706 | 0.62165 | 54.4 | 0.014688 | 1.175 | 18.3824 | 1 | Manufacturing Biotech | New | Riverside | Any
Com-Furnace-dHIR | DEER2014 | D05 v2.01 | 2013-08-01 | Any | MBT | New | Any | CZ11 | Area-1kFP | 200 | 200000 | None | 0 | 0 | 0 | 0 | 0 | 1.15 | 0 | 0 | 0 | 0 | 0 | 0.93 | 20 | 0.0465 | 3.72 | 28.78 | 0.026765 | 2.1412 | 24.17 | 0.022478 | 1.7982 | 41.3736 | 1 | Manufacturing Biotech | New | Red Bluff Area | Any
Com-Furnace-dHIR | DEER2014 | D05 v2.01 | 2013-08-01 | Any | MBT | New | Any | CZ12 | Area-1kFP | 200 | 200000 | None | 0 | 0 | 0 | 0 | 0 | 1 | 0 | 0 | 0 | 0 | 0 | 0.808 | 20 | 0.0404 | 3.232 | 28.78 | 0.023254 | 1.8603 | 28.78 | 0.023254 | 1.8603 | 34.7464 | 1 | Manufacturing Biotech | New | Sacramento Area | Any
Com-Furnace-dHIR | DEER2014 | D05 v2.01 | 2013-08-01 | Any | MBT | New | Any | CZ13 | Area-1kFP | 200 | 200000 | None | 0 | 0 | 0 | 0 | 0 | 0.774 | 0 | 0 | 0 | 0 | 0 | 0.625 | 20 | 0.03125 | 2.5 | 28.78 | 0.017988 | 1.439 | 50.01 | 0.031256 | 2.5005 | 19.996 | 1 | Manufacturing Biotech | New | Fresno Area | Any
Com-Furnace-dHIR | DEER2014 | D05 v2.01 | 2013-08-01 | Any | MBT | New | Any | CZ14 | Area-1kFP | 200 | 200000 | None | 0 | 0 | 0 | 0 | 0 | 1.13 | 0 | 0 | 0 | 0 | 0 | 0.914 | 20 | 0.0457 | 3.656 | 28.78 | 0.026305 | 2.1044 | 54.4 | 0.049722 | 3.9777 | 18.3824 | 1 | Manufacturing Biotech | New | Palmdale (China Lake for pre-2014) | Any
Com-Furnace-dHIR | DEER2014 | D05 v2.01 | 2013-08-01 | Any | MBT | New | Any | CZ15 | Area-1kFP | 200 | 200000 | None | 0 | 0 | 0 | 0 | 0 | 0.111 | 0 | 0 | 0 | 0 | 0 | 0.0896 | 20 | 0.00448 | 0.3584 | 28.78 | 0.0025787 | 0.2063 | 54.93 | 0.0049217 | 0.39374 | 18.205 | 1 | Manufacturing Biotech | New | Palm Springs-Intl (El Centro for pre-2014) | Any
Com-Furnace-dHIR | DEER2014 | D05 v2.01 | 2013-08-01 | Any | MBT | New | Any | CZ16 | Area-1kFP | 200 | 200000 | None | 0 | 0 | 0 | 0 | 0 | 3.62 | 0 | 0 | 0 | 0 | 0 | 2.92 | 20 | 0.146 | 11.68 | 28.78 | 0.084038 | 6.723 | 55.47 | 0.16197 | 12.9578 | 18.0278 | 1 | Manufacturing Biotech | New | Blue Canyon (Mount Shasta for pre-2014) | Any
Com-Furnace-dHIR | DEER2014 | D05 v2.01 | 2013-08-01 | Any | MLI | New | Any | CZ01 | Area-1kFP | 100 | 100000 | None | 0 | 0 | 0 | 0 | 0 | 7.12 | 0 | 0 | 0 | 0 | 0 | 5.75 | 20 | 0.2875 | 23 | 28.78 | 0.16548 | 13.2388 | 154.59 | 0.88889 | 71.1114 | 6.4687 | 1 | Manufacturing Light Industrial | New | Arcata Area | Any
Com-Furnace-dHIR | DEER2014 | D05 v2.01 | 2013-08-01 | Any | MLI | New | Any | CZ02 | Area-1kFP | 100 | 100000 | None | 0 | 0 | 0 | 0 | 0 | 4.79 | 0 | 0 | 0 | 0 | 0 | 3.87 | 20 | 0.1935 | 15.48 | 28.78 | 0.11138 | 8.9103 | 23.55 | 0.091139 | 7.2911 | 42.4628 | 1 | Manufacturing Light Industrial | New | Santa Rosa Area | Any
Com-Furnace-dHIR | DEER2014 | D05 v2.01 | 2013-08-01 | Any | MLI | New | Any | CZ03 | Area-1kFP | 100 | 100000 | None | 0 | 0 | 0 | 0 | 0 | 3.69 | 0 | 0 | 0 | 0 | 0 | 2.98 | 20 | 0.149 | 11.92 | 28.78 | 0.085764 |  | 46.03 | 0.13717 |  | 21.725 | 1 | Manufacturing Light Industrial | New | Oakland Area | Any
Com-Furnace-dHIR | DEER2014 | D05 v2.01 | 2013-08-01 | Any | MLI | New | Any | CZ04 | Area-1kFP | 100 | 100000 | None | 0 | 0 | 0 | 0 | 0 | 3.7 | 0 | 0 | 0 | 0 | 0 | 2.99 | 20 | 0.1495 | 11.96 | 28.78 | 0.086052 |  | 26.43 | 0.079026 |  | 37.8358 | 1 | Manufacturing Light Industrial | New | San Jose-Reid (Sunnyvale for pre-2014) | Any
Com-Furnace-dHIR | DEER2014 | D05 v2.01 | 2013-08-01 | Any | MLI | New | Any | CZ05 | Area-1kFP | 100 | 100000 | None | 0 | 0 | 0 | 0 | 0 | 2.23 | 0 | 0 | 0 | 0 | 0 | 1.8 | 20 | 0.09 | 7.2 | 28.78 | 0.051804 |  | 26.43 | 0.047574 |  | 37.8358 | 1 | Manufacturing Light Industrial | New | Santa Maria Area | Any
Com-Furnace-dHIR | DEER2014 | D05 v2.01 | 2013-08-01 | Any | MLI | New | Any | CZ06 | Area-1kFP | 100 | 100000 | None | 0 | 0 | 0 | 0 | 0 | 1.32 | 0 | 0 | 0 | 0 | 0 | 1.06 | 20 | 0.053 | 4.24 | 28.78 | 0.030507 |  | 51.26 | 0.054336 |  | 19.5084 | 1 | Manufacturing Light Industrial | New | Torrance (Los Angeles for pre-2014) | Any
Com-Furnace-dHIR | DEER2014 | D05 v2.01 | 2013-08-01 | Any | MLI | New | Any | CZ07 | Area-1kFP | 100 | 100000 | None | 0 | 0 | 0 | 0 | 0 | 0.842 | 0 | 0 | 0 | 0 | 0 | 0.68 | 20 | 0.034 | 2.72 | 28.78 | 0.01957 |  | 50.01 | 0.034007 |  | 19.996 | 1 | Manufacturing Light Industrial | New | San Diego-Lindbergh | Any
Com-Furnace-dHIR | DEER2014 | D05 v2.01 | 2013-08-01 | Any | MLI | New | Any | CZ08 | Area-1kFP | 100 | 100000 | None | 0 | 0 | 0 | 0 | 0 | 1.32 | 0 | 0 | 0 | 0 | 0 | 1.06 | 20 | 0.053 | 4.24 | 28.78 | 0.030507 |  | 51.26 | 0.054336 |  | 19.5084 | 1 | Manufacturing Light Industrial | New | Fullerton (El Toro for pre-2014) | Any
Com-Furnace-dHIR | DEER2014 | D05 v2.01 | 2013-08-01 | Any | MLI | New | Any | CZ09 | Area-1kFP | 100 | 100000 | None | 0 | 0 | 0 | 0 | 0 | 0.584 | 0 | 0 | 0 | 0 | 0 | 0.472 | 20 | 0.0236 | 1.888 | 28.78 | 0.013584 |  | 55.47 | 0.026182 |  | 18.0278 | 1 | Manufacturing Light Industrial | New | Burbank-Glendale (Pasadena for pre-2014) | Any
Com-Furnace-dHIR | DEER2014 | D05 v2.01 | 2013-08-01 | Any | MLI | New | Any | CZ10 | Area-1kFP | 100 | 100000 | None | 0 | 0 | 0 | 0 | 0 | 0.959 | 0 | 0 | 0 | 0 | 0 | 0.775 | 20 | 0.03875 | 3.1 | 28.78 | 0.022305 |  | 54.4 | 0.04216 |  | 18.3824 | 1 | Manufacturing Light Industrial | New | Riverside | Any
Com-Furnace-dHIR | DEER2014 | D05 v2.01 | 2013-08-01 | Any | MLI | New | Any | CZ11 | Area-1kFP | 100 | 100000 | None | 0 | 0 | 0 | 0 | 0 | 6.85 | 0 | 0 | 0 | 0 | 0 | 5.53 | 20 | 0.2765 | 22.12 | 28.78 | 0.15915 |  | 24.17 | 0.13366 |  | 41.3736 | 1 | Manufacturing Light Industrial | New | Red Bluff Area | Any
Com-Furnace-dHIR | DEER2014 | D05 v2.01 | 2013-08-01 | Any | MLI | New | Any | CZ12 | Area-1kFP | 100 | 100000 | None | 0 | 0 | 0 | 0 | 0 | 6.08 | 0 | 0 | 0 | 0 | 0 | 4.91 | 20 | 0.2455 | 19.64 | 28.78 | 0.14131 |  | 28.78 | 0.14131 |  | 34.7464 | 1 | Manufacturing Light Industrial | New | Sacramento Area | Any
Com-Furnace-dHIR | DEER2014 | D05 v2.01 | 2013-08-01 | Any | MLI | New | Any | CZ13 | Area-1kFP | 100 | 100000 | None | 0 | 0 | 0 | 0 | 0 | 4.53 | 0 | 0 | 0 | 0 | 0 | 3.66 | 20 | 0.183 | 14.64 | 28.78 | 0.10533 |  | 50.01 | 0.18304 |  | 19.996 | 1 | Manufacturing Light Industrial | New | Fresno Area | Any
Com-Furnace-dHIR | DEER2014 | D05 v2.01 | 2013-08-01 | Any | MLI | New | Any | CZ14 | Area-1kFP | 100 | 100000 | None | 0 | 0 | 0 | 0 | 0 | 5.85 | 0 | 0 | 0 | 0 | 0 | 4.73 | 20 | 0.2365 | 18.92 | 28.78 | 0.13613 |  | 54.4 | 0.25731 |  | 18.3824 | 1 | Manufacturing Light Industrial | New | Palmdale (China Lake for pre-2014) | Any
Com-Furnace-dHIR | DEER2014 | D05 v2.01 | 2013-08-01 | Any | MLI | New | Any | CZ15 | Area-1kFP | 100 | 100000 | None | 0 | 0 | 0 | 0 | 0 | 0.425 | 0 | 0 | 0 | 0 | 0 | 0.344 | 20 | 0.0172 | 1.376 | 28.78 | 0.0099003 |  | 54.93 | 0.018896 |  | 18.205 | 1 | Manufacturing Light Industrial | New | Palm Springs-Intl (El Centro for pre-2014) | Any
Com-Furnace-dHIR | DEER2014 | D05 v2.01 | 2013-08-01 | Any | MLI | New | Any | CZ16 | Area-1kFP | 100 | 100000 | None | 0 | 0 | 0 | 0 | 0 | 16.6 | 0 | 0 | 0 | 0 | 0 | 13.4 | 20 | 0.67 | 53.6 | 28.78 | 0.38565 |  | 55.47 | 0.7433 |  | 18.0278 | 1 | Manufacturing Light Industrial | New | Blue Canyon (Mount Shasta for pre-2014) | Any
Com-Furnace-dHIR | DEER2014 | D05 v2.01 | 2013-08-01 | Any | Nrs | New | Any | CZ01 | Area-1kFP | 2.7 | 60000 | None | 0 | 0 | 0 | 0 | 0 | 47.4 | 0 | 0 | 0 | 0 | 0 | 38.3 | 50 | 0.766 | 61.28 | 25 | 0.9575 |  | 45.09 | 1.7269 |  | 22.1779 | 1 | Health/Medical - Nursing Home | New | Arcata Area | Any
Com-Furnace-dHIR | DEER2014 | D05 v2.01 | 2013-08-01 | Any | Nrs | New | Any | CZ02 | Area-1kFP | 2.7 | 60000 | None | 0 | 0 | 0 | 0 | 0 | 36.2 | 0 | 0 | 0 | 0 | 0 | 29.2 | 50 | 0.584 | 46.72 | 25 | 0.73 |  | 17.1 | 0.49932 |  | 58.4795 | 1 | Health/Medical - Nursing Home | New | Santa Rosa Area | Any
Com-Furnace-dHIR | DEER2014 | D05 v2.01 | 2013-08-01 | Any | Nrs | New | Any | CZ03 | Area-1kFP | 2.7 | 60000 | None | 0 | 0 | 0 | 0 | 0 | 29.6 | 0 | 0 | 0 | 0 | 0 | 23.9 | 50 | 0.478 | 38.24 | 25 | 0.5975 |  | 28.94 | 0.69167 |  | 34.5543 | 1 | Health/Medical - Nursing Home | New | Oakland Area | Any
Com-Furnace-dHIR | DEER2014 | D05 v2.01 | 2013-08-01 | Any | Nrs | New | Any | CZ04 | Area-1kFP | 2.7 | 60000 | None | 0 | 0 | 0 | 0 | 0 | 26.8 | 0 | 0 | 0 | 0 | 0 | 21.7 | 50 | 0.434 | 34.72 | 25 | 0.5425 |  | 22.61 | 0.49064 |  | 44.2282 | 1 | Health/Medical - Nursing Home | New | San Jose-Reid (Sunnyvale for pre-2014) | Any
Com-Furnace-dHIR | DEER2014 | D05 v2.01 | 2013-08-01 | Any | Nrs | New | Any | CZ05 | Area-1kFP | 2.7 | 60000 | None | 0 | 0 | 0 | 0 | 0 | 25.1 | 0 | 0 | 0 | 0 | 0 | 20.3 | 50 | 0.406 | 32.48 | 25 | 0.5075 |  | 22.61 | 0.45898 |  | 44.2282 | 1 | Health/Medical - Nursing Home | New | Santa Maria Area | Any
Com-Furnace-dHIR | DEER2014 | D05 v2.01 | 2013-08-01 | Any | Nrs | New | Any | CZ06 | Area-1kFP | 2.7 | 60000 | None | 0 | 0 | 0 | 0 | 0 | 14 | 0 | 0 | 0 | 0 | 0 | 11.3 | 50 | 0.226 | 18.08 | 25 | 0.2825 |  | 26.57 | 0.30024 |  | 37.6364 | 1 | Health/Medical - Nursing Home | New | Torrance (Los Angeles for pre-2014) | Any
Com-Furnace-dHIR | DEER2014 | D05 v2.01 | 2013-08-01 | Any | Nrs | New | Any | CZ07 | Area-1kFP | 2.7 | 60000 | None | 0 | 0 | 0 | 0 | 0 | 10.8 | 0 | 0 | 0 | 0 | 0 | 8.7 | 50 | 0.174 | 13.92 | 25 | 0.2175 |  | 38.36 | 0.33373 |  | 26.0688 | 1 | Health/Medical - Nursing Home | New | San Diego-Lindbergh | Any
Com-Furnace-dHIR | DEER2014 | D05 v2.01 | 2013-08-01 | Any | Nrs | New | Any | CZ08 | Area-1kFP | 2.7 | 60000 | None | 0 | 0 | 0 | 0 | 0 | 13.9 | 0 | 0 | 0 | 0 | 0 | 11.2 | 50 | 0.224 | 17.92 | 25 | 0.28 |  | 26.57 | 0.29758 |  | 37.6364 | 1 | Health/Medical - Nursing Home | New | Fullerton (El Toro for pre-2014) | Any
Com-Furnace-dHIR | DEER2014 | D05 v2.01 | 2013-08-01 | Any | Nrs | New | Any | CZ09 | Area-1kFP | 2.7 | 60000 | None | 0 | 0 | 0 | 0 | 0 | 12.9 | 0 | 0 | 0 | 0 | 0 | 10.4 | 50 | 0.208 | 16.64 | 25 | 0.26 |  | 30.42 | 0.31637 |  | 32.8731 | 1 | Health/Medical - Nursing Home | New | Burbank-Glendale (Pasadena for pre-2014) | Any
Com-Furnace-dHIR | DEER2014 | D05 v2.01 | 2013-08-01 | Any | Nrs | New | Any | CZ10 | Area-1kFP | 2.7 | 60000 | None | 0 | 0 | 0 | 0 | 0 | 15.2 | 0 | 0 | 0 | 0 | 0 | 12.3 | 50 | 0.246 | 19.68 | 25 | 0.3075 |  | 28 | 0.3444 |  | 35.7143 | 1 | Health/Medical - Nursing Home | New | Riverside | Any
Com-Furnace-dHIR | DEER2014 | D05 v2.01 | 2013-08-01 | Any | Nrs | New | Any | CZ11 | Area-1kFP | 2.7 | 60000 | None | 0 | 0 | 0 | 0 | 0 | 34.6 | 0 | 0 | 0 | 0 | 0 | 28 | 50 | 0.56 | 44.8 | 25 | 0.7 |  | 30.76 | 0.86128 |  | 32.5098 | 1 | Health/Medical - Nursing Home | New | Red Bluff Area | Any
Com-Furnace-dHIR | DEER2014 | D05 v2.01 | 2013-08-01 | Any | Nrs | New | Any | CZ12 | Area-1kFP | 2.7 | 60000 | None | 0 | 0 | 0 | 0 | 0 | 33 | 0 | 0 | 0 | 0 | 0 | 26.7 | 50 | 0.534 | 42.72 | 25 | 0.6675 |  | 25 | 0.6675 |  | 40 | 1 | Health/Medical - Nursing Home | New | Sacramento Area | Any
Com-Furnace-dHIR | DEER2014 | D05 v2.01 | 2013-08-01 | Any | Nrs | New | Any | CZ13 | Area-1kFP | 2.7 | 60000 | None | 0 | 0 | 0 | 0 | 0 | 25.7 | 0 | 0 | 0 | 0 | 0 | 20.8 | 50 | 0.416 | 33.28 | 25 | 0.52 |  | 38.36 | 0.79789 |  | 26.0688 | 1 | Health/Medical - Nursing Home | New | Fresno Area | Any
Com-Furnace-dHIR | DEER2014 | D05 v2.01 | 2013-08-01 | Any | Nrs | New | Any | CZ14 | Area-1kFP | 2.7 | 60000 | None | 0 | 0 | 0 | 0 | 0 | 32.8 | 0 | 0 | 0 | 0 | 0 | 26.5 | 50 | 0.53 | 42.4 | 25 | 0.6625 |  | 28 | 0.742 |  | 35.7143 | 1 | Health/Medical - Nursing Home | New | Palmdale (China Lake for pre-2014) | Any
Com-Furnace-dHIR | DEER2014 | D05 v2.01 | 2013-08-01 | Any | Nrs | New | Any | CZ15 | Area-1kFP | 2.7 | 60000 | None | 0 | 0 | 0 | 0 | 0 | 5.97 | 0 | 0 | 0 | 0 | 0 | 4.82 | 50 | 0.0964 | 7.712 | 25 | 0.1205 |  | 24.63 | 0.11872 |  | 40.6009 | 1 | Health/Medical - Nursing Home | New | Palm Springs-Intl (El Centro for pre-2014) | Any
Com-Furnace-dHIR | DEER2014 | D05 v2.01 | 2013-08-01 | Any | Nrs | New | Any | CZ16 | Area-1kFP | 2.7 | 60000 | None | 0 | 0 | 0 | 0 | 0 | 78.2 | 0 | 0 | 0 | 0 | 0 | 63.2 | 50 | 1.264 | 101.12 | 25 | 1.58 |  | 30.42 | 1.9225 |  | 32.8731 | 1 | Health/Medical - Nursing Home | New | Blue Canyon (Mount Shasta for pre-2014) | Any
Com-Furnace-dHIR | DEER2014 | D05 v2.01 | 2013-08-01 | Any | OfS | New | Any | CZ01 | Area-1kFP | 10 | 10000 | None | 0 | 0 | 0 | 0 | 0 | 3.67 | 0 | 0 | 0 | 0 | 0 | 2.96 | 40 | 0.074 | 5.92 | 42.67 | 0.1263 |  | 24.08 | 0.071277 |  | 41.5282 | 1 | Office - Small | New | Arcata Area | Any
Com-Furnace-dHIR | DEER2014 | D05 v2.01 | 2013-08-01 | Any | OfS | New | Any | CZ02 | Area-1kFP | 10 | 10000 | None | 0 | 0 | 0 | 0 | 0 | 3.24 | 0 | 0 | 0 | 0 | 0 | 2.62 | 40 | 0.0655 | 5.24 | 42.67 | 0.1118 |  | 19.05 | 0.049911 |  | 52.4934 | 1 | Office - Small | New | Santa Rosa Area | Any
Com-Furnace-dHIR | DEER2014 | D05 v2.01 | 2013-08-01 | Any | OfS | New | Any | CZ03 | Area-1kFP | 10 | 10000 | None | 0 | 0 | 0 | 0 | 0 | 2.58 | 0 | 0 | 0 | 0 | 0 | 2.09 | 40 | 0.05225 | 4.18 | 42.67 | 0.08918 |  | 28.96 | 0.060526 |  | 34.5304 | 1 | Office - Small | New | Oakland Area | Any
Com-Furnace-dHIR | DEER2014 | D05 v2.01 | 2013-08-01 | Any | OfS | New | Any | CZ04 | Area-1kFP | 10 | 10000 | None | 0 | 0 | 0 | 0 | 0 | 2.74 | 0 | 0 | 0 | 0 | 0 | 2.21 | 40 | 0.05525 | 4.42 | 42.67 | 0.094301 |  | 24.9 | 0.055029 |  | 40.1606 | 1 | Office - Small | New | San Jose-Reid (Sunnyvale for pre-2014) | Any
Com-Furnace-dHIR | DEER2014 | D05 v2.01 | 2013-08-01 | Any | OfS | New | Any | CZ05 | Area-1kFP | 10 | 10000 | None | 0 | 0 | 0 | 0 | 0 | 1.28 | 0 | 0 | 0 | 0 | 0 | 1.03 | 40 | 0.02575 | 2.06 | 42.67 | 0.04395 |  | 24.9 | 0.025647 | 2.0518 | 40.1606 | 1 | Office - Small | New | Santa Maria Area | Any
Com-Furnace-dHIR | DEER2014 | D05 v2.01 | 2013-08-01 | Any | OfS | New | Any | CZ06 | Area-1kFP | 10 | 10000 | None | 0 | 0 | 0 | 0 | 0 | 0.279 | 0 | 0 | 0 | 0 | 0 | 0.225 | 40 | 0.005625 | 0.45 | 42.67 | 0.0096007 |  | 44.7 | 0.010058 | 0.8046 | 22.3714 | 1 | Office - Small | New | Torrance (Los Angeles for pre-2014) | Any
Com-Furnace-dHIR | DEER2014 | D05 v2.01 | 2013-08-01 | Any | OfS | New | Any | CZ07 | Area-1kFP | 10 | 10000 | None | 0 | 0 | 0 | 0 | 0 | 0.154 | 0 | 0 | 0 | 0 | 0 | 0.124 | 40 | 0.0031 | 0.248 | 42.67 | 0.0052911 |  | 190.85 | 0.023665 | 1.8932 | 5.2397 | 1 | Office - Small | New | San Diego-Lindbergh | Any
Com-Furnace-dHIR | DEER2014 | D05 v2.01 | 2013-08-01 | Any | OfS | New | Any | CZ08 | Area-1kFP | 10 | 10000 | None | 0 | 0 | 0 | 0 | 0 | 0.591 | 0 | 0 | 0 | 0 | 0 | 0.477 | 40 | 0.011925 | 0.954 | 42.67 | 0.020354 |  | 44.7 | 0.021322 | 1.7058 | 22.3714 | 1 | Office - Small | New | Fullerton (El Toro for pre-2014) | Any
Com-Furnace-dHIR | DEER2014 | D05 v2.01 | 2013-08-01 | Any | OfS | New | Any | CZ09 | Area-1kFP | 10 | 10000 | None | 0 | 0 | 0 | 0 | 0 | 0.339 | 0 | 0 | 0 | 0 | 0 | 0.274 | 40 | 0.00685 | 0.548 | 42.67 | 0.011692 |  | 26.75 | 0.0073295 | 0.58636 | 37.3832 | 1 | Office - Small | New | Burbank-Glendale (Pasadena for pre-2014) | Any
Com-Furnace-dHIR | DEER2014 | D05 v2.01 | 2013-08-01 | Any | OfS | New | Any | CZ10 | Area-1kFP | 10 | 10000 | None | 0 | 0 | 0 | 0 | 0 | 0.322 | 0 | 0 | 0 | 0 | 0 | 0.26 | 40 | 0.0065 | 0.52 | 42.67 | 0.011094 |  | 35.22 | 0.0091572 | 0.73258 | 28.393 | 1 | Office - Small | New | Riverside | Any
Com-Furnace-dHIR | DEER2014 | D05 v2.01 | 2013-08-01 | Any | OfS | New | Any | CZ11 | Area-1kFP | 10 | 10000 | None | 0 | 0 | 0 | 0 | 0 | 5.07 | 0 | 0 | 0 | 0 | 0 | 4.1 | 40 | 0.1025 | 8.2 | 42.67 | 0.17495 |  | 17.44 | 0.071504 | 5.7203 | 57.3394 | 1 | Office - Small | New | Red Bluff Area | Any
Com-Furnace-dHIR | DEER2014 | D05 v2.01 | 2013-08-01 | Any | OfS | New | Any | CZ12 | Area-1kFP | 10 | 10000 | None | 0 | 0 | 0 | 0 | 0 | 3.94 | 0 | 0 | 0 | 0 | 0 | 3.18 | 40 | 0.0795 | 6.36 | 42.67 | 0.13569 |  | 42.67 | 0.13569 | 10.8552 | 23.4357 | 1 | Office - Small | New | Sacramento Area | Any
Com-Furnace-dHIR | DEER2014 | D05 v2.01 | 2013-08-01 | Any | OfS | New | Any | CZ13 | Area-1kFP | 10 | 10000 | None | 0 | 0 | 0 | 0 | 0 | 2.85 | 0 | 0 | 0 | 0 | 0 | 2.3 | 40 | 0.0575 | 4.6 | 42.67 | 0.098141 |  | 190.85 | 0.43895 | 35.1164 | 5.2397 | 1 | Office - Small | New | Fresno Area | Any
Com-Furnace-dHIR | DEER2014 | D05 v2.01 | 2013-08-01 | Any | OfS | New | Any | CZ14 | Area-1kFP | 10 | 10000 | None | 0 | 0 | 0 | 0 | 0 | 3.52 | 0 | 0 | 0 | 0 | 0 | 2.85 | 40 | 0.07125 | 5.7 | 42.67 | 0.12161 |  | 35.22 | 0.10038 |  | 28.393 | 1 | Office - Small | New | Palmdale (China Lake for pre-2014) | Any
Com-Furnace-dHIR | DEER2014 | D05 v2.01 | 2013-08-01 | Any | OfS | New | Any | CZ15 | Area-1kFP | 10 | 10000 | None | 0 | 0 | 0 | 0 | 0 | 0.0473 | 0 | 0 | 0 | 0 | 0 | 0.0382 | 40 | 0.000955 | 0.0764 | 42.67 | 0.00163 |  | 162.2 | 0.006196 |  | 6.1652 | 1 | Office - Small | New | Palm Springs-Intl (El Centro for pre-2014) | Any
Com-Furnace-dHIR | DEER2014 | D05 v2.01 | 2013-08-01 | Any | OfS | New | Any | CZ16 | Area-1kFP | 10 | 10000 | None | 0 | 0 | 0 | 0 | 0 | 13.6 | 0 | 0 | 0 | 0 | 0 | 11 | 40 | 0.275 | 22 | 42.67 | 0.46937 |  | 26.75 | 0.29425 |  | 37.3832 | 1 | Office - Small | New | Blue Canyon (Mount Shasta for pre-2014) | Any
Com-Furnace-dHIR | DEER2014 | D05 v2.01 | 2013-08-01 | Any | RFF | New | Any | CZ01 | Area-1kFP | 2 | 2000 | None | 0 | 0 | 0 | 0 | 0 | 72.4 | 0 | 0 | 0 | 0 | 0 | 58.5 | 30 | 1.95 | 156 | 23.2 | 1.3572 |  | 51.55 | 3.0157 |  | 19.3986 | 1 | Restaurant - Fast-Food | New | Arcata Area | Any
Com-Furnace-dHIR | DEER2014 | D05 v2.01 | 2013-08-01 | Any | RFF | New | Any | CZ02 | Area-1kFP | 2 | 2000 | None | 0 | 0 | 0 | 0 | 0 | 51.2 | 0 | 0 | 0 | 0 | 0 | 41.3 | 30 | 1.3767 | 110.1333 | 23.2 | 0.95816 |  | 19.5 | 0.80535 |  | 51.2821 | 1 | Restaurant - Fast-Food | New | Santa Rosa Area | Any
Com-Furnace-dHIR | DEER2014 | D05 v2.01 | 2013-08-01 | Any | RFF | New | Any | CZ03 | Area-1kFP | 2 | 2000 | None | 0 | 0 | 0 | 0 | 0 | 42.9 | 0 | 0 | 0 | 0 | 0 | 34.7 | 30 | 1.1567 | 92.5333 | 23.2 | 0.80504 |  | 40.18 | 1.3942 |  | 24.888 | 1 | Restaurant - Fast-Food | New | Oakland Area | Any
Com-Furnace-dHIR | DEER2014 | D05 v2.01 | 2013-08-01 | Any | RFF | New | Any | CZ04 | Area-1kFP | 2 | 2000 | None | 0 | 0 | 0 | 0 | 0 | 37.4 | 0 | 0 | 0 | 0 | 0 | 30.2 | 30 | 1.0067 | 80.5333 | 23.2 | 0.70064 | 56.0512 | 18.65 | 0.56323 | 45.0584 | 53.6193 | 1 | Restaurant - Fast-Food | New | San Jose-Reid (Sunnyvale for pre-2014) | Any
Com-Furnace-dHIR | DEER2014 | D05 v2.01 | 2013-08-01 | Any | RFF | New | Any | CZ05 | Area-1kFP | 2 | 2000 | None | 0 | 0 | 0 | 0 | 0 | 32.4 | 0 | 0 | 0 | 0 | 0 | 26.2 | 30 | 0.87333 | 69.8667 | 23.2 | 0.60784 | 48.6272 | 18.65 | 0.48863 | 39.0904 | 53.6193 | 1 | Restaurant - Fast-Food | New | Santa Maria Area | Any
Com-Furnace-dHIR | DEER2014 | D05 v2.01 | 2013-08-01 | Any | RFF | New | Any | CZ06 | Area-1kFP | 2 | 2000 | None | 0 | 0 | 0 | 0 | 0 | 17.8 | 0 | 0 | 0 | 0 | 0 | 14.4 | 30 | 0.48 | 38.4 | 23.2 | 0.33408 | 26.7264 | 19.29 | 0.27778 | 22.2221 | 51.8403 | 1 | Restaurant - Fast-Food | New | Torrance (Los Angeles for pre-2014) | Any
Com-Furnace-dHIR | DEER2014 | D05 v2.01 | 2013-08-01 | Any | RFF | New | Any | CZ07 | Area-1kFP | 2 | 2000 | None | 0 | 0 | 0 | 0 | 0 | 13.2 | 0 | 0 | 0 | 0 | 0 | 10.6 | 30 | 0.35333 | 28.2667 | 23.2 | 0.24592 | 19.6736 | 23.63 | 0.25048 | 20.0382 | 42.3191 | 1 | Restaurant - Fast-Food | New | San Diego-Lindbergh | Any
Com-Furnace-dHIR | DEER2014 | D05 v2.01 | 2013-08-01 | Any | RFF | New | Any | CZ08 | Area-1kFP | 2 | 2000 | None | 0 | 0 | 0 | 0 | 0 | 16.3 | 0 | 0 | 0 | 0 | 0 | 13.2 | 30 | 0.44 | 35.2 | 23.2 | 0.30624 | 24.4992 | 19.29 | 0.25463 | 20.3702 | 51.8403 | 1 | Restaurant - Fast-Food | New | Fullerton (El Toro for pre-2014) | Any
Com-Furnace-dHIR | DEER2014 | D05 v2.01 | 2013-08-01 | Any | RFF | New | Any | CZ09 | Area-1kFP | 2 | 2000 | None | 0 | 0 | 0 | 0 | 0 | 15.5 | 0 | 0 | 0 | 0 | 0 | 12.5 | 30 | 0.41667 | 33.3333 | 23.2 | 0.29 | 23.2 | 19.06 | 0.23825 | 19.06 | 52.4659 | 1 | Restaurant - Fast-Food | New | Burbank-Glendale (Pasadena for pre-2014) | Any
Com-Furnace-dHIR | DEER2014 | D05 v2.01 | 2013-08-01 | Any | RFF | New | Any | CZ10 | Area-1kFP | 2 | 2000 | None | 0 | 0 | 0 | 0 | 0 | 18 | 0 | 0 | 0 | 0 | 0 | 14.6 | 30 | 0.48667 | 38.9333 | 23.2 | 0.33872 | 27.0976 | 11.73 | 0.17126 | 13.7006 | 85.2515 | 1 | Restaurant - Fast-Food | New | Riverside | Any
Com-Furnace-dHIR | DEER2014 | D05 v2.01 | 2013-08-01 | Any | RFF | New | Any | CZ11 | Area-1kFP | 2 | 2000 | None | 0 | 0 | 0 | 0 | 0 | 52.1 | 0 | 0 | 0 | 0 | 0 | 42.1 | 30 | 1.4033 | 112.2667 | 23.2 | 0.97672 | 78.1376 | 16.96 | 0.71402 | 57.1213 | 58.9623 | 1 | Restaurant - Fast-Food | New | Red Bluff Area | Any
Com-Furnace-dHIR | DEER2014 | D05 v2.01 | 2013-08-01 | Any | RFF | New | Any | CZ12 | Area-1kFP | 2 | 2000 | None | 0 | 0 | 0 | 0 | 0 | 48.9 | 0 | 0 | 0 | 0 | 0 | 39.5 | 30 | 1.3167 | 105.3333 | 23.2 | 0.9164 | 73.312 | 23.2 | 0.9164 | 73.312 | 43.1034 | 1 | Restaurant - Fast-Food | New | Sacramento Area | Any
Com-Furnace-dHIR | DEER2014 | D05 v2.01 | 2013-08-01 | Any | RFF | New | Any | CZ13 | Area-1kFP | 2 | 2000 | None | 0 | 0 | 0 | 0 | 0 | 37.8 | 0 | 0 | 0 | 0 | 0 | 30.5 | 30 | 1.0167 | 81.3333 | 23.2 | 0.7076 | 56.608 | 23.63 | 0.72071 | 57.6572 | 42.3191 | 1 | Restaurant - Fast-Food | New | Fresno Area | Any
Com-Furnace-dHIR | DEER2014 | D05 v2.01 | 2013-08-01 | Any | RFF | New | Any | CZ14 | Area-1kFP | 2 | 2000 | None | 0 | 0 | 0 | 0 | 0 | 46.4 | 0 | 0 | 0 | 0 | 0 | 37.5 | 30 | 1.25 | 100 | 23.2 | 0.87 | 69.6 | 11.73 | 0.43988 | 35.19 | 85.2515 | 1 | Restaurant - Fast-Food | New | Palmdale (China Lake for pre-2014) | Any
Com-Furnace-dHIR | DEER2014 | D05 v2.01 | 2013-08-01 | Any | RFF | New | Any | CZ15 | Area-1kFP | 2 | 2000 | None | 0 | 0 | 0 | 0 | 0 | 6.82 | 0 | 0 | 0 | 0 | 0 | 5.51 | 30 | 0.18367 | 14.6933 | 23.2 | 0.12783 | 10.2266 | 25.23 | 0.13902 | 11.1214 | 39.6354 | 1 | Restaurant - Fast-Food | New | Palm Springs-Intl (El Centro for pre-2014) | Any
Com-Furnace-dHIR | DEER2014 | D05 v2.01 | 2013-08-01 | Any | RFF | New | Any | CZ16 | Area-1kFP | 2 | 2000 | None | 0 | 0 | 0 | 0 | 0 | 115 | 0 | 0 | 0 | 0 | 0 | 93 | 30 | 3.1 | 248 | 23.2 | 2.1576 | 172.608 | 19.06 | 1.7726 | 141.8064 | 52.4659 | 1 | Restaurant - Fast-Food | New | Blue Canyon (Mount Shasta for pre-2014) | Any
Com-Furnace-dHIR | DEER2014 | D05 v2.01 | 2013-08-01 | Any | RSD | New | Any | CZ01 | Area-1kFP | 4 | 4000 | None | 0 | 0 | 0 | 0 | 0 | 56.3 | 0 | 0 | 0 | 0 | 0 | 45.5 | 40 | 1.1375 | 91 | 23.2 | 1.0556 | 84.448 | 51.55 | 2.3455 | 187.642 | 19.3986 | 1 | Restaurant - Sit-Down | New | Arcata Area | Any
Com-Furnace-dHIR | DEER2014 | D05 v2.01 | 2013-08-01 | Any | RSD | New | Any | CZ02 | Area-1kFP | 4 | 4000 | None | 0 | 0 | 0 | 0 | 0 | 40.3 | 0 | 0 | 0 | 0 | 0 | 32.6 | 40 | 0.815 | 65.2 | 23.2 | 0.75632 | 60.5056 | 19.5 | 0.6357 | 50.856 | 51.2821 | 1 | Restaurant - Sit-Down | New | Santa Rosa Area | Any
Com-Furnace-dHIR | DEER2014 | D05 v2.01 | 2013-08-01 | Any | RSD | New | Any | CZ03 | Area-1kFP | 4 | 4000 | None | 0 | 0 | 0 | 0 | 0 | 34.4 | 0 | 0 | 0 | 0 | 0 | 27.8 | 40 | 0.695 | 55.6 | 23.2 | 0.64496 | 51.5968 | 40.18 | 1.117 | 89.3603 | 24.888 | 1 | Restaurant - Sit-Down | New | Oakland Area | Any
Com-Furnace-dHIR | DEER2014 | D05 v2.01 | 2013-08-01 | Any | RSD | New | Any | CZ04 | Area-1kFP | 4 | 4000 | None | 0 | 0 | 0 | 0 | 0 | 29.8 | 0 | 0 | 0 | 0 | 0 | 24.1 | 40 | 0.6025 | 48.2 | 23.2 | 0.55912 | 44.7296 | 18.65 | 0.44946 | 35.9572 | 53.6193 | 1 | Restaurant - Sit-Down | New | San Jose-Reid (Sunnyvale for pre-2014) | Any
Com-Furnace-dHIR | DEER2014 | D05 v2.01 | 2013-08-01 | Any | RSD | New | Any | CZ05 | Area-1kFP | 4 | 4000 | None | 0 | 0 | 0 | 0 | 0 | 27.5 | 0 | 0 | 0 | 0 | 0 | 22.2 | 40 | 0.555 | 44.4 | 23.2 | 0.51504 | 41.2032 | 18.65 | 0.41403 | 33.1224 | 53.6193 | 1 | Restaurant - Sit-Down | New | Santa Maria Area | Any
Com-Furnace-dHIR | DEER2014 | D05 v2.01 | 2013-08-01 | Any | RSD | New | Any | CZ06 | Area-1kFP | 4 | 4000 | None | 0 | 0 | 0 | 0 | 0 | 16.3 | 0 | 0 | 0 | 0 | 0 | 13.2 | 40 | 0.33 | 26.4 | 23.2 | 0.30624 | 24.4992 | 19.29 | 0.25463 | 20.3702 | 51.8403 | 1 | Restaurant - Sit-Down | New | Torrance (Los Angeles for pre-2014) | Any
Com-Furnace-dHIR | DEER2014 | D05 v2.01 | 2013-08-01 | Any | RSD | New | Any | CZ07 | Area-1kFP | 4 | 4000 | None | 0 | 0 | 0 | 0 | 0 | 12.7 | 0 | 0 | 0 | 0 | 0 | 10.2 | 40 | 0.255 | 20.4 | 23.2 | 0.23664 | 18.9312 | 23.63 | 0.24103 | 19.2821 | 42.3191 | 1 | Restaurant - Sit-Down | New | San Diego-Lindbergh | Any
Com-Furnace-dHIR | DEER2014 | D05 v2.01 | 2013-08-01 | Any | RSD | New | Any | CZ08 | Area-1kFP | 4 | 4000 | None | 0 | 0 | 0 | 0 | 0 | 14.9 | 0 | 0 | 0 | 0 | 0 | 12 | 40 | 0.3 | 24 | 23.2 | 0.2784 | 22.272 | 19.29 | 0.23148 | 18.5184 | 51.8403 | 1 | Restaurant - Sit-Down | New | Fullerton (El Toro for pre-2014) | Any
Com-Furnace-dHIR | DEER2014 | D05 v2.01 | 2013-08-01 | Any | RSD | New | Any | CZ09 | Area-1kFP | 4 | 4000 | None | 0 | 0 | 0 | 0 | 0 | 13.9 | 0 | 0 | 0 | 0 | 0 | 11.2 | 40 | 0.28 | 22.4 | 23.2 | 0.25984 | 20.7872 | 19.06 | 0.21347 | 17.0778 | 52.4659 | 1 | Restaurant - Sit-Down | New | Burbank-Glendale (Pasadena for pre-2014) | Any
Com-Furnace-dHIR | DEER2014 | D05 v2.01 | 2013-08-01 | Any | RSD | New | Any | CZ10 | Area-1kFP | 4 | 4000 | None | 0 | 0 | 0 | 0 | 0 | 16.3 | 0 | 0 | 0 | 0 | 0 | 13.2 | 40 | 0.33 | 26.4 | 23.2 | 0.30624 | 24.4992 | 11.73 | 0.15484 | 12.3869 | 85.2515 | 1 | Restaurant - Sit-Down | New | Riverside | Any
Com-Furnace-dHIR | DEER2014 | D05 v2.01 | 2013-08-01 | Any | RSD | New | Any | CZ11 | Area-1kFP | 4 | 4000 | None | 0 | 0 | 0 | 0 | 0 | 38.4 | 0 | 0 | 0 | 0 | 0 | 31 | 40 | 0.775 | 62 | 23.2 | 0.7192 | 57.536 | 16.96 | 0.52576 | 42.0608 | 58.9623 | 1 | Restaurant - Sit-Down | New | Red Bluff Area | Any
Com-Furnace-dHIR | DEER2014 | D05 v2.01 | 2013-08-01 | Any | RSD | New | Any | CZ12 | Area-1kFP | 4 | 4000 | None | 0 | 0 | 0 | 0 | 0 | 36.9 | 0 | 0 | 0 | 0 | 0 | 29.8 | 40 | 0.745 | 59.6 | 23.2 | 0.69136 | 55.3088 | 23.2 | 0.69136 | 55.3088 | 43.1034 | 1 | Restaurant - Sit-Down | New | Sacramento Area | Any
Com-Furnace-dHIR | DEER2014 | D05 v2.01 | 2013-08-01 | Any | RSD | New | Any | CZ13 | Area-1kFP | 4 | 4000 | None | 0 | 0 | 0 | 0 | 0 | 28.8 | 0 | 0 | 0 | 0 | 0 | 23.2 | 40 | 0.58 | 46.4 | 23.2 | 0.53824 | 43.0592 | 23.63 | 0.54822 | 43.8573 | 42.3191 | 1 | Restaurant - Sit-Down | New | Fresno Area | Any
Com-Furnace-dHIR | DEER2014 | D05 v2.01 | 2013-08-01 | Any | RSD | New | Any | CZ14 | Area-1kFP | 4 | 4000 | None | 0 | 0 | 0 | 0 | 0 | 36.7 | 0 | 0 | 0 | 0 | 0 | 29.6 | 40 | 0.74 | 59.2 | 23.2 | 0.68672 | 54.9376 | 11.73 | 0.34721 | 27.7766 | 85.2515 | 1 | Restaurant - Sit-Down | New | Palmdale (China Lake for pre-2014) | Any
Com-Furnace-dHIR | DEER2014 | D05 v2.01 | 2013-08-01 | Any | RSD | New | Any | CZ15 | Area-1kFP | 4 | 4000 | None | 0 | 0 | 0 | 0 | 0 | 6.25 | 0 | 0 | 0 | 0 | 0 | 5.05 | 40 | 0.12625 | 10.1 | 23.2 | 0.11716 | 9.3728 | 25.23 | 0.12741 | 10.1929 | 39.6354 | 1 | Restaurant - Sit-Down | New | Palm Springs-Intl (El Centro for pre-2014) | Any
Com-Furnace-dHIR | DEER2014 | D05 v2.01 | 2013-08-01 | Any | RSD | New | Any | CZ16 | Area-1kFP | 4 | 4000 | None | 0 | 0 | 0 | 0 | 0 | 86 | 0 | 0 | 0 | 0 | 0 | 69.5 | 40 | 1.7375 | 139 | 23.2 | 1.6124 | 128.992 | 19.06 | 1.3247 | 105.9736 | 52.4659 | 1 | Restaurant - Sit-Down | New | Blue Canyon (Mount Shasta for pre-2014) | Any
Com-Furnace-dHIR | DEER2014 | D05 v2.01 | 2013-08-01 | Any | RtL | New | Any | CZ01 | Area-1kFP | 131 | 131000 | None | 0 | 0 | 0 | 0 | 0 | 10.3 | 0 | 0 | 0 | 0 | 0 | 8.32 | 20 | 0.416 | 33.28 | 46.85 | 0.38979 | 31.1834 | 38.33 | 0.31891 | 25.5124 | 26.0892 | 1 | Retail - Single-Story Large | New | Arcata Area | Any
Com-Furnace-dHIR | DEER2014 | D05 v2.01 | 2013-08-01 | Any | RtL | New | Any | CZ02 | Area-1kFP | 131 | 131000 | None | 0 | 0 | 0 | 0 | 0 | 7.93 | 0 | 0 | 0 | 0 | 0 | 6.41 | 20 | 0.3205 | 25.64 | 46.85 | 0.30031 | 24.0247 | 31.53 | 0.20211 | 16.1686 | 31.7158 | 1 | Retail - Single-Story Large | New | Santa Rosa Area | Any
Com-Furnace-dHIR | DEER2014 | D05 v2.01 | 2013-08-01 | Any | RtL | New | Any | CZ03 | Area-1kFP | 131 | 131000 | None | 0 | 0 | 0 | 0 | 0 | 5.58 | 0 | 0 | 0 | 0 | 0 | 4.51 | 20 | 0.2255 | 18.04 | 46.85 | 0.21129 | 16.9035 | 46.55 | 0.20994 | 16.7952 | 21.4823 | 1 | Retail - Single-Story Large | New | Oakland Area | Any
Com-Furnace-dHIR | DEER2014 | D05 v2.01 | 2013-08-01 | Any | RtL | New | Any | CZ04 | Area-1kFP | 131 | 131000 | None | 0 | 0 | 0 | 0 | 0 | 5.29 | 0 | 0 | 0 | 0 | 0 | 4.27 | 20 | 0.2135 | 17.08 | 46.85 | 0.20005 | 16.004 | 38.8 | 0.16568 | 13.2541 | 25.7732 | 1 | Retail - Single-Story Large | New | San Jose-Reid (Sunnyvale for pre-2014) | Any
Com-Furnace-dHIR | DEER2014 | D05 v2.01 | 2013-08-01 | Any | RtL | New | Any | CZ05 | Area-1kFP | 131 | 131000 | None | 0 | 0 | 0 | 0 | 0 | 3.85 | 0 | 0 | 0 | 0 | 0 | 3.11 | 20 | 0.1555 | 12.44 | 46.85 | 0.1457 | 11.6563 | 38.8 | 0.12067 | 9.6534 | 25.7732 | 1 | Retail - Single-Story Large | New | Santa Maria Area | Any
Com-Furnace-dHIR | DEER2014 | D05 v2.01 | 2013-08-01 | Any | RtL | New | Any | CZ06 | Area-1kFP | 131 | 131000 | None | 0 | 0 | 0 | 0 | 0 | 2.52 | 0 | 0 | 0 | 0 | 0 | 2.04 | 20 | 0.102 | 8.16 | 46.85 | 0.095574 | 7.6459 | 93.58 | 0.1909 | 15.2723 | 10.686 | 1 | Retail - Single-Story Large | New | Torrance (Los Angeles for pre-2014) | Any
Com-Furnace-dHIR | DEER2014 | D05 v2.01 | 2013-08-01 | Any | RtL | New | Any | CZ07 | Area-1kFP | 131 | 131000 | None | 0 | 0 | 0 | 0 | 0 | 1.94 | 0 | 0 | 0 | 0 | 0 | 1.57 | 20 | 0.0785 | 6.28 | 46.85 | 0.073555 | 5.8844 | 89.42 | 0.14039 | 11.2312 | 11.1832 | 1 | Retail - Single-Story Large | New | San Diego-Lindbergh | Any
Com-Furnace-dHIR | DEER2014 | D05 v2.01 | 2013-08-01 | Any | RtL | New | Any | CZ08 | Area-1kFP | 131 | 131000 | None | 0 | 0 | 0 | 0 | 0 | 2.52 | 0 | 0 | 0 | 0 | 0 | 2.04 | 20 | 0.102 | 8.16 | 46.85 | 0.095574 | 7.6459 | 93.58 | 0.1909 | 15.2723 | 10.686 | 1 | Retail - Single-Story Large | New | Fullerton (El Toro for pre-2014) | Any
Com-Furnace-dHIR | DEER2014 | D05 v2.01 | 2013-08-01 | Any | RtL | New | Any | CZ09 | Area-1kFP | 131 | 131000 | None | 0 | 0 | 0 | 0 | 0 | 1.96 | 0 | 0 | 0 | 0 | 0 | 1.58 | 20 | 0.079 | 6.32 | 46.85 | 0.074023 | 5.9218 | 70.08 | 0.11073 | 8.8581 | 14.2694 | 1 | Retail - Single-Story Large | New | Burbank-Glendale (Pasadena for pre-2014) | Any
Com-Furnace-dHIR | DEER2014 | D05 v2.01 | 2013-08-01 | Any | RtL | New | Any | CZ10 | Area-1kFP | 131 | 131000 | None | 0 | 0 | 0 | 0 | 0 | 2.47 | 0 | 0 | 0 | 0 | 0 | 2 | 20 | 0.1 | 8 | 46.85 | 0.0937 | 7.496 | 49.41 | 0.09882 | 7.9056 | 20.2388 | 1 | Retail - Single-Story Large | New | Riverside | Any
Com-Furnace-dHIR | DEER2014 | D05 v2.01 | 2013-08-01 | Any | RtL | New | Any | CZ11 | Area-1kFP | 131 | 131000 | None | 0 | 0 | 0 | 0 | 0 | 9.21 | 0 | 0 | 0 | 0 | 0 | 7.44 | 20 | 0.372 | 29.76 | 46.85 | 0.34856 | 27.8851 | 22.93 | 0.1706 | 13.6479 | 43.611 | 1 | Retail - Single-Story Large | New | Red Bluff Area | Any
Com-Furnace-dHIR | DEER2014 | D05 v2.01 | 2013-08-01 | Any | RtL | New | Any | CZ12 | Area-1kFP | 131 | 131000 | None | 0 | 0 | 0 | 0 | 0 | 8.26 | 0 | 0 | 0 | 0 | 0 | 6.67 | 20 | 0.3335 | 26.68 | 46.85 | 0.31249 | 24.9992 | 46.85 | 0.31249 | 24.9992 | 21.3447 | 1 | Retail - Single-Story Large | New | Sacramento Area | Any
Com-Furnace-dHIR | DEER2014 | D05 v2.01 | 2013-08-01 | Any | RtL | New | Any | CZ13 | Area-1kFP | 131 | 131000 | None | 0 | 0 | 0 | 0 | 0 | 6.23 | 0 | 0 | 0 | 0 | 0 | 5.03 | 20 | 0.2515 | 20.12 | 46.85 | 0.23566 | 18.8524 | 89.42 | 0.44978 | 35.9826 | 11.1832 | 1 | Retail - Single-Story Large | New | Fresno Area | Any
Com-Furnace-dHIR | DEER2014 | D05 v2.01 | 2013-08-01 | Any | RtL | New | Any | CZ14 | Area-1kFP | 131 | 131000 | None | 0 | 0 | 0 | 0 | 0 | 8.91 | 0 | 0 | 0 | 0 | 0 | 7.2 | 20 | 0.36 | 28.8 | 46.85 | 0.33732 | 26.9856 | 49.41 | 0.35575 | 28.4602 | 20.2388 | 1 | Retail - Single-Story Large | New | Palmdale (China Lake for pre-2014) | Any
Com-Furnace-dHIR | DEER2014 | D05 v2.01 | 2013-08-01 | Any | RtL | New | Any | CZ15 | Area-1kFP | 131 | 131000 | None | 0 | 0 | 0 | 0 | 0 | 0.976 | 0 | 0 | 0 | 0 | 0 | 0.789 | 20 | 0.03945 | 3.156 | 46.85 | 0.036965 | 2.9572 | 69.98 | 0.055214 | 4.4171 | 14.2898 | 1 | Retail - Single-Story Large | New | Palm Springs-Intl (El Centro for pre-2014) | Any
Com-Furnace-dHIR | DEER2014 | D05 v2.01 | 2013-08-01 | Any | RtL | New | Any | CZ16 | Area-1kFP | 131 | 131000 | None | 0 | 0 | 0 | 0 | 0 | 25 | 0 | 0 | 0 | 0 | 0 | 20.2 | 20 | 1.01 | 80.8 | 46.85 | 0.94637 | 75.7096 | 70.08 | 1.4156 | 113.2493 | 14.2694 | 1 | Retail - Single-Story Large | New | Blue Canyon (Mount Shasta for pre-2014) | Any
Com-Furnace-dHIR | DEER2014 | D05 v2.01 | 2013-08-01 | Any | RtS | New | Any | CZ01 | Area-1kFP | 8 | 8000 | None | 0 | 0 | 0 | 0 | 0 | 16.8 | 0 | 0 | 0 | 0 | 0 | 13.6 | 30 | 0.45333 | 36.2667 | 46.85 | 0.63716 | 50.9728 | 38.33 | 0.52129 | 41.703 | 26.0892 | 1 | Retail - Small | New | Arcata Area | Any
Com-Furnace-dHIR | DEER2014 | D05 v2.01 | 2013-08-01 | Any | RtS | New | Any | CZ02 | Area-1kFP | 8 | 8000 | None | 0 | 0 | 0 | 0 | 0 | 12 | 0 | 0 | 0 | 0 | 0 | 9.73 | 30 | 0.32433 | 25.9467 | 46.85 | 0.45585 | 36.468 | 31.53 | 0.30679 | 24.543 | 31.7158 | 1 | Retail - Small | New | Santa Rosa Area | Any
Com-Furnace-dHIR | DEER2014 | D05 v2.01 | 2013-08-01 | Any | RtS | New | Any | CZ03 | Area-1kFP | 8 | 8000 | None | 0 | 0 | 0 | 0 | 0 | 9.7 | 0 | 0 | 0 | 0 | 0 | 7.84 | 30 | 0.26133 | 20.9067 | 46.85 | 0.3673 | 29.3843 | 46.55 | 0.36495 | 29.1962 | 21.4823 | 1 | Retail - Small | New | Oakland Area | Any
Com-Furnace-dHIR | DEER2014 | D05 v2.01 | 2013-08-01 | Any | RtS | New | Any | CZ04 | Area-1kFP | 8 | 8000 | None | 0 | 0 | 0 | 0 | 0 | 8.8 | 0 | 0 | 0 | 0 | 0 | 7.11 | 30 | 0.237 | 18.96 | 46.85 | 0.3331 | 26.6483 | 38.8 | 0.27587 | 22.0694 | 25.7732 | 1 | Retail - Small | New | San Jose-Reid (Sunnyvale for pre-2014) | Any
Com-Furnace-dHIR | DEER2014 | D05 v2.01 | 2013-08-01 | Any | RtS | New | Any | CZ05 | Area-1kFP | 8 | 8000 | None | 0 | 0 | 0 | 0 | 0 | 6.47 | 0 | 0 | 0 | 0 | 0 | 5.23 | 30 | 0.17433 | 13.9467 | 46.85 | 0.24503 | 19.602 | 38.8 | 0.20292 | 16.2339 | 25.7732 | 1 | Retail - Small | New | Santa Maria Area | Any
Com-Furnace-dHIR | DEER2014 | D05 v2.01 | 2013-08-01 | Any | RtS | New | Any | CZ06 | Area-1kFP | 8 | 8000 | None | 0 | 0 | 0 | 0 | 0 | 3.53 | 0 | 0 | 0 | 0 | 0 | 2.85 | 30 | 0.095 | 7.6 | 46.85 | 0.13352 | 10.6818 | 93.58 | 0.2667 | 21.3362 | 10.686 | 1 | Retail - Small | New | Torrance (Los Angeles for pre-2014) | Any
Com-Furnace-dHIR | DEER2014 | D05 v2.01 | 2013-08-01 | Any | RtS | New | Any | CZ07 | Area-1kFP | 8 | 8000 | None | 0 | 0 | 0 | 0 | 0 | 2.63 | 0 | 0 | 0 | 0 | 0 | 2.13 | 30 | 0.071 | 5.68 | 46.85 | 0.099791 | 7.9832 | 89.42 | 0.19046 | 15.2372 | 11.1832 | 1 | Retail - Small | New | San Diego-Lindbergh | Any
Com-Furnace-dHIR | DEER2014 | D05 v2.01 | 2013-08-01 | Any | RtS | New | Any | CZ08 | Area-1kFP | 8 | 8000 | None | 0 | 0 | 0 | 0 | 0 | 3.37 | 0 | 0 | 0 | 0 | 0 | 2.73 | 30 | 0.091 | 7.28 | 46.85 | 0.1279 | 10.232 | 93.58 | 0.25547 | 20.4379 | 10.686 | 1 | Retail - Small | New | Fullerton (El Toro for pre-2014) | Any
Com-Furnace-dHIR | DEER2014 | D05 v2.01 | 2013-08-01 | Any | RtS | New | Any | CZ09 | Area-1kFP | 8 | 8000 | None | 0 | 0 | 0 | 0 | 0 | 2.85 | 0 | 0 | 0 | 0 | 0 | 2.3 | 30 | 0.076667 | 6.1333 | 46.85 | 0.10776 | 8.6204 | 70.08 | 0.16118 | 12.8947 | 14.2694 | 1 | Retail - Small | New | Burbank-Glendale (Pasadena for pre-2014) | Any
Com-Furnace-dHIR | DEER2014 | D05 v2.01 | 2013-08-01 | Any | RtS | New | Any | CZ10 | Area-1kFP | 8 | 8000 | None | 0 | 0 | 0 | 0 | 0 | 3.09 | 0 | 0 | 0 | 0 | 0 | 2.5 | 30 | 0.083333 | 6.6667 | 46.85 | 0.11713 | 9.37 | 49.41 | 0.12352 | 9.882 | 20.2388 | 1 | Retail - Small | New | Riverside | Any
Com-Furnace-dHIR | DEER2014 | D05 v2.01 | 2013-08-01 | Any | RtS | New | Any | CZ11 | Area-1kFP | 8 | 8000 | None | 0 | 0 | 0 | 0 | 0 | 14.6 | 0 | 0 | 0 | 0 | 0 | 11.8 | 30 | 0.39333 | 31.4667 | 46.85 | 0.55283 | 44.2264 | 22.93 | 0.27057 | 21.6459 | 43.611 | 1 | Retail - Small | New | Red Bluff Area | Any
Com-Furnace-dHIR | DEER2014 | D05 v2.01 | 2013-08-01 | Any | RtS | New | Any | CZ12 | Area-1kFP | 8 | 8000 | None | 0 | 0 | 0 | 0 | 0 | 13 | 0 | 0 | 0 | 0 | 0 | 10.5 | 30 | 0.35 | 28 | 46.85 | 0.49193 | 39.354 | 46.85 | 0.49193 | 39.354 | 21.3447 | 1 | Retail - Small | New | Sacramento Area | Any
Com-Furnace-dHIR | DEER2014 | D05 v2.01 | 2013-08-01 | Any | RtS | New | Any | CZ13 | Area-1kFP | 8 | 8000 | None | 0 | 0 | 0 | 0 | 0 | 9.67 | 0 | 0 | 0 | 0 | 0 | 7.82 | 30 | 0.26067 | 20.8533 | 46.85 | 0.36637 | 29.3094 | 89.42 | 0.69926 | 55.9412 | 11.1832 | 1 | Retail - Small | New | Fresno Area | Any
Com-Furnace-dHIR | DEER2014 | D05 v2.01 | 2013-08-01 | Any | RtS | New | Any | CZ14 | Area-1kFP | 8 | 8000 | None | 0 | 0 | 0 | 0 | 0 | 11.7 | 0 | 0 | 0 | 0 | 0 | 9.47 | 30 | 0.31567 | 25.2533 | 46.85 | 0.44367 | 35.4936 | 49.41 | 0.46791 | 37.433 | 20.2388 | 1 | Retail - Small | New | Palmdale (China Lake for pre-2014) | Any
Com-Furnace-dHIR | DEER2014 | D05 v2.01 | 2013-08-01 | Any | RtS | New | Any | CZ15 | Area-1kFP | 8 | 8000 | None | 0 | 0 | 0 | 0 | 0 | 1.25 | 0 | 0 | 0 | 0 | 0 | 1.01 | 30 | 0.033667 | 2.6933 | 46.85 | 0.047319 | 3.7855 | 69.98 | 0.07068 | 5.6544 | 14.2898 | 1 | Retail - Small | New | Palm Springs-Intl (El Centro for pre-2014) | Any
Com-Furnace-dHIR | DEER2014 | D05 v2.01 | 2013-08-01 | Any | RtS | New | Any | CZ16 | Area-1kFP | 8 | 8000 | None | 0 | 0 | 0 | 0 | 0 | 33.6 | 0 | 0 | 0 | 0 | 0 | 27.2 | 30 | 0.90667 | 72.5333 | 46.85 | 1.2743 | 101.9456 | 70.08 | 1.9062 | 152.4941 | 14.2694 | 1 | Retail - Small | New | Blue Canyon (Mount Shasta for pre-2014) | Any
Com-Furnace-dHIR | DEER2014 | D05 v2.01 | 2013-08-01 | Any | SCn | New | Any | CZ01 | Area-1kFP | 500 | 500000 | None | 0 | 0 | 0 | 0 | 0 | 10.6 | 0 | 0 | 0 | 0 | 0 | 8.54 | 30 | 0.28467 | 22.7733 | 669.98 | 5.7216 | 457.7303 | 89.345 | 0.76301 | 61.0405 | 11.1926 | 1 | Storage - Conditioned | New | Arcata Area | Any
Com-Furnace-dHIR | DEER2014 | D05 v2.01 | 2013-08-01 | Any | SCn | New | Any | CZ02 | Area-1kFP | 500 | 500000 | None | 0 | 0 | 0 | 0 | 0 | 7.01 | 0 | 0 | 0 | 0 | 0 | 5.66 | 30 | 0.18867 | 15.0933 | 669.98 | 3.7921 | 303.3669 | 74.03 | 0.41901 | 33.5208 | 13.508 | 1 | Storage - Conditioned | New | Santa Rosa Area | Any
Com-Furnace-dHIR | DEER2014 | D05 v2.01 | 2013-08-01 | Any | SCn | New | Any | CZ03 | Area-1kFP | 500 | 500000 | None | 0 | 0 | 0 | 0 | 0 | 5.74 | 0 | 0 | 0 | 0 | 0 | 4.64 | 30 | 0.15467 | 12.3733 | 669.98 | 3.1087 | 248.6966 | 127.74 | 0.59271 | 47.4171 | 7.8284 | 1 | Storage - Conditioned | New | Oakland Area | Any
Com-Furnace-dHIR | DEER2014 | D05 v2.01 | 2013-08-01 | Any | SCn | New | Any | CZ04 | Area-1kFP | 500 | 500000 | None | 0 | 0 | 0 | 0 | 0 | 5.57 | 0 | 0 | 0 | 0 | 0 | 4.5 | 30 | 0.15 | 12 | 669.98 | 3.0149 | 241.1928 | 73.62 | 0.33129 | 26.5032 | 13.5833 | 1 | Storage - Conditioned | New | San Jose-Reid (Sunnyvale for pre-2014) | Any
Com-Furnace-dHIR | DEER2014 | D05 v2.01 | 2013-08-01 | Any | SCn | New | Any | CZ05 | Area-1kFP | 500 | 500000 | None | 0 | 0 | 0 | 0 | 0 | 4.12 | 0 | 0 | 0 | 0 | 0 | 3.33 | 30 | 0.111 | 8.88 | 669.98 | 2.231 | 178.4827 | 73.62 | 0.24515 | 19.6124 | 13.5833 | 1 | Storage - Conditioned | New | Santa Maria Area | Any
Com-Furnace-dHIR | DEER2014 | D05 v2.01 | 2013-08-01 | Any | SCn | New | Any | CZ06 | Area-1kFP | 500 | 500000 | None | 0 | 0 | 0 | 0 | 0 | 2.81 | 0 | 0 | 0 | 0 | 0 | 2.27 | 30 | 0.075667 | 6.0533 | 669.98 | 1.5209 | 121.6684 | 98.84 | 0.22437 | 17.9493 | 10.1174 | 1 | Storage - Conditioned | New | Torrance (Los Angeles for pre-2014) | Any
Com-Furnace-dHIR | DEER2014 | D05 v2.01 | 2013-08-01 | Any | SCn | New | Any | CZ07 | Area-1kFP | 500 | 500000 | None | 0 | 0 | 0 | 0 | 0 | 2.02 | 0 | 0 | 0 | 0 | 0 | 1.63 | 30 | 0.054333 | 4.3467 | 669.98 | 1.0921 | 87.3654 | 65.57 | 0.10688 | 8.5503 | 15.2509 | 1 | Storage - Conditioned | New | San Diego-Lindbergh | Any
Com-Furnace-dHIR | DEER2014 | D05 v2.01 | 2013-08-01 | Any | SCn | New | Any | CZ08 | Area-1kFP | 500 | 500000 | None | 0 | 0 | 0 | 0 | 0 | 2.46 | 0 | 0 | 0 | 0 | 0 | 1.99 | 30 | 0.066333 | 5.3067 | 669.98 | 1.3333 | 106.6608 | 98.84 | 0.19669 | 15.7353 | 10.1174 | 1 | Storage - Conditioned | New | Fullerton (El Toro for pre-2014) | Any
Com-Furnace-dHIR | DEER2014 | D05 v2.01 | 2013-08-01 | Any | SCn | New | Any | CZ09 | Area-1kFP | 500 | 500000 | None | 0 | 0 | 0 | 0 | 0 | 1.58 | 0 | 0 | 0 | 0 | 0 | 1.28 | 30 | 0.042667 | 3.4133 | 669.98 | 0.85757 | 68.606 | 255.69 | 0.32728 | 26.1827 | 3.911 | 1 | Storage - Conditioned | New | Burbank-Glendale (Pasadena for pre-2014) | Any
Com-Furnace-dHIR | DEER2014 | D05 v2.01 | 2013-08-01 | Any | SCn | New | Any | CZ10 | Area-1kFP | 500 | 500000 | None | 0 | 0 | 0 | 0 | 0 | 2.11 | 0 | 0 | 0 | 0 | 0 | 1.7 | 30 | 0.056667 | 4.5333 | 669.98 | 1.139 | 91.1173 | 239.04 | 0.40637 | 32.5094 | 4.1834 | 1 | Storage - Conditioned | New | Riverside | Any
Com-Furnace-dHIR | DEER2014 | D05 v2.01 | 2013-08-01 | Any | SCn | New | Any | CZ11 | Area-1kFP | 500 | 500000 | None | 0 | 0 | 0 | 0 | 0 | 8.37 | 0 | 0 | 0 | 0 | 0 | 6.76 | 30 | 0.22533 | 18.0267 | 669.98 | 4.5291 | 362.3252 | 81.99 | 0.55425 | 44.3402 | 12.1966 | 1 | Storage - Conditioned | New | Red Bluff Area | Any
Com-Furnace-dHIR | DEER2014 | D05 v2.01 | 2013-08-01 | Any | SCn | New | Any | CZ12 | Area-1kFP | 500 | 500000 | None | 0 | 0 | 0 | 0 | 0 | 7.75 | 0 | 0 | 0 | 0 | 0 | 6.26 | 30 | 0.20867 | 16.6933 | 669.98 | 4.1941 | 335.526 | 669.98 | 4.1941 | 335.526 | 1.4926 | 1 | Storage - Conditioned | New | Sacramento Area | Any
Com-Furnace-dHIR | DEER2014 | D05 v2.01 | 2013-08-01 | Any | SCn | New | Any | CZ13 | Area-1kFP | 500 | 500000 | None | 0 | 0 | 0 | 0 | 0 | 5.99 | 0 | 0 | 0 | 0 | 0 | 4.84 | 30 | 0.16133 | 12.9067 | 669.98 | 3.2427 | 259.4163 | 65.57 | 0.31736 | 25.3887 | 15.2509 | 1 | Storage - Conditioned | New | Fresno Area | Any
Com-Furnace-dHIR | DEER2014 | D05 v2.01 | 2013-08-01 | Any | SCn | New | Any | CZ14 | Area-1kFP | 500 | 500000 | None | 0 | 0 | 0 | 0 | 0 | 7.57 | 0 | 0 | 0 | 0 | 0 | 6.11 | 30 | 0.20367 | 16.2933 | 669.98 | 4.0936 | 327.4862 | 239.04 | 1.4605 | 116.8428 | 4.1834 | 1 | Storage - Conditioned | New | Palmdale (China Lake for pre-2014) | Any
Com-Furnace-dHIR | DEER2014 | D05 v2.01 | 2013-08-01 | Any | SCn | New | Any | CZ15 | Area-1kFP | 500 | 500000 | None | 0 | 0 | 0 | 0 | 0 | 0.963 | 0 | 0 | 0 | 0 | 0 | 0.778 | 30 | 0.025933 | 2.0747 | 669.98 | 0.52124 | 41.6996 | 102.45 | 0.079706 | 6.3765 | 9.7609 | 1 | Storage - Conditioned | New | Palm Springs-Intl (El Centro for pre-2014) | Any
Com-Furnace-dHIR | DEER2014 | D05 v2.01 | 2013-08-01 | Any | SCn | New | Any | CZ16 | Area-1kFP | 500 | 500000 | None | 0 | 0 | 0 | 0 | 0 | 18.6 | 0 | 0 | 0 | 0 | 0 | 15.1 | 30 | 0.50333 | 40.2667 | 669.98 | 10.1167 | 809.3358 | 255.69 | 3.8609 | 308.8735 | 3.911 | 1 | Storage - Conditioned | New | Blue Canyon (Mount Shasta for pre-2014) | Any
Com-Furnace-dHIR | DEER2014 | D05 v2.01 | 2013-08-01 | Any | WRf | New | Any | CZ01 | Area-1kFP | 2 | 100000 | None | 0 | 0 | 0 | 0 | 0 | 4.63 | 0 | 0 | 0 | 0 | 0 | 3.74 | 20 | 0.187 | 14.96 | 248.22 | 0.92834 | 74.2674 | 585.19 | 2.1886 | 175.0888 | 1.7088 | 1 | Warehouse - Refrigerated | New | Arcata Area | Any
Com-Furnace-dHIR | DEER2014 | D05 v2.01 | 2013-08-01 | Any | WRf | New | Any | CZ02 | Area-1kFP | 2 | 100000 | None | 0 | 0 | 0 | 0 | 0 | 4.01 | 0 | 0 | 0 | 0 | 0 | 3.24 | 20 | 0.162 | 12.96 | 248.22 | 0.80423 | 64.3386 | 161.39 | 0.5229 | 41.8323 | 6.1962 | 1 | Warehouse - Refrigerated | New | Santa Rosa Area | Any
Com-Furnace-dHIR | DEER2014 | D05 v2.01 | 2013-08-01 | Any | WRf | New | Any | CZ03 | Area-1kFP | 2 | 100000 | None | 0 | 0 | 0 | 0 | 0 | 1.99 | 0 | 0 | 0 | 0 | 0 | 1.6 | 20 | 0.08 | 6.4 | 248.22 | 0.39715 | 31.7722 | 150.25 | 0.2404 | 19.232 | 6.6556 | 1 | Warehouse - Refrigerated | New | Oakland Area | Any
Com-Furnace-dHIR | DEER2014 | D05 v2.01 | 2013-08-01 | Any | WRf | New | Any | CZ04 | Area-1kFP | 2 | 100000 | None | 0 | 0 | 0 | 0 | 0 | 2.23 | 0 | 0 | 0 | 0 | 0 | 1.8 | 20 | 0.09 | 7.2 | 248.22 | 0.4468 | 35.7437 | 1544.25 | 2.7796 | 222.372 | 0.64756 | 1 | Warehouse - Refrigerated | New | San Jose-Reid (Sunnyvale for pre-2014) | Any
Com-Furnace-dHIR | DEER2014 | D05 v2.01 | 2013-08-01 | Any | WRf | New | Any | CZ05 | Area-1kFP | 2 | 100000 | None | 0 | 0 | 0 | 0 | 0 | 1.82 | 0 | 0 | 0 | 0 | 0 | 1.47 | 20 | 0.0735 | 5.88 | 248.22 | 0.36488 | 29.1907 | 1544.25 | 2.27 | 181.6038 | 0.64756 | 1 | Warehouse - Refrigerated | New | Santa Maria Area | Any
Com-Furnace-dHIR | DEER2014 | D05 v2.01 | 2013-08-01 | Any | WRf | New | Any | CZ06 | Area-1kFP | 2 | 100000 | None | 0 | 0 | 0 | 0 | 0 | 0.458 | 0 | 0 | 0 | 0 | 0 | 0.37 | 20 | 0.0185 | 1.48 | 248.22 | 0.091841 | 7.3473 | 607.69 | 0.22485 | 17.9876 | 1.6456 | 1 | Warehouse - Refrigerated | New | Torrance (Los Angeles for pre-2014) | Any
Com-Furnace-dHIR | DEER2014 | D05 v2.01 | 2013-08-01 | Any | WRf | New | Any | CZ07 | Area-1kFP | 2 | 100000 | None | 0 | 0 | 0 | 0 | 0 | 0.314 | 0 | 0 | 0 | 0 | 0 | 0.254 | 20 | 0.0127 | 1.016 | 248.22 | 0.063048 | 5.0438 | 94.62 | 0.024033 | 1.9227 | 10.5686 | 1 | Warehouse - Refrigerated | New | San Diego-Lindbergh | Any
Com-Furnace-dHIR | DEER2014 | D05 v2.01 | 2013-08-01 | Any | WRf | New | Any | CZ08 | Area-1kFP | 2 | 100000 | None | 0 | 0 | 0 | 0 | 0 | 0.779 | 0 | 0 | 0 | 0 | 0 | 0.629 | 20 | 0.03145 | 2.516 | 248.22 | 0.15613 | 12.4904 | 607.69 | 0.38224 | 30.579 | 1.6456 | 1 | Warehouse - Refrigerated | New | Fullerton (El Toro for pre-2014) | Any
Com-Furnace-dHIR | DEER2014 | D05 v2.01 | 2013-08-01 | Any | WRf | New | Any | CZ09 | Area-1kFP | 2 | 100000 | None | 0 | 0 | 0 | 0 | 0 | 0.362 | 0 | 0 | 0 | 0 | 0 | 0.292 | 20 | 0.0146 | 1.168 | 248.22 | 0.07248 | 5.7984 | 172.83 | 0.050466 | 4.0373 | 5.786 | 1 | Warehouse - Refrigerated | New | Burbank-Glendale (Pasadena for pre-2014) | Any
Com-Furnace-dHIR | DEER2014 | D05 v2.01 | 2013-08-01 | Any | WRf | New | Any | CZ10 | Area-1kFP | 2 | 100000 | None | 0 | 0 | 0 | 0 | 0 | 0.905 | 0 | 0 | 0 | 0 | 0 | 0.731 | 20 | 0.03655 | 2.924 | 248.22 | 0.18145 | 14.5159 | 167.36 | 0.12234 | 9.7872 | 5.9751 | 1 | Warehouse - Refrigerated | New | Riverside | Any
Com-Furnace-dHIR | DEER2014 | D05 v2.01 | 2013-08-01 | Any | WRf | New | Any | CZ11 | Area-1kFP | 2 | 100000 | None | 0 | 0 | 0 | 0 | 0 | 4.91 | 0 | 0 | 0 | 0 | 0 | 3.97 | 20 | 0.1985 | 15.88 | 248.22 | 0.98543 | 78.8347 | 484.87 | 1.9249 | 153.9947 | 2.0624 | 1 | Warehouse - Refrigerated | New | Red Bluff Area | Any
Com-Furnace-dHIR | DEER2014 | D05 v2.01 | 2013-08-01 | Any | WRf | New | Any | CZ12 | Area-1kFP | 2 | 100000 | None | 0 | 0 | 0 | 0 | 0 | 3.8 | 0 | 0 | 0 | 0 | 0 | 3.07 | 20 | 0.1535 | 12.28 | 248.22 | 0.76204 | 60.9628 | 248.22 | 0.76204 | 60.9628 | 4.0287 | 1 | Warehouse - Refrigerated | New | Sacramento Area | Any
Com-Furnace-dHIR | DEER2014 | D05 v2.01 | 2013-08-01 | Any | WRf | New | Any | CZ13 | Area-1kFP | 2 | 100000 | None | 0 | 0 | 0 | 0 | 0 | 2.63 | 0 | 0 | 0 | 0 | 0 | 2.13 | 20 | 0.1065 | 8.52 | 248.22 | 0.52871 | 42.2967 | 94.62 | 0.20154 | 16.1232 | 10.5686 | 1 | Warehouse - Refrigerated | New | Fresno Area | Any
Com-Furnace-dHIR | DEER2014 | D05 v2.01 | 2013-08-01 | Any | WRf | New | Any | CZ14 | Area-1kFP | 2 | 100000 | None | 0 | 0 | 0 | 0 | 0 | 3.41 | 0 | 0 | 0 | 0 | 0 | 2.76 | 20 | 0.138 | 11.04 | 248.22 | 0.68509 | 54.807 | 167.36 | 0.46191 | 36.9531 | 5.9751 | 1 | Warehouse - Refrigerated | New | Palmdale (China Lake for pre-2014) | Any
Com-Furnace-dHIR | DEER2014 | D05 v2.01 | 2013-08-01 | Any | WRf | New | Any | CZ15 | Area-1kFP | 2 | 100000 | None | 0 | 0 | 0 | 0 | 0 | 0.219 | 0 | 0 | 0 | 0 | 0 | 0.177 | 20 | 0.00885 | 0.708 | 248.22 | 0.043935 | 3.5148 | 61.18 | 0.010829 | 0.86631 | 16.3452 | 1 | Warehouse - Refrigerated | New | Palm Springs-Intl (El Centro for pre-2014) | Any
Com-Furnace-dHIR | DEER2014 | D05 v2.01 | 2013-08-01 | Any | WRf | New | Any | CZ16 | Area-1kFP | 2 | 100000 | None | 0 | 0 | 0 | 0 | 0 | 14.7 | 0 | 0 | 0 | 0 | 0 | 11.9 | 20 | 0.595 | 47.6 | 248.22 | 2.9538 | 236.3054 | 172.83 | 2.0567 | 164.5342 | 5.786 | 1 | Warehouse - Refrigerated | New | Blue Canyon (Mount Shasta for pre-2014) | Any
Com-Furnace-dHIR | DEER2014 | D05 v2.01 | 2013-08-01 | PGE | Asm | Ex | Any | CZ01 | Area-1kFP | 34 | 34000 | None | 0 | 0 | 0 | 0 | 0 | 88.8 | 0 | 0 | 0 | 0 | 0 | 71.7 | 30 | 2.39 | 191.2 | 54.954 | 3.9402 | 315.2161 | 14.57 | 1.0447 | 83.5735 | 68.6342 | 2 | Assembly | Existing | Arcata Area | PG&E
Com-Furnace-dHIR | DEER2014 | D05 v2.01 | 2013-08-01 | PGE | Asm | Ex | Any | CZ02 | Area-1kFP | 34 | 34000 | None | 0 | 0 | 0 | 0 | 0 | 69.9 | 0 | 0 | 0 | 0 | 0 | 56.5 | 30 | 1.8833 | 150.6667 | 54.954 | 3.1049 | 248.3921 | 32.02 | 1.8091 | 144.7304 | 31.2305 | 2 | Assembly | Existing | Santa Rosa Area | PG&E
Com-Furnace-dHIR | DEER2014 | D05 v2.01 | 2013-08-01 | PGE | Asm | Ex | Any | CZ03 | Area-1kFP | 34 | 34000 | None | 0 | 0 | 0 | 0 | 0 | 55.9 | 0 | 0 | 0 | 0 | 0 | 45.2 | 30 | 1.5067 | 120.5333 | 54.954 | 2.4839 | 198.7137 | 38.37 | 1.7343 | 138.7459 | 26.062 | 2 | Assembly | Existing | Oakland Area | PG&E
Com-Furnace-dHIR | DEER2014 | D05 v2.01 | 2013-08-01 | PGE | Asm | Ex | Any | CZ04 | Area-1kFP | 34 | 34000 | None | 0 | 0 | 0 | 0 | 0 | 52.5 | 0 | 0 | 0 | 0 | 0 | 42.4 | 30 | 1.4133 | 113.0667 | 54.954 | 2.33 | 186.404 | 36.98 | 1.568 | 125.4362 | 27.0416 | 2 | Assembly | Existing | San Jose-Reid (Sunnyvale for pre-2014) | PG&E
Com-Furnace-dHIR | DEER2014 | D05 v2.01 | 2013-08-01 | PGE | Asm | Ex | Any | CZ05 | Area-1kFP | 34 | 34000 | None | 0 | 0 | 0 | 0 | 0 | 54.9 | 0 | 0 | 0 | 0 | 0 | 44.4 | 30 | 1.48 | 118.4 | 54.954 | 2.44 | 195.1966 | 36.98 | 1.6419 | 131.353 | 27.0416 | 2 | Assembly | Existing | Santa Maria Area | PG&E
Com-Furnace-dHIR | DEER2014 | D05 v2.01 | 2013-08-01 | PGE | Asm | Ex | Any | CZ11 | Area-1kFP | 34 | 34000 | None | 0 | 0 | 0 | 0 | 0 | 66.7 | 0 | 0 | 0 | 0 | 0 | 53.9 | 30 | 1.7967 | 143.7333 | 54.954 | 2.962 | 236.9616 | 21.55 | 1.1615 | 92.9236 | 46.4037 | 2 | Assembly | Existing | Red Bluff Area | PG&E
Com-Furnace-dHIR | DEER2014 | D05 v2.01 | 2013-08-01 | PGE | Asm | Ex | Any | CZ12 | Area-1kFP | 34 | 34000 | None | 0 | 0 | 0 | 0 | 0 | 64.9 | 0 | 0 | 0 | 0 | 0 | 52.5 | 30 | 1.75 | 140 | 54.954 | 2.8851 | 230.8068 | 47.33 | 2.4848 | 198.786 | 21.1282 | 2 | Assembly | Existing | Sacramento Area | PG&E
Com-Furnace-dHIR | DEER2014 | D05 v2.01 | 2013-08-01 | PGE | Asm | Ex | Any | CZ13 | Area-1kFP | 34 | 34000 | None | 0 | 0 | 0 | 0 | 0 | 51.3 | 0 | 0 | 0 | 0 | 0 | 41.5 | 30 | 1.3833 | 110.6667 | 54.954 | 2.2806 | 182.4473 | 53.58 | 2.2236 | 177.8856 | 18.6637 | 2 | Assembly | Existing | Fresno Area | PG&E
Com-Furnace-dHIR | DEER2014 | D05 v2.01 | 2013-08-01 | PGE | Asm | Ex | Any | CZ16 | Area-1kFP | 34 | 34000 | None | 0 | 0 | 0 | 0 | 0 | 143 | 0 | 0 | 0 | 0 | 0 | 116 | 30 | 3.8667 | 309.3333 | 54.954 | 6.3747 | 509.9731 | 34.61 | 4.0148 | 321.1808 | 28.8934 | 2 | Assembly | Existing | Blue Canyon (Mount Shasta for pre-2014) | PG&E
Com-Furnace-dHIR | DEER2014 | D05 v2.01 | 2013-08-01 | PGE | Asm | Ex | Any | IOU | Area-1kFP | 34 | 34000 | None | 0 | 0 | 0 | 0 | 0 | 59.1 | 0 | 0 | 0 | 0 | 0 | 47.8 | 30 | 1.5933 | 127.4667 | 54.954 | 2.6268 | 210.1441 | FALSE | 0 | 0 | #DIV/0! | 2 | Assembly | Existing | IOU Territory | PG&E
Com-Furnace-dHIR | DEER2014 | D05 v2.01 | 2013-08-01 | PGE | Com | Ex | Any | CZ01 | Area-1kFP | 80.2 | 136000 | None | 0 | 0 | 0 | 0 | 0 | 21.9 | 0 | 0 | 0 | 0 | 0 | 17.7 | 40 | 0.4425 | 35.4 | 54.954 | 0.97269 | 77.8149 | 14.57 | 0.25789 | 20.6311 | 68.6342 | 2 | Commercial | Existing | Arcata Area | PG&E
Com-Furnace-dHIR | DEER2014 | D05 v2.01 | 2013-08-01 | PGE | Com | Ex | Any | CZ02 | Area-1kFP | 97.9 | 138000 | None | 0 | 0 | 0 | 0 | 0 | 18 | 0 | 0 | 0 | 0 | 0 | 14.5 | 40 | 0.3625 | 29 | 54.954 | 0.79683 | 63.7466 | 32.02 | 0.46429 | 37.1432 | 31.2305 | 2 | Commercial | Existing | Santa Rosa Area | PG&E
Com-Furnace-dHIR | DEER2014 | D05 v2.01 | 2013-08-01 | PGE | Com | Ex | Any | CZ03 | Area-1kFP | 106 | 144000 | None | 0 | 0 | 0 | 0 | 0 | 13.5 | 0 | 0 | 0 | 0 | 0 | 10.9 | 40 | 0.2725 | 21.8 | 54.954 | 0.599 | 47.9199 | 38.37 | 0.41823 | 33.4586 | 26.062 | 2 | Commercial | Existing | Oakland Area | PG&E
Com-Furnace-dHIR | DEER2014 | D05 v2.01 | 2013-08-01 | PGE | Com | Ex | Any | CZ04 | Area-1kFP | 98.3 | 126000 | None | 0 | 0 | 0 | 0 | 0 | 12.7 | 0 | 0 | 0 | 0 | 0 | 10.3 | 40 | 0.2575 | 20.6 | 54.954 | 0.56603 | 45.2821 | 36.98 | 0.38089 | 30.4715 | 27.0416 | 2 | Commercial | Existing | San Jose-Reid (Sunnyvale for pre-2014) | PG&E
Com-Furnace-dHIR | DEER2014 | D05 v2.01 | 2013-08-01 | PGE | Com | Ex | Any | CZ05 | Area-1kFP | 70.2 | 134000 | None | 0 | 0 | 0 | 0 | 0 | 12.1 | 0 | 0 | 0 | 0 | 0 | 9.78 | 40 | 0.2445 | 19.56 | 54.954 | 0.53745 | 42.996 | 36.98 | 0.36166 | 28.9332 | 27.0416 | 2 | Commercial | Existing | Santa Maria Area | PG&E
Com-Furnace-dHIR | DEER2014 | D05 v2.01 | 2013-08-01 | PGE | Com | Ex | Any | CZ11 | Area-1kFP | 97.9 | 138000 | None | 0 | 0 | 0 | 0 | 0 | 18.5 | 0 | 0 | 0 | 0 | 0 | 15 | 40 | 0.375 | 30 | 54.954 | 0.82431 | 65.9448 | 21.55 | 0.32325 | 25.86 | 46.4037 | 2 | Commercial | Existing | Red Bluff Area | PG&E
Com-Furnace-dHIR | DEER2014 | D05 v2.01 | 2013-08-01 | PGE | Com | Ex | Any | CZ12 | Area-1kFP | 106 | 134000 | None | 0 | 0 | 0 | 0 | 0 | 16.6 | 0 | 0 | 0 | 0 | 0 | 13.4 | 40 | 0.335 | 26.8 | 54.954 | 0.73638 | 58.9107 | 47.33 | 0.63422 | 50.7378 | 21.1282 | 2 | Commercial | Existing | Sacramento Area | PG&E
Com-Furnace-dHIR | DEER2014 | D05 v2.01 | 2013-08-01 | PGE | Com | Ex | Any | CZ13 | Area-1kFP | 95 | 130000 | None | 0 | 0 | 0 | 0 | 0 | 12.6 | 0 | 0 | 0 | 0 | 0 | 10.1 | 40 | 0.2525 | 20.2 | 54.954 | 0.55504 | 44.4028 | 53.58 | 0.54116 | 43.2926 | 18.6637 | 2 | Commercial | Existing | Fresno Area | PG&E
Com-Furnace-dHIR | DEER2014 | D05 v2.01 | 2013-08-01 | PGE | Com | Ex | Any | CZ16 | Area-1kFP | 102 | 128000 | None | 0 | 0 | 0 | 0 | 0 | 41.4 | 0 | 0 | 0 | 0 | 0 | 33.4 | 40 | 0.835 | 66.8 | 54.954 | 1.8355 | 146.8371 | 34.61 | 1.156 | 92.4779 | 28.8934 | 2 | Commercial | Existing | Blue Canyon (Mount Shasta for pre-2014) | PG&E
Com-Furnace-dHIR | DEER2014 | D05 v2.01 | 2013-08-01 | PGE | Com | Ex | Any | IOU | Area-1kFP | 101 | 136000 | None | 0 | 0 | 0 | 0 | 0 | 14.8 | 0 | 0 | 0 | 0 | 0 | 11.9 | 40 | 0.2975 | 23.8 | 54.954 | 0.65395 | 52.3162 | FALSE | 0 | 0 | #DIV/0! | 2 | Commercial | Existing | IOU Territory | PG&E
Com-Furnace-dHIR | DEER2014 | D05 v2.01 | 2013-08-01 | PGE | ECC | Ex | Any | CZ01 | Area-1kFP | 15.2 | 300000 | None | 0 | 0 | 0 | 0 | 0 | 30.3 | 0 | 0 | 0 | 0 | 0 | 24.5 | 40 | 0.6125 | 49 | 78.876 | 1.9325 | 154.597 | 264.73 | 6.4859 | 518.8708 | 3.7774 | 2 | Education - Community College | Existing | Arcata Area | PG&E
Com-Furnace-dHIR | DEER2014 | D05 v2.01 | 2013-08-01 | PGE | ECC | Ex | Any | CZ02 | Area-1kFP | 15.2 | 300000 | None | 0 | 0 | 0 | 0 | 0 | 23.1 | 0 | 0 | 0 | 0 | 0 | 18.6 | 40 | 0.465 | 37.2 | 78.876 | 1.4671 | 117.3675 | 18.99 | 0.35321 | 28.2571 | 52.6593 | 2 | Education - Community College | Existing | Santa Rosa Area | PG&E
Com-Furnace-dHIR | DEER2014 | D05 v2.01 | 2013-08-01 | PGE | ECC | Ex | Any | CZ03 | Area-1kFP | 15.2 | 300000 | None | 0 | 0 | 0 | 0 | 0 | 19.7 | 0 | 0 | 0 | 0 | 0 | 15.9 | 40 | 0.3975 | 31.8 | 78.876 | 1.2541 | 100.3303 | 50.54 | 0.80359 | 64.2869 | 19.7863 | 2 | Education - Community College | Existing | Oakland Area | PG&E
Com-Furnace-dHIR | DEER2014 | D05 v2.01 | 2013-08-01 | PGE | ECC | Ex | Any | CZ04 | Area-1kFP | 15.2 | 300000 | None | 0 | 0 | 0 | 0 | 0 | 18.3 | 0 | 0 | 0 | 0 | 0 | 14.8 | 40 | 0.37 | 29.6 | 78.876 | 1.1674 | 93.3892 | 36.05 | 0.53354 | 42.6832 | 27.7393 | 2 | Education - Community College | Existing | San Jose-Reid (Sunnyvale for pre-2014) | PG&E
Com-Furnace-dHIR | DEER2014 | D05 v2.01 | 2013-08-01 | PGE | ECC | Ex | Any | CZ05 | Area-1kFP | 15.2 | 300000 | None | 0 | 0 | 0 | 0 | 0 | 17.5 | 0 | 0 | 0 | 0 | 0 | 14.2 | 40 | 0.355 | 28.4 | 78.876 | 1.12 | 89.6031 | 36.05 | 0.51191 | 40.9528 | 27.7393 | 2 | Education - Community College | Existing | Santa Maria Area | PG&E
Com-Furnace-dHIR | DEER2014 | D05 v2.01 | 2013-08-01 | PGE | ECC | Ex | Any | CZ11 | Area-1kFP | 15.2 | 300000 | None | 0 | 0 | 0 | 0 | 0 | 24.3 | 0 | 0 | 0 | 0 | 0 | 19.7 | 40 | 0.4925 | 39.4 | 78.876 | 1.5539 | 124.3086 | 24.07 | 0.47418 | 37.9343 | 41.5455 | 2 | Education - Community College | Existing | Red Bluff Area | PG&E
Com-Furnace-dHIR | DEER2014 | D05 v2.01 | 2013-08-01 | PGE | ECC | Ex | Any | CZ12 | Area-1kFP | 15.2 | 300000 | None | 0 | 0 | 0 | 0 | 0 | 22.9 | 0 | 0 | 0 | 0 | 0 | 18.5 | 40 | 0.4625 | 37 | 78.876 | 1.4592 | 116.7365 | 42.98 | 0.79513 | 63.6104 | 23.2666 | 2 | Education - Community College | Existing | Sacramento Area | PG&E
Com-Furnace-dHIR | DEER2014 | D05 v2.01 | 2013-08-01 | PGE | ECC | Ex | Any | CZ13 | Area-1kFP | 15.2 | 300000 | None | 0 | 0 | 0 | 0 | 0 | 19 | 0 | 0 | 0 | 0 | 0 | 15.3 | 40 | 0.3825 | 30.6 | 78.876 | 1.2068 | 96.5442 | 99.16 | 1.5171 | 121.3718 | 10.0847 | 2 | Education - Community College | Existing | Fresno Area | PG&E
Com-Furnace-dHIR | DEER2014 | D05 v2.01 | 2013-08-01 | PGE | ECC | Ex | Any | CZ16 | Area-1kFP | 15.2 | 300000 | None | 0 | 0 | 0 | 0 | 0 | 48.5 | 0 | 0 | 0 | 0 | 0 | 39.2 | 40 | 0.98 | 78.4 | 78.876 | 3.0919 | 247.3551 | 35.43 | 1.3889 | 111.1085 | 28.2247 | 2 | Education - Community College | Existing | Blue Canyon (Mount Shasta for pre-2014) | PG&E
Com-Furnace-dHIR | DEER2014 | D05 v2.01 | 2013-08-01 | PGE | ECC | Ex | Any | IOU | Area-1kFP | 15.2 | 300000 | None | 0 | 0 | 0 | 0 | 0 | 20.8 | 0 | 0 | 0 | 0 | 0 | 16.8 | 40 | 0.42 | 33.6 | 78.876 | 1.3251 | 106.0093 | FALSE | 0 | 0 | #DIV/0! | 2 | Education - Community College | Existing | IOU Territory | PG&E
Com-Furnace-dHIR | DEER2014 | D05 v2.01 | 2013-08-01 | PGE | EPr | Ex | Any | CZ01 | Area-1kFP | 50 | 50000 | None | 0 | 0 | 0 | 0 | 0 | 12 | 0 | 0 | 0 | 0 | 0 | 9.67 | 30 | 0.32233 | 25.7867 | 17.516 | 0.16938 | 13.5504 | 22.85 | 0.22096 | 17.6768 | 43.7637 | 2 | Education - Primary School | Existing | Arcata Area | PG&E
Com-Furnace-dHIR | DEER2014 | D05 v2.01 | 2013-08-01 | PGE | EPr | Ex | Any | CZ02 | Area-1kFP | 50 | 50000 | None | 0 | 0 | 0 | 0 | 0 | 8.98 | 0 | 0 | 0 | 0 | 0 | 7.26 | 30 | 0.242 | 19.36 | 17.516 | 0.12717 | 10.1733 | 13.16 | 0.095542 | 7.6433 | 75.9878 | 2 | Education - Primary School | Existing | Santa Rosa Area | PG&E
Com-Furnace-dHIR | DEER2014 | D05 v2.01 | 2013-08-01 | PGE | EPr | Ex | Any | CZ03 | Area-1kFP | 50 | 50000 | None | 0 | 0 | 0 | 0 | 0 | 6.99 | 0 | 0 | 0 | 0 | 0 | 5.65 | 30 | 0.18833 | 15.0667 | 17.516 | 0.098965 | 7.9172 | 19.58 | 0.11063 | 8.8502 | 51.0725 | 2 | Education - Primary School | Existing | Oakland Area | PG&E
Com-Furnace-dHIR | DEER2014 | D05 v2.01 | 2013-08-01 | PGE | EPr | Ex | Any | CZ04 | Area-1kFP | 50 | 50000 | None | 0 | 0 | 0 | 0 | 0 | 6.31 | 0 | 0 | 0 | 0 | 0 | 5.1 | 30 | 0.17 | 13.6 | 17.516 | 0.089332 | 7.1465 | 11.28 | 0.057528 | 4.6022 | 88.6525 | 2 | Education - Primary School | Existing | San Jose-Reid (Sunnyvale for pre-2014) | PG&E
Com-Furnace-dHIR | DEER2014 | D05 v2.01 | 2013-08-01 | PGE | EPr | Ex | Any | CZ05 | Area-1kFP | 50 | 50000 | None | 0 | 0 | 0 | 0 | 0 | 4.98 | 0 | 0 | 0 | 0 | 0 | 4.02 | 30 | 0.134 | 10.72 | 17.516 | 0.070414 | 5.6331 | 11.28 | 0.045346 | 3.6276 | 88.6525 | 2 | Education - Primary School | Existing | Santa Maria Area | PG&E
Com-Furnace-dHIR | DEER2014 | D05 v2.01 | 2013-08-01 | PGE | EPr | Ex | Any | CZ11 | Area-1kFP | 50 | 50000 | None | 0 | 0 | 0 | 0 | 0 | 9.22 | 0 | 0 | 0 | 0 | 0 | 7.45 | 30 | 0.24833 | 19.8667 | 17.516 | 0.13049 | 10.4395 | 20.71 | 0.15429 | 12.3432 | 48.2859 | 2 | Education - Primary School | Existing | Red Bluff Area | PG&E
Com-Furnace-dHIR | DEER2014 | D05 v2.01 | 2013-08-01 | PGE | EPr | Ex | Any | CZ12 | Area-1kFP | 50 | 50000 | None | 0 | 0 | 0 | 0 | 0 | 8.54 | 0 | 0 | 0 | 0 | 0 | 6.9 | 30 | 0.23 | 18.4 | 17.516 | 0.12086 | 9.6688 | 20.37 | 0.14055 | 11.2442 | 49.0918 | 2 | Education - Primary School | Existing | Sacramento Area | PG&E
Com-Furnace-dHIR | DEER2014 | D05 v2.01 | 2013-08-01 | PGE | EPr | Ex | Any | CZ13 | Area-1kFP | 50 | 50000 | None | 0 | 0 | 0 | 0 | 0 | 6.2 | 0 | 0 | 0 | 0 | 0 | 5.01 | 30 | 0.167 | 13.36 | 17.516 | 0.087755 | 7.0204 | 30.37 | 0.15215 | 12.1723 | 32.9272 | 2 | Education - Primary School | Existing | Fresno Area | PG&E
Com-Furnace-dHIR | DEER2014 | D05 v2.01 | 2013-08-01 | PGE | EPr | Ex | Any | CZ16 | Area-1kFP | 50 | 50000 | None | 0 | 0 | 0 | 0 | 0 | 22 | 0 | 0 | 0 | 0 | 0 | 17.7 | 30 | 0.59 | 47.2 | 17.516 | 0.31003 | 24.8027 | 34.06 | 0.60286 | 48.229 | 29.36 | 2 | Education - Primary School | Existing | Blue Canyon (Mount Shasta for pre-2014) | PG&E
Com-Furnace-dHIR | DEER2014 | D05 v2.01 | 2013-08-01 | PGE | EPr | Ex | Any | IOU | Area-1kFP | 50 | 50000 | None | 0 | 0 | 0 | 0 | 0 | 7.54 | 0 | 0 | 0 | 0 | 0 | 6.09 | 30 | 0.203 | 16.24 | 17.516 | 0.10667 | 8.5338 | FALSE | 0 | 0 | #DIV/0! | 2 | Education - Primary School | Existing | IOU Territory | PG&E
Com-Furnace-dHIR | DEER2014 | D05 v2.01 | 2013-08-01 | PGE | ERC | Ex | Any | CZ01 | Area-1kFP | 1.92 | 1920 | None | 0 | 0 | 0 | 0 | 0 | 14 | 0 | 0 | 0 | 0 | 0 | 11.3 | 30 | 0.37667 | 30.1333 | 17.516 | 0.19793 | 15.8345 | 22.85 | 0.25821 | 20.6564 | 43.7637 | 2 | Education - Relocatable Classroom | Existing | Arcata Area | PG&E
Com-Furnace-dHIR | DEER2014 | D05 v2.01 | 2013-08-01 | PGE | ERC | Ex | Any | CZ02 | Area-1kFP | 1.92 | 1920 | None | 0 | 0 | 0 | 0 | 0 | 13.3 | 0 | 0 | 0 | 0 | 0 | 10.7 | 30 | 0.35667 | 28.5333 | 17.516 | 0.18742 | 14.9937 | 13.16 | 0.14081 | 11.265 | 75.9878 | 2 | Education - Relocatable Classroom | Existing | Santa Rosa Area | PG&E
Com-Furnace-dHIR | DEER2014 | D05 v2.01 | 2013-08-01 | PGE | ERC | Ex | Any | CZ03 | Area-1kFP | 1.92 | 1920 | None | 0 | 0 | 0 | 0 | 0 | 9.19 | 0 | 0 | 0 | 0 | 0 | 7.43 | 30 | 0.24767 | 19.8133 | 17.516 | 0.13014 | 10.4115 | 19.58 | 0.14548 | 11.6384 | 51.0725 | 2 | Education - Relocatable Classroom | Existing | Oakland Area | PG&E
Com-Furnace-dHIR | DEER2014 | D05 v2.01 | 2013-08-01 | PGE | ERC | Ex | Any | CZ04 | Area-1kFP | 1.92 | 1920 | None | 0 | 0 | 0 | 0 | 0 | 8.7 | 0 | 0 | 0 | 0 | 0 | 7.03 | 30 | 0.23433 | 18.7467 | 17.516 | 0.12314 | 9.851 | 11.28 | 0.079298 | 6.3439 | 88.6525 | 2 | Education - Relocatable Classroom | Existing | San Jose-Reid (Sunnyvale for pre-2014) | PG&E
Com-Furnace-dHIR | DEER2014 | D05 v2.01 | 2013-08-01 | PGE | ERC | Ex | Any | CZ05 | Area-1kFP | 1.92 | 1920 | None | 0 | 0 | 0 | 0 | 0 | 6.94 | 0 | 0 | 0 | 0 | 0 | 5.61 | 30 | 0.187 | 14.96 | 17.516 | 0.098265 | 7.8612 | 11.28 | 0.063281 | 5.0625 | 88.6525 | 2 | Education - Relocatable Classroom | Existing | Santa Maria Area | PG&E
Com-Furnace-dHIR | DEER2014 | D05 v2.01 | 2013-08-01 | PGE | ERC | Ex | Any | CZ11 | Area-1kFP | 1.92 | 1920 | None | 0 | 0 | 0 | 0 | 0 | 13.1 | 0 | 0 | 0 | 0 | 0 | 10.6 | 30 | 0.35333 | 28.2667 | 17.516 | 0.18567 | 14.8536 | 20.71 | 0.21953 | 17.5621 | 48.2859 | 2 | Education - Relocatable Classroom | Existing | Red Bluff Area | PG&E
Com-Furnace-dHIR | DEER2014 | D05 v2.01 | 2013-08-01 | PGE | ERC | Ex | Any | CZ12 | Area-1kFP | 1.92 | 1920 | None | 0 | 0 | 0 | 0 | 0 | 11.7 | 0 | 0 | 0 | 0 | 0 | 9.47 | 30 | 0.31567 | 25.2533 | 17.516 | 0.16588 | 13.2701 | 20.37 | 0.1929 | 15.4323 | 49.0918 | 2 | Education - Relocatable Classroom | Existing | Sacramento Area | PG&E
Com-Furnace-dHIR | DEER2014 | D05 v2.01 | 2013-08-01 | PGE | ERC | Ex | Any | CZ13 | Area-1kFP | 1.92 | 1920 | None | 0 | 0 | 0 | 0 | 0 | 8.31 | 0 | 0 | 0 | 0 | 0 | 6.71 | 30 | 0.22367 | 17.8933 | 17.516 | 0.11753 | 9.4026 | 30.37 | 0.20378 | 16.3026 | 32.9272 | 2 | Education - Relocatable Classroom | Existing | Fresno Area | PG&E
Com-Furnace-dHIR | DEER2014 | D05 v2.01 | 2013-08-01 | PGE | ERC | Ex | Any | CZ16 | Area-1kFP | 1.92 | 1920 | None | 0 | 0 | 0 | 0 | 0 | 28.6 | 0 | 0 | 0 | 0 | 0 | 23.1 | 30 | 0.77 | 61.6 | 17.516 | 0.40462 | 32.3696 | 34.06 | 0.78679 | 62.9429 | 29.36 | 2 | Education - Relocatable Classroom | Existing | Blue Canyon (Mount Shasta for pre-2014) | PG&E
Com-Furnace-dHIR | DEER2014 | D05 v2.01 | 2013-08-01 | PGE | ERC | Ex | Any | IOU | Area-1kFP | 1.92 | 1920 | None | 0 | 0 | 0 | 0 | 0 | 10.3 | 0 | 0 | 0 | 0 | 0 | 8.3 | 30 | 0.27667 | 22.1333 | 17.516 | 0.14538 | 11.6306 | FALSE | 0 | 0 | #DIV/0! | 2 | Education - Relocatable Classroom | Existing | IOU Territory | PG&E
Com-Furnace-dHIR | DEER2014 | D05 v2.01 | 2013-08-01 | PGE | ESe | Ex | Any | CZ01 | Area-1kFP | 73.6 | 150000 | None | 0 | 0 | 0 | 0 | 0 | 17.1 | 0 | 0 | 0 | 0 | 0 | 13.8 | 30 | 0.46 | 36.8 | 17.516 | 0.24172 | 19.3377 | 22.85 | 0.31533 | 25.2264 | 43.7637 | 2 | Education - Secondary School | Existing | Arcata Area | PG&E
Com-Furnace-dHIR | DEER2014 | D05 v2.01 | 2013-08-01 | PGE | ESe | Ex | Any | CZ02 | Area-1kFP | 73.6 | 150000 | None | 0 | 0 | 0 | 0 | 0 | 11.4 | 0 | 0 | 0 | 0 | 0 | 9.2 | 30 | 0.30667 | 24.5333 | 17.516 | 0.16115 | 12.8918 | 13.16 | 0.12107 | 9.6858 | 75.9878 | 2 | Education - Secondary School | Existing | Santa Rosa Area | PG&E
Com-Furnace-dHIR | DEER2014 | D05 v2.01 | 2013-08-01 | PGE | ESe | Ex | Any | CZ03 | Area-1kFP | 73.6 | 150000 | None | 0 | 0 | 0 | 0 | 0 | 9.02 | 0 | 0 | 0 | 0 | 0 | 7.29 | 30 | 0.243 | 19.44 | 17.516 | 0.12769 | 10.2153 | 19.58 | 0.14274 | 11.4191 | 51.0725 | 2 | Education - Secondary School | Existing | Oakland Area | PG&E
Com-Furnace-dHIR | DEER2014 | D05 v2.01 | 2013-08-01 | PGE | ESe | Ex | Any | CZ04 | Area-1kFP | 73.6 | 150000 | None | 0 | 0 | 0 | 0 | 0 | 7.98 | 0 | 0 | 0 | 0 | 0 | 6.45 | 30 | 0.215 | 17.2 | 17.516 | 0.11298 | 9.0383 | 11.28 | 0.072756 | 5.8205 | 88.6525 | 2 | Education - Secondary School | Existing | San Jose-Reid (Sunnyvale for pre-2014) | PG&E
Com-Furnace-dHIR | DEER2014 | D05 v2.01 | 2013-08-01 | PGE | ESe | Ex | Any | CZ05 | Area-1kFP | 73.6 | 150000 | None | 0 | 0 | 0 | 0 | 0 | 5.68 | 0 | 0 | 0 | 0 | 0 | 4.59 | 30 | 0.153 | 12.24 | 17.516 | 0.080398 | 6.4319 | 11.28 | 0.051775 | 4.142 | 88.6525 | 2 | Education - Secondary School | Existing | Santa Maria Area | PG&E
Com-Furnace-dHIR | DEER2014 | D05 v2.01 | 2013-08-01 | PGE | ESe | Ex | Any | CZ11 | Area-1kFP | 73.6 | 150000 | None | 0 | 0 | 0 | 0 | 0 | 12.3 | 0 | 0 | 0 | 0 | 0 | 9.93 | 30 | 0.331 | 26.48 | 17.516 | 0.17393 | 13.9147 | 20.71 | 0.20565 | 16.452 | 48.2859 | 2 | Education - Secondary School | Existing | Red Bluff Area | PG&E
Com-Furnace-dHIR | DEER2014 | D05 v2.01 | 2013-08-01 | PGE | ESe | Ex | Any | CZ12 | Area-1kFP | 73.6 | 150000 | None | 0 | 0 | 0 | 0 | 0 | 11.5 | 0 | 0 | 0 | 0 | 0 | 9.27 | 30 | 0.309 | 24.72 | 17.516 | 0.16237 | 12.9899 | 20.37 | 0.18883 | 15.1064 | 49.0918 | 2 | Education - Secondary School | Existing | Sacramento Area | PG&E
Com-Furnace-dHIR | DEER2014 | D05 v2.01 | 2013-08-01 | PGE | ESe | Ex | Any | CZ13 | Area-1kFP | 73.6 | 150000 | None | 0 | 0 | 0 | 0 | 0 | 8.16 | 0 | 0 | 0 | 0 | 0 | 6.59 | 30 | 0.21967 | 17.5733 | 17.516 | 0.11543 | 9.2344 | 30.37 | 0.20014 | 16.0111 | 32.9272 | 2 | Education - Secondary School | Existing | Fresno Area | PG&E
Com-Furnace-dHIR | DEER2014 | D05 v2.01 | 2013-08-01 | PGE | ESe | Ex | Any | CZ16 | Area-1kFP | 73.6 | 150000 | None | 0 | 0 | 0 | 0 | 0 | 29.2 | 0 | 0 | 0 | 0 | 0 | 23.6 | 30 | 0.78667 | 62.9333 | 17.516 | 0.41338 | 33.0702 | 34.06 | 0.80382 | 64.3053 | 29.36 | 2 | Education - Secondary School | Existing | Blue Canyon (Mount Shasta for pre-2014) | PG&E
Com-Furnace-dHIR | DEER2014 | D05 v2.01 | 2013-08-01 | PGE | ESe | Ex | Any | IOU | Area-1kFP | 73.6 | 150000 | None | 0 | 0 | 0 | 0 | 0 | 9.86 | 0 | 0 | 0 | 0 | 0 | 7.96 | 30 | 0.26533 | 21.2267 | 17.516 | 0.13943 | 11.1542 | FALSE | 0 | 0 | #DIV/0! | 2 | Education - Secondary School | Existing | IOU Territory | PG&E
Com-Furnace-dHIR | DEER2014 | D05 v2.01 | 2013-08-01 | PGE | Gro | Ex | Any | CZ01 | Area-1kFP | 46.4 | 50000 | None | 0 | 0 | 0 | 0 | 0 | 42.5 | 0 | 0 | 0 | 0 | 0 | 34.3 | 20 | 1.715 | 137.2 | 47.608 | 1.633 | 130.6364 | 98.2 | 3.3683 | 269.4608 | 10.1833 | 2 | Grocery | Existing | Arcata Area | PG&E
Com-Furnace-dHIR | DEER2014 | D05 v2.01 | 2013-08-01 | PGE | Gro | Ex | Any | CZ02 | Area-1kFP | 46.4 | 50000 | None | 0 | 0 | 0 | 0 | 0 | 29.8 | 0 | 0 | 0 | 0 | 0 | 24.1 | 20 | 1.205 | 96.4 | 47.608 | 1.1474 | 91.7882 | 28.83 | 0.6948 | 55.5842 | 34.6861 | 2 | Grocery | Existing | Santa Rosa Area | PG&E
Com-Furnace-dHIR | DEER2014 | D05 v2.01 | 2013-08-01 | PGE | Gro | Ex | Any | CZ03 | Area-1kFP | 46.4 | 50000 | None | 0 | 0 | 0 | 0 | 0 | 27.7 | 0 | 0 | 0 | 0 | 0 | 22.4 | 20 | 1.12 | 89.6 | 47.608 | 1.0664 | 85.3135 | 41.4 | 0.92736 | 74.1888 | 24.1546 | 2 | Grocery | Existing | Oakland Area | PG&E
Com-Furnace-dHIR | DEER2014 | D05 v2.01 | 2013-08-01 | PGE | Gro | Ex | Any | CZ04 | Area-1kFP | 46.4 | 50000 | None | 0 | 0 | 0 | 0 | 0 | 24.9 | 0 | 0 | 0 | 0 | 0 | 20.1 | 20 | 1.005 | 80.4 | 47.608 | 0.95692 | 76.5537 | 39.9 | 0.80199 | 64.1592 | 25.0627 | 2 | Grocery | Existing | San Jose-Reid (Sunnyvale for pre-2014) | PG&E
Com-Furnace-dHIR | DEER2014 | D05 v2.01 | 2013-08-01 | PGE | Gro | Ex | Any | CZ05 | Area-1kFP | 46.4 | 50000 | None | 0 | 0 | 0 | 0 | 0 | 24.5 | 0 | 0 | 0 | 0 | 0 | 19.8 | 20 | 0.99 | 79.2 | 47.608 | 0.94264 | 75.4111 | 39.9 | 0.79002 | 63.2016 | 25.0627 | 2 | Grocery | Existing | Santa Maria Area | PG&E
Com-Furnace-dHIR | DEER2014 | D05 v2.01 | 2013-08-01 | PGE | Gro | Ex | Any | CZ11 | Area-1kFP | 46.4 | 50000 | None | 0 | 0 | 0 | 0 | 0 | 30.4 | 0 | 0 | 0 | 0 | 0 | 24.6 | 20 | 1.23 | 98.4 | 47.608 | 1.1712 | 93.6925 | 29.71 | 0.73087 | 58.4693 | 33.6587 | 2 | Grocery | Existing | Red Bluff Area | PG&E
Com-Furnace-dHIR | DEER2014 | D05 v2.01 | 2013-08-01 | PGE | Gro | Ex | Any | CZ12 | Area-1kFP | 46.4 | 50000 | None | 0 | 0 | 0 | 0 | 0 | 29.5 | 0 | 0 | 0 | 0 | 0 | 23.8 | 20 | 1.19 | 95.2 | 47.608 | 1.1331 | 90.6456 | 49.37 | 1.175 | 94.0005 | 20.2552 | 2 | Grocery | Existing | Sacramento Area | PG&E
Com-Furnace-dHIR | DEER2014 | D05 v2.01 | 2013-08-01 | PGE | Gro | Ex | Any | CZ13 | Area-1kFP | 46.4 | 50000 | None | 0 | 0 | 0 | 0 | 0 | 23.1 | 0 | 0 | 0 | 0 | 0 | 18.6 | 20 | 0.93 | 74.4 | 47.608 | 0.88551 | 70.8407 | 144.2 | 2.6821 | 214.5696 | 6.9348 | 2 | Grocery | Existing | Fresno Area | PG&E
Com-Furnace-dHIR | DEER2014 | D05 v2.01 | 2013-08-01 | PGE | Gro | Ex | Any | CZ16 | Area-1kFP | 46.4 | 50000 | None | 0 | 0 | 0 | 0 | 0 | 53.4 | 0 | 0 | 0 | 0 | 0 | 43.2 | 20 | 2.16 | 172.8 | 47.608 | 2.0567 | 164.5332 | 81.18 | 3.507 | 280.5581 | 12.3183 | 2 | Grocery | Existing | Blue Canyon (Mount Shasta for pre-2014) | PG&E
Com-Furnace-dHIR | DEER2014 | D05 v2.01 | 2013-08-01 | PGE | Gro | Ex | Any | IOU | Area-1kFP | 46.4 | 50000 | None | 0 | 0 | 0 | 0 | 0 | 27.8 | 0 | 0 | 0 | 0 | 0 | 22.4 | 20 | 1.12 | 89.6 | 47.608 | 1.0664 | 85.3135 | FALSE | 0 | 0 | #DIV/0! | 2 | Grocery | Existing | IOU Territory | PG&E
Com-Furnace-dHIR | DEER2014 | D05 v2.01 | 2013-08-01 | PGE | Hsp | Ex | Any | CZ01 | Area-1kFP | 1.87 | 250000 | None | 0 | 0 | 0 | 0 | 0 | 30.2 | 0 | 0 | 0 | 0 | 0 | 24.4 | 40 | 0.61 | 48.8 | 28.9 | 0.70516 | 56.4128 | 45.09 | 1.1002 | 88.0157 | 22.1779 | 2 | Health/Medical - Hospital | Existing | Arcata Area | PG&E
Com-Furnace-dHIR | DEER2014 | D05 v2.01 | 2013-08-01 | PGE | Hsp | Ex | Any | CZ02 | Area-1kFP | 1.87 | 250000 | None | 0 | 0 | 0 | 0 | 0 | 23.9 | 0 | 0 | 0 | 0 | 0 | 19.3 | 40 | 0.4825 | 38.6 | 28.9 | 0.55777 | 44.6216 | 17.1 | 0.33003 | 26.4024 | 58.4795 | 2 | Health/Medical - Hospital | Existing | Santa Rosa Area | PG&E
Com-Furnace-dHIR | DEER2014 | D05 v2.01 | 2013-08-01 | PGE | Hsp | Ex | Any | CZ03 | Area-1kFP | 1.87 | 250000 | None | 0 | 0 | 0 | 0 | 0 | 15.3 | 0 | 0 | 0 | 0 | 0 | 12.4 | 40 | 0.31 | 24.8 | 28.9 | 0.35836 | 28.6688 | 28.94 | 0.35886 | 28.7085 | 34.5543 | 2 | Health/Medical - Hospital | Existing | Oakland Area | PG&E
Com-Furnace-dHIR | DEER2014 | D05 v2.01 | 2013-08-01 | PGE | Hsp | Ex | Any | CZ04 | Area-1kFP | 1.87 | 250000 | None | 0 | 0 | 0 | 0 | 0 | 15.6 | 0 | 0 | 0 | 0 | 0 | 12.6 | 40 | 0.315 | 25.2 | 28.9 | 0.36414 | 29.1312 | 22.61 | 0.28489 | 22.7909 | 44.2282 | 2 | Health/Medical - Hospital | Existing | San Jose-Reid (Sunnyvale for pre-2014) | PG&E
Com-Furnace-dHIR | DEER2014 | D05 v2.01 | 2013-08-01 | PGE | Hsp | Ex | Any | CZ05 | Area-1kFP | 1.87 | 250000 | None | 0 | 0 | 0 | 0 | 0 | 12.1 | 0 | 0 | 0 | 0 | 0 | 9.79 | 40 | 0.24475 | 19.58 | 28.9 | 0.28293 | 22.6345 | 22.61 | 0.22135 | 17.7082 | 44.2282 | 2 | Health/Medical - Hospital | Existing | Santa Maria Area | PG&E
Com-Furnace-dHIR | DEER2014 | D05 v2.01 | 2013-08-01 | PGE | Hsp | Ex | Any | CZ11 | Area-1kFP | 1.87 | 250000 | None | 0 | 0 | 0 | 0 | 0 | 27.2 | 0 | 0 | 0 | 0 | 0 | 22 | 40 | 0.55 | 44 | 28.9 | 0.6358 | 50.864 | 30.76 | 0.67672 | 54.1376 | 32.5098 | 2 | Health/Medical - Hospital | Existing | Red Bluff Area | PG&E
Com-Furnace-dHIR | DEER2014 | D05 v2.01 | 2013-08-01 | PGE | Hsp | Ex | Any | CZ12 | Area-1kFP | 1.87 | 250000 | None | 0 | 0 | 0 | 0 | 0 | 24.6 | 0 | 0 | 0 | 0 | 0 | 19.9 | 40 | 0.4975 | 39.8 | 28.9 | 0.57511 | 46.0088 | 25 | 0.4975 | 39.8 | 40 | 2 | Health/Medical - Hospital | Existing | Sacramento Area | PG&E
Com-Furnace-dHIR | DEER2014 | D05 v2.01 | 2013-08-01 | PGE | Hsp | Ex | Any | CZ13 | Area-1kFP | 1.87 | 250000 | None | 0 | 0 | 0 | 0 | 0 | 18.8 | 0 | 0 | 0 | 0 | 0 | 15.2 | 40 | 0.38 | 30.4 | 28.9 | 0.43928 | 35.1424 | 38.36 | 0.58307 | 46.6458 | 26.0688 | 2 | Health/Medical - Hospital | Existing | Fresno Area | PG&E
Com-Furnace-dHIR | DEER2014 | D05 v2.01 | 2013-08-01 | PGE | Hsp | Ex | Any | CZ16 | Area-1kFP | 1.87 | 250000 | None | 0 | 0 | 0 | 0 | 0 | 67.7 | 0 | 0 | 0 | 0 | 0 | 54.7 | 40 | 1.3675 | 109.4 | 28.9 | 1.5808 | 126.4664 | 30.42 | 1.664 | 133.1179 | 32.8731 | 2 | Health/Medical - Hospital | Existing | Blue Canyon (Mount Shasta for pre-2014) | PG&E
Com-Furnace-dHIR | DEER2014 | D05 v2.01 | 2013-08-01 | PGE | Hsp | Ex | Any | IOU | Area-1kFP | 1.87 | 250000 | None | 0 | 0 | 0 | 0 | 0 | 19.9 | 0 | 0 | 0 | 0 | 0 | 16.1 | 40 | 0.4025 | 32.2 | 28.9 | 0.46529 | 37.2232 | FALSE | 0 | 0 | #DIV/0! | 2 | Health/Medical - Hospital | Existing | IOU Territory | PG&E
Com-Furnace-dHIR | DEER2014 | D05 v2.01 | 2013-08-01 | PGE | Htl | Ex | Any | CZ01 | Area-1kFP | 20.8 | 200000 | None | 0 | 0 | 0 | 0 | 0 | 1.85 | 0 | 0 | 0 | 0 | 0 | 1.5 | 40 | 0.0375 | 3 | 169.392 | 0.25409 | 20.327 | 170.84 | 0.25626 | 20.5008 | 5.8534 | 2 | Lodging - Hotel | Existing | Arcata Area | PG&E
Com-Furnace-dHIR | DEER2014 | D05 v2.01 | 2013-08-01 | PGE | Htl | Ex | Any | CZ02 | Area-1kFP | 20.8 | 200000 | None | 0 | 0 | 0 | 0 | 0 | 1.49 | 0 | 0 | 0 | 0 | 0 | 1.21 | 40 | 0.03025 | 2.42 | 169.392 | 0.20496 | 16.3971 | 522.31 | 0.632 | 50.5596 | 1.9146 | 2 | Lodging - Hotel | Existing | Santa Rosa Area | PG&E
Com-Furnace-dHIR | DEER2014 | D05 v2.01 | 2013-08-01 | PGE | Htl | Ex | Any | CZ03 | Area-1kFP | 20.8 | 200000 | None | 0 | 0 | 0 | 0 | 0 | 1.09 | 0 | 0 | 0 | 0 | 0 | 0.878 | 40 | 0.02195 | 1.756 | 169.392 | 0.14873 | 11.8981 | 58.44 | 0.05131 | 4.1048 | 17.1116 | 2 | Lodging - Hotel | Existing | Oakland Area | PG&E
Com-Furnace-dHIR | DEER2014 | D05 v2.01 | 2013-08-01 | PGE | Htl | Ex | Any | CZ04 | Area-1kFP | 20.8 | 200000 | None | 0 | 0 | 0 | 0 | 0 | 1.05 | 0 | 0 | 0 | 0 | 0 | 0.851 | 40 | 0.021275 | 1.702 | 169.392 | 0.14415 | 11.5322 | 48.45 | 0.041231 | 3.2985 | 20.6398 | 2 | Lodging - Hotel | Existing | San Jose-Reid (Sunnyvale for pre-2014) | PG&E
Com-Furnace-dHIR | DEER2014 | D05 v2.01 | 2013-08-01 | PGE | Htl | Ex | Any | CZ05 | Area-1kFP | 20.8 | 200000 | None | 0 | 0 | 0 | 0 | 0 | 0.913 | 0 | 0 | 0 | 0 | 0 | 0.738 | 40 | 0.01845 | 1.476 | 169.392 | 0.12501 | 10.0009 | 48.45 | 0.035756 | 2.8605 | 20.6398 | 2 | Lodging - Hotel | Existing | Santa Maria Area | PG&E
Com-Furnace-dHIR | DEER2014 | D05 v2.01 | 2013-08-01 | PGE | Htl | Ex | Any | CZ11 | Area-1kFP | 20.8 | 200000 | None | 0 | 0 | 0 | 0 | 0 | 1.49 | 0 | 0 | 0 | 0 | 0 | 1.2 | 40 | 0.03 | 2.4 | 169.392 | 0.20327 | 16.2616 | 46.92 | 0.056304 | 4.5043 | 21.3129 | 2 | Lodging - Hotel | Existing | Red Bluff Area | PG&E
Com-Furnace-dHIR | DEER2014 | D05 v2.01 | 2013-08-01 | PGE | Htl | Ex | Any | CZ12 | Area-1kFP | 20.8 | 200000 | None | 0 | 0 | 0 | 0 | 0 | 1.43 | 0 | 0 | 0 | 0 | 0 | 1.16 | 40 | 0.029 | 2.32 | 169.392 | 0.19649 | 15.7196 | 83.27 | 0.096593 | 7.7275 | 12.0091 | 2 | Lodging - Hotel | Existing | Sacramento Area | PG&E
Com-Furnace-dHIR | DEER2014 | D05 v2.01 | 2013-08-01 | PGE | Htl | Ex | Any | CZ13 | Area-1kFP | 20.8 | 200000 | None | 0 | 0 | 0 | 0 | 0 | 1.05 | 0 | 0 | 0 | 0 | 0 | 0.849 | 40 | 0.021225 | 1.698 | 169.392 | 0.14381 | 11.5051 | 62.9 | 0.053402 | 4.2722 | 15.8983 | 2 | Lodging - Hotel | Existing | Fresno Area | PG&E
Com-Furnace-dHIR | DEER2014 | D05 v2.01 | 2013-08-01 | PGE | Htl | Ex | Any | CZ16 | Area-1kFP | 20.8 | 200000 | None | 0 | 0 | 0 | 0 | 0 | 3.53 | 0 | 0 | 0 | 0 | 0 | 2.86 | 40 | 0.0715 | 5.72 | 169.392 | 0.48446 | 38.7569 | 115.48 | 0.33027 | 26.4218 | 8.6595 | 2 | Lodging - Hotel | Existing | Blue Canyon (Mount Shasta for pre-2014) | PG&E
Com-Furnace-dHIR | DEER2014 | D05 v2.01 | 2013-08-01 | PGE | Htl | Ex | Any | IOU | Area-1kFP | 20.8 | 200000 | None | 0 | 0 | 0 | 0 | 0 | 1.21 | 0 | 0 | 0 | 0 | 0 | 0.976 | 40 | 0.0244 | 1.952 | 169.392 | 0.16533 | 13.2261 | FALSE | 0 | 0 | #DIV/0! | 2 | Lodging - Hotel | Existing | IOU Territory | PG&E
Com-Furnace-dHIR | DEER2014 | D05 v2.01 | 2013-08-01 | PGE | MBT | Ex | Any | CZ01 | Area-1kFP | 200 | 200000 | None | 0 | 0 | 0 | 0 | 0 | 1.38 | 0 | 0 | 0 | 0 | 0 | 1.12 | 20 | 0.056 | 4.48 | 54.954 | 0.061548 | 4.9239 | 154.59 | 0.17314 | 13.8513 | 6.4687 | 2 | Manufacturing Biotech | Existing | Arcata Area | PG&E
Com-Furnace-dHIR | DEER2014 | D05 v2.01 | 2013-08-01 | PGE | MBT | Ex | Any | CZ02 | Area-1kFP | 200 | 200000 | None | 0 | 0 | 0 | 0 | 0 | 1.02 | 0 | 0 | 0 | 0 | 0 | 0.825 | 20 | 0.04125 | 3.3 | 54.954 | 0.045337 | 3.627 | 23.55 | 0.019429 | 1.5543 | 42.4628 | 2 | Manufacturing Biotech | Existing | Santa Rosa Area | PG&E
Com-Furnace-dHIR | DEER2014 | D05 v2.01 | 2013-08-01 | PGE | MBT | Ex | Any | CZ03 | Area-1kFP | 200 | 200000 | None | 0 | 0 | 0 | 0 | 0 | 0.658 | 0 | 0 | 0 | 0 | 0 | 0.532 | 20 | 0.0266 | 2.128 | 54.954 | 0.029236 | 2.3388 | 46.03 | 0.024488 | 1.959 | 21.725 | 2 | Manufacturing Biotech | Existing | Oakland Area | PG&E
Com-Furnace-dHIR | DEER2014 | D05 v2.01 | 2013-08-01 | PGE | MBT | Ex | Any | CZ04 | Area-1kFP | 200 | 200000 | None | 0 | 0 | 0 | 0 | 0 | 0.655 | 0 | 0 | 0 | 0 | 0 | 0.529 | 20 | 0.02645 | 2.116 | 54.954 | 0.029071 | 2.3257 | 26.43 | 0.013981 | 1.1185 | 37.8358 | 2 | Manufacturing Biotech | Existing | San Jose-Reid (Sunnyvale for pre-2014) | PG&E
Com-Furnace-dHIR | DEER2014 | D05 v2.01 | 2013-08-01 | PGE | MBT | Ex | Any | CZ05 | Area-1kFP | 200 | 200000 | None | 0 | 0 | 0 | 0 | 0 | 0.559 | 0 | 0 | 0 | 0 | 0 | 0.451 | 20 | 0.02255 | 1.804 | 54.954 | 0.024784 | 1.9827 | 26.43 | 0.01192 | 0.95359 | 37.8358 | 2 | Manufacturing Biotech | Existing | Santa Maria Area | PG&E
Com-Furnace-dHIR | DEER2014 | D05 v2.01 | 2013-08-01 | PGE | MBT | Ex | Any | CZ11 | Area-1kFP | 200 | 200000 | None | 0 | 0 | 0 | 0 | 0 | 1.26 | 0 | 0 | 0 | 0 | 0 | 1.02 | 20 | 0.051 | 4.08 | 54.954 | 0.056053 | 4.4842 | 24.17 | 0.024653 | 1.9723 | 41.3736 | 2 | Manufacturing Biotech | Existing | Red Bluff Area | PG&E
Com-Furnace-dHIR | DEER2014 | D05 v2.01 | 2013-08-01 | PGE | MBT | Ex | Any | CZ12 | Area-1kFP | 200 | 200000 | None | 0 | 0 | 0 | 0 | 0 | 1.08 | 0 | 0 | 0 | 0 | 0 | 0.875 | 20 | 0.04375 | 3.5 | 54.954 | 0.048085 | 3.8468 | 28.78 | 0.025183 | 2.0146 | 34.7464 | 2 | Manufacturing Biotech | Existing | Sacramento Area | PG&E
Com-Furnace-dHIR | DEER2014 | D05 v2.01 | 2013-08-01 | PGE | MBT | Ex | Any | CZ13 | Area-1kFP | 200 | 200000 | None | 0 | 0 | 0 | 0 | 0 | 0.82 | 0 | 0 | 0 | 0 | 0 | 0.662 | 20 | 0.0331 | 2.648 | 54.954 | 0.03638 | 2.9104 | 50.01 | 0.033107 | 2.6485 | 19.996 | 2 | Manufacturing Biotech | Existing | Fresno Area | PG&E
Com-Furnace-dHIR | DEER2014 | D05 v2.01 | 2013-08-01 | PGE | MBT | Ex | Any | CZ16 | Area-1kFP | 200 | 200000 | None | 0 | 0 | 0 | 0 | 0 | 3.89 | 0 | 0 | 0 | 0 | 0 | 3.14 | 20 | 0.157 | 12.56 | 54.954 | 0.17256 | 13.8044 | 55.47 | 0.17418 | 13.9341 | 18.0278 | 2 | Manufacturing Biotech | Existing | Blue Canyon (Mount Shasta for pre-2014) | PG&E
Com-Furnace-dHIR | DEER2014 | D05 v2.01 | 2013-08-01 | PGE | MBT | Ex | Any | IOU | Area-1kFP | 200 | 200000 | None | 0 | 0 | 0 | 0 | 0 | 0.851 | 0 | 0 | 0 | 0 | 0 | 0.688 | 20 | 0.0344 | 2.752 | 54.954 | 0.037808 | 3.0247 | FALSE | 0 | 0 | #DIV/0! | 2 | Manufacturing Biotech | Existing | IOU Territory | PG&E
Com-Furnace-dHIR | DEER2014 | D05 v2.01 | 2013-08-01 | PGE | MLI | Ex | Any | CZ01 | Area-1kFP | 100 | 100000 | None | 0 | 0 | 0 | 0 | 0 | 7.53 | 0 | 0 | 0 | 0 | 0 | 6.08 | 20 | 0.304 | 24.32 | 54.954 | 0.33412 | 26.7296 | 154.59 | 0.93991 | 75.1926 | 6.4687 | 2 | Manufacturing Light Industrial | Existing | Arcata Area | PG&E
Com-Furnace-dHIR | DEER2014 | D05 v2.01 | 2013-08-01 | PGE | MLI | Ex | Any | CZ02 | Area-1kFP | 100 | 100000 | None | 0 | 0 | 0 | 0 | 0 | 5.15 | 0 | 0 | 0 | 0 | 0 | 4.16 | 20 | 0.208 | 16.64 | 54.954 | 0.22861 | 18.2887 | 23.55 | 0.097968 | 7.8374 | 42.4628 | 2 | Manufacturing Light Industrial | Existing | Santa Rosa Area | PG&E
Com-Furnace-dHIR | DEER2014 | D05 v2.01 | 2013-08-01 | PGE | MLI | Ex | Any | CZ03 | Area-1kFP | 100 | 100000 | None | 0 | 0 | 0 | 0 | 0 | 4.03 | 0 | 0 | 0 | 0 | 0 | 3.25 | 20 | 0.1625 | 13 | 54.954 | 0.1786 | 14.288 | 46.03 | 0.1496 | 11.9678 | 21.725 | 2 | Manufacturing Light Industrial | Existing | Oakland Area | PG&E
Com-Furnace-dHIR | DEER2014 | D05 v2.01 | 2013-08-01 | PGE | MLI | Ex | Any | CZ04 | Area-1kFP | 100 | 100000 | None | 0 | 0 | 0 | 0 | 0 | 4.04 | 0 | 0 | 0 | 0 | 0 | 3.26 | 20 | 0.163 | 13.04 | 54.954 | 0.17915 | 14.332 | 26.43 | 0.086162 | 6.8929 | 37.8358 | 2 | Manufacturing Light Industrial | Existing | San Jose-Reid (Sunnyvale for pre-2014) | PG&E
Com-Furnace-dHIR | DEER2014 | D05 v2.01 | 2013-08-01 | PGE | MLI | Ex | Any | CZ05 | Area-1kFP | 100 | 100000 | None | 0 | 0 | 0 | 0 | 0 | 2.5 | 0 | 0 | 0 | 0 | 0 | 2.02 | 20 | 0.101 | 8.08 | 54.954 | 0.11101 | 8.8806 | 26.43 | 0.053389 | 4.2711 | 37.8358 | 2 | Manufacturing Light Industrial | Existing | Santa Maria Area | PG&E
Com-Furnace-dHIR | DEER2014 | D05 v2.01 | 2013-08-01 | PGE | MLI | Ex | Any | CZ11 | Area-1kFP | 100 | 100000 | None | 0 | 0 | 0 | 0 | 0 | 7.21 | 0 | 0 | 0 | 0 | 0 | 5.83 | 20 | 0.2915 | 23.32 | 54.954 | 0.32038 | 25.6305 | 24.17 | 0.14091 | 11.2729 | 41.3736 | 2 | Manufacturing Light Industrial | Existing | Red Bluff Area | PG&E
Com-Furnace-dHIR | DEER2014 | D05 v2.01 | 2013-08-01 | PGE | MLI | Ex | Any | CZ12 | Area-1kFP | 100 | 100000 | None | 0 | 0 | 0 | 0 | 0 | 6.45 | 0 | 0 | 0 | 0 | 0 | 5.21 | 20 | 0.2605 | 20.84 | 54.954 | 0.28631 | 22.9048 | 28.78 | 0.14994 | 11.9955 | 34.7464 | 2 | Manufacturing Light Industrial | Existing | Sacramento Area | PG&E
Com-Furnace-dHIR | DEER2014 | D05 v2.01 | 2013-08-01 | PGE | MLI | Ex | Any | CZ13 | Area-1kFP | 100 | 100000 | None | 0 | 0 | 0 | 0 | 0 | 4.78 | 0 | 0 | 0 | 0 | 0 | 3.86 | 20 | 0.193 | 15.44 | 54.954 | 0.21212 | 16.9698 | 50.01 | 0.19304 | 15.4431 | 19.996 | 2 | Manufacturing Light Industrial | Existing | Fresno Area | PG&E
Com-Furnace-dHIR | DEER2014 | D05 v2.01 | 2013-08-01 | PGE | MLI | Ex | Any | CZ16 | Area-1kFP | 100 | 100000 | None | 0 | 0 | 0 | 0 | 0 | 17.4 | 0 | 0 | 0 | 0 | 0 | 14.1 | 20 | 0.705 | 56.4 | 54.954 | 0.77485 | 61.9881 | 55.47 | 0.78213 | 62.5702 | 18.0278 | 2 | Manufacturing Light Industrial | Existing | Blue Canyon (Mount Shasta for pre-2014) | PG&E
Com-Furnace-dHIR | DEER2014 | D05 v2.01 | 2013-08-01 | PGE | MLI | Ex | Any | IOU | Area-1kFP | 100 | 100000 | None | 0 | 0 | 0 | 0 | 0 | 4.96 | 0 | 0 | 0 | 0 | 0 | 4 | 20 | 0.2 | 16 | 54.954 | 0.21982 | 17.5853 | FALSE | 0 | 0 | #DIV/0! | 2 | Manufacturing Light Industrial | Existing | IOU Territory | PG&E
Com-Furnace-dHIR | DEER2014 | D05 v2.01 | 2013-08-01 | PGE | Nrs | Ex | Any | CZ01 | Area-1kFP | 2.7 | 60000 | None | 0 | 0 | 0 | 0 | 0 | 35.5 | 0 | 0 | 0 | 0 | 0 | 28.7 | 50 | 0.574 | 45.92 | 28.9 | 0.82943 | 66.3544 | 45.09 | 1.2941 | 103.5266 | 22.1779 | 2 | Health/Medical - Nursing Home | Existing | Arcata Area | PG&E
Com-Furnace-dHIR | DEER2014 | D05 v2.01 | 2013-08-01 | PGE | Nrs | Ex | Any | CZ02 | Area-1kFP | 2.7 | 60000 | None | 0 | 0 | 0 | 0 | 0 | 28.6 | 0 | 0 | 0 | 0 | 0 | 23.1 | 50 | 0.462 | 36.96 | 28.9 | 0.66759 | 53.4072 | 17.1 | 0.39501 | 31.6008 | 58.4795 | 2 | Health/Medical - Nursing Home | Existing | Santa Rosa Area | PG&E
Com-Furnace-dHIR | DEER2014 | D05 v2.01 | 2013-08-01 | PGE | Nrs | Ex | Any | CZ03 | Area-1kFP | 2.7 | 60000 | None | 0 | 0 | 0 | 0 | 0 | 20 | 0 | 0 | 0 | 0 | 0 | 16.2 | 50 | 0.324 | 25.92 | 28.9 | 0.46818 | 37.4544 | 28.94 | 0.46883 | 37.5062 | 34.5543 | 2 | Health/Medical - Nursing Home | Existing | Oakland Area | PG&E
Com-Furnace-dHIR | DEER2014 | D05 v2.01 | 2013-08-01 | PGE | Nrs | Ex | Any | CZ04 | Area-1kFP | 2.7 | 60000 | None | 0 | 0 | 0 | 0 | 0 | 19.3 | 0 | 0 | 0 | 0 | 0 | 15.6 | 50 | 0.312 | 24.96 | 28.9 | 0.45084 | 36.0672 | 22.61 | 0.35272 | 28.2173 | 44.2282 | 2 | Health/Medical - Nursing Home | Existing | San Jose-Reid (Sunnyvale for pre-2014) | PG&E
Com-Furnace-dHIR | DEER2014 | D05 v2.01 | 2013-08-01 | PGE | Nrs | Ex | Any | CZ05 | Area-1kFP | 2.7 | 60000 | None | 0 | 0 | 0 | 0 | 0 | 18.2 | 0 | 0 | 0 | 0 | 0 | 14.7 | 50 | 0.294 | 23.52 | 28.9 | 0.42483 | 33.9864 | 22.61 | 0.33237 | 26.5894 | 44.2282 | 2 | Health/Medical - Nursing Home | Existing | Santa Maria Area | PG&E
Com-Furnace-dHIR | DEER2014 | D05 v2.01 | 2013-08-01 | PGE | Nrs | Ex | Any | CZ11 | Area-1kFP | 2.7 | 60000 | None | 0 | 0 | 0 | 0 | 0 | 29.5 | 0 | 0 | 0 | 0 | 0 | 23.9 | 50 | 0.478 | 38.24 | 28.9 | 0.69071 | 55.2568 | 30.76 | 0.73516 | 58.8131 | 32.5098 | 2 | Health/Medical - Nursing Home | Existing | Red Bluff Area | PG&E
Com-Furnace-dHIR | DEER2014 | D05 v2.01 | 2013-08-01 | PGE | Nrs | Ex | Any | CZ12 | Area-1kFP | 2.7 | 60000 | None | 0 | 0 | 0 | 0 | 0 | 27.3 | 0 | 0 | 0 | 0 | 0 | 22.1 | 50 | 0.442 | 35.36 | 28.9 | 0.63869 | 51.0952 | 25 | 0.5525 | 44.2 | 40 | 2 | Health/Medical - Nursing Home | Existing | Sacramento Area | PG&E
Com-Furnace-dHIR | DEER2014 | D05 v2.01 | 2013-08-01 | PGE | Nrs | Ex | Any | CZ13 | Area-1kFP | 2.7 | 60000 | None | 0 | 0 | 0 | 0 | 0 | 21 | 0 | 0 | 0 | 0 | 0 | 17 | 50 | 0.34 | 27.2 | 28.9 | 0.4913 | 39.304 | 38.36 | 0.65212 | 52.1696 | 26.0688 | 2 | Health/Medical - Nursing Home | Existing | Fresno Area | PG&E
Com-Furnace-dHIR | DEER2014 | D05 v2.01 | 2013-08-01 | PGE | Nrs | Ex | Any | CZ16 | Area-1kFP | 2.7 | 60000 | None | 0 | 0 | 0 | 0 | 0 | 69 | 0 | 0 | 0 | 0 | 0 | 55.7 | 50 | 1.114 | 89.12 | 28.9 | 1.6097 | 128.7784 | 30.42 | 1.6944 | 135.5515 | 32.8731 | 2 | Health/Medical - Nursing Home | Existing | Blue Canyon (Mount Shasta for pre-2014) | PG&E
Com-Furnace-dHIR | DEER2014 | D05 v2.01 | 2013-08-01 | PGE | Nrs | Ex | Any | IOU | Area-1kFP | 2.7 | 60000 | None | 0 | 0 | 0 | 0 | 0 | 23.5 | 0 | 0 | 0 | 0 | 0 | 19 | 50 | 0.38 | 30.4 | 28.9 | 0.5491 | 43.928 | FALSE | 0 | 0 | #DIV/0! | 2 | Health/Medical - Nursing Home | Existing | IOU Territory | PG&E
Com-Furnace-dHIR | DEER2014 | D05 v2.01 | 2013-08-01 | PGE | OfS | Ex | Any | CZ01 | Area-1kFP | 10 | 10000 | None | 0 | 0 | 0 | 0 | 0 | 4.77 | 0 | 0 | 0 | 0 | 0 | 3.86 | 40 | 0.0965 | 7.72 | 22.886 | 0.08834 | 7.0672 | 24.08 | 0.092949 | 7.4359 | 41.5282 | 2 | Office - Small | Existing | Arcata Area | PG&E
Com-Furnace-dHIR | DEER2014 | D05 v2.01 | 2013-08-01 | PGE | OfS | Ex | Any | CZ02 | Area-1kFP | 10 | 10000 | None | 0 | 0 | 0 | 0 | 0 | 4.57 | 0 | 0 | 0 | 0 | 0 | 3.69 | 40 | 0.09225 | 7.38 | 22.886 | 0.084449 | 6.7559 | 19.05 | 0.070295 | 5.6236 | 52.4934 | 2 | Office - Small | Existing | Santa Rosa Area | PG&E
Com-Furnace-dHIR | DEER2014 | D05 v2.01 | 2013-08-01 | PGE | OfS | Ex | Any | CZ03 | Area-1kFP | 10 | 10000 | None | 0 | 0 | 0 | 0 | 0 | 2.65 | 0 | 0 | 0 | 0 | 0 | 2.14 | 40 | 0.0535 | 4.28 | 22.886 | 0.048976 | 3.9181 | 28.96 | 0.061974 | 4.958 | 34.5304 | 2 | Office - Small | Existing | Oakland Area | PG&E
Com-Furnace-dHIR | DEER2014 | D05 v2.01 | 2013-08-01 | PGE | OfS | Ex | Any | CZ04 | Area-1kFP | 10 | 10000 | None | 0 | 0 | 0 | 0 | 0 | 2.79 | 0 | 0 | 0 | 0 | 0 | 2.26 | 40 | 0.0565 | 4.52 | 22.886 | 0.051722 | 4.1378 | 24.9 | 0.056274 | 4.5019 | 40.1606 | 2 | Office - Small | Existing | San Jose-Reid (Sunnyvale for pre-2014) | PG&E
Com-Furnace-dHIR | DEER2014 | D05 v2.01 | 2013-08-01 | PGE | OfS | Ex | Any | CZ05 | Area-1kFP | 10 | 10000 | None | 0 | 0 | 0 | 0 | 0 | 1.33 | 0 | 0 | 0 | 0 | 0 | 1.08 | 40 | 0.027 | 2.16 | 22.886 | 0.024717 | 1.9774 | 24.9 | 0.026892 | 2.1514 | 40.1606 | 2 | Office - Small | Existing | Santa Maria Area | PG&E
Com-Furnace-dHIR | DEER2014 | D05 v2.01 | 2013-08-01 | PGE | OfS | Ex | Any | CZ11 | Area-1kFP | 10 | 10000 | None | 0 | 0 | 0 | 0 | 0 | 7.71 | 0 | 0 | 0 | 0 | 0 | 6.23 | 40 | 0.15575 | 12.46 | 22.886 | 0.14258 | 11.4064 | 17.44 | 0.10865 | 8.6921 | 57.3394 | 2 | Office - Small | Existing | Red Bluff Area | PG&E
Com-Furnace-dHIR | DEER2014 | D05 v2.01 | 2013-08-01 | PGE | OfS | Ex | Any | CZ12 | Area-1kFP | 10 | 10000 | None | 0 | 0 | 0 | 0 | 0 | 5.96 | 0 | 0 | 0 | 0 | 0 | 4.81 | 40 | 0.12025 | 9.62 | 22.886 | 0.11008 | 8.8065 | 42.67 | 0.20524 | 16.4194 | 23.4357 | 2 | Office - Small | Existing | Sacramento Area | PG&E
Com-Furnace-dHIR | DEER2014 | D05 v2.01 | 2013-08-01 | PGE | OfS | Ex | Any | CZ13 | Area-1kFP | 10 | 10000 | None | 0 | 0 | 0 | 0 | 0 | 4.29 | 0 | 0 | 0 | 0 | 0 | 3.47 | 40 | 0.08675 | 6.94 | 22.886 | 0.079414 | 6.3532 | 190.85 | 0.66225 | 52.98 | 5.2397 | 2 | Office - Small | Existing | Fresno Area | PG&E
Com-Furnace-dHIR | DEER2014 | D05 v2.01 | 2013-08-01 | PGE | OfS | Ex | Any | CZ16 | Area-1kFP | 10 | 10000 | None | 0 | 0 | 0 | 0 | 0 | 17.2 | 0 | 0 | 0 | 0 | 0 | 13.9 | 40 | 0.3475 | 27.8 | 22.886 | 0.31812 | 25.4492 | 26.75 | 0.37183 | 29.746 | 37.3832 | 2 | Office - Small | Existing | Blue Canyon (Mount Shasta for pre-2014) | PG&E
Com-Furnace-dHIR | DEER2014 | D05 v2.01 | 2013-08-01 | PGE | OfS | Ex | Any | IOU | Area-1kFP | 10 | 10000 | None | 0 | 0 | 0 | 0 | 0 | 4.3 | 0 | 0 | 0 | 0 | 0 | 3.47 | 40 | 0.08675 | 6.94 | 22.886 | 0.079414 | 6.3532 | FALSE | 0 | 0 | #DIV/0! | 2 | Office - Small | Existing | IOU Territory | PG&E
Com-Furnace-dHIR | DEER2014 | D05 v2.01 | 2013-08-01 | PGE | RFF | Ex | Any | CZ01 | Area-1kFP | 2 | 2000 | None | 0 | 0 | 0 | 0 | 0 | 65 | 0 | 0 | 0 | 0 | 0 | 52.6 | 30 | 1.7533 | 140.2667 | 29.368 | 1.5448 | 123.5805 | 51.55 | 2.7115 | 216.9224 | 19.3986 | 2 | Restaurant - Fast-Food | Existing | Arcata Area | PG&E
Com-Furnace-dHIR | DEER2014 | D05 v2.01 | 2013-08-01 | PGE | RFF | Ex | Any | CZ02 | Area-1kFP | 2 | 2000 | None | 0 | 0 | 0 | 0 | 0 | 47 | 0 | 0 | 0 | 0 | 0 | 37.9 | 30 | 1.2633 | 101.0667 | 29.368 | 1.113 | 89.0438 | 19.5 | 0.73905 | 59.124 | 51.2821 | 2 | Restaurant - Fast-Food | Existing | Santa Rosa Area | PG&E
Com-Furnace-dHIR | DEER2014 | D05 v2.01 | 2013-08-01 | PGE | RFF | Ex | Any | CZ03 | Area-1kFP | 2 | 2000 | None | 0 | 0 | 0 | 0 | 0 | 37.1 | 0 | 0 | 0 | 0 | 0 | 30 | 30 | 1 | 80 | 29.368 | 0.88104 | 70.4832 | 40.18 | 1.2054 | 96.432 | 24.888 | 2 | Restaurant - Fast-Food | Existing | Oakland Area | PG&E
Com-Furnace-dHIR | DEER2014 | D05 v2.01 | 2013-08-01 | PGE | RFF | Ex | Any | CZ04 | Area-1kFP | 2 | 2000 | None | 0 | 0 | 0 | 0 | 0 | 32.8 | 0 | 0 | 0 | 0 | 0 | 26.5 | 30 | 0.88333 | 70.6667 | 29.368 | 0.77825 | 62.2602 | 18.65 | 0.49422 | 39.538 | 53.6193 | 2 | Restaurant - Fast-Food | Existing | San Jose-Reid (Sunnyvale for pre-2014) | PG&E
Com-Furnace-dHIR | DEER2014 | D05 v2.01 | 2013-08-01 | PGE | RFF | Ex | Any | CZ05 | Area-1kFP | 2 | 2000 | None | 0 | 0 | 0 | 0 | 0 | 27.1 | 0 | 0 | 0 | 0 | 0 | 21.9 | 30 | 0.73 | 58.4 | 29.368 | 0.64316 | 51.4527 | 18.65 | 0.40843 | 32.6748 | 53.6193 | 2 | Restaurant - Fast-Food | Existing | Santa Maria Area | PG&E
Com-Furnace-dHIR | DEER2014 | D05 v2.01 | 2013-08-01 | PGE | RFF | Ex | Any | CZ11 | Area-1kFP | 2 | 2000 | None | 0 | 0 | 0 | 0 | 0 | 51.4 | 0 | 0 | 0 | 0 | 0 | 41.5 | 30 | 1.3833 | 110.6667 | 29.368 | 1.2188 | 97.5018 | 16.96 | 0.70384 | 56.3072 | 58.9623 | 2 | Restaurant - Fast-Food | Existing | Red Bluff Area | PG&E
Com-Furnace-dHIR | DEER2014 | D05 v2.01 | 2013-08-01 | PGE | RFF | Ex | Any | CZ12 | Area-1kFP | 2 | 2000 | None | 0 | 0 | 0 | 0 | 0 | 46.9 | 0 | 0 | 0 | 0 | 0 | 37.9 | 30 | 1.2633 | 101.0667 | 29.368 | 1.113 | 89.0438 | 23.2 | 0.87928 | 70.3424 | 43.1034 | 2 | Restaurant - Fast-Food | Existing | Sacramento Area | PG&E
Com-Furnace-dHIR | DEER2014 | D05 v2.01 | 2013-08-01 | PGE | RFF | Ex | Any | CZ13 | Area-1kFP | 2 | 2000 | None | 0 | 0 | 0 | 0 | 0 | 36.2 | 0 | 0 | 0 | 0 | 0 | 29.2 | 30 | 0.97333 | 77.8667 | 29.368 | 0.85755 | 68.6036 | 23.63 | 0.69 | 55.1997 | 42.3191 | 2 | Restaurant - Fast-Food | Existing | Fresno Area | PG&E
Com-Furnace-dHIR | DEER2014 | D05 v2.01 | 2013-08-01 | PGE | RFF | Ex | Any | CZ16 | Area-1kFP | 2 | 2000 | None | 0 | 0 | 0 | 0 | 0 | 113 | 0 | 0 | 0 | 0 | 0 | 91.3 | 30 | 3.0433 | 243.4667 | 29.368 | 2.6813 | 214.5039 | 19.06 | 1.7402 | 139.2142 | 52.4659 | 2 | Restaurant - Fast-Food | Existing | Blue Canyon (Mount Shasta for pre-2014) | PG&E
Com-Furnace-dHIR | DEER2014 | D05 v2.01 | 2013-08-01 | PGE | RFF | Ex | Any | IOU | Area-1kFP | 2 | 2000 | None | 0 | 0 | 0 | 0 | 0 | 41.1 | 0 | 0 | 0 | 0 | 0 | 33.2 | 30 | 1.1067 | 88.5333 | 29.368 | 0.97502 | 78.0014 | FALSE | 0 | 0 | #DIV/0! | 2 | Restaurant - Fast-Food | Existing | IOU Territory | PG&E
Com-Furnace-dHIR | DEER2014 | D05 v2.01 | 2013-08-01 | PGE | RSD | Ex | Any | CZ01 | Area-1kFP | 4 | 4000 | None | 0 | 0 | 0 | 0 | 0 | 57 | 0 | 0 | 0 | 0 | 0 | 46 | 40 | 1.15 | 92 | 29.368 | 1.3509 | 108.0742 | 51.55 | 2.3713 | 189.704 | 19.3986 | 2 | Restaurant - Sit-Down | Existing | Arcata Area | PG&E
Com-Furnace-dHIR | DEER2014 | D05 v2.01 | 2013-08-01 | PGE | RSD | Ex | Any | CZ02 | Area-1kFP | 4 | 4000 | None | 0 | 0 | 0 | 0 | 0 | 40.7 | 0 | 0 | 0 | 0 | 0 | 32.8 | 40 | 0.82 | 65.6 | 29.368 | 0.96327 | 77.0616 | 19.5 | 0.6396 | 51.168 | 51.2821 | 2 | Restaurant - Sit-Down | Existing | Santa Rosa Area | PG&E
Com-Furnace-dHIR | DEER2014 | D05 v2.01 | 2013-08-01 | PGE | RSD | Ex | Any | CZ03 | Area-1kFP | 4 | 4000 | None | 0 | 0 | 0 | 0 | 0 | 33.7 | 0 | 0 | 0 | 0 | 0 | 27.2 | 40 | 0.68 | 54.4 | 29.368 | 0.79881 | 63.9048 | 40.18 | 1.0929 | 87.4317 | 24.888 | 2 | Restaurant - Sit-Down | Existing | Oakland Area | PG&E
Com-Furnace-dHIR | DEER2014 | D05 v2.01 | 2013-08-01 | PGE | RSD | Ex | Any | CZ04 | Area-1kFP | 4 | 4000 | None | 0 | 0 | 0 | 0 | 0 | 29.5 | 0 | 0 | 0 | 0 | 0 | 23.9 | 40 | 0.5975 | 47.8 | 29.368 | 0.7019 | 56.1516 | 18.65 | 0.44573 | 35.6588 | 53.6193 | 2 | Restaurant - Sit-Down | Existing | San Jose-Reid (Sunnyvale for pre-2014) | PG&E
Com-Furnace-dHIR | DEER2014 | D05 v2.01 | 2013-08-01 | PGE | RSD | Ex | Any | CZ05 | Area-1kFP | 4 | 4000 | None | 0 | 0 | 0 | 0 | 0 | 27.1 | 0 | 0 | 0 | 0 | 0 | 21.9 | 40 | 0.5475 | 43.8 | 29.368 | 0.64316 | 51.4527 | 18.65 | 0.40843 | 32.6748 | 53.6193 | 2 | Restaurant - Sit-Down | Existing | Santa Maria Area | PG&E
Com-Furnace-dHIR | DEER2014 | D05 v2.01 | 2013-08-01 | PGE | RSD | Ex | Any | CZ11 | Area-1kFP | 4 | 4000 | None | 0 | 0 | 0 | 0 | 0 | 39.9 | 0 | 0 | 0 | 0 | 0 | 32.2 | 40 | 0.805 | 64.4 | 29.368 | 0.94565 | 75.652 | 16.96 | 0.54611 | 43.689 | 58.9623 | 2 | Restaurant - Sit-Down | Existing | Red Bluff Area | PG&E
Com-Furnace-dHIR | DEER2014 | D05 v2.01 | 2013-08-01 | PGE | RSD | Ex | Any | CZ12 | Area-1kFP | 4 | 4000 | None | 0 | 0 | 0 | 0 | 0 | 37.9 | 0 | 0 | 0 | 0 | 0 | 30.6 | 40 | 0.765 | 61.2 | 29.368 | 0.89866 | 71.8929 | 23.2 | 0.70992 | 56.7936 | 43.1034 | 2 | Restaurant - Sit-Down | Existing | Sacramento Area | PG&E
Com-Furnace-dHIR | DEER2014 | D05 v2.01 | 2013-08-01 | PGE | RSD | Ex | Any | CZ13 | Area-1kFP | 4 | 4000 | None | 0 | 0 | 0 | 0 | 0 | 29.5 | 0 | 0 | 0 | 0 | 0 | 23.8 | 40 | 0.595 | 47.6 | 29.368 | 0.69896 | 55.9167 | 23.63 | 0.56239 | 44.9915 | 42.3191 | 2 | Restaurant - Sit-Down | Existing | Fresno Area | PG&E
Com-Furnace-dHIR | DEER2014 | D05 v2.01 | 2013-08-01 | PGE | RSD | Ex | Any | CZ16 | Area-1kFP | 4 | 4000 | None | 0 | 0 | 0 | 0 | 0 | 88.5 | 0 | 0 | 0 | 0 | 0 | 71.5 | 40 | 1.7875 | 143 | 29.368 | 2.0998 | 167.985 | 19.06 | 1.3628 | 109.0232 | 52.4659 | 2 | Restaurant - Sit-Down | Existing | Blue Canyon (Mount Shasta for pre-2014) | PG&E
Com-Furnace-dHIR | DEER2014 | D05 v2.01 | 2013-08-01 | PGE | RSD | Ex | Any | IOU | Area-1kFP | 4 | 4000 | None | 0 | 0 | 0 | 0 | 0 | 35.1 | 0 | 0 | 0 | 0 | 0 | 28.3 | 40 | 0.7075 | 56.6 | 29.368 | 0.83111 | 66.4892 | FALSE | 0 | 0 | #DIV/0! | 2 | Restaurant - Sit-Down | Existing | IOU Territory | PG&E
Com-Furnace-dHIR | DEER2014 | D05 v2.01 | 2013-08-01 | PGE | RtL | Ex | Any | CZ01 | Area-1kFP | 131 | 131000 | None | 0 | 0 | 0 | 0 | 0 | 7.16 | 0 | 0 | 0 | 0 | 0 | 5.78 | 20 | 0.289 | 23.12 | 35.628 | 0.20593 | 16.4744 | 38.33 | 0.22155 | 17.7238 | 26.0892 | 2 | Retail - Single-Story Large | Existing | Arcata Area | PG&E
Com-Furnace-dHIR | DEER2014 | D05 v2.01 | 2013-08-01 | PGE | RtL | Ex | Any | CZ02 | Area-1kFP | 131 | 131000 | None | 0 | 0 | 0 | 0 | 0 | 5.83 | 0 | 0 | 0 | 0 | 0 | 4.71 | 20 | 0.2355 | 18.84 | 35.628 | 0.16781 | 13.4246 | 31.53 | 0.14851 | 11.8805 | 31.7158 | 2 | Retail - Single-Story Large | Existing | Santa Rosa Area | PG&E
Com-Furnace-dHIR | DEER2014 | D05 v2.01 | 2013-08-01 | PGE | RtL | Ex | Any | CZ03 | Area-1kFP | 131 | 131000 | None | 0 | 0 | 0 | 0 | 0 | 4.02 | 0 | 0 | 0 | 0 | 0 | 3.25 | 20 | 0.1625 | 13 | 35.628 | 0.11579 | 9.2633 | 46.55 | 0.15129 | 12.103 | 21.4823 | 2 | Retail - Single-Story Large | Existing | Oakland Area | PG&E
Com-Furnace-dHIR | DEER2014 | D05 v2.01 | 2013-08-01 | PGE | RtL | Ex | Any | CZ04 | Area-1kFP | 131 | 131000 | None | 0 | 0 | 0 | 0 | 0 | 3.93 | 0 | 0 | 0 | 0 | 0 | 3.17 | 20 | 0.1585 | 12.68 | 35.628 | 0.11294 | 9.0353 | 38.8 | 0.123 | 9.8397 | 25.7732 | 2 | Retail - Single-Story Large | Existing | San Jose-Reid (Sunnyvale for pre-2014) | PG&E
Com-Furnace-dHIR | DEER2014 | D05 v2.01 | 2013-08-01 | PGE | RtL | Ex | Any | CZ05 | Area-1kFP | 131 | 131000 | None | 0 | 0 | 0 | 0 | 0 | 2.87 | 0 | 0 | 0 | 0 | 0 | 2.32 | 20 | 0.116 | 9.28 | 35.628 | 0.082657 | 6.6126 | 38.8 | 0.090016 | 7.2013 | 25.7732 | 2 | Retail - Single-Story Large | Existing | Santa Maria Area | PG&E
Com-Furnace-dHIR | DEER2014 | D05 v2.01 | 2013-08-01 | PGE | RtL | Ex | Any | CZ11 | Area-1kFP | 131 | 131000 | None | 0 | 0 | 0 | 0 | 0 | 7.05 | 0 | 0 | 0 | 0 | 0 | 5.7 | 20 | 0.285 | 22.8 | 35.628 | 0.20308 | 16.2464 | 22.93 | 0.1307 | 10.4561 | 43.611 | 2 | Retail - Single-Story Large | Existing | Red Bluff Area | PG&E
Com-Furnace-dHIR | DEER2014 | D05 v2.01 | 2013-08-01 | PGE | RtL | Ex | Any | CZ12 | Area-1kFP | 131 | 131000 | None | 0 | 0 | 0 | 0 | 0 | 6.19 | 0 | 0 | 0 | 0 | 0 | 5 | 20 | 0.25 | 20 | 35.628 | 0.17814 | 14.2512 | 46.85 | 0.23425 | 18.74 | 21.3447 | 2 | Retail - Single-Story Large | Existing | Sacramento Area | PG&E
Com-Furnace-dHIR | DEER2014 | D05 v2.01 | 2013-08-01 | PGE | RtL | Ex | Any | CZ13 | Area-1kFP | 131 | 131000 | None | 0 | 0 | 0 | 0 | 0 | 4.64 | 0 | 0 | 0 | 0 | 0 | 3.75 | 20 | 0.1875 | 15 | 35.628 | 0.13361 | 10.6884 | 89.42 | 0.33532 | 26.826 | 11.1832 | 2 | Retail - Single-Story Large | Existing | Fresno Area | PG&E
Com-Furnace-dHIR | DEER2014 | D05 v2.01 | 2013-08-01 | PGE | RtL | Ex | Any | CZ16 | Area-1kFP | 131 | 131000 | None | 0 | 0 | 0 | 0 | 0 | 20.5 | 0 | 0 | 0 | 0 | 0 | 16.6 | 20 | 0.83 | 66.4 | 35.628 | 0.59142 | 47.314 | 70.08 | 1.1633 | 93.0662 | 14.2694 | 2 | Retail - Single-Story Large | Existing | Blue Canyon (Mount Shasta for pre-2014) | PG&E
Com-Furnace-dHIR | DEER2014 | D05 v2.01 | 2013-08-01 | PGE | RtL | Ex | Any | IOU | Area-1kFP | 131 | 131000 | None | 0 | 0 | 0 | 0 | 0 | 4.95 | 0 | 0 | 0 | 0 | 0 | 4 | 20 | 0.2 | 16 | 35.628 | 0.14251 | 11.401 | FALSE | 0 | 0 | #DIV/0! | 2 | Retail - Single-Story Large | Existing | IOU Territory | PG&E
Com-Furnace-dHIR | DEER2014 | D05 v2.01 | 2013-08-01 | PGE | RtS | Ex | Any | CZ01 | Area-1kFP | 8 | 8000 | None | 0 | 0 | 0 | 0 | 0 | 14.3 | 0 | 0 | 0 | 0 | 0 | 11.6 | 30 | 0.38667 | 30.9333 | 35.628 | 0.41328 | 33.0628 | 38.33 | 0.44463 | 35.5702 | 26.0892 | 2 | Retail - Small | Existing | Arcata Area | PG&E
Com-Furnace-dHIR | DEER2014 | D05 v2.01 | 2013-08-01 | PGE | RtS | Ex | Any | CZ02 | Area-1kFP | 8 | 8000 | None | 0 | 0 | 0 | 0 | 0 | 11 | 0 | 0 | 0 | 0 | 0 | 8.92 | 30 | 0.29733 | 23.7867 | 35.628 | 0.3178 | 25.4241 | 31.53 | 0.28125 | 22.4998 | 31.7158 | 2 | Retail - Small | Existing | Santa Rosa Area | PG&E
Com-Furnace-dHIR | DEER2014 | D05 v2.01 | 2013-08-01 | PGE | RtS | Ex | Any | CZ03 | Area-1kFP | 8 | 8000 | None | 0 | 0 | 0 | 0 | 0 | 8.3 | 0 | 0 | 0 | 0 | 0 | 6.7 | 30 | 0.22333 | 17.8667 | 35.628 | 0.23871 | 19.0966 | 46.55 | 0.31188 | 24.9508 | 21.4823 | 2 | Retail - Small | Existing | Oakland Area | PG&E
Com-Furnace-dHIR | DEER2014 | D05 v2.01 | 2013-08-01 | PGE | RtS | Ex | Any | CZ04 | Area-1kFP | 8 | 8000 | None | 0 | 0 | 0 | 0 | 0 | 7.72 | 0 | 0 | 0 | 0 | 0 | 6.24 | 30 | 0.208 | 16.64 | 35.628 | 0.22232 | 17.7855 | 38.8 | 0.24211 | 19.369 | 25.7732 | 2 | Retail - Small | Existing | San Jose-Reid (Sunnyvale for pre-2014) | PG&E
Com-Furnace-dHIR | DEER2014 | D05 v2.01 | 2013-08-01 | PGE | RtS | Ex | Any | CZ05 | Area-1kFP | 8 | 8000 | None | 0 | 0 | 0 | 0 | 0 | 5.73 | 0 | 0 | 0 | 0 | 0 | 4.63 | 30 | 0.15433 | 12.3467 | 35.628 | 0.16496 | 13.1966 | 38.8 | 0.17964 | 14.3715 | 25.7732 | 2 | Retail - Small | Existing | Santa Maria Area | PG&E
Com-Furnace-dHIR | DEER2014 | D05 v2.01 | 2013-08-01 | PGE | RtS | Ex | Any | CZ11 | Area-1kFP | 8 | 8000 | None | 0 | 0 | 0 | 0 | 0 | 14.7 | 0 | 0 | 0 | 0 | 0 | 11.8 | 30 | 0.39333 | 31.4667 | 35.628 | 0.42041 | 33.6328 | 22.93 | 0.27057 | 21.6459 | 43.611 | 2 | Retail - Small | Existing | Red Bluff Area | PG&E
Com-Furnace-dHIR | DEER2014 | D05 v2.01 | 2013-08-01 | PGE | RtS | Ex | Any | CZ12 | Area-1kFP | 8 | 8000 | None | 0 | 0 | 0 | 0 | 0 | 12.7 | 0 | 0 | 0 | 0 | 0 | 10.3 | 30 | 0.34333 | 27.4667 | 35.628 | 0.36697 | 29.3575 | 46.85 | 0.48256 | 38.6044 | 21.3447 | 2 | Retail - Small | Existing | Sacramento Area | PG&E
Com-Furnace-dHIR | DEER2014 | D05 v2.01 | 2013-08-01 | PGE | RtS | Ex | Any | CZ13 | Area-1kFP | 8 | 8000 | None | 0 | 0 | 0 | 0 | 0 | 9.42 | 0 | 0 | 0 | 0 | 0 | 7.61 | 30 | 0.25367 | 20.2933 | 35.628 | 0.27113 | 21.6903 | 89.42 | 0.68049 | 54.4389 | 11.1832 | 2 | Retail - Small | Existing | Fresno Area | PG&E
Com-Furnace-dHIR | DEER2014 | D05 v2.01 | 2013-08-01 | PGE | RtS | Ex | Any | CZ16 | Area-1kFP | 8 | 8000 | None | 0 | 0 | 0 | 0 | 0 | 32.2 | 0 | 0 | 0 | 0 | 0 | 26 | 30 | 0.86667 | 69.3333 | 35.628 | 0.92633 | 74.1062 | 70.08 | 1.8221 | 145.7664 | 14.2694 | 2 | Retail - Small | Existing | Blue Canyon (Mount Shasta for pre-2014) | PG&E
Com-Furnace-dHIR | DEER2014 | D05 v2.01 | 2013-08-01 | PGE | RtS | Ex | Any | IOU | Area-1kFP | 8 | 8000 | None | 0 | 0 | 0 | 0 | 0 | 10 | 0 | 0 | 0 | 0 | 0 | 8.1 | 30 | 0.27 | 21.6 | 35.628 | 0.28859 | 23.0869 | FALSE | 0 | 0 | #DIV/0! | 2 | Retail - Small | Existing | IOU Territory | PG&E
Com-Furnace-dHIR | DEER2014 | D05 v2.01 | 2013-08-01 | PGE | SCn | Ex | Any | CZ01 | Area-1kFP | 500 | 500000 | None | 0 | 0 | 0 | 0 | 0 | 11 | 0 | 0 | 0 | 0 | 0 | 8.91 | 30 | 0.297 | 23.76 | 89.345 | 0.79606 | 63.6851 | 89.345 | 0.79606 | 63.6851 | 11.1926 | 2 | Storage - Conditioned | Existing | Arcata Area | PG&E
Com-Furnace-dHIR | DEER2014 | D05 v2.01 | 2013-08-01 | PGE | SCn | Ex | Any | CZ02 | Area-1kFP | 500 | 500000 | None | 0 | 0 | 0 | 0 | 0 | 7.47 | 0 | 0 | 0 | 0 | 0 | 6.04 | 30 | 0.20133 | 16.1067 | 89.345 | 0.53964 | 43.1715 | 74.03 | 0.44714 | 35.7713 | 13.508 | 2 | Storage - Conditioned | Existing | Santa Rosa Area | PG&E
Com-Furnace-dHIR | DEER2014 | D05 v2.01 | 2013-08-01 | PGE | SCn | Ex | Any | CZ03 | Area-1kFP | 500 | 500000 | None | 0 | 0 | 0 | 0 | 0 | 6.27 | 0 | 0 | 0 | 0 | 0 | 5.07 | 30 | 0.169 | 13.52 | 89.345 | 0.45298 | 36.2383 | 127.74 | 0.64764 | 51.8113 | 7.8284 | 2 | Storage - Conditioned | Existing | Oakland Area | PG&E
Com-Furnace-dHIR | DEER2014 | D05 v2.01 | 2013-08-01 | PGE | SCn | Ex | Any | CZ04 | Area-1kFP | 500 | 500000 | None | 0 | 0 | 0 | 0 | 0 | 5.93 | 0 | 0 | 0 | 0 | 0 | 4.79 | 30 | 0.15967 | 12.7733 | 89.345 | 0.42796 | 34.237 | 73.62 | 0.35264 | 28.2112 | 13.5833 | 2 | Storage - Conditioned | Existing | San Jose-Reid (Sunnyvale for pre-2014) | PG&E
Com-Furnace-dHIR | DEER2014 | D05 v2.01 | 2013-08-01 | PGE | SCn | Ex | Any | CZ05 | Area-1kFP | 500 | 500000 | None | 0 | 0 | 0 | 0 | 0 | 4.34 | 0 | 0 | 0 | 0 | 0 | 3.51 | 30 | 0.117 | 9.36 | 89.345 | 0.3136 | 25.0881 | 73.62 | 0.25841 | 20.6725 | 13.5833 | 2 | Storage - Conditioned | Existing | Santa Maria Area | PG&E
Com-Furnace-dHIR | DEER2014 | D05 v2.01 | 2013-08-01 | PGE | SCn | Ex | Any | CZ11 | Area-1kFP | 500 | 500000 | None | 0 | 0 | 0 | 0 | 0 | 8.78 | 0 | 0 | 0 | 0 | 0 | 7.1 | 30 | 0.23667 | 18.9333 | 89.345 | 0.63435 | 50.748 | 81.99 | 0.58213 | 46.5703 | 12.1966 | 2 | Storage - Conditioned | Existing | Red Bluff Area | PG&E
Com-Furnace-dHIR | DEER2014 | D05 v2.01 | 2013-08-01 | PGE | SCn | Ex | Any | CZ12 | Area-1kFP | 500 | 500000 | None | 0 | 0 | 0 | 0 | 0 | 8.06 | 0 | 0 | 0 | 0 | 0 | 6.51 | 30 | 0.217 | 17.36 | 89.345 | 0.58164 | 46.5309 | 669.98 | 4.3616 | 348.9256 | 1.4926 | 2 | Storage - Conditioned | Existing | Sacramento Area | PG&E
Com-Furnace-dHIR | DEER2014 | D05 v2.01 | 2013-08-01 | PGE | SCn | Ex | Any | CZ13 | Area-1kFP | 500 | 500000 | None | 0 | 0 | 0 | 0 | 0 | 6.3 | 0 | 0 | 0 | 0 | 0 | 5.09 | 30 | 0.16967 | 13.5733 | 89.345 | 0.45477 | 36.3813 | 65.57 | 0.33375 | 26.7001 | 15.2509 | 2 | Storage - Conditioned | Existing | Fresno Area | PG&E
Com-Furnace-dHIR | DEER2014 | D05 v2.01 | 2013-08-01 | PGE | SCn | Ex | Any | CZ16 | Area-1kFP | 500 | 500000 | None | 0 | 0 | 0 | 0 | 0 | 19.6 | 0 | 0 | 0 | 0 | 0 | 15.8 | 30 | 0.52667 | 42.1333 | 89.345 | 1.4117 | 112.9321 | 255.69 | 4.0399 | 323.1922 | 3.911 | 2 | Storage - Conditioned | Existing | Blue Canyon (Mount Shasta for pre-2014) | PG&E
Com-Furnace-dHIR | DEER2014 | D05 v2.01 | 2013-08-01 | PGE | SCn | Ex | Any | IOU | Area-1kFP | 500 | 500000 | None | 0 | 0 | 0 | 0 | 0 | 7 | 0 | 0 | 0 | 0 | 0 | 5.66 | 30 | 0.18867 | 15.0933 | 89.345 | 0.50569 | 40.4554 | FALSE | 0 | 0 | #DIV/0! | 2 | Storage - Conditioned | Existing | IOU Territory | PG&E
Com-Furnace-dHIR | DEER2014 | D05 v2.01 | 2013-08-01 | PGE | WRf | Ex | Any | CZ01 | Area-1kFP | 2 | 100000 | None | 0 | 0 | 0 | 0 | 0 | 4.32 | 0 | 0 | 0 | 0 | 0 | 3.49 | 20 | 0.1745 | 13.96 | 585.19 | 2.0423 | 163.385 | 585.19 | 2.0423 | 163.385 | 1.7088 | 2 | Warehouse - Refrigerated | Existing | Arcata Area | PG&E
Com-Furnace-dHIR | DEER2014 | D05 v2.01 | 2013-08-01 | PGE | WRf | Ex | Any | CZ02 | Area-1kFP | 2 | 100000 | None | 0 | 0 | 0 | 0 | 0 | 2.32 | 0 | 0 | 0 | 0 | 0 | 1.87 | 20 | 0.0935 | 7.48 | 585.19 | 1.0943 | 87.5444 | 161.39 | 0.3018 | 24.1439 | 6.1962 | 2 | Warehouse - Refrigerated | Existing | Santa Rosa Area | PG&E
Com-Furnace-dHIR | DEER2014 | D05 v2.01 | 2013-08-01 | PGE | WRf | Ex | Any | CZ03 | Area-1kFP | 2 | 100000 | None | 0 | 0 | 0 | 0 | 0 | 1.51 | 0 | 0 | 0 | 0 | 0 | 1.22 | 20 | 0.061 | 4.88 | 585.19 | 0.71393 | 57.1145 | 150.25 | 0.1833 | 14.6644 | 6.6556 | 2 | Warehouse - Refrigerated | Existing | Oakland Area | PG&E
Com-Furnace-dHIR | DEER2014 | D05 v2.01 | 2013-08-01 | PGE | WRf | Ex | Any | CZ04 | Area-1kFP | 2 | 100000 | None | 0 | 0 | 0 | 0 | 0 | 1.27 | 0 | 0 | 0 | 0 | 0 | 1.02 | 20 | 0.051 | 4.08 | 585.19 | 0.59689 | 47.7515 | 1544.25 | 1.5751 | 126.0108 | 0.64756 | 2 | Warehouse - Refrigerated | Existing | San Jose-Reid (Sunnyvale for pre-2014) | PG&E
Com-Furnace-dHIR | DEER2014 | D05 v2.01 | 2013-08-01 | PGE | WRf | Ex | Any | CZ05 | Area-1kFP | 2 | 100000 | None | 0 | 0 | 0 | 0 | 0 | 0.716 | 0 | 0 | 0 | 0 | 0 | 0.578 | 20 | 0.0289 | 2.312 | 585.19 | 0.33824 | 27.0592 | 1544.25 | 0.89258 | 71.4061 | 0.64756 | 2 | Warehouse - Refrigerated | Existing | Santa Maria Area | PG&E
Com-Furnace-dHIR | DEER2014 | D05 v2.01 | 2013-08-01 | PGE | WRf | Ex | Any | CZ11 | Area-1kFP | 2 | 100000 | None | 0 | 0 | 0 | 0 | 0 | 4.7 | 0 | 0 | 0 | 0 | 0 | 3.79 | 20 | 0.1895 | 15.16 | 585.19 | 2.2179 | 177.4296 | 484.87 | 1.8377 | 147.0126 | 2.0624 | 2 | Warehouse - Refrigerated | Existing | Red Bluff Area | PG&E
Com-Furnace-dHIR | DEER2014 | D05 v2.01 | 2013-08-01 | PGE | WRf | Ex | Any | CZ12 | Area-1kFP | 2 | 100000 | None | 0 | 0 | 0 | 0 | 0 | 3.43 | 0 | 0 | 0 | 0 | 0 | 2.78 | 20 | 0.139 | 11.12 | 585.19 | 1.6268 | 130.1463 | 248.22 | 0.69005 | 55.2041 | 4.0287 | 2 | Warehouse - Refrigerated | Existing | Sacramento Area | PG&E
Com-Furnace-dHIR | DEER2014 | D05 v2.01 | 2013-08-01 | PGE | WRf | Ex | Any | CZ13 | Area-1kFP | 2 | 100000 | None | 0 | 0 | 0 | 0 | 0 | 2.31 | 0 | 0 | 0 | 0 | 0 | 1.87 | 20 | 0.0935 | 7.48 | 585.19 | 1.0943 | 87.5444 | 94.62 | 0.17694 | 14.1552 | 10.5686 | 2 | Warehouse - Refrigerated | Existing | Fresno Area | PG&E
Com-Furnace-dHIR | DEER2014 | D05 v2.01 | 2013-08-01 | PGE | WRf | Ex | Any | CZ16 | Area-1kFP | 2 | 100000 | None | 0 | 0 | 0 | 0 | 0 | 16.7 | 0 | 0 | 0 | 0 | 0 | 13.5 | 20 | 0.675 | 54 | 585.19 | 7.9001 | 632.0052 | 172.83 | 2.3332 | 186.6564 | 5.786 | 2 | Warehouse - Refrigerated | Existing | Blue Canyon (Mount Shasta for pre-2014) | PG&E
Com-Furnace-dHIR | DEER2014 | D05 v2.01 | 2013-08-01 | PGE | WRf | Ex | Any | IOU | Area-1kFP | 2 | 100000 | None | 0 | 0 | 0 | 0 | 0 | 2.25 | 0 | 0 | 0 | 0 | 0 | 1.82 | 20 | 0.091 | 7.28 | 585.19 | 1.065 | 85.2037 | FALSE | 0 | 0 | #DIV/0! | 2 | Warehouse - Refrigerated | Existing | IOU Territory | PG&E
Com-Furnace-dHIR | DEER2014 | D05 v2.01 | 2013-08-01 | SCE | Asm | Ex | Any | CZ05 | Area-1kFP | 34 | 34000 | None | 0 | 0 | 0 | 0 | 0 | 55 | 0 | 0 | 0 | 0 | 0 | 44.4 | 30 | 1.48 | 118.4 | 38.545 | 1.7114 | 136.9118 | 36.98 | 1.6419 | 131.353 | 27.0416 | 2 | Assembly | Existing | Santa Maria Area | SCE
Com-Furnace-dHIR | DEER2014 | D05 v2.01 | 2013-08-01 | SCE | Asm | Ex | Any | CZ06 | Area-1kFP | 34 | 34000 | None | 0 | 0 | 0 | 0 | 0 | 30.7 | 0 | 0 | 0 | 0 | 0 | 24.8 | 30 | 0.82667 | 66.1333 | 38.545 | 0.95592 | 76.4733 | 47.98 | 1.1899 | 95.1923 | 20.842 | 2 | Assembly | Existing | Torrance (Los Angeles for pre-2014) | SCE
Com-Furnace-dHIR | DEER2014 | D05 v2.01 | 2013-08-01 | SCE | Asm | Ex | Any | CZ08 | Area-1kFP | 34 | 34000 | None | 0 | 0 | 0 | 0 | 0 | 33.1 | 0 | 0 | 0 | 0 | 0 | 26.8 | 30 | 0.89333 | 71.4667 | 38.545 | 1.033 | 82.6405 | 47.98 | 1.2859 | 102.8691 | 20.842 | 2 | Assembly | Existing | Fullerton (El Toro for pre-2014) | SCE
Com-Furnace-dHIR | DEER2014 | D05 v2.01 | 2013-08-01 | SCE | Asm | Ex | Any | CZ09 | Area-1kFP | 34 | 34000 | None | 0 | 0 | 0 | 0 | 0 | 28.4 | 0 | 0 | 0 | 0 | 0 | 22.9 | 30 | 0.76333 | 61.0667 | 38.545 | 0.88268 | 70.6144 | 34.61 | 0.79257 | 63.4055 | 28.8934 | 2 | Assembly | Existing | Burbank-Glendale (Pasadena for pre-2014) | SCE
Com-Furnace-dHIR | DEER2014 | D05 v2.01 | 2013-08-01 | SCE | Asm | Ex | Any | CZ10 | Area-1kFP | 34 | 34000 | None | 0 | 0 | 0 | 0 | 0 | 37.7 | 0 | 0 | 0 | 0 | 0 | 30.5 | 30 | 1.0167 | 81.3333 | 38.545 | 1.1756 | 94.0498 | 44.86 | 1.3682 | 109.4584 | 22.2916 | 2 | Assembly | Existing | Riverside | SCE
Com-Furnace-dHIR | DEER2014 | D05 v2.01 | 2013-08-01 | SCE | Asm | Ex | Any | CZ13 | Area-1kFP | 34 | 34000 | None | 0 | 0 | 0 | 0 | 0 | 51.8 | 0 | 0 | 0 | 0 | 0 | 41.9 | 30 | 1.3967 | 111.7333 | 38.545 | 1.615 | 129.2028 | 53.58 | 2.245 | 179.6002 | 18.6637 | 2 | Assembly | Existing | Fresno Area | SCE
Com-Furnace-dHIR | DEER2014 | D05 v2.01 | 2013-08-01 | SCE | Asm | Ex | Any | CZ14 | Area-1kFP | 34 | 34000 | None | 0 | 0 | 0 | 0 | 0 | 64.9 | 0 | 0 | 0 | 0 | 0 | 52.4 | 30 | 1.7467 | 139.7333 | 38.545 | 2.0198 | 161.5806 | 44.86 | 2.3507 | 188.0531 | 22.2916 | 2 | Assembly | Existing | Palmdale (China Lake for pre-2014) | SCE
Com-Furnace-dHIR | DEER2014 | D05 v2.01 | 2013-08-01 | SCE | Asm | Ex | Any | CZ15 | Area-1kFP | 34 | 34000 | None | 0 | 0 | 0 | 0 | 0 | 18.3 | 0 | 0 | 0 | 0 | 0 | 14.8 | 30 | 0.49333 | 39.4667 | 38.545 | 0.57047 | 45.6373 | 41.25 | 0.6105 | 48.84 | 24.2424 | 2 | Assembly | Existing | Palm Springs-Intl (El Centro for pre-2014) | SCE
Com-Furnace-dHIR | DEER2014 | D05 v2.01 | 2013-08-01 | SCE | Asm | Ex | Any | CZ16 | Area-1kFP | 34 | 34000 | None | 0 | 0 | 0 | 0 | 0 | 144 | 0 | 0 | 0 | 0 | 0 | 116 | 30 | 3.8667 | 309.3333 | 38.545 | 4.4712 | 357.6976 | 34.61 | 4.0148 | 321.1808 | 28.8934 | 2 | Assembly | Existing | Blue Canyon (Mount Shasta for pre-2014) | SCE
Com-Furnace-dHIR | DEER2014 | D05 v2.01 | 2013-08-01 | SCE | Asm | Ex | Any | IOU | Area-1kFP | 34 | 34000 | None | 0 | 0 | 0 | 0 | 0 | 35.9 | 0 | 0 | 0 | 0 | 0 | 29 | 30 | 0.96667 | 77.3333 | 38.545 | 1.1178 | 89.4244 | FALSE | 0 | 0 | #DIV/0! | 2 | Assembly | Existing | IOU Territory | SCE
Com-Furnace-dHIR | DEER2014 | D05 v2.01 | 2013-08-01 | SCE | Com | Ex | Any | CZ05 | Area-1kFP | 49.1 | 105000 | None | 0 | 0 | 0 | 0 | 0 | 13.4 | 0 | 0 | 0 | 0 | 0 | 10.8 | 40 | 0.27 | 21.6 | 38.545 | 0.41629 | 33.3029 | 36.98 | 0.39938 | 31.9507 | 27.0416 | 2 | Commercial | Existing | Santa Maria Area | SCE
Com-Furnace-dHIR | DEER2014 | D05 v2.01 | 2013-08-01 | SCE | Com | Ex | Any | CZ06 | Area-1kFP | 92.3 | 126000 | None | 0 | 0 | 0 | 0 | 0 | 6.62 | 0 | 0 | 0 | 0 | 0 | 5.35 | 40 | 0.13375 | 10.7 | 38.545 | 0.20622 | 16.4973 | 47.98 | 0.25669 | 20.5354 | 20.842 | 2 | Commercial | Existing | Torrance (Los Angeles for pre-2014) | SCE
Com-Furnace-dHIR | DEER2014 | D05 v2.01 | 2013-08-01 | SCE | Com | Ex | Any | CZ08 | Area-1kFP | 131 | 158000 | None | 0 | 0 | 0 | 0 | 0 | 6.6 | 0 | 0 | 0 | 0 | 0 | 5.33 | 40 | 0.13325 | 10.66 | 38.545 | 0.20544 | 16.4356 | 47.98 | 0.25573 | 20.4587 | 20.842 | 2 | Commercial | Existing | Fullerton (El Toro for pre-2014) | SCE
Com-Furnace-dHIR | DEER2014 | D05 v2.01 | 2013-08-01 | SCE | Com | Ex | Any | CZ09 | Area-1kFP | 101 | 126000 | None | 0 | 0 | 0 | 0 | 0 | 6.07 | 0 | 0 | 0 | 0 | 0 | 4.9 | 40 | 0.1225 | 9.8 | 38.545 | 0.18887 | 15.1096 | 34.61 | 0.16959 | 13.5671 | 28.8934 | 2 | Commercial | Existing | Burbank-Glendale (Pasadena for pre-2014) | SCE
Com-Furnace-dHIR | DEER2014 | D05 v2.01 | 2013-08-01 | SCE | Com | Ex | Any | CZ10 | Area-1kFP | 146 | 164000 | None | 0 | 0 | 0 | 0 | 0 | 7.03 | 0 | 0 | 0 | 0 | 0 | 5.68 | 40 | 0.142 | 11.36 | 38.545 | 0.21894 | 17.5148 | 44.86 | 0.2548 | 20.3844 | 22.2916 | 2 | Commercial | Existing | Riverside | SCE
Com-Furnace-dHIR | DEER2014 | D05 v2.01 | 2013-08-01 | SCE | Com | Ex | Any | CZ13 | Area-1kFP | 82.6 | 112000 | None | 0 | 0 | 0 | 0 | 0 | 12.2 | 0 | 0 | 0 | 0 | 0 | 9.82 | 40 | 0.2455 | 19.64 | 38.545 | 0.37851 | 30.281 | 53.58 | 0.52616 | 42.0924 | 18.6637 | 2 | Commercial | Existing | Fresno Area | SCE
Com-Furnace-dHIR | DEER2014 | D05 v2.01 | 2013-08-01 | SCE | Com | Ex | Any | CZ14 | Area-1kFP | 73.3 | 98500 | None | 0 | 0 | 0 | 0 | 0 | 18 | 0 | 0 | 0 | 0 | 0 | 14.5 | 40 | 0.3625 | 29 | 38.545 | 0.5589 | 44.7122 | 44.86 | 0.65047 | 52.0376 | 22.2916 | 2 | Commercial | Existing | Palmdale (China Lake for pre-2014) | SCE
Com-Furnace-dHIR | DEER2014 | D05 v2.01 | 2013-08-01 | SCE | Com | Ex | Any | CZ15 | Area-1kFP | 73.6 | 108000 | None | 0 | 0 | 0 | 0 | 0 | 4 | 0 | 0 | 0 | 0 | 0 | 3.23 | 40 | 0.08075 | 6.46 | 38.545 | 0.1245 | 9.96 | 41.25 | 0.13324 | 10.659 | 24.2424 | 2 | Commercial | Existing | Palm Springs-Intl (El Centro for pre-2014) | SCE
Com-Furnace-dHIR | DEER2014 | D05 v2.01 | 2013-08-01 | SCE | Com | Ex | Any | CZ16 | Area-1kFP | 74.7 | 131000 | None | 0 | 0 | 0 | 0 | 0 | 44.1 | 0 | 0 | 0 | 0 | 0 | 35.6 | 40 | 0.89 | 71.2 | 38.545 | 1.3722 | 109.7762 | 34.61 | 1.2321 | 98.5693 | 28.8934 | 2 | Commercial | Existing | Blue Canyon (Mount Shasta for pre-2014) | SCE
Com-Furnace-dHIR | DEER2014 | D05 v2.01 | 2013-08-01 | SCE | Com | Ex | Any | IOU | Area-1kFP | 114 | 142000 | None | 0 | 0 | 0 | 0 | 0 | 7.82 | 0 | 0 | 0 | 0 | 0 | 6.32 | 40 | 0.158 | 12.64 | 38.545 | 0.2436 | 19.4884 | FALSE | 0 | 0 | #DIV/0! | 2 | Commercial | Existing | IOU Territory | SCE
Com-Furnace-dHIR | DEER2014 | D05 v2.01 | 2013-08-01 | SCE | ECC | Ex | Any | CZ05 | Area-1kFP | 15.2 | 300000 | None | 0 | 0 | 0 | 0 | 0 | 17.5 | 0 | 0 | 0 | 0 | 0 | 14.2 | 40 | 0.355 | 28.4 | 47.145 | 0.66946 | 53.5567 | 36.05 | 0.51191 | 40.9528 | 27.7393 | 2 | Education - Community College | Existing | Santa Maria Area | SCE
Com-Furnace-dHIR | DEER2014 | D05 v2.01 | 2013-08-01 | SCE | ECC | Ex | Any | CZ06 | Area-1kFP | 15.2 | 300000 | None | 0 | 0 | 0 | 0 | 0 | 8.28 | 0 | 0 | 0 | 0 | 0 | 6.69 | 40 | 0.16725 | 13.38 | 47.145 | 0.3154 | 25.232 | 91.45 | 0.6118 | 48.944 | 10.9349 | 2 | Education - Community College | Existing | Torrance (Los Angeles for pre-2014) | SCE
Com-Furnace-dHIR | DEER2014 | D05 v2.01 | 2013-08-01 | SCE | ECC | Ex | Any | CZ08 | Area-1kFP | 15.2 | 300000 | None | 0 | 0 | 0 | 0 | 0 | 8.34 | 0 | 0 | 0 | 0 | 0 | 6.74 | 40 | 0.1685 | 13.48 | 47.145 | 0.31776 | 25.4206 | 91.45 | 0.61637 | 49.3098 | 10.9349 | 2 | Education - Community College | Existing | Fullerton (El Toro for pre-2014) | SCE
Com-Furnace-dHIR | DEER2014 | D05 v2.01 | 2013-08-01 | SCE | ECC | Ex | Any | CZ09 | Area-1kFP | 15.2 | 300000 | None | 0 | 0 | 0 | 0 | 0 | 7.54 | 0 | 0 | 0 | 0 | 0 | 6.09 | 40 | 0.15225 | 12.18 | 47.145 | 0.28711 | 22.969 | 35.43 | 0.21577 | 17.2615 | 28.2247 | 2 | Education - Community College | Existing | Burbank-Glendale (Pasadena for pre-2014) | SCE
Com-Furnace-dHIR | DEER2014 | D05 v2.01 | 2013-08-01 | SCE | ECC | Ex | Any | CZ10 | Area-1kFP | 15.2 | 300000 | None | 0 | 0 | 0 | 0 | 0 | 10.4 | 0 | 0 | 0 | 0 | 0 | 8.43 | 40 | 0.21075 | 16.86 | 47.145 | 0.39743 | 31.7946 | 32.05 | 0.27018 | 21.6145 | 31.2012 | 2 | Education - Community College | Existing | Riverside | SCE
Com-Furnace-dHIR | DEER2014 | D05 v2.01 | 2013-08-01 | SCE | ECC | Ex | Any | CZ13 | Area-1kFP | 15.2 | 300000 | None | 0 | 0 | 0 | 0 | 0 | 19.3 | 0 | 0 | 0 | 0 | 0 | 15.6 | 40 | 0.39 | 31.2 | 47.145 | 0.73546 | 58.837 | 99.16 | 1.5469 | 123.7517 | 10.0847 | 2 | Education - Community College | Existing | Fresno Area | SCE
Com-Furnace-dHIR | DEER2014 | D05 v2.01 | 2013-08-01 | SCE | ECC | Ex | Any | CZ14 | Area-1kFP | 15.2 | 300000 | None | 0 | 0 | 0 | 0 | 0 | 24 | 0 | 0 | 0 | 0 | 0 | 19.4 | 40 | 0.485 | 38.8 | 47.145 | 0.91461 | 73.169 | 32.05 | 0.62177 | 49.7416 | 31.2012 | 2 | Education - Community College | Existing | Palmdale (China Lake for pre-2014) | SCE
Com-Furnace-dHIR | DEER2014 | D05 v2.01 | 2013-08-01 | SCE | ECC | Ex | Any | CZ15 | Area-1kFP | 15.2 | 300000 | None | 0 | 0 | 0 | 0 | 0 | 5.33 | 0 | 0 | 0 | 0 | 0 | 4.31 | 40 | 0.10775 | 8.62 | 47.145 | 0.20319 | 16.2556 | 98.43 | 0.42423 | 33.9387 | 10.1595 | 2 | Education - Community College | Existing | Palm Springs-Intl (El Centro for pre-2014) | SCE
Com-Furnace-dHIR | DEER2014 | D05 v2.01 | 2013-08-01 | SCE | ECC | Ex | Any | CZ16 | Area-1kFP | 15.2 | 300000 | None | 0 | 0 | 0 | 0 | 0 | 48.8 | 0 | 0 | 0 | 0 | 0 | 39.4 | 40 | 0.985 | 78.8 | 47.145 | 1.8575 | 148.601 | 35.43 | 1.3959 | 111.6754 | 28.2247 | 2 | Education - Community College | Existing | Blue Canyon (Mount Shasta for pre-2014) | SCE
Com-Furnace-dHIR | DEER2014 | D05 v2.01 | 2013-08-01 | SCE | ECC | Ex | Any | IOU | Area-1kFP | 15.2 | 300000 | None | 0 | 0 | 0 | 0 | 0 | 12.2 | 0 | 0 | 0 | 0 | 0 | 9.87 | 40 | 0.24675 | 19.74 | 47.145 | 0.46532 | 37.2257 | FALSE | 0 | 0 | #DIV/0! | 2 | Education - Community College | Existing | IOU Territory | SCE
Com-Furnace-dHIR | DEER2014 | D05 v2.01 | 2013-08-01 | SCE | EPr | Ex | Any | CZ05 | Area-1kFP | 50 | 50000 | None | 0 | 0 | 0 | 0 | 0 | 4.96 | 0 | 0 | 0 | 0 | 0 | 4.01 | 30 | 0.13367 | 10.6933 | 21.86 | 0.087659 | 7.0127 | 11.28 | 0.045233 | 3.6186 | 88.6525 | 2 | Education - Primary School | Existing | Santa Maria Area | SCE
Com-Furnace-dHIR | DEER2014 | D05 v2.01 | 2013-08-01 | SCE | EPr | Ex | Any | CZ06 | Area-1kFP | 50 | 50000 | None | 0 | 0 | 0 | 0 | 0 | 3.17 | 0 | 0 | 0 | 0 | 0 | 2.56 | 30 | 0.085333 | 6.8267 | 21.86 | 0.055962 | 4.4769 | 18.54 | 0.047462 | 3.797 | 53.9374 | 2 | Education - Primary School | Existing | Torrance (Los Angeles for pre-2014) | SCE
Com-Furnace-dHIR | DEER2014 | D05 v2.01 | 2013-08-01 | SCE | EPr | Ex | Any | CZ08 | Area-1kFP | 50 | 50000 | None | 0 | 0 | 0 | 0 | 0 | 2.61 | 0 | 0 | 0 | 0 | 0 | 2.11 | 30 | 0.070333 | 5.6267 | 21.86 | 0.046125 | 3.69 | 18.54 | 0.039119 | 3.1296 | 53.9374 | 2 | Education - Primary School | Existing | Fullerton (El Toro for pre-2014) | SCE
Com-Furnace-dHIR | DEER2014 | D05 v2.01 | 2013-08-01 | SCE | EPr | Ex | Any | CZ09 | Area-1kFP | 50 | 50000 | None | 0 | 0 | 0 | 0 | 0 | 3.1 | 0 | 0 | 0 | 0 | 0 | 2.51 | 30 | 0.083667 | 6.6933 | 21.86 | 0.054869 | 4.3895 | 34.06 | 0.085491 | 6.8392 | 29.36 | 2 | Education - Primary School | Existing | Burbank-Glendale (Pasadena for pre-2014) | SCE
Com-Furnace-dHIR | DEER2014 | D05 v2.01 | 2013-08-01 | SCE | EPr | Ex | Any | CZ10 | Area-1kFP | 50 | 50000 | None | 0 | 0 | 0 | 0 | 0 | 3.28 | 0 | 0 | 0 | 0 | 0 | 2.65 | 30 | 0.088333 | 7.0667 | 21.86 | 0.057929 | 4.6343 | 27.21 | 0.072107 | 5.7685 | 36.7512 | 2 | Education - Primary School | Existing | Riverside | SCE
Com-Furnace-dHIR | DEER2014 | D05 v2.01 | 2013-08-01 | SCE | EPr | Ex | Any | CZ13 | Area-1kFP | 50 | 50000 | None | 0 | 0 | 0 | 0 | 0 | 6.2 | 0 | 0 | 0 | 0 | 0 | 5.01 | 30 | 0.167 | 13.36 | 21.86 | 0.10952 | 8.7615 | 30.37 | 0.15215 | 12.1723 | 32.9272 | 2 | Education - Primary School | Existing | Fresno Area | SCE
Com-Furnace-dHIR | DEER2014 | D05 v2.01 | 2013-08-01 | SCE | EPr | Ex | Any | CZ14 | Area-1kFP | 50 | 50000 | None | 0 | 0 | 0 | 0 | 0 | 7.94 | 0 | 0 | 0 | 0 | 0 | 6.42 | 30 | 0.214 | 17.12 | 21.86 | 0.14034 | 11.2273 | 27.21 | 0.17469 | 13.9751 | 36.7512 | 2 | Education - Primary School | Existing | Palmdale (China Lake for pre-2014) | SCE
Com-Furnace-dHIR | DEER2014 | D05 v2.01 | 2013-08-01 | SCE | EPr | Ex | Any | CZ15 | Area-1kFP | 50 | 50000 | None | 0 | 0 | 0 | 0 | 0 | 1.04 | 0 | 0 | 0 | 0 | 0 | 0.842 | 30 | 0.028067 | 2.2453 | 21.86 | 0.018406 | 1.4725 | 23.79 | 0.020031 | 1.6025 | 42.0345 | 2 | Education - Primary School | Existing | Palm Springs-Intl (El Centro for pre-2014) | SCE
Com-Furnace-dHIR | DEER2014 | D05 v2.01 | 2013-08-01 | SCE | EPr | Ex | Any | CZ16 | Area-1kFP | 50 | 50000 | None | 0 | 0 | 0 | 0 | 0 | 21.9 | 0 | 0 | 0 | 0 | 0 | 17.7 | 30 | 0.59 | 47.2 | 21.86 | 0.38692 | 30.9538 | 34.06 | 0.60286 | 48.229 | 29.36 | 2 | Education - Primary School | Existing | Blue Canyon (Mount Shasta for pre-2014) | SCE
Com-Furnace-dHIR | DEER2014 | D05 v2.01 | 2013-08-01 | SCE | EPr | Ex | Any | IOU | Area-1kFP | 50 | 50000 | None | 0 | 0 | 0 | 0 | 0 | 3.81 | 0 | 0 | 0 | 0 | 0 | 3.08 | 30 | 0.10267 | 8.2133 | 21.86 | 0.067329 | 5.3863 | FALSE | 0 | 0 | #DIV/0! | 2 | Education - Primary School | Existing | IOU Territory | SCE
Com-Furnace-dHIR | DEER2014 | D05 v2.01 | 2013-08-01 | SCE | ERC | Ex | Any | CZ05 | Area-1kFP | 1.92 | 1920 | None | 0 | 0 | 0 | 0 | 0 | 7.08 | 0 | 0 | 0 | 0 | 0 | 5.72 | 30 | 0.19067 | 15.2533 | 21.86 | 0.12504 | 10.0031 | 11.28 | 0.064522 | 5.1617 | 88.6525 | 2 | Education - Relocatable Classroom | Existing | Santa Maria Area | SCE
Com-Furnace-dHIR | DEER2014 | D05 v2.01 | 2013-08-01 | SCE | ERC | Ex | Any | CZ06 | Area-1kFP | 1.92 | 1920 | None | 0 | 0 | 0 | 0 | 0 | 3.89 | 0 | 0 | 0 | 0 | 0 | 3.14 | 30 | 0.10467 | 8.3733 | 21.86 | 0.06864 | 5.4912 | 18.54 | 0.058216 | 4.6572 | 53.9374 | 2 | Education - Relocatable Classroom | Existing | Torrance (Los Angeles for pre-2014) | SCE
Com-Furnace-dHIR | DEER2014 | D05 v2.01 | 2013-08-01 | SCE | ERC | Ex | Any | CZ08 | Area-1kFP | 1.92 | 1920 | None | 0 | 0 | 0 | 0 | 0 | 3.53 | 0 | 0 | 0 | 0 | 0 | 2.85 | 30 | 0.095 | 7.6 | 21.86 | 0.062301 | 4.9841 | 18.54 | 0.052839 | 4.2271 | 53.9374 | 2 | Education - Relocatable Classroom | Existing | Fullerton (El Toro for pre-2014) | SCE
Com-Furnace-dHIR | DEER2014 | D05 v2.01 | 2013-08-01 | SCE | ERC | Ex | Any | CZ09 | Area-1kFP | 1.92 | 1920 | None | 0 | 0 | 0 | 0 | 0 | 5.08 | 0 | 0 | 0 | 0 | 0 | 4.1 | 30 | 0.13667 | 10.9333 | 21.86 | 0.089626 | 7.1701 | 34.06 | 0.13965 | 11.1717 | 29.36 | 2 | Education - Relocatable Classroom | Existing | Burbank-Glendale (Pasadena for pre-2014) | SCE
Com-Furnace-dHIR | DEER2014 | D05 v2.01 | 2013-08-01 | SCE | ERC | Ex | Any | CZ10 | Area-1kFP | 1.92 | 1920 | None | 0 | 0 | 0 | 0 | 0 | 4.45 | 0 | 0 | 0 | 0 | 0 | 3.6 | 30 | 0.12 | 9.6 | 21.86 | 0.078696 | 6.2957 | 27.21 | 0.097956 | 7.8365 | 36.7512 | 2 | Education - Relocatable Classroom | Existing | Riverside | SCE
Com-Furnace-dHIR | DEER2014 | D05 v2.01 | 2013-08-01 | SCE | ERC | Ex | Any | CZ13 | Area-1kFP | 1.92 | 1920 | None | 0 | 0 | 0 | 0 | 0 | 8.2 | 0 | 0 | 0 | 0 | 0 | 6.63 | 30 | 0.221 | 17.68 | 21.86 | 0.14493 | 11.5945 | 30.37 | 0.20135 | 16.1082 | 32.9272 | 2 | Education - Relocatable Classroom | Existing | Fresno Area | SCE
Com-Furnace-dHIR | DEER2014 | D05 v2.01 | 2013-08-01 | SCE | ERC | Ex | Any | CZ14 | Area-1kFP | 1.92 | 1920 | None | 0 | 0 | 0 | 0 | 0 | 9.89 | 0 | 0 | 0 | 0 | 0 | 7.99 | 30 | 0.26633 | 21.3067 | 21.86 | 0.17466 | 13.9729 | 27.21 | 0.21741 | 17.3926 | 36.7512 | 2 | Education - Relocatable Classroom | Existing | Palmdale (China Lake for pre-2014) | SCE
Com-Furnace-dHIR | DEER2014 | D05 v2.01 | 2013-08-01 | SCE | ERC | Ex | Any | CZ15 | Area-1kFP | 1.92 | 1920 | None | 0 | 0 | 0 | 0 | 0 | 1.79 | 0 | 0 | 0 | 0 | 0 | 1.45 | 30 | 0.048333 | 3.8667 | 21.86 | 0.031697 | 2.5358 | 23.79 | 0.034495 | 2.7596 | 42.0345 | 2 | Education - Relocatable Classroom | Existing | Palm Springs-Intl (El Centro for pre-2014) | SCE
Com-Furnace-dHIR | DEER2014 | D05 v2.01 | 2013-08-01 | SCE | ERC | Ex | Any | CZ16 | Area-1kFP | 1.92 | 1920 | None | 0 | 0 | 0 | 0 | 0 | 27.8 | 0 | 0 | 0 | 0 | 0 | 22.4 | 30 | 0.74667 | 59.7333 | 21.86 | 0.48966 | 39.1731 | 34.06 | 0.76294 | 61.0355 | 29.36 | 2 | Education - Relocatable Classroom | Existing | Blue Canyon (Mount Shasta for pre-2014) | SCE
Com-Furnace-dHIR | DEER2014 | D05 v2.01 | 2013-08-01 | SCE | ERC | Ex | Any | IOU | Area-1kFP | 1.92 | 1920 | None | 0 | 0 | 0 | 0 | 0 | 5.14 | 0 | 0 | 0 | 0 | 0 | 4.15 | 30 | 0.13833 | 11.0667 | 21.86 | 0.090719 | 7.2575 | FALSE | 0 | 0 | #DIV/0! | 2 | Education - Relocatable Classroom | Existing | IOU Territory | SCE
Com-Furnace-dHIR | DEER2014 | D05 v2.01 | 2013-08-01 | SCE | ESe | Ex | Any | CZ05 | Area-1kFP | 73.6 | 150000 | None | 0 | 0 | 0 | 0 | 0 | 5.62 | 0 | 0 | 0 | 0 | 0 | 4.54 | 30 | 0.15133 | 12.1067 | 21.86 | 0.099244 | 7.9396 | 11.28 | 0.051211 | 4.0969 | 88.6525 | 2 | Education - Secondary School | Existing | Santa Maria Area | SCE
Com-Furnace-dHIR | DEER2014 | D05 v2.01 | 2013-08-01 | SCE | ESe | Ex | Any | CZ06 | Area-1kFP | 73.6 | 150000 | None | 0 | 0 | 0 | 0 | 0 | 2.92 | 0 | 0 | 0 | 0 | 0 | 2.36 | 30 | 0.078667 | 6.2933 | 21.86 | 0.05159 | 4.1272 | 18.54 | 0.043754 | 3.5004 | 53.9374 | 2 | Education - Secondary School | Existing | Torrance (Los Angeles for pre-2014) | SCE
Com-Furnace-dHIR | DEER2014 | D05 v2.01 | 2013-08-01 | SCE | ESe | Ex | Any | CZ08 | Area-1kFP | 73.6 | 150000 | None | 0 | 0 | 0 | 0 | 0 | 2.4 | 0 | 0 | 0 | 0 | 0 | 1.94 | 30 | 0.064667 | 5.1733 | 21.86 | 0.042408 | 3.3927 | 18.54 | 0.035968 | 2.8774 | 53.9374 | 2 | Education - Secondary School | Existing | Fullerton (El Toro for pre-2014) | SCE
Com-Furnace-dHIR | DEER2014 | D05 v2.01 | 2013-08-01 | SCE | ESe | Ex | Any | CZ09 | Area-1kFP | 73.6 | 150000 | None | 0 | 0 | 0 | 0 | 0 | 2.9 | 0 | 0 | 0 | 0 | 0 | 2.35 | 30 | 0.078333 | 6.2667 | 21.86 | 0.051371 | 4.1097 | 34.06 | 0.080041 | 6.4033 | 29.36 | 2 | Education - Secondary School | Existing | Burbank-Glendale (Pasadena for pre-2014) | SCE
Com-Furnace-dHIR | DEER2014 | D05 v2.01 | 2013-08-01 | SCE | ESe | Ex | Any | CZ10 | Area-1kFP | 73.6 | 150000 | None | 0 | 0 | 0 | 0 | 0 | 3.26 | 0 | 0 | 0 | 0 | 0 | 2.64 | 30 | 0.088 | 7.04 | 21.86 | 0.05771 | 4.6168 | 27.21 | 0.071834 | 5.7468 | 36.7512 | 2 | Education - Secondary School | Existing | Riverside | SCE
Com-Furnace-dHIR | DEER2014 | D05 v2.01 | 2013-08-01 | SCE | ESe | Ex | Any | CZ13 | Area-1kFP | 73.6 | 150000 | None | 0 | 0 | 0 | 0 | 0 | 8.18 | 0 | 0 | 0 | 0 | 0 | 6.61 | 30 | 0.22033 | 17.6267 | 21.86 | 0.14449 | 11.5596 | 30.37 | 0.20075 | 16.0597 | 32.9272 | 2 | Education - Secondary School | Existing | Fresno Area | SCE
Com-Furnace-dHIR | DEER2014 | D05 v2.01 | 2013-08-01 | SCE | ESe | Ex | Any | CZ14 | Area-1kFP | 73.6 | 150000 | None | 0 | 0 | 0 | 0 | 0 | 10.3 | 0 | 0 | 0 | 0 | 0 | 8.3 | 30 | 0.27667 | 22.1333 | 21.86 | 0.18144 | 14.515 | 27.21 | 0.22584 | 18.0674 | 36.7512 | 2 | Education - Secondary School | Existing | Palmdale (China Lake for pre-2014) | SCE
Com-Furnace-dHIR | DEER2014 | D05 v2.01 | 2013-08-01 | SCE | ESe | Ex | Any | CZ15 | Area-1kFP | 73.6 | 150000 | None | 0 | 0 | 0 | 0 | 0 | 0.835 | 0 | 0 | 0 | 0 | 0 | 0.675 | 30 | 0.0225 | 1.8 | 21.86 | 0.014756 | 1.1804 | 23.79 | 0.016058 | 1.2847 | 42.0345 | 2 | Education - Secondary School | Existing | Palm Springs-Intl (El Centro for pre-2014) | SCE
Com-Furnace-dHIR | DEER2014 | D05 v2.01 | 2013-08-01 | SCE | ESe | Ex | Any | CZ16 | Area-1kFP | 73.6 | 150000 | None | 0 | 0 | 0 | 0 | 0 | 29.3 | 0 | 0 | 0 | 0 | 0 | 23.6 | 30 | 0.78667 | 62.9333 | 21.86 | 0.5159 | 41.2717 | 34.06 | 0.80382 | 64.3053 | 29.36 | 2 | Education - Secondary School | Existing | Blue Canyon (Mount Shasta for pre-2014) | SCE
Com-Furnace-dHIR | DEER2014 | D05 v2.01 | 2013-08-01 | SCE | ESe | Ex | Any | IOU | Area-1kFP | 73.6 | 150000 | None | 0 | 0 | 0 | 0 | 0 | 4.05 | 0 | 0 | 0 | 0 | 0 | 3.27 | 30 | 0.109 | 8.72 | 21.86 | 0.071482 | 5.7186 | FALSE | 0 | 0 | #DIV/0! | 2 | Education - Secondary School | Existing | IOU Territory | SCE
Com-Furnace-dHIR | DEER2014 | D05 v2.01 | 2013-08-01 | SCE | Gro | Ex | Any | CZ05 | Area-1kFP | 46.4 | 50000 | None | 0 | 0 | 0 | 0 | 0 | 24.6 | 0 | 0 | 0 | 0 | 0 | 19.9 | 20 | 0.995 | 79.6 | 74.365 | 1.4799 | 118.3891 | 39.9 | 0.79401 | 63.5208 | 25.0627 | 2 | Grocery | Existing | Santa Maria Area | SCE
Com-Furnace-dHIR | DEER2014 | D05 v2.01 | 2013-08-01 | SCE | Gro | Ex | Any | CZ06 | Area-1kFP | 46.4 | 50000 | None | 0 | 0 | 0 | 0 | 0 | 17 | 0 | 0 | 0 | 0 | 0 | 13.7 | 20 | 0.685 | 54.8 | 74.365 | 1.0188 | 81.504 | 60.11 | 0.82351 | 65.8806 | 16.6362 | 2 | Grocery | Existing | Torrance (Los Angeles for pre-2014) | SCE
Com-Furnace-dHIR | DEER2014 | D05 v2.01 | 2013-08-01 | SCE | Gro | Ex | Any | CZ08 | Area-1kFP | 46.4 | 50000 | None | 0 | 0 | 0 | 0 | 0 | 14.2 | 0 | 0 | 0 | 0 | 0 | 11.5 | 20 | 0.575 | 46 | 74.365 | 0.8552 | 68.4158 | 60.11 | 0.69127 | 55.3012 | 16.6362 | 2 | Grocery | Existing | Fullerton (El Toro for pre-2014) | SCE
Com-Furnace-dHIR | DEER2014 | D05 v2.01 | 2013-08-01 | SCE | Gro | Ex | Any | CZ09 | Area-1kFP | 46.4 | 50000 | None | 0 | 0 | 0 | 0 | 0 | 13.9 | 0 | 0 | 0 | 0 | 0 | 11.2 | 20 | 0.56 | 44.8 | 74.365 | 0.83289 | 66.631 | 81.18 | 0.90922 | 72.7373 | 12.3183 | 2 | Grocery | Existing | Burbank-Glendale (Pasadena for pre-2014) | SCE
Com-Furnace-dHIR | DEER2014 | D05 v2.01 | 2013-08-01 | SCE | Gro | Ex | Any | CZ10 | Area-1kFP | 46.4 | 50000 | None | 0 | 0 | 0 | 0 | 0 | 16.1 | 0 | 0 | 0 | 0 | 0 | 13 | 20 | 0.65 | 52 | 74.365 | 0.96675 | 77.3396 | 64.2 | 0.8346 | 66.768 | 15.5763 | 2 | Grocery | Existing | Riverside | SCE
Com-Furnace-dHIR | DEER2014 | D05 v2.01 | 2013-08-01 | SCE | Gro | Ex | Any | CZ13 | Area-1kFP | 46.4 | 50000 | None | 0 | 0 | 0 | 0 | 0 | 23.3 | 0 | 0 | 0 | 0 | 0 | 18.9 | 20 | 0.945 | 75.6 | 74.365 | 1.4055 | 112.4399 | 144.2 | 2.7254 | 218.0304 | 6.9348 | 2 | Grocery | Existing | Fresno Area | SCE
Com-Furnace-dHIR | DEER2014 | D05 v2.01 | 2013-08-01 | SCE | Gro | Ex | Any | CZ14 | Area-1kFP | 46.4 | 50000 | None | 0 | 0 | 0 | 0 | 0 | 27.8 | 0 | 0 | 0 | 0 | 0 | 22.5 | 20 | 1.125 | 90 | 74.365 | 1.6732 | 133.857 | 64.2 | 1.4445 | 115.56 | 15.5763 | 2 | Grocery | Existing | Palmdale (China Lake for pre-2014) | SCE
Com-Furnace-dHIR | DEER2014 | D05 v2.01 | 2013-08-01 | SCE | Gro | Ex | Any | CZ15 | Area-1kFP | 46.4 | 50000 | None | 0 | 0 | 0 | 0 | 0 | 9.14 | 0 | 0 | 0 | 0 | 0 | 7.38 | 20 | 0.369 | 29.52 | 74.365 | 0.54881 | 43.9051 | 111.39 | 0.82206 | 65.7647 | 8.9775 | 2 | Grocery | Existing | Palm Springs-Intl (El Centro for pre-2014) | SCE
Com-Furnace-dHIR | DEER2014 | D05 v2.01 | 2013-08-01 | SCE | Gro | Ex | Any | CZ16 | Area-1kFP | 46.4 | 50000 | None | 0 | 0 | 0 | 0 | 0 | 54.3 | 0 | 0 | 0 | 0 | 0 | 43.9 | 20 | 2.195 | 175.6 | 74.365 | 3.2646 | 261.1699 | 81.18 | 3.5638 | 285.1042 | 12.3183 | 2 | Grocery | Existing | Blue Canyon (Mount Shasta for pre-2014) | SCE
Com-Furnace-dHIR | DEER2014 | D05 v2.01 | 2013-08-01 | SCE | Gro | Ex | Any | IOU | Area-1kFP | 46.4 | 50000 | None | 0 | 0 | 0 | 0 | 0 | 16.8 | 0 | 0 | 0 | 0 | 0 | 13.6 | 20 | 0.68 | 54.4 | 74.365 | 1.0114 | 80.9091 | FALSE | 0 | 0 | #DIV/0! | 2 | Grocery | Existing | IOU Territory | SCE
Com-Furnace-dHIR | DEER2014 | D05 v2.01 | 2013-08-01 | SCE | Hsp | Ex | Any | CZ05 | Area-1kFP | 1.87 | 250000 | None | 0 | 0 | 0 | 0 | 0 | 11.4 | 0 | 0 | 0 | 0 | 0 | 9.22 | 40 | 0.2305 | 18.44 | 44.375 | 0.40914 | 32.731 | 22.61 | 0.20846 | 16.6771 | 44.2282 | 2 | Health/Medical - Hospital | Existing | Santa Maria Area | SCE
Com-Furnace-dHIR | DEER2014 | D05 v2.01 | 2013-08-01 | SCE | Hsp | Ex | Any | CZ06 | Area-1kFP | 1.87 | 250000 | None | 0 | 0 | 0 | 0 | 0 | 4.94 | 0 | 0 | 0 | 0 | 0 | 3.99 | 40 | 0.09975 | 7.98 | 44.375 | 0.17706 | 14.1645 | 26.57 | 0.10601 | 8.4811 | 37.6364 | 2 | Health/Medical - Hospital | Existing | Torrance (Los Angeles for pre-2014) | SCE
Com-Furnace-dHIR | DEER2014 | D05 v2.01 | 2013-08-01 | SCE | Hsp | Ex | Any | CZ08 | Area-1kFP | 1.87 | 250000 | None | 0 | 0 | 0 | 0 | 0 | 5.77 | 0 | 0 | 0 | 0 | 0 | 4.66 | 40 | 0.1165 | 9.32 | 44.375 | 0.20679 | 16.543 | 26.57 | 0.12382 | 9.9053 | 37.6364 | 2 | Health/Medical - Hospital | Existing | Fullerton (El Toro for pre-2014) | SCE
Com-Furnace-dHIR | DEER2014 | D05 v2.01 | 2013-08-01 | SCE | Hsp | Ex | Any | CZ09 | Area-1kFP | 1.87 | 250000 | None | 0 | 0 | 0 | 0 | 0 | 5.49 | 0 | 0 | 0 | 0 | 0 | 4.43 | 40 | 0.11075 | 8.86 | 44.375 | 0.19658 | 15.7265 | 30.42 | 0.13476 | 10.7808 | 32.8731 | 2 | Health/Medical - Hospital | Existing | Burbank-Glendale (Pasadena for pre-2014) | SCE
Com-Furnace-dHIR | DEER2014 | D05 v2.01 | 2013-08-01 | SCE | Hsp | Ex | Any | CZ10 | Area-1kFP | 1.87 | 250000 | None | 0 | 0 | 0 | 0 | 0 | 8.94 | 0 | 0 | 0 | 0 | 0 | 7.22 | 40 | 0.1805 | 14.44 | 44.375 | 0.32039 | 25.631 | 28 | 0.20216 | 16.1728 | 35.7143 | 2 | Health/Medical - Hospital | Existing | Riverside | SCE
Com-Furnace-dHIR | DEER2014 | D05 v2.01 | 2013-08-01 | SCE | Hsp | Ex | Any | CZ13 | Area-1kFP | 1.87 | 250000 | None | 0 | 0 | 0 | 0 | 0 | 19.7 | 0 | 0 | 0 | 0 | 0 | 15.9 | 40 | 0.3975 | 31.8 | 44.375 | 0.70556 | 56.445 | 38.36 | 0.60992 | 48.7939 | 26.0688 | 2 | Health/Medical - Hospital | Existing | Fresno Area | SCE
Com-Furnace-dHIR | DEER2014 | D05 v2.01 | 2013-08-01 | SCE | Hsp | Ex | Any | CZ14 | Area-1kFP | 1.87 | 250000 | None | 0 | 0 | 0 | 0 | 0 | 25.3 | 0 | 0 | 0 | 0 | 0 | 20.4 | 40 | 0.51 | 40.8 | 44.375 | 0.90525 | 72.42 | 28 | 0.5712 | 45.696 | 35.7143 | 2 | Health/Medical - Hospital | Existing | Palmdale (China Lake for pre-2014) | SCE
Com-Furnace-dHIR | DEER2014 | D05 v2.01 | 2013-08-01 | SCE | Hsp | Ex | Any | CZ15 | Area-1kFP | 1.87 | 250000 | None | 0 | 0 | 0 | 0 | 0 | 3.31 | 0 | 0 | 0 | 0 | 0 | 2.67 | 40 | 0.06675 | 5.34 | 44.375 | 0.11848 | 9.4785 | 24.63 | 0.065762 | 5.261 | 40.6009 | 2 | Health/Medical - Hospital | Existing | Palm Springs-Intl (El Centro for pre-2014) | SCE
Com-Furnace-dHIR | DEER2014 | D05 v2.01 | 2013-08-01 | SCE | Hsp | Ex | Any | CZ16 | Area-1kFP | 1.87 | 250000 | None | 0 | 0 | 0 | 0 | 0 | 68.8 | 0 | 0 | 0 | 0 | 0 | 55.6 | 40 | 1.39 | 111.2 | 44.375 | 2.4672 | 197.38 | 30.42 | 1.6914 | 135.3082 | 32.8731 | 2 | Health/Medical - Hospital | Existing | Blue Canyon (Mount Shasta for pre-2014) | SCE
Com-Furnace-dHIR | DEER2014 | D05 v2.01 | 2013-08-01 | SCE | Hsp | Ex | Any | IOU | Area-1kFP | 1.87 | 250000 | None | 0 | 0 | 0 | 0 | 0 | 8.24 | 0 | 0 | 0 | 0 | 0 | 6.66 | 40 | 0.1665 | 13.32 | 44.375 | 0.29554 | 23.643 | FALSE | 0 | 0 | #DIV/0! | 2 | Health/Medical - Hospital | Existing | IOU Territory | SCE
Com-Furnace-dHIR | DEER2014 | D05 v2.01 | 2013-08-01 | SCE | Htl | Ex | Any | CZ05 | Area-1kFP | 20.8 | 200000 | None | 0 | 0 | 0 | 0 | 0 | 0.877 | 0 | 0 | 0 | 0 | 0 | 0.708 | 40 | 0.0177 | 1.416 | 64.735 | 0.045832 | 3.6666 | 48.45 | 0.034303 | 2.7442 | 20.6398 | 2 | Lodging - Hotel | Existing | Santa Maria Area | SCE
Com-Furnace-dHIR | DEER2014 | D05 v2.01 | 2013-08-01 | SCE | Htl | Ex | Any | CZ06 | Area-1kFP | 20.8 | 200000 | None | 0 | 0 | 0 | 0 | 0 | 0.442 | 0 | 0 | 0 | 0 | 0 | 0.357 | 40 | 0.008925 | 0.714 | 64.735 | 0.02311 | 1.8488 | 61.63 | 0.022002 | 1.7602 | 16.2259 | 2 | Lodging - Hotel | Existing | Torrance (Los Angeles for pre-2014) | SCE
Com-Furnace-dHIR | DEER2014 | D05 v2.01 | 2013-08-01 | SCE | Htl | Ex | Any | CZ08 | Area-1kFP | 20.8 | 200000 | None | 0 | 0 | 0 | 0 | 0 | 0.461 | 0 | 0 | 0 | 0 | 0 | 0.373 | 40 | 0.009325 | 0.746 | 64.735 | 0.024146 | 1.9317 | 61.63 | 0.022988 | 1.839 | 16.2259 | 2 | Lodging - Hotel | Existing | Fullerton (El Toro for pre-2014) | SCE
Com-Furnace-dHIR | DEER2014 | D05 v2.01 | 2013-08-01 | SCE | Htl | Ex | Any | CZ09 | Area-1kFP | 20.8 | 200000 | None | 0 | 0 | 0 | 0 | 0 | 0.429 | 0 | 0 | 0 | 0 | 0 | 0.347 | 40 | 0.008675 | 0.694 | 64.735 | 0.022463 | 1.797 | 115.48 | 0.040072 | 3.2057 | 8.6595 | 2 | Lodging - Hotel | Existing | Burbank-Glendale (Pasadena for pre-2014) | SCE
Com-Furnace-dHIR | DEER2014 | D05 v2.01 | 2013-08-01 | SCE | Htl | Ex | Any | CZ10 | Area-1kFP | 20.8 | 200000 | None | 0 | 0 | 0 | 0 | 0 | 0.597 | 0 | 0 | 0 | 0 | 0 | 0.483 | 40 | 0.012075 | 0.966 | 64.735 | 0.031267 | 2.5014 | 53.64 | 0.025908 | 2.0726 | 18.6428 | 2 | Lodging - Hotel | Existing | Riverside | SCE
Com-Furnace-dHIR | DEER2014 | D05 v2.01 | 2013-08-01 | SCE | Htl | Ex | Any | CZ13 | Area-1kFP | 20.8 | 200000 | None | 0 | 0 | 0 | 0 | 0 | 1.1 | 0 | 0 | 0 | 0 | 0 | 0.892 | 40 | 0.0223 | 1.784 | 64.735 | 0.057744 | 4.6195 | 62.9 | 0.056107 | 4.4885 | 15.8983 | 2 | Lodging - Hotel | Existing | Fresno Area | SCE
Com-Furnace-dHIR | DEER2014 | D05 v2.01 | 2013-08-01 | SCE | Htl | Ex | Any | CZ14 | Area-1kFP | 20.8 | 200000 | None | 0 | 0 | 0 | 0 | 0 | 1.44 | 0 | 0 | 0 | 0 | 0 | 1.16 | 40 | 0.029 | 2.32 | 64.735 | 0.075093 | 6.0074 | 53.64 | 0.062222 | 4.9778 | 18.6428 | 2 | Lodging - Hotel | Existing | Palmdale (China Lake for pre-2014) | SCE
Com-Furnace-dHIR | DEER2014 | D05 v2.01 | 2013-08-01 | SCE | Htl | Ex | Any | CZ15 | Area-1kFP | 20.8 | 200000 | None | 0 | 0 | 0 | 0 | 0 | 0.231 | 0 | 0 | 0 | 0 | 0 | 0.186 | 40 | 0.00465 | 0.372 | 64.735 | 0.012041 | 0.96326 | 61.71 | 0.011478 | 0.91824 | 16.2048 | 2 | Lodging - Hotel | Existing | Palm Springs-Intl (El Centro for pre-2014) | SCE
Com-Furnace-dHIR | DEER2014 | D05 v2.01 | 2013-08-01 | SCE | Htl | Ex | Any | CZ16 | Area-1kFP | 20.8 | 200000 | None | 0 | 0 | 0 | 0 | 0 | 3.53 | 0 | 0 | 0 | 0 | 0 | 2.85 | 40 | 0.07125 | 5.7 | 64.735 | 0.18449 | 14.7596 | 115.48 | 0.32912 | 26.3294 | 8.6595 | 2 | Lodging - Hotel | Existing | Blue Canyon (Mount Shasta for pre-2014) | SCE
Com-Furnace-dHIR | DEER2014 | D05 v2.01 | 2013-08-01 | SCE | Htl | Ex | Any | IOU | Area-1kFP | 20.8 | 200000 | None | 0 | 0 | 0 | 0 | 0 | 0.571 | 0 | 0 | 0 | 0 | 0 | 0.462 | 40 | 0.01155 | 0.924 | 64.735 | 0.029908 | 2.3926 | FALSE | 0 | 0 | #DIV/0! | 2 | Lodging - Hotel | Existing | IOU Territory | SCE
Com-Furnace-dHIR | DEER2014 | D05 v2.01 | 2013-08-01 | SCE | MBT | Ex | Any | CZ05 | Area-1kFP | 200 | 200000 | None | 0 | 0 | 0 | 0 | 0 | 0.559 | 0 | 0 | 0 | 0 | 0 | 0.451 | 20 | 0.02255 | 1.804 | 38.545 | 0.017384 | 1.3907 | 26.43 | 0.01192 | 0.95359 | 37.8358 | 2 | Manufacturing Biotech | Existing | Santa Maria Area | SCE
Com-Furnace-dHIR | DEER2014 | D05 v2.01 | 2013-08-01 | SCE | MBT | Ex | Any | CZ06 | Area-1kFP | 200 | 200000 | None | 0 | 0 | 0 | 0 | 0 | 0.231 | 0 | 0 | 0 | 0 | 0 | 0.187 | 20 | 0.00935 | 0.748 | 38.545 | 0.0072079 | 0.57663 | 51.26 | 0.0095856 | 0.76685 | 19.5084 | 2 | Manufacturing Biotech | Existing | Torrance (Los Angeles for pre-2014) | SCE
Com-Furnace-dHIR | DEER2014 | D05 v2.01 | 2013-08-01 | SCE | MBT | Ex | Any | CZ08 | Area-1kFP | 200 | 200000 | None | 0 | 0 | 0 | 0 | 0 | 0.285 | 0 | 0 | 0 | 0 | 0 | 0.231 | 20 | 0.01155 | 0.924 | 38.545 | 0.0089039 | 0.71231 | 51.26 | 0.011841 | 0.94728 | 19.5084 | 2 | Manufacturing Biotech | Existing | Fullerton (El Toro for pre-2014) | SCE
Com-Furnace-dHIR | DEER2014 | D05 v2.01 | 2013-08-01 | SCE | MBT | Ex | Any | CZ09 | Area-1kFP | 200 | 200000 | None | 0 | 0 | 0 | 0 | 0 | 0.182 | 0 | 0 | 0 | 0 | 0 | 0.147 | 20 | 0.00735 | 0.588 | 38.545 | 0.0056661 | 0.45329 | 55.47 | 0.0081541 | 0.65233 | 18.0278 | 2 | Manufacturing Biotech | Existing | Burbank-Glendale (Pasadena for pre-2014) | SCE
Com-Furnace-dHIR | DEER2014 | D05 v2.01 | 2013-08-01 | SCE | MBT | Ex | Any | CZ10 | Area-1kFP | 200 | 200000 | None | 0 | 0 | 0 | 0 | 0 | 0.324 | 0 | 0 | 0 | 0 | 0 | 0.262 | 20 | 0.0131 | 1.048 | 38.545 | 0.010099 | 0.8079 | 54.4 | 0.014253 | 1.1402 | 18.3824 | 2 | Manufacturing Biotech | Existing | Riverside | SCE
Com-Furnace-dHIR | DEER2014 | D05 v2.01 | 2013-08-01 | SCE | MBT | Ex | Any | CZ13 | Area-1kFP | 200 | 200000 | None | 0 | 0 | 0 | 0 | 0 | 0.797 | 0 | 0 | 0 | 0 | 0 | 0.644 | 20 | 0.0322 | 2.576 | 38.545 | 0.024823 | 1.9858 | 50.01 | 0.032206 | 2.5765 | 19.996 | 2 | Manufacturing Biotech | Existing | Fresno Area | SCE
Com-Furnace-dHIR | DEER2014 | D05 v2.01 | 2013-08-01 | SCE | MBT | Ex | Any | CZ14 | Area-1kFP | 200 | 200000 | None | 0 | 0 | 0 | 0 | 0 | 1.13 | 0 | 0 | 0 | 0 | 0 | 0.916 | 20 | 0.0458 | 3.664 | 38.545 | 0.035307 | 2.8246 | 54.4 | 0.04983 | 3.9864 | 18.3824 | 2 | Manufacturing Biotech | Existing | Palmdale (China Lake for pre-2014) | SCE
Com-Furnace-dHIR | DEER2014 | D05 v2.01 | 2013-08-01 | SCE | MBT | Ex | Any | CZ15 | Area-1kFP | 200 | 200000 | None | 0 | 0 | 0 | 0 | 0 | 0.103 | 0 | 0 | 0 | 0 | 0 | 0.0831 | 20 | 0.004155 | 0.3324 | 38.545 | 0.0032031 | 0.25625 | 54.93 | 0.0045647 | 0.36517 | 18.205 | 2 | Manufacturing Biotech | Existing | Palm Springs-Intl (El Centro for pre-2014) | SCE
Com-Furnace-dHIR | DEER2014 | D05 v2.01 | 2013-08-01 | SCE | MBT | Ex | Any | CZ16 | Area-1kFP | 200 | 200000 | None | 0 | 0 | 0 | 0 | 0 | 3.65 | 0 | 0 | 0 | 0 | 0 | 2.95 | 20 | 0.1475 | 11.8 | 38.545 | 0.11371 | 9.0966 | 55.47 | 0.16364 | 13.0909 | 18.0278 | 2 | Manufacturing Biotech | Existing | Blue Canyon (Mount Shasta for pre-2014) | SCE
Com-Furnace-dHIR | DEER2014 | D05 v2.01 | 2013-08-01 | SCE | MBT | Ex | Any | IOU | Area-1kFP | 200 | 200000 | None | 0 | 0 | 0 | 0 | 0 | 0.372 | 0 | 0 | 0 | 0 | 0 | 0.301 | 20 | 0.01505 | 1.204 | 38.545 | 0.011602 | 0.92816 | FALSE | 0 | 0 | #DIV/0! | 2 | Manufacturing Biotech | Existing | IOU Territory | SCE
Com-Furnace-dHIR | DEER2014 | D05 v2.01 | 2013-08-01 | SCE | MLI | Ex | Any | CZ05 | Area-1kFP | 100 | 100000 | None | 0 | 0 | 0 | 0 | 0 | 2.49 | 0 | 0 | 0 | 0 | 0 | 2.01 | 20 | 0.1005 | 8.04 | 38.545 | 0.077475 | 6.198 | 26.43 | 0.053124 | 4.2499 | 37.8358 | 2 | Manufacturing Light Industrial | Existing | Santa Maria Area | SCE
Com-Furnace-dHIR | DEER2014 | D05 v2.01 | 2013-08-01 | SCE | MLI | Ex | Any | CZ06 | Area-1kFP | 100 | 100000 | None | 0 | 0 | 0 | 0 | 0 | 1.01 | 0 | 0 | 0 | 0 | 0 | 0.814 | 20 | 0.0407 | 3.256 | 38.545 | 0.031376 | 2.5101 | 51.26 | 0.041726 | 3.3381 | 19.5084 | 2 | Manufacturing Light Industrial | Existing | Torrance (Los Angeles for pre-2014) | SCE
Com-Furnace-dHIR | DEER2014 | D05 v2.01 | 2013-08-01 | SCE | MLI | Ex | Any | CZ08 | Area-1kFP | 100 | 100000 | None | 0 | 0 | 0 | 0 | 0 | 1.07 | 0 | 0 | 0 | 0 | 0 | 0.866 | 20 | 0.0433 | 3.464 | 38.545 | 0.03338 | 2.6704 | 51.26 | 0.044391 | 3.5513 | 19.5084 | 2 | Manufacturing Light Industrial | Existing | Fullerton (El Toro for pre-2014) | SCE
Com-Furnace-dHIR | DEER2014 | D05 v2.01 | 2013-08-01 | SCE | MLI | Ex | Any | CZ09 | Area-1kFP | 100 | 100000 | None | 0 | 0 | 0 | 0 | 0 | 0.633 | 0 | 0 | 0 | 0 | 0 | 0.512 | 20 | 0.0256 | 2.048 | 38.545 | 0.019735 | 1.5788 | 55.47 | 0.028401 | 2.2721 | 18.0278 | 2 | Manufacturing Light Industrial | Existing | Burbank-Glendale (Pasadena for pre-2014) | SCE
Com-Furnace-dHIR | DEER2014 | D05 v2.01 | 2013-08-01 | SCE | MLI | Ex | Any | CZ10 | Area-1kFP | 100 | 100000 | None | 0 | 0 | 0 | 0 | 0 | 0.994 | 0 | 0 | 0 | 0 | 0 | 0.803 | 20 | 0.04015 | 3.212 | 38.545 | 0.030952 | 2.4761 | 54.4 | 0.043683 | 3.4947 | 18.3824 | 2 | Manufacturing Light Industrial | Existing | Riverside | SCE
Com-Furnace-dHIR | DEER2014 | D05 v2.01 | 2013-08-01 | SCE | MLI | Ex | Any | CZ13 | Area-1kFP | 100 | 100000 | None | 0 | 0 | 0 | 0 | 0 | 4.64 | 0 | 0 | 0 | 0 | 0 | 3.75 | 20 | 0.1875 | 15 | 38.545 | 0.14454 | 11.5635 | 50.01 | 0.18754 | 15.003 | 19.996 | 2 | Manufacturing Light Industrial | Existing | Fresno Area | SCE
Com-Furnace-dHIR | DEER2014 | D05 v2.01 | 2013-08-01 | SCE | MLI | Ex | Any | CZ14 | Area-1kFP | 100 | 100000 | None | 0 | 0 | 0 | 0 | 0 | 6.03 | 0 | 0 | 0 | 0 | 0 | 4.87 | 20 | 0.2435 | 19.48 | 38.545 | 0.18771 | 15.0171 | 54.4 | 0.26493 | 21.1942 | 18.3824 | 2 | Manufacturing Light Industrial | Existing | Palmdale (China Lake for pre-2014) | SCE
Com-Furnace-dHIR | DEER2014 | D05 v2.01 | 2013-08-01 | SCE | MLI | Ex | Any | CZ15 | Area-1kFP | 100 | 100000 | None | 0 | 0 | 0 | 0 | 0 | 0.437 | 0 | 0 | 0 | 0 | 0 | 0.353 | 20 | 0.01765 | 1.412 | 38.545 | 0.013606 | 1.0885 | 54.93 | 0.01939 | 1.5512 | 18.205 | 2 | Manufacturing Light Industrial | Existing | Palm Springs-Intl (El Centro for pre-2014) | SCE
Com-Furnace-dHIR | DEER2014 | D05 v2.01 | 2013-08-01 | SCE | MLI | Ex | Any | CZ16 | Area-1kFP | 100 | 100000 | None | 0 | 0 | 0 | 0 | 0 | 17 | 0 | 0 | 0 | 0 | 0 | 13.7 | 20 | 0.685 | 54.8 | 38.545 | 0.52807 | 42.2453 | 55.47 | 0.75994 | 60.7951 | 18.0278 | 2 | Manufacturing Light Industrial | Existing | Blue Canyon (Mount Shasta for pre-2014) | SCE
Com-Furnace-dHIR | DEER2014 | D05 v2.01 | 2013-08-01 | SCE | MLI | Ex | Any | IOU | Area-1kFP | 100 | 100000 | None | 0 | 0 | 0 | 0 | 0 | 1.57 | 0 | 0 | 0 | 0 | 0 | 1.27 | 20 | 0.0635 | 5.08 | 38.545 | 0.048952 | 3.9162 | FALSE | 0 | 0 | #DIV/0! | 2 | Manufacturing Light Industrial | Existing | IOU Territory | SCE
Com-Furnace-dHIR | DEER2014 | D05 v2.01 | 2013-08-01 | SCE | Nrs | Ex | Any | CZ05 | Area-1kFP | 2.7 | 60000 | None | 0 | 0 | 0 | 0 | 0 | 17.8 | 0 | 0 | 0 | 0 | 0 | 14.4 | 50 | 0.288 | 23.04 | 44.375 | 0.639 | 51.12 | 22.61 | 0.32558 | 26.0467 | 44.2282 | 2 | Health/Medical - Nursing Home | Existing | Santa Maria Area | SCE
Com-Furnace-dHIR | DEER2014 | D05 v2.01 | 2013-08-01 | SCE | Nrs | Ex | Any | CZ06 | Area-1kFP | 2.7 | 60000 | None | 0 | 0 | 0 | 0 | 0 | 8.93 | 0 | 0 | 0 | 0 | 0 | 7.21 | 50 | 0.1442 | 11.536 | 44.375 | 0.31994 | 25.5955 | 26.57 | 0.19157 | 15.3256 | 37.6364 | 2 | Health/Medical - Nursing Home | Existing | Torrance (Los Angeles for pre-2014) | SCE
Com-Furnace-dHIR | DEER2014 | D05 v2.01 | 2013-08-01 | SCE | Nrs | Ex | Any | CZ08 | Area-1kFP | 2.7 | 60000 | None | 0 | 0 | 0 | 0 | 0 | 9.79 | 0 | 0 | 0 | 0 | 0 | 7.91 | 50 | 0.1582 | 12.656 | 44.375 | 0.35101 | 28.0805 | 26.57 | 0.21017 | 16.8135 | 37.6364 | 2 | Health/Medical - Nursing Home | Existing | Fullerton (El Toro for pre-2014) | SCE
Com-Furnace-dHIR | DEER2014 | D05 v2.01 | 2013-08-01 | SCE | Nrs | Ex | Any | CZ09 | Area-1kFP | 2.7 | 60000 | None | 0 | 0 | 0 | 0 | 0 | 8.84 | 0 | 0 | 0 | 0 | 0 | 7.14 | 50 | 0.1428 | 11.424 | 44.375 | 0.31684 | 25.347 | 30.42 | 0.2172 | 17.3759 | 32.8731 | 2 | Health/Medical - Nursing Home | Existing | Burbank-Glendale (Pasadena for pre-2014) | SCE
Com-Furnace-dHIR | DEER2014 | D05 v2.01 | 2013-08-01 | SCE | Nrs | Ex | Any | CZ10 | Area-1kFP | 2.7 | 60000 | None | 0 | 0 | 0 | 0 | 0 | 11.9 | 0 | 0 | 0 | 0 | 0 | 9.64 | 50 | 0.1928 | 15.424 | 44.375 | 0.42778 | 34.222 | 28 | 0.26992 | 21.5936 | 35.7143 | 2 | Health/Medical - Nursing Home | Existing | Riverside | SCE
Com-Furnace-dHIR | DEER2014 | D05 v2.01 | 2013-08-01 | SCE | Nrs | Ex | Any | CZ13 | Area-1kFP | 2.7 | 60000 | None | 0 | 0 | 0 | 0 | 0 | 21.6 | 0 | 0 | 0 | 0 | 0 | 17.5 | 50 | 0.35 | 28 | 44.375 | 0.77656 | 62.125 | 38.36 | 0.6713 | 53.704 | 26.0688 | 2 | Health/Medical - Nursing Home | Existing | Fresno Area | SCE
Com-Furnace-dHIR | DEER2014 | D05 v2.01 | 2013-08-01 | SCE | Nrs | Ex | Any | CZ14 | Area-1kFP | 2.7 | 60000 | None | 0 | 0 | 0 | 0 | 0 | 26.1 | 0 | 0 | 0 | 0 | 0 | 21.1 | 50 | 0.422 | 33.76 | 44.375 | 0.93631 | 74.905 | 28 | 0.5908 | 47.264 | 35.7143 | 2 | Health/Medical - Nursing Home | Existing | Palmdale (China Lake for pre-2014) | SCE
Com-Furnace-dHIR | DEER2014 | D05 v2.01 | 2013-08-01 | SCE | Nrs | Ex | Any | CZ15 | Area-1kFP | 2.7 | 60000 | None | 0 | 0 | 0 | 0 | 0 | 4.49 | 0 | 0 | 0 | 0 | 0 | 3.63 | 50 | 0.0726 | 5.808 | 44.375 | 0.16108 | 12.8865 | 24.63 | 0.089407 | 7.1526 | 40.6009 | 2 | Health/Medical - Nursing Home | Existing | Palm Springs-Intl (El Centro for pre-2014) | SCE
Com-Furnace-dHIR | DEER2014 | D05 v2.01 | 2013-08-01 | SCE | Nrs | Ex | Any | CZ16 | Area-1kFP | 2.7 | 60000 | None | 0 | 0 | 0 | 0 | 0 | 69.2 | 0 | 0 | 0 | 0 | 0 | 55.9 | 50 | 1.118 | 89.44 | 44.375 | 2.4806 | 198.445 | 30.42 | 1.7005 | 136.0382 | 32.8731 | 2 | Health/Medical - Nursing Home | Existing | Blue Canyon (Mount Shasta for pre-2014) | SCE
Com-Furnace-dHIR | DEER2014 | D05 v2.01 | 2013-08-01 | SCE | Nrs | Ex | Any | IOU | Area-1kFP | 2.7 | 60000 | None | 0 | 0 | 0 | 0 | 0 | 11.7 | 0 | 0 | 0 | 0 | 0 | 9.48 | 50 | 0.1896 | 15.168 | 44.375 | 0.42068 | 33.654 | FALSE | 0 | 0 | #DIV/0! | 2 | Health/Medical - Nursing Home | Existing | IOU Territory | SCE
Com-Furnace-dHIR | DEER2014 | D05 v2.01 | 2013-08-01 | SCE | OfS | Ex | Any | CZ05 | Area-1kFP | 10 | 10000 | None | 0 | 0 | 0 | 0 | 0 | 1.28 | 0 | 0 | 0 | 0 | 0 | 1.03 | 40 | 0.02575 | 2.06 | 30.195 | 0.031101 | 2.4881 | 24.9 | 0.025647 | 2.0518 | 40.1606 | 2 | Office - Small | Existing | Santa Maria Area | SCE
Com-Furnace-dHIR | DEER2014 | D05 v2.01 | 2013-08-01 | SCE | OfS | Ex | Any | CZ06 | Area-1kFP | 10 | 10000 | None | 0 | 0 | 0 | 0 | 0 | 0.242 | 0 | 0 | 0 | 0 | 0 | 0.195 | 40 | 0.004875 | 0.39 | 30.195 | 0.005888 | 0.47104 | 44.7 | 0.0087165 | 0.69732 | 22.3714 | 2 | Office - Small | Existing | Torrance (Los Angeles for pre-2014) | SCE
Com-Furnace-dHIR | DEER2014 | D05 v2.01 | 2013-08-01 | SCE | OfS | Ex | Any | CZ08 | Area-1kFP | 10 | 10000 | None | 0 | 0 | 0 | 0 | 0 | 0.539 | 0 | 0 | 0 | 0 | 0 | 0.435 | 40 | 0.010875 | 0.87 | 30.195 | 0.013135 | 1.0508 | 44.7 | 0.019444 | 1.5556 | 22.3714 | 2 | Office - Small | Existing | Fullerton (El Toro for pre-2014) | SCE
Com-Furnace-dHIR | DEER2014 | D05 v2.01 | 2013-08-01 | SCE | OfS | Ex | Any | CZ09 | Area-1kFP | 10 | 10000 | None | 0 | 0 | 0 | 0 | 0 | 0.378 | 0 | 0 | 0 | 0 | 0 | 0.305 | 40 | 0.007625 | 0.61 | 30.195 | 0.0092095 | 0.73676 | 26.75 | 0.0081587 | 0.6527 | 37.3832 | 2 | Office - Small | Existing | Burbank-Glendale (Pasadena for pre-2014) | SCE
Com-Furnace-dHIR | DEER2014 | D05 v2.01 | 2013-08-01 | SCE | OfS | Ex | Any | CZ10 | Area-1kFP | 10 | 10000 | None | 0 | 0 | 0 | 0 | 0 | 0.651 | 0 | 0 | 0 | 0 | 0 | 0.526 | 40 | 0.01315 | 1.052 | 30.195 | 0.015883 | 1.2706 | 35.22 | 0.018526 | 1.4821 | 28.393 | 2 | Office - Small | Existing | Riverside | SCE
Com-Furnace-dHIR | DEER2014 | D05 v2.01 | 2013-08-01 | SCE | OfS | Ex | Any | CZ13 | Area-1kFP | 10 | 10000 | None | 0 | 0 | 0 | 0 | 0 | 4.31 | 0 | 0 | 0 | 0 | 0 | 3.48 | 40 | 0.087 | 6.96 | 30.195 | 0.10508 | 8.4063 | 190.85 | 0.66416 | 53.1326 | 5.2397 | 2 | Office - Small | Existing | Fresno Area | SCE
Com-Furnace-dHIR | DEER2014 | D05 v2.01 | 2013-08-01 | SCE | OfS | Ex | Any | CZ14 | Area-1kFP | 10 | 10000 | None | 0 | 0 | 0 | 0 | 0 | 4.06 | 0 | 0 | 0 | 0 | 0 | 3.28 | 40 | 0.082 | 6.56 | 30.195 | 0.09904 | 7.9232 | 35.22 | 0.11552 | 9.2417 | 28.393 | 2 | Office - Small | Existing | Palmdale (China Lake for pre-2014) | SCE
Com-Furnace-dHIR | DEER2014 | D05 v2.01 | 2013-08-01 | SCE | OfS | Ex | Any | CZ15 | Area-1kFP | 10 | 10000 | None | 0 | 0 | 0 | 0 | 0 | 0.111 | 0 | 0 | 0 | 0 | 0 | 0.0893 | 40 | 0.0022325 | 0.1786 | 30.195 | 0.0026964 | 0.21571 | 162.2 | 0.014484 | 1.1588 | 6.1652 | 2 | Office - Small | Existing | Palm Springs-Intl (El Centro for pre-2014) | SCE
Com-Furnace-dHIR | DEER2014 | D05 v2.01 | 2013-08-01 | SCE | OfS | Ex | Any | CZ16 | Area-1kFP | 10 | 10000 | None | 0 | 0 | 0 | 0 | 0 | 16.6 | 0 | 0 | 0 | 0 | 0 | 13.4 | 40 | 0.335 | 26.8 | 30.195 | 0.40461 | 32.369 | 26.75 | 0.35845 | 28.676 | 37.3832 | 2 | Office - Small | Existing | Blue Canyon (Mount Shasta for pre-2014) | SCE
Com-Furnace-dHIR | DEER2014 | D05 v2.01 | 2013-08-01 | SCE | OfS | Ex | Any | IOU | Area-1kFP | 10 | 10000 | None | 0 | 0 | 0 | 0 | 0 | 1.01 | 0 | 0 | 0 | 0 | 0 | 0.812 | 40 | 0.0203 | 1.624 | 30.195 | 0.024518 | 1.9615 | FALSE | 0 | 0 | #DIV/0! | 2 | Office - Small | Existing | IOU Territory | SCE
Com-Furnace-dHIR | DEER2014 | D05 v2.01 | 2013-08-01 | SCE | RFF | Ex | Any | CZ05 | Area-1kFP | 2 | 2000 | None | 0 | 0 | 0 | 0 | 0 | 28.3 | 0 | 0 | 0 | 0 | 0 | 22.8 | 30 | 0.76 | 60.8 | 16.845 | 0.38407 | 30.7253 | 18.65 | 0.42522 | 34.0176 | 53.6193 | 2 | Restaurant - Fast-Food | Existing | Santa Maria Area | SCE
Com-Furnace-dHIR | DEER2014 | D05 v2.01 | 2013-08-01 | SCE | RFF | Ex | Any | CZ06 | Area-1kFP | 2 | 2000 | None | 0 | 0 | 0 | 0 | 0 | 14.4 | 0 | 0 | 0 | 0 | 0 | 11.7 | 30 | 0.39 | 31.2 | 16.845 | 0.19709 | 15.7669 | 19.29 | 0.22569 | 18.0554 | 51.8403 | 2 | Restaurant - Fast-Food | Existing | Torrance (Los Angeles for pre-2014) | SCE
Com-Furnace-dHIR | DEER2014 | D05 v2.01 | 2013-08-01 | SCE | RFF | Ex | Any | CZ08 | Area-1kFP | 2 | 2000 | None | 0 | 0 | 0 | 0 | 0 | 13.7 | 0 | 0 | 0 | 0 | 0 | 11.1 | 30 | 0.37 | 29.6 | 16.845 | 0.18698 | 14.9584 | 19.29 | 0.21412 | 17.1295 | 51.8403 | 2 | Restaurant - Fast-Food | Existing | Fullerton (El Toro for pre-2014) | SCE
Com-Furnace-dHIR | DEER2014 | D05 v2.01 | 2013-08-01 | SCE | RFF | Ex | Any | CZ09 | Area-1kFP | 2 | 2000 | None | 0 | 0 | 0 | 0 | 0 | 13.2 | 0 | 0 | 0 | 0 | 0 | 10.7 | 30 | 0.35667 | 28.5333 | 16.845 | 0.18024 | 14.4193 | 19.06 | 0.20394 | 16.3154 | 52.4659 | 2 | Restaurant - Fast-Food | Existing | Burbank-Glendale (Pasadena for pre-2014) | SCE
Com-Furnace-dHIR | DEER2014 | D05 v2.01 | 2013-08-01 | SCE | RFF | Ex | Any | CZ10 | Area-1kFP | 2 | 2000 | None | 0 | 0 | 0 | 0 | 0 | 16.8 | 0 | 0 | 0 | 0 | 0 | 13.6 | 30 | 0.45333 | 36.2667 | 16.845 | 0.22909 | 18.3274 | 11.73 | 0.15953 | 12.7622 | 85.2515 | 2 | Restaurant - Fast-Food | Existing | Riverside | SCE
Com-Furnace-dHIR | DEER2014 | D05 v2.01 | 2013-08-01 | SCE | RFF | Ex | Any | CZ13 | Area-1kFP | 2 | 2000 | None | 0 | 0 | 0 | 0 | 0 | 37.6 | 0 | 0 | 0 | 0 | 0 | 30.4 | 30 | 1.0133 | 81.0667 | 16.845 | 0.51209 | 40.967 | 23.63 | 0.71835 | 57.4682 | 42.3191 | 2 | Restaurant - Fast-Food | Existing | Fresno Area | SCE
Com-Furnace-dHIR | DEER2014 | D05 v2.01 | 2013-08-01 | SCE | RFF | Ex | Any | CZ14 | Area-1kFP | 2 | 2000 | None | 0 | 0 | 0 | 0 | 0 | 42.5 | 0 | 0 | 0 | 0 | 0 | 34.4 | 30 | 1.1467 | 91.7333 | 16.845 | 0.57947 | 46.3574 | 11.73 | 0.40351 | 32.281 | 85.2515 | 2 | Restaurant - Fast-Food | Existing | Palmdale (China Lake for pre-2014) | SCE
Com-Furnace-dHIR | DEER2014 | D05 v2.01 | 2013-08-01 | SCE | RFF | Ex | Any | CZ15 | Area-1kFP | 2 | 2000 | None | 0 | 0 | 0 | 0 | 0 | 5.99 | 0 | 0 | 0 | 0 | 0 | 4.84 | 30 | 0.16133 | 12.9067 | 16.845 | 0.08153 | 6.5224 | 25.23 | 0.12211 | 9.7691 | 39.6354 | 2 | Restaurant - Fast-Food | Existing | Palm Springs-Intl (El Centro for pre-2014) | SCE
Com-Furnace-dHIR | DEER2014 | D05 v2.01 | 2013-08-01 | SCE | RFF | Ex | Any | CZ16 | Area-1kFP | 2 | 2000 | None | 0 | 0 | 0 | 0 | 0 | 113 | 0 | 0 | 0 | 0 | 0 | 91.1 | 30 | 3.0367 | 242.9333 | 16.845 | 1.5346 | 122.7664 | 19.06 | 1.7364 | 138.9093 | 52.4659 | 2 | Restaurant - Fast-Food | Existing | Blue Canyon (Mount Shasta for pre-2014) | SCE
Com-Furnace-dHIR | DEER2014 | D05 v2.01 | 2013-08-01 | SCE | RFF | Ex | Any | IOU | Area-1kFP | 2 | 2000 | None | 0 | 0 | 0 | 0 | 0 | 17.9 | 0 | 0 | 0 | 0 | 0 | 14.4 | 30 | 0.48 | 38.4 | 16.845 | 0.24257 | 19.4054 | FALSE | 0 | 0 | #DIV/0! | 2 | Restaurant - Fast-Food | Existing | IOU Territory | SCE
Com-Furnace-dHIR | DEER2014 | D05 v2.01 | 2013-08-01 | SCE | RSD | Ex | Any | CZ05 | Area-1kFP | 4 | 4000 | None | 0 | 0 | 0 | 0 | 0 | 26.9 | 0 | 0 | 0 | 0 | 0 | 21.7 | 40 | 0.5425 | 43.4 | 16.845 | 0.36554 | 29.2429 | 18.65 | 0.4047 | 32.3764 | 53.6193 | 2 | Restaurant - Sit-Down | Existing | Santa Maria Area | SCE
Com-Furnace-dHIR | DEER2014 | D05 v2.01 | 2013-08-01 | SCE | RSD | Ex | Any | CZ06 | Area-1kFP | 4 | 4000 | None | 0 | 0 | 0 | 0 | 0 | 15.3 | 0 | 0 | 0 | 0 | 0 | 12.3 | 40 | 0.3075 | 24.6 | 16.845 | 0.20719 | 16.5755 | 19.29 | 0.23727 | 18.9814 | 51.8403 | 2 | Restaurant - Sit-Down | Existing | Torrance (Los Angeles for pre-2014) | SCE
Com-Furnace-dHIR | DEER2014 | D05 v2.01 | 2013-08-01 | SCE | RSD | Ex | Any | CZ08 | Area-1kFP | 4 | 4000 | None | 0 | 0 | 0 | 0 | 0 | 14.1 | 0 | 0 | 0 | 0 | 0 | 11.4 | 40 | 0.285 | 22.8 | 16.845 | 0.19203 | 15.3626 | 19.29 | 0.21991 | 17.5925 | 51.8403 | 2 | Restaurant - Sit-Down | Existing | Fullerton (El Toro for pre-2014) | SCE
Com-Furnace-dHIR | DEER2014 | D05 v2.01 | 2013-08-01 | SCE | RSD | Ex | Any | CZ09 | Area-1kFP | 4 | 4000 | None | 0 | 0 | 0 | 0 | 0 | 13.6 | 0 | 0 | 0 | 0 | 0 | 11 | 40 | 0.275 | 22 | 16.845 | 0.18529 | 14.8236 | 19.06 | 0.20966 | 16.7728 | 52.4659 | 2 | Restaurant - Sit-Down | Existing | Burbank-Glendale (Pasadena for pre-2014) | SCE
Com-Furnace-dHIR | DEER2014 | D05 v2.01 | 2013-08-01 | SCE | RSD | Ex | Any | CZ10 | Area-1kFP | 4 | 4000 | None | 0 | 0 | 0 | 0 | 0 | 16 | 0 | 0 | 0 | 0 | 0 | 13 | 40 | 0.325 | 26 | 16.845 | 0.21898 | 17.5188 | 11.73 | 0.15249 | 12.1992 | 85.2515 | 2 | Restaurant - Sit-Down | Existing | Riverside | SCE
Com-Furnace-dHIR | DEER2014 | D05 v2.01 | 2013-08-01 | SCE | RSD | Ex | Any | CZ13 | Area-1kFP | 4 | 4000 | None | 0 | 0 | 0 | 0 | 0 | 29.2 | 0 | 0 | 0 | 0 | 0 | 23.6 | 40 | 0.59 | 47.2 | 16.845 | 0.39754 | 31.8034 | 23.63 | 0.55767 | 44.6134 | 42.3191 | 2 | Restaurant - Sit-Down | Existing | Fresno Area | SCE
Com-Furnace-dHIR | DEER2014 | D05 v2.01 | 2013-08-01 | SCE | RSD | Ex | Any | CZ14 | Area-1kFP | 4 | 4000 | None | 0 | 0 | 0 | 0 | 0 | 35.6 | 0 | 0 | 0 | 0 | 0 | 28.8 | 40 | 0.72 | 57.6 | 16.845 | 0.48514 | 38.8109 | 11.73 | 0.33782 | 27.0259 | 85.2515 | 2 | Restaurant - Sit-Down | Existing | Palmdale (China Lake for pre-2014) | SCE
Com-Furnace-dHIR | DEER2014 | D05 v2.01 | 2013-08-01 | SCE | RSD | Ex | Any | CZ15 | Area-1kFP | 4 | 4000 | None | 0 | 0 | 0 | 0 | 0 | 6.09 | 0 | 0 | 0 | 0 | 0 | 4.92 | 40 | 0.123 | 9.84 | 16.845 | 0.082877 | 6.6302 | 25.23 | 0.12413 | 9.9305 | 39.6354 | 2 | Restaurant - Sit-Down | Existing | Palm Springs-Intl (El Centro for pre-2014) | SCE
Com-Furnace-dHIR | DEER2014 | D05 v2.01 | 2013-08-01 | SCE | RSD | Ex | Any | CZ16 | Area-1kFP | 4 | 4000 | None | 0 | 0 | 0 | 0 | 0 | 86 | 0 | 0 | 0 | 0 | 0 | 69.5 | 40 | 1.7375 | 139 | 16.845 | 1.1707 | 93.6582 | 19.06 | 1.3247 | 105.9736 | 52.4659 | 2 | Restaurant - Sit-Down | Existing | Blue Canyon (Mount Shasta for pre-2014) | SCE
Com-Furnace-dHIR | DEER2014 | D05 v2.01 | 2013-08-01 | SCE | RSD | Ex | Any | IOU | Area-1kFP | 4 | 4000 | None | 0 | 0 | 0 | 0 | 0 | 17 | 0 | 0 | 0 | 0 | 0 | 13.8 | 40 | 0.345 | 27.6 | 16.845 | 0.23246 | 18.5969 | FALSE | 0 | 0 | #DIV/0! | 2 | Restaurant - Sit-Down | Existing | IOU Territory | SCE
Com-Furnace-dHIR | DEER2014 | D05 v2.01 | 2013-08-01 | SCE | RtL | Ex | Any | CZ05 | Area-1kFP | 131 | 131000 | None | 0 | 0 | 0 | 0 | 0 | 2.88 | 0 | 0 | 0 | 0 | 0 | 2.32 | 20 | 0.116 | 9.28 | 60.22 | 0.13971 | 11.1768 | 38.8 | 0.090016 | 7.2013 | 25.7732 | 2 | Retail - Single-Story Large | Existing | Santa Maria Area | SCE
Com-Furnace-dHIR | DEER2014 | D05 v2.01 | 2013-08-01 | SCE | RtL | Ex | Any | CZ06 | Area-1kFP | 131 | 131000 | None | 0 | 0 | 0 | 0 | 0 | 1.63 | 0 | 0 | 0 | 0 | 0 | 1.32 | 20 | 0.066 | 5.28 | 60.22 | 0.07949 | 6.3592 | 93.58 | 0.12353 | 9.882 | 10.686 | 2 | Retail - Single-Story Large | Existing | Torrance (Los Angeles for pre-2014) | SCE
Com-Furnace-dHIR | DEER2014 | D05 v2.01 | 2013-08-01 | SCE | RtL | Ex | Any | CZ08 | Area-1kFP | 131 | 131000 | None | 0 | 0 | 0 | 0 | 0 | 1.59 | 0 | 0 | 0 | 0 | 0 | 1.29 | 20 | 0.0645 | 5.16 | 60.22 | 0.077684 | 6.2147 | 93.58 | 0.12072 | 9.6575 | 10.686 | 2 | Retail - Single-Story Large | Existing | Fullerton (El Toro for pre-2014) | SCE
Com-Furnace-dHIR | DEER2014 | D05 v2.01 | 2013-08-01 | SCE | RtL | Ex | Any | CZ09 | Area-1kFP | 131 | 131000 | None | 0 | 0 | 0 | 0 | 0 | 1.48 | 0 | 0 | 0 | 0 | 0 | 1.19 | 20 | 0.0595 | 4.76 | 60.22 | 0.071662 | 5.7329 | 70.08 | 0.083395 | 6.6716 | 14.2694 | 2 | Retail - Single-Story Large | Existing | Burbank-Glendale (Pasadena for pre-2014) | SCE
Com-Furnace-dHIR | DEER2014 | D05 v2.01 | 2013-08-01 | SCE | RtL | Ex | Any | CZ10 | Area-1kFP | 131 | 131000 | None | 0 | 0 | 0 | 0 | 0 | 1.97 | 0 | 0 | 0 | 0 | 0 | 1.59 | 20 | 0.0795 | 6.36 | 60.22 | 0.09575 | 7.66 | 49.41 | 0.078562 | 6.285 | 20.2388 | 2 | Retail - Single-Story Large | Existing | Riverside | SCE
Com-Furnace-dHIR | DEER2014 | D05 v2.01 | 2013-08-01 | SCE | RtL | Ex | Any | CZ13 | Area-1kFP | 131 | 131000 | None | 0 | 0 | 0 | 0 | 0 | 4.78 | 0 | 0 | 0 | 0 | 0 | 3.86 | 20 | 0.193 | 15.44 | 60.22 | 0.23245 | 18.5959 | 89.42 | 0.34516 | 27.6129 | 11.1832 | 2 | Retail - Single-Story Large | Existing | Fresno Area | SCE
Com-Furnace-dHIR | DEER2014 | D05 v2.01 | 2013-08-01 | SCE | RtL | Ex | Any | CZ14 | Area-1kFP | 131 | 131000 | None | 0 | 0 | 0 | 0 | 0 | 7.02 | 0 | 0 | 0 | 0 | 0 | 5.68 | 20 | 0.284 | 22.72 | 60.22 | 0.34205 | 27.364 | 49.41 | 0.28065 | 22.4519 | 20.2388 | 2 | Retail - Single-Story Large | Existing | Palmdale (China Lake for pre-2014) | SCE
Com-Furnace-dHIR | DEER2014 | D05 v2.01 | 2013-08-01 | SCE | RtL | Ex | Any | CZ15 | Area-1kFP | 131 | 131000 | None | 0 | 0 | 0 | 0 | 0 | 0.775 | 0 | 0 | 0 | 0 | 0 | 0.626 | 20 | 0.0313 | 2.504 | 60.22 | 0.037698 | 3.0158 | 69.98 | 0.043807 | 3.5046 | 14.2898 | 2 | Retail - Single-Story Large | Existing | Palm Springs-Intl (El Centro for pre-2014) | SCE
Com-Furnace-dHIR | DEER2014 | D05 v2.01 | 2013-08-01 | SCE | RtL | Ex | Any | CZ16 | Area-1kFP | 131 | 131000 | None | 0 | 0 | 0 | 0 | 0 | 20.9 | 0 | 0 | 0 | 0 | 0 | 16.9 | 20 | 0.845 | 67.6 | 60.22 | 1.0177 | 81.4174 | 70.08 | 1.1844 | 94.7482 | 14.2694 | 2 | Retail - Single-Story Large | Existing | Blue Canyon (Mount Shasta for pre-2014) | SCE
Com-Furnace-dHIR | DEER2014 | D05 v2.01 | 2013-08-01 | SCE | RtL | Ex | Any | IOU | Area-1kFP | 131 | 131000 | None | 0 | 0 | 0 | 0 | 0 | 2.12 | 0 | 0 | 0 | 0 | 0 | 1.71 | 20 | 0.0855 | 6.84 | 60.22 | 0.10298 | 8.2381 | FALSE | 0 | 0 | #DIV/0! | 2 | Retail - Single-Story Large | Existing | IOU Territory | SCE
Com-Furnace-dHIR | DEER2014 | D05 v2.01 | 2013-08-01 | SCE | RtS | Ex | Any | CZ05 | Area-1kFP | 8 | 8000 | None | 0 | 0 | 0 | 0 | 0 | 5.74 | 0 | 0 | 0 | 0 | 0 | 4.64 | 30 | 0.15467 | 12.3733 | 60.22 | 0.27942 | 22.3537 | 38.8 | 0.18003 | 14.4026 | 25.7732 | 2 | Retail - Small | Existing | Santa Maria Area | SCE
Com-Furnace-dHIR | DEER2014 | D05 v2.01 | 2013-08-01 | SCE | RtS | Ex | Any | CZ06 | Area-1kFP | 8 | 8000 | None | 0 | 0 | 0 | 0 | 0 | 2.62 | 0 | 0 | 0 | 0 | 0 | 2.12 | 30 | 0.070667 | 5.6533 | 60.22 | 0.12767 | 10.2133 | 93.58 | 0.19839 | 15.8712 | 10.686 | 2 | Retail - Small | Existing | Torrance (Los Angeles for pre-2014) | SCE
Com-Furnace-dHIR | DEER2014 | D05 v2.01 | 2013-08-01 | SCE | RtS | Ex | Any | CZ08 | Area-1kFP | 8 | 8000 | None | 0 | 0 | 0 | 0 | 0 | 2.58 | 0 | 0 | 0 | 0 | 0 | 2.08 | 30 | 0.069333 | 5.5467 | 60.22 | 0.12526 | 10.0206 | 93.58 | 0.19465 | 15.5717 | 10.686 | 2 | Retail - Small | Existing | Fullerton (El Toro for pre-2014) | SCE
Com-Furnace-dHIR | DEER2014 | D05 v2.01 | 2013-08-01 | SCE | RtS | Ex | Any | CZ09 | Area-1kFP | 8 | 8000 | None | 0 | 0 | 0 | 0 | 0 | 2.39 | 0 | 0 | 0 | 0 | 0 | 1.93 | 30 | 0.064333 | 5.1467 | 60.22 | 0.11622 | 9.298 | 70.08 | 0.13525 | 10.8204 | 14.2694 | 2 | Retail - Small | Existing | Burbank-Glendale (Pasadena for pre-2014) | SCE
Com-Furnace-dHIR | DEER2014 | D05 v2.01 | 2013-08-01 | SCE | RtS | Ex | Any | CZ10 | Area-1kFP | 8 | 8000 | None | 0 | 0 | 0 | 0 | 0 | 2.94 | 0 | 0 | 0 | 0 | 0 | 2.38 | 30 | 0.079333 | 6.3467 | 60.22 | 0.14332 | 11.4659 | 49.41 | 0.1176 | 9.4077 | 20.2388 | 2 | Retail - Small | Existing | Riverside | SCE
Com-Furnace-dHIR | DEER2014 | D05 v2.01 | 2013-08-01 | SCE | RtS | Ex | Any | CZ13 | Area-1kFP | 8 | 8000 | None | 0 | 0 | 0 | 0 | 0 | 9.58 | 0 | 0 | 0 | 0 | 0 | 7.74 | 30 | 0.258 | 20.64 | 60.22 | 0.4661 | 37.2882 | 89.42 | 0.69211 | 55.3689 | 11.1832 | 2 | Retail - Small | Existing | Fresno Area | SCE
Com-Furnace-dHIR | DEER2014 | D05 v2.01 | 2013-08-01 | SCE | RtS | Ex | Any | CZ14 | Area-1kFP | 8 | 8000 | None | 0 | 0 | 0 | 0 | 0 | 10.3 | 0 | 0 | 0 | 0 | 0 | 8.35 | 30 | 0.27833 | 22.2667 | 60.22 | 0.50284 | 40.227 | 49.41 | 0.41257 | 33.0059 | 20.2388 | 2 | Retail - Small | Existing | Palmdale (China Lake for pre-2014) | SCE
Com-Furnace-dHIR | DEER2014 | D05 v2.01 | 2013-08-01 | SCE | RtS | Ex | Any | CZ15 | Area-1kFP | 8 | 8000 | None | 0 | 0 | 0 | 0 | 0 | 1.1 | 0 | 0 | 0 | 0 | 0 | 0.885 | 30 | 0.0295 | 2.36 | 60.22 | 0.053295 | 4.2636 | 69.98 | 0.061932 | 4.9546 | 14.2898 | 2 | Retail - Small | Existing | Palm Springs-Intl (El Centro for pre-2014) | SCE
Com-Furnace-dHIR | DEER2014 | D05 v2.01 | 2013-08-01 | SCE | RtS | Ex | Any | CZ16 | Area-1kFP | 8 | 8000 | None | 0 | 0 | 0 | 0 | 0 | 32.2 | 0 | 0 | 0 | 0 | 0 | 26 | 30 | 0.86667 | 69.3333 | 60.22 | 1.5657 | 125.2576 | 70.08 | 1.8221 | 145.7664 | 14.2694 | 2 | Retail - Small | Existing | Blue Canyon (Mount Shasta for pre-2014) | SCE
Com-Furnace-dHIR | DEER2014 | D05 v2.01 | 2013-08-01 | SCE | RtS | Ex | Any | IOU | Area-1kFP | 8 | 8000 | None | 0 | 0 | 0 | 0 | 0 | 3.37 | 0 | 0 | 0 | 0 | 0 | 2.72 | 30 | 0.090667 | 7.2533 | 60.22 | 0.1638 | 13.1039 | FALSE | 0 | 0 | #DIV/0! | 2 | Retail - Small | Existing | IOU Territory | SCE
Com-Furnace-dHIR | DEER2014 | D05 v2.01 | 2013-08-01 | SCE | s_Agr | Ex | Any | CZ05 | Area-1kFP | 82 | 82000 | None | 0 | 0 | 0 | 0 | 0 | 2.25 | 0 | 0 | 0 | 0 | 0 | 1.82 | 40 | 0.0455 | 3.64 | 60.22 | 0.1096 | 8.768 | 38.8 | 0.070616 | 5.6493 | 25.7732 | 2 | SCE Agricultrural | Existing | Santa Maria Area | SCE
Com-Furnace-dHIR | DEER2014 | D05 v2.01 | 2013-08-01 | SCE | s_Agr | Ex | Any | CZ06 | Area-1kFP | 82 | 82000 | None | 0 | 0 | 0 | 0 | 0 | 0.854 | 0 | 0 | 0 | 0 | 0 | 0.69 | 40 | 0.01725 | 1.38 | 60.22 | 0.041552 | 3.3241 | 93.58 | 0.06457 | 5.1656 | 10.686 | 2 | SCE Agricultrural | Existing | Torrance (Los Angeles for pre-2014) | SCE
Com-Furnace-dHIR | DEER2014 | D05 v2.01 | 2013-08-01 | SCE | s_Agr | Ex | Any | CZ08 | Area-1kFP | 82 | 82000 | None | 0 | 0 | 0 | 0 | 0 | 0.966 | 0 | 0 | 0 | 0 | 0 | 0.78 | 40 | 0.0195 | 1.56 | 60.22 | 0.046972 | 3.7577 | 93.58 | 0.072992 | 5.8394 | 10.686 | 2 | SCE Agricultrural | Existing | Fullerton (El Toro for pre-2014) | SCE
Com-Furnace-dHIR | DEER2014 | D05 v2.01 | 2013-08-01 | SCE | s_Agr | Ex | Any | CZ09 | Area-1kFP | 82 | 82000 | None | 0 | 0 | 0 | 0 | 0 | 0.582 | 0 | 0 | 0 | 0 | 0 | 0.47 | 40 | 0.01175 | 0.94 | 60.22 | 0.028303 | 2.2643 | 70.08 | 0.032938 | 2.635 | 14.2694 | 2 | SCE Agricultrural | Existing | Burbank-Glendale (Pasadena for pre-2014) | SCE
Com-Furnace-dHIR | DEER2014 | D05 v2.01 | 2013-08-01 | SCE | s_Agr | Ex | Any | CZ10 | Area-1kFP | 82 | 82000 | None | 0 | 0 | 0 | 0 | 0 | 0.925 | 0 | 0 | 0 | 0 | 0 | 0.747 | 40 | 0.018675 | 1.494 | 60.22 | 0.044984 | 3.5987 | 49.41 | 0.036909 | 2.9527 | 20.2388 | 2 | SCE Agricultrural | Existing | Riverside | SCE
Com-Furnace-dHIR | DEER2014 | D05 v2.01 | 2013-08-01 | SCE | s_Agr | Ex | Any | CZ13 | Area-1kFP | 82 | 82000 | None | 0 | 0 | 0 | 0 | 0 | 4.58 | 0 | 0 | 0 | 0 | 0 | 3.7 | 40 | 0.0925 | 7.4 | 60.22 | 0.22281 | 17.8251 | 89.42 | 0.33085 | 26.4683 | 11.1832 | 2 | SCE Agricultrural | Existing | Fresno Area | SCE
Com-Furnace-dHIR | DEER2014 | D05 v2.01 | 2013-08-01 | SCE | s_Agr | Ex | Any | CZ14 | Area-1kFP | 82 | 82000 | None | 0 | 0 | 0 | 0 | 0 | 5.64 | 0 | 0 | 0 | 0 | 0 | 4.56 | 40 | 0.114 | 9.12 | 60.22 | 0.2746 | 21.9683 | 49.41 | 0.22531 | 18.0248 | 20.2388 | 2 | SCE Agricultrural | Existing | Palmdale (China Lake for pre-2014) | SCE
Com-Furnace-dHIR | DEER2014 | D05 v2.01 | 2013-08-01 | SCE | s_Agr | Ex | Any | CZ15 | Area-1kFP | 82 | 82000 | None | 0 | 0 | 0 | 0 | 0 | 0.371 | 0 | 0 | 0 | 0 | 0 | 0.3 | 40 | 0.0075 | 0.6 | 60.22 | 0.018066 | 1.4453 | 69.98 | 0.020994 | 1.6795 | 14.2898 | 2 | SCE Agricultrural | Existing | Palm Springs-Intl (El Centro for pre-2014) | SCE
Com-Furnace-dHIR | DEER2014 | D05 v2.01 | 2013-08-01 | SCE | s_Agr | Ex | Any | CZ16 | Area-1kFP | 82 | 82000 | None | 0 | 0 | 0 | 0 | 0 | 16.9 | 0 | 0 | 0 | 0 | 0 | 13.7 | 40 | 0.3425 | 27.4 | 60.22 | 0.82501 | 66.0011 | 70.08 | 0.9601 | 76.8077 | 14.2694 | 2 | SCE Agricultrural | Existing | Blue Canyon (Mount Shasta for pre-2014) | SCE
Com-Furnace-dHIR | DEER2014 | D05 v2.01 | 2013-08-01 | SCE | s_Agr | Ex | Any | IOU | Area-1kFP | 82 | 82000 | None | 0 | 0 | 0 | 0 | 0 | 1.45 | 0 | 0 | 0 | 0 | 0 | 1.17 | 40 | 0.02925 | 2.34 | 60.22 | 0.070457 | 5.6366 | FALSE | 0 | 0 | #DIV/0! | 2 | SCE Agricultrural | Existing | IOU Territory | SCE
Com-Furnace-dHIR | DEER2014 | D05 v2.01 | 2013-08-01 | SCE | s_Cli | Ex | Any | CZ05 | Area-1kFP | 6.35 | 35000 | None | 0 | 0 | 0 | 0 | 0 | 9.53 | 0 | 0 | 0 | 0 | 0 | 7.7 | 40 | 0.1925 | 15.4 | 60.22 | 0.46369 | 37.0955 | 38.8 | 0.29876 | 23.9008 | 25.7732 | 2 | SCE Health/Medical Clinic | Existing | Santa Maria Area | SCE
Com-Furnace-dHIR | DEER2014 | D05 v2.01 | 2013-08-01 | SCE | s_Cli | Ex | Any | CZ06 | Area-1kFP | 6.35 | 35000 | None | 0 | 0 | 0 | 0 | 0 | 4.59 | 0 | 0 | 0 | 0 | 0 | 3.7 | 40 | 0.0925 | 7.4 | 60.22 | 0.22281 | 17.8251 | 93.58 | 0.34625 | 27.6997 | 10.686 | 2 | SCE Health/Medical Clinic | Existing | Torrance (Los Angeles for pre-2014) | SCE
Com-Furnace-dHIR | DEER2014 | D05 v2.01 | 2013-08-01 | SCE | s_Cli | Ex | Any | CZ08 | Area-1kFP | 6.35 | 35000 | None | 0 | 0 | 0 | 0 | 0 | 5.16 | 0 | 0 | 0 | 0 | 0 | 4.17 | 40 | 0.10425 | 8.34 | 60.22 | 0.25112 | 20.0894 | 93.58 | 0.39023 | 31.2183 | 10.686 | 2 | SCE Health/Medical Clinic | Existing | Fullerton (El Toro for pre-2014) | SCE
Com-Furnace-dHIR | DEER2014 | D05 v2.01 | 2013-08-01 | SCE | s_Cli | Ex | Any | CZ09 | Area-1kFP | 6.35 | 35000 | None | 0 | 0 | 0 | 0 | 0 | 4.61 | 0 | 0 | 0 | 0 | 0 | 3.72 | 40 | 0.093 | 7.44 | 60.22 | 0.22402 | 17.9215 | 70.08 | 0.2607 | 20.8558 | 14.2694 | 2 | SCE Health/Medical Clinic | Existing | Burbank-Glendale (Pasadena for pre-2014) | SCE
Com-Furnace-dHIR | DEER2014 | D05 v2.01 | 2013-08-01 | SCE | s_Cli | Ex | Any | CZ10 | Area-1kFP | 6.35 | 35000 | None | 0 | 0 | 0 | 0 | 0 | 6.29 | 0 | 0 | 0 | 0 | 0 | 5.08 | 40 | 0.127 | 10.16 | 60.22 | 0.30592 | 24.4734 | 49.41 | 0.251 | 20.0802 | 20.2388 | 2 | SCE Health/Medical Clinic | Existing | Riverside | SCE
Com-Furnace-dHIR | DEER2014 | D05 v2.01 | 2013-08-01 | SCE | s_Cli | Ex | Any | CZ13 | Area-1kFP | 6.35 | 35000 | None | 0 | 0 | 0 | 0 | 0 | 13 | 0 | 0 | 0 | 0 | 0 | 10.5 | 40 | 0.2625 | 21 | 60.22 | 0.63231 | 50.5848 | 89.42 | 0.93891 | 75.1128 | 11.1832 | 2 | SCE Health/Medical Clinic | Existing | Fresno Area | SCE
Com-Furnace-dHIR | DEER2014 | D05 v2.01 | 2013-08-01 | SCE | s_Cli | Ex | Any | CZ14 | Area-1kFP | 6.35 | 35000 | None | 0 | 0 | 0 | 0 | 0 | 15.1 | 0 | 0 | 0 | 0 | 0 | 12.2 | 40 | 0.305 | 24.4 | 60.22 | 0.73468 | 58.7747 | 49.41 | 0.6028 | 48.2242 | 20.2388 | 2 | SCE Health/Medical Clinic | Existing | Palmdale (China Lake for pre-2014) | SCE
Com-Furnace-dHIR | DEER2014 | D05 v2.01 | 2013-08-01 | SCE | s_Cli | Ex | Any | CZ15 | Area-1kFP | 6.35 | 35000 | None | 0 | 0 | 0 | 0 | 0 | 2.3 | 0 | 0 | 0 | 0 | 0 | 1.86 | 40 | 0.0465 | 3.72 | 60.22 | 0.11201 | 8.9607 | 69.98 | 0.13016 | 10.413 | 14.2898 | 2 | SCE Health/Medical Clinic | Existing | Palm Springs-Intl (El Centro for pre-2014) | SCE
Com-Furnace-dHIR | DEER2014 | D05 v2.01 | 2013-08-01 | SCE | s_Cli | Ex | Any | CZ16 | Area-1kFP | 6.35 | 35000 | None | 0 | 0 | 0 | 0 | 0 | 42.9 | 0 | 0 | 0 | 0 | 0 | 34.7 | 40 | 0.8675 | 69.4 | 60.22 | 2.0896 | 167.1707 | 70.08 | 2.4318 | 194.5421 | 14.2694 | 2 | SCE Health/Medical Clinic | Existing | Blue Canyon (Mount Shasta for pre-2014) | SCE
Com-Furnace-dHIR | DEER2014 | D05 v2.01 | 2013-08-01 | SCE | s_Cli | Ex | Any | IOU | Area-1kFP | 6.35 | 35000 | None | 0 | 0 | 0 | 0 | 0 | 6.37 | 0 | 0 | 0 | 0 | 0 | 5.14 | 40 | 0.1285 | 10.28 | 60.22 | 0.30953 | 24.7625 | FALSE | 0 | 0 | #DIV/0! | 2 | SCE Health/Medical Clinic | Existing | IOU Territory | SCE
Com-Furnace-dHIR | DEER2014 | D05 v2.01 | 2013-08-01 | SCE | SCn | Ex | Any | CZ05 | Area-1kFP | 500 | 500000 | None | 0 | 0 | 0 | 0 | 0 | 4.55 | 0 | 0 | 0 | 0 | 0 | 3.68 | 30 | 0.12267 | 9.8133 | 148.35 | 0.54593 | 43.6742 | 73.62 | 0.27092 | 21.6737 | 13.5833 | 2 | Storage - Conditioned | Existing | Santa Maria Area | SCE
Com-Furnace-dHIR | DEER2014 | D05 v2.01 | 2013-08-01 | SCE | SCn | Ex | Any | CZ06 | Area-1kFP | 500 | 500000 | None | 0 | 0 | 0 | 0 | 0 | 2.52 | 0 | 0 | 0 | 0 | 0 | 2.04 | 30 | 0.068 | 5.44 | 148.35 | 0.30263 | 24.2107 | 98.84 | 0.20163 | 16.1307 | 10.1174 | 2 | Storage - Conditioned | Existing | Torrance (Los Angeles for pre-2014) | SCE
Com-Furnace-dHIR | DEER2014 | D05 v2.01 | 2013-08-01 | SCE | SCn | Ex | Any | CZ08 | Area-1kFP | 500 | 500000 | None | 0 | 0 | 0 | 0 | 0 | 2.29 | 0 | 0 | 0 | 0 | 0 | 1.85 | 30 | 0.061667 | 4.9333 | 148.35 | 0.27445 | 21.9558 | 98.84 | 0.18285 | 14.6283 | 10.1174 | 2 | Storage - Conditioned | Existing | Fullerton (El Toro for pre-2014) | SCE
Com-Furnace-dHIR | DEER2014 | D05 v2.01 | 2013-08-01 | SCE | SCn | Ex | Any | CZ09 | Area-1kFP | 500 | 500000 | None | 0 | 0 | 0 | 0 | 0 | 1.78 | 0 | 0 | 0 | 0 | 0 | 1.44 | 30 | 0.048 | 3.84 | 148.35 | 0.21362 | 17.0899 | 255.69 | 0.36819 | 29.4555 | 3.911 | 2 | Storage - Conditioned | Existing | Burbank-Glendale (Pasadena for pre-2014) | SCE
Com-Furnace-dHIR | DEER2014 | D05 v2.01 | 2013-08-01 | SCE | SCn | Ex | Any | CZ10 | Area-1kFP | 500 | 500000 | None | 0 | 0 | 0 | 0 | 0 | 2.15 | 0 | 0 | 0 | 0 | 0 | 1.74 | 30 | 0.058 | 4.64 | 148.35 | 0.25813 | 20.6503 | 239.04 | 0.41593 | 33.2744 | 4.1834 | 2 | Storage - Conditioned | Existing | Riverside | SCE
Com-Furnace-dHIR | DEER2014 | D05 v2.01 | 2013-08-01 | SCE | SCn | Ex | Any | CZ13 | Area-1kFP | 500 | 500000 | None | 0 | 0 | 0 | 0 | 0 | 6.17 | 0 | 0 | 0 | 0 | 0 | 4.98 | 30 | 0.166 | 13.28 | 148.35 | 0.73878 | 59.1026 | 65.57 | 0.32654 | 26.1231 | 15.2509 | 2 | Storage - Conditioned | Existing | Fresno Area | SCE
Com-Furnace-dHIR | DEER2014 | D05 v2.01 | 2013-08-01 | SCE | SCn | Ex | Any | CZ14 | Area-1kFP | 500 | 500000 | None | 0 | 0 | 0 | 0 | 0 | 7.81 | 0 | 0 | 0 | 0 | 0 | 6.31 | 30 | 0.21033 | 16.8267 | 148.35 | 0.93609 | 74.8871 | 239.04 | 1.5083 | 120.6674 | 4.1834 | 2 | Storage - Conditioned | Existing | Palmdale (China Lake for pre-2014) | SCE
Com-Furnace-dHIR | DEER2014 | D05 v2.01 | 2013-08-01 | SCE | SCn | Ex | Any | CZ15 | Area-1kFP | 500 | 500000 | None | 0 | 0 | 0 | 0 | 0 | 0.997 | 0 | 0 | 0 | 0 | 0 | 0.806 | 30 | 0.026867 | 2.1493 | 148.35 | 0.11957 | 9.5656 | 102.45 | 0.082575 | 6.606 | 9.7609 | 2 | Storage - Conditioned | Existing | Palm Springs-Intl (El Centro for pre-2014) | SCE
Com-Furnace-dHIR | DEER2014 | D05 v2.01 | 2013-08-01 | SCE | SCn | Ex | Any | CZ16 | Area-1kFP | 500 | 500000 | None | 0 | 0 | 0 | 0 | 0 | 19.1 | 0 | 0 | 0 | 0 | 0 | 15.4 | 30 | 0.51333 | 41.0667 | 148.35 | 2.2846 | 182.7672 | 255.69 | 3.9376 | 315.0101 | 3.911 | 2 | Storage - Conditioned | Existing | Blue Canyon (Mount Shasta for pre-2014) | SCE
Com-Furnace-dHIR | DEER2014 | D05 v2.01 | 2013-08-01 | SCE | SCn | Ex | Any | IOU | Area-1kFP | 500 | 500000 | None | 0 | 0 | 0 | 0 | 0 | 2.42 | 0 | 0 | 0 | 0 | 0 | 1.96 | 30 | 0.065333 | 5.2267 | 148.35 | 0.29077 | 23.2613 | FALSE | 0 | 0 | #DIV/0! | 2 | Storage - Conditioned | Existing | IOU Territory | SCE
Com-Furnace-dHIR | DEER2014 | D05 v2.01 | 2013-08-01 | SCE | s_FSt | Ex | Any | CZ05 | Area-1kFP | 27.2 | 29000 | None | 0 | 0 | 0 | 0 | 0 | 15.2 | 0 | 0 | 0 | 0 | 0 | 12.2 | 20 | 0.61 | 48.8 | 60.22 | 0.73468 | 58.7747 | 38.8 | 0.47336 | 37.8688 | 25.7732 | 2 | SCE Food Store | Existing | Santa Maria Area | SCE
Com-Furnace-dHIR | DEER2014 | D05 v2.01 | 2013-08-01 | SCE | s_FSt | Ex | Any | CZ06 | Area-1kFP | 27.2 | 29000 | None | 0 | 0 | 0 | 0 | 0 | 9.79 | 0 | 0 | 0 | 0 | 0 | 7.91 | 20 | 0.3955 | 31.64 | 60.22 | 0.47634 | 38.1072 | 93.58 | 0.74022 | 59.2174 | 10.686 | 2 | SCE Food Store | Existing | Torrance (Los Angeles for pre-2014) | SCE
Com-Furnace-dHIR | DEER2014 | D05 v2.01 | 2013-08-01 | SCE | s_FSt | Ex | Any | CZ08 | Area-1kFP | 27.2 | 29000 | None | 0 | 0 | 0 | 0 | 0 | 8.39 | 0 | 0 | 0 | 0 | 0 | 6.78 | 20 | 0.339 | 27.12 | 60.22 | 0.40829 | 32.6633 | 93.58 | 0.63447 | 50.7578 | 10.686 | 2 | SCE Food Store | Existing | Fullerton (El Toro for pre-2014) | SCE
Com-Furnace-dHIR | DEER2014 | D05 v2.01 | 2013-08-01 | SCE | s_FSt | Ex | Any | CZ09 | Area-1kFP | 27.2 | 29000 | None | 0 | 0 | 0 | 0 | 0 | 8.12 | 0 | 0 | 0 | 0 | 0 | 6.56 | 20 | 0.328 | 26.24 | 60.22 | 0.39504 | 31.6035 | 70.08 | 0.45972 | 36.778 | 14.2694 | 2 | SCE Food Store | Existing | Burbank-Glendale (Pasadena for pre-2014) | SCE
Com-Furnace-dHIR | DEER2014 | D05 v2.01 | 2013-08-01 | SCE | s_FSt | Ex | Any | CZ10 | Area-1kFP | 27.2 | 29000 | None | 0 | 0 | 0 | 0 | 0 | 9.52 | 0 | 0 | 0 | 0 | 0 | 7.69 | 20 | 0.3845 | 30.76 | 60.22 | 0.46309 | 37.0473 | 49.41 | 0.37996 | 30.397 | 20.2388 | 2 | SCE Food Store | Existing | Riverside | SCE
Com-Furnace-dHIR | DEER2014 | D05 v2.01 | 2013-08-01 | SCE | s_FSt | Ex | Any | CZ13 | Area-1kFP | 27.2 | 29000 | None | 0 | 0 | 0 | 0 | 0 | 16.5 | 0 | 0 | 0 | 0 | 0 | 13.3 | 20 | 0.665 | 53.2 | 60.22 | 0.80093 | 64.0741 | 89.42 | 1.1893 | 95.1429 | 11.1832 | 2 | SCE Food Store | Existing | Fresno Area | SCE
Com-Furnace-dHIR | DEER2014 | D05 v2.01 | 2013-08-01 | SCE | s_FSt | Ex | Any | CZ14 | Area-1kFP | 27.2 | 29000 | None | 0 | 0 | 0 | 0 | 0 | 19.1 | 0 | 0 | 0 | 0 | 0 | 15.4 | 20 | 0.77 | 61.6 | 60.22 | 0.92739 | 74.191 | 49.41 | 0.76091 | 60.8731 | 20.2388 | 2 | SCE Food Store | Existing | Palmdale (China Lake for pre-2014) | SCE
Com-Furnace-dHIR | DEER2014 | D05 v2.01 | 2013-08-01 | SCE | s_FSt | Ex | Any | CZ15 | Area-1kFP | 27.2 | 29000 | None | 0 | 0 | 0 | 0 | 0 | 5.12 | 0 | 0 | 0 | 0 | 0 | 4.13 | 20 | 0.2065 | 16.52 | 60.22 | 0.24871 | 19.8967 | 69.98 | 0.28902 | 23.1214 | 14.2898 | 2 | SCE Food Store | Existing | Palm Springs-Intl (El Centro for pre-2014) | SCE
Com-Furnace-dHIR | DEER2014 | D05 v2.01 | 2013-08-01 | SCE | s_FSt | Ex | Any | CZ16 | Area-1kFP | 27.2 | 29000 | None | 0 | 0 | 0 | 0 | 0 | 43.3 | 0 | 0 | 0 | 0 | 0 | 35 | 20 | 1.75 | 140 | 60.22 | 2.1077 | 168.616 | 70.08 | 2.4528 | 196.224 | 14.2694 | 2 | SCE Food Store | Existing | Blue Canyon (Mount Shasta for pre-2014) | SCE
Com-Furnace-dHIR | DEER2014 | D05 v2.01 | 2013-08-01 | SCE | s_FSt | Ex | Any | IOU | Area-1kFP | 27.2 | 29000 | None | 0 | 0 | 0 | 0 | 0 | 10.1 | 0 | 0 | 0 | 0 | 0 | 8.16 | 20 | 0.408 | 32.64 | 60.22 | 0.4914 | 39.3116 | FALSE | 0 | 0 | #DIV/0! | 2 | SCE Food Store | Existing | IOU Territory | SCE
Com-Furnace-dHIR | DEER2014 | D05 v2.01 | 2013-08-01 | SCE | s_Ind | Ex | Any | CZ05 | Area-1kFP | 150 | 150000 | None | 0 | 0 | 0 | 0 | 0 | 1.52 | 0 | 0 | 0 | 0 | 0 | 1.23 | 20 | 0.0615 | 4.92 | 60.22 | 0.074071 | 5.9256 | 38.8 | 0.047724 | 3.8179 | 25.7732 | 2 | SCE Industrial | Existing | Santa Maria Area | SCE
Com-Furnace-dHIR | DEER2014 | D05 v2.01 | 2013-08-01 | SCE | s_Ind | Ex | Any | CZ06 | Area-1kFP | 150 | 150000 | None | 0 | 0 | 0 | 0 | 0 | 0.619 | 0 | 0 | 0 | 0 | 0 | 0.5 | 20 | 0.025 | 2 | 60.22 | 0.03011 | 2.4088 | 93.58 | 0.04679 | 3.7432 | 10.686 | 2 | SCE Industrial | Existing | Torrance (Los Angeles for pre-2014) | SCE
Com-Furnace-dHIR | DEER2014 | D05 v2.01 | 2013-08-01 | SCE | s_Ind | Ex | Any | CZ08 | Area-1kFP | 150 | 150000 | None | 0 | 0 | 0 | 0 | 0 | 0.679 | 0 | 0 | 0 | 0 | 0 | 0.548 | 20 | 0.0274 | 2.192 | 60.22 | 0.033001 | 2.64 | 93.58 | 0.051282 | 4.1025 | 10.686 | 2 | SCE Industrial | Existing | Fullerton (El Toro for pre-2014) | SCE
Com-Furnace-dHIR | DEER2014 | D05 v2.01 | 2013-08-01 | SCE | s_Ind | Ex | Any | CZ09 | Area-1kFP | 150 | 150000 | None | 0 | 0 | 0 | 0 | 0 | 0.407 | 0 | 0 | 0 | 0 | 0 | 0.329 | 20 | 0.01645 | 1.316 | 60.22 | 0.019812 | 1.585 | 70.08 | 0.023056 | 1.8445 | 14.2694 | 2 | SCE Industrial | Existing | Burbank-Glendale (Pasadena for pre-2014) | SCE
Com-Furnace-dHIR | DEER2014 | D05 v2.01 | 2013-08-01 | SCE | s_Ind | Ex | Any | CZ10 | Area-1kFP | 150 | 150000 | None | 0 | 0 | 0 | 0 | 0 | 0.659 | 0 | 0 | 0 | 0 | 0 | 0.532 | 20 | 0.0266 | 2.128 | 60.22 | 0.032037 | 2.563 | 49.41 | 0.026286 | 2.1029 | 20.2388 | 2 | SCE Industrial | Existing | Riverside | SCE
Com-Furnace-dHIR | DEER2014 | D05 v2.01 | 2013-08-01 | SCE | s_Ind | Ex | Any | CZ13 | Area-1kFP | 150 | 150000 | None | 0 | 0 | 0 | 0 | 0 | 2.72 | 0 | 0 | 0 | 0 | 0 | 2.2 | 20 | 0.11 | 8.8 | 60.22 | 0.13248 | 10.5987 | 89.42 | 0.19672 | 15.7379 | 11.1832 | 2 | SCE Industrial | Existing | Fresno Area | SCE
Com-Furnace-dHIR | DEER2014 | D05 v2.01 | 2013-08-01 | SCE | s_Ind | Ex | Any | CZ14 | Area-1kFP | 150 | 150000 | None | 0 | 0 | 0 | 0 | 0 | 3.58 | 0 | 0 | 0 | 0 | 0 | 2.9 | 20 | 0.145 | 11.6 | 60.22 | 0.17464 | 13.971 | 49.41 | 0.14329 | 11.4631 | 20.2388 | 2 | SCE Industrial | Existing | Palmdale (China Lake for pre-2014) | SCE
Com-Furnace-dHIR | DEER2014 | D05 v2.01 | 2013-08-01 | SCE | s_Ind | Ex | Any | CZ15 | Area-1kFP | 150 | 150000 | None | 0 | 0 | 0 | 0 | 0 | 0.27 | 0 | 0 | 0 | 0 | 0 | 0.218 | 20 | 0.0109 | 0.872 | 60.22 | 0.013128 | 1.0502 | 69.98 | 0.015256 | 1.2205 | 14.2898 | 2 | SCE Industrial | Existing | Palm Springs-Intl (El Centro for pre-2014) | SCE
Com-Furnace-dHIR | DEER2014 | D05 v2.01 | 2013-08-01 | SCE | s_Ind | Ex | Any | CZ16 | Area-1kFP | 150 | 150000 | None | 0 | 0 | 0 | 0 | 0 | 10.3 | 0 | 0 | 0 | 0 | 0 | 8.34 | 20 | 0.417 | 33.36 | 60.22 | 0.50223 | 40.1788 | 70.08 | 0.58447 | 46.7574 | 14.2694 | 2 | SCE Industrial | Existing | Blue Canyon (Mount Shasta for pre-2014) | SCE
Com-Furnace-dHIR | DEER2014 | D05 v2.01 | 2013-08-01 | SCE | s_Ind | Ex | Any | IOU | Area-1kFP | 150 | 150000 | None | 0 | 0 | 0 | 0 | 0 | 0.969 | 0 | 0 | 0 | 0 | 0 | 0.783 | 20 | 0.03915 | 3.132 | 60.22 | 0.047152 | 3.7722 | FALSE | 0 | 0 | #DIV/0! | 2 | SCE Industrial | Existing | IOU Territory | SCE
Com-Furnace-dHIR | DEER2014 | D05 v2.01 | 2013-08-01 | SCE | s_MiC | Ex | Any | CZ05 | Area-1kFP | 7.33 | 7330 | None | 0 | 0 | 0 | 0 | 0 | 11.3 | 0 | 0 | 0 | 0 | 0 | 9.13 | 20 | 0.4565 | 36.52 | 60.22 | 0.54981 | 43.9847 | 38.8 | 0.35424 | 28.3395 | 25.7732 | 2 | SCE Miscellaneous Commercial | Existing | Santa Maria Area | SCE
Com-Furnace-dHIR | DEER2014 | D05 v2.01 | 2013-08-01 | SCE | s_MiC | Ex | Any | CZ06 | Area-1kFP | 7.33 | 7330 | None | 0 | 0 | 0 | 0 | 0 | 6.04 | 0 | 0 | 0 | 0 | 0 | 4.88 | 20 | 0.244 | 19.52 | 60.22 | 0.29387 | 23.5099 | 93.58 | 0.45667 | 36.5336 | 10.686 | 2 | SCE Miscellaneous Commercial | Existing | Torrance (Los Angeles for pre-2014) | SCE
Com-Furnace-dHIR | DEER2014 | D05 v2.01 | 2013-08-01 | SCE | s_MiC | Ex | Any | CZ08 | Area-1kFP | 7.33 | 7330 | None | 0 | 0 | 0 | 0 | 0 | 5.73 | 0 | 0 | 0 | 0 | 0 | 4.63 | 20 | 0.2315 | 18.52 | 60.22 | 0.27882 | 22.3055 | 93.58 | 0.43328 | 34.662 | 10.686 | 2 | SCE Miscellaneous Commercial | Existing | Fullerton (El Toro for pre-2014) | SCE
Com-Furnace-dHIR | DEER2014 | D05 v2.01 | 2013-08-01 | SCE | s_MiC | Ex | Any | CZ09 | Area-1kFP | 7.33 | 7330 | None | 0 | 0 | 0 | 0 | 0 | 5.45 | 0 | 0 | 0 | 0 | 0 | 4.4 | 20 | 0.22 | 17.6 | 60.22 | 0.26497 | 21.1974 | 70.08 | 0.30835 | 24.6682 | 14.2694 | 2 | SCE Miscellaneous Commercial | Existing | Burbank-Glendale (Pasadena for pre-2014) | SCE
Com-Furnace-dHIR | DEER2014 | D05 v2.01 | 2013-08-01 | SCE | s_MiC | Ex | Any | CZ10 | Area-1kFP | 7.33 | 7330 | None | 0 | 0 | 0 | 0 | 0 | 6.54 | 0 | 0 | 0 | 0 | 0 | 5.29 | 20 | 0.2645 | 21.16 | 60.22 | 0.31856 | 25.4851 | 49.41 | 0.26138 | 20.9103 | 20.2388 | 2 | SCE Miscellaneous Commercial | Existing | Riverside | SCE
Com-Furnace-dHIR | DEER2014 | D05 v2.01 | 2013-08-01 | SCE | s_MiC | Ex | Any | CZ13 | Area-1kFP | 7.33 | 7330 | None | 0 | 0 | 0 | 0 | 0 | 14.4 | 0 | 0 | 0 | 0 | 0 | 11.6 | 20 | 0.58 | 46.4 | 60.22 | 0.69855 | 55.8842 | 89.42 | 1.0373 | 82.9818 | 11.1832 | 2 | SCE Miscellaneous Commercial | Existing | Fresno Area | SCE
Com-Furnace-dHIR | DEER2014 | D05 v2.01 | 2013-08-01 | SCE | s_MiC | Ex | Any | CZ14 | Area-1kFP | 7.33 | 7330 | None | 0 | 0 | 0 | 0 | 0 | 16.7 | 0 | 0 | 0 | 0 | 0 | 13.5 | 20 | 0.675 | 54 | 60.22 | 0.81297 | 65.0376 | 49.41 | 0.66703 | 53.3628 | 20.2388 | 2 | SCE Miscellaneous Commercial | Existing | Palmdale (China Lake for pre-2014) | SCE
Com-Furnace-dHIR | DEER2014 | D05 v2.01 | 2013-08-01 | SCE | s_MiC | Ex | Any | CZ15 | Area-1kFP | 7.33 | 7330 | None | 0 | 0 | 0 | 0 | 0 | 2.43 | 0 | 0 | 0 | 0 | 0 | 1.96 | 20 | 0.098 | 7.84 | 60.22 | 0.11803 | 9.4425 | 69.98 | 0.13716 | 10.9729 | 14.2898 | 2 | SCE Miscellaneous Commercial | Existing | Palm Springs-Intl (El Centro for pre-2014) | SCE
Com-Furnace-dHIR | DEER2014 | D05 v2.01 | 2013-08-01 | SCE | s_MiC | Ex | Any | CZ16 | Area-1kFP | 7.33 | 7330 | None | 0 | 0 | 0 | 0 | 0 | 45 | 0 | 0 | 0 | 0 | 0 | 36.3 | 20 | 1.815 | 145.2 | 60.22 | 2.186 | 174.8789 | 70.08 | 2.5439 | 203.5123 | 14.2694 | 2 | SCE Miscellaneous Commercial | Existing | Blue Canyon (Mount Shasta for pre-2014) | SCE
Com-Furnace-dHIR | DEER2014 | D05 v2.01 | 2013-08-01 | SCE | s_MiC | Ex | Any | IOU | Area-1kFP | 7.33 | 7330 | None | 0 | 0 | 0 | 0 | 0 | 7.14 | 0 | 0 | 0 | 0 | 0 | 5.77 | 20 | 0.2885 | 23.08 | 60.22 | 0.34747 | 27.7976 | FALSE | 0 | 0 | #DIV/0! | 2 | SCE Miscellaneous Commercial | Existing | IOU Territory | SCE
Com-Furnace-dHIR | DEER2014 | D05 v2.01 | 2013-08-01 | SCE | s_TCU | Ex | Any | CZ05 | Area-1kFP | 203 | 203000 | None | 0 | 0 | 0 | 0 | 0 | 2.77 | 0 | 0 | 0 | 0 | 0 | 2.24 | 20 | 0.112 | 8.96 | 60.22 | 0.13489 | 10.7914 | 38.8 | 0.086912 | 6.953 | 25.7732 | 2 | SCE Transportation - Communication - Utilities | Existing | Santa Maria Area | SCE
Com-Furnace-dHIR | DEER2014 | D05 v2.01 | 2013-08-01 | SCE | s_TCU | Ex | Any | CZ06 | Area-1kFP | 203 | 203000 | None | 0 | 0 | 0 | 0 | 0 | 1.26 | 0 | 0 | 0 | 0 | 0 | 1.02 | 20 | 0.051 | 4.08 | 60.22 | 0.061424 | 4.914 | 93.58 | 0.095452 | 7.6361 | 10.686 | 2 | SCE Transportation - Communication - Utilities | Existing | Torrance (Los Angeles for pre-2014) | SCE
Com-Furnace-dHIR | DEER2014 | D05 v2.01 | 2013-08-01 | SCE | s_TCU | Ex | Any | CZ08 | Area-1kFP | 203 | 203000 | None | 0 | 0 | 0 | 0 | 0 | 1.3 | 0 | 0 | 0 | 0 | 0 | 1.05 | 20 | 0.0525 | 4.2 | 60.22 | 0.063231 | 5.0585 | 93.58 | 0.098259 | 7.8607 | 10.686 | 2 | SCE Transportation - Communication - Utilities | Existing | Fullerton (El Toro for pre-2014) | SCE
Com-Furnace-dHIR | DEER2014 | D05 v2.01 | 2013-08-01 | SCE | s_TCU | Ex | Any | CZ09 | Area-1kFP | 203 | 203000 | None | 0 | 0 | 0 | 0 | 0 | 0.93 | 0 | 0 | 0 | 0 | 0 | 0.752 | 20 | 0.0376 | 3.008 | 60.22 | 0.045285 | 3.6228 | 70.08 | 0.0527 | 4.216 | 14.2694 | 2 | SCE Transportation - Communication - Utilities | Existing | Burbank-Glendale (Pasadena for pre-2014) | SCE
Com-Furnace-dHIR | DEER2014 | D05 v2.01 | 2013-08-01 | SCE | s_TCU | Ex | Any | CZ10 | Area-1kFP | 203 | 203000 | None | 0 | 0 | 0 | 0 | 0 | 1.27 | 0 | 0 | 0 | 0 | 0 | 1.02 | 20 | 0.051 | 4.08 | 60.22 | 0.061424 | 4.914 | 49.41 | 0.050398 | 4.0319 | 20.2388 | 2 | SCE Transportation - Communication - Utilities | Existing | Riverside | SCE
Com-Furnace-dHIR | DEER2014 | D05 v2.01 | 2013-08-01 | SCE | s_TCU | Ex | Any | CZ13 | Area-1kFP | 203 | 203000 | None | 0 | 0 | 0 | 0 | 0 | 5.04 | 0 | 0 | 0 | 0 | 0 | 4.07 | 20 | 0.2035 | 16.28 | 60.22 | 0.2451 | 19.6076 | 89.42 | 0.36394 | 29.1152 | 11.1832 | 2 | SCE Transportation - Communication - Utilities | Existing | Fresno Area | SCE
Com-Furnace-dHIR | DEER2014 | D05 v2.01 | 2013-08-01 | SCE | s_TCU | Ex | Any | CZ14 | Area-1kFP | 203 | 203000 | None | 0 | 0 | 0 | 0 | 0 | 5.97 | 0 | 0 | 0 | 0 | 0 | 4.82 | 20 | 0.241 | 19.28 | 60.22 | 0.29026 | 23.2208 | 49.41 | 0.23816 | 19.0525 | 20.2388 | 2 | SCE Transportation - Communication - Utilities | Existing | Palmdale (China Lake for pre-2014) | SCE
Com-Furnace-dHIR | DEER2014 | D05 v2.01 | 2013-08-01 | SCE | s_TCU | Ex | Any | CZ15 | Area-1kFP | 203 | 203000 | None | 0 | 0 | 0 | 0 | 0 | 0.515 | 0 | 0 | 0 | 0 | 0 | 0.416 | 20 | 0.0208 | 1.664 | 60.22 | 0.025052 | 2.0041 | 69.98 | 0.029112 | 2.3289 | 14.2898 | 2 | SCE Transportation - Communication - Utilities | Existing | Palm Springs-Intl (El Centro for pre-2014) | SCE
Com-Furnace-dHIR | DEER2014 | D05 v2.01 | 2013-08-01 | SCE | s_TCU | Ex | Any | CZ16 | Area-1kFP | 203 | 203000 | None | 0 | 0 | 0 | 0 | 0 | 17.6 | 0 | 0 | 0 | 0 | 0 | 14.2 | 20 | 0.71 | 56.8 | 60.22 | 0.85512 | 68.4099 | 70.08 | 0.99514 | 79.6109 | 14.2694 | 2 | SCE Transportation - Communication - Utilities | Existing | Blue Canyon (Mount Shasta for pre-2014) | SCE
Com-Furnace-dHIR | DEER2014 | D05 v2.01 | 2013-08-01 | SCE | s_TCU | Ex | Any | IOU | Area-1kFP | 203 | 203000 | None | 0 | 0 | 0 | 0 | 0 | 1.66 | 0 | 0 | 0 | 0 | 0 | 1.34 | 20 | 0.067 | 5.36 | 60.22 | 0.080695 | 6.4556 | FALSE | 0 | 0 | #DIV/0! | 2 | SCE Transportation - Communication - Utilities | Existing | IOU Territory | SCE
Com-Furnace-dHIR | DEER2014 | D05 v2.01 | 2013-08-01 | SCE | WRf | Ex | Any | CZ06 | Area-1kFP | 2 | 100000 | None | 0 | 0 | 0 | 0 | 0 | 0.13 | 0 | 0 | 0 | 0 | 0 | 0.105 | 20 | 0.00525 | 0.42 | 359.6 | 0.037758 | 3.0206 | 607.69 | 0.063807 | 5.1046 | 1.6456 | 2 | Warehouse - Refrigerated | Existing | Torrance (Los Angeles for pre-2014) | SCE
Com-Furnace-dHIR | DEER2014 | D05 v2.01 | 2013-08-01 | SCE | WRf | Ex | Any | CZ08 | Area-1kFP | 2 | 100000 | None | 0 | 0 | 0 | 0 | 0 | 0.274 | 0 | 0 | 0 | 0 | 0 | 0.222 | 20 | 0.0111 | 0.888 | 359.6 | 0.079831 | 6.3865 | 607.69 | 0.13491 | 10.7926 | 1.6456 | 2 | Warehouse - Refrigerated | Existing | Fullerton (El Toro for pre-2014) | SCE
Com-Furnace-dHIR | DEER2014 | D05 v2.01 | 2013-08-01 | SCE | WRf | Ex | Any | CZ09 | Area-1kFP | 2 | 100000 | None | 0 | 0 | 0 | 0 | 0 | 0.146 | 0 | 0 | 0 | 0 | 0 | 0.118 | 20 | 0.0059 | 0.472 | 359.6 | 0.042433 | 3.3946 | 172.83 | 0.020394 | 1.6315 | 5.786 | 2 | Warehouse - Refrigerated | Existing | Burbank-Glendale (Pasadena for pre-2014) | SCE
Com-Furnace-dHIR | DEER2014 | D05 v2.01 | 2013-08-01 | SCE | WRf | Ex | Any | CZ10 | Area-1kFP | 2 | 100000 | None | 0 | 0 | 0 | 0 | 0 | 0.241 | 0 | 0 | 0 | 0 | 0 | 0.195 | 20 | 0.00975 | 0.78 | 359.6 | 0.070122 | 5.6098 | 167.36 | 0.032635 | 2.6108 | 5.9751 | 2 | Warehouse - Refrigerated | Existing | Riverside | SCE
Com-Furnace-dHIR | DEER2014 | D05 v2.01 | 2013-08-01 | SCE | WRf | Ex | Any | CZ13 | Area-1kFP | 2 | 100000 | None | 0 | 0 | 0 | 0 | 0 | 2 | 0 | 0 | 0 | 0 | 0 | 1.62 | 20 | 0.081 | 6.48 | 359.6 | 0.58255 | 46.6042 | 94.62 | 0.15328 | 12.2628 | 10.5686 | 2 | Warehouse - Refrigerated | Existing | Fresno Area | SCE
Com-Furnace-dHIR | DEER2014 | D05 v2.01 | 2013-08-01 | SCE | WRf | Ex | Any | CZ14 | Area-1kFP | 2 | 100000 | None | 0 | 0 | 0 | 0 | 0 | 2.69 | 0 | 0 | 0 | 0 | 0 | 2.18 | 20 | 0.109 | 8.72 | 359.6 | 0.78393 | 62.7142 | 167.36 | 0.36484 | 29.1876 | 5.9751 | 2 | Warehouse - Refrigerated | Existing | Palmdale (China Lake for pre-2014) | SCE
Com-Furnace-dHIR | DEER2014 | D05 v2.01 | 2013-08-01 | SCE | WRf | Ex | Any | CZ15 | Area-1kFP | 2 | 100000 | None | 0 | 0 | 0 | 0 | 0 | 0.0541 | 0 | 0 | 0 | 0 | 0 | 0.0437 | 20 | 0.002185 | 0.1748 | 359.6 | 0.015715 | 1.2572 | 61.18 | 0.0026736 | 0.21389 | 16.3452 | 2 | Warehouse - Refrigerated | Existing | Palm Springs-Intl (El Centro for pre-2014) | SCE
Com-Furnace-dHIR | DEER2014 | D05 v2.01 | 2013-08-01 | SCE | WRf | Ex | Any | CZ16 | Area-1kFP | 2 | 100000 | None | 0 | 0 | 0 | 0 | 0 | 15.7 | 0 | 0 | 0 | 0 | 0 | 12.7 | 20 | 0.635 | 50.8 | 359.6 | 4.5669 | 365.3536 | 172.83 | 2.1949 | 175.5953 | 5.786 | 2 | Warehouse - Refrigerated | Existing | Blue Canyon (Mount Shasta for pre-2014) | SCE
Com-Furnace-dHIR | DEER2014 | D05 v2.01 | 2013-08-01 | SCE | WRf | Ex | Any | IOU | Area-1kFP | 2 | 100000 | None | 0 | 0 | 0 | 0 | 0 | 0.54 | 0 | 0 | 0 | 0 | 0 | 0.436 | 20 | 0.0218 | 1.744 | 359.6 | 0.15679 | 12.5428 | FALSE | 0 | 0 | #DIV/0! | 2 | Warehouse - Refrigerated | Existing | IOU Territory | SCE
Com-Furnace-dHIR | DEER2014 | D05 v2.01 | 2013-08-01 | SCG | Asm | Ex | Any | CZ05 | Area-1kFP | 34 | 34000 | None | 0 | 0 | 0 | 0 | 0 | 55 | 0 | 0 | 0 | 0 | 0 | 44.4 | 30 | 1.48 | 118.4 | 28.78 | 1.2778 | 102.2266 | 36.98 | 1.6419 | 131.353 | 27.0416 | 2 | Assembly | Existing | Santa Maria Area | SCG
Com-Furnace-dHIR | DEER2014 | D05 v2.01 | 2013-08-01 | SCG | Asm | Ex | Any | CZ06 | Area-1kFP | 34 | 34000 | None | 0 | 0 | 0 | 0 | 0 | 30.7 | 0 | 0 | 0 | 0 | 0 | 24.8 | 30 | 0.82667 | 66.1333 | 28.78 | 0.71374 | 57.0995 | 47.98 | 1.1899 | 95.1923 | 20.842 | 2 | Assembly | Existing | Torrance (Los Angeles for pre-2014) | SCG
Com-Furnace-dHIR | DEER2014 | D05 v2.01 | 2013-08-01 | SCG | Asm | Ex | Any | CZ08 | Area-1kFP | 34 | 34000 | None | 0 | 0 | 0 | 0 | 0 | 33.1 | 0 | 0 | 0 | 0 | 0 | 26.8 | 30 | 0.89333 | 71.4667 | 28.78 | 0.7713 | 61.7043 | 47.98 | 1.2859 | 102.8691 | 20.842 | 2 | Assembly | Existing | Fullerton (El Toro for pre-2014) | SCG
Com-Furnace-dHIR | DEER2014 | D05 v2.01 | 2013-08-01 | SCG | Asm | Ex | Any | CZ09 | Area-1kFP | 34 | 34000 | None | 0 | 0 | 0 | 0 | 0 | 28.4 | 0 | 0 | 0 | 0 | 0 | 23 | 30 | 0.76667 | 61.3333 | 28.78 | 0.66194 | 52.9552 | 34.61 | 0.79603 | 63.6824 | 28.8934 | 2 | Assembly | Existing | Burbank-Glendale (Pasadena for pre-2014) | SCG
Com-Furnace-dHIR | DEER2014 | D05 v2.01 | 2013-08-01 | SCG | Asm | Ex | Any | CZ10 | Area-1kFP | 34 | 34000 | None | 0 | 0 | 0 | 0 | 0 | 37.7 | 0 | 0 | 0 | 0 | 0 | 30.5 | 30 | 1.0167 | 81.3333 | 28.78 | 0.87779 | 70.2232 | 44.86 | 1.3682 | 109.4584 | 22.2916 | 2 | Assembly | Existing | Riverside | SCG
Com-Furnace-dHIR | DEER2014 | D05 v2.01 | 2013-08-01 | SCG | Asm | Ex | Any | CZ13 | Area-1kFP | 34 | 34000 | None | 0 | 0 | 0 | 0 | 0 | 51.8 | 0 | 0 | 0 | 0 | 0 | 41.9 | 30 | 1.3967 | 111.7333 | 28.78 | 1.2059 | 96.4706 | 53.58 | 2.245 | 179.6002 | 18.6637 | 2 | Assembly | Existing | Fresno Area | SCG
Com-Furnace-dHIR | DEER2014 | D05 v2.01 | 2013-08-01 | SCG | Asm | Ex | Any | CZ14 | Area-1kFP | 34 | 34000 | None | 0 | 0 | 0 | 0 | 0 | 64.9 | 0 | 0 | 0 | 0 | 0 | 52.4 | 30 | 1.7467 | 139.7333 | 28.78 | 1.5081 | 120.6458 | 44.86 | 2.3507 | 188.0531 | 22.2916 | 2 | Assembly | Existing | Palmdale (China Lake for pre-2014) | SCG
Com-Furnace-dHIR | DEER2014 | D05 v2.01 | 2013-08-01 | SCG | Asm | Ex | Any | CZ15 | Area-1kFP | 34 | 34000 | None | 0 | 0 | 0 | 0 | 0 | 18.3 | 0 | 0 | 0 | 0 | 0 | 14.8 | 30 | 0.49333 | 39.4667 | 28.78 | 0.42594 | 34.0755 | 41.25 | 0.6105 | 48.84 | 24.2424 | 2 | Assembly | Existing | Palm Springs-Intl (El Centro for pre-2014) | SCG
Com-Furnace-dHIR | DEER2014 | D05 v2.01 | 2013-08-01 | SCG | Asm | Ex | Any | CZ16 | Area-1kFP | 34 | 34000 | None | 0 | 0 | 0 | 0 | 0 | 144 | 0 | 0 | 0 | 0 | 0 | 116 | 30 | 3.8667 | 309.3333 | 28.78 | 3.3385 | 267.0784 | 34.61 | 4.0148 | 321.1808 | 28.8934 | 2 | Assembly | Existing | Blue Canyon (Mount Shasta for pre-2014) | SCG
Com-Furnace-dHIR | DEER2014 | D05 v2.01 | 2013-08-01 | SCG | Asm | Ex | Any | IOU | Area-1kFP | 34 | 34000 | None | 0 | 0 | 0 | 0 | 0 | 34.7 | 0 | 0 | 0 | 0 | 0 | 28.1 | 30 | 0.93667 | 74.9333 | 28.78 | 0.80872 | 64.6974 | FALSE | 0 | 0 | #DIV/0! | 2 | Assembly | Existing | IOU Territory | SCG
Com-Furnace-dHIR | DEER2014 | D05 v2.01 | 2013-08-01 | SCG | Com | Ex | Any | CZ05 | Area-1kFP | 49.1 | 105000 | None | 0 | 0 | 0 | 0 | 0 | 13.4 | 0 | 0 | 0 | 0 | 0 | 10.8 | 40 | 0.27 | 21.6 | 28.78 | 0.31082 | 24.8659 | 36.98 | 0.39938 | 31.9507 | 27.0416 | 2 | Commercial | Existing | Santa Maria Area | SCG
Com-Furnace-dHIR | DEER2014 | D05 v2.01 | 2013-08-01 | SCG | Com | Ex | Any | CZ06 | Area-1kFP | 93.9 | 128000 | None | 0 | 0 | 0 | 0 | 0 | 6.58 | 0 | 0 | 0 | 0 | 0 | 5.32 | 40 | 0.133 | 10.64 | 28.78 | 0.15311 | 12.2488 | 47.98 | 0.25525 | 20.4203 | 20.842 | 2 | Commercial | Existing | Torrance (Los Angeles for pre-2014) | SCG
Com-Furnace-dHIR | DEER2014 | D05 v2.01 | 2013-08-01 | SCG | Com | Ex | Any | CZ08 | Area-1kFP | 128 | 157000 | None | 0 | 0 | 0 | 0 | 0 | 6.55 | 0 | 0 | 0 | 0 | 0 | 5.29 | 40 | 0.13225 | 10.58 | 28.78 | 0.15225 | 12.1797 | 47.98 | 0.25381 | 20.3051 | 20.842 | 2 | Commercial | Existing | Fullerton (El Toro for pre-2014) | SCG
Com-Furnace-dHIR | DEER2014 | D05 v2.01 | 2013-08-01 | SCG | Com | Ex | Any | CZ09 | Area-1kFP | 105 | 138000 | None | 0 | 0 | 0 | 0 | 0 | 5.9 | 0 | 0 | 0 | 0 | 0 | 4.77 | 40 | 0.11925 | 9.54 | 28.78 | 0.13728 | 10.9824 | 34.61 | 0.16509 | 13.2072 | 28.8934 | 2 | Commercial | Existing | Burbank-Glendale (Pasadena for pre-2014) | SCG
Com-Furnace-dHIR | DEER2014 | D05 v2.01 | 2013-08-01 | SCG | Com | Ex | Any | CZ10 | Area-1kFP | 146 | 164000 | None | 0 | 0 | 0 | 0 | 0 | 7.03 | 0 | 0 | 0 | 0 | 0 | 5.68 | 40 | 0.142 | 11.36 | 28.78 | 0.16347 | 13.0776 | 44.86 | 0.2548 | 20.3844 | 22.2916 | 2 | Commercial | Existing | Riverside | SCG
Com-Furnace-dHIR | DEER2014 | D05 v2.01 | 2013-08-01 | SCG | Com | Ex | Any | CZ13 | Area-1kFP | 82.6 | 112000 | None | 0 | 0 | 0 | 0 | 0 | 12.2 | 0 | 0 | 0 | 0 | 0 | 9.82 | 40 | 0.2455 | 19.64 | 28.78 | 0.28262 | 22.6096 | 53.58 | 0.52616 | 42.0924 | 18.6637 | 2 | Commercial | Existing | Fresno Area | SCG
Com-Furnace-dHIR | DEER2014 | D05 v2.01 | 2013-08-01 | SCG | Com | Ex | Any | CZ14 | Area-1kFP | 73.3 | 98500 | None | 0 | 0 | 0 | 0 | 0 | 18 | 0 | 0 | 0 | 0 | 0 | 14.5 | 40 | 0.3625 | 29 | 28.78 | 0.41731 | 33.3848 | 44.86 | 0.65047 | 52.0376 | 22.2916 | 2 | Commercial | Existing | Palmdale (China Lake for pre-2014) | SCG
Com-Furnace-dHIR | DEER2014 | D05 v2.01 | 2013-08-01 | SCG | Com | Ex | Any | CZ15 | Area-1kFP | 73.6 | 108000 | None | 0 | 0 | 0 | 0 | 0 | 4 | 0 | 0 | 0 | 0 | 0 | 3.23 | 40 | 0.08075 | 6.46 | 28.78 | 0.092959 | 7.4368 | 41.25 | 0.13324 | 10.659 | 24.2424 | 2 | Commercial | Existing | Palm Springs-Intl (El Centro for pre-2014) | SCG
Com-Furnace-dHIR | DEER2014 | D05 v2.01 | 2013-08-01 | SCG | Com | Ex | Any | CZ16 | Area-1kFP | 74.7 | 131000 | None | 0 | 0 | 0 | 0 | 0 | 44.1 | 0 | 0 | 0 | 0 | 0 | 35.6 | 40 | 0.89 | 71.2 | 28.78 | 1.0246 | 81.9654 | 34.61 | 1.2321 | 98.5693 | 28.8934 | 2 | Commercial | Existing | Blue Canyon (Mount Shasta for pre-2014) | SCG
Com-Furnace-dHIR | DEER2014 | D05 v2.01 | 2013-08-01 | SCG | Com | Ex | Any | IOU | Area-1kFP | 113 | 143000 | None | 0 | 0 | 0 | 0 | 0 | 7.42 | 0 | 0 | 0 | 0 | 0 | 6 | 40 | 0.15 | 12 | 28.78 | 0.17268 | 13.8144 | FALSE | 0 | 0 | #DIV/0! | 2 | Commercial | Existing | IOU Territory | SCG
Com-Furnace-dHIR | DEER2014 | D05 v2.01 | 2013-08-01 | SCG | ECC | Ex | Any | CZ05 | Area-1kFP | 15.2 | 300000 | None | 0 | 0 | 0 | 0 | 0 | 17.5 | 0 | 0 | 0 | 0 | 0 | 14.2 | 40 | 0.355 | 28.4 | 42.98 | 0.61032 | 48.8253 | 36.05 | 0.51191 | 40.9528 | 27.7393 | 2 | Education - Community College | Existing | Santa Maria Area | SCG
Com-Furnace-dHIR | DEER2014 | D05 v2.01 | 2013-08-01 | SCG | ECC | Ex | Any | CZ06 | Area-1kFP | 15.2 | 300000 | None | 0 | 0 | 0 | 0 | 0 | 8.22 | 0 | 0 | 0 | 0 | 0 | 6.64 | 40 | 0.166 | 13.28 | 42.98 | 0.28539 | 22.831 | 91.45 | 0.60723 | 48.5782 | 10.9349 | 2 | Education - Community College | Existing | Torrance (Los Angeles for pre-2014) | SCG
Com-Furnace-dHIR | DEER2014 | D05 v2.01 | 2013-08-01 | SCG | ECC | Ex | Any | CZ08 | Area-1kFP | 15.2 | 300000 | None | 0 | 0 | 0 | 0 | 0 | 8.28 | 0 | 0 | 0 | 0 | 0 | 6.69 | 40 | 0.16725 | 13.38 | 42.98 | 0.28754 | 23.0029 | 91.45 | 0.6118 | 48.944 | 10.9349 | 2 | Education - Community College | Existing | Fullerton (El Toro for pre-2014) | SCG
Com-Furnace-dHIR | DEER2014 | D05 v2.01 | 2013-08-01 | SCG | ECC | Ex | Any | CZ09 | Area-1kFP | 15.2 | 300000 | None | 0 | 0 | 0 | 0 | 0 | 7.25 | 0 | 0 | 0 | 0 | 0 | 5.86 | 40 | 0.1465 | 11.72 | 42.98 | 0.25186 | 20.149 | 35.43 | 0.20762 | 16.6096 | 28.2247 | 2 | Education - Community College | Existing | Burbank-Glendale (Pasadena for pre-2014) | SCG
Com-Furnace-dHIR | DEER2014 | D05 v2.01 | 2013-08-01 | SCG | ECC | Ex | Any | CZ10 | Area-1kFP | 15.2 | 300000 | None | 0 | 0 | 0 | 0 | 0 | 10.4 | 0 | 0 | 0 | 0 | 0 | 8.43 | 40 | 0.21075 | 16.86 | 42.98 | 0.36232 | 28.9857 | 32.05 | 0.27018 | 21.6145 | 31.2012 | 2 | Education - Community College | Existing | Riverside | SCG
Com-Furnace-dHIR | DEER2014 | D05 v2.01 | 2013-08-01 | SCG | ECC | Ex | Any | CZ13 | Area-1kFP | 15.2 | 300000 | None | 0 | 0 | 0 | 0 | 0 | 19.3 | 0 | 0 | 0 | 0 | 0 | 15.6 | 40 | 0.39 | 31.2 | 42.98 | 0.67049 | 53.639 | 99.16 | 1.5469 | 123.7517 | 10.0847 | 2 | Education - Community College | Existing | Fresno Area | SCG
Com-Furnace-dHIR | DEER2014 | D05 v2.01 | 2013-08-01 | SCG | ECC | Ex | Any | CZ14 | Area-1kFP | 15.2 | 300000 | None | 0 | 0 | 0 | 0 | 0 | 24 | 0 | 0 | 0 | 0 | 0 | 19.4 | 40 | 0.485 | 38.8 | 42.98 | 0.83381 | 66.705 | 32.05 | 0.62177 | 49.7416 | 31.2012 | 2 | Education - Community College | Existing | Palmdale (China Lake for pre-2014) | SCG
Com-Furnace-dHIR | DEER2014 | D05 v2.01 | 2013-08-01 | SCG | ECC | Ex | Any | CZ15 | Area-1kFP | 15.2 | 300000 | None | 0 | 0 | 0 | 0 | 0 | 5.33 | 0 | 0 | 0 | 0 | 0 | 4.31 | 40 | 0.10775 | 8.62 | 42.98 | 0.18524 | 14.8195 | 98.43 | 0.42423 | 33.9387 | 10.1595 | 2 | Education - Community College | Existing | Palm Springs-Intl (El Centro for pre-2014) | SCG
Com-Furnace-dHIR | DEER2014 | D05 v2.01 | 2013-08-01 | SCG | ECC | Ex | Any | CZ16 | Area-1kFP | 15.2 | 300000 | None | 0 | 0 | 0 | 0 | 0 | 48.8 | 0 | 0 | 0 | 0 | 0 | 39.4 | 40 | 0.985 | 78.8 | 42.98 | 1.6934 | 135.473 | 35.43 | 1.3959 | 111.6754 | 28.2247 | 2 | Education - Community College | Existing | Blue Canyon (Mount Shasta for pre-2014) | SCG
Com-Furnace-dHIR | DEER2014 | D05 v2.01 | 2013-08-01 | SCG | ECC | Ex | Any | IOU | Area-1kFP | 15.2 | 300000 | None | 0 | 0 | 0 | 0 | 0 | 10.7 | 0 | 0 | 0 | 0 | 0 | 8.68 | 40 | 0.217 | 17.36 | 42.98 | 0.37307 | 29.8453 | FALSE | 0 | 0 | #DIV/0! | 2 | Education - Community College | Existing | IOU Territory | SCG
Com-Furnace-dHIR | DEER2014 | D05 v2.01 | 2013-08-01 | SCG | EPr | Ex | Any | CZ05 | Area-1kFP | 50 | 50000 | None | 0 | 0 | 0 | 0 | 0 | 4.96 | 0 | 0 | 0 | 0 | 0 | 4.01 | 30 | 0.13367 | 10.6933 | 20.37 | 0.081684 | 6.5347 | 11.28 | 0.045233 | 3.6186 | 88.6525 | 2 | Education - Primary School | Existing | Santa Maria Area | SCG
Com-Furnace-dHIR | DEER2014 | D05 v2.01 | 2013-08-01 | SCG | EPr | Ex | Any | CZ06 | Area-1kFP | 50 | 50000 | None | 0 | 0 | 0 | 0 | 0 | 3.17 | 0 | 0 | 0 | 0 | 0 | 2.56 | 30 | 0.085333 | 6.8267 | 20.37 | 0.052147 | 4.1718 | 18.54 | 0.047462 | 3.797 | 53.9374 | 2 | Education - Primary School | Existing | Torrance (Los Angeles for pre-2014) | SCG
Com-Furnace-dHIR | DEER2014 | D05 v2.01 | 2013-08-01 | SCG | EPr | Ex | Any | CZ08 | Area-1kFP | 50 | 50000 | None | 0 | 0 | 0 | 0 | 0 | 2.61 | 0 | 0 | 0 | 0 | 0 | 2.11 | 30 | 0.070333 | 5.6267 | 20.37 | 0.042981 | 3.4385 | 18.54 | 0.039119 | 3.1296 | 53.9374 | 2 | Education - Primary School | Existing | Fullerton (El Toro for pre-2014) | SCG
Com-Furnace-dHIR | DEER2014 | D05 v2.01 | 2013-08-01 | SCG | EPr | Ex | Any | CZ09 | Area-1kFP | 50 | 50000 | None | 0 | 0 | 0 | 0 | 0 | 3.1 | 0 | 0 | 0 | 0 | 0 | 2.5 | 30 | 0.083333 | 6.6667 | 20.37 | 0.050925 | 4.074 | 34.06 | 0.08515 | 6.812 | 29.36 | 2 | Education - Primary School | Existing | Burbank-Glendale (Pasadena for pre-2014) | SCG
Com-Furnace-dHIR | DEER2014 | D05 v2.01 | 2013-08-01 | SCG | EPr | Ex | Any | CZ10 | Area-1kFP | 50 | 50000 | None | 0 | 0 | 0 | 0 | 0 | 3.28 | 0 | 0 | 0 | 0 | 0 | 2.65 | 30 | 0.088333 | 7.0667 | 20.37 | 0.053981 | 4.3184 | 27.21 | 0.072107 | 5.7685 | 36.7512 | 2 | Education - Primary School | Existing | Riverside | SCG
Com-Furnace-dHIR | DEER2014 | D05 v2.01 | 2013-08-01 | SCG | EPr | Ex | Any | CZ13 | Area-1kFP | 50 | 50000 | None | 0 | 0 | 0 | 0 | 0 | 6.2 | 0 | 0 | 0 | 0 | 0 | 5.01 | 30 | 0.167 | 13.36 | 20.37 | 0.10205 | 8.1643 | 30.37 | 0.15215 | 12.1723 | 32.9272 | 2 | Education - Primary School | Existing | Fresno Area | SCG
Com-Furnace-dHIR | DEER2014 | D05 v2.01 | 2013-08-01 | SCG | EPr | Ex | Any | CZ14 | Area-1kFP | 50 | 50000 | None | 0 | 0 | 0 | 0 | 0 | 7.94 | 0 | 0 | 0 | 0 | 0 | 6.42 | 30 | 0.214 | 17.12 | 20.37 | 0.13078 | 10.462 | 27.21 | 0.17469 | 13.9751 | 36.7512 | 2 | Education - Primary School | Existing | Palmdale (China Lake for pre-2014) | SCG
Com-Furnace-dHIR | DEER2014 | D05 v2.01 | 2013-08-01 | SCG | EPr | Ex | Any | CZ15 | Area-1kFP | 50 | 50000 | None | 0 | 0 | 0 | 0 | 0 | 1.04 | 0 | 0 | 0 | 0 | 0 | 0.842 | 30 | 0.028067 | 2.2453 | 20.37 | 0.017152 | 1.3721 | 23.79 | 0.020031 | 1.6025 | 42.0345 | 2 | Education - Primary School | Existing | Palm Springs-Intl (El Centro for pre-2014) | SCG
Com-Furnace-dHIR | DEER2014 | D05 v2.01 | 2013-08-01 | SCG | EPr | Ex | Any | CZ16 | Area-1kFP | 50 | 50000 | None | 0 | 0 | 0 | 0 | 0 | 21.9 | 0 | 0 | 0 | 0 | 0 | 17.7 | 30 | 0.59 | 47.2 | 20.37 | 0.36055 | 28.8439 | 34.06 | 0.60286 | 48.229 | 29.36 | 2 | Education - Primary School | Existing | Blue Canyon (Mount Shasta for pre-2014) | SCG
Com-Furnace-dHIR | DEER2014 | D05 v2.01 | 2013-08-01 | SCG | EPr | Ex | Any | IOU | Area-1kFP | 50 | 50000 | None | 0 | 0 | 0 | 0 | 0 | 3.66 | 0 | 0 | 0 | 0 | 0 | 2.95 | 30 | 0.098333 | 7.8667 | 20.37 | 0.060092 | 4.8073 | FALSE | 0 | 0 | #DIV/0! | 2 | Education - Primary School | Existing | IOU Territory | SCG
Com-Furnace-dHIR | DEER2014 | D05 v2.01 | 2013-08-01 | SCG | ERC | Ex | Any | CZ05 | Area-1kFP | 1.92 | 1920 | None | 0 | 0 | 0 | 0 | 0 | 7.08 | 0 | 0 | 0 | 0 | 0 | 5.72 | 30 | 0.19067 | 15.2533 | 20.37 | 0.11652 | 9.3213 | 11.28 | 0.064522 | 5.1617 | 88.6525 | 2 | Education - Relocatable Classroom | Existing | Santa Maria Area | SCG
Com-Furnace-dHIR | DEER2014 | D05 v2.01 | 2013-08-01 | SCG | ERC | Ex | Any | CZ06 | Area-1kFP | 1.92 | 1920 | None | 0 | 0 | 0 | 0 | 0 | 3.9 | 0 | 0 | 0 | 0 | 0 | 3.15 | 30 | 0.105 | 8.4 | 20.37 | 0.064166 | 5.1332 | 18.54 | 0.058401 | 4.6721 | 53.9374 | 2 | Education - Relocatable Classroom | Existing | Torrance (Los Angeles for pre-2014) | SCG
Com-Furnace-dHIR | DEER2014 | D05 v2.01 | 2013-08-01 | SCG | ERC | Ex | Any | CZ08 | Area-1kFP | 1.92 | 1920 | None | 0 | 0 | 0 | 0 | 0 | 3.55 | 0 | 0 | 0 | 0 | 0 | 2.87 | 30 | 0.095667 | 7.6533 | 20.37 | 0.058462 | 4.677 | 18.54 | 0.05321 | 4.2568 | 53.9374 | 2 | Education - Relocatable Classroom | Existing | Fullerton (El Toro for pre-2014) | SCG
Com-Furnace-dHIR | DEER2014 | D05 v2.01 | 2013-08-01 | SCG | ERC | Ex | Any | CZ09 | Area-1kFP | 1.92 | 1920 | None | 0 | 0 | 0 | 0 | 0 | 5.14 | 0 | 0 | 0 | 0 | 0 | 4.15 | 30 | 0.13833 | 11.0667 | 20.37 | 0.084535 | 6.7628 | 34.06 | 0.14135 | 11.3079 | 29.36 | 2 | Education - Relocatable Classroom | Existing | Burbank-Glendale (Pasadena for pre-2014) | SCG
Com-Furnace-dHIR | DEER2014 | D05 v2.01 | 2013-08-01 | SCG | ERC | Ex | Any | CZ10 | Area-1kFP | 1.92 | 1920 | None | 0 | 0 | 0 | 0 | 0 | 4.45 | 0 | 0 | 0 | 0 | 0 | 3.6 | 30 | 0.12 | 9.6 | 20.37 | 0.073332 | 5.8666 | 27.21 | 0.097956 | 7.8365 | 36.7512 | 2 | Education - Relocatable Classroom | Existing | Riverside | SCG
Com-Furnace-dHIR | DEER2014 | D05 v2.01 | 2013-08-01 | SCG | ERC | Ex | Any | CZ13 | Area-1kFP | 1.92 | 1920 | None | 0 | 0 | 0 | 0 | 0 | 8.2 | 0 | 0 | 0 | 0 | 0 | 6.63 | 30 | 0.221 | 17.68 | 20.37 | 0.13505 | 10.8042 | 30.37 | 0.20135 | 16.1082 | 32.9272 | 2 | Education - Relocatable Classroom | Existing | Fresno Area | SCG
Com-Furnace-dHIR | DEER2014 | D05 v2.01 | 2013-08-01 | SCG | ERC | Ex | Any | CZ14 | Area-1kFP | 1.92 | 1920 | None | 0 | 0 | 0 | 0 | 0 | 9.89 | 0 | 0 | 0 | 0 | 0 | 7.99 | 30 | 0.26633 | 21.3067 | 20.37 | 0.16276 | 13.0205 | 27.21 | 0.21741 | 17.3926 | 36.7512 | 2 | Education - Relocatable Classroom | Existing | Palmdale (China Lake for pre-2014) | SCG
Com-Furnace-dHIR | DEER2014 | D05 v2.01 | 2013-08-01 | SCG | ERC | Ex | Any | CZ15 | Area-1kFP | 1.92 | 1920 | None | 0 | 0 | 0 | 0 | 0 | 1.79 | 0 | 0 | 0 | 0 | 0 | 1.45 | 30 | 0.048333 | 3.8667 | 20.37 | 0.029537 | 2.3629 | 23.79 | 0.034495 | 2.7596 | 42.0345 | 2 | Education - Relocatable Classroom | Existing | Palm Springs-Intl (El Centro for pre-2014) | SCG
Com-Furnace-dHIR | DEER2014 | D05 v2.01 | 2013-08-01 | SCG | ERC | Ex | Any | CZ16 | Area-1kFP | 1.92 | 1920 | None | 0 | 0 | 0 | 0 | 0 | 27.8 | 0 | 0 | 0 | 0 | 0 | 22.4 | 30 | 0.74667 | 59.7333 | 20.37 | 0.45629 | 36.503 | 34.06 | 0.76294 | 61.0355 | 29.36 | 2 | Education - Relocatable Classroom | Existing | Blue Canyon (Mount Shasta for pre-2014) | SCG
Com-Furnace-dHIR | DEER2014 | D05 v2.01 | 2013-08-01 | SCG | ERC | Ex | Any | IOU | Area-1kFP | 1.92 | 1920 | None | 0 | 0 | 0 | 0 | 0 | 5.07 | 0 | 0 | 0 | 0 | 0 | 4.1 | 30 | 0.13667 | 10.9333 | 20.37 | 0.083517 | 6.6814 | FALSE | 0 | 0 | #DIV/0! | 2 | Education - Relocatable Classroom | Existing | IOU Territory | SCG
Com-Furnace-dHIR | DEER2014 | D05 v2.01 | 2013-08-01 | SCG | ESe | Ex | Any | CZ05 | Area-1kFP | 73.6 | 150000 | None | 0 | 0 | 0 | 0 | 0 | 5.62 | 0 | 0 | 0 | 0 | 0 | 4.54 | 30 | 0.15133 | 12.1067 | 20.37 | 0.09248 | 7.3984 | 11.28 | 0.051211 | 4.0969 | 88.6525 | 2 | Education - Secondary School | Existing | Santa Maria Area | SCG
Com-Furnace-dHIR | DEER2014 | D05 v2.01 | 2013-08-01 | SCG | ESe | Ex | Any | CZ06 | Area-1kFP | 73.6 | 150000 | None | 0 | 0 | 0 | 0 | 0 | 2.92 | 0 | 0 | 0 | 0 | 0 | 2.36 | 30 | 0.078667 | 6.2933 | 20.37 | 0.048073 | 3.8459 | 18.54 | 0.043754 | 3.5004 | 53.9374 | 2 | Education - Secondary School | Existing | Torrance (Los Angeles for pre-2014) | SCG
Com-Furnace-dHIR | DEER2014 | D05 v2.01 | 2013-08-01 | SCG | ESe | Ex | Any | CZ08 | Area-1kFP | 73.6 | 150000 | None | 0 | 0 | 0 | 0 | 0 | 2.39 | 0 | 0 | 0 | 0 | 0 | 1.93 | 30 | 0.064333 | 5.1467 | 20.37 | 0.039314 | 3.1451 | 18.54 | 0.035782 | 2.8626 | 53.9374 | 2 | Education - Secondary School | Existing | Fullerton (El Toro for pre-2014) | SCG
Com-Furnace-dHIR | DEER2014 | D05 v2.01 | 2013-08-01 | SCG | ESe | Ex | Any | CZ09 | Area-1kFP | 73.6 | 150000 | None | 0 | 0 | 0 | 0 | 0 | 2.89 | 0 | 0 | 0 | 0 | 0 | 2.34 | 30 | 0.078 | 6.24 | 20.37 | 0.047666 | 3.8133 | 34.06 | 0.0797 | 6.376 | 29.36 | 2 | Education - Secondary School | Existing | Burbank-Glendale (Pasadena for pre-2014) | SCG
Com-Furnace-dHIR | DEER2014 | D05 v2.01 | 2013-08-01 | SCG | ESe | Ex | Any | CZ10 | Area-1kFP | 73.6 | 150000 | None | 0 | 0 | 0 | 0 | 0 | 3.26 | 0 | 0 | 0 | 0 | 0 | 2.64 | 30 | 0.088 | 7.04 | 20.37 | 0.053777 |  | 27.21 | 0.071834 |  | 36.7512 | 2 | Education - Secondary School | Existing | Riverside | SCG
Com-Furnace-dHIR | DEER2014 | D05 v2.01 | 2013-08-01 | SCG | ESe | Ex | Any | CZ13 | Area-1kFP | 73.6 | 150000 | None | 0 | 0 | 0 | 0 | 0 | 8.18 | 0 | 0 | 0 | 0 | 0 | 6.61 | 30 | 0.22033 | 17.6267 | 20.37 | 0.13465 |  | 30.37 | 0.20075 |  | 32.9272 | 2 | Education - Secondary School | Existing | Fresno Area | SCG
Com-Furnace-dHIR | DEER2014 | D05 v2.01 | 2013-08-01 | SCG | ESe | Ex | Any | CZ14 | Area-1kFP | 73.6 | 150000 | None | 0 | 0 | 0 | 0 | 0 | 10.3 | 0 | 0 | 0 | 0 | 0 | 8.3 | 30 | 0.27667 | 22.1333 | 20.37 | 0.16907 |  | 27.21 | 0.22584 |  | 36.7512 | 2 | Education - Secondary School | Existing | Palmdale (China Lake for pre-2014) | SCG
Com-Furnace-dHIR | DEER2014 | D05 v2.01 | 2013-08-01 | SCG | ESe | Ex | Any | CZ15 | Area-1kFP | 73.6 | 150000 | None | 0 | 0 | 0 | 0 | 0 | 0.835 | 0 | 0 | 0 | 0 | 0 | 0.675 | 30 | 0.0225 | 1.8 | 20.37 | 0.01375 |  | 23.79 | 0.016058 |  | 42.0345 | 2 | Education - Secondary School | Existing | Palm Springs-Intl (El Centro for pre-2014) | SCG
Com-Furnace-dHIR | DEER2014 | D05 v2.01 | 2013-08-01 | SCG | ESe | Ex | Any | CZ16 | Area-1kFP | 73.6 | 150000 | None | 0 | 0 | 0 | 0 | 0 | 29.3 | 0 | 0 | 0 | 0 | 0 | 23.6 | 30 | 0.78667 | 62.9333 | 20.37 | 0.48073 |  | 34.06 | 0.80382 |  | 29.36 | 2 | Education - Secondary School | Existing | Blue Canyon (Mount Shasta for pre-2014) | SCG
Com-Furnace-dHIR | DEER2014 | D05 v2.01 | 2013-08-01 | SCG | ESe | Ex | Any | IOU | Area-1kFP | 73.6 | 150000 | None | 0 | 0 | 0 | 0 | 0 | 3.8 | 0 | 0 | 0 | 0 | 0 | 3.07 | 30 | 0.10233 | 8.1867 | 20.37 | 0.062536 |  | FALSE | 0 |  | #DIV/0! | 2 | Education - Secondary School | Existing | IOU Territory | SCG
Com-Furnace-dHIR | DEER2014 | D05 v2.01 | 2013-08-01 | SCG | Gro | Ex | Any | CZ05 | Area-1kFP | 46.4 | 50000 | None | 0 | 0 | 0 | 0 | 0 | 24.6 | 0 | 0 | 0 | 0 | 0 | 19.9 | 20 | 0.995 | 79.6 | 49.37 | 0.98246 |  | 39.9 | 0.79401 |  | 25.0627 | 2 | Grocery | Existing | Santa Maria Area | SCG
Com-Furnace-dHIR | DEER2014 | D05 v2.01 | 2013-08-01 | SCG | Gro | Ex | Any | CZ06 | Area-1kFP | 46.4 | 50000 | None | 0 | 0 | 0 | 0 | 0 | 16.9 | 0 | 0 | 0 | 0 | 0 | 13.7 | 20 | 0.685 | 54.8 | 49.37 | 0.67637 |  | 60.11 | 0.82351 |  | 16.6362 | 2 | Grocery | Existing | Torrance (Los Angeles for pre-2014) | SCG
Com-Furnace-dHIR | DEER2014 | D05 v2.01 | 2013-08-01 | SCG | Gro | Ex | Any | CZ08 | Area-1kFP | 46.4 | 50000 | None | 0 | 0 | 0 | 0 | 0 | 14.2 | 0 | 0 | 0 | 0 | 0 | 11.4 | 20 | 0.57 | 45.6 | 49.37 | 0.56282 |  | 60.11 | 0.68525 |  | 16.6362 | 2 | Grocery | Existing | Fullerton (El Toro for pre-2014) | SCG
Com-Furnace-dHIR | DEER2014 | D05 v2.01 | 2013-08-01 | SCG | Gro | Ex | Any | CZ09 | Area-1kFP | 46.4 | 50000 | None | 0 | 0 | 0 | 0 | 0 | 13.9 | 0 | 0 | 0 | 0 | 0 | 11.2 | 20 | 0.56 | 44.8 | 49.37 | 0.55294 |  | 81.18 | 0.90922 |  | 12.3183 | 2 | Grocery | Existing | Burbank-Glendale (Pasadena for pre-2014) | SCG
Com-Furnace-dHIR | DEER2014 | D05 v2.01 | 2013-08-01 | SCG | Gro | Ex | Any | CZ10 | Area-1kFP | 46.4 | 50000 | None | 0 | 0 | 0 | 0 | 0 | 16.1 | 0 | 0 | 0 | 0 | 0 | 13 | 20 | 0.65 | 52 | 49.37 | 0.64181 |  | 64.2 | 0.8346 |  | 15.5763 | 2 | Grocery | Existing | Riverside | SCG
Com-Furnace-dHIR | DEER2014 | D05 v2.01 | 2013-08-01 | SCG | Gro | Ex | Any | CZ13 | Area-1kFP | 46.4 | 50000 | None | 0 | 0 | 0 | 0 | 0 | 23.3 | 0 | 0 | 0 | 0 | 0 | 18.9 | 20 | 0.945 | 75.6 | 49.37 | 0.93309 |  | 144.2 | 2.7254 |  | 6.9348 | 2 | Grocery | Existing | Fresno Area | SCG
Com-Furnace-dHIR | DEER2014 | D05 v2.01 | 2013-08-01 | SCG | Gro | Ex | Any | CZ14 | Area-1kFP | 46.4 | 50000 | None | 0 | 0 | 0 | 0 | 0 | 27.8 | 0 | 0 | 0 | 0 | 0 | 22.5 | 20 | 1.125 | 90 | 49.37 | 1.1108 |  | 64.2 | 1.4445 |  | 15.5763 | 2 | Grocery | Existing | Palmdale (China Lake for pre-2014) | SCG
Com-Furnace-dHIR | DEER2014 | D05 v2.01 | 2013-08-01 | SCG | Gro | Ex | Any | CZ15 | Area-1kFP | 46.4 | 50000 | None | 0 | 0 | 0 | 0 | 0 | 9.14 | 0 | 0 | 0 | 0 | 0 | 7.38 | 20 | 0.369 | 29.52 | 49.37 | 0.36435 |  | 111.39 | 0.82206 |  | 8.9775 | 2 | Grocery | Existing | Palm Springs-Intl (El Centro for pre-2014) | SCG
Com-Furnace-dHIR | DEER2014 | D05 v2.01 | 2013-08-01 | SCG | Gro | Ex | Any | CZ16 | Area-1kFP | 46.4 | 50000 | None | 0 | 0 | 0 | 0 | 0 | 54.3 | 0 | 0 | 0 | 0 | 0 | 43.9 | 20 | 2.195 | 175.6 | 49.37 | 2.1673 |  | 81.18 | 3.5638 |  | 12.3183 | 2 | Grocery | Existing | Blue Canyon (Mount Shasta for pre-2014) | SCG
Com-Furnace-dHIR | DEER2014 | D05 v2.01 | 2013-08-01 | SCG | Gro | Ex | Any | IOU | Area-1kFP | 46.4 | 50000 | None | 0 | 0 | 0 | 0 | 0 | 16.3 | 0 | 0 | 0 | 0 | 0 | 13.2 | 20 | 0.66 | 52.8 | 49.37 | 0.65168 |  | FALSE | 0 |  | #DIV/0! | 2 | Grocery | Existing | IOU Territory | SCG
Com-Furnace-dHIR | DEER2014 | D05 v2.01 | 2013-08-01 | SCG | Hsp | Ex | Any | CZ05 | Area-1kFP | 1.87 | 250000 | None | 0 | 0 | 0 | 0 | 0 | 11.4 | 0 | 0 | 0 | 0 | 0 | 9.22 | 40 | 0.2305 | 18.44 | 25 | 0.2305 |  | 22.61 | 0.20846 |  | 44.2282 | 2 | Health/Medical - Hospital | Existing | Santa Maria Area | SCG
Com-Furnace-dHIR | DEER2014 | D05 v2.01 | 2013-08-01 | SCG | Hsp | Ex | Any | CZ06 | Area-1kFP | 1.87 | 250000 | None | 0 | 0 | 0 | 0 | 0 | 4.91 | 0 | 0 | 0 | 0 | 0 | 3.97 | 40 | 0.09925 | 7.94 | 25 | 0.09925 |  | 26.57 | 0.10548 |  | 37.6364 | 2 | Health/Medical - Hospital | Existing | Torrance (Los Angeles for pre-2014) | SCG
Com-Furnace-dHIR | DEER2014 | D05 v2.01 | 2013-08-01 | SCG | Hsp | Ex | Any | CZ08 | Area-1kFP | 1.87 | 250000 | None | 0 | 0 | 0 | 0 | 0 | 5.72 | 0 | 0 | 0 | 0 | 0 | 4.62 | 40 | 0.1155 | 9.24 | 25 | 0.1155 |  | 26.57 | 0.12275 |  | 37.6364 | 2 | Health/Medical - Hospital | Existing | Fullerton (El Toro for pre-2014) | SCG
Com-Furnace-dHIR | DEER2014 | D05 v2.01 | 2013-08-01 | SCG | Hsp | Ex | Any | CZ09 | Area-1kFP | 1.87 | 250000 | None | 0 | 0 | 0 | 0 | 0 | 5.43 | 0 | 0 | 0 | 0 | 0 | 4.38 | 40 | 0.1095 | 8.76 | 25 | 0.1095 |  | 30.42 | 0.13324 |  | 32.8731 | 2 | Health/Medical - Hospital | Existing | Burbank-Glendale (Pasadena for pre-2014) | SCG
Com-Furnace-dHIR | DEER2014 | D05 v2.01 | 2013-08-01 | SCG | Hsp | Ex | Any | CZ10 | Area-1kFP | 1.87 | 250000 | None | 0 | 0 | 0 | 0 | 0 | 8.94 | 0 | 0 | 0 | 0 | 0 | 7.22 | 40 | 0.1805 | 14.44 | 25 | 0.1805 |  | 28 | 0.20216 |  | 35.7143 | 2 | Health/Medical - Hospital | Existing | Riverside | SCG
Com-Furnace-dHIR | DEER2014 | D05 v2.01 | 2013-08-01 | SCG | Hsp | Ex | Any | CZ13 | Area-1kFP | 1.87 | 250000 | None | 0 | 0 | 0 | 0 | 0 | 19.7 | 0 | 0 | 0 | 0 | 0 | 15.9 | 40 | 0.3975 | 31.8 | 25 | 0.3975 |  | 38.36 | 0.60992 |  | 26.0688 | 2 | Health/Medical - Hospital | Existing | Fresno Area | SCG
Com-Furnace-dHIR | DEER2014 | D05 v2.01 | 2013-08-01 | SCG | Hsp | Ex | Any | CZ14 | Area-1kFP | 1.87 | 250000 | None | 0 | 0 | 0 | 0 | 0 | 25.3 | 0 | 0 | 0 | 0 | 0 | 20.4 | 40 | 0.51 | 40.8 | 25 | 0.51 |  | 28 | 0.5712 |  | 35.7143 | 2 | Health/Medical - Hospital | Existing | Palmdale (China Lake for pre-2014) | SCG
Com-Furnace-dHIR | DEER2014 | D05 v2.01 | 2013-08-01 | SCG | Hsp | Ex | Any | CZ15 | Area-1kFP | 1.87 | 250000 | None | 0 | 0 | 0 | 0 | 0 | 3.31 | 0 | 0 | 0 | 0 | 0 | 2.67 | 40 | 0.06675 | 5.34 | 25 | 0.06675 |  | 24.63 | 0.065762 |  | 40.6009 | 2 | Health/Medical - Hospital | Existing | Palm Springs-Intl (El Centro for pre-2014) | SCG
Com-Furnace-dHIR | DEER2014 | D05 v2.01 | 2013-08-01 | SCG | Hsp | Ex | Any | CZ16 | Area-1kFP | 1.87 | 250000 | None | 0 | 0 | 0 | 0 | 0 | 68.8 | 0 | 0 | 0 | 0 | 0 | 55.6 | 40 | 1.39 | 111.2 | 25 | 1.39 |  | 30.42 | 1.6914 |  | 32.8731 | 2 | Health/Medical - Hospital | Existing | Blue Canyon (Mount Shasta for pre-2014) | SCG
Com-Furnace-dHIR | DEER2014 | D05 v2.01 | 2013-08-01 | SCG | Hsp | Ex | Any | IOU | Area-1kFP | 1.87 | 250000 | None | 0 | 0 | 0 | 0 | 0 | 7.45 | 0 | 0 | 0 | 0 | 0 | 6.02 | 40 | 0.1505 | 12.04 | 25 | 0.1505 |  | FALSE | 0 |  | #DIV/0! | 2 | Health/Medical - Hospital | Existing | IOU Territory | SCG
Com-Furnace-dHIR | DEER2014 | D05 v2.01 | 2013-08-01 | SCG | Htl | Ex | Any | CZ05 | Area-1kFP | 20.8 | 200000 | None | 0 | 0 | 0 | 0 | 0 | 0.877 | 0 | 0 | 0 | 0 | 0 | 0.708 | 40 | 0.0177 | 1.416 | 83.27 | 0.058955 |  | 48.45 | 0.034303 |  | 20.6398 | 2 | Lodging - Hotel | Existing | Santa Maria Area | SCG
Com-Furnace-dHIR | DEER2014 | D05 v2.01 | 2013-08-01 | SCG | Htl | Ex | Any | CZ06 | Area-1kFP | 20.8 | 200000 | None | 0 | 0 | 0 | 0 | 0 | 0.441 | 0 | 0 | 0 | 0 | 0 | 0.357 | 40 | 0.008925 | 0.714 | 83.27 | 0.029727 |  | 61.63 | 0.022002 |  | 16.2259 | 2 | Lodging - Hotel | Existing | Torrance (Los Angeles for pre-2014) | SCG
Com-Furnace-dHIR | DEER2014 | D05 v2.01 | 2013-08-01 | SCG | Htl | Ex | Any | CZ08 | Area-1kFP | 20.8 | 200000 | None | 0 | 0 | 0 | 0 | 0 | 0.46 | 0 | 0 | 0 | 0 | 0 | 0.371 | 40 | 0.009275 | 0.742 | 83.27 | 0.030893 |  | 61.63 | 0.022865 |  | 16.2259 | 2 | Lodging - Hotel | Existing | Fullerton (El Toro for pre-2014) | SCG
Com-Furnace-dHIR | DEER2014 | D05 v2.01 | 2013-08-01 | SCG | Htl | Ex | Any | CZ09 | Area-1kFP | 20.8 | 200000 | None | 0 | 0 | 0 | 0 | 0 | 0.424 | 0 | 0 | 0 | 0 | 0 | 0.343 | 40 | 0.008575 | 0.686 | 83.27 | 0.028562 |  | 115.48 | 0.03961 |  | 8.6595 | 2 | Lodging - Hotel | Existing | Burbank-Glendale (Pasadena for pre-2014) | SCG
Com-Furnace-dHIR | DEER2014 | D05 v2.01 | 2013-08-01 | SCG | Htl | Ex | Any | CZ10 | Area-1kFP | 20.8 | 200000 | None | 0 | 0 | 0 | 0 | 0 | 0.597 | 0 | 0 | 0 | 0 | 0 | 0.483 | 40 | 0.012075 | 0.966 | 83.27 | 0.040219 |  | 53.64 | 0.025908 |  | 18.6428 | 2 | Lodging - Hotel | Existing | Riverside | SCG
Com-Furnace-dHIR | DEER2014 | D05 v2.01 | 2013-08-01 | SCG | Htl | Ex | Any | CZ13 | Area-1kFP | 20.8 | 200000 | None | 0 | 0 | 0 | 0 | 0 | 1.1 | 0 | 0 | 0 | 0 | 0 | 0.892 | 40 | 0.0223 | 1.784 | 83.27 | 0.074277 |  | 62.9 | 0.056107 |  | 15.8983 | 2 | Lodging - Hotel | Existing | Fresno Area | SCG
Com-Furnace-dHIR | DEER2014 | D05 v2.01 | 2013-08-01 | SCG | Htl | Ex | Any | CZ14 | Area-1kFP | 20.8 | 200000 | None | 0 | 0 | 0 | 0 | 0 | 1.44 | 0 | 0 | 0 | 0 | 0 | 1.16 | 40 | 0.029 | 2.32 | 83.27 | 0.096593 |  | 53.64 | 0.062222 |  | 18.6428 | 2 | Lodging - Hotel | Existing | Palmdale (China Lake for pre-2014) | SCG
Com-Furnace-dHIR | DEER2014 | D05 v2.01 | 2013-08-01 | SCG | Htl | Ex | Any | CZ15 | Area-1kFP | 20.8 | 200000 | None | 0 | 0 | 0 | 0 | 0 | 0.231 | 0 | 0 | 0 | 0 | 0 | 0.186 | 40 | 0.00465 | 0.372 | 83.27 | 0.015488 |  | 61.71 | 0.011478 |  | 16.2048 | 2 | Lodging - Hotel | Existing | Palm Springs-Intl (El Centro for pre-2014) | SCG
Com-Furnace-dHIR | DEER2014 | D05 v2.01 | 2013-08-01 | SCG | Htl | Ex | Any | CZ16 | Area-1kFP | 20.8 | 200000 | None | 0 | 0 | 0 | 0 | 0 | 3.53 | 0 | 0 | 0 | 0 | 0 | 2.85 | 40 | 0.07125 | 5.7 | 83.27 | 0.23732 |  | 115.48 | 0.32912 |  | 8.6595 | 2 | Lodging - Hotel | Existing | Blue Canyon (Mount Shasta for pre-2014) | SCG
Com-Furnace-dHIR | DEER2014 | D05 v2.01 | 2013-08-01 | SCG | Htl | Ex | Any | IOU | Area-1kFP | 20.8 | 200000 | None | 0 | 0 | 0 | 0 | 0 | 0.534 | 0 | 0 | 0 | 0 | 0 | 0.432 | 40 | 0.0108 | 0.864 | 83.27 | 0.035973 |  | FALSE | 0 |  | #DIV/0! | 2 | Lodging - Hotel | Existing | IOU Territory | SCG
Com-Furnace-dHIR | DEER2014 | D05 v2.01 | 2013-08-01 | SCG | MBT | Ex | Any | CZ05 | Area-1kFP | 200 | 200000 | None | 0 | 0 | 0 | 0 | 0 | 0.559 | 0 | 0 | 0 | 0 | 0 | 0.451 | 20 | 0.02255 | 1.804 | 28.78 | 0.01298 |  | 26.43 | 0.01192 |  | 37.8358 | 2 | Manufacturing Biotech | Existing | Santa Maria Area | SCG
Com-Furnace-dHIR | DEER2014 | D05 v2.01 | 2013-08-01 | SCG | MBT | Ex | Any | CZ06 | Area-1kFP | 200 | 200000 | None | 0 | 0 | 0 | 0 | 0 | 0.231 | 0 | 0 | 0 | 0 | 0 | 0.187 | 20 | 0.00935 | 0.748 | 28.78 | 0.0053819 |  | 51.26 | 0.0095856 |  | 19.5084 | 2 | Manufacturing Biotech | Existing | Torrance (Los Angeles for pre-2014) | SCG
Com-Furnace-dHIR | DEER2014 | D05 v2.01 | 2013-08-01 | SCG | MBT | Ex | Any | CZ08 | Area-1kFP | 200 | 200000 | None | 0 | 0 | 0 | 0 | 0 | 0.285 | 0 | 0 | 0 | 0 | 0 | 0.231 | 20 | 0.01155 | 0.924 | 28.78 | 0.0066482 |  | 51.26 | 0.011841 |  | 19.5084 | 2 | Manufacturing Biotech | Existing | Fullerton (El Toro for pre-2014) | SCG
Com-Furnace-dHIR | DEER2014 | D05 v2.01 | 2013-08-01 | SCG | MBT | Ex | Any | CZ09 | Area-1kFP | 200 | 200000 | None | 0 | 0 | 0 | 0 | 0 | 0.182 | 0 | 0 | 0 | 0 | 0 | 0.147 | 20 | 0.00735 | 0.588 | 28.78 | 0.0042307 |  | 55.47 | 0.0081541 |  | 18.0278 | 2 | Manufacturing Biotech | Existing | Burbank-Glendale (Pasadena for pre-2014) | SCG
Com-Furnace-dHIR | DEER2014 | D05 v2.01 | 2013-08-01 | SCG | MBT | Ex | Any | CZ10 | Area-1kFP | 200 | 200000 | None | 0 | 0 | 0 | 0 | 0 | 0.324 | 0 | 0 | 0 | 0 | 0 | 0.262 | 20 | 0.0131 | 1.048 | 28.78 | 0.0075404 |  | 54.4 | 0.014253 |  | 18.3824 | 2 | Manufacturing Biotech | Existing | Riverside | SCG
Com-Furnace-dHIR | DEER2014 | D05 v2.01 | 2013-08-01 | SCG | MBT | Ex | Any | CZ13 | Area-1kFP | 200 | 200000 | None | 0 | 0 | 0 | 0 | 0 | 0.797 | 0 | 0 | 0 | 0 | 0 | 0.644 | 20 | 0.0322 | 2.576 | 28.78 | 0.018534 |  | 50.01 | 0.032206 |  | 19.996 | 2 | Manufacturing Biotech | Existing | Fresno Area | SCG
Com-Furnace-dHIR | DEER2014 | D05 v2.01 | 2013-08-01 | SCG | MBT | Ex | Any | CZ14 | Area-1kFP | 200 | 200000 | None | 0 | 0 | 0 | 0 | 0 | 1.13 | 0 | 0 | 0 | 0 | 0 | 0.916 | 20 | 0.0458 | 3.664 | 28.78 | 0.026362 |  | 54.4 | 0.04983 |  | 18.3824 | 2 | Manufacturing Biotech | Existing | Palmdale (China Lake for pre-2014) | SCG
Com-Furnace-dHIR | DEER2014 | D05 v2.01 | 2013-08-01 | SCG | MBT | Ex | Any | CZ15 | Area-1kFP | 200 | 200000 | None | 0 | 0 | 0 | 0 | 0 | 0.103 | 0 | 0 | 0 | 0 | 0 | 0.0831 | 20 | 0.004155 | 0.3324 | 28.78 | 0.0023916 |  | 54.93 | 0.0045647 |  | 18.205 | 2 | Manufacturing Biotech | Existing | Palm Springs-Intl (El Centro for pre-2014) | SCG
Com-Furnace-dHIR | DEER2014 | D05 v2.01 | 2013-08-01 | SCG | MBT | Ex | Any | CZ16 | Area-1kFP | 200 | 200000 | None | 0 | 0 | 0 | 0 | 0 | 3.65 | 0 | 0 | 0 | 0 | 0 | 2.95 | 20 | 0.1475 | 11.8 | 28.78 | 0.084901 |  | 55.47 | 0.16364 |  | 18.0278 | 2 | Manufacturing Biotech | Existing | Blue Canyon (Mount Shasta for pre-2014) | SCG
Com-Furnace-dHIR | DEER2014 | D05 v2.01 | 2013-08-01 | SCG | MBT | Ex | Any | IOU | Area-1kFP | 200 | 200000 | None | 0 | 0 | 0 | 0 | 0 | 0.342 | 0 | 0 | 0 | 0 | 0 | 0.277 | 20 | 0.01385 | 1.108 | 28.78 | 0.0079721 |  | FALSE | 0 |  | #DIV/0! | 2 | Manufacturing Biotech | Existing | IOU Territory | SCG
Com-Furnace-dHIR | DEER2014 | D05 v2.01 | 2013-08-01 | SCG | MLI | Ex | Any | CZ05 | Area-1kFP | 100 | 100000 | None | 0 | 0 | 0 | 0 | 0 | 2.49 | 0 | 0 | 0 | 0 | 0 | 2.01 | 20 | 0.1005 | 8.04 | 28.78 | 0.057848 |  | 26.43 | 0.053124 |  | 37.8358 | 2 | Manufacturing Light Industrial | Existing | Santa Maria Area | SCG
Com-Furnace-dHIR | DEER2014 | D05 v2.01 | 2013-08-01 | SCG | MLI | Ex | Any | CZ06 | Area-1kFP | 100 | 100000 | None | 0 | 0 | 0 | 0 | 0 | 1.01 | 0 | 0 | 0 | 0 | 0 | 0.814 | 20 | 0.0407 | 3.256 | 28.78 | 0.023427 |  | 51.26 | 0.041726 |  | 19.5084 | 2 | Manufacturing Light Industrial | Existing | Torrance (Los Angeles for pre-2014) | SCG
Com-Furnace-dHIR | DEER2014 | D05 v2.01 | 2013-08-01 | SCG | MLI | Ex | Any | CZ08 | Area-1kFP | 100 | 100000 | None | 0 | 0 | 0 | 0 | 0 | 1.07 | 0 | 0 | 0 | 0 | 0 | 0.866 | 20 | 0.0433 | 3.464 | 28.78 | 0.024923 |  | 51.26 | 0.044391 |  | 19.5084 | 2 | Manufacturing Light Industrial | Existing | Fullerton (El Toro for pre-2014) | SCG
Com-Furnace-dHIR | DEER2014 | D05 v2.01 | 2013-08-01 | SCG | MLI | Ex | Any | CZ09 | Area-1kFP | 100 | 100000 | None | 0 | 0 | 0 | 0 | 0 | 0.633 | 0 | 0 | 0 | 0 | 0 | 0.512 | 20 | 0.0256 | 2.048 | 28.78 | 0.014735 |  | 55.47 | 0.028401 |  | 18.0278 | 2 | Manufacturing Light Industrial | Existing | Burbank-Glendale (Pasadena for pre-2014) | SCG
Com-Furnace-dHIR | DEER2014 | D05 v2.01 | 2013-08-01 | SCG | MLI | Ex | Any | CZ10 | Area-1kFP | 100 | 100000 | None | 0 | 0 | 0 | 0 | 0 | 0.994 | 0 | 0 | 0 | 0 | 0 | 0.803 | 20 | 0.04015 | 3.212 | 28.78 | 0.02311 |  | 54.4 | 0.043683 |  | 18.3824 | 2 | Manufacturing Light Industrial | Existing | Riverside | SCG
Com-Furnace-dHIR | DEER2014 | D05 v2.01 | 2013-08-01 | SCG | MLI | Ex | Any | CZ13 | Area-1kFP | 100 | 100000 | None | 0 | 0 | 0 | 0 | 0 | 4.64 | 0 | 0 | 0 | 0 | 0 | 3.75 | 20 | 0.1875 | 15 | 28.78 | 0.10793 |  | 50.01 | 0.18754 |  | 19.996 | 2 | Manufacturing Light Industrial | Existing | Fresno Area | SCG
Com-Furnace-dHIR | DEER2014 | D05 v2.01 | 2013-08-01 | SCG | MLI | Ex | Any | CZ14 | Area-1kFP | 100 | 100000 | None | 0 | 0 | 0 | 0 | 0 | 6.03 | 0 | 0 | 0 | 0 | 0 | 4.87 | 20 | 0.2435 | 19.48 | 28.78 | 0.14016 |  | 54.4 | 0.26493 |  | 18.3824 | 2 | Manufacturing Light Industrial | Existing | Palmdale (China Lake for pre-2014) | SCG
Com-Furnace-dHIR | DEER2014 | D05 v2.01 | 2013-08-01 | SCG | MLI | Ex | Any | CZ15 | Area-1kFP | 100 | 100000 | None | 0 | 0 | 0 | 0 | 0 | 0.437 | 0 | 0 | 0 | 0 | 0 | 0.353 | 20 | 0.01765 | 1.412 | 28.78 | 0.010159 |  | 54.93 | 0.01939 |  | 18.205 | 2 | Manufacturing Light Industrial | Existing | Palm Springs-Intl (El Centro for pre-2014) | SCG
Com-Furnace-dHIR | DEER2014 | D05 v2.01 | 2013-08-01 | SCG | MLI | Ex | Any | CZ16 | Area-1kFP | 100 | 100000 | None | 0 | 0 | 0 | 0 | 0 | 17 | 0 | 0 | 0 | 0 | 0 | 13.7 | 20 | 0.685 | 54.8 | 28.78 | 0.39429 |  | 55.47 | 0.75994 |  | 18.0278 | 2 | Manufacturing Light Industrial | Existing | Blue Canyon (Mount Shasta for pre-2014) | SCG
Com-Furnace-dHIR | DEER2014 | D05 v2.01 | 2013-08-01 | SCG | MLI | Ex | Any | IOU | Area-1kFP | 100 | 100000 | None | 0 | 0 | 0 | 0 | 0 | 1.42 | 0 | 0 | 0 | 0 | 0 | 1.15 | 20 | 0.0575 | 4.6 | 28.78 | 0.033097 |  | FALSE | 0 |  | #DIV/0! | 2 | Manufacturing Light Industrial | Existing | IOU Territory | SCG
Com-Furnace-dHIR | DEER2014 | D05 v2.01 | 2013-08-01 | SCG | Nrs | Ex | Any | CZ05 | Area-1kFP | 2.7 | 60000 | None | 0 | 0 | 0 | 0 | 0 | 17.8 | 0 | 0 | 0 | 0 | 0 | 14.4 | 50 | 0.288 | 23.04 | 25 | 0.36 |  | 22.61 | 0.32558 |  | 44.2282 | 2 | Health/Medical - Nursing Home | Existing | Santa Maria Area | SCG
Com-Furnace-dHIR | DEER2014 | D05 v2.01 | 2013-08-01 | SCG | Nrs | Ex | Any | CZ06 | Area-1kFP | 2.7 | 60000 | None | 0 | 0 | 0 | 0 | 0 | 8.91 | 0 | 0 | 0 | 0 | 0 | 7.2 | 50 | 0.144 | 11.52 | 25 | 0.18 |  | 26.57 | 0.1913 |  | 37.6364 | 2 | Health/Medical - Nursing Home | Existing | Torrance (Los Angeles for pre-2014) | SCG
Com-Furnace-dHIR | DEER2014 | D05 v2.01 | 2013-08-01 | SCG | Nrs | Ex | Any | CZ08 | Area-1kFP | 2.7 | 60000 | None | 0 | 0 | 0 | 0 | 0 | 9.76 | 0 | 0 | 0 | 0 | 0 | 7.89 | 50 | 0.1578 | 12.624 | 25 | 0.19725 |  | 26.57 | 0.20964 |  | 37.6364 | 2 | Health/Medical - Nursing Home | Existing | Fullerton (El Toro for pre-2014) | SCG
Com-Furnace-dHIR | DEER2014 | D05 v2.01 | 2013-08-01 | SCG | Nrs | Ex | Any | CZ09 | Area-1kFP | 2.7 | 60000 | None | 0 | 0 | 0 | 0 | 0 | 8.79 | 0 | 0 | 0 | 0 | 0 | 7.1 | 50 | 0.142 | 11.36 | 25 | 0.1775 |  | 30.42 | 0.21598 |  | 32.8731 | 2 | Health/Medical - Nursing Home | Existing | Burbank-Glendale (Pasadena for pre-2014) | SCG
Com-Furnace-dHIR | DEER2014 | D05 v2.01 | 2013-08-01 | SCG | Nrs | Ex | Any | CZ10 | Area-1kFP | 2.7 | 60000 | None | 0 | 0 | 0 | 0 | 0 | 11.9 | 0 | 0 | 0 | 0 | 0 | 9.64 | 50 | 0.1928 | 15.424 | 25 | 0.241 |  | 28 | 0.26992 |  | 35.7143 | 2 | Health/Medical - Nursing Home | Existing | Riverside | SCG
Com-Furnace-dHIR | DEER2014 | D05 v2.01 | 2013-08-01 | SCG | Nrs | Ex | Any | CZ13 | Area-1kFP | 2.7 | 60000 | None | 0 | 0 | 0 | 0 | 0 | 21.6 | 0 | 0 | 0 | 0 | 0 | 17.5 | 50 | 0.35 | 28 | 25 | 0.4375 |  | 38.36 | 0.6713 |  | 26.0688 | 2 | Health/Medical - Nursing Home | Existing | Fresno Area | SCG
Com-Furnace-dHIR | DEER2014 | D05 v2.01 | 2013-08-01 | SCG | Nrs | Ex | Any | CZ14 | Area-1kFP | 2.7 | 60000 | None | 0 | 0 | 0 | 0 | 0 | 26.1 | 0 | 0 | 0 | 0 | 0 | 21.1 | 50 | 0.422 | 33.76 | 25 | 0.5275 |  | 28 | 0.5908 |  | 35.7143 | 2 | Health/Medical - Nursing Home | Existing | Palmdale (China Lake for pre-2014) | SCG
Com-Furnace-dHIR | DEER2014 | D05 v2.01 | 2013-08-01 | SCG | Nrs | Ex | Any | CZ15 | Area-1kFP | 2.7 | 60000 | None | 0 | 0 | 0 | 0 | 0 | 4.49 | 0 | 0 | 0 | 0 | 0 | 3.63 | 50 | 0.0726 | 5.808 | 25 | 0.09075 |  | 24.63 | 0.089407 |  | 40.6009 | 2 | Health/Medical - Nursing Home | Existing | Palm Springs-Intl (El Centro for pre-2014) | SCG
Com-Furnace-dHIR | DEER2014 | D05 v2.01 | 2013-08-01 | SCG | Nrs | Ex | Any | CZ16 | Area-1kFP | 2.7 | 60000 | None | 0 | 0 | 0 | 0 | 0 | 69.2 | 0 | 0 | 0 | 0 | 0 | 55.9 | 50 | 1.118 | 89.44 | 25 | 1.3975 |  | 30.42 | 1.7005 |  | 32.8731 | 2 | Health/Medical - Nursing Home | Existing | Blue Canyon (Mount Shasta for pre-2014) | SCG
Com-Furnace-dHIR | DEER2014 | D05 v2.01 | 2013-08-01 | SCG | Nrs | Ex | Any | IOU | Area-1kFP | 2.7 | 60000 | None | 0 | 0 | 0 | 0 | 0 | 11 | 0 | 0 | 0 | 0 | 0 | 8.85 | 50 | 0.177 | 14.16 | 25 | 0.22125 |  | FALSE | 0 |  | #DIV/0! | 2 | Health/Medical - Nursing Home | Existing | IOU Territory | SCG
Com-Furnace-dHIR | DEER2014 | D05 v2.01 | 2013-08-01 | SCG | OfS | Ex | Any | CZ05 | Area-1kFP | 10 | 10000 | None | 0 | 0 | 0 | 0 | 0 | 1.28 | 0 | 0 | 0 | 0 | 0 | 1.03 | 40 | 0.02575 | 2.06 | 42.67 | 0.04395 |  | 24.9 | 0.025647 |  | 40.1606 | 2 | Office - Small | Existing | Santa Maria Area | SCG
Com-Furnace-dHIR | DEER2014 | D05 v2.01 | 2013-08-01 | SCG | OfS | Ex | Any | CZ06 | Area-1kFP | 10 | 10000 | None | 0 | 0 | 0 | 0 | 0 | 0.24 | 0 | 0 | 0 | 0 | 0 | 0.194 | 40 | 0.00485 | 0.388 | 42.67 | 0.008278 |  | 44.7 | 0.0086718 |  | 22.3714 | 2 | Office - Small | Existing | Torrance (Los Angeles for pre-2014) | SCG
Com-Furnace-dHIR | DEER2014 | D05 v2.01 | 2013-08-01 | SCG | OfS | Ex | Any | CZ08 | Area-1kFP | 10 | 10000 | None | 0 | 0 | 0 | 0 | 0 | 0.536 | 0 | 0 | 0 | 0 | 0 | 0.433 | 40 | 0.010825 | 0.866 | 42.67 | 0.018476 |  | 44.7 | 0.019355 |  | 22.3714 | 2 | Office - Small | Existing | Fullerton (El Toro for pre-2014) | SCG
Com-Furnace-dHIR | DEER2014 | D05 v2.01 | 2013-08-01 | SCG | OfS | Ex | Any | CZ09 | Area-1kFP | 10 | 10000 | None | 0 | 0 | 0 | 0 | 0 | 0.373 | 0 | 0 | 0 | 0 | 0 | 0.301 | 40 | 0.007525 | 0.602 | 42.67 | 0.012844 |  | 26.75 | 0.0080517 |  | 37.3832 | 2 | Office - Small | Existing | Burbank-Glendale (Pasadena for pre-2014) | SCG
Com-Furnace-dHIR | DEER2014 | D05 v2.01 | 2013-08-01 | SCG | OfS | Ex | Any | CZ10 | Area-1kFP | 10 | 10000 | None | 0 | 0 | 0 | 0 | 0 | 0.651 | 0 | 0 | 0 | 0 | 0 | 0.526 | 40 | 0.01315 | 1.052 | 42.67 | 0.022444 |  | 35.22 | 0.018526 |  | 28.393 | 2 | Office - Small | Existing | Riverside | SCG
Com-Furnace-dHIR | DEER2014 | D05 v2.01 | 2013-08-01 | SCG | OfS | Ex | Any | CZ13 | Area-1kFP | 10 | 10000 | None | 0 | 0 | 0 | 0 | 0 | 4.31 | 0 | 0 | 0 | 0 | 0 | 3.48 | 40 | 0.087 | 6.96 | 42.67 | 0.14849 |  | 190.85 | 0.66416 |  | 5.2397 | 2 | Office - Small | Existing | Fresno Area | SCG
Com-Furnace-dHIR | DEER2014 | D05 v2.01 | 2013-08-01 | SCG | OfS | Ex | Any | CZ14 | Area-1kFP | 10 | 10000 | None | 0 | 0 | 0 | 0 | 0 | 4.06 | 0 | 0 | 0 | 0 | 0 | 3.28 | 40 | 0.082 | 6.56 | 42.67 | 0.13996 |  | 35.22 | 0.11552 |  | 28.393 | 2 | Office - Small | Existing | Palmdale (China Lake for pre-2014) | SCG
Com-Furnace-dHIR | DEER2014 | D05 v2.01 | 2013-08-01 | SCG | OfS | Ex | Any | CZ15 | Area-1kFP | 10 | 10000 | None | 0 | 0 | 0 | 0 | 0 | 0.111 | 0 | 0 | 0 | 0 | 0 | 0.0893 | 40 | 0.0022325 | 0.1786 | 42.67 | 0.0038104 |  | 162.2 | 0.014484 |  | 6.1652 | 2 | Office - Small | Existing | Palm Springs-Intl (El Centro for pre-2014) | SCG
Com-Furnace-dHIR | DEER2014 | D05 v2.01 | 2013-08-01 | SCG | OfS | Ex | Any | CZ16 | Area-1kFP | 10 | 10000 | None | 0 | 0 | 0 | 0 | 0 | 16.6 | 0 | 0 | 0 | 0 | 0 | 13.4 | 40 | 0.335 | 26.8 | 42.67 | 0.57178 |  | 26.75 | 0.35845 |  | 37.3832 | 2 | Office - Small | Existing | Blue Canyon (Mount Shasta for pre-2014) | SCG
Com-Furnace-dHIR | DEER2014 | D05 v2.01 | 2013-08-01 | SCG | OfS | Ex | Any | IOU | Area-1kFP | 10 | 10000 | None | 0 | 0 | 0 | 0 | 0 | 0.863 | 0 | 0 | 0 | 0 | 0 | 0.697 | 40 | 0.017425 | 1.394 | 42.67 | 0.029741 |  | FALSE | 0 |  | #DIV/0! | 2 | Office - Small | Existing | IOU Territory | SCG
Com-Furnace-dHIR | DEER2014 | D05 v2.01 | 2013-08-01 | SCG | RFF | Ex | Any | CZ05 | Area-1kFP | 2 | 2000 | None | 0 | 0 | 0 | 0 | 0 | 28.3 | 0 | 0 | 0 | 0 | 0 | 22.8 | 30 | 0.76 | 60.8 | 23.2 | 0.52896 |  | 18.65 | 0.42522 |  | 53.6193 | 2 | Restaurant - Fast-Food | Existing | Santa Maria Area | SCG
Com-Furnace-dHIR | DEER2014 | D05 v2.01 | 2013-08-01 | SCG | RFF | Ex | Any | CZ06 | Area-1kFP | 2 | 2000 | None | 0 | 0 | 0 | 0 | 0 | 14.4 | 0 | 0 | 0 | 0 | 0 | 11.6 | 30 | 0.38667 | 30.9333 | 23.2 | 0.26912 |  | 19.29 | 0.22376 |  | 51.8403 | 2 | Restaurant - Fast-Food | Existing | Torrance (Los Angeles for pre-2014) | SCG
Com-Furnace-dHIR | DEER2014 | D05 v2.01 | 2013-08-01 | SCG | RFF | Ex | Any | CZ08 | Area-1kFP | 2 | 2000 | None | 0 | 0 | 0 | 0 | 0 | 13.7 | 0 | 0 | 0 | 0 | 0 | 11.1 | 30 | 0.37 | 29.6 | 23.2 | 0.25752 |  | 19.29 | 0.21412 |  | 51.8403 | 2 | Restaurant - Fast-Food | Existing | Fullerton (El Toro for pre-2014) | SCG
Com-Furnace-dHIR | DEER2014 | D05 v2.01 | 2013-08-01 | SCG | RFF | Ex | Any | CZ09 | Area-1kFP | 2 | 2000 | None | 0 | 0 | 0 | 0 | 0 | 13.1 | 0 | 0 | 0 | 0 | 0 | 10.6 | 30 | 0.35333 | 28.2667 | 23.2 | 0.24592 |  | 19.06 | 0.20204 |  | 52.4659 | 2 | Restaurant - Fast-Food | Existing | Burbank-Glendale (Pasadena for pre-2014) | SCG
Com-Furnace-dHIR | DEER2014 | D05 v2.01 | 2013-08-01 | SCG | RFF | Ex | Any | CZ10 | Area-1kFP | 2 | 2000 | None | 0 | 0 | 0 | 0 | 0 | 16.8 | 0 | 0 | 0 | 0 | 0 | 13.6 | 30 | 0.45333 | 36.2667 | 23.2 | 0.31552 |  | 11.73 | 0.15953 |  | 85.2515 | 2 | Restaurant - Fast-Food | Existing | Riverside | SCG
Com-Furnace-dHIR | DEER2014 | D05 v2.01 | 2013-08-01 | SCG | RFF | Ex | Any | CZ13 | Area-1kFP | 2 | 2000 | None | 0 | 0 | 0 | 0 | 0 | 37.6 | 0 | 0 | 0 | 0 | 0 | 30.4 | 30 | 1.0133 | 81.0667 | 23.2 | 0.70528 |  | 23.63 | 0.71835 |  | 42.3191 | 2 | Restaurant - Fast-Food | Existing | Fresno Area | SCG
Com-Furnace-dHIR | DEER2014 | D05 v2.01 | 2013-08-01 | SCG | RFF | Ex | Any | CZ14 | Area-1kFP | 2 | 2000 | None | 0 | 0 | 0 | 0 | 0 | 42.5 | 0 | 0 | 0 | 0 | 0 | 34.4 | 30 | 1.1467 | 91.7333 | 23.2 | 0.79808 |  | 11.73 | 0.40351 |  | 85.2515 | 2 | Restaurant - Fast-Food | Existing | Palmdale (China Lake for pre-2014) | SCG
Com-Furnace-dHIR | DEER2014 | D05 v2.01 | 2013-08-01 | SCG | RFF | Ex | Any | CZ15 | Area-1kFP | 2 | 2000 | None | 0 | 0 | 0 | 0 | 0 | 5.99 | 0 | 0 | 0 | 0 | 0 | 4.84 | 30 | 0.16133 | 12.9067 | 23.2 | 0.11229 |  | 25.23 | 0.12211 |  | 39.6354 | 2 | Restaurant - Fast-Food | Existing | Palm Springs-Intl (El Centro for pre-2014) | SCG
Com-Furnace-dHIR | DEER2014 | D05 v2.01 | 2013-08-01 | SCG | RFF | Ex | Any | CZ16 | Area-1kFP | 2 | 2000 | None | 0 | 0 | 0 | 0 | 0 | 113 | 0 | 0 | 0 | 0 | 0 | 91.1 | 30 | 3.0367 | 242.9333 | 23.2 | 2.1135 |  | 19.06 | 1.7364 |  | 52.4659 | 2 | Restaurant - Fast-Food | Existing | Blue Canyon (Mount Shasta for pre-2014) | SCG
Com-Furnace-dHIR | DEER2014 | D05 v2.01 | 2013-08-01 | SCG | RFF | Ex | Any | IOU | Area-1kFP | 2 | 2000 | None | 0 | 0 | 0 | 0 | 0 | 16.8 | 0 | 0 | 0 | 0 | 0 | 13.6 | 30 | 0.45333 | 36.2667 | 23.2 | 0.31552 |  | FALSE | 0 |  | #DIV/0! | 2 | Restaurant - Fast-Food | Existing | IOU Territory | SCG
Com-Furnace-dHIR | DEER2014 | D05 v2.01 | 2013-08-01 | SCG | RSD | Ex | Any | CZ05 | Area-1kFP | 4 | 4000 | None | 0 | 0 | 0 | 0 | 0 | 26.9 | 0 | 0 | 0 | 0 | 0 | 21.7 | 40 | 0.5425 | 43.4 | 23.2 | 0.50344 |  | 18.65 | 0.4047 |  | 53.6193 | 2 | Restaurant - Sit-Down | Existing | Santa Maria Area | SCG
Com-Furnace-dHIR | DEER2014 | D05 v2.01 | 2013-08-01 | SCG | RSD | Ex | Any | CZ06 | Area-1kFP | 4 | 4000 | None | 0 | 0 | 0 | 0 | 0 | 15.3 | 0 | 0 | 0 | 0 | 0 | 12.3 | 40 | 0.3075 | 24.6 | 23.2 | 0.28536 |  | 19.29 | 0.23727 |  | 51.8403 | 2 | Restaurant - Sit-Down | Existing | Torrance (Los Angeles for pre-2014) | SCG
Com-Furnace-dHIR | DEER2014 | D05 v2.01 | 2013-08-01 | SCG | RSD | Ex | Any | CZ08 | Area-1kFP | 4 | 4000 | None | 0 | 0 | 0 | 0 | 0 | 14.1 | 0 | 0 | 0 | 0 | 0 | 11.4 | 40 | 0.285 | 22.8 | 23.2 | 0.26448 |  | 19.29 | 0.21991 |  | 51.8403 | 2 | Restaurant - Sit-Down | Existing | Fullerton (El Toro for pre-2014) | SCG
Com-Furnace-dHIR | DEER2014 | D05 v2.01 | 2013-08-01 | SCG | RSD | Ex | Any | CZ09 | Area-1kFP | 4 | 4000 | None | 0 | 0 | 0 | 0 | 0 | 13.6 | 0 | 0 | 0 | 0 | 0 | 11 | 40 | 0.275 | 22 | 23.2 | 0.2552 |  | 19.06 | 0.20966 |  | 52.4659 | 2 | Restaurant - Sit-Down | Existing | Burbank-Glendale (Pasadena for pre-2014) | SCG
Com-Furnace-dHIR | DEER2014 | D05 v2.01 | 2013-08-01 | SCG | RSD | Ex | Any | CZ10 | Area-1kFP | 4 | 4000 | None | 0 | 0 | 0 | 0 | 0 | 16 | 0 | 0 | 0 | 0 | 0 | 13 | 40 | 0.325 | 26 | 23.2 | 0.3016 |  | 11.73 | 0.15249 |  | 85.2515 | 2 | Restaurant - Sit-Down | Existing | Riverside | SCG
Com-Furnace-dHIR | DEER2014 | D05 v2.01 | 2013-08-01 | SCG | RSD | Ex | Any | CZ13 | Area-1kFP | 4 | 4000 | None | 0 | 0 | 0 | 0 | 0 | 29.2 | 0 | 0 | 0 | 0 | 0 | 23.6 | 40 | 0.59 | 47.2 | 23.2 | 0.54752 |  | 23.63 | 0.55767 |  | 42.3191 | 2 | Restaurant - Sit-Down | Existing | Fresno Area | SCG
Com-Furnace-dHIR | DEER2014 | D05 v2.01 | 2013-08-01 | SCG | RSD | Ex | Any | CZ14 | Area-1kFP | 4 | 4000 | None | 0 | 0 | 0 | 0 | 0 | 35.6 | 0 | 0 | 0 | 0 | 0 | 28.8 | 40 | 0.72 | 57.6 | 23.2 | 0.66816 |  | 11.73 | 0.33782 |  | 85.2515 | 2 | Restaurant - Sit-Down | Existing | Palmdale (China Lake for pre-2014) | SCG
Com-Furnace-dHIR | DEER2014 | D05 v2.01 | 2013-08-01 | SCG | RSD | Ex | Any | CZ15 | Area-1kFP | 4 | 4000 | None | 0 | 0 | 0 | 0 | 0 | 6.09 | 0 | 0 | 0 | 0 | 0 | 4.92 | 40 | 0.123 | 9.84 | 23.2 | 0.11414 |  | 25.23 | 0.12413 |  | 39.6354 | 2 | Restaurant - Sit-Down | Existing | Palm Springs-Intl (El Centro for pre-2014) | SCG
Com-Furnace-dHIR | DEER2014 | D05 v2.01 | 2013-08-01 | SCG | RSD | Ex | Any | CZ16 | Area-1kFP | 4 | 4000 | None | 0 | 0 | 0 | 0 | 0 | 86 | 0 | 0 | 0 | 0 | 0 | 69.5 | 40 | 1.7375 | 139 | 23.2 | 1.6124 |  | 19.06 | 1.3247 |  | 52.4659 | 2 | Restaurant - Sit-Down | Existing | Blue Canyon (Mount Shasta for pre-2014) | SCG
Com-Furnace-dHIR | DEER2014 | D05 v2.01 | 2013-08-01 | SCG | RSD | Ex | Any | IOU | Area-1kFP | 4 | 4000 | None | 0 | 0 | 0 | 0 | 0 | 16.3 | 0 | 0 | 0 | 0 | 0 | 13.2 | 40 | 0.33 | 26.4 | 23.2 | 0.30624 |  | FALSE | 0 |  | #DIV/0! | 2 | Restaurant - Sit-Down | Existing | IOU Territory | SCG
Com-Furnace-dHIR | DEER2014 | D05 v2.01 | 2013-08-01 | SCG | RtL | Ex | Any | CZ05 | Area-1kFP | 131 | 131000 | None | 0 | 0 | 0 | 0 | 0 | 2.88 | 0 | 0 | 0 | 0 | 0 | 2.32 | 20 | 0.116 | 9.28 | 46.85 | 0.10869 |  | 38.8 | 0.090016 |  | 25.7732 | 2 | Retail - Single-Story Large | Existing | Santa Maria Area | SCG
Com-Furnace-dHIR | DEER2014 | D05 v2.01 | 2013-08-01 | SCG | RtL | Ex | Any | CZ06 | Area-1kFP | 131 | 131000 | None | 0 | 0 | 0 | 0 | 0 | 1.63 | 0 | 0 | 0 | 0 | 0 | 1.32 | 20 | 0.066 | 5.28 | 46.85 | 0.061842 |  | 93.58 | 0.12353 |  | 10.686 | 2 | Retail - Single-Story Large | Existing | Torrance (Los Angeles for pre-2014) | SCG
Com-Furnace-dHIR | DEER2014 | D05 v2.01 | 2013-08-01 | SCG | RtL | Ex | Any | CZ08 | Area-1kFP | 131 | 131000 | None | 0 | 0 | 0 | 0 | 0 | 1.59 | 0 | 0 | 0 | 0 | 0 | 1.28 | 20 | 0.064 | 5.12 | 46.85 | 0.059968 |  | 93.58 | 0.11978 |  | 10.686 | 2 | Retail - Single-Story Large | Existing | Fullerton (El Toro for pre-2014) | SCG
Com-Furnace-dHIR | DEER2014 | D05 v2.01 | 2013-08-01 | SCG | RtL | Ex | Any | CZ09 | Area-1kFP | 131 | 131000 | None | 0 | 0 | 0 | 0 | 0 | 1.48 | 0 | 0 | 0 | 0 | 0 | 1.19 | 20 | 0.0595 | 4.76 | 46.85 | 0.055751 |  | 70.08 | 0.083395 |  | 14.2694 | 2 | Retail - Single-Story Large | Existing | Burbank-Glendale (Pasadena for pre-2014) | SCG
Com-Furnace-dHIR | DEER2014 | D05 v2.01 | 2013-08-01 | SCG | RtL | Ex | Any | CZ10 | Area-1kFP | 131 | 131000 | None | 0 | 0 | 0 | 0 | 0 | 1.97 | 0 | 0 | 0 | 0 | 0 | 1.59 | 20 | 0.0795 | 6.36 | 46.85 | 0.074492 |  | 49.41 | 0.078562 |  | 20.2388 | 2 | Retail - Single-Story Large | Existing | Riverside | SCG
Com-Furnace-dHIR | DEER2014 | D05 v2.01 | 2013-08-01 | SCG | RtL | Ex | Any | CZ13 | Area-1kFP | 131 | 131000 | None | 0 | 0 | 0 | 0 | 0 | 4.78 | 0 | 0 | 0 | 0 | 0 | 3.86 | 20 | 0.193 | 15.44 | 46.85 | 0.18084 |  | 89.42 | 0.34516 |  | 11.1832 | 2 | Retail - Single-Story Large | Existing | Fresno Area | SCG
Com-Furnace-dHIR | DEER2014 | D05 v2.01 | 2013-08-01 | SCG | RtL | Ex | Any | CZ14 | Area-1kFP | 131 | 131000 | None | 0 | 0 | 0 | 0 | 0 | 7.02 | 0 | 0 | 0 | 0 | 0 | 5.68 | 20 | 0.284 | 22.72 | 46.85 | 0.26611 |  | 49.41 | 0.28065 |  | 20.2388 | 2 | Retail - Single-Story Large | Existing | Palmdale (China Lake for pre-2014) | SCG
Com-Furnace-dHIR | DEER2014 | D05 v2.01 | 2013-08-01 | SCG | RtL | Ex | Any | CZ15 | Area-1kFP | 131 | 131000 | None | 0 | 0 | 0 | 0 | 0 | 0.775 | 0 | 0 | 0 | 0 | 0 | 0.626 | 20 | 0.0313 | 2.504 | 46.85 | 0.029328 |  | 69.98 | 0.043807 |  | 14.2898 | 2 | Retail - Single-Story Large | Existing | Palm Springs-Intl (El Centro for pre-2014) | SCG
Com-Furnace-dHIR | DEER2014 | D05 v2.01 | 2013-08-01 | SCG | RtL | Ex | Any | CZ16 | Area-1kFP | 131 | 131000 | None | 0 | 0 | 0 | 0 | 0 | 20.9 | 0 | 0 | 0 | 0 | 0 | 16.9 | 20 | 0.845 | 67.6 | 46.85 | 0.79176 |  | 70.08 | 1.1844 |  | 14.2694 | 2 | Retail - Single-Story Large | Existing | Blue Canyon (Mount Shasta for pre-2014) | SCG
Com-Furnace-dHIR | DEER2014 | D05 v2.01 | 2013-08-01 | SCG | RtL | Ex | Any | IOU | Area-1kFP | 131 | 131000 | None | 0 | 0 | 0 | 0 | 0 | 1.99 | 0 | 0 | 0 | 0 | 0 | 1.61 | 20 | 0.0805 | 6.44 | 46.85 | 0.075429 |  | FALSE | 0 |  | #DIV/0! | 2 | Retail - Single-Story Large | Existing | IOU Territory | SCG
Com-Furnace-dHIR | DEER2014 | D05 v2.01 | 2013-08-01 | SCG | RtS | Ex | Any | CZ05 | Area-1kFP | 8 | 8000 | None | 0 | 0 | 0 | 0 | 0 | 5.74 | 0 | 0 | 0 | 0 | 0 | 4.64 | 30 | 0.15467 | 12.3733 | 46.85 | 0.21738 |  | 38.8 | 0.18003 |  | 25.7732 | 2 | Retail - Small | Existing | Santa Maria Area | SCG
Com-Furnace-dHIR | DEER2014 | D05 v2.01 | 2013-08-01 | SCG | RtS | Ex | Any | CZ06 | Area-1kFP | 8 | 8000 | None | 0 | 0 | 0 | 0 | 0 | 2.62 | 0 | 0 | 0 | 0 | 0 | 2.12 | 30 | 0.070667 | 5.6533 | 46.85 | 0.099322 |  | 93.58 | 0.19839 |  | 10.686 | 2 | Retail - Small | Existing | Torrance (Los Angeles for pre-2014) | SCG
Com-Furnace-dHIR | DEER2014 | D05 v2.01 | 2013-08-01 | SCG | RtS | Ex | Any | CZ08 | Area-1kFP | 8 | 8000 | None | 0 | 0 | 0 | 0 | 0 | 2.58 | 0 | 0 | 0 | 0 | 0 | 2.08 | 30 | 0.069333 | 5.5467 | 46.85 | 0.097448 |  | 93.58 | 0.19465 |  | 10.686 | 2 | Retail - Small | Existing | Fullerton (El Toro for pre-2014) | SCG
Com-Furnace-dHIR | DEER2014 | D05 v2.01 | 2013-08-01 | SCG | RtS | Ex | Any | CZ09 | Area-1kFP | 8 | 8000 | None | 0 | 0 | 0 | 0 | 0 | 2.39 | 0 | 0 | 0 | 0 | 0 | 1.93 | 30 | 0.064333 | 5.1467 | 46.85 | 0.090421 |  | 70.08 | 0.13525 |  | 14.2694 | 2 | Retail - Small | Existing | Burbank-Glendale (Pasadena for pre-2014) | SCG
Com-Furnace-dHIR | DEER2014 | D05 v2.01 | 2013-08-01 | SCG | RtS | Ex | Any | CZ10 | Area-1kFP | 8 | 8000 | None | 0 | 0 | 0 | 0 | 0 | 2.94 | 0 | 0 | 0 | 0 | 0 | 2.38 | 30 | 0.079333 | 6.3467 | 46.85 | 0.1115 |  | 49.41 | 0.1176 |  | 20.2388 | 2 | Retail - Small | Existing | Riverside | SCG
Com-Furnace-dHIR | DEER2014 | D05 v2.01 | 2013-08-01 | SCG | RtS | Ex | Any | CZ13 | Area-1kFP | 8 | 8000 | None | 0 | 0 | 0 | 0 | 0 | 9.58 | 0 | 0 | 0 | 0 | 0 | 7.74 | 30 | 0.258 | 20.64 | 46.85 | 0.36262 |  | 89.42 | 0.69211 |  | 11.1832 | 2 | Retail - Small | Existing | Fresno Area | SCG
Com-Furnace-dHIR | DEER2014 | D05 v2.01 | 2013-08-01 | SCG | RtS | Ex | Any | CZ14 | Area-1kFP | 8 | 8000 | None | 0 | 0 | 0 | 0 | 0 | 10.3 | 0 | 0 | 0 | 0 | 0 | 8.35 | 30 | 0.27833 | 22.2667 | 46.85 | 0.3912 |  | 49.41 | 0.41257 |  | 20.2388 | 2 | Retail - Small | Existing | Palmdale (China Lake for pre-2014) | SCG
Com-Furnace-dHIR | DEER2014 | D05 v2.01 | 2013-08-01 | SCG | RtS | Ex | Any | CZ15 | Area-1kFP | 8 | 8000 | None | 0 | 0 | 0 | 0 | 0 | 1.1 | 0 | 0 | 0 | 0 | 0 | 0.885 | 30 | 0.0295 | 2.36 | 46.85 | 0.041462 |  | 69.98 | 0.061932 |  | 14.2898 | 2 | Retail - Small | Existing | Palm Springs-Intl (El Centro for pre-2014) | SCG
Com-Furnace-dHIR | DEER2014 | D05 v2.01 | 2013-08-01 | SCG | RtS | Ex | Any | CZ16 | Area-1kFP | 8 | 8000 | None | 0 | 0 | 0 | 0 | 0 | 32.2 | 0 | 0 | 0 | 0 | 0 | 26 | 30 | 0.86667 | 69.3333 | 46.85 | 1.2181 |  | 70.08 | 1.8221 |  | 14.2694 | 2 | Retail - Small | Existing | Blue Canyon (Mount Shasta for pre-2014) | SCG
Com-Furnace-dHIR | DEER2014 | D05 v2.01 | 2013-08-01 | SCG | RtS | Ex | Any | IOU | Area-1kFP | 8 | 8000 | None | 0 | 0 | 0 | 0 | 0 | 3.17 | 0 | 0 | 0 | 0 | 0 | 2.57 | 30 | 0.085667 | 6.8533 | 46.85 | 0.1204 |  | FALSE | 0 |  | #DIV/0! | 2 | Retail - Small | Existing | IOU Territory | SCG
Com-Furnace-dHIR | DEER2014 | D05 v2.01 | 2013-08-01 | SCG | SCn | Ex | Any | CZ05 | Area-1kFP | 500 | 500000 | None | 0 | 0 | 0 | 0 | 0 | 4.55 | 0 | 0 | 0 | 0 | 0 | 3.68 | 30 | 0.12267 | 9.8133 | 669.98 | 2.4655 |  | 73.62 | 0.27092 |  | 13.5833 | 2 | Storage - Conditioned | Existing | Santa Maria Area | SCG
Com-Furnace-dHIR | DEER2014 | D05 v2.01 | 2013-08-01 | SCG | SCn | Ex | Any | CZ06 | Area-1kFP | 500 | 500000 | None | 0 | 0 | 0 | 0 | 0 | 2.52 | 0 | 0 | 0 | 0 | 0 | 2.04 | 30 | 0.068 | 5.44 | 669.98 | 1.3668 |  | 98.84 | 0.20163 |  | 10.1174 | 2 | Storage - Conditioned | Existing | Torrance (Los Angeles for pre-2014) | SCG
Com-Furnace-dHIR | DEER2014 | D05 v2.01 | 2013-08-01 | SCG | SCn | Ex | Any | CZ08 | Area-1kFP | 500 | 500000 | None | 0 | 0 | 0 | 0 | 0 | 2.29 | 0 | 0 | 0 | 0 | 0 | 1.85 | 30 | 0.061667 | 4.9333 | 669.98 | 1.2395 |  | 98.84 | 0.18285 |  | 10.1174 | 2 | Storage - Conditioned | Existing | Fullerton (El Toro for pre-2014) | SCG
Com-Furnace-dHIR | DEER2014 | D05 v2.01 | 2013-08-01 | SCG | SCn | Ex | Any | CZ09 | Area-1kFP | 500 | 500000 | None | 0 | 0 | 0 | 0 | 0 | 1.79 | 0 | 0 | 0 | 0 | 0 | 1.44 | 30 | 0.048 | 3.84 | 669.98 | 0.96477 |  | 255.69 | 0.36819 |  | 3.911 | 2 | Storage - Conditioned | Existing | Burbank-Glendale (Pasadena for pre-2014) | SCG
Com-Furnace-dHIR | DEER2014 | D05 v2.01 | 2013-08-01 | SCG | SCn | Ex | Any | CZ10 | Area-1kFP | 500 | 500000 | None | 0 | 0 | 0 | 0 | 0 | 2.15 | 0 | 0 | 0 | 0 | 0 | 1.74 | 30 | 0.058 | 4.64 | 669.98 | 1.1658 |  | 239.04 | 0.41593 |  | 4.1834 | 2 | Storage - Conditioned | Existing | Riverside | SCG
Com-Furnace-dHIR | DEER2014 | D05 v2.01 | 2013-08-01 | SCG | SCn | Ex | Any | CZ13 | Area-1kFP | 500 | 500000 | None | 0 | 0 | 0 | 0 | 0 | 6.17 | 0 | 0 | 0 | 0 | 0 | 4.98 | 30 | 0.166 | 13.28 | 669.98 | 3.3365 |  | 65.57 | 0.32654 |  | 15.2509 | 2 | Storage - Conditioned | Existing | Fresno Area | SCG
Com-Furnace-dHIR | DEER2014 | D05 v2.01 | 2013-08-01 | SCG | SCn | Ex | Any | CZ14 | Area-1kFP | 500 | 500000 | None | 0 | 0 | 0 | 0 | 0 | 7.81 | 0 | 0 | 0 | 0 | 0 | 6.31 | 30 | 0.21033 | 16.8267 | 669.98 | 4.2276 |  | 239.04 | 1.5083 |  | 4.1834 | 2 | Storage - Conditioned | Existing | Palmdale (China Lake for pre-2014) | SCG
Com-Furnace-dHIR | DEER2014 | D05 v2.01 | 2013-08-01 | SCG | SCn | Ex | Any | CZ15 | Area-1kFP | 500 | 500000 | None | 0 | 0 | 0 | 0 | 0 | 0.997 | 0 | 0 | 0 | 0 | 0 | 0.806 | 30 | 0.026867 | 2.1493 | 669.98 | 0.54 |  | 102.45 | 0.082575 |  | 9.7609 | 2 | Storage - Conditioned | Existing | Palm Springs-Intl (El Centro for pre-2014) | SCG
Com-Furnace-dHIR | DEER2014 | D05 v2.01 | 2013-08-01 | SCG | SCn | Ex | Any | CZ16 | Area-1kFP | 500 | 500000 | None | 0 | 0 | 0 | 0 | 0 | 19.1 | 0 | 0 | 0 | 0 | 0 | 15.4 | 30 | 0.51333 | 41.0667 | 669.98 | 10.3177 |  | 255.69 | 3.9376 |  | 3.911 | 2 | Storage - Conditioned | Existing | Blue Canyon (Mount Shasta for pre-2014) | SCG
Com-Furnace-dHIR | DEER2014 | D05 v2.01 | 2013-08-01 | SCG | SCn | Ex | Any | IOU | Area-1kFP | 500 | 500000 | None | 0 | 0 | 0 | 0 | 0 | 2.32 | 0 | 0 | 0 | 0 | 0 | 1.88 | 30 | 0.062667 | 5.0133 | 669.98 | 1.2596 |  | FALSE | 0 |  | #DIV/0! | 2 | Storage - Conditioned | Existing | IOU Territory | SCG
Com-Furnace-dHIR | DEER2014 | D05 v2.01 | 2013-08-01 | SCG | WRf | Ex | Any | CZ06 | Area-1kFP | 2 | 100000 | None | 0 | 0 | 0 | 0 | 0 | 0.131 | 0 | 0 | 0 | 0 | 0 | 0.106 | 20 | 0.0053 | 0.424 | 248.22 | 0.026311 |  | 607.69 | 0.064415 |  | 1.6456 | 2 | Warehouse - Refrigerated | Existing | Torrance (Los Angeles for pre-2014) | SCG
Com-Furnace-dHIR | DEER2014 | D05 v2.01 | 2013-08-01 | SCG | WRf | Ex | Any | CZ08 | Area-1kFP | 2 | 100000 | None | 0 | 0 | 0 | 0 | 0 | 0.276 | 0 | 0 | 0 | 0 | 0 | 0.223 | 20 | 0.01115 | 0.892 | 248.22 | 0.055353 |  | 607.69 | 0.13551 |  | 1.6456 | 2 | Warehouse - Refrigerated | Existing | Fullerton (El Toro for pre-2014) | SCG
Com-Furnace-dHIR | DEER2014 | D05 v2.01 | 2013-08-01 | SCG | WRf | Ex | Any | CZ09 | Area-1kFP | 2 | 100000 | None | 0 | 0 | 0 | 0 | 0 | 0.148 | 0 | 0 | 0 | 0 | 0 | 0.12 | 20 | 0.006 | 0.48 | 248.22 | 0.029786 |  | 172.83 | 0.02074 |  | 5.786 | 2 | Warehouse - Refrigerated | Existing | Burbank-Glendale (Pasadena for pre-2014) | SCG
Com-Furnace-dHIR | DEER2014 | D05 v2.01 | 2013-08-01 | SCG | WRf | Ex | Any | CZ10 | Area-1kFP | 2 | 100000 | None | 0 | 0 | 0 | 0 | 0 | 0.241 | 0 | 0 | 0 | 0 | 0 | 0.195 | 20 | 0.00975 | 0.78 | 248.22 | 0.048403 |  | 167.36 | 0.032635 |  | 5.9751 | 2 | Warehouse - Refrigerated | Existing | Riverside | SCG
Com-Furnace-dHIR | DEER2014 | D05 v2.01 | 2013-08-01 | SCG | WRf | Ex | Any | CZ13 | Area-1kFP | 2 | 100000 | None | 0 | 0 | 0 | 0 | 0 | 2 | 0 | 0 | 0 | 0 | 0 | 1.62 | 20 | 0.081 | 6.48 | 248.22 | 0.40212 |  | 94.62 | 0.15328 |  | 10.5686 | 2 | Warehouse - Refrigerated | Existing | Fresno Area | SCG
Com-Furnace-dHIR | DEER2014 | D05 v2.01 | 2013-08-01 | SCG | WRf | Ex | Any | CZ14 | Area-1kFP | 2 | 100000 | None | 0 | 0 | 0 | 0 | 0 | 2.69 | 0 | 0 | 0 | 0 | 0 | 2.18 | 20 | 0.109 | 8.72 | 248.22 | 0.54112 |  | 167.36 | 0.36484 |  | 5.9751 | 2 | Warehouse - Refrigerated | Existing | Palmdale (China Lake for pre-2014) | SCG
Com-Furnace-dHIR | DEER2014 | D05 v2.01 | 2013-08-01 | SCG | WRf | Ex | Any | CZ15 | Area-1kFP | 2 | 100000 | None | 0 | 0 | 0 | 0 | 0 | 0.0541 | 0 | 0 | 0 | 0 | 0 | 0.0437 | 20 | 0.002185 | 0.1748 | 248.22 | 0.010847 |  | 61.18 | 0.0026736 |  | 16.3452 | 2 | Warehouse - Refrigerated | Existing | Palm Springs-Intl (El Centro for pre-2014) | SCG
Com-Furnace-dHIR | DEER2014 | D05 v2.01 | 2013-08-01 | SCG | WRf | Ex | Any | CZ16 | Area-1kFP | 2 | 100000 | None | 0 | 0 | 0 | 0 | 0 | 15.7 | 0 | 0 | 0 | 0 | 0 | 12.7 | 20 | 0.635 | 50.8 | 248.22 | 3.1524 |  | 172.83 | 2.1949 |  | 5.786 | 2 | Warehouse - Refrigerated | Existing | Blue Canyon (Mount Shasta for pre-2014) | SCG
Com-Furnace-dHIR | DEER2014 | D05 v2.01 | 2013-08-01 | SCG | WRf | Ex | Any | IOU | Area-1kFP | 2 | 100000 | None | 0 | 0 | 0 | 0 | 0 | 0.473 | 0 | 0 | 0 | 0 | 0 | 0.382 | 20 | 0.0191 | 1.528 | 248.22 | 0.09482 |  | FALSE | 0 |  | #DIV/0! | 2 | Warehouse - Refrigerated | Existing | IOU Territory | SCG
Com-Furnace-dHIR | DEER2014 | D05 v2.01 | 2013-08-01 | SDG | Asm | Ex | Any | CZ06 | Area-1kFP | 34 | 34000 | None | 0 | 0 | 0 | 0 | 0 | 31.5 | 0 | 0 | 0 | 0 | 0 | 25.4 | 30 | 0.84667 | 67.7333 | 28.78 | 0.73101 |  | 47.98 | 1.2187 |  | 20.842 | 2 | Assembly | Existing | Torrance (Los Angeles for pre-2014) | SDG&E
Com-Furnace-dHIR | DEER2014 | D05 v2.01 | 2013-08-01 | SDG | Asm | Ex | Any | CZ07 | Area-1kFP | 34 | 34000 | None | 0 | 0 | 0 | 0 | 0 | 26.4 | 0 | 0 | 0 | 0 | 0 | 21.4 | 30 | 0.71333 | 57.0667 | 28.78 | 0.61589 |  | 53.58 | 1.1466 |  | 18.6637 | 2 | Assembly | Existing | San Diego-Lindbergh | SDG&E
Com-Furnace-dHIR | DEER2014 | D05 v2.01 | 2013-08-01 | SDG | Asm | Ex | Any | CZ08 | Area-1kFP | 34 | 34000 | None | 0 | 0 | 0 | 0 | 0 | 33.7 | 0 | 0 | 0 | 0 | 0 | 27.3 | 30 | 0.91 | 72.8 | 28.78 | 0.78569 |  | 47.98 | 1.3099 |  | 20.842 | 2 | Assembly | Existing | Fullerton (El Toro for pre-2014) | SDG&E
Com-Furnace-dHIR | DEER2014 | D05 v2.01 | 2013-08-01 | SDG | Asm | Ex | Any | CZ10 | Area-1kFP | 34 | 34000 | None | 0 | 0 | 0 | 0 | 0 | 37.5 | 0 | 0 | 0 | 0 | 0 | 30.3 | 30 | 1.01 | 80.8 | 28.78 | 0.87203 |  | 44.86 | 1.3593 |  | 22.2916 | 2 | Assembly | Existing | Riverside | SDG&E
Com-Furnace-dHIR | DEER2014 | D05 v2.01 | 2013-08-01 | SDG | Asm | Ex | Any | CZ14 | Area-1kFP | 34 | 34000 | None | 0 | 0 | 0 | 0 | 0 | 64.9 | 0 | 0 | 0 | 0 | 0 | 52.5 | 30 | 1.75 | 140 | 28.78 | 1.511 |  | 44.86 | 2.3552 |  | 22.2916 | 2 | Assembly | Existing | Palmdale (China Lake for pre-2014) | SDG&E
Com-Furnace-dHIR | DEER2014 | D05 v2.01 | 2013-08-01 | SDG | Asm | Ex | Any | CZ15 | Area-1kFP | 34 | 34000 | None | 0 | 0 | 0 | 0 | 0 | 18.2 | 0 | 0 | 0 | 0 | 0 | 14.7 | 30 | 0.49 | 39.2 | 28.78 | 0.42307 |  | 41.25 | 0.60637 |  | 24.2424 | 2 | Assembly | Existing | Palm Springs-Intl (El Centro for pre-2014) | SDG&E
Com-Furnace-dHIR | DEER2014 | D05 v2.01 | 2013-08-01 | SDG | Asm | Ex | Any | IOU | Area-1kFP | 34 | 34000 | None | 0 | 0 | 0 | 0 | 0 | 30.4 | 0 | 0 | 0 | 0 | 0 | 24.6 | 30 | 0.82 | 65.6 | 28.78 | 0.70799 |  | FALSE | 0 |  | #DIV/0! | 2 | Assembly | Existing | IOU Territory | SDG&E
Com-Furnace-dHIR | DEER2014 | D05 v2.01 | 2013-08-01 | SDG | Com | Ex | Any | CZ06 | Area-1kFP | 81.7 | 110000 | None | 0 | 0 | 0 | 0 | 0 | 6.98 | 0 | 0 | 0 | 0 | 0 | 5.64 | 40 | 0.141 | 11.28 | 28.78 | 0.16232 |  | 47.98 | 0.27061 |  | 20.842 | 2 | Commercial | Existing | Torrance (Los Angeles for pre-2014) | SDG&E
Com-Furnace-dHIR | DEER2014 | D05 v2.01 | 2013-08-01 | SDG | Com | Ex | Any | CZ07 | Area-1kFP | 85.9 | 126000 | None | 0 | 0 | 0 | 0 | 0 | 4.82 | 0 | 0 | 0 | 0 | 0 | 3.89 | 40 | 0.09725 | 7.78 | 28.78 | 0.11195 |  | 53.58 | 0.20843 |  | 18.6637 | 2 | Commercial | Existing | San Diego-Lindbergh | SDG&E
Com-Furnace-dHIR | DEER2014 | D05 v2.01 | 2013-08-01 | SDG | Com | Ex | Any | CZ08 | Area-1kFP | 70.4 | 96300 | None | 0 | 0 | 0 | 0 | 0 | 5.31 | 0 | 0 | 0 | 0 | 0 | 4.29 | 40 | 0.10725 | 8.58 | 28.78 | 0.12347 |  | 47.98 | 0.20583 |  | 20.842 | 2 | Commercial | Existing | Fullerton (El Toro for pre-2014) | SDG&E
Com-Furnace-dHIR | DEER2014 | D05 v2.01 | 2013-08-01 | SDG | Com | Ex | Any | CZ10 | Area-1kFP | 106 | 131000 | None | 0 | 0 | 0 | 0 | 0 | 7.34 | 0 | 0 | 0 | 0 | 0 | 5.93 | 40 | 0.14825 | 11.86 | 28.78 | 0.17067 |  | 44.86 | 0.26602 |  | 22.2916 | 2 | Commercial | Existing | Riverside | SDG&E
Com-Furnace-dHIR | DEER2014 | D05 v2.01 | 2013-08-01 | SDG | Com | Ex | Any | CZ14 | Area-1kFP | 85.4 | 120000 | None | 0 | 0 | 0 | 0 | 0 | 15.9 | 0 | 0 | 0 | 0 | 0 | 12.9 | 40 | 0.3225 | 25.8 | 28.78 | 0.37126 |  | 44.86 | 0.57869 |  | 22.2916 | 2 | Commercial | Existing | Palmdale (China Lake for pre-2014) | SDG&E
Com-Furnace-dHIR | DEER2014 | D05 v2.01 | 2013-08-01 | SDG | Com | Ex | Any | CZ15 | Area-1kFP | 83.6 | 141000 | None | 0 | 0 | 0 | 0 | 0 | 2.89 | 0 | 0 | 0 | 0 | 0 | 2.33 | 40 | 0.05825 | 4.66 |  |  |  | 41.25 | 0.096113 |  | 24.2424 | 2 | Commercial | Existing | Palm Springs-Intl (El Centro for pre-2014) | SDG&E
Com-Furnace-dHIR | DEER2014 | D05 v2.01 | 2013-08-01 | SDG | Com | Ex | Any | IOU | Area-1kFP | 90.1 | 125000 | None | 0 | 0 | 0 | 0 | 0 | 5.58 | 0 | 0 | 0 | 0 | 0 | 4.51 | 40 | 0.11275 | 9.02 |  | 10.3177 |  |  | 7.0683 | max |  | 2 | Commercial | Existing | IOU Territory | SDG&E
Com-Furnace-dHIR | DEER2014 | D05 v2.01 | 2013-08-01 | SDG | ECC | Ex | Any | CZ06 | Area-1kFP | 15.2 | 300000 | None | 0 | 0 | 0 | 0 | 0 | 8.75 | 0 | 0 | 0 | 0 | 0 | 7.07 | 40 | 0.17675 | 14.14 |  | 0.00163 |  | 91.45 | 0.64655 | min | 10.9349 | 2 | Education - Community College | Existing | Torrance (Los Angeles for pre-2014) | SDG&E
Com-Furnace-dHIR | DEER2014 | D05 v2.01 | 2013-08-01 | SDG | ECC | Ex | Any | CZ07 | Area-1kFP | 15.2 | 300000 | None | 0 | 0 | 0 | 0 | 0 | 7.27 | 0 | 0 | 0 | 0 | 0 | 5.88 | 40 | 0.147 | 11.76 |  |  |  | 99.16 | 0.58306 |  | 10.0847 | 2 | Education - Community College | Existing | San Diego-Lindbergh | SDG&E
Com-Furnace-dHIR | DEER2014 | D05 v2.01 | 2013-08-01 | SDG | ECC | Ex | Any | CZ08 | Area-1kFP | 15.2 | 300000 | None | 0 | 0 | 0 | 0 | 0 | 8.72 | 0 | 0 | 0 | 0 | 0 | 7.04 | 40 | 0.176 | 14.08 |  |  |  | 91.45 | 0.64381 |  | 10.9349 | 2 | Education - Community College | Existing | Fullerton (El Toro for pre-2014) | SDG&E
Com-Furnace-dHIR | DEER2014 | D05 v2.01 | 2013-08-01 | SDG | ECC | Ex | Any | CZ10 | Area-1kFP | 15.2 | 300000 | None | 0 | 0 | 0 | 0 | 0 | 10.4 | 0 | 0 | 0 | 0 | 0 | 8.37 | 40 | 0.20925 | 16.74 |  |  |  | 32.05 | 0.26826 |  | 31.2012 | 2 | Education - Community College | Existing | Riverside | SDG&E
Com-Furnace-dHIR | DEER2014 | D05 v2.01 | 2013-08-01 | SDG | ECC | Ex | Any | CZ14 | Area-1kFP | 15.2 | 300000 | None | 0 | 0 | 0 | 0 | 0 | 23.9 | 0 | 0 | 0 | 0 | 0 | 19.3 | 40 | 0.4825 | 38.6 |  |  |  | 32.05 | 0.61857 |  | 31.2012 | 2 | Education - Community College | Existing | Palmdale (China Lake for pre-2014) | SDG&E
Com-Furnace-dHIR | DEER2014 | D05 v2.01 | 2013-08-01 | SDG | ECC | Ex | Any | IOU | Area-1kFP | 15.2 | 300000 | None | 0 | 0 | 0 | 0 | 0 | 8.1 | 0 | 0 | 0 | 0 | 0 | 6.55 | 40 | 0.16375 | 13.1 | [7 empty] | 2 | Education - Community College | Existing | IOU Territory | SDG&E
Com-Furnace-dHIR | DEER2014 | D05 v2.01 | 2013-08-01 | SDG | EPr | Ex | Any | CZ06 | Area-1kFP | 50 | 50000 | None | 0 | 0 | 0 | 0 | 0 | 3.22 | 0 | 0 | 0 | 0 | 0 | 2.6 | 30 | 0.086667 | 6.9333 |  |  |  | 18.54 | 0.048204 |  | 53.9374 | 2 | Education - Primary School | Existing | Torrance (Los Angeles for pre-2014) | SDG&E
Com-Furnace-dHIR | DEER2014 | D05 v2.01 | 2013-08-01 | SDG | EPr | Ex | Any | CZ07 | Area-1kFP | 50 | 50000 | None | 0 | 0 | 0 | 0 | 0 | 2.57 | 0 | 0 | 0 | 0 | 0 | 2.07 | 30 | 0.069 | 5.52 |  |  |  | 30.37 | 0.062866 |  | 32.9272 | 2 | Education - Primary School | Existing | San Diego-Lindbergh | SDG&E
Com-Furnace-dHIR | DEER2014 | D05 v2.01 | 2013-08-01 | SDG | EPr | Ex | Any | CZ08 | Area-1kFP | 50 | 50000 | None | 0 | 0 | 0 | 0 | 0 | 2.66 | 0 | 0 | 0 | 0 | 0 | 2.15 | 30 | 0.071667 | 5.7333 |  |  |  | 18.54 | 0.039861 |  | 53.9374 | 2 | Education - Primary School | Existing | Fullerton (El Toro for pre-2014) | SDG&E
Com-Furnace-dHIR | DEER2014 | D05 v2.01 | 2013-08-01 | SDG | EPr | Ex | Any | CZ10 | Area-1kFP | 50 | 50000 | None | 0 | 0 | 0 | 0 | 0 | 3.25 | 0 | 0 | 0 | 0 | 0 | 2.62 | 30 | 0.087333 | 6.9867 |  |  |  | 27.21 | 0.07129 |  | 36.7512 | 2 | Education - Primary School | Existing | Riverside | SDG&E
Com-Furnace-dHIR | DEER2014 | D05 v2.01 | 2013-08-01 | SDG | EPr | Ex | Any | CZ14 | Area-1kFP | 50 | 50000 | None | 0 | 0 | 0 | 0 | 0 | 7.92 | 0 | 0 | 0 | 0 | 0 | 6.4 | 30 | 0.21333 | 17.0667 |  |  |  | 27.21 | 0.17414 |  | 36.7512 | 2 | Education - Primary School | Existing | Palmdale (China Lake for pre-2014) | SDG&E
Com-Furnace-dHIR | DEER2014 | D05 v2.01 | 2013-08-01 | SDG | EPr | Ex | Any | CZ15 | Area-1kFP | 50 | 50000 | None | 0 | 0 | 0 | 0 | 0 | 1.03 | 0 | 0 | 0 | 0 | 0 | 0.834 | 30 | 0.0278 | 2.224 |  |  |  | 23.79 | 0.019841 |  | 42.0345 | 2 | Education - Primary School | Existing | Palm Springs-Intl (El Centro for pre-2014) | SDG&E
Com-Furnace-dHIR | DEER2014 | D05 v2.01 | 2013-08-01 | SDG | EPr | Ex | Any | IOU | Area-1kFP | 50 | 50000 | None | 0 | 0 | 0 | 0 | 0 | 2.87 | 0 | 0 | 0 | 0 | 0 | 2.32 | 30 | 0.077333 | 6.1867 | [7 empty] | 2 | Education - Primary School | Existing | IOU Territory | SDG&E
Com-Furnace-dHIR | DEER2014 | D05 v2.01 | 2013-08-01 | SDG | ERC | Ex | Any | CZ06 | Area-1kFP | 1.92 | 1920 | None | 0 | 0 | 0 | 0 | 0 | 3.65 | 0 | 0 | 0 | 0 | 0 | 2.95 | 30 | 0.098333 | 7.8667 |  |  |  | 18.54 | 0.054693 |  | 53.9374 | 2 | Education - Relocatable Classroom | Existing | Torrance (Los Angeles for pre-2014) | SDG&E
Com-Furnace-dHIR | DEER2014 | D05 v2.01 | 2013-08-01 | SDG | ERC | Ex | Any | CZ07 | Area-1kFP | 1.92 | 1920 | None | 0 | 0 | 0 | 0 | 0 | 2.99 | 0 | 0 | 0 | 0 | 0 | 2.41 | 30 | 0.080333 | 6.4267 |  |  |  | 30.37 | 0.073192 |  | 32.9272 | 2 | Education - Relocatable Classroom | Existing | San Diego-Lindbergh | SDG&E
Com-Furnace-dHIR | DEER2014 | D05 v2.01 | 2013-08-01 | SDG | ERC | Ex | Any | CZ08 | Area-1kFP | 1.92 | 1920 | None | 0 | 0 | 0 | 0 | 0 | 3.33 | 0 | 0 | 0 | 0 | 0 | 2.69 | 30 | 0.089667 | 7.1733 |  |  |  | 18.54 | 0.049873 |  | 53.9374 | 2 | Education - Relocatable Classroom | Existing | Fullerton (El Toro for pre-2014) | SDG&E
Com-Furnace-dHIR | DEER2014 | D05 v2.01 | 2013-08-01 | SDG | ERC | Ex | Any | CZ10 | Area-1kFP | 1.92 | 1920 | None | 0 | 0 | 0 | 0 | 0 | 4.67 | 0 | 0 | 0 | 0 | 0 | 3.77 | 30 | 0.12567 | 10.0533 |  |  |  | 27.21 | 0.10258 |  | 36.7512 | 2 | Education - Relocatable Classroom | Existing | Riverside | SDG&E
Com-Furnace-dHIR | DEER2014 | D05 v2.01 | 2013-08-01 | SDG | ERC | Ex | Any | CZ14 | Area-1kFP | 1.92 | 1920 | None | 0 | 0 | 0 | 0 | 0 | 10 | 0 | 0 | 0 | 0 | 0 | 8.09 | 30 | 0.26967 | 21.5733 |  |  |  | 27.21 | 0.22013 |  | 36.7512 | 2 | Education - Relocatable Classroom | Existing | Palmdale (China Lake for pre-2014) | SDG&E
Com-Furnace-dHIR | DEER2014 | D05 v2.01 | 2013-08-01 | SDG | ERC | Ex | Any | CZ15 | Area-1kFP | 1.92 | 1920 | None | 0 | 0 | 0 | 0 | 0 | 1.9 | 0 | 0 | 0 | 0 | 0 | 1.53 | 30 | 0.051 | 4.08 |  |  |  | 23.79 | 0.036399 |  | 42.0345 | 2 | Education - Relocatable Classroom | Existing | Palm Springs-Intl (El Centro for pre-2014) | SDG&E
Com-Furnace-dHIR | DEER2014 | D05 v2.01 | 2013-08-01 | SDG | ERC | Ex | Any | IOU | Area-1kFP | 1.92 | 1920 | None | 0 | 0 | 0 | 0 | 0 | 3.65 | 0 | 0 | 0 | 0 | 0 | 2.95 | 30 | 0.098333 | 7.8667 | [7 empty] | 2 | Education - Relocatable Classroom | Existing | IOU Territory | SDG&E
Com-Furnace-dHIR | DEER2014 | D05 v2.01 | 2013-08-01 | SDG | ESe | Ex | Any | CZ06 | Area-1kFP | 73.6 | 150000 | None | 0 | 0 | 0 | 0 | 0 | 3.04 | 0 | 0 | 0 | 0 | 0 | 2.46 | 30 | 0.082 | 6.56 |  |  |  | 18.54 | 0.045608 |  | 53.9374 | 2 | Education - Secondary School | Existing | Torrance (Los Angeles for pre-2014) | SDG&E
Com-Furnace-dHIR | DEER2014 | D05 v2.01 | 2013-08-01 | SDG | ESe | Ex | Any | CZ07 | Area-1kFP | 73.6 | 150000 | None | 0 | 0 | 0 | 0 | 0 | 2.15 | 0 | 0 | 0 | 0 | 0 | 1.73 | 30 | 0.057667 | 4.6133 |  |  |  | 30.37 | 0.05254 |  | 32.9272 | 2 | Education - Secondary School | Existing | San Diego-Lindbergh | SDG&E
Com-Furnace-dHIR | DEER2014 | D05 v2.01 | 2013-08-01 | SDG | ESe | Ex | Any | CZ08 | Area-1kFP | 73.6 | 150000 | None | 0 | 0 | 0 | 0 | 0 | 2.48 | 0 | 0 | 0 | 0 | 0 | 2 | 30 | 0.066667 | 5.3333 |  |  |  | 18.54 | 0.03708 |  | 53.9374 | 2 | Education - Secondary School | Existing | Fullerton (El Toro for pre-2014) | SDG&E
Com-Furnace-dHIR | DEER2014 | D05 v2.01 | 2013-08-01 | SDG | ESe | Ex | Any | CZ10 | Area-1kFP | 73.6 | 150000 | None | 0 | 0 | 0 | 0 | 0 | 3.19 | 0 | 0 | 0 | 0 | 0 | 2.58 | 30 | 0.086 | 6.88 |  |  |  | 27.21 | 0.070202 |  | 36.7512 | 2 | Education - Secondary School | Existing | Riverside | SDG&E
Com-Furnace-dHIR | DEER2014 | D05 v2.01 | 2013-08-01 | SDG | ESe | Ex | Any | CZ14 | Area-1kFP | 73.6 | 150000 | None | 0 | 0 | 0 | 0 | 0 | 10.2 | 0 | 0 | 0 | 0 | 0 | 8.26 | 30 | 0.27533 | 22.0267 |  |  |  | 27.21 | 0.22475 |  | 36.7512 | 2 | Education - Secondary School | Existing | Palmdale (China Lake for pre-2014) | SDG&E
Com-Furnace-dHIR | DEER2014 | D05 v2.01 | 2013-08-01 | SDG | ESe | Ex | Any | CZ15 | Area-1kFP | 73.6 | 150000 | None | 0 | 0 | 0 | 0 | 0 | 0.817 | 0 | 0 | 0 | 0 | 0 | 0.66 | 30 | 0.022 | 1.76 |  |  |  | 23.79 | 0.015701 |  | 42.0345 | 2 | Education - Secondary School | Existing | Palm Springs-Intl (El Centro for pre-2014) | SDG&E
Com-Furnace-dHIR | DEER2014 | D05 v2.01 | 2013-08-01 | SDG | ESe | Ex | Any | IOU | Area-1kFP | 73.6 | 150000 | None | 0 | 0 | 0 | 0 | 0 | 2.62 | 0 | 0 | 0 | 0 | 0 | 2.11 | 30 | 0.070333 | 5.6267 | [7 empty] | 2 | Education - Secondary School | Existing | IOU Territory | SDG&E
Com-Furnace-dHIR | DEER2014 | D05 v2.01 | 2013-08-01 | SDG | Gro | Ex | Any | CZ06 | Area-1kFP | 46.4 | 50000 | None | 0 | 0 | 0 | 0 | 0 | 18.7 | 0 | 0 | 0 | 0 | 0 | 15.1 | 20 | 0.755 | 60.4 |  |  |  | 60.11 | 0.90766 |  | 16.6362 | 2 | Grocery | Existing | Torrance (Los Angeles for pre-2014) | SDG&E
Com-Furnace-dHIR | DEER2014 | D05 v2.01 | 2013-08-01 | SDG | Gro | Ex | Any | CZ07 | Area-1kFP | 46.4 | 50000 | None | 0 | 0 | 0 | 0 | 0 | 15.9 | 0 | 0 | 0 | 0 | 0 | 12.8 | 20 | 0.64 | 51.2 |  |  |  | 144.2 | 1.8458 |  | 6.9348 | 2 | Grocery | Existing | San Diego-Lindbergh | SDG&E
Com-Furnace-dHIR | DEER2014 | D05 v2.01 | 2013-08-01 | SDG | Gro | Ex | Any | CZ08 | Area-1kFP | 46.4 | 50000 | None | 0 | 0 | 0 | 0 | 0 | 15.6 | 0 | 0 | 0 | 0 | 0 | 12.6 | 20 | 0.63 | 50.4 |  |  |  | 60.11 | 0.75739 |  | 16.6362 | 2 | Grocery | Existing | Fullerton (El Toro for pre-2014) | SDG&E
Com-Furnace-dHIR | DEER2014 | D05 v2.01 | 2013-08-01 | SDG | Gro | Ex | Any | CZ10 | Area-1kFP | 46.4 | 50000 | None | 0 | 0 | 0 | 0 | 0 | 16.3 | 0 | 0 | 0 | 0 | 0 | 13.1 | 20 | 0.655 | 52.4 |  |  |  | 64.2 | 0.84102 |  | 15.5763 | 2 | Grocery | Existing | Riverside | SDG&E
Com-Furnace-dHIR | DEER2014 | D05 v2.01 | 2013-08-01 | SDG | Gro | Ex | Any | CZ14 | Area-1kFP | 46.4 | 50000 | None | 0 | 0 | 0 | 0 | 0 | 28.2 | 0 | 0 | 0 | 0 | 0 | 22.8 | 20 | 1.14 | 91.2 |  |  |  | 64.2 | 1.4638 |  | 15.5763 | 2 | Grocery | Existing | Palmdale (China Lake for pre-2014) | SDG&E
Com-Furnace-dHIR | DEER2014 | D05 v2.01 | 2013-08-01 | SDG | Gro | Ex | Any | CZ15 | Area-1kFP | 46.4 | 50000 | None | 0 | 0 | 0 | 0 | 0 | 9.22 | 0 | 0 | 0 | 0 | 0 | 7.45 | 20 | 0.3725 | 29.8 |  |  |  | 111.39 | 0.82986 |  | 8.9775 | 2 | Grocery | Existing | Palm Springs-Intl (El Centro for pre-2014) | SDG&E
Com-Furnace-dHIR | DEER2014 | D05 v2.01 | 2013-08-01 | SDG | Gro | Ex | Any | IOU | Area-1kFP | 46.4 | 50000 | None | 0 | 0 | 0 | 0 | 0 | 16.2 | 0 | 0 | 0 | 0 | 0 | 13.1 | 20 | 0.655 | 52.4 | [7 empty] | 2 | Grocery | Existing | IOU Territory | SDG&E
Com-Furnace-dHIR | DEER2014 | D05 v2.01 | 2013-08-01 | SDG | Hsp | Ex | Any | CZ06 | Area-1kFP | 1.87 | 250000 | None | 0 | 0 | 0 | 0 | 0 | 5.11 | 0 | 0 | 0 | 0 | 0 | 4.13 | 40 | 0.10325 | 8.26 |  |  |  | 26.57 | 0.10973 |  | 37.6364 | 2 | Health/Medical - Hospital | Existing | Torrance (Los Angeles for pre-2014) | SDG&E
Com-Furnace-dHIR | DEER2014 | D05 v2.01 | 2013-08-01 | SDG | Hsp | Ex | Any | CZ07 | Area-1kFP | 1.87 | 250000 | None | 0 | 0 | 0 | 0 | 0 | 3.8 | 0 | 0 | 0 | 0 | 0 | 3.07 | 40 | 0.07675 | 6.14 |  |  |  | 38.36 | 0.11777 |  | 26.0688 | 2 | Health/Medical - Hospital | Existing | San Diego-Lindbergh | SDG&E
Com-Furnace-dHIR | DEER2014 | D05 v2.01 | 2013-08-01 | SDG | Hsp | Ex | Any | CZ08 | Area-1kFP | 1.87 | 250000 | None | 0 | 0 | 0 | 0 | 0 | 5.92 | 0 | 0 | 0 | 0 | 0 | 4.79 | 40 | 0.11975 | 9.58 |  |  |  | 26.57 | 0.12727 |  | 37.6364 | 2 | Health/Medical - Hospital | Existing | Fullerton (El Toro for pre-2014) | SDG&E
Com-Furnace-dHIR | DEER2014 | D05 v2.01 | 2013-08-01 | SDG | Hsp | Ex | Any | CZ10 | Area-1kFP | 1.87 | 250000 | None | 0 | 0 | 0 | 0 | 0 | 8.06 | 0 | 0 | 0 | 0 | 0 | 6.51 | 40 | 0.16275 | 13.02 |  |  |  | 28 | 0.18228 |  | 35.7143 | 2 | Health/Medical - Hospital | Existing | Riverside | SDG&E
Com-Furnace-dHIR | DEER2014 | D05 v2.01 | 2013-08-01 | SDG | Hsp | Ex | Any | CZ14 | Area-1kFP | 1.87 | 250000 | None | 0 | 0 | 0 | 0 | 0 | 24.3 | 0 | 0 | 0 | 0 | 0 | 19.6 | 40 | 0.49 | 39.2 |  |  |  | 28 | 0.5488 |  | 35.7143 | 2 | Health/Medical - Hospital | Existing | Palmdale (China Lake for pre-2014) | SDG&E
Com-Furnace-dHIR | DEER2014 | D05 v2.01 | 2013-08-01 | SDG | Hsp | Ex | Any | IOU | Area-1kFP | 1.87 | 250000 | None | 0 | 0 | 0 | 0 | 0 | 4.54 | 0 | 0 | 0 | 0 | 0 | 3.67 | 40 | 0.09175 | 7.34 | [7 empty] | 2 | Health/Medical - Hospital | Existing | IOU Territory | SDG&E
Com-Furnace-dHIR | DEER2014 | D05 v2.01 | 2013-08-01 | SDG | Htl | Ex | Any | CZ06 | Area-1kFP | 20.8 | 200000 | None | 0 | 0 | 0 | 0 | 0 | 0.481 | 0 | 0 | 0 | 0 | 0 | 0.389 | 40 | 0.009725 | 0.778 |  |  |  | 61.63 | 0.023974 |  | 16.2259 | 2 | Lodging - Hotel | Existing | Torrance (Los Angeles for pre-2014) | SDG&E
Com-Furnace-dHIR | DEER2014 | D05 v2.01 | 2013-08-01 | SDG | Htl | Ex | Any | CZ07 | Area-1kFP | 20.8 | 200000 | None | 0 | 0 | 0 | 0 | 0 | 0.365 | 0 | 0 | 0 | 0 | 0 | 0.295 | 40 | 0.007375 | 0.59 |  |  |  | 62.9 | 0.018555 |  | 15.8983 | 2 | Lodging - Hotel | Existing | San Diego-Lindbergh | SDG&E
Com-Furnace-dHIR | DEER2014 | D05 v2.01 | 2013-08-01 | SDG | Htl | Ex | Any | CZ08 | Area-1kFP | 20.8 | 200000 | None | 0 | 0 | 0 | 0 | 0 | 0.493 | 0 | 0 | 0 | 0 | 0 | 0.398 | 40 | 0.00995 | 0.796 |  |  |  | 61.63 | 0.024529 |  | 16.2259 | 2 | Lodging - Hotel | Existing | Fullerton (El Toro for pre-2014) | SDG&E
Com-Furnace-dHIR | DEER2014 | D05 v2.01 | 2013-08-01 | SDG | Htl | Ex | Any | CZ10 | Area-1kFP | 20.8 | 200000 | None | 0 | 0 | 0 | 0 | 0 | 0.594 | 0 | 0 | 0 | 0 | 0 | 0.48 | 40 | 0.012 | 0.96 |  |  |  | 53.64 | 0.025747 |  | 18.6428 | 2 | Lodging - Hotel | Existing | Riverside | SDG&E
Com-Furnace-dHIR | DEER2014 | D05 v2.01 | 2013-08-01 | SDG | Htl | Ex | Any | CZ14 | Area-1kFP | 20.8 | 200000 | None | 0 | 0 | 0 | 0 | 0 | 1.46 | 0 | 0 | 0 | 0 | 0 | 1.18 | 40 | 0.0295 | 2.36 |  |  |  | 53.64 | 0.063295 |  | 18.6428 | 2 | Lodging - Hotel | Existing | Palmdale (China Lake for pre-2014) | SDG&E
Com-Furnace-dHIR | DEER2014 | D05 v2.01 | 2013-08-01 | SDG | Htl | Ex | Any | CZ15 | Area-1kFP | 20.8 | 200000 | None | 0 | 0 | 0 | 0 | 0 | 0.231 | 0 | 0 | 0 | 0 | 0 | 0.186 | 40 | 0.00465 | 0.372 |  |  |  | 61.71 | 0.011478 |  | 16.2048 | 2 | Lodging - Hotel | Existing | Palm Springs-Intl (El Centro for pre-2014) | SDG&E
Com-Furnace-dHIR | DEER2014 | D05 v2.01 | 2013-08-01 | SDG | Htl | Ex | Any | IOU | Area-1kFP | 20.8 | 200000 | None | 0 | 0 | 0 | 0 | 0 | 0.402 | 0 | 0 | 0 | 0 | 0 | 0.324 | 40 | 0.0081 | 0.648 | [7 empty] | 2 | Lodging - Hotel | Existing | IOU Territory | SDG&E
Com-Furnace-dHIR | DEER2014 | D05 v2.01 | 2013-08-01 | SDG | MBT | Ex | Any | CZ06 | Area-1kFP | 200 | 200000 | None | 0 | 0 | 0 | 0 | 0 | 0.23 | 0 | 0 | 0 | 0 | 0 | 0.186 | 20 | 0.0093 | 0.744 |  |  |  | 51.26 | 0.0095344 |  | 19.5084 | 2 | Manufacturing Biotech | Existing | Torrance (Los Angeles for pre-2014) | SDG&E
Com-Furnace-dHIR | DEER2014 | D05 v2.01 | 2013-08-01 | SDG | MBT | Ex | Any | CZ07 | Area-1kFP | 200 | 200000 | None | 0 | 0 | 0 | 0 | 0 | 0.154 | 0 | 0 | 0 | 0 | 0 | 0.124 | 20 | 0.0062 | 0.496 |  |  |  | 50.01 | 0.0062012 |  | 19.996 | 2 | Manufacturing Biotech | Existing | San Diego-Lindbergh | SDG&E
Com-Furnace-dHIR | DEER2014 | D05 v2.01 | 2013-08-01 | SDG | MBT | Ex | Any | CZ08 | Area-1kFP | 200 | 200000 | None | 0 | 0 | 0 | 0 | 0 | 0.283 | 0 | 0 | 0 | 0 | 0 | 0.228 | 20 | 0.0114 | 0.912 |  |  |  | 51.26 | 0.011687 |  | 19.5084 | 2 | Manufacturing Biotech | Existing | Fullerton (El Toro for pre-2014) | SDG&E
Com-Furnace-dHIR | DEER2014 | D05 v2.01 | 2013-08-01 | SDG | MBT | Ex | Any | CZ10 | Area-1kFP | 200 | 200000 | None | 0 | 0 | 0 | 0 | 0 | 0.326 | 0 | 0 | 0 | 0 | 0 | 0.264 | 20 | 0.0132 | 1.056 |  |  |  | 54.4 | 0.014362 |  | 18.3824 | 2 | Manufacturing Biotech | Existing | Riverside | SDG&E
Com-Furnace-dHIR | DEER2014 | D05 v2.01 | 2013-08-01 | SDG | MBT | Ex | Any | CZ14 | Area-1kFP | 200 | 200000 | None | 0 | 0 | 0 | 0 | 0 | 1.11 | 0 | 0 | 0 | 0 | 0 | 0.9 | 20 | 0.045 | 3.6 |  |  |  | 54.4 | 0.04896 |  | 18.3824 | 2 | Manufacturing Biotech | Existing | Palmdale (China Lake for pre-2014) | SDG&E
Com-Furnace-dHIR | DEER2014 | D05 v2.01 | 2013-08-01 | SDG | MBT | Ex | Any | CZ15 | Area-1kFP | 200 | 200000 | None | 0 | 0 | 0 | 0 | 0 | 0.103 | 0 | 0 | 0 | 0 | 0 | 0.0834 | 20 | 0.00417 | 0.3336 |  |  |  | 54.93 | 0.0045812 |  | 18.205 | 2 | Manufacturing Biotech | Existing | Palm Springs-Intl (El Centro for pre-2014) | SDG&E
Com-Furnace-dHIR | DEER2014 | D05 v2.01 | 2013-08-01 | SDG | MBT | Ex | Any | IOU | Area-1kFP | 200 | 200000 | None | 0 | 0 | 0 | 0 | 0 | 0.22 | 0 | 0 | 0 | 0 | 0 | 0.178 | 20 | 0.0089 | 0.712 | [7 empty] | 2 | Manufacturing Biotech | Existing | IOU Territory | SDG&E
Com-Furnace-dHIR | DEER2014 | D05 v2.01 | 2013-08-01 | SDG | MLI | Ex | Any | CZ06 | Area-1kFP | 100 | 100000 | None | 0 | 0 | 0 | 0 | 0 | 1.01 | 0 | 0 | 0 | 0 | 0 | 0.818 | 20 | 0.0409 | 3.272 |  |  |  | 51.26 | 0.041931 |  | 19.5084 | 2 | Manufacturing Light Industrial | Existing | Torrance (Los Angeles for pre-2014) | SDG&E
Com-Furnace-dHIR | DEER2014 | D05 v2.01 | 2013-08-01 | SDG | MLI | Ex | Any | CZ07 | Area-1kFP | 100 | 100000 | None | 0 | 0 | 0 | 0 | 0 | 0.637 | 0 | 0 | 0 | 0 | 0 | 0.515 | 20 | 0.02575 | 2.06 |  |  |  | 50.01 | 0.025755 |  | 19.996 | 2 | Manufacturing Light Industrial | Existing | San Diego-Lindbergh | SDG&E
Com-Furnace-dHIR | DEER2014 | D05 v2.01 | 2013-08-01 | SDG | MLI | Ex | Any | CZ08 | Area-1kFP | 100 | 100000 | None | 0 | 0 | 0 | 0 | 0 | 1.08 | 0 | 0 | 0 | 0 | 0 | 0.869 | 20 | 0.04345 | 3.476 |  |  |  | 51.26 | 0.044545 |  | 19.5084 | 2 | Manufacturing Light Industrial | Existing | Fullerton (El Toro for pre-2014) | SDG&E
Com-Furnace-dHIR | DEER2014 | D05 v2.01 | 2013-08-01 | SDG | MLI | Ex | Any | CZ10 | Area-1kFP | 100 | 100000 | None | 0 | 0 | 0 | 0 | 0 | 1.02 | 0 | 0 | 0 | 0 | 0 | 0.823 | 20 | 0.04115 | 3.292 |  |  |  | 54.4 | 0.044771 |  | 18.3824 | 2 | Manufacturing Light Industrial | Existing | Riverside | SDG&E
Com-Furnace-dHIR | DEER2014 | D05 v2.01 | 2013-08-01 | SDG | MLI | Ex | Any | CZ14 | Area-1kFP | 100 | 100000 | None | 0 | 0 | 0 | 0 | 0 | 5.98 | 0 | 0 | 0 | 0 | 0 | 4.83 | 20 | 0.2415 | 19.32 |  |  |  | 54.4 | 0.26275 |  | 18.3824 | 2 | Manufacturing Light Industrial | Existing | Palmdale (China Lake for pre-2014) | SDG&E
Com-Furnace-dHIR | DEER2014 | D05 v2.01 | 2013-08-01 | SDG | MLI | Ex | Any | CZ15 | Area-1kFP | 100 | 100000 | None | 0 | 0 | 0 | 0 | 0 | 0.449 | 0 | 0 | 0 | 0 | 0 | 0.362 | 20 | 0.0181 | 1.448 |  |  |  | 54.93 | 0.019885 |  | 18.205 | 2 | Manufacturing Light Industrial | Existing | Palm Springs-Intl (El Centro for pre-2014) | SDG&E
Com-Furnace-dHIR | DEER2014 | D05 v2.01 | 2013-08-01 | SDG | MLI | Ex | Any | IOU | Area-1kFP | 100 | 100000 | None | 0 | 0 | 0 | 0 | 0 | 0.824 | 0 | 0 | 0 | 0 | 0 | 0.666 | 20 | 0.0333 | 2.664 | [7 empty] | 2 | Manufacturing Light Industrial | Existing | IOU Territory | SDG&E
Com-Furnace-dHIR | DEER2014 | D05 v2.01 | 2013-08-01 | SDG | Nrs | Ex | Any | CZ06 | Area-1kFP | 2.7 | 60000 | None | 0 | 0 | 0 | 0 | 0 | 9.05 | 0 | 0 | 0 | 0 | 0 | 7.31 | 50 | 0.1462 | 11.696 |  |  |  | 26.57 | 0.19423 |  | 37.6364 | 2 | Health/Medical - Nursing Home | Existing | Torrance (Los Angeles for pre-2014) | SDG&E
Com-Furnace-dHIR | DEER2014 | D05 v2.01 | 2013-08-01 | SDG | Nrs | Ex | Any | CZ07 | Area-1kFP | 2.7 | 60000 | None | 0 | 0 | 0 | 0 | 0 | 7.24 | 0 | 0 | 0 | 0 | 0 | 5.85 | 50 | 0.117 | 9.36 |  |  |  | 38.36 | 0.22441 |  | 26.0688 | 2 | Health/Medical - Nursing Home | Existing | San Diego-Lindbergh | SDG&E
Com-Furnace-dHIR | DEER2014 | D05 v2.01 | 2013-08-01 | SDG | Nrs | Ex | Any | CZ08 | Area-1kFP | 2.7 | 60000 | None | 0 | 0 | 0 | 0 | 0 | 9.89 | 0 | 0 | 0 | 0 | 0 | 7.99 | 50 | 0.1598 | 12.784 |  |  |  | 26.57 | 0.21229 |  | 37.6364 | 2 | Health/Medical - Nursing Home | Existing | Fullerton (El Toro for pre-2014) | SDG&E
Com-Furnace-dHIR | DEER2014 | D05 v2.01 | 2013-08-01 | SDG | Nrs | Ex | Any | CZ10 | Area-1kFP | 2.7 | 60000 | None | 0 | 0 | 0 | 0 | 0 | 11.4 | 0 | 0 | 0 | 0 | 0 | 9.22 | 50 | 0.1844 | 14.752 |  |  |  | 28 | 0.25816 |  | 35.7143 | 2 | Health/Medical - Nursing Home | Existing | Riverside | SDG&E
Com-Furnace-dHIR | DEER2014 | D05 v2.01 | 2013-08-01 | SDG | Nrs | Ex | Any | CZ14 | Area-1kFP | 2.7 | 60000 | None | 0 | 0 | 0 | 0 | 0 | 25.5 | 0 | 0 | 0 | 0 | 0 | 20.6 | 50 | 0.412 | 32.96 |  |  |  | 28 | 0.5768 |  | 35.7143 | 2 | Health/Medical - Nursing Home | Existing | Palmdale (China Lake for pre-2014) | SDG&E
Com-Furnace-dHIR | DEER2014 | D05 v2.01 | 2013-08-01 | SDG | Nrs | Ex | Any | IOU | Area-1kFP | 2.7 | 60000 | None | 0 | 0 | 0 | 0 | 0 | 8 | 0 | 0 | 0 | 0 | 0 | 6.46 | 50 | 0.1292 | 10.336 | [7 empty] | 2 | Health/Medical - Nursing Home | Existing | IOU Territory | SDG&E
Com-Furnace-dHIR | DEER2014 | D05 v2.01 | 2013-08-01 | SDG | OfS | Ex | Any | CZ06 | Area-1kFP | 10 | 10000 | None | 0 | 0 | 0 | 0 | 0 | 0.243 | 0 | 0 | 0 | 0 | 0 | 0.196 | 40 | 0.0049 | 0.392 |  |  |  | 44.7 | 0.0087612 |  | 22.3714 | 2 | Office - Small | Existing | Torrance (Los Angeles for pre-2014) | SDG&E
Com-Furnace-dHIR | DEER2014 | D05 v2.01 | 2013-08-01 | SDG | OfS | Ex | Any | CZ07 | Area-1kFP | 10 | 10000 | None | 0 | 0 | 0 | 0 | 0 | 0.148 | 0 | 0 | 0 | 0 | 0 | 0.119 | 40 | 0.002975 | 0.238 |  |  |  | 190.85 | 0.022711 |  | 5.2397 | 2 | Office - Small | Existing | San Diego-Lindbergh | SDG&E
Com-Furnace-dHIR | DEER2014 | D05 v2.01 | 2013-08-01 | SDG | OfS | Ex | Any | CZ08 | Area-1kFP | 10 | 10000 | None | 0 | 0 | 0 | 0 | 0 | 0.539 | 0 | 0 | 0 | 0 | 0 | 0.436 | 40 | 0.0109 | 0.872 |  |  |  | 44.7 | 0.019489 |  | 22.3714 | 2 | Office - Small | Existing | Fullerton (El Toro for pre-2014) | SDG&E
Com-Furnace-dHIR | DEER2014 | D05 v2.01 | 2013-08-01 | SDG | OfS | Ex | Any | CZ10 | Area-1kFP | 10 | 10000 | None | 0 | 0 | 0 | 0 | 0 | 0.645 | 0 | 0 | 0 | 0 | 0 | 0.521 | 40 | 0.013025 | 1.042 |  |  |  | 35.22 | 0.01835 |  | 28.393 | 2 | Office - Small | Existing | Riverside | SDG&E
Com-Furnace-dHIR | DEER2014 | D05 v2.01 | 2013-08-01 | SDG | OfS | Ex | Any | CZ14 | Area-1kFP | 10 | 10000 | None | 0 | 0 | 0 | 0 | 0 | 4.32 | 0 | 0 | 0 | 0 | 0 | 3.49 | 40 | 0.08725 | 6.98 |  |  |  | 35.22 | 0.12292 |  | 28.393 | 2 | Office - Small | Existing | Palmdale (China Lake for pre-2014) | SDG&E
Com-Furnace-dHIR | DEER2014 | D05 v2.01 | 2013-08-01 | SDG | OfS | Ex | Any | CZ15 | Area-1kFP | 10 | 10000 | None | 0 | 0 | 0 | 0 | 0 | 0.14 | 0 | 0 | 0 | 0 | 0 | 0.113 | 40 | 0.002825 | 0.226 |  |  |  | 162.2 | 0.018329 |  | 6.1652 | 2 | Office - Small | Existing | Palm Springs-Intl (El Centro for pre-2014) | SDG&E
Com-Furnace-dHIR | DEER2014 | D05 v2.01 | 2013-08-01 | SDG | OfS | Ex | Any | IOU | Area-1kFP | 10 | 10000 | None | 0 | 0 | 0 | 0 | 0 | 0.262 | 0 | 0 | 0 | 0 | 0 | 0.211 | 40 | 0.005275 | 0.422 | [7 empty] | 2 | Office - Small | Existing | IOU Territory | SDG&E
Com-Furnace-dHIR | DEER2014 | D05 v2.01 | 2013-08-01 | SDG | RFF | Ex | Any | CZ06 | Area-1kFP | 2 | 2000 | None | 0 | 0 | 0 | 0 | 0 | 14.1 | 0 | 0 | 0 | 0 | 0 | 11.4 | 30 | 0.38 | 30.4 |  |  |  | 19.29 | 0.21991 |  | 51.8403 | 2 | Restaurant - Fast-Food | Existing | Torrance (Los Angeles for pre-2014) | SDG&E
Com-Furnace-dHIR | DEER2014 | D05 v2.01 | 2013-08-01 | SDG | RFF | Ex | Any | CZ07 | Area-1kFP | 2 | 2000 | None | 0 | 0 | 0 | 0 | 0 | 10.4 | 0 | 0 | 0 | 0 | 0 | 8.4 | 30 | 0.28 | 22.4 |  |  |  | 23.63 | 0.19849 |  | 42.3191 | 2 | Restaurant - Fast-Food | Existing | San Diego-Lindbergh | SDG&E
Com-Furnace-dHIR | DEER2014 | D05 v2.01 | 2013-08-01 | SDG | RFF | Ex | Any | CZ08 | Area-1kFP | 2 | 2000 | None | 0 | 0 | 0 | 0 | 0 | 13.4 | 0 | 0 | 0 | 0 | 0 | 10.9 | 30 | 0.36333 | 29.0667 |  |  |  | 19.29 | 0.21026 |  | 51.8403 | 2 | Restaurant - Fast-Food | Existing | Fullerton (El Toro for pre-2014) | SDG&E
Com-Furnace-dHIR | DEER2014 | D05 v2.01 | 2013-08-01 | SDG | RFF | Ex | Any | CZ10 | Area-1kFP | 2 | 2000 | None | 0 | 0 | 0 | 0 | 0 | 15.8 | 0 | 0 | 0 | 0 | 0 | 12.7 | 30 | 0.42333 | 33.8667 |  |  |  | 11.73 | 0.14897 |  | 85.2515 | 2 | Restaurant - Fast-Food | Existing | Riverside | SDG&E
Com-Furnace-dHIR | DEER2014 | D05 v2.01 | 2013-08-01 | SDG | RFF | Ex | Any | CZ14 | Area-1kFP | 2 | 2000 | None | 0 | 0 | 0 | 0 | 0 | 41.6 | 0 | 0 | 0 | 0 | 0 | 33.6 | 30 | 1.12 | 89.6 |  |  |  | 11.73 | 0.39413 |  | 85.2515 | 2 | Restaurant - Fast-Food | Existing | Palmdale (China Lake for pre-2014) | SDG&E
Com-Furnace-dHIR | DEER2014 | D05 v2.01 | 2013-08-01 | SDG | RFF | Ex | Any | CZ15 | Area-1kFP | 2 | 2000 | None | 0 | 0 | 0 | 0 | 0 | 5.71 | 0 | 0 | 0 | 0 | 0 | 4.61 | 30 | 0.15367 | 12.2933 |  |  |  | 25.23 | 0.11631 |  | 39.6354 | 2 | Restaurant - Fast-Food | Existing | Palm Springs-Intl (El Centro for pre-2014) | SDG&E
Com-Furnace-dHIR | DEER2014 | D05 v2.01 | 2013-08-01 | SDG | RFF | Ex | Any | IOU | Area-1kFP | 2 | 2000 | None | 0 | 0 | 0 | 0 | 0 | 11.9 | 0 | 0 | 0 | 0 | 0 | 9.61 | 30 | 0.32033 | 25.6267 | [7 empty] | 2 | Restaurant - Fast-Food | Existing | IOU Territory | SDG&E
Com-Furnace-dHIR | DEER2014 | D05 v2.01 | 2013-08-01 | SDG | RSD | Ex | Any | CZ06 | Area-1kFP | 4 | 4000 | None | 0 | 0 | 0 | 0 | 0 | 15.3 | 0 | 0 | 0 | 0 | 0 | 12.4 | 40 | 0.31 | 24.8 |  |  |  | 19.29 | 0.2392 |  | 51.8403 | 2 | Restaurant - Sit-Down | Existing | Torrance (Los Angeles for pre-2014) | SDG&E
Com-Furnace-dHIR | DEER2014 | D05 v2.01 | 2013-08-01 | SDG | RSD | Ex | Any | CZ07 | Area-1kFP | 4 | 4000 | None | 0 | 0 | 0 | 0 | 0 | 11.8 | 0 | 0 | 0 | 0 | 0 | 9.5 | 40 | 0.2375 | 19 |  |  |  | 23.63 | 0.22448 |  | 42.3191 | 2 | Restaurant - Sit-Down | Existing | San Diego-Lindbergh | SDG&E
Com-Furnace-dHIR | DEER2014 | D05 v2.01 | 2013-08-01 | SDG | RSD | Ex | Any | CZ08 | Area-1kFP | 4 | 4000 | None | 0 | 0 | 0 | 0 | 0 | 14.1 | 0 | 0 | 0 | 0 | 0 | 11.4 | 40 | 0.285 | 22.8 |  |  |  | 19.29 | 0.21991 |  | 51.8403 | 2 | Restaurant - Sit-Down | Existing | Fullerton (El Toro for pre-2014) | SDG&E
Com-Furnace-dHIR | DEER2014 | D05 v2.01 | 2013-08-01 | SDG | RSD | Ex | Any | CZ10 | Area-1kFP | 4 | 4000 | None | 0 | 0 | 0 | 0 | 0 | 16.2 | 0 | 0 | 0 | 0 | 0 | 13.1 | 40 | 0.3275 | 26.2 |  |  |  | 11.73 | 0.15366 |  | 85.2515 | 2 | Restaurant - Sit-Down | Existing | Riverside | SDG&E
Com-Furnace-dHIR | DEER2014 | D05 v2.01 | 2013-08-01 | SDG | RSD | Ex | Any | CZ14 | Area-1kFP | 4 | 4000 | None | 0 | 0 | 0 | 0 | 0 | 36.2 | 0 | 0 | 0 | 0 | 0 | 29.2 | 40 | 0.73 | 58.4 |  |  |  | 11.73 | 0.34252 |  | 85.2515 | 2 | Restaurant - Sit-Down | Existing | Palmdale (China Lake for pre-2014) | SDG&E
Com-Furnace-dHIR | DEER2014 | D05 v2.01 | 2013-08-01 | SDG | RSD | Ex | Any | CZ15 | Area-1kFP | 4 | 4000 | None | 0 | 0 | 0 | 0 | 0 | 6.33 | 0 | 0 | 0 | 0 | 0 | 5.11 | 40 | 0.12775 | 10.22 |  |  |  | 25.23 | 0.12893 |  | 39.6354 | 2 | Restaurant - Sit-Down | Existing | Palm Springs-Intl (El Centro for pre-2014) | SDG&E
Com-Furnace-dHIR | DEER2014 | D05 v2.01 | 2013-08-01 | SDG | RSD | Ex | Any | IOU | Area-1kFP | 4 | 4000 | None | 0 | 0 | 0 | 0 | 0 | 13 | 0 | 0 | 0 | 0 | 0 | 10.5 | 40 | 0.2625 | 21 | [7 empty] | 2 | Restaurant - Sit-Down | Existing | IOU Territory | SDG&E
Com-Furnace-dHIR | DEER2014 | D05 v2.01 | 2013-08-01 | SDG | RtL | Ex | Any | CZ06 | Area-1kFP | 131 | 131000 | None | 0 | 0 | 0 | 0 | 0 | 1.67 | 0 | 0 | 0 | 0 | 0 | 1.35 | 20 | 0.0675 | 5.4 |  |  |  | 93.58 | 0.12633 |  | 10.686 | 2 | Retail - Single-Story Large | Existing | Torrance (Los Angeles for pre-2014) | SDG&E
Com-Furnace-dHIR | DEER2014 | D05 v2.01 | 2013-08-01 | SDG | RtL | Ex | Any | CZ07 | Area-1kFP | 131 | 131000 | None | 0 | 0 | 0 | 0 | 0 | 1.24 | 0 | 0 | 0 | 0 | 0 | 1 | 20 | 0.05 | 4 |  |  |  | 89.42 | 0.08942 |  | 11.1832 | 2 | Retail - Single-Story Large | Existing | San Diego-Lindbergh | SDG&E
Com-Furnace-dHIR | DEER2014 | D05 v2.01 | 2013-08-01 | SDG | RtL | Ex | Any | CZ08 | Area-1kFP | 131 | 131000 | None | 0 | 0 | 0 | 0 | 0 | 1.62 | 0 | 0 | 0 | 0 | 0 | 1.31 | 20 | 0.0655 | 5.24 |  |  |  | 93.58 | 0.12259 |  | 10.686 | 2 | Retail - Single-Story Large | Existing | Fullerton (El Toro for pre-2014) | SDG&E
Com-Furnace-dHIR | DEER2014 | D05 v2.01 | 2013-08-01 | SDG | RtL | Ex | Any | CZ10 | Area-1kFP | 131 | 131000 | None | 0 | 0 | 0 | 0 | 0 | 1.91 | 0 | 0 | 0 | 0 | 0 | 1.55 | 20 | 0.0775 | 6.2 |  |  |  | 49.41 | 0.076585 |  | 20.2388 | 2 | Retail - Single-Story Large | Existing | Riverside | SDG&E
Com-Furnace-dHIR | DEER2014 | D05 v2.01 | 2013-08-01 | SDG | RtL | Ex | Any | CZ14 | Area-1kFP | 131 | 131000 | None | 0 | 0 | 0 | 0 | 0 | 6.91 | 0 | 0 | 0 | 0 | 0 | 5.58 | 20 | 0.279 | 22.32 |  |  |  | 49.41 | 0.27571 |  | 20.2388 | 2 | Retail - Single-Story Large | Existing | Palmdale (China Lake for pre-2014) | SDG&E
Com-Furnace-dHIR | DEER2014 | D05 v2.01 | 2013-08-01 | SDG | RtL | Ex | Any | CZ15 | Area-1kFP | 131 | 131000 | None | 0 | 0 | 0 | 0 | 0 | 0.759 | 0 | 0 | 0 | 0 | 0 | 0.613 | 20 | 0.03065 | 2.452 |  |  |  | 69.98 | 0.042898 |  | 14.2898 | 2 | Retail - Single-Story Large | Existing | Palm Springs-Intl (El Centro for pre-2014) | SDG&E
Com-Furnace-dHIR | DEER2014 | D05 v2.01 | 2013-08-01 | SDG | RtL | Ex | Any | IOU | Area-1kFP | 131 | 131000 | None | 0 | 0 | 0 | 0 | 0 | 1.45 | 0 | 0 | 0 | 0 | 0 | 1.17 | 20 | 0.0585 | 4.68 | [7 empty] | 2 | Retail - Single-Story Large | Existing | IOU Territory | SDG&E
Com-Furnace-dHIR | DEER2014 | D05 v2.01 | 2013-08-01 | SDG | RtS | Ex | Any | CZ06 | Area-1kFP | 8 | 8000 | None | 0 | 0 | 0 | 0 | 0 | 2.66 | 0 | 0 | 0 | 0 | 0 | 2.15 | 30 | 0.071667 | 5.7333 |  |  |  | 93.58 | 0.2012 |  | 10.686 | 2 | Retail - Small | Existing | Torrance (Los Angeles for pre-2014) | SDG&E
Com-Furnace-dHIR | DEER2014 | D05 v2.01 | 2013-08-01 | SDG | RtS | Ex | Any | CZ07 | Area-1kFP | 8 | 8000 | None | 0 | 0 | 0 | 0 | 0 | 1.91 | 0 | 0 | 0 | 0 | 0 | 1.54 | 30 | 0.051333 | 4.1067 |  |  |  | 89.42 | 0.13771 |  | 11.1832 | 2 | Retail - Small | Existing | San Diego-Lindbergh | SDG&E
Com-Furnace-dHIR | DEER2014 | D05 v2.01 | 2013-08-01 | SDG | RtS | Ex | Any | CZ08 | Area-1kFP | 8 | 8000 | None | 0 | 0 | 0 | 0 | 0 | 2.61 | 0 | 0 | 0 | 0 | 0 | 2.11 | 30 | 0.070333 | 5.6267 |  |  |  | 93.58 | 0.19745 |  | 10.686 | 2 | Retail - Small | Existing | Fullerton (El Toro for pre-2014) | SDG&E
Com-Furnace-dHIR | DEER2014 | D05 v2.01 | 2013-08-01 | SDG | RtS | Ex | Any | CZ10 | Area-1kFP | 8 | 8000 | None | 0 | 0 | 0 | 0 | 0 | 2.92 | 0 | 0 | 0 | 0 | 0 | 2.36 | 30 | 0.078667 | 6.2933 |  |  |  | 49.41 | 0.11661 |  | 20.2388 | 2 | Retail - Small | Existing | Riverside | SDG&E
Com-Furnace-dHIR | DEER2014 | D05 v2.01 | 2013-08-01 | SDG | RtS | Ex | Any | CZ14 | Area-1kFP | 8 | 8000 | None | 0 | 0 | 0 | 0 | 0 | 10.3 | 0 | 0 | 0 | 0 | 0 | 8.3 | 30 | 0.27667 | 22.1333 |  |  |  | 49.41 | 0.4101 |  | 20.2388 | 2 | Retail - Small | Existing | Palmdale (China Lake for pre-2014) | SDG&E
Com-Furnace-dHIR | DEER2014 | D05 v2.01 | 2013-08-01 | SDG | RtS | Ex | Any | CZ15 | Area-1kFP | 8 | 8000 | None | 0 | 0 | 0 | 0 | 0 | 1.11 | 0 | 0 | 0 | 0 | 0 | 0.896 | 30 | 0.029867 | 2.3893 |  |  |  | 69.98 | 0.062702 |  | 14.2898 | 2 | Retail - Small | Existing | Palm Springs-Intl (El Centro for pre-2014) | SDG&E
Com-Furnace-dHIR | DEER2014 | D05 v2.01 | 2013-08-01 | SDG | RtS | Ex | Any | IOU | Area-1kFP | 8 | 8000 | None | 0 | 0 | 0 | 0 | 0 | 2.23 | 0 | 0 | 0 | 0 | 0 | 1.8 | 30 | 0.06 | 4.8 | [7 empty] | 2 | Retail - Small | Existing | IOU Territory | SDG&E
Com-Furnace-dHIR | DEER2014 | D05 v2.01 | 2013-08-01 | SDG | SCn | Ex | Any | CZ06 | Area-1kFP | 500 | 500000 | None | 0 | 0 | 0 | 0 | 0 | 2.4 | 0 | 0 | 0 | 0 | 0 | 1.94 | 30 | 0.064667 | 5.1733 |  |  |  | 98.84 | 0.19175 |  | 10.1174 | 2 | Storage - Conditioned | Existing | Torrance (Los Angeles for pre-2014) | SDG&E
Com-Furnace-dHIR | DEER2014 | D05 v2.01 | 2013-08-01 | SDG | SCn | Ex | Any | CZ07 | Area-1kFP | 500 | 500000 | None | 0 | 0 | 0 | 0 | 0 | 1.69 | 0 | 0 | 0 | 0 | 0 | 1.37 | 30 | 0.045667 | 3.6533 |  |  |  | 65.57 | 0.089831 |  | 15.2509 | 2 | Storage - Conditioned | Existing | San Diego-Lindbergh | SDG&E
Com-Furnace-dHIR | DEER2014 | D05 v2.01 | 2013-08-01 | SDG | SCn | Ex | Any | CZ08 | Area-1kFP | 500 | 500000 | None | 0 | 0 | 0 | 0 | 0 | 2.18 | 0 | 0 | 0 | 0 | 0 | 1.76 | 30 | 0.058667 | 4.6933 |  |  |  | 98.84 | 0.17396 |  | 10.1174 | 2 | Storage - Conditioned | Existing | Fullerton (El Toro for pre-2014) | SDG&E
Com-Furnace-dHIR | DEER2014 | D05 v2.01 | 2013-08-01 | SDG | SCn | Ex | Any | CZ10 | Area-1kFP | 500 | 500000 | None | 0 | 0 | 0 | 0 | 0 | 2.27 | 0 | 0 | 0 | 0 | 0 | 1.84 | 30 | 0.061333 | 4.9067 |  |  |  | 239.04 | 0.43983 |  | 4.1834 | 2 | Storage - Conditioned | Existing | Riverside | SDG&E
Com-Furnace-dHIR | DEER2014 | D05 v2.01 | 2013-08-01 | SDG | SCn | Ex | Any | CZ14 | Area-1kFP | 500 | 500000 | None | 0 | 0 | 0 | 0 | 0 | 7.96 | 0 | 0 | 0 | 0 | 0 | 6.43 | 30 | 0.21433 | 17.1467 |  |  |  | 239.04 | 1.537 |  | 4.1834 | 2 | Storage - Conditioned | Existing | Palmdale (China Lake for pre-2014) | SDG&E
Com-Furnace-dHIR | DEER2014 | D05 v2.01 | 2013-08-01 | SDG | SCn | Ex | Any | CZ15 | Area-1kFP | 500 | 500000 | None | 0 | 0 | 0 | 0 | 0 | 1.08 | 0 | 0 | 0 | 0 | 0 | 0.874 | 30 | 0.029133 | 2.3307 |  |  |  | 102.45 | 0.089541 |  | 9.7609 | 2 | Storage - Conditioned | Existing | Palm Springs-Intl (El Centro for pre-2014) | SDG&E
Com-Furnace-dHIR | DEER2014 | D05 v2.01 | 2013-08-01 | SDG | SCn | Ex | Any | IOU | Area-1kFP | 500 | 500000 | None | 0 | 0 | 0 | 0 | 0 | 1.91 | 0 | 0 | 0 | 0 | 0 | 1.54 | 30 | 0.051333 | 4.1067 | [7 empty] | 2 | Storage - Conditioned | Existing | IOU Territory | SDG&E
Com-Furnace-dHIR | DEER2014 | D05 v2.01 | 2013-08-01 | SDG | WRf | Ex | Any | CZ06 | Area-1kFP | 2 | 100000 | None | 0 | 0 | 0 | 0 | 0 | 0.105 | 0 | 0 | 0 | 0 | 0 | 0.0846 | 20 | 0.00423 | 0.3384 |  |  |  | 607.69 | 0.051411 |  | 1.6456 | 2 | Warehouse - Refrigerated | Existing | Torrance (Los Angeles for pre-2014) | SDG&E
Com-Furnace-dHIR | DEER2014 | D05 v2.01 | 2013-08-01 | SDG | WRf | Ex | Any | CZ07 | Area-1kFP | 2 | 100000 | None | 0 | 0 | 0 | 0 | 0 | 0.0794 | 0 | 0 | 0 | 0 | 0 | 0.0641 | 20 | 0.003205 | 0.2564 |  |  |  | 94.62 | 0.0060651 |  | 10.5686 | 2 | Warehouse - Refrigerated | Existing | San Diego-Lindbergh | SDG&E
Com-Furnace-dHIR | DEER2014 | D05 v2.01 | 2013-08-01 | SDG | WRf | Ex | Any | CZ10 | Area-1kFP | 2 | 100000 | None | 0 | 0 | 0 | 0 | 0 | 0.248 | 0 | 0 | 0 | 0 | 0 | 0.2 | 20 | 0.01 | 0.8 |  |  |  | 167.36 | 0.033472 |  | 5.9751 | 2 | Warehouse - Refrigerated | Existing | Riverside | SDG&E
Com-Furnace-dHIR | DEER2014 | D05 v2.01 | 2013-08-01 | SDG | WRf | Ex | Any | IOU | Area-1kFP | 2 | 100000 | None | 0 | 0 | 0 | 0 | 0 | 0.117 | 0 | 0 | 0 | 0 | 0 | 0.0942 | 20 | 0.00471 | 0.3768 | [7 empty] | 2 | Warehouse - Refrigerated | Existing | IOU Territory | SDG&E

## CEUS
From the CA Commercial End-Use Survey Website |  |  | PG&E | CZones 1,2,3,4,5,11 |  |  |  |  | SCE | CZones 6,8,9,10,13,14,15,16 | [5 empty] | SDGE | CZones 7,14 |  |  |  |  | SMUD | CZone 12
1 | 2 | 3 | 4 | 5 | 6 | 7 | 8 | 9 | 10 | 11 | 12 | 13 | 14 | 15 | 16 | 17 | 18 | 19 | 20 | 21 | 22 | 23
| Connected Load (sqft/KBtuh) | [20 empty] | CZ12
| CZ01 | CZ02 | CZ11 | CZ04 | CZ03 |  | PG&E |  | CZ13 | CZ06 | CZ09 | CZ14 |  | SCE |  | CZ07 | CZ07 | CZ15 |  | SDGE |  | SMUD/CZ12
Building Type | FC Zone 1 | FC Zone 2 | FC Zone 3 | FC Zone 4 | FC Zone 5 |  | Ave. |  | FC Zone 7 | FC Zone 8 | FC Zone 9 | FC Zone 10 |  | Ave. |  | FC Zone 13 | FC Zone 7 | FC Zone 10 |  | Ave. |  | FC Zone 6
All Commercial | 63.77 | 27.41 | 24.37 | 28.62 | 39.66 |  | 36.766 |  | 25.71 | 46.98 | 52.89 | 51.4 |  | 44.245 |  | 52.69 | 52.19 | 54.51 |  | 53.13 |  | 38.95
Large Office | 14.57 | 32.02 | 21.55 | 36.98 | 38.37 |  | 28.698 |  | 39.67 | 47.98 | 34.61 | 44.86 |  | 41.78 |  | 53.58 | 35.78 | 41.25 |  | 43.5367 |  | 47.33
Retail | 38.33 | 31.53 | 22.93 | 38.8 | 46.55 |  | 35.628 |  | 26.86 | 93.58 | 70.08 | 49.41 |  | 59.9825 |  | 89.42 | 96.19 | 69.98 |  | 85.1967 |  | 46.85
School | 22.85 | 13.16 | 20.71 | 11.28 | 19.58 |  | 17.516 |  | 25.18 | 18.54 | 34.06 | 27.21 |  | 26.2475 |  | 30.37 | 33.07 | 23.79 |  | 29.0767 |  | 20.37
College | 264.73 | 18.99 | 24.07 | 36.05 | 50.54 |  | 78.876 |  | 2.84 | 91.45 | 35.43 | 32.05 |  | 40.4425 |  | 99.16 | 99.19 | 98.43 |  | 98.9267 |  | 42.98
Health | 45.09 | 17.1 | 30.76 | 22.61 | 28.94 |  | 28.9 |  | 62.18 | 26.57 | 30.42 | 28 |  | 36.7925 |  | 38.36 | 41.91 | 24.63 |  | 34.9667 |  | 25
Lodging | 170.84 | 522.31 | 46.92 | 48.45 | 58.44 |  | 169.392 |  | 67.84 | 61.63 | 115.48 | 53.64 |  | 74.6475 |  | 62.9 | 63.19 | 61.71 |  | 62.6 |  | 83.27
Grocery | 98.2 | 28.83 | 29.71 | 39.9 | 41.4 |  | 47.608 |  | 88.62 | 60.11 | 81.18 | 64.2 |  | 73.5275 |  | 144.2 | 179.75 | 111.39 |  | 145.1133 |  | 49.37
Restaurant | 51.55 | 19.5 | 16.96 | 18.65 | 40.18 |  | 29.368 |  | 14.4 | 19.29 | 19.06 | 11.73 |  | 16.12 |  | 23.63 | 23.2 | 25.23 |  | 24.02 |  | 23.2
Small Office | 24.08 | 19.05 | 17.44 | 24.9 | 28.96 |  | 22.886 |  | 15.69 | 44.7 | 26.75 | 35.22 |  | 30.59 |  | 190.85 | 133.55 | 162.2 |  | 162.2 |  | 42.67
Warehouse | 89.345 | 74.03 | 81.99 | 73.62 | 127.74 |  | 89.345 |  | 197.86 | 98.84 | 255.69 | 239.04 |  | 197.8575 |  | 65.57 | 61.59 | 102.45 |  | 76.5367 |  | 669.98
Refr. Warehouse | 585.19 | 161.39 | 484.87 | 1544.25 | 150.25 |  | 585.19 |  | 111.51 | 607.69 | 172.83 | 167.36 |  | 264.8475 |  | 94.62 | 326.48 | 61.18 |  | 160.76 |  | 248.22
Miscellaneous | 154.59 | 23.55 | 24.17 | 26.43 | 46.03 |  | 54.954 |  | 25.83 | 51.26 | 55.47 | 54.4 |  | 46.74 |  | 50.01 | 47.58 | 54.93 |  | 50.84 |  | 28.78
[8 empty] | Note: | CZ** are CA 16 Climate Weather Zones
CEUS Building Types | DEER Building Types | [7 empty] | FCZone** are CUES 13 Forecasting Climate Zones
All Commercial | Commercial
Large Office | Assembly
Retail | Single Story Large Retail, Small Retail | [5 empty] | CEUS type | DEER type | Btuh/sqft
School | Primary School, Secondary School, Removable Classroom | [5 empty] | Large Office | Asm | 30 | Assembly
College | Community College | [5 empty] | All Commercial | Com | 40 | Commercial
Health | Clinic, Hospital | [5 empty] | College | ECC | 40 | Education - Community College
Lodging | Hotel (Guest Rooms), | [5 empty] | School | EPr | 30 | Education - Primary School
Food | Grocery | [5 empty] | School | ERC | 30 | Education - Relocatable Classroom
Restaurant | Fast Food Restaraunt, Sit Down Restaurant | [5 empty] | School | ESe | 30 | Education - Secondary School
Small Office | Small Office | [5 empty] | Grocery | Gro | 20 | Grocery
Warehouse | Conditioned Storage | [5 empty] | Health | Hsp | 40 | Health/Medical - Hospital
Refr. Warehouse | Refrigerated Storage | [5 empty] | Lodging | Htl | 40 | Lodging - Hotel
Miscellaneous | Bio/Tech Manufacturing, Light Industry Manufacturing | [5 empty] | Health | MBT | 20 | Manufacturing Biotech
[7 empty] | Miscellaneous | MLI | 20 | Manufacturing Light Industrial
[7 empty] | Health | Nrs | 50 | Health/Medical - Nursing Home
[7 empty] | Small Office | OfS | 40 | Office - Small
[7 empty] | Restaurant | RFF | 30 | Restaurant - Fast-Food
[7 empty] | Restaurant | RSD | 40 | Restaurant - Sit-Down
[7 empty] | Retail | RtL | 20 | Retail - Single-Story Large
[7 empty] | Retail | RtS | 30 | Retail - Small
[7 empty] | Miscellaneous | s_Agr | 40 | SCE Agricultrural
[7 empty] | Health | s_Cli | 40 | SCE Health/Medical Clinic
[7 empty] | Grocery | s_FSt | 20 | SCE Food Store
[7 empty] | Miscellaneous | s_Ind | 20 | SCE Industrial
[7 empty] | Miscellaneous | s_MiC | 20 | SCE Miscellaneous Commercial
[7 empty] | Miscellaneous | s_TCU | 20 | SCE Transportation - Communication - Utilities
[7 empty] | Miscellaneous | SCn | 30 | Storage - Conditioned
[7 empty] | Miscellaneous | WRf | 20 | Warehouse - Refrigerated
Note on T16: Bashar, Raad: averaged
Note on C17: Daria Mashnik: No data available; ave. of other zones Kng: Same building type
Note on K17: Bashar, Raad: averaged
Note on C18: Daria Mashnik: No available data; ave. of all other zones Kng: Same building type

## CZCA
Climate Zone | 2008 Title-24 (DEER2011) | 2013 Title-24 (DEER2013) | 2013 ASHRAE Fundamental | 2013 Title-24 (DEER2013)
| location | location | HDD /base 65F | HDD /base 65F
CTZ01 | Arcata | Arcata |  | 5093.5833
CTZ02 | Santa Rosa | Santa Rosa |  | 3834.8333
CTZ03 | Oakland | Oakland | 2637 | 3256.9167
CTZ04 | Sunnyvale | San Jose-Reid |  | 3050.4583
CTZ05 | Santa Maria | Santa Maria | 2760 | 3715.3333
CTZ06 | Los Angeles | Torrance | 1295 | 2013.2917
CTZ07 | San Diego | San Diego-Lindbergh | 1197 | 1477.7917
CTZ08 | El Toro | Fullerton | 1202 | 1701.625
CTZ09 | Pasadena | Burbank-Glendale | 1353 | 1999.625
CTZ10 | Riverside | Riverside | 1567 | 2239.7917
CTZ11 | Red Bluff | Red Bluff |  | 3027.375
CTZ12 | Sacramento | Sacramento | 2425 | 3122
CTZ13 | Fresno | Fresno | 2266 | 2794.4167
CTZ14 | China Lake | Palmdale |  | 3321.875
CTZ15 | El Centro | Palm Springs-Intl | 783 | 1101.7917
CTZ16 | Mount Shasta | Blue Canyon |  | 5577.8333
| 1 | 2 | 3 | 4 | 5 | 6 | 7 | 8 | 9 | 10 | 11 | 12 | 13 | 14 | 15 | 16 | 17 | 18
|  | HDD | 5093.5833 | 3834.8333 | 3256.9167 | 3050.4583 | 3715.3333 | 2013.2917 | 1477.7917 | 1701.625 | 1999.625 | 2239.7917 | 3027.375 | 3122 | 2794.4167 | 3321.875 | 1101.7917 | 5577.8333
|  |  | CZ01 | CZ02 | CZ03 | CZ04 | CZ05 | CZ06 | CZ07 | CZ08 | CZ09 | CZ10 | CZ11 | CZ12 | CZ13 | CZ14 | CZ15 | CZ16
1 | Com | All Commercial | 63.77 | 27.41 | 39.66 | 28.62 | 28.62 | 46.98 | 52.69 | 46.98 | 52.89 | 51.4 | 24.37 | 38.95 | 52.69 | 51.4 | 54.51 | 52.89
2 | Asm | Large Office | 14.57 | 32.02 | 38.37 | 36.98 | 36.98 | 47.98 | 53.58 | 47.98 | 34.61 | 44.86 | 21.55 | 47.33 | 53.58 | 44.86 | 41.25 | 34.61
3 | ECC | College | 264.73 | 18.99 | 50.54 | 36.05 | 36.05 | 91.45 | 99.16 | 91.45 | 35.43 | 32.05 | 24.07 | 42.98 | 99.16 | 32.05 | 98.43 | 35.43
4 | EPr | School | 22.85 | 13.16 | 19.58 | 11.28 | 11.28 | 18.54 | 30.37 | 18.54 | 34.06 | 27.21 | 20.71 | 20.37 | 30.37 | 27.21 | 23.79 | 34.06
5 | ERC | School | 22.85 | 13.16 | 19.58 | 11.28 | 11.28 | 18.54 | 30.37 | 18.54 | 34.06 | 27.21 | 20.71 | 20.37 | 30.37 | 27.21 | 23.79 | 34.06
6 | ESe | School | 22.85 | 13.16 | 19.58 | 11.28 | 11.28 | 18.54 | 30.37 | 18.54 | 34.06 | 27.21 | 20.71 | 20.37 | 30.37 | 27.21 | 23.79 | 34.06
7 | Gro | Grocery | 98.2 | 28.83 | 41.4 | 39.9 | 39.9 | 60.11 | 144.2 | 60.11 | 81.18 | 64.2 | 29.71 | 49.37 | 144.2 | 64.2 | 111.39 | 81.18
8 | Hsp | Health | 45.09 | 17.1 | 28.94 | 22.61 | 22.61 | 26.57 | 38.36 | 26.57 | 30.42 | 28 | 30.76 | 25 | 38.36 | 28 | 24.63 | 30.42
9 | Htl | Lodging | 170.84 | 522.31 | 58.44 | 48.45 | 48.45 | 61.63 | 62.9 | 61.63 | 115.48 | 53.64 | 46.92 | 83.27 | 62.9 | 53.64 | 61.71 | 115.48
10 | MBT | Miscellaneous | 154.59 | 23.55 | 46.03 | 26.43 | 26.43 | 51.26 | 50.01 | 51.26 | 55.47 | 54.4 | 24.17 | 28.78 | 50.01 | 54.4 | 54.93 | 55.47
11 | MLI | Miscellaneous | 154.59 | 23.55 | 46.03 | 26.43 | 26.43 | 51.26 | 50.01 | 51.26 | 55.47 | 54.4 | 24.17 | 28.78 | 50.01 | 54.4 | 54.93 | 55.47
12 | Nrs | Health | 45.09 | 17.1 | 28.94 | 22.61 | 22.61 | 26.57 | 38.36 | 26.57 | 30.42 | 28 | 30.76 | 25 | 38.36 | 28 | 24.63 | 30.42
13 | OfS | Small Office | 24.08 | 19.05 | 28.96 | 24.9 | 24.9 | 44.7 | 190.85 | 44.7 | 26.75 | 35.22 | 17.44 | 42.67 | 190.85 | 35.22 | 162.2 | 26.75
14 | RFF | Restaurant | 51.55 | 19.5 | 40.18 | 18.65 | 18.65 | 19.29 | 23.63 | 19.29 | 19.06 | 11.73 | 16.96 | 23.2 | 23.63 | 11.73 | 25.23 | 19.06
15 | RSD | Restaurant | 51.55 | 19.5 | 40.18 | 18.65 | 18.65 | 19.29 | 23.63 | 19.29 | 19.06 | 11.73 | 16.96 | 23.2 | 23.63 | 11.73 | 25.23 | 19.06
16 | RtL | Retail | 38.33 | 31.53 | 46.55 | 38.8 | 38.8 | 93.58 | 89.42 | 93.58 | 70.08 | 49.41 | 22.93 | 46.85 | 89.42 | 49.41 | 69.98 | 70.08
17 | RtS | Retail | 38.33 | 31.53 | 46.55 | 38.8 | 38.8 | 93.58 | 89.42 | 93.58 | 70.08 | 49.41 | 22.93 | 46.85 | 89.42 | 49.41 | 69.98 | 70.08
18 | SCn | Warehouse | 89.345 | 74.03 | 127.74 | 73.62 | 73.62 | 98.84 | 65.57 | 98.84 | 255.69 | 239.04 | 81.99 | 669.98 | 65.57 | 239.04 | 102.45 | 255.69
19 | WRf | Refr. Warehouse | 585.19 | 161.39 | 150.25 | 1544.25 | 1544.25 | 607.69 | 94.62 | 607.69 | 172.83 | 167.36 | 484.87 | 248.22 | 94.62 | 167.36 | 61.18 | 172.83

## IOUs
|  |  |  | Rule of thumb htg load |  |  | (1) PG&E' workpaper |  |  | (2) SCG's calculation
PA | BldgType | BldgLoc | AStdWBtherm | Btuh/sqft | therms/ Kbtuh | therms/yr | Connected Load (1) | therms/ kBtuh (1) | therms/yr (1) | Connected Load (2) | therms/ kBtuh (2) | therms/yr (2)
Any | Asm | CZ01 | 77.2 | 30 | 2.5733 | 205.8667 | 28.78 | 2.2218 | 177.7453 | 14.57 | 1.1248 | 89.9843
Any | Asm | CZ02 | 60.1 | 30 | 2.0033 | 160.2667 | 28.78 | 1.7297 | 138.3742 | 32.02 | 1.9244 | 153.9522
Any | Asm | CZ03 | 49.2 | 30 | 1.64 | 131.2 | 28.78 | 1.416 | 113.2781 | 38.37 | 1.8878 | 151.0243
Any | Asm | CZ04 | 45.6 | 30 | 1.52 | 121.6 | 28.78 | 1.3124 | 104.9894 | 36.98 | 1.6863 | 134.903
Any | Asm | CZ05 | 47.7 | 30 | 1.59 | 127.2 | 28.78 | 1.3728 | 109.8245 | 36.98 | 1.7639 | 141.1157
Any | Asm | CZ06 | 27.6 | 30 | 0.92 | 73.6 | 28.78 | 0.79433 | 63.5462 | 47.98 | 1.3242 | 105.9398
Any | Asm | CZ07 | 22.9 | 30 | 0.76333 | 61.0667 | 28.78 | 0.65906 | 52.725 | 53.58 | 1.227 | 98.1586
Any | Asm | CZ08 | 29 | 30 | 0.96667 | 77.3333 | 28.78 | 0.83462 | 66.7696 | 47.98 | 1.3914 | 111.3136
Any | Asm | CZ09 | 24.7 | 30 | 0.82333 | 65.8667 | 28.78 | 0.71087 | 56.8693 | 34.61 | 0.85487 | 68.3894
Any | Asm | CZ10 | 31.7 | 30 | 1.0567 | 84.5333 | 28.78 | 0.91233 | 72.9861 | 44.86 | 1.4221 | 113.765
Any | Asm | CZ11 | 55.9 | 30 | 1.8633 | 149.0667 | 28.78 | 1.6088 | 128.7042 | 21.55 | 1.2046 | 96.3716
Any | Asm | CZ12 | 55 | 30 | 1.8333 | 146.6667 | 28.78 | 1.5829 | 126.632 | 47.33 | 2.6031 | 208.252
Any | Asm | CZ13 | 43.5 | 30 | 1.45 | 116 | 28.78 | 1.2519 | 100.1544 | 53.58 | 2.3307 | 186.4584
Any | Asm | CZ14 | 55.4 | 30 | 1.8467 | 147.7333 | 28.78 | 1.5944 | 127.553 | 44.86 | 2.4852 | 198.8195
Any | Asm | CZ15 | 15.6 | 30 | 0.52 | 41.6 | 28.78 | 0.44897 | 35.9174 | 41.25 | 0.6435 | 51.48
Any | Asm | CZ16 | 120 | 30 | 4 | 320 | 28.78 | 3.4536 | 276.288 | 34.61 | 4.1532 | 332.256
Any | ECC | CZ01 | 26.7 | 40 | 0.6675 | 53.4 | 42.98 | 1.1476 | 91.8053 | 264.73 | 7.0683 | 565.4633
Any | ECC | CZ02 | 20.7 | 40 | 0.5175 | 41.4 | 42.98 | 0.88969 | 71.1749 | 18.99 | 0.39309 | 31.4474
Any | ECC | CZ03 | 18.9 | 40 | 0.4725 | 37.8 | 42.98 | 0.81232 | 64.9858 | 50.54 | 0.95521 | 76.4165
Any | ECC | CZ04 | 17.1 | 40 | 0.4275 | 34.2 | 42.98 | 0.73496 | 58.7966 | 36.05 | 0.61645 | 49.3164
Any | ECC | CZ05 | 17.1 | 40 | 0.4275 | 34.2 | 42.98 | 0.73496 | 58.7966 | 36.05 | 0.61645 | 49.3164
Any | ECC | CZ06 | 9.21 | 40 | 0.23025 | 18.42 | 42.98 | 0.39585 | 31.6677 | 91.45 | 0.84225 | 67.3804
Any | ECC | CZ07 | 7.71 | 40 | 0.19275 | 15.42 | 42.98 | 0.33138 | 26.5101 | 99.16 | 0.76452 | 61.1619
Any | ECC | CZ08 | 8.7 | 40 | 0.2175 | 17.4 | 42.98 | 0.37393 | 29.9141 | 91.45 | 0.79561 | 63.6492
Any | ECC | CZ09 | 7.82 | 40 | 0.1955 | 15.64 | 42.98 | 0.3361 | 26.8883 | 35.43 | 0.27706 | 22.165
Any | ECC | CZ10 | 9.65 | 40 | 0.24125 | 19.3 | 42.98 | 0.41476 | 33.1806 | 32.05 | 0.30928 | 24.7426
Any | ECC | CZ11 | 20.4 | 40 | 0.51 | 40.8 | 42.98 | 0.87679 | 70.1434 | 24.07 | 0.49103 | 39.2822
Any | ECC | CZ12 | 19.6 | 40 | 0.49 | 39.2 | 42.98 | 0.84241 | 67.3926 | 42.98 | 0.84241 | 67.3926
Any | ECC | CZ13 | 16.2 | 40 | 0.405 | 32.4 | 42.98 | 0.69628 | 55.7021 | 99.16 | 1.6064 | 128.5114
Any | ECC | CZ14 | 20.9 | 40 | 0.5225 | 41.8 | 42.98 | 0.89828 | 71.8626 | 32.05 | 0.66984 | 53.5876
Any | ECC | CZ15 | 5.17 | 40 | 0.12925 | 10.34 | 42.98 | 0.22221 | 17.7765 | 98.43 | 0.50888 | 40.7106
Any | ECC | CZ16 | 40.7 | 40 | 1.0175 | 81.4 | 42.98 | 1.7493 | 139.9429 | 35.43 | 1.442 | 115.3601
Any | EPr | CZ01 | 10.2 | 30 | 0.34 | 27.2 | 20.37 | 0.20777 | 16.6219 | 22.85 | 0.23307 | 18.6456
Any | EPr | CZ02 | 7.8 | 30 | 0.26 | 20.8 | 20.37 | 0.15889 | 12.7109 | 13.16 | 0.10265 | 8.2118
Any | EPr | CZ03 | 6.02 | 30 | 0.20067 | 16.0533 | 20.37 | 0.12263 | 9.8102 | 19.58 | 0.11787 | 9.4297
Any | EPr | CZ04 | 5.48 | 30 | 0.18267 | 14.6133 | 20.37 | 0.11163 | 8.9302 | 11.28 | 0.061814 | 4.9452
Any | EPr | CZ05 | 4.28 | 30 | 0.14267 | 11.4133 | 20.37 | 0.087184 | 6.9747 | 11.28 | 0.048278 | 3.8623
Any | EPr | CZ06 | 2.87 | 30 | 0.095667 | 7.6533 | 20.37 | 0.058462 | 4.677 | 18.54 | 0.05321 | 4.2568
Any | EPr | CZ07 | 2.29 | 30 | 0.076333 | 6.1067 | 20.37 | 0.046647 | 3.7318 | 30.37 | 0.069547 | 5.5638
Any | EPr | CZ08 | 2.4 | 30 | 0.08 | 6.4 | 20.37 | 0.048888 | 3.911 | 18.54 | 0.044496 | 3.5597
Any | EPr | CZ09 | 2.66 | 30 | 0.088667 | 7.0933 | 20.37 | 0.054184 | 4.3347 | 34.06 | 0.0906 | 7.248
Any | EPr | CZ10 | 2.88 | 30 | 0.096 | 7.68 | 20.37 | 0.058666 | 4.6932 | 27.21 | 0.078365 | 6.2692
Any | EPr | CZ11 | 7.67 | 30 | 0.25567 | 20.4533 | 20.37 | 0.15624 | 12.499 | 20.71 | 0.15885 | 12.7077
Any | EPr | CZ12 | 7.25 | 30 | 0.24167 | 19.3333 | 20.37 | 0.14768 | 11.8146 | 20.37 | 0.14768 | 11.8146
Any | EPr | CZ13 | 5.28 | 30 | 0.176 | 14.08 | 20.37 | 0.10755 | 8.6043 | 30.37 | 0.16035 | 12.8283
Any | EPr | CZ14 | 7.03 | 30 | 0.23433 | 18.7467 | 20.37 | 0.1432 | 11.4561 | 27.21 | 0.19129 | 15.3029
Any | EPr | CZ15 | 0.947 | 30 | 0.031567 | 2.5253 | 20.37 | 0.01929 | 1.5432 | 23.79 | 0.022529 | 1.8023
Any | EPr | CZ16 | 18.3 | 30 | 0.61 | 48.8 | 20.37 | 0.37277 | 29.8217 | 34.06 | 0.6233 | 49.8638
Any | ERC | CZ01 | 9.81 | 30 | 0.327 | 26.16 | 20.37 | 0.19983 | 15.9864 | 22.85 | 0.22416 | 17.9327
Any | ERC | CZ02 | 8.79 | 30 | 0.293 | 23.44 | 20.37 | 0.17905 | 14.3242 | 13.16 | 0.11568 | 9.2541
Any | ERC | CZ03 | 6.06 | 30 | 0.202 | 16.16 | 20.37 | 0.12344 | 9.8754 | 19.58 | 0.11865 | 9.4924
Any | ERC | CZ04 | 5.86 | 30 | 0.19533 | 15.6267 | 20.37 | 0.11937 | 9.5495 | 11.28 | 0.066101 | 5.2881
Any | ERC | CZ05 | 4.52 | 30 | 0.15067 | 12.0533 | 20.37 | 0.092072 | 7.3658 | 11.28 | 0.050986 | 4.0788
Any | ERC | CZ06 | 2.55 | 30 | 0.085 | 6.8 | 20.37 | 0.051943 | 4.1555 | 18.54 | 0.047277 | 3.7822
Any | ERC | CZ07 | 2.08 | 30 | 0.069333 | 5.5467 | 20.37 | 0.04237 | 3.3896 | 30.37 | 0.06317 | 5.0536
Any | ERC | CZ08 | 2.35 | 30 | 0.078333 | 6.2667 | 20.37 | 0.04787 | 3.8296 | 18.54 | 0.043569 | 3.4855
Any | ERC | CZ09 | 3.37 | 30 | 0.11233 | 8.9867 | 20.37 | 0.068647 | 5.4918 | 34.06 | 0.11478 | 9.1826
Any | ERC | CZ10 | 3.12 | 30 | 0.104 | 8.32 | 20.37 | 0.063554 | 5.0844 | 27.21 | 0.084895 | 6.7916
Any | ERC | CZ11 | 8.88 | 30 | 0.296 | 23.68 | 20.37 | 0.18089 | 14.4708 | 20.71 | 0.1839 | 14.7124
Any | ERC | CZ12 | 7.99 | 30 | 0.26633 | 21.3067 | 20.37 | 0.16276 | 13.0205 | 20.37 | 0.16276 | 13.0205
Any | ERC | CZ13 | 5.69 | 30 | 0.18967 | 15.1733 | 20.37 | 0.11591 | 9.2724 | 30.37 | 0.17281 | 13.8244
Any | ERC | CZ14 | 7.23 | 30 | 0.241 | 19.28 | 20.37 | 0.14728 | 11.782 | 27.21 | 0.19673 | 15.7383
Any | ERC | CZ15 | 1.23 | 30 | 0.041 | 3.28 | 20.37 | 0.025055 | 2.0044 | 23.79 | 0.029262 | 2.3409
Any | ERC | CZ16 | 20.2 | 30 | 0.67333 | 53.8667 | 20.37 | 0.41147 | 32.9179 | 34.06 | 0.68801 | 55.041
Any | ESe | CZ01 | 14.7 | 30 | 0.49 | 39.2 | 20.37 | 0.29944 | 23.9551 | 22.85 | 0.33589 | 26.8716
Any | ESe | CZ02 | 9.81 | 30 | 0.327 | 26.16 | 20.37 | 0.19983 | 15.9864 | 13.16 | 0.1291 | 10.328
Any | ESe | CZ03 | 7.96 | 30 | 0.26533 | 21.2267 | 20.37 | 0.16215 | 12.9716 | 19.58 | 0.15586 | 12.4685
Any | ESe | CZ04 | 6.97 | 30 | 0.23233 | 18.5867 | 20.37 | 0.14198 | 11.3583 | 11.28 | 0.078622 | 6.2897
Any | ESe | CZ05 | 5.14 | 30 | 0.17133 | 13.7067 | 20.37 | 0.1047 | 8.3761 | 11.28 | 0.057979 | 4.6383
Any | ESe | CZ06 | 2.85 | 30 | 0.095 | 7.6 | 20.37 | 0.058055 | 4.6444 | 18.54 | 0.052839 | 4.2271
Any | ESe | CZ07 | 2.02 | 30 | 0.067333 | 5.3867 | 20.37 | 0.041147 | 3.2918 | 30.37 | 0.061347 | 4.9078
Any | ESe | CZ08 | 2.27 | 30 | 0.075667 | 6.0533 | 20.37 | 0.04624 | 3.6992 | 18.54 | 0.042086 | 3.3669
Any | ESe | CZ09 | 2.56 | 30 | 0.085333 | 6.8267 | 20.37 | 0.052147 | 4.1718 | 34.06 | 0.087194 | 6.9755
Any | ESe | CZ10 | 2.95 | 30 | 0.098333 | 7.8667 | 20.37 | 0.060092 | 4.8073 | 27.21 | 0.08027 | 6.4216
Any | ESe | CZ11 | 10.1 | 30 | 0.33667 | 26.9333 | 20.37 | 0.20574 | 16.459 | 20.71 | 0.20917 | 16.7337
Any | ESe | CZ12 | 9.65 | 30 | 0.32167 | 25.7333 | 20.37 | 0.19657 | 15.7256 | 20.37 | 0.19657 | 15.7256
Any | ESe | CZ13 | 6.9 | 30 | 0.23 | 18.4 | 20.37 | 0.14055 | 11.2442 | 30.37 | 0.20955 | 16.7642
Any | ESe | CZ14 | 9.05 | 30 | 0.30167 | 24.1333 | 20.37 | 0.18435 | 14.7479 | 27.21 | 0.24625 | 19.7
Any | ESe | CZ15 | 0.788 | 30 | 0.026267 | 2.1013 | 20.37 | 0.016052 | 1.2841 | 23.79 | 0.018747 | 1.4997
Any | ESe | CZ16 | 24.1 | 30 | 0.80333 | 64.2667 | 20.37 | 0.49092 | 39.2734 | 34.06 | 0.82085 | 65.6677
Any | Gro | CZ01 | 31 | 20 | 1.55 | 124 | 49.37 | 1.5305 | 122.4376 | 98.2 | 3.0442 | 243.536
Any | Gro | CZ02 | 21.9 | 20 | 1.095 | 87.6 | 49.37 | 1.0812 | 86.4962 | 28.83 | 0.63138 | 50.5102
Any | Gro | CZ03 | 20 | 20 | 1 | 80 | 49.37 | 0.9874 | 78.992 | 41.4 | 0.828 | 66.24
Any | Gro | CZ04 | 17.7 | 20 | 0.885 | 70.8 | 49.37 | 0.87385 | 69.9079 | 39.9 | 0.70623 | 56.4984
Any | Gro | CZ05 | 16.9 | 20 | 0.845 | 67.6 | 49.37 | 0.83435 | 66.7482 | 39.9 | 0.67431 | 53.9448
Any | Gro | CZ06 | 10.9 | 20 | 0.545 | 43.6 | 49.37 | 0.53813 | 43.0506 | 60.11 | 0.6552 | 52.4159
Any | Gro | CZ07 | 8.88 | 20 | 0.444 | 35.52 | 49.37 | 0.43841 | 35.0724 | 144.2 | 1.2805 | 102.4397
Any | Gro | CZ08 | 9.3 | 20 | 0.465 | 37.2 | 49.37 | 0.45914 | 36.7313 | 60.11 | 0.55902 | 44.7218
Any | Gro | CZ09 | 9.14 | 20 | 0.457 | 36.56 | 49.37 | 0.45124 | 36.0993 | 81.18 | 0.74199 | 59.3588
Any | Gro | CZ10 | 10.3 | 20 | 0.515 | 41.2 | 49.37 | 0.50851 | 40.6809 | 64.2 | 0.66126 | 52.9008
Any | Gro | CZ11 | 22 | 20 | 1.1 | 88 | 49.37 | 1.0861 | 86.8912 | 29.71 | 0.65362 | 52.2896
Any | Gro | CZ12 | 21 | 20 | 1.05 | 84 | 49.37 | 1.0368 | 82.9416 | 49.37 | 1.0368 | 82.9416
Any | Gro | CZ13 | 16.4 | 20 | 0.82 | 65.6 | 49.37 | 0.80967 | 64.7734 | 144.2 | 2.3649 | 189.1904
Any | Gro | CZ14 | 20.4 | 20 | 1.02 | 81.6 | 49.37 | 1.0071 | 80.5718 | 64.2 | 1.3097 | 104.7744
Any | Gro | CZ15 | 5.68 | 20 | 0.284 | 22.72 | 49.37 | 0.28042 | 22.4337 | 111.39 | 0.6327 | 50.6156
Any | Gro | CZ16 | 40.9 | 20 | 2.045 | 163.6 | 49.37 | 2.0192 | 161.5386 | 81.18 | 3.3203 | 265.621
Any | Hsp | CZ01 | 40.6 | 40 | 1.015 | 81.2 | 25 | 1.015 | 81.2 | 45.09 | 1.8307 | 146.4523
Any | Hsp | CZ02 | 29.8 | 40 | 0.745 | 59.6 | 25 | 0.745 | 59.6 | 17.1 | 0.50958 | 40.7664
Any | Hsp | CZ03 | 23.4 | 40 | 0.585 | 46.8 | 25 | 0.585 | 46.8 | 28.94 | 0.6772 | 54.1757
Any | Hsp | CZ04 | 21.4 | 40 | 0.535 | 42.8 | 25 | 0.535 | 42.8 | 22.61 | 0.48385 | 38.7083
Any | Hsp | CZ05 | 17.7 | 40 | 0.4425 | 35.4 | 25 | 0.4425 | 35.4 | 22.61 | 0.4002 | 32.0158
Any | Hsp | CZ06 | 9.21 | 40 | 0.23025 | 18.42 | 25 | 0.23025 | 18.42 | 26.57 | 0.24471 | 19.5768
Any | Hsp | CZ07 | 6.36 | 40 | 0.159 | 12.72 | 25 | 0.159 | 12.72 | 38.36 | 0.24397 | 19.5176
Any | Hsp | CZ08 | 8.96 | 40 | 0.224 | 17.92 | 25 | 0.224 | 17.92 | 26.57 | 0.23807 | 19.0454
Any | Hsp | CZ09 | 8.45 | 40 | 0.21125 | 16.9 | 25 | 0.21125 | 16.9 | 30.42 | 0.25705 | 20.5639
Any | Hsp | CZ10 | 11.6 | 40 | 0.29 | 23.2 | 25 | 0.29 | 23.2 | 28 | 0.3248 | 25.984
Any | Hsp | CZ11 | 30.2 | 40 | 0.755 | 60.4 | 25 | 0.755 | 60.4 | 30.76 | 0.92895 | 74.3162
Any | Hsp | CZ12 | 28.6 | 40 | 0.715 | 57.2 | 25 | 0.715 | 57.2 | 25 | 0.715 | 57.2
Any | Hsp | CZ13 | 22.1 | 40 | 0.5525 | 44.2 | 25 | 0.5525 | 44.2 | 38.36 | 0.84776 | 67.8205
Any | Hsp | CZ14 | 28.8 | 40 | 0.72 | 57.6 | 25 | 0.72 | 57.6 | 28 | 0.8064 | 64.512
Any | Hsp | CZ15 | 4.44 | 40 | 0.111 | 8.88 | 25 | 0.111 | 8.88 | 24.63 | 0.10936 | 8.7486
Any | Hsp | CZ16 | 68.8 | 40 | 1.72 | 137.6 | 25 | 1.72 | 137.6 | 30.42 | 2.0929 | 167.4317
Any | Htl | CZ01 | 2.06 | 40 | 0.0515 | 4.12 | 83.27 | 0.17154 | 13.7229 | 170.84 | 0.35193 | 28.1544
Any | Htl | CZ02 | 1.56 | 40 | 0.039 | 3.12 | 83.27 | 0.1299 | 10.3921 | 522.31 | 0.8148 | 65.1843
Any | Htl | CZ03 | 1.3 | 40 | 0.0325 | 2.6 | 83.27 | 0.10825 | 8.6601 | 58.44 | 0.075972 | 6.0778
Any | Htl | CZ04 | 1.17 | 40 | 0.02925 | 2.34 | 83.27 | 0.097426 | 7.7941 | 48.45 | 0.056687 | 4.5349
Any | Htl | CZ05 | 1.06 | 40 | 0.0265 | 2.12 | 83.27 | 0.088266 | 7.0613 | 48.45 | 0.051357 | 4.1086
Any | Htl | CZ06 | 0.588 | 40 | 0.0147 | 1.176 | 83.27 | 0.048963 | 3.917 | 61.63 | 0.036238 | 2.8991
Any | Htl | CZ07 | 0.448 | 40 | 0.0112 | 0.896 | 83.27 | 0.037305 | 2.9844 | 62.9 | 0.028179 | 2.2543
Any | Htl | CZ08 | 0.556 | 40 | 0.0139 | 1.112 | 83.27 | 0.046298 | 3.7038 | 61.63 | 0.034266 | 2.7413
Any | Htl | CZ09 | 0.536 | 40 | 0.0134 | 1.072 | 83.27 | 0.044633 | 3.5706 | 115.48 | 0.061897 | 4.9518
Any | Htl | CZ10 | 0.644 | 40 | 0.0161 | 1.288 | 83.27 | 0.053626 | 4.2901 | 53.64 | 0.034544 | 2.7635
Any | Htl | CZ11 | 1.5 | 40 | 0.0375 | 3 | 83.27 | 0.12491 | 9.9924 | 46.92 | 0.07038 | 5.6304
Any | Htl | CZ12 | 1.43 | 40 | 0.03575 | 2.86 | 83.27 | 0.11908 | 9.5261 | 83.27 | 0.11908 | 9.5261
Any | Htl | CZ13 | 1.11 | 40 | 0.02775 | 2.22 | 83.27 | 0.09243 | 7.3944 | 62.9 | 0.069819 | 5.5855
Any | Htl | CZ14 | 1.51 | 40 | 0.03775 | 3.02 | 83.27 | 0.12574 | 10.059 | 53.64 | 0.080996 | 6.4797
Any | Htl | CZ15 | 0.267 | 40 | 0.006675 | 0.534 | 83.27 | 0.022233 | 1.7786 | 61.71 | 0.016477 | 1.3181
Any | Htl | CZ16 | 3.45 | 40 | 0.08625 | 6.9 | 83.27 | 0.28728 | 22.9825 | 115.48 | 0.39841 | 31.8725
Any | MBT | CZ01 | 1.09 | 20 | 0.0545 | 4.36 | 28.78 | 0.03137 | 2.5096 | 154.59 | 0.1685 | 13.4802
Any | MBT | CZ02 | 0.79 | 20 | 0.0395 | 3.16 | 28.78 | 0.022736 | 1.8189 | 23.55 | 0.018604 | 1.4884
Any | MBT | CZ03 | 0.54 | 20 | 0.027 | 2.16 | 28.78 | 0.015541 | 1.2433 | 46.03 | 0.024856 | 1.9885
Any | MBT | CZ04 | 0.537 | 20 | 0.02685 | 2.148 | 28.78 | 0.015455 | 1.2364 | 26.43 | 0.014193 | 1.1354
Any | MBT | CZ05 | 0.466 | 20 | 0.0233 | 1.864 | 28.78 | 0.013411 | 1.0729 | 26.43 | 0.012316 | 0.98531
Any | MBT | CZ06 | 0.236 | 20 | 0.0118 | 0.944 | 28.78 | 0.0067921 | 0.54337 | 51.26 | 0.012097 | 0.96779
Any | MBT | CZ07 | 0.158 | 20 | 0.0079 | 0.632 | 28.78 | 0.0045472 | 0.36378 | 50.01 | 0.0079016 | 0.63213
Any | MBT | CZ08 | 0.278 | 20 | 0.0139 | 1.112 | 28.78 | 0.0080008 | 0.64007 | 51.26 | 0.01425 | 1.14
Any | MBT | CZ09 | 0.163 | 20 | 0.00815 | 0.652 | 28.78 | 0.0046911 | 0.37529 | 55.47 | 0.0090416 | 0.72333
Any | MBT | CZ10 | 0.27 | 20 | 0.0135 | 1.08 | 28.78 | 0.0077706 | 0.62165 | 54.4 | 0.014688 | 1.175
Any | MBT | CZ11 | 0.93 | 20 | 0.0465 | 3.72 | 28.78 | 0.026765 | 2.1412 | 24.17 | 0.022478 | 1.7982
Any | MBT | CZ12 | 0.808 | 20 | 0.0404 | 3.232 | 28.78 | 0.023254 | 1.8603 | 28.78 | 0.023254 | 1.8603
Any | MBT | CZ13 | 0.625 | 20 | 0.03125 | 2.5 | 28.78 | 0.017988 | 1.439 | 50.01 | 0.031256 | 2.5005
Any | MBT | CZ14 | 0.914 | 20 | 0.0457 | 3.656 | 28.78 | 0.026305 | 2.1044 | 54.4 | 0.049722 | 3.9777
Any | MBT | CZ15 | 0.0896 | 20 | 0.00448 | 0.3584 | 28.78 | 0.0025787 | 0.2063 | 54.93 | 0.0049217 | 0.39374
Any | MBT | CZ16 | 2.92 | 20 | 0.146 | 11.68 | 28.78 | 0.084038 | 6.723 | 55.47 | 0.16197 | 12.9578
Any | MLI | CZ01 | 5.75 | 20 | 0.2875 | 23 | 28.78 | 0.16548 | 13.2388 | 154.59 | 0.88889 | 71.1114
Any | MLI | CZ02 | 3.87 | 20 | 0.1935 | 15.48 | 28.78 | 0.11138 | 8.9103 | 23.55 | 0.091139 | 7.2911
Any | MLI | CZ03 | 2.98 | 20 | 0.149 | 11.92 | 28.78 | 0.085764 | 0 | 46.03 | 0.13717 | 0
Any | MLI | CZ04 | 2.99 | 20 | 0.1495 | 11.96 | 28.78 | 0.086052 | 0 | 26.43 | 0.079026 | 0
Any | MLI | CZ05 | 1.8 | 20 | 0.09 | 7.2 | 28.78 | 0.051804 | 0 | 26.43 | 0.047574 | 0
Any | MLI | CZ06 | 1.06 | 20 | 0.053 | 4.24 | 28.78 | 0.030507 | 0 | 51.26 | 0.054336 | 0
Any | MLI | CZ07 | 0.68 | 20 | 0.034 | 2.72 | 28.78 | 0.01957 | 0 | 50.01 | 0.034007 | 0
Any | MLI | CZ08 | 1.06 | 20 | 0.053 | 4.24 | 28.78 | 0.030507 | 0 | 51.26 | 0.054336 | 0
Any | MLI | CZ09 | 0.472 | 20 | 0.0236 | 1.888 | 28.78 | 0.013584 | 0 | 55.47 | 0.026182 | 0
Any | MLI | CZ10 | 0.775 | 20 | 0.03875 | 3.1 | 28.78 | 0.022305 | 0 | 54.4 | 0.04216 | 0
Any | MLI | CZ11 | 5.53 | 20 | 0.2765 | 22.12 | 28.78 | 0.15915 | 0 | 24.17 | 0.13366 | 0
Any | MLI | CZ12 | 4.91 | 20 | 0.2455 | 19.64 | 28.78 | 0.14131 | 0 | 28.78 | 0.14131 | 0
Any | MLI | CZ13 | 3.66 | 20 | 0.183 | 14.64 | 28.78 | 0.10533 | 0 | 50.01 | 0.18304 | 0
Any | MLI | CZ14 | 4.73 | 20 | 0.2365 | 18.92 | 28.78 | 0.13613 | 0 | 54.4 | 0.25731 | 0
Any | MLI | CZ15 | 0.344 | 20 | 0.0172 | 1.376 | 28.78 | 0.0099003 | 0 | 54.93 | 0.018896 | 0
Any | MLI | CZ16 | 13.4 | 20 | 0.67 | 53.6 | 28.78 | 0.38565 | 0 | 55.47 | 0.7433 | 0
Any | Nrs | CZ01 | 38.3 | 50 | 0.766 | 61.28 | 25 | 0.9575 | 0 | 45.09 | 1.7269 | 0
Any | Nrs | CZ02 | 29.2 | 50 | 0.584 | 46.72 | 25 | 0.73 | 0 | 17.1 | 0.49932 | 0
Any | Nrs | CZ03 | 23.9 | 50 | 0.478 | 38.24 | 25 | 0.5975 | 0 | 28.94 | 0.69167 | 0
Any | Nrs | CZ04 | 21.7 | 50 | 0.434 | 34.72 | 25 | 0.5425 | 0 | 22.61 | 0.49064 | 0
Any | Nrs | CZ05 | 20.3 | 50 | 0.406 | 32.48 | 25 | 0.5075 | 0 | 22.61 | 0.45898 | 0
Any | Nrs | CZ06 | 11.3 | 50 | 0.226 | 18.08 | 25 | 0.2825 | 0 | 26.57 | 0.30024 | 0
Any | Nrs | CZ07 | 8.7 | 50 | 0.174 | 13.92 | 25 | 0.2175 | 0 | 38.36 | 0.33373 | 0
Any | Nrs | CZ08 | 11.2 | 50 | 0.224 | 17.92 | 25 | 0.28 | 0 | 26.57 | 0.29758 | 0
Any | Nrs | CZ09 | 10.4 | 50 | 0.208 | 16.64 | 25 | 0.26 | 0 | 30.42 | 0.31637 | 0
Any | Nrs | CZ10 | 12.3 | 50 | 0.246 | 19.68 | 25 | 0.3075 | 0 | 28 | 0.3444 | 0
Any | Nrs | CZ11 | 28 | 50 | 0.56 | 44.8 | 25 | 0.7 | 0 | 30.76 | 0.86128 | 0
Any | Nrs | CZ12 | 26.7 | 50 | 0.534 | 42.72 | 25 | 0.6675 | 0 | 25 | 0.6675 | 0
Any | Nrs | CZ13 | 20.8 | 50 | 0.416 | 33.28 | 25 | 0.52 | 0 | 38.36 | 0.79789 | 0
Any | Nrs | CZ14 | 26.5 | 50 | 0.53 | 42.4 | 25 | 0.6625 | 0 | 28 | 0.742 | 0
Any | Nrs | CZ15 | 4.82 | 50 | 0.0964 | 7.712 | 25 | 0.1205 | 0 | 24.63 | 0.11872 | 0
Any | Nrs | CZ16 | 63.2 | 50 | 1.264 | 101.12 | 25 | 1.58 | 0 | 30.42 | 1.9225 | 0
Any | OfS | CZ01 | 2.96 | 40 | 0.074 | 5.92 | 42.67 | 0.1263 | 0 | 24.08 | 0.071277 | 0
Any | OfS | CZ02 | 2.62 | 40 | 0.0655 | 5.24 | 42.67 | 0.1118 | 0 | 19.05 | 0.049911 | 0
Any | OfS | CZ03 | 2.09 | 40 | 0.05225 | 4.18 | 42.67 | 0.08918 | 0 | 28.96 | 0.060526 | 0
Any | OfS | CZ04 | 2.21 | 40 | 0.05525 | 4.42 | 42.67 | 0.094301 | 0 | 24.9 | 0.055029 | 0
Any | OfS | CZ05 | 1.03 | 40 | 0.02575 | 2.06 | 42.67 | 0.04395 | 0 | 24.9 | 0.025647 | 2.0518
Any | OfS | CZ06 | 0.225 | 40 | 0.005625 | 0.45 | 42.67 | 0.0096007 | 0 | 44.7 | 0.010058 | 0.8046
Any | OfS | CZ07 | 0.124 | 40 | 0.0031 | 0.248 | 42.67 | 0.0052911 | 0 | 190.85 | 0.023665 | 1.8932
Any | OfS | CZ08 | 0.477 | 40 | 0.011925 | 0.954 | 42.67 | 0.020354 | 0 | 44.7 | 0.021322 | 1.7058
Any | OfS | CZ09 | 0.274 | 40 | 0.00685 | 0.548 | 42.67 | 0.011692 | 0 | 26.75 | 0.0073295 | 0.58636
Any | OfS | CZ10 | 0.26 | 40 | 0.0065 | 0.52 | 42.67 | 0.011094 | 0 | 35.22 | 0.0091572 | 0.73258
Any | OfS | CZ11 | 4.1 | 40 | 0.1025 | 8.2 | 42.67 | 0.17495 | 0 | 17.44 | 0.071504 | 5.7203
Any | OfS | CZ12 | 3.18 | 40 | 0.0795 | 6.36 | 42.67 | 0.13569 | 0 | 42.67 | 0.13569 | 10.8552
Any | OfS | CZ13 | 2.3 | 40 | 0.0575 | 4.6 | 42.67 | 0.098141 | 0 | 190.85 | 0.43895 | 35.1164
Any | OfS | CZ14 | 2.85 | 40 | 0.07125 | 5.7 | 42.67 | 0.12161 | 0 | 35.22 | 0.10038 | 0
Any | OfS | CZ15 | 0.0382 | 40 | 0.000955 | 0.0764 | 42.67 | 0.00163 | 0 | 162.2 | 0.006196 | 0
Any | OfS | CZ16 | 11 | 40 | 0.275 | 22 | 42.67 | 0.46937 | 0 | 26.75 | 0.29425 | 0
Any | RFF | CZ01 | 58.5 | 30 | 1.95 | 156 | 23.2 | 1.3572 | 0 | 51.55 | 3.0157 | 0
Any | RFF | CZ02 | 41.3 | 30 | 1.3767 | 110.1333 | 23.2 | 0.95816 | 0 | 19.5 | 0.80535 | 0
Any | RFF | CZ03 | 34.7 | 30 | 1.1567 | 92.5333 | 23.2 | 0.80504 | 0 | 40.18 | 1.3942 | 0
Any | RFF | CZ04 | 30.2 | 30 | 1.0067 | 80.5333 | 23.2 | 0.70064 | 56.0512 | 18.65 | 0.56323 | 45.0584
Any | RFF | CZ05 | 26.2 | 30 | 0.87333 | 69.8667 | 23.2 | 0.60784 | 48.6272 | 18.65 | 0.48863 | 39.0904
Any | RFF | CZ06 | 14.4 | 30 | 0.48 | 38.4 | 23.2 | 0.33408 | 26.7264 | 19.29 | 0.27778 | 22.2221
Any | RFF | CZ07 | 10.6 | 30 | 0.35333 | 28.2667 | 23.2 | 0.24592 | 19.6736 | 23.63 | 0.25048 | 20.0382
Any | RFF | CZ08 | 13.2 | 30 | 0.44 | 35.2 | 23.2 | 0.30624 | 24.4992 | 19.29 | 0.25463 | 20.3702
Any | RFF | CZ09 | 12.5 | 30 | 0.41667 | 33.3333 | 23.2 | 0.29 | 23.2 | 19.06 | 0.23825 | 19.06
Any | RFF | CZ10 | 14.6 | 30 | 0.48667 | 38.9333 | 23.2 | 0.33872 | 27.0976 | 11.73 | 0.17126 | 13.7006
Any | RFF | CZ11 | 42.1 | 30 | 1.4033 | 112.2667 | 23.2 | 0.97672 | 78.1376 | 16.96 | 0.71402 | 57.1213
Any | RFF | CZ12 | 39.5 | 30 | 1.3167 | 105.3333 | 23.2 | 0.9164 | 73.312 | 23.2 | 0.9164 | 73.312
Any | RFF | CZ13 | 30.5 | 30 | 1.0167 | 81.3333 | 23.2 | 0.7076 | 56.608 | 23.63 | 0.72071 | 57.6572
Any | RFF | CZ14 | 37.5 | 30 | 1.25 | 100 | 23.2 | 0.87 | 69.6 | 11.73 | 0.43988 | 35.19
Any | RFF | CZ15 | 5.51 | 30 | 0.18367 | 14.6933 | 23.2 | 0.12783 | 10.2266 | 25.23 | 0.13902 | 11.1214
Any | RFF | CZ16 | 93 | 30 | 3.1 | 248 | 23.2 | 2.1576 | 172.608 | 19.06 | 1.7726 | 141.8064
Any | RSD | CZ01 | 45.5 | 40 | 1.1375 | 91 | 23.2 | 1.0556 | 84.448 | 51.55 | 2.3455 | 187.642
Any | RSD | CZ02 | 32.6 | 40 | 0.815 | 65.2 | 23.2 | 0.75632 | 60.5056 | 19.5 | 0.6357 | 50.856
Any | RSD | CZ03 | 27.8 | 40 | 0.695 | 55.6 | 23.2 | 0.64496 | 51.5968 | 40.18 | 1.117 | 89.3603
Any | RSD | CZ04 | 24.1 | 40 | 0.6025 | 48.2 | 23.2 | 0.55912 | 44.7296 | 18.65 | 0.44946 | 35.9572
Any | RSD | CZ05 | 22.2 | 40 | 0.555 | 44.4 | 23.2 | 0.51504 | 41.2032 | 18.65 | 0.41403 | 33.1224
Any | RSD | CZ06 | 13.2 | 40 | 0.33 | 26.4 | 23.2 | 0.30624 | 24.4992 | 19.29 | 0.25463 | 20.3702
Any | RSD | CZ07 | 10.2 | 40 | 0.255 | 20.4 | 23.2 | 0.23664 | 18.9312 | 23.63 | 0.24103 | 19.2821
Any | RSD | CZ08 | 12 | 40 | 0.3 | 24 | 23.2 | 0.2784 | 22.272 | 19.29 | 0.23148 | 18.5184
Any | RSD | CZ09 | 11.2 | 40 | 0.28 | 22.4 | 23.2 | 0.25984 | 20.7872 | 19.06 | 0.21347 | 17.0778
Any | RSD | CZ10 | 13.2 | 40 | 0.33 | 26.4 | 23.2 | 0.30624 | 24.4992 | 11.73 | 0.15484 | 12.3869
Any | RSD | CZ11 | 31 | 40 | 0.775 | 62 | 23.2 | 0.7192 | 57.536 | 16.96 | 0.52576 | 42.0608
Any | RSD | CZ12 | 29.8 | 40 | 0.745 | 59.6 | 23.2 | 0.69136 | 55.3088 | 23.2 | 0.69136 | 55.3088
Any | RSD | CZ13 | 23.2 | 40 | 0.58 | 46.4 | 23.2 | 0.53824 | 43.0592 | 23.63 | 0.54822 | 43.8573
Any | RSD | CZ14 | 29.6 | 40 | 0.74 | 59.2 | 23.2 | 0.68672 | 54.9376 | 11.73 | 0.34721 | 27.7766
Any | RSD | CZ15 | 5.05 | 40 | 0.12625 | 10.1 | 23.2 | 0.11716 | 9.3728 | 25.23 | 0.12741 | 10.1929
Any | RSD | CZ16 | 69.5 | 40 | 1.7375 | 139 | 23.2 | 1.6124 | 128.992 | 19.06 | 1.3247 | 105.9736
Any | RtL | CZ01 | 8.32 | 20 | 0.416 | 33.28 | 46.85 | 0.38979 | 31.1834 | 38.33 | 0.31891 | 25.5124
Any | RtL | CZ02 | 6.41 | 20 | 0.3205 | 25.64 | 46.85 | 0.30031 | 24.0247 | 31.53 | 0.20211 | 16.1686
Any | RtL | CZ03 | 4.51 | 20 | 0.2255 | 18.04 | 46.85 | 0.21129 | 16.9035 | 46.55 | 0.20994 | 16.7952
Any | RtL | CZ04 | 4.27 | 20 | 0.2135 | 17.08 | 46.85 | 0.20005 | 16.004 | 38.8 | 0.16568 | 13.2541
Any | RtL | CZ05 | 3.11 | 20 | 0.1555 | 12.44 | 46.85 | 0.1457 | 11.6563 | 38.8 | 0.12067 | 9.6534
Any | RtL | CZ06 | 2.04 | 20 | 0.102 | 8.16 | 46.85 | 0.095574 | 7.6459 | 93.58 | 0.1909 | 15.2723
Any | RtL | CZ07 | 1.57 | 20 | 0.0785 | 6.28 | 46.85 | 0.073555 | 5.8844 | 89.42 | 0.14039 | 11.2312
Any | RtL | CZ08 | 2.04 | 20 | 0.102 | 8.16 | 46.85 | 0.095574 | 7.6459 | 93.58 | 0.1909 | 15.2723
Any | RtL | CZ09 | 1.58 | 20 | 0.079 | 6.32 | 46.85 | 0.074023 | 5.9218 | 70.08 | 0.11073 | 8.8581
Any | RtL | CZ10 | 2 | 20 | 0.1 | 8 | 46.85 | 0.0937 | 7.496 | 49.41 | 0.09882 | 7.9056
Any | RtL | CZ11 | 7.44 | 20 | 0.372 | 29.76 | 46.85 | 0.34856 | 27.8851 | 22.93 | 0.1706 | 13.6479
Any | RtL | CZ12 | 6.67 | 20 | 0.3335 | 26.68 | 46.85 | 0.31249 | 24.9992 | 46.85 | 0.31249 | 24.9992
Any | RtL | CZ13 | 5.03 | 20 | 0.2515 | 20.12 | 46.85 | 0.23566 | 18.8524 | 89.42 | 0.44978 | 35.9826
Any | RtL | CZ14 | 7.2 | 20 | 0.36 | 28.8 | 46.85 | 0.33732 | 26.9856 | 49.41 | 0.35575 | 28.4602
Any | RtL | CZ15 | 0.789 | 20 | 0.03945 | 3.156 | 46.85 | 0.036965 | 2.9572 | 69.98 | 0.055214 | 4.4171
Any | RtL | CZ16 | 20.2 | 20 | 1.01 | 80.8 | 46.85 | 0.94637 | 75.7096 | 70.08 | 1.4156 | 113.2493
Any | RtS | CZ01 | 13.6 | 30 | 0.45333 | 36.2667 | 46.85 | 0.63716 | 50.9728 | 38.33 | 0.52129 | 41.703
Any | RtS | CZ02 | 9.73 | 30 | 0.32433 | 25.9467 | 46.85 | 0.45585 | 36.468 | 31.53 | 0.30679 | 24.543
Any | RtS | CZ03 | 7.84 | 30 | 0.26133 | 20.9067 | 46.85 | 0.3673 | 29.3843 | 46.55 | 0.36495 | 29.1962
Any | RtS | CZ04 | 7.11 | 30 | 0.237 | 18.96 | 46.85 | 0.3331 | 26.6483 | 38.8 | 0.27587 | 22.0694
Any | RtS | CZ05 | 5.23 | 30 | 0.17433 | 13.9467 | 46.85 | 0.24503 | 19.602 | 38.8 | 0.20292 | 16.2339
Any | RtS | CZ06 | 2.85 | 30 | 0.095 | 7.6 | 46.85 | 0.13352 | 10.6818 | 93.58 | 0.2667 | 21.3362
Any | RtS | CZ07 | 2.13 | 30 | 0.071 | 5.68 | 46.85 | 0.099791 | 7.9832 | 89.42 | 0.19046 | 15.2372
Any | RtS | CZ08 | 2.73 | 30 | 0.091 | 7.28 | 46.85 | 0.1279 | 10.232 | 93.58 | 0.25547 | 20.4379
Any | RtS | CZ09 | 2.3 | 30 | 0.076667 | 6.1333 | 46.85 | 0.10776 | 8.6204 | 70.08 | 0.16118 | 12.8947
Any | RtS | CZ10 | 2.5 | 30 | 0.083333 | 6.6667 | 46.85 | 0.11713 | 9.37 | 49.41 | 0.12352 | 9.882
Any | RtS | CZ11 | 11.8 | 30 | 0.39333 | 31.4667 | 46.85 | 0.55283 | 44.2264 | 22.93 | 0.27057 | 21.6459
Any | RtS | CZ12 | 10.5 | 30 | 0.35 | 28 | 46.85 | 0.49193 | 39.354 | 46.85 | 0.49193 | 39.354
Any | RtS | CZ13 | 7.82 | 30 | 0.26067 | 20.8533 | 46.85 | 0.36637 | 29.3094 | 89.42 | 0.69926 | 55.9412
Any | RtS | CZ14 | 9.47 | 30 | 0.31567 | 25.2533 | 46.85 | 0.44367 | 35.4936 | 49.41 | 0.46791 | 37.433
Any | RtS | CZ15 | 1.01 | 30 | 0.033667 | 2.6933 | 46.85 | 0.047319 | 3.7855 | 69.98 | 0.07068 | 5.6544
Any | RtS | CZ16 | 27.2 | 30 | 0.90667 | 72.5333 | 46.85 | 1.2743 | 101.9456 | 70.08 | 1.9062 | 152.4941
Any | SCn | CZ01 | 8.54 | 30 | 0.28467 | 22.7733 | 669.98 | 5.7216 | 457.7303 | 89.345 | 0.76301 | 61.0405
Any | SCn | CZ02 | 5.66 | 30 | 0.18867 | 15.0933 | 669.98 | 3.7921 | 303.3669 | 74.03 | 0.41901 | 33.5208
Any | SCn | CZ03 | 4.64 | 30 | 0.15467 | 12.3733 | 669.98 | 3.1087 | 248.6966 | 127.74 | 0.59271 | 47.4171
Any | SCn | CZ04 | 4.5 | 30 | 0.15 | 12 | 669.98 | 3.0149 | 241.1928 | 73.62 | 0.33129 | 26.5032
Any | SCn | CZ05 | 3.33 | 30 | 0.111 | 8.88 | 669.98 | 2.231 | 178.4827 | 73.62 | 0.24515 | 19.6124
Any | SCn | CZ06 | 2.27 | 30 | 0.075667 | 6.0533 | 669.98 | 1.5209 | 121.6684 | 98.84 | 0.22437 | 17.9493
Any | SCn | CZ07 | 1.63 | 30 | 0.054333 | 4.3467 | 669.98 | 1.0921 | 87.3654 | 65.57 | 0.10688 | 8.5503
Any | SCn | CZ08 | 1.99 | 30 | 0.066333 | 5.3067 | 669.98 | 1.3333 | 106.6608 | 98.84 | 0.19669 | 15.7353
Any | SCn | CZ09 | 1.28 | 30 | 0.042667 | 3.4133 | 669.98 | 0.85757 | 68.606 | 255.69 | 0.32728 | 26.1827
Any | SCn | CZ10 | 1.7 | 30 | 0.056667 | 4.5333 | 669.98 | 1.139 | 91.1173 | 239.04 | 0.40637 | 32.5094
Any | SCn | CZ11 | 6.76 | 30 | 0.22533 | 18.0267 | 669.98 | 4.5291 | 362.3252 | 81.99 | 0.55425 | 44.3402
Any | SCn | CZ12 | 6.26 | 30 | 0.20867 | 16.6933 | 669.98 | 4.1941 | 335.526 | 669.98 | 4.1941 | 335.526
Any | SCn | CZ13 | 4.84 | 30 | 0.16133 | 12.9067 | 669.98 | 3.2427 | 259.4163 | 65.57 | 0.31736 | 25.3887
Any | SCn | CZ14 | 6.11 | 30 | 0.20367 | 16.2933 | 669.98 | 4.0936 | 327.4862 | 239.04 | 1.4605 | 116.8428
Any | SCn | CZ15 | 0.778 | 30 | 0.025933 | 2.0747 | 669.98 | 0.52124 | 41.6996 | 102.45 | 0.079706 | 6.3765
Any | SCn | CZ16 | 15.1 | 30 | 0.50333 | 40.2667 | 669.98 | 10.1167 | 809.3358 | 255.69 | 3.8609 | 308.8735
Any | WRf | CZ01 | 3.74 | 20 | 0.187 | 14.96 | 248.22 | 0.92834 | 74.2674 | 585.19 | 2.1886 | 175.0888
Any | WRf | CZ02 | 3.24 | 20 | 0.162 | 12.96 | 248.22 | 0.80423 | 64.3386 | 161.39 | 0.5229 | 41.8323
Any | WRf | CZ03 | 1.6 | 20 | 0.08 | 6.4 | 248.22 | 0.39715 | 31.7722 | 150.25 | 0.2404 | 19.232
Any | WRf | CZ04 | 1.8 | 20 | 0.09 | 7.2 | 248.22 | 0.4468 | 35.7437 | 1544.25 | 2.7796 | 222.372
Any | WRf | CZ05 | 1.47 | 20 | 0.0735 | 5.88 | 248.22 | 0.36488 | 29.1907 | 1544.25 | 2.27 | 181.6038
Any | WRf | CZ06 | 0.37 | 20 | 0.0185 | 1.48 | 248.22 | 0.091841 | 7.3473 | 607.69 | 0.22485 | 17.9876
Any | WRf | CZ07 | 0.254 | 20 | 0.0127 | 1.016 | 248.22 | 0.063048 | 5.0438 | 94.62 | 0.024033 | 1.9227
Any | WRf | CZ08 | 0.629 | 20 | 0.03145 | 2.516 | 248.22 | 0.15613 | 12.4904 | 607.69 | 0.38224 | 30.579
Any | WRf | CZ09 | 0.292 | 20 | 0.0146 | 1.168 | 248.22 | 0.07248 | 5.7984 | 172.83 | 0.050466 | 4.0373
Any | WRf | CZ10 | 0.731 | 20 | 0.03655 | 2.924 | 248.22 | 0.18145 | 14.5159 | 167.36 | 0.12234 | 9.7872
Any | WRf | CZ11 | 3.97 | 20 | 0.1985 | 15.88 | 248.22 | 0.98543 | 78.8347 | 484.87 | 1.9249 | 153.9947
Any | WRf | CZ12 | 3.07 | 20 | 0.1535 | 12.28 | 248.22 | 0.76204 | 60.9628 | 248.22 | 0.76204 | 60.9628
Any | WRf | CZ13 | 2.13 | 20 | 0.1065 | 8.52 | 248.22 | 0.52871 | 42.2967 | 94.62 | 0.20154 | 16.1232
Any | WRf | CZ14 | 2.76 | 20 | 0.138 | 11.04 | 248.22 | 0.68509 | 54.807 | 167.36 | 0.46191 | 36.9531
Any | WRf | CZ15 | 0.177 | 20 | 0.00885 | 0.708 | 248.22 | 0.043935 | 3.5148 | 61.18 | 0.010829 | 0.86631
Any | WRf | CZ16 | 11.9 | 20 | 0.595 | 47.6 | 248.22 | 2.9538 | 236.3054 | 172.83 | 2.0567 | 164.5342
PGE | Asm | CZ01 | 71.7 | 30 | 2.39 | 191.2 | 54.954 | 3.9402 | 315.2161 | 14.57 | 1.0447 | 83.5735
PGE | Asm | CZ02 | 56.5 | 30 | 1.8833 | 150.6667 | 54.954 | 3.1049 | 248.3921 | 32.02 | 1.8091 | 144.7304
PGE | Asm | CZ03 | 45.2 | 30 | 1.5067 | 120.5333 | 54.954 | 2.4839 | 198.7137 | 38.37 | 1.7343 | 138.7459
PGE | Asm | CZ04 | 42.4 | 30 | 1.4133 | 113.0667 | 54.954 | 2.33 | 186.404 | 36.98 | 1.568 | 125.4362
PGE | Asm | CZ05 | 44.4 | 30 | 1.48 | 118.4 | 54.954 | 2.44 | 195.1966 | 36.98 | 1.6419 | 131.353
PGE | Asm | CZ11 | 53.9 | 30 | 1.7967 | 143.7333 | 54.954 | 2.962 | 236.9616 | 21.55 | 1.1615 | 92.9236
PGE | Asm | CZ12 | 52.5 | 30 | 1.75 | 140 | 54.954 | 2.8851 | 230.8068 | 47.33 | 2.4848 | 198.786
PGE | Asm | CZ13 | 41.5 | 30 | 1.3833 | 110.6667 | 54.954 | 2.2806 | 182.4473 | 53.58 | 2.2236 | 177.8856
PGE | Asm | CZ16 | 116 | 30 | 3.8667 | 309.3333 | 54.954 | 6.3747 | 509.9731 | 34.61 | 4.0148 | 321.1808
PGE | Asm | IOU | 47.8 | 30 | 1.5933 | 127.4667 | 54.954 | 2.6268 | 210.1441 | FALSE | 0 | 0
PGE | Com | CZ01 | 17.7 | 40 | 0.4425 | 35.4 | 54.954 | 0.97269 | 77.8149 | 14.57 | 0.25789 | 20.6311
PGE | Com | CZ02 | 14.5 | 40 | 0.3625 | 29 | 54.954 | 0.79683 | 63.7466 | 32.02 | 0.46429 | 37.1432
PGE | Com | CZ03 | 10.9 | 40 | 0.2725 | 21.8 | 54.954 | 0.599 | 47.9199 | 38.37 | 0.41823 | 33.4586
PGE | Com | CZ04 | 10.3 | 40 | 0.2575 | 20.6 | 54.954 | 0.56603 | 45.2821 | 36.98 | 0.38089 | 30.4715
PGE | Com | CZ05 | 9.78 | 40 | 0.2445 | 19.56 | 54.954 | 0.53745 | 42.996 | 36.98 | 0.36166 | 28.9332
PGE | Com | CZ11 | 15 | 40 | 0.375 | 30 | 54.954 | 0.82431 | 65.9448 | 21.55 | 0.32325 | 25.86
PGE | Com | CZ12 | 13.4 | 40 | 0.335 | 26.8 | 54.954 | 0.73638 | 58.9107 | 47.33 | 0.63422 | 50.7378
PGE | Com | CZ13 | 10.1 | 40 | 0.2525 | 20.2 | 54.954 | 0.55504 | 44.4028 | 53.58 | 0.54116 | 43.2926
PGE | Com | CZ16 | 33.4 | 40 | 0.835 | 66.8 | 54.954 | 1.8355 | 146.8371 | 34.61 | 1.156 | 92.4779
PGE | Com | IOU | 11.9 | 40 | 0.2975 | 23.8 | 54.954 | 0.65395 | 52.3162 | FALSE | 0 | 0
PGE | ECC | CZ01 | 24.5 | 40 | 0.6125 | 49 | 78.876 | 1.9325 | 154.597 | 264.73 | 6.4859 | 518.8708
PGE | ECC | CZ02 | 18.6 | 40 | 0.465 | 37.2 | 78.876 | 1.4671 | 117.3675 | 18.99 | 0.35321 | 28.2571
PGE | ECC | CZ03 | 15.9 | 40 | 0.3975 | 31.8 | 78.876 | 1.2541 | 100.3303 | 50.54 | 0.80359 | 64.2869
PGE | ECC | CZ04 | 14.8 | 40 | 0.37 | 29.6 | 78.876 | 1.1674 | 93.3892 | 36.05 | 0.53354 | 42.6832
PGE | ECC | CZ05 | 14.2 | 40 | 0.355 | 28.4 | 78.876 | 1.12 | 89.6031 | 36.05 | 0.51191 | 40.9528
PGE | ECC | CZ11 | 19.7 | 40 | 0.4925 | 39.4 | 78.876 | 1.5539 | 124.3086 | 24.07 | 0.47418 | 37.9343
PGE | ECC | CZ12 | 18.5 | 40 | 0.4625 | 37 | 78.876 | 1.4592 | 116.7365 | 42.98 | 0.79513 | 63.6104
PGE | ECC | CZ13 | 15.3 | 40 | 0.3825 | 30.6 | 78.876 | 1.2068 | 96.5442 | 99.16 | 1.5171 | 121.3718
PGE | ECC | CZ16 | 39.2 | 40 | 0.98 | 78.4 | 78.876 | 3.0919 | 247.3551 | 35.43 | 1.3889 | 111.1085
PGE | ECC | IOU | 16.8 | 40 | 0.42 | 33.6 | 78.876 | 1.3251 | 106.0093 | FALSE | 0 | 0
PGE | EPr | CZ01 | 9.67 | 30 | 0.32233 | 25.7867 | 17.516 | 0.16938 | 13.5504 | 22.85 | 0.22096 | 17.6768
PGE | EPr | CZ02 | 7.26 | 30 | 0.242 | 19.36 | 17.516 | 0.12717 | 10.1733 | 13.16 | 0.095542 | 7.6433
PGE | EPr | CZ03 | 5.65 | 30 | 0.18833 | 15.0667 | 17.516 | 0.098965 | 7.9172 | 19.58 | 0.11063 | 8.8502
PGE | EPr | CZ04 | 5.1 | 30 | 0.17 | 13.6 | 17.516 | 0.089332 | 7.1465 | 11.28 | 0.057528 | 4.6022
PGE | EPr | CZ05 | 4.02 | 30 | 0.134 | 10.72 | 17.516 | 0.070414 | 5.6331 | 11.28 | 0.045346 | 3.6276
PGE | EPr | CZ11 | 7.45 | 30 | 0.24833 | 19.8667 | 17.516 | 0.13049 | 10.4395 | 20.71 | 0.15429 | 12.3432
PGE | EPr | CZ12 | 6.9 | 30 | 0.23 | 18.4 | 17.516 | 0.12086 | 9.6688 | 20.37 | 0.14055 | 11.2442
PGE | EPr | CZ13 | 5.01 | 30 | 0.167 | 13.36 | 17.516 | 0.087755 | 7.0204 | 30.37 | 0.15215 | 12.1723
PGE | EPr | CZ16 | 17.7 | 30 | 0.59 | 47.2 | 17.516 | 0.31003 | 24.8027 | 34.06 | 0.60286 | 48.229
PGE | EPr | IOU | 6.09 | 30 | 0.203 | 16.24 | 17.516 | 0.10667 | 8.5338 | FALSE | 0 | 0
PGE | ERC | CZ01 | 11.3 | 30 | 0.37667 | 30.1333 | 17.516 | 0.19793 | 15.8345 | 22.85 | 0.25821 | 20.6564
PGE | ERC | CZ02 | 10.7 | 30 | 0.35667 | 28.5333 | 17.516 | 0.18742 | 14.9937 | 13.16 | 0.14081 | 11.265
PGE | ERC | CZ03 | 7.43 | 30 | 0.24767 | 19.8133 | 17.516 | 0.13014 | 10.4115 | 19.58 | 0.14548 | 11.6384
PGE | ERC | CZ04 | 7.03 | 30 | 0.23433 | 18.7467 | 17.516 | 0.12314 | 9.851 | 11.28 | 0.079298 | 6.3439
PGE | ERC | CZ05 | 5.61 | 30 | 0.187 | 14.96 | 17.516 | 0.098265 | 7.8612 | 11.28 | 0.063281 | 5.0625
PGE | ERC | CZ11 | 10.6 | 30 | 0.35333 | 28.2667 | 17.516 | 0.18567 | 14.8536 | 20.71 | 0.21953 | 17.5621
PGE | ERC | CZ12 | 9.47 | 30 | 0.31567 | 25.2533 | 17.516 | 0.16588 | 13.2701 | 20.37 | 0.1929 | 15.4323
PGE | ERC | CZ13 | 6.71 | 30 | 0.22367 | 17.8933 | 17.516 | 0.11753 | 9.4026 | 30.37 | 0.20378 | 16.3026
PGE | ERC | CZ16 | 23.1 | 30 | 0.77 | 61.6 | 17.516 | 0.40462 | 32.3696 | 34.06 | 0.78679 | 62.9429
PGE | ERC | IOU | 8.3 | 30 | 0.27667 | 22.1333 | 17.516 | 0.14538 | 11.6306 | FALSE | 0 | 0
PGE | ESe | CZ01 | 13.8 | 30 | 0.46 | 36.8 | 17.516 | 0.24172 | 19.3377 | 22.85 | 0.31533 | 25.2264
PGE | ESe | CZ02 | 9.2 | 30 | 0.30667 | 24.5333 | 17.516 | 0.16115 | 12.8918 | 13.16 | 0.12107 | 9.6858
PGE | ESe | CZ03 | 7.29 | 30 | 0.243 | 19.44 | 17.516 | 0.12769 | 10.2153 | 19.58 | 0.14274 | 11.4191
PGE | ESe | CZ04 | 6.45 | 30 | 0.215 | 17.2 | 17.516 | 0.11298 | 9.0383 | 11.28 | 0.072756 | 5.8205
PGE | ESe | CZ05 | 4.59 | 30 | 0.153 | 12.24 | 17.516 | 0.080398 | 6.4319 | 11.28 | 0.051775 | 4.142
PGE | ESe | CZ11 | 9.93 | 30 | 0.331 | 26.48 | 17.516 | 0.17393 | 13.9147 | 20.71 | 0.20565 | 16.452
PGE | ESe | CZ12 | 9.27 | 30 | 0.309 | 24.72 | 17.516 | 0.16237 | 12.9899 | 20.37 | 0.18883 | 15.1064
PGE | ESe | CZ13 | 6.59 | 30 | 0.21967 | 17.5733 | 17.516 | 0.11543 | 9.2344 | 30.37 | 0.20014 | 16.0111
PGE | ESe | CZ16 | 23.6 | 30 | 0.78667 | 62.9333 | 17.516 | 0.41338 | 33.0702 | 34.06 | 0.80382 | 64.3053
PGE | ESe | IOU | 7.96 | 30 | 0.26533 | 21.2267 | 17.516 | 0.13943 | 11.1542 | FALSE | 0 | 0
PGE | Gro | CZ01 | 34.3 | 20 | 1.715 | 137.2 | 47.608 | 1.633 | 130.6364 | 98.2 | 3.3683 | 269.4608
PGE | Gro | CZ02 | 24.1 | 20 | 1.205 | 96.4 | 47.608 | 1.1474 | 91.7882 | 28.83 | 0.6948 | 55.5842
PGE | Gro | CZ03 | 22.4 | 20 | 1.12 | 89.6 | 47.608 | 1.0664 | 85.3135 | 41.4 | 0.92736 | 74.1888
PGE | Gro | CZ04 | 20.1 | 20 | 1.005 | 80.4 | 47.608 | 0.95692 | 76.5537 | 39.9 | 0.80199 | 64.1592
PGE | Gro | CZ05 | 19.8 | 20 | 0.99 | 79.2 | 47.608 | 0.94264 | 75.4111 | 39.9 | 0.79002 | 63.2016
PGE | Gro | CZ11 | 24.6 | 20 | 1.23 | 98.4 | 47.608 | 1.1712 | 93.6925 | 29.71 | 0.73087 | 58.4693
PGE | Gro | CZ12 | 23.8 | 20 | 1.19 | 95.2 | 47.608 | 1.1331 | 90.6456 | 49.37 | 1.175 | 94.0005
PGE | Gro | CZ13 | 18.6 | 20 | 0.93 | 74.4 | 47.608 | 0.88551 | 70.8407 | 144.2 | 2.6821 | 214.5696
PGE | Gro | CZ16 | 43.2 | 20 | 2.16 | 172.8 | 47.608 | 2.0567 | 164.5332 | 81.18 | 3.507 | 280.5581
PGE | Gro | IOU | 22.4 | 20 | 1.12 | 89.6 | 47.608 | 1.0664 | 85.3135 | FALSE | 0 | 0
PGE | Hsp | CZ01 | 24.4 | 40 | 0.61 | 48.8 | 28.9 | 0.70516 | 56.4128 | 45.09 | 1.1002 | 88.0157
PGE | Hsp | CZ02 | 19.3 | 40 | 0.4825 | 38.6 | 28.9 | 0.55777 | 44.6216 | 17.1 | 0.33003 | 26.4024
PGE | Hsp | CZ03 | 12.4 | 40 | 0.31 | 24.8 | 28.9 | 0.35836 | 28.6688 | 28.94 | 0.35886 | 28.7085
PGE | Hsp | CZ04 | 12.6 | 40 | 0.315 | 25.2 | 28.9 | 0.36414 | 29.1312 | 22.61 | 0.28489 | 22.7909
PGE | Hsp | CZ05 | 9.79 | 40 | 0.24475 | 19.58 | 28.9 | 0.28293 | 22.6345 | 22.61 | 0.22135 | 17.7082
PGE | Hsp | CZ11 | 22 | 40 | 0.55 | 44 | 28.9 | 0.6358 | 50.864 | 30.76 | 0.67672 | 54.1376
PGE | Hsp | CZ12 | 19.9 | 40 | 0.4975 | 39.8 | 28.9 | 0.57511 | 46.0088 | 25 | 0.4975 | 39.8
PGE | Hsp | CZ13 | 15.2 | 40 | 0.38 | 30.4 | 28.9 | 0.43928 | 35.1424 | 38.36 | 0.58307 | 46.6458
PGE | Hsp | CZ16 | 54.7 | 40 | 1.3675 | 109.4 | 28.9 | 1.5808 | 126.4664 | 30.42 | 1.664 | 133.1179
PGE | Hsp | IOU | 16.1 | 40 | 0.4025 | 32.2 | 28.9 | 0.46529 | 37.2232 | FALSE | 0 | 0
PGE | Htl | CZ01 | 1.5 | 40 | 0.0375 | 3 | 169.392 | 0.25409 | 20.327 | 170.84 | 0.25626 | 20.5008
PGE | Htl | CZ02 | 1.21 | 40 | 0.03025 | 2.42 | 169.392 | 0.20496 | 16.3971 | 522.31 | 0.632 | 50.5596
PGE | Htl | CZ03 | 0.878 | 40 | 0.02195 | 1.756 | 169.392 | 0.14873 | 11.8981 | 58.44 | 0.05131 | 4.1048
PGE | Htl | CZ04 | 0.851 | 40 | 0.021275 | 1.702 | 169.392 | 0.14415 | 11.5322 | 48.45 | 0.041231 | 3.2985
PGE | Htl | CZ05 | 0.738 | 40 | 0.01845 | 1.476 | 169.392 | 0.12501 | 10.0009 | 48.45 | 0.035756 | 2.8605
PGE | Htl | CZ11 | 1.2 | 40 | 0.03 | 2.4 | 169.392 | 0.20327 | 16.2616 | 46.92 | 0.056304 | 4.5043
PGE | Htl | CZ12 | 1.16 | 40 | 0.029 | 2.32 | 169.392 | 0.19649 | 15.7196 | 83.27 | 0.096593 | 7.7275
PGE | Htl | CZ13 | 0.849 | 40 | 0.021225 | 1.698 | 169.392 | 0.14381 | 11.5051 | 62.9 | 0.053402 | 4.2722
PGE | Htl | CZ16 | 2.86 | 40 | 0.0715 | 5.72 | 169.392 | 0.48446 | 38.7569 | 115.48 | 0.33027 | 26.4218
PGE | Htl | IOU | 0.976 | 40 | 0.0244 | 1.952 | 169.392 | 0.16533 | 13.2261 | FALSE | 0 | 0
PGE | MBT | CZ01 | 1.12 | 20 | 0.056 | 4.48 | 54.954 | 0.061548 | 4.9239 | 154.59 | 0.17314 | 13.8513
PGE | MBT | CZ02 | 0.825 | 20 | 0.04125 | 3.3 | 54.954 | 0.045337 | 3.627 | 23.55 | 0.019429 | 1.5543
PGE | MBT | CZ03 | 0.532 | 20 | 0.0266 | 2.128 | 54.954 | 0.029236 | 2.3388 | 46.03 | 0.024488 | 1.959
PGE | MBT | CZ04 | 0.529 | 20 | 0.02645 | 2.116 | 54.954 | 0.029071 | 2.3257 | 26.43 | 0.013981 | 1.1185
PGE | MBT | CZ05 | 0.451 | 20 | 0.02255 | 1.804 | 54.954 | 0.024784 | 1.9827 | 26.43 | 0.01192 | 0.95359
PGE | MBT | CZ11 | 1.02 | 20 | 0.051 | 4.08 | 54.954 | 0.056053 | 4.4842 | 24.17 | 0.024653 | 1.9723
PGE | MBT | CZ12 | 0.875 | 20 | 0.04375 | 3.5 | 54.954 | 0.048085 | 3.8468 | 28.78 | 0.025183 | 2.0146
PGE | MBT | CZ13 | 0.662 | 20 | 0.0331 | 2.648 | 54.954 | 0.03638 | 2.9104 | 50.01 | 0.033107 | 2.6485
PGE | MBT | CZ16 | 3.14 | 20 | 0.157 | 12.56 | 54.954 | 0.17256 | 13.8044 | 55.47 | 0.17418 | 13.9341
PGE | MBT | IOU | 0.688 | 20 | 0.0344 | 2.752 | 54.954 | 0.037808 | 3.0247 | FALSE | 0 | 0
PGE | MLI | CZ01 | 6.08 | 20 | 0.304 | 24.32 | 54.954 | 0.33412 | 26.7296 | 154.59 | 0.93991 | 75.1926
PGE | MLI | CZ02 | 4.16 | 20 | 0.208 | 16.64 | 54.954 | 0.22861 | 18.2887 | 23.55 | 0.097968 | 7.8374
PGE | MLI | CZ03 | 3.25 | 20 | 0.1625 | 13 | 54.954 | 0.1786 | 14.288 | 46.03 | 0.1496 | 11.9678
PGE | MLI | CZ04 | 3.26 | 20 | 0.163 | 13.04 | 54.954 | 0.17915 | 14.332 | 26.43 | 0.086162 | 6.8929
PGE | MLI | CZ05 | 2.02 | 20 | 0.101 | 8.08 | 54.954 | 0.11101 | 8.8806 | 26.43 | 0.053389 | 4.2711
PGE | MLI | CZ11 | 5.83 | 20 | 0.2915 | 23.32 | 54.954 | 0.32038 | 25.6305 | 24.17 | 0.14091 | 11.2729
PGE | MLI | CZ12 | 5.21 | 20 | 0.2605 | 20.84 | 54.954 | 0.28631 | 22.9048 | 28.78 | 0.14994 | 11.9955
PGE | MLI | CZ13 | 3.86 | 20 | 0.193 | 15.44 | 54.954 | 0.21212 | 16.9698 | 50.01 | 0.19304 | 15.4431
PGE | MLI | CZ16 | 14.1 | 20 | 0.705 | 56.4 | 54.954 | 0.77485 | 61.9881 | 55.47 | 0.78213 | 62.5702
PGE | MLI | IOU | 4 | 20 | 0.2 | 16 | 54.954 | 0.21982 | 17.5853 | FALSE | 0 | 0
PGE | Nrs | CZ01 | 28.7 | 50 | 0.574 | 45.92 | 28.9 | 0.82943 | 66.3544 | 45.09 | 1.2941 | 103.5266
PGE | Nrs | CZ02 | 23.1 | 50 | 0.462 | 36.96 | 28.9 | 0.66759 | 53.4072 | 17.1 | 0.39501 | 31.6008
PGE | Nrs | CZ03 | 16.2 | 50 | 0.324 | 25.92 | 28.9 | 0.46818 | 37.4544 | 28.94 | 0.46883 | 37.5062
PGE | Nrs | CZ04 | 15.6 | 50 | 0.312 | 24.96 | 28.9 | 0.45084 | 36.0672 | 22.61 | 0.35272 | 28.2173
PGE | Nrs | CZ05 | 14.7 | 50 | 0.294 | 23.52 | 28.9 | 0.42483 | 33.9864 | 22.61 | 0.33237 | 26.5894
PGE | Nrs | CZ11 | 23.9 | 50 | 0.478 | 38.24 | 28.9 | 0.69071 | 55.2568 | 30.76 | 0.73516 | 58.8131
PGE | Nrs | CZ12 | 22.1 | 50 | 0.442 | 35.36 | 28.9 | 0.63869 | 51.0952 | 25 | 0.5525 | 44.2
PGE | Nrs | CZ13 | 17 | 50 | 0.34 | 27.2 | 28.9 | 0.4913 | 39.304 | 38.36 | 0.65212 | 52.1696
PGE | Nrs | CZ16 | 55.7 | 50 | 1.114 | 89.12 | 28.9 | 1.6097 | 128.7784 | 30.42 | 1.6944 | 135.5515
PGE | Nrs | IOU | 19 | 50 | 0.38 | 30.4 | 28.9 | 0.5491 | 43.928 | FALSE | 0 | 0
PGE | OfS | CZ01 | 3.86 | 40 | 0.0965 | 7.72 | 22.886 | 0.08834 | 7.0672 | 24.08 | 0.092949 | 7.4359
PGE | OfS | CZ02 | 3.69 | 40 | 0.09225 | 7.38 | 22.886 | 0.084449 | 6.7559 | 19.05 | 0.070295 | 5.6236
PGE | OfS | CZ03 | 2.14 | 40 | 0.0535 | 4.28 | 22.886 | 0.048976 | 3.9181 | 28.96 | 0.061974 | 4.958
PGE | OfS | CZ04 | 2.26 | 40 | 0.0565 | 4.52 | 22.886 | 0.051722 | 4.1378 | 24.9 | 0.056274 | 4.5019
PGE | OfS | CZ05 | 1.08 | 40 | 0.027 | 2.16 | 22.886 | 0.024717 | 1.9774 | 24.9 | 0.026892 | 2.1514
PGE | OfS | CZ11 | 6.23 | 40 | 0.15575 | 12.46 | 22.886 | 0.14258 | 11.4064 | 17.44 | 0.10865 | 8.6921
PGE | OfS | CZ12 | 4.81 | 40 | 0.12025 | 9.62 | 22.886 | 0.11008 | 8.8065 | 42.67 | 0.20524 | 16.4194
PGE | OfS | CZ13 | 3.47 | 40 | 0.08675 | 6.94 | 22.886 | 0.079414 | 6.3532 | 190.85 | 0.66225 | 52.98
PGE | OfS | CZ16 | 13.9 | 40 | 0.3475 | 27.8 | 22.886 | 0.31812 | 25.4492 | 26.75 | 0.37183 | 29.746
PGE | OfS | IOU | 3.47 | 40 | 0.08675 | 6.94 | 22.886 | 0.079414 | 6.3532 | FALSE | 0 | 0
PGE | RFF | CZ01 | 52.6 | 30 | 1.7533 | 140.2667 | 29.368 | 1.5448 | 123.5805 | 51.55 | 2.7115 | 216.9224
PGE | RFF | CZ02 | 37.9 | 30 | 1.2633 | 101.0667 | 29.368 | 1.113 | 89.0438 | 19.5 | 0.73905 | 59.124
PGE | RFF | CZ03 | 30 | 30 | 1 | 80 | 29.368 | 0.88104 | 70.4832 | 40.18 | 1.2054 | 96.432
PGE | RFF | CZ04 | 26.5 | 30 | 0.88333 | 70.6667 | 29.368 | 0.77825 | 62.2602 | 18.65 | 0.49422 | 39.538
PGE | RFF | CZ05 | 21.9 | 30 | 0.73 | 58.4 | 29.368 | 0.64316 | 51.4527 | 18.65 | 0.40843 | 32.6748
PGE | RFF | CZ11 | 41.5 | 30 | 1.3833 | 110.6667 | 29.368 | 1.2188 | 97.5018 | 16.96 | 0.70384 | 56.3072
PGE | RFF | CZ12 | 37.9 | 30 | 1.2633 | 101.0667 | 29.368 | 1.113 | 89.0438 | 23.2 | 0.87928 | 70.3424
PGE | RFF | CZ13 | 29.2 | 30 | 0.97333 | 77.8667 | 29.368 | 0.85755 | 68.6036 | 23.63 | 0.69 | 55.1997
PGE | RFF | CZ16 | 91.3 | 30 | 3.0433 | 243.4667 | 29.368 | 2.6813 | 214.5039 | 19.06 | 1.7402 | 139.2142
PGE | RFF | IOU | 33.2 | 30 | 1.1067 | 88.5333 | 29.368 | 0.97502 | 78.0014 | FALSE | 0 | 0
PGE | RSD | CZ01 | 46 | 40 | 1.15 | 92 | 29.368 | 1.3509 | 108.0742 | 51.55 | 2.3713 | 189.704
PGE | RSD | CZ02 | 32.8 | 40 | 0.82 | 65.6 | 29.368 | 0.96327 | 77.0616 | 19.5 | 0.6396 | 51.168
PGE | RSD | CZ03 | 27.2 | 40 | 0.68 | 54.4 | 29.368 | 0.79881 | 63.9048 | 40.18 | 1.0929 | 87.4317
PGE | RSD | CZ04 | 23.9 | 40 | 0.5975 | 47.8 | 29.368 | 0.7019 | 56.1516 | 18.65 | 0.44573 | 35.6588
PGE | RSD | CZ05 | 21.9 | 40 | 0.5475 | 43.8 | 29.368 | 0.64316 | 51.4527 | 18.65 | 0.40843 | 32.6748
PGE | RSD | CZ11 | 32.2 | 40 | 0.805 | 64.4 | 29.368 | 0.94565 | 75.652 | 16.96 | 0.54611 | 43.689
PGE | RSD | CZ12 | 30.6 | 40 | 0.765 | 61.2 | 29.368 | 0.89866 | 71.8929 | 23.2 | 0.70992 | 56.7936
PGE | RSD | CZ13 | 23.8 | 40 | 0.595 | 47.6 | 29.368 | 0.69896 | 55.9167 | 23.63 | 0.56239 | 44.9915
PGE | RSD | CZ16 | 71.5 | 40 | 1.7875 | 143 | 29.368 | 2.0998 | 167.985 | 19.06 | 1.3628 | 109.0232
PGE | RSD | IOU | 28.3 | 40 | 0.7075 | 56.6 | 29.368 | 0.83111 | 66.4892 | FALSE | 0 | 0
PGE | RtL | CZ01 | 5.78 | 20 | 0.289 | 23.12 | 35.628 | 0.20593 | 16.4744 | 38.33 | 0.22155 | 17.7238
PGE | RtL | CZ02 | 4.71 | 20 | 0.2355 | 18.84 | 35.628 | 0.16781 | 13.4246 | 31.53 | 0.14851 | 11.8805
PGE | RtL | CZ03 | 3.25 | 20 | 0.1625 | 13 | 35.628 | 0.11579 | 9.2633 | 46.55 | 0.15129 | 12.103
PGE | RtL | CZ04 | 3.17 | 20 | 0.1585 | 12.68 | 35.628 | 0.11294 | 9.0353 | 38.8 | 0.123 | 9.8397
PGE | RtL | CZ05 | 2.32 | 20 | 0.116 | 9.28 | 35.628 | 0.082657 | 6.6126 | 38.8 | 0.090016 | 7.2013
PGE | RtL | CZ11 | 5.7 | 20 | 0.285 | 22.8 | 35.628 | 0.20308 | 16.2464 | 22.93 | 0.1307 | 10.4561
PGE | RtL | CZ12 | 5 | 20 | 0.25 | 20 | 35.628 | 0.17814 | 14.2512 | 46.85 | 0.23425 | 18.74
PGE | RtL | CZ13 | 3.75 | 20 | 0.1875 | 15 | 35.628 | 0.13361 | 10.6884 | 89.42 | 0.33532 | 26.826
PGE | RtL | CZ16 | 16.6 | 20 | 0.83 | 66.4 | 35.628 | 0.59142 | 47.314 | 70.08 | 1.1633 | 93.0662
PGE | RtL | IOU | 4 | 20 | 0.2 | 16 | 35.628 | 0.14251 | 11.401 | FALSE | 0 | 0
PGE | RtS | CZ01 | 11.6 | 30 | 0.38667 | 30.9333 | 35.628 | 0.41328 | 33.0628 | 38.33 | 0.44463 | 35.5702
PGE | RtS | CZ02 | 8.92 | 30 | 0.29733 | 23.7867 | 35.628 | 0.3178 | 25.4241 | 31.53 | 0.28125 | 22.4998
PGE | RtS | CZ03 | 6.7 | 30 | 0.22333 | 17.8667 | 35.628 | 0.23871 | 19.0966 | 46.55 | 0.31188 | 24.9508
PGE | RtS | CZ04 | 6.24 | 30 | 0.208 | 16.64 | 35.628 | 0.22232 | 17.7855 | 38.8 | 0.24211 | 19.369
PGE | RtS | CZ05 | 4.63 | 30 | 0.15433 | 12.3467 | 35.628 | 0.16496 | 13.1966 | 38.8 | 0.17964 | 14.3715
PGE | RtS | CZ11 | 11.8 | 30 | 0.39333 | 31.4667 | 35.628 | 0.42041 | 33.6328 | 22.93 | 0.27057 | 21.6459
PGE | RtS | CZ12 | 10.3 | 30 | 0.34333 | 27.4667 | 35.628 | 0.36697 | 29.3575 | 46.85 | 0.48256 | 38.6044
PGE | RtS | CZ13 | 7.61 | 30 | 0.25367 | 20.2933 | 35.628 | 0.27113 | 21.6903 | 89.42 | 0.68049 | 54.4389
PGE | RtS | CZ16 | 26 | 30 | 0.86667 | 69.3333 | 35.628 | 0.92633 | 74.1062 | 70.08 | 1.8221 | 145.7664
PGE | RtS | IOU | 8.1 | 30 | 0.27 | 21.6 | 35.628 | 0.28859 | 23.0869 | FALSE | 0 | 0
PGE | SCn | CZ01 | 8.91 | 30 | 0.297 | 23.76 | 89.345 | 0.79606 | 63.6851 | 89.345 | 0.79606 | 63.6851
PGE | SCn | CZ02 | 6.04 | 30 | 0.20133 | 16.1067 | 89.345 | 0.53964 | 43.1715 | 74.03 | 0.44714 | 35.7713
PGE | SCn | CZ03 | 5.07 | 30 | 0.169 | 13.52 | 89.345 | 0.45298 | 36.2383 | 127.74 | 0.64764 | 51.8113
PGE | SCn | CZ04 | 4.79 | 30 | 0.15967 | 12.7733 | 89.345 | 0.42796 | 34.237 | 73.62 | 0.35264 | 28.2112
PGE | SCn | CZ05 | 3.51 | 30 | 0.117 | 9.36 | 89.345 | 0.3136 | 25.0881 | 73.62 | 0.25841 | 20.6725
PGE | SCn | CZ11 | 7.1 | 30 | 0.23667 | 18.9333 | 89.345 | 0.63435 | 50.748 | 81.99 | 0.58213 | 46.5703
PGE | SCn | CZ12 | 6.51 | 30 | 0.217 | 17.36 | 89.345 | 0.58164 | 46.5309 | 669.98 | 4.3616 | 348.9256
PGE | SCn | CZ13 | 5.09 | 30 | 0.16967 | 13.5733 | 89.345 | 0.45477 | 36.3813 | 65.57 | 0.33375 | 26.7001
PGE | SCn | CZ16 | 15.8 | 30 | 0.52667 | 42.1333 | 89.345 | 1.4117 | 112.9321 | 255.69 | 4.0399 | 323.1922
PGE | SCn | IOU | 5.66 | 30 | 0.18867 | 15.0933 | 89.345 | 0.50569 | 40.4554 | FALSE | 0 | 0
PGE | WRf | CZ01 | 3.49 | 20 | 0.1745 | 13.96 | 585.19 | 2.0423 | 163.385 | 585.19 | 2.0423 | 163.385
PGE | WRf | CZ02 | 1.87 | 20 | 0.0935 | 7.48 | 585.19 | 1.0943 | 87.5444 | 161.39 | 0.3018 | 24.1439
PGE | WRf | CZ03 | 1.22 | 20 | 0.061 | 4.88 | 585.19 | 0.71393 | 57.1145 | 150.25 | 0.1833 | 14.6644
PGE | WRf | CZ04 | 1.02 | 20 | 0.051 | 4.08 | 585.19 | 0.59689 | 47.7515 | 1544.25 | 1.5751 | 126.0108
PGE | WRf | CZ05 | 0.578 | 20 | 0.0289 | 2.312 | 585.19 | 0.33824 | 27.0592 | 1544.25 | 0.89258 | 71.4061
PGE | WRf | CZ11 | 3.79 | 20 | 0.1895 | 15.16 | 585.19 | 2.2179 | 177.4296 | 484.87 | 1.8377 | 147.0126
PGE | WRf | CZ12 | 2.78 | 20 | 0.139 | 11.12 | 585.19 | 1.6268 | 130.1463 | 248.22 | 0.69005 | 55.2041
PGE | WRf | CZ13 | 1.87 | 20 | 0.0935 | 7.48 | 585.19 | 1.0943 | 87.5444 | 94.62 | 0.17694 | 14.1552
PGE | WRf | CZ16 | 13.5 | 20 | 0.675 | 54 | 585.19 | 7.9001 | 632.0052 | 172.83 | 2.3332 | 186.6564
PGE | WRf | IOU | 1.82 | 20 | 0.091 | 7.28 | 585.19 | 1.065 | 85.2037 | FALSE | 0 | 0
SCE | Asm | CZ05 | 44.4 | 30 | 1.48 | 118.4 | 38.545 | 1.7114 | 136.9118 | 36.98 | 1.6419 | 131.353
SCE | Asm | CZ06 | 24.8 | 30 | 0.82667 | 66.1333 | 38.545 | 0.95592 | 76.4733 | 47.98 | 1.1899 | 95.1923
SCE | Asm | CZ08 | 26.8 | 30 | 0.89333 | 71.4667 | 38.545 | 1.033 | 82.6405 | 47.98 | 1.2859 | 102.8691
SCE | Asm | CZ09 | 22.9 | 30 | 0.76333 | 61.0667 | 38.545 | 0.88268 | 70.6144 | 34.61 | 0.79257 | 63.4055
SCE | Asm | CZ10 | 30.5 | 30 | 1.0167 | 81.3333 | 38.545 | 1.1756 | 94.0498 | 44.86 | 1.3682 | 109.4584
SCE | Asm | CZ13 | 41.9 | 30 | 1.3967 | 111.7333 | 38.545 | 1.615 | 129.2028 | 53.58 | 2.245 | 179.6002
SCE | Asm | CZ14 | 52.4 | 30 | 1.7467 | 139.7333 | 38.545 | 2.0198 | 161.5806 | 44.86 | 2.3507 | 188.0531
SCE | Asm | CZ15 | 14.8 | 30 | 0.49333 | 39.4667 | 38.545 | 0.57047 | 45.6373 | 41.25 | 0.6105 | 48.84
SCE | Asm | CZ16 | 116 | 30 | 3.8667 | 309.3333 | 38.545 | 4.4712 | 357.6976 | 34.61 | 4.0148 | 321.1808
SCE | Asm | IOU | 29 | 30 | 0.96667 | 77.3333 | 38.545 | 1.1178 | 89.4244 | FALSE | 0 | 0
SCE | Com | CZ05 | 10.8 | 40 | 0.27 | 21.6 | 38.545 | 0.41629 | 33.3029 | 36.98 | 0.39938 | 31.9507
SCE | Com | CZ06 | 5.35 | 40 | 0.13375 | 10.7 | 38.545 | 0.20622 | 16.4973 | 47.98 | 0.25669 | 20.5354
SCE | Com | CZ08 | 5.33 | 40 | 0.13325 | 10.66 | 38.545 | 0.20544 | 16.4356 | 47.98 | 0.25573 | 20.4587
SCE | Com | CZ09 | 4.9 | 40 | 0.1225 | 9.8 | 38.545 | 0.18887 | 15.1096 | 34.61 | 0.16959 | 13.5671
SCE | Com | CZ10 | 5.68 | 40 | 0.142 | 11.36 | 38.545 | 0.21894 | 17.5148 | 44.86 | 0.2548 | 20.3844
SCE | Com | CZ13 | 9.82 | 40 | 0.2455 | 19.64 | 38.545 | 0.37851 | 30.281 | 53.58 | 0.52616 | 42.0924
SCE | Com | CZ14 | 14.5 | 40 | 0.3625 | 29 | 38.545 | 0.5589 | 44.7122 | 44.86 | 0.65047 | 52.0376
SCE | Com | CZ15 | 3.23 | 40 | 0.08075 | 6.46 | 38.545 | 0.1245 | 9.96 | 41.25 | 0.13324 | 10.659
SCE | Com | CZ16 | 35.6 | 40 | 0.89 | 71.2 | 38.545 | 1.3722 | 109.7762 | 34.61 | 1.2321 | 98.5693
SCE | Com | IOU | 6.32 | 40 | 0.158 | 12.64 | 38.545 | 0.2436 | 19.4884 | FALSE | 0 | 0
SCE | ECC | CZ05 | 14.2 | 40 | 0.355 | 28.4 | 47.145 | 0.66946 | 53.5567 | 36.05 | 0.51191 | 40.9528
SCE | ECC | CZ06 | 6.69 | 40 | 0.16725 | 13.38 | 47.145 | 0.3154 | 25.232 | 91.45 | 0.6118 | 48.944
SCE | ECC | CZ08 | 6.74 | 40 | 0.1685 | 13.48 | 47.145 | 0.31776 | 25.4206 | 91.45 | 0.61637 | 49.3098
SCE | ECC | CZ09 | 6.09 | 40 | 0.15225 | 12.18 | 47.145 | 0.28711 | 22.969 | 35.43 | 0.21577 | 17.2615
SCE | ECC | CZ10 | 8.43 | 40 | 0.21075 | 16.86 | 47.145 | 0.39743 | 31.7946 | 32.05 | 0.27018 | 21.6145
SCE | ECC | CZ13 | 15.6 | 40 | 0.39 | 31.2 | 47.145 | 0.73546 | 58.837 | 99.16 | 1.5469 | 123.7517
SCE | ECC | CZ14 | 19.4 | 40 | 0.485 | 38.8 | 47.145 | 0.91461 | 73.169 | 32.05 | 0.62177 | 49.7416
SCE | ECC | CZ15 | 4.31 | 40 | 0.10775 | 8.62 | 47.145 | 0.20319 | 16.2556 | 98.43 | 0.42423 | 33.9387
SCE | ECC | CZ16 | 39.4 | 40 | 0.985 | 78.8 | 47.145 | 1.8575 | 148.601 | 35.43 | 1.3959 | 111.6754
SCE | ECC | IOU | 9.87 | 40 | 0.24675 | 19.74 | 47.145 | 0.46532 | 37.2257 | FALSE | 0 | 0
SCE | EPr | CZ05 | 4.01 | 30 | 0.13367 | 10.6933 | 21.86 | 0.087659 | 7.0127 | 11.28 | 0.045233 | 3.6186
SCE | EPr | CZ06 | 2.56 | 30 | 0.085333 | 6.8267 | 21.86 | 0.055962 | 4.4769 | 18.54 | 0.047462 | 3.797
SCE | EPr | CZ08 | 2.11 | 30 | 0.070333 | 5.6267 | 21.86 | 0.046125 | 3.69 | 18.54 | 0.039119 | 3.1296
SCE | EPr | CZ09 | 2.51 | 30 | 0.083667 | 6.6933 | 21.86 | 0.054869 | 4.3895 | 34.06 | 0.085491 | 6.8392
SCE | EPr | CZ10 | 2.65 | 30 | 0.088333 | 7.0667 | 21.86 | 0.057929 | 4.6343 | 27.21 | 0.072107 | 5.7685
SCE | EPr | CZ13 | 5.01 | 30 | 0.167 | 13.36 | 21.86 | 0.10952 | 8.7615 | 30.37 | 0.15215 | 12.1723
SCE | EPr | CZ14 | 6.42 | 30 | 0.214 | 17.12 | 21.86 | 0.14034 | 11.2273 | 27.21 | 0.17469 | 13.9751
SCE | EPr | CZ15 | 0.842 | 30 | 0.028067 | 2.2453 | 21.86 | 0.018406 | 1.4725 | 23.79 | 0.020031 | 1.6025
SCE | EPr | CZ16 | 17.7 | 30 | 0.59 | 47.2 | 21.86 | 0.38692 | 30.9538 | 34.06 | 0.60286 | 48.229
SCE | EPr | IOU | 3.08 | 30 | 0.10267 | 8.2133 | 21.86 | 0.067329 | 5.3863 | FALSE | 0 | 0
SCE | ERC | CZ05 | 5.72 | 30 | 0.19067 | 15.2533 | 21.86 | 0.12504 | 10.0031 | 11.28 | 0.064522 | 5.1617
SCE | ERC | CZ06 | 3.14 | 30 | 0.10467 | 8.3733 | 21.86 | 0.06864 | 5.4912 | 18.54 | 0.058216 | 4.6572
SCE | ERC | CZ08 | 2.85 | 30 | 0.095 | 7.6 | 21.86 | 0.062301 | 4.9841 | 18.54 | 0.052839 | 4.2271
SCE | ERC | CZ09 | 4.1 | 30 | 0.13667 | 10.9333 | 21.86 | 0.089626 | 7.1701 | 34.06 | 0.13965 | 11.1717
SCE | ERC | CZ10 | 3.6 | 30 | 0.12 | 9.6 | 21.86 | 0.078696 | 6.2957 | 27.21 | 0.097956 | 7.8365
SCE | ERC | CZ13 | 6.63 | 30 | 0.221 | 17.68 | 21.86 | 0.14493 | 11.5945 | 30.37 | 0.20135 | 16.1082
SCE | ERC | CZ14 | 7.99 | 30 | 0.26633 | 21.3067 | 21.86 | 0.17466 | 13.9729 | 27.21 | 0.21741 | 17.3926
SCE | ERC | CZ15 | 1.45 | 30 | 0.048333 | 3.8667 | 21.86 | 0.031697 | 2.5358 | 23.79 | 0.034495 | 2.7596
SCE | ERC | CZ16 | 22.4 | 30 | 0.74667 | 59.7333 | 21.86 | 0.48966 | 39.1731 | 34.06 | 0.76294 | 61.0355
SCE | ERC | IOU | 4.15 | 30 | 0.13833 | 11.0667 | 21.86 | 0.090719 | 7.2575 | FALSE | 0 | 0
SCE | ESe | CZ05 | 4.54 | 30 | 0.15133 | 12.1067 | 21.86 | 0.099244 | 7.9396 | 11.28 | 0.051211 | 4.0969
SCE | ESe | CZ06 | 2.36 | 30 | 0.078667 | 6.2933 | 21.86 | 0.05159 | 4.1272 | 18.54 | 0.043754 | 3.5004
SCE | ESe | CZ08 | 1.94 | 30 | 0.064667 | 5.1733 | 21.86 | 0.042408 | 3.3927 | 18.54 | 0.035968 | 2.8774
SCE | ESe | CZ09 | 2.35 | 30 | 0.078333 | 6.2667 | 21.86 | 0.051371 | 4.1097 | 34.06 | 0.080041 | 6.4033
SCE | ESe | CZ10 | 2.64 | 30 | 0.088 | 7.04 | 21.86 | 0.05771 | 4.6168 | 27.21 | 0.071834 | 5.7468
SCE | ESe | CZ13 | 6.61 | 30 | 0.22033 | 17.6267 | 21.86 | 0.14449 | 11.5596 | 30.37 | 0.20075 | 16.0597
SCE | ESe | CZ14 | 8.3 | 30 | 0.27667 | 22.1333 | 21.86 | 0.18144 | 14.515 | 27.21 | 0.22584 | 18.0674
SCE | ESe | CZ15 | 0.675 | 30 | 0.0225 | 1.8 | 21.86 | 0.014756 | 1.1804 | 23.79 | 0.016058 | 1.2847
SCE | ESe | CZ16 | 23.6 | 30 | 0.78667 | 62.9333 | 21.86 | 0.5159 | 41.2717 | 34.06 | 0.80382 | 64.3053
SCE | ESe | IOU | 3.27 | 30 | 0.109 | 8.72 | 21.86 | 0.071482 | 5.7186 | FALSE | 0 | 0
SCE | Gro | CZ05 | 19.9 | 20 | 0.995 | 79.6 | 74.365 | 1.4799 | 118.3891 | 39.9 | 0.79401 | 63.5208
SCE | Gro | CZ06 | 13.7 | 20 | 0.685 | 54.8 | 74.365 | 1.0188 | 81.504 | 60.11 | 0.82351 | 65.8806
SCE | Gro | CZ08 | 11.5 | 20 | 0.575 | 46 | 74.365 | 0.8552 | 68.4158 | 60.11 | 0.69127 | 55.3012
SCE | Gro | CZ09 | 11.2 | 20 | 0.56 | 44.8 | 74.365 | 0.83289 | 66.631 | 81.18 | 0.90922 | 72.7373
SCE | Gro | CZ10 | 13 | 20 | 0.65 | 52 | 74.365 | 0.96675 | 77.3396 | 64.2 | 0.8346 | 66.768
SCE | Gro | CZ13 | 18.9 | 20 | 0.945 | 75.6 | 74.365 | 1.4055 | 112.4399 | 144.2 | 2.7254 | 218.0304
SCE | Gro | CZ14 | 22.5 | 20 | 1.125 | 90 | 74.365 | 1.6732 | 133.857 | 64.2 | 1.4445 | 115.56
SCE | Gro | CZ15 | 7.38 | 20 | 0.369 | 29.52 | 74.365 | 0.54881 | 43.9051 | 111.39 | 0.82206 | 65.7647
SCE | Gro | CZ16 | 43.9 | 20 | 2.195 | 175.6 | 74.365 | 3.2646 | 261.1699 | 81.18 | 3.5638 | 285.1042
SCE | Gro | IOU | 13.6 | 20 | 0.68 | 54.4 | 74.365 | 1.0114 | 80.9091 | FALSE | 0 | 0
SCE | Hsp | CZ05 | 9.22 | 40 | 0.2305 | 18.44 | 44.375 | 0.40914 | 32.731 | 22.61 | 0.20846 | 16.6771
SCE | Hsp | CZ06 | 3.99 | 40 | 0.09975 | 7.98 | 44.375 | 0.17706 | 14.1645 | 26.57 | 0.10601 | 8.4811
SCE | Hsp | CZ08 | 4.66 | 40 | 0.1165 | 9.32 | 44.375 | 0.20679 | 16.543 | 26.57 | 0.12382 | 9.9053
SCE | Hsp | CZ09 | 4.43 | 40 | 0.11075 | 8.86 | 44.375 | 0.19658 | 15.7265 | 30.42 | 0.13476 | 10.7808
SCE | Hsp | CZ10 | 7.22 | 40 | 0.1805 | 14.44 | 44.375 | 0.32039 | 25.631 | 28 | 0.20216 | 16.1728
SCE | Hsp | CZ13 | 15.9 | 40 | 0.3975 | 31.8 | 44.375 | 0.70556 | 56.445 | 38.36 | 0.60992 | 48.7939
SCE | Hsp | CZ14 | 20.4 | 40 | 0.51 | 40.8 | 44.375 | 0.90525 | 72.42 | 28 | 0.5712 | 45.696
SCE | Hsp | CZ15 | 2.67 | 40 | 0.06675 | 5.34 | 44.375 | 0.11848 | 9.4785 | 24.63 | 0.065762 | 5.261
SCE | Hsp | CZ16 | 55.6 | 40 | 1.39 | 111.2 | 44.375 | 2.4672 | 197.38 | 30.42 | 1.6914 | 135.3082
SCE | Hsp | IOU | 6.66 | 40 | 0.1665 | 13.32 | 44.375 | 0.29554 | 23.643 | FALSE | 0 | 0
SCE | Htl | CZ05 | 0.708 | 40 | 0.0177 | 1.416 | 64.735 | 0.045832 | 3.6666 | 48.45 | 0.034303 | 2.7442
SCE | Htl | CZ06 | 0.357 | 40 | 0.008925 | 0.714 | 64.735 | 0.02311 | 1.8488 | 61.63 | 0.022002 | 1.7602
SCE | Htl | CZ08 | 0.373 | 40 | 0.009325 | 0.746 | 64.735 | 0.024146 | 1.9317 | 61.63 | 0.022988 | 1.839
SCE | Htl | CZ09 | 0.347 | 40 | 0.008675 | 0.694 | 64.735 | 0.022463 | 1.797 | 115.48 | 0.040072 | 3.2057
SCE | Htl | CZ10 | 0.483 | 40 | 0.012075 | 0.966 | 64.735 | 0.031267 | 2.5014 | 53.64 | 0.025908 | 2.0726
SCE | Htl | CZ13 | 0.892 | 40 | 0.0223 | 1.784 | 64.735 | 0.057744 | 4.6195 | 62.9 | 0.056107 | 4.4885
SCE | Htl | CZ14 | 1.16 | 40 | 0.029 | 2.32 | 64.735 | 0.075093 | 6.0074 | 53.64 | 0.062222 | 4.9778
SCE | Htl | CZ15 | 0.186 | 40 | 0.00465 | 0.372 | 64.735 | 0.012041 | 0.96326 | 61.71 | 0.011478 | 0.91824
SCE | Htl | CZ16 | 2.85 | 40 | 0.07125 | 5.7 | 64.735 | 0.18449 | 14.7596 | 115.48 | 0.32912 | 26.3294
SCE | Htl | IOU | 0.462 | 40 | 0.01155 | 0.924 | 64.735 | 0.029908 | 2.3926 | FALSE | 0 | 0
SCE | MBT | CZ05 | 0.451 | 20 | 0.02255 | 1.804 | 38.545 | 0.017384 | 1.3907 | 26.43 | 0.01192 | 0.95359
SCE | MBT | CZ06 | 0.187 | 20 | 0.00935 | 0.748 | 38.545 | 0.0072079 | 0.57663 | 51.26 | 0.0095856 | 0.76685
SCE | MBT | CZ08 | 0.231 | 20 | 0.01155 | 0.924 | 38.545 | 0.0089039 | 0.71231 | 51.26 | 0.011841 | 0.94728
SCE | MBT | CZ09 | 0.147 | 20 | 0.00735 | 0.588 | 38.545 | 0.0056661 | 0.45329 | 55.47 | 0.0081541 | 0.65233
SCE | MBT | CZ10 | 0.262 | 20 | 0.0131 | 1.048 | 38.545 | 0.010099 | 0.8079 | 54.4 | 0.014253 | 1.1402
SCE | MBT | CZ13 | 0.644 | 20 | 0.0322 | 2.576 | 38.545 | 0.024823 | 1.9858 | 50.01 | 0.032206 | 2.5765
SCE | MBT | CZ14 | 0.916 | 20 | 0.0458 | 3.664 | 38.545 | 0.035307 | 2.8246 | 54.4 | 0.04983 | 3.9864
SCE | MBT | CZ15 | 0.0831 | 20 | 0.004155 | 0.3324 | 38.545 | 0.0032031 | 0.25625 | 54.93 | 0.0045647 | 0.36517
SCE | MBT | CZ16 | 2.95 | 20 | 0.1475 | 11.8 | 38.545 | 0.11371 | 9.0966 | 55.47 | 0.16364 | 13.0909
SCE | MBT | IOU | 0.301 | 20 | 0.01505 | 1.204 | 38.545 | 0.011602 | 0.92816 | FALSE | 0 | 0
SCE | MLI | CZ05 | 2.01 | 20 | 0.1005 | 8.04 | 38.545 | 0.077475 | 6.198 | 26.43 | 0.053124 | 4.2499
SCE | MLI | CZ06 | 0.814 | 20 | 0.0407 | 3.256 | 38.545 | 0.031376 | 2.5101 | 51.26 | 0.041726 | 3.3381
SCE | MLI | CZ08 | 0.866 | 20 | 0.0433 | 3.464 | 38.545 | 0.03338 | 2.6704 | 51.26 | 0.044391 | 3.5513
SCE | MLI | CZ09 | 0.512 | 20 | 0.0256 | 2.048 | 38.545 | 0.019735 | 1.5788 | 55.47 | 0.028401 | 2.2721
SCE | MLI | CZ10 | 0.803 | 20 | 0.04015 | 3.212 | 38.545 | 0.030952 | 2.4761 | 54.4 | 0.043683 | 3.4947
SCE | MLI | CZ13 | 3.75 | 20 | 0.1875 | 15 | 38.545 | 0.14454 | 11.5635 | 50.01 | 0.18754 | 15.003
SCE | MLI | CZ14 | 4.87 | 20 | 0.2435 | 19.48 | 38.545 | 0.18771 | 15.0171 | 54.4 | 0.26493 | 21.1942
SCE | MLI | CZ15 | 0.353 | 20 | 0.01765 | 1.412 | 38.545 | 0.013606 | 1.0885 | 54.93 | 0.01939 | 1.5512
SCE | MLI | CZ16 | 13.7 | 20 | 0.685 | 54.8 | 38.545 | 0.52807 | 42.2453 | 55.47 | 0.75994 | 60.7951
SCE | MLI | IOU | 1.27 | 20 | 0.0635 | 5.08 | 38.545 | 0.048952 | 3.9162 | FALSE | 0 | 0
SCE | Nrs | CZ05 | 14.4 | 50 | 0.288 | 23.04 | 44.375 | 0.639 | 51.12 | 22.61 | 0.32558 | 26.0467
SCE | Nrs | CZ06 | 7.21 | 50 | 0.1442 | 11.536 | 44.375 | 0.31994 | 25.5955 | 26.57 | 0.19157 | 15.3256
SCE | Nrs | CZ08 | 7.91 | 50 | 0.1582 | 12.656 | 44.375 | 0.35101 | 28.0805 | 26.57 | 0.21017 | 16.8135
SCE | Nrs | CZ09 | 7.14 | 50 | 0.1428 | 11.424 | 44.375 | 0.31684 | 25.347 | 30.42 | 0.2172 | 17.3759
SCE | Nrs | CZ10 | 9.64 | 50 | 0.1928 | 15.424 | 44.375 | 0.42778 | 34.222 | 28 | 0.26992 | 21.5936
SCE | Nrs | CZ13 | 17.5 | 50 | 0.35 | 28 | 44.375 | 0.77656 | 62.125 | 38.36 | 0.6713 | 53.704
SCE | Nrs | CZ14 | 21.1 | 50 | 0.422 | 33.76 | 44.375 | 0.93631 | 74.905 | 28 | 0.5908 | 47.264
SCE | Nrs | CZ15 | 3.63 | 50 | 0.0726 | 5.808 | 44.375 | 0.16108 | 12.8865 | 24.63 | 0.089407 | 7.1526
SCE | Nrs | CZ16 | 55.9 | 50 | 1.118 | 89.44 | 44.375 | 2.4806 | 198.445 | 30.42 | 1.7005 | 136.0382
SCE | Nrs | IOU | 9.48 | 50 | 0.1896 | 15.168 | 44.375 | 0.42068 | 33.654 | FALSE | 0 | 0
SCE | OfS | CZ05 | 1.03 | 40 | 0.02575 | 2.06 | 30.195 | 0.031101 | 2.4881 | 24.9 | 0.025647 | 2.0518
SCE | OfS | CZ06 | 0.195 | 40 | 0.004875 | 0.39 | 30.195 | 0.005888 | 0.47104 | 44.7 | 0.0087165 | 0.69732
SCE | OfS | CZ08 | 0.435 | 40 | 0.010875 | 0.87 | 30.195 | 0.013135 | 1.0508 | 44.7 | 0.019444 | 1.5556
SCE | OfS | CZ09 | 0.305 | 40 | 0.007625 | 0.61 | 30.195 | 0.0092095 | 0.73676 | 26.75 | 0.0081587 | 0.6527
SCE | OfS | CZ10 | 0.526 | 40 | 0.01315 | 1.052 | 30.195 | 0.015883 | 1.2706 | 35.22 | 0.018526 | 1.4821
SCE | OfS | CZ13 | 3.48 | 40 | 0.087 | 6.96 | 30.195 | 0.10508 | 8.4063 | 190.85 | 0.66416 | 53.1326
SCE | OfS | CZ14 | 3.28 | 40 | 0.082 | 6.56 | 30.195 | 0.09904 | 7.9232 | 35.22 | 0.11552 | 9.2417
SCE | OfS | CZ15 | 0.0893 | 40 | 0.0022325 | 0.1786 | 30.195 | 0.0026964 | 0.21571 | 162.2 | 0.014484 | 1.1588
SCE | OfS | CZ16 | 13.4 | 40 | 0.335 | 26.8 | 30.195 | 0.40461 | 32.369 | 26.75 | 0.35845 | 28.676
SCE | OfS | IOU | 0.812 | 40 | 0.0203 | 1.624 | 30.195 | 0.024518 | 1.9615 | FALSE | 0 | 0
SCE | RFF | CZ05 | 22.8 | 30 | 0.76 | 60.8 | 16.845 | 0.38407 | 30.7253 | 18.65 | 0.42522 | 34.0176
SCE | RFF | CZ06 | 11.7 | 30 | 0.39 | 31.2 | 16.845 | 0.19709 | 15.7669 | 19.29 | 0.22569 | 18.0554
SCE | RFF | CZ08 | 11.1 | 30 | 0.37 | 29.6 | 16.845 | 0.18698 | 14.9584 | 19.29 | 0.21412 | 17.1295
SCE | RFF | CZ09 | 10.7 | 30 | 0.35667 | 28.5333 | 16.845 | 0.18024 | 14.4193 | 19.06 | 0.20394 | 16.3154
SCE | RFF | CZ10 | 13.6 | 30 | 0.45333 | 36.2667 | 16.845 | 0.22909 | 18.3274 | 11.73 | 0.15953 | 12.7622
SCE | RFF | CZ13 | 30.4 | 30 | 1.0133 | 81.0667 | 16.845 | 0.51209 | 40.967 | 23.63 | 0.71835 | 57.4682
SCE | RFF | CZ14 | 34.4 | 30 | 1.1467 | 91.7333 | 16.845 | 0.57947 | 46.3574 | 11.73 | 0.40351 | 32.281
SCE | RFF | CZ15 | 4.84 | 30 | 0.16133 | 12.9067 | 16.845 | 0.08153 | 6.5224 | 25.23 | 0.12211 | 9.7691
SCE | RFF | CZ16 | 91.1 | 30 | 3.0367 | 242.9333 | 16.845 | 1.5346 | 122.7664 | 19.06 | 1.7364 | 138.9093
SCE | RFF | IOU | 14.4 | 30 | 0.48 | 38.4 | 16.845 | 0.24257 | 19.4054 | FALSE | 0 | 0
SCE | RSD | CZ05 | 21.7 | 40 | 0.5425 | 43.4 | 16.845 | 0.36554 | 29.2429 | 18.65 | 0.4047 | 32.3764
SCE | RSD | CZ06 | 12.3 | 40 | 0.3075 | 24.6 | 16.845 | 0.20719 | 16.5755 | 19.29 | 0.23727 | 18.9814
SCE | RSD | CZ08 | 11.4 | 40 | 0.285 | 22.8 | 16.845 | 0.19203 | 15.3626 | 19.29 | 0.21991 | 17.5925
SCE | RSD | CZ09 | 11 | 40 | 0.275 | 22 | 16.845 | 0.18529 | 14.8236 | 19.06 | 0.20966 | 16.7728
SCE | RSD | CZ10 | 13 | 40 | 0.325 | 26 | 16.845 | 0.21898 | 17.5188 | 11.73 | 0.15249 | 12.1992
SCE | RSD | CZ13 | 23.6 | 40 | 0.59 | 47.2 | 16.845 | 0.39754 | 31.8034 | 23.63 | 0.55767 | 44.6134
SCE | RSD | CZ14 | 28.8 | 40 | 0.72 | 57.6 | 16.845 | 0.48514 | 38.8109 | 11.73 | 0.33782 | 27.0259
SCE | RSD | CZ15 | 4.92 | 40 | 0.123 | 9.84 | 16.845 | 0.082877 | 6.6302 | 25.23 | 0.12413 | 9.9305
SCE | RSD | CZ16 | 69.5 | 40 | 1.7375 | 139 | 16.845 | 1.1707 | 93.6582 | 19.06 | 1.3247 | 105.9736
SCE | RSD | IOU | 13.8 | 40 | 0.345 | 27.6 | 16.845 | 0.23246 | 18.5969 | FALSE | 0 | 0
SCE | RtL | CZ05 | 2.32 | 20 | 0.116 | 9.28 | 60.22 | 0.13971 | 11.1768 | 38.8 | 0.090016 | 7.2013
SCE | RtL | CZ06 | 1.32 | 20 | 0.066 | 5.28 | 60.22 | 0.07949 | 6.3592 | 93.58 | 0.12353 | 9.882
SCE | RtL | CZ08 | 1.29 | 20 | 0.0645 | 5.16 | 60.22 | 0.077684 | 6.2147 | 93.58 | 0.12072 | 9.6575
SCE | RtL | CZ09 | 1.19 | 20 | 0.0595 | 4.76 | 60.22 | 0.071662 | 5.7329 | 70.08 | 0.083395 | 6.6716
SCE | RtL | CZ10 | 1.59 | 20 | 0.0795 | 6.36 | 60.22 | 0.09575 | 7.66 | 49.41 | 0.078562 | 6.285
SCE | RtL | CZ13 | 3.86 | 20 | 0.193 | 15.44 | 60.22 | 0.23245 | 18.5959 | 89.42 | 0.34516 | 27.6129
SCE | RtL | CZ14 | 5.68 | 20 | 0.284 | 22.72 | 60.22 | 0.34205 | 27.364 | 49.41 | 0.28065 | 22.4519
SCE | RtL | CZ15 | 0.626 | 20 | 0.0313 | 2.504 | 60.22 | 0.037698 | 3.0158 | 69.98 | 0.043807 | 3.5046
SCE | RtL | CZ16 | 16.9 | 20 | 0.845 | 67.6 | 60.22 | 1.0177 | 81.4174 | 70.08 | 1.1844 | 94.7482
SCE | RtL | IOU | 1.71 | 20 | 0.0855 | 6.84 | 60.22 | 0.10298 | 8.2381 | FALSE | 0 | 0
SCE | RtS | CZ05 | 4.64 | 30 | 0.15467 | 12.3733 | 60.22 | 0.27942 | 22.3537 | 38.8 | 0.18003 | 14.4026
SCE | RtS | CZ06 | 2.12 | 30 | 0.070667 | 5.6533 | 60.22 | 0.12767 | 10.2133 | 93.58 | 0.19839 | 15.8712
SCE | RtS | CZ08 | 2.08 | 30 | 0.069333 | 5.5467 | 60.22 | 0.12526 | 10.0206 | 93.58 | 0.19465 | 15.5717
SCE | RtS | CZ09 | 1.93 | 30 | 0.064333 | 5.1467 | 60.22 | 0.11622 | 9.298 | 70.08 | 0.13525 | 10.8204
SCE | RtS | CZ10 | 2.38 | 30 | 0.079333 | 6.3467 | 60.22 | 0.14332 | 11.4659 | 49.41 | 0.1176 | 9.4077
SCE | RtS | CZ13 | 7.74 | 30 | 0.258 | 20.64 | 60.22 | 0.4661 | 37.2882 | 89.42 | 0.69211 | 55.3689
SCE | RtS | CZ14 | 8.35 | 30 | 0.27833 | 22.2667 | 60.22 | 0.50284 | 40.227 | 49.41 | 0.41257 | 33.0059
SCE | RtS | CZ15 | 0.885 | 30 | 0.0295 | 2.36 | 60.22 | 0.053295 | 4.2636 | 69.98 | 0.061932 | 4.9546
SCE | RtS | CZ16 | 26 | 30 | 0.86667 | 69.3333 | 60.22 | 1.5657 | 125.2576 | 70.08 | 1.8221 | 145.7664
SCE | RtS | IOU | 2.72 | 30 | 0.090667 | 7.2533 | 60.22 | 0.1638 | 13.1039 | FALSE | 0 | 0
SCE | s_Agr | CZ05 | 1.82 | 40 | 0.0455 | 3.64 | 60.22 | 0.1096 | 8.768 | 38.8 | 0.070616 | 5.6493
SCE | s_Agr | CZ06 | 0.69 | 40 | 0.01725 | 1.38 | 60.22 | 0.041552 | 3.3241 | 93.58 | 0.06457 | 5.1656
SCE | s_Agr | CZ08 | 0.78 | 40 | 0.0195 | 1.56 | 60.22 | 0.046972 | 3.7577 | 93.58 | 0.072992 | 5.8394
SCE | s_Agr | CZ09 | 0.47 | 40 | 0.01175 | 0.94 | 60.22 | 0.028303 | 2.2643 | 70.08 | 0.032938 | 2.635
SCE | s_Agr | CZ10 | 0.747 | 40 | 0.018675 | 1.494 | 60.22 | 0.044984 | 3.5987 | 49.41 | 0.036909 | 2.9527
SCE | s_Agr | CZ13 | 3.7 | 40 | 0.0925 | 7.4 | 60.22 | 0.22281 | 17.8251 | 89.42 | 0.33085 | 26.4683
SCE | s_Agr | CZ14 | 4.56 | 40 | 0.114 | 9.12 | 60.22 | 0.2746 | 21.9683 | 49.41 | 0.22531 | 18.0248
SCE | s_Agr | CZ15 | 0.3 | 40 | 0.0075 | 0.6 | 60.22 | 0.018066 | 1.4453 | 69.98 | 0.020994 | 1.6795
SCE | s_Agr | CZ16 | 13.7 | 40 | 0.3425 | 27.4 | 60.22 | 0.82501 | 66.0011 | 70.08 | 0.9601 | 76.8077
SCE | s_Agr | IOU | 1.17 | 40 | 0.02925 | 2.34 | 60.22 | 0.070457 | 5.6366 | FALSE | 0 | 0
SCE | s_Cli | CZ05 | 7.7 | 40 | 0.1925 | 15.4 | 60.22 | 0.46369 | 37.0955 | 38.8 | 0.29876 | 23.9008
SCE | s_Cli | CZ06 | 3.7 | 40 | 0.0925 | 7.4 | 60.22 | 0.22281 | 17.8251 | 93.58 | 0.34625 | 27.6997
SCE | s_Cli | CZ08 | 4.17 | 40 | 0.10425 | 8.34 | 60.22 | 0.25112 | 20.0894 | 93.58 | 0.39023 | 31.2183
SCE | s_Cli | CZ09 | 3.72 | 40 | 0.093 | 7.44 | 60.22 | 0.22402 | 17.9215 | 70.08 | 0.2607 | 20.8558
SCE | s_Cli | CZ10 | 5.08 | 40 | 0.127 | 10.16 | 60.22 | 0.30592 | 24.4734 | 49.41 | 0.251 | 20.0802
SCE | s_Cli | CZ13 | 10.5 | 40 | 0.2625 | 21 | 60.22 | 0.63231 | 50.5848 | 89.42 | 0.93891 | 75.1128
SCE | s_Cli | CZ14 | 12.2 | 40 | 0.305 | 24.4 | 60.22 | 0.73468 | 58.7747 | 49.41 | 0.6028 | 48.2242
SCE | s_Cli | CZ15 | 1.86 | 40 | 0.0465 | 3.72 | 60.22 | 0.11201 | 8.9607 | 69.98 | 0.13016 | 10.413
SCE | s_Cli | CZ16 | 34.7 | 40 | 0.8675 | 69.4 | 60.22 | 2.0896 | 167.1707 | 70.08 | 2.4318 | 194.5421
SCE | s_Cli | IOU | 5.14 | 40 | 0.1285 | 10.28 | 60.22 | 0.30953 | 24.7625 | FALSE | 0 | 0
SCE | SCn | CZ05 | 3.68 | 30 | 0.12267 | 9.8133 | 148.35 | 0.54593 | 43.6742 | 73.62 | 0.27092 | 21.6737
SCE | SCn | CZ06 | 2.04 | 30 | 0.068 | 5.44 | 148.35 | 0.30263 | 24.2107 | 98.84 | 0.20163 | 16.1307
SCE | SCn | CZ08 | 1.85 | 30 | 0.061667 | 4.9333 | 148.35 | 0.27445 | 21.9558 | 98.84 | 0.18285 | 14.6283
SCE | SCn | CZ09 | 1.44 | 30 | 0.048 | 3.84 | 148.35 | 0.21362 | 17.0899 | 255.69 | 0.36819 | 29.4555
SCE | SCn | CZ10 | 1.74 | 30 | 0.058 | 4.64 | 148.35 | 0.25813 | 20.6503 | 239.04 | 0.41593 | 33.2744
SCE | SCn | CZ13 | 4.98 | 30 | 0.166 | 13.28 | 148.35 | 0.73878 | 59.1026 | 65.57 | 0.32654 | 26.1231
SCE | SCn | CZ14 | 6.31 | 30 | 0.21033 | 16.8267 | 148.35 | 0.93609 | 74.8871 | 239.04 | 1.5083 | 120.6674
SCE | SCn | CZ15 | 0.806 | 30 | 0.026867 | 2.1493 | 148.35 | 0.11957 | 9.5656 | 102.45 | 0.082575 | 6.606
SCE | SCn | CZ16 | 15.4 | 30 | 0.51333 | 41.0667 | 148.35 | 2.2846 | 182.7672 | 255.69 | 3.9376 | 315.0101
SCE | SCn | IOU | 1.96 | 30 | 0.065333 | 5.2267 | 148.35 | 0.29077 | 23.2613 | FALSE | 0 | 0
SCE | s_FSt | CZ05 | 12.2 | 20 | 0.61 | 48.8 | 60.22 | 0.73468 | 58.7747 | 38.8 | 0.47336 | 37.8688
SCE | s_FSt | CZ06 | 7.91 | 20 | 0.3955 | 31.64 | 60.22 | 0.47634 | 38.1072 | 93.58 | 0.74022 | 59.2174
SCE | s_FSt | CZ08 | 6.78 | 20 | 0.339 | 27.12 | 60.22 | 0.40829 | 32.6633 | 93.58 | 0.63447 | 50.7578
SCE | s_FSt | CZ09 | 6.56 | 20 | 0.328 | 26.24 | 60.22 | 0.39504 | 31.6035 | 70.08 | 0.45972 | 36.778
SCE | s_FSt | CZ10 | 7.69 | 20 | 0.3845 | 30.76 | 60.22 | 0.46309 | 37.0473 | 49.41 | 0.37996 | 30.397
SCE | s_FSt | CZ13 | 13.3 | 20 | 0.665 | 53.2 | 60.22 | 0.80093 | 64.0741 | 89.42 | 1.1893 | 95.1429
SCE | s_FSt | CZ14 | 15.4 | 20 | 0.77 | 61.6 | 60.22 | 0.92739 | 74.191 | 49.41 | 0.76091 | 60.8731
SCE | s_FSt | CZ15 | 4.13 | 20 | 0.2065 | 16.52 | 60.22 | 0.24871 | 19.8967 | 69.98 | 0.28902 | 23.1214
SCE | s_FSt | CZ16 | 35 | 20 | 1.75 | 140 | 60.22 | 2.1077 | 168.616 | 70.08 | 2.4528 | 196.224
SCE | s_FSt | IOU | 8.16 | 20 | 0.408 | 32.64 | 60.22 | 0.4914 | 39.3116 | FALSE | 0 | 0
SCE | s_Ind | CZ05 | 1.23 | 20 | 0.0615 | 4.92 | 60.22 | 0.074071 | 5.9256 | 38.8 | 0.047724 | 3.8179
SCE | s_Ind | CZ06 | 0.5 | 20 | 0.025 | 2 | 60.22 | 0.03011 | 2.4088 | 93.58 | 0.04679 | 3.7432
SCE | s_Ind | CZ08 | 0.548 | 20 | 0.0274 | 2.192 | 60.22 | 0.033001 | 2.64 | 93.58 | 0.051282 | 4.1025
SCE | s_Ind | CZ09 | 0.329 | 20 | 0.01645 | 1.316 | 60.22 | 0.019812 | 1.585 | 70.08 | 0.023056 | 1.8445
SCE | s_Ind | CZ10 | 0.532 | 20 | 0.0266 | 2.128 | 60.22 | 0.032037 | 2.563 | 49.41 | 0.026286 | 2.1029
SCE | s_Ind | CZ13 | 2.2 | 20 | 0.11 | 8.8 | 60.22 | 0.13248 | 10.5987 | 89.42 | 0.19672 | 15.7379
SCE | s_Ind | CZ14 | 2.9 | 20 | 0.145 | 11.6 | 60.22 | 0.17464 | 13.971 | 49.41 | 0.14329 | 11.4631
SCE | s_Ind | CZ15 | 0.218 | 20 | 0.0109 | 0.872 | 60.22 | 0.013128 | 1.0502 | 69.98 | 0.015256 | 1.2205
SCE | s_Ind | CZ16 | 8.34 | 20 | 0.417 | 33.36 | 60.22 | 0.50223 | 40.1788 | 70.08 | 0.58447 | 46.7574
SCE | s_Ind | IOU | 0.783 | 20 | 0.03915 | 3.132 | 60.22 | 0.047152 | 3.7722 | FALSE | 0 | 0
SCE | s_MiC | CZ05 | 9.13 | 20 | 0.4565 | 36.52 | 60.22 | 0.54981 | 43.9847 | 38.8 | 0.35424 | 28.3395
SCE | s_MiC | CZ06 | 4.88 | 20 | 0.244 | 19.52 | 60.22 | 0.29387 | 23.5099 | 93.58 | 0.45667 | 36.5336
SCE | s_MiC | CZ08 | 4.63 | 20 | 0.2315 | 18.52 | 60.22 | 0.27882 | 22.3055 | 93.58 | 0.43328 | 34.662
SCE | s_MiC | CZ09 | 4.4 | 20 | 0.22 | 17.6 | 60.22 | 0.26497 | 21.1974 | 70.08 | 0.30835 | 24.6682
SCE | s_MiC | CZ10 | 5.29 | 20 | 0.2645 | 21.16 | 60.22 | 0.31856 | 25.4851 | 49.41 | 0.26138 | 20.9103
SCE | s_MiC | CZ13 | 11.6 | 20 | 0.58 | 46.4 | 60.22 | 0.69855 | 55.8842 | 89.42 | 1.0373 | 82.9818
SCE | s_MiC | CZ14 | 13.5 | 20 | 0.675 | 54 | 60.22 | 0.81297 | 65.0376 | 49.41 | 0.66703 | 53.3628
SCE | s_MiC | CZ15 | 1.96 | 20 | 0.098 | 7.84 | 60.22 | 0.11803 | 9.4425 | 69.98 | 0.13716 | 10.9729
SCE | s_MiC | CZ16 | 36.3 | 20 | 1.815 | 145.2 | 60.22 | 2.186 | 174.8789 | 70.08 | 2.5439 | 203.5123
SCE | s_MiC | IOU | 5.77 | 20 | 0.2885 | 23.08 | 60.22 | 0.34747 | 27.7976 | FALSE | 0 | 0
SCE | s_TCU | CZ05 | 2.24 | 20 | 0.112 | 8.96 | 60.22 | 0.13489 | 10.7914 | 38.8 | 0.086912 | 6.953
SCE | s_TCU | CZ06 | 1.02 | 20 | 0.051 | 4.08 | 60.22 | 0.061424 | 4.914 | 93.58 | 0.095452 | 7.6361
SCE | s_TCU | CZ08 | 1.05 | 20 | 0.0525 | 4.2 | 60.22 | 0.063231 | 5.0585 | 93.58 | 0.098259 | 7.8607
SCE | s_TCU | CZ09 | 0.752 | 20 | 0.0376 | 3.008 | 60.22 | 0.045285 | 3.6228 | 70.08 | 0.0527 | 4.216
SCE | s_TCU | CZ10 | 1.02 | 20 | 0.051 | 4.08 | 60.22 | 0.061424 | 4.914 | 49.41 | 0.050398 | 4.0319
SCE | s_TCU | CZ13 | 4.07 | 20 | 0.2035 | 16.28 | 60.22 | 0.2451 | 19.6076 | 89.42 | 0.36394 | 29.1152
SCE | s_TCU | CZ14 | 4.82 | 20 | 0.241 | 19.28 | 60.22 | 0.29026 | 23.2208 | 49.41 | 0.23816 | 19.0525
SCE | s_TCU | CZ15 | 0.416 | 20 | 0.0208 | 1.664 | 60.22 | 0.025052 | 2.0041 | 69.98 | 0.029112 | 2.3289
SCE | s_TCU | CZ16 | 14.2 | 20 | 0.71 | 56.8 | 60.22 | 0.85512 | 68.4099 | 70.08 | 0.99514 | 79.6109
SCE | s_TCU | IOU | 1.34 | 20 | 0.067 | 5.36 | 60.22 | 0.080695 | 6.4556 | FALSE | 0 | 0
SCE | WRf | CZ06 | 0.105 | 20 | 0.00525 | 0.42 | 359.6 | 0.037758 | 3.0206 | 607.69 | 0.063807 | 5.1046
SCE | WRf | CZ08 | 0.222 | 20 | 0.0111 | 0.888 | 359.6 | 0.079831 | 6.3865 | 607.69 | 0.13491 | 10.7926
SCE | WRf | CZ09 | 0.118 | 20 | 0.0059 | 0.472 | 359.6 | 0.042433 | 3.3946 | 172.83 | 0.020394 | 1.6315
SCE | WRf | CZ10 | 0.195 | 20 | 0.00975 | 0.78 | 359.6 | 0.070122 | 5.6098 | 167.36 | 0.032635 | 2.6108
SCE | WRf | CZ13 | 1.62 | 20 | 0.081 | 6.48 | 359.6 | 0.58255 | 46.6042 | 94.62 | 0.15328 | 12.2628
SCE | WRf | CZ14 | 2.18 | 20 | 0.109 | 8.72 | 359.6 | 0.78393 | 62.7142 | 167.36 | 0.36484 | 29.1876
SCE | WRf | CZ15 | 0.0437 | 20 | 0.002185 | 0.1748 | 359.6 | 0.015715 | 1.2572 | 61.18 | 0.0026736 | 0.21389
SCE | WRf | CZ16 | 12.7 | 20 | 0.635 | 50.8 | 359.6 | 4.5669 | 365.3536 | 172.83 | 2.1949 | 175.5953
SCE | WRf | IOU | 0.436 | 20 | 0.0218 | 1.744 | 359.6 | 0.15679 | 12.5428 | FALSE | 0 | 0
SCG | Asm | CZ05 | 44.4 | 30 | 1.48 | 118.4 | 28.78 | 1.2778 | 102.2266 | 36.98 | 1.6419 | 131.353
SCG | Asm | CZ06 | 24.8 | 30 | 0.82667 | 66.1333 | 28.78 | 0.71374 | 57.0995 | 47.98 | 1.1899 | 95.1923
SCG | Asm | CZ08 | 26.8 | 30 | 0.89333 | 71.4667 | 28.78 | 0.7713 | 61.7043 | 47.98 | 1.2859 | 102.8691
SCG | Asm | CZ09 | 23 | 30 | 0.76667 | 61.3333 | 28.78 | 0.66194 | 52.9552 | 34.61 | 0.79603 | 63.6824
SCG | Asm | CZ10 | 30.5 | 30 | 1.0167 | 81.3333 | 28.78 | 0.87779 | 70.2232 | 44.86 | 1.3682 | 109.4584

## SCG (hidden)
PA | BldgType | BldgLoc | AStdWBtherm | Btuh/sqft | therms/ Kbtuh | therms/yr | Connected Load (1) | therms/ kBtuh (1) | therms/yr (1) | Connected Load (2) | therms/ kBtuh (2) | therms/yr (2)
SCG | Asm | CZ05 | 44.4 | 30 | 1.48 | 118.4 | 28.78 | 1.2778 | 102.2266 | 36.98 | 1.6419 | 131.353
SCG | Asm | CZ06 | 24.8 | 30 | 0.82667 | 66.1333 | 28.78 | 0.71374 | 57.0995 | 47.98 | 1.1899 | 95.1923
SCG | Asm | CZ08 | 26.8 | 30 | 0.89333 | 71.4667 | 28.78 | 0.7713 | 61.7043 | 47.98 | 1.2859 | 102.8691
SCG | Asm | CZ09 | 23 | 30 | 0.76667 | 61.3333 | 28.78 | 0.66194 | 52.9552 | 34.61 | 0.79603 | 63.6824
SCG | Asm | CZ10 | 30.5 | 30 | 1.0167 | 81.3333 | 28.78 | 0.87779 | 70.2232 | 44.86 | 1.3682 | 109.4584
SCG | Asm | CZ13 | 41.9 | 30 | 1.3967 | 111.7333 | 28.78 | 1.2059 | 96.4706 | 53.58 | 2.245 | 179.6002
SCG | Asm | CZ14 | 52.4 | 30 | 1.7467 | 139.7333 | 28.78 | 1.5081 | 120.6458 | 44.86 | 2.3507 | 188.0531
SCG | Asm | CZ15 | 14.8 | 30 | 0.49333 | 39.4667 | 28.78 | 0.42594 | 34.0755 | 41.25 | 0.6105 | 48.84
SCG | Asm | CZ16 | 116 | 30 | 3.8667 | 309.3333 | 28.78 | 3.3385 | 267.0784 | 34.61 | 4.0148 | 321.1808
SCG | ECC | CZ05 | 14.2 | 40 | 0.355 | 28.4 | 42.98 | 0.61032 | 48.8253 | 36.05 | 0.51191 | 40.9528
SCG | ECC | CZ06 | 6.64 | 40 | 0.166 | 13.28 | 42.98 | 0.28539 | 22.831 | 91.45 | 0.60723 | 48.5782
SCG | ECC | CZ08 | 6.69 | 40 | 0.16725 | 13.38 | 42.98 | 0.28754 | 23.0029 | 91.45 | 0.6118 | 48.944
SCG | ECC | CZ09 | 5.86 | 40 | 0.1465 | 11.72 | 42.98 | 0.25186 | 20.149 | 35.43 | 0.20762 | 16.6096
SCG | ECC | CZ10 | 8.43 | 40 | 0.21075 | 16.86 | 42.98 | 0.36232 | 28.9857 | 32.05 | 0.27018 | 21.6145
SCG | ECC | CZ13 | 15.6 | 40 | 0.39 | 31.2 | 42.98 | 0.67049 | 53.639 | 99.16 | 1.5469 | 123.7517
SCG | ECC | CZ14 | 19.4 | 40 | 0.485 | 38.8 | 42.98 | 0.83381 | 66.705 | 32.05 | 0.62177 | 49.7416
SCG | ECC | CZ15 | 4.31 | 40 | 0.10775 | 8.62 | 42.98 | 0.18524 | 14.8195 | 98.43 | 0.42423 | 33.9387
SCG | ECC | CZ16 | 39.4 | 40 | 0.985 | 78.8 | 42.98 | 1.6934 | 135.473 | 35.43 | 1.3959 | 111.6754
SCG | EPr | CZ05 | 4.01 | 30 | 0.13367 | 10.6933 | 20.37 | 0.081684 | 6.5347 | 11.28 | 0.045233 | 3.6186
SCG | EPr | CZ06 | 2.56 | 30 | 0.085333 | 6.8267 | 20.37 | 0.052147 | 4.1718 | 18.54 | 0.047462 | 3.797
SCG | EPr | CZ08 | 2.11 | 30 | 0.070333 | 5.6267 | 20.37 | 0.042981 | 3.4385 | 18.54 | 0.039119 | 3.1296
SCG | EPr | CZ09 | 2.5 | 30 | 0.083333 | 6.6667 | 20.37 | 0.050925 | 4.074 | 34.06 | 0.08515 | 6.812
SCG | EPr | CZ10 | 2.65 | 30 | 0.088333 | 7.0667 | 20.37 | 0.053981 | 4.3184 | 27.21 | 0.072107 | 5.7685
SCG | EPr | CZ13 | 5.01 | 30 | 0.167 | 13.36 | 20.37 | 0.10205 | 8.1643 | 30.37 | 0.15215 | 12.1723
SCG | EPr | CZ14 | 6.42 | 30 | 0.214 | 17.12 | 20.37 | 0.13078 | 10.462 | 27.21 | 0.17469 | 13.9751
SCG | EPr | CZ15 | 0.842 | 30 | 0.028067 | 2.2453 | 20.37 | 0.017152 | 1.3721 | 23.79 | 0.020031 | 1.6025
SCG | EPr | CZ16 | 17.7 | 30 | 0.59 | 47.2 | 20.37 | 0.36055 | 28.8439 | 34.06 | 0.60286 | 48.229
SCG | ESe | CZ05 | 4.54 | 30 | 0.15133 | 12.1067 | 20.37 | 0.09248 | 7.3984 | 11.28 | 0.051211 | 4.0969
SCG | ESe | CZ06 | 2.36 | 30 | 0.078667 | 6.2933 | 20.37 | 0.048073 | 3.8459 | 18.54 | 0.043754 | 3.5004
SCG | ESe | CZ08 | 1.93 | 30 | 0.064333 | 5.1467 | 20.37 | 0.039314 | 3.1451 | 18.54 | 0.035782 | 2.8626
SCG | ESe | CZ09 | 2.34 | 30 | 0.078 | 6.24 | 20.37 | 0.047666 | 3.8133 | 34.06 | 0.0797 | 6.376
SCG | ESe | CZ10 | 2.64 | 30 | 0.088 | 7.04 | 20.37 | 0.053777 | 4.3021 | 27.21 | 0.071834 | 5.7468
SCG | ESe | CZ13 | 6.61 | 30 | 0.22033 | 17.6267 | 20.37 | 0.13465 | 10.7717 | 30.37 | 0.20075 | 16.0597
SCG | ESe | CZ14 | 8.3 | 30 | 0.27667 | 22.1333 | 20.37 | 0.16907 | 13.5257 | 27.21 | 0.22584 | 18.0674
SCG | ESe | CZ15 | 0.675 | 30 | 0.0225 | 1.8 | 20.37 | 0.01375 | 1.1 | 23.79 | 0.016058 | 1.2847
SCG | ESe | CZ16 | 23.6 | 30 | 0.78667 | 62.9333 | 20.37 | 0.48073 | 38.4586 | 34.06 | 0.80382 | 64.3053
SCG | Gro | CZ05 | 19.9 | 20 | 0.995 | 79.6 | 49.37 | 0.98246 | 78.597 | 39.9 | 0.79401 | 63.5208
SCG | Gro | CZ06 | 13.7 | 20 | 0.685 | 54.8 | 49.37 | 0.67637 | 54.1095 | 60.11 | 0.82351 | 65.8806
SCG | Gro | CZ08 | 11.4 | 20 | 0.57 | 45.6 | 49.37 | 0.56282 | 45.0254 | 60.11 | 0.68525 | 54.8203
SCG | Gro | CZ09 | 11.2 | 20 | 0.56 | 44.8 | 49.37 | 0.55294 | 44.2355 | 81.18 | 0.90922 | 72.7373
SCG | Gro | CZ10 | 13 | 20 | 0.65 | 52 | 49.37 | 0.64181 | 51.3448 | 64.2 | 0.8346 | 66.768
SCG | Gro | CZ13 | 18.9 | 20 | 0.945 | 75.6 | 49.37 | 0.93309 | 74.6474 | 144.2 | 2.7254 | 218.0304
SCG | Gro | CZ14 | 22.5 | 20 | 1.125 | 90 | 49.37 | 1.1108 | 88.866 | 64.2 | 1.4445 | 115.56
SCG | Gro | CZ15 | 7.38 | 20 | 0.369 | 29.52 | 49.37 | 0.36435 | 29.148 | 111.39 | 0.82206 | 65.7647
SCG | Gro | CZ16 | 43.9 | 20 | 2.195 | 175.6 | 49.37 | 2.1673 | 173.3874 | 81.18 | 3.5638 | 285.1042
SCG | Hsp | CZ05 | 9.22 | 40 | 0.2305 | 18.44 | 25 | 0.2305 | 18.44 | 22.61 | 0.20846 | 16.6771
SCG | Hsp | CZ06 | 3.97 | 40 | 0.09925 | 7.94 | 25 | 0.09925 | 7.94 | 26.57 | 0.10548 | 8.4386
SCG | Hsp | CZ08 | 4.62 | 40 | 0.1155 | 9.24 | 25 | 0.1155 | 9.24 | 26.57 | 0.12275 | 9.8203
SCG | Hsp | CZ09 | 4.38 | 40 | 0.1095 | 8.76 | 25 | 0.1095 | 8.76 | 30.42 | 0.13324 | 10.6592
SCG | Hsp | CZ10 | 7.22 | 40 | 0.1805 | 14.44 | 25 | 0.1805 | 14.44 | 28 | 0.20216 | 16.1728
SCG | Hsp | CZ13 | 15.9 | 40 | 0.3975 | 31.8 | 25 | 0.3975 | 31.8 | 38.36 | 0.60992 | 48.7939
SCG | Hsp | CZ14 | 20.4 | 40 | 0.51 | 40.8 | 25 | 0.51 | 40.8 | 28 | 0.5712 | 45.696
SCG | Hsp | CZ15 | 2.67 | 40 | 0.06675 | 5.34 | 25 | 0.06675 | 5.34 | 24.63 | 0.065762 | 5.261
SCG | Hsp | CZ16 | 55.6 | 40 | 1.39 | 111.2 | 25 | 1.39 | 111.2 | 30.42 | 1.6914 | 135.3082
SCG | Htl | CZ05 | 0.708 | 40 | 0.0177 | 1.416 | 83.27 | 0.058955 | 4.7164 | 48.45 | 0.034303 | 2.7442
SCG | Htl | CZ06 | 0.357 | 40 | 0.008925 | 0.714 | 83.27 | 0.029727 | 2.3782 | 61.63 | 0.022002 | 1.7602
SCG | Htl | CZ08 | 0.371 | 40 | 0.009275 | 0.742 | 83.27 | 0.030893 | 2.4715 | 61.63 | 0.022865 | 1.8292
SCG | Htl | CZ09 | 0.343 | 40 | 0.008575 | 0.686 | 83.27 | 0.028562 | 2.2849 | 115.48 | 0.03961 | 3.1688
SCG | Htl | CZ10 | 0.483 | 40 | 0.012075 | 0.966 | 83.27 | 0.040219 | 3.2176 | 53.64 | 0.025908 | 2.0726
SCG | Htl | CZ13 | 0.892 | 40 | 0.0223 | 1.784 | 83.27 | 0.074277 | 5.9421 | 62.9 | 0.056107 | 4.4885
SCG | Htl | CZ14 | 1.16 | 40 | 0.029 | 2.32 | 83.27 | 0.096593 | 7.7275 | 53.64 | 0.062222 | 4.9778
SCG | Htl | CZ15 | 0.186 | 40 | 0.00465 | 0.372 | 83.27 | 0.015488 | 1.2391 | 61.71 | 0.011478 | 0.91824
SCG | Htl | CZ16 | 2.85 | 40 | 0.07125 | 5.7 | 83.27 | 0.23732 | 18.9856 | 115.48 | 0.32912 | 26.3294
SCG | MBT | CZ05 | 0.451 | 20 | 0.02255 | 1.804 | 28.78 | 0.01298 | 1.0384 | 26.43 | 0.01192 | 0.95359
SCG | MBT | CZ06 | 0.187 | 20 | 0.00935 | 0.748 | 28.78 | 0.0053819 | 0.43055 | 51.26 | 0.0095856 | 0.76685
SCG | MBT | CZ08 | 0.231 | 20 | 0.01155 | 0.924 | 28.78 | 0.0066482 | 0.53185 | 51.26 | 0.011841 | 0.94728
SCG | MBT | CZ09 | 0.147 | 20 | 0.00735 | 0.588 | 28.78 | 0.0042307 | 0.33845 | 55.47 | 0.0081541 | 0.65233
SCG | MBT | CZ10 | 0.262 | 20 | 0.0131 | 1.048 | 28.78 | 0.0075404 | 0.60323 | 54.4 | 0.014253 | 1.1402
SCG | MBT | CZ13 | 0.644 | 20 | 0.0322 | 2.576 | 28.78 | 0.018534 | 1.4827 | 50.01 | 0.032206 | 2.5765
SCG | MBT | CZ14 | 0.916 | 20 | 0.0458 | 3.664 | 28.78 | 0.026362 | 2.109 | 54.4 | 0.04983 | 3.9864
SCG | MBT | CZ15 | 0.0831 | 20 | 0.004155 | 0.3324 | 28.78 | 0.0023916 | 0.19133 | 54.93 | 0.0045647 | 0.36517
SCG | MBT | CZ16 | 2.95 | 20 | 0.1475 | 11.8 | 28.78 | 0.084901 | 6.7921 | 55.47 | 0.16364 | 13.0909
SCG | MLI | CZ05 | 2.01 | 20 | 0.1005 | 8.04 | 28.78 | 0.057848 | 4.6278 | 26.43 | 0.053124 | 4.2499
SCG | MLI | CZ06 | 0.814 | 20 | 0.0407 | 3.256 | 28.78 | 0.023427 | 1.8742 | 51.26 | 0.041726 | 3.3381
SCG | MLI | CZ08 | 0.866 | 20 | 0.0433 | 3.464 | 28.78 | 0.024923 | 1.9939 | 51.26 | 0.044391 | 3.5513
SCG | MLI | CZ09 | 0.512 | 20 | 0.0256 | 2.048 | 28.78 | 0.014735 | 1.1788 | 55.47 | 0.028401 | 2.2721
SCG | MLI | CZ10 | 0.803 | 20 | 0.04015 | 3.212 | 28.78 | 0.02311 | 1.8488 | 54.4 | 0.043683 | 3.4947
SCG | MLI | CZ13 | 3.75 | 20 | 0.1875 | 15 | 28.78 | 0.10793 | 8.634 | 50.01 | 0.18754 | 15.003
SCG | MLI | CZ14 | 4.87 | 20 | 0.2435 | 19.48 | 28.78 | 0.14016 | 11.2127 | 54.4 | 0.26493 | 21.1942
SCG | MLI | CZ15 | 0.353 | 20 | 0.01765 | 1.412 | 28.78 | 0.010159 | 0.81275 | 54.93 | 0.01939 | 1.5512
SCG | MLI | CZ16 | 13.7 | 20 | 0.685 | 54.8 | 28.78 | 0.39429 | 31.5429 | 55.47 | 0.75994 | 60.7951
SCG | Nrs | CZ05 | 14.4 | 50 | 0.288 | 23.04 | 25 | 0.36 | 28.8 | 22.61 | 0.32558 | 26.0467
SCG | Nrs | CZ06 | 7.2 | 50 | 0.144 | 11.52 | 25 | 0.18 | 14.4 | 26.57 | 0.1913 | 15.3043
SCG | Nrs | CZ08 | 7.89 | 50 | 0.1578 | 12.624 | 25 | 0.19725 | 15.78 | 26.57 | 0.20964 | 16.771
SCG | Nrs | CZ09 | 7.1 | 50 | 0.142 | 11.36 | 25 | 0.1775 | 14.2 | 30.42 | 0.21598 | 17.2786
SCG | Nrs | CZ10 | 9.64 | 50 | 0.1928 | 15.424 | 25 | 0.241 | 19.28 | 28 | 0.26992 | 21.5936
SCG | Nrs | CZ13 | 17.5 | 50 | 0.35 | 28 | 25 | 0.4375 | 35 | 38.36 | 0.6713 | 53.704
SCG | Nrs | CZ14 | 21.1 | 50 | 0.422 | 33.76 | 25 | 0.5275 | 42.2 | 28 | 0.5908 | 47.264
SCG | Nrs | CZ15 | 3.63 | 50 | 0.0726 | 5.808 | 25 | 0.09075 | 7.26 | 24.63 | 0.089407 | 7.1526
SCG | Nrs | CZ16 | 55.9 | 50 | 1.118 | 89.44 | 25 | 1.3975 | 111.8 | 30.42 | 1.7005 | 136.0382
SCG | OfS | CZ05 | 1.03 | 40 | 0.02575 | 2.06 | 42.67 | 0.04395 | 3.516 | 24.9 | 0.025647 | 2.0518
SCG | OfS | CZ06 | 0.194 | 40 | 0.00485 | 0.388 | 42.67 | 0.008278 | 0.66224 | 44.7 | 0.0086718 | 0.69374
SCG | OfS | CZ08 | 0.433 | 40 | 0.010825 | 0.866 | 42.67 | 0.018476 | 1.4781 | 44.7 | 0.019355 | 1.5484
SCG | OfS | CZ09 | 0.301 | 40 | 0.007525 | 0.602 | 42.67 | 0.012844 | 1.0275 | 26.75 | 0.0080517 | 0.64414
SCG | OfS | CZ10 | 0.526 | 40 | 0.01315 | 1.052 | 42.67 | 0.022444 | 1.7956 | 35.22 | 0.018526 | 1.4821
SCG | OfS | CZ13 | 3.48 | 40 | 0.087 | 6.96 | 42.67 | 0.14849 | 11.8793 | 190.85 | 0.66416 | 53.1326
SCG | OfS | CZ14 | 3.28 | 40 | 0.082 | 6.56 | 42.67 | 0.13996 | 11.1966 | 35.22 | 0.11552 | 9.2417
SCG | OfS | CZ15 | 0.0893 | 40 | 0.0022325 | 0.1786 | 42.67 | 0.0038104 | 0.30483 | 162.2 | 0.014484 | 1.1588
SCG | OfS | CZ16 | 13.4 | 40 | 0.335 | 26.8 | 42.67 | 0.57178 | 45.7422 | 26.75 | 0.35845 | 28.676
SCG | RFF | CZ05 | 22.8 | 30 | 0.76 | 60.8 | 23.2 | 0.52896 | 42.3168 | 18.65 | 0.42522 | 34.0176
SCG | RFF | CZ06 | 11.6 | 30 | 0.38667 | 30.9333 | 23.2 | 0.26912 | 21.5296 | 19.29 | 0.22376 | 17.9011
SCG | RFF | CZ08 | 11.1 | 30 | 0.37 | 29.6 | 23.2 | 0.25752 | 20.6016 | 19.29 | 0.21412 | 17.1295
SCG | RFF | CZ09 | 10.6 | 30 | 0.35333 | 28.2667 | 23.2 | 0.24592 | 19.6736 | 19.06 | 0.20204 | 16.1629
SCG | RFF | CZ10 | 13.6 | 30 | 0.45333 | 36.2667 | 23.2 | 0.31552 | 25.2416 | 11.73 | 0.15953 | 12.7622
SCG | RFF | CZ13 | 30.4 | 30 | 1.0133 | 81.0667 | 23.2 | 0.70528 | 56.4224 | 23.63 | 0.71835 | 57.4682
SCG | RFF | CZ14 | 34.4 | 30 | 1.1467 | 91.7333 | 23.2 | 0.79808 | 63.8464 | 11.73 | 0.40351 | 32.281
SCG | RFF | CZ15 | 4.84 | 30 | 0.16133 | 12.9067 | 23.2 | 0.11229 | 8.983 | 25.23 | 0.12211 | 9.7691
SCG | RFF | CZ16 | 91.1 | 30 | 3.0367 | 242.9333 | 23.2 | 2.1135 | 169.0816 | 19.06 | 1.7364 | 138.9093
SCG | RSD | CZ05 | 21.7 | 40 | 0.5425 | 43.4 | 23.2 | 0.50344 | 40.2752 | 18.65 | 0.4047 | 32.3764
SCG | RSD | CZ06 | 12.3 | 40 | 0.3075 | 24.6 | 23.2 | 0.28536 | 22.8288 | 19.29 | 0.23727 | 18.9814
SCG | RSD | CZ08 | 11.4 | 40 | 0.285 | 22.8 | 23.2 | 0.26448 | 21.1584 | 19.29 | 0.21991 | 17.5925
SCG | RSD | CZ09 | 11 | 40 | 0.275 | 22 | 23.2 | 0.2552 | 20.416 | 19.06 | 0.20966 | 16.7728
SCG | RSD | CZ10 | 13 | 40 | 0.325 | 26 | 23.2 | 0.3016 | 24.128 | 11.73 | 0.15249 | 12.1992
SCG | RSD | CZ13 | 23.6 | 40 | 0.59 | 47.2 | 23.2 | 0.54752 | 43.8016 | 23.63 | 0.55767 | 44.6134
SCG | RSD | CZ14 | 28.8 | 40 | 0.72 | 57.6 | 23.2 | 0.66816 | 53.4528 | 11.73 | 0.33782 | 27.0259
SCG | RSD | CZ15 | 4.92 | 40 | 0.123 | 9.84 | 23.2 | 0.11414 | 9.1315 | 25.23 | 0.12413 | 9.9305
SCG | RSD | CZ16 | 69.5 | 40 | 1.7375 | 139 | 23.2 | 1.6124 | 128.992 | 19.06 | 1.3247 | 105.9736
SCG | RtL | CZ05 | 2.32 | 20 | 0.116 | 9.28 | 46.85 | 0.10869 | 8.6954 | 38.8 | 0.090016 | 7.2013
SCG | RtL | CZ06 | 1.32 | 20 | 0.066 | 5.28 | 46.85 | 0.061842 | 4.9474 | 93.58 | 0.12353 | 9.882
SCG | RtL | CZ08 | 1.28 | 20 | 0.064 | 5.12 | 46.85 | 0.059968 | 4.7974 | 93.58 | 0.11978 | 9.5826
SCG | RtL | CZ09 | 1.19 | 20 | 0.0595 | 4.76 | 46.85 | 0.055751 | 4.4601 | 70.08 | 0.083395 | 6.6716
SCG | RtL | CZ10 | 1.59 | 20 | 0.0795 | 6.36 | 46.85 | 0.074492 | 5.9593 | 49.41 | 0.078562 | 6.285
SCG | RtL | CZ13 | 3.86 | 20 | 0.193 | 15.44 | 46.85 | 0.18084 | 14.4673 | 89.42 | 0.34516 | 27.6129
SCG | RtL | CZ14 | 5.68 | 20 | 0.284 | 22.72 | 46.85 | 0.26611 | 21.2886 | 49.41 | 0.28065 | 22.4519
SCG | RtL | CZ15 | 0.626 | 20 | 0.0313 | 2.504 | 46.85 | 0.029328 | 2.3462 | 69.98 | 0.043807 | 3.5046
SCG | RtL | CZ16 | 16.9 | 20 | 0.845 | 67.6 | 46.85 | 0.79176 | 63.3412 | 70.08 | 1.1844 | 94.7482
SCG | RtS | CZ05 | 4.64 | 30 | 0.15467 | 12.3733 | 46.85 | 0.21738 | 17.3907 | 38.8 | 0.18003 | 14.4026
SCG | RtS | CZ06 | 2.12 | 30 | 0.070667 | 5.6533 | 46.85 | 0.099322 | 7.9458 | 93.58 | 0.19839 | 15.8712
SCG | RtS | CZ08 | 2.08 | 30 | 0.069333 | 5.5467 | 46.85 | 0.097448 | 7.7958 | 93.58 | 0.19465 | 15.5717
SCG | RtS | CZ09 | 1.93 | 30 | 0.064333 | 5.1467 | 46.85 | 0.090421 | 7.2336 | 70.08 | 0.13525 | 10.8204
SCG | RtS | CZ10 | 2.38 | 30 | 0.079333 | 6.3467 | 46.85 | 0.1115 | 8.9202 | 49.41 | 0.1176 | 9.4077
SCG | RtS | CZ13 | 7.74 | 30 | 0.258 | 20.64 | 46.85 | 0.36262 | 29.0095 | 89.42 | 0.69211 | 55.3689
SCG | RtS | CZ14 | 8.35 | 30 | 0.27833 | 22.2667 | 46.85 | 0.3912 | 31.2958 | 49.41 | 0.41257 | 33.0059
SCG | RtS | CZ15 | 0.885 | 30 | 0.0295 | 2.36 | 46.85 | 0.041462 | 3.317 | 69.98 | 0.061932 | 4.9546
SCG | RtS | CZ16 | 26 | 30 | 0.86667 | 69.3333 | 46.85 | 1.2181 | 97.448 | 70.08 | 1.8221 | 145.7664

## Sheet2 (hidden)
|  | Zones | CZ01 | CZ02 | CZ03 | CZ04 | CZ05 | CZ06 | CZ07 | CZ08 | CZ09 | CZ10 | CZ11 | CZ12 | CZ13 | CZ14 | CZ15 | CZ16
Assembly | Asm | Miscellaneous | 54.954 | 54.954 | 54.954 | 54.954 | 54.954 | 46.74 | 50.84 | 46.74 | 46.74 | 46.74 | 54.954 | 28.78 | 46.74 | 50.84 | 46.74 | 46.74
Education - Community College | ECC | College | 78.876 | 78.876 | 78.876 | 78.876 | 78.876 | 40.4425 | 98.9267 | 40.4425 | 40.4425 | 40.4425 | 78.876 | 42.98 | 40.4425 | 98.9267 | 40.4425 | 40.4425
Education - Primary School | EPr | School | 17.516 | 17.516 | 17.516 | 17.516 | 17.516 | 26.2475 | 29.0767 | 26.2475 | 26.2475 | 26.2475 | 17.516 | 20.37 | 26.2475 | 29.0767 | 26.2475 | 26.2475
Education - Relocatable Classroom | ERC | School | 17.516 | 17.516 | 17.516 | 17.516 | 17.516 | 26.2475 | 29.0767 | 26.2475 | 26.2475 | 26.2475 | 17.516 | 20.37 | 26.2475 | 29.0767 | 26.2475 | 26.2475
Education - Secondary School | ESe | School | 17.516 | 17.516 | 17.516 | 17.516 | 17.516 | 26.2475 | 29.0767 | 26.2475 | 26.2475 | 26.2475 | 17.516 | 20.37 | 26.2475 | 29.0767 | 26.2475 | 26.2475
Grocery | Gro | Grocery | 47.608 | 47.608 | 47.608 | 47.608 | 47.608 | 73.5275 | 145.1133 | 73.5275 | 73.5275 | 73.5275 | 47.608 | 49.37 | 73.5275 | 145.1133 | 73.5275 | 73.5275
Health/Medical - Hospital | Hsp | Health | 28.9 | 28.9 | 28.9 | 28.9 | 28.9 | 36.7925 | 34.9667 | 36.7925 | 36.7925 | 36.7925 | 28.9 | 25 | 36.7925 | 34.9667 | 36.7925 | 36.7925
Lodging - Hotel | Htl | Lodging | 169.392 | 169.392 | 169.392 | 169.392 | 169.392 | 74.6475 | 62.6 | 74.6475 | 74.6475 | 74.6475 | 169.392 | 83.27 | 74.6475 | 62.6 | 74.6475 | 74.6475
Bio/Tech Manufacturing | MBT | Miscellaneous | 54.954 | 54.954 | 54.954 | 54.954 | 54.954 | 46.74 | 50.84 | 46.74 | 46.74 | 46.74 | 54.954 | 28.78 | 46.74 | 50.84 | 46.74 | 46.74
Light Industry Manufacturing | MLI | Miscellaneous | 54.954 | 54.954 | 54.954 | 54.954 | 54.954 | 46.74 | 50.84 | 46.74 | 46.74 | 46.74 | 54.954 | 28.78 | 46.74 | 50.84 | 46.74 | 46.74
Health/Medical - Nursing Home | Nrs | Health | 28.9 | 28.9 | 28.9 | 28.9 | 28.9 | 36.7925 | 34.9667 | 36.7925 | 36.7925 | 36.7925 | 28.9 | 25 | 36.7925 | 34.9667 | 36.7925 | 36.7925
Office - Small | OfS | Small Office | 22.886 | 22.886 | 22.886 | 22.886 | 22.886 | 30.59 | 162.2 | 30.59 | 30.59 | 30.59 | 22.886 | 42.67 | 30.59 | 162.2 | 30.59 | 30.59
Restaurant - Fast-Food | RFF | Restaurant | 29.368 | 29.368 | 29.368 | 29.368 | 29.368 | 16.12 | 24.02 | 16.12 | 16.12 | 16.12 | 29.368 | 23.2 | 16.12 | 24.02 | 16.12 | 16.12
Restaurant - Sit-Down | RSD | Restaurant | 29.368 | 29.368 | 29.368 | 29.368 | 29.368 | 16.12 | 24.02 | 16.12 | 16.12 | 16.12 | 29.368 | 23.2 | 16.12 | 24.02 | 16.12 | 16.12
Retail - Single-Story Large | RtL | Retail | 35.628 | 35.628 | 35.628 | 35.628 | 35.628 | 59.9825 | 85.1967 | 59.9825 | 59.9825 | 59.9825 | 35.628 | 46.85 | 59.9825 | 85.1967 | 59.9825 | 59.9825
Retail - Small | RtS | Retail | 35.628 | 35.628 | 35.628 | 35.628 | 35.628 | 59.9825 | 85.1967 | 59.9825 | 59.9825 | 59.9825 | 35.628 | 46.85 | 59.9825 | 85.1967 | 59.9825 | 59.9825
Storage - Conditioned | SCn | Warehouse | 89.345 | 89.345 | 89.345 | 89.345 | 89.345 | 197.8575 | 76.5367 | 197.8575 | 197.8575 | 197.8575 | 89.345 | 669.98 | 197.8575 | 76.5367 | 197.8575 | 197.8575
Warehouse - Refrigerated | WRf | Refr. Warehouse | 585.19 | 585.19 | 585.19 | 585.19 | 585.19 | 264.8475 | 160.76 | 264.8475 | 264.8475 | 264.8475 | 585.19 | 248.22 | 264.8475 | 160.76 | 264.8475 | 264.8475
| 1 | 2 | CZ01: 3; CZ02: 4; CZ03: 5; CZ04: 6
|  |  | PGE | SCE | SDGE | SMUD
| Asm | Miscellaneous | CZ01: 54.954; CZ02: 38.545; CZ03: 50.84; CZ04: 28.78
| ECC | College | CZ01: 78.876; CZ02: 47.145; CZ03: 98.9267; CZ04: 42.98
| EPr | School | CZ01: 17.516; CZ02: 21.86; CZ03: 29.0767; CZ04: 20.37
| ERC | School | CZ01: 17.516; CZ02: 21.86; CZ03: 29.0767; CZ04: 20.37
| ESe | School | CZ01: 17.516; CZ02: 21.86; CZ03: 29.0767; CZ04: 20.37
| Gro | Grocery | CZ01: 47.608; CZ02: 74.365; CZ03: 145.1133; CZ04: 49.37
| Hsp | Health | CZ01: 28.9; CZ02: 44.375; CZ03: 34.9667; CZ04: 25
| Htl | Lodging | CZ01: 169.392; CZ02: 64.735; CZ03: 62.6; CZ04: 83.27
| MBT | Miscellaneous | CZ01: 54.954; CZ02: 38.545; CZ03: 50.84; CZ04: 28.78
| MLI | Miscellaneous | CZ01: 54.954; CZ02: 38.545; CZ03: 50.84; CZ04: 28.78
| Nrs | Health | CZ01: 28.9; CZ02: 44.375; CZ03: 34.9667; CZ04: 25
| OfS | Small Office | CZ01: 22.886; CZ02: 30.195; CZ03: 162.2; CZ04: 42.67
| RFF | Restaurant | CZ01: 29.368; CZ02: 16.845; CZ03: 24.02; CZ04: 23.2
| RSD | Restaurant | CZ01: 29.368; CZ02: 16.845; CZ03: 24.02; CZ04: 23.2
| RtL | Retail | CZ01: 35.628; CZ02: 60.22; CZ03: 85.1967; CZ04: 46.85
| RtS | Retail | CZ01: 35.628; CZ02: 60.22; CZ03: 85.1967; CZ04: 46.85
| SCn | Warehouse | CZ01: 89.345; CZ02: 148.35; CZ03: 76.5367; CZ04: 669.98
| WRf | Refr. Warehouse | CZ01: 585.19; CZ02: 359.6; CZ03: 160.76; CZ04: 248.22