## Measure Summary
Measure ID | Measure Name | Measure Description | Base Case Description | Average Savings (Therms/Yr) | Unit | Base Cost | Material Cost | Labor Cost | IMC
NG-WtrHt-LrgInst-Gas-gt200kBtuh-0p80Et | Tier I; Large Gas Instantaneous Water Heater, Et = 0.80 | Large Gas Instantaneous Water Heater, Et ≥ 0.80 | Large Gas Storage Water Heater, Et = 0.80, Stdby Loss = 0.56%/hr | 0.30914 | Cap-kBtuh | 8.7355 | 17.943 | 0.74773 | 9.9553
NG-WtrHt-LrgInst-Gas-gt200kBtuh-0p90Et | Tier II; Large Gas Instantaneous Water Heater, Et = 0.90 | Large Gas Instantaneous Water Heater, Et ≥ 0.90 | Large Gas Storage Water Heater, Et = 0.80, Stdby Loss = 0.56%/hr | 2.2945 | Cap-kBtuh | 8.7355 | 22.0062 | 0.74773 | 14.0184
WPSCGNRWH120206B_Rev06_Msr001 | Tier I; Small Instaneous Water Heater (UEF>=0.81), Savings per Cap-kbtuh | Small Instantaneous Gas Water Heater, UEF >= 0.81 | Small storage Gas water heater: 40 gallon, EF = 0.62, RE = 0.76, Cap = 40kBTUh, UA = 6.43 BTU/hr-F, AuxBTUh: 350 | 2.3261 | Cap-kBtuh | 5.85 | 5.5729 | 6.392 | 6.1148
WPSCGNRWH120206B_Rev06_Msr002 | Tier II; Small Instaneous Water Heater (UEF>=0.87), Savings per Cap-kBtuh | Small Instantaneous Gas Water Heater, UEF >= 0.87 | Small storage Gas water heater: 40 gallon, EF = 0.62, RE = 0.76, Cap = 40kBTUh, UA = 6.43 BTU/hr-F, AuxBTUh: 350 | 4.8689 | Cap-kBtuh | 5.85 | 8.4422 | 4.8241 | 7.4163
*Cost Calculations can be found in Attachment D
Measure ID | Avearge SCG Savings
NG-WtrHt-LrgInst-Gas-gt200kBtuh-0p80Et | 0.30797 | Cap-kBtuh
NG-WtrHt-LrgInst-Gas-gt200kBtuh-0p90Et | 2.2755 | Cap-kBtuh
WPSCGNRWH120206B_Rev07_Msr001 | 2.2816 | Cap-kBtuh
WPSCGNRWH120206B_Rev07_Msr002 | 4.8011 | Cap-kBtuh
Measure ID | Average PGE Savings
NG-WtrHt-LrgInst-Gas-gt200kBtuh-0p80Et | 0.31486 | Cap-kBtuh
NG-WtrHt-LrgInst-Gas-gt200kBtuh-0p90Et | 2.4153 | Cap-kBtuh
WPSCGNRWH120206B_Rev07_Msr001 | 2.6139 | Cap-kBtuh
WPSCGNRWH120206B_Rev07_Msr002 | 5.3288 | Cap-kBtuh
Measure ID | Average SDGE Savings
NG-WtrHt-LrgInst-Gas-gt200kBtuh-0p80Et | 0.30412 | Cap-kBtuh
NG-WtrHt-LrgInst-Gas-gt200kBtuh-0p90Et | 2.195 | Cap-kBtuh
WPSCGNRWH120206B_Rev07_Msr001 | 2.062 | Cap-kBtuh
WPSCGNRWH120206B_Rev07_Msr002 | 4.4736 | Cap-kBtuh
Measure ID | Average SCE Savings
NG-WtrHt-LrgInst-Gas-gt200kBtuh-0p80Et | 0.30715 | Cap-kBtuh
NG-WtrHt-LrgInst-Gas-gt200kBtuh-0p90Et | 2.2176 | Cap-kBtuh
WPSCGNRWH120206B_Rev07_Msr001 | 2.2716 | Cap-kBtuh
WPSCGNRWH120206B_Rev07_Msr002 | 4.7646 | Cap-kBtuh
Measure ID | Average Any Savings
NG-WtrHt-LrgInst-Gas-gt200kBtuh-0p80Et | 0.31013 | Cap-kBtuh
NG-WtrHt-LrgInst-Gas-gt200kBtuh-0p90Et | 2.3391 | Cap-kBtuh
WPSCGNRWH120206B_Rev07_Msr001 | N/A | Cap-kBtuh
WPSCGNRWH120206B_Rev07_Msr002 | N/A | Cap-kBtuh

## Energy Impacts Tables
EnergyImpactID | Version | VersionSource | LastMod | PA | BldgType | BldgVint | BldgHVAC | BldgLoc | NormUnit | NumUnit | MeasArea | ScaleBasis | APreEUkWh | APreEUkW | APreEUtherm | APreWBkWh | APreWBkW | APreWBtherm | AStdEUkWh | AStdEUkW | AStdEUtherm | AStdWBkWh | AStdWBkW | AStdWBtherm | ElecImpactProfileID | GasImpactProfileID | Flag | BldgType_desc | BldgVint_desc | BldgLoc_desc | IOUname
NG-WtrHt-LrgInst-Gas-gt200kBtuh-0p80Et | DEER2014 | D13 v1.00 | 2013-08-01 | Any | Asm | New | Any | CZ01 | Cap-kBTUh | 292 | 34000 | None | 0 | 0 | 0 | 0 | 0 | 0.343 | 0 | 0 | 0 | 0 | 0 | 0.343 |  |  | 1 | Assembly | New | Arcata Area | Any
NG-WtrHt-LrgInst-Gas-gt200kBtuh-0p80Et | DEER2014 | D13 v1.00 | 2013-08-01 | Any | Asm | New | Any | CZ02 | Cap-kBTUh | 292 | 34000 | None | 0 | 0 | 0 | 0 | 0 | 0.329 | 0 | 0 | 0 | 0 | 0 | 0.329 |  |  | 1 | Assembly | New | Santa Rosa Area | Any
NG-WtrHt-LrgInst-Gas-gt200kBtuh-0p80Et | DEER2014 | D13 v1.00 | 2013-08-01 | Any | Asm | New | Any | CZ03 | Cap-kBTUh | 292 | 34000 | None | 0 | 0 | 0 | 0 | 0 | 0.333 | 0 | 0 | 0 | 0 | 0 | 0.333 |  |  | 1 | Assembly | New | Oakland Area | Any
NG-WtrHt-LrgInst-Gas-gt200kBtuh-0p80Et | DEER2014 | D13 v1.00 | 2013-08-01 | Any | Asm | New | Any | CZ04 | Cap-kBTUh | 292 | 34000 | None | 0 | 0 | 0 | 0 | 0 | 0.327 | 0 | 0 | 0 | 0 | 0 | 0.327 |  |  | 1 | Assembly | New | San Jose-Reid (Sunnyvale for pre-2014) | Any
NG-WtrHt-LrgInst-Gas-gt200kBtuh-0p80Et | DEER2014 | D13 v1.00 | 2013-08-01 | Any | Asm | New | Any | CZ05 | Cap-kBTUh | 292 | 34000 | None | 0 | 0 | 0 | 0 | 0 | 0.333 | 0 | 0 | 0 | 0 | 0 | 0.333 |  |  | 1 | Assembly | New | Santa Maria Area | Any
NG-WtrHt-LrgInst-Gas-gt200kBtuh-0p80Et | DEER2014 | D13 v1.00 | 2013-08-01 | Any | Asm | New | Any | CZ06 | Cap-kBTUh | 292 | 34000 | None | 0 | 0 | 0 | 0 | 0 | 0.328 | 0 | 0 | 0 | 0 | 0 | 0.328 |  |  | 1 | Assembly | New | Torrance (Los Angeles for pre-2014) | Any
NG-WtrHt-LrgInst-Gas-gt200kBtuh-0p80Et | DEER2014 | D13 v1.00 | 2013-08-01 | Any | Asm | New | Any | CZ07 | Cap-kBTUh | 292 | 34000 | None | 0 | 0 | 0 | 0 | 0 | 0.325 | 0 | 0 | 0 | 0 | 0 | 0.325 |  |  | 1 | Assembly | New | San Diego-Lindbergh | Any
NG-WtrHt-LrgInst-Gas-gt200kBtuh-0p80Et | DEER2014 | D13 v1.00 | 2013-08-01 | Any | Asm | New | Any | CZ08 | Cap-kBTUh | 292 | 34000 | None | 0 | 0 | 0 | 0 | 0 | 0.322 | 0 | 0 | 0 | 0 | 0 | 0.322 |  |  | 1 | Assembly | New | Fullerton (El Toro for pre-2014) | Any
NG-WtrHt-LrgInst-Gas-gt200kBtuh-0p80Et | DEER2014 | D13 v1.00 | 2013-08-01 | Any | Asm | New | Any | CZ09 | Cap-kBTUh | 292 | 34000 | None | 0 | 0 | 0 | 0 | 0 | 0.321 | 0 | 0 | 0 | 0 | 0 | 0.321 |  |  | 1 | Assembly | New | Burbank-Glendale (Pasadena for pre-2014) | Any
NG-WtrHt-LrgInst-Gas-gt200kBtuh-0p80Et | DEER2014 | D13 v1.00 | 2013-08-01 | Any | Asm | New | Any | CZ10 | Cap-kBTUh | 292 | 34000 | None | 0 | 0 | 0 | 0 | 0 | 0.32 | 0 | 0 | 0 | 0 | 0 | 0.32 |  |  | 1 | Assembly | New | Riverside | Any
NG-WtrHt-LrgInst-Gas-gt200kBtuh-0p80Et | DEER2014 | D13 v1.00 | 2013-08-01 | Any | Asm | New | Any | CZ11 | Cap-kBTUh | 292 | 34000 | None | 0 | 0 | 0 | 0 | 0 | 0.322 | 0 | 0 | 0 | 0 | 0 | 0.322 |  |  | 1 | Assembly | New | Red Bluff Area | Any
NG-WtrHt-LrgInst-Gas-gt200kBtuh-0p80Et | DEER2014 | D13 v1.00 | 2013-08-01 | Any | Asm | New | Any | CZ12 | Cap-kBTUh | 292 | 34000 | None | 0 | 0 | 0 | 0 | 0 | 0.324 | 0 | 0 | 0 | 0 | 0 | 0.324 |  |  | 1 | Assembly | New | Sacramento Area | Any
NG-WtrHt-LrgInst-Gas-gt200kBtuh-0p80Et | DEER2014 | D13 v1.00 | 2013-08-01 | Any | Asm | New | Any | CZ13 | Cap-kBTUh | 292 | 34000 | None | 0 | 0 | 0 | 0 | 0 | 0.32 | 0 | 0 | 0 | 0 | 0 | 0.32 |  |  | 1 | Assembly | New | Fresno Area | Any
NG-WtrHt-LrgInst-Gas-gt200kBtuh-0p80Et | DEER2014 | D13 v1.00 | 2013-08-01 | Any | Asm | New | Any | CZ14 | Cap-kBTUh | 292 | 34000 | None | 0 | 0 | 0 | 0 | 0 | 0.322 | 0 | 0 | 0 | 0 | 0 | 0.322 |  |  | 1 | Assembly | New | Palmdale (China Lake for pre-2014) | Any
NG-WtrHt-LrgInst-Gas-gt200kBtuh-0p80Et | DEER2014 | D13 v1.00 | 2013-08-01 | Any | Asm | New | Any | CZ15 | Cap-kBTUh | 292 | 34000 | None | 0 | 0 | 0 | 0 | 0 | 0.307 | 0 | 0 | 0 | 0 | 0 | 0.307 |  |  | 1 | Assembly | New | Palm Springs-Intl (El Centro for pre-2014) | Any
NG-WtrHt-LrgInst-Gas-gt200kBtuh-0p80Et | DEER2014 | D13 v1.00 | 2013-08-01 | Any | Asm | New | Any | CZ16 | Cap-kBTUh | 292 | 34000 | None | 0 | 0 | 0 | 0 | 0 | 0.334 | 0 | 0 | 0 | 0 | 0 | 0.334 |  |  | 1 | Assembly | New | Blue Canyon (Mount Shasta for pre-2014) | Any
NG-WtrHt-LrgInst-Gas-gt200kBtuh-0p80Et | DEER2014 | D13 v1.00 | 2013-08-01 | Any | ECC | New | Any | CZ01 | Cap-kBTUh | 1030 | 300000 | None | 0 | 0 | 0 | 0 | 0 | 0.298 | 0 | 0 | 0 | 0 | 0 | 0.298 |  |  | 1 | Education - Community College | New | Arcata Area | Any
NG-WtrHt-LrgInst-Gas-gt200kBtuh-0p80Et | DEER2014 | D13 v1.00 | 2013-08-01 | Any | ECC | New | Any | CZ02 | Cap-kBTUh | 1030 | 300000 | None | 0 | 0 | 0 | 0 | 0 | 0.297 | 0 | 0 | 0 | 0 | 0 | 0.297 |  |  | 1 | Education - Community College | New | Santa Rosa Area | Any
NG-WtrHt-LrgInst-Gas-gt200kBtuh-0p80Et | DEER2014 | D13 v1.00 | 2013-08-01 | Any | ECC | New | Any | CZ03 | Cap-kBTUh | 1030 | 300000 | None | 0 | 0 | 0 | 0 | 0 | 0.298 | 0 | 0 | 0 | 0 | 0 | 0.298 |  |  | 1 | Education - Community College | New | Oakland Area | Any
NG-WtrHt-LrgInst-Gas-gt200kBtuh-0p80Et | DEER2014 | D13 v1.00 | 2013-08-01 | Any | ECC | New | Any | CZ04 | Cap-kBTUh | 1030 | 300000 | None | 0 | 0 | 0 | 0 | 0 | 0.298 | 0 | 0 | 0 | 0 | 0 | 0.298 |  |  | 1 | Education - Community College | New | San Jose-Reid (Sunnyvale for pre-2014) | Any
NG-WtrHt-LrgInst-Gas-gt200kBtuh-0p80Et | DEER2014 | D13 v1.00 | 2013-08-01 | Any | ECC | New | Any | CZ05 | Cap-kBTUh | 1030 | 300000 | None | 0 | 0 | 0 | 0 | 0 | 0.298 | 0 | 0 | 0 | 0 | 0 | 0.298 |  |  | 1 | Education - Community College | New | Santa Maria Area | Any
NG-WtrHt-LrgInst-Gas-gt200kBtuh-0p80Et | DEER2014 | D13 v1.00 | 2013-08-01 | Any | ECC | New | Any | CZ06 | Cap-kBTUh | 1030 | 300000 | None | 0 | 0 | 0 | 0 | 0 | 0.298 | 0 | 0 | 0 | 0 | 0 | 0.298 |  |  | 1 | Education - Community College | New | Torrance (Los Angeles for pre-2014) | Any
NG-WtrHt-LrgInst-Gas-gt200kBtuh-0p80Et | DEER2014 | D13 v1.00 | 2013-08-01 | Any | ECC | New | Any | CZ07 | Cap-kBTUh | 1030 | 300000 | None | 0 | 0 | 0 | 0 | 0 | 0.298 | 0 | 0 | 0 | 0 | 0 | 0.298 |  |  | 1 | Education - Community College | New | San Diego-Lindbergh | Any
NG-WtrHt-LrgInst-Gas-gt200kBtuh-0p80Et | DEER2014 | D13 v1.00 | 2013-08-01 | Any | ECC | New | Any | CZ08 | Cap-kBTUh | 1030 | 300000 | None | 0 | 0 | 0 | 0 | 0 | 0.298 | 0 | 0 | 0 | 0 | 0 | 0.298 |  |  | 1 | Education - Community College | New | Fullerton (El Toro for pre-2014) | Any
NG-WtrHt-LrgInst-Gas-gt200kBtuh-0p80Et | DEER2014 | D13 v1.00 | 2013-08-01 | Any | ECC | New | Any | CZ09 | Cap-kBTUh | 1030 | 300000 | None | 0 | 0 | 0 | 0 | 0 | 0.298 | 0 | 0 | 0 | 0 | 0 | 0.298 |  |  | 1 | Education - Community College | New | Burbank-Glendale (Pasadena for pre-2014) | Any
NG-WtrHt-LrgInst-Gas-gt200kBtuh-0p80Et | DEER2014 | D13 v1.00 | 2013-08-01 | Any | ECC | New | Any | CZ10 | Cap-kBTUh | 1030 | 300000 | None | 0 | 0 | 0 | 0 | 0 | 0.297 | 0 | 0 | 0 | 0 | 0 | 0.297 |  |  | 1 | Education - Community College | New | Riverside | Any
NG-WtrHt-LrgInst-Gas-gt200kBtuh-0p80Et | DEER2014 | D13 v1.00 | 2013-08-01 | Any | ECC | New | Any | CZ11 | Cap-kBTUh | 1030 | 300000 | None | 0 | 0 | 0 | 0 | 0 | 0.297 | 0 | 0 | 0 | 0 | 0 | 0.297 |  |  | 1 | Education - Community College | New | Red Bluff Area | Any
NG-WtrHt-LrgInst-Gas-gt200kBtuh-0p80Et | DEER2014 | D13 v1.00 | 2013-08-01 | Any | ECC | New | Any | CZ12 | Cap-kBTUh | 1030 | 300000 | None | 0 | 0 | 0 | 0 | 0 | 0.298 | 0 | 0 | 0 | 0 | 0 | 0.298 |  |  | 1 | Education - Community College | New | Sacramento Area | Any
NG-WtrHt-LrgInst-Gas-gt200kBtuh-0p80Et | DEER2014 | D13 v1.00 | 2013-08-01 | Any | ECC | New | Any | CZ13 | Cap-kBTUh | 1030 | 300000 | None | 0 | 0 | 0 | 0 | 0 | 0.298 | 0 | 0 | 0 | 0 | 0 | 0.298 |  |  | 1 | Education - Community College | New | Fresno Area | Any
NG-WtrHt-LrgInst-Gas-gt200kBtuh-0p80Et | DEER2014 | D13 v1.00 | 2013-08-01 | Any | ECC | New | Any | CZ14 | Cap-kBTUh | 1030 | 300000 | None | 0 | 0 | 0 | 0 | 0 | 0.297 | 0 | 0 | 0 | 0 | 0 | 0.297 |  |  | 1 | Education - Community College | New | Palmdale (China Lake for pre-2014) | Any
NG-WtrHt-LrgInst-Gas-gt200kBtuh-0p80Et | DEER2014 | D13 v1.00 | 2013-08-01 | Any | ECC | New | Any | CZ15 | Cap-kBTUh | 1030 | 300000 | None | 0 | 0 | 0 | 0 | 0 | 0.296 | 0 | 0 | 0 | 0 | 0 | 0.296 |  |  | 1 | Education - Community College | New | Palm Springs-Intl (El Centro for pre-2014) | Any
NG-WtrHt-LrgInst-Gas-gt200kBtuh-0p80Et | DEER2014 | D13 v1.00 | 2013-08-01 | Any | ECC | New | Any | CZ16 | Cap-kBTUh | 1030 | 300000 | None | 0 | 0 | 0 | 0 | 0 | 0.297 | 0 | 0 | 0 | 0 | 0 | 0.297 |  |  | 1 | Education - Community College | New | Blue Canyon (Mount Shasta for pre-2014) | Any
NG-WtrHt-LrgInst-Gas-gt200kBtuh-0p80Et | DEER2014 | D13 v1.00 | 2013-08-01 | Any | EPr | New | Any | CZ01 | Cap-kBTUh | 175 | 50000 | None | 0 | 0 | 0 | 0 | 0 | 0.35 | 0 | 0 | 0 | 0 | 0 | 0.35 |  |  | 1 | Education - Primary School | New | Arcata Area | Any
NG-WtrHt-LrgInst-Gas-gt200kBtuh-0p80Et | DEER2014 | D13 v1.00 | 2013-08-01 | Any | EPr | New | Any | CZ02 | Cap-kBTUh | 175 | 50000 | None | 0 | 0 | 0 | 0 | 0 | 0.33 | 0 | 0 | 0 | 0 | 0 | 0.33 |  |  | 1 | Education - Primary School | New | Santa Rosa Area | Any
NG-WtrHt-LrgInst-Gas-gt200kBtuh-0p80Et | DEER2014 | D13 v1.00 | 2013-08-01 | Any | EPr | New | Any | CZ03 | Cap-kBTUh | 175 | 50000 | None | 0 | 0 | 0 | 0 | 0 | 0.335 | 0 | 0 | 0 | 0 | 0 | 0.335 |  |  | 1 | Education - Primary School | New | Oakland Area | Any
NG-WtrHt-LrgInst-Gas-gt200kBtuh-0p80Et | DEER2014 | D13 v1.00 | 2013-08-01 | Any | EPr | New | Any | CZ04 | Cap-kBTUh | 175 | 50000 | None | 0 | 0 | 0 | 0 | 0 | 0.326 | 0 | 0 | 0 | 0 | 0 | 0.326 |  |  | 1 | Education - Primary School | New | San Jose-Reid (Sunnyvale for pre-2014) | Any
NG-WtrHt-LrgInst-Gas-gt200kBtuh-0p80Et | DEER2014 | D13 v1.00 | 2013-08-01 | Any | EPr | New | Any | CZ05 | Cap-kBTUh | 175 | 50000 | None | 0 | 0 | 0 | 0 | 0 | 0.338 | 0 | 0 | 0 | 0 | 0 | 0.338 |  |  | 1 | Education - Primary School | New | Santa Maria Area | Any
NG-WtrHt-LrgInst-Gas-gt200kBtuh-0p80Et | DEER2014 | D13 v1.00 | 2013-08-01 | Any | EPr | New | Any | CZ06 | Cap-kBTUh | 175 | 50000 | None | 0 | 0 | 0 | 0 | 0 | 0.325 | 0 | 0 | 0 | 0 | 0 | 0.325 |  |  | 1 | Education - Primary School | New | Torrance (Los Angeles for pre-2014) | Any
NG-WtrHt-LrgInst-Gas-gt200kBtuh-0p80Et | DEER2014 | D13 v1.00 | 2013-08-01 | Any | EPr | New | Any | CZ07 | Cap-kBTUh | 175 | 50000 | None | 0 | 0 | 0 | 0 | 0 | 0.323 | 0 | 0 | 0 | 0 | 0 | 0.323 |  |  | 1 | Education - Primary School | New | San Diego-Lindbergh | Any
NG-WtrHt-LrgInst-Gas-gt200kBtuh-0p80Et | DEER2014 | D13 v1.00 | 2013-08-01 | Any | EPr | New | Any | CZ08 | Cap-kBTUh | 175 | 50000 | None | 0 | 0 | 0 | 0 | 0 | 0.319 | 0 | 0 | 0 | 0 | 0 | 0.319 |  |  | 1 | Education - Primary School | New | Fullerton (El Toro for pre-2014) | Any
NG-WtrHt-LrgInst-Gas-gt200kBtuh-0p80Et | DEER2014 | D13 v1.00 | 2013-08-01 | Any | EPr | New | Any | CZ09 | Cap-kBTUh | 175 | 50000 | None | 0 | 0 | 0 | 0 | 0 | 0.317 | 0 | 0 | 0 | 0 | 0 | 0.317 |  |  | 1 | Education - Primary School | New | Burbank-Glendale (Pasadena for pre-2014) | Any
NG-WtrHt-LrgInst-Gas-gt200kBtuh-0p80Et | DEER2014 | D13 v1.00 | 2013-08-01 | Any | EPr | New | Any | CZ10 | Cap-kBTUh | 175 | 50000 | None | 0 | 0 | 0 | 0 | 0 | 0.316 | 0 | 0 | 0 | 0 | 0 | 0.316 |  |  | 1 | Education - Primary School | New | Riverside | Any
NG-WtrHt-LrgInst-Gas-gt200kBtuh-0p80Et | DEER2014 | D13 v1.00 | 2013-08-01 | Any | EPr | New | Any | CZ11 | Cap-kBTUh | 175 | 50000 | None | 0 | 0 | 0 | 0 | 0 | 0.319 | 0 | 0 | 0 | 0 | 0 | 0.319 |  |  | 1 | Education - Primary School | New | Red Bluff Area | Any
NG-WtrHt-LrgInst-Gas-gt200kBtuh-0p80Et | DEER2014 | D13 v1.00 | 2013-08-01 | Any | EPr | New | Any | CZ12 | Cap-kBTUh | 175 | 50000 | None | 0 | 0 | 0 | 0 | 0 | 0.323 | 0 | 0 | 0 | 0 | 0 | 0.323 |  |  | 1 | Education - Primary School | New | Sacramento Area | Any
NG-WtrHt-LrgInst-Gas-gt200kBtuh-0p80Et | DEER2014 | D13 v1.00 | 2013-08-01 | Any | EPr | New | Any | CZ13 | Cap-kBTUh | 175 | 50000 | None | 0 | 0 | 0 | 0 | 0 | 0.317 | 0 | 0 | 0 | 0 | 0 | 0.317 |  |  | 1 | Education - Primary School | New | Fresno Area | Any
NG-WtrHt-LrgInst-Gas-gt200kBtuh-0p80Et | DEER2014 | D13 v1.00 | 2013-08-01 | Any | EPr | New | Any | CZ14 | Cap-kBTUh | 175 | 50000 | None | 0 | 0 | 0 | 0 | 0 | 0.32 | 0 | 0 | 0 | 0 | 0 | 0.32 |  |  | 1 | Education - Primary School | New | Palmdale (China Lake for pre-2014) | Any
NG-WtrHt-LrgInst-Gas-gt200kBtuh-0p80Et | DEER2014 | D13 v1.00 | 2013-08-01 | Any | EPr | New | Any | CZ15 | Cap-kBTUh | 175 | 50000 | None | 0 | 0 | 0 | 0 | 0 | 0.302 | 0 | 0 | 0 | 0 | 0 | 0.302 |  |  | 1 | Education - Primary School | New | Palm Springs-Intl (El Centro for pre-2014) | Any
NG-WtrHt-LrgInst-Gas-gt200kBtuh-0p80Et | DEER2014 | D13 v1.00 | 2013-08-01 | Any | EPr | New | Any | CZ16 | Cap-kBTUh | 175 | 50000 | None | 0 | 0 | 0 | 0 | 0 | 0.338 | 0 | 0 | 0 | 0 | 0 | 0.338 |  |  | 1 | Education - Primary School | New | Blue Canyon (Mount Shasta for pre-2014) | Any
NG-WtrHt-LrgInst-Gas-gt200kBtuh-0p80Et | DEER2014 | D13 v1.00 | 2013-08-01 | Any | ERC | New | Any | CZ01 | Cap-kBTUh | 14.6 | 1920 | None | 0 | 0 | 0 | 0 | 0 | 0.369 | 0 | 0 | 0 | 0 | 0 | 0.369 |  |  | 1 | Education - Relocatable Classroom | New | Arcata Area | Any
NG-WtrHt-LrgInst-Gas-gt200kBtuh-0p80Et | DEER2014 | D13 v1.00 | 2013-08-01 | Any | ERC | New | Any | CZ02 | Cap-kBTUh | 14.6 | 1920 | None | 0 | 0 | 0 | 0 | 0 | 0.343 | 0 | 0 | 0 | 0 | 0 | 0.343 |  |  | 1 | Education - Relocatable Classroom | New | Santa Rosa Area | Any
NG-WtrHt-LrgInst-Gas-gt200kBtuh-0p80Et | DEER2014 | D13 v1.00 | 2013-08-01 | Any | ERC | New | Any | CZ03 | Cap-kBTUh | 14.6 | 1920 | None | 0 | 0 | 0 | 0 | 0 | 0.349 | 0 | 0 | 0 | 0 | 0 | 0.349 |  |  | 1 | Education - Relocatable Classroom | New | Oakland Area | Any
NG-WtrHt-LrgInst-Gas-gt200kBtuh-0p80Et | DEER2014 | D13 v1.00 | 2013-08-01 | Any | ERC | New | Any | CZ04 | Cap-kBTUh | 14.6 | 1920 | None | 0 | 0 | 0 | 0 | 0 | 0.338 | 0 | 0 | 0 | 0 | 0 | 0.338 |  |  | 1 | Education - Relocatable Classroom | New | San Jose-Reid (Sunnyvale for pre-2014) | Any
NG-WtrHt-LrgInst-Gas-gt200kBtuh-0p80Et | DEER2014 | D13 v1.00 | 2013-08-01 | Any | ERC | New | Any | CZ05 | Cap-kBTUh | 14.6 | 1920 | None | 0 | 0 | 0 | 0 | 0 | 0.352 | 0 | 0 | 0 | 0 | 0 | 0.352 |  |  | 1 | Education - Relocatable Classroom | New | Santa Maria Area | Any
NG-WtrHt-LrgInst-Gas-gt200kBtuh-0p80Et | DEER2014 | D13 v1.00 | 2013-08-01 | Any | ERC | New | Any | CZ06 | Cap-kBTUh | 14.6 | 1920 | None | 0 | 0 | 0 | 0 | 0 | 0.337 | 0 | 0 | 0 | 0 | 0 | 0.337 |  |  | 1 | Education - Relocatable Classroom | New | Torrance (Los Angeles for pre-2014) | Any
NG-WtrHt-LrgInst-Gas-gt200kBtuh-0p80Et | DEER2014 | D13 v1.00 | 2013-08-01 | Any | ERC | New | Any | CZ07 | Cap-kBTUh | 14.6 | 1920 | None | 0 | 0 | 0 | 0 | 0 | 0.334 | 0 | 0 | 0 | 0 | 0 | 0.334 |  |  | 1 | Education - Relocatable Classroom | New | San Diego-Lindbergh | Any
NG-WtrHt-LrgInst-Gas-gt200kBtuh-0p80Et | DEER2014 | D13 v1.00 | 2013-08-01 | Any | ERC | New | Any | CZ08 | Cap-kBTUh | 14.6 | 1920 | None | 0 | 0 | 0 | 0 | 0 | 0.329 | 0 | 0 | 0 | 0 | 0 | 0.329 |  |  | 1 | Education - Relocatable Classroom | New | Fullerton (El Toro for pre-2014) | Any
NG-WtrHt-LrgInst-Gas-gt200kBtuh-0p80Et | DEER2014 | D13 v1.00 | 2013-08-01 | Any | ERC | New | Any | CZ09 | Cap-kBTUh | 14.6 | 1920 | None | 0 | 0 | 0 | 0 | 0 | 0.328 | 0 | 0 | 0 | 0 | 0 | 0.328 |  |  | 1 | Education - Relocatable Classroom | New | Burbank-Glendale (Pasadena for pre-2014) | Any
NG-WtrHt-LrgInst-Gas-gt200kBtuh-0p80Et | DEER2014 | D13 v1.00 | 2013-08-01 | Any | ERC | New | Any | CZ10 | Cap-kBTUh | 14.6 | 1920 | None | 0 | 0 | 0 | 0 | 0 | 0.327 | 0 | 0 | 0 | 0 | 0 | 0.327 |  |  | 1 | Education - Relocatable Classroom | New | Riverside | Any
NG-WtrHt-LrgInst-Gas-gt200kBtuh-0p80Et | DEER2014 | D13 v1.00 | 2013-08-01 | Any | ERC | New | Any | CZ11 | Cap-kBTUh | 14.6 | 1920 | None | 0 | 0 | 0 | 0 | 0 | 0.329 | 0 | 0 | 0 | 0 | 0 | 0.329 |  |  | 1 | Education - Relocatable Classroom | New | Red Bluff Area | Any
NG-WtrHt-LrgInst-Gas-gt200kBtuh-0p80Et | DEER2014 | D13 v1.00 | 2013-08-01 | Any | ERC | New | Any | CZ12 | Cap-kBTUh | 14.6 | 1920 | None | 0 | 0 | 0 | 0 | 0 | 0.335 | 0 | 0 | 0 | 0 | 0 | 0.335 |  |  | 1 | Education - Relocatable Classroom | New | Sacramento Area | Any
NG-WtrHt-LrgInst-Gas-gt200kBtuh-0p80Et | DEER2014 | D13 v1.00 | 2013-08-01 | Any | ERC | New | Any | CZ13 | Cap-kBTUh | 14.6 | 1920 | None | 0 | 0 | 0 | 0 | 0 | 0.326 | 0 | 0 | 0 | 0 | 0 | 0.326 |  |  | 1 | Education - Relocatable Classroom | New | Fresno Area | Any
NG-WtrHt-LrgInst-Gas-gt200kBtuh-0p80Et | DEER2014 | D13 v1.00 | 2013-08-01 | Any | ERC | New | Any | CZ14 | Cap-kBTUh | 14.6 | 1920 | None | 0 | 0 | 0 | 0 | 0 | 0.329 | 0 | 0 | 0 | 0 | 0 | 0.329 |  |  | 1 | Education - Relocatable Classroom | New | Palmdale (China Lake for pre-2014) | Any
NG-WtrHt-LrgInst-Gas-gt200kBtuh-0p80Et | DEER2014 | D13 v1.00 | 2013-08-01 | Any | ERC | New | Any | CZ15 | Cap-kBTUh | 14.6 | 1920 | None | 0 | 0 | 0 | 0 | 0 | 0.306 | 0 | 0 | 0 | 0 | 0 | 0.306 |  |  | 1 | Education - Relocatable Classroom | New | Palm Springs-Intl (El Centro for pre-2014) | Any
NG-WtrHt-LrgInst-Gas-gt200kBtuh-0p80Et | DEER2014 | D13 v1.00 | 2013-08-01 | Any | ERC | New | Any | CZ16 | Cap-kBTUh | 14.6 | 1920 | None | 0 | 0 | 0 | 0 | 0 | 0.349 | 0 | 0 | 0 | 0 | 0 | 0.349 |  |  | 1 | Education - Relocatable Classroom | New | Blue Canyon (Mount Shasta for pre-2014) | Any
NG-WtrHt-LrgInst-Gas-gt200kBtuh-0p80Et | DEER2014 | D13 v1.00 | 2013-08-01 | Any | ESe | New | Any | CZ01 | Cap-kBTUh | 729 | 150000 | None | 0 | 0 | 0 | 0 | 0 | 0.355 | 0 | 0 | 0 | 0 | 0 | 0.355 |  |  | 1 | Education - Secondary School | New | Arcata Area | Any
NG-WtrHt-LrgInst-Gas-gt200kBtuh-0p80Et | DEER2014 | D13 v1.00 | 2013-08-01 | Any | ESe | New | Any | CZ02 | Cap-kBTUh | 729 | 150000 | None | 0 | 0 | 0 | 0 | 0 | 0.332 | 0 | 0 | 0 | 0 | 0 | 0.332 |  |  | 1 | Education - Secondary School | New | Santa Rosa Area | Any
NG-WtrHt-LrgInst-Gas-gt200kBtuh-0p80Et | DEER2014 | D13 v1.00 | 2013-08-01 | Any | ESe | New | Any | CZ03 | Cap-kBTUh | 729 | 150000 | None | 0 | 0 | 0 | 0 | 0 | 0.338 | 0 | 0 | 0 | 0 | 0 | 0.338 |  |  | 1 | Education - Secondary School | New | Oakland Area | Any
NG-WtrHt-LrgInst-Gas-gt200kBtuh-0p80Et | DEER2014 | D13 v1.00 | 2013-08-01 | Any | ESe | New | Any | CZ04 | Cap-kBTUh | 729 | 150000 | None | 0 | 0 | 0 | 0 | 0 | 0.326 | 0 | 0 | 0 | 0 | 0 | 0.326 |  |  | 1 | Education - Secondary School | New | San Jose-Reid (Sunnyvale for pre-2014) | Any
NG-WtrHt-LrgInst-Gas-gt200kBtuh-0p80Et | DEER2014 | D13 v1.00 | 2013-08-01 | Any | ESe | New | Any | CZ05 | Cap-kBTUh | 729 | 150000 | None | 0 | 0 | 0 | 0 | 0 | 0.339 | 0 | 0 | 0 | 0 | 0 | 0.339 |  |  | 1 | Education - Secondary School | New | Santa Maria Area | Any
NG-WtrHt-LrgInst-Gas-gt200kBtuh-0p80Et | DEER2014 | D13 v1.00 | 2013-08-01 | Any | ESe | New | Any | CZ06 | Cap-kBTUh | 729 | 150000 | None | 0 | 0 | 0 | 0 | 0 | 0.322 | 0 | 0 | 0 | 0 | 0 | 0.322 |  |  | 1 | Education - Secondary School | New | Torrance (Los Angeles for pre-2014) | Any
NG-WtrHt-LrgInst-Gas-gt200kBtuh-0p80Et | DEER2014 | D13 v1.00 | 2013-08-01 | Any | ESe | New | Any | CZ07 | Cap-kBTUh | 729 | 150000 | None | 0 | 0 | 0 | 0 | 0 | 0.319 | 0 | 0 | 0 | 0 | 0 | 0.319 |  |  | 1 | Education - Secondary School | New | San Diego-Lindbergh | Any
NG-WtrHt-LrgInst-Gas-gt200kBtuh-0p80Et | DEER2014 | D13 v1.00 | 2013-08-01 | Any | ESe | New | Any | CZ08 | Cap-kBTUh | 729 | 150000 | None | 0 | 0 | 0 | 0 | 0 | 0.315 | 0 | 0 | 0 | 0 | 0 | 0.315 |  |  | 1 | Education - Secondary School | New | Fullerton (El Toro for pre-2014) | Any
NG-WtrHt-LrgInst-Gas-gt200kBtuh-0p80Et | DEER2014 | D13 v1.00 | 2013-08-01 | Any | ESe | New | Any | CZ09 | Cap-kBTUh | 729 | 150000 | None | 0 | 0 | 0 | 0 | 0 | 0.314 | 0 | 0 | 0 | 0 | 0 | 0.314 |  |  | 1 | Education - Secondary School | New | Burbank-Glendale (Pasadena for pre-2014) | Any
NG-WtrHt-LrgInst-Gas-gt200kBtuh-0p80Et | DEER2014 | D13 v1.00 | 2013-08-01 | Any | ESe | New | Any | CZ10 | Cap-kBTUh | 729 | 150000 | None | 0 | 0 | 0 | 0 | 0 | 0.314 | 0 | 0 | 0 | 0 | 0 | 0.314 |  |  | 1 | Education - Secondary School | New | Riverside | Any
NG-WtrHt-LrgInst-Gas-gt200kBtuh-0p80Et | DEER2014 | D13 v1.00 | 2013-08-01 | Any | ESe | New | Any | CZ11 | Cap-kBTUh | 729 | 150000 | None | 0 | 0 | 0 | 0 | 0 | 0.32 | 0 | 0 | 0 | 0 | 0 | 0.32 |  |  | 1 | Education - Secondary School | New | Red Bluff Area | Any
NG-WtrHt-LrgInst-Gas-gt200kBtuh-0p80Et | DEER2014 | D13 v1.00 | 2013-08-01 | Any | ESe | New | Any | CZ12 | Cap-kBTUh | 729 | 150000 | None | 0 | 0 | 0 | 0 | 0 | 0.324 | 0 | 0 | 0 | 0 | 0 | 0.324 |  |  | 1 | Education - Secondary School | New | Sacramento Area | Any
NG-WtrHt-LrgInst-Gas-gt200kBtuh-0p80Et | DEER2014 | D13 v1.00 | 2013-08-01 | Any | ESe | New | Any | CZ13 | Cap-kBTUh | 729 | 150000 | None | 0 | 0 | 0 | 0 | 0 | 0.317 | 0 | 0 | 0 | 0 | 0 | 0.317 |  |  | 1 | Education - Secondary School | New | Fresno Area | Any
NG-WtrHt-LrgInst-Gas-gt200kBtuh-0p80Et | DEER2014 | D13 v1.00 | 2013-08-01 | Any | ESe | New | Any | CZ14 | Cap-kBTUh | 729 | 150000 | None | 0 | 0 | 0 | 0 | 0 | 0.32 | 0 | 0 | 0 | 0 | 0 | 0.32 |  |  | 1 | Education - Secondary School | New | Palmdale (China Lake for pre-2014) | Any
NG-WtrHt-LrgInst-Gas-gt200kBtuh-0p80Et | DEER2014 | D13 v1.00 | 2013-08-01 | Any | ESe | New | Any | CZ15 | Cap-kBTUh | 729 | 150000 | None | 0 | 0 | 0 | 0 | 0 | 0.296 | 0 | 0 | 0 | 0 | 0 | 0.296 |  |  | 1 | Education - Secondary School | New | Palm Springs-Intl (El Centro for pre-2014) | Any
NG-WtrHt-LrgInst-Gas-gt200kBtuh-0p80Et | DEER2014 | D13 v1.00 | 2013-08-01 | Any | ESe | New | Any | CZ16 | Cap-kBTUh | 729 | 150000 | None | 0 | 0 | 0 | 0 | 0 | 0.339 | 0 | 0 | 0 | 0 | 0 | 0.339 |  |  | 1 | Education - Secondary School | New | Blue Canyon (Mount Shasta for pre-2014) | Any
NG-WtrHt-LrgInst-Gas-gt200kBtuh-0p80Et | DEER2014 | D13 v1.00 | 2013-08-01 | Any | EUn | New | Any | CZ01 | Cap-kBTUh | 2560 | 1000000 | None | 0 | 0 | 0 | 0 | 0 | 0.381 | 0 | 0 | 0 | 0 | 0 | 0.381 |  |  | 1 | Education - University | New | Arcata Area | Any
NG-WtrHt-LrgInst-Gas-gt200kBtuh-0p80Et | DEER2014 | D13 v1.00 | 2013-08-01 | Any | EUn | New | Any | CZ02 | Cap-kBTUh | 2560 | 1000000 | None | 0 | 0 | 0 | 0 | 0 | 0.379 | 0 | 0 | 0 | 0 | 0 | 0.379 |  |  | 1 | Education - University | New | Santa Rosa Area | Any
NG-WtrHt-LrgInst-Gas-gt200kBtuh-0p80Et | DEER2014 | D13 v1.00 | 2013-08-01 | Any | EUn | New | Any | CZ03 | Cap-kBTUh | 2560 | 1000000 | None | 0 | 0 | 0 | 0 | 0 | 0.379 | 0 | 0 | 0 | 0 | 0 | 0.379 |  |  | 1 | Education - University | New | Oakland Area | Any
NG-WtrHt-LrgInst-Gas-gt200kBtuh-0p80Et | DEER2014 | D13 v1.00 | 2013-08-01 | Any | EUn | New | Any | CZ04 | Cap-kBTUh | 2560 | 1000000 | None | 0 | 0 | 0 | 0 | 0 | 0.379 | 0 | 0 | 0 | 0 | 0 | 0.379 |  |  | 1 | Education - University | New | San Jose-Reid (Sunnyvale for pre-2014) | Any
NG-WtrHt-LrgInst-Gas-gt200kBtuh-0p80Et | DEER2014 | D13 v1.00 | 2013-08-01 | Any | EUn | New | Any | CZ05 | Cap-kBTUh | 2560 | 1000000 | None | 0 | 0 | 0 | 0 | 0 | 0.38 | 0 | 0 | 0 | 0 | 0 | 0.38 |  |  | 1 | Education - University | New | Santa Maria Area | Any
NG-WtrHt-LrgInst-Gas-gt200kBtuh-0p80Et | DEER2014 | D13 v1.00 | 2013-08-01 | Any | EUn | New | Any | CZ06 | Cap-kBTUh | 2560 | 1000000 | None | 0 | 0 | 0 | 0 | 0 | 0.378 | 0 | 0 | 0 | 0 | 0 | 0.378 |  |  | 1 | Education - University | New | Torrance (Los Angeles for pre-2014) | Any
NG-WtrHt-LrgInst-Gas-gt200kBtuh-0p80Et | DEER2014 | D13 v1.00 | 2013-08-01 | Any | EUn | New | Any | CZ07 | Cap-kBTUh | 2560 | 1000000 | None | 0 | 0 | 0 | 0 | 0 | 0.377 | 0 | 0 | 0 | 0 | 0 | 0.377 |  |  | 1 | Education - University | New | San Diego-Lindbergh | Any
NG-WtrHt-LrgInst-Gas-gt200kBtuh-0p80Et | DEER2014 | D13 v1.00 | 2013-08-01 | Any | EUn | New | Any | CZ08 | Cap-kBTUh | 2560 | 1000000 | None | 0 | 0 | 0 | 0 | 0 | 0.377 | 0 | 0 | 0 | 0 | 0 | 0.377 |  |  | 1 | Education - University | New | Fullerton (El Toro for pre-2014) | Any
NG-WtrHt-LrgInst-Gas-gt200kBtuh-0p80Et | DEER2014 | D13 v1.00 | 2013-08-01 | Any | EUn | New | Any | CZ09 | Cap-kBTUh | 2560 | 1000000 | None | 0 | 0 | 0 | 0 | 0 | 0.377 | 0 | 0 | 0 | 0 | 0 | 0.377 |  |  | 1 | Education - University | New | Burbank-Glendale (Pasadena for pre-2014) | Any
NG-WtrHt-LrgInst-Gas-gt200kBtuh-0p80Et | DEER2014 | D13 v1.00 | 2013-08-01 | Any | EUn | New | Any | CZ10 | Cap-kBTUh | 2560 | 1000000 | None | 0 | 0 | 0 | 0 | 0 | 0.377 | 0 | 0 | 0 | 0 | 0 | 0.377 |  |  | 1 | Education - University | New | Riverside | Any
NG-WtrHt-LrgInst-Gas-gt200kBtuh-0p80Et | DEER2014 | D13 v1.00 | 2013-08-01 | Any | EUn | New | Any | CZ11 | Cap-kBTUh | 2560 | 1000000 | None | 0 | 0 | 0 | 0 | 0 | 0.377 | 0 | 0 | 0 | 0 | 0 | 0.377 |  |  | 1 | Education - University | New | Red Bluff Area | Any
NG-WtrHt-LrgInst-Gas-gt200kBtuh-0p80Et | DEER2014 | D13 v1.00 | 2013-08-01 | Any | EUn | New | Any | CZ12 | Cap-kBTUh | 2560 | 1000000 | None | 0 | 0 | 0 | 0 | 0 | 0.378 | 0 | 0 | 0 | 0 | 0 | 0.378 |  |  | 1 | Education - University | New | Sacramento Area | Any
NG-WtrHt-LrgInst-Gas-gt200kBtuh-0p80Et | DEER2014 | D13 v1.00 | 2013-08-01 | Any | EUn | New | Any | CZ13 | Cap-kBTUh | 2560 | 1000000 | None | 0 | 0 | 0 | 0 | 0 | 0.378 | 0 | 0 | 0 | 0 | 0 | 0.378 |  |  | 1 | Education - University | New | Fresno Area | Any
NG-WtrHt-LrgInst-Gas-gt200kBtuh-0p80Et | DEER2014 | D13 v1.00 | 2013-08-01 | Any | EUn | New | Any | CZ14 | Cap-kBTUh | 2560 | 1000000 | None | 0 | 0 | 0 | 0 | 0 | 0.377 | 0 | 0 | 0 | 0 | 0 | 0.377 |  |  | 1 | Education - University | New | Palmdale (China Lake for pre-2014) | Any
NG-WtrHt-LrgInst-Gas-gt200kBtuh-0p80Et | DEER2014 | D13 v1.00 | 2013-08-01 | Any | EUn | New | Any | CZ15 | Cap-kBTUh | 2560 | 1000000 | None | 0 | 0 | 0 | 0 | 0 | 0.374 | 0 | 0 | 0 | 0 | 0 | 0.374 |  |  | 1 | Education - University | New | Palm Springs-Intl (El Centro for pre-2014) | Any
NG-WtrHt-LrgInst-Gas-gt200kBtuh-0p80Et | DEER2014 | D13 v1.00 | 2013-08-01 | Any | EUn | New | Any | CZ16 | Cap-kBTUh | 2560 | 1000000 | None | 0 | 0 | 0 | 0 | 0 | 0.381 | 0 | 0 | 0 | 0 | 0 | 0.381 |  |  | 1 | Education - University | New | Blue Canyon (Mount Shasta for pre-2014) | Any
NG-WtrHt-LrgInst-Gas-gt200kBtuh-0p80Et | DEER2014 | D13 v1.00 | 2013-08-01 | Any | Gro | New | Any | CZ01 | Cap-kBTUh | 146 | 50000 | None | 0 | 0 | 0 | 0.149 | 1.06e-05 | 0.0796 | 0 | 0 | 0 | 0.149 | 1.06e-05 | 0.0796 |  |  | 1 | Grocery | New | Arcata Area | Any
NG-WtrHt-LrgInst-Gas-gt200kBtuh-0p80Et | DEER2014 | D13 v1.00 | 2013-08-01 | Any | Gro | New | Any | CZ02 | Cap-kBTUh | 146 | 50000 | None | 0 | 0 | 0 | 0.571 | -8.54e-05 | 0.0954 | 0 | 0 | 0 | 0.571 | -8.54e-05 | 0.0954 |  |  | 1 | Grocery | New | Santa Rosa Area | Any
NG-WtrHt-LrgInst-Gas-gt200kBtuh-0p80Et | DEER2014 | D13 v1.00 | 2013-08-01 | Any | Gro | New | Any | CZ03 | Cap-kBTUh | 146 | 50000 | None | 0 | 0 | 0 | 0.291 | 8.69e-05 | 0.0906 | 0 | 0 | 0 | 0.291 | 8.69e-05 | 0.0906 |  |  | 1 | Grocery | New | Oakland Area | Any
NG-WtrHt-LrgInst-Gas-gt200kBtuh-0p80Et | DEER2014 | D13 v1.00 | 2013-08-01 | Any | Gro | New | Any | CZ04 | Cap-kBTUh | 146 | 50000 | None | 0 | 0 | 0 | 0.578 | 0.00067 | 0.117 | 0 | 0 | 0 | 0.578 | 0.00067 | 0.117 |  |  | 1 | Grocery | New | San Jose-Reid (Sunnyvale for pre-2014) | Any
NG-WtrHt-LrgInst-Gas-gt200kBtuh-0p80Et | DEER2014 | D13 v1.00 | 2013-08-01 | Any | Gro | New | Any | CZ05 | Cap-kBTUh | 146 | 50000 | None | 0 | 0 | 0 | 0.378 | 0.000148 | 0.0809 | 0 | 0 | 0 | 0.378 | 0.000148 | 0.0809 |  |  | 1 | Grocery | New | Santa Maria Area | Any
NG-WtrHt-LrgInst-Gas-gt200kBtuh-0p80Et | DEER2014 | D13 v1.00 | 2013-08-01 | Any | Gro | New | Any | CZ06 | Cap-kBTUh | 146 | 50000 | None | 0 | 0 | 0 | 0.52 | 0.000268 | 0.115 | 0 | 0 | 0 | 0.52 | 0.000268 | 0.115 |  |  | 1 | Grocery | New | Torrance (Los Angeles for pre-2014) | Any
NG-WtrHt-LrgInst-Gas-gt200kBtuh-0p80Et | DEER2014 | D13 v1.00 | 2013-08-01 | Any | Gro | New | Any | CZ07 | Cap-kBTUh | 146 | 50000 | None | 0 | 0 | 0 | 0.597 | 0.000203 | 0.137 | 0 | 0 | 0 | 0.597 | 0.000203 | 0.137 |  |  | 1 | Grocery | New | San Diego-Lindbergh | Any
NG-WtrHt-LrgInst-Gas-gt200kBtuh-0p80Et | DEER2014 | D13 v1.00 | 2013-08-01 | Any | Gro | New | Any | CZ08 | Cap-kBTUh | 146 | 50000 | None | 0 | 0 | 0 | 0.799 | 0.000278 | 0.158 | 0 | 0 | 0 | 0.799 | 0.000278 | 0.158 |  |  | 1 | Grocery | New | Fullerton (El Toro for pre-2014) | Any
NG-WtrHt-LrgInst-Gas-gt200kBtuh-0p80Et | DEER2014 | D13 v1.00 | 2013-08-01 | Any | Gro | New | Any | CZ09 | Cap-kBTUh | 146 | 50000 | None | 0 | 0 | 0 | 0.751 | 0.000277 | 0.148 | 0 | 0 | 0 | 0.751 | 0.000277 | 0.148 |  |  | 1 | Grocery | New | Burbank-Glendale (Pasadena for pre-2014) | Any
NG-WtrHt-LrgInst-Gas-gt200kBtuh-0p80Et | DEER2014 | D13 v1.00 | 2013-08-01 | Any | Gro | New | Any | CZ10 | Cap-kBTUh | 146 | 50000 | None | 0 | 0 | 0 | 0.806 | 0.000316 | 0.137 | 0 | 0 | 0 | 0.806 | 0.000316 | 0.137 |  |  | 1 | Grocery | New | Riverside | Any
NG-WtrHt-LrgInst-Gas-gt200kBtuh-0p80Et | DEER2014 | D13 v1.00 | 2013-08-01 | Any | Gro | New | Any | CZ11 | Cap-kBTUh | 146 | 50000 | None | 0 | 0 | 0 | 0.795 | 0.000378 | 0.17 | 0 | 0 | 0 | 0.795 | 0.000378 | 0.17 |  |  | 1 | Grocery | New | Red Bluff Area | Any
NG-WtrHt-LrgInst-Gas-gt200kBtuh-0p80Et | DEER2014 | D13 v1.00 | 2013-08-01 | Any | Gro | New | Any | CZ12 | Cap-kBTUh | 146 | 50000 | None | 0 | 0 | 0 | 0.716 | 0.000322 | 0.14 | 0 | 0 | 0 | 0.716 | 0.000322 | 0.14 |  |  | 1 | Grocery | New | Sacramento Area | Any
NG-WtrHt-LrgInst-Gas-gt200kBtuh-0p80Et | DEER2014 | D13 v1.00 | 2013-08-01 | Any | Gro | New | Any | CZ13 | Cap-kBTUh | 146 | 50000 | None | 0 | 0 | 0 | 0.93 | 0.000364 | 0.172 | 0 | 0 | 0 | 0.93 | 0.000364 | 0.172 |  |  | 1 | Grocery | New | Fresno Area | Any
NG-WtrHt-LrgInst-Gas-gt200kBtuh-0p80Et | DEER2014 | D13 v1.00 | 2013-08-01 | Any | Gro | New | Any | CZ14 | Cap-kBTUh | 146 | 50000 | None | 0 | 0 | 0 | 0.936 | 0.000387 | 0.16 | 0 | 0 | 0 | 0.936 | 0.000387 | 0.16 |  |  | 1 | Grocery | New | Palmdale (China Lake for pre-2014) | Any
NG-WtrHt-LrgInst-Gas-gt200kBtuh-0p80Et | DEER2014 | D13 v1.00 | 2013-08-01 | Any | Gro | New | Any | CZ15 | Cap-kBTUh | 146 | 50000 | None | 0 | 0 | 0 | 1.41 | 0.000276 | 0.247 | 0 | 0 | 0 | 1.41 | 0.000276 | 0.247 |  |  | 1 | Grocery | New | Palm Springs-Intl (El Centro for pre-2014) | Any
NG-WtrHt-LrgInst-Gas-gt200kBtuh-0p80Et | DEER2014 | D13 v1.00 | 2013-08-01 | Any | Gro | New | Any | CZ16 | Cap-kBTUh | 146 | 50000 | None | 0 | 0 | 0 | 0.574 | 0.000293 | 0.0816 | 0 | 0 | 0 | 0.574 | 0.000293 | 0.0816 |  |  | 1 | Grocery | New | Blue Canyon (Mount Shasta for pre-2014) | Any
NG-WtrHt-LrgInst-Gas-gt200kBtuh-0p80Et | DEER2014 | D13 v1.00 | 2013-08-01 | Any | Hsp | New | Any | CZ01 | Cap-kBTUh | 2530 | 500000 | None | 0 | 0 | 0 | 0 | 0 | 0.296 | 0 | 0 | 0 | 0 | 0 | 0.296 |  |  | 1 | Health/Medical - Hospital | New | Arcata Area | Any
NG-WtrHt-LrgInst-Gas-gt200kBtuh-0p80Et | DEER2014 | D13 v1.00 | 2013-08-01 | Any | Hsp | New | Any | CZ02 | Cap-kBTUh | 2530 | 500000 | None | 0 | 0 | 0 | 0 | 0 | 0.295 | 0 | 0 | 0 | 0 | 0 | 0.295 |  |  | 1 | Health/Medical - Hospital | New | Santa Rosa Area | Any
NG-WtrHt-LrgInst-Gas-gt200kBtuh-0p80Et | DEER2014 | D13 v1.00 | 2013-08-01 | Any | Hsp | New | Any | CZ03 | Cap-kBTUh | 2530 | 500000 | None | 0 | 0 | 0 | 0 | 0 | 0.294 | 0 | 0 | 0 | 0 | 0 | 0.294 |  |  | 1 | Health/Medical - Hospital | New | Oakland Area | Any
NG-WtrHt-LrgInst-Gas-gt200kBtuh-0p80Et | DEER2014 | D13 v1.00 | 2013-08-01 | Any | Hsp | New | Any | CZ04 | Cap-kBTUh | 2530 | 500000 | None | 0 | 0 | 0 | 0 | 0 | 0.292 | 0 | 0 | 0 | 0 | 0 | 0.292 |  |  | 1 | Health/Medical - Hospital | New | San Jose-Reid (Sunnyvale for pre-2014) | Any
NG-WtrHt-LrgInst-Gas-gt200kBtuh-0p80Et | DEER2014 | D13 v1.00 | 2013-08-01 | Any | Hsp | New | Any | CZ05 | Cap-kBTUh | 2530 | 500000 | None | 0 | 0 | 0 | 0 | 0 | 0.295 | 0 | 0 | 0 | 0 | 0 | 0.295 |  |  | 1 | Health/Medical - Hospital | New | Santa Maria Area | Any
NG-WtrHt-LrgInst-Gas-gt200kBtuh-0p80Et | DEER2014 | D13 v1.00 | 2013-08-01 | Any | Hsp | New | Any | CZ06 | Cap-kBTUh | 2530 | 500000 | None | 0 | 0 | 0 | 0 | 0 | 0.294 | 0 | 0 | 0 | 0 | 0 | 0.294 |  |  | 1 | Health/Medical - Hospital | New | Torrance (Los Angeles for pre-2014) | Any
NG-WtrHt-LrgInst-Gas-gt200kBtuh-0p80Et | DEER2014 | D13 v1.00 | 2013-08-01 | Any | Hsp | New | Any | CZ07 | Cap-kBTUh | 2530 | 500000 | None | 0 | 0 | 0 | 0 | 0 | 0.296 | 0 | 0 | 0 | 0 | 0 | 0.296 |  |  | 1 | Health/Medical - Hospital | New | San Diego-Lindbergh | Any
NG-WtrHt-LrgInst-Gas-gt200kBtuh-0p80Et | DEER2014 | D13 v1.00 | 2013-08-01 | Any | Hsp | New | Any | CZ08 | Cap-kBTUh | 2530 | 500000 | None | 0 | 0 | 0 | 0 | 0 | 0.295 | 0 | 0 | 0 | 0 | 0 | 0.295 |  |  | 1 | Health/Medical - Hospital | New | Fullerton (El Toro for pre-2014) | Any
NG-WtrHt-LrgInst-Gas-gt200kBtuh-0p80Et | DEER2014 | D13 v1.00 | 2013-08-01 | Any | Hsp | New | Any | CZ09 | Cap-kBTUh | 2530 | 500000 | None | 0 | 0 | 0 | 0 | 0 | 0.294 | 0 | 0 | 0 | 0 | 0 | 0.294 |  |  | 1 | Health/Medical - Hospital | New | Burbank-Glendale (Pasadena for pre-2014) | Any
NG-WtrHt-LrgInst-Gas-gt200kBtuh-0p80Et | DEER2014 | D13 v1.00 | 2013-08-01 | Any | Hsp | New | Any | CZ10 | Cap-kBTUh | 2530 | 500000 | None | 0 | 0 | 0 | 0 | 0 | 0.294 | 0 | 0 | 0 | 0 | 0 | 0.294 |  |  | 1 | Health/Medical - Hospital | New | Riverside | Any
NG-WtrHt-LrgInst-Gas-gt200kBtuh-0p80Et | DEER2014 | D13 v1.00 | 2013-08-01 | Any | Hsp | New | Any | CZ11 | Cap-kBTUh | 2530 | 500000 | None | 0 | 0 | 0 | 0 | 0 | 0.294 | 0 | 0 | 0 | 0 | 0 | 0.294 |  |  | 1 | Health/Medical - Hospital | New | Red Bluff Area | Any
NG-WtrHt-LrgInst-Gas-gt200kBtuh-0p80Et | DEER2014 | D13 v1.00 | 2013-08-01 | Any | Hsp | New | Any | CZ12 | Cap-kBTUh | 2530 | 500000 | None | 0 | 0 | 0 | 0 | 0 | 0.295 | 0 | 0 | 0 | 0 | 0 | 0.295 |  |  | 1 | Health/Medical - Hospital | New | Sacramento Area | Any
NG-WtrHt-LrgInst-Gas-gt200kBtuh-0p80Et | DEER2014 | D13 v1.00 | 2013-08-01 | Any | Hsp | New | Any | CZ13 | Cap-kBTUh | 2530 | 500000 | None | 0 | 0 | 0 | 0 | 0 | 0.294 | 0 | 0 | 0 | 0 | 0 | 0.294 |  |  | 1 | Health/Medical - Hospital | New | Fresno Area | Any
NG-WtrHt-LrgInst-Gas-gt200kBtuh-0p80Et | DEER2014 | D13 v1.00 | 2013-08-01 | Any | Hsp | New | Any | CZ14 | Cap-kBTUh | 2530 | 500000 | None | 0 | 0 | 0 | 0 | 0 | 0.293 | 0 | 0 | 0 | 0 | 0 | 0.293 |  |  | 1 | Health/Medical - Hospital | New | Palmdale (China Lake for pre-2014) | Any
NG-WtrHt-LrgInst-Gas-gt200kBtuh-0p80Et | DEER2014 | D13 v1.00 | 2013-08-01 | Any | Hsp | New | Any | CZ15 | Cap-kBTUh | 2530 | 500000 | None | 0 | 0 | 0 | 0 | 0 | 0.294 | 0 | 0 | 0 | 0 | 0 | 0.294 |  |  | 1 | Health/Medical - Hospital | New | Palm Springs-Intl (El Centro for pre-2014) | Any
NG-WtrHt-LrgInst-Gas-gt200kBtuh-0p80Et | DEER2014 | D13 v1.00 | 2013-08-01 | Any | Hsp | New | Any | CZ16 | Cap-kBTUh | 2530 | 500000 | None | 0 | 0 | 0 | 0 | 0 | 0.294 | 0 | 0 | 0 | 0 | 0 | 0.294 |  |  | 1 | Health/Medical - Hospital | New | Blue Canyon (Mount Shasta for pre-2014) | Any
NG-WtrHt-LrgInst-Gas-gt200kBtuh-0p80Et | DEER2014 | D13 v1.00 | 2013-08-01 | Any | Htl | New | Any | CZ01 | Cap-kBTUh | 1280 | 400000 | None | 0 | 0 | 0 | 0 | 0 | 0.125 | 0 | 0 | 0 | 0 | 0 | 0.125 |  |  | 1 | Lodging - Hotel | New | Arcata Area | Any
NG-WtrHt-LrgInst-Gas-gt200kBtuh-0p80Et | DEER2014 | D13 v1.00 | 2013-08-01 | Any | Htl | New | Any | CZ02 | Cap-kBTUh | 1280 | 400000 | None | 0 | 0 | 0 | 0 | 0 | 0.123 | 0 | 0 | 0 | 0 | 0 | 0.123 |  |  | 1 | Lodging - Hotel | New | Santa Rosa Area | Any
NG-WtrHt-LrgInst-Gas-gt200kBtuh-0p80Et | DEER2014 | D13 v1.00 | 2013-08-01 | Any | Htl | New | Any | CZ03 | Cap-kBTUh | 1280 | 400000 | None | 0 | 0 | 0 | 0 | 0 | 0.123 | 0 | 0 | 0 | 0 | 0 | 0.123 |  |  | 1 | Lodging - Hotel | New | Oakland Area | Any
NG-WtrHt-LrgInst-Gas-gt200kBtuh-0p80Et | DEER2014 | D13 v1.00 | 2013-08-01 | Any | Htl | New | Any | CZ04 | Cap-kBTUh | 1280 | 400000 | None | 0 | 0 | 0 | 0 | 0 | 0.123 | 0 | 0 | 0 | 0 | 0 | 0.123 |  |  | 1 | Lodging - Hotel | New | San Jose-Reid (Sunnyvale for pre-2014) | Any
NG-WtrHt-LrgInst-Gas-gt200kBtuh-0p80Et | DEER2014 | D13 v1.00 | 2013-08-01 | Any | Htl | New | Any | CZ05 | Cap-kBTUh | 1280 | 400000 | None | 0 | 0 | 0 | 0 | 0 | 0.124 | 0 | 0 | 0 | 0 | 0 | 0.124 |  |  | 1 | Lodging - Hotel | New | Santa Maria Area | Any
NG-WtrHt-LrgInst-Gas-gt200kBtuh-0p80Et | DEER2014 | D13 v1.00 | 2013-08-01 | Any | Htl | New | Any | CZ06 | Cap-kBTUh | 1280 | 400000 | None | 0 | 0 | 0 | 0 | 0 | 0.122 | 0 | 0 | 0 | 0 | 0 | 0.122 |  |  | 1 | Lodging - Hotel | New | Torrance (Los Angeles for pre-2014) | Any
NG-WtrHt-LrgInst-Gas-gt200kBtuh-0p80Et | DEER2014 | D13 v1.00 | 2013-08-01 | Any | Htl | New | Any | CZ07 | Cap-kBTUh | 1280 | 400000 | None | 0 | 0 | 0 | 0 | 0 | 0.122 | 0 | 0 | 0 | 0 | 0 | 0.122 |  |  | 1 | Lodging - Hotel | New | San Diego-Lindbergh | Any
NG-WtrHt-LrgInst-Gas-gt200kBtuh-0p80Et | DEER2014 | D13 v1.00 | 2013-08-01 | Any | Htl | New | Any | CZ08 | Cap-kBTUh | 1280 | 400000 | None | 0 | 0 | 0 | 0 | 0 | 0.122 | 0 | 0 | 0 | 0 | 0 | 0.122 |  |  | 1 | Lodging - Hotel | New | Fullerton (El Toro for pre-2014) | Any
NG-WtrHt-LrgInst-Gas-gt200kBtuh-0p80Et | DEER2014 | D13 v1.00 | 2013-08-01 | Any | Htl | New | Any | CZ09 | Cap-kBTUh | 1280 | 400000 | None | 0 | 0 | 0 | 0 | 0 | 0.122 | 0 | 0 | 0 | 0 | 0 | 0.122 |  |  | 1 | Lodging - Hotel | New | Burbank-Glendale (Pasadena for pre-2014) | Any
NG-WtrHt-LrgInst-Gas-gt200kBtuh-0p80Et | DEER2014 | D13 v1.00 | 2013-08-01 | Any | Htl | New | Any | CZ10 | Cap-kBTUh | 1280 | 400000 | None | 0 | 0 | 0 | 0 | 0 | 0.123 | 0 | 0 | 0 | 0 | 0 | 0.123 |  |  | 1 | Lodging - Hotel | New | Riverside | Any
NG-WtrHt-LrgInst-Gas-gt200kBtuh-0p80Et | DEER2014 | D13 v1.00 | 2013-08-01 | Any | Htl | New | Any | CZ11 | Cap-kBTUh | 1280 | 400000 | None | 0 | 0 | 0 | 0 | 0 | 0.123 | 0 | 0 | 0 | 0 | 0 | 0.123 |  |  | 1 | Lodging - Hotel | New | Red Bluff Area | Any
NG-WtrHt-LrgInst-Gas-gt200kBtuh-0p80Et | DEER2014 | D13 v1.00 | 2013-08-01 | Any | Htl | New | Any | CZ12 | Cap-kBTUh | 1280 | 400000 | None | 0 | 0 | 0 | 0 | 0 | 0.123 | 0 | 0 | 0 | 0 | 0 | 0.123 |  |  | 1 | Lodging - Hotel | New | Sacramento Area | Any
NG-WtrHt-LrgInst-Gas-gt200kBtuh-0p80Et | DEER2014 | D13 v1.00 | 2013-08-01 | Any | Htl | New | Any | CZ13 | Cap-kBTUh | 1280 | 400000 | None | 0 | 0 | 0 | 0 | 0 | 0.122 | 0 | 0 | 0 | 0 | 0 | 0.122 |  |  | 1 | Lodging - Hotel | New | Fresno Area | Any
NG-WtrHt-LrgInst-Gas-gt200kBtuh-0p80Et | DEER2014 | D13 v1.00 | 2013-08-01 | Any | Htl | New | Any | CZ14 | Cap-kBTUh | 1280 | 400000 | None | 0 | 0 | 0 | 0 | 0 | 0.123 | 0 | 0 | 0 | 0 | 0 | 0.123 |  |  | 1 | Lodging - Hotel | New | Palmdale (China Lake for pre-2014) | Any
NG-WtrHt-LrgInst-Gas-gt200kBtuh-0p80Et | DEER2014 | D13 v1.00 | 2013-08-01 | Any | Htl | New | Any | CZ15 | Cap-kBTUh | 1280 | 400000 | None | 0 | 0 | 0 | 0 | 0 | 0.122 | 0 | 0 | 0 | 0 | 0 | 0.122 |  |  | 1 | Lodging - Hotel | New | Palm Springs-Intl (El Centro for pre-2014) | Any
NG-WtrHt-LrgInst-Gas-gt200kBtuh-0p80Et | DEER2014 | D13 v1.00 | 2013-08-01 | Any | Htl | New | Any | CZ16 | Cap-kBTUh | 1280 | 400000 | None | 0 | 0 | 0 | 0 | 0 | 0.125 | 0 | 0 | 0 | 0 | 0 | 0.125 |  |  | 1 | Lodging - Hotel | New | Blue Canyon (Mount Shasta for pre-2014) | Any
NG-WtrHt-LrgInst-Gas-gt200kBtuh-0p80Et | DEER2014 | D13 v1.00 | 2013-08-01 | Any | MBT | New | Any | CZ01 | Cap-kBTUh | 292 | 200000 | None | 0 | 0 | 0 | 0 | 0 | 0.328 | 0 | 0 | 0 | 0 | 0 | 0.328 |  |  | 1 | Manufacturing Biotech | New | Arcata Area | Any
NG-WtrHt-LrgInst-Gas-gt200kBtuh-0p80Et | DEER2014 | D13 v1.00 | 2013-08-01 | Any | MBT | New | Any | CZ02 | Cap-kBTUh | 292 | 200000 | None | 0 | 0 | 0 | 0 | 0 | 0.317 | 0 | 0 | 0 | 0 | 0 | 0.317 |  |  | 1 | Manufacturing Biotech | New | Santa Rosa Area | Any
NG-WtrHt-LrgInst-Gas-gt200kBtuh-0p80Et | DEER2014 | D13 v1.00 | 2013-08-01 | Any | MBT | New | Any | CZ03 | Cap-kBTUh | 292 | 200000 | None | 0 | 0 | 0 | 0 | 0 | 0.319 | 0 | 0 | 0 | 0 | 0 | 0.319 |  |  | 1 | Manufacturing Biotech | New | Oakland Area | Any
NG-WtrHt-LrgInst-Gas-gt200kBtuh-0p80Et | DEER2014 | D13 v1.00 | 2013-08-01 | Any | MBT | New | Any | CZ04 | Cap-kBTUh | 292 | 200000 | None | 0 | 0 | 0 | 0 | 0 | 0.315 | 0 | 0 | 0 | 0 | 0 | 0.315 |  |  | 1 | Manufacturing Biotech | New | San Jose-Reid (Sunnyvale for pre-2014) | Any
NG-WtrHt-LrgInst-Gas-gt200kBtuh-0p80Et | DEER2014 | D13 v1.00 | 2013-08-01 | Any | MBT | New | Any | CZ05 | Cap-kBTUh | 292 | 200000 | None | 0 | 0 | 0 | 0 | 0 | 0.32 | 0 | 0 | 0 | 0 | 0 | 0.32 |  |  | 1 | Manufacturing Biotech | New | Santa Maria Area | Any
NG-WtrHt-LrgInst-Gas-gt200kBtuh-0p80Et | DEER2014 | D13 v1.00 | 2013-08-01 | Any | MBT | New | Any | CZ06 | Cap-kBTUh | 292 | 200000 | None | 0 | 0 | 0 | 0 | 0 | 0.316 | 0 | 0 | 0 | 0 | 0 | 0.316 |  |  | 1 | Manufacturing Biotech | New | Torrance (Los Angeles for pre-2014) | Any
NG-WtrHt-LrgInst-Gas-gt200kBtuh-0p80Et | DEER2014 | D13 v1.00 | 2013-08-01 | Any | MBT | New | Any | CZ07 | Cap-kBTUh | 292 | 200000 | None | 0 | 0 | 0 | 0 | 0 | 0.315 | 0 | 0 | 0 | 0 | 0 | 0.315 |  |  | 1 | Manufacturing Biotech | New | San Diego-Lindbergh | Any
NG-WtrHt-LrgInst-Gas-gt200kBtuh-0p80Et | DEER2014 | D13 v1.00 | 2013-08-01 | Any | MBT | New | Any | CZ08 | Cap-kBTUh | 292 | 200000 | None | 0 | 0 | 0 | 0 | 0 | 0.313 | 0 | 0 | 0 | 0 | 0 | 0.313 |  |  | 1 | Manufacturing Biotech | New | Fullerton (El Toro for pre-2014) | Any
NG-WtrHt-LrgInst-Gas-gt200kBtuh-0p80Et | DEER2014 | D13 v1.00 | 2013-08-01 | Any | MBT | New | Any | CZ09 | Cap-kBTUh | 292 | 200000 | None | 0 | 0 | 0 | 0 | 0 | 0.312 | 0 | 0 | 0 | 0 | 0 | 0.312 |  |  | 1 | Manufacturing Biotech | New | Burbank-Glendale (Pasadena for pre-2014) | Any
NG-WtrHt-LrgInst-Gas-gt200kBtuh-0p80Et | DEER2014 | D13 v1.00 | 2013-08-01 | Any | MBT | New | Any | CZ10 | Cap-kBTUh | 292 | 200000 | None | 0 | 0 | 0 | 0 | 0 | 0.311 | 0 | 0 | 0 | 0 | 0 | 0.311 |  |  | 1 | Manufacturing Biotech | New | Riverside | Any
NG-WtrHt-LrgInst-Gas-gt200kBtuh-0p80Et | DEER2014 | D13 v1.00 | 2013-08-01 | Any | MBT | New | Any | CZ11 | Cap-kBTUh | 292 | 200000 | None | 0 | 0 | 0 | 0 | 0 | 0.313 | 0 | 0 | 0 | 0 | 0 | 0.313 |  |  | 1 | Manufacturing Biotech | New | Red Bluff Area | Any
NG-WtrHt-LrgInst-Gas-gt200kBtuh-0p80Et | DEER2014 | D13 v1.00 | 2013-08-01 | Any | MBT | New | Any | CZ12 | Cap-kBTUh | 292 | 200000 | None | 0 | 0 | 0 | 0 | 0 | 0.315 | 0 | 0 | 0 | 0 | 0 | 0.315 |  |  | 1 | Manufacturing Biotech | New | Sacramento Area | Any
NG-WtrHt-LrgInst-Gas-gt200kBtuh-0p80Et | DEER2014 | D13 v1.00 | 2013-08-01 | Any | MBT | New | Any | CZ13 | Cap-kBTUh | 292 | 200000 | None | 0 | 0 | 0 | 0 | 0 | 0.311 | 0 | 0 | 0 | 0 | 0 | 0.311 |  |  | 1 | Manufacturing Biotech | New | Fresno Area | Any
NG-WtrHt-LrgInst-Gas-gt200kBtuh-0p80Et | DEER2014 | D13 v1.00 | 2013-08-01 | Any | MBT | New | Any | CZ14 | Cap-kBTUh | 292 | 200000 | None | 0 | 0 | 0 | 0 | 0 | 0.314 | 0 | 0 | 0 | 0 | 0 | 0.314 |  |  | 1 | Manufacturing Biotech | New | Palmdale (China Lake for pre-2014) | Any
NG-WtrHt-LrgInst-Gas-gt200kBtuh-0p80Et | DEER2014 | D13 v1.00 | 2013-08-01 | Any | MBT | New | Any | CZ15 | Cap-kBTUh | 292 | 200000 | None | 0 | 0 | 0 | 0 | 0 | 0.302 | 0 | 0 | 0 | 0 | 0 | 0.302 |  |  | 1 | Manufacturing Biotech | New | Palm Springs-Intl (El Centro for pre-2014) | Any
NG-WtrHt-LrgInst-Gas-gt200kBtuh-0p80Et | DEER2014 | D13 v1.00 | 2013-08-01 | Any | MBT | New | Any | CZ16 | Cap-kBTUh | 292 | 200000 | None | 0 | 0 | 0 | 0 | 0 | 0.324 | 0 | 0 | 0 | 0 | 0 | 0.324 |  |  | 1 | Manufacturing Biotech | New | Blue Canyon (Mount Shasta for pre-2014) | Any
NG-WtrHt-LrgInst-Gas-gt200kBtuh-0p80Et | DEER2014 | D13 v1.00 | 2013-08-01 | Any | MLI | New | Any | CZ01 | Cap-kBTUh | 146 | 100000 | None | 0 | 0 | 0 | 0 | 0 | 0.348 | 0 | 0 | 0 | 0 | 0 | 0.348 |  |  | 1 | Manufacturing Light Industrial | New | Arcata Area | Any
NG-WtrHt-LrgInst-Gas-gt200kBtuh-0p80Et | DEER2014 | D13 v1.00 | 2013-08-01 | Any | MLI | New | Any | CZ02 | Cap-kBTUh | 146 | 100000 | None | 0 | 0 | 0 | 0 | 0 | 0.329 | 0 | 0 | 0 | 0 | 0 | 0.329 |  |  | 1 | Manufacturing Light Industrial | New | Santa Rosa Area | Any
NG-WtrHt-LrgInst-Gas-gt200kBtuh-0p80Et | DEER2014 | D13 v1.00 | 2013-08-01 | Any | MLI | New | Any | CZ03 | Cap-kBTUh | 146 | 100000 | None | 0 | 0 | 0 | 0 | 0 | 0.333 | 0 | 0 | 0 | 0 | 0 | 0.333 |  |  | 1 | Manufacturing Light Industrial | New | Oakland Area | Any
NG-WtrHt-LrgInst-Gas-gt200kBtuh-0p80Et | DEER2014 | D13 v1.00 | 2013-08-01 | Any | MLI | New | Any | CZ04 | Cap-kBTUh | 146 | 100000 | None | 0 | 0 | 0 | 0 | 0 | 0.326 | 0 | 0 | 0 | 0 | 0 | 0.326 |  |  | 1 | Manufacturing Light Industrial | New | San Jose-Reid (Sunnyvale for pre-2014) | Any
NG-WtrHt-LrgInst-Gas-gt200kBtuh-0p80Et | DEER2014 | D13 v1.00 | 2013-08-01 | Any | MLI | New | Any | CZ05 | Cap-kBTUh | 146 | 100000 | None | 0 | 0 | 0 | 0 | 0 | 0.335 | 0 | 0 | 0 | 0 | 0 | 0.335 |  |  | 1 | Manufacturing Light Industrial | New | Santa Maria Area | Any
NG-WtrHt-LrgInst-Gas-gt200kBtuh-0p80Et | DEER2014 | D13 v1.00 | 2013-08-01 | Any | MLI | New | Any | CZ06 | Cap-kBTUh | 146 | 100000 | None | 0 | 0 | 0 | 0 | 0 | 0.322 | 0 | 0 | 0 | 0 | 0 | 0.322 |  |  | 1 | Manufacturing Light Industrial | New | Torrance (Los Angeles for pre-2014) | Any
NG-WtrHt-LrgInst-Gas-gt200kBtuh-0p80Et | DEER2014 | D13 v1.00 | 2013-08-01 | Any | MLI | New | Any | CZ07 | Cap-kBTUh | 146 | 100000 | None | 0 | 0 | 0 | 0 | 0 | 0.32 | 0 | 0 | 0 | 0 | 0 | 0.32 |  |  | 1 | Manufacturing Light Industrial | New | San Diego-Lindbergh | Any
NG-WtrHt-LrgInst-Gas-gt200kBtuh-0p80Et | DEER2014 | D13 v1.00 | 2013-08-01 | Any | MLI | New | Any | CZ08 | Cap-kBTUh | 146 | 100000 | None | 0 | 0 | 0 | 0 | 0 | 0.317 | 0 | 0 | 0 | 0 | 0 | 0.317 |  |  | 1 | Manufacturing Light Industrial | New | Fullerton (El Toro for pre-2014) | Any
NG-WtrHt-LrgInst-Gas-gt200kBtuh-0p80Et | DEER2014 | D13 v1.00 | 2013-08-01 | Any | MLI | New | Any | CZ09 | Cap-kBTUh | 146 | 100000 | None | 0 | 0 | 0 | 0 | 0 | 0.317 | 0 | 0 | 0 | 0 | 0 | 0.317 |  |  | 1 | Manufacturing Light Industrial | New | Burbank-Glendale (Pasadena for pre-2014) | Any
NG-WtrHt-LrgInst-Gas-gt200kBtuh-0p80Et | DEER2014 | D13 v1.00 | 2013-08-01 | Any | MLI | New | Any | CZ10 | Cap-kBTUh | 146 | 100000 | None | 0 | 0 | 0 | 0 | 0 | 0.316 | 0 | 0 | 0 | 0 | 0 | 0.316 |  |  | 1 | Manufacturing Light Industrial | New | Riverside | Any
NG-WtrHt-LrgInst-Gas-gt200kBtuh-0p80Et | DEER2014 | D13 v1.00 | 2013-08-01 | Any | MLI | New | Any | CZ11 | Cap-kBTUh | 146 | 100000 | None | 0 | 0 | 0 | 0 | 0 | 0.319 | 0 | 0 | 0 | 0 | 0 | 0.319 |  |  | 1 | Manufacturing Light Industrial | New | Red Bluff Area | Any
NG-WtrHt-LrgInst-Gas-gt200kBtuh-0p80Et | DEER2014 | D13 v1.00 | 2013-08-01 | Any | MLI | New | Any | CZ12 | Cap-kBTUh | 146 | 100000 | None | 0 | 0 | 0 | 0 | 0 | 0.324 | 0 | 0 | 0 | 0 | 0 | 0.324 |  |  | 1 | Manufacturing Light Industrial | New | Sacramento Area | Any
NG-WtrHt-LrgInst-Gas-gt200kBtuh-0p80Et | DEER2014 | D13 v1.00 | 2013-08-01 | Any | MLI | New | Any | CZ13 | Cap-kBTUh | 146 | 100000 | None | 0 | 0 | 0 | 0 | 0 | 0.317 | 0 | 0 | 0 | 0 | 0 | 0.317 |  |  | 1 | Manufacturing Light Industrial | New | Fresno Area | Any
NG-WtrHt-LrgInst-Gas-gt200kBtuh-0p80Et | DEER2014 | D13 v1.00 | 2013-08-01 | Any | MLI | New | Any | CZ14 | Cap-kBTUh | 146 | 100000 | None | 0 | 0 | 0 | 0 | 0 | 0.319 | 0 | 0 | 0 | 0 | 0 | 0.319 |  |  | 1 | Manufacturing Light Industrial | New | Palmdale (China Lake for pre-2014) | Any
NG-WtrHt-LrgInst-Gas-gt200kBtuh-0p80Et | DEER2014 | D13 v1.00 | 2013-08-01 | Any | MLI | New | Any | CZ15 | Cap-kBTUh | 146 | 100000 | None | 0 | 0 | 0 | 0 | 0 | 0.298 | 0 | 0 | 0 | 0 | 0 | 0.298 |  |  | 1 | Manufacturing Light Industrial | New | Palm Springs-Intl (El Centro for pre-2014) | Any
NG-WtrHt-LrgInst-Gas-gt200kBtuh-0p80Et | DEER2014 | D13 v1.00 | 2013-08-01 | Any | MLI | New | Any | CZ16 | Cap-kBTUh | 146 | 100000 | None | 0 | 0 | 0 | 0 | 0 | 0.335 | 0 | 0 | 0 | 0 | 0 | 0.335 |  |  | 1 | Manufacturing Light Industrial | New | Blue Canyon (Mount Shasta for pre-2014) | Any
NG-WtrHt-LrgInst-Gas-gt200kBtuh-0p80Et | DEER2014 | D13 v1.00 | 2013-08-01 | Any | Mtl | New | Any | CZ01 | Cap-kBTUh | 118 | 60000 | None | 0 | 0 | 0 | 0 | 0 | 0.335 | 0 | 0 | 0 | 0 | 0 | 0.335 |  |  | 1 | Lodging - Motel | New | Arcata Area | Any
NG-WtrHt-LrgInst-Gas-gt200kBtuh-0p80Et | DEER2014 | D13 v1.00 | 2013-08-01 | Any | Mtl | New | Any | CZ02 | Cap-kBTUh | 118 | 60000 | None | 0 | 0 | 0 | 0 | 0 | 0.33 | 0 | 0 | 0 | 0 | 0 | 0.33 |  |  | 1 | Lodging - Motel | New | Santa Rosa Area | Any
NG-WtrHt-LrgInst-Gas-gt200kBtuh-0p80Et | DEER2014 | D13 v1.00 | 2013-08-01 | Any | Mtl | New | Any | CZ03 | Cap-kBTUh | 118 | 60000 | None | 0 | 0 | 0 | 0 | 0 | 0.33 | 0 | 0 | 0 | 0 | 0 | 0.33 |  |  | 1 | Lodging - Motel | New | Oakland Area | Any
NG-WtrHt-LrgInst-Gas-gt200kBtuh-0p80Et | DEER2014 | D13 v1.00 | 2013-08-01 | Any | Mtl | New | Any | CZ04 | Cap-kBTUh | 118 | 60000 | None | 0 | 0 | 0 | 0 | 0 | 0.328 | 0 | 0 | 0 | 0 | 0 | 0.328 |  |  | 1 | Lodging - Motel | New | San Jose-Reid (Sunnyvale for pre-2014) | Any
NG-WtrHt-LrgInst-Gas-gt200kBtuh-0p80Et | DEER2014 | D13 v1.00 | 2013-08-01 | Any | Mtl | New | Any | CZ05 | Cap-kBTUh | 118 | 60000 | None | 0 | 0 | 0 | 0 | 0 | 0.331 | 0 | 0 | 0 | 0 | 0 | 0.331 |  |  | 1 | Lodging - Motel | New | Santa Maria Area | Any
NG-WtrHt-LrgInst-Gas-gt200kBtuh-0p80Et | DEER2014 | D13 v1.00 | 2013-08-01 | Any | Mtl | New | Any | CZ06 | Cap-kBTUh | 118 | 60000 | None | 0 | 0 | 0 | 0 | 0 | 0.325 | 0 | 0 | 0 | 0 | 0 | 0.325 |  |  | 1 | Lodging - Motel | New | Torrance (Los Angeles for pre-2014) | Any
NG-WtrHt-LrgInst-Gas-gt200kBtuh-0p80Et | DEER2014 | D13 v1.00 | 2013-08-01 | Any | Mtl | New | Any | CZ07 | Cap-kBTUh | 118 | 60000 | None | 0 | 0 | 0 | 0 | 0 | 0.323 | 0 | 0 | 0 | 0 | 0 | 0.323 |  |  | 1 | Lodging - Motel | New | San Diego-Lindbergh | Any
NG-WtrHt-LrgInst-Gas-gt200kBtuh-0p80Et | DEER2014 | D13 v1.00 | 2013-08-01 | Any | Mtl | New | Any | CZ08 | Cap-kBTUh | 118 | 60000 | None | 0 | 0 | 0 | 0 | 0 | 0.324 | 0 | 0 | 0 | 0 | 0 | 0.324 |  |  | 1 | Lodging - Motel | New | Fullerton (El Toro for pre-2014) | Any
NG-WtrHt-LrgInst-Gas-gt200kBtuh-0p80Et | DEER2014 | D13 v1.00 | 2013-08-01 | Any | Mtl | New | Any | CZ09 | Cap-kBTUh | 118 | 60000 | None | 0 | 0 | 0 | 0 | 0 | 0.324 | 0 | 0 | 0 | 0 | 0 | 0.324 |  |  | 1 | Lodging - Motel | New | Burbank-Glendale (Pasadena for pre-2014) | Any
NG-WtrHt-LrgInst-Gas-gt200kBtuh-0p80Et | DEER2014 | D13 v1.00 | 2013-08-01 | Any | Mtl | New | Any | CZ10 | Cap-kBTUh | 118 | 60000 | None | 0 | 0 | 0 | 0 | 0 | 0.326 | 0 | 0 | 0 | 0 | 0 | 0.326 |  |  | 1 | Lodging - Motel | New | Riverside | Any
NG-WtrHt-LrgInst-Gas-gt200kBtuh-0p80Et | DEER2014 | D13 v1.00 | 2013-08-01 | Any | Mtl | New | Any | CZ11 | Cap-kBTUh | 118 | 60000 | None | 0 | 0 | 0 | 0 | 0 | 0.327 | 0 | 0 | 0 | 0 | 0 | 0.327 |  |  | 1 | Lodging - Motel | New | Red Bluff Area | Any
NG-WtrHt-LrgInst-Gas-gt200kBtuh-0p80Et | DEER2014 | D13 v1.00 | 2013-08-01 | Any | Mtl | New | Any | CZ12 | Cap-kBTUh | 118 | 60000 | None | 0 | 0 | 0 | 0 | 0 | 0.328 | 0 | 0 | 0 | 0 | 0 | 0.328 |  |  | 1 | Lodging - Motel | New | Sacramento Area | Any
NG-WtrHt-LrgInst-Gas-gt200kBtuh-0p80Et | DEER2014 | D13 v1.00 | 2013-08-01 | Any | Mtl | New | Any | CZ13 | Cap-kBTUh | 118 | 60000 | None | 0 | 0 | 0 | 0 | 0 | 0.326 | 0 | 0 | 0 | 0 | 0 | 0.326 |  |  | 1 | Lodging - Motel | New | Fresno Area | Any
NG-WtrHt-LrgInst-Gas-gt200kBtuh-0p80Et | DEER2014 | D13 v1.00 | 2013-08-01 | Any | Mtl | New | Any | CZ14 | Cap-kBTUh | 118 | 60000 | None | 0 | 0 | 0 | 0 | 0 | 0.327 | 0 | 0 | 0 | 0 | 0 | 0.327 |  |  | 1 | Lodging - Motel | New | Palmdale (China Lake for pre-2014) | Any
NG-WtrHt-LrgInst-Gas-gt200kBtuh-0p80Et | DEER2014 | D13 v1.00 | 2013-08-01 | Any | Mtl | New | Any | CZ15 | Cap-kBTUh | 118 | 60000 | None | 0 | 0 | 0 | 0 | 0 | 0.321 | 0 | 0 | 0 | 0 | 0 | 0.321 |  |  | 1 | Lodging - Motel | New | Palm Springs-Intl (El Centro for pre-2014) | Any
NG-WtrHt-LrgInst-Gas-gt200kBtuh-0p80Et | DEER2014 | D13 v1.00 | 2013-08-01 | Any | Mtl | New | Any | CZ16 | Cap-kBTUh | 118 | 60000 | None | 0 | 0 | 0 | 0 | 0 | 0.33 | 0 | 0 | 0 | 0 | 0 | 0.33 |  |  | 1 | Lodging - Motel | New | Blue Canyon (Mount Shasta for pre-2014) | Any
NG-WtrHt-LrgInst-Gas-gt200kBtuh-0p80Et | DEER2014 | D13 v1.00 | 2013-08-01 | Any | Nrs | New | Any | CZ01 | Cap-kBTUh | 572 | 120000 | None | 0 | 0 | 0 | 0 | 0 | 0.323 | 0 | 0 | 0 | 0 | 0 | 0.323 |  |  | 1 | Health/Medical - Nursing Home | New | Arcata Area | Any
NG-WtrHt-LrgInst-Gas-gt200kBtuh-0p80Et | DEER2014 | D13 v1.00 | 2013-08-01 | Any | Nrs | New | Any | CZ02 | Cap-kBTUh | 572 | 120000 | None | 0 | 0 | 0 | 0 | 0 | 0.315 | 0 | 0 | 0 | 0 | 0 | 0.315 |  |  | 1 | Health/Medical - Nursing Home | New | Santa Rosa Area | Any
NG-WtrHt-LrgInst-Gas-gt200kBtuh-0p80Et | DEER2014 | D13 v1.00 | 2013-08-01 | Any | Nrs | New | Any | CZ03 | Cap-kBTUh | 572 | 120000 | None | 0 | 0 | 0 | 0 | 0 | 0.318 | 0 | 0 | 0 | 0 | 0 | 0.318 |  |  | 1 | Health/Medical - Nursing Home | New | Oakland Area | Any
NG-WtrHt-LrgInst-Gas-gt200kBtuh-0p80Et | DEER2014 | D13 v1.00 | 2013-08-01 | Any | Nrs | New | Any | CZ04 | Cap-kBTUh | 572 | 120000 | None | 0 | 0 | 0 | 0 | 0 | 0.312 | 0 | 0 | 0 | 0 | 0 | 0.312 |  |  | 1 | Health/Medical - Nursing Home | New | San Jose-Reid (Sunnyvale for pre-2014) | Any
NG-WtrHt-LrgInst-Gas-gt200kBtuh-0p80Et | DEER2014 | D13 v1.00 | 2013-08-01 | Any | Nrs | New | Any | CZ05 | Cap-kBTUh | 572 | 120000 | None | 0 | 0 | 0 | 0 | 0 | 0.32 | 0 | 0 | 0 | 0 | 0 | 0.32 |  |  | 1 | Health/Medical - Nursing Home | New | Santa Maria Area | Any
NG-WtrHt-LrgInst-Gas-gt200kBtuh-0p80Et | DEER2014 | D13 v1.00 | 2013-08-01 | Any | Nrs | New | Any | CZ06 | Cap-kBTUh | 572 | 120000 | None | 0 | 0 | 0 | 0 | 0 | 0.314 | 0 | 0 | 0 | 0 | 0 | 0.314 |  |  | 1 | Health/Medical - Nursing Home | New | Torrance (Los Angeles for pre-2014) | Any
NG-WtrHt-LrgInst-Gas-gt200kBtuh-0p80Et | DEER2014 | D13 v1.00 | 2013-08-01 | Any | Nrs | New | Any | CZ07 | Cap-kBTUh | 572 | 120000 | None | 0 | 0 | 0 | 0 | 0 | 0.314 | 0 | 0 | 0 | 0 | 0 | 0.314 |  |  | 1 | Health/Medical - Nursing Home | New | San Diego-Lindbergh | Any
NG-WtrHt-LrgInst-Gas-gt200kBtuh-0p80Et | DEER2014 | D13 v1.00 | 2013-08-01 | Any | Nrs | New | Any | CZ08 | Cap-kBTUh | 572 | 120000 | None | 0 | 0 | 0 | 0 | 0 | 0.312 | 0 | 0 | 0 | 0 | 0 | 0.312 |  |  | 1 | Health/Medical - Nursing Home | New | Fullerton (El Toro for pre-2014) | Any
NG-WtrHt-LrgInst-Gas-gt200kBtuh-0p80Et | DEER2014 | D13 v1.00 | 2013-08-01 | Any | Nrs | New | Any | CZ09 | Cap-kBTUh | 572 | 120000 | None | 0 | 0 | 0 | 0 | 0 | 0.311 | 0 | 0 | 0 | 0 | 0 | 0.311 |  |  | 1 | Health/Medical - Nursing Home | New | Burbank-Glendale (Pasadena for pre-2014) | Any
NG-WtrHt-LrgInst-Gas-gt200kBtuh-0p80Et | DEER2014 | D13 v1.00 | 2013-08-01 | Any | Nrs | New | Any | CZ10 | Cap-kBTUh | 572 | 120000 | None | 0 | 0 | 0 | 0 | 0 | 0.311 | 0 | 0 | 0 | 0 | 0 | 0.311 |  |  | 1 | Health/Medical - Nursing Home | New | Riverside | Any
NG-WtrHt-LrgInst-Gas-gt200kBtuh-0p80Et | DEER2014 | D13 v1.00 | 2013-08-01 | Any | Nrs | New | Any | CZ11 | Cap-kBTUh | 572 | 120000 | None | 0 | 0 | 0 | 0 | 0 | 0.313 | 0 | 0 | 0 | 0 | 0 | 0.313 |  |  | 1 | Health/Medical - Nursing Home | New | Red Bluff Area | Any
NG-WtrHt-LrgInst-Gas-gt200kBtuh-0p80Et | DEER2014 | D13 v1.00 | 2013-08-01 | Any | Nrs | New | Any | CZ12 | Cap-kBTUh | 572 | 120000 | None | 0 | 0 | 0 | 0 | 0 | 0.313 | 0 | 0 | 0 | 0 | 0 | 0.313 |  |  | 1 | Health/Medical - Nursing Home | New | Sacramento Area | Any
NG-WtrHt-LrgInst-Gas-gt200kBtuh-0p80Et | DEER2014 | D13 v1.00 | 2013-08-01 | Any | Nrs | New | Any | CZ13 | Cap-kBTUh | 572 | 120000 | None | 0 | 0 | 0 | 0 | 0 | 0.311 | 0 | 0 | 0 | 0 | 0 | 0.311 |  |  | 1 | Health/Medical - Nursing Home | New | Fresno Area | Any
NG-WtrHt-LrgInst-Gas-gt200kBtuh-0p80Et | DEER2014 | D13 v1.00 | 2013-08-01 | Any | Nrs | New | Any | CZ14 | Cap-kBTUh | 572 | 120000 | None | 0 | 0 | 0 | 0 | 0 | 0.312 | 0 | 0 | 0 | 0 | 0 | 0.312 |  |  | 1 | Health/Medical - Nursing Home | New | Palmdale (China Lake for pre-2014) | Any
NG-WtrHt-LrgInst-Gas-gt200kBtuh-0p80Et | DEER2014 | D13 v1.00 | 2013-08-01 | Any | Nrs | New | Any | CZ15 | Cap-kBTUh | 572 | 120000 | None | 0 | 0 | 0 | 0 | 0 | 0.305 | 0 | 0 | 0 | 0 | 0 | 0.305 |  |  | 1 | Health/Medical - Nursing Home | New | Palm Springs-Intl (El Centro for pre-2014) | Any
NG-WtrHt-LrgInst-Gas-gt200kBtuh-0p80Et | DEER2014 | D13 v1.00 | 2013-08-01 | Any | Nrs | New | Any | CZ16 | Cap-kBTUh | 572 | 120000 | None | 0 | 0 | 0 | 0 | 0 | 0.32 | 0 | 0 | 0 | 0 | 0 | 0.32 |  |  | 1 | Health/Medical - Nursing Home | New | Blue Canyon (Mount Shasta for pre-2014) | Any
NG-WtrHt-LrgInst-Gas-gt200kBtuh-0p80Et | DEER2014 | D13 v1.00 | 2013-08-01 | Any | OfL | New | Any | CZ01 | Cap-kBTUh | 146 | 175000 | None | 0 | 0 | 0 | 0 | 0 | 0.32 | 0 | 0 | 0 | 0 | 0 | 0.32 |  |  | 1 | Office - Large | New | Arcata Area | Any
NG-WtrHt-LrgInst-Gas-gt200kBtuh-0p80Et | DEER2014 | D13 v1.00 | 2013-08-01 | Any | OfL | New | Any | CZ02 | Cap-kBTUh | 146 | 175000 | None | 0 | 0 | 0 | 0 | 0 | 0.317 | 0 | 0 | 0 | 0 | 0 | 0.317 |  |  | 1 | Office - Large | New | Santa Rosa Area | Any
NG-WtrHt-LrgInst-Gas-gt200kBtuh-0p80Et | DEER2014 | D13 v1.00 | 2013-08-01 | Any | OfL | New | Any | CZ03 | Cap-kBTUh | 146 | 175000 | None | 0 | 0 | 0 | 0 | 0 | 0.32 | 0 | 0 | 0 | 0 | 0 | 0.32 |  |  | 1 | Office - Large | New | Oakland Area | Any
NG-WtrHt-LrgInst-Gas-gt200kBtuh-0p80Et | DEER2014 | D13 v1.00 | 2013-08-01 | Any | OfL | New | Any | CZ04 | Cap-kBTUh | 146 | 175000 | None | 0 | 0 | 0 | 0 | 0 | 0.319 | 0 | 0 | 0 | 0 | 0 | 0.319 |  |  | 1 | Office - Large | New | San Jose-Reid (Sunnyvale for pre-2014) | Any
NG-WtrHt-LrgInst-Gas-gt200kBtuh-0p80Et | DEER2014 | D13 v1.00 | 2013-08-01 | Any | OfL | New | Any | CZ05 | Cap-kBTUh | 146 | 175000 | None | 0 | 0 | 0 | 0 | 0 | 0.32 | 0 | 0 | 0 | 0 | 0 | 0.32 |  |  | 1 | Office - Large | New | Santa Maria Area | Any
NG-WtrHt-LrgInst-Gas-gt200kBtuh-0p80Et | DEER2014 | D13 v1.00 | 2013-08-01 | Any | OfL | New | Any | CZ06 | Cap-kBTUh | 146 | 175000 | None | 0 | 0 | 0 | 0 | 0 | 0.317 | 0 | 0 | 0 | 0 | 0 | 0.317 |  |  | 1 | Office - Large | New | Torrance (Los Angeles for pre-2014) | Any
NG-WtrHt-LrgInst-Gas-gt200kBtuh-0p80Et | DEER2014 | D13 v1.00 | 2013-08-01 | Any | OfL | New | Any | CZ07 | Cap-kBTUh | 146 | 175000 | None | 0 | 0 | 0 | 0 | 0 | 0.316 | 0 | 0 | 0 | 0 | 0 | 0.316 |  |  | 1 | Office - Large | New | San Diego-Lindbergh | Any
NG-WtrHt-LrgInst-Gas-gt200kBtuh-0p80Et | DEER2014 | D13 v1.00 | 2013-08-01 | Any | OfL | New | Any | CZ08 | Cap-kBTUh | 146 | 175000 | None | 0 | 0 | 0 | 0 | 0 | 0.316 | 0 | 0 | 0 | 0 | 0 | 0.316 |  |  | 1 | Office - Large | New | Fullerton (El Toro for pre-2014) | Any
NG-WtrHt-LrgInst-Gas-gt200kBtuh-0p80Et | DEER2014 | D13 v1.00 | 2013-08-01 | Any | OfL | New | Any | CZ09 | Cap-kBTUh | 146 | 175000 | None | 0 | 0 | 0 | 0 | 0 | 0.316 | 0 | 0 | 0 | 0 | 0 | 0.316 |  |  | 1 | Office - Large | New | Burbank-Glendale (Pasadena for pre-2014) | Any
NG-WtrHt-LrgInst-Gas-gt200kBtuh-0p80Et | DEER2014 | D13 v1.00 | 2013-08-01 | Any | OfL | New | Any | CZ10 | Cap-kBTUh | 146 | 175000 | None | 0 | 0 | 0 | 0 | 0 | 0.314 | 0 | 0 | 0 | 0 | 0 | 0.314 |  |  | 1 | Office - Large | New | Riverside | Any
NG-WtrHt-LrgInst-Gas-gt200kBtuh-0p80Et | DEER2014 | D13 v1.00 | 2013-08-01 | Any | OfL | New | Any | CZ11 | Cap-kBTUh | 146 | 175000 | None | 0 | 0 | 0 | 0 | 0 | 0.316 | 0 | 0 | 0 | 0 | 0 | 0.316 |  |  | 1 | Office - Large | New | Red Bluff Area | Any
NG-WtrHt-LrgInst-Gas-gt200kBtuh-0p80Et | DEER2014 | D13 v1.00 | 2013-08-01 | Any | OfL | New | Any | CZ12 | Cap-kBTUh | 146 | 175000 | None | 0 | 0 | 0 | 0 | 0 | 0.316 | 0 | 0 | 0 | 0 | 0 | 0.316 |  |  | 1 | Office - Large | New | Sacramento Area | Any
NG-WtrHt-LrgInst-Gas-gt200kBtuh-0p80Et | DEER2014 | D13 v1.00 | 2013-08-01 | Any | OfL | New | Any | CZ13 | Cap-kBTUh | 146 | 175000 | None | 0 | 0 | 0 | 0 | 0 | 0.315 | 0 | 0 | 0 | 0 | 0 | 0.315 |  |  | 1 | Office - Large | New | Fresno Area | Any
NG-WtrHt-LrgInst-Gas-gt200kBtuh-0p80Et | DEER2014 | D13 v1.00 | 2013-08-01 | Any | OfL | New | Any | CZ14 | Cap-kBTUh | 146 | 175000 | None | 0 | 0 | 0 | 0 | 0 | 0.316 | 0 | 0 | 0 | 0 | 0 | 0.316 |  |  | 1 | Office - Large | New | Palmdale (China Lake for pre-2014) | Any
NG-WtrHt-LrgInst-Gas-gt200kBtuh-0p80Et | DEER2014 | D13 v1.00 | 2013-08-01 | Any | OfL | New | Any | CZ15 | Cap-kBTUh | 146 | 175000 | None | 0 | 0 | 0 | 0 | 0 | 0.31 | 0 | 0 | 0 | 0 | 0 | 0.31 |  |  | 1 | Office - Large | New | Palm Springs-Intl (El Centro for pre-2014) | Any
NG-WtrHt-LrgInst-Gas-gt200kBtuh-0p80Et | DEER2014 | D13 v1.00 | 2013-08-01 | Any | OfL | New | Any | CZ16 | Cap-kBTUh | 146 | 175000 | None | 0 | 0 | 0 | 0 | 0 | 0.32 | 0 | 0 | 0 | 0 | 0 | 0.32 |  |  | 1 | Office - Large | New | Blue Canyon (Mount Shasta for pre-2014) | Any
NG-WtrHt-LrgInst-Gas-gt200kBtuh-0p80Et | DEER2014 | D13 v1.00 | 2013-08-01 | Any | OfS | New | Any | CZ01 | Cap-kBTUh | 43.7 | 10000 | None | 0 | 0 | 0 | 0 | 0 | 0.328 | 0 | 0 | 0 | 0 | 0 | 0.328 |  |  | 1 | Office - Small | New | Arcata Area | Any
NG-WtrHt-LrgInst-Gas-gt200kBtuh-0p80Et | DEER2014 | D13 v1.00 | 2013-08-01 | Any | OfS | New | Any | CZ02 | Cap-kBTUh | 43.7 | 10000 | None | 0 | 0 | 0 | 0 | 0 | 0.32 | 0 | 0 | 0 | 0 | 0 | 0.32 |  |  | 1 | Office - Small | New | Santa Rosa Area | Any
NG-WtrHt-LrgInst-Gas-gt200kBtuh-0p80Et | DEER2014 | D13 v1.00 | 2013-08-01 | Any | OfS | New | Any | CZ03 | Cap-kBTUh | 43.7 | 10000 | None | 0 | 0 | 0 | 0 | 0 | 0.323 | 0 | 0 | 0 | 0 | 0 | 0.323 |  |  | 1 | Office - Small | New | Oakland Area | Any
NG-WtrHt-LrgInst-Gas-gt200kBtuh-0p80Et | DEER2014 | D13 v1.00 | 2013-08-01 | Any | OfS | New | Any | CZ04 | Cap-kBTUh | 43.7 | 10000 | None | 0 | 0 | 0 | 0 | 0 | 0.319 | 0 | 0 | 0 | 0 | 0 | 0.319 |  |  | 1 | Office - Small | New | San Jose-Reid (Sunnyvale for pre-2014) | Any
NG-WtrHt-LrgInst-Gas-gt200kBtuh-0p80Et | DEER2014 | D13 v1.00 | 2013-08-01 | Any | OfS | New | Any | CZ05 | Cap-kBTUh | 43.7 | 10000 | None | 0 | 0 | 0 | 0 | 0 | 0.324 | 0 | 0 | 0 | 0 | 0 | 0.324 |  |  | 1 | Office - Small | New | Santa Maria Area | Any
NG-WtrHt-LrgInst-Gas-gt200kBtuh-0p80Et | DEER2014 | D13 v1.00 | 2013-08-01 | Any | OfS | New | Any | CZ06 | Cap-kBTUh | 43.7 | 10000 | None | 0 | 0 | 0 | 0 | 0 | 0.317 | 0 | 0 | 0 | 0 | 0 | 0.317 |  |  | 1 | Office - Small | New | Torrance (Los Angeles for pre-2014) | Any
NG-WtrHt-LrgInst-Gas-gt200kBtuh-0p80Et | DEER2014 | D13 v1.00 | 2013-08-01 | Any | OfS | New | Any | CZ07 | Cap-kBTUh | 43.7 | 10000 | None | 0 | 0 | 0 | 0 | 0 | 0.315 | 0 | 0 | 0 | 0 | 0 | 0.315 |  |  | 1 | Office - Small | New | San Diego-Lindbergh | Any
NG-WtrHt-LrgInst-Gas-gt200kBtuh-0p80Et | DEER2014 | D13 v1.00 | 2013-08-01 | Any | OfS | New | Any | CZ08 | Cap-kBTUh | 43.7 | 10000 | None | 0 | 0 | 0 | 0 | 0 | 0.315 | 0 | 0 | 0 | 0 | 0 | 0.315 |  |  | 1 | Office - Small | New | Fullerton (El Toro for pre-2014) | Any
NG-WtrHt-LrgInst-Gas-gt200kBtuh-0p80Et | DEER2014 | D13 v1.00 | 2013-08-01 | Any | OfS | New | Any | CZ09 | Cap-kBTUh | 43.7 | 10000 | None | 0 | 0 | 0 | 0 | 0 | 0.315 | 0 | 0 | 0 | 0 | 0 | 0.315 |  |  | 1 | Office - Small | New | Burbank-Glendale (Pasadena for pre-2014) | Any
NG-WtrHt-LrgInst-Gas-gt200kBtuh-0p80Et | DEER2014 | D13 v1.00 | 2013-08-01 | Any | OfS | New | Any | CZ10 | Cap-kBTUh | 43.7 | 10000 | None | 0 | 0 | 0 | 0 | 0 | 0.313 | 0 | 0 | 0 | 0 | 0 | 0.313 |  |  | 1 | Office - Small | New | Riverside | Any
NG-WtrHt-LrgInst-Gas-gt200kBtuh-0p80Et | DEER2014 | D13 v1.00 | 2013-08-01 | Any | OfS | New | Any | CZ11 | Cap-kBTUh | 43.7 | 10000 | None | 0 | 0 | 0 | 0 | 0 | 0.315 | 0 | 0 | 0 | 0 | 0 | 0.315 |  |  | 1 | Office - Small | New | Red Bluff Area | Any
NG-WtrHt-LrgInst-Gas-gt200kBtuh-0p80Et | DEER2014 | D13 v1.00 | 2013-08-01 | Any | OfS | New | Any | CZ12 | Cap-kBTUh | 43.7 | 10000 | None | 0 | 0 | 0 | 0 | 0 | 0.317 | 0 | 0 | 0 | 0 | 0 | 0.317 |  |  | 1 | Office - Small | New | Sacramento Area | Any
NG-WtrHt-LrgInst-Gas-gt200kBtuh-0p80Et | DEER2014 | D13 v1.00 | 2013-08-01 | Any | OfS | New | Any | CZ13 | Cap-kBTUh | 43.7 | 10000 | None | 0 | 0 | 0 | 0 | 0 | 0.314 | 0 | 0 | 0 | 0 | 0 | 0.314 |  |  | 1 | Office - Small | New | Fresno Area | Any
NG-WtrHt-LrgInst-Gas-gt200kBtuh-0p80Et | DEER2014 | D13 v1.00 | 2013-08-01 | Any | OfS | New | Any | CZ14 | Cap-kBTUh | 43.7 | 10000 | None | 0 | 0 | 0 | 0 | 0 | 0.315 | 0 | 0 | 0 | 0 | 0 | 0.315 |  |  | 1 | Office - Small | New | Palmdale (China Lake for pre-2014) | Any
NG-WtrHt-LrgInst-Gas-gt200kBtuh-0p80Et | DEER2014 | D13 v1.00 | 2013-08-01 | Any | OfS | New | Any | CZ15 | Cap-kBTUh | 43.7 | 10000 | None | 0 | 0 | 0 | 0 | 0 | 0.304 | 0 | 0 | 0 | 0 | 0 | 0.304 |  |  | 1 | Office - Small | New | Palm Springs-Intl (El Centro for pre-2014) | Any
NG-WtrHt-LrgInst-Gas-gt200kBtuh-0p80Et | DEER2014 | D13 v1.00 | 2013-08-01 | Any | OfS | New | Any | CZ16 | Cap-kBTUh | 43.7 | 10000 | None | 0 | 0 | 0 | 0 | 0 | 0.324 | 0 | 0 | 0 | 0 | 0 | 0.324 |  |  | 1 | Office - Small | New | Blue Canyon (Mount Shasta for pre-2014) | Any
NG-WtrHt-LrgInst-Gas-gt200kBtuh-0p80Et | DEER2014 | D13 v1.00 | 2013-08-01 | Any | RFF | New | Any | CZ01 | Cap-kBTUh | 87.5 | 4000 | None | 0 | 0 | 0 | 0 | 0 | 0.347 | 0 | 0 | 0 | 0 | 0 | 0.347 |  |  | 1 | Restaurant - Fast-Food | New | Arcata Area | Any
NG-WtrHt-LrgInst-Gas-gt200kBtuh-0p80Et | DEER2014 | D13 v1.00 | 2013-08-01 | Any | RFF | New | Any | CZ02 | Cap-kBTUh | 87.5 | 4000 | None | 0 | 0 | 0 | 0 | 0 | 0.332 | 0 | 0 | 0 | 0 | 0 | 0.332 |  |  | 1 | Restaurant - Fast-Food | New | Santa Rosa Area | Any
NG-WtrHt-LrgInst-Gas-gt200kBtuh-0p80Et | DEER2014 | D13 v1.00 | 2013-08-01 | Any | RFF | New | Any | CZ03 | Cap-kBTUh | 87.5 | 4000 | None | 0 | 0 | 0 | 0 | 0 | 0.336 | 0 | 0 | 0 | 0 | 0 | 0.336 |  |  | 1 | Restaurant - Fast-Food | New | Oakland Area | Any
NG-WtrHt-LrgInst-Gas-gt200kBtuh-0p80Et | DEER2014 | D13 v1.00 | 2013-08-01 | Any | RFF | New | Any | CZ04 | Cap-kBTUh | 87.5 | 4000 | None | 0 | 0 | 0 | 0 | 0 | 0.33 | 0 | 0 | 0 | 0 | 0 | 0.33 |  |  | 1 | Restaurant - Fast-Food | New | San Jose-Reid (Sunnyvale for pre-2014) | Any
NG-WtrHt-LrgInst-Gas-gt200kBtuh-0p80Et | DEER2014 | D13 v1.00 | 2013-08-01 | Any | RFF | New | Any | CZ05 | Cap-kBTUh | 87.5 | 4000 | None | 0 | 0 | 0 | 0 | 0 | 0.337 | 0 | 0 | 0 | 0 | 0 | 0.337 |  |  | 1 | Restaurant - Fast-Food | New | Santa Maria Area | Any
NG-WtrHt-LrgInst-Gas-gt200kBtuh-0p80Et | DEER2014 | D13 v1.00 | 2013-08-01 | Any | RFF | New | Any | CZ06 | Cap-kBTUh | 87.5 | 4000 | None | 0 | 0 | 0 | 0 | 0 | 0.327 | 0 | 0 | 0 | 0 | 0 | 0.327 |  |  | 1 | Restaurant - Fast-Food | New | Torrance (Los Angeles for pre-2014) | Any
NG-WtrHt-LrgInst-Gas-gt200kBtuh-0p80Et | DEER2014 | D13 v1.00 | 2013-08-01 | Any | RFF | New | Any | CZ07 | Cap-kBTUh | 87.5 | 4000 | None | 0 | 0 | 0 | 0 | 0 | 0.325 | 0 | 0 | 0 | 0 | 0 | 0.325 |  |  | 1 | Restaurant - Fast-Food | New | San Diego-Lindbergh | Any
NG-WtrHt-LrgInst-Gas-gt200kBtuh-0p80Et | DEER2014 | D13 v1.00 | 2013-08-01 | Any | RFF | New | Any | CZ08 | Cap-kBTUh | 87.5 | 4000 | None | 0 | 0 | 0 | 0 | 0 | 0.323 | 0 | 0 | 0 | 0 | 0 | 0.323 |  |  | 1 | Restaurant - Fast-Food | New | Fullerton (El Toro for pre-2014) | Any
NG-WtrHt-LrgInst-Gas-gt200kBtuh-0p80Et | DEER2014 | D13 v1.00 | 2013-08-01 | Any | RFF | New | Any | CZ09 | Cap-kBTUh | 87.5 | 4000 | None | 0 | 0 | 0 | 0 | 0 | 0.323 | 0 | 0 | 0 | 0 | 0 | 0.323 |  |  | 1 | Restaurant - Fast-Food | New | Burbank-Glendale (Pasadena for pre-2014) | Any
NG-WtrHt-LrgInst-Gas-gt200kBtuh-0p80Et | DEER2014 | D13 v1.00 | 2013-08-01 | Any | RFF | New | Any | CZ10 | Cap-kBTUh | 87.5 | 4000 | None | 0 | 0 | 0 | 0 | 0 | 0.323 | 0 | 0 | 0 | 0 | 0 | 0.323 |  |  | 1 | Restaurant - Fast-Food | New | Riverside | Any
NG-WtrHt-LrgInst-Gas-gt200kBtuh-0p80Et | DEER2014 | D13 v1.00 | 2013-08-01 | Any | RFF | New | Any | CZ11 | Cap-kBTUh | 87.5 | 4000 | None | 0 | 0 | 0 | 0 | 0 | 0.326 | 0 | 0 | 0 | 0 | 0 | 0.326 |  |  | 1 | Restaurant - Fast-Food | New | Red Bluff Area | Any
NG-WtrHt-LrgInst-Gas-gt200kBtuh-0p80Et | DEER2014 | D13 v1.00 | 2013-08-01 | Any | RFF | New | Any | CZ12 | Cap-kBTUh | 87.5 | 4000 | None | 0 | 0 | 0 | 0 | 0 | 0.329 | 0 | 0 | 0 | 0 | 0 | 0.329 |  |  | 1 | Restaurant - Fast-Food | New | Sacramento Area | Any
NG-WtrHt-LrgInst-Gas-gt200kBtuh-0p80Et | DEER2014 | D13 v1.00 | 2013-08-01 | Any | RFF | New | Any | CZ13 | Cap-kBTUh | 87.5 | 4000 | None | 0 | 0 | 0 | 0 | 0 | 0.323 | 0 | 0 | 0 | 0 | 0 | 0.323 |  |  | 1 | Restaurant - Fast-Food | New | Fresno Area | Any
NG-WtrHt-LrgInst-Gas-gt200kBtuh-0p80Et | DEER2014 | D13 v1.00 | 2013-08-01 | Any | RFF | New | Any | CZ14 | Cap-kBTUh | 87.5 | 4000 | None | 0 | 0 | 0 | 0 | 0 | 0.327 | 0 | 0 | 0 | 0 | 0 | 0.327 |  |  | 1 | Restaurant - Fast-Food | New | Palmdale (China Lake for pre-2014) | Any
NG-WtrHt-LrgInst-Gas-gt200kBtuh-0p80Et | DEER2014 | D13 v1.00 | 2013-08-01 | Any | RFF | New | Any | CZ15 | Cap-kBTUh | 87.5 | 4000 | None | 0 | 0 | 0 | 0 | 0 | 0.31 | 0 | 0 | 0 | 0 | 0 | 0.31 |  |  | 1 | Restaurant - Fast-Food | New | Palm Springs-Intl (El Centro for pre-2014) | Any
NG-WtrHt-LrgInst-Gas-gt200kBtuh-0p80Et | DEER2014 | D13 v1.00 | 2013-08-01 | Any | RFF | New | Any | CZ16 | Cap-kBTUh | 87.5 | 4000 | None | 0 | 0 | 0 | 0 | 0 | 0.34 | 0 | 0 | 0 | 0 | 0 | 0.34 |  |  | 1 | Restaurant - Fast-Food | New | Blue Canyon (Mount Shasta for pre-2014) | Any
NG-WtrHt-LrgInst-Gas-gt200kBtuh-0p80Et | DEER2014 | D13 v1.00 | 2013-08-01 | Any | RSD | New | Any | CZ01 | Cap-kBTUh | 90.9 | 11200 | None | 0 | 0 | 0 | 0 | 0 | 0.343 | 0 | 0 | 0 | 0 | 0 | 0.343 |  |  | 1 | Restaurant - Sit-Down | New | Arcata Area | Any
NG-WtrHt-LrgInst-Gas-gt200kBtuh-0p80Et | DEER2014 | D13 v1.00 | 2013-08-01 | Any | RSD | New | Any | CZ02 | Cap-kBTUh | 90.9 | 11200 | None | 0 | 0 | 0 | 0 | 0 | 0.333 | 0 | 0 | 0 | 0 | 0 | 0.333 |  |  | 1 | Restaurant - Sit-Down | New | Santa Rosa Area | Any
NG-WtrHt-LrgInst-Gas-gt200kBtuh-0p80Et | DEER2014 | D13 v1.00 | 2013-08-01 | Any | RSD | New | Any | CZ03 | Cap-kBTUh | 90.9 | 11200 | None | 0 | 0 | 0 | 0 | 0 | 0.337 | 0 | 0 | 0 | 0 | 0 | 0.337 |  |  | 1 | Restaurant - Sit-Down | New | Oakland Area | Any
NG-WtrHt-LrgInst-Gas-gt200kBtuh-0p80Et | DEER2014 | D13 v1.00 | 2013-08-01 | Any | RSD | New | Any | CZ04 | Cap-kBTUh | 90.9 | 11200 | None | 0 | 0 | 0 | 0 | 0 | 0.33 | 0 | 0 | 0 | 0 | 0 | 0.33 |  |  | 1 | Restaurant - Sit-Down | New | San Jose-Reid (Sunnyvale for pre-2014) | Any
NG-WtrHt-LrgInst-Gas-gt200kBtuh-0p80Et | DEER2014 | D13 v1.00 | 2013-08-01 | Any | RSD | New | Any | CZ05 | Cap-kBTUh | 90.9 | 11200 | None | 0 | 0 | 0 | 0 | 0 | 0.34 | 0 | 0 | 0 | 0 | 0 | 0.34 |  |  | 1 | Restaurant - Sit-Down | New | Santa Maria Area | Any
NG-WtrHt-LrgInst-Gas-gt200kBtuh-0p80Et | DEER2014 | D13 v1.00 | 2013-08-01 | Any | RSD | New | Any | CZ06 | Cap-kBTUh | 90.9 | 11200 | None | 0 | 0 | 0 | 0 | 0 | 0.33 | 0 | 0 | 0 | 0 | 0 | 0.33 |  |  | 1 | Restaurant - Sit-Down | New | Torrance (Los Angeles for pre-2014) | Any
NG-WtrHt-LrgInst-Gas-gt200kBtuh-0p80Et | DEER2014 | D13 v1.00 | 2013-08-01 | Any | RSD | New | Any | CZ07 | Cap-kBTUh | 90.9 | 11200 | None | 0 | 0 | 0 | 0 | 0 | 0.328 | 0 | 0 | 0 | 0 | 0 | 0.328 |  |  | 1 | Restaurant - Sit-Down | New | San Diego-Lindbergh | Any
NG-WtrHt-LrgInst-Gas-gt200kBtuh-0p80Et | DEER2014 | D13 v1.00 | 2013-08-01 | Any | RSD | New | Any | CZ08 | Cap-kBTUh | 90.9 | 11200 | None | 0 | 0 | 0 | 0 | 0 | 0.326 | 0 | 0 | 0 | 0 | 0 | 0.326 |  |  | 1 | Restaurant - Sit-Down | New | Fullerton (El Toro for pre-2014) | Any
NG-WtrHt-LrgInst-Gas-gt200kBtuh-0p80Et | DEER2014 | D13 v1.00 | 2013-08-01 | Any | RSD | New | Any | CZ09 | Cap-kBTUh | 90.9 | 11200 | None | 0 | 0 | 0 | 0 | 0 | 0.324 | 0 | 0 | 0 | 0 | 0 | 0.324 |  |  | 1 | Restaurant - Sit-Down | New | Burbank-Glendale (Pasadena for pre-2014) | Any
NG-WtrHt-LrgInst-Gas-gt200kBtuh-0p80Et | DEER2014 | D13 v1.00 | 2013-08-01 | Any | RSD | New | Any | CZ10 | Cap-kBTUh | 90.9 | 11200 | None | 0 | 0 | 0 | 0 | 0 | 0.323 | 0 | 0 | 0 | 0 | 0 | 0.323 |  |  | 1 | Restaurant - Sit-Down | New | Riverside | Any
NG-WtrHt-LrgInst-Gas-gt200kBtuh-0p80Et | DEER2014 | D13 v1.00 | 2013-08-01 | Any | RSD | New | Any | CZ11 | Cap-kBTUh | 90.9 | 11200 | None | 0 | 0 | 0 | 0 | 0 | 0.326 | 0 | 0 | 0 | 0 | 0 | 0.326 |  |  | 1 | Restaurant - Sit-Down | New | Red Bluff Area | Any
NG-WtrHt-LrgInst-Gas-gt200kBtuh-0p80Et | DEER2014 | D13 v1.00 | 2013-08-01 | Any | RSD | New | Any | CZ12 | Cap-kBTUh | 90.9 | 11200 | None | 0 | 0 | 0 | 0 | 0 | 0.328 | 0 | 0 | 0 | 0 | 0 | 0.328 |  |  | 1 | Restaurant - Sit-Down | New | Sacramento Area | Any
NG-WtrHt-LrgInst-Gas-gt200kBtuh-0p80Et | DEER2014 | D13 v1.00 | 2013-08-01 | Any | RSD | New | Any | CZ13 | Cap-kBTUh | 90.9 | 11200 | None | 0 | 0 | 0 | 0 | 0 | 0.323 | 0 | 0 | 0 | 0 | 0 | 0.323 |  |  | 1 | Restaurant - Sit-Down | New | Fresno Area | Any
NG-WtrHt-LrgInst-Gas-gt200kBtuh-0p80Et | DEER2014 | D13 v1.00 | 2013-08-01 | Any | RSD | New | Any | CZ14 | Cap-kBTUh | 90.9 | 11200 | None | 0 | 0 | 0 | 0 | 0 | 0.326 | 0 | 0 | 0 | 0 | 0 | 0.326 |  |  | 1 | Restaurant - Sit-Down | New | Palmdale (China Lake for pre-2014) | Any
NG-WtrHt-LrgInst-Gas-gt200kBtuh-0p80Et | DEER2014 | D13 v1.00 | 2013-08-01 | Any | RSD | New | Any | CZ15 | Cap-kBTUh | 90.9 | 11200 | None | 0 | 0 | 0 | 0 | 0 | 0.309 | 0 | 0 | 0 | 0 | 0 | 0.309 |  |  | 1 | Restaurant - Sit-Down | New | Palm Springs-Intl (El Centro for pre-2014) | Any
NG-WtrHt-LrgInst-Gas-gt200kBtuh-0p80Et | DEER2014 | D13 v1.00 | 2013-08-01 | Any | RSD | New | Any | CZ16 | Cap-kBTUh | 90.9 | 11200 | None | 0 | 0 | 0 | 0 | 0 | 0.341 | 0 | 0 | 0 | 0 | 0 | 0.341 |  |  | 1 | Restaurant - Sit-Down | New | Blue Canyon (Mount Shasta for pre-2014) | Any
NG-WtrHt-LrgInst-Gas-gt200kBtuh-0p80Et | DEER2014 | D13 v1.00 | 2013-08-01 | Any | Rt3 | New | Any | CZ01 | Cap-kBTUh | 87.5 | 120000 | None | 0 | 0 | 0 | 0 | 0 | 0.322 | 0 | 0 | 0 | 0 | 0 | 0.322 |  |  | 1 | Retail - Multistory Large | New | Arcata Area | Any
NG-WtrHt-LrgInst-Gas-gt200kBtuh-0p80Et | DEER2014 | D13 v1.00 | 2013-08-01 | Any | Rt3 | New | Any | CZ02 | Cap-kBTUh | 87.5 | 120000 | None | 0 | 0 | 0 | 0 | 0 | 0.319 | 0 | 0 | 0 | 0 | 0 | 0.319 |  |  | 1 | Retail - Multistory Large | New | Santa Rosa Area | Any
NG-WtrHt-LrgInst-Gas-gt200kBtuh-0p80Et | DEER2014 | D13 v1.00 | 2013-08-01 | Any | Rt3 | New | Any | CZ03 | Cap-kBTUh | 87.5 | 120000 | None | 0 | 0 | 0 | 0 | 0 | 0.32 | 0 | 0 | 0 | 0 | 0 | 0.32 |  |  | 1 | Retail - Multistory Large | New | Oakland Area | Any
NG-WtrHt-LrgInst-Gas-gt200kBtuh-0p80Et | DEER2014 | D13 v1.00 | 2013-08-01 | Any | Rt3 | New | Any | CZ04 | Cap-kBTUh | 87.5 | 120000 | None | 0 | 0 | 0 | 0 | 0 | 0.318 | 0 | 0 | 0 | 0 | 0 | 0.318 |  |  | 1 | Retail - Multistory Large | New | San Jose-Reid (Sunnyvale for pre-2014) | Any
NG-WtrHt-LrgInst-Gas-gt200kBtuh-0p80Et | DEER2014 | D13 v1.00 | 2013-08-01 | Any | Rt3 | New | Any | CZ05 | Cap-kBTUh | 87.5 | 120000 | None | 0 | 0 | 0 | 0 | 0 | 0.319 | 0 | 0 | 0 | 0 | 0 | 0.319 |  |  | 1 | Retail - Multistory Large | New | Santa Maria Area | Any
NG-WtrHt-LrgInst-Gas-gt200kBtuh-0p80Et | DEER2014 | D13 v1.00 | 2013-08-01 | Any | Rt3 | New | Any | CZ06 | Cap-kBTUh | 87.5 | 120000 | None | 0 | 0 | 0 | 0 | 0 | 0.316 | 0 | 0 | 0 | 0 | 0 | 0.316 |  |  | 1 | Retail - Multistory Large | New | Torrance (Los Angeles for pre-2014) | Any
NG-WtrHt-LrgInst-Gas-gt200kBtuh-0p80Et | DEER2014 | D13 v1.00 | 2013-08-01 | Any | Rt3 | New | Any | CZ07 | Cap-kBTUh | 87.5 | 120000 | None | 0 | 0 | 0 | 0 | 0 | 0.315 | 0 | 0 | 0 | 0 | 0 | 0.315 |  |  | 1 | Retail - Multistory Large | New | San Diego-Lindbergh | Any
NG-WtrHt-LrgInst-Gas-gt200kBtuh-0p80Et | DEER2014 | D13 v1.00 | 2013-08-01 | Any | Rt3 | New | Any | CZ08 | Cap-kBTUh | 87.5 | 120000 | None | 0 | 0 | 0 | 0 | 0 | 0.315 | 0 | 0 | 0 | 0 | 0 | 0.315 |  |  | 1 | Retail - Multistory Large | New | Fullerton (El Toro for pre-2014) | Any
NG-WtrHt-LrgInst-Gas-gt200kBtuh-0p80Et | DEER2014 | D13 v1.00 | 2013-08-01 | Any | Rt3 | New | Any | CZ09 | Cap-kBTUh | 87.5 | 120000 | None | 0 | 0 | 0 | 0 | 0 | 0.316 | 0 | 0 | 0 | 0 | 0 | 0.316 |  |  | 1 | Retail - Multistory Large | New | Burbank-Glendale (Pasadena for pre-2014) | Any
NG-WtrHt-LrgInst-Gas-gt200kBtuh-0p80Et | DEER2014 | D13 v1.00 | 2013-08-01 | Any | Rt3 | New | Any | CZ10 | Cap-kBTUh | 87.5 | 120000 | None | 0 | 0 | 0 | 0 | 0 | 0.316 | 0 | 0 | 0 | 0 | 0 | 0.316 |  |  | 1 | Retail - Multistory Large | New | Riverside | Any
NG-WtrHt-LrgInst-Gas-gt200kBtuh-0p80Et | DEER2014 | D13 v1.00 | 2013-08-01 | Any | Rt3 | New | Any | CZ11 | Cap-kBTUh | 87.5 | 120000 | None | 0 | 0 | 0 | 0 | 0 | 0.317 | 0 | 0 | 0 | 0 | 0 | 0.317 |  |  | 1 | Retail - Multistory Large | New | Red Bluff Area | Any
NG-WtrHt-LrgInst-Gas-gt200kBtuh-0p80Et | DEER2014 | D13 v1.00 | 2013-08-01 | Any | Rt3 | New | Any | CZ12 | Cap-kBTUh | 87.5 | 120000 | None | 0 | 0 | 0 | 0 | 0 | 0.318 | 0 | 0 | 0 | 0 | 0 | 0.318 |  |  | 1 | Retail - Multistory Large | New | Sacramento Area | Any
NG-WtrHt-LrgInst-Gas-gt200kBtuh-0p80Et | DEER2014 | D13 v1.00 | 2013-08-01 | Any | Rt3 | New | Any | CZ13 | Cap-kBTUh | 87.5 | 120000 | None | 0 | 0 | 0 | 0 | 0 | 0.317 | 0 | 0 | 0 | 0 | 0 | 0.317 |  |  | 1 | Retail - Multistory Large | New | Fresno Area | Any
NG-WtrHt-LrgInst-Gas-gt200kBtuh-0p80Et | DEER2014 | D13 v1.00 | 2013-08-01 | Any | Rt3 | New | Any | CZ14 | Cap-kBTUh | 87.5 | 120000 | None | 0 | 0 | 0 | 0 | 0 | 0.317 | 0 | 0 | 0 | 0 | 0 | 0.317 |  |  | 1 | Retail - Multistory Large | New | Palmdale (China Lake for pre-2014) | Any
NG-WtrHt-LrgInst-Gas-gt200kBtuh-0p80Et | DEER2014 | D13 v1.00 | 2013-08-01 | Any | Rt3 | New | Any | CZ15 | Cap-kBTUh | 87.5 | 120000 | None | 0 | 0 | 0 | 0 | 0 | 0.312 | 0 | 0 | 0 | 0 | 0 | 0.312 |  |  | 1 | Retail - Multistory Large | New | Palm Springs-Intl (El Centro for pre-2014) | Any
NG-WtrHt-LrgInst-Gas-gt200kBtuh-0p80Et | DEER2014 | D13 v1.00 | 2013-08-01 | Any | Rt3 | New | Any | CZ16 | Cap-kBTUh | 87.5 | 120000 | None | 0 | 0 | 0 | 0 | 0 | 0.324 | 0 | 0 | 0 | 0 | 0 | 0.324 |  |  | 1 | Retail - Multistory Large | New | Blue Canyon (Mount Shasta for pre-2014) | Any
NG-WtrHt-LrgInst-Gas-gt200kBtuh-0p80Et | DEER2014 | D13 v1.00 | 2013-08-01 | Any | RtL | New | Any | CZ01 | Cap-kBTUh | 87.5 | 131000 | None | 0 | 0 | 0 | 0 | 0 | 0.33 | 0 | 0 | 0 | 0 | 0 | 0.33 |  |  | 1 | Retail - Single-Story Large | New | Arcata Area | Any
NG-WtrHt-LrgInst-Gas-gt200kBtuh-0p80Et | DEER2014 | D13 v1.00 | 2013-08-01 | Any | RtL | New | Any | CZ02 | Cap-kBTUh | 87.5 | 131000 | None | 0 | 0 | 0 | 0 | 0 | 0.324 | 0 | 0 | 0 | 0 | 0 | 0.324 |  |  | 1 | Retail - Single-Story Large | New | Santa Rosa Area | Any
NG-WtrHt-LrgInst-Gas-gt200kBtuh-0p80Et | DEER2014 | D13 v1.00 | 2013-08-01 | Any | RtL | New | Any | CZ03 | Cap-kBTUh | 87.5 | 131000 | None | 0 | 0 | 0 | 0 | 0 | 0.324 | 0 | 0 | 0 | 0 | 0 | 0.324 |  |  | 1 | Retail - Single-Story Large | New | Oakland Area | Any
NG-WtrHt-LrgInst-Gas-gt200kBtuh-0p80Et | DEER2014 | D13 v1.00 | 2013-08-01 | Any | RtL | New | Any | CZ04 | Cap-kBTUh | 87.5 | 131000 | None | 0 | 0 | 0 | 0 | 0 | 0.321 | 0 | 0 | 0 | 0 | 0 | 0.321 |  |  | 1 | Retail - Single-Story Large | New | San Jose-Reid (Sunnyvale for pre-2014) | Any
NG-WtrHt-LrgInst-Gas-gt200kBtuh-0p80Et | DEER2014 | D13 v1.00 | 2013-08-01 | Any | RtL | New | Any | CZ05 | Cap-kBTUh | 87.5 | 131000 | None | 0 | 0 | 0 | 0 | 0 | 0.325 | 0 | 0 | 0 | 0 | 0 | 0.325 |  |  | 1 | Retail - Single-Story Large | New | Santa Maria Area | Any
NG-WtrHt-LrgInst-Gas-gt200kBtuh-0p80Et | DEER2014 | D13 v1.00 | 2013-08-01 | Any | RtL | New | Any | CZ06 | Cap-kBTUh | 87.5 | 131000 | None | 0 | 0 | 0 | 0 | 0 | 0.321 | 0 | 0 | 0 | 0 | 0 | 0.321 |  |  | 1 | Retail - Single-Story Large | New | Torrance (Los Angeles for pre-2014) | Any
NG-WtrHt-LrgInst-Gas-gt200kBtuh-0p80Et | DEER2014 | D13 v1.00 | 2013-08-01 | Any | RtL | New | Any | CZ07 | Cap-kBTUh | 87.5 | 131000 | None | 0 | 0 | 0 | 0 | 0 | 0.319 | 0 | 0 | 0 | 0 | 0 | 0.319 |  |  | 1 | Retail - Single-Story Large | New | San Diego-Lindbergh | Any
NG-WtrHt-LrgInst-Gas-gt200kBtuh-0p80Et | DEER2014 | D13 v1.00 | 2013-08-01 | Any | RtL | New | Any | CZ08 | Cap-kBTUh | 87.5 | 131000 | None | 0 | 0 | 0 | 0 | 0 | 0.319 | 0 | 0 | 0 | 0 | 0 | 0.319 |  |  | 1 | Retail - Single-Story Large | New | Fullerton (El Toro for pre-2014) | Any
NG-WtrHt-LrgInst-Gas-gt200kBtuh-0p80Et | DEER2014 | D13 v1.00 | 2013-08-01 | Any | RtL | New | Any | CZ09 | Cap-kBTUh | 87.5 | 131000 | None | 0 | 0 | 0 | 0 | 0 | 0.318 | 0 | 0 | 0 | 0 | 0 | 0.318 |  |  | 1 | Retail - Single-Story Large | New | Burbank-Glendale (Pasadena for pre-2014) | Any
NG-WtrHt-LrgInst-Gas-gt200kBtuh-0p80Et | DEER2014 | D13 v1.00 | 2013-08-01 | Any | RtL | New | Any | CZ10 | Cap-kBTUh | 87.5 | 131000 | None | 0 | 0 | 0 | 0 | 0 | 0.318 | 0 | 0 | 0 | 0 | 0 | 0.318 |  |  | 1 | Retail - Single-Story Large | New | Riverside | Any
NG-WtrHt-LrgInst-Gas-gt200kBtuh-0p80Et | DEER2014 | D13 v1.00 | 2013-08-01 | Any | RtL | New | Any | CZ11 | Cap-kBTUh | 87.5 | 131000 | None | 0 | 0 | 0 | 0 | 0 | 0.32 | 0 | 0 | 0 | 0 | 0 | 0.32 |  |  | 1 | Retail - Single-Story Large | New | Red Bluff Area | Any
NG-WtrHt-LrgInst-Gas-gt200kBtuh-0p80Et | DEER2014 | D13 v1.00 | 2013-08-01 | Any | RtL | New | Any | CZ12 | Cap-kBTUh | 87.5 | 131000 | None | 0 | 0 | 0 | 0 | 0 | 0.321 | 0 | 0 | 0 | 0 | 0 | 0.321 |  |  | 1 | Retail - Single-Story Large | New | Sacramento Area | Any
NG-WtrHt-LrgInst-Gas-gt200kBtuh-0p80Et | DEER2014 | D13 v1.00 | 2013-08-01 | Any | RtL | New | Any | CZ13 | Cap-kBTUh | 87.5 | 131000 | None | 0 | 0 | 0 | 0 | 0 | 0.318 | 0 | 0 | 0 | 0 | 0 | 0.318 |  |  | 1 | Retail - Single-Story Large | New | Fresno Area | Any
NG-WtrHt-LrgInst-Gas-gt200kBtuh-0p80Et | DEER2014 | D13 v1.00 | 2013-08-01 | Any | RtL | New | Any | CZ14 | Cap-kBTUh | 87.5 | 131000 | None | 0 | 0 | 0 | 0 | 0 | 0.32 | 0 | 0 | 0 | 0 | 0 | 0.32 |  |  | 1 | Retail - Single-Story Large | New | Palmdale (China Lake for pre-2014) | Any
NG-WtrHt-LrgInst-Gas-gt200kBtuh-0p80Et | DEER2014 | D13 v1.00 | 2013-08-01 | Any | RtL | New | Any | CZ15 | Cap-kBTUh | 87.5 | 131000 | None | 0 | 0 | 0 | 0 | 0 | 0.312 | 0 | 0 | 0 | 0 | 0 | 0.312 |  |  | 1 | Retail - Single-Story Large | New | Palm Springs-Intl (El Centro for pre-2014) | Any
NG-WtrHt-LrgInst-Gas-gt200kBtuh-0p80Et | DEER2014 | D13 v1.00 | 2013-08-01 | Any | RtL | New | Any | CZ16 | Cap-kBTUh | 87.5 | 131000 | None | 0 | 0 | 0 | 0 | 0 | 0.327 | 0 | 0 | 0 | 0 | 0 | 0.327 |  |  | 1 | Retail - Single-Story Large | New | Blue Canyon (Mount Shasta for pre-2014) | Any
NG-WtrHt-LrgInst-Gas-gt200kBtuh-0p80Et | DEER2014 | D13 v1.00 | 2013-08-01 | Any | RtS | New | Any | CZ01 | Cap-kBTUh | 14.6 | 32000 | None | 0 | 0 | 0 | 0 | 0 | 0.346 | 0 | 0 | 0 | 0 | 0 | 0.346 |  |  | 1 | Retail - Small | New | Arcata Area | Any
NG-WtrHt-LrgInst-Gas-gt200kBtuh-0p80Et | DEER2014 | D13 v1.00 | 2013-08-01 | Any | RtS | New | Any | CZ02 | Cap-kBTUh | 14.6 | 32000 | None | 0 | 0 | 0 | 0 | 0 | 0.331 | 0 | 0 | 0 | 0 | 0 | 0.331 |  |  | 1 | Retail - Small | New | Santa Rosa Area | Any
NG-WtrHt-LrgInst-Gas-gt200kBtuh-0p80Et | DEER2014 | D13 v1.00 | 2013-08-01 | Any | RtS | New | Any | CZ03 | Cap-kBTUh | 14.6 | 32000 | None | 0 | 0 | 0 | 0 | 0 | 0.335 | 0 | 0 | 0 | 0 | 0 | 0.335 |  |  | 1 | Retail - Small | New | Oakland Area | Any
NG-WtrHt-LrgInst-Gas-gt200kBtuh-0p80Et | DEER2014 | D13 v1.00 | 2013-08-01 | Any | RtS | New | Any | CZ04 | Cap-kBTUh | 14.6 | 32000 | None | 0 | 0 | 0 | 0 | 0 | 0.329 | 0 | 0 | 0 | 0 | 0 | 0.329 |  |  | 1 | Retail - Small | New | San Jose-Reid (Sunnyvale for pre-2014) | Any
NG-WtrHt-LrgInst-Gas-gt200kBtuh-0p80Et | DEER2014 | D13 v1.00 | 2013-08-01 | Any | RtS | New | Any | CZ05 | Cap-kBTUh | 14.6 | 32000 | None | 0 | 0 | 0 | 0 | 0 | 0.336 | 0 | 0 | 0 | 0 | 0 | 0.336 |  |  | 1 | Retail - Small | New | Santa Maria Area | Any
NG-WtrHt-LrgInst-Gas-gt200kBtuh-0p80Et | DEER2014 | D13 v1.00 | 2013-08-01 | Any | RtS | New | Any | CZ06 | Cap-kBTUh | 14.6 | 32000 | None | 0 | 0 | 0 | 0 | 0 | 0.328 | 0 | 0 | 0 | 0 | 0 | 0.328 |  |  | 1 | Retail - Small | New | Torrance (Los Angeles for pre-2014) | Any
NG-WtrHt-LrgInst-Gas-gt200kBtuh-0p80Et | DEER2014 | D13 v1.00 | 2013-08-01 | Any | RtS | New | Any | CZ07 | Cap-kBTUh | 14.6 | 32000 | None | 0 | 0 | 0 | 0 | 0 | 0.325 | 0 | 0 | 0 | 0 | 0 | 0.325 |  |  | 1 | Retail - Small | New | San Diego-Lindbergh | Any
NG-WtrHt-LrgInst-Gas-gt200kBtuh-0p80Et | DEER2014 | D13 v1.00 | 2013-08-01 | Any | RtS | New | Any | CZ08 | Cap-kBTUh | 14.6 | 32000 | None | 0 | 0 | 0 | 0 | 0 | 0.324 | 0 | 0 | 0 | 0 | 0 | 0.324 |  |  | 1 | Retail - Small | New | Fullerton (El Toro for pre-2014) | Any
NG-WtrHt-LrgInst-Gas-gt200kBtuh-0p80Et | DEER2014 | D13 v1.00 | 2013-08-01 | Any | RtS | New | Any | CZ09 | Cap-kBTUh | 14.6 | 32000 | None | 0 | 0 | 0 | 0 | 0 | 0.323 | 0 | 0 | 0 | 0 | 0 | 0.323 |  |  | 1 | Retail - Small | New | Burbank-Glendale (Pasadena for pre-2014) | Any
NG-WtrHt-LrgInst-Gas-gt200kBtuh-0p80Et | DEER2014 | D13 v1.00 | 2013-08-01 | Any | RtS | New | Any | CZ10 | Cap-kBTUh | 14.6 | 32000 | None | 0 | 0 | 0 | 0 | 0 | 0.322 | 0 | 0 | 0 | 0 | 0 | 0.322 |  |  | 1 | Retail - Small | New | Riverside | Any
NG-WtrHt-LrgInst-Gas-gt200kBtuh-0p80Et | DEER2014 | D13 v1.00 | 2013-08-01 | Any | RtS | New | Any | CZ11 | Cap-kBTUh | 14.6 | 32000 | None | 0 | 0 | 0 | 0 | 0 | 0.325 | 0 | 0 | 0 | 0 | 0 | 0.325 |  |  | 1 | Retail - Small | New | Red Bluff Area | Any
NG-WtrHt-LrgInst-Gas-gt200kBtuh-0p80Et | DEER2014 | D13 v1.00 | 2013-08-01 | Any | RtS | New | Any | CZ12 | Cap-kBTUh | 14.6 | 32000 | None | 0 | 0 | 0 | 0 | 0 | 0.328 | 0 | 0 | 0 | 0 | 0 | 0.328 |  |  | 1 | Retail - Small | New | Sacramento Area | Any
NG-WtrHt-LrgInst-Gas-gt200kBtuh-0p80Et | DEER2014 | D13 v1.00 | 2013-08-01 | Any | RtS | New | Any | CZ13 | Cap-kBTUh | 14.6 | 32000 | None | 0 | 0 | 0 | 0 | 0 | 0.322 | 0 | 0 | 0 | 0 | 0 | 0.322 |  |  | 1 | Retail - Small | New | Fresno Area | Any
NG-WtrHt-LrgInst-Gas-gt200kBtuh-0p80Et | DEER2014 | D13 v1.00 | 2013-08-01 | Any | RtS | New | Any | CZ14 | Cap-kBTUh | 14.6 | 32000 | None | 0 | 0 | 0 | 0 | 0 | 0.326 | 0 | 0 | 0 | 0 | 0 | 0.326 |  |  | 1 | Retail - Small | New | Palmdale (China Lake for pre-2014) | Any
NG-WtrHt-LrgInst-Gas-gt200kBtuh-0p80Et | DEER2014 | D13 v1.00 | 2013-08-01 | Any | RtS | New | Any | CZ15 | Cap-kBTUh | 14.6 | 32000 | None | 0 | 0 | 0 | 0 | 0 | 0.31 | 0 | 0 | 0 | 0 | 0 | 0.31 |  |  | 1 | Retail - Small | New | Palm Springs-Intl (El Centro for pre-2014) | Any
NG-WtrHt-LrgInst-Gas-gt200kBtuh-0p80Et | DEER2014 | D13 v1.00 | 2013-08-01 | Any | RtS | New | Any | CZ16 | Cap-kBTUh | 14.6 | 32000 | None | 0 | 0 | 0 | 0 | 0 | 0.34 | 0 | 0 | 0 | 0 | 0 | 0.34 |  |  | 1 | Retail - Small | New | Blue Canyon (Mount Shasta for pre-2014) | Any
NG-WtrHt-LrgInst-Gas-gt200kBtuh-0p80Et | DEER2014 | D13 v1.00 | 2013-08-01 | Any | SCn | New | Any | CZ01 | Cap-kBTUh | 58.3 | 500000 | None | 0 | 0 | 0 | 0 | 0 | 0.358 | 0 | 0 | 0 | 0 | 0 | 0.358 |  |  | 1 | Storage - Conditioned | New | Arcata Area | Any
NG-WtrHt-LrgInst-Gas-gt200kBtuh-0p80Et | DEER2014 | D13 v1.00 | 2013-08-01 | Any | SCn | New | Any | CZ02 | Cap-kBTUh | 58.3 | 500000 | None | 0 | 0 | 0 | 0 | 0 | 0.338 | 0 | 0 | 0 | 0 | 0 | 0.338 |  |  | 1 | Storage - Conditioned | New | Santa Rosa Area | Any
NG-WtrHt-LrgInst-Gas-gt200kBtuh-0p80Et | DEER2014 | D13 v1.00 | 2013-08-01 | Any | SCn | New | Any | CZ03 | Cap-kBTUh | 58.3 | 500000 | None | 0 | 0 | 0 | 0 | 0 | 0.346 | 0 | 0 | 0 | 0 | 0 | 0.346 |  |  | 1 | Storage - Conditioned | New | Oakland Area | Any
NG-WtrHt-LrgInst-Gas-gt200kBtuh-0p80Et | DEER2014 | D13 v1.00 | 2013-08-01 | Any | SCn | New | Any | CZ04 | Cap-kBTUh | 58.3 | 500000 | None | 0 | 0 | 0 | 0 | 0 | 0.333 | 0 | 0 | 0 | 0 | 0 | 0.333 |  |  | 1 | Storage - Conditioned | New | San Jose-Reid (Sunnyvale for pre-2014) | Any
NG-WtrHt-LrgInst-Gas-gt200kBtuh-0p80Et | DEER2014 | D13 v1.00 | 2013-08-01 | Any | SCn | New | Any | CZ05 | Cap-kBTUh | 58.3 | 500000 | None | 0 | 0 | 0 | 0 | 0 | 0.348 | 0 | 0 | 0 | 0 | 0 | 0.348 |  |  | 1 | Storage - Conditioned | New | Santa Maria Area | Any
NG-WtrHt-LrgInst-Gas-gt200kBtuh-0p80Et | DEER2014 | D13 v1.00 | 2013-08-01 | Any | SCn | New | Any | CZ06 | Cap-kBTUh | 58.3 | 500000 | None | 0 | 0 | 0 | 0 | 0 | 0.333 | 0 | 0 | 0 | 0 | 0 | 0.333 |  |  | 1 | Storage - Conditioned | New | Torrance (Los Angeles for pre-2014) | Any
NG-WtrHt-LrgInst-Gas-gt200kBtuh-0p80Et | DEER2014 | D13 v1.00 | 2013-08-01 | Any | SCn | New | Any | CZ07 | Cap-kBTUh | 58.3 | 500000 | None | 0 | 0 | 0 | 0 | 0 | 0.331 | 0 | 0 | 0 | 0 | 0 | 0.331 |  |  | 1 | Storage - Conditioned | New | San Diego-Lindbergh | Any
NG-WtrHt-LrgInst-Gas-gt200kBtuh-0p80Et | DEER2014 | D13 v1.00 | 2013-08-01 | Any | SCn | New | Any | CZ08 | Cap-kBTUh | 58.3 | 500000 | None | 0 | 0 | 0 | 0 | 0 | 0.326 | 0 | 0 | 0 | 0 | 0 | 0.326 |  |  | 1 | Storage - Conditioned | New | Fullerton (El Toro for pre-2014) | Any
NG-WtrHt-LrgInst-Gas-gt200kBtuh-0p80Et | DEER2014 | D13 v1.00 | 2013-08-01 | Any | SCn | New | Any | CZ09 | Cap-kBTUh | 58.3 | 500000 | None | 0 | 0 | 0 | 0 | 0 | 0.324 | 0 | 0 | 0 | 0 | 0 | 0.324 |  |  | 1 | Storage - Conditioned | New | Burbank-Glendale (Pasadena for pre-2014) | Any
NG-WtrHt-LrgInst-Gas-gt200kBtuh-0p80Et | DEER2014 | D13 v1.00 | 2013-08-01 | Any | SCn | New | Any | CZ10 | Cap-kBTUh | 58.3 | 500000 | None | 0 | 0 | 0 | 0 | 0 | 0.324 | 0 | 0 | 0 | 0 | 0 | 0.324 |  |  | 1 | Storage - Conditioned | New | Riverside | Any
NG-WtrHt-LrgInst-Gas-gt200kBtuh-0p80Et | DEER2014 | D13 v1.00 | 2013-08-01 | Any | SCn | New | Any | CZ11 | Cap-kBTUh | 58.3 | 500000 | None | 0 | 0 | 0 | 0 | 0 | 0.326 | 0 | 0 | 0 | 0 | 0 | 0.326 |  |  | 1 | Storage - Conditioned | New | Red Bluff Area | Any
NG-WtrHt-LrgInst-Gas-gt200kBtuh-0p80Et | DEER2014 | D13 v1.00 | 2013-08-01 | Any | SCn | New | Any | CZ12 | Cap-kBTUh | 58.3 | 500000 | None | 0 | 0 | 0 | 0 | 0 | 0.329 | 0 | 0 | 0 | 0 | 0 | 0.329 |  |  | 1 | Storage - Conditioned | New | Sacramento Area | Any
NG-WtrHt-LrgInst-Gas-gt200kBtuh-0p80Et | DEER2014 | D13 v1.00 | 2013-08-01 | Any | SCn | New | Any | CZ13 | Cap-kBTUh | 58.3 | 500000 | None | 0 | 0 | 0 | 0 | 0 | 0.326 | 0 | 0 | 0 | 0 | 0 | 0.326 |  |  | 1 | Storage - Conditioned | New | Fresno Area | Any
NG-WtrHt-LrgInst-Gas-gt200kBtuh-0p80Et | DEER2014 | D13 v1.00 | 2013-08-01 | Any | SCn | New | Any | CZ14 | Cap-kBTUh | 58.3 | 500000 | None | 0 | 0 | 0 | 0 | 0 | 0.326 | 0 | 0 | 0 | 0 | 0 | 0.326 |  |  | 1 | Storage - Conditioned | New | Palmdale (China Lake for pre-2014) | Any
NG-WtrHt-LrgInst-Gas-gt200kBtuh-0p80Et | DEER2014 | D13 v1.00 | 2013-08-01 | Any | SCn | New | Any | CZ15 | Cap-kBTUh | 58.3 | 500000 | None | 0 | 0 | 0 | 0 | 0 | 0.305 | 0 | 0 | 0 | 0 | 0 | 0.305 |  |  | 1 | Storage - Conditioned | New | Palm Springs-Intl (El Centro for pre-2014) | Any
NG-WtrHt-LrgInst-Gas-gt200kBtuh-0p80Et | DEER2014 | D13 v1.00 | 2013-08-01 | Any | SCn | New | Any | CZ16 | Cap-kBTUh | 58.3 | 500000 | None | 0 | 0 | 0 | 0 | 0 | 0.341 | 0 | 0 | 0 | 0 | 0 | 0.341 |  |  | 1 | Storage - Conditioned | New | Blue Canyon (Mount Shasta for pre-2014) | Any
NG-WtrHt-LrgInst-Gas-gt200kBtuh-0p80Et | DEER2014 | D13 v1.00 | 2013-08-01 | Any | SUn | New | Any | CZ01 | Cap-kBTUh | 58.3 | 500000 | None | 0 | 0 | 0 | 0 | 0 | 0.375 | 0 | 0 | 0 | 0 | 0 | 0.375 |  |  | 1 | Storage - Unconditioned | New | Arcata Area | Any
NG-WtrHt-LrgInst-Gas-gt200kBtuh-0p80Et | DEER2014 | D13 v1.00 | 2013-08-01 | Any | SUn | New | Any | CZ02 | Cap-kBTUh | 58.3 | 500000 | None | 0 | 0 | 0 | 0 | 0 | 0.331 | 0 | 0 | 0 | 0 | 0 | 0.331 |  |  | 1 | Storage - Unconditioned | New | Santa Rosa Area | Any
NG-WtrHt-LrgInst-Gas-gt200kBtuh-0p80Et | DEER2014 | D13 v1.00 | 2013-08-01 | Any | SUn | New | Any | CZ03 | Cap-kBTUh | 58.3 | 500000 | None | 0 | 0 | 0 | 0 | 0 | 0.343 | 0 | 0 | 0 | 0 | 0 | 0.343 |  |  | 1 | Storage - Unconditioned | New | Oakland Area | Any
NG-WtrHt-LrgInst-Gas-gt200kBtuh-0p80Et | DEER2014 | D13 v1.00 | 2013-08-01 | Any | SUn | New | Any | CZ04 | Cap-kBTUh | 58.3 | 500000 | None | 0 | 0 | 0 | 0 | 0 | 0.324 | 0 | 0 | 0 | 0 | 0 | 0.324 |  |  | 1 | Storage - Unconditioned | New | San Jose-Reid (Sunnyvale for pre-2014) | Any
NG-WtrHt-LrgInst-Gas-gt200kBtuh-0p80Et | DEER2014 | D13 v1.00 | 2013-08-01 | Any | SUn | New | Any | CZ05 | Cap-kBTUh | 58.3 | 500000 | None | 0 | 0 | 0 | 0 | 0 | 0.347 | 0 | 0 | 0 | 0 | 0 | 0.347 |  |  | 1 | Storage - Unconditioned | New | Santa Maria Area | Any
NG-WtrHt-LrgInst-Gas-gt200kBtuh-0p80Et | DEER2014 | D13 v1.00 | 2013-08-01 | Any | SUn | New | Any | CZ06 | Cap-kBTUh | 58.3 | 500000 | None | 0 | 0 | 0 | 0 | 0 | 0.32 | 0 | 0 | 0 | 0 | 0 | 0.32 |  |  | 1 | Storage - Unconditioned | New | Torrance (Los Angeles for pre-2014) | Any
NG-WtrHt-LrgInst-Gas-gt200kBtuh-0p80Et | DEER2014 | D13 v1.00 | 2013-08-01 | Any | SUn | New | Any | CZ07 | Cap-kBTUh | 58.3 | 500000 | None | 0 | 0 | 0 | 0 | 0 | 0.315 | 0 | 0 | 0 | 0 | 0 | 0.315 |  |  | 1 | Storage - Unconditioned | New | San Diego-Lindbergh | Any
NG-WtrHt-LrgInst-Gas-gt200kBtuh-0p80Et | DEER2014 | D13 v1.00 | 2013-08-01 | Any | SUn | New | Any | CZ08 | Cap-kBTUh | 58.3 | 500000 | None | 0 | 0 | 0 | 0 | 0 | 0.306 | 0 | 0 | 0 | 0 | 0 | 0.306 |  |  | 1 | Storage - Unconditioned | New | Fullerton (El Toro for pre-2014) | Any
NG-WtrHt-LrgInst-Gas-gt200kBtuh-0p80Et | DEER2014 | D13 v1.00 | 2013-08-01 | Any | SUn | New | Any | CZ09 | Cap-kBTUh | 58.3 | 500000 | None | 0 | 0 | 0 | 0 | 0 | 0.301 | 0 | 0 | 0 | 0 | 0 | 0.301 |  |  | 1 | Storage - Unconditioned | New | Burbank-Glendale (Pasadena for pre-2014) | Any
NG-WtrHt-LrgInst-Gas-gt200kBtuh-0p80Et | DEER2014 | D13 v1.00 | 2013-08-01 | Any | SUn | New | Any | CZ10 | Cap-kBTUh | 58.3 | 500000 | None | 0 | 0 | 0 | 0 | 0 | 0.298 | 0 | 0 | 0 | 0 | 0 | 0.298 |  |  | 1 | Storage - Unconditioned | New | Riverside | Any
NG-WtrHt-LrgInst-Gas-gt200kBtuh-0p80Et | DEER2014 | D13 v1.00 | 2013-08-01 | Any | SUn | New | Any | CZ11 | Cap-kBTUh | 58.3 | 500000 | None | 0 | 0 | 0 | 0 | 0 | 0.308 | 0 | 0 | 0 | 0 | 0 | 0.308 |  |  | 1 | Storage - Unconditioned | New | Red Bluff Area | Any
NG-WtrHt-LrgInst-Gas-gt200kBtuh-0p80Et | DEER2014 | D13 v1.00 | 2013-08-01 | Any | SUn | New | Any | CZ12 | Cap-kBTUh | 58.3 | 500000 | None | 0 | 0 | 0 | 0 | 0 | 0.318 | 0 | 0 | 0 | 0 | 0 | 0.318 |  |  | 1 | Storage - Unconditioned | New | Sacramento Area | Any
NG-WtrHt-LrgInst-Gas-gt200kBtuh-0p80Et | DEER2014 | D13 v1.00 | 2013-08-01 | Any | SUn | New | Any | CZ13 | Cap-kBTUh | 58.3 | 500000 | None | 0 | 0 | 0 | 0 | 0 | 0.297 | 0 | 0 | 0 | 0 | 0 | 0.297 |  |  | 1 | Storage - Unconditioned | New | Fresno Area | Any
NG-WtrHt-LrgInst-Gas-gt200kBtuh-0p80Et | DEER2014 | D13 v1.00 | 2013-08-01 | Any | SUn | New | Any | CZ14 | Cap-kBTUh | 58.3 | 500000 | None | 0 | 0 | 0 | 0 | 0 | 0.31 | 0 | 0 | 0 | 0 | 0 | 0.31 |  |  | 1 | Storage - Unconditioned | New | Palmdale (China Lake for pre-2014) | Any
NG-WtrHt-LrgInst-Gas-gt200kBtuh-0p80Et | DEER2014 | D13 v1.00 | 2013-08-01 | Any | SUn | New | Any | CZ15 | Cap-kBTUh | 58.3 | 500000 | None | 0 | 0 | 0 | 0 | 0 | 0.239 | 0 | 0 | 0 | 0 | 0 | 0.239 |  |  | 1 | Storage - Unconditioned | New | Palm Springs-Intl (El Centro for pre-2014) | Any
NG-WtrHt-LrgInst-Gas-gt200kBtuh-0p80Et | DEER2014 | D13 v1.00 | 2013-08-01 | Any | SUn | New | Any | CZ16 | Cap-kBTUh | 58.3 | 500000 | None | 0 | 0 | 0 | 0 | 0 | 0.365 | 0 | 0 | 0 | 0 | 0 | 0.365 |  |  | 1 | Storage - Unconditioned | New | Blue Canyon (Mount Shasta for pre-2014) | Any
NG-WtrHt-LrgInst-Gas-gt200kBtuh-0p80Et | DEER2014 | D13 v1.00 | 2013-08-01 | Any | WRf | New | Any | CZ01 | Cap-kBTUh | 58.3 | 100000 | None | 0 | 0 | 0 | 0 | 0 | 0.458 | 0 | 0 | 0 | 0 | 0 | 0.458 |  |  | 1 | Warehouse - Refrigerated | New | Arcata Area | Any
NG-WtrHt-LrgInst-Gas-gt200kBtuh-0p80Et | DEER2014 | D13 v1.00 | 2013-08-01 | Any | WRf | New | Any | CZ02 | Cap-kBTUh | 58.3 | 100000 | None | 0 | 0 | 0 | 0 | 0 | 0.426 | 0 | 0 | 0 | 0 | 0 | 0.426 |  |  | 1 | Warehouse - Refrigerated | New | Santa Rosa Area | Any
NG-WtrHt-LrgInst-Gas-gt200kBtuh-0p80Et | DEER2014 | D13 v1.00 | 2013-08-01 | Any | WRf | New | Any | CZ03 | Cap-kBTUh | 58.3 | 100000 | None | 0 | 0 | 0 | 0 | 0 | 0.428 | 0 | 0 | 0 | 0 | 0 | 0.428 |  |  | 1 | Warehouse - Refrigerated | New | Oakland Area | Any
NG-WtrHt-LrgInst-Gas-gt200kBtuh-0p80Et | DEER2014 | D13 v1.00 | 2013-08-01 | Any | WRf | New | Any | CZ04 | Cap-kBTUh | 58.3 | 100000 | None | 0 | 0 | 0 | 0 | 0 | 0.414 | 0 | 0 | 0 | 0 | 0 | 0.414 |  |  | 1 | Warehouse - Refrigerated | New | San Jose-Reid (Sunnyvale for pre-2014) | Any
NG-WtrHt-LrgInst-Gas-gt200kBtuh-0p80Et | DEER2014 | D13 v1.00 | 2013-08-01 | Any | WRf | New | Any | CZ05 | Cap-kBTUh | 58.3 | 100000 | None | 0 | 0 | 0 | 0 | 0 | 0.434 | 0 | 0 | 0 | 0 | 0 | 0.434 |  |  | 1 | Warehouse - Refrigerated | New | Santa Maria Area | Any
NG-WtrHt-LrgInst-Gas-gt200kBtuh-0p80Et | DEER2014 | D13 v1.00 | 2013-08-01 | Any | WRf | New | Any | CZ06 | Cap-kBTUh | 58.3 | 100000 | None | 0 | 0 | 0 | 0 | 0 | 0.403 | 0 | 0 | 0 | 0 | 0 | 0.403 |  |  | 1 | Warehouse - Refrigerated | New | Torrance (Los Angeles for pre-2014) | Any
NG-WtrHt-LrgInst-Gas-gt200kBtuh-0p80Et | DEER2014 | D13 v1.00 | 2013-08-01 | Any | WRf | New | Any | CZ07 | Cap-kBTUh | 58.3 | 100000 | None | 0 | 0 | 0 | 0 | 0 | 0.398 | 0 | 0 | 0 | 0 | 0 | 0.398 |  |  | 1 | Warehouse - Refrigerated | New | San Diego-Lindbergh | Any
NG-WtrHt-LrgInst-Gas-gt200kBtuh-0p80Et | DEER2014 | D13 v1.00 | 2013-08-01 | Any | WRf | New | Any | CZ08 | Cap-kBTUh | 58.3 | 100000 | None | 0 | 0 | 0 | 0 | 0 | 0.392 | 0 | 0 | 0 | 0 | 0 | 0.392 |  |  | 1 | Warehouse - Refrigerated | New | Fullerton (El Toro for pre-2014) | Any
NG-WtrHt-LrgInst-Gas-gt200kBtuh-0p80Et | DEER2014 | D13 v1.00 | 2013-08-01 | Any | WRf | New | Any | CZ09 | Cap-kBTUh | 58.3 | 100000 | None | 0 | 0 | 0 | 0 | 0 | 0.391 | 0 | 0 | 0 | 0 | 0 | 0.391 |  |  | 1 | Warehouse - Refrigerated | New | Burbank-Glendale (Pasadena for pre-2014) | Any
NG-WtrHt-LrgInst-Gas-gt200kBtuh-0p80Et | DEER2014 | D13 v1.00 | 2013-08-01 | Any | WRf | New | Any | CZ10 | Cap-kBTUh | 58.3 | 100000 | None | 0 | 0 | 0 | 0 | 0 | 0.39 | 0 | 0 | 0 | 0 | 0 | 0.39 |  |  | 1 | Warehouse - Refrigerated | New | Riverside | Any
NG-WtrHt-LrgInst-Gas-gt200kBtuh-0p80Et | DEER2014 | D13 v1.00 | 2013-08-01 | Any | WRf | New | Any | CZ11 | Cap-kBTUh | 58.3 | 100000 | None | 0 | 0 | 0 | 0 | 0 | 0.394 | 0 | 0 | 0 | 0 | 0 | 0.394 |  |  | 1 | Warehouse - Refrigerated | New | Red Bluff Area | Any
NG-WtrHt-LrgInst-Gas-gt200kBtuh-0p80Et | DEER2014 | D13 v1.00 | 2013-08-01 | Any | WRf | New | Any | CZ12 | Cap-kBTUh | 58.3 | 100000 | None | 0 | 0 | 0 | 0 | 0 | 0.407 | 0 | 0 | 0 | 0 | 0 | 0.407 |  |  | 1 | Warehouse - Refrigerated | New | Sacramento Area | Any
NG-WtrHt-LrgInst-Gas-gt200kBtuh-0p80Et | DEER2014 | D13 v1.00 | 2013-08-01 | Any | WRf | New | Any | CZ13 | Cap-kBTUh | 58.3 | 100000 | None | 0 | 0 | 0 | 0 | 0 | 0.39 | 0 | 0 | 0 | 0 | 0 | 0.39 |  |  | 1 | Warehouse - Refrigerated | New | Fresno Area | Any
NG-WtrHt-LrgInst-Gas-gt200kBtuh-0p80Et | DEER2014 | D13 v1.00 | 2013-08-01 | Any | WRf | New | Any | CZ14 | Cap-kBTUh | 58.3 | 100000 | None | 0 | 0 | 0 | 0 | 0 | 0.397 | 0 | 0 | 0 | 0 | 0 | 0.397 |  |  | 1 | Warehouse - Refrigerated | New | Palmdale (China Lake for pre-2014) | Any
NG-WtrHt-LrgInst-Gas-gt200kBtuh-0p80Et | DEER2014 | D13 v1.00 | 2013-08-01 | Any | WRf | New | Any | CZ15 | Cap-kBTUh | 58.3 | 100000 | None | 0 | 0 | 0 | 0 | 0 | 0.329 | 0 | 0 | 0 | 0 | 0 | 0.329 |  |  | 1 | Warehouse - Refrigerated | New | Palm Springs-Intl (El Centro for pre-2014) | Any
NG-WtrHt-LrgInst-Gas-gt200kBtuh-0p80Et | DEER2014 | D13 v1.00 | 2013-08-01 | Any | WRf | New | Any | CZ16 | Cap-kBTUh | 58.3 | 100000 | None | 0 | 0 | 0 | 0 | 0 | 0.456 | 0 | 0 | 0 | 0 | 0 | 0.456 |  |  | 1 | Warehouse - Refrigerated | New | Blue Canyon (Mount Shasta for pre-2014) | Any
NG-WtrHt-LrgInst-Gas-gt200kBtuh-0p80Et | DEER2014 | D13 v1.00 | 2013-08-02 | PGE | Asm | Ex | Any | CZ01 | Cap-kBTUh | 292 | 34000 | None | 0 | 0 | 0 | 0 | 0 | 2.88 | 0 | 0 | 0 | 0 | 0 | 0.348 |  |  | 2 | Assembly | Existing | Arcata Area | PG&E
NG-WtrHt-LrgInst-Gas-gt200kBtuh-0p80Et | DEER2014 | D13 v1.00 | 2013-08-02 | PGE | Asm | Ex | Any | CZ02 | Cap-kBTUh | 292 | 34000 | None | 0 | 0 | 0 | 0 | 0 | 2.83 | 0 | 0 | 0 | 0 | 0 | 0.334 |  |  | 2 | Assembly | Existing | Santa Rosa Area | PG&E
NG-WtrHt-LrgInst-Gas-gt200kBtuh-0p80Et | DEER2014 | D13 v1.00 | 2013-08-02 | PGE | Asm | Ex | Any | CZ03 | Cap-kBTUh | 292 | 34000 | None | 0 | 0 | 0 | 0 | 0 | 2.94 | 0 | 0 | 0 | 0 | 0 | 0.338 |  |  | 2 | Assembly | Existing | Oakland Area | PG&E
NG-WtrHt-LrgInst-Gas-gt200kBtuh-0p80Et | DEER2014 | D13 v1.00 | 2013-08-02 | PGE | Asm | Ex | Any | CZ04 | Cap-kBTUh | 292 | 34000 | None | 0 | 0 | 0 | 0 | 0 | 2.76 | 0 | 0 | 0 | 0 | 0 | 0.332 |  |  | 2 | Assembly | Existing | San Jose-Reid (Sunnyvale for pre-2014) | PG&E
NG-WtrHt-LrgInst-Gas-gt200kBtuh-0p80Et | DEER2014 | D13 v1.00 | 2013-08-02 | PGE | Asm | Ex | Any | CZ05 | Cap-kBTUh | 292 | 34000 | None | 0 | 0 | 0 | 0 | 0 | 2.84 | 0 | 0 | 0 | 0 | 0 | 0.339 |  |  | 2 | Assembly | Existing | Santa Maria Area | PG&E
NG-WtrHt-LrgInst-Gas-gt200kBtuh-0p80Et | DEER2014 | D13 v1.00 | 2013-08-02 | PGE | Asm | Ex | Any | CZ11 | Cap-kBTUh | 292 | 34000 | None | 0 | 0 | 0 | 0 | 0 | 2.51 | 0 | 0 | 0 | 0 | 0 | 0.326 |  |  | 2 | Assembly | Existing | Red Bluff Area | PG&E
NG-WtrHt-LrgInst-Gas-gt200kBtuh-0p80Et | DEER2014 | D13 v1.00 | 2013-08-02 | PGE | Asm | Ex | Any | CZ12 | Cap-kBTUh | 292 | 34000 | None | 0 | 0 | 0 | 0 | 0 | 2.63 | 0 | 0 | 0 | 0 | 0 | 0.329 |  |  | 2 | Assembly | Existing | Sacramento Area | PG&E
NG-WtrHt-LrgInst-Gas-gt200kBtuh-0p80Et | DEER2014 | D13 v1.00 | 2013-08-02 | PGE | Asm | Ex | Any | CZ13 | Cap-kBTUh | 292 | 34000 | None | 0 | 0 | 0 | 0 | 0 | 2.54 | 0 | 0 | 0 | 0 | 0 | 0.325 |  |  | 2 | Assembly | Existing | Fresno Area | PG&E
NG-WtrHt-LrgInst-Gas-gt200kBtuh-0p80Et | DEER2014 | D13 v1.00 | 2013-08-02 | PGE | Asm | Ex | Any | CZ16 | Cap-kBTUh | 292 | 34000 | None | 0 | 0 | 0 | 0 | 0 | 2.79 | 0 | 0 | 0 | 0 | 0 | 0.341 |  |  | 2 | Assembly | Existing | Blue Canyon (Mount Shasta for pre-2014) | PG&E
NG-WtrHt-LrgInst-Gas-gt200kBtuh-0p80Et | DEER2014 | D13 v1.00 | 2013-09-20 | PGE | Asm | Ex | Any | IOU | Cap-kBTUh | 292 | 34000 | None | 0 | 0 | 0 | 0 | 0 | 2.77 | 0 | 0 | 0 | 0 | 0 | 0.333 |  |  | 2 | Assembly | Existing | IOU Territory | PG&E
NG-WtrHt-LrgInst-Gas-gt200kBtuh-0p80Et | DEER2014 | D13 v1.00 | 2013-09-20 | PGE | Asm | New | Any | IOU | Cap-kBTUh | 292 | 34000 | None | 0 | 0 | 0 | 0 | 0 | 0.327 | 0 | 0 | 0 | 0 | 0 | 0.327 |  |  | 2 | Assembly | New | IOU Territory | PG&E
NG-WtrHt-LrgInst-Gas-gt200kBtuh-0p80Et | DEER2014 | D13 v1.00 | 2013-09-20 | PGE | Com | Ex | Any | CZ01 | Cap-kBTUh | 506 | 236000 | None | 0 | 0 | 0 | 0.0724 | 8.02e-06 | 2.49 | 0 | 0 | 0 | 0.0139 | 8.02e-08 | 0.321 |  |  | 2 | Commercial | Existing | Arcata Area | PG&E
NG-WtrHt-LrgInst-Gas-gt200kBtuh-0p80Et | DEER2014 | D13 v1.00 | 2013-09-20 | PGE | Com | Ex | Any | CZ02 | Cap-kBTUh | 384 | 207000 | None | 0 | 0 | 0 | 0.239 | 8.41e-05 | 2.41 | 0 | 0 | 0 | 0.0431 | 1.55e-05 | 0.313 |  |  | 2 | Commercial | Existing | Santa Rosa Area | PG&E
NG-WtrHt-LrgInst-Gas-gt200kBtuh-0p80Et | DEER2014 | D13 v1.00 | 2013-09-20 | PGE | Com | Ex | Any | CZ03 | Cap-kBTUh | 327 | 207000 | None | 0 | 0 | 0 | 0.11 | 2.94e-05 | 2.5 | 0 | 0 | 0 | 0.0174 | 4.19e-06 | 0.317 |  |  | 2 | Commercial | Existing | Oakland Area | PG&E
NG-WtrHt-LrgInst-Gas-gt200kBtuh-0p80Et | DEER2014 | D13 v1.00 | 2013-09-20 | PGE | Com | Ex | Any | CZ04 | Cap-kBTUh | 287 | 181000 | None | 0 | 0 | 0 | 0.158 | 6.11e-05 | 2.33 | 0 | 0 | 0 | 0.0264 | 8.32e-06 | 0.314 |  |  | 2 | Commercial | Existing | San Jose-Reid (Sunnyvale for pre-2014) | PG&E
NG-WtrHt-LrgInst-Gas-gt200kBtuh-0p80Et | DEER2014 | D13 v1.00 | 2013-09-20 | PGE | Com | Ex | Any | CZ05 | Cap-kBTUh | 531 | 229000 | None | 0 | 0 | 0 | 0.163 | 3.78e-05 | 2.38 | 0 | 0 | 0 | 0.0306 | 2.74e-05 | 0.307 |  |  | 2 | Commercial | Existing | Santa Maria Area | PG&E
NG-WtrHt-LrgInst-Gas-gt200kBtuh-0p80Et | DEER2014 | D13 v1.00 | 2013-09-20 | PGE | Com | Ex | Any | CZ11 | Cap-kBTUh | 408 | 219000 | None | 0 | 0 | 0 | 0.359 | 0.000118 | 2.16 | 0 | 0 | 0 | 0.069 | 2.73e-05 | 0.31 |  |  | 2 | Commercial | Existing | Red Bluff Area | PG&E
NG-WtrHt-LrgInst-Gas-gt200kBtuh-0p80Et | DEER2014 | D13 v1.00 | 2013-09-20 | PGE | Com | Ex | Any | CZ12 | Cap-kBTUh | 293 | 194000 | None | 0 | 0 | 0 | 0.284 | 9.45e-05 | 2.18 | 0 | 0 | 0 | 0.049 | 1.82e-05 | 0.313 |  |  | 2 | Commercial | Existing | Sacramento Area | PG&E
NG-WtrHt-LrgInst-Gas-gt200kBtuh-0p80Et | DEER2014 | D13 v1.00 | 2013-09-20 | PGE | Com | Ex | Any | CZ13 | Cap-kBTUh | 339 | 197000 | None | 0 | 0 | 0 | 0.324 | 0.000104 | 2.16 | 0 | 0 | 0 | 0.0645 | 1.97e-05 | 0.31 |  |  | 2 | Commercial | Existing | Fresno Area | PG&E
NG-WtrHt-LrgInst-Gas-gt200kBtuh-0p80Et | DEER2014 | D13 v1.00 | 2013-09-20 | PGE | Com | Ex | Any | CZ16 | Cap-kBTUh | 303 | 178000 | None | 0 | 0 | 0 | 0.2 | 0.00013 | 2.31 | 0 | 0 | 0 | 0.0368 | 2.64e-05 | 0.31 |  |  | 2 | Commercial | Existing | Blue Canyon (Mount Shasta for pre-2014) | PG&E
NG-WtrHt-LrgInst-Gas-gt200kBtuh-0p80Et | DEER2014 | D13 v1.00 | 2013-09-20 | PGE | Com | Ex | Any | IOU | Cap-kBTUh | 330 | 200000 | None | 0 | 0 | 0 | 0.203 | 6.59e-05 | 2.34 | 0 | 0 | 0 | 0.036 | 1.22e-05 | 0.314 |  |  | 2 | Commercial | Existing | IOU Territory | PG&E
NG-WtrHt-LrgInst-Gas-gt200kBtuh-0p80Et | DEER2014 | D13 v1.00 | 2013-09-20 | PGE | Com | New | Any | IOU | Cap-kBTUh | 307 | 216000 | None | 0 | 0 | 0 | 0.0292 | 1.32e-05 | 0.311 | 0 | 0 | 0 | 0.0292 | 1.32e-05 | 0.311 |  |  | 2 | Commercial | New | IOU Territory | PG&E
NG-WtrHt-LrgInst-Gas-gt200kBtuh-0p80Et | DEER2014 | D13 v1.00 | 2013-08-02 | PGE | ECC | Ex | Any | CZ01 | Cap-kBTUh | 1030 | 300000 | None | 0 | 0 | 0 | 0 | 0 | 2.75 | 0 | 0 | 0 | 0 | 0 | 0.295 |  |  | 2 | Education - Community College | Existing | Arcata Area | PG&E
NG-WtrHt-LrgInst-Gas-gt200kBtuh-0p80Et | DEER2014 | D13 v1.00 | 2013-08-02 | PGE | ECC | Ex | Any | CZ02 | Cap-kBTUh | 1030 | 300000 | None | 0 | 0 | 0 | 0 | 0 | 2.43 | 0 | 0 | 0 | 0 | 0 | 0.296 |  |  | 2 | Education - Community College | Existing | Santa Rosa Area | PG&E
NG-WtrHt-LrgInst-Gas-gt200kBtuh-0p80Et | DEER2014 | D13 v1.00 | 2013-08-02 | PGE | ECC | Ex | Any | CZ03 | Cap-kBTUh | 1030 | 300000 | None | 0 | 0 | 0 | 0 | 0 | 2.53 | 0 | 0 | 0 | 0 | 0 | 0.296 |  |  | 2 | Education - Community College | Existing | Oakland Area | PG&E
NG-WtrHt-LrgInst-Gas-gt200kBtuh-0p80Et | DEER2014 | D13 v1.00 | 2013-08-02 | PGE | ECC | Ex | Any | CZ04 | Cap-kBTUh | 1030 | 300000 | None | 0 | 0 | 0 | 0 | 0 | 2.37 | 0 | 0 | 0 | 0 | 0 | 0.296 |  |  | 2 | Education - Community College | Existing | San Jose-Reid (Sunnyvale for pre-2014) | PG&E
NG-WtrHt-LrgInst-Gas-gt200kBtuh-0p80Et | DEER2014 | D13 v1.00 | 2013-08-02 | PGE | ECC | Ex | Any | CZ05 | Cap-kBTUh | 1030 | 300000 | None | 0 | 0 | 0 | 0 | 0 | 2.41 | 0 | 0 | 0 | 0 | 0 | 0.296 |  |  | 2 | Education - Community College | Existing | Santa Maria Area | PG&E
NG-WtrHt-LrgInst-Gas-gt200kBtuh-0p80Et | DEER2014 | D13 v1.00 | 2013-08-02 | PGE | ECC | Ex | Any | CZ11 | Cap-kBTUh | 1030 | 300000 | None | 0 | 0 | 0 | 0 | 0 | 2.32 | 0 | 0 | 0 | 0 | 0 | 0.296 |  |  | 2 | Education - Community College | Existing | Red Bluff Area | PG&E
NG-WtrHt-LrgInst-Gas-gt200kBtuh-0p80Et | DEER2014 | D13 v1.00 | 2013-08-02 | PGE | ECC | Ex | Any | CZ12 | Cap-kBTUh | 1030 | 300000 | None | 0 | 0 | 0 | 0 | 0 | 2.33 | 0 | 0 | 0 | 0 | 0 | 0.296 |  |  | 2 | Education - Community College | Existing | Sacramento Area | PG&E
NG-WtrHt-LrgInst-Gas-gt200kBtuh-0p80Et | DEER2014 | D13 v1.00 | 2013-08-02 | PGE | ECC | Ex | Any | CZ13 | Cap-kBTUh | 1030 | 300000 | None | 0 | 0 | 0 | 0 | 0 | 2.31 | 0 | 0 | 0 | 0 | 0 | 0.297 |  |  | 2 | Education - Community College | Existing | Fresno Area | PG&E
NG-WtrHt-LrgInst-Gas-gt200kBtuh-0p80Et | DEER2014 | D13 v1.00 | 2013-08-02 | PGE | ECC | Ex | Any | CZ16 | Cap-kBTUh | 1030 | 300000 | None | 0 | 0 | 0 | 0 | 0 | 2.58 | 0 | 0 | 0 | 0 | 0 | 0.295 |  |  | 2 | Education - Community College | Existing | Blue Canyon (Mount Shasta for pre-2014) | PG&E
NG-WtrHt-LrgInst-Gas-gt200kBtuh-0p80Et | DEER2014 | D13 v1.00 | 2013-09-20 | PGE | ECC | Ex | Any | IOU | Cap-kBTUh | 1030 | 300000 | None | 0 | 0 | 0 | 0 | 0 | 2.43 | 0 | 0 | 0 | 0 | 0 | 0.296 |  |  | 2 | Education - Community College | Existing | IOU Territory | PG&E
NG-WtrHt-LrgInst-Gas-gt200kBtuh-0p80Et | DEER2014 | D13 v1.00 | 2013-09-20 | PGE | ECC | New | Any | IOU | Cap-kBTUh | 1030 | 300000 | None | 0 | 0 | 0 | 0 | 0 | 0.298 | 0 | 0 | 0 | 0 | 0 | 0.298 |  |  | 2 | Education - Community College | New | IOU Territory | PG&E
NG-WtrHt-LrgInst-Gas-gt200kBtuh-0p80Et | DEER2014 | D13 v1.00 | 2013-08-02 | PGE | EPr | Ex | Any | CZ01 | Cap-kBTUh | 175 | 50000 | None | 0 | 0 | 0 | 0 | 0 | 2.56 | 0 | 0 | 0 | 0 | 0 | 0.351 |  |  | 2 | Education - Primary School | Existing | Arcata Area | PG&E
NG-WtrHt-LrgInst-Gas-gt200kBtuh-0p80Et | DEER2014 | D13 v1.00 | 2013-08-02 | PGE | EPr | Ex | Any | CZ02 | Cap-kBTUh | 175 | 50000 | None | 0 | 0 | 0 | 0 | 0 | 2.47 | 0 | 0 | 0 | 0 | 0 | 0.332 |  |  | 2 | Education - Primary School | Existing | Santa Rosa Area | PG&E
NG-WtrHt-LrgInst-Gas-gt200kBtuh-0p80Et | DEER2014 | D13 v1.00 | 2013-08-02 | PGE | EPr | Ex | Any | CZ03 | Cap-kBTUh | 175 | 50000 | None | 0 | 0 | 0 | 0 | 0 | 2.59 | 0 | 0 | 0 | 0 | 0 | 0.338 |  |  | 2 | Education - Primary School | Existing | Oakland Area | PG&E
NG-WtrHt-LrgInst-Gas-gt200kBtuh-0p80Et | DEER2014 | D13 v1.00 | 2013-08-02 | PGE | EPr | Ex | Any | CZ04 | Cap-kBTUh | 175 | 50000 | None | 0 | 0 | 0 | 0 | 0 | 2.42 | 0 | 0 | 0 | 0 | 0 | 0.329 |  |  | 2 | Education - Primary School | Existing | San Jose-Reid (Sunnyvale for pre-2014) | PG&E
NG-WtrHt-LrgInst-Gas-gt200kBtuh-0p80Et | DEER2014 | D13 v1.00 | 2013-08-02 | PGE | EPr | Ex | Any | CZ05 | Cap-kBTUh | 175 | 50000 | None | 0 | 0 | 0 | 0 | 0 | 2.5 | 0 | 0 | 0 | 0 | 0 | 0.34 |  |  | 2 | Education - Primary School | Existing | Santa Maria Area | PG&E
NG-WtrHt-LrgInst-Gas-gt200kBtuh-0p80Et | DEER2014 | D13 v1.00 | 2013-08-02 | PGE | EPr | Ex | Any | CZ11 | Cap-kBTUh | 175 | 50000 | None | 0 | 0 | 0 | 0 | 0 | 2.17 | 0 | 0 | 0 | 0 | 0 | 0.322 |  |  | 2 | Education - Primary School | Existing | Red Bluff Area | PG&E
NG-WtrHt-LrgInst-Gas-gt200kBtuh-0p80Et | DEER2014 | D13 v1.00 | 2013-08-02 | PGE | EPr | Ex | Any | CZ12 | Cap-kBTUh | 175 | 50000 | None | 0 | 0 | 0 | 0 | 0 | 2.23 | 0 | 0 | 0 | 0 | 0 | 0.326 |  |  | 2 | Education - Primary School | Existing | Sacramento Area | PG&E
NG-WtrHt-LrgInst-Gas-gt200kBtuh-0p80Et | DEER2014 | D13 v1.00 | 2013-08-02 | PGE | EPr | Ex | Any | CZ13 | Cap-kBTUh | 175 | 50000 | None | 0 | 0 | 0 | 0 | 0 | 2.2 | 0 | 0 | 0 | 0 | 0 | 0.319 |  |  | 2 | Education - Primary School | Existing | Fresno Area | PG&E
NG-WtrHt-LrgInst-Gas-gt200kBtuh-0p80Et | DEER2014 | D13 v1.00 | 2013-08-02 | PGE | EPr | Ex | Any | CZ16 | Cap-kBTUh | 175 | 50000 | None | 0 | 0 | 0 | 0 | 0 | 2.38 | 0 | 0 | 0 | 0 | 0 | 0.343 |  |  | 2 | Education - Primary School | Existing | Blue Canyon (Mount Shasta for pre-2014) | PG&E
NG-WtrHt-LrgInst-Gas-gt200kBtuh-0p80Et | DEER2014 | D13 v1.00 | 2013-09-20 | PGE | EPr | Ex | Any | IOU | Cap-kBTUh | 175 | 50000 | None | 0 | 0 | 0 | 0 | 0 | 2.38 | 0 | 0 | 0 | 0 | 0 | 0.33 |  |  | 2 | Education - Primary School | Existing | IOU Territory | PG&E
NG-WtrHt-LrgInst-Gas-gt200kBtuh-0p80Et | DEER2014 | D13 v1.00 | 2013-09-20 | PGE | EPr | New | Any | IOU | Cap-kBTUh | 175 | 50000 | None | 0 | 0 | 0 | 0 | 0 | 0.325 | 0 | 0 | 0 | 0 | 0 | 0.325 |  |  | 2 | Education - Primary School | New | IOU Territory | PG&E
NG-WtrHt-LrgInst-Gas-gt200kBtuh-0p80Et | DEER2014 | D13 v1.00 | 2013-08-02 | PGE | ERC | Ex | Any | CZ01 | Cap-kBTUh | 14.6 | 1920 | None | 0 | 0 | 0 | 0 | 0 | 2.73 | 0 | 0 | 0 | 0 | 0 | 0.373 |  |  | 2 | Education - Relocatable Classroom | Existing | Arcata Area | PG&E
NG-WtrHt-LrgInst-Gas-gt200kBtuh-0p80Et | DEER2014 | D13 v1.00 | 2013-08-02 | PGE | ERC | Ex | Any | CZ02 | Cap-kBTUh | 14.6 | 1920 | None | 0 | 0 | 0 | 0 | 0 | 2.63 | 0 | 0 | 0 | 0 | 0 | 0.352 |  |  | 2 | Education - Relocatable Classroom | Existing | Santa Rosa Area | PG&E
NG-WtrHt-LrgInst-Gas-gt200kBtuh-0p80Et | DEER2014 | D13 v1.00 | 2013-08-02 | PGE | ERC | Ex | Any | CZ03 | Cap-kBTUh | 14.6 | 1920 | None | 0 | 0 | 0 | 0 | 0 | 2.76 | 0 | 0 | 0 | 0 | 0 | 0.358 |  |  | 2 | Education - Relocatable Classroom | Existing | Oakland Area | PG&E
NG-WtrHt-LrgInst-Gas-gt200kBtuh-0p80Et | DEER2014 | D13 v1.00 | 2013-08-02 | PGE | ERC | Ex | Any | CZ04 | Cap-kBTUh | 14.6 | 1920 | None | 0 | 0 | 0 | 0 | 0 | 2.56 | 0 | 0 | 0 | 0 | 0 | 0.348 |  |  | 2 | Education - Relocatable Classroom | Existing | San Jose-Reid (Sunnyvale for pre-2014) | PG&E
NG-WtrHt-LrgInst-Gas-gt200kBtuh-0p80Et | DEER2014 | D13 v1.00 | 2013-08-02 | PGE | ERC | Ex | Any | CZ05 | Cap-kBTUh | 14.6 | 1920 | None | 0 | 0 | 0 | 0 | 0 | 2.65 | 0 | 0 | 0 | 0 | 0 | 0.359 |  |  | 2 | Education - Relocatable Classroom | Existing | Santa Maria Area | PG&E
NG-WtrHt-LrgInst-Gas-gt200kBtuh-0p80Et | DEER2014 | D13 v1.00 | 2013-08-02 | PGE | ERC | Ex | Any | CZ11 | Cap-kBTUh | 14.6 | 1920 | None | 0 | 0 | 0 | 0 | 0 | 2.28 | 0 | 0 | 0 | 0 | 0 | 0.338 |  |  | 2 | Education - Relocatable Classroom | Existing | Red Bluff Area | PG&E
NG-WtrHt-LrgInst-Gas-gt200kBtuh-0p80Et | DEER2014 | D13 v1.00 | 2013-08-02 | PGE | ERC | Ex | Any | CZ12 | Cap-kBTUh | 14.6 | 1920 | None | 0 | 0 | 0 | 0 | 0 | 2.37 | 0 | 0 | 0 | 0 | 0 | 0.344 |  |  | 2 | Education - Relocatable Classroom | Existing | Sacramento Area | PG&E
NG-WtrHt-LrgInst-Gas-gt200kBtuh-0p80Et | DEER2014 | D13 v1.00 | 2013-08-02 | PGE | ERC | Ex | Any | CZ13 | Cap-kBTUh | 14.6 | 1920 | None | 0 | 0 | 0 | 0 | 0 | 2.31 | 0 | 0 | 0 | 0 | 0 | 0.333 |  |  | 2 | Education - Relocatable Classroom | Existing | Fresno Area | PG&E
NG-WtrHt-LrgInst-Gas-gt200kBtuh-0p80Et | DEER2014 | D13 v1.00 | 2013-08-02 | PGE | ERC | Ex | Any | CZ16 | Cap-kBTUh | 14.6 | 1920 | None | 0 | 0 | 0 | 0 | 0 | 2.52 | 0 | 0 | 0 | 0 | 0 | 0.361 |  |  | 2 | Education - Relocatable Classroom | Existing | Blue Canyon (Mount Shasta for pre-2014) | PG&E
NG-WtrHt-LrgInst-Gas-gt200kBtuh-0p80Et | DEER2014 | D13 v1.00 | 2013-09-20 | PGE | ERC | Ex | Any | IOU | Cap-kBTUh | 14.6 | 1920 | None | 0 | 0 | 0 | 0 | 0 | 2.53 | 0 | 0 | 0 | 0 | 0 | 0.348 |  |  | 2 | Education - Relocatable Classroom | Existing | IOU Territory | PG&E
NG-WtrHt-LrgInst-Gas-gt200kBtuh-0p80Et | DEER2014 | D13 v1.00 | 2013-09-20 | PGE | ERC | New | Any | IOU | Cap-kBTUh | 14.6 | 1920 | None | 0 | 0 | 0 | 0 | 0 | 0.336 | 0 | 0 | 0 | 0 | 0 | 0.336 |  |  | 2 | Education - Relocatable Classroom | New | IOU Territory | PG&E
NG-WtrHt-LrgInst-Gas-gt200kBtuh-0p80Et | DEER2014 | D13 v1.00 | 2013-08-02 | PGE | ESe | Ex | Any | CZ01 | Cap-kBTUh | 729 | 150000 | None | 0 | 0 | 0 | 0 | 0 | 2.63 | 0 | 0 | 0 | 0 | 0 | 0.353 |  |  | 2 | Education - Secondary School | Existing | Arcata Area | PG&E
NG-WtrHt-LrgInst-Gas-gt200kBtuh-0p80Et | DEER2014 | D13 v1.00 | 2013-08-02 | PGE | ESe | Ex | Any | CZ02 | Cap-kBTUh | 729 | 150000 | None | 0 | 0 | 0 | 0 | 0 | 2.52 | 0 | 0 | 0 | 0 | 0 | 0.331 |  |  | 2 | Education - Secondary School | Existing | Santa Rosa Area | PG&E
NG-WtrHt-LrgInst-Gas-gt200kBtuh-0p80Et | DEER2014 | D13 v1.00 | 2013-08-02 | PGE | ESe | Ex | Any | CZ03 | Cap-kBTUh | 729 | 150000 | None | 0 | 0 | 0 | 0 | 0 | 2.65 | 0 | 0 | 0 | 0 | 0 | 0.338 |  |  | 2 | Education - Secondary School | Existing | Oakland Area | PG&E
NG-WtrHt-LrgInst-Gas-gt200kBtuh-0p80Et | DEER2014 | D13 v1.00 | 2013-08-02 | PGE | ESe | Ex | Any | CZ04 | Cap-kBTUh | 729 | 150000 | None | 0 | 0 | 0 | 0 | 0 | 2.46 | 0 | 0 | 0 | 0 | 0 | 0.327 |  |  | 2 | Education - Secondary School | Existing | San Jose-Reid (Sunnyvale for pre-2014) | PG&E
NG-WtrHt-LrgInst-Gas-gt200kBtuh-0p80Et | DEER2014 | D13 v1.00 | 2013-08-02 | PGE | ESe | Ex | Any | CZ05 | Cap-kBTUh | 729 | 150000 | None | 0 | 0 | 0 | 0 | 0 | 2.55 | 0 | 0 | 0 | 0 | 0 | 0.338 |  |  | 2 | Education - Secondary School | Existing | Santa Maria Area | PG&E
NG-WtrHt-LrgInst-Gas-gt200kBtuh-0p80Et | DEER2014 | D13 v1.00 | 2013-08-02 | PGE | ESe | Ex | Any | CZ11 | Cap-kBTUh | 729 | 150000 | None | 0 | 0 | 0 | 0 | 0 | 2.21 | 0 | 0 | 0 | 0 | 0 | 0.321 |  |  | 2 | Education - Secondary School | Existing | Red Bluff Area | PG&E
NG-WtrHt-LrgInst-Gas-gt200kBtuh-0p80Et | DEER2014 | D13 v1.00 | 2013-08-02 | PGE | ESe | Ex | Any | CZ12 | Cap-kBTUh | 729 | 150000 | None | 0 | 0 | 0 | 0 | 0 | 2.28 | 0 | 0 | 0 | 0 | 0 | 0.326 |  |  | 2 | Education - Secondary School | Existing | Sacramento Area | PG&E
NG-WtrHt-LrgInst-Gas-gt200kBtuh-0p80Et | DEER2014 | D13 v1.00 | 2013-08-02 | PGE | ESe | Ex | Any | CZ13 | Cap-kBTUh | 729 | 150000 | None | 0 | 0 | 0 | 0 | 0 | 2.25 | 0 | 0 | 0 | 0 | 0 | 0.319 |  |  | 2 | Education - Secondary School | Existing | Fresno Area | PG&E
NG-WtrHt-LrgInst-Gas-gt200kBtuh-0p80Et | DEER2014 | D13 v1.00 | 2013-08-02 | PGE | ESe | Ex | Any | CZ16 | Cap-kBTUh | 729 | 150000 | None | 0 | 0 | 0 | 0 | 0 | 2.42 | 0 | 0 | 0 | 0 | 0 | 0.341 |  |  | 2 | Education - Secondary School | Existing | Blue Canyon (Mount Shasta for pre-2014) | PG&E
NG-WtrHt-LrgInst-Gas-gt200kBtuh-0p80Et | DEER2014 | D13 v1.00 | 2013-09-20 | PGE | ESe | Ex | Any | IOU | Cap-kBTUh | 729 | 150000 | None | 0 | 0 | 0 | 0 | 0 | 2.43 | 0 | 0 | 0 | 0 | 0 | 0.329 |  |  | 2 | Education - Secondary School | Existing | IOU Territory | PG&E
NG-WtrHt-LrgInst-Gas-gt200kBtuh-0p80Et | DEER2014 | D13 v1.00 | 2013-09-20 | PGE | ESe | New | Any | IOU | Cap-kBTUh | 729 | 150000 | None | 0 | 0 | 0 | 0 | 0 | 0.326 | 0 | 0 | 0 | 0 | 0 | 0.326 |  |  | 2 | Education - Secondary School | New | IOU Territory | PG&E
NG-WtrHt-LrgInst-Gas-gt200kBtuh-0p80Et | DEER2014 | D13 v1.00 | 2013-08-02 | PGE | EUn | Ex | Any | CZ01 | Cap-kBTUh | 2560 | 1000000 | None | 0 | 0 | 0 | 0 | 0 | 3.43 | 0 | 0 | 0 | 0 | 0 | 0.379 |  |  | 2 | Education - University | Existing | Arcata Area | PG&E
NG-WtrHt-LrgInst-Gas-gt200kBtuh-0p80Et | DEER2014 | D13 v1.00 | 2013-08-02 | PGE | EUn | Ex | Any | CZ02 | Cap-kBTUh | 2560 | 1000000 | None | 0 | 0 | 0 | 0 | 0 | 3.02 | 0 | 0 | 0 | 0 | 0 | 0.377 |  |  | 2 | Education - University | Existing | Santa Rosa Area | PG&E
NG-WtrHt-LrgInst-Gas-gt200kBtuh-0p80Et | DEER2014 | D13 v1.00 | 2013-08-02 | PGE | EUn | Ex | Any | CZ03 | Cap-kBTUh | 2560 | 1000000 | None | 0 | 0 | 0 | 0 | 0 | 3.14 | 0 | 0 | 0 | 0 | 0 | 0.377 |  |  | 2 | Education - University | Existing | Oakland Area | PG&E
NG-WtrHt-LrgInst-Gas-gt200kBtuh-0p80Et | DEER2014 | D13 v1.00 | 2013-08-02 | PGE | EUn | Ex | Any | CZ04 | Cap-kBTUh | 2560 | 1000000 | None | 0 | 0 | 0 | 0 | 0 | 2.94 | 0 | 0 | 0 | 0 | 0 | 0.377 |  |  | 2 | Education - University | Existing | San Jose-Reid (Sunnyvale for pre-2014) | PG&E
NG-WtrHt-LrgInst-Gas-gt200kBtuh-0p80Et | DEER2014 | D13 v1.00 | 2013-08-02 | PGE | EUn | Ex | Any | CZ05 | Cap-kBTUh | 2560 | 1000000 | None | 0 | 0 | 0 | 0 | 0 | 2.99 | 0 | 0 | 0 | 0 | 0 | 0.377 |  |  | 2 | Education - University | Existing | Santa Maria Area | PG&E
NG-WtrHt-LrgInst-Gas-gt200kBtuh-0p80Et | DEER2014 | D13 v1.00 | 2013-08-02 | PGE | EUn | Ex | Any | CZ11 | Cap-kBTUh | 2560 | 1000000 | None | 0 | 0 | 0 | 0 | 0 | 2.86 | 0 | 0 | 0 | 0 | 0 | 0.376 |  |  | 2 | Education - University | Existing | Red Bluff Area | PG&E
NG-WtrHt-LrgInst-Gas-gt200kBtuh-0p80Et | DEER2014 | D13 v1.00 | 2013-08-02 | PGE | EUn | Ex | Any | CZ12 | Cap-kBTUh | 2560 | 1000000 | None | 0 | 0 | 0 | 0 | 0 | 2.89 | 0 | 0 | 0 | 0 | 0 | 0.377 |  |  | 2 | Education - University | Existing | Sacramento Area | PG&E
NG-WtrHt-LrgInst-Gas-gt200kBtuh-0p80Et | DEER2014 | D13 v1.00 | 2013-08-02 | PGE | EUn | Ex | Any | CZ13 | Cap-kBTUh | 2560 | 1000000 | None | 0 | 0 | 0 | 0 | 0 | 2.85 | 0 | 0 | 0 | 0 | 0 | 0.377 |  |  | 2 | Education - University | Existing | Fresno Area | PG&E
NG-WtrHt-LrgInst-Gas-gt200kBtuh-0p80Et | DEER2014 | D13 v1.00 | 2013-08-02 | PGE | EUn | Ex | Any | CZ16 | Cap-kBTUh | 2560 | 1000000 | None | 0 | 0 | 0 | 0 | 0 | 3.22 | 0 | 0 | 0 | 0 | 0 | 0.379 |  |  | 2 | Education - University | Existing | Blue Canyon (Mount Shasta for pre-2014) | PG&E
NG-WtrHt-LrgInst-Gas-gt200kBtuh-0p80Et | DEER2014 | D13 v1.00 | 2013-09-20 | PGE | EUn | Ex | Any | IOU | Cap-kBTUh | 2560 | 1000000 | None | 0 | 0 | 0 | 0 | 0 | 3.01 | 0 | 0 | 0 | 0 | 0 | 0.377 |  |  | 2 | Education - University | Existing | IOU Territory | PG&E
NG-WtrHt-LrgInst-Gas-gt200kBtuh-0p80Et | DEER2014 | D13 v1.00 | 2013-09-20 | PGE | EUn | New | Any | IOU | Cap-kBTUh | 2560 | 1000000 | None | 0 | 0 | 0 | 0 | 0 | 0.378 | 0 | 0 | 0 | 0 | 0 | 0.378 |  |  | 2 | Education - University | New | IOU Territory | PG&E
NG-WtrHt-LrgInst-Gas-gt200kBtuh-0p80Et | DEER2014 | D13 v1.00 | 2013-08-02 | PGE | Gro | Ex | Any | CZ01 | Cap-kBTUh | 146 | 50000 | None | 0 | 0 | 0 | 1.57 | 0.000173 | 1.48 | 0 | 0 | 0 | 0.301 | 1.73e-06 | 0.0803 |  |  | 2 | Grocery | Existing | Arcata Area | PG&E
NG-WtrHt-LrgInst-Gas-gt200kBtuh-0p80Et | DEER2014 | D13 v1.00 | 2013-08-02 | PGE | Gro | Ex | Any | CZ02 | Cap-kBTUh | 146 | 50000 | None | 0 | 0 | 0 | 4.63 | 0.00163 | 1.71 | 0 | 0 | 0 | 0.834 | 0.0003 | 0.118 |  |  | 2 | Grocery | Existing | Santa Rosa Area | PG&E
NG-WtrHt-LrgInst-Gas-gt200kBtuh-0p80Et | DEER2014 | D13 v1.00 | 2013-08-02 | PGE | Gro | Ex | Any | CZ03 | Cap-kBTUh | 146 | 50000 | None | 0 | 0 | 0 | 3.31 | 0.000887 | 1.6 | 0 | 0 | 0 | 0.525 | 0.000127 | 0.0782 |  |  | 2 | Grocery | Existing | Oakland Area | PG&E
NG-WtrHt-LrgInst-Gas-gt200kBtuh-0p80Et | DEER2014 | D13 v1.00 | 2013-08-02 | PGE | Gro | Ex | Any | CZ04 | Cap-kBTUh | 146 | 50000 | None | 0 | 0 | 0 | 4.72 | 0.00182 | 1.69 | 0 | 0 | 0 | 0.788 | 0.000248 | 0.104 |  |  | 2 | Grocery | Existing | San Jose-Reid (Sunnyvale for pre-2014) | PG&E
NG-WtrHt-LrgInst-Gas-gt200kBtuh-0p80Et | DEER2014 | D13 v1.00 | 2013-08-02 | PGE | Gro | Ex | Any | CZ05 | Cap-kBTUh | 146 | 50000 | None | 0 | 0 | 0 | 3.24 | 0.000752 | 1.5 | 0 | 0 | 0 | 0.609 | 0.000544 | 0.059 |  |  | 2 | Grocery | Existing | Santa Maria Area | PG&E
NG-WtrHt-LrgInst-Gas-gt200kBtuh-0p80Et | DEER2014 | D13 v1.00 | 2013-08-02 | PGE | Gro | Ex | Any | CZ11 | Cap-kBTUh | 146 | 50000 | None | 0 | 0 | 0 | 6.03 | 0.00198 | 1.66 | 0 | 0 | 0 | 1.16 | 0.000459 | 0.148 |  |  | 2 | Grocery | Existing | Red Bluff Area | PG&E
NG-WtrHt-LrgInst-Gas-gt200kBtuh-0p80Et | DEER2014 | D13 v1.00 | 2013-08-02 | PGE | Gro | Ex | Any | CZ12 | Cap-kBTUh | 146 | 50000 | None | 0 | 0 | 0 | 5.68 | 0.00189 | 1.63 | 0 | 0 | 0 | 0.981 | 0.000364 | 0.127 |  |  | 2 | Grocery | Existing | Sacramento Area | PG&E
NG-WtrHt-LrgInst-Gas-gt200kBtuh-0p80Et | DEER2014 | D13 v1.00 | 2013-08-02 | PGE | Gro | Ex | Any | CZ13 | Cap-kBTUh | 146 | 50000 | None | 0 | 0 | 0 | 6.2 | 0.00199 | 1.72 | 0 | 0 | 0 | 1.24 | 0.000378 | 0.159 |  |  | 2 | Grocery | Existing | Fresno Area | PG&E
NG-WtrHt-LrgInst-Gas-gt200kBtuh-0p80Et | DEER2014 | D13 v1.00 | 2013-08-02 | PGE | Gro | Ex | Any | CZ16 | Cap-kBTUh | 146 | 50000 | None | 0 | 0 | 0 | 2.68 | 0.00175 | 1.58 | 0 | 0 | 0 | 0.494 | 0.000355 | 0.0938 |  |  | 2 | Grocery | Existing | Blue Canyon (Mount Shasta for pre-2014) | PG&E
NG-WtrHt-LrgInst-Gas-gt200kBtuh-0p80Et | DEER2014 | D13 v1.00 | 2013-09-20 | PGE | Gro | Ex | Any | IOU | Cap-kBTUh | 146 | 50000 | None | 0 | 0 | 0 | 4.78 | 0.00155 | 1.65 | 0 | 0 | 0 | 0.849 | 0.000289 | 0.114 |  |  | 2 | Grocery | Existing | IOU Territory | PG&E
NG-WtrHt-LrgInst-Gas-gt200kBtuh-0p80Et | DEER2014 | D13 v1.00 | 2013-09-20 | PGE | Gro | New | Any | IOU | Cap-kBTUh | 146 | 50000 | None | 0 | 0 | 0 | 0.639 | 0.000289 | 0.131 | 0 | 0 | 0 | 0.639 | 0.000289 | 0.131 |  |  | 2 | Grocery | New | IOU Territory | PG&E
NG-WtrHt-LrgInst-Gas-gt200kBtuh-0p80Et | DEER2014 | D13 v1.00 | 2013-08-02 | PGE | Hsp | Ex | Any | CZ01 | Cap-kBTUh | 2530 | 500000 | None | 0 | 0 | 0 | 0 | 0 | 3.24 | 0 | 0 | 0 | 0 | 0 | 0.289 |  |  | 2 | Health/Medical - Hospital | Existing | Arcata Area | PG&E
NG-WtrHt-LrgInst-Gas-gt200kBtuh-0p80Et | DEER2014 | D13 v1.00 | 2013-08-02 | PGE | Hsp | Ex | Any | CZ02 | Cap-kBTUh | 2530 | 500000 | None | 0 | 0 | 0 | 0 | 0 | 3.12 | 0 | 0 | 0 | 0 | 0 | 0.289 |  |  | 2 | Health/Medical - Hospital | Existing | Santa Rosa Area | PG&E
NG-WtrHt-LrgInst-Gas-gt200kBtuh-0p80Et | DEER2014 | D13 v1.00 | 2013-08-02 | PGE | Hsp | Ex | Any | CZ03 | Cap-kBTUh | 2530 | 500000 | None | 0 | 0 | 0 | 0 | 0 | 3.33 | 0 | 0 | 0 | 0 | 0 | 0.288 |  |  | 2 | Health/Medical - Hospital | Existing | Oakland Area | PG&E
NG-WtrHt-LrgInst-Gas-gt200kBtuh-0p80Et | DEER2014 | D13 v1.00 | 2013-08-02 | PGE | Hsp | Ex | Any | CZ04 | Cap-kBTUh | 2530 | 500000 | None | 0 | 0 | 0 | 0 | 0 | 3.02 | 0 | 0 | 0 | 0 | 0 | 0.287 |  |  | 2 | Health/Medical - Hospital | Existing | San Jose-Reid (Sunnyvale for pre-2014) | PG&E
NG-WtrHt-LrgInst-Gas-gt200kBtuh-0p80Et | DEER2014 | D13 v1.00 | 2013-08-02 | PGE | Hsp | Ex | Any | CZ05 | Cap-kBTUh | 2530 | 500000 | None | 0 | 0 | 0 | 0 | 0 | 3.11 | 0 | 0 | 0 | 0 | 0 | 0.289 |  |  | 2 | Health/Medical - Hospital | Existing | Santa Maria Area | PG&E
NG-WtrHt-LrgInst-Gas-gt200kBtuh-0p80Et | DEER2014 | D13 v1.00 | 2013-08-02 | PGE | Hsp | Ex | Any | CZ11 | Cap-kBTUh | 2530 | 500000 | None | 0 | 0 | 0 | 0 | 0 | 2.83 | 0 | 0 | 0 | 0 | 0 | 0.288 |  |  | 2 | Health/Medical - Hospital | Existing | Red Bluff Area | PG&E
NG-WtrHt-LrgInst-Gas-gt200kBtuh-0p80Et | DEER2014 | D13 v1.00 | 2013-08-02 | PGE | Hsp | Ex | Any | CZ12 | Cap-kBTUh | 2530 | 500000 | None | 0 | 0 | 0 | 0 | 0 | 2.95 | 0 | 0 | 0 | 0 | 0 | 0.291 |  |  | 2 | Health/Medical - Hospital | Existing | Sacramento Area | PG&E
NG-WtrHt-LrgInst-Gas-gt200kBtuh-0p80Et | DEER2014 | D13 v1.00 | 2013-08-02 | PGE | Hsp | Ex | Any | CZ13 | Cap-kBTUh | 2530 | 500000 | None | 0 | 0 | 0 | 0 | 0 | 2.79 | 0 | 0 | 0 | 0 | 0 | 0.289 |  |  | 2 | Health/Medical - Hospital | Existing | Fresno Area | PG&E
NG-WtrHt-LrgInst-Gas-gt200kBtuh-0p80Et | DEER2014 | D13 v1.00 | 2013-08-02 | PGE | Hsp | Ex | Any | CZ16 | Cap-kBTUh | 2530 | 500000 | None | 0 | 0 | 0 | 0 | 0 | 3.13 | 0 | 0 | 0 | 0 | 0 | 0.289 |  |  | 2 | Health/Medical - Hospital | Existing | Blue Canyon (Mount Shasta for pre-2014) | PG&E
NG-WtrHt-LrgInst-Gas-gt200kBtuh-0p80Et | DEER2014 | D13 v1.00 | 2013-09-20 | PGE | Hsp | Ex | Any | IOU | Cap-kBTUh | 2530 | 500000 | None | 0 | 0 | 0 | 0 | 0 | 3.06 | 0 | 0 | 0 | 0 | 0 | 0.289 |  |  | 2 | Health/Medical - Hospital | Existing | IOU Territory | PG&E
NG-WtrHt-LrgInst-Gas-gt200kBtuh-0p80Et | DEER2014 | D13 v1.00 | 2013-09-20 | PGE | Hsp | New | Any | IOU | Cap-kBTUh | 2530 | 500000 | None | 0 | 0 | 0 | 0 | 0 | 0.294 | 0 | 0 | 0 | 0 | 0 | 0.294 |  |  | 2 | Health/Medical - Hospital | New | IOU Territory | PG&E
NG-WtrHt-LrgInst-Gas-gt200kBtuh-0p80Et | DEER2014 | D13 v1.00 | 2013-08-02 | PGE | Htl | Ex | Any | CZ01 | Cap-kBTUh | 1280 | 400000 | None | 0 | 0 | 0 | 0 | 0 | 1.68 | 0 | 0 | 0 | 0 | 0 | 0.124 |  |  | 2 | Lodging - Hotel | Existing | Arcata Area | PG&E
NG-WtrHt-LrgInst-Gas-gt200kBtuh-0p80Et | DEER2014 | D13 v1.00 | 2013-08-02 | PGE | Htl | Ex | Any | CZ02 | Cap-kBTUh | 1280 | 400000 | None | 0 | 0 | 0 | 0 | 0 | 1.67 | 0 | 0 | 0 | 0 | 0 | 0.123 |  |  | 2 | Lodging - Hotel | Existing | Santa Rosa Area | PG&E
NG-WtrHt-LrgInst-Gas-gt200kBtuh-0p80Et | DEER2014 | D13 v1.00 | 2013-08-02 | PGE | Htl | Ex | Any | CZ03 | Cap-kBTUh | 1280 | 400000 | None | 0 | 0 | 0 | 0 | 0 | 1.83 | 0 | 0 | 0 | 0 | 0 | 0.123 |  |  | 2 | Lodging - Hotel | Existing | Oakland Area | PG&E
NG-WtrHt-LrgInst-Gas-gt200kBtuh-0p80Et | DEER2014 | D13 v1.00 | 2013-08-02 | PGE | Htl | Ex | Any | CZ04 | Cap-kBTUh | 1280 | 400000 | None | 0 | 0 | 0 | 0 | 0 | 1.63 | 0 | 0 | 0 | 0 | 0 | 0.123 |  |  | 2 | Lodging - Hotel | Existing | San Jose-Reid (Sunnyvale for pre-2014) | PG&E
NG-WtrHt-LrgInst-Gas-gt200kBtuh-0p80Et | DEER2014 | D13 v1.00 | 2013-08-02 | PGE | Htl | Ex | Any | CZ05 | Cap-kBTUh | 1280 | 400000 | None | 0 | 0 | 0 | 0 | 0 | 1.69 | 0 | 0 | 0 | 0 | 0 | 0.123 |  |  | 2 | Lodging - Hotel | Existing | Santa Maria Area | PG&E
NG-WtrHt-LrgInst-Gas-gt200kBtuh-0p80Et | DEER2014 | D13 v1.00 | 2013-08-02 | PGE | Htl | Ex | Any | CZ11 | Cap-kBTUh | 1280 | 400000 | None | 0 | 0 | 0 | 0 | 0 | 1.61 | 0 | 0 | 0 | 0 | 0 | 0.123 |  |  | 2 | Lodging - Hotel | Existing | Red Bluff Area | PG&E
NG-WtrHt-LrgInst-Gas-gt200kBtuh-0p80Et | DEER2014 | D13 v1.00 | 2013-08-02 | PGE | Htl | Ex | Any | CZ12 | Cap-kBTUh | 1280 | 400000 | None | 0 | 0 | 0 | 0 | 0 | 1.57 | 0 | 0 | 0 | 0 | 0 | 0.123 |  |  | 2 | Lodging - Hotel | Existing | Sacramento Area | PG&E
NG-WtrHt-LrgInst-Gas-gt200kBtuh-0p80Et | DEER2014 | D13 v1.00 | 2013-08-02 | PGE | Htl | Ex | Any | CZ13 | Cap-kBTUh | 1280 | 400000 | None | 0 | 0 | 0 | 0 | 0 | 1.61 | 0 | 0 | 0 | 0 | 0 | 0.122 |  |  | 2 | Lodging - Hotel | Existing | Fresno Area | PG&E
NG-WtrHt-LrgInst-Gas-gt200kBtuh-0p80Et | DEER2014 | D13 v1.00 | 2013-08-02 | PGE | Htl | Ex | Any | CZ16 | Cap-kBTUh | 1280 | 400000 | None | 0 | 0 | 0 | 0 | 0 | 1.73 | 0 | 0 | 0 | 0 | 0 | 0.124 |  |  | 2 | Lodging - Hotel | Existing | Blue Canyon (Mount Shasta for pre-2014) | PG&E
NG-WtrHt-LrgInst-Gas-gt200kBtuh-0p80Et | DEER2014 | D13 v1.00 | 2013-09-20 | PGE | Htl | Ex | Any | IOU | Cap-kBTUh | 1280 | 400000 | None | 0 | 0 | 0 | 0 | 0 | 1.71 | 0 | 0 | 0 | 0 | 0 | 0.123 |  |  | 2 | Lodging - Hotel | Existing | IOU Territory | PG&E
NG-WtrHt-LrgInst-Gas-gt200kBtuh-0p80Et | DEER2014 | D13 v1.00 | 2013-09-20 | PGE | Htl | New | Any | IOU | Cap-kBTUh | 1280 | 400000 | None | 0 | 0 | 0 | 0 | 0 | 0.123 | 0 | 0 | 0 | 0 | 0 | 0.123 |  |  | 2 | Lodging - Hotel | New | IOU Territory | PG&E
NG-WtrHt-LrgInst-Gas-gt200kBtuh-0p80Et | DEER2014 | D13 v1.00 | 2013-08-02 | PGE | MBT | Ex | Any | CZ01 | Cap-kBTUh | 292 | 200000 | None | 0 | 0 | 0 | 0 | 0 | 2.42 | 0 | 0 | 0 | 0 | 0 | 0.333 |  |  | 2 | Manufacturing Biotech | Existing | Arcata Area | PG&E
NG-WtrHt-LrgInst-Gas-gt200kBtuh-0p80Et | DEER2014 | D13 v1.00 | 2013-08-02 | PGE | MBT | Ex | Any | CZ02 | Cap-kBTUh | 292 | 200000 | None | 0 | 0 | 0 | 0 | 0 | 2.4 | 0 | 0 | 0 | 0 | 0 | 0.324 |  |  | 2 | Manufacturing Biotech | Existing | Santa Rosa Area | PG&E
NG-WtrHt-LrgInst-Gas-gt200kBtuh-0p80Et | DEER2014 | D13 v1.00 | 2013-08-02 | PGE | MBT | Ex | Any | CZ03 | Cap-kBTUh | 292 | 200000 | None | 0 | 0 | 0 | 0 | 0 | 2.48 | 0 | 0 | 0 | 0 | 0 | 0.327 |  |  | 2 | Manufacturing Biotech | Existing | Oakland Area | PG&E
NG-WtrHt-LrgInst-Gas-gt200kBtuh-0p80Et | DEER2014 | D13 v1.00 | 2013-08-02 | PGE | MBT | Ex | Any | CZ04 | Cap-kBTUh | 292 | 200000 | None | 0 | 0 | 0 | 0 | 0 | 2.35 | 0 | 0 | 0 | 0 | 0 | 0.322 |  |  | 2 | Manufacturing Biotech | Existing | San Jose-Reid (Sunnyvale for pre-2014) | PG&E
NG-WtrHt-LrgInst-Gas-gt200kBtuh-0p80Et | DEER2014 | D13 v1.00 | 2013-08-02 | PGE | MBT | Ex | Any | CZ05 | Cap-kBTUh | 292 | 200000 | None | 0 | 0 | 0 | 0 | 0 | 2.4 | 0 | 0 | 0 | 0 | 0 | 0.326 |  |  | 2 | Manufacturing Biotech | Existing | Santa Maria Area | PG&E
NG-WtrHt-LrgInst-Gas-gt200kBtuh-0p80Et | DEER2014 | D13 v1.00 | 2013-08-02 | PGE | MBT | Ex | Any | CZ11 | Cap-kBTUh | 292 | 200000 | None | 0 | 0 | 0 | 0 | 0 | 2.18 | 0 | 0 | 0 | 0 | 0 | 0.319 |  |  | 2 | Manufacturing Biotech | Existing | Red Bluff Area | PG&E
NG-WtrHt-LrgInst-Gas-gt200kBtuh-0p80Et | DEER2014 | D13 v1.00 | 2013-08-02 | PGE | MBT | Ex | Any | CZ12 | Cap-kBTUh | 292 | 200000 | None | 0 | 0 | 0 | 0 | 0 | 2.27 | 0 | 0 | 0 | 0 | 0 | 0.321 |  |  | 2 | Manufacturing Biotech | Existing | Sacramento Area | PG&E
NG-WtrHt-LrgInst-Gas-gt200kBtuh-0p80Et | DEER2014 | D13 v1.00 | 2013-08-02 | PGE | MBT | Ex | Any | CZ13 | Cap-kBTUh | 292 | 200000 | None | 0 | 0 | 0 | 0 | 0 | 2.19 | 0 | 0 | 0 | 0 | 0 | 0.316 |  |  | 2 | Manufacturing Biotech | Existing | Fresno Area | PG&E
NG-WtrHt-LrgInst-Gas-gt200kBtuh-0p80Et | DEER2014 | D13 v1.00 | 2013-08-02 | PGE | MBT | Ex | Any | CZ16 | Cap-kBTUh | 292 | 200000 | None | 0 | 0 | 0 | 0 | 0 | 2.38 | 0 | 0 | 0 | 0 | 0 | 0.333 |  |  | 2 | Manufacturing Biotech | Existing | Blue Canyon (Mount Shasta for pre-2014) | PG&E
NG-WtrHt-LrgInst-Gas-gt200kBtuh-0p80Et | DEER2014 | D13 v1.00 | 2013-09-20 | PGE | MBT | Ex | Any | IOU | Cap-kBTUh | 292 | 200000 | None | 0 | 0 | 0 | 0 | 0 | 2.36 | 0 | 0 | 0 | 0 | 0 | 0.323 |  |  | 2 | Manufacturing Biotech | Existing | IOU Territory | PG&E
NG-WtrHt-LrgInst-Gas-gt200kBtuh-0p80Et | DEER2014 | D13 v1.00 | 2013-09-20 | PGE | MBT | New | Any | IOU | Cap-kBTUh | 292 | 200000 | None | 0 | 0 | 0 | 0 | 0 | 0.315 | 0 | 0 | 0 | 0 | 0 | 0.315 |  |  | 2 | Manufacturing Biotech | New | IOU Territory | PG&E
NG-WtrHt-LrgInst-Gas-gt200kBtuh-0p80Et | DEER2014 | D13 v1.00 | 2013-08-02 | PGE | MLI | Ex | Any | CZ01 | Cap-kBTUh | 146 | 100000 | None | 0 | 0 | 0 | 0 | 0 | 2.58 | 0 | 0 | 0 | 0 | 0 | 0.343 |  |  | 2 | Manufacturing Light Industrial | Existing | Arcata Area | PG&E
NG-WtrHt-LrgInst-Gas-gt200kBtuh-0p80Et | DEER2014 | D13 v1.00 | 2013-08-02 | PGE | MLI | Ex | Any | CZ02 | Cap-kBTUh | 146 | 100000 | None | 0 | 0 | 0 | 0 | 0 | 2.51 | 0 | 0 | 0 | 0 | 0 | 0.324 |  |  | 2 | Manufacturing Light Industrial | Existing | Santa Rosa Area | PG&E
NG-WtrHt-LrgInst-Gas-gt200kBtuh-0p80Et | DEER2014 | D13 v1.00 | 2013-08-02 | PGE | MLI | Ex | Any | CZ03 | Cap-kBTUh | 146 | 100000 | None | 0 | 0 | 0 | 0 | 0 | 2.59 | 0 | 0 | 0 | 0 | 0 | 0.328 |  |  | 2 | Manufacturing Light Industrial | Existing | Oakland Area | PG&E
NG-WtrHt-LrgInst-Gas-gt200kBtuh-0p80Et | DEER2014 | D13 v1.00 | 2013-08-02 | PGE | MLI | Ex | Any | CZ04 | Cap-kBTUh | 146 | 100000 | None | 0 | 0 | 0 | 0 | 0 | 2.44 | 0 | 0 | 0 | 0 | 0 | 0.321 |  |  | 2 | Manufacturing Light Industrial | Existing | San Jose-Reid (Sunnyvale for pre-2014) | PG&E
NG-WtrHt-LrgInst-Gas-gt200kBtuh-0p80Et | DEER2014 | D13 v1.00 | 2013-08-02 | PGE | MLI | Ex | Any | CZ05 | Cap-kBTUh | 146 | 100000 | None | 0 | 0 | 0 | 0 | 0 | 2.51 | 0 | 0 | 0 | 0 | 0 | 0.328 |  |  | 2 | Manufacturing Light Industrial | Existing | Santa Maria Area | PG&E
NG-WtrHt-LrgInst-Gas-gt200kBtuh-0p80Et | DEER2014 | D13 v1.00 | 2013-08-02 | PGE | MLI | Ex | Any | CZ11 | Cap-kBTUh | 146 | 100000 | None | 0 | 0 | 0 | 0 | 0 | 2.25 | 0 | 0 | 0 | 0 | 0 | 0.318 |  |  | 2 | Manufacturing Light Industrial | Existing | Red Bluff Area | PG&E
NG-WtrHt-LrgInst-Gas-gt200kBtuh-0p80Et | DEER2014 | D13 v1.00 | 2013-08-02 | PGE | MLI | Ex | Any | CZ12 | Cap-kBTUh | 146 | 100000 | None | 0 | 0 | 0 | 0 | 0 | 2.35 | 0 | 0 | 0 | 0 | 0 | 0.32 |  |  | 2 | Manufacturing Light Industrial | Existing | Sacramento Area | PG&E
NG-WtrHt-LrgInst-Gas-gt200kBtuh-0p80Et | DEER2014 | D13 v1.00 | 2013-08-02 | PGE | MLI | Ex | Any | CZ13 | Cap-kBTUh | 146 | 100000 | None | 0 | 0 | 0 | 0 | 0 | 2.26 | 0 | 0 | 0 | 0 | 0 | 0.314 |  |  | 2 | Manufacturing Light Industrial | Existing | Fresno Area | PG&E
NG-WtrHt-LrgInst-Gas-gt200kBtuh-0p80Et | DEER2014 | D13 v1.00 | 2013-08-02 | PGE | MLI | Ex | Any | CZ16 | Cap-kBTUh | 146 | 100000 | None | 0 | 0 | 0 | 0 | 0 | 2.5 | 0 | 0 | 0 | 0 | 0 | 0.337 |  |  | 2 | Manufacturing Light Industrial | Existing | Blue Canyon (Mount Shasta for pre-2014) | PG&E
NG-WtrHt-LrgInst-Gas-gt200kBtuh-0p80Et | DEER2014 | D13 v1.00 | 2013-09-20 | PGE | MLI | Ex | Any | IOU | Cap-kBTUh | 146 | 100000 | None | 0 | 0 | 0 | 0 | 0 | 2.45 | 0 | 0 | 0 | 0 | 0 | 0.323 |  |  | 2 | Manufacturing Light Industrial | Existing | IOU Territory | PG&E
NG-WtrHt-LrgInst-Gas-gt200kBtuh-0p80Et | DEER2014 | D13 v1.00 | 2013-09-20 | PGE | MLI | New | Any | IOU | Cap-kBTUh | 146 | 100000 | None | 0 | 0 | 0 | 0 | 0 | 0.326 | 0 | 0 | 0 | 0 | 0 | 0.326 |  |  | 2 | Manufacturing Light Industrial | New | IOU Territory | PG&E
NG-WtrHt-LrgInst-Gas-gt200kBtuh-0p80Et | DEER2014 | D13 v1.00 | 2013-08-02 | PGE | Mtl | Ex | Any | CZ01 | Cap-kBTUh | 118 | 60000 | None | 0 | 0 | 0 | 0 | 0 | 2.17 | 0 | 0 | 0 | 0 | 0 | 0.333 |  |  | 2 | Lodging - Motel | Existing | Arcata Area | PG&E
NG-WtrHt-LrgInst-Gas-gt200kBtuh-0p80Et | DEER2014 | D13 v1.00 | 2013-08-02 | PGE | Mtl | Ex | Any | CZ02 | Cap-kBTUh | 118 | 60000 | None | 0 | 0 | 0 | 0 | 0 | 2.24 | 0 | 0 | 0 | 0 | 0 | 0.329 |  |  | 2 | Lodging - Motel | Existing | Santa Rosa Area | PG&E
NG-WtrHt-LrgInst-Gas-gt200kBtuh-0p80Et | DEER2014 | D13 v1.00 | 2013-08-02 | PGE | Mtl | Ex | Any | CZ03 | Cap-kBTUh | 118 | 60000 | None | 0 | 0 | 0 | 0 | 0 | 2.39 | 0 | 0 | 0 | 0 | 0 | 0.33 |  |  | 2 | Lodging - Motel | Existing | Oakland Area | PG&E
NG-WtrHt-LrgInst-Gas-gt200kBtuh-0p80Et | DEER2014 | D13 v1.00 | 2013-08-02 | PGE | Mtl | Ex | Any | CZ04 | Cap-kBTUh | 118 | 60000 | None | 0 | 0 | 0 | 0 | 0 | 2.22 | 0 | 0 | 0 | 0 | 0 | 0.328 |  |  | 2 | Lodging - Motel | Existing | San Jose-Reid (Sunnyvale for pre-2014) | PG&E
NG-WtrHt-LrgInst-Gas-gt200kBtuh-0p80Et | DEER2014 | D13 v1.00 | 2013-08-02 | PGE | Mtl | Ex | Any | CZ05 | Cap-kBTUh | 118 | 60000 | None | 0 | 0 | 0 | 0 | 0 | 2.25 | 0 | 0 | 0 | 0 | 0 | 0.33 |  |  | 2 | Lodging - Motel | Existing | Santa Maria Area | PG&E
NG-WtrHt-LrgInst-Gas-gt200kBtuh-0p80Et | DEER2014 | D13 v1.00 | 2013-08-02 | PGE | Mtl | Ex | Any | CZ11 | Cap-kBTUh | 118 | 60000 | None | 0 | 0 | 0 | 0 | 0 | 2.19 | 0 | 0 | 0 | 0 | 0 | 0.326 |  |  | 2 | Lodging - Motel | Existing | Red Bluff Area | PG&E
NG-WtrHt-LrgInst-Gas-gt200kBtuh-0p80Et | DEER2014 | D13 v1.00 | 2013-08-02 | PGE | Mtl | Ex | Any | CZ12 | Cap-kBTUh | 118 | 60000 | None | 0 | 0 | 0 | 0 | 0 | 2.14 | 0 | 0 | 0 | 0 | 0 | 0.327 |  |  | 2 | Lodging - Motel | Existing | Sacramento Area | PG&E
NG-WtrHt-LrgInst-Gas-gt200kBtuh-0p80Et | DEER2014 | D13 v1.00 | 2013-08-02 | PGE | Mtl | Ex | Any | CZ13 | Cap-kBTUh | 118 | 60000 | None | 0 | 0 | 0 | 0 | 0 | 2.2 | 0 | 0 | 0 | 0 | 0 | 0.326 |  |  | 2 | Lodging - Motel | Existing | Fresno Area | PG&E
NG-WtrHt-LrgInst-Gas-gt200kBtuh-0p80Et | DEER2014 | D13 v1.00 | 2013-08-02 | PGE | Mtl | Ex | Any | CZ16 | Cap-kBTUh | 118 | 60000 | None | 0 | 0 | 0 | 0 | 0 | 2.19 | 0 | 0 | 0 | 0 | 0 | 0.329 |  |  | 2 | Lodging - Motel | Existing | Blue Canyon (Mount Shasta for pre-2014) | PG&E
NG-WtrHt-LrgInst-Gas-gt200kBtuh-0p80Et | DEER2014 | D13 v1.00 | 2013-09-20 | PGE | Mtl | Ex | Any | IOU | Cap-kBTUh | 118 | 60000 | None | 0 | 0 | 0 | 0 | 0 | 2.28 | 0 | 0 | 0 | 0 | 0 | 0.329 |  |  | 2 | Lodging - Motel | Existing | IOU Territory | PG&E
NG-WtrHt-LrgInst-Gas-gt200kBtuh-0p80Et | DEER2014 | D13 v1.00 | 2013-09-20 | PGE | Mtl | New | Any | IOU | Cap-kBTUh | 118 | 60000 | None | 0 | 0 | 0 | 0 | 0 | 0.329 | 0 | 0 | 0 | 0 | 0 | 0.329 |  |  | 2 | Lodging - Motel | New | IOU Territory | PG&E
NG-WtrHt-LrgInst-Gas-gt200kBtuh-0p80Et | DEER2014 | D13 v1.00 | 2013-08-02 | PGE | Nrs | Ex | Any | CZ01 | Cap-kBTUh | 572 | 120000 | None | 0 | 0 | 0 | 0 | 0 | 2.98 | 0 | 0 | 0 | 0 | 0 | 0.323 |  |  | 2 | Health/Medical - Nursing Home | Existing | Arcata Area | PG&E
NG-WtrHt-LrgInst-Gas-gt200kBtuh-0p80Et | DEER2014 | D13 v1.00 | 2013-08-02 | PGE | Nrs | Ex | Any | CZ02 | Cap-kBTUh | 572 | 120000 | None | 0 | 0 | 0 | 0 | 0 | 2.86 | 0 | 0 | 0 | 0 | 0 | 0.316 |  |  | 2 | Health/Medical - Nursing Home | Existing | Santa Rosa Area | PG&E
NG-WtrHt-LrgInst-Gas-gt200kBtuh-0p80Et | DEER2014 | D13 v1.00 | 2013-08-02 | PGE | Nrs | Ex | Any | CZ03 | Cap-kBTUh | 572 | 120000 | None | 0 | 0 | 0 | 0 | 0 | 3.06 | 0 | 0 | 0 | 0 | 0 | 0.318 |  |  | 2 | Health/Medical - Nursing Home | Existing | Oakland Area | PG&E
NG-WtrHt-LrgInst-Gas-gt200kBtuh-0p80Et | DEER2014 | D13 v1.00 | 2013-08-02 | PGE | Nrs | Ex | Any | CZ04 | Cap-kBTUh | 572 | 120000 | None | 0 | 0 | 0 | 0 | 0 | 2.78 | 0 | 0 | 0 | 0 | 0 | 0.313 |  |  | 2 | Health/Medical - Nursing Home | Existing | San Jose-Reid (Sunnyvale for pre-2014) | PG&E
NG-WtrHt-LrgInst-Gas-gt200kBtuh-0p80Et | DEER2014 | D13 v1.00 | 2013-08-02 | PGE | Nrs | Ex | Any | CZ05 | Cap-kBTUh | 572 | 120000 | None | 0 | 0 | 0 | 0 | 0 | 2.86 | 0 | 0 | 0 | 0 | 0 | 0.319 |  |  | 2 | Health/Medical - Nursing Home | Existing | Santa Maria Area | PG&E
NG-WtrHt-LrgInst-Gas-gt200kBtuh-0p80Et | DEER2014 | D13 v1.00 | 2013-08-02 | PGE | Nrs | Ex | Any | CZ11 | Cap-kBTUh | 572 | 120000 | None | 0 | 0 | 0 | 0 | 0 | 2.62 | 0 | 0 | 0 | 0 | 0 | 0.314 |  |  | 2 | Health/Medical - Nursing Home | Existing | Red Bluff Area | PG&E
NG-WtrHt-LrgInst-Gas-gt200kBtuh-0p80Et | DEER2014 | D13 v1.00 | 2013-08-02 | PGE | Nrs | Ex | Any | CZ12 | Cap-kBTUh | 572 | 120000 | None | 0 | 0 | 0 | 0 | 0 | 2.71 | 0 | 0 | 0 | 0 | 0 | 0.314 |  |  | 2 | Health/Medical - Nursing Home | Existing | Sacramento Area | PG&E
NG-WtrHt-LrgInst-Gas-gt200kBtuh-0p80Et | DEER2014 | D13 v1.00 | 2013-08-02 | PGE | Nrs | Ex | Any | CZ13 | Cap-kBTUh | 572 | 120000 | None | 0 | 0 | 0 | 0 | 0 | 2.57 | 0 | 0 | 0 | 0 | 0 | 0.311 |  |  | 2 | Health/Medical - Nursing Home | Existing | Fresno Area | PG&E
NG-WtrHt-LrgInst-Gas-gt200kBtuh-0p80Et | DEER2014 | D13 v1.00 | 2013-08-02 | PGE | Nrs | Ex | Any | CZ16 | Cap-kBTUh | 572 | 120000 | None | 0 | 0 | 0 | 0 | 0 | 2.89 | 0 | 0 | 0 | 0 | 0 | 0.323 |  |  | 2 | Health/Medical - Nursing Home | Existing | Blue Canyon (Mount Shasta for pre-2014) | PG&E
NG-WtrHt-LrgInst-Gas-gt200kBtuh-0p80Et | DEER2014 | D13 v1.00 | 2013-09-20 | PGE | Nrs | Ex | Any | IOU | Cap-kBTUh | 572 | 120000 | None | 0 | 0 | 0 | 0 | 0 | 2.81 | 0 | 0 | 0 | 0 | 0 | 0.315 |  |  | 2 | Health/Medical - Nursing Home | Existing | IOU Territory | PG&E
NG-WtrHt-LrgInst-Gas-gt200kBtuh-0p80Et | DEER2014 | D13 v1.00 | 2013-09-20 | PGE | Nrs | New | Any | IOU | Cap-kBTUh | 572 | 120000 | None | 0 | 0 | 0 | 0 | 0 | 0.314 | 0 | 0 | 0 | 0 | 0 | 0.314 |  |  | 2 | Health/Medical - Nursing Home | New | IOU Territory | PG&E
NG-WtrHt-LrgInst-Gas-gt200kBtuh-0p80Et | DEER2014 | D13 v1.00 | 2013-08-02 | PGE | OfL | Ex | Any | CZ01 | Cap-kBTUh | 146 | 175000 | None | 0 | 0 | 0 | 0 | 0 | 2.56 | 0 | 0 | 0 | 0 | 0 | 0.327 |  |  | 2 | Office - Large | Existing | Arcata Area | PG&E
NG-WtrHt-LrgInst-Gas-gt200kBtuh-0p80Et | DEER2014 | D13 v1.00 | 2013-08-02 | PGE | OfL | Ex | Any | CZ02 | Cap-kBTUh | 146 | 175000 | None | 0 | 0 | 0 | 0 | 0 | 2.41 | 0 | 0 | 0 | 0 | 0 | 0.323 |  |  | 2 | Office - Large | Existing | Santa Rosa Area | PG&E
NG-WtrHt-LrgInst-Gas-gt200kBtuh-0p80Et | DEER2014 | D13 v1.00 | 2013-08-02 | PGE | OfL | Ex | Any | CZ03 | Cap-kBTUh | 146 | 175000 | None | 0 | 0 | 0 | 0 | 0 | 2.48 | 0 | 0 | 0 | 0 | 0 | 0.323 |  |  | 2 | Office - Large | Existing | Oakland Area | PG&E
NG-WtrHt-LrgInst-Gas-gt200kBtuh-0p80Et | DEER2014 | D13 v1.00 | 2013-08-02 | PGE | OfL | Ex | Any | CZ04 | Cap-kBTUh | 146 | 175000 | None | 0 | 0 | 0 | 0 | 0 | 2.32 | 0 | 0 | 0 | 0 | 0 | 0.322 |  |  | 2 | Office - Large | Existing | San Jose-Reid (Sunnyvale for pre-2014) | PG&E
NG-WtrHt-LrgInst-Gas-gt200kBtuh-0p80Et | DEER2014 | D13 v1.00 | 2013-08-02 | PGE | OfL | Ex | Any | CZ05 | Cap-kBTUh | 146 | 175000 | None | 0 | 0 | 0 | 0 | 0 | 2.35 | 0 | 0 | 0 | 0 | 0 | 0.323 |  |  | 2 | Office - Large | Existing | Santa Maria Area | PG&E
NG-WtrHt-LrgInst-Gas-gt200kBtuh-0p80Et | DEER2014 | D13 v1.00 | 2013-08-02 | PGE | OfL | Ex | Any | CZ11 | Cap-kBTUh | 146 | 175000 | None | 0 | 0 | 0 | 0 | 0 | 2.27 | 0 | 0 | 0 | 0 | 0 | 0.321 |  |  | 2 | Office - Large | Existing | Red Bluff Area | PG&E
NG-WtrHt-LrgInst-Gas-gt200kBtuh-0p80Et | DEER2014 | D13 v1.00 | 2013-08-02 | PGE | OfL | Ex | Any | CZ12 | Cap-kBTUh | 146 | 175000 | None | 0 | 0 | 0 | 0 | 0 | 2.19 | 0 | 0 | 0 | 0 | 0 | 0.321 |  |  | 2 | Office - Large | Existing | Sacramento Area | PG&E
NG-WtrHt-LrgInst-Gas-gt200kBtuh-0p80Et | DEER2014 | D13 v1.00 | 2013-08-02 | PGE | OfL | Ex | Any | CZ13 | Cap-kBTUh | 146 | 175000 | None | 0 | 0 | 0 | 0 | 0 | 2.32 | 0 | 0 | 0 | 0 | 0 | 0.319 |  |  | 2 | Office - Large | Existing | Fresno Area | PG&E
NG-WtrHt-LrgInst-Gas-gt200kBtuh-0p80Et | DEER2014 | D13 v1.00 | 2013-08-02 | PGE | OfL | Ex | Any | CZ16 | Cap-kBTUh | 146 | 175000 | None | 0 | 0 | 0 | 0 | 0 | 2.48 | 0 | 0 | 0 | 0 | 0 | 0.328 |  |  | 2 | Office - Large | Existing | Blue Canyon (Mount Shasta for pre-2014) | PG&E
NG-WtrHt-LrgInst-Gas-gt200kBtuh-0p80Et | DEER2014 | D13 v1.00 | 2013-09-20 | PGE | OfL | Ex | Any | IOU | Cap-kBTUh | 146 | 175000 | None | 0 | 0 | 0 | 0 | 0 | 2.39 | 0 | 0 | 0 | 0 | 0 | 0.322 |  |  | 2 | Office - Large | Existing | IOU Territory | PG&E
NG-WtrHt-LrgInst-Gas-gt200kBtuh-0p80Et | DEER2014 | D13 v1.00 | 2013-09-20 | PGE | OfL | New | Any | IOU | Cap-kBTUh | 146 | 175000 | None | 0 | 0 | 0 | 0 | 0 | 0.318 | 0 | 0 | 0 | 0 | 0 | 0.318 |  |  | 2 | Office - Large | New | IOU Territory | PG&E
NG-WtrHt-LrgInst-Gas-gt200kBtuh-0p80Et | DEER2014 | D13 v1.00 | 2013-08-02 | PGE | OfS | Ex | Any | CZ01 | Cap-kBTUh | 43.7 | 10000 | None | 0 | 0 | 0 | 0 | 0 | 2.04 | 0 | 0 | 0 | 0 | 0 | 0.331 |  |  | 2 | Office - Small | Existing | Arcata Area | PG&E
NG-WtrHt-LrgInst-Gas-gt200kBtuh-0p80Et | DEER2014 | D13 v1.00 | 2013-08-02 | PGE | OfS | Ex | Any | CZ02 | Cap-kBTUh | 43.7 | 10000 | None | 0 | 0 | 0 | 0 | 0 | 1.96 | 0 | 0 | 0 | 0 | 0 | 0.323 |  |  | 2 | Office - Small | Existing | Santa Rosa Area | PG&E
NG-WtrHt-LrgInst-Gas-gt200kBtuh-0p80Et | DEER2014 | D13 v1.00 | 2013-08-02 | PGE | OfS | Ex | Any | CZ03 | Cap-kBTUh | 43.7 | 10000 | None | 0 | 0 | 0 | 0 | 0 | 1.98 | 0 | 0 | 0 | 0 | 0 | 0.325 |  |  | 2 | Office - Small | Existing | Oakland Area | PG&E
NG-WtrHt-LrgInst-Gas-gt200kBtuh-0p80Et | DEER2014 | D13 v1.00 | 2013-08-02 | PGE | OfS | Ex | Any | CZ04 | Cap-kBTUh | 43.7 | 10000 | None | 0 | 0 | 0 | 0 | 0 | 1.92 | 0 | 0 | 0 | 0 | 0 | 0.321 |  |  | 2 | Office - Small | Existing | San Jose-Reid (Sunnyvale for pre-2014) | PG&E
NG-WtrHt-LrgInst-Gas-gt200kBtuh-0p80Et | DEER2014 | D13 v1.00 | 2013-08-02 | PGE | OfS | Ex | Any | CZ05 | Cap-kBTUh | 43.7 | 10000 | None | 0 | 0 | 0 | 0 | 0 | 1.95 | 0 | 0 | 0 | 0 | 0 | 0.325 |  |  | 2 | Office - Small | Existing | Santa Maria Area | PG&E
NG-WtrHt-LrgInst-Gas-gt200kBtuh-0p80Et | DEER2014 | D13 v1.00 | 2013-08-02 | PGE | OfS | Ex | Any | CZ11 | Cap-kBTUh | 43.7 | 10000 | None | 0 | 0 | 0 | 0 | 0 | 1.89 | 0 | 0 | 0 | 0 | 0 | 0.318 |  |  | 2 | Office - Small | Existing | Red Bluff Area | PG&E
NG-WtrHt-LrgInst-Gas-gt200kBtuh-0p80Et | DEER2014 | D13 v1.00 | 2013-08-02 | PGE | OfS | Ex | Any | CZ12 | Cap-kBTUh | 43.7 | 10000 | None | 0 | 0 | 0 | 0 | 0 | 1.9 | 0 | 0 | 0 | 0 | 0 | 0.321 |  |  | 2 | Office - Small | Existing | Sacramento Area | PG&E
NG-WtrHt-LrgInst-Gas-gt200kBtuh-0p80Et | DEER2014 | D13 v1.00 | 2013-08-02 | PGE | OfS | Ex | Any | CZ13 | Cap-kBTUh | 43.7 | 10000 | None | 0 | 0 | 0 | 0 | 0 | 1.87 | 0 | 0 | 0 | 0 | 0 | 0.317 |  |  | 2 | Office - Small | Existing | Fresno Area | PG&E
NG-WtrHt-LrgInst-Gas-gt200kBtuh-0p80Et | DEER2014 | D13 v1.00 | 2013-08-02 | PGE | OfS | Ex | Any | CZ16 | Cap-kBTUh | 43.7 | 10000 | None | 0 | 0 | 0 | 0 | 0 | 2 | 0 | 0 | 0 | 0 | 0 | 0.328 |  |  | 2 | Office - Small | Existing | Blue Canyon (Mount Shasta for pre-2014) | PG&E
NG-WtrHt-LrgInst-Gas-gt200kBtuh-0p80Et | DEER2014 | D13 v1.00 | 2013-09-20 | PGE | OfS | Ex | Any | IOU | Cap-kBTUh | 43.7 | 10000 | None | 0 | 0 | 0 | 0 | 0 | 1.92 | 0 | 0 | 0 | 0 | 0 | 0.321 |  |  | 2 | Office - Small | Existing | IOU Territory | PG&E
NG-WtrHt-LrgInst-Gas-gt200kBtuh-0p80Et | DEER2014 | D13 v1.00 | 2013-09-20 | PGE | OfS | New | Any | IOU | Cap-kBTUh | 43.7 | 10000 | None | 0 | 0 | 0 | 0 | 0 | 0.319 | 0 | 0 | 0 | 0 | 0 | 0.319 |  |  | 2 | Office - Small | New | IOU Territory | PG&E
NG-WtrHt-LrgInst-Gas-gt200kBtuh-0p80Et | DEER2014 | D13 v1.00 | 2013-08-02 | PGE | RFF | Ex | Any | CZ01 | Cap-kBTUh | 87.5 | 4000 | None | 0 | 0 | 0 | 0 | 0 | 2.72 | 0 | 0 | 0 | 0 | 0 | 0.349 |  |  | 2 | Restaurant - Fast-Food | Existing | Arcata Area | PG&E
NG-WtrHt-LrgInst-Gas-gt200kBtuh-0p80Et | DEER2014 | D13 v1.00 | 2013-08-02 | PGE | RFF | Ex | Any | CZ02 | Cap-kBTUh | 87.5 | 4000 | None | 0 | 0 | 0 | 0 | 0 | 2.5 | 0 | 0 | 0 | 0 | 0 | 0.335 |  |  | 2 | Restaurant - Fast-Food | Existing | Santa Rosa Area | PG&E
NG-WtrHt-LrgInst-Gas-gt200kBtuh-0p80Et | DEER2014 | D13 v1.00 | 2013-08-02 | PGE | RFF | Ex | Any | CZ03 | Cap-kBTUh | 87.5 | 4000 | None | 0 | 0 | 0 | 0 | 0 | 2.52 | 0 | 0 | 0 | 0 | 0 | 0.339 |  |  | 2 | Restaurant - Fast-Food | Existing | Oakland Area | PG&E
NG-WtrHt-LrgInst-Gas-gt200kBtuh-0p80Et | DEER2014 | D13 v1.00 | 2013-08-02 | PGE | RFF | Ex | Any | CZ04 | Cap-kBTUh | 87.5 | 4000 | None | 0 | 0 | 0 | 0 | 0 | 2.46 | 0 | 0 | 0 | 0 | 0 | 0.334 |  |  | 2 | Restaurant - Fast-Food | Existing | San Jose-Reid (Sunnyvale for pre-2014) | PG&E
NG-WtrHt-LrgInst-Gas-gt200kBtuh-0p80Et | DEER2014 | D13 v1.00 | 2013-08-02 | PGE | RFF | Ex | Any | CZ05 | Cap-kBTUh | 87.5 | 4000 | None | 0 | 0 | 0 | 0 | 0 | 2.52 | 0 | 0 | 0 | 0 | 0 | 0.34 |  |  | 2 | Restaurant - Fast-Food | Existing | Santa Maria Area | PG&E
NG-WtrHt-LrgInst-Gas-gt200kBtuh-0p80Et | DEER2014 | D13 v1.00 | 2013-08-02 | PGE | RFF | Ex | Any | CZ11 | Cap-kBTUh | 87.5 | 4000 | None | 0 | 0 | 0 | 0 | 0 | 2.38 | 0 | 0 | 0 | 0 | 0 | 0.33 |  |  | 2 | Restaurant - Fast-Food | Existing | Red Bluff Area | PG&E
NG-WtrHt-LrgInst-Gas-gt200kBtuh-0p80Et | DEER2014 | D13 v1.00 | 2013-08-02 | PGE | RFF | Ex | Any | CZ12 | Cap-kBTUh | 87.5 | 4000 | None | 0 | 0 | 0 | 0 | 0 | 2.39 | 0 | 0 | 0 | 0 | 0 | 0.332 |  |  | 2 | Restaurant - Fast-Food | Existing | Sacramento Area | PG&E
NG-WtrHt-LrgInst-Gas-gt200kBtuh-0p80Et | DEER2014 | D13 v1.00 | 2013-08-02 | PGE | RFF | Ex | Any | CZ13 | Cap-kBTUh | 87.5 | 4000 | None | 0 | 0 | 0 | 0 | 0 | 2.35 | 0 | 0 | 0 | 0 | 0 | 0.327 |  |  | 2 | Restaurant - Fast-Food | Existing | Fresno Area | PG&E
NG-WtrHt-LrgInst-Gas-gt200kBtuh-0p80Et | DEER2014 | D13 v1.00 | 2013-08-02 | PGE | RFF | Ex | Any | CZ16 | Cap-kBTUh | 87.5 | 4000 | None | 0 | 0 | 0 | 0 | 0 | 2.6 | 0 | 0 | 0 | 0 | 0 | 0.347 |  |  | 2 | Restaurant - Fast-Food | Existing | Blue Canyon (Mount Shasta for pre-2014) | PG&E
NG-WtrHt-LrgInst-Gas-gt200kBtuh-0p80Et | DEER2014 | D13 v1.00 | 2013-09-20 | PGE | RFF | Ex | Any | IOU | Cap-kBTUh | 87.5 | 4000 | None | 0 | 0 | 0 | 0 | 0 | 2.46 | 0 | 0 | 0 | 0 | 0 | 0.334 |  |  | 2 | Restaurant - Fast-Food | Existing | IOU Territory | PG&E
NG-WtrHt-LrgInst-Gas-gt200kBtuh-0p80Et | DEER2014 | D13 v1.00 | 2013-09-20 | PGE | RFF | New | Any | IOU | Cap-kBTUh | 87.5 | 4000 | None | 0 | 0 | 0 | 0 | 0 | 0.331 | 0 | 0 | 0 | 0 | 0 | 0.331 |  |  | 2 | Restaurant - Fast-Food | New | IOU Territory | PG&E
NG-WtrHt-LrgInst-Gas-gt200kBtuh-0p80Et | DEER2014 | D13 v1.00 | 2013-08-02 | PGE | RSD | Ex | Any | CZ01 | Cap-kBTUh | 90.9 | 11200 | None | 0 | 0 | 0 | 0 | 0 | 3.24 | 0 | 0 | 0 | 0 | 0 | 0.36 |  |  | 2 | Restaurant - Sit-Down | Existing | Arcata Area | PG&E
NG-WtrHt-LrgInst-Gas-gt200kBtuh-0p80Et | DEER2014 | D13 v1.00 | 2013-08-02 | PGE | RSD | Ex | Any | CZ02 | Cap-kBTUh | 90.9 | 11200 | None | 0 | 0 | 0 | 0 | 0 | 2.93 | 0 | 0 | 0 | 0 | 0 | 0.343 |  |  | 2 | Restaurant - Sit-Down | Existing | Santa Rosa Area | PG&E
NG-WtrHt-LrgInst-Gas-gt200kBtuh-0p80Et | DEER2014 | D13 v1.00 | 2013-08-02 | PGE | RSD | Ex | Any | CZ03 | Cap-kBTUh | 90.9 | 11200 | None | 0 | 0 | 0 | 0 | 0 | 2.95 | 0 | 0 | 0 | 0 | 0 | 0.346 |  |  | 2 | Restaurant - Sit-Down | Existing | Oakland Area | PG&E
NG-WtrHt-LrgInst-Gas-gt200kBtuh-0p80Et | DEER2014 | D13 v1.00 | 2013-08-02 | PGE | RSD | Ex | Any | CZ04 | Cap-kBTUh | 90.9 | 11200 | None | 0 | 0 | 0 | 0 | 0 | 2.86 | 0 | 0 | 0 | 0 | 0 | 0.339 |  |  | 2 | Restaurant - Sit-Down | Existing | San Jose-Reid (Sunnyvale for pre-2014) | PG&E
NG-WtrHt-LrgInst-Gas-gt200kBtuh-0p80Et | DEER2014 | D13 v1.00 | 2013-08-02 | PGE | RSD | Ex | Any | CZ05 | Cap-kBTUh | 90.9 | 11200 | None | 0 | 0 | 0 | 0 | 0 | 2.95 | 0 | 0 | 0 | 0 | 0 | 0.347 |  |  | 2 | Restaurant - Sit-Down | Existing | Santa Maria Area | PG&E
NG-WtrHt-LrgInst-Gas-gt200kBtuh-0p80Et | DEER2014 | D13 v1.00 | 2013-08-02 | PGE | RSD | Ex | Any | CZ11 | Cap-kBTUh | 90.9 | 11200 | None | 0 | 0 | 0 | 0 | 0 | 2.75 | 0 | 0 | 0 | 0 | 0 | 0.334 |  |  | 2 | Restaurant - Sit-Down | Existing | Red Bluff Area | PG&E
NG-WtrHt-LrgInst-Gas-gt200kBtuh-0p80Et | DEER2014 | D13 v1.00 | 2013-08-02 | PGE | RSD | Ex | Any | CZ12 | Cap-kBTUh | 90.9 | 11200 | None | 0 | 0 | 0 | 0 | 0 | 2.77 | 0 | 0 | 0 | 0 | 0 | 0.337 |  |  | 2 | Restaurant - Sit-Down | Existing | Sacramento Area | PG&E
NG-WtrHt-LrgInst-Gas-gt200kBtuh-0p80Et | DEER2014 | D13 v1.00 | 2013-08-02 | PGE | RSD | Ex | Any | CZ13 | Cap-kBTUh | 90.9 | 11200 | None | 0 | 0 | 0 | 0 | 0 | 2.7 | 0 | 0 | 0 | 0 | 0 | 0.331 |  |  | 2 | Restaurant - Sit-Down | Existing | Fresno Area | PG&E
NG-WtrHt-LrgInst-Gas-gt200kBtuh-0p80Et | DEER2014 | D13 v1.00 | 2013-08-02 | PGE | RSD | Ex | Any | CZ16 | Cap-kBTUh | 90.9 | 11200 | None | 0 | 0 | 0 | 0 | 0 | 3.06 | 0 | 0 | 0 | 0 | 0 | 0.354 |  |  | 2 | Restaurant - Sit-Down | Existing | Blue Canyon (Mount Shasta for pre-2014) | PG&E
NG-WtrHt-LrgInst-Gas-gt200kBtuh-0p80Et | DEER2014 | D13 v1.00 | 2013-09-20 | PGE | RSD | Ex | Any | IOU | Cap-kBTUh | 90.9 | 11200 | None | 0 | 0 | 0 | 0 | 0 | 2.85 | 0 | 0 | 0 | 0 | 0 | 0.34 |  |  | 2 | Restaurant - Sit-Down | Existing | IOU Territory | PG&E
NG-WtrHt-LrgInst-Gas-gt200kBtuh-0p80Et | DEER2014 | D13 v1.00 | 2013-09-20 | PGE | RSD | New | Any | IOU | Cap-kBTUh | 90.9 | 11200 | None | 0 | 0 | 0 | 0 | 0 | 0.331 | 0 | 0 | 0 | 0 | 0 | 0.331 |  |  | 2 | Restaurant - Sit-Down | New | IOU Territory | PG&E
NG-WtrHt-LrgInst-Gas-gt200kBtuh-0p80Et | DEER2014 | D13 v1.00 | 2013-08-02 | PGE | Rt3 | Ex | Any | CZ01 | Cap-kBTUh | 87.5 | 120000 | None | 0 | 0 | 0 | 0 | 0 | 2.21 | 0 | 0 | 0 | 0 | 0 | 0.326 |  |  | 2 | Retail - Multistory Large | Existing | Arcata Area | PG&E
NG-WtrHt-LrgInst-Gas-gt200kBtuh-0p80Et | DEER2014 | D13 v1.00 | 2013-08-02 | PGE | Rt3 | Ex | Any | CZ02 | Cap-kBTUh | 87.5 | 120000 | None | 0 | 0 | 0 | 0 | 0 | 2.15 | 0 | 0 | 0 | 0 | 0 | 0.322 |  |  | 2 | Retail - Multistory Large | Existing | Santa Rosa Area | PG&E
NG-WtrHt-LrgInst-Gas-gt200kBtuh-0p80Et | DEER2014 | D13 v1.00 | 2013-08-02 | PGE | Rt3 | Ex | Any | CZ03 | Cap-kBTUh | 87.5 | 120000 | None | 0 | 0 | 0 | 0 | 0 | 2.21 | 0 | 0 | 0 | 0 | 0 | 0.323 |  |  | 2 | Retail - Multistory Large | Existing | Oakland Area | PG&E
NG-WtrHt-LrgInst-Gas-gt200kBtuh-0p80Et | DEER2014 | D13 v1.00 | 2013-08-02 | PGE | Rt3 | Ex | Any | CZ04 | Cap-kBTUh | 87.5 | 120000 | None | 0 | 0 | 0 | 0 | 0 | 2.12 | 0 | 0 | 0 | 0 | 0 | 0.321 |  |  | 2 | Retail - Multistory Large | Existing | San Jose-Reid (Sunnyvale for pre-2014) | PG&E
NG-WtrHt-LrgInst-Gas-gt200kBtuh-0p80Et | DEER2014 | D13 v1.00 | 2013-08-02 | PGE | Rt3 | Ex | Any | CZ05 | Cap-kBTUh | 87.5 | 120000 | None | 0 | 0 | 0 | 0 | 0 | 2.14 | 0 | 0 | 0 | 0 | 0 | 0.322 |  |  | 2 | Retail - Multistory Large | Existing | Santa Maria Area | PG&E
NG-WtrHt-LrgInst-Gas-gt200kBtuh-0p80Et | DEER2014 | D13 v1.00 | 2013-08-02 | PGE | Rt3 | Ex | Any | CZ11 | Cap-kBTUh | 87.5 | 120000 | None | 0 | 0 | 0 | 0 | 0 | 1.98 | 0 | 0 | 0 | 0 | 0 | 0.32 |  |  | 2 | Retail - Multistory Large | Existing | Red Bluff Area | PG&E
NG-WtrHt-LrgInst-Gas-gt200kBtuh-0p80Et | DEER2014 | D13 v1.00 | 2013-08-02 | PGE | Rt3 | Ex | Any | CZ12 | Cap-kBTUh | 87.5 | 120000 | None | 0 | 0 | 0 | 0 | 0 | 2 | 0 | 0 | 0 | 0 | 0 | 0.321 |  |  | 2 | Retail - Multistory Large | Existing | Sacramento Area | PG&E
NG-WtrHt-LrgInst-Gas-gt200kBtuh-0p80Et | DEER2014 | D13 v1.00 | 2013-08-02 | PGE | Rt3 | Ex | Any | CZ13 | Cap-kBTUh | 87.5 | 120000 | None | 0 | 0 | 0 | 0 | 0 | 1.98 | 0 | 0 | 0 | 0 | 0 | 0.319 |  |  | 2 | Retail - Multistory Large | Existing | Fresno Area | PG&E
NG-WtrHt-LrgInst-Gas-gt200kBtuh-0p80Et | DEER2014 | D13 v1.00 | 2013-08-02 | PGE | Rt3 | Ex | Any | CZ16 | Cap-kBTUh | 87.5 | 120000 | None | 0 | 0 | 0 | 0 | 0 | 2.12 | 0 | 0 | 0 | 0 | 0 | 0.325 |  |  | 2 | Retail - Multistory Large | Existing | Blue Canyon (Mount Shasta for pre-2014) | PG&E
NG-WtrHt-LrgInst-Gas-gt200kBtuh-0p80Et | DEER2014 | D13 v1.00 | 2013-09-20 | PGE | Rt3 | Ex | Any | IOU | Cap-kBTUh | 87.5 | 120000 | None | 0 | 0 | 0 | 0 | 0 | 2.1 | 0 | 0 | 0 | 0 | 0 | 0.321 |  |  | 2 | Retail - Multistory Large | Existing | IOU Territory | PG&E
NG-WtrHt-LrgInst-Gas-gt200kBtuh-0p80Et | DEER2014 | D13 v1.00 | 2013-09-20 | PGE | Rt3 | New | Any | IOU | Cap-kBTUh | 87.5 | 120000 | None | 0 | 0 | 0 | 0 | 0 | 0.318 | 0 | 0 | 0 | 0 | 0 | 0.318 |  |  | 2 | Retail - Multistory Large | New | IOU Territory | PG&E
NG-WtrHt-LrgInst-Gas-gt200kBtuh-0p80Et | DEER2014 | D13 v1.00 | 2013-08-02 | PGE | RtL | Ex | Any | CZ01 | Cap-kBTUh | 87.5 | 131000 | None | 0 | 0 | 0 | 0 | 0 | 2.11 | 0 | 0 | 0 | 0 | 0 | 0.33 |  |  | 2 | Retail - Single-Story Large | Existing | Arcata Area | PG&E
NG-WtrHt-LrgInst-Gas-gt200kBtuh-0p80Et | DEER2014 | D13 v1.00 | 2013-08-02 | PGE | RtL | Ex | Any | CZ02 | Cap-kBTUh | 87.5 | 131000 | None | 0 | 0 | 0 | 0 | 0 | 2.05 | 0 | 0 | 0 | 0 | 0 | 0.324 |  |  | 2 | Retail - Single-Story Large | Existing | Santa Rosa Area | PG&E
NG-WtrHt-LrgInst-Gas-gt200kBtuh-0p80Et | DEER2014 | D13 v1.00 | 2013-08-02 | PGE | RtL | Ex | Any | CZ03 | Cap-kBTUh | 87.5 | 131000 | None | 0 | 0 | 0 | 0 | 0 | 2.09 | 0 | 0 | 0 | 0 | 0 | 0.324 |  |  | 2 | Retail - Single-Story Large | Existing | Oakland Area | PG&E
NG-WtrHt-LrgInst-Gas-gt200kBtuh-0p80Et | DEER2014 | D13 v1.00 | 2013-08-02 | PGE | RtL | Ex | Any | CZ04 | Cap-kBTUh | 87.5 | 131000 | None | 0 | 0 | 0 | 0 | 0 | 2.01 | 0 | 0 | 0 | 0 | 0 | 0.321 |  |  | 2 | Retail - Single-Story Large | Existing | San Jose-Reid (Sunnyvale for pre-2014) | PG&E
NG-WtrHt-LrgInst-Gas-gt200kBtuh-0p80Et | DEER2014 | D13 v1.00 | 2013-08-02 | PGE | RtL | Ex | Any | CZ05 | Cap-kBTUh | 87.5 | 131000 | None | 0 | 0 | 0 | 0 | 0 | 2.04 | 0 | 0 | 0 | 0 | 0 | 0.324 |  |  | 2 | Retail - Single-Story Large | Existing | Santa Maria Area | PG&E
NG-WtrHt-LrgInst-Gas-gt200kBtuh-0p80Et | DEER2014 | D13 v1.00 | 2013-08-02 | PGE | RtL | Ex | Any | CZ11 | Cap-kBTUh | 87.5 | 131000 | None | 0 | 0 | 0 | 0 | 0 | 1.89 | 0 | 0 | 0 | 0 | 0 | 0.321 |  |  | 2 | Retail - Single-Story Large | Existing | Red Bluff Area | PG&E
NG-WtrHt-LrgInst-Gas-gt200kBtuh-0p80Et | DEER2014 | D13 v1.00 | 2013-08-02 | PGE | RtL | Ex | Any | CZ12 | Cap-kBTUh | 87.5 | 131000 | None | 0 | 0 | 0 | 0 | 0 | 1.91 | 0 | 0 | 0 | 0 | 0 | 0.322 |  |  | 2 | Retail - Single-Story Large | Existing | Sacramento Area | PG&E
NG-WtrHt-LrgInst-Gas-gt200kBtuh-0p80Et | DEER2014 | D13 v1.00 | 2013-08-02 | PGE | RtL | Ex | Any | CZ13 | Cap-kBTUh | 87.5 | 131000 | None | 0 | 0 | 0 | 0 | 0 | 1.9 | 0 | 0 | 0 | 0 | 0 | 0.319 |  |  | 2 | Retail - Single-Story Large | Existing | Fresno Area | PG&E
NG-WtrHt-LrgInst-Gas-gt200kBtuh-0p80Et | DEER2014 | D13 v1.00 | 2013-08-02 | PGE | RtL | Ex | Any | CZ16 | Cap-kBTUh | 87.5 | 131000 | None | 0 | 0 | 0 | 0 | 0 | 2.03 | 0 | 0 | 0 | 0 | 0 | 0.329 |  |  | 2 | Retail - Single-Story Large | Existing | Blue Canyon (Mount Shasta for pre-2014) | PG&E
NG-WtrHt-LrgInst-Gas-gt200kBtuh-0p80Et | DEER2014 | D13 v1.00 | 2013-09-20 | PGE | RtL | Ex | Any | IOU | Cap-kBTUh | 87.5 | 131000 | None | 0 | 0 | 0 | 0 | 0 | 2 | 0 | 0 | 0 | 0 | 0 | 0.322 |  |  | 2 | Retail - Single-Story Large | Existing | IOU Territory | PG&E
NG-WtrHt-LrgInst-Gas-gt200kBtuh-0p80Et | DEER2014 | D13 v1.00 | 2013-09-20 | PGE | RtL | New | Any | IOU | Cap-kBTUh | 87.5 | 131000 | None | 0 | 0 | 0 | 0 | 0 | 0.321 | 0 | 0 | 0 | 0 | 0 | 0.321 |  |  | 2 | Retail - Single-Story Large | New | IOU Territory | PG&E
NG-WtrHt-LrgInst-Gas-gt200kBtuh-0p80Et | DEER2014 | D13 v1.00 | 2013-08-02 | PGE | RtS | Ex | Any | CZ01 | Cap-kBTUh | 14.6 | 32000 | None | 0 | 0 | 0 | 0 | 0 | 2.44 | 0 | 0 | 0 | 0 | 0 | 0.348 |  |  | 2 | Retail - Small | Existing | Arcata Area | PG&E
NG-WtrHt-LrgInst-Gas-gt200kBtuh-0p80Et | DEER2014 | D13 v1.00 | 2013-08-02 | PGE | RtS | Ex | Any | CZ02 | Cap-kBTUh | 14.6 | 32000 | None | 0 | 0 | 0 | 0 | 0 | 2.33 | 0 | 0 | 0 | 0 | 0 | 0.336 |  |  | 2 | Retail - Small | Existing | Santa Rosa Area | PG&E
NG-WtrHt-LrgInst-Gas-gt200kBtuh-0p80Et | DEER2014 | D13 v1.00 | 2013-08-02 | PGE | RtS | Ex | Any | CZ03 | Cap-kBTUh | 14.6 | 32000 | None | 0 | 0 | 0 | 0 | 0 | 2.41 | 0 | 0 | 0 | 0 | 0 | 0.339 |  |  | 2 | Retail - Small | Existing | Oakland Area | PG&E
NG-WtrHt-LrgInst-Gas-gt200kBtuh-0p80Et | DEER2014 | D13 v1.00 | 2013-08-02 | PGE | RtS | Ex | Any | CZ04 | Cap-kBTUh | 14.6 | 32000 | None | 0 | 0 | 0 | 0 | 0 | 2.28 | 0 | 0 | 0 | 0 | 0 | 0.334 |  |  | 2 | Retail - Small | Existing | San Jose-Reid (Sunnyvale for pre-2014) | PG&E
NG-WtrHt-LrgInst-Gas-gt200kBtuh-0p80Et | DEER2014 | D13 v1.00 | 2013-08-02 | PGE | RtS | Ex | Any | CZ05 | Cap-kBTUh | 14.6 | 32000 | None | 0 | 0 | 0 | 0 | 0 | 2.33 | 0 | 0 | 0 | 0 | 0 | 0.339 |  |  | 2 | Retail - Small | Existing | Santa Maria Area | PG&E
NG-WtrHt-LrgInst-Gas-gt200kBtuh-0p80Et | DEER2014 | D13 v1.00 | 2013-08-02 | PGE | RtS | Ex | Any | CZ11 | Cap-kBTUh | 14.6 | 32000 | None | 0 | 0 | 0 | 0 | 0 | 2.11 | 0 | 0 | 0 | 0 | 0 | 0.329 |  |  | 2 | Retail - Small | Existing | Red Bluff Area | PG&E
NG-WtrHt-LrgInst-Gas-gt200kBtuh-0p80Et | DEER2014 | D13 v1.00 | 2013-08-02 | PGE | RtS | Ex | Any | CZ12 | Cap-kBTUh | 14.6 | 32000 | None | 0 | 0 | 0 | 0 | 0 | 2.15 | 0 | 0 | 0 | 0 | 0 | 0.332 |  |  | 2 | Retail - Small | Existing | Sacramento Area | PG&E
NG-WtrHt-LrgInst-Gas-gt200kBtuh-0p80Et | DEER2014 | D13 v1.00 | 2013-08-02 | PGE | RtS | Ex | Any | CZ13 | Cap-kBTUh | 14.6 | 32000 | None | 0 | 0 | 0 | 0 | 0 | 2.1 | 0 | 0 | 0 | 0 | 0 | 0.327 |  |  | 2 | Retail - Small | Existing | Fresno Area | PG&E
NG-WtrHt-LrgInst-Gas-gt200kBtuh-0p80Et | DEER2014 | D13 v1.00 | 2013-08-02 | PGE | RtS | Ex | Any | CZ16 | Cap-kBTUh | 14.6 | 32000 | None | 0 | 0 | 0 | 0 | 0 | 2.34 | 0 | 0 | 0 | 0 | 0 | 0.346 |  |  | 2 | Retail - Small | Existing | Blue Canyon (Mount Shasta for pre-2014) | PG&E
NG-WtrHt-LrgInst-Gas-gt200kBtuh-0p80Et | DEER2014 | D13 v1.00 | 2013-09-20 | PGE | RtS | Ex | Any | IOU | Cap-kBTUh | 14.6 | 32000 | None | 0 | 0 | 0 | 0 | 0 | 2.26 | 0 | 0 | 0 | 0 | 0 | 0.334 |  |  | 2 | Retail - Small | Existing | IOU Territory | PG&E
NG-WtrHt-LrgInst-Gas-gt200kBtuh-0p80Et | DEER2014 | D13 v1.00 | 2013-09-20 | PGE | RtS | New | Any | IOU | Cap-kBTUh | 14.6 | 32000 | None | 0 | 0 | 0 | 0 | 0 | 0.329 | 0 | 0 | 0 | 0 | 0 | 0.329 |  |  | 2 | Retail - Small | New | IOU Territory | PG&E
NG-WtrHt-LrgInst-Gas-gt200kBtuh-0p80Et | DEER2014 | D13 v1.00 | 2013-08-02 | PGE | SCn | Ex | Any | CZ01 | Cap-kBTUh | 58.3 | 500000 | None | 0 | 0 | 0 | 0 | 0 | 2.29 | 0 | 0 | 0 | 0 | 0 | 0.359 |  |  | 2 | Storage - Conditioned | Existing | Arcata Area | PG&E
NG-WtrHt-LrgInst-Gas-gt200kBtuh-0p80Et | DEER2014 | D13 v1.00 | 2013-08-02 | PGE | SCn | Ex | Any | CZ02 | Cap-kBTUh | 58.3 | 500000 | None | 0 | 0 | 0 | 0 | 0 | 2.34 | 0 | 0 | 0 | 0 | 0 | 0.337 |  |  | 2 | Storage - Conditioned | Existing | Santa Rosa Area | PG&E
NG-WtrHt-LrgInst-Gas-gt200kBtuh-0p80Et | DEER2014 | D13 v1.00 | 2013-08-02 | PGE | SCn | Ex | Any | CZ03 | Cap-kBTUh | 58.3 | 500000 | None | 0 | 0 | 0 | 0 | 0 | 2.57 | 0 | 0 | 0 | 0 | 0 | 0.346 |  |  | 2 | Storage - Conditioned | Existing | Oakland Area | PG&E
NG-WtrHt-LrgInst-Gas-gt200kBtuh-0p80Et | DEER2014 | D13 v1.00 | 2013-08-02 | PGE | SCn | Ex | Any | CZ04 | Cap-kBTUh | 58.3 | 500000 | None | 0 | 0 | 0 | 0 | 0 | 2.3 | 0 | 0 | 0 | 0 | 0 | 0.334 |  |  | 2 | Storage - Conditioned | Existing | San Jose-Reid (Sunnyvale for pre-2014) | PG&E
NG-WtrHt-LrgInst-Gas-gt200kBtuh-0p80Et | DEER2014 | D13 v1.00 | 2013-08-02 | PGE | SCn | Ex | Any | CZ05 | Cap-kBTUh | 58.3 | 500000 | None | 0 | 0 | 0 | 0 | 0 | 2.38 | 0 | 0 | 0 | 0 | 0 | 0.347 |  |  | 2 | Storage - Conditioned | Existing | Santa Maria Area | PG&E
NG-WtrHt-LrgInst-Gas-gt200kBtuh-0p80Et | DEER2014 | D13 v1.00 | 2013-08-02 | PGE | SCn | Ex | Any | CZ11 | Cap-kBTUh | 58.3 | 500000 | None | 0 | 0 | 0 | 0 | 0 | 1.89 | 0 | 0 | 0 | 0 | 0 | 0.328 |  |  | 2 | Storage - Conditioned | Existing | Red Bluff Area | PG&E
NG-WtrHt-LrgInst-Gas-gt200kBtuh-0p80Et | DEER2014 | D13 v1.00 | 2013-08-02 | PGE | SCn | Ex | Any | CZ12 | Cap-kBTUh | 58.3 | 500000 | None | 0 | 0 | 0 | 0 | 0 | 1.98 | 0 | 0 | 0 | 0 | 0 | 0.331 |  |  | 2 | Storage - Conditioned | Existing | Sacramento Area | PG&E
NG-WtrHt-LrgInst-Gas-gt200kBtuh-0p80Et | DEER2014 | D13 v1.00 | 2013-08-02 | PGE | SCn | Ex | Any | CZ13 | Cap-kBTUh | 58.3 | 500000 | None | 0 | 0 | 0 | 0 | 0 | 1.91 | 0 | 0 | 0 | 0 | 0 | 0.325 |  |  | 2 | Storage - Conditioned | Existing | Fresno Area | PG&E
NG-WtrHt-LrgInst-Gas-gt200kBtuh-0p80Et | DEER2014 | D13 v1.00 | 2013-08-02 | PGE | SCn | Ex | Any | CZ16 | Cap-kBTUh | 58.3 | 500000 | None | 0 | 0 | 0 | 0 | 0 | 2.09 | 0 | 0 | 0 | 0 | 0 | 0.355 |  |  | 2 | Storage - Conditioned | Existing | Blue Canyon (Mount Shasta for pre-2014) | PG&E
NG-WtrHt-LrgInst-Gas-gt200kBtuh-0p80Et | DEER2014 | D13 v1.00 | 2013-09-20 | PGE | SCn | Ex | Any | IOU | Cap-kBTUh | 58.3 | 500000 | None | 0 | 0 | 0 | 0 | 0 | 2.24 | 0 | 0 | 0 | 0 | 0 | 0.336 |  |  | 2 | Storage - Conditioned | Existing | IOU Territory | PG&E
NG-WtrHt-LrgInst-Gas-gt200kBtuh-0p80Et | DEER2014 | D13 v1.00 | 2013-09-20 | PGE | SCn | New | Any | IOU | Cap-kBTUh | 58.3 | 500000 | None | 0 | 0 | 0 | 0 | 0 | 0.333 | 0 | 0 | 0 | 0 | 0 | 0.333 |  |  | 2 | Storage - Conditioned | New | IOU Territory | PG&E
NG-WtrHt-LrgInst-Gas-gt200kBtuh-0p80Et | DEER2014 | D13 v1.00 | 2013-08-02 | PGE | SUn | Ex | Any | CZ01 | Cap-kBTUh | 58.3 | 500000 | None | 0 | 0 | 0 | 0 | 0 | 2.41 | 0 | 0 | 0 | 0 | 0 | 0.385 |  |  | 2 | Storage - Unconditioned | Existing | Arcata Area | PG&E
NG-WtrHt-LrgInst-Gas-gt200kBtuh-0p80Et | DEER2014 | D13 v1.00 | 2013-08-02 | PGE | SUn | Ex | Any | CZ02 | Cap-kBTUh | 58.3 | 500000 | None | 0 | 0 | 0 | 0 | 0 | 2.36 | 0 | 0 | 0 | 0 | 0 | 0.341 |  |  | 2 | Storage - Unconditioned | Existing | Santa Rosa Area | PG&E
NG-WtrHt-LrgInst-Gas-gt200kBtuh-0p80Et | DEER2014 | D13 v1.00 | 2013-08-02 | PGE | SUn | Ex | Any | CZ03 | Cap-kBTUh | 58.3 | 500000 | None | 0 | 0 | 0 | 0 | 0 | 2.61 | 0 | 0 | 0 | 0 | 0 | 0.353 |  |  | 2 | Storage - Unconditioned | Existing | Oakland Area | PG&E
NG-WtrHt-LrgInst-Gas-gt200kBtuh-0p80Et | DEER2014 | D13 v1.00 | 2013-08-02 | PGE | SUn | Ex | Any | CZ04 | Cap-kBTUh | 58.3 | 500000 | None | 0 | 0 | 0 | 0 | 0 | 2.3 | 0 | 0 | 0 | 0 | 0 | 0.334 |  |  | 2 | Storage - Unconditioned | Existing | San Jose-Reid (Sunnyvale for pre-2014) | PG&E
NG-WtrHt-LrgInst-Gas-gt200kBtuh-0p80Et | DEER2014 | D13 v1.00 | 2013-08-02 | PGE | SUn | Ex | Any | CZ05 | Cap-kBTUh | 58.3 | 500000 | None | 0 | 0 | 0 | 0 | 0 | 2.43 | 0 | 0 | 0 | 0 | 0 | 0.356 |  |  | 2 | Storage - Unconditioned | Existing | Santa Maria Area | PG&E
NG-WtrHt-LrgInst-Gas-gt200kBtuh-0p80Et | DEER2014 | D13 v1.00 | 2013-08-02 | PGE | SUn | Ex | Any | CZ11 | Cap-kBTUh | 58.3 | 500000 | None | 0 | 0 | 0 | 0 | 0 | 1.85 | 0 | 0 | 0 | 0 | 0 | 0.321 |  |  | 2 | Storage - Unconditioned | Existing | Red Bluff Area | PG&E
NG-WtrHt-LrgInst-Gas-gt200kBtuh-0p80Et | DEER2014 | D13 v1.00 | 2013-08-02 | PGE | SUn | Ex | Any | CZ12 | Cap-kBTUh | 58.3 | 500000 | None | 0 | 0 | 0 | 0 | 0 | 1.97 | 0 | 0 | 0 | 0 | 0 | 0.33 |  |  | 2 | Storage - Unconditioned | Existing | Sacramento Area | PG&E
NG-WtrHt-LrgInst-Gas-gt200kBtuh-0p80Et | DEER2014 | D13 v1.00 | 2013-08-02 | PGE | SUn | Ex | Any | CZ13 | Cap-kBTUh | 58.3 | 500000 | None | 0 | 0 | 0 | 0 | 0 | 1.82 | 0 | 0 | 0 | 0 | 0 | 0.308 |  |  | 2 | Storage - Unconditioned | Existing | Fresno Area | PG&E
NG-WtrHt-LrgInst-Gas-gt200kBtuh-0p80Et | DEER2014 | D13 v1.00 | 2013-08-02 | PGE | SUn | Ex | Any | CZ16 | Cap-kBTUh | 58.3 | 500000 | None | 0 | 0 | 0 | 0 | 0 | 2.24 | 0 | 0 | 0 | 0 | 0 | 0.379 |  |  | 2 | Storage - Unconditioned | Existing | Blue Canyon (Mount Shasta for pre-2014) | PG&E
NG-WtrHt-LrgInst-Gas-gt200kBtuh-0p80Et | DEER2014 | D13 v1.00 | 2013-09-20 | PGE | SUn | Ex | Any | IOU | Cap-kBTUh | 58.3 | 500000 | None | 0 | 0 | 0 | 0 | 0 | 2.24 | 0 | 0 | 0 | 0 | 0 | 0.336 |  |  | 2 | Storage - Unconditioned | Existing | IOU Territory | PG&E
NG-WtrHt-LrgInst-Gas-gt200kBtuh-0p80Et | DEER2014 | D13 v1.00 | 2013-09-20 | PGE | SUn | New | Any | IOU | Cap-kBTUh | 58.3 | 500000 | None | 0 | 0 | 0 | 0 | 0 | 0.321 | 0 | 0 | 0 | 0 | 0 | 0.321 |  |  | 2 | Storage - Unconditioned | New | IOU Territory | PG&E
NG-WtrHt-LrgInst-Gas-gt200kBtuh-0p80Et | DEER2014 | D13 v1.00 | 2013-08-02 | PGE | WRf | Ex | Any | CZ01 | Cap-kBTUh | 58.3 | 100000 | None | 0 | 0 | 0 | 0 | 0 | 3.09 | 0 | 0 | 0 | 0 | 0 | 0.458 |  |  | 2 | Warehouse - Refrigerated | Existing | Arcata Area | PG&E
NG-WtrHt-LrgInst-Gas-gt200kBtuh-0p80Et | DEER2014 | D13 v1.00 | 2013-08-02 | PGE | WRf | Ex | Any | CZ02 | Cap-kBTUh | 58.3 | 100000 | None | 0 | 0 | 0 | 0 | 0 | 3.25 | 0 | 0 | 0 | 0 | 0 | 0.426 |  |  | 2 | Warehouse - Refrigerated | Existing | Santa Rosa Area | PG&E
NG-WtrHt-LrgInst-Gas-gt200kBtuh-0p80Et | DEER2014 | D13 v1.00 | 2013-08-02 | PGE | WRf | Ex | Any | CZ03 | Cap-kBTUh | 58.3 | 100000 | None | 0 | 0 | 0 | 0 | 0 | 3.49 | 0 | 0 | 0 | 0 | 0 | 0.428 |  |  | 2 | Warehouse - Refrigerated | Existing | Oakland Area | PG&E
NG-WtrHt-LrgInst-Gas-gt200kBtuh-0p80Et | DEER2014 | D13 v1.00 | 2013-08-02 | PGE | WRf | Ex | Any | CZ04 | Cap-kBTUh | 58.3 | 100000 | None | 0 | 0 | 0 | 0 | 0 | 3.2 | 0 | 0 | 0 | 0 | 0 | 0.414 |  |  | 2 | Warehouse - Refrigerated | Existing | San Jose-Reid (Sunnyvale for pre-2014) | PG&E
NG-WtrHt-LrgInst-Gas-gt200kBtuh-0p80Et | DEER2014 | D13 v1.00 | 2013-08-02 | PGE | WRf | Ex | Any | CZ05 | Cap-kBTUh | 58.3 | 100000 | None | 0 | 0 | 0 | 0 | 0 | 3.36 | 0 | 0 | 0 | 0 | 0 | 0.434 |  |  | 2 | Warehouse - Refrigerated | Existing | Santa Maria Area | PG&E
NG-WtrHt-LrgInst-Gas-gt200kBtuh-0p80Et | DEER2014 | D13 v1.00 | 2013-08-02 | PGE | WRf | Ex | Any | CZ11 | Cap-kBTUh | 58.3 | 100000 | None | 0 | 0 | 0 | 0 | 0 | 2.69 | 0 | 0 | 0 | 0 | 0 | 0.394 |  |  | 2 | Warehouse - Refrigerated | Existing | Red Bluff Area | PG&E
NG-WtrHt-LrgInst-Gas-gt200kBtuh-0p80Et | DEER2014 | D13 v1.00 | 2013-08-02 | PGE | WRf | Ex | Any | CZ12 | Cap-kBTUh | 58.3 | 100000 | None | 0 | 0 | 0 | 0 | 0 | 2.68 | 0 | 0 | 0 | 0 | 0 | 0.407 |  |  | 2 | Warehouse - Refrigerated | Existing | Sacramento Area | PG&E
NG-WtrHt-LrgInst-Gas-gt200kBtuh-0p80Et | DEER2014 | D13 v1.00 | 2013-08-02 | PGE | WRf | Ex | Any | CZ13 | Cap-kBTUh | 58.3 | 100000 | None | 0 | 0 | 0 | 0 | 0 | 2.7 | 0 | 0 | 0 | 0 | 0 | 0.39 |  |  | 2 | Warehouse - Refrigerated | Existing | Fresno Area | PG&E
NG-WtrHt-LrgInst-Gas-gt200kBtuh-0p80Et | DEER2014 | D13 v1.00 | 2013-08-02 | PGE | WRf | Ex | Any | CZ16 | Cap-kBTUh | 58.3 | 100000 | None | 0 | 0 | 0 | 0 | 0 | 3.1 | 0 | 0 | 0 | 0 | 0 | 0.456 |  |  | 2 | Warehouse - Refrigerated | Existing | Blue Canyon (Mount Shasta for pre-2014) | PG&E
NG-WtrHt-LrgInst-Gas-gt200kBtuh-0p80Et | DEER2014 | D13 v1.00 | 2013-09-20 | PGE | WRf | Ex | Any | IOU | Cap-kBTUh | 58.3 | 100000 | None | 0 | 0 | 0 | 0 | 0 | 3.04 | 0 | 0 | 0 | 0 | 0 | 0.411 |  |  | 2 | Warehouse - Refrigerated | Existing | IOU Territory | PG&E
NG-WtrHt-LrgInst-Gas-gt200kBtuh-0p80Et | DEER2014 | D13 v1.00 | 2013-09-20 | PGE | WRf | New | Any | IOU | Cap-kBTUh | 58.3 | 100000 | None | 0 | 0 | 0 | 0 | 0 | 0.407 | 0 | 0 | 0 | 0 | 0 | 0.407 |  |  | 2 | Warehouse - Refrigerated | New | IOU Territory | PG&E
NG-WtrHt-LrgInst-Gas-gt200kBtuh-0p80Et | DEER2014 | D13 v1.00 | 2013-08-02 | SCE | Asm | Ex | Any | CZ05 | Cap-kBTUh | 292 | 34000 | None | 0 | 0 | 0 | 0 | 0 | 2.78 | 0 | 0 | 0 | 0 | 0 | 0.339 |  |  | 2 | Assembly | Existing | Santa Maria Area | SCE
NG-WtrHt-LrgInst-Gas-gt200kBtuh-0p80Et | DEER2014 | D13 v1.00 | 2013-08-02 | SCE | Asm | Ex | Any | CZ06 | Cap-kBTUh | 292 | 34000 | None | 0 | 0 | 0 | 0 | 0 | 2.66 | 0 | 0 | 0 | 0 | 0 | 0.33 |  |  | 2 | Assembly | Existing | Torrance (Los Angeles for pre-2014) | SCE
NG-WtrHt-LrgInst-Gas-gt200kBtuh-0p80Et | DEER2014 | D13 v1.00 | 2013-08-02 | SCE | Asm | Ex | Any | CZ08 | Cap-kBTUh | 292 | 34000 | None | 0 | 0 | 0 | 0 | 0 | 2.62 | 0 | 0 | 0 | 0 | 0 | 0.326 |  |  | 2 | Assembly | Existing | Fullerton (El Toro for pre-2014) | SCE
NG-WtrHt-LrgInst-Gas-gt200kBtuh-0p80Et | DEER2014 | D13 v1.00 | 2013-08-02 | SCE | Asm | Ex | Any | CZ09 | Cap-kBTUh | 292 | 34000 | None | 0 | 0 | 0 | 0 | 0 | 2.62 | 0 | 0 | 0 | 0 | 0 | 0.325 |  |  | 2 | Assembly | Existing | Burbank-Glendale (Pasadena for pre-2014) | SCE
NG-WtrHt-LrgInst-Gas-gt200kBtuh-0p80Et | DEER2014 | D13 v1.00 | 2013-08-02 | SCE | Asm | Ex | Any | CZ10 | Cap-kBTUh | 292 | 34000 | None | 0 | 0 | 0 | 0 | 0 | 1.85 | 0 | 0 | 0 | 0 | 0 | 0.323 |  |  | 2 | Assembly | Existing | Riverside | SCE
NG-WtrHt-LrgInst-Gas-gt200kBtuh-0p80Et | DEER2014 | D13 v1.00 | 2013-08-02 | SCE | Asm | Ex | Any | CZ13 | Cap-kBTUh | 292 | 34000 | None | 0 | 0 | 0 | 0 | 0 | 2.28 | 0 | 0 | 0 | 0 | 0 | 0.324 |  |  | 2 | Assembly | Existing | Fresno Area | SCE
NG-WtrHt-LrgInst-Gas-gt200kBtuh-0p80Et | DEER2014 | D13 v1.00 | 2013-08-02 | SCE | Asm | Ex | Any | CZ14 | Cap-kBTUh | 292 | 34000 | None | 0 | 0 | 0 | 0 | 0 | 2.19 | 0 | 0 | 0 | 0 | 0 | 0.326 |  |  | 2 | Assembly | Existing | Palmdale (China Lake for pre-2014) | SCE
NG-WtrHt-LrgInst-Gas-gt200kBtuh-0p80Et | DEER2014 | D13 v1.00 | 2013-08-02 | SCE | Asm | Ex | Any | CZ15 | Cap-kBTUh | 292 | 34000 | None | 0 | 0 | 0 | 0 | 0 | 1.72 | 0 | 0 | 0 | 0 | 0 | 0.309 |  |  | 2 | Assembly | Existing | Palm Springs-Intl (El Centro for pre-2014) | SCE
NG-WtrHt-LrgInst-Gas-gt200kBtuh-0p80Et | DEER2014 | D13 v1.00 | 2013-08-02 | SCE | Asm | Ex | Any | CZ16 | Cap-kBTUh | 292 | 34000 | None | 0 | 0 | 0 | 0 | 0 | 2.27 | 0 | 0 | 0 | 0 | 0 | 0.34 |  |  | 2 | Assembly | Existing | Blue Canyon (Mount Shasta for pre-2014) | SCE
NG-WtrHt-LrgInst-Gas-gt200kBtuh-0p80Et | DEER2014 | D13 v1.00 | 2013-09-20 | SCE | Asm | Ex | Any | IOU | Cap-kBTUh | 292 | 34000 | None | 0 | 0 | 0 | 0 | 0 | 2.42 | 0 | 0 | 0 | 0 | 0 | 0.325 |  |  | 2 | Assembly | Existing | IOU Territory | SCE
NG-WtrHt-LrgInst-Gas-gt200kBtuh-0p80Et | DEER2014 | D13 v1.00 | 2013-09-20 | SCE | Asm | New | Any | IOU | Cap-kBTUh | 292 | 34000 | None | 0 | 0 | 0 | 0 | 0 | 0.321 | 0 | 0 | 0 | 0 | 0 | 0.321 |  |  | 2 | Assembly | New | IOU Territory | SCE
NG-WtrHt-LrgInst-Gas-gt200kBtuh-0p80Et | DEER2014 | D13 v1.00 | 2013-09-20 | SCE | Com | Ex | Any | CZ05 | Cap-kBTUh | 501 | 163000 | None | 0 | 0 | 0 | 0.179 | 4.02e-05 | 2.47 | 0 | 0 | 0 | 0.0338 | 2.77e-05 | 0.304 |  |  | 2 | Commercial | Existing | Santa Maria Area | SCE
NG-WtrHt-LrgInst-Gas-gt200kBtuh-0p80Et | DEER2014 | D13 v1.00 | 2013-09-20 | SCE | Com | Ex | Any | CZ06 | Cap-kBTUh | 317 | 186000 | None | 0 | 0 | 0 | 0.192 | 6.71e-05 | 2.33 | 0 | 0 | 0 | 0.0349 | 1.27e-05 | 0.308 |  |  | 2 | Commercial | Existing | Torrance (Los Angeles for pre-2014) | SCE
NG-WtrHt-LrgInst-Gas-gt200kBtuh-0p80Et | DEER2014 | D13 v1.00 | 2013-09-20 | SCE | Com | Ex | Any | CZ08 | Cap-kBTUh | 287 | 223000 | None | 0 | 0 | 0 | 0.232 | 6.89e-05 | 2.31 | 0 | 0 | 0 | 0.0384 | 1.36e-05 | 0.309 |  |  | 2 | Commercial | Existing | Fullerton (El Toro for pre-2014) | SCE
NG-WtrHt-LrgInst-Gas-gt200kBtuh-0p80Et | DEER2014 | D13 v1.00 | 2013-09-20 | SCE | Com | Ex | Any | CZ09 | Cap-kBTUh | 264 | 178000 | None | 0 | 0 | 0 | 0.239 | 7.38e-05 | 2.28 | 0 | 0 | 0 | 0.0463 | 1.05e-05 | 0.308 |  |  | 2 | Commercial | Existing | Burbank-Glendale (Pasadena for pre-2014) | SCE
NG-WtrHt-LrgInst-Gas-gt200kBtuh-0p80Et | DEER2014 | D13 v1.00 | 2013-09-20 | SCE | Com | Ex | Any | CZ10 | Cap-kBTUh | 219 | 226000 | None | 0 | 0 | 0 | 0.258 | 6.1e-05 | 1.69 | 0 | 0 | 0 | 0.0563 | 1.68e-05 | 0.308 |  |  | 2 | Commercial | Existing | Riverside | SCE
NG-WtrHt-LrgInst-Gas-gt200kBtuh-0p80Et | DEER2014 | D13 v1.00 | 2013-09-20 | SCE | Com | Ex | Any | CZ13 | Cap-kBTUh | 288 | 165000 | None | 0 | 0 | 0 | 0.337 | 0.000107 | 2.03 | 0 | 0 | 0 | 0.0691 | 2.15e-05 | 0.312 |  |  | 2 | Commercial | Existing | Fresno Area | SCE
NG-WtrHt-LrgInst-Gas-gt200kBtuh-0p80Et | DEER2014 | D13 v1.00 | 2013-09-20 | SCE | Com | Ex | Any | CZ14 | Cap-kBTUh | 315 | 149000 | None | 0 | 0 | 0 | 0.383 | 0.000136 | 1.97 | 0 | 0 | 0 | 0.0799 | 2.8e-05 | 0.307 |  |  | 2 | Commercial | Existing | Palmdale (China Lake for pre-2014) | SCE
NG-WtrHt-LrgInst-Gas-gt200kBtuh-0p80Et | DEER2014 | D13 v1.00 | 2013-09-20 | SCE | Com | Ex | Any | CZ15 | Cap-kBTUh | 356 | 156000 | None | 0 | 0 | 0 | 0.303 | 6.54e-05 | 1.67 | 0 | 0 | 0 | 0.0592 | 1.32e-05 | 0.291 |  |  | 2 | Commercial | Existing | Palm Springs-Intl (El Centro for pre-2014) | SCE
NG-WtrHt-LrgInst-Gas-gt200kBtuh-0p80Et | DEER2014 | D13 v1.00 | 2013-09-20 | SCE | Com | Ex | Any | CZ16 | Cap-kBTUh | 563 | 233000 | None | 0 | 0 | 0 | 0.128 | 7.99e-05 | 2.11 | 0 | 0 | 0 | 0.0262 | 1.73e-05 | 0.315 |  |  | 2 | Commercial | Existing | Blue Canyon (Mount Shasta for pre-2014) | SCE
NG-WtrHt-LrgInst-Gas-gt200kBtuh-0p80Et | DEER2014 | D13 v1.00 | 2013-09-20 | SCE | Com | Ex | Any | IOU | Cap-kBTUh | 287 | 202000 | None | 0 | 0 | 0 | 0.237 | 7.07e-05 | 2.15 | 0 | 0 | 0 | 0.0447 | 1.42e-05 | 0.308 |  |  | 2 | Commercial | Existing | IOU Territory | SCE
NG-WtrHt-LrgInst-Gas-gt200kBtuh-0p80Et | DEER2014 | D13 v1.00 | 2013-09-20 | SCE | Com | New | Any | IOU | Cap-kBTUh | 241 | 230000 | None | 0 | 0 | 0 | 0.0367 | 1.4e-05 | 0.307 | 0 | 0 | 0 | 0.0367 | 1.4e-05 | 0.307 |  |  | 2 | Commercial | New | IOU Territory | SCE
NG-WtrHt-LrgInst-Gas-gt200kBtuh-0p80Et | DEER2014 | D13 v1.00 | 2013-08-02 | SCE | ECC | Ex | Any | CZ05 | Cap-kBTUh | 1030 | 300000 | None | 0 | 0 | 0 | 0 | 0 | 2.45 | 0 | 0 | 0 | 0 | 0 | 0.296 |  |  | 2 | Education - Community College | Existing | Santa Maria Area | SCE
NG-WtrHt-LrgInst-Gas-gt200kBtuh-0p80Et | DEER2014 | D13 v1.00 | 2013-08-02 | SCE | ECC | Ex | Any | CZ06 | Cap-kBTUh | 1030 | 300000 | None | 0 | 0 | 0 | 0 | 0 | 2.37 | 0 | 0 | 0 | 0 | 0 | 0.297 |  |  | 2 | Education - Community College | Existing | Torrance (Los Angeles for pre-2014) | SCE
NG-WtrHt-LrgInst-Gas-gt200kBtuh-0p80Et | DEER2014 | D13 v1.00 | 2013-08-02 | SCE | ECC | Ex | Any | CZ08 | Cap-kBTUh | 1030 | 300000 | None | 0 | 0 | 0 | 0 | 0 | 2.37 | 0 | 0 | 0 | 0 | 0 | 0.297 |  |  | 2 | Education - Community College | Existing | Fullerton (El Toro for pre-2014) | SCE
NG-WtrHt-LrgInst-Gas-gt200kBtuh-0p80Et | DEER2014 | D13 v1.00 | 2013-08-02 | SCE | ECC | Ex | Any | CZ09 | Cap-kBTUh | 1030 | 300000 | None | 0 | 0 | 0 | 0 | 0 | 2.3 | 0 | 0 | 0 | 0 | 0 | 0.297 |  |  | 2 | Education - Community College | Existing | Burbank-Glendale (Pasadena for pre-2014) | SCE
NG-WtrHt-LrgInst-Gas-gt200kBtuh-0p80Et | DEER2014 | D13 v1.00 | 2013-08-02 | SCE | ECC | Ex | Any | CZ10 | Cap-kBTUh | 1030 | 300000 | None | 0 | 0 | 0 | 0 | 0 | 1.94 | 0 | 0 | 0 | 0 | 0 | 0.297 |  |  | 2 | Education - Community College | Existing | Riverside | SCE
NG-WtrHt-LrgInst-Gas-gt200kBtuh-0p80Et | DEER2014 | D13 v1.00 | 2013-08-02 | SCE | ECC | Ex | Any | CZ13 | Cap-kBTUh | 1030 | 300000 | None | 0 | 0 | 0 | 0 | 0 | 1.85 | 0 | 0 | 0 | 0 | 0 | 0.297 |  |  | 2 | Education - Community College | Existing | Fresno Area | SCE
NG-WtrHt-LrgInst-Gas-gt200kBtuh-0p80Et | DEER2014 | D13 v1.00 | 2013-08-02 | SCE | ECC | Ex | Any | CZ14 | Cap-kBTUh | 1030 | 300000 | None | 0 | 0 | 0 | 0 | 0 | 1.99 | 0 | 0 | 0 | 0 | 0 | 0.296 |  |  | 2 | Education - Community College | Existing | Palmdale (China Lake for pre-2014) | SCE
NG-WtrHt-LrgInst-Gas-gt200kBtuh-0p80Et | DEER2014 | D13 v1.00 | 2013-08-02 | SCE | ECC | Ex | Any | CZ15 | Cap-kBTUh | 1030 | 300000 | None | 0 | 0 | 0 | 0 | 0 | 1.86 | 0 | 0 | 0 | 0 | 0 | 0.297 |  |  | 2 | Education - Community College | Existing | Palm Springs-Intl (El Centro for pre-2014) | SCE
NG-WtrHt-LrgInst-Gas-gt200kBtuh-0p80Et | DEER2014 | D13 v1.00 | 2013-08-02 | SCE | ECC | Ex | Any | CZ16 | Cap-kBTUh | 1030 | 300000 | None | 0 | 0 | 0 | 0 | 0 | 2.01 | 0 | 0 | 0 | 0 | 0 | 0.295 |  |  | 2 | Education - Community College | Existing | Blue Canyon (Mount Shasta for pre-2014) | SCE
NG-WtrHt-LrgInst-Gas-gt200kBtuh-0p80Et | DEER2014 | D13 v1.00 | 2013-09-20 | SCE | ECC | Ex | Any | IOU | Cap-kBTUh | 1030 | 300000 | None | 0 | 0 | 0 | 0 | 0 | 2.24 | 0 | 0 | 0 | 0 | 0 | 0.297 |  |  | 2 | Education - Community College | Existing | IOU Territory | SCE
NG-WtrHt-LrgInst-Gas-gt200kBtuh-0p80Et | DEER2014 | D13 v1.00 | 2013-09-20 | SCE | ECC | New | Any | IOU | Cap-kBTUh | 1030 | 300000 | None | 0 | 0 | 0 | 0 | 0 | 0.297 | 0 | 0 | 0 | 0 | 0 | 0.297 |  |  | 2 | Education - Community College | New | IOU Territory | SCE
NG-WtrHt-LrgInst-Gas-gt200kBtuh-0p80Et | DEER2014 | D13 v1.00 | 2013-08-02 | SCE | EPr | Ex | Any | CZ05 | Cap-kBTUh | 175 | 50000 | None | 0 | 0 | 0 | 0 | 0 | 2.59 | 0 | 0 | 0 | 0 | 0 | 0.34 |  |  | 2 | Education - Primary School | Existing | Santa Maria Area | SCE
NG-WtrHt-LrgInst-Gas-gt200kBtuh-0p80Et | DEER2014 | D13 v1.00 | 2013-08-02 | SCE | EPr | Ex | Any | CZ06 | Cap-kBTUh | 175 | 50000 | None | 0 | 0 | 0 | 0 | 0 | 2.45 | 0 | 0 | 0 | 0 | 0 | 0.325 |  |  | 2 | Education - Primary School | Existing | Torrance (Los Angeles for pre-2014) | SCE
NG-WtrHt-LrgInst-Gas-gt200kBtuh-0p80Et | DEER2014 | D13 v1.00 | 2013-08-02 | SCE | EPr | Ex | Any | CZ08 | Cap-kBTUh | 175 | 50000 | None | 0 | 0 | 0 | 0 | 0 | 2.4 | 0 | 0 | 0 | 0 | 0 | 0.32 |  |  | 2 | Education - Primary School | Existing | Fullerton (El Toro for pre-2014) | SCE
NG-WtrHt-LrgInst-Gas-gt200kBtuh-0p80Et | DEER2014 | D13 v1.00 | 2013-08-02 | SCE | EPr | Ex | Any | CZ09 | Cap-kBTUh | 175 | 50000 | None | 0 | 0 | 0 | 0 | 0 | 2.38 | 0 | 0 | 0 | 0 | 0 | 0.321 |  |  | 2 | Education - Primary School | Existing | Burbank-Glendale (Pasadena for pre-2014) | SCE
NG-WtrHt-LrgInst-Gas-gt200kBtuh-0p80Et | DEER2014 | D13 v1.00 | 2013-08-02 | SCE | EPr | Ex | Any | CZ10 | Cap-kBTUh | 175 | 50000 | None | 0 | 0 | 0 | 0 | 0 | 1.97 | 0 | 0 | 0 | 0 | 0 | 0.319 |  |  | 2 | Education - Primary School | Existing | Riverside | SCE
NG-WtrHt-LrgInst-Gas-gt200kBtuh-0p80Et | DEER2014 | D13 v1.00 | 2013-08-02 | SCE | EPr | Ex | Any | CZ13 | Cap-kBTUh | 175 | 50000 | None | 0 | 0 | 0 | 0 | 0 | 2.13 | 0 | 0 | 0 | 0 | 0 | 0.319 |  |  | 2 | Education - Primary School | Existing | Fresno Area | SCE
NG-WtrHt-LrgInst-Gas-gt200kBtuh-0p80Et | DEER2014 | D13 v1.00 | 2013-08-02 | SCE | EPr | Ex | Any | CZ14 | Cap-kBTUh | 175 | 50000 | None | 0 | 0 | 0 | 0 | 0 | 2.11 | 0 | 0 | 0 | 0 | 0 | 0.323 |  |  | 2 | Education - Primary School | Existing | Palmdale (China Lake for pre-2014) | SCE
NG-WtrHt-LrgInst-Gas-gt200kBtuh-0p80Et | DEER2014 | D13 v1.00 | 2013-08-02 | SCE | EPr | Ex | Any | CZ15 | Cap-kBTUh | 175 | 50000 | None | 0 | 0 | 0 | 0 | 0 | 1.84 | 0 | 0 | 0 | 0 | 0 | 0.304 |  |  | 2 | Education - Primary School | Existing | Palm Springs-Intl (El Centro for pre-2014) | SCE
NG-WtrHt-LrgInst-Gas-gt200kBtuh-0p80Et | DEER2014 | D13 v1.00 | 2013-08-02 | SCE | EPr | Ex | Any | CZ16 | Cap-kBTUh | 175 | 50000 | None | 0 | 0 | 0 | 0 | 0 | 2.22 | 0 | 0 | 0 | 0 | 0 | 0.342 |  |  | 2 | Education - Primary School | Existing | Blue Canyon (Mount Shasta for pre-2014) | SCE
NG-WtrHt-LrgInst-Gas-gt200kBtuh-0p80Et | DEER2014 | D13 v1.00 | 2013-09-20 | SCE | EPr | Ex | Any | IOU | Cap-kBTUh | 175 | 50000 | None | 0 | 0 | 0 | 0 | 0 | 2.28 | 0 | 0 | 0 | 0 | 0 | 0.321 |  |  | 2 | Education - Primary School | Existing | IOU Territory | SCE
NG-WtrHt-LrgInst-Gas-gt200kBtuh-0p80Et | DEER2014 | D13 v1.00 | 2013-09-20 | SCE | EPr | New | Any | IOU | Cap-kBTUh | 175 | 50000 | None | 0 | 0 | 0 | 0 | 0 | 0.319 | 0 | 0 | 0 | 0 | 0 | 0.319 |  |  | 2 | Education - Primary School | New | IOU Territory | SCE
NG-WtrHt-LrgInst-Gas-gt200kBtuh-0p80Et | DEER2014 | D13 v1.00 | 2013-08-02 | SCE | ERC | Ex | Any | CZ05 | Cap-kBTUh | 14.6 | 1920 | None | 0 | 0 | 0 | 0 | 0 | 2.74 | 0 | 0 | 0 | 0 | 0 | 0.359 |  |  | 2 | Education - Relocatable Classroom | Existing | Santa Maria Area | SCE
NG-WtrHt-LrgInst-Gas-gt200kBtuh-0p80Et | DEER2014 | D13 v1.00 | 2013-08-02 | SCE | ERC | Ex | Any | CZ06 | Cap-kBTUh | 14.6 | 1920 | None | 0 | 0 | 0 | 0 | 0 | 2.6 | 0 | 0 | 0 | 0 | 0 | 0.343 |  |  | 2 | Education - Relocatable Classroom | Existing | Torrance (Los Angeles for pre-2014) | SCE
NG-WtrHt-LrgInst-Gas-gt200kBtuh-0p80Et | DEER2014 | D13 v1.00 | 2013-08-02 | SCE | ERC | Ex | Any | CZ08 | Cap-kBTUh | 14.6 | 1920 | None | 0 | 0 | 0 | 0 | 0 | 2.55 | 0 | 0 | 0 | 0 | 0 | 0.338 |  |  | 2 | Education - Relocatable Classroom | Existing | Fullerton (El Toro for pre-2014) | SCE
NG-WtrHt-LrgInst-Gas-gt200kBtuh-0p80Et | DEER2014 | D13 v1.00 | 2013-08-02 | SCE | ERC | Ex | Any | CZ09 | Cap-kBTUh | 14.6 | 1920 | None | 0 | 0 | 0 | 0 | 0 | 2.52 | 0 | 0 | 0 | 0 | 0 | 0.338 |  |  | 2 | Education - Relocatable Classroom | Existing | Burbank-Glendale (Pasadena for pre-2014) | SCE
NG-WtrHt-LrgInst-Gas-gt200kBtuh-0p80Et | DEER2014 | D13 v1.00 | 2013-08-02 | SCE | ERC | Ex | Any | CZ10 | Cap-kBTUh | 14.6 | 1920 | None | 0 | 0 | 0 | 0 | 0 | 2.08 | 0 | 0 | 0 | 0 | 0 | 0.336 |  |  | 2 | Education - Relocatable Classroom | Existing | Riverside | SCE
NG-WtrHt-LrgInst-Gas-gt200kBtuh-0p80Et | DEER2014 | D13 v1.00 | 2013-08-02 | SCE | ERC | Ex | Any | CZ13 | Cap-kBTUh | 14.6 | 1920 | None | 0 | 0 | 0 | 0 | 0 | 2.24 | 0 | 0 | 0 | 0 | 0 | 0.333 |  |  | 2 | Education - Relocatable Classroom | Existing | Fresno Area | SCE
NG-WtrHt-LrgInst-Gas-gt200kBtuh-0p80Et | DEER2014 | D13 v1.00 | 2013-08-02 | SCE | ERC | Ex | Any | CZ14 | Cap-kBTUh | 14.6 | 1920 | None | 0 | 0 | 0 | 0 | 0 | 2.21 | 0 | 0 | 0 | 0 | 0 | 0.337 |  |  | 2 | Education - Relocatable Classroom | Existing | Palmdale (China Lake for pre-2014) | SCE
NG-WtrHt-LrgInst-Gas-gt200kBtuh-0p80Et | DEER2014 | D13 v1.00 | 2013-08-02 | SCE | ERC | Ex | Any | CZ15 | Cap-kBTUh | 14.6 | 1920 | None | 0 | 0 | 0 | 0 | 0 | 1.89 | 0 | 0 | 0 | 0 | 0 | 0.31 |  |  | 2 | Education - Relocatable Classroom | Existing | Palm Springs-Intl (El Centro for pre-2014) | SCE
NG-WtrHt-LrgInst-Gas-gt200kBtuh-0p80Et | DEER2014 | D13 v1.00 | 2013-08-02 | SCE | ERC | Ex | Any | CZ16 | Cap-kBTUh | 14.6 | 1920 | None | 0 | 0 | 0 | 0 | 0 | 2.35 | 0 | 0 | 0 | 0 | 0 | 0.36 |  |  | 2 | Education - Relocatable Classroom | Existing | Blue Canyon (Mount Shasta for pre-2014) | SCE
NG-WtrHt-LrgInst-Gas-gt200kBtuh-0p80Et | DEER2014 | D13 v1.00 | 2013-09-20 | SCE | ERC | Ex | Any | IOU | Cap-kBTUh | 14.6 | 1920 | None | 0 | 0 | 0 | 0 | 0 | 2.41 | 0 | 0 | 0 | 0 | 0 | 0.338 |  |  | 2 | Education - Relocatable Classroom | Existing | IOU Territory | SCE
NG-WtrHt-LrgInst-Gas-gt200kBtuh-0p80Et | DEER2014 | D13 v1.00 | 2013-09-20 | SCE | ERC | New | Any | IOU | Cap-kBTUh | 14.6 | 1920 | None | 0 | 0 | 0 | 0 | 0 | 0.329 | 0 | 0 | 0 | 0 | 0 | 0.329 |  |  | 2 | Education - Relocatable Classroom | New | IOU Territory | SCE
NG-WtrHt-LrgInst-Gas-gt200kBtuh-0p80Et | DEER2014 | D13 v1.00 | 2013-08-02 | SCE | ESe | Ex | Any | CZ05 | Cap-kBTUh | 729 | 150000 | None | 0 | 0 | 0 | 0 | 0 | 2.64 | 0 | 0 | 0 | 0 | 0 | 0.338 |  |  | 2 | Education - Secondary School | Existing | Santa Maria Area | SCE
NG-WtrHt-LrgInst-Gas-gt200kBtuh-0p80Et | DEER2014 | D13 v1.00 | 2013-08-02 | SCE | ESe | Ex | Any | CZ06 | Cap-kBTUh | 729 | 150000 | None | 0 | 0 | 0 | 0 | 0 | 2.49 | 0 | 0 | 0 | 0 | 0 | 0.322 |  |  | 2 | Education - Secondary School | Existing | Torrance (Los Angeles for pre-2014) | SCE
NG-WtrHt-LrgInst-Gas-gt200kBtuh-0p80Et | DEER2014 | D13 v1.00 | 2013-08-02 | SCE | ESe | Ex | Any | CZ08 | Cap-kBTUh | 729 | 150000 | None | 0 | 0 | 0 | 0 | 0 | 2.43 | 0 | 0 | 0 | 0 | 0 | 0.316 |  |  | 2 | Education - Secondary School | Existing | Fullerton (El Toro for pre-2014) | SCE
NG-WtrHt-LrgInst-Gas-gt200kBtuh-0p80Et | DEER2014 | D13 v1.00 | 2013-08-02 | SCE | ESe | Ex | Any | CZ09 | Cap-kBTUh | 729 | 150000 | None | 0 | 0 | 0 | 0 | 0 | 2.41 | 0 | 0 | 0 | 0 | 0 | 0.317 |  |  | 2 | Education - Secondary School | Existing | Burbank-Glendale (Pasadena for pre-2014) | SCE
NG-WtrHt-LrgInst-Gas-gt200kBtuh-0p80Et | DEER2014 | D13 v1.00 | 2013-08-02 | SCE | ESe | Ex | Any | CZ10 | Cap-kBTUh | 729 | 150000 | None | 0 | 0 | 0 | 0 | 0 | 1.99 | 0 | 0 | 0 | 0 | 0 | 0.315 |  |  | 2 | Education - Secondary School | Existing | Riverside | SCE
NG-WtrHt-LrgInst-Gas-gt200kBtuh-0p80Et | DEER2014 | D13 v1.00 | 2013-08-02 | SCE | ESe | Ex | Any | CZ13 | Cap-kBTUh | 729 | 150000 | None | 0 | 0 | 0 | 0 | 0 | 2.17 | 0 | 0 | 0 | 0 | 0 | 0.319 |  |  | 2 | Education - Secondary School | Existing | Fresno Area | SCE
NG-WtrHt-LrgInst-Gas-gt200kBtuh-0p80Et | DEER2014 | D13 v1.00 | 2013-08-02 | SCE | ESe | Ex | Any | CZ14 | Cap-kBTUh | 729 | 150000 | None | 0 | 0 | 0 | 0 | 0 | 2.14 | 0 | 0 | 0 | 0 | 0 | 0.321 |  |  | 2 | Education - Secondary School | Existing | Palmdale (China Lake for pre-2014) | SCE
NG-WtrHt-LrgInst-Gas-gt200kBtuh-0p80Et | DEER2014 | D13 v1.00 | 2013-08-02 | SCE | ESe | Ex | Any | CZ15 | Cap-kBTUh | 729 | 150000 | None | 0 | 0 | 0 | 0 | 0 | 1.84 | 0 | 0 | 0 | 0 | 0 | 0.297 |  |  | 2 | Education - Secondary School | Existing | Palm Springs-Intl (El Centro for pre-2014) | SCE
NG-WtrHt-LrgInst-Gas-gt200kBtuh-0p80Et | DEER2014 | D13 v1.00 | 2013-08-02 | SCE | ESe | Ex | Any | CZ16 | Cap-kBTUh | 729 | 150000 | None | 0 | 0 | 0 | 0 | 0 | 2.26 | 0 | 0 | 0 | 0 | 0 | 0.341 |  |  | 2 | Education - Secondary School | Existing | Blue Canyon (Mount Shasta for pre-2014) | SCE
NG-WtrHt-LrgInst-Gas-gt200kBtuh-0p80Et | DEER2014 | D13 v1.00 | 2013-09-20 | SCE | ESe | Ex | Any | IOU | Cap-kBTUh | 729 | 150000 | None | 0 | 0 | 0 | 0 | 0 | 2.31 | 0 | 0 | 0 | 0 | 0 | 0.318 |  |  | 2 | Education - Secondary School | Existing | IOU Territory | SCE
NG-WtrHt-LrgInst-Gas-gt200kBtuh-0p80Et | DEER2014 | D13 v1.00 | 2013-09-20 | SCE | ESe | New | Any | IOU | Cap-kBTUh | 729 | 150000 | None | 0 | 0 | 0 | 0 | 0 | 0.316 | 0 | 0 | 0 | 0 | 0 | 0.316 |  |  | 2 | Education - Secondary School | New | IOU Territory | SCE
NG-WtrHt-LrgInst-Gas-gt200kBtuh-0p80Et | DEER2014 | D13 v1.00 | 2013-08-02 | SCE | EUn | Ex | Any | CZ05 | Cap-kBTUh | 2560 | 1000000 | None | 0 | 0 | 0 | 0 | 0 | 3.04 | 0 | 0 | 0 | 0 | 0 | 0.378 |  |  | 2 | Education - University | Existing | Santa Maria Area | SCE
NG-WtrHt-LrgInst-Gas-gt200kBtuh-0p80Et | DEER2014 | D13 v1.00 | 2013-08-02 | SCE | EUn | Ex | Any | CZ06 | Cap-kBTUh | 2560 | 1000000 | None | 0 | 0 | 0 | 0 | 0 | 2.94 | 0 | 0 | 0 | 0 | 0 | 0.377 |  |  | 2 | Education - University | Existing | Torrance (Los Angeles for pre-2014) | SCE
NG-WtrHt-LrgInst-Gas-gt200kBtuh-0p80Et | DEER2014 | D13 v1.00 | 2013-08-02 | SCE | EUn | Ex | Any | CZ08 | Cap-kBTUh | 2560 | 1000000 | None | 0 | 0 | 0 | 0 | 0 | 2.92 | 0 | 0 | 0 | 0 | 0 | 0.376 |  |  | 2 | Education - University | Existing | Fullerton (El Toro for pre-2014) | SCE
NG-WtrHt-LrgInst-Gas-gt200kBtuh-0p80Et | DEER2014 | D13 v1.00 | 2013-08-02 | SCE | EUn | Ex | Any | CZ09 | Cap-kBTUh | 2560 | 1000000 | None | 0 | 0 | 0 | 0 | 0 | 2.83 | 0 | 0 | 0 | 0 | 0 | 0.376 |  |  | 2 | Education - University | Existing | Burbank-Glendale (Pasadena for pre-2014) | SCE
NG-WtrHt-LrgInst-Gas-gt200kBtuh-0p80Et | DEER2014 | D13 v1.00 | 2013-08-02 | SCE | EUn | Ex | Any | CZ10 | Cap-kBTUh | 2560 | 1000000 | None | 0 | 0 | 0 | 0 | 0 | 2.4 | 0 | 0 | 0 | 0 | 0 | 0.376 |  |  | 2 | Education - University | Existing | Riverside | SCE
NG-WtrHt-LrgInst-Gas-gt200kBtuh-0p80Et | DEER2014 | D13 v1.00 | 2013-08-02 | SCE | EUn | Ex | Any | CZ13 | Cap-kBTUh | 2560 | 1000000 | None | 0 | 0 | 0 | 0 | 0 | 2.29 | 0 | 0 | 0 | 0 | 0 | 0.377 |  |  | 2 | Education - University | Existing | Fresno Area | SCE
NG-WtrHt-LrgInst-Gas-gt200kBtuh-0p80Et | DEER2014 | D13 v1.00 | 2013-08-02 | SCE | EUn | Ex | Any | CZ14 | Cap-kBTUh | 2560 | 1000000 | None | 0 | 0 | 0 | 0 | 0 | 2.46 | 0 | 0 | 0 | 0 | 0 | 0.377 |  |  | 2 | Education - University | Existing | Palmdale (China Lake for pre-2014) | SCE
NG-WtrHt-LrgInst-Gas-gt200kBtuh-0p80Et | DEER2014 | D13 v1.00 | 2013-08-02 | SCE | EUn | Ex | Any | CZ15 | Cap-kBTUh | 2560 | 1000000 | None | 0 | 0 | 0 | 0 | 0 | 2.29 | 0 | 0 | 0 | 0 | 0 | 0.375 |  |  | 2 | Education - University | Existing | Palm Springs-Intl (El Centro for pre-2014) | SCE
NG-WtrHt-LrgInst-Gas-gt200kBtuh-0p80Et | DEER2014 | D13 v1.00 | 2013-08-02 | SCE | EUn | Ex | Any | CZ16 | Cap-kBTUh | 2560 | 1000000 | None | 0 | 0 | 0 | 0 | 0 | 2.52 | 0 | 0 | 0 | 0 | 0 | 0.379 |  |  | 2 | Education - University | Existing | Blue Canyon (Mount Shasta for pre-2014) | SCE
NG-WtrHt-LrgInst-Gas-gt200kBtuh-0p80Et | DEER2014 | D13 v1.00 | 2013-09-20 | SCE | EUn | Ex | Any | IOU | Cap-kBTUh | 2560 | 1000000 | None | 0 | 0 | 0 | 0 | 0 | 2.78 | 0 | 0 | 0 | 0 | 0 | 0.377 |  |  | 2 | Education - University | Existing | IOU Territory | SCE
NG-WtrHt-LrgInst-Gas-gt200kBtuh-0p80Et | DEER2014 | D13 v1.00 | 2013-09-20 | SCE | EUn | New | Any | IOU | Cap-kBTUh | 2560 | 1000000 | None | 0 | 0 | 0 | 0 | 0 | 0.377 | 0 | 0 | 0 | 0 | 0 | 0.377 |  |  | 2 | Education - University | New | IOU Territory | SCE
NG-WtrHt-LrgInst-Gas-gt200kBtuh-0p80Et | DEER2014 | D13 v1.00 | 2013-08-02 | SCE | Gro | Ex | Any | CZ05 | Cap-kBTUh | 146 | 50000 | None | 0 | 0 | 0 | 3.14 | 0.000706 | 1.45 | 0 | 0 | 0 | 0.595 | 0.000488 | 0.0588 |  |  | 2 | Grocery | Existing | Santa Maria Area | SCE
NG-WtrHt-LrgInst-Gas-gt200kBtuh-0p80Et | DEER2014 | D13 v1.00 | 2013-08-02 | SCE | Gro | Ex | Any | CZ06 | Cap-kBTUh | 146 | 50000 | None | 0 | 0 | 0 | 4.92 | 0.00172 | 1.62 | 0 | 0 | 0 | 0.896 | 0.000325 | 0.1 |  |  | 2 | Grocery | Existing | Torrance (Los Angeles for pre-2014) | SCE
NG-WtrHt-LrgInst-Gas-gt200kBtuh-0p80Et | DEER2014 | D13 v1.00 | 2013-08-02 | SCE | Gro | Ex | Any | CZ08 | Cap-kBTUh | 146 | 50000 | None | 0 | 0 | 0 | 5.82 | 0.00173 | 1.71 | 0 | 0 | 0 | 0.962 | 0.00034 | 0.117 |  |  | 2 | Grocery | Existing | Fullerton (El Toro for pre-2014) | SCE
NG-WtrHt-LrgInst-Gas-gt200kBtuh-0p80Et | DEER2014 | D13 v1.00 | 2013-08-02 | SCE | Gro | Ex | Any | CZ09 | Cap-kBTUh | 146 | 50000 | None | 0 | 0 | 0 | 6.01 | 0.00186 | 1.72 | 0 | 0 | 0 | 1.17 | 0.000264 | 0.128 |  |  | 2 | Grocery | Existing | Burbank-Glendale (Pasadena for pre-2014) | SCE
NG-WtrHt-LrgInst-Gas-gt200kBtuh-0p80Et | DEER2014 | D13 v1.00 | 2013-08-02 | SCE | Gro | Ex | Any | CZ10 | Cap-kBTUh | 146 | 50000 | None | 0 | 0 | 0 | 5.27 | 0.00125 | 1.36 | 0 | 0 | 0 | 1.15 | 0.000344 | 0.126 |  |  | 2 | Grocery | Existing | Riverside | SCE
NG-WtrHt-LrgInst-Gas-gt200kBtuh-0p80Et | DEER2014 | D13 v1.00 | 2013-08-02 | SCE | Gro | Ex | Any | CZ13 | Cap-kBTUh | 146 | 50000 | None | 0 | 0 | 0 | 5.9 | 0.00187 | 1.62 | 0 | 0 | 0 | 1.21 | 0.000376 | 0.158 |  |  | 2 | Grocery | Existing | Fresno Area | SCE
NG-WtrHt-LrgInst-Gas-gt200kBtuh-0p80Et | DEER2014 | D13 v1.00 | 2013-08-02 | SCE | Gro | Ex | Any | CZ14 | Cap-kBTUh | 146 | 50000 | None | 0 | 0 | 0 | 5.38 | 0.00191 | 1.51 | 0 | 0 | 0 | 1.12 | 0.000394 | 0.146 |  |  | 2 | Grocery | Existing | Palmdale (China Lake for pre-2014) | SCE
NG-WtrHt-LrgInst-Gas-gt200kBtuh-0p80Et | DEER2014 | D13 v1.00 | 2013-08-02 | SCE | Gro | Ex | Any | CZ15 | Cap-kBTUh | 146 | 50000 | None | 0 | 0 | 0 | 8.35 | 0.0018 | 1.65 | 0 | 0 | 0 | 1.63 | 0.000364 | 0.22 |  |  | 2 | Grocery | Existing | Palm Springs-Intl (El Centro for pre-2014) | SCE
NG-WtrHt-LrgInst-Gas-gt200kBtuh-0p80Et | DEER2014 | D13 v1.00 | 2013-08-02 | SCE | Gro | Ex | Any | CZ16 | Cap-kBTUh | 146 | 50000 | None | 0 | 0 | 0 | 2.51 | 0.00157 | 1.36 | 0 | 0 | 0 | 0.515 | 0.000339 | 0.0932 |  |  | 2 | Grocery | Existing | Blue Canyon (Mount Shasta for pre-2014) | SCE
NG-WtrHt-LrgInst-Gas-gt200kBtuh-0p80Et | DEER2014 | D13 v1.00 | 2013-09-20 | SCE | Gro | Ex | Any | IOU | Cap-kBTUh | 146 | 50000 | None | 0 | 0 | 0 | 5.52 | 0.00165 | 1.59 | 0 | 0 | 0 | 1.04 | 0.000332 | 0.122 |  |  | 2 | Grocery | Existing | IOU Territory | SCE
NG-WtrHt-LrgInst-Gas-gt200kBtuh-0p80Et | DEER2014 | D13 v1.00 | 2013-09-20 | SCE | Gro | New | Any | IOU | Cap-kBTUh | 146 | 50000 | None | 0 | 0 | 0 | 0.786 | 0.000299 | 0.146 | 0 | 0 | 0 | 0.786 | 0.000299 | 0.146 |  |  | 2 | Grocery | New | IOU Territory | SCE
NG-WtrHt-LrgInst-Gas-gt200kBtuh-0p80Et | DEER2014 | D13 v1.00 | 2013-08-02 | SCE | Hsp | Ex | Any | CZ05 | Cap-kBTUh | 2530 | 500000 | None | 0 | 0 | 0 | 0 | 0 | 3.15 | 0 | 0 | 0 | 0 | 0 | 0.289 |  |  | 2 | Health/Medical - Hospital | Existing | Santa Maria Area | SCE
NG-WtrHt-LrgInst-Gas-gt200kBtuh-0p80Et | DEER2014 | D13 v1.00 | 2013-08-02 | SCE | Hsp | Ex | Any | CZ06 | Cap-kBTUh | 2530 | 500000 | None | 0 | 0 | 0 | 0 | 0 | 3.04 | 0 | 0 | 0 | 0 | 0 | 0.29 |  |  | 2 | Health/Medical - Hospital | Existing | Torrance (Los Angeles for pre-2014) | SCE
NG-WtrHt-LrgInst-Gas-gt200kBtuh-0p80Et | DEER2014 | D13 v1.00 | 2013-08-02 | SCE | Hsp | Ex | Any | CZ08 | Cap-kBTUh | 2530 | 500000 | None | 0 | 0 | 0 | 0 | 0 | 3.01 | 0 | 0 | 0 | 0 | 0 | 0.29 |  |  | 2 | Health/Medical - Hospital | Existing | Fullerton (El Toro for pre-2014) | SCE
NG-WtrHt-LrgInst-Gas-gt200kBtuh-0p80Et | DEER2014 | D13 v1.00 | 2013-08-02 | SCE | Hsp | Ex | Any | CZ09 | Cap-kBTUh | 2530 | 500000 | None | 0 | 0 | 0 | 0 | 0 | 2.99 | 0 | 0 | 0 | 0 | 0 | 0.29 |  |  | 2 | Health/Medical - Hospital | Existing | Burbank-Glendale (Pasadena for pre-2014) | SCE
NG-WtrHt-LrgInst-Gas-gt200kBtuh-0p80Et | DEER2014 | D13 v1.00 | 2013-08-02 | SCE | Hsp | Ex | Any | CZ10 | Cap-kBTUh | 2530 | 500000 | None | 0 | 0 | 0 | 0 | 0 | 2.69 | 0 | 0 | 0 | 0 | 0 | 0.29 |  |  | 2 | Health/Medical - Hospital | Existing | Riverside | SCE
NG-WtrHt-LrgInst-Gas-gt200kBtuh-0p80Et | DEER2014 | D13 v1.00 | 2013-08-02 | SCE | Hsp | Ex | Any | CZ13 | Cap-kBTUh | 2530 | 500000 | None | 0 | 0 | 0 | 0 | 0 | 2.79 | 0 | 0 | 0 | 0 | 0 | 0.29 |  |  | 2 | Health/Medical - Hospital | Existing | Fresno Area | SCE
NG-WtrHt-LrgInst-Gas-gt200kBtuh-0p80Et | DEER2014 | D13 v1.00 | 2013-08-02 | SCE | Hsp | Ex | Any | CZ14 | Cap-kBTUh | 2530 | 500000 | None | 0 | 0 | 0 | 0 | 0 | 2.79 | 0 | 0 | 0 | 0 | 0 | 0.287 |  |  | 2 | Health/Medical - Hospital | Existing | Palmdale (China Lake for pre-2014) | SCE
NG-WtrHt-LrgInst-Gas-gt200kBtuh-0p80Et | DEER2014 | D13 v1.00 | 2013-08-02 | SCE | Hsp | Ex | Any | CZ15 | Cap-kBTUh | 2530 | 500000 | None | 0 | 0 | 0 | 0 | 0 | 2.51 | 0 | 0 | 0 | 0 | 0 | 0.29 |  |  | 2 | Health/Medical - Hospital | Existing | Palm Springs-Intl (El Centro for pre-2014) | SCE
NG-WtrHt-LrgInst-Gas-gt200kBtuh-0p80Et | DEER2014 | D13 v1.00 | 2013-08-02 | SCE | Hsp | Ex | Any | CZ16 | Cap-kBTUh | 2530 | 500000 | None | 0 | 0 | 0 | 0 | 0 | 2.93 | 0 | 0 | 0 | 0 | 0 | 0.289 |  |  | 2 | Health/Medical - Hospital | Existing | Blue Canyon (Mount Shasta for pre-2014) | SCE
NG-WtrHt-LrgInst-Gas-gt200kBtuh-0p80Et | DEER2014 | D13 v1.00 | 2013-09-20 | SCE | Hsp | Ex | Any | IOU | Cap-kBTUh | 2530 | 500000 | None | 0 | 0 | 0 | 0 | 0 | 2.94 | 0 | 0 | 0 | 0 | 0 | 0.29 |  |  | 2 | Health/Medical - Hospital | Existing | IOU Territory | SCE
NG-WtrHt-LrgInst-Gas-gt200kBtuh-0p80Et | DEER2014 | D13 v1.00 | 2013-09-20 | SCE | Hsp | New | Any | IOU | Cap-kBTUh | 2530 | 500000 | None | 0 | 0 | 0 | 0 | 0 | 0.294 | 0 | 0 | 0 | 0 | 0 | 0.294 |  |  | 2 | Health/Medical - Hospital | New | IOU Territory | SCE
NG-WtrHt-LrgInst-Gas-gt200kBtuh-0p80Et | DEER2014 | D13 v1.00 | 2013-08-02 | SCE | Htl | Ex | Any | CZ05 | Cap-kBTUh | 1280 | 400000 | None | 0 | 0 | 0 | 0 | 0 | 1.75 | 0 | 0 | 0 | 0 | 0 | 0.123 |  |  | 2 | Lodging - Hotel | Existing | Santa Maria Area | SCE
NG-WtrHt-LrgInst-Gas-gt200kBtuh-0p80Et | DEER2014 | D13 v1.00 | 2013-08-02 | SCE | Htl | Ex | Any | CZ06 | Cap-kBTUh | 1280 | 400000 | None | 0 | 0 | 0 | 0 | 0 | 1.63 | 0 | 0 | 0 | 0 | 0 | 0.122 |  |  | 2 | Lodging - Hotel | Existing | Torrance (Los Angeles for pre-2014) | SCE
NG-WtrHt-LrgInst-Gas-gt200kBtuh-0p80Et | DEER2014 | D13 v1.00 | 2013-08-02 | SCE | Htl | Ex | Any | CZ08 | Cap-kBTUh | 1280 | 400000 | None | 0 | 0 | 0 | 0 | 0 | 1.6 | 0 | 0 | 0 | 0 | 0 | 0.122 |  |  | 2 | Lodging - Hotel | Existing | Fullerton (El Toro for pre-2014) | SCE
NG-WtrHt-LrgInst-Gas-gt200kBtuh-0p80Et | DEER2014 | D13 v1.00 | 2013-08-02 | SCE | Htl | Ex | Any | CZ09 | Cap-kBTUh | 1280 | 400000 | None | 0 | 0 | 0 | 0 | 0 | 1.57 | 0 | 0 | 0 | 0 | 0 | 0.123 |  |  | 2 | Lodging - Hotel | Existing | Burbank-Glendale (Pasadena for pre-2014) | SCE
NG-WtrHt-LrgInst-Gas-gt200kBtuh-0p80Et | DEER2014 | D13 v1.00 | 2013-08-02 | SCE | Htl | Ex | Any | CZ10 | Cap-kBTUh | 1280 | 400000 | None | 0 | 0 | 0 | 0 | 0 | 1.24 | 0 | 0 | 0 | 0 | 0 | 0.122 |  |  | 2 | Lodging - Hotel | Existing | Riverside | SCE
NG-WtrHt-LrgInst-Gas-gt200kBtuh-0p80Et | DEER2014 | D13 v1.00 | 2013-08-02 | SCE | Htl | Ex | Any | CZ13 | Cap-kBTUh | 1280 | 400000 | None | 0 | 0 | 0 | 0 | 0 | 1.5 | 0 | 0 | 0 | 0 | 0 | 0.122 |  |  | 2 | Lodging - Hotel | Existing | Fresno Area | SCE
NG-WtrHt-LrgInst-Gas-gt200kBtuh-0p80Et | DEER2014 | D13 v1.00 | 2013-08-02 | SCE | Htl | Ex | Any | CZ14 | Cap-kBTUh | 1280 | 400000 | None | 0 | 0 | 0 | 0 | 0 | 1.37 | 0 | 0 | 0 | 0 | 0 | 0.123 |  |  | 2 | Lodging - Hotel | Existing | Palmdale (China Lake for pre-2014) | SCE
NG-WtrHt-LrgInst-Gas-gt200kBtuh-0p80Et | DEER2014 | D13 v1.00 | 2013-08-02 | SCE | Htl | Ex | Any | CZ15 | Cap-kBTUh | 1280 | 400000 | None | 0 | 0 | 0 | 0 | 0 | 1.09 | 0 | 0 | 0 | 0 | 0 | 0.121 |  |  | 2 | Lodging - Hotel | Existing | Palm Springs-Intl (El Centro for pre-2014) | SCE
NG-WtrHt-LrgInst-Gas-gt200kBtuh-0p80Et | DEER2014 | D13 v1.00 | 2013-08-02 | SCE | Htl | Ex | Any | CZ16 | Cap-kBTUh | 1280 | 400000 | None | 0 | 0 | 0 | 0 | 0 | 1.68 | 0 | 0 | 0 | 0 | 0 | 0.124 |  |  | 2 | Lodging - Hotel | Existing | Blue Canyon (Mount Shasta for pre-2014) | SCE
NG-WtrHt-LrgInst-Gas-gt200kBtuh-0p80Et | DEER2014 | D13 v1.00 | 2013-09-20 | SCE | Htl | Ex | Any | IOU | Cap-kBTUh | 1280 | 400000 | None | 0 | 0 | 0 | 0 | 0 | 1.51 | 0 | 0 | 0 | 0 | 0 | 0.122 |  |  | 2 | Lodging - Hotel | Existing | IOU Territory | SCE
NG-WtrHt-LrgInst-Gas-gt200kBtuh-0p80Et | DEER2014 | D13 v1.00 | 2013-09-20 | SCE | Htl | New | Any | IOU | Cap-kBTUh | 1280 | 400000 | None | 0 | 0 | 0 | 0 | 0 | 0.122 | 0 | 0 | 0 | 0 | 0 | 0.122 |  |  | 2 | Lodging - Hotel | New | IOU Territory | SCE
NG-WtrHt-LrgInst-Gas-gt200kBtuh-0p80Et | DEER2014 | D13 v1.00 | 2013-08-02 | SCE | MBT | Ex | Any | CZ05 | Cap-kBTUh | 292 | 200000 | None | 0 | 0 | 0 | 0 | 0 | 2.36 | 0 | 0 | 0 | 0 | 0 | 0.326 |  |  | 2 | Manufacturing Biotech | Existing | Santa Maria Area | SCE
NG-WtrHt-LrgInst-Gas-gt200kBtuh-0p80Et | DEER2014 | D13 v1.00 | 2013-08-02 | SCE | MBT | Ex | Any | CZ06 | Cap-kBTUh | 292 | 200000 | None | 0 | 0 | 0 | 0 | 0 | 2.27 | 0 | 0 | 0 | 0 | 0 | 0.319 |  |  | 2 | Manufacturing Biotech | Existing | Torrance (Los Angeles for pre-2014) | SCE
NG-WtrHt-LrgInst-Gas-gt200kBtuh-0p80Et | DEER2014 | D13 v1.00 | 2013-08-02 | SCE | MBT | Ex | Any | CZ08 | Cap-kBTUh | 292 | 200000 | None | 0 | 0 | 0 | 0 | 0 | 2.25 | 0 | 0 | 0 | 0 | 0 | 0.317 |  |  | 2 | Manufacturing Biotech | Existing | Fullerton (El Toro for pre-2014) | SCE
NG-WtrHt-LrgInst-Gas-gt200kBtuh-0p80Et | DEER2014 | D13 v1.00 | 2013-08-02 | SCE | MBT | Ex | Any | CZ09 | Cap-kBTUh | 292 | 200000 | None | 0 | 0 | 0 | 0 | 0 | 2.26 | 0 | 0 | 0 | 0 | 0 | 0.318 |  |  | 2 | Manufacturing Biotech | Existing | Burbank-Glendale (Pasadena for pre-2014) | SCE
NG-WtrHt-LrgInst-Gas-gt200kBtuh-0p80Et | DEER2014 | D13 v1.00 | 2013-08-02 | SCE | MBT | Ex | Any | CZ10 | Cap-kBTUh | 292 | 200000 | None | 0 | 0 | 0 | 0 | 0 | 1.63 | 0 | 0 | 0 | 0 | 0 | 0.314 |  |  | 2 | Manufacturing Biotech | Existing | Riverside | SCE
NG-WtrHt-LrgInst-Gas-gt200kBtuh-0p80Et | DEER2014 | D13 v1.00 | 2013-08-02 | SCE | MBT | Ex | Any | CZ13 | Cap-kBTUh | 292 | 200000 | None | 0 | 0 | 0 | 0 | 0 | 1.99 | 0 | 0 | 0 | 0 | 0 | 0.315 |  |  | 2 | Manufacturing Biotech | Existing | Fresno Area | SCE
NG-WtrHt-LrgInst-Gas-gt200kBtuh-0p80Et | DEER2014 | D13 v1.00 | 2013-08-02 | SCE | MBT | Ex | Any | CZ14 | Cap-kBTUh | 292 | 200000 | None | 0 | 0 | 0 | 0 | 0 | 1.91 | 0 | 0 | 0 | 0 | 0 | 0.318 |  |  | 2 | Manufacturing Biotech | Existing | Palmdale (China Lake for pre-2014) | SCE
NG-WtrHt-LrgInst-Gas-gt200kBtuh-0p80Et | DEER2014 | D13 v1.00 | 2013-08-02 | SCE | MBT | Ex | Any | CZ15 | Cap-kBTUh | 292 | 200000 | None | 0 | 0 | 0 | 0 | 0 | 1.54 | 0 | 0 | 0 | 0 | 0 | 0.303 |  |  | 2 | Manufacturing Biotech | Existing | Palm Springs-Intl (El Centro for pre-2014) | SCE
NG-WtrHt-LrgInst-Gas-gt200kBtuh-0p80Et | DEER2014 | D13 v1.00 | 2013-08-02 | SCE | MBT | Ex | Any | CZ16 | Cap-kBTUh | 292 | 200000 | None | 0 | 0 | 0 | 0 | 0 | 1.97 | 0 | 0 | 0 | 0 | 0 | 0.331 |  |  | 2 | Manufacturing Biotech | Existing | Blue Canyon (Mount Shasta for pre-2014) | SCE
NG-WtrHt-LrgInst-Gas-gt200kBtuh-0p80Et | DEER2014 | D13 v1.00 | 2013-09-20 | SCE | MBT | Ex | Any | IOU | Cap-kBTUh | 292 | 200000 | None | 0 | 0 | 0 | 0 | 0 | 2.09 | 0 | 0 | 0 | 0 | 0 | 0.317 |  |  | 2 | Manufacturing Biotech | Existing | IOU Territory | SCE
NG-WtrHt-LrgInst-Gas-gt200kBtuh-0p80Et | DEER2014 | D13 v1.00 | 2013-09-20 | SCE | MBT | New | Any | IOU | Cap-kBTUh | 292 | 200000 | None | 0 | 0 | 0 | 0 | 0 | 0.312 | 0 | 0 | 0 | 0 | 0 | 0.312 |  |  | 2 | Manufacturing Biotech | New | IOU Territory | SCE
NG-WtrHt-LrgInst-Gas-gt200kBtuh-0p80Et | DEER2014 | D13 v1.00 | 2013-08-02 | SCE | MLI | Ex | Any | CZ05 | Cap-kBTUh | 146 | 100000 | None | 0 | 0 | 0 | 0 | 0 | 2.46 | 0 | 0 | 0 | 0 | 0 | 0.328 |  |  | 2 | Manufacturing Light Industrial | Existing | Santa Maria Area | SCE
NG-WtrHt-LrgInst-Gas-gt200kBtuh-0p80Et | DEER2014 | D13 v1.00 | 2013-08-02 | SCE | MLI | Ex | Any | CZ06 | Cap-kBTUh | 146 | 100000 | None | 0 | 0 | 0 | 0 | 0 | 2.34 | 0 | 0 | 0 | 0 | 0 | 0.316 |  |  | 2 | Manufacturing Light Industrial | Existing | Torrance (Los Angeles for pre-2014) | SCE
NG-WtrHt-LrgInst-Gas-gt200kBtuh-0p80Et | DEER2014 | D13 v1.00 | 2013-08-02 | SCE | MLI | Ex | Any | CZ08 | Cap-kBTUh | 146 | 100000 | None | 0 | 0 | 0 | 0 | 0 | 2.31 | 0 | 0 | 0 | 0 | 0 | 0.311 |  |  | 2 | Manufacturing Light Industrial | Existing | Fullerton (El Toro for pre-2014) | SCE
NG-WtrHt-LrgInst-Gas-gt200kBtuh-0p80Et | DEER2014 | D13 v1.00 | 2013-08-02 | SCE | MLI | Ex | Any | CZ09 | Cap-kBTUh | 146 | 100000 | None | 0 | 0 | 0 | 0 | 0 | 2.31 | 0 | 0 | 0 | 0 | 0 | 0.313 |  |  | 2 | Manufacturing Light Industrial | Existing | Burbank-Glendale (Pasadena for pre-2014) | SCE
NG-WtrHt-LrgInst-Gas-gt200kBtuh-0p80Et | DEER2014 | D13 v1.00 | 2013-08-02 | SCE | MLI | Ex | Any | CZ10 | Cap-kBTUh | 146 | 100000 | None | 0 | 0 | 0 | 0 | 0 | 1.67 | 0 | 0 | 0 | 0 | 0 | 0.313 |  |  | 2 | Manufacturing Light Industrial | Existing | Riverside | SCE
NG-WtrHt-LrgInst-Gas-gt200kBtuh-0p80Et | DEER2014 | D13 v1.00 | 2013-08-02 | SCE | MLI | Ex | Any | CZ13 | Cap-kBTUh | 146 | 100000 | None | 0 | 0 | 0 | 0 | 0 | 2.05 | 0 | 0 | 0 | 0 | 0 | 0.315 |  |  | 2 | Manufacturing Light Industrial | Existing | Fresno Area | SCE
NG-WtrHt-LrgInst-Gas-gt200kBtuh-0p80Et | DEER2014 | D13 v1.00 | 2013-08-02 | SCE | MLI | Ex | Any | CZ14 | Cap-kBTUh | 146 | 100000 | None | 0 | 0 | 0 | 0 | 0 | 1.98 | 0 | 0 | 0 | 0 | 0 | 0.319 |  |  | 2 | Manufacturing Light Industrial | Existing | Palmdale (China Lake for pre-2014) | SCE
NG-WtrHt-LrgInst-Gas-gt200kBtuh-0p80Et | DEER2014 | D13 v1.00 | 2013-08-02 | SCE | MLI | Ex | Any | CZ15 | Cap-kBTUh | 146 | 100000 | None | 0 | 0 | 0 | 0 | 0 | 1.55 | 0 | 0 | 0 | 0 | 0 | 0.297 |  |  | 2 | Manufacturing Light Industrial | Existing | Palm Springs-Intl (El Centro for pre-2014) | SCE
NG-WtrHt-LrgInst-Gas-gt200kBtuh-0p80Et | DEER2014 | D13 v1.00 | 2013-08-02 | SCE | MLI | Ex | Any | CZ16 | Cap-kBTUh | 146 | 100000 | None | 0 | 0 | 0 | 0 | 0 | 2.07 | 0 | 0 | 0 | 0 | 0 | 0.337 |  |  | 2 | Manufacturing Light Industrial | Existing | Blue Canyon (Mount Shasta for pre-2014) | SCE
NG-WtrHt-LrgInst-Gas-gt200kBtuh-0p80Et | DEER2014 | D13 v1.00 | 2013-09-20 | SCE | MLI | Ex | Any | IOU | Cap-kBTUh | 146 | 100000 | None | 0 | 0 | 0 | 0 | 0 | 2.14 | 0 | 0 | 0 | 0 | 0 | 0.313 |  |  | 2 | Manufacturing Light Industrial | Existing | IOU Territory | SCE
NG-WtrHt-LrgInst-Gas-gt200kBtuh-0p80Et | DEER2014 | D13 v1.00 | 2013-09-20 | SCE | MLI | New | Any | IOU | Cap-kBTUh | 146 | 100000 | None | 0 | 0 | 0 | 0 | 0 | 0.316 | 0 | 0 | 0 | 0 | 0 | 0.316 |  |  | 2 | Manufacturing Light Industrial | New | IOU Territory | SCE
NG-WtrHt-LrgInst-Gas-gt200kBtuh-0p80Et | DEER2014 | D13 v1.00 | 2013-08-02 | SCE | Mtl | Ex | Any | CZ05 | Cap-kBTUh | 118 | 60000 | None | 0 | 0 | 0 | 0 | 0 | 2.35 | 0 | 0 | 0 | 0 | 0 | 0.33 |  |  | 2 | Lodging - Motel | Existing | Santa Maria Area | SCE
NG-WtrHt-LrgInst-Gas-gt200kBtuh-0p80Et | DEER2014 | D13 v1.00 | 2013-08-02 | SCE | Mtl | Ex | Any | CZ06 | Cap-kBTUh | 118 | 60000 | None | 0 | 0 | 0 | 0 | 0 | 2.28 | 0 | 0 | 0 | 0 | 0 | 0.325 |  |  | 2 | Lodging - Motel | Existing | Torrance (Los Angeles for pre-2014) | SCE
NG-WtrHt-LrgInst-Gas-gt200kBtuh-0p80Et | DEER2014 | D13 v1.00 | 2013-08-02 | SCE | Mtl | Ex | Any | CZ08 | Cap-kBTUh | 118 | 60000 | None | 0 | 0 | 0 | 0 | 0 | 2.26 | 0 | 0 | 0 | 0 | 0 | 0.324 |  |  | 2 | Lodging - Motel | Existing | Fullerton (El Toro for pre-2014) | SCE
NG-WtrHt-LrgInst-Gas-gt200kBtuh-0p80Et | DEER2014 | D13 v1.00 | 2013-08-02 | SCE | Mtl | Ex | Any | CZ09 | Cap-kBTUh | 118 | 60000 | None | 0 | 0 | 0 | 0 | 0 | 2.24 | 0 | 0 | 0 | 0 | 0 | 0.325 |  |  | 2 | Lodging - Motel | Existing | Burbank-Glendale (Pasadena for pre-2014) | SCE
NG-WtrHt-LrgInst-Gas-gt200kBtuh-0p80Et | DEER2014 | D13 v1.00 | 2013-08-02 | SCE | Mtl | Ex | Any | CZ10 | Cap-kBTUh | 118 | 60000 | None | 0 | 0 | 0 | 0 | 0 | 1.87 | 0 | 0 | 0 | 0 | 0 | 0.325 |  |  | 2 | Lodging - Motel | Existing | Riverside | SCE
NG-WtrHt-LrgInst-Gas-gt200kBtuh-0p80Et | DEER2014 | D13 v1.00 | 2013-08-02 | SCE | Mtl | Ex | Any | CZ13 | Cap-kBTUh | 118 | 60000 | None | 0 | 0 | 0 | 0 | 0 | 2.16 | 0 | 0 | 0 | 0 | 0 | 0.326 |  |  | 2 | Lodging - Motel | Existing | Fresno Area | SCE
NG-WtrHt-LrgInst-Gas-gt200kBtuh-0p80Et | DEER2014 | D13 v1.00 | 2013-08-02 | SCE | Mtl | Ex | Any | CZ14 | Cap-kBTUh | 118 | 60000 | None | 0 | 0 | 0 | 0 | 0 | 2 | 0 | 0 | 0 | 0 | 0 | 0.326 |  |  | 2 | Lodging - Motel | Existing | Palmdale (China Lake for pre-2014) | SCE
NG-WtrHt-LrgInst-Gas-gt200kBtuh-0p80Et | DEER2014 | D13 v1.00 | 2013-08-02 | SCE | Mtl | Ex | Any | CZ15 | Cap-kBTUh | 118 | 60000 | None | 0 | 0 | 0 | 0 | 0 | 1.8 | 0 | 0 | 0 | 0 | 0 | 0.321 |  |  | 2 | Lodging - Motel | Existing | Palm Springs-Intl (El Centro for pre-2014) | SCE
NG-WtrHt-LrgInst-Gas-gt200kBtuh-0p80Et | DEER2014 | D13 v1.00 | 2013-08-02 | SCE | Mtl | Ex | Any | CZ16 | Cap-kBTUh | 118 | 60000 | None | 0 | 0 | 0 | 0 | 0 | 2.22 | 0 | 0 | 0 | 0 | 0 | 0.329 |  |  | 2 | Lodging - Motel | Existing | Blue Canyon (Mount Shasta for pre-2014) | SCE
NG-WtrHt-LrgInst-Gas-gt200kBtuh-0p80Et | DEER2014 | D13 v1.00 | 2013-09-20 | SCE | Mtl | Ex | Any | IOU | Cap-kBTUh | 118 | 60000 | None | 0 | 0 | 0 | 0 | 0 | 2.17 | 0 | 0 | 0 | 0 | 0 | 0.325 |  |  | 2 | Lodging - Motel | Existing | IOU Territory | SCE
NG-WtrHt-LrgInst-Gas-gt200kBtuh-0p80Et | DEER2014 | D13 v1.00 | 2013-09-20 | SCE | Mtl | New | Any | IOU | Cap-kBTUh | 118 | 60000 | None | 0 | 0 | 0 | 0 | 0 | 0.324 | 0 | 0 | 0 | 0 | 0 | 0.324 |  |  | 2 | Lodging - Motel | New | IOU Territory | SCE
NG-WtrHt-LrgInst-Gas-gt200kBtuh-0p80Et | DEER2014 | D13 v1.00 | 2013-08-02 | SCE | Nrs | Ex | Any | CZ05 | Cap-kBTUh | 572 | 120000 | None | 0 | 0 | 0 | 0 | 0 | 2.91 | 0 | 0 | 0 | 0 | 0 | 0.319 |  |  | 2 | Health/Medical - Nursing Home | Existing | Santa Maria Area | SCE
NG-WtrHt-LrgInst-Gas-gt200kBtuh-0p80Et | DEER2014 | D13 v1.00 | 2013-08-02 | SCE | Nrs | Ex | Any | CZ06 | Cap-kBTUh | 572 | 120000 | None | 0 | 0 | 0 | 0 | 0 | 2.79 | 0 | 0 | 0 | 0 | 0 | 0.313 |  |  | 2 | Health/Medical - Nursing Home | Existing | Torrance (Los Angeles for pre-2014) | SCE
NG-WtrHt-LrgInst-Gas-gt200kBtuh-0p80Et | DEER2014 | D13 v1.00 | 2013-08-02 | SCE | Nrs | Ex | Any | CZ08 | Cap-kBTUh | 572 | 120000 | None | 0 | 0 | 0 | 0 | 0 | 2.75 | 0 | 0 | 0 | 0 | 0 | 0.311 |  |  | 2 | Health/Medical - Nursing Home | Existing | Fullerton (El Toro for pre-2014) | SCE
NG-WtrHt-LrgInst-Gas-gt200kBtuh-0p80Et | DEER2014 | D13 v1.00 | 2013-08-02 | SCE | Nrs | Ex | Any | CZ09 | Cap-kBTUh | 572 | 120000 | None | 0 | 0 | 0 | 0 | 0 | 2.73 | 0 | 0 | 0 | 0 | 0 | 0.313 |  |  | 2 | Health/Medical - Nursing Home | Existing | Burbank-Glendale (Pasadena for pre-2014) | SCE
NG-WtrHt-LrgInst-Gas-gt200kBtuh-0p80Et | DEER2014 | D13 v1.00 | 2013-08-02 | SCE | Nrs | Ex | Any | CZ10 | Cap-kBTUh | 572 | 120000 | None | 0 | 0 | 0 | 0 | 0 | 2.49 | 0 | 0 | 0 | 0 | 0 | 0.311 |  |  | 2 | Health/Medical - Nursing Home | Existing | Riverside | SCE
NG-WtrHt-LrgInst-Gas-gt200kBtuh-0p80Et | DEER2014 | D13 v1.00 | 2013-08-02 | SCE | Nrs | Ex | Any | CZ13 | Cap-kBTUh | 572 | 120000 | None | 0 | 0 | 0 | 0 | 0 | 2.59 | 0 | 0 | 0 | 0 | 0 | 0.311 |  |  | 2 | Health/Medical - Nursing Home | Existing | Fresno Area | SCE
NG-WtrHt-LrgInst-Gas-gt200kBtuh-0p80Et | DEER2014 | D13 v1.00 | 2013-08-02 | SCE | Nrs | Ex | Any | CZ14 | Cap-kBTUh | 572 | 120000 | None | 0 | 0 | 0 | 0 | 0 | 2.59 | 0 | 0 | 0 | 0 | 0 | 0.313 |  |  | 2 | Health/Medical - Nursing Home | Existing | Palmdale (China Lake for pre-2014) | SCE
NG-WtrHt-LrgInst-Gas-gt200kBtuh-0p80Et | DEER2014 | D13 v1.00 | 2013-08-02 | SCE | Nrs | Ex | Any | CZ15 | Cap-kBTUh | 572 | 120000 | None | 0 | 0 | 0 | 0 | 0 | 2.32 | 0 | 0 | 0 | 0 | 0 | 0.304 |  |  | 2 | Health/Medical - Nursing Home | Existing | Palm Springs-Intl (El Centro for pre-2014) | SCE
NG-WtrHt-LrgInst-Gas-gt200kBtuh-0p80Et | DEER2014 | D13 v1.00 | 2013-08-02 | SCE | Nrs | Ex | Any | CZ16 | Cap-kBTUh | 572 | 120000 | None | 0 | 0 | 0 | 0 | 0 | 2.74 | 0 | 0 | 0 | 0 | 0 | 0.322 |  |  | 2 | Health/Medical - Nursing Home | Existing | Blue Canyon (Mount Shasta for pre-2014) | SCE
NG-WtrHt-LrgInst-Gas-gt200kBtuh-0p80Et | DEER2014 | D13 v1.00 | 2013-09-20 | SCE | Nrs | Ex | Any | IOU | Cap-kBTUh | 572 | 120000 | None | 0 | 0 | 0 | 0 | 0 | 2.7 | 0 | 0 | 0 | 0 | 0 | 0.312 |  |  | 2 | Health/Medical - Nursing Home | Existing | IOU Territory | SCE
NG-WtrHt-LrgInst-Gas-gt200kBtuh-0p80Et | DEER2014 | D13 v1.00 | 2013-09-20 | SCE | Nrs | New | Any | IOU | Cap-kBTUh | 572 | 120000 | None | 0 | 0 | 0 | 0 | 0 | 0.312 | 0 | 0 | 0 | 0 | 0 | 0.312 |  |  | 2 | Health/Medical - Nursing Home | New | IOU Territory | SCE
NG-WtrHt-LrgInst-Gas-gt200kBtuh-0p80Et | DEER2014 | D13 v1.00 | 2013-08-02 | SCE | OfL | Ex | Any | CZ05 | Cap-kBTUh | 146 | 175000 | None | 0 | 0 | 0 | 0 | 0 | 2.64 | 0 | 0 | 0 | 0 | 0 | 0.323 |  |  | 2 | Office - Large | Existing | Santa Maria Area | SCE
NG-WtrHt-LrgInst-Gas-gt200kBtuh-0p80Et | DEER2014 | D13 v1.00 | 2013-08-02 | SCE | OfL | Ex | Any | CZ06 | Cap-kBTUh | 146 | 175000 | None | 0 | 0 | 0 | 0 | 0 | 2.55 | 0 | 0 | 0 | 0 | 0 | 0.319 |  |  | 2 | Office - Large | Existing | Torrance (Los Angeles for pre-2014) | SCE
NG-WtrHt-LrgInst-Gas-gt200kBtuh-0p80Et | DEER2014 | D13 v1.00 | 2013-08-02 | SCE | OfL | Ex | Any | CZ08 | Cap-kBTUh | 146 | 175000 | None | 0 | 0 | 0 | 0 | 0 | 2.53 | 0 | 0 | 0 | 0 | 0 | 0.318 |  |  | 2 | Office - Large | Existing | Fullerton (El Toro for pre-2014) | SCE
NG-WtrHt-LrgInst-Gas-gt200kBtuh-0p80Et | DEER2014 | D13 v1.00 | 2013-08-02 | SCE | OfL | Ex | Any | CZ09 | Cap-kBTUh | 146 | 175000 | None | 0 | 0 | 0 | 0 | 0 | 2.5 | 0 | 0 | 0 | 0 | 0 | 0.319 |  |  | 2 | Office - Large | Existing | Burbank-Glendale (Pasadena for pre-2014) | SCE
NG-WtrHt-LrgInst-Gas-gt200kBtuh-0p80Et | DEER2014 | D13 v1.00 | 2013-08-02 | SCE | OfL | Ex | Any | CZ10 | Cap-kBTUh | 146 | 175000 | None | 0 | 0 | 0 | 0 | 0 | 2.08 | 0 | 0 | 0 | 0 | 0 | 0.318 |  |  | 2 | Office - Large | Existing | Riverside | SCE
NG-WtrHt-LrgInst-Gas-gt200kBtuh-0p80Et | DEER2014 | D13 v1.00 | 2013-08-02 | SCE | OfL | Ex | Any | CZ13 | Cap-kBTUh | 146 | 175000 | None | 0 | 0 | 0 | 0 | 0 | 2.4 | 0 | 0 | 0 | 0 | 0 | 0.319 |  |  | 2 | Office - Large | Existing | Fresno Area | SCE
NG-WtrHt-LrgInst-Gas-gt200kBtuh-0p80Et | DEER2014 | D13 v1.00 | 2013-08-02 | SCE | OfL | Ex | Any | CZ14 | Cap-kBTUh | 146 | 175000 | None | 0 | 0 | 0 | 0 | 0 | 2.3 | 0 | 0 | 0 | 0 | 0 | 0.319 |  |  | 2 | Office - Large | Existing | Palmdale (China Lake for pre-2014) | SCE
NG-WtrHt-LrgInst-Gas-gt200kBtuh-0p80Et | DEER2014 | D13 v1.00 | 2013-08-02 | SCE | OfL | Ex | Any | CZ15 | Cap-kBTUh | 146 | 175000 | None | 0 | 0 | 0 | 0 | 0 | 1.98 | 0 | 0 | 0 | 0 | 0 | 0.313 |  |  | 2 | Office - Large | Existing | Palm Springs-Intl (El Centro for pre-2014) | SCE
NG-WtrHt-LrgInst-Gas-gt200kBtuh-0p80Et | DEER2014 | D13 v1.00 | 2013-08-02 | SCE | OfL | Ex | Any | CZ16 | Cap-kBTUh | 146 | 175000 | None | 0 | 0 | 0 | 0 | 0 | 2.46 | 0 | 0 | 0 | 0 | 0 | 0.325 |  |  | 2 | Office - Large | Existing | Blue Canyon (Mount Shasta for pre-2014) | SCE
NG-WtrHt-LrgInst-Gas-gt200kBtuh-0p80Et | DEER2014 | D13 v1.00 | 2013-09-20 | SCE | OfL | Ex | Any | IOU | Cap-kBTUh | 146 | 175000 | None | 0 | 0 | 0 | 0 | 0 | 2.48 | 0 | 0 | 0 | 0 | 0 | 0.318 |  |  | 2 | Office - Large | Existing | IOU Territory | SCE
NG-WtrHt-LrgInst-Gas-gt200kBtuh-0p80Et | DEER2014 | D13 v1.00 | 2013-09-20 | SCE | OfL | New | Any | IOU | Cap-kBTUh | 146 | 175000 | None | 0 | 0 | 0 | 0 | 0 | 0.315 | 0 | 0 | 0 | 0 | 0 | 0.315 |  |  | 2 | Office - Large | New | IOU Territory | SCE
NG-WtrHt-LrgInst-Gas-gt200kBtuh-0p80Et | DEER2014 | D13 v1.00 | 2013-08-02 | SCE | OfS | Ex | Any | CZ05 | Cap-kBTUh | 43.7 | 10000 | None | 0 | 0 | 0 | 0 | 0 | 2.01 | 0 | 0 | 0 | 0 | 0 | 0.325 |  |  | 2 | Office - Small | Existing | Santa Maria Area | SCE
NG-WtrHt-LrgInst-Gas-gt200kBtuh-0p80Et | DEER2014 | D13 v1.00 | 2013-08-02 | SCE | OfS | Ex | Any | CZ06 | Cap-kBTUh | 43.7 | 10000 | None | 0 | 0 | 0 | 0 | 0 | 1.96 | 0 | 0 | 0 | 0 | 0 | 0.318 |  |  | 2 | Office - Small | Existing | Torrance (Los Angeles for pre-2014) | SCE
NG-WtrHt-LrgInst-Gas-gt200kBtuh-0p80Et | DEER2014 | D13 v1.00 | 2013-08-02 | SCE | OfS | Ex | Any | CZ08 | Cap-kBTUh | 43.7 | 10000 | None | 0 | 0 | 0 | 0 | 0 | 1.94 | 0 | 0 | 0 | 0 | 0 | 0.316 |  |  | 2 | Office - Small | Existing | Fullerton (El Toro for pre-2014) | SCE
NG-WtrHt-LrgInst-Gas-gt200kBtuh-0p80Et | DEER2014 | D13 v1.00 | 2013-08-02 | SCE | OfS | Ex | Any | CZ09 | Cap-kBTUh | 43.7 | 10000 | None | 0 | 0 | 0 | 0 | 0 | 1.93 | 0 | 0 | 0 | 0 | 0 | 0.317 |  |  | 2 | Office - Small | Existing | Burbank-Glendale (Pasadena for pre-2014) | SCE
NG-WtrHt-LrgInst-Gas-gt200kBtuh-0p80Et | DEER2014 | D13 v1.00 | 2013-08-02 | SCE | OfS | Ex | Any | CZ10 | Cap-kBTUh | 43.7 | 10000 | None | 0 | 0 | 0 | 0 | 0 | 1.71 | 0 | 0 | 0 | 0 | 0 | 0.316 |  |  | 2 | Office - Small | Existing | Riverside | SCE
NG-WtrHt-LrgInst-Gas-gt200kBtuh-0p80Et | DEER2014 | D13 v1.00 | 2013-08-02 | SCE | OfS | Ex | Any | CZ13 | Cap-kBTUh | 43.7 | 10000 | None | 0 | 0 | 0 | 0 | 0 | 1.89 | 0 | 0 | 0 | 0 | 0 | 0.318 |  |  | 2 | Office - Small | Existing | Fresno Area | SCE
NG-WtrHt-LrgInst-Gas-gt200kBtuh-0p80Et | DEER2014 | D13 v1.00 | 2013-08-02 | SCE | OfS | Ex | Any | CZ14 | Cap-kBTUh | 43.7 | 10000 | None | 0 | 0 | 0 | 0 | 0 | 1.77 | 0 | 0 | 0 | 0 | 0 | 0.317 |  |  | 2 | Office - Small | Existing | Palmdale (China Lake for pre-2014) | SCE
NG-WtrHt-LrgInst-Gas-gt200kBtuh-0p80Et | DEER2014 | D13 v1.00 | 2013-08-02 | SCE | OfS | Ex | Any | CZ15 | Cap-kBTUh | 43.7 | 10000 | None | 0 | 0 | 0 | 0 | 0 | 1.64 | 0 | 0 | 0 | 0 | 0 | 0.306 |  |  | 2 | Office - Small | Existing | Palm Springs-Intl (El Centro for pre-2014) | SCE
NG-WtrHt-LrgInst-Gas-gt200kBtuh-0p80Et | DEER2014 | D13 v1.00 | 2013-08-02 | SCE | OfS | Ex | Any | CZ16 | Cap-kBTUh | 43.7 | 10000 | None | 0 | 0 | 0 | 0 | 0 | 1.89 | 0 | 0 | 0 | 0 | 0 | 0.328 |  |  | 2 | Office - Small | Existing | Blue Canyon (Mount Shasta for pre-2014) | SCE
NG-WtrHt-LrgInst-Gas-gt200kBtuh-0p80Et | DEER2014 | D13 v1.00 | 2013-09-20 | SCE | OfS | Ex | Any | IOU | Cap-kBTUh | 43.7 | 10000 | None | 0 | 0 | 0 | 0 | 0 | 1.87 | 0 | 0 | 0 | 0 | 0 | 0.316 |  |  | 2 | Office - Small | Existing | IOU Territory | SCE
NG-WtrHt-LrgInst-Gas-gt200kBtuh-0p80Et | DEER2014 | D13 v1.00 | 2013-09-20 | SCE | OfS | New | Any | IOU | Cap-kBTUh | 43.7 | 10000 | None | 0 | 0 | 0 | 0 | 0 | 0.314 | 0 | 0 | 0 | 0 | 0 | 0.314 |  |  | 2 | Office - Small | New | IOU Territory | SCE
NG-WtrHt-LrgInst-Gas-gt200kBtuh-0p80Et | DEER2014 | D13 v1.00 | 2013-08-02 | SCE | RFF | Ex | Any | CZ05 | Cap-kBTUh | 87.5 | 4000 | None | 0 | 0 | 0 | 0 | 0 | 2.25 | 0 | 0 | 0 | 0 | 0 | 0.339 |  |  | 2 | Restaurant - Fast-Food | Existing | Santa Maria Area | SCE
NG-WtrHt-LrgInst-Gas-gt200kBtuh-0p80Et | DEER2014 | D13 v1.00 | 2013-08-02 | SCE | RFF | Ex | Any | CZ06 | Cap-kBTUh | 87.5 | 4000 | None | 0 | 0 | 0 | 0 | 0 | 2.17 | 0 | 0 | 0 | 0 | 0 | 0.329 |  |  | 2 | Restaurant - Fast-Food | Existing | Torrance (Los Angeles for pre-2014) | SCE
NG-WtrHt-LrgInst-Gas-gt200kBtuh-0p80Et | DEER2014 | D13 v1.00 | 2013-08-02 | SCE | RFF | Ex | Any | CZ08 | Cap-kBTUh | 87.5 | 4000 | None | 0 | 0 | 0 | 0 | 0 | 2.14 | 0 | 0 | 0 | 0 | 0 | 0.326 |  |  | 2 | Restaurant - Fast-Food | Existing | Fullerton (El Toro for pre-2014) | SCE
NG-WtrHt-LrgInst-Gas-gt200kBtuh-0p80Et | DEER2014 | D13 v1.00 | 2013-08-02 | SCE | RFF | Ex | Any | CZ09 | Cap-kBTUh | 87.5 | 4000 | None | 0 | 0 | 0 | 0 | 0 | 2.15 | 0 | 0 | 0 | 0 | 0 | 0.326 |  |  | 2 | Restaurant - Fast-Food | Existing | Burbank-Glendale (Pasadena for pre-2014) | SCE
NG-WtrHt-LrgInst-Gas-gt200kBtuh-0p80Et | DEER2014 | D13 v1.00 | 2013-08-02 | SCE | RFF | Ex | Any | CZ10 | Cap-kBTUh | 87.5 | 4000 | None | 0 | 0 | 0 | 0 | 0 | 1.74 | 0 | 0 | 0 | 0 | 0 | 0.325 |  |  | 2 | Restaurant - Fast-Food | Existing | Riverside | SCE
NG-WtrHt-LrgInst-Gas-gt200kBtuh-0p80Et | DEER2014 | D13 v1.00 | 2013-08-02 | SCE | RFF | Ex | Any | CZ13 | Cap-kBTUh | 87.5 | 4000 | None | 0 | 0 | 0 | 0 | 0 | 1.97 | 0 | 0 | 0 | 0 | 0 | 0.326 |  |  | 2 | Restaurant - Fast-Food | Existing | Fresno Area | SCE
NG-WtrHt-LrgInst-Gas-gt200kBtuh-0p80Et | DEER2014 | D13 v1.00 | 2013-08-02 | SCE | RFF | Ex | Any | CZ14 | Cap-kBTUh | 87.5 | 4000 | None | 0 | 0 | 0 | 0 | 0 | 1.84 | 0 | 0 | 0 | 0 | 0 | 0.329 |  |  | 2 | Restaurant - Fast-Food | Existing | Palmdale (China Lake for pre-2014) | SCE
NG-WtrHt-LrgInst-Gas-gt200kBtuh-0p80Et | DEER2014 | D13 v1.00 | 2013-08-02 | SCE | RFF | Ex | Any | CZ15 | Cap-kBTUh | 87.5 | 4000 | None | 0 | 0 | 0 | 0 | 0 | 1.64 | 0 | 0 | 0 | 0 | 0 | 0.313 |  |  | 2 | Restaurant - Fast-Food | Existing | Palm Springs-Intl (El Centro for pre-2014) | SCE
NG-WtrHt-LrgInst-Gas-gt200kBtuh-0p80Et | DEER2014 | D13 v1.00 | 2013-08-02 | SCE | RFF | Ex | Any | CZ16 | Cap-kBTUh | 87.5 | 4000 | None | 0 | 0 | 0 | 0 | 0 | 1.98 | 0 | 0 | 0 | 0 | 0 | 0.345 |  |  | 2 | Restaurant - Fast-Food | Existing | Blue Canyon (Mount Shasta for pre-2014) | SCE
NG-WtrHt-LrgInst-Gas-gt200kBtuh-0p80Et | DEER2014 | D13 v1.00 | 2013-09-20 | SCE | RFF | Ex | Any | IOU | Cap-kBTUh | 87.5 | 4000 | None | 0 | 0 | 0 | 0 | 0 | 2.01 | 0 | 0 | 0 | 0 | 0 | 0.326 |  |  | 2 | Restaurant - Fast-Food | Existing | IOU Territory | SCE
NG-WtrHt-LrgInst-Gas-gt200kBtuh-0p80Et | DEER2014 | D13 v1.00 | 2013-09-20 | SCE | RFF | New | Any | IOU | Cap-kBTUh | 87.5 | 4000 | None | 0 | 0 | 0 | 0 | 0 | 0.324 | 0 | 0 | 0 | 0 | 0 | 0.324 |  |  | 2 | Restaurant - Fast-Food | New | IOU Territory | SCE
NG-WtrHt-LrgInst-Gas-gt200kBtuh-0p80Et | DEER2014 | D13 v1.00 | 2013-08-02 | SCE | RSD | Ex | Any | CZ05 | Cap-kBTUh | 90.9 | 11200 | None | 0 | 0 | 0 | 0 | 0 | 2.58 | 0 | 0 | 0 | 0 | 0 | 0.345 |  |  | 2 | Restaurant - Sit-Down | Existing | Santa Maria Area | SCE
NG-WtrHt-LrgInst-Gas-gt200kBtuh-0p80Et | DEER2014 | D13 v1.00 | 2013-08-02 | SCE | RSD | Ex | Any | CZ06 | Cap-kBTUh | 90.9 | 11200 | None | 0 | 0 | 0 | 0 | 0 | 2.46 | 0 | 0 | 0 | 0 | 0 | 0.333 |  |  | 2 | Restaurant - Sit-Down | Existing | Torrance (Los Angeles for pre-2014) | SCE
NG-WtrHt-LrgInst-Gas-gt200kBtuh-0p80Et | DEER2014 | D13 v1.00 | 2013-08-02 | SCE | RSD | Ex | Any | CZ08 | Cap-kBTUh | 90.9 | 11200 | None | 0 | 0 | 0 | 0 | 0 | 2.43 | 0 | 0 | 0 | 0 | 0 | 0.329 |  |  | 2 | Restaurant - Sit-Down | Existing | Fullerton (El Toro for pre-2014) | SCE
NG-WtrHt-LrgInst-Gas-gt200kBtuh-0p80Et | DEER2014 | D13 v1.00 | 2013-08-02 | SCE | RSD | Ex | Any | CZ09 | Cap-kBTUh | 90.9 | 11200 | None | 0 | 0 | 0 | 0 | 0 | 2.43 | 0 | 0 | 0 | 0 | 0 | 0.33 |  |  | 2 | Restaurant - Sit-Down | Existing | Burbank-Glendale (Pasadena for pre-2014) | SCE
NG-WtrHt-LrgInst-Gas-gt200kBtuh-0p80Et | DEER2014 | D13 v1.00 | 2013-08-02 | SCE | RSD | Ex | Any | CZ10 | Cap-kBTUh | 90.9 | 11200 | None | 0 | 0 | 0 | 0 | 0 | 1.93 | 0 | 0 | 0 | 0 | 0 | 0.327 |  |  | 2 | Restaurant - Sit-Down | Existing | Riverside | SCE
NG-WtrHt-LrgInst-Gas-gt200kBtuh-0p80Et | DEER2014 | D13 v1.00 | 2013-08-02 | SCE | RSD | Ex | Any | CZ13 | Cap-kBTUh | 90.9 | 11200 | None | 0 | 0 | 0 | 0 | 0 | 2.21 | 0 | 0 | 0 | 0 | 0 | 0.328 |  |  | 2 | Restaurant - Sit-Down | Existing | Fresno Area | SCE
NG-WtrHt-LrgInst-Gas-gt200kBtuh-0p80Et | DEER2014 | D13 v1.00 | 2013-08-02 | SCE | RSD | Ex | Any | CZ14 | Cap-kBTUh | 90.9 | 11200 | None | 0 | 0 | 0 | 0 | 0 | 2.06 | 0 | 0 | 0 | 0 | 0 | 0.331 |  |  | 2 | Restaurant - Sit-Down | Existing | Palmdale (China Lake for pre-2014) | SCE
NG-WtrHt-LrgInst-Gas-gt200kBtuh-0p80Et | DEER2014 | D13 v1.00 | 2013-08-02 | SCE | RSD | Ex | Any | CZ15 | Cap-kBTUh | 90.9 | 11200 | None | 0 | 0 | 0 | 0 | 0 | 1.79 | 0 | 0 | 0 | 0 | 0 | 0.312 |  |  | 2 | Restaurant - Sit-Down | Existing | Palm Springs-Intl (El Centro for pre-2014) | SCE
NG-WtrHt-LrgInst-Gas-gt200kBtuh-0p80Et | DEER2014 | D13 v1.00 | 2013-08-02 | SCE | RSD | Ex | Any | CZ16 | Cap-kBTUh | 90.9 | 11200 | None | 0 | 0 | 0 | 0 | 0 | 2.24 | 0 | 0 | 0 | 0 | 0 | 0.348 |  |  | 2 | Restaurant - Sit-Down | Existing | Blue Canyon (Mount Shasta for pre-2014) | SCE
NG-WtrHt-LrgInst-Gas-gt200kBtuh-0p80Et | DEER2014 | D13 v1.00 | 2013-09-20 | SCE | RSD | Ex | Any | IOU | Cap-kBTUh | 90.9 | 11200 | None | 0 | 0 | 0 | 0 | 0 | 2.27 | 0 | 0 | 0 | 0 | 0 | 0.329 |  |  | 2 | Restaurant - Sit-Down | Existing | IOU Territory | SCE
NG-WtrHt-LrgInst-Gas-gt200kBtuh-0p80Et | DEER2014 | D13 v1.00 | 2013-09-20 | SCE | RSD | New | Any | IOU | Cap-kBTUh | 90.9 | 11200 | None | 0 | 0 | 0 | 0 | 0 | 0.325 | 0 | 0 | 0 | 0 | 0 | 0.325 |  |  | 2 | Restaurant - Sit-Down | New | IOU Territory | SCE
NG-WtrHt-LrgInst-Gas-gt200kBtuh-0p80Et | DEER2014 | D13 v1.00 | 2013-08-02 | SCE | Rt3 | Ex | Any | CZ05 | Cap-kBTUh | 87.5 | 120000 | None | 0 | 0 | 0 | 0 | 0 | 2.07 | 0 | 0 | 0 | 0 | 0 | 0.322 |  |  | 2 | Retail - Multistory Large | Existing | Santa Maria Area | SCE
NG-WtrHt-LrgInst-Gas-gt200kBtuh-0p80Et | DEER2014 | D13 v1.00 | 2013-08-02 | SCE | Rt3 | Ex | Any | CZ06 | Cap-kBTUh | 87.5 | 120000 | None | 0 | 0 | 0 | 0 | 0 | 2.03 | 0 | 0 | 0 | 0 | 0 | 0.318 |  |  | 2 | Retail - Multistory Large | Existing | Torrance (Los Angeles for pre-2014) | SCE
NG-WtrHt-LrgInst-Gas-gt200kBtuh-0p80Et | DEER2014 | D13 v1.00 | 2013-08-02 | SCE | Rt3 | Ex | Any | CZ08 | Cap-kBTUh | 87.5 | 120000 | None | 0 | 0 | 0 | 0 | 0 | 2.01 | 0 | 0 | 0 | 0 | 0 | 0.317 |  |  | 2 | Retail - Multistory Large | Existing | Fullerton (El Toro for pre-2014) | SCE
NG-WtrHt-LrgInst-Gas-gt200kBtuh-0p80Et | DEER2014 | D13 v1.00 | 2013-08-02 | SCE | Rt3 | Ex | Any | CZ09 | Cap-kBTUh | 87.5 | 120000 | None | 0 | 0 | 0 | 0 | 0 | 1.99 | 0 | 0 | 0 | 0 | 0 | 0.317 |  |  | 2 | Retail - Multistory Large | Existing | Burbank-Glendale (Pasadena for pre-2014) | SCE
NG-WtrHt-LrgInst-Gas-gt200kBtuh-0p80Et | DEER2014 | D13 v1.00 | 2013-08-02 | SCE | Rt3 | Ex | Any | CZ10 | Cap-kBTUh | 87.5 | 120000 | None | 0 | 0 | 0 | 0 | 0 | 1.64 | 0 | 0 | 0 | 0 | 0 | 0.316 |  |  | 2 | Retail - Multistory Large | Existing | Riverside | SCE
NG-WtrHt-LrgInst-Gas-gt200kBtuh-0p80Et | DEER2014 | D13 v1.00 | 2013-08-02 | SCE | Rt3 | Ex | Any | CZ13 | Cap-kBTUh | 87.5 | 120000 | None | 0 | 0 | 0 | 0 | 0 | 1.82 | 0 | 0 | 0 | 0 | 0 | 0.319 |  |  | 2 | Retail - Multistory Large | Existing | Fresno Area | SCE
NG-WtrHt-LrgInst-Gas-gt200kBtuh-0p80Et | DEER2014 | D13 v1.00 | 2013-08-02 | SCE | Rt3 | Ex | Any | CZ14 | Cap-kBTUh | 87.5 | 120000 | None | 0 | 0 | 0 | 0 | 0 | 1.77 | 0 | 0 | 0 | 0 | 0 | 0.319 |  |  | 2 | Retail - Multistory Large | Existing | Palmdale (China Lake for pre-2014) | SCE
NG-WtrHt-LrgInst-Gas-gt200kBtuh-0p80Et | DEER2014 | D13 v1.00 | 2013-08-02 | SCE | Rt3 | Ex | Any | CZ15 | Cap-kBTUh | 87.5 | 120000 | None | 0 | 0 | 0 | 0 | 0 | 1.59 | 0 | 0 | 0 | 0 | 0 | 0.312 |  |  | 2 | Retail - Multistory Large | Existing | Palm Springs-Intl (El Centro for pre-2014) | SCE
NG-WtrHt-LrgInst-Gas-gt200kBtuh-0p80Et | DEER2014 | D13 v1.00 | 2013-08-02 | SCE | Rt3 | Ex | Any | CZ16 | Cap-kBTUh | 87.5 | 120000 | None | 0 | 0 | 0 | 0 | 0 | 1.84 | 0 | 0 | 0 | 0 | 0 | 0.325 |  |  | 2 | Retail - Multistory Large | Existing | Blue Canyon (Mount Shasta for pre-2014) | SCE
NG-WtrHt-LrgInst-Gas-gt200kBtuh-0p80Et | DEER2014 | D13 v1.00 | 2013-09-20 | SCE | Rt3 | Ex | Any | IOU | Cap-kBTUh | 87.5 | 120000 | None | 0 | 0 | 0 | 0 | 0 | 1.9 | 0 | 0 | 0 | 0 | 0 | 0.317 |  |  | 2 | Retail - Multistory Large | Existing | IOU Territory | SCE
NG-WtrHt-LrgInst-Gas-gt200kBtuh-0p80Et | DEER2014 | D13 v1.00 | 2013-09-20 | SCE | Rt3 | New | Any | IOU | Cap-kBTUh | 87.5 | 120000 | None | 0 | 0 | 0 | 0 | 0 | 0.316 | 0 | 0 | 0 | 0 | 0 | 0.316 |  |  | 2 | Retail - Multistory Large | New | IOU Territory | SCE
NG-WtrHt-LrgInst-Gas-gt200kBtuh-0p80Et | DEER2014 | D13 v1.00 | 2013-08-02 | SCE | RtL | Ex | Any | CZ05 | Cap-kBTUh | 87.5 | 131000 | None | 0 | 0 | 0 | 0 | 0 | 1.98 | 0 | 0 | 0 | 0 | 0 | 0.324 |  |  | 2 | Retail - Single-Story Large | Existing | Santa Maria Area | SCE
NG-WtrHt-LrgInst-Gas-gt200kBtuh-0p80Et | DEER2014 | D13 v1.00 | 2013-08-02 | SCE | RtL | Ex | Any | CZ06 | Cap-kBTUh | 87.5 | 131000 | None | 0 | 0 | 0 | 0 | 0 | 1.93 | 0 | 0 | 0 | 0 | 0 | 0.32 |  |  | 2 | Retail - Single-Story Large | Existing | Torrance (Los Angeles for pre-2014) | SCE
NG-WtrHt-LrgInst-Gas-gt200kBtuh-0p80Et | DEER2014 | D13 v1.00 | 2013-08-02 | SCE | RtL | Ex | Any | CZ08 | Cap-kBTUh | 87.5 | 131000 | None | 0 | 0 | 0 | 0 | 0 | 1.92 | 0 | 0 | 0 | 0 | 0 | 0.319 |  |  | 2 | Retail - Single-Story Large | Existing | Fullerton (El Toro for pre-2014) | SCE
NG-WtrHt-LrgInst-Gas-gt200kBtuh-0p80Et | DEER2014 | D13 v1.00 | 2013-08-02 | SCE | RtL | Ex | Any | CZ09 | Cap-kBTUh | 87.5 | 131000 | None | 0 | 0 | 0 | 0 | 0 | 1.91 | 0 | 0 | 0 | 0 | 0 | 0.319 |  |  | 2 | Retail - Single-Story Large | Existing | Burbank-Glendale (Pasadena for pre-2014) | SCE
NG-WtrHt-LrgInst-Gas-gt200kBtuh-0p80Et | DEER2014 | D13 v1.00 | 2013-08-02 | SCE | RtL | Ex | Any | CZ10 | Cap-kBTUh | 87.5 | 131000 | None | 0 | 0 | 0 | 0 | 0 | 1.58 | 0 | 0 | 0 | 0 | 0 | 0.319 |  |  | 2 | Retail - Single-Story Large | Existing | Riverside | SCE
NG-WtrHt-LrgInst-Gas-gt200kBtuh-0p80Et | DEER2014 | D13 v1.00 | 2013-08-02 | SCE | RtL | Ex | Any | CZ13 | Cap-kBTUh | 87.5 | 131000 | None | 0 | 0 | 0 | 0 | 0 | 1.74 | 0 | 0 | 0 | 0 | 0 | 0.319 |  |  | 2 | Retail - Single-Story Large | Existing | Fresno Area | SCE
NG-WtrHt-LrgInst-Gas-gt200kBtuh-0p80Et | DEER2014 | D13 v1.00 | 2013-08-02 | SCE | RtL | Ex | Any | CZ14 | Cap-kBTUh | 87.5 | 131000 | None | 0 | 0 | 0 | 0 | 0 | 1.71 | 0 | 0 | 0 | 0 | 0 | 0.321 |  |  | 2 | Retail - Single-Story Large | Existing | Palmdale (China Lake for pre-2014) | SCE
NG-WtrHt-LrgInst-Gas-gt200kBtuh-0p80Et | DEER2014 | D13 v1.00 | 2013-08-02 | SCE | RtL | Ex | Any | CZ15 | Cap-kBTUh | 87.5 | 131000 | None | 0 | 0 | 0 | 0 | 0 | 1.54 | 0 | 0 | 0 | 0 | 0 | 0.312 |  |  | 2 | Retail - Single-Story Large | Existing | Palm Springs-Intl (El Centro for pre-2014) | SCE
NG-WtrHt-LrgInst-Gas-gt200kBtuh-0p80Et | DEER2014 | D13 v1.00 | 2013-08-02 | SCE | RtL | Ex | Any | CZ16 | Cap-kBTUh | 87.5 | 131000 | None | 0 | 0 | 0 | 0 | 0 | 1.77 | 0 | 0 | 0 | 0 | 0 | 0.329 |  |  | 2 | Retail - Single-Story Large | Existing | Blue Canyon (Mount Shasta for pre-2014) | SCE
NG-WtrHt-LrgInst-Gas-gt200kBtuh-0p80Et | DEER2014 | D13 v1.00 | 2013-09-20 | SCE | RtL | Ex | Any | IOU | Cap-kBTUh | 87.5 | 131000 | None | 0 | 0 | 0 | 0 | 0 | 1.82 | 0 | 0 | 0 | 0 | 0 | 0.319 |  |  | 2 | Retail - Single-Story Large | Existing | IOU Territory | SCE
NG-WtrHt-LrgInst-Gas-gt200kBtuh-0p80Et | DEER2014 | D13 v1.00 | 2013-09-20 | SCE | RtL | New | Any | IOU | Cap-kBTUh | 87.5 | 131000 | None | 0 | 0 | 0 | 0 | 0 | 0.319 | 0 | 0 | 0 | 0 | 0 | 0.319 |  |  | 2 | Retail - Single-Story Large | New | IOU Territory | SCE
NG-WtrHt-LrgInst-Gas-gt200kBtuh-0p80Et | DEER2014 | D13 v1.00 | 2013-08-02 | SCE | RtS | Ex | Any | CZ05 | Cap-kBTUh | 14.6 | 32000 | None | 0 | 0 | 0 | 0 | 0 | 2.25 | 0 | 0 | 0 | 0 | 0 | 0.339 |  |  | 2 | Retail - Small | Existing | Santa Maria Area | SCE
NG-WtrHt-LrgInst-Gas-gt200kBtuh-0p80Et | DEER2014 | D13 v1.00 | 2013-08-02 | SCE | RtS | Ex | Any | CZ06 | Cap-kBTUh | 14.6 | 32000 | None | 0 | 0 | 0 | 0 | 0 | 2.17 | 0 | 0 | 0 | 0 | 0 | 0.329 |  |  | 2 | Retail - Small | Existing | Torrance (Los Angeles for pre-2014) | SCE
NG-WtrHt-LrgInst-Gas-gt200kBtuh-0p80Et | DEER2014 | D13 v1.00 | 2013-08-02 | SCE | RtS | Ex | Any | CZ08 | Cap-kBTUh | 14.6 | 32000 | None | 0 | 0 | 0 | 0 | 0 | 2.14 | 0 | 0 | 0 | 0 | 0 | 0.326 |  |  | 2 | Retail - Small | Existing | Fullerton (El Toro for pre-2014) | SCE
NG-WtrHt-LrgInst-Gas-gt200kBtuh-0p80Et | DEER2014 | D13 v1.00 | 2013-08-02 | SCE | RtS | Ex | Any | CZ09 | Cap-kBTUh | 14.6 | 32000 | None | 0 | 0 | 0 | 0 | 0 | 2.12 | 0 | 0 | 0 | 0 | 0 | 0.327 |  |  | 2 | Retail - Small | Existing | Burbank-Glendale (Pasadena for pre-2014) | SCE
NG-WtrHt-LrgInst-Gas-gt200kBtuh-0p80Et | DEER2014 | D13 v1.00 | 2013-08-02 | SCE | RtS | Ex | Any | CZ10 | Cap-kBTUh | 14.6 | 32000 | None | 0 | 0 | 0 | 0 | 0 | 1.73 | 0 | 0 | 0 | 0 | 0 | 0.325 |  |  | 2 | Retail - Small | Existing | Riverside | SCE
NG-WtrHt-LrgInst-Gas-gt200kBtuh-0p80Et | DEER2014 | D13 v1.00 | 2013-08-02 | SCE | RtS | Ex | Any | CZ13 | Cap-kBTUh | 14.6 | 32000 | None | 0 | 0 | 0 | 0 | 0 | 1.93 | 0 | 0 | 0 | 0 | 0 | 0.326 |  |  | 2 | Retail - Small | Existing | Fresno Area | SCE
NG-WtrHt-LrgInst-Gas-gt200kBtuh-0p80Et | DEER2014 | D13 v1.00 | 2013-08-02 | SCE | RtS | Ex | Any | CZ14 | Cap-kBTUh | 14.6 | 32000 | None | 0 | 0 | 0 | 0 | 0 | 1.89 | 0 | 0 | 0 | 0 | 0 | 0.329 |  |  | 2 | Retail - Small | Existing | Palmdale (China Lake for pre-2014) | SCE
NG-WtrHt-LrgInst-Gas-gt200kBtuh-0p80Et | DEER2014 | D13 v1.00 | 2013-08-02 | SCE | RtS | Ex | Any | CZ15 | Cap-kBTUh | 14.6 | 32000 | None | 0 | 0 | 0 | 0 | 0 | 1.63 | 0 | 0 | 0 | 0 | 0 | 0.31 |  |  | 2 | Retail - Small | Existing | Palm Springs-Intl (El Centro for pre-2014) | SCE
NG-WtrHt-LrgInst-Gas-gt200kBtuh-0p80Et | DEER2014 | D13 v1.00 | 2013-08-02 | SCE | RtS | Ex | Any | CZ16 | Cap-kBTUh | 14.6 | 32000 | None | 0 | 0 | 0 | 0 | 0 | 2.01 | 0 | 0 | 0 | 0 | 0 | 0.345 |  |  | 2 | Retail - Small | Existing | Blue Canyon (Mount Shasta for pre-2014) | SCE
NG-WtrHt-LrgInst-Gas-gt200kBtuh-0p80Et | DEER2014 | D13 v1.00 | 2013-09-20 | SCE | RtS | Ex | Any | IOU | Cap-kBTUh | 14.6 | 32000 | None | 0 | 0 | 0 | 0 | 0 | 2.02 | 0 | 0 | 0 | 0 | 0 | 0.327 |  |  | 2 | Retail - Small | Existing | IOU Territory | SCE
NG-WtrHt-LrgInst-Gas-gt200kBtuh-0p80Et | DEER2014 | D13 v1.00 | 2013-09-20 | SCE | RtS | New | Any | IOU | Cap-kBTUh | 14.6 | 32000 | None | 0 | 0 | 0 | 0 | 0 | 0.323 | 0 | 0 | 0 | 0 | 0 | 0.323 |  |  | 2 | Retail - Small | New | IOU Territory | SCE
NG-WtrHt-LrgInst-Gas-gt200kBtuh-0p80Et | DEER2014 | D13 v1.00 | 2013-08-02 | SCE | s_Agr | Ex | Any | CZ05 | Cap-kBTUh | 125 | 82000 | None | 0 | 0 | 0 | 0 | 0 | 2.37 | 0 | 0 | 0 | 0 | 0 | 0.328 |  |  | 2 | SCE Agricultrural | Existing | Santa Maria Area | SCE
NG-WtrHt-LrgInst-Gas-gt200kBtuh-0p80Et | DEER2014 | D13 v1.00 | 2013-08-02 | SCE | s_Agr | Ex | Any | CZ06 | Cap-kBTUh | 125 | 82000 | None | 0 | 0 | 0 | 0 | 0 | 2.27 | 0 | 0 | 0 | 0 | 0 | 0.316 |  |  | 2 | SCE Agricultrural | Existing | Torrance (Los Angeles for pre-2014) | SCE
NG-WtrHt-LrgInst-Gas-gt200kBtuh-0p80Et | DEER2014 | D13 v1.00 | 2013-08-02 | SCE | s_Agr | Ex | Any | CZ08 | Cap-kBTUh | 125 | 82000 | None | 0 | 0 | 0 | 0 | 0 | 2.23 | 0 | 0 | 0 | 0 | 0 | 0.312 |  |  | 2 | SCE Agricultrural | Existing | Fullerton (El Toro for pre-2014) | SCE
NG-WtrHt-LrgInst-Gas-gt200kBtuh-0p80Et | DEER2014 | D13 v1.00 | 2013-08-02 | SCE | s_Agr | Ex | Any | CZ09 | Cap-kBTUh | 125 | 82000 | None | 0 | 0 | 0 | 0 | 0 | 2.24 | 0 | 0 | 0 | 0 | 0 | 0.314 |  |  | 2 | SCE Agricultrural | Existing | Burbank-Glendale (Pasadena for pre-2014) | SCE
NG-WtrHt-LrgInst-Gas-gt200kBtuh-0p80Et | DEER2014 | D13 v1.00 | 2013-08-02 | SCE | s_Agr | Ex | Any | CZ10 | Cap-kBTUh | 125 | 82000 | None | 0 | 0 | 0 | 0 | 0 | 1.68 | 0 | 0 | 0 | 0 | 0 | 0.314 |  |  | 2 | SCE Agricultrural | Existing | Riverside | SCE
NG-WtrHt-LrgInst-Gas-gt200kBtuh-0p80Et | DEER2014 | D13 v1.00 | 2013-08-02 | SCE | s_Agr | Ex | Any | CZ13 | Cap-kBTUh | 125 | 82000 | None | 0 | 0 | 0 | 0 | 0 | 2.02 | 0 | 0 | 0 | 0 | 0 | 0.315 |  |  | 2 | SCE Agricultrural | Existing | Fresno Area | SCE
NG-WtrHt-LrgInst-Gas-gt200kBtuh-0p80Et | DEER2014 | D13 v1.00 | 2013-08-02 | SCE | s_Agr | Ex | Any | CZ14 | Cap-kBTUh | 125 | 82000 | None | 0 | 0 | 0 | 0 | 0 | 1.93 | 0 | 0 | 0 | 0 | 0 | 0.318 |  |  | 2 | SCE Agricultrural | Existing | Palmdale (China Lake for pre-2014) | SCE
NG-WtrHt-LrgInst-Gas-gt200kBtuh-0p80Et | DEER2014 | D13 v1.00 | 2013-08-02 | SCE | s_Agr | Ex | Any | CZ15 | Cap-kBTUh | 125 | 82000 | None | 0 | 0 | 0 | 0 | 0 | 1.57 | 0 | 0 | 0 | 0 | 0 | 0.299 |  |  | 2 | SCE Agricultrural | Existing | Palm Springs-Intl (El Centro for pre-2014) | SCE
NG-WtrHt-LrgInst-Gas-gt200kBtuh-0p80Et | DEER2014 | D13 v1.00 | 2013-08-02 | SCE | s_Agr | Ex | Any | CZ16 | Cap-kBTUh | 125 | 82000 | None | 0 | 0 | 0 | 0 | 0 | 2.03 | 0 | 0 | 0 | 0 | 0 | 0.335 |  |  | 2 | SCE Agricultrural | Existing | Blue Canyon (Mount Shasta for pre-2014) | SCE
NG-WtrHt-LrgInst-Gas-gt200kBtuh-0p80Et | DEER2014 | D13 v1.00 | 2013-08-02 | SCE | s_Agr | Ex | Any | IOU | Cap-kBTUh | 125 | 82000 | None | 0 | 0 | 0 | 0 | 0 | 2.09 | 0 | 0 | 0 | 0 | 0 | 0.314 |  |  | 2 | SCE Agricultrural | Existing | IOU Territory | SCE
NG-WtrHt-LrgInst-Gas-gt200kBtuh-0p80Et | DEER2014 | D13 v1.00 | 2013-08-02 | SCE | s_Cli | Ex | Any | CZ05 | Cap-kBTUh | 308 | 65000 | None | 0 | 0 | 0 | 0 | 0 | 2.46 | 0 | 0 | 0 | 0 | 0 | 0.322 |  |  | 2 | SCE Health/Medical Clinic | Existing | Santa Maria Area | SCE
NG-WtrHt-LrgInst-Gas-gt200kBtuh-0p80Et | DEER2014 | D13 v1.00 | 2013-08-02 | SCE | s_Cli | Ex | Any | CZ06 | Cap-kBTUh | 308 | 65000 | None | 0 | 0 | 0 | 0 | 0 | 2.37 | 0 | 0 | 0 | 0 | 0 | 0.316 |  |  | 2 | SCE Health/Medical Clinic | Existing | Torrance (Los Angeles for pre-2014) | SCE
NG-WtrHt-LrgInst-Gas-gt200kBtuh-0p80Et | DEER2014 | D13 v1.00 | 2013-08-02 | SCE | s_Cli | Ex | Any | CZ08 | Cap-kBTUh | 308 | 65000 | None | 0 | 0 | 0 | 0 | 0 | 2.35 | 0 | 0 | 0 | 0 | 0 | 0.314 |  |  | 2 | SCE Health/Medical Clinic | Existing | Fullerton (El Toro for pre-2014) | SCE
NG-WtrHt-LrgInst-Gas-gt200kBtuh-0p80Et | DEER2014 | D13 v1.00 | 2013-08-02 | SCE | s_Cli | Ex | Any | CZ09 | Cap-kBTUh | 308 | 65000 | None | 0 | 0 | 0 | 0 | 0 | 2.33 | 0 | 0 | 0 | 0 | 0 | 0.315 |  |  | 2 | SCE Health/Medical Clinic | Existing | Burbank-Glendale (Pasadena for pre-2014) | SCE
NG-WtrHt-LrgInst-Gas-gt200kBtuh-0p80Et | DEER2014 | D13 v1.00 | 2013-08-02 | SCE | s_Cli | Ex | Any | CZ10 | Cap-kBTUh | 308 | 65000 | None | 0 | 0 | 0 | 0 | 0 | 2.1 | 0 | 0 | 0 | 0 | 0 | 0.313 |  |  | 2 | SCE Health/Medical Clinic | Existing | Riverside | SCE
NG-WtrHt-LrgInst-Gas-gt200kBtuh-0p80Et | DEER2014 | D13 v1.00 | 2013-08-02 | SCE | s_Cli | Ex | Any | CZ13 | Cap-kBTUh | 308 | 65000 | None | 0 | 0 | 0 | 0 | 0 | 2.24 | 0 | 0 | 0 | 0 | 0 | 0.314 |  |  | 2 | SCE Health/Medical Clinic | Existing | Fresno Area | SCE
NG-WtrHt-LrgInst-Gas-gt200kBtuh-0p80Et | DEER2014 | D13 v1.00 | 2013-08-02 | SCE | s_Cli | Ex | Any | CZ14 | Cap-kBTUh | 308 | 65000 | None | 0 | 0 | 0 | 0 | 0 | 2.18 | 0 | 0 | 0 | 0 | 0 | 0.315 |  |  | 2 | SCE Health/Medical Clinic | Existing | Palmdale (China Lake for pre-2014) | SCE
NG-WtrHt-LrgInst-Gas-gt200kBtuh-0p80Et | DEER2014 | D13 v1.00 | 2013-08-02 | SCE | s_Cli | Ex | Any | CZ15 | Cap-kBTUh | 308 | 65000 | None | 0 | 0 | 0 | 0 | 0 | 1.98 | 0 | 0 | 0 | 0 | 0 | 0.305 |  |  | 2 | SCE Health/Medical Clinic | Existing | Palm Springs-Intl (El Centro for pre-2014) | SCE
NG-WtrHt-LrgInst-Gas-gt200kBtuh-0p80Et | DEER2014 | D13 v1.00 | 2013-08-02 | SCE | s_Cli | Ex | Any | CZ16 | Cap-kBTUh | 308 | 65000 | None | 0 | 0 | 0 | 0 | 0 | 2.31 | 0 | 0 | 0 | 0 | 0 | 0.325 |  |  | 2 | SCE Health/Medical Clinic | Existing | Blue Canyon (Mount Shasta for pre-2014) | SCE
NG-WtrHt-LrgInst-Gas-gt200kBtuh-0p80Et | DEER2014 | D13 v1.00 | 2013-08-02 | SCE | s_Cli | Ex | Any | IOU | Cap-kBTUh | 308 | 65000 | None | 0 | 0 | 0 | 0 | 0 | 2.28 | 0 | 0 | 0 | 0 | 0 | 0.314 |  |  | 2 | SCE Health/Medical Clinic | Existing | IOU Territory | SCE
NG-WtrHt-LrgInst-Gas-gt200kBtuh-0p80Et | DEER2014 | D13 v1.00 | 2013-08-02 | SCE | SCn | Ex | Any | CZ05 | Cap-kBTUh | 58.3 | 500000 | None | 0 | 0 | 0 | 0 | 0 | 2.46 | 0 | 0 | 0 | 0 | 0 | 0.347 |  |  | 2 | Storage - Conditioned | Existing | Santa Maria Area | SCE
NG-WtrHt-LrgInst-Gas-gt200kBtuh-0p80Et | DEER2014 | D13 v1.00 | 2013-08-02 | SCE | SCn | Ex | Any | CZ06 | Cap-kBTUh | 58.3 | 500000 | None | 0 | 0 | 0 | 0 | 0 | 2.31 | 0 | 0 | 0 | 0 | 0 | 0.329 |  |  | 2 | Storage - Conditioned | Existing | Torrance (Los Angeles for pre-2014) | SCE
NG-WtrHt-LrgInst-Gas-gt200kBtuh-0p80Et | DEER2014 | D13 v1.00 | 2013-08-02 | SCE | SCn | Ex | Any | CZ08 | Cap-kBTUh | 58.3 | 500000 | None | 0 | 0 | 0 | 0 | 0 | 2.28 | 0 | 0 | 0 | 0 | 0 | 0.324 |  |  | 2 | Storage - Conditioned | Existing | Fullerton (El Toro for pre-2014) | SCE
NG-WtrHt-LrgInst-Gas-gt200kBtuh-0p80Et | DEER2014 | D13 v1.00 | 2013-08-02 | SCE | SCn | Ex | Any | CZ09 | Cap-kBTUh | 58.3 | 500000 | None | 0 | 0 | 0 | 0 | 0 | 2.19 | 0 | 0 | 0 | 0 | 0 | 0.325 |  |  | 2 | Storage - Conditioned | Existing | Burbank-Glendale (Pasadena for pre-2014) | SCE
NG-WtrHt-LrgInst-Gas-gt200kBtuh-0p80Et | DEER2014 | D13 v1.00 | 2013-08-02 | SCE | SCn | Ex | Any | CZ10 | Cap-kBTUh | 58.3 | 500000 | None | 0 | 0 | 0 | 0 | 0 | 1.41 | 0 | 0 | 0 | 0 | 0 | 0.324 |  |  | 2 | Storage - Conditioned | Existing | Riverside | SCE
NG-WtrHt-LrgInst-Gas-gt200kBtuh-0p80Et | DEER2014 | D13 v1.00 | 2013-08-02 | SCE | SCn | Ex | Any | CZ13 | Cap-kBTUh | 58.3 | 500000 | None | 0 | 0 | 0 | 0 | 0 | 1.74 | 0 | 0 | 0 | 0 | 0 | 0.325 |  |  | 2 | Storage - Conditioned | Existing | Fresno Area | SCE
NG-WtrHt-LrgInst-Gas-gt200kBtuh-0p80Et | DEER2014 | D13 v1.00 | 2013-08-02 | SCE | SCn | Ex | Any | CZ14 | Cap-kBTUh | 58.3 | 500000 | None | 0 | 0 | 0 | 0 | 0 | 1.63 | 0 | 0 | 0 | 0 | 0 | 0.327 |  |  | 2 | Storage - Conditioned | Existing | Palmdale (China Lake for pre-2014) | SCE
NG-WtrHt-LrgInst-Gas-gt200kBtuh-0p80Et | DEER2014 | D13 v1.00 | 2013-08-02 | SCE | SCn | Ex | Any | CZ15 | Cap-kBTUh | 58.3 | 500000 | None | 0 | 0 | 0 | 0 | 0 | 1.3 | 0 | 0 | 0 | 0 | 0 | 0.305 |  |  | 2 | Storage - Conditioned | Existing | Palm Springs-Intl (El Centro for pre-2014) | SCE
NG-WtrHt-LrgInst-Gas-gt200kBtuh-0p80Et | DEER2014 | D13 v1.00 | 2013-08-02 | SCE | SCn | Ex | Any | CZ16 | Cap-kBTUh | 58.3 | 500000 | None | 0 | 0 | 0 | 0 | 0 | 1.58 | 0 | 0 | 0 | 0 | 0 | 0.352 |  |  | 2 | Storage - Conditioned | Existing | Blue Canyon (Mount Shasta for pre-2014) | SCE
NG-WtrHt-LrgInst-Gas-gt200kBtuh-0p80Et | DEER2014 | D13 v1.00 | 2013-09-20 | SCE | SCn | Ex | Any | IOU | Cap-kBTUh | 58.3 | 500000 | None | 0 | 0 | 0 | 0 | 0 | 1.97 | 0 | 0 | 0 | 0 | 0 | 0.325 |  |  | 2 | Storage - Conditioned | Existing | IOU Territory | SCE
NG-WtrHt-LrgInst-Gas-gt200kBtuh-0p80Et | DEER2014 | D13 v1.00 | 2013-09-20 | SCE | SCn | New | Any | IOU | Cap-kBTUh | 58.3 | 500000 | None | 0 | 0 | 0 | 0 | 0 | 0.325 | 0 | 0 | 0 | 0 | 0 | 0.325 |  |  | 2 | Storage - Conditioned | New | IOU Territory | SCE
NG-WtrHt-LrgInst-Gas-gt200kBtuh-0p80Et | DEER2014 | D13 v1.00 | 2013-08-02 | SCE | s_FSt | Ex | Any | CZ05 | Cap-kBTUh | 80.2 | 41000 | None | 0 | 0 | 0 | 1.57 | 0.000353 | 1.85 | 0 | 0 | 0 | 0.298 | 0.000244 | 0.199 |  |  | 2 | SCE Food Store | Existing | Santa Maria Area | SCE
NG-WtrHt-LrgInst-Gas-gt200kBtuh-0p80Et | DEER2014 | D13 v1.00 | 2013-08-02 | SCE | s_FSt | Ex | Any | CZ06 | Cap-kBTUh | 80.2 | 41000 | None | 0 | 0 | 0 | 2.46 | 0.000861 | 1.89 | 0 | 0 | 0 | 0.448 | 0.000162 | 0.215 |  |  | 2 | SCE Food Store | Existing | Torrance (Los Angeles for pre-2014) | SCE
NG-WtrHt-LrgInst-Gas-gt200kBtuh-0p80Et | DEER2014 | D13 v1.00 | 2013-08-02 | SCE | s_FSt | Ex | Any | CZ08 | Cap-kBTUh | 80.2 | 41000 | None | 0 | 0 | 0 | 2.91 | 0.000863 | 1.92 | 0 | 0 | 0 | 0.481 | 0.00017 | 0.221 |  |  | 2 | SCE Food Store | Existing | Fullerton (El Toro for pre-2014) | SCE
NG-WtrHt-LrgInst-Gas-gt200kBtuh-0p80Et | DEER2014 | D13 v1.00 | 2013-08-02 | SCE | s_FSt | Ex | Any | CZ09 | Cap-kBTUh | 80.2 | 41000 | None | 0 | 0 | 0 | 3 | 0.000928 | 1.92 | 0 | 0 | 0 | 0.583 | 0.000132 | 0.227 |  |  | 2 | SCE Food Store | Existing | Burbank-Glendale (Pasadena for pre-2014) | SCE
NG-WtrHt-LrgInst-Gas-gt200kBtuh-0p80Et | DEER2014 | D13 v1.00 | 2013-08-02 | SCE | s_FSt | Ex | Any | CZ10 | Cap-kBTUh | 80.2 | 41000 | None | 0 | 0 | 0 | 2.64 | 0.000623 | 1.54 | 0 | 0 | 0 | 0.574 | 0.000172 | 0.225 |  |  | 2 | SCE Food Store | Existing | Riverside | SCE
NG-WtrHt-LrgInst-Gas-gt200kBtuh-0p80Et | DEER2014 | D13 v1.00 | 2013-08-02 | SCE | s_FSt | Ex | Any | CZ13 | Cap-kBTUh | 80.2 | 41000 | None | 0 | 0 | 0 | 2.95 | 0.000933 | 1.77 | 0 | 0 | 0 | 0.604 | 0.000188 | 0.242 |  |  | 2 | SCE Food Store | Existing | Fresno Area | SCE
NG-WtrHt-LrgInst-Gas-gt200kBtuh-0p80Et | DEER2014 | D13 v1.00 | 2013-08-02 | SCE | s_FSt | Ex | Any | CZ14 | Cap-kBTUh | 80.2 | 41000 | None | 0 | 0 | 0 | 2.69 | 0.000957 | 1.7 | 0 | 0 | 0 | 0.561 | 0.000197 | 0.237 |  |  | 2 | SCE Food Store | Existing | Palmdale (China Lake for pre-2014) | SCE
NG-WtrHt-LrgInst-Gas-gt200kBtuh-0p80Et | DEER2014 | D13 v1.00 | 2013-08-02 | SCE | s_FSt | Ex | Any | CZ15 | Cap-kBTUh | 80.2 | 41000 | None | 0 | 0 | 0 | 4.17 | 0.000902 | 1.64 | 0 | 0 | 0 | 0.816 | 0.000182 | 0.265 |  |  | 2 | SCE Food Store | Existing | Palm Springs-Intl (El Centro for pre-2014) | SCE
NG-WtrHt-LrgInst-Gas-gt200kBtuh-0p80Et | DEER2014 | D13 v1.00 | 2013-08-02 | SCE | s_FSt | Ex | Any | CZ16 | Cap-kBTUh | 80.2 | 41000 | None | 0 | 0 | 0 | 1.25 | 0.000784 | 1.69 | 0 | 0 | 0 | 0.257 | 0.00017 | 0.219 |  |  | 2 | SCE Food Store | Existing | Blue Canyon (Mount Shasta for pre-2014) | SCE
NG-WtrHt-LrgInst-Gas-gt200kBtuh-0p80Et | DEER2014 | D13 v1.00 | 2013-08-02 | SCE | s_FSt | Ex | Any | IOU | Cap-kBTUh | 80.2 | 41000 | None | 0 | 0 | 0 | 2.76 | 0.000825 | 1.81 | 0 | 0 | 0 | 0.521 | 0.000166 | 0.224 |  |  | 2 | SCE Food Store | Existing | IOU Territory | SCE
NG-WtrHt-LrgInst-Gas-gt200kBtuh-0p80Et | DEER2014 | D13 v1.00 | 2013-08-02 | SCE | s_Ind | Ex | Any | CZ05 | Cap-kBTUh | 219 | 150000 | None | 0 | 0 | 0 | 0 | 0 | 2.41 | 0 | 0 | 0 | 0 | 0 | 0.327 |  |  | 2 | SCE Industrial | Existing | Santa Maria Area | SCE
NG-WtrHt-LrgInst-Gas-gt200kBtuh-0p80Et | DEER2014 | D13 v1.00 | 2013-08-02 | SCE | s_Ind | Ex | Any | CZ06 | Cap-kBTUh | 219 | 150000 | None | 0 | 0 | 0 | 0 | 0 | 2.31 | 0 | 0 | 0 | 0 | 0 | 0.317 |  |  | 2 | SCE Industrial | Existing | Torrance (Los Angeles for pre-2014) | SCE
NG-WtrHt-LrgInst-Gas-gt200kBtuh-0p80Et | DEER2014 | D13 v1.00 | 2013-08-02 | SCE | s_Ind | Ex | Any | CZ08 | Cap-kBTUh | 219 | 150000 | None | 0 | 0 | 0 | 0 | 0 | 2.28 | 0 | 0 | 0 | 0 | 0 | 0.314 |  |  | 2 | SCE Industrial | Existing | Fullerton (El Toro for pre-2014) | SCE
NG-WtrHt-LrgInst-Gas-gt200kBtuh-0p80Et | DEER2014 | D13 v1.00 | 2013-08-02 | SCE | s_Ind | Ex | Any | CZ09 | Cap-kBTUh | 219 | 150000 | None | 0 | 0 | 0 | 0 | 0 | 2.29 | 0 | 0 | 0 | 0 | 0 | 0.315 |  |  | 2 | SCE Industrial | Existing | Burbank-Glendale (Pasadena for pre-2014) | SCE
NG-WtrHt-LrgInst-Gas-gt200kBtuh-0p80Et | DEER2014 | D13 v1.00 | 2013-08-02 | SCE | s_Ind | Ex | Any | CZ10 | Cap-kBTUh | 219 | 150000 | None | 0 | 0 | 0 | 0 | 0 | 1.65 | 0 | 0 | 0 | 0 | 0 | 0.314 |  |  | 2 | SCE Industrial | Existing | Riverside | SCE
NG-WtrHt-LrgInst-Gas-gt200kBtuh-0p80Et | DEER2014 | D13 v1.00 | 2013-08-02 | SCE | s_Ind | Ex | Any | CZ13 | Cap-kBTUh | 219 | 150000 | None | 0 | 0 | 0 | 0 | 0 | 2.02 | 0 | 0 | 0 | 0 | 0 | 0.315 |  |  | 2 | SCE Industrial | Existing | Fresno Area | SCE
NG-WtrHt-LrgInst-Gas-gt200kBtuh-0p80Et | DEER2014 | D13 v1.00 | 2013-08-02 | SCE | s_Ind | Ex | Any | CZ14 | Cap-kBTUh | 219 | 150000 | None | 0 | 0 | 0 | 0 | 0 | 1.95 | 0 | 0 | 0 | 0 | 0 | 0.318 |  |  | 2 | SCE Industrial | Existing | Palmdale (China Lake for pre-2014) | SCE
NG-WtrHt-LrgInst-Gas-gt200kBtuh-0p80Et | DEER2014 | D13 v1.00 | 2013-08-02 | SCE | s_Ind | Ex | Any | CZ15 | Cap-kBTUh | 219 | 150000 | None | 0 | 0 | 0 | 0 | 0 | 1.55 | 0 | 0 | 0 | 0 | 0 | 0.3 |  |  | 2 | SCE Industrial | Existing | Palm Springs-Intl (El Centro for pre-2014) | SCE
NG-WtrHt-LrgInst-Gas-gt200kBtuh-0p80Et | DEER2014 | D13 v1.00 | 2013-08-02 | SCE | s_Ind | Ex | Any | CZ16 | Cap-kBTUh | 219 | 150000 | None | 0 | 0 | 0 | 0 | 0 | 2.02 | 0 | 0 | 0 | 0 | 0 | 0.334 |  |  | 2 | SCE Industrial | Existing | Blue Canyon (Mount Shasta for pre-2014) | SCE
NG-WtrHt-LrgInst-Gas-gt200kBtuh-0p80Et | DEER2014 | D13 v1.00 | 2013-08-02 | SCE | s_Ind | Ex | Any | IOU | Cap-kBTUh | 219 | 150000 | None | 0 | 0 | 0 | 0 | 0 | 2.12 | 0 | 0 | 0 | 0 | 0 | 0.315 |  |  | 2 | SCE Industrial | Existing | IOU Territory | SCE
NG-WtrHt-LrgInst-Gas-gt200kBtuh-0p80Et | DEER2014 | D13 v1.00 | 2013-08-02 | SCE | s_MiC | Ex | Any | CZ05 | Cap-kBTUh | 49.7 | 17700 | None | 0 | 0 | 0 | 0 | 0 | 2.28 | 0 | 0 | 0 | 0 | 0 | 0.336 |  |  | 2 | SCE Miscellaneous Commercial | Existing | Santa Maria Area | SCE
NG-WtrHt-LrgInst-Gas-gt200kBtuh-0p80Et | DEER2014 | D13 v1.00 | 2013-08-02 | SCE | s_MiC | Ex | Any | CZ06 | Cap-kBTUh | 49.7 | 17700 | None | 0 | 0 | 0 | 0 | 0 | 2.2 | 0 | 0 | 0 | 0 | 0 | 0.327 |  |  | 2 | SCE Miscellaneous Commercial | Existing | Torrance (Los Angeles for pre-2014) | SCE
NG-WtrHt-LrgInst-Gas-gt200kBtuh-0p80Et | DEER2014 | D13 v1.00 | 2013-08-02 | SCE | s_MiC | Ex | Any | CZ08 | Cap-kBTUh | 49.7 | 17700 | None | 0 | 0 | 0 | 0 | 0 | 2.17 | 0 | 0 | 0 | 0 | 0 | 0.324 |  |  | 2 | SCE Miscellaneous Commercial | Existing | Fullerton (El Toro for pre-2014) | SCE
NG-WtrHt-LrgInst-Gas-gt200kBtuh-0p80Et | DEER2014 | D13 v1.00 | 2013-08-02 | SCE | s_MiC | Ex | Any | CZ09 | Cap-kBTUh | 49.7 | 17700 | None | 0 | 0 | 0 | 0 | 0 | 2.16 | 0 | 0 | 0 | 0 | 0 | 0.324 |  |  | 2 | SCE Miscellaneous Commercial | Existing | Burbank-Glendale (Pasadena for pre-2014) | SCE
NG-WtrHt-LrgInst-Gas-gt200kBtuh-0p80Et | DEER2014 | D13 v1.00 | 2013-08-02 | SCE | s_MiC | Ex | Any | CZ10 | Cap-kBTUh | 49.7 | 17700 | None | 0 | 0 | 0 | 0 | 0 | 1.79 | 0 | 0 | 0 | 0 | 0 | 0.323 |  |  | 2 | SCE Miscellaneous Commercial | Existing | Riverside | SCE
NG-WtrHt-LrgInst-Gas-gt200kBtuh-0p80Et | DEER2014 | D13 v1.00 | 2013-08-02 | SCE | s_MiC | Ex | Any | CZ13 | Cap-kBTUh | 49.7 | 17700 | None | 0 | 0 | 0 | 0 | 0 | 2.01 | 0 | 0 | 0 | 0 | 0 | 0.324 |  |  | 2 | SCE Miscellaneous Commercial | Existing | Fresno Area | SCE
NG-WtrHt-LrgInst-Gas-gt200kBtuh-0p80Et | DEER2014 | D13 v1.00 | 2013-08-02 | SCE | s_MiC | Ex | Any | CZ14 | Cap-kBTUh | 49.7 | 17700 | None | 0 | 0 | 0 | 0 | 0 | 1.9 | 0 | 0 | 0 | 0 | 0 | 0.326 |  |  | 2 | SCE Miscellaneous Commercial | Existing | Palmdale (China Lake for pre-2014) | SCE
NG-WtrHt-LrgInst-Gas-gt200kBtuh-0p80Et | DEER2014 | D13 v1.00 | 2013-08-02 | SCE | s_MiC | Ex | Any | CZ15 | Cap-kBTUh | 49.7 | 17700 | None | 0 | 0 | 0 | 0 | 0 | 1.69 | 0 | 0 | 0 | 0 | 0 | 0.309 |  |  | 2 | SCE Miscellaneous Commercial | Existing | Palm Springs-Intl (El Centro for pre-2014) | SCE
NG-WtrHt-LrgInst-Gas-gt200kBtuh-0p80Et | DEER2014 | D13 v1.00 | 2013-08-02 | SCE | s_MiC | Ex | Any | CZ16 | Cap-kBTUh | 49.7 | 17700 | None | 0 | 0 | 0 | 0 | 0 | 2.05 | 0 | 0 | 0 | 0 | 0 | 0.34 |  |  | 2 | SCE Miscellaneous Commercial | Existing | Blue Canyon (Mount Shasta for pre-2014) | SCE
NG-WtrHt-LrgInst-Gas-gt200kBtuh-0p80Et | DEER2014 | D13 v1.00 | 2013-08-02 | SCE | s_MiC | Ex | Any | IOU | Cap-kBTUh | 49.7 | 17700 | None | 0 | 0 | 0 | 0 | 0 | 2.05 | 0 | 0 | 0 | 0 | 0 | 0.324 |  |  | 2 | SCE Miscellaneous Commercial | Existing | IOU Territory | SCE
NG-WtrHt-LrgInst-Gas-gt200kBtuh-0p80Et | DEER2014 | D13 v1.00 | 2013-08-02 | SCE | s_TCU | Ex | Any | CZ05 | Cap-kBTUh | 90.4 | 257000 | None | 0 | 0 | 0 | 0 | 0 | 2.41 | 0 | 0 | 0 | 0 | 0 | 0.336 |  |  | 2 | SCE Transportation - Communication - Utilities | Existing | Santa Maria Area | SCE
NG-WtrHt-LrgInst-Gas-gt200kBtuh-0p80Et | DEER2014 | D13 v1.00 | 2013-08-02 | SCE | s_TCU | Ex | Any | CZ06 | Cap-kBTUh | 90.4 | 257000 | None | 0 | 0 | 0 | 0 | 0 | 2.28 | 0 | 0 | 0 | 0 | 0 | 0.321 |  |  | 2 | SCE Transportation - Communication - Utilities | Existing | Torrance (Los Angeles for pre-2014) | SCE
NG-WtrHt-LrgInst-Gas-gt200kBtuh-0p80Et | DEER2014 | D13 v1.00 | 2013-08-02 | SCE | s_TCU | Ex | Any | CZ08 | Cap-kBTUh | 90.4 | 257000 | None | 0 | 0 | 0 | 0 | 0 | 2.25 | 0 | 0 | 0 | 0 | 0 | 0.316 |  |  | 2 | SCE Transportation - Communication - Utilities | Existing | Fullerton (El Toro for pre-2014) | SCE
NG-WtrHt-LrgInst-Gas-gt200kBtuh-0p80Et | DEER2014 | D13 v1.00 | 2013-08-02 | SCE | s_TCU | Ex | Any | CZ09 | Cap-kBTUh | 90.4 | 257000 | None | 0 | 0 | 0 | 0 | 0 | 2.21 | 0 | 0 | 0 | 0 | 0 | 0.317 |  |  | 2 | SCE Transportation - Communication - Utilities | Existing | Burbank-Glendale (Pasadena for pre-2014) | SCE
NG-WtrHt-LrgInst-Gas-gt200kBtuh-0p80Et | DEER2014 | D13 v1.00 | 2013-08-02 | SCE | s_TCU | Ex | Any | CZ10 | Cap-kBTUh | 90.4 | 257000 | None | 0 | 0 | 0 | 0 | 0 | 1.64 | 0 | 0 | 0 | 0 | 0 | 0.316 |  |  | 2 | SCE Transportation - Communication - Utilities | Existing | Riverside | SCE
NG-WtrHt-LrgInst-Gas-gt200kBtuh-0p80Et | DEER2014 | D13 v1.00 | 2013-08-02 | SCE | s_TCU | Ex | Any | CZ13 | Cap-kBTUh | 90.4 | 257000 | None | 0 | 0 | 0 | 0 | 0 | 1.95 | 0 | 0 | 0 | 0 | 0 | 0.317 |  |  | 2 | SCE Transportation - Communication - Utilities | Existing | Fresno Area | SCE
NG-WtrHt-LrgInst-Gas-gt200kBtuh-0p80Et | DEER2014 | D13 v1.00 | 2013-08-02 | SCE | s_TCU | Ex | Any | CZ14 | Cap-kBTUh | 90.4 | 257000 | None | 0 | 0 | 0 | 0 | 0 | 1.85 | 0 | 0 | 0 | 0 | 0 | 0.321 |  |  | 2 | SCE Transportation - Communication - Utilities | Existing | Palmdale (China Lake for pre-2014) | SCE
NG-WtrHt-LrgInst-Gas-gt200kBtuh-0p80Et | DEER2014 | D13 v1.00 | 2013-08-02 | SCE | s_TCU | Ex | Any | CZ15 | Cap-kBTUh | 90.4 | 257000 | None | 0 | 0 | 0 | 0 | 0 | 1.52 | 0 | 0 | 0 | 0 | 0 | 0.294 |  |  | 2 | SCE Transportation - Communication - Utilities | Existing | Palm Springs-Intl (El Centro for pre-2014) | SCE
NG-WtrHt-LrgInst-Gas-gt200kBtuh-0p80Et | DEER2014 | D13 v1.00 | 2013-08-02 | SCE | s_TCU | Ex | Any | CZ16 | Cap-kBTUh | 90.4 | 257000 | None | 0 | 0 | 0 | 0 | 0 | 1.94 | 0 | 0 | 0 | 0 | 0 | 0.344 |  |  | 2 | SCE Transportation - Communication - Utilities | Existing | Blue Canyon (Mount Shasta for pre-2014) | SCE
NG-WtrHt-LrgInst-Gas-gt200kBtuh-0p80Et | DEER2014 | D13 v1.00 | 2013-08-02 | SCE | s_TCU | Ex | Any | IOU | Cap-kBTUh | 90.4 | 257000 | None | 0 | 0 | 0 | 0 | 0 | 2.07 | 0 | 0 | 0 | 0 | 0 | 0.317 |  |  | 2 | SCE Transportation - Communication - Utilities | Existing | IOU Territory | SCE
NG-WtrHt-LrgInst-Gas-gt200kBtuh-0p80Et | DEER2014 | D13 v1.00 | 2013-08-02 | SCE | SUn | Ex | Any | CZ05 | Cap-kBTUh | 58.3 | 500000 | None | 0 | 0 | 0 | 0 | 0 | 2.5 | 0 | 0 | 0 | 0 | 0 | 0.355 |  |  | 2 | Storage - Unconditioned | Existing | Santa Maria Area | SCE
NG-WtrHt-LrgInst-Gas-gt200kBtuh-0p80Et | DEER2014 | D13 v1.00 | 2013-08-02 | SCE | SUn | Ex | Any | CZ06 | Cap-kBTUh | 58.3 | 500000 | None | 0 | 0 | 0 | 0 | 0 | 2.26 | 0 | 0 | 0 | 0 | 0 | 0.321 |  |  | 2 | Storage - Unconditioned | Existing | Torrance (Los Angeles for pre-2014) | SCE
NG-WtrHt-LrgInst-Gas-gt200kBtuh-0p80Et | DEER2014 | D13 v1.00 | 2013-08-02 | SCE | SUn | Ex | Any | CZ08 | Cap-kBTUh | 58.3 | 500000 | None | 0 | 0 | 0 | 0 | 0 | 2.18 | 0 | 0 | 0 | 0 | 0 | 0.309 |  |  | 2 | Storage - Unconditioned | Existing | Fullerton (El Toro for pre-2014) | SCE
NG-WtrHt-LrgInst-Gas-gt200kBtuh-0p80Et | DEER2014 | D13 v1.00 | 2013-08-02 | SCE | SUn | Ex | Any | CZ09 | Cap-kBTUh | 58.3 | 500000 | None | 0 | 0 | 0 | 0 | 0 | 2.12 | 0 | 0 | 0 | 0 | 0 | 0.312 |  |  | 2 | Storage - Unconditioned | Existing | Burbank-Glendale (Pasadena for pre-2014) | SCE
NG-WtrHt-LrgInst-Gas-gt200kBtuh-0p80Et | DEER2014 | D13 v1.00 | 2013-08-02 | SCE | SUn | Ex | Any | CZ10 | Cap-kBTUh | 58.3 | 500000 | None | 0 | 0 | 0 | 0 | 0 | 1.35 | 0 | 0 | 0 | 0 | 0 | 0.309 |  |  | 2 | Storage - Unconditioned | Existing | Riverside | SCE
NG-WtrHt-LrgInst-Gas-gt200kBtuh-0p80Et | DEER2014 | D13 v1.00 | 2013-08-02 | SCE | SUn | Ex | Any | CZ13 | Cap-kBTUh | 58.3 | 500000 | None | 0 | 0 | 0 | 0 | 0 | 1.66 | 0 | 0 | 0 | 0 | 0 | 0.308 |  |  | 2 | Storage - Unconditioned | Existing | Fresno Area | SCE
NG-WtrHt-LrgInst-Gas-gt200kBtuh-0p80Et | DEER2014 | D13 v1.00 | 2013-08-02 | SCE | SUn | Ex | Any | CZ14 | Cap-kBTUh | 58.3 | 500000 | None | 0 | 0 | 0 | 0 | 0 | 1.6 | 0 | 0 | 0 | 0 | 0 | 0.321 |  |  | 2 | Storage - Unconditioned | Existing | Palmdale (China Lake for pre-2014) | SCE
NG-WtrHt-LrgInst-Gas-gt200kBtuh-0p80Et | DEER2014 | D13 v1.00 | 2013-08-02 | SCE | SUn | Ex | Any | CZ15 | Cap-kBTUh | 58.3 | 500000 | None | 0 | 0 | 0 | 0 | 0 | 1.1 | 0 | 0 | 0 | 0 | 0 | 0.251 |  |  | 2 | Storage - Unconditioned | Existing | Palm Springs-Intl (El Centro for pre-2014) | SCE
NG-WtrHt-LrgInst-Gas-gt200kBtuh-0p80Et | DEER2014 | D13 v1.00 | 2013-08-02 | SCE | SUn | Ex | Any | CZ16 | Cap-kBTUh | 58.3 | 500000 | None | 0 | 0 | 0 | 0 | 0 | 1.71 | 0 | 0 | 0 | 0 | 0 | 0.379 |  |  | 2 | Storage - Unconditioned | Existing | Blue Canyon (Mount Shasta for pre-2014) | SCE
NG-WtrHt-LrgInst-Gas-gt200kBtuh-0p80Et | DEER2014 | D13 v1.00 | 2013-09-20 | SCE | SUn | Ex | Any | IOU | Cap-kBTUh | 58.3 | 500000 | None | 0 | 0 | 0 | 0 | 0 | 1.9 | 0 | 0 | 0 | 0 | 0 | 0.311 |  |  | 2 | Storage - Unconditioned | Existing | IOU Territory | SCE
NG-WtrHt-LrgInst-Gas-gt200kBtuh-0p80Et | DEER2014 | D13 v1.00 | 2013-09-20 | SCE | SUn | New | Any | IOU | Cap-kBTUh | 58.3 | 500000 | None | 0 | 0 | 0 | 0 | 0 | 0.301 | 0 | 0 | 0 | 0 | 0 | 0.301 |  |  | 2 | Storage - Unconditioned | New | IOU Territory | SCE
NG-WtrHt-LrgInst-Gas-gt200kBtuh-0p80Et | DEER2014 | D13 v1.00 | 2013-08-02 | SCE | WRf | Ex | Any | CZ06 | Cap-kBTUh | 58.3 | 100000 | None | 0 | 0 | 0 | 0 | 0 | 3.18 | 0 | 0 | 0 | 0 | 0 | 0.403 |  |  | 2 | Warehouse - Refrigerated | Existing | Torrance (Los Angeles for pre-2014) | SCE
NG-WtrHt-LrgInst-Gas-gt200kBtuh-0p80Et | DEER2014 | D13 v1.00 | 2013-08-02 | SCE | WRf | Ex | Any | CZ08 | Cap-kBTUh | 58.3 | 100000 | None | 0 | 0 | 0 | 0 | 0 | 3.09 | 0 | 0 | 0 | 0 | 0 | 0.392 |  |  | 2 | Warehouse - Refrigerated | Existing | Fullerton (El Toro for pre-2014) | SCE
NG-WtrHt-LrgInst-Gas-gt200kBtuh-0p80Et | DEER2014 | D13 v1.00 | 2013-08-02 | SCE | WRf | Ex | Any | CZ09 | Cap-kBTUh | 58.3 | 100000 | None | 0 | 0 | 0 | 0 | 0 | 2.95 | 0 | 0 | 0 | 0 | 0 | 0.392 |  |  | 2 | Warehouse - Refrigerated | Existing | Burbank-Glendale (Pasadena for pre-2014) | SCE
NG-WtrHt-LrgInst-Gas-gt200kBtuh-0p80Et | DEER2014 | D13 v1.00 | 2013-08-02 | SCE | WRf | Ex | Any | CZ10 | Cap-kBTUh | 58.3 | 100000 | None | 0 | 0 | 0 | 0 | 0 | 2.78 | 0 | 0 | 0 | 0 | 0 | 0.39 |  |  | 2 | Warehouse - Refrigerated | Existing | Riverside | SCE
NG-WtrHt-LrgInst-Gas-gt200kBtuh-0p80Et | DEER2014 | D13 v1.00 | 2013-08-02 | SCE | WRf | Ex | Any | CZ13 | Cap-kBTUh | 58.3 | 100000 | None | 0 | 0 | 0 | 0 | 0 | 2.51 | 0 | 0 | 0 | 0 | 0 | 0.39 |  |  | 2 | Warehouse - Refrigerated | Existing | Fresno Area | SCE
NG-WtrHt-LrgInst-Gas-gt200kBtuh-0p80Et | DEER2014 | D13 v1.00 | 2013-08-02 | SCE | WRf | Ex | Any | CZ14 | Cap-kBTUh | 58.3 | 100000 | None | 0 | 0 | 0 | 0 | 0 | 2.86 | 0 | 0 | 0 | 0 | 0 | 0.397 |  |  | 2 | Warehouse - Refrigerated | Existing | Palmdale (China Lake for pre-2014) | SCE
NG-WtrHt-LrgInst-Gas-gt200kBtuh-0p80Et | DEER2014 | D13 v1.00 | 2013-08-02 | SCE | WRf | Ex | Any | CZ15 | Cap-kBTUh | 58.3 | 100000 | None | 0 | 0 | 0 | 0 | 0 | 2.35 | 0 | 0 | 0 | 0 | 0 | 0.329 |  |  | 2 | Warehouse - Refrigerated | Existing | Palm Springs-Intl (El Centro for pre-2014) | SCE
NG-WtrHt-LrgInst-Gas-gt200kBtuh-0p80Et | DEER2014 | D13 v1.00 | 2013-08-02 | SCE | WRf | Ex | Any | CZ16 | Cap-kBTUh | 58.3 | 100000 | None | 0 | 0 | 0 | 0 | 0 | 2.97 | 0 | 0 | 0 | 0 | 0 | 0.456 |  |  | 2 | Warehouse - Refrigerated | Existing | Blue Canyon (Mount Shasta for pre-2014) | SCE
NG-WtrHt-LrgInst-Gas-gt200kBtuh-0p80Et | DEER2014 | D13 v1.00 | 2013-09-20 | SCE | WRf | Ex | Any | IOU | Cap-kBTUh | 58.3 | 100000 | None | 0 | 0 | 0 | 0 | 0 | 2.95 | 0 | 0 | 0 | 0 | 0 | 0.393 |  |  | 2 | Warehouse - Refrigerated | Existing | IOU Territory | SCE
NG-WtrHt-LrgInst-Gas-gt200kBtuh-0p80Et | DEER2014 | D13 v1.00 | 2013-09-20 | SCE | WRf | New | Any | IOU | Cap-kBTUh | 58.3 | 100000 | None | 0 | 0 | 0 | 0 | 0 | 0.392 | 0 | 0 | 0 | 0 | 0 | 0.392 |  |  | 2 | Warehouse - Refrigerated | New | IOU Territory | SCE
NG-WtrHt-LrgInst-Gas-gt200kBtuh-0p80Et | DEER2014 | D13 v1.00 | 2013-08-02 | SCG | Asm | Ex | Any | CZ05 | Cap-kBTUh | 292 | 34000 | None | 0 | 0 | 0 | 0 | 0 | 2.78 | 0 | 0 | 0 | 0 | 0 | 0.339 |  |  | 2 | Assembly | Existing | Santa Maria Area | SCG
NG-WtrHt-LrgInst-Gas-gt200kBtuh-0p80Et | DEER2014 | D13 v1.00 | 2013-08-02 | SCG | Asm | Ex | Any | CZ06 | Cap-kBTUh | 292 | 34000 | None | 0 | 0 | 0 | 0 | 0 | 2.66 | 0 | 0 | 0 | 0 | 0 | 0.33 |  |  | 2 | Assembly | Existing | Torrance (Los Angeles for pre-2014) | SCG
NG-WtrHt-LrgInst-Gas-gt200kBtuh-0p80Et | DEER2014 | D13 v1.00 | 2013-08-02 | SCG | Asm | Ex | Any | CZ08 | Cap-kBTUh | 292 | 34000 | None | 0 | 0 | 0 | 0 | 0 | 2.62 | 0 | 0 | 0 | 0 | 0 | 0.326 |  |  | 2 | Assembly | Existing | Fullerton (El Toro for pre-2014) | SCG
NG-WtrHt-LrgInst-Gas-gt200kBtuh-0p80Et | DEER2014 | D13 v1.00 | 2013-08-02 | SCG | Asm | Ex | Any | CZ09 | Cap-kBTUh | 292 | 34000 | None | 0 | 0 | 0 | 0 | 0 | 2.62 | 0 | 0 | 0 | 0 | 0 | 0.325 |  |  | 2 | Assembly | Existing | Burbank-Glendale (Pasadena for pre-2014) | SCG
NG-WtrHt-LrgInst-Gas-gt200kBtuh-0p80Et | DEER2014 | D13 v1.00 | 2013-08-02 | SCG | Asm | Ex | Any | CZ10 | Cap-kBTUh | 292 | 34000 | None | 0 | 0 | 0 | 0 | 0 | 1.85 | 0 | 0 | 0 | 0 | 0 | 0.323 |  |  | 2 | Assembly | Existing | Riverside | SCG
NG-WtrHt-LrgInst-Gas-gt200kBtuh-0p80Et | DEER2014 | D13 v1.00 | 2013-08-02 | SCG | Asm | Ex | Any | CZ13 | Cap-kBTUh | 292 | 34000 | None | 0 | 0 | 0 | 0 | 0 | 2.28 | 0 | 0 | 0 | 0 | 0 | 0.324 |  |  | 2 | Assembly | Existing | Fresno Area | SCG
NG-WtrHt-LrgInst-Gas-gt200kBtuh-0p80Et | DEER2014 | D13 v1.00 | 2013-08-02 | SCG | Asm | Ex | Any | CZ14 | Cap-kBTUh | 292 | 34000 | None | 0 | 0 | 0 | 0 | 0 | 2.19 | 0 | 0 | 0 | 0 | 0 | 0.326 |  |  | 2 | Assembly | Existing | Palmdale (China Lake for pre-2014) | SCG
NG-WtrHt-LrgInst-Gas-gt200kBtuh-0p80Et | DEER2014 | D13 v1.00 | 2013-08-02 | SCG | Asm | Ex | Any | CZ15 | Cap-kBTUh | 292 | 34000 | None | 0 | 0 | 0 | 0 | 0 | 1.72 | 0 | 0 | 0 | 0 | 0 | 0.309 |  |  | 2 | Assembly | Existing | Palm Springs-Intl (El Centro for pre-2014) | SCG
NG-WtrHt-LrgInst-Gas-gt200kBtuh-0p80Et | DEER2014 | D13 v1.00 | 2013-08-02 | SCG | Asm | Ex | Any | CZ16 | Cap-kBTUh | 292 | 34000 | None | 0 | 0 | 0 | 0 | 0 | 2.27 | 0 | 0 | 0 | 0 | 0 | 0.34 |  |  | 2 | Assembly | Existing | Blue Canyon (Mount Shasta for pre-2014) | SCG
NG-WtrHt-LrgInst-Gas-gt200kBtuh-0p80Et | DEER2014 | D13 v1.00 | 2013-09-20 | SCG | Asm | Ex | Any | IOU | Cap-kBTUh | 292 | 34000 | None | 0 | 0 | 0 | 0 | 0 | 2.45 | 0 | 0 | 0 | 0 | 0 | 0.325 |  |  | 2 | Assembly | Existing | IOU Territory | SCG
NG-WtrHt-LrgInst-Gas-gt200kBtuh-0p80Et | DEER2014 | D13 v1.00 | 2013-09-20 | SCG | Asm | New | Any | IOU | Cap-kBTUh | 292 | 34000 | None | 0 | 0 | 0 | 0 | 0 | 0.321 | 0 | 0 | 0 | 0 | 0 | 0.321 |  |  | 2 | Assembly | New | IOU Territory | SCG
NG-WtrHt-LrgInst-Gas-gt200kBtuh-0p80Et | DEER2014 | D13 v1.00 | 2013-09-20 | SCG | Com | Ex | Any | CZ05 | Cap-kBTUh | 501 | 163000 | None | 0 | 0 | 0 | 0.179 | 4.02e-05 | 2.47 | 0 | 0 | 0 | 0.0338 | 2.77e-05 | 0.304 |  |  | 2 | Commercial | Existing | Santa Maria Area | SCG
NG-WtrHt-LrgInst-Gas-gt200kBtuh-0p80Et | DEER2014 | D13 v1.00 | 2013-09-20 | SCG | Com | Ex | Any | CZ06 | Cap-kBTUh | 318 | 189000 | None | 0 | 0 | 0 | 0.189 | 6.6e-05 | 2.34 | 0 | 0 | 0 | 0.0344 | 1.24e-05 | 0.308 |  |  | 2 | Commercial | Existing | Torrance (Los Angeles for pre-2014) | SCG
NG-WtrHt-LrgInst-Gas-gt200kBtuh-0p80Et | DEER2014 | D13 v1.00 | 2013-09-20 | SCG | Com | Ex | Any | CZ08 | Cap-kBTUh | 293 | 221000 | None | 0 | 0 | 0 | 0.227 | 6.71e-05 | 2.32 | 0 | 0 | 0 | 0.0374 | 1.32e-05 | 0.309 |  |  | 2 | Commercial | Existing | Fullerton (El Toro for pre-2014) | SCG
NG-WtrHt-LrgInst-Gas-gt200kBtuh-0p80Et | DEER2014 | D13 v1.00 | 2013-09-20 | SCG | Com | Ex | Any | CZ09 | Cap-kBTUh | 301 | 199000 | None | 0 | 0 | 0 | 0.221 | 6.81e-05 | 2.34 | 0 | 0 | 0 | 0.043 | 9.64e-06 | 0.309 |  |  | 2 | Commercial | Existing | Burbank-Glendale (Pasadena for pre-2014) | SCG
NG-WtrHt-LrgInst-Gas-gt200kBtuh-0p80Et | DEER2014 | D13 v1.00 | 2013-09-20 | SCG | Com | Ex | Any | CZ10 | Cap-kBTUh | 219 | 226000 | None | 0 | 0 | 0 | 0.258 | 6.1e-05 | 1.69 | 0 | 0 | 0 | 0.0563 | 1.68e-05 | 0.308 |  |  | 2 | Commercial | Existing | Riverside | SCG
NG-WtrHt-LrgInst-Gas-gt200kBtuh-0p80Et | DEER2014 | D13 v1.00 | 2013-09-20 | SCG | Com | Ex | Any | CZ13 | Cap-kBTUh | 288 | 165000 | None | 0 | 0 | 0 | 0.337 | 0.000107 | 2.03 | 0 | 0 | 0 | 0.0691 | 2.15e-05 | 0.312 |  |  | 2 | Commercial | Existing | Fresno Area | SCG
NG-WtrHt-LrgInst-Gas-gt200kBtuh-0p80Et | DEER2014 | D13 v1.00 | 2013-09-20 | SCG | Com | Ex | Any | CZ14 | Cap-kBTUh | 315 | 149000 | None | 0 | 0 | 0 | 0.383 | 0.000136 | 1.97 | 0 | 0 | 0 | 0.0799 | 2.8e-05 | 0.307 |  |  | 2 | Commercial | Existing | Palmdale (China Lake for pre-2014) | SCG
NG-WtrHt-LrgInst-Gas-gt200kBtuh-0p80Et | DEER2014 | D13 v1.00 | 2013-09-20 | SCG | Com | Ex | Any | CZ15 | Cap-kBTUh | 356 | 156000 | None | 0 | 0 | 0 | 0.303 | 6.54e-05 | 1.67 | 0 | 0 | 0 | 0.0592 | 1.32e-05 | 0.291 |  |  | 2 | Commercial | Existing | Palm Springs-Intl (El Centro for pre-2014) | SCG
NG-WtrHt-LrgInst-Gas-gt200kBtuh-0p80Et | DEER2014 | D13 v1.00 | 2013-09-20 | SCG | Com | Ex | Any | CZ16 | Cap-kBTUh | 563 | 233000 | None | 0 | 0 | 0 | 0.128 | 7.99e-05 | 2.11 | 0 | 0 | 0 | 0.0262 | 1.73e-05 | 0.315 |  |  | 2 | Commercial | Existing | Blue Canyon (Mount Shasta for pre-2014) | SCG
NG-WtrHt-LrgInst-Gas-gt200kBtuh-0p80Et | DEER2014 | D13 v1.00 | 2013-09-20 | SCG | Com | Ex | Any | IOU | Cap-kBTUh | 296 | 205000 | None | 0 | 0 | 0 | 0.228 | 6.87e-05 | 2.2 | 0 | 0 | 0 | 0.0431 | 1.32e-05 | 0.308 |  |  | 2 | Commercial | Existing | IOU Territory | SCG
NG-WtrHt-LrgInst-Gas-gt200kBtuh-0p80Et | DEER2014 | D13 v1.00 | 2013-09-20 | SCG | Com | New | Any | IOU | Cap-kBTUh | 246 | 227000 | None | 0 | 0 | 0 | 0.0364 | 1.38e-05 | 0.306 | 0 | 0 | 0 | 0.0364 | 1.38e-05 | 0.306 |  |  | 2 | Commercial | New | IOU Territory | SCG
NG-WtrHt-LrgInst-Gas-gt200kBtuh-0p80Et | DEER2014 | D13 v1.00 | 2013-08-02 | SCG | ECC | Ex | Any | CZ05 | Cap-kBTUh | 1030 | 300000 | None | 0 | 0 | 0 | 0 | 0 | 2.45 | 0 | 0 | 0 | 0 | 0 | 0.296 |  |  | 2 | Education - Community College | Existing | Santa Maria Area | SCG
NG-WtrHt-LrgInst-Gas-gt200kBtuh-0p80Et | DEER2014 | D13 v1.00 | 2013-08-02 | SCG | ECC | Ex | Any | CZ06 | Cap-kBTUh | 1030 | 300000 | None | 0 | 0 | 0 | 0 | 0 | 2.41 | 0 | 0 | 0 | 0 | 0 | 0.296 |  |  | 2 | Education - Community College | Existing | Torrance (Los Angeles for pre-2014) | SCG
NG-WtrHt-LrgInst-Gas-gt200kBtuh-0p80Et | DEER2014 | D13 v1.00 | 2013-08-02 | SCG | ECC | Ex | Any | CZ08 | Cap-kBTUh | 1030 | 300000 | None | 0 | 0 | 0 | 0 | 0 | 2.41 | 0 | 0 | 0 | 0 | 0 | 0.297 |  |  | 2 | Education - Community College | Existing | Fullerton (El Toro for pre-2014) | SCG
NG-WtrHt-LrgInst-Gas-gt200kBtuh-0p80Et | DEER2014 | D13 v1.00 | 2013-08-02 | SCG | ECC | Ex | Any | CZ09 | Cap-kBTUh | 1030 | 300000 | None | 0 | 0 | 0 | 0 | 0 | 2.53 | 0 | 0 | 0 | 0 | 0 | 0.297 |  |  | 2 | Education - Community College | Existing | Burbank-Glendale (Pasadena for pre-2014) | SCG
NG-WtrHt-LrgInst-Gas-gt200kBtuh-0p80Et | DEER2014 | D13 v1.00 | 2013-08-02 | SCG | ECC | Ex | Any | CZ10 | Cap-kBTUh | 1030 | 300000 | None | 0 | 0 | 0 | 0 | 0 | 1.94 | 0 | 0 | 0 | 0 | 0 | 0.297 |  |  | 2 | Education - Community College | Existing | Riverside | SCG
NG-WtrHt-LrgInst-Gas-gt200kBtuh-0p80Et | DEER2014 | D13 v1.00 | 2013-08-02 | SCG | ECC | Ex | Any | CZ13 | Cap-kBTUh | 1030 | 300000 | None | 0 | 0 | 0 | 0 | 0 | 1.85 | 0 | 0 | 0 | 0 | 0 | 0.297 |  |  | 2 | Education - Community College | Existing | Fresno Area | SCG
NG-WtrHt-LrgInst-Gas-gt200kBtuh-0p80Et | DEER2014 | D13 v1.00 | 2013-08-02 | SCG | ECC | Ex | Any | CZ14 | Cap-kBTUh | 1030 | 300000 | None | 0 | 0 | 0 | 0 | 0 | 1.99 | 0 | 0 | 0 | 0 | 0 | 0.296 |  |  | 2 | Education - Community College | Existing | Palmdale (China Lake for pre-2014) | SCG
NG-WtrHt-LrgInst-Gas-gt200kBtuh-0p80Et | DEER2014 | D13 v1.00 | 2013-08-02 | SCG | ECC | Ex | Any | CZ15 | Cap-kBTUh | 1030 | 300000 | None | 0 | 0 | 0 | 0 | 0 | 1.86 | 0 | 0 | 0 | 0 | 0 | 0.297 |  |  | 2 | Education - Community College | Existing | Palm Springs-Intl (El Centro for pre-2014) | SCG
NG-WtrHt-LrgInst-Gas-gt200kBtuh-0p80Et | DEER2014 | D13 v1.00 | 2013-08-02 | SCG | ECC | Ex | Any | CZ16 | Cap-kBTUh | 1030 | 300000 | None | 0 | 0 | 0 | 0 | 0 | 2.01 | 0 | 0 | 0 | 0 | 0 | 0.295 |  |  | 2 | Education - Community College | Existing | Blue Canyon (Mount Shasta for pre-2014) | SCG
NG-WtrHt-LrgInst-Gas-gt200kBtuh-0p80Et | DEER2014 | D13 v1.00 | 2013-09-20 | SCG | ECC | Ex | Any | IOU | Cap-kBTUh | 1030 | 300000 | None | 0 | 0 | 0 | 0 | 0 | 2.35 | 0 | 0 | 0 | 0 | 0 | 0.297 |  |  | 2 | Education - Community College | Existing | IOU Territory | SCG
NG-WtrHt-LrgInst-Gas-gt200kBtuh-0p80Et | DEER2014 | D13 v1.00 | 2013-09-20 | SCG | ECC | New | Any | IOU | Cap-kBTUh | 1030 | 300000 | None | 0 | 0 | 0 | 0 | 0 | 0.297 | 0 | 0 | 0 | 0 | 0 | 0.297 |  |  | 2 | Education - Community College | New | IOU Territory | SCG
NG-WtrHt-LrgInst-Gas-gt200kBtuh-0p80Et | DEER2014 | D13 v1.00 | 2013-08-02 | SCG | EPr | Ex | Any | CZ05 | Cap-kBTUh | 175 | 50000 | None | 0 | 0 | 0 | 0 | 0 | 2.59 | 0 | 0 | 0 | 0 | 0 | 0.34 |  |  | 2 | Education - Primary School | Existing | Santa Maria Area | SCG
NG-WtrHt-LrgInst-Gas-gt200kBtuh-0p80Et | DEER2014 | D13 v1.00 | 2013-08-02 | SCG | EPr | Ex | Any | CZ06 | Cap-kBTUh | 175 | 50000 | None | 0 | 0 | 0 | 0 | 0 | 2.46 | 0 | 0 | 0 | 0 | 0 | 0.325 |  |  | 2 | Education - Primary School | Existing | Torrance (Los Angeles for pre-2014) | SCG
NG-WtrHt-LrgInst-Gas-gt200kBtuh-0p80Et | DEER2014 | D13 v1.00 | 2013-08-02 | SCG | EPr | Ex | Any | CZ08 | Cap-kBTUh | 175 | 50000 | None | 0 | 0 | 0 | 0 | 0 | 2.41 | 0 | 0 | 0 | 0 | 0 | 0.32 |  |  | 2 | Education - Primary School | Existing | Fullerton (El Toro for pre-2014) | SCG
NG-WtrHt-LrgInst-Gas-gt200kBtuh-0p80Et | DEER2014 | D13 v1.00 | 2013-08-02 | SCG | EPr | Ex | Any | CZ09 | Cap-kBTUh | 175 | 50000 | None | 0 | 0 | 0 | 0 | 0 | 2.41 | 0 | 0 | 0 | 0 | 0 | 0.321 |  |  | 2 | Education - Primary School | Existing | Burbank-Glendale (Pasadena for pre-2014) | SCG
NG-WtrHt-LrgInst-Gas-gt200kBtuh-0p80Et | DEER2014 | D13 v1.00 | 2013-08-02 | SCG | EPr | Ex | Any | CZ10 | Cap-kBTUh | 175 | 50000 | None | 0 | 0 | 0 | 0 | 0 | 1.97 | 0 | 0 | 0 | 0 | 0 | 0.319 |  |  | 2 | Education - Primary School | Existing | Riverside | SCG
NG-WtrHt-LrgInst-Gas-gt200kBtuh-0p80Et | DEER2014 | D13 v1.00 | 2013-08-02 | SCG | EPr | Ex | Any | CZ13 | Cap-kBTUh | 175 | 50000 | None | 0 | 0 | 0 | 0 | 0 | 2.13 | 0 | 0 | 0 | 0 | 0 | 0.319 |  |  | 2 | Education - Primary School | Existing | Fresno Area | SCG
NG-WtrHt-LrgInst-Gas-gt200kBtuh-0p80Et | DEER2014 | D13 v1.00 | 2013-08-02 | SCG | EPr | Ex | Any | CZ14 | Cap-kBTUh | 175 | 50000 | None | 0 | 0 | 0 | 0 | 0 | 2.11 | 0 | 0 | 0 | 0 | 0 | 0.323 |  |  | 2 | Education - Primary School | Existing | Palmdale (China Lake for pre-2014) | SCG
NG-WtrHt-LrgInst-Gas-gt200kBtuh-0p80Et | DEER2014 | D13 v1.00 | 2013-08-02 | SCG | EPr | Ex | Any | CZ15 | Cap-kBTUh | 175 | 50000 | None | 0 | 0 | 0 | 0 | 0 | 1.84 | 0 | 0 | 0 | 0 | 0 | 0.304 |  |  | 2 | Education - Primary School | Existing | Palm Springs-Intl (El Centro for pre-2014) | SCG
NG-WtrHt-LrgInst-Gas-gt200kBtuh-0p80Et | DEER2014 | D13 v1.00 | 2013-08-02 | SCG | EPr | Ex | Any | CZ16 | Cap-kBTUh | 175 | 50000 | None | 0 | 0 | 0 | 0 | 0 | 2.22 | 0 | 0 | 0 | 0 | 0 | 0.342 |  |  | 2 | Education - Primary School | Existing | Blue Canyon (Mount Shasta for pre-2014) | SCG
NG-WtrHt-LrgInst-Gas-gt200kBtuh-0p80Et | DEER2014 | D13 v1.00 | 2013-09-20 | SCG | EPr | Ex | Any | IOU | Cap-kBTUh | 175 | 50000 | None | 0 | 0 | 0 | 0 | 0 | 2.31 | 0 | 0 | 0 | 0 | 0 | 0.321 |  |  | 2 | Education - Primary School | Existing | IOU Territory | SCG
NG-WtrHt-LrgInst-Gas-gt200kBtuh-0p80Et | DEER2014 | D13 v1.00 | 2013-09-20 | SCG | EPr | New | Any | IOU | Cap-kBTUh | 175 | 50000 | None | 0 | 0 | 0 | 0 | 0 | 0.319 | 0 | 0 | 0 | 0 | 0 | 0.319 |  |  | 2 | Education - Primary School | New | IOU Territory | SCG
NG-WtrHt-LrgInst-Gas-gt200kBtuh-0p80Et | DEER2014 | D13 v1.00 | 2013-08-02 | SCG | ERC | Ex | Any | CZ05 | Cap-kBTUh | 14.6 | 1920 | None | 0 | 0 | 0 | 0 | 0 | 2.74 | 0 | 0 | 0 | 0 | 0 | 0.359 |  |  | 2 | Education - Relocatable Classroom | Existing | Santa Maria Area | SCG
NG-WtrHt-LrgInst-Gas-gt200kBtuh-0p80Et | DEER2014 | D13 v1.00 | 2013-08-02 | SCG | ERC | Ex | Any | CZ06 | Cap-kBTUh | 14.6 | 1920 | None | 0 | 0 | 0 | 0 | 0 | 2.61 | 0 | 0 | 0 | 0 | 0 | 0.343 |  |  | 2 | Education - Relocatable Classroom | Existing | Torrance (Los Angeles for pre-2014) | SCG
NG-WtrHt-LrgInst-Gas-gt200kBtuh-0p80Et | DEER2014 | D13 v1.00 | 2013-08-02 | SCG | ERC | Ex | Any | CZ08 | Cap-kBTUh | 14.6 | 1920 | None | 0 | 0 | 0 | 0 | 0 | 2.56 | 0 | 0 | 0 | 0 | 0 | 0.338 |  |  | 2 | Education - Relocatable Classroom | Existing | Fullerton (El Toro for pre-2014) | SCG
NG-WtrHt-LrgInst-Gas-gt200kBtuh-0p80Et | DEER2014 | D13 v1.00 | 2013-08-02 | SCG | ERC | Ex | Any | CZ09 | Cap-kBTUh | 14.6 | 1920 | None | 0 | 0 | 0 | 0 | 0 | 2.55 | 0 | 0 | 0 | 0 | 0 | 0.338 |  |  | 2 | Education - Relocatable Classroom | Existing | Burbank-Glendale (Pasadena for pre-2014) | SCG
NG-WtrHt-LrgInst-Gas-gt200kBtuh-0p80Et | DEER2014 | D13 v1.00 | 2013-08-02 | SCG | ERC | Ex | Any | CZ10 | Cap-kBTUh | 14.6 | 1920 | None | 0 | 0 | 0 | 0 | 0 | 2.08 | 0 | 0 | 0 | 0 | 0 | 0.336 |  |  | 2 | Education - Relocatable Classroom | Existing | Riverside | SCG
NG-WtrHt-LrgInst-Gas-gt200kBtuh-0p80Et | DEER2014 | D13 v1.00 | 2013-08-02 | SCG | ERC | Ex | Any | CZ13 | Cap-kBTUh | 14.6 | 1920 | None | 0 | 0 | 0 | 0 | 0 | 2.24 | 0 | 0 | 0 | 0 | 0 | 0.333 |  |  | 2 | Education - Relocatable Classroom | Existing | Fresno Area | SCG
NG-WtrHt-LrgInst-Gas-gt200kBtuh-0p80Et | DEER2014 | D13 v1.00 | 2013-08-02 | SCG | ERC | Ex | Any | CZ14 | Cap-kBTUh | 14.6 | 1920 | None | 0 | 0 | 0 | 0 | 0 | 2.21 | 0 | 0 | 0 | 0 | 0 | 0.337 |  |  | 2 | Education - Relocatable Classroom | Existing | Palmdale (China Lake for pre-2014) | SCG
NG-WtrHt-LrgInst-Gas-gt200kBtuh-0p80Et | DEER2014 | D13 v1.00 | 2013-08-02 | SCG | ERC | Ex | Any | CZ15 | Cap-kBTUh | 14.6 | 1920 | None | 0 | 0 | 0 | 0 | 0 | 1.89 | 0 | 0 | 0 | 0 | 0 | 0.31 |  |  | 2 | Education - Relocatable Classroom | Existing | Palm Springs-Intl (El Centro for pre-2014) | SCG
NG-WtrHt-LrgInst-Gas-gt200kBtuh-0p80Et | DEER2014 | D13 v1.00 | 2013-08-02 | SCG | ERC | Ex | Any | CZ16 | Cap-kBTUh | 14.6 | 1920 | None | 0 | 0 | 0 | 0 | 0 | 2.35 | 0 | 0 | 0 | 0 | 0 | 0.36 |  |  | 2 | Education - Relocatable Classroom | Existing | Blue Canyon (Mount Shasta for pre-2014) | SCG
NG-WtrHt-LrgInst-Gas-gt200kBtuh-0p80Et | DEER2014 | D13 v1.00 | 2013-09-20 | SCG | ERC | Ex | Any | IOU | Cap-kBTUh | 14.6 | 1920 | None | 0 | 0 | 0 | 0 | 0 | 2.45 | 0 | 0 | 0 | 0 | 0 | 0.339 |  |  | 2 | Education - Relocatable Classroom | Existing | IOU Territory | SCG
NG-WtrHt-LrgInst-Gas-gt200kBtuh-0p80Et | DEER2014 | D13 v1.00 | 2013-09-20 | SCG | ERC | New | Any | IOU | Cap-kBTUh | 14.6 | 1920 | None | 0 | 0 | 0 | 0 | 0 | 0.329 | 0 | 0 | 0 | 0 | 0 | 0.329 |  |  | 2 | Education - Relocatable Classroom | New | IOU Territory | SCG
NG-WtrHt-LrgInst-Gas-gt200kBtuh-0p80Et | DEER2014 | D13 v1.00 | 2013-08-02 | SCG | ESe | Ex | Any | CZ05 | Cap-kBTUh | 729 | 150000 | None | 0 | 0 | 0 | 0 | 0 | 2.64 | 0 | 0 | 0 | 0 | 0 | 0.338 |  |  | 2 | Education - Secondary School | Existing | Santa Maria Area | SCG
NG-WtrHt-LrgInst-Gas-gt200kBtuh-0p80Et | DEER2014 | D13 v1.00 | 2013-08-02 | SCG | ESe | Ex | Any | CZ06 | Cap-kBTUh | 729 | 150000 | None | 0 | 0 | 0 | 0 | 0 | 2.49 | 0 | 0 | 0 | 0 | 0 | 0.322 |  |  | 2 | Education - Secondary School | Existing | Torrance (Los Angeles for pre-2014) | SCG
NG-WtrHt-LrgInst-Gas-gt200kBtuh-0p80Et | DEER2014 | D13 v1.00 | 2013-08-02 | SCG | ESe | Ex | Any | CZ08 | Cap-kBTUh | 729 | 150000 | None | 0 | 0 | 0 | 0 | 0 | 2.44 | 0 | 0 | 0 | 0 | 0 | 0.316 |  |  | 2 | Education - Secondary School | Existing | Fullerton (El Toro for pre-2014) | SCG
NG-WtrHt-LrgInst-Gas-gt200kBtuh-0p80Et | DEER2014 | D13 v1.00 | 2013-08-02 | SCG | ESe | Ex | Any | CZ09 | Cap-kBTUh | 729 | 150000 | None | 0 | 0 | 0 | 0 | 0 | 2.44 | 0 | 0 | 0 | 0 | 0 | 0.317 |  |  | 2 | Education - Secondary School | Existing | Burbank-Glendale (Pasadena for pre-2014) | SCG
NG-WtrHt-LrgInst-Gas-gt200kBtuh-0p80Et | DEER2014 | D13 v1.00 | 2013-08-02 | SCG | ESe | Ex | Any | CZ10 | Cap-kBTUh | 729 | 150000 | None | 0 | 0 | 0 | 0 | 0 | 1.99 | 0 | 0 | 0 | 0 | 0 | 0.315 |  |  | 2 | Education - Secondary School | Existing | Riverside | SCG
NG-WtrHt-LrgInst-Gas-gt200kBtuh-0p80Et | DEER2014 | D13 v1.00 | 2013-08-02 | SCG | ESe | Ex | Any | CZ13 | Cap-kBTUh | 729 | 150000 | None | 0 | 0 | 0 | 0 | 0 | 2.17 | 0 | 0 | 0 | 0 | 0 | 0.319 |  |  | 2 | Education - Secondary School | Existing | Fresno Area | SCG
NG-WtrHt-LrgInst-Gas-gt200kBtuh-0p80Et | DEER2014 | D13 v1.00 | 2013-08-02 | SCG | ESe | Ex | Any | CZ14 | Cap-kBTUh | 729 | 150000 | None | 0 | 0 | 0 | 0 | 0 | 2.14 | 0 | 0 | 0 | 0 | 0 | 0.321 |  |  | 2 | Education - Secondary School | Existing | Palmdale (China Lake for pre-2014) | SCG
NG-WtrHt-LrgInst-Gas-gt200kBtuh-0p80Et | DEER2014 | D13 v1.00 | 2013-08-02 | SCG | ESe | Ex | Any | CZ15 | Cap-kBTUh | 729 | 150000 | None | 0 | 0 | 0 | 0 | 0 | 1.84 | 0 | 0 | 0 | 0 | 0 | 0.297 |  |  | 2 | Education - Secondary School | Existing | Palm Springs-Intl (El Centro for pre-2014) | SCG
NG-WtrHt-LrgInst-Gas-gt200kBtuh-0p80Et | DEER2014 | D13 v1.00 | 2013-08-02 | SCG | ESe | Ex | Any | CZ16 | Cap-kBTUh | 729 | 150000 | None | 0 | 0 | 0 | 0 | 0 | 2.26 | 0 | 0 | 0 | 0 | 0 | 0.341 |  |  | 2 | Education - Secondary School | Existing | Blue Canyon (Mount Shasta for pre-2014) | SCG
NG-WtrHt-LrgInst-Gas-gt200kBtuh-0p80Et | DEER2014 | D13 v1.00 | 2013-09-20 | SCG | ESe | Ex | Any | IOU | Cap-kBTUh | 729 | 150000 | None | 0 | 0 | 0 | 0 | 0 | 2.34 | 0 | 0 | 0 | 0 | 0 | 0.318 |  |  | 2 | Education - Secondary School | Existing | IOU Territory | SCG
NG-WtrHt-LrgInst-Gas-gt200kBtuh-0p80Et | DEER2014 | D13 v1.00 | 2013-09-20 | SCG | ESe | New | Any | IOU | Cap-kBTUh | 729 | 150000 | None | 0 | 0 | 0 | 0 | 0 | 0.316 | 0 | 0 | 0 | 0 | 0 | 0.316 |  |  | 2 | Education - Secondary School | New | IOU Territory | SCG
NG-WtrHt-LrgInst-Gas-gt200kBtuh-0p80Et | DEER2014 | D13 v1.00 | 2013-08-02 | SCG | EUn | Ex | Any | CZ05 | Cap-kBTUh | 2560 | 1000000 | None | 0 | 0 | 0 | 0 | 0 | 3.04 | 0 | 0 | 0 | 0 | 0 | 0.378 |  |  | 2 | Education - University | Existing | Santa Maria Area | SCG
NG-WtrHt-LrgInst-Gas-gt200kBtuh-0p80Et | DEER2014 | D13 v1.00 | 2013-08-02 | SCG | EUn | Ex | Any | CZ06 | Cap-kBTUh | 2560 | 1000000 | None | 0 | 0 | 0 | 0 | 0 | 2.98 | 0 | 0 | 0 | 0 | 0 | 0.377 |  |  | 2 | Education - University | Existing | Torrance (Los Angeles for pre-2014) | SCG
NG-WtrHt-LrgInst-Gas-gt200kBtuh-0p80Et | DEER2014 | D13 v1.00 | 2013-08-02 | SCG | EUn | Ex | Any | CZ08 | Cap-kBTUh | 2560 | 1000000 | None | 0 | 0 | 0 | 0 | 0 | 2.97 | 0 | 0 | 0 | 0 | 0 | 0.376 |  |  | 2 | Education - University | Existing | Fullerton (El Toro for pre-2014) | SCG
NG-WtrHt-LrgInst-Gas-gt200kBtuh-0p80Et | DEER2014 | D13 v1.00 | 2013-08-02 | SCG | EUn | Ex | Any | CZ09 | Cap-kBTUh | 2560 | 1000000 | None | 0 | 0 | 0 | 0 | 0 | 3.12 | 0 | 0 | 0 | 0 | 0 | 0.376 |  |  | 2 | Education - University | Existing | Burbank-Glendale (Pasadena for pre-2014) | SCG
NG-WtrHt-LrgInst-Gas-gt200kBtuh-0p80Et | DEER2014 | D13 v1.00 | 2013-08-02 | SCG | EUn | Ex | Any | CZ10 | Cap-kBTUh | 2560 | 1000000 | None | 0 | 0 | 0 | 0 | 0 | 2.4 | 0 | 0 | 0 | 0 | 0 | 0.376 |  |  | 2 | Education - University | Existing | Riverside | SCG
NG-WtrHt-LrgInst-Gas-gt200kBtuh-0p80Et | DEER2014 | D13 v1.00 | 2013-08-02 | SCG | EUn | Ex | Any | CZ13 | Cap-kBTUh | 2560 | 1000000 | None | 0 | 0 | 0 | 0 | 0 | 2.29 | 0 | 0 | 0 | 0 | 0 | 0.377 |  |  | 2 | Education - University | Existing | Fresno Area | SCG
NG-WtrHt-LrgInst-Gas-gt200kBtuh-0p80Et | DEER2014 | D13 v1.00 | 2013-08-02 | SCG | EUn | Ex | Any | CZ14 | Cap-kBTUh | 2560 | 1000000 | None | 0 | 0 | 0 | 0 | 0 | 2.46 | 0 | 0 | 0 | 0 | 0 | 0.377 |  |  | 2 | Education - University | Existing | Palmdale (China Lake for pre-2014) | SCG
NG-WtrHt-LrgInst-Gas-gt200kBtuh-0p80Et | DEER2014 | D13 v1.00 | 2013-08-02 | SCG | EUn | Ex | Any | CZ15 | Cap-kBTUh | 2560 | 1000000 | None | 0 | 0 | 0 | 0 | 0 | 2.29 | 0 | 0 | 0 | 0 | 0 | 0.375 |  |  | 2 | Education - University | Existing | Palm Springs-Intl (El Centro for pre-2014) | SCG
NG-WtrHt-LrgInst-Gas-gt200kBtuh-0p80Et | DEER2014 | D13 v1.00 | 2013-08-02 | SCG | EUn | Ex | Any | CZ16 | Cap-kBTUh | 2560 | 1000000 | None | 0 | 0 | 0 | 0 | 0 | 2.52 | 0 | 0 | 0 | 0 | 0 | 0.379 |  |  | 2 | Education - University | Existing | Blue Canyon (Mount Shasta for pre-2014) | SCG
NG-WtrHt-LrgInst-Gas-gt200kBtuh-0p80Et | DEER2014 | D13 v1.00 | 2013-09-20 | SCG | EUn | Ex | Any | IOU | Cap-kBTUh | 2560 | 1000000 | None | 0 | 0 | 0 | 0 | 0 | 2.91 | 0 | 0 | 0 | 0 | 0 | 0.376 |  |  | 2 | Education - University | Existing | IOU Territory | SCG
NG-WtrHt-LrgInst-Gas-gt200kBtuh-0p80Et | DEER2014 | D13 v1.00 | 2013-09-20 | SCG | EUn | New | Any | IOU | Cap-kBTUh | 2560 | 1000000 | None | 0 | 0 | 0 | 0 | 0 | 0.377 | 0 | 0 | 0 | 0 | 0 | 0.377 |  |  | 2 | Education - University | New | IOU Territory | SCG
NG-WtrHt-LrgInst-Gas-gt200kBtuh-0p80Et | DEER2014 | D13 v1.00 | 2013-08-02 | SCG | Gro | Ex | Any | CZ05 | Cap-kBTUh | 146 | 50000 | None | 0 | 0 | 0 | 3.14 | 0.000706 | 1.45 | 0 | 0 | 0 | 0.595 | 0.000488 | 0.0588 |  |  | 2 | Grocery | Existing | Santa Maria Area | SCG
NG-WtrHt-LrgInst-Gas-gt200kBtuh-0p80Et | DEER2014 | D13 v1.00 | 2013-08-02 | SCG | Gro | Ex | Any | CZ06 | Cap-kBTUh | 146 | 50000 | None | 0 | 0 | 0 | 4.92 | 0.00172 | 1.62 | 0 | 0 | 0 | 0.896 | 0.000325 | 0.1 |  |  | 2 | Grocery | Existing | Torrance (Los Angeles for pre-2014) | SCG
NG-WtrHt-LrgInst-Gas-gt200kBtuh-0p80Et | DEER2014 | D13 v1.00 | 2013-08-02 | SCG | Gro | Ex | Any | CZ08 | Cap-kBTUh | 146 | 50000 | None | 0 | 0 | 0 | 5.83 | 0.00173 | 1.71 | 0 | 0 | 0 | 0.963 | 0.000341 | 0.117 |  |  | 2 | Grocery | Existing | Fullerton (El Toro for pre-2014) | SCG
NG-WtrHt-LrgInst-Gas-gt200kBtuh-0p80Et | DEER2014 | D13 v1.00 | 2013-08-02 | SCG | Gro | Ex | Any | CZ09 | Cap-kBTUh | 146 | 50000 | None | 0 | 0 | 0 | 5.98 | 0.00184 | 1.71 | 0 | 0 | 0 | 1.17 | 0.000261 | 0.128 |  |  | 2 | Grocery | Existing | Burbank-Glendale (Pasadena for pre-2014) | SCG
NG-WtrHt-LrgInst-Gas-gt200kBtuh-0p80Et | DEER2014 | D13 v1.00 | 2013-08-02 | SCG | Gro | Ex | Any | CZ10 | Cap-kBTUh | 146 | 50000 | None | 0 | 0 | 0 | 5.27 | 0.00125 | 1.36 | 0 | 0 | 0 | 1.15 | 0.000344 | 0.126 |  |  | 2 | Grocery | Existing | Riverside | SCG
NG-WtrHt-LrgInst-Gas-gt200kBtuh-0p80Et | DEER2014 | D13 v1.00 | 2013-08-02 | SCG | Gro | Ex | Any | CZ13 | Cap-kBTUh | 146 | 50000 | None | 0 | 0 | 0 | 5.9 | 0.00187 | 1.62 | 0 | 0 | 0 | 1.21 | 0.000376 | 0.158 |  |  | 2 | Grocery | Existing | Fresno Area | SCG
NG-WtrHt-LrgInst-Gas-gt200kBtuh-0p80Et | DEER2014 | D13 v1.00 | 2013-08-02 | SCG | Gro | Ex | Any | CZ14 | Cap-kBTUh | 146 | 50000 | None | 0 | 0 | 0 | 5.38 | 0.00191 | 1.51 | 0 | 0 | 0 | 1.12 | 0.000394 | 0.146 |  |  | 2 | Grocery | Existing | Palmdale (China Lake for pre-2014) | SCG
NG-WtrHt-LrgInst-Gas-gt200kBtuh-0p80Et | DEER2014 | D13 v1.00 | 2013-08-02 | SCG | Gro | Ex | Any | CZ15 | Cap-kBTUh | 146 | 50000 | None | 0 | 0 | 0 | 8.35 | 0.0018 | 1.65 | 0 | 0 | 0 | 1.63 | 0.000364 | 0.22 |  |  | 2 | Grocery | Existing | Palm Springs-Intl (El Centro for pre-2014) | SCG
NG-WtrHt-LrgInst-Gas-gt200kBtuh-0p80Et | DEER2014 | D13 v1.00 | 2013-08-02 | SCG | Gro | Ex | Any | CZ16 | Cap-kBTUh | 146 | 50000 | None | 0 | 0 | 0 | 2.51 | 0.00157 | 1.36 | 0 | 0 | 0 | 0.515 | 0.000339 | 0.0932 |  |  | 2 | Grocery | Existing | Blue Canyon (Mount Shasta for pre-2014) | SCG
NG-WtrHt-LrgInst-Gas-gt200kBtuh-0p80Et | DEER2014 | D13 v1.00 | 2013-09-20 | SCG | Gro | Ex | Any | IOU | Cap-kBTUh | 146 | 50000 | None | 0 | 0 | 0 | 5.59 | 0.00168 | 1.61 | 0 | 0 | 0 | 1.06 | 0.000322 | 0.122 |  |  | 2 | Grocery | Existing | IOU Territory | SCG
NG-WtrHt-LrgInst-Gas-gt200kBtuh-0p80Et | DEER2014 | D13 v1.00 | 2013-09-20 | SCG | Gro | New | Any | IOU | Cap-kBTUh | 146 | 50000 | None | 0 | 0 | 0 | 0.778 | 0.000295 | 0.146 | 0 | 0 | 0 | 0.778 | 0.000295 | 0.146 |  |  | 2 | Grocery | New | IOU Territory | SCG
NG-WtrHt-LrgInst-Gas-gt200kBtuh-0p80Et | DEER2014 | D13 v1.00 | 2013-08-02 | SCG | Hsp | Ex | Any | CZ05 | Cap-kBTUh | 2530 | 500000 | None | 0 | 0 | 0 | 0 | 0 | 3.15 | 0 | 0 | 0 | 0 | 0 | 0.289 |  |  | 2 | Health/Medical - Hospital | Existing | Santa Maria Area | SCG
NG-WtrHt-LrgInst-Gas-gt200kBtuh-0p80Et | DEER2014 | D13 v1.00 | 2013-08-02 | SCG | Hsp | Ex | Any | CZ06 | Cap-kBTUh | 2530 | 500000 | None | 0 | 0 | 0 | 0 | 0 | 3.05 | 0 | 0 | 0 | 0 | 0 | 0.29 |  |  | 2 | Health/Medical - Hospital | Existing | Torrance (Los Angeles for pre-2014) | SCG
NG-WtrHt-LrgInst-Gas-gt200kBtuh-0p80Et | DEER2014 | D13 v1.00 | 2013-08-02 | SCG | Hsp | Ex | Any | CZ08 | Cap-kBTUh | 2530 | 500000 | None | 0 | 0 | 0 | 0 | 0 | 3.03 | 0 | 0 | 0 | 0 | 0 | 0.29 |  |  | 2 | Health/Medical - Hospital | Existing | Fullerton (El Toro for pre-2014) | SCG
NG-WtrHt-LrgInst-Gas-gt200kBtuh-0p80Et | DEER2014 | D13 v1.00 | 2013-08-02 | SCG | Hsp | Ex | Any | CZ09 | Cap-kBTUh | 2530 | 500000 | None | 0 | 0 | 0 | 0 | 0 | 3.02 | 0 | 0 | 0 | 0 | 0 | 0.29 |  |  | 2 | Health/Medical - Hospital | Existing | Burbank-Glendale (Pasadena for pre-2014) | SCG
NG-WtrHt-LrgInst-Gas-gt200kBtuh-0p80Et | DEER2014 | D13 v1.00 | 2013-08-02 | SCG | Hsp | Ex | Any | CZ10 | Cap-kBTUh | 2530 | 500000 | None | 0 | 0 | 0 | 0 | 0 | 2.69 | 0 | 0 | 0 | 0 | 0 | 0.29 |  |  | 2 | Health/Medical - Hospital | Existing | Riverside | SCG
NG-WtrHt-LrgInst-Gas-gt200kBtuh-0p80Et | DEER2014 | D13 v1.00 | 2013-08-02 | SCG | Hsp | Ex | Any | CZ13 | Cap-kBTUh | 2530 | 500000 | None | 0 | 0 | 0 | 0 | 0 | 2.79 | 0 | 0 | 0 | 0 | 0 | 0.29 |  |  | 2 | Health/Medical - Hospital | Existing | Fresno Area | SCG
NG-WtrHt-LrgInst-Gas-gt200kBtuh-0p80Et | DEER2014 | D13 v1.00 | 2013-08-02 | SCG | Hsp | Ex | Any | CZ14 | Cap-kBTUh | 2530 | 500000 | None | 0 | 0 | 0 | 0 | 0 | 2.79 | 0 | 0 | 0 | 0 | 0 | 0.287 |  |  | 2 | Health/Medical - Hospital | Existing | Palmdale (China Lake for pre-2014) | SCG
NG-WtrHt-LrgInst-Gas-gt200kBtuh-0p80Et | DEER2014 | D13 v1.00 | 2013-08-02 | SCG | Hsp | Ex | Any | CZ15 | Cap-kBTUh | 2530 | 500000 | None | 0 | 0 | 0 | 0 | 0 | 2.51 | 0 | 0 | 0 | 0 | 0 | 0.29 |  |  | 2 | Health/Medical - Hospital | Existing | Palm Springs-Intl (El Centro for pre-2014) | SCG
NG-WtrHt-LrgInst-Gas-gt200kBtuh-0p80Et | DEER2014 | D13 v1.00 | 2013-08-02 | SCG | Hsp | Ex | Any | CZ16 | Cap-kBTUh | 2530 | 500000 | None | 0 | 0 | 0 | 0 | 0 | 2.93 | 0 | 0 | 0 | 0 | 0 | 0.289 |  |  | 2 | Health/Medical - Hospital | Existing | Blue Canyon (Mount Shasta for pre-2014) | SCG
NG-WtrHt-LrgInst-Gas-gt200kBtuh-0p80Et | DEER2014 | D13 v1.00 | 2013-09-20 | SCG | Hsp | Ex | Any | IOU | Cap-kBTUh | 2530 | 500000 | None | 0 | 0 | 0 | 0 | 0 | 2.97 | 0 | 0 | 0 | 0 | 0 | 0.29 |  |  | 2 | Health/Medical - Hospital | Existing | IOU Territory | SCG
NG-WtrHt-LrgInst-Gas-gt200kBtuh-0p80Et | DEER2014 | D13 v1.00 | 2013-09-20 | SCG | Hsp | New | Any | IOU | Cap-kBTUh | 2530 | 500000 | None | 0 | 0 | 0 | 0 | 0 | 0.294 | 0 | 0 | 0 | 0 | 0 | 0.294 |  |  | 2 | Health/Medical - Hospital | New | IOU Territory | SCG
NG-WtrHt-LrgInst-Gas-gt200kBtuh-0p80Et | DEER2014 | D13 v1.00 | 2013-08-02 | SCG | Htl | Ex | Any | CZ05 | Cap-kBTUh | 1280 | 400000 | None | 0 | 0 | 0 | 0 | 0 | 1.75 | 0 | 0 | 0 | 0 | 0 | 0.123 |  |  | 2 | Lodging - Hotel | Existing | Santa Maria Area | SCG
NG-WtrHt-LrgInst-Gas-gt200kBtuh-0p80Et | DEER2014 | D13 v1.00 | 2013-08-02 | SCG | Htl | Ex | Any | CZ06 | Cap-kBTUh | 1280 | 400000 | None | 0 | 0 | 0 | 0 | 0 | 1.63 | 0 | 0 | 0 | 0 | 0 | 0.122 |  |  | 2 | Lodging - Hotel | Existing | Torrance (Los Angeles for pre-2014) | SCG
NG-WtrHt-LrgInst-Gas-gt200kBtuh-0p80Et | DEER2014 | D13 v1.00 | 2013-08-02 | SCG | Htl | Ex | Any | CZ08 | Cap-kBTUh | 1280 | 400000 | None | 0 | 0 | 0 | 0 | 0 | 1.61 | 0 | 0 | 0 | 0 | 0 | 0.122 |  |  | 2 | Lodging - Hotel | Existing | Fullerton (El Toro for pre-2014) | SCG
NG-WtrHt-LrgInst-Gas-gt200kBtuh-0p80Et | DEER2014 | D13 v1.00 | 2013-08-02 | SCG | Htl | Ex | Any | CZ09 | Cap-kBTUh | 1280 | 400000 | None | 0 | 0 | 0 | 0 | 0 | 1.61 | 0 | 0 | 0 | 0 | 0 | 0.123 |  |  | 2 | Lodging - Hotel | Existing | Burbank-Glendale (Pasadena for pre-2014) | SCG
NG-WtrHt-LrgInst-Gas-gt200kBtuh-0p80Et | DEER2014 | D13 v1.00 | 2013-08-02 | SCG | Htl | Ex | Any | CZ10 | Cap-kBTUh | 1280 | 400000 | None | 0 | 0 | 0 | 0 | 0 | 1.24 | 0 | 0 | 0 | 0 | 0 | 0.122 |  |  | 2 | Lodging - Hotel | Existing | Riverside | SCG
NG-WtrHt-LrgInst-Gas-gt200kBtuh-0p80Et | DEER2014 | D13 v1.00 | 2013-08-02 | SCG | Htl | Ex | Any | CZ13 | Cap-kBTUh | 1280 | 400000 | None | 0 | 0 | 0 | 0 | 0 | 1.5 | 0 | 0 | 0 | 0 | 0 | 0.122 |  |  | 2 | Lodging - Hotel | Existing | Fresno Area | SCG
NG-WtrHt-LrgInst-Gas-gt200kBtuh-0p80Et | DEER2014 | D13 v1.00 | 2013-08-02 | SCG | Htl | Ex | Any | CZ14 | Cap-kBTUh | 1280 | 400000 | None | 0 | 0 | 0 | 0 | 0 | 1.37 | 0 | 0 | 0 | 0 | 0 | 0.123 |  |  | 2 | Lodging - Hotel | Existing | Palmdale (China Lake for pre-2014) | SCG
NG-WtrHt-LrgInst-Gas-gt200kBtuh-0p80Et | DEER2014 | D13 v1.00 | 2013-08-02 | SCG | Htl | Ex | Any | CZ15 | Cap-kBTUh | 1280 | 400000 | None | 0 | 0 | 0 | 0 | 0 | 1.09 | 0 | 0 | 0 | 0 | 0 | 0.121 |  |  | 2 | Lodging - Hotel | Existing | Palm Springs-Intl (El Centro for pre-2014) | SCG
NG-WtrHt-LrgInst-Gas-gt200kBtuh-0p80Et | DEER2014 | D13 v1.00 | 2013-08-02 | SCG | Htl | Ex | Any | CZ16 | Cap-kBTUh | 1280 | 400000 | None | 0 | 0 | 0 | 0 | 0 | 1.68 | 0 | 0 | 0 | 0 | 0 | 0.124 |  |  | 2 | Lodging - Hotel | Existing | Blue Canyon (Mount Shasta for pre-2014) | SCG
NG-WtrHt-LrgInst-Gas-gt200kBtuh-0p80Et | DEER2014 | D13 v1.00 | 2013-09-20 | SCG | Htl | Ex | Any | IOU | Cap-kBTUh | 1280 | 400000 | None | 0 | 0 | 0 | 0 | 0 | 1.55 | 0 | 0 | 0 | 0 | 0 | 0.122 |  |  | 2 | Lodging - Hotel | Existing | IOU Territory | SCG
NG-WtrHt-LrgInst-Gas-gt200kBtuh-0p80Et | DEER2014 | D13 v1.00 | 2013-09-20 | SCG | Htl | New | Any | IOU | Cap-kBTUh | 1280 | 400000 | None | 0 | 0 | 0 | 0 | 0 | 0.122 | 0 | 0 | 0 | 0 | 0 | 0.122 |  |  | 2 | Lodging - Hotel | New | IOU Territory | SCG
NG-WtrHt-LrgInst-Gas-gt200kBtuh-0p80Et | DEER2014 | D13 v1.00 | 2013-08-02 | SCG | MBT | Ex | Any | CZ05 | Cap-kBTUh | 292 | 200000 | None | 0 | 0 | 0 | 0 | 0 | 2.36 | 0 | 0 | 0 | 0 | 0 | 0.326 |  |  | 2 | Manufacturing Biotech | Existing | Santa Maria Area | SCG
NG-WtrHt-LrgInst-Gas-gt200kBtuh-0p80Et | DEER2014 | D13 v1.00 | 2013-08-02 | SCG | MBT | Ex | Any | CZ06 | Cap-kBTUh | 292 | 200000 | None | 0 | 0 | 0 | 0 | 0 | 2.28 | 0 | 0 | 0 | 0 | 0 | 0.319 |  |  | 2 | Manufacturing Biotech | Existing | Torrance (Los Angeles for pre-2014) | SCG
NG-WtrHt-LrgInst-Gas-gt200kBtuh-0p80Et | DEER2014 | D13 v1.00 | 2013-08-02 | SCG | MBT | Ex | Any | CZ08 | Cap-kBTUh | 292 | 200000 | None | 0 | 0 | 0 | 0 | 0 | 2.25 | 0 | 0 | 0 | 0 | 0 | 0.317 |  |  | 2 | Manufacturing Biotech | Existing | Fullerton (El Toro for pre-2014) | SCG
NG-WtrHt-LrgInst-Gas-gt200kBtuh-0p80Et | DEER2014 | D13 v1.00 | 2013-08-02 | SCG | MBT | Ex | Any | CZ09 | Cap-kBTUh | 292 | 200000 | None | 0 | 0 | 0 | 0 | 0 | 2.26 | 0 | 0 | 0 | 0 | 0 | 0.318 |  |  | 2 | Manufacturing Biotech | Existing | Burbank-Glendale (Pasadena for pre-2014) | SCG
NG-WtrHt-LrgInst-Gas-gt200kBtuh-0p80Et | DEER2014 | D13 v1.00 | 2013-08-02 | SCG | MBT | Ex | Any | CZ10 | Cap-kBTUh | 292 | 200000 | None | 0 | 0 | 0 | 0 | 0 | 1.63 | 0 | 0 | 0 | 0 | 0 | 0.314 |  |  | 2 | Manufacturing Biotech | Existing | Riverside | SCG
NG-WtrHt-LrgInst-Gas-gt200kBtuh-0p80Et | DEER2014 | D13 v1.00 | 2013-08-02 | SCG | MBT | Ex | Any | CZ13 | Cap-kBTUh | 292 | 200000 | None | 0 | 0 | 0 | 0 | 0 | 1.99 | 0 | 0 | 0 | 0 | 0 | 0.315 |  |  | 2 | Manufacturing Biotech | Existing | Fresno Area | SCG
NG-WtrHt-LrgInst-Gas-gt200kBtuh-0p80Et | DEER2014 | D13 v1.00 | 2013-08-02 | SCG | MBT | Ex | Any | CZ14 | Cap-kBTUh | 292 | 200000 | None | 0 | 0 | 0 | 0 | 0 | 1.91 | 0 | 0 | 0 | 0 | 0 | 0.318 |  |  | 2 | Manufacturing Biotech | Existing | Palmdale (China Lake for pre-2014) | SCG
NG-WtrHt-LrgInst-Gas-gt200kBtuh-0p80Et | DEER2014 | D13 v1.00 | 2013-08-02 | SCG | MBT | Ex | Any | CZ15 | Cap-kBTUh | 292 | 200000 | None | 0 | 0 | 0 | 0 | 0 | 1.54 | 0 | 0 | 0 | 0 | 0 | 0.303 |  |  | 2 | Manufacturing Biotech | Existing | Palm Springs-Intl (El Centro for pre-2014) | SCG
NG-WtrHt-LrgInst-Gas-gt200kBtuh-0p80Et | DEER2014 | D13 v1.00 | 2013-08-02 | SCG | MBT | Ex | Any | CZ16 | Cap-kBTUh | 292 | 200000 | None | 0 | 0 | 0 | 0 | 0 | 1.97 | 0 | 0 | 0 | 0 | 0 | 0.331 |  |  | 2 | Manufacturing Biotech | Existing | Blue Canyon (Mount Shasta for pre-2014) | SCG
NG-WtrHt-LrgInst-Gas-gt200kBtuh-0p80Et | DEER2014 | D13 v1.00 | 2013-09-20 | SCG | MBT | Ex | Any | IOU | Cap-kBTUh | 292 | 200000 | None | 0 | 0 | 0 | 0 | 0 | 2.12 | 0 | 0 | 0 | 0 | 0 | 0.317 |  |  | 2 | Manufacturing Biotech | Existing | IOU Territory | SCG
NG-WtrHt-LrgInst-Gas-gt200kBtuh-0p80Et | DEER2014 | D13 v1.00 | 2013-09-20 | SCG | MBT | New | Any | IOU | Cap-kBTUh | 292 | 200000 | None | 0 | 0 | 0 | 0 | 0 | 0.312 | 0 | 0 | 0 | 0 | 0 | 0.312 |  |  | 2 | Manufacturing Biotech | New | IOU Territory | SCG
NG-WtrHt-LrgInst-Gas-gt200kBtuh-0p80Et | DEER2014 | D13 v1.00 | 2013-08-02 | SCG | MLI | Ex | Any | CZ05 | Cap-kBTUh | 146 | 100000 | None | 0 | 0 | 0 | 0 | 0 | 2.46 | 0 | 0 | 0 | 0 | 0 | 0.328 |  |  | 2 | Manufacturing Light Industrial | Existing | Santa Maria Area | SCG
NG-WtrHt-LrgInst-Gas-gt200kBtuh-0p80Et | DEER2014 | D13 v1.00 | 2013-08-02 | SCG | MLI | Ex | Any | CZ06 | Cap-kBTUh | 146 | 100000 | None | 0 | 0 | 0 | 0 | 0 | 2.35 | 0 | 0 | 0 | 0 | 0 | 0.316 |  |  | 2 | Manufacturing Light Industrial | Existing | Torrance (Los Angeles for pre-2014) | SCG
NG-WtrHt-LrgInst-Gas-gt200kBtuh-0p80Et | DEER2014 | D13 v1.00 | 2013-08-02 | SCG | MLI | Ex | Any | CZ08 | Cap-kBTUh | 146 | 100000 | None | 0 | 0 | 0 | 0 | 0 | 2.31 | 0 | 0 | 0 | 0 | 0 | 0.311 |  |  | 2 | Manufacturing Light Industrial | Existing | Fullerton (El Toro for pre-2014) | SCG
NG-WtrHt-LrgInst-Gas-gt200kBtuh-0p80Et | DEER2014 | D13 v1.00 | 2013-08-02 | SCG | MLI | Ex | Any | CZ09 | Cap-kBTUh | 146 | 100000 | None | 0 | 0 | 0 | 0 | 0 | 2.31 | 0 | 0 | 0 | 0 | 0 | 0.313 |  |  | 2 | Manufacturing Light Industrial | Existing | Burbank-Glendale (Pasadena for pre-2014) | SCG
NG-WtrHt-LrgInst-Gas-gt200kBtuh-0p80Et | DEER2014 | D13 v1.00 | 2013-08-02 | SCG | MLI | Ex | Any | CZ10 | Cap-kBTUh | 146 | 100000 | None | 0 | 0 | 0 | 0 | 0 | 1.67 | 0 | 0 | 0 | 0 | 0 | 0.313 |  |  | 2 | Manufacturing Light Industrial | Existing | Riverside | SCG
NG-WtrHt-LrgInst-Gas-gt200kBtuh-0p80Et | DEER2014 | D13 v1.00 | 2013-08-02 | SCG | MLI | Ex | Any | CZ13 | Cap-kBTUh | 146 | 100000 | None | 0 | 0 | 0 | 0 | 0 | 2.05 | 0 | 0 | 0 | 0 | 0 | 0.315 |  |  | 2 | Manufacturing Light Industrial | Existing | Fresno Area | SCG
NG-WtrHt-LrgInst-Gas-gt200kBtuh-0p80Et | DEER2014 | D13 v1.00 | 2013-08-02 | SCG | MLI | Ex | Any | CZ14 | Cap-kBTUh | 146 | 100000 | None | 0 | 0 | 0 | 0 | 0 | 1.98 | 0 | 0 | 0 | 0 | 0 | 0.319 |  |  | 2 | Manufacturing Light Industrial | Existing | Palmdale (China Lake for pre-2014) | SCG
NG-WtrHt-LrgInst-Gas-gt200kBtuh-0p80Et | DEER2014 | D13 v1.00 | 2013-08-02 | SCG | MLI | Ex | Any | CZ15 | Cap-kBTUh | 146 | 100000 | None | 0 | 0 | 0 | 0 | 0 | 1.55 | 0 | 0 | 0 | 0 | 0 | 0.297 |  |  | 2 | Manufacturing Light Industrial | Existing | Palm Springs-Intl (El Centro for pre-2014) | SCG
NG-WtrHt-LrgInst-Gas-gt200kBtuh-0p80Et | DEER2014 | D13 v1.00 | 2013-08-02 | SCG | MLI | Ex | Any | CZ16 | Cap-kBTUh | 146 | 100000 | None | 0 | 0 | 0 | 0 | 0 | 2.07 | 0 | 0 | 0 | 0 | 0 | 0.337 |  |  | 2 | Manufacturing Light Industrial | Existing | Blue Canyon (Mount Shasta for pre-2014) | SCG
NG-WtrHt-LrgInst-Gas-gt200kBtuh-0p80Et | DEER2014 | D13 v1.00 | 2013-09-20 | SCG | MLI | Ex | Any | IOU | Cap-kBTUh | 146 | 100000 | None | 0 | 0 | 0 | 0 | 0 | 2.17 | 0 | 0 | 0 | 0 | 0 | 0.313 |  |  | 2 | Manufacturing Light Industrial | Existing | IOU Territory | SCG
NG-WtrHt-LrgInst-Gas-gt200kBtuh-0p80Et | DEER2014 | D13 v1.00 | 2013-09-20 | SCG | MLI | New | Any | IOU | Cap-kBTUh | 146 | 100000 | None | 0 | 0 | 0 | 0 | 0 | 0.316 | 0 | 0 | 0 | 0 | 0 | 0.316 |  |  | 2 | Manufacturing Light Industrial | New | IOU Territory | SCG
NG-WtrHt-LrgInst-Gas-gt200kBtuh-0p80Et | DEER2014 | D13 v1.00 | 2013-08-02 | SCG | Mtl | Ex | Any | CZ05 | Cap-kBTUh | 118 | 60000 | None | 0 | 0 | 0 | 0 | 0 | 2.35 | 0 | 0 | 0 | 0 | 0 | 0.33 |  |  | 2 | Lodging - Motel | Existing | Santa Maria Area | SCG
NG-WtrHt-LrgInst-Gas-gt200kBtuh-0p80Et | DEER2014 | D13 v1.00 | 2013-08-02 | SCG | Mtl | Ex | Any | CZ06 | Cap-kBTUh | 118 | 60000 | None | 0 | 0 | 0 | 0 | 0 | 2.28 | 0 | 0 | 0 | 0 | 0 | 0.325 |  |  | 2 | Lodging - Motel | Existing | Torrance (Los Angeles for pre-2014) | SCG
NG-WtrHt-LrgInst-Gas-gt200kBtuh-0p80Et | DEER2014 | D13 v1.00 | 2013-08-02 | SCG | Mtl | Ex | Any | CZ08 | Cap-kBTUh | 118 | 60000 | None | 0 | 0 | 0 | 0 | 0 | 2.26 | 0 | 0 | 0 | 0 | 0 | 0.324 |  |  | 2 | Lodging - Motel | Existing | Fullerton (El Toro for pre-2014) | SCG
NG-WtrHt-LrgInst-Gas-gt200kBtuh-0p80Et | DEER2014 | D13 v1.00 | 2013-08-02 | SCG | Mtl | Ex | Any | CZ09 | Cap-kBTUh | 118 | 60000 | None | 0 | 0 | 0 | 0 | 0 | 2.26 | 0 | 0 | 0 | 0 | 0 | 0.325 |  |  | 2 | Lodging - Motel | Existing | Burbank-Glendale (Pasadena for pre-2014) | SCG
NG-WtrHt-LrgInst-Gas-gt200kBtuh-0p80Et | DEER2014 | D13 v1.00 | 2013-08-02 | SCG | Mtl | Ex | Any | CZ10 | Cap-kBTUh | 118 | 60000 | None | 0 | 0 | 0 | 0 | 0 | 1.87 | 0 | 0 | 0 | 0 | 0 | 0.325 |  |  | 2 | Lodging - Motel | Existing | Riverside | SCG
NG-WtrHt-LrgInst-Gas-gt200kBtuh-0p80Et | DEER2014 | D13 v1.00 | 2013-08-02 | SCG | Mtl | Ex | Any | CZ13 | Cap-kBTUh | 118 | 60000 | None | 0 | 0 | 0 | 0 | 0 | 2.16 | 0 | 0 | 0 | 0 | 0 | 0.326 |  |  | 2 | Lodging - Motel | Existing | Fresno Area | SCG
NG-WtrHt-LrgInst-Gas-gt200kBtuh-0p80Et | DEER2014 | D13 v1.00 | 2013-08-02 | SCG | Mtl | Ex | Any | CZ14 | Cap-kBTUh | 118 | 60000 | None | 0 | 0 | 0 | 0 | 0 | 2 | 0 | 0 | 0 | 0 | 0 | 0.326 |  |  | 2 | Lodging - Motel | Existing | Palmdale (China Lake for pre-2014) | SCG
NG-WtrHt-LrgInst-Gas-gt200kBtuh-0p80Et | DEER2014 | D13 v1.00 | 2013-08-02 | SCG | Mtl | Ex | Any | CZ15 | Cap-kBTUh | 118 | 60000 | None | 0 | 0 | 0 | 0 | 0 | 1.8 | 0 | 0 | 0 | 0 | 0 | 0.321 |  |  | 2 | Lodging - Motel | Existing | Palm Springs-Intl (El Centro for pre-2014) | SCG
NG-WtrHt-LrgInst-Gas-gt200kBtuh-0p80Et | DEER2014 | D13 v1.00 | 2013-08-02 | SCG | Mtl | Ex | Any | CZ16 | Cap-kBTUh | 118 | 60000 | None | 0 | 0 | 0 | 0 | 0 | 2.22 | 0 | 0 | 0 | 0 | 0 | 0.329 |  |  | 2 | Lodging - Motel | Existing | Blue Canyon (Mount Shasta for pre-2014) | SCG
NG-WtrHt-LrgInst-Gas-gt200kBtuh-0p80Et | DEER2014 | D13 v1.00 | 2013-09-20 | SCG | Mtl | Ex | Any | IOU | Cap-kBTUh | 118 | 60000 | None | 0 | 0 | 0 | 0 | 0 | 2.19 | 0 | 0 | 0 | 0 | 0 | 0.325 |  |  | 2 | Lodging - Motel | Existing | IOU Territory | SCG
NG-WtrHt-LrgInst-Gas-gt200kBtuh-0p80Et | DEER2014 | D13 v1.00 | 2013-09-20 | SCG | Mtl | New | Any | IOU | Cap-kBTUh | 118 | 60000 | None | 0 | 0 | 0 | 0 | 0 | 0.324 | 0 | 0 | 0 | 0 | 0 | 0.324 |  |  | 2 | Lodging - Motel | New | IOU Territory | SCG
NG-WtrHt-LrgInst-Gas-gt200kBtuh-0p80Et | DEER2014 | D13 v1.00 | 2013-08-02 | SCG | Nrs | Ex | Any | CZ05 | Cap-kBTUh | 572 | 120000 | None | 0 | 0 | 0 | 0 | 0 | 2.91 | 0 | 0 | 0 | 0 | 0 | 0.319 |  |  | 2 | Health/Medical - Nursing Home | Existing | Santa Maria Area | SCG
NG-WtrHt-LrgInst-Gas-gt200kBtuh-0p80Et | DEER2014 | D13 v1.00 | 2013-08-02 | SCG | Nrs | Ex | Any | CZ06 | Cap-kBTUh | 572 | 120000 | None | 0 | 0 | 0 | 0 | 0 | 2.79 | 0 | 0 | 0 | 0 | 0 | 0.313 |  |  | 2 | Health/Medical - Nursing Home | Existing | Torrance (Los Angeles for pre-2014) | SCG
NG-WtrHt-LrgInst-Gas-gt200kBtuh-0p80Et | DEER2014 | D13 v1.00 | 2013-08-02 | SCG | Nrs | Ex | Any | CZ08 | Cap-kBTUh | 572 | 120000 | None | 0 | 0 | 0 | 0 | 0 | 2.76 | 0 | 0 | 0 | 0 | 0 | 0.311 |  |  | 2 | Health/Medical - Nursing Home | Existing | Fullerton (El Toro for pre-2014) | SCG
NG-WtrHt-LrgInst-Gas-gt200kBtuh-0p80Et | DEER2014 | D13 v1.00 | 2013-08-02 | SCG | Nrs | Ex | Any | CZ09 | Cap-kBTUh | 572 | 120000 | None | 0 | 0 | 0 | 0 | 0 | 2.76 | 0 | 0 | 0 | 0 | 0 | 0.313 |  |  | 2 | Health/Medical - Nursing Home | Existing | Burbank-Glendale (Pasadena for pre-2014) | SCG
NG-WtrHt-LrgInst-Gas-gt200kBtuh-0p80Et | DEER2014 | D13 v1.00 | 2013-08-02 | SCG | Nrs | Ex | Any | CZ10 | Cap-kBTUh | 572 | 120000 | None | 0 | 0 | 0 | 0 | 0 | 2.49 | 0 | 0 | 0 | 0 | 0 | 0.311 |  |  | 2 | Health/Medical - Nursing Home | Existing | Riverside | SCG
NG-WtrHt-LrgInst-Gas-gt200kBtuh-0p80Et | DEER2014 | D13 v1.00 | 2013-08-02 | SCG | Nrs | Ex | Any | CZ13 | Cap-kBTUh | 572 | 120000 | None | 0 | 0 | 0 | 0 | 0 | 2.59 | 0 | 0 | 0 | 0 | 0 | 0.311 |  |  | 2 | Health/Medical - Nursing Home | Existing | Fresno Area | SCG
NG-WtrHt-LrgInst-Gas-gt200kBtuh-0p80Et | DEER2014 | D13 v1.00 | 2013-08-02 | SCG | Nrs | Ex | Any | CZ14 | Cap-kBTUh | 572 | 120000 | None | 0 | 0 | 0 | 0 | 0 | 2.59 | 0 | 0 | 0 | 0 | 0 | 0.313 |  |  | 2 | Health/Medical - Nursing Home | Existing | Palmdale (China Lake for pre-2014) | SCG
NG-WtrHt-LrgInst-Gas-gt200kBtuh-0p80Et | DEER2014 | D13 v1.00 | 2013-08-02 | SCG | Nrs | Ex | Any | CZ15 | Cap-kBTUh | 572 | 120000 | None | 0 | 0 | 0 | 0 | 0 | 2.32 | 0 | 0 | 0 | 0 | 0 | 0.304 |  |  | 2 | Health/Medical - Nursing Home | Existing | Palm Springs-Intl (El Centro for pre-2014) | SCG
NG-WtrHt-LrgInst-Gas-gt200kBtuh-0p80Et | DEER2014 | D13 v1.00 | 2013-08-02 | SCG | Nrs | Ex | Any | CZ16 | Cap-kBTUh | 572 | 120000 | None | 0 | 0 | 0 | 0 | 0 | 2.74 | 0 | 0 | 0 | 0 | 0 | 0.322 |  |  | 2 | Health/Medical - Nursing Home | Existing | Blue Canyon (Mount Shasta for pre-2014) | SCG
NG-WtrHt-LrgInst-Gas-gt200kBtuh-0p80Et | DEER2014 | D13 v1.00 | 2013-09-20 | SCG | Nrs | Ex | Any | IOU | Cap-kBTUh | 572 | 120000 | None | 0 | 0 | 0 | 0 | 0 | 2.72 | 0 | 0 | 0 | 0 | 0 | 0.312 |  |  | 2 | Health/Medical - Nursing Home | Existing | IOU Territory | SCG
NG-WtrHt-LrgInst-Gas-gt200kBtuh-0p80Et | DEER2014 | D13 v1.00 | 2013-09-20 | SCG | Nrs | New | Any | IOU | Cap-kBTUh | 572 | 120000 | None | 0 | 0 | 0 | 0 | 0 | 0.312 | 0 | 0 | 0 | 0 | 0 | 0.312 |  |  | 2 | Health/Medical - Nursing Home | New | IOU Territory | SCG
NG-WtrHt-LrgInst-Gas-gt200kBtuh-0p80Et | DEER2014 | D13 v1.00 | 2013-08-02 | SCG | OfL | Ex | Any | CZ05 | Cap-kBTUh | 146 | 175000 | None | 0 | 0 | 0 | 0 | 0 | 2.64 | 0 | 0 | 0 | 0 | 0 | 0.323 |  |  | 2 | Office - Large | Existing | Santa Maria Area | SCG
NG-WtrHt-LrgInst-Gas-gt200kBtuh-0p80Et | DEER2014 | D13 v1.00 | 2013-08-02 | SCG | OfL | Ex | Any | CZ06 | Cap-kBTUh | 146 | 175000 | None | 0 | 0 | 0 | 0 | 0 | 2.56 | 0 | 0 | 0 | 0 | 0 | 0.319 |  |  | 2 | Office - Large | Existing | Torrance (Los Angeles for pre-2014) | SCG
NG-WtrHt-LrgInst-Gas-gt200kBtuh-0p80Et | DEER2014 | D13 v1.00 | 2013-08-02 | SCG | OfL | Ex | Any | CZ08 | Cap-kBTUh | 146 | 175000 | None | 0 | 0 | 0 | 0 | 0 | 2.54 | 0 | 0 | 0 | 0 | 0 | 0.318 |  |  | 2 | Office - Large | Existing | Fullerton (El Toro for pre-2014) | SCG
NG-WtrHt-LrgInst-Gas-gt200kBtuh-0p80Et | DEER2014 | D13 v1.00 | 2013-08-02 | SCG | OfL | Ex | Any | CZ09 | Cap-kBTUh | 146 | 175000 | None | 0 | 0 | 0 | 0 | 0 | 2.58 | 0 | 0 | 0 | 0 | 0 | 0.319 |  |  | 2 | Office - Large | Existing | Burbank-Glendale (Pasadena for pre-2014) | SCG
NG-WtrHt-LrgInst-Gas-gt200kBtuh-0p80Et | DEER2014 | D13 v1.00 | 2013-08-02 | SCG | OfL | Ex | Any | CZ10 | Cap-kBTUh | 146 | 175000 | None | 0 | 0 | 0 | 0 | 0 | 2.08 | 0 | 0 | 0 | 0 | 0 | 0.318 |  |  | 2 | Office - Large | Existing | Riverside | SCG
NG-WtrHt-LrgInst-Gas-gt200kBtuh-0p80Et | DEER2014 | D13 v1.00 | 2013-08-02 | SCG | OfL | Ex | Any | CZ13 | Cap-kBTUh | 146 | 175000 | None | 0 | 0 | 0 | 0 | 0 | 2.4 | 0 | 0 | 0 | 0 | 0 | 0.319 |  |  | 2 | Office - Large | Existing | Fresno Area | SCG
NG-WtrHt-LrgInst-Gas-gt200kBtuh-0p80Et | DEER2014 | D13 v1.00 | 2013-08-02 | SCG | OfL | Ex | Any | CZ14 | Cap-kBTUh | 146 | 175000 | None | 0 | 0 | 0 | 0 | 0 | 2.3 | 0 | 0 | 0 | 0 | 0 | 0.319 |  |  | 2 | Office - Large | Existing | Palmdale (China Lake for pre-2014) | SCG
NG-WtrHt-LrgInst-Gas-gt200kBtuh-0p80Et | DEER2014 | D13 v1.00 | 2013-08-02 | SCG | OfL | Ex | Any | CZ15 | Cap-kBTUh | 146 | 175000 | None | 0 | 0 | 0 | 0 | 0 | 1.98 | 0 | 0 | 0 | 0 | 0 | 0.313 |  |  | 2 | Office - Large | Existing | Palm Springs-Intl (El Centro for pre-2014) | SCG
NG-WtrHt-LrgInst-Gas-gt200kBtuh-0p80Et | DEER2014 | D13 v1.00 | 2013-08-02 | SCG | OfL | Ex | Any | CZ16 | Cap-kBTUh | 146 | 175000 | None | 0 | 0 | 0 | 0 | 0 | 2.46 | 0 | 0 | 0 | 0 | 0 | 0.325 |  |  | 2 | Office - Large | Existing | Blue Canyon (Mount Shasta for pre-2014) | SCG
NG-WtrHt-LrgInst-Gas-gt200kBtuh-0p80Et | DEER2014 | D13 v1.00 | 2013-09-20 | SCG | OfL | Ex | Any | IOU | Cap-kBTUh | 146 | 175000 | None | 0 | 0 | 0 | 0 | 0 | 2.52 | 0 | 0 | 0 | 0 | 0 | 0.319 |  |  | 2 | Office - Large | Existing | IOU Territory | SCG
NG-WtrHt-LrgInst-Gas-gt200kBtuh-0p80Et | DEER2014 | D13 v1.00 | 2013-09-20 | SCG | OfL | New | Any | IOU | Cap-kBTUh | 146 | 175000 | None | 0 | 0 | 0 | 0 | 0 | 0.316 | 0 | 0 | 0 | 0 | 0 | 0.316 |  |  | 2 | Office - Large | New | IOU Territory | SCG
NG-WtrHt-LrgInst-Gas-gt200kBtuh-0p80Et | DEER2014 | D13 v1.00 | 2013-08-02 | SCG | OfS | Ex | Any | CZ05 | Cap-kBTUh | 43.7 | 10000 | None | 0 | 0 | 0 | 0 | 0 | 2.01 | 0 | 0 | 0 | 0 | 0 | 0.325 |  |  | 2 | Office - Small | Existing | Santa Maria Area | SCG
NG-WtrHt-LrgInst-Gas-gt200kBtuh-0p80Et | DEER2014 | D13 v1.00 | 2013-08-02 | SCG | OfS | Ex | Any | CZ06 | Cap-kBTUh | 43.7 | 10000 | None | 0 | 0 | 0 | 0 | 0 | 1.97 | 0 | 0 | 0 | 0 | 0 | 0.318 |  |  | 2 | Office - Small | Existing | Torrance (Los Angeles for pre-2014) | SCG
NG-WtrHt-LrgInst-Gas-gt200kBtuh-0p80Et | DEER2014 | D13 v1.00 | 2013-08-02 | SCG | OfS | Ex | Any | CZ08 | Cap-kBTUh | 43.7 | 10000 | None | 0 | 0 | 0 | 0 | 0 | 1.95 | 0 | 0 | 0 | 0 | 0 | 0.316 |  |  | 2 | Office - Small | Existing | Fullerton (El Toro for pre-2014) | SCG
NG-WtrHt-LrgInst-Gas-gt200kBtuh-0p80Et | DEER2014 | D13 v1.00 | 2013-08-02 | SCG | OfS | Ex | Any | CZ09 | Cap-kBTUh | 43.7 | 10000 | None | 0 | 0 | 0 | 0 | 0 | 1.96 | 0 | 0 | 0 | 0 | 0 | 0.317 |  |  | 2 | Office - Small | Existing | Burbank-Glendale (Pasadena for pre-2014) | SCG
NG-WtrHt-LrgInst-Gas-gt200kBtuh-0p80Et | DEER2014 | D13 v1.00 | 2013-08-02 | SCG | OfS | Ex | Any | CZ10 | Cap-kBTUh | 43.7 | 10000 | None | 0 | 0 | 0 | 0 | 0 | 1.71 | 0 | 0 | 0 | 0 | 0 | 0.316 |  |  | 2 | Office - Small | Existing | Riverside | SCG
NG-WtrHt-LrgInst-Gas-gt200kBtuh-0p80Et | DEER2014 | D13 v1.00 | 2013-08-02 | SCG | OfS | Ex | Any | CZ13 | Cap-kBTUh | 43.7 | 10000 | None | 0 | 0 | 0 | 0 | 0 | 1.89 | 0 | 0 | 0 | 0 | 0 | 0.318 |  |  | 2 | Office - Small | Existing | Fresno Area | SCG
NG-WtrHt-LrgInst-Gas-gt200kBtuh-0p80Et | DEER2014 | D13 v1.00 | 2013-08-02 | SCG | OfS | Ex | Any | CZ14 | Cap-kBTUh | 43.7 | 10000 | None | 0 | 0 | 0 | 0 | 0 | 1.77 | 0 | 0 | 0 | 0 | 0 | 0.317 |  |  | 2 | Office - Small | Existing | Palmdale (China Lake for pre-2014) | SCG
NG-WtrHt-LrgInst-Gas-gt200kBtuh-0p80Et | DEER2014 | D13 v1.00 | 2013-08-02 | SCG | OfS | Ex | Any | CZ15 | Cap-kBTUh | 43.7 | 10000 | None | 0 | 0 | 0 | 0 | 0 | 1.64 | 0 | 0 | 0 | 0 | 0 | 0.306 |  |  | 2 | Office - Small | Existing | Palm Springs-Intl (El Centro for pre-2014) | SCG
NG-WtrHt-LrgInst-Gas-gt200kBtuh-0p80Et | DEER2014 | D13 v1.00 | 2013-08-02 | SCG | OfS | Ex | Any | CZ16 | Cap-kBTUh | 43.7 | 10000 | None | 0 | 0 | 0 | 0 | 0 | 1.89 | 0 | 0 | 0 | 0 | 0 | 0.328 |  |  | 2 | Office - Small | Existing | Blue Canyon (Mount Shasta for pre-2014) | SCG
NG-WtrHt-LrgInst-Gas-gt200kBtuh-0p80Et | DEER2014 | D13 v1.00 | 2013-09-20 | SCG | OfS | Ex | Any | IOU | Cap-kBTUh | 43.7 | 10000 | None | 0 | 0 | 0 | 0 | 0 | 1.9 | 0 | 0 | 0 | 0 | 0 | 0.317 |  |  | 2 | Office - Small | Existing | IOU Territory | SCG
NG-WtrHt-LrgInst-Gas-gt200kBtuh-0p80Et | DEER2014 | D13 v1.00 | 2013-09-20 | SCG | OfS | New | Any | IOU | Cap-kBTUh | 43.7 | 10000 | None | 0 | 0 | 0 | 0 | 0 | 0.314 | 0 | 0 | 0 | 0 | 0 | 0.314 |  |  | 2 | Office - Small | New | IOU Territory | SCG
NG-WtrHt-LrgInst-Gas-gt200kBtuh-0p80Et | DEER2014 | D13 v1.00 | 2013-08-02 | SCG | RFF | Ex | Any | CZ05 | Cap-kBTUh | 87.5 | 4000 | None | 0 | 0 | 0 | 0 | 0 | 2.25 | 0 | 0 | 0 | 0 | 0 | 0.339 |  |  | 2 | Restaurant - Fast-Food | Existing | Santa Maria Area | SCG
NG-WtrHt-LrgInst-Gas-gt200kBtuh-0p80Et | DEER2014 | D13 v1.00 | 2013-08-02 | SCG | RFF | Ex | Any | CZ06 | Cap-kBTUh | 87.5 | 4000 | None | 0 | 0 | 0 | 0 | 0 | 2.18 | 0 | 0 | 0 | 0 | 0 | 0.329 |  |  | 2 | Restaurant - Fast-Food | Existing | Torrance (Los Angeles for pre-2014) | SCG
NG-WtrHt-LrgInst-Gas-gt200kBtuh-0p80Et | DEER2014 | D13 v1.00 | 2013-08-02 | SCG | RFF | Ex | Any | CZ08 | Cap-kBTUh | 87.5 | 4000 | None | 0 | 0 | 0 | 0 | 0 | 2.16 | 0 | 0 | 0 | 0 | 0 | 0.326 |  |  | 2 | Restaurant - Fast-Food | Existing | Fullerton (El Toro for pre-2014) | SCG
NG-WtrHt-LrgInst-Gas-gt200kBtuh-0p80Et | DEER2014 | D13 v1.00 | 2013-08-02 | SCG | RFF | Ex | Any | CZ09 | Cap-kBTUh | 87.5 | 4000 | None | 0 | 0 | 0 | 0 | 0 | 2.19 | 0 | 0 | 0 | 0 | 0 | 0.327 |  |  | 2 | Restaurant - Fast-Food | Existing | Burbank-Glendale (Pasadena for pre-2014) | SCG
NG-WtrHt-LrgInst-Gas-gt200kBtuh-0p80Et | DEER2014 | D13 v1.00 | 2013-08-02 | SCG | RFF | Ex | Any | CZ10 | Cap-kBTUh | 87.5 | 4000 | None | 0 | 0 | 0 | 0 | 0 | 1.74 | 0 | 0 | 0 | 0 | 0 | 0.325 |  |  | 2 | Restaurant - Fast-Food | Existing | Riverside | SCG
NG-WtrHt-LrgInst-Gas-gt200kBtuh-0p80Et | DEER2014 | D13 v1.00 | 2013-08-02 | SCG | RFF | Ex | Any | CZ13 | Cap-kBTUh | 87.5 | 4000 | None | 0 | 0 | 0 | 0 | 0 | 1.97 | 0 | 0 | 0 | 0 | 0 | 0.326 |  |  | 2 | Restaurant - Fast-Food | Existing | Fresno Area | SCG
NG-WtrHt-LrgInst-Gas-gt200kBtuh-0p80Et | DEER2014 | D13 v1.00 | 2013-08-02 | SCG | RFF | Ex | Any | CZ14 | Cap-kBTUh | 87.5 | 4000 | None | 0 | 0 | 0 | 0 | 0 | 1.84 | 0 | 0 | 0 | 0 | 0 | 0.329 |  |  | 2 | Restaurant - Fast-Food | Existing | Palmdale (China Lake for pre-2014) | SCG
NG-WtrHt-LrgInst-Gas-gt200kBtuh-0p80Et | DEER2014 | D13 v1.00 | 2013-08-02 | SCG | RFF | Ex | Any | CZ15 | Cap-kBTUh | 87.5 | 4000 | None | 0 | 0 | 0 | 0 | 0 | 1.64 | 0 | 0 | 0 | 0 | 0 | 0.313 |  |  | 2 | Restaurant - Fast-Food | Existing | Palm Springs-Intl (El Centro for pre-2014) | SCG
NG-WtrHt-LrgInst-Gas-gt200kBtuh-0p80Et | DEER2014 | D13 v1.00 | 2013-08-02 | SCG | RFF | Ex | Any | CZ16 | Cap-kBTUh | 87.5 | 4000 | None | 0 | 0 | 0 | 0 | 0 | 1.98 | 0 | 0 | 0 | 0 | 0 | 0.345 |  |  | 2 | Restaurant - Fast-Food | Existing | Blue Canyon (Mount Shasta for pre-2014) | SCG
NG-WtrHt-LrgInst-Gas-gt200kBtuh-0p80Et | DEER2014 | D13 v1.00 | 2013-09-20 | SCG | RFF | Ex | Any | IOU | Cap-kBTUh | 87.5 | 4000 | None | 0 | 0 | 0 | 0 | 0 | 2.06 | 0 | 0 | 0 | 0 | 0 | 0.327 |  |  | 2 | Restaurant - Fast-Food | Existing | IOU Territory | SCG
NG-WtrHt-LrgInst-Gas-gt200kBtuh-0p80Et | DEER2014 | D13 v1.00 | 2013-09-20 | SCG | RFF | New | Any | IOU | Cap-kBTUh | 87.5 | 4000 | None | 0 | 0 | 0 | 0 | 0 | 0.324 | 0 | 0 | 0 | 0 | 0 | 0.324 |  |  | 2 | Restaurant - Fast-Food | New | IOU Territory | SCG
NG-WtrHt-LrgInst-Gas-gt200kBtuh-0p80Et | DEER2014 | D13 v1.00 | 2013-08-02 | SCG | RSD | Ex | Any | CZ05 | Cap-kBTUh | 90.9 | 11200 | None | 0 | 0 | 0 | 0 | 0 | 2.58 | 0 | 0 | 0 | 0 | 0 | 0.345 |  |  | 2 | Restaurant - Sit-Down | Existing | Santa Maria Area | SCG
NG-WtrHt-LrgInst-Gas-gt200kBtuh-0p80Et | DEER2014 | D13 v1.00 | 2013-08-02 | SCG | RSD | Ex | Any | CZ06 | Cap-kBTUh | 90.9 | 11200 | None | 0 | 0 | 0 | 0 | 0 | 2.47 | 0 | 0 | 0 | 0 | 0 | 0.333 |  |  | 2 | Restaurant - Sit-Down | Existing | Torrance (Los Angeles for pre-2014) | SCG
NG-WtrHt-LrgInst-Gas-gt200kBtuh-0p80Et | DEER2014 | D13 v1.00 | 2013-08-02 | SCG | RSD | Ex | Any | CZ08 | Cap-kBTUh | 90.9 | 11200 | None | 0 | 0 | 0 | 0 | 0 | 2.45 | 0 | 0 | 0 | 0 | 0 | 0.329 |  |  | 2 | Restaurant - Sit-Down | Existing | Fullerton (El Toro for pre-2014) | SCG
NG-WtrHt-LrgInst-Gas-gt200kBtuh-0p80Et | DEER2014 | D13 v1.00 | 2013-08-02 | SCG | RSD | Ex | Any | CZ09 | Cap-kBTUh | 90.9 | 11200 | None | 0 | 0 | 0 | 0 | 0 | 2.49 | 0 | 0 | 0 | 0 | 0 | 0.33 |  |  | 2 | Restaurant - Sit-Down | Existing | Burbank-Glendale (Pasadena for pre-2014) | SCG
NG-WtrHt-LrgInst-Gas-gt200kBtuh-0p80Et | DEER2014 | D13 v1.00 | 2013-08-02 | SCG | RSD | Ex | Any | CZ10 | Cap-kBTUh | 90.9 | 11200 | None | 0 | 0 | 0 | 0 | 0 | 1.93 | 0 | 0 | 0 | 0 | 0 | 0.327 |  |  | 2 | Restaurant - Sit-Down | Existing | Riverside | SCG
NG-WtrHt-LrgInst-Gas-gt200kBtuh-0p80Et | DEER2014 | D13 v1.00 | 2013-08-02 | SCG | RSD | Ex | Any | CZ13 | Cap-kBTUh | 90.9 | 11200 | None | 0 | 0 | 0 | 0 | 0 | 2.21 | 0 | 0 | 0 | 0 | 0 | 0.328 |  |  | 2 | Restaurant - Sit-Down | Existing | Fresno Area | SCG
NG-WtrHt-LrgInst-Gas-gt200kBtuh-0p80Et | DEER2014 | D13 v1.00 | 2013-08-02 | SCG | RSD | Ex | Any | CZ14 | Cap-kBTUh | 90.9 | 11200 | None | 0 | 0 | 0 | 0 | 0 | 2.06 | 0 | 0 | 0 | 0 | 0 | 0.331 |  |  | 2 | Restaurant - Sit-Down | Existing | Palmdale (China Lake for pre-2014) | SCG
NG-WtrHt-LrgInst-Gas-gt200kBtuh-0p80Et | DEER2014 | D13 v1.00 | 2013-08-02 | SCG | RSD | Ex | Any | CZ15 | Cap-kBTUh | 90.9 | 11200 | None | 0 | 0 | 0 | 0 | 0 | 1.79 | 0 | 0 | 0 | 0 | 0 | 0.312 |  |  | 2 | Restaurant - Sit-Down | Existing | Palm Springs-Intl (El Centro for pre-2014) | SCG
NG-WtrHt-LrgInst-Gas-gt200kBtuh-0p80Et | DEER2014 | D13 v1.00 | 2013-08-02 | SCG | RSD | Ex | Any | CZ16 | Cap-kBTUh | 90.9 | 11200 | None | 0 | 0 | 0 | 0 | 0 | 2.24 | 0 | 0 | 0 | 0 | 0 | 0.348 |  |  | 2 | Restaurant - Sit-Down | Existing | Blue Canyon (Mount Shasta for pre-2014) | SCG
NG-WtrHt-LrgInst-Gas-gt200kBtuh-0p80Et | DEER2014 | D13 v1.00 | 2013-09-20 | SCG | RSD | Ex | Any | IOU | Cap-kBTUh | 90.9 | 11200 | None | 0 | 0 | 0 | 0 | 0 | 2.33 | 0 | 0 | 0 | 0 | 0 | 0.33 |  |  | 2 | Restaurant - Sit-Down | Existing | IOU Territory | SCG
NG-WtrHt-LrgInst-Gas-gt200kBtuh-0p80Et | DEER2014 | D13 v1.00 | 2013-09-20 | SCG | RSD | New | Any | IOU | Cap-kBTUh | 90.9 | 11200 | None | 0 | 0 | 0 | 0 | 0 | 0.325 | 0 | 0 | 0 | 0 | 0 | 0.325 |  |  | 2 | Restaurant - Sit-Down | New | IOU Territory | SCG
NG-WtrHt-LrgInst-Gas-gt200kBtuh-0p80Et | DEER2014 | D13 v1.00 | 2013-08-02 | SCG | Rt3 | Ex | Any | CZ05 | Cap-kBTUh | 87.5 | 120000 | None | 0 | 0 | 0 | 0 | 0 | 2.07 | 0 | 0 | 0 | 0 | 0 | 0.322 |  |  | 2 | Retail - Multistory Large | Existing | Santa Maria Area | SCG
NG-WtrHt-LrgInst-Gas-gt200kBtuh-0p80Et | DEER2014 | D13 v1.00 | 2013-08-02 | SCG | Rt3 | Ex | Any | CZ06 | Cap-kBTUh | 87.5 | 120000 | None | 0 | 0 | 0 | 0 | 0 | 2.03 | 0 | 0 | 0 | 0 | 0 | 0.318 |  |  | 2 | Retail - Multistory Large | Existing | Torrance (Los Angeles for pre-2014) | SCG
NG-WtrHt-LrgInst-Gas-gt200kBtuh-0p80Et | DEER2014 | D13 v1.00 | 2013-08-02 | SCG | Rt3 | Ex | Any | CZ08 | Cap-kBTUh | 87.5 | 120000 | None | 0 | 0 | 0 | 0 | 0 | 2.01 | 0 | 0 | 0 | 0 | 0 | 0.317 |  |  | 2 | Retail - Multistory Large | Existing | Fullerton (El Toro for pre-2014) | SCG
NG-WtrHt-LrgInst-Gas-gt200kBtuh-0p80Et | DEER2014 | D13 v1.00 | 2013-08-02 | SCG | Rt3 | Ex | Any | CZ09 | Cap-kBTUh | 87.5 | 120000 | None | 0 | 0 | 0 | 0 | 0 | 1.99 | 0 | 0 | 0 | 0 | 0 | 0.318 |  |  | 2 | Retail - Multistory Large | Existing | Burbank-Glendale (Pasadena for pre-2014) | SCG
NG-WtrHt-LrgInst-Gas-gt200kBtuh-0p80Et | DEER2014 | D13 v1.00 | 2013-08-02 | SCG | Rt3 | Ex | Any | CZ10 | Cap-kBTUh | 87.5 | 120000 | None | 0 | 0 | 0 | 0 | 0 | 1.64 | 0 | 0 | 0 | 0 | 0 | 0.316 |  |  | 2 | Retail - Multistory Large | Existing | Riverside | SCG
NG-WtrHt-LrgInst-Gas-gt200kBtuh-0p80Et | DEER2014 | D13 v1.00 | 2013-08-02 | SCG | Rt3 | Ex | Any | CZ13 | Cap-kBTUh | 87.5 | 120000 | None | 0 | 0 | 0 | 0 | 0 | 1.82 | 0 | 0 | 0 | 0 | 0 | 0.319 |  |  | 2 | Retail - Multistory Large | Existing | Fresno Area | SCG
NG-WtrHt-LrgInst-Gas-gt200kBtuh-0p80Et | DEER2014 | D13 v1.00 | 2013-08-02 | SCG | Rt3 | Ex | Any | CZ14 | Cap-kBTUh | 87.5 | 120000 | None | 0 | 0 | 0 | 0 | 0 | 1.77 | 0 | 0 | 0 | 0 | 0 | 0.319 |  |  | 2 | Retail - Multistory Large | Existing | Palmdale (China Lake for pre-2014) | SCG
NG-WtrHt-LrgInst-Gas-gt200kBtuh-0p80Et | DEER2014 | D13 v1.00 | 2013-08-02 | SCG | Rt3 | Ex | Any | CZ15 | Cap-kBTUh | 87.5 | 120000 | None | 0 | 0 | 0 | 0 | 0 | 1.59 | 0 | 0 | 0 | 0 | 0 | 0.312 |  |  | 2 | Retail - Multistory Large | Existing | Palm Springs-Intl (El Centro for pre-2014) | SCG
NG-WtrHt-LrgInst-Gas-gt200kBtuh-0p80Et | DEER2014 | D13 v1.00 | 2013-08-02 | SCG | Rt3 | Ex | Any | CZ16 | Cap-kBTUh | 87.5 | 120000 | None | 0 | 0 | 0 | 0 | 0 | 1.84 | 0 | 0 | 0 | 0 | 0 | 0.325 |  |  | 2 | Retail - Multistory Large | Existing | Blue Canyon (Mount Shasta for pre-2014) | SCG
NG-WtrHt-LrgInst-Gas-gt200kBtuh-0p80Et | DEER2014 | D13 v1.00 | 2013-09-20 | SCG | Rt3 | Ex | Any | IOU | Cap-kBTUh | 87.5 | 120000 | None | 0 | 0 | 0 | 0 | 0 | 1.92 | 0 | 0 | 0 | 0 | 0 | 0.317 |  |  | 2 | Retail - Multistory Large | Existing | IOU Territory | SCG
NG-WtrHt-LrgInst-Gas-gt200kBtuh-0p80Et | DEER2014 | D13 v1.00 | 2013-09-20 | SCG | Rt3 | New | Any | IOU | Cap-kBTUh | 87.5 | 120000 | None | 0 | 0 | 0 | 0 | 0 | 0.316 | 0 | 0 | 0 | 0 | 0 | 0.316 |  |  | 2 | Retail - Multistory Large | New | IOU Territory | SCG
NG-WtrHt-LrgInst-Gas-gt200kBtuh-0p80Et | DEER2014 | D13 v1.00 | 2013-08-02 | SCG | RtL | Ex | Any | CZ05 | Cap-kBTUh | 87.5 | 131000 | None | 0 | 0 | 0 | 0 | 0 | 1.98 | 0 | 0 | 0 | 0 | 0 | 0.324 |  |  | 2 | Retail - Single-Story Large | Existing | Santa Maria Area | SCG
NG-WtrHt-LrgInst-Gas-gt200kBtuh-0p80Et | DEER2014 | D13 v1.00 | 2013-08-02 | SCG | RtL | Ex | Any | CZ06 | Cap-kBTUh | 87.5 | 131000 | None | 0 | 0 | 0 | 0 | 0 | 1.93 | 0 | 0 | 0 | 0 | 0 | 0.32 |  |  | 2 | Retail - Single-Story Large | Existing | Torrance (Los Angeles for pre-2014) | SCG
NG-WtrHt-LrgInst-Gas-gt200kBtuh-0p80Et | DEER2014 | D13 v1.00 | 2013-08-02 | SCG | RtL | Ex | Any | CZ08 | Cap-kBTUh | 87.5 | 131000 | None | 0 | 0 | 0 | 0 | 0 | 1.92 | 0 | 0 | 0 | 0 | 0 | 0.319 |  |  | 2 | Retail - Single-Story Large | Existing | Fullerton (El Toro for pre-2014) | SCG
NG-WtrHt-LrgInst-Gas-gt200kBtuh-0p80Et | DEER2014 | D13 v1.00 | 2013-08-02 | SCG | RtL | Ex | Any | CZ09 | Cap-kBTUh | 87.5 | 131000 | None | 0 | 0 | 0 | 0 | 0 | 1.9 | 0 | 0 | 0 | 0 | 0 | 0.319 |  |  | 2 | Retail - Single-Story Large | Existing | Burbank-Glendale (Pasadena for pre-2014) | SCG
NG-WtrHt-LrgInst-Gas-gt200kBtuh-0p80Et | DEER2014 | D13 v1.00 | 2013-08-02 | SCG | RtL | Ex | Any | CZ10 | Cap-kBTUh | 87.5 | 131000 | None | 0 | 0 | 0 | 0 | 0 | 1.58 | 0 | 0 | 0 | 0 | 0 | 0.319 |  |  | 2 | Retail - Single-Story Large | Existing | Riverside | SCG
NG-WtrHt-LrgInst-Gas-gt200kBtuh-0p80Et | DEER2014 | D13 v1.00 | 2013-08-02 | SCG | RtL | Ex | Any | CZ13 | Cap-kBTUh | 87.5 | 131000 | None | 0 | 0 | 0 | 0 | 0 | 1.74 | 0 | 0 | 0 | 0 | 0 | 0.319 |  |  | 2 | Retail - Single-Story Large | Existing | Fresno Area | SCG
NG-WtrHt-LrgInst-Gas-gt200kBtuh-0p80Et | DEER2014 | D13 v1.00 | 2013-08-02 | SCG | RtL | Ex | Any | CZ14 | Cap-kBTUh | 87.5 | 131000 | None | 0 | 0 | 0 | 0 | 0 | 1.71 | 0 | 0 | 0 | 0 | 0 | 0.321 |  |  | 2 | Retail - Single-Story Large | Existing | Palmdale (China Lake for pre-2014) | SCG
NG-WtrHt-LrgInst-Gas-gt200kBtuh-0p80Et | DEER2014 | D13 v1.00 | 2013-08-02 | SCG | RtL | Ex | Any | CZ15 | Cap-kBTUh | 87.5 | 131000 | None | 0 | 0 | 0 | 0 | 0 | 1.54 | 0 | 0 | 0 | 0 | 0 | 0.312 |  |  | 2 | Retail - Single-Story Large | Existing | Palm Springs-Intl (El Centro for pre-2014) | SCG
NG-WtrHt-LrgInst-Gas-gt200kBtuh-0p80Et | DEER2014 | D13 v1.00 | 2013-08-02 | SCG | RtL | Ex | Any | CZ16 | Cap-kBTUh | 87.5 | 131000 | None | 0 | 0 | 0 | 0 | 0 | 1.77 | 0 | 0 | 0 | 0 | 0 | 0.329 |  |  | 2 | Retail - Single-Story Large | Existing | Blue Canyon (Mount Shasta for pre-2014) | SCG
NG-WtrHt-LrgInst-Gas-gt200kBtuh-0p80Et | DEER2014 | D13 v1.00 | 2013-09-20 | SCG | RtL | Ex | Any | IOU | Cap-kBTUh | 87.5 | 131000 | None | 0 | 0 | 0 | 0 | 0 | 1.84 | 0 | 0 | 0 | 0 | 0 | 0.319 |  |  | 2 | Retail - Single-Story Large | Existing | IOU Territory | SCG
NG-WtrHt-LrgInst-Gas-gt200kBtuh-0p80Et | DEER2014 | D13 v1.00 | 2013-09-20 | SCG | RtL | New | Any | IOU | Cap-kBTUh | 87.5 | 131000 | None | 0 | 0 | 0 | 0 | 0 | 0.319 | 0 | 0 | 0 | 0 | 0 | 0.319 |  |  | 2 | Retail - Single-Story Large | New | IOU Territory | SCG
NG-WtrHt-LrgInst-Gas-gt200kBtuh-0p80Et | DEER2014 | D13 v1.00 | 2013-08-02 | SCG | RtS | Ex | Any | CZ05 | Cap-kBTUh | 14.6 | 32000 | None | 0 | 0 | 0 | 0 | 0 | 2.25 | 0 | 0 | 0 | 0 | 0 | 0.339 |  |  | 2 | Retail - Small | Existing | Santa Maria Area | SCG
NG-WtrHt-LrgInst-Gas-gt200kBtuh-0p80Et | DEER2014 | D13 v1.00 | 2013-08-02 | SCG | RtS | Ex | Any | CZ06 | Cap-kBTUh | 14.6 | 32000 | None | 0 | 0 | 0 | 0 | 0 | 2.17 | 0 | 0 | 0 | 0 | 0 | 0.329 |  |  | 2 | Retail - Small | Existing | Torrance (Los Angeles for pre-2014) | SCG
NG-WtrHt-LrgInst-Gas-gt200kBtuh-0p80Et | DEER2014 | D13 v1.00 | 2013-08-02 | SCG | RtS | Ex | Any | CZ08 | Cap-kBTUh | 14.6 | 32000 | None | 0 | 0 | 0 | 0 | 0 | 2.14 | 0 | 0 | 0 | 0 | 0 | 0.326 |  |  | 2 | Retail - Small | Existing | Fullerton (El Toro for pre-2014) | SCG
NG-WtrHt-LrgInst-Gas-gt200kBtuh-0p80Et | DEER2014 | D13 v1.00 | 2013-08-02 | SCG | RtS | Ex | Any | CZ09 | Cap-kBTUh | 14.6 | 32000 | None | 0 | 0 | 0 | 0 | 0 | 2.12 | 0 | 0 | 0 | 0 | 0 | 0.327 |  |  | 2 | Retail - Small | Existing | Burbank-Glendale (Pasadena for pre-2014) | SCG
NG-WtrHt-LrgInst-Gas-gt200kBtuh-0p80Et | DEER2014 | D13 v1.00 | 2013-08-02 | SCG | RtS | Ex | Any | CZ10 | Cap-kBTUh | 14.6 | 32000 | None | 0 | 0 | 0 | 0 | 0 | 1.73 | 0 | 0 | 0 | 0 | 0 | 0.325 |  |  | 2 | Retail - Small | Existing | Riverside | SCG
NG-WtrHt-LrgInst-Gas-gt200kBtuh-0p80Et | DEER2014 | D13 v1.00 | 2013-08-02 | SCG | RtS | Ex | Any | CZ13 | Cap-kBTUh | 14.6 | 32000 | None | 0 | 0 | 0 | 0 | 0 | 1.93 | 0 | 0 | 0 | 0 | 0 | 0.326 |  |  | 2 | Retail - Small | Existing | Fresno Area | SCG
NG-WtrHt-LrgInst-Gas-gt200kBtuh-0p80Et | DEER2014 | D13 v1.00 | 2013-08-02 | SCG | RtS | Ex | Any | CZ14 | Cap-kBTUh | 14.6 | 32000 | None | 0 | 0 | 0 | 0 | 0 | 1.89 | 0 | 0 | 0 | 0 | 0 | 0.329 |  |  | 2 | Retail - Small | Existing | Palmdale (China Lake for pre-2014) | SCG
NG-WtrHt-LrgInst-Gas-gt200kBtuh-0p80Et | DEER2014 | D13 v1.00 | 2013-08-02 | SCG | RtS | Ex | Any | CZ15 | Cap-kBTUh | 14.6 | 32000 | None | 0 | 0 | 0 | 0 | 0 | 1.63 | 0 | 0 | 0 | 0 | 0 | 0.31 |  |  | 2 | Retail - Small | Existing | Palm Springs-Intl (El Centro for pre-2014) | SCG
NG-WtrHt-LrgInst-Gas-gt200kBtuh-0p80Et | DEER2014 | D13 v1.00 | 2013-08-02 | SCG | RtS | Ex | Any | CZ16 | Cap-kBTUh | 14.6 | 32000 | None | 0 | 0 | 0 | 0 | 0 | 2.01 | 0 | 0 | 0 | 0 | 0 | 0.345 |  |  | 2 | Retail - Small | Existing | Blue Canyon (Mount Shasta for pre-2014) | SCG
NG-WtrHt-LrgInst-Gas-gt200kBtuh-0p80Et | DEER2014 | D13 v1.00 | 2013-09-20 | SCG | RtS | Ex | Any | IOU | Cap-kBTUh | 14.6 | 32000 | None | 0 | 0 | 0 | 0 | 0 | 2.04 | 0 | 0 | 0 | 0 | 0 | 0.327 |  |  | 2 | Retail - Small | Existing | IOU Territory | SCG
NG-WtrHt-LrgInst-Gas-gt200kBtuh-0p80Et | DEER2014 | D13 v1.00 | 2013-09-20 | SCG | RtS | New | Any | IOU | Cap-kBTUh | 14.6 | 32000 | None | 0 | 0 | 0 | 0 | 0 | 0.323 | 0 | 0 | 0 | 0 | 0 | 0.323 |  |  | 2 | Retail - Small | New | IOU Territory | SCG
NG-WtrHt-LrgInst-Gas-gt200kBtuh-0p80Et | DEER2014 | D13 v1.00 | 2013-08-02 | SCG | SCn | Ex | Any | CZ05 | Cap-kBTUh | 58.3 | 500000 | None | 0 | 0 | 0 | 0 | 0 | 2.46 | 0 | 0 | 0 | 0 | 0 | 0.347 |  |  | 2 | Storage - Conditioned | Existing | Santa Maria Area | SCG
NG-WtrHt-LrgInst-Gas-gt200kBtuh-0p80Et | DEER2014 | D13 v1.00 | 2013-08-02 | SCG | SCn | Ex | Any | CZ06 | Cap-kBTUh | 58.3 | 500000 | None | 0 | 0 | 0 | 0 | 0 | 2.31 | 0 | 0 | 0 | 0 | 0 | 0.329 |  |  | 2 | Storage - Conditioned | Existing | Torrance (Los Angeles for pre-2014) | SCG
NG-WtrHt-LrgInst-Gas-gt200kBtuh-0p80Et | DEER2014 | D13 v1.00 | 2013-08-02 | SCG | SCn | Ex | Any | CZ08 | Cap-kBTUh | 58.3 | 500000 | None | 0 | 0 | 0 | 0 | 0 | 2.27 | 0 | 0 | 0 | 0 | 0 | 0.324 |  |  | 2 | Storage - Conditioned | Existing | Fullerton (El Toro for pre-2014) | SCG
NG-WtrHt-LrgInst-Gas-gt200kBtuh-0p80Et | DEER2014 | D13 v1.00 | 2013-08-02 | SCG | SCn | Ex | Any | CZ09 | Cap-kBTUh | 58.3 | 500000 | None | 0 | 0 | 0 | 0 | 0 | 2.21 | 0 | 0 | 0 | 0 | 0 | 0.325 |  |  | 2 | Storage - Conditioned | Existing | Burbank-Glendale (Pasadena for pre-2014) | SCG
NG-WtrHt-LrgInst-Gas-gt200kBtuh-0p80Et | DEER2014 | D13 v1.00 | 2013-08-02 | SCG | SCn | Ex | Any | CZ10 | Cap-kBTUh | 58.3 | 500000 | None | 0 | 0 | 0 | 0 | 0 | 1.41 | 0 | 0 | 0 | 0 | 0 | 0.324 |  |  | 2 | Storage - Conditioned | Existing | Riverside | SCG
NG-WtrHt-LrgInst-Gas-gt200kBtuh-0p80Et | DEER2014 | D13 v1.00 | 2013-08-02 | SCG | SCn | Ex | Any | CZ13 | Cap-kBTUh | 58.3 | 500000 | None | 0 | 0 | 0 | 0 | 0 | 1.74 | 0 | 0 | 0 | 0 | 0 | 0.325 |  |  | 2 | Storage - Conditioned | Existing | Fresno Area | SCG
NG-WtrHt-LrgInst-Gas-gt200kBtuh-0p80Et | DEER2014 | D13 v1.00 | 2013-08-02 | SCG | SCn | Ex | Any | CZ14 | Cap-kBTUh | 58.3 | 500000 | None | 0 | 0 | 0 | 0 | 0 | 1.63 | 0 | 0 | 0 | 0 | 0 | 0.327 |  |  | 2 | Storage - Conditioned | Existing | Palmdale (China Lake for pre-2014) | SCG
NG-WtrHt-LrgInst-Gas-gt200kBtuh-0p80Et | DEER2014 | D13 v1.00 | 2013-08-02 | SCG | SCn | Ex | Any | CZ15 | Cap-kBTUh | 58.3 | 500000 | None | 0 | 0 | 0 | 0 | 0 | 1.3 | 0 | 0 | 0 | 0 | 0 | 0.305 |  |  | 2 | Storage - Conditioned | Existing | Palm Springs-Intl (El Centro for pre-2014) | SCG
NG-WtrHt-LrgInst-Gas-gt200kBtuh-0p80Et | DEER2014 | D13 v1.00 | 2013-08-02 | SCG | SCn | Ex | Any | CZ16 | Cap-kBTUh | 58.3 | 500000 | None | 0 | 0 | 0 | 0 | 0 | 1.58 | 0 | 0 | 0 | 0 | 0 | 0.352 |  |  | 2 | Storage - Conditioned | Existing | Blue Canyon (Mount Shasta for pre-2014) | SCG
NG-WtrHt-LrgInst-Gas-gt200kBtuh-0p80Et | DEER2014 | D13 v1.00 | 2013-09-20 | SCG | SCn | Ex | Any | IOU | Cap-kBTUh | 58.3 | 500000 | None | 0 | 0 | 0 | 0 | 0 | 2.02 | 0 | 0 | 0 | 0 | 0 | 0.325 |  |  | 2 | Storage - Conditioned | Existing | IOU Territory | SCG
NG-WtrHt-LrgInst-Gas-gt200kBtuh-0p80Et | DEER2014 | D13 v1.00 | 2013-09-20 | SCG | SCn | New | Any | IOU | Cap-kBTUh | 58.3 | 500000 | None | 0 | 0 | 0 | 0 | 0 | 0.325 | 0 | 0 | 0 | 0 | 0 | 0.325 |  |  | 2 | Storage - Conditioned | New | IOU Territory | SCG
NG-WtrHt-LrgInst-Gas-gt200kBtuh-0p80Et | DEER2014 | D13 v1.00 | 2013-08-02 | SCG | SUn | Ex | Any | CZ05 | Cap-kBTUh | 58.3 | 500000 | None | 0 | 0 | 0 | 0 | 0 | 2.5 | 0 | 0 | 0 | 0 | 0 | 0.355 |  |  | 2 | Storage - Unconditioned | Existing | Santa Maria Area | SCG
NG-WtrHt-LrgInst-Gas-gt200kBtuh-0p80Et | DEER2014 | D13 v1.00 | 2013-08-02 | SCG | SUn | Ex | Any | CZ06 | Cap-kBTUh | 58.3 | 500000 | None | 0 | 0 | 0 | 0 | 0 | 2.26 | 0 | 0 | 0 | 0 | 0 | 0.321 |  |  | 2 | Storage - Unconditioned | Existing | Torrance (Los Angeles for pre-2014) | SCG
NG-WtrHt-LrgInst-Gas-gt200kBtuh-0p80Et | DEER2014 | D13 v1.00 | 2013-08-02 | SCG | SUn | Ex | Any | CZ08 | Cap-kBTUh | 58.3 | 500000 | None | 0 | 0 | 0 | 0 | 0 | 2.18 | 0 | 0 | 0 | 0 | 0 | 0.309 |  |  | 2 | Storage - Unconditioned | Existing | Fullerton (El Toro for pre-2014) | SCG
NG-WtrHt-LrgInst-Gas-gt200kBtuh-0p80Et | DEER2014 | D13 v1.00 | 2013-08-02 | SCG | SUn | Ex | Any | CZ09 | Cap-kBTUh | 58.3 | 500000 | None | 0 | 0 | 0 | 0 | 0 | 2.13 | 0 | 0 | 0 | 0 | 0 | 0.312 |  |  | 2 | Storage - Unconditioned | Existing | Burbank-Glendale (Pasadena for pre-2014) | SCG
NG-WtrHt-LrgInst-Gas-gt200kBtuh-0p80Et | DEER2014 | D13 v1.00 | 2013-08-02 | SCG | SUn | Ex | Any | CZ10 | Cap-kBTUh | 58.3 | 500000 | None | 0 | 0 | 0 | 0 | 0 | 1.35 | 0 | 0 | 0 | 0 | 0 | 0.309 |  |  | 2 | Storage - Unconditioned | Existing | Riverside | SCG
NG-WtrHt-LrgInst-Gas-gt200kBtuh-0p80Et | DEER2014 | D13 v1.00 | 2013-08-02 | SCG | SUn | Ex | Any | CZ13 | Cap-kBTUh | 58.3 | 500000 | None | 0 | 0 | 0 | 0 | 0 | 1.66 | 0 | 0 | 0 | 0 | 0 | 0.308 |  |  | 2 | Storage - Unconditioned | Existing | Fresno Area | SCG
NG-WtrHt-LrgInst-Gas-gt200kBtuh-0p80Et | DEER2014 | D13 v1.00 | 2013-08-02 | SCG | SUn | Ex | Any | CZ14 | Cap-kBTUh | 58.3 | 500000 | None | 0 | 0 | 0 | 0 | 0 | 1.6 | 0 | 0 | 0 | 0 | 0 | 0.321 |  |  | 2 | Storage - Unconditioned | Existing | Palmdale (China Lake for pre-2014) | SCG
NG-WtrHt-LrgInst-Gas-gt200kBtuh-0p80Et | DEER2014 | D13 v1.00 | 2013-08-02 | SCG | SUn | Ex | Any | CZ15 | Cap-kBTUh | 58.3 | 500000 | None | 0 | 0 | 0 | 0 | 0 | 1.1 | 0 | 0 | 0 | 0 | 0 | 0.251 |  |  | 2 | Storage - Unconditioned | Existing | Palm Springs-Intl (El Centro for pre-2014) | SCG
NG-WtrHt-LrgInst-Gas-gt200kBtuh-0p80Et | DEER2014 | D13 v1.00 | 2013-08-02 | SCG | SUn | Ex | Any | CZ16 | Cap-kBTUh | 58.3 | 500000 | None | 0 | 0 | 0 | 0 | 0 | 1.71 | 0 | 0 | 0 | 0 | 0 | 0.379 |  |  | 2 | Storage - Unconditioned | Existing | Blue Canyon (Mount Shasta for pre-2014) | SCG
NG-WtrHt-LrgInst-Gas-gt200kBtuh-0p80Et | DEER2014 | D13 v1.00 | 2013-09-20 | SCG | SUn | Ex | Any | IOU | Cap-kBTUh | 58.3 | 500000 | None | 0 | 0 | 0 | 0 | 0 | 1.95 | 0 | 0 | 0 | 0 | 0 | 0.311 |  |  | 2 | Storage - Unconditioned | Existing | IOU Territory | SCG
NG-WtrHt-LrgInst-Gas-gt200kBtuh-0p80Et | DEER2014 | D13 v1.00 | 2013-09-20 | SCG | SUn | New | Any | IOU | Cap-kBTUh | 58.3 | 500000 | None | 0 | 0 | 0 | 0 | 0 | 0.301 | 0 | 0 | 0 | 0 | 0 | 0.301 |  |  | 2 | Storage - Unconditioned | New | IOU Territory | SCG
NG-WtrHt-LrgInst-Gas-gt200kBtuh-0p80Et | DEER2014 | D13 v1.00 | 2013-08-02 | SCG | WRf | Ex | Any | CZ06 | Cap-kBTUh | 58.3 | 100000 | None | 0 | 0 | 0 | 0 | 0 | 3.18 | 0 | 0 | 0 | 0 | 0 | 0.403 |  |  | 2 | Warehouse - Refrigerated | Existing | Torrance (Los Angeles for pre-2014) | SCG
NG-WtrHt-LrgInst-Gas-gt200kBtuh-0p80Et | DEER2014 | D13 v1.00 | 2013-08-02 | SCG | WRf | Ex | Any | CZ08 | Cap-kBTUh | 58.3 | 100000 | None | 0 | 0 | 0 | 0 | 0 | 3.09 | 0 | 0 | 0 | 0 | 0 | 0.392 |  |  | 2 | Warehouse - Refrigerated | Existing | Fullerton (El Toro for pre-2014) | SCG
NG-WtrHt-LrgInst-Gas-gt200kBtuh-0p80Et | DEER2014 | D13 v1.00 | 2013-08-02 | SCG | WRf | Ex | Any | CZ09 | Cap-kBTUh | 58.3 | 100000 | None | 0 | 0 | 0 | 0 | 0 | 2.99 | 0 | 0 | 0 | 0 | 0 | 0.392 |  |  | 2 | Warehouse - Refrigerated | Existing | Burbank-Glendale (Pasadena for pre-2014) | SCG
NG-WtrHt-LrgInst-Gas-gt200kBtuh-0p80Et | DEER2014 | D13 v1.00 | 2013-08-02 | SCG | WRf | Ex | Any | CZ10 | Cap-kBTUh | 58.3 | 100000 | None | 0 | 0 | 0 | 0 | 0 | 2.78 | 0 | 0 | 0 | 0 | 0 | 0.39 |  |  | 2 | Warehouse - Refrigerated | Existing | Riverside | SCG
NG-WtrHt-LrgInst-Gas-gt200kBtuh-0p80Et | DEER2014 | D13 v1.00 | 2013-08-02 | SCG | WRf | Ex | Any | CZ13 | Cap-kBTUh | 58.3 | 100000 | None | 0 | 0 | 0 | 0 | 0 | 2.51 | 0 | 0 | 0 | 0 | 0 | 0.39 |  |  | 2 | Warehouse - Refrigerated | Existing | Fresno Area | SCG
NG-WtrHt-LrgInst-Gas-gt200kBtuh-0p80Et | DEER2014 | D13 v1.00 | 2013-08-02 | SCG | WRf | Ex | Any | CZ14 | Cap-kBTUh | 58.3 | 100000 | None | 0 | 0 | 0 | 0 | 0 | 2.86 | 0 | 0 | 0 | 0 | 0 | 0.397 |  |  | 2 | Warehouse - Refrigerated | Existing | Palmdale (China Lake for pre-2014) | SCG
NG-WtrHt-LrgInst-Gas-gt200kBtuh-0p80Et | DEER2014 | D13 v1.00 | 2013-08-02 | SCG | WRf | Ex | Any | CZ15 | Cap-kBTUh | 58.3 | 100000 | None | 0 | 0 | 0 | 0 | 0 | 2.35 | 0 | 0 | 0 | 0 | 0 | 0.329 |  |  | 2 | Warehouse - Refrigerated | Existing | Palm Springs-Intl (El Centro for pre-2014) | SCG
NG-WtrHt-LrgInst-Gas-gt200kBtuh-0p80Et | DEER2014 | D13 v1.00 | 2013-08-02 | SCG | WRf | Ex | Any | CZ16 | Cap-kBTUh | 58.3 | 100000 | None | 0 | 0 | 0 | 0 | 0 | 2.97 | 0 | 0 | 0 | 0 | 0 | 0.456 |  |  | 2 | Warehouse - Refrigerated | Existing | Blue Canyon (Mount Shasta for pre-2014) | SCG
NG-WtrHt-LrgInst-Gas-gt200kBtuh-0p80Et | DEER2014 | D13 v1.00 | 2013-09-20 | SCG | WRf | Ex | Any | IOU | Cap-kBTUh | 58.3 | 100000 | None | 0 | 0 | 0 | 0 | 0 | 2.96 | 0 | 0 | 0 | 0 | 0 | 0.393 |  |  | 2 | Warehouse - Refrigerated | Existing | IOU Territory | SCG
NG-WtrHt-LrgInst-Gas-gt200kBtuh-0p80Et | DEER2014 | D13 v1.00 | 2013-09-20 | SCG | WRf | New | Any | IOU | Cap-kBTUh | 58.3 | 100000 | None | 0 | 0 | 0 | 0 | 0 | 0.392 | 0 | 0 | 0 | 0 | 0 | 0.392 |  |  | 2 | Warehouse - Refrigerated | New | IOU Territory | SCG
NG-WtrHt-LrgInst-Gas-gt200kBtuh-0p80Et | DEER2014 | D13 v1.00 | 2013-08-02 | SDG | Asm | Ex | Any | CZ06 | Cap-kBTUh | 292 | 34000 | None | 0 | 0 | 0 | 0 | 0 | 2.26 | 0 | 0 | 0 | 0 | 0 | 0.329 |  |  | 2 | Assembly | Existing | Torrance (Los Angeles for pre-2014) | SDG&E
NG-WtrHt-LrgInst-Gas-gt200kBtuh-0p80Et | DEER2014 | D13 v1.00 | 2013-08-02 | SDG | Asm | Ex | Any | CZ07 | Cap-kBTUh | 292 | 34000 | None | 0 | 0 | 0 | 0 | 0 | 2.24 | 0 | 0 | 0 | 0 | 0 | 0.327 |  |  | 2 | Assembly | Existing | San Diego-Lindbergh | SDG&E
NG-WtrHt-LrgInst-Gas-gt200kBtuh-0p80Et | DEER2014 | D13 v1.00 | 2013-08-02 | SDG | Asm | Ex | Any | CZ08 | Cap-kBTUh | 292 | 34000 | None | 0 | 0 | 0 | 0 | 0 | 2.22 | 0 | 0 | 0 | 0 | 0 | 0.324 |  |  | 2 | Assembly | Existing | Fullerton (El Toro for pre-2014) | SDG&E
NG-WtrHt-LrgInst-Gas-gt200kBtuh-0p80Et | DEER2014 | D13 v1.00 | 2013-08-02 | SDG | Asm | Ex | Any | CZ10 | Cap-kBTUh | 292 | 34000 | None | 0 | 0 | 0 | 0 | 0 | 2.21 | 0 | 0 | 0 | 0 | 0 | 0.323 |  |  | 2 | Assembly | Existing | Riverside | SDG&E
NG-WtrHt-LrgInst-Gas-gt200kBtuh-0p80Et | DEER2014 | D13 v1.00 | 2013-08-02 | SDG | Asm | Ex | Any | CZ14 | Cap-kBTUh | 292 | 34000 | None | 0 | 0 | 0 | 0 | 0 | 2.24 | 0 | 0 | 0 | 0 | 0 | 0.326 |  |  | 2 | Assembly | Existing | Palmdale (China Lake for pre-2014) | SDG&E
NG-WtrHt-LrgInst-Gas-gt200kBtuh-0p80Et | DEER2014 | D13 v1.00 | 2013-08-02 | SDG | Asm | Ex | Any | CZ15 | Cap-kBTUh | 292 | 34000 | None | 0 | 0 | 0 | 0 | 0 | 2.06 | 0 | 0 | 0 | 0 | 0 | 0.31 |  |  | 2 | Assembly | Existing | Palm Springs-Intl (El Centro for pre-2014) | SDG&E
NG-WtrHt-LrgInst-Gas-gt200kBtuh-0p80Et | DEER2014 | D13 v1.00 | 2013-09-20 | SDG | Asm | Ex | Any | IOU | Cap-kBTUh | 292 | 34000 | None | 0 | 0 | 0 | 0 | 0 | 2.23 | 0 | 0 | 0 | 0 | 0 | 0.326 |  |  | 2 | Assembly | Existing | IOU Territory | SDG&E
NG-WtrHt-LrgInst-Gas-gt200kBtuh-0p80Et | DEER2014 | D13 v1.00 | 2013-09-20 | SDG | Asm | New | Any | IOU | Cap-kBTUh | 292 | 34000 | None | 0 | 0 | 0 | 0 | 0 | 0.324 | 0 | 0 | 0 | 0 | 0 | 0.324 |  |  | 2 | Assembly | New | IOU Territory | SDG&E
NG-WtrHt-LrgInst-Gas-gt200kBtuh-0p80Et | DEER2014 | D13 v1.00 | 2013-09-20 | SDG | Com | Ex | Any | CZ06 | Cap-kBTUh | 276 | 156000 | None | 0 | 0 | 0 | 0.4 | 0.000149 | 2.01 | 0 | 0 | 0 | 0.0777 | 3.02e-05 | 0.29 |  |  | 2 | Commercial | Existing | Torrance (Los Angeles for pre-2014) | SDG&E
NG-WtrHt-LrgInst-Gas-gt200kBtuh-0p80Et | DEER2014 | D13 v1.00 | 2013-09-20 | SDG | Com | Ex | Any | CZ07 | Cap-kBTUh | 346 | 193000 | None | 0 | 0 | 0 | 0.162 | 4e-05 | 2.07 | 0 | 0 | 0 | 0.0304 | 1.41e-05 | 0.301 |  |  | 2 | Commercial | Existing | San Diego-Lindbergh | SDG&E
NG-WtrHt-LrgInst-Gas-gt200kBtuh-0p80Et | DEER2014 | D13 v1.00 | 2013-09-20 | SDG | Com | Ex | Any | CZ08 | Cap-kBTUh | 276 | 143000 | None | 0 | 0 | 0 | 0.213 | 6.42e-05 | 2.09 | 0 | 0 | 0 | 0.0374 | 1.41e-05 | 0.309 |  |  | 2 | Commercial | Existing | Fullerton (El Toro for pre-2014) | SDG&E
NG-WtrHt-LrgInst-Gas-gt200kBtuh-0p80Et | DEER2014 | D13 v1.00 | 2013-09-20 | SDG | Com | Ex | Any | CZ10 | Cap-kBTUh | 286 | 193000 | None | 0 | 0 | 0 | 0.328 | 8.37e-05 | 2.06 | 0 | 0 | 0 | 0.0682 | 2.02e-05 | 0.305 |  |  | 2 | Commercial | Existing | Riverside | SDG&E
NG-WtrHt-LrgInst-Gas-gt200kBtuh-0p80Et | DEER2014 | D13 v1.00 | 2013-09-20 | SDG | Com | Ex | Any | CZ14 | Cap-kBTUh | 351 | 177000 | None | 0 | 0 | 0 | 0.224 | 8.02e-05 | 2.05 | 0 | 0 | 0 | 0.0443 | 1.58e-05 | 0.302 |  |  | 2 | Commercial | Existing | Palmdale (China Lake for pre-2014) | SDG&E
NG-WtrHt-LrgInst-Gas-gt200kBtuh-0p80Et | DEER2014 | D13 v1.00 | 2013-09-20 | SDG | Com | Ex | Any | CZ15 | Cap-kBTUh | 380 | 182000 | None | 0 | 0 | 0 | 0.244 | 5.27e-05 | 1.76 | 0 | 0 | 0 | 0.0442 | 1.01e-05 | 0.268 |  |  | 2 | Commercial | Existing | Palm Springs-Intl (El Centro for pre-2014) | SDG&E
NG-WtrHt-LrgInst-Gas-gt200kBtuh-0p80Et | DEER2014 | D13 v1.00 | 2013-09-20 | SDG | Com | Ex | Any | IOU | Cap-kBTUh | 328 | 191000 | None | 0 | 0 | 0 | 0.209 | 5.44e-05 | 2.06 | 0 | 0 | 0 | 0.0409 | 1.6e-05 | 0.302 |  |  | 2 | Commercial | Existing | IOU Territory | SDG&E
NG-WtrHt-LrgInst-Gas-gt200kBtuh-0p80Et | DEER2014 | D13 v1.00 | 2013-09-20 | SDG | Com | New | Any | IOU | Cap-kBTUh | 317 | 191000 | None | 0 | 0 | 0 | 0.0424 | 1.55e-05 | 0.297 | 0 | 0 | 0 | 0.0424 | 1.55e-05 | 0.297 |  |  | 2 | Commercial | New | IOU Territory | SDG&E
NG-WtrHt-LrgInst-Gas-gt200kBtuh-0p80Et | DEER2014 | D13 v1.00 | 2013-08-02 | SDG | ECC | Ex | Any | CZ06 | Cap-kBTUh | 1030 | 300000 | None | 0 | 0 | 0 | 0 | 0 | 2.07 | 0 | 0 | 0 | 0 | 0 | 0.297 |  |  | 2 | Education - Community College | Existing | Torrance (Los Angeles for pre-2014) | SDG&E
NG-WtrHt-LrgInst-Gas-gt200kBtuh-0p80Et | DEER2014 | D13 v1.00 | 2013-08-02 | SDG | ECC | Ex | Any | CZ07 | Cap-kBTUh | 1030 | 300000 | None | 0 | 0 | 0 | 0 | 0 | 2.07 | 0 | 0 | 0 | 0 | 0 | 0.298 |  |  | 2 | Education - Community College | Existing | San Diego-Lindbergh | SDG&E
NG-WtrHt-LrgInst-Gas-gt200kBtuh-0p80Et | DEER2014 | D13 v1.00 | 2013-08-02 | SDG | ECC | Ex | Any | CZ08 | Cap-kBTUh | 1030 | 300000 | None | 0 | 0 | 0 | 0 | 0 | 2.06 | 0 | 0 | 0 | 0 | 0 | 0.297 |  |  | 2 | Education - Community College | Existing | Fullerton (El Toro for pre-2014) | SDG&E
NG-WtrHt-LrgInst-Gas-gt200kBtuh-0p80Et | DEER2014 | D13 v1.00 | 2013-08-02 | SDG | ECC | Ex | Any | CZ10 | Cap-kBTUh | 1030 | 300000 | None | 0 | 0 | 0 | 0 | 0 | 2.06 | 0 | 0 | 0 | 0 | 0 | 0.297 |  |  | 2 | Education - Community College | Existing | Riverside | SDG&E
NG-WtrHt-LrgInst-Gas-gt200kBtuh-0p80Et | DEER2014 | D13 v1.00 | 2013-08-02 | SDG | ECC | Ex | Any | CZ14 | Cap-kBTUh | 1030 | 300000 | None | 0 | 0 | 0 | 0 | 0 | 2.06 | 0 | 0 | 0 | 0 | 0 | 0.296 |  |  | 2 | Education - Community College | Existing | Palmdale (China Lake for pre-2014) | SDG&E
NG-WtrHt-LrgInst-Gas-gt200kBtuh-0p80Et | DEER2014 | D13 v1.00 | 2013-09-20 | SDG | ECC | Ex | Any | IOU | Cap-kBTUh | 1030 | 300000 | None | 0 | 0 | 0 | 0 | 0 | 2.06 | 0 | 0 | 0 | 0 | 0 | 0.298 |  |  | 2 | Education - Community College | Existing | IOU Territory | SDG&E
NG-WtrHt-LrgInst-Gas-gt200kBtuh-0p80Et | DEER2014 | D13 v1.00 | 2013-09-20 | SDG | ECC | New | Any | IOU | Cap-kBTUh | 1030 | 300000 | None | 0 | 0 | 0 | 0 | 0 | 0.297 | 0 | 0 | 0 | 0 | 0 | 0.297 |  |  | 2 | Education - Community College | New | IOU Territory | SDG&E
NG-WtrHt-LrgInst-Gas-gt200kBtuh-0p80Et | DEER2014 | D13 v1.00 | 2013-08-02 | SDG | EPr | Ex | Any | CZ06 | Cap-kBTUh | 175 | 50000 | None | 0 | 0 | 0 | 0 | 0 | 2.24 | 0 | 0 | 0 | 0 | 0 | 0.325 |  |  | 2 | Education - Primary School | Existing | Torrance (Los Angeles for pre-2014) | SDG&E
NG-WtrHt-LrgInst-Gas-gt200kBtuh-0p80Et | DEER2014 | D13 v1.00 | 2013-08-02 | SDG | EPr | Ex | Any | CZ07 | Cap-kBTUh | 175 | 50000 | None | 0 | 0 | 0 | 0 | 0 | 2.23 | 0 | 0 | 0 | 0 | 0 | 0.324 |  |  | 2 | Education - Primary School | Existing | San Diego-Lindbergh | SDG&E
NG-WtrHt-LrgInst-Gas-gt200kBtuh-0p80Et | DEER2014 | D13 v1.00 | 2013-08-02 | SDG | EPr | Ex | Any | CZ08 | Cap-kBTUh | 175 | 50000 | None | 0 | 0 | 0 | 0 | 0 | 2.21 | 0 | 0 | 0 | 0 | 0 | 0.32 |  |  | 2 | Education - Primary School | Existing | Fullerton (El Toro for pre-2014) | SDG&E
NG-WtrHt-LrgInst-Gas-gt200kBtuh-0p80Et | DEER2014 | D13 v1.00 | 2013-08-02 | SDG | EPr | Ex | Any | CZ10 | Cap-kBTUh | 175 | 50000 | None | 0 | 0 | 0 | 0 | 0 | 2.2 | 0 | 0 | 0 | 0 | 0 | 0.319 |  |  | 2 | Education - Primary School | Existing | Riverside | SDG&E
NG-WtrHt-LrgInst-Gas-gt200kBtuh-0p80Et | DEER2014 | D13 v1.00 | 2013-08-02 | SDG | EPr | Ex | Any | CZ14 | Cap-kBTUh | 175 | 50000 | None | 0 | 0 | 0 | 0 | 0 | 2.23 | 0 | 0 | 0 | 0 | 0 | 0.323 |  |  | 2 | Education - Primary School | Existing | Palmdale (China Lake for pre-2014) | SDG&E
NG-WtrHt-LrgInst-Gas-gt200kBtuh-0p80Et | DEER2014 | D13 v1.00 | 2013-08-02 | SDG | EPr | Ex | Any | CZ15 | Cap-kBTUh | 175 | 50000 | None | 0 | 0 | 0 | 0 | 0 | 2.05 | 0 | 0 | 0 | 0 | 0 | 0.304 |  |  | 2 | Education - Primary School | Existing | Palm Springs-Intl (El Centro for pre-2014) | SDG&E
NG-WtrHt-LrgInst-Gas-gt200kBtuh-0p80Et | DEER2014 | D13 v1.00 | 2013-09-20 | SDG | EPr | Ex | Any | IOU | Cap-kBTUh | 175 | 50000 | None | 0 | 0 | 0 | 0 | 0 | 2.22 | 0 | 0 | 0 | 0 | 0 | 0.322 |  |  | 2 | Education - Primary School | Existing | IOU Territory | SDG&E
NG-WtrHt-LrgInst-Gas-gt200kBtuh-0p80Et | DEER2014 | D13 v1.00 | 2013-09-20 | SDG | EPr | New | Any | IOU | Cap-kBTUh | 175 | 50000 | None | 0 | 0 | 0 | 0 | 0 | 0.321 | 0 | 0 | 0 | 0 | 0 | 0.321 |  |  | 2 | Education - Primary School | New | IOU Territory | SDG&E
NG-WtrHt-LrgInst-Gas-gt200kBtuh-0p80Et | DEER2014 | D13 v1.00 | 2013-08-02 | SDG | ERC | Ex | Any | CZ06 | Cap-kBTUh | 14.6 | 1920 | None | 0 | 0 | 0 | 0 | 0 | 2.38 | 0 | 0 | 0 | 0 | 0 | 0.342 |  |  | 2 | Education - Relocatable Classroom | Existing | Torrance (Los Angeles for pre-2014) | SDG&E
NG-WtrHt-LrgInst-Gas-gt200kBtuh-0p80Et | DEER2014 | D13 v1.00 | 2013-08-02 | SDG | ERC | Ex | Any | CZ07 | Cap-kBTUh | 14.6 | 1920 | None | 0 | 0 | 0 | 0 | 0 | 2.36 | 0 | 0 | 0 | 0 | 0 | 0.341 |  |  | 2 | Education - Relocatable Classroom | Existing | San Diego-Lindbergh | SDG&E
NG-WtrHt-LrgInst-Gas-gt200kBtuh-0p80Et | DEER2014 | D13 v1.00 | 2013-08-02 | SDG | ERC | Ex | Any | CZ08 | Cap-kBTUh | 14.6 | 1920 | None | 0 | 0 | 0 | 0 | 0 | 2.34 | 0 | 0 | 0 | 0 | 0 | 0.338 |  |  | 2 | Education - Relocatable Classroom | Existing | Fullerton (El Toro for pre-2014) | SDG&E
NG-WtrHt-LrgInst-Gas-gt200kBtuh-0p80Et | DEER2014 | D13 v1.00 | 2013-08-02 | SDG | ERC | Ex | Any | CZ10 | Cap-kBTUh | 14.6 | 1920 | None | 0 | 0 | 0 | 0 | 0 | 2.33 | 0 | 0 | 0 | 0 | 0 | 0.337 |  |  | 2 | Education - Relocatable Classroom | Existing | Riverside | SDG&E
NG-WtrHt-LrgInst-Gas-gt200kBtuh-0p80Et | DEER2014 | D13 v1.00 | 2013-08-02 | SDG | ERC | Ex | Any | CZ14 | Cap-kBTUh | 14.6 | 1920 | None | 0 | 0 | 0 | 0 | 0 | 2.35 | 0 | 0 | 0 | 0 | 0 | 0.337 |  |  | 2 | Education - Relocatable Classroom | Existing | Palmdale (China Lake for pre-2014) | SDG&E
NG-WtrHt-LrgInst-Gas-gt200kBtuh-0p80Et | DEER2014 | D13 v1.00 | 2013-08-02 | SDG | ERC | Ex | Any | CZ15 | Cap-kBTUh | 14.6 | 1920 | None | 0 | 0 | 0 | 0 | 0 | 2.12 | 0 | 0 | 0 | 0 | 0 | 0.311 |  |  | 2 | Education - Relocatable Classroom | Existing | Palm Springs-Intl (El Centro for pre-2014) | SDG&E
NG-WtrHt-LrgInst-Gas-gt200kBtuh-0p80Et | DEER2014 | D13 v1.00 | 2013-09-20 | SDG | ERC | Ex | Any | IOU | Cap-kBTUh | 14.6 | 1920 | None | 0 | 0 | 0 | 0 | 0 | 2.35 | 0 | 0 | 0 | 0 | 0 | 0.339 |  |  | 2 | Education - Relocatable Classroom | Existing | IOU Territory | SDG&E
NG-WtrHt-LrgInst-Gas-gt200kBtuh-0p80Et | DEER2014 | D13 v1.00 | 2013-09-20 | SDG | ERC | New | Any | IOU | Cap-kBTUh | 14.6 | 1920 | None | 0 | 0 | 0 | 0 | 0 | 0.332 | 0 | 0 | 0 | 0 | 0 | 0.332 |  |  | 2 | Education - Relocatable Classroom | New | IOU Territory | SDG&E
NG-WtrHt-LrgInst-Gas-gt200kBtuh-0p80Et | DEER2014 | D13 v1.00 | 2013-08-02 | SDG | ESe | Ex | Any | CZ06 | Cap-kBTUh | 729 | 150000 | None | 0 | 0 | 0 | 0 | 0 | 2.27 | 0 | 0 | 0 | 0 | 0 | 0.322 |  |  | 2 | Education - Secondary School | Existing | Torrance (Los Angeles for pre-2014) | SDG&E
NG-WtrHt-LrgInst-Gas-gt200kBtuh-0p80Et | DEER2014 | D13 v1.00 | 2013-08-02 | SDG | ESe | Ex | Any | CZ07 | Cap-kBTUh | 729 | 150000 | None | 0 | 0 | 0 | 0 | 0 | 2.26 | 0 | 0 | 0 | 0 | 0 | 0.32 |  |  | 2 | Education - Secondary School | Existing | San Diego-Lindbergh | SDG&E
NG-WtrHt-LrgInst-Gas-gt200kBtuh-0p80Et | DEER2014 | D13 v1.00 | 2013-08-02 | SDG | ESe | Ex | Any | CZ08 | Cap-kBTUh | 729 | 150000 | None | 0 | 0 | 0 | 0 | 0 | 2.23 | 0 | 0 | 0 | 0 | 0 | 0.316 |  |  | 2 | Education - Secondary School | Existing | Fullerton (El Toro for pre-2014) | SDG&E
NG-WtrHt-LrgInst-Gas-gt200kBtuh-0p80Et | DEER2014 | D13 v1.00 | 2013-08-02 | SDG | ESe | Ex | Any | CZ10 | Cap-kBTUh | 729 | 150000 | None | 0 | 0 | 0 | 0 | 0 | 2.23 | 0 | 0 | 0 | 0 | 0 | 0.316 |  |  | 2 | Education - Secondary School | Existing | Riverside | SDG&E
NG-WtrHt-LrgInst-Gas-gt200kBtuh-0p80Et | DEER2014 | D13 v1.00 | 2013-08-02 | SDG | ESe | Ex | Any | CZ14 | Cap-kBTUh | 729 | 150000 | None | 0 | 0 | 0 | 0 | 0 | 2.27 | 0 | 0 | 0 | 0 | 0 | 0.321 |  |  | 2 | Education - Secondary School | Existing | Palmdale (China Lake for pre-2014) | SDG&E
NG-WtrHt-LrgInst-Gas-gt200kBtuh-0p80Et | DEER2014 | D13 v1.00 | 2013-08-02 | SDG | ESe | Ex | Any | CZ15 | Cap-kBTUh | 729 | 150000 | None | 0 | 0 | 0 | 0 | 0 | 2.06 | 0 | 0 | 0 | 0 | 0 | 0.298 |  |  | 2 | Education - Secondary School | Existing | Palm Springs-Intl (El Centro for pre-2014) | SDG&E
NG-WtrHt-LrgInst-Gas-gt200kBtuh-0p80Et | DEER2014 | D13 v1.00 | 2013-09-20 | SDG | ESe | Ex | Any | IOU | Cap-kBTUh | 729 | 150000 | None | 0 | 0 | 0 | 0 | 0 | 2.25 | 0 | 0 | 0 | 0 | 0 | 0.318 |  |  | 2 | Education - Secondary School | Existing | IOU Territory | SDG&E
NG-WtrHt-LrgInst-Gas-gt200kBtuh-0p80Et | DEER2014 | D13 v1.00 | 2013-09-20 | SDG | ESe | New | Any | IOU | Cap-kBTUh | 729 | 150000 | None | 0 | 0 | 0 | 0 | 0 | 0.317 | 0 | 0 | 0 | 0 | 0 | 0.317 |  |  | 2 | Education - Secondary School | New | IOU Territory | SDG&E
NG-WtrHt-LrgInst-Gas-gt200kBtuh-0p80Et | DEER2014 | D13 v1.00 | 2013-08-02 | SDG | EUn | Ex | Any | CZ06 | Cap-kBTUh | 2560 | 1000000 | None | 0 | 0 | 0 | 0 | 0 | 2.57 | 0 | 0 | 0 | 0 | 0 | 0.377 |  |  | 2 | Education - University | Existing | Torrance (Los Angeles for pre-2014) | SDG&E
NG-WtrHt-LrgInst-Gas-gt200kBtuh-0p80Et | DEER2014 | D13 v1.00 | 2013-08-02 | SDG | EUn | Ex | Any | CZ07 | Cap-kBTUh | 2560 | 1000000 | None | 0 | 0 | 0 | 0 | 0 | 2.56 | 0 | 0 | 0 | 0 | 0 | 0.377 |  |  | 2 | Education - University | Existing | San Diego-Lindbergh | SDG&E
NG-WtrHt-LrgInst-Gas-gt200kBtuh-0p80Et | DEER2014 | D13 v1.00 | 2013-08-02 | SDG | EUn | Ex | Any | CZ08 | Cap-kBTUh | 2560 | 1000000 | None | 0 | 0 | 0 | 0 | 0 | 2.55 | 0 | 0 | 0 | 0 | 0 | 0.376 |  |  | 2 | Education - University | Existing | Fullerton (El Toro for pre-2014) | SDG&E
NG-WtrHt-LrgInst-Gas-gt200kBtuh-0p80Et | DEER2014 | D13 v1.00 | 2013-08-02 | SDG | EUn | Ex | Any | CZ10 | Cap-kBTUh | 2560 | 1000000 | None | 0 | 0 | 0 | 0 | 0 | 2.54 | 0 | 0 | 0 | 0 | 0 | 0.376 |  |  | 2 | Education - University | Existing | Riverside | SDG&E
NG-WtrHt-LrgInst-Gas-gt200kBtuh-0p80Et | DEER2014 | D13 v1.00 | 2013-08-02 | SDG | EUn | Ex | Any | CZ14 | Cap-kBTUh | 2560 | 1000000 | None | 0 | 0 | 0 | 0 | 0 | 2.56 | 0 | 0 | 0 | 0 | 0 | 0.376 |  |  | 2 | Education - University | Existing | Palmdale (China Lake for pre-2014) | SDG&E
NG-WtrHt-LrgInst-Gas-gt200kBtuh-0p80Et | DEER2014 | D13 v1.00 | 2013-09-20 | SDG | EUn | Ex | Any | IOU | Cap-kBTUh | 2560 | 1000000 | None | 0 | 0 | 0 | 0 | 0 | 2.56 | 0 | 0 | 0 | 0 | 0 | 0.377 |  |  | 2 | Education - University | Existing | IOU Territory | SDG&E
NG-WtrHt-LrgInst-Gas-gt200kBtuh-0p80Et | DEER2014 | D13 v1.00 | 2013-09-20 | SDG | EUn | New | Any | IOU | Cap-kBTUh | 2560 | 1000000 | None | 0 | 0 | 0 | 0 | 0 | 0.377 | 0 | 0 | 0 | 0 | 0 | 0.377 |  |  | 2 | Education - University | New | IOU Territory | SDG&E
NG-WtrHt-LrgInst-Gas-gt200kBtuh-0p80Et | DEER2014 | D13 v1.00 | 2013-08-02 | SDG | Gro | Ex | Any | CZ06 | Cap-kBTUh | 146 | 50000 | None | 0 | 0 | 0 | 4.19 | 0.00156 | 1.29 | 0 | 0 | 0 | 0.812 | 0.000315 | 0.0976 |  |  | 2 | Grocery | Existing | Torrance (Los Angeles for pre-2014) | SDG&E
NG-WtrHt-LrgInst-Gas-gt200kBtuh-0p80Et | DEER2014 | D13 v1.00 | 2013-08-02 | SDG | Gro | Ex | Any | CZ07 | Cap-kBTUh | 146 | 50000 | None | 0 | 0 | 0 | 3.52 | 0.000872 | 1.21 | 0 | 0 | 0 | 0.662 | 0.000307 | 0.076 |  |  | 2 | Grocery | Existing | San Diego-Lindbergh | SDG&E
NG-WtrHt-LrgInst-Gas-gt200kBtuh-0p80Et | DEER2014 | D13 v1.00 | 2013-08-02 | SDG | Gro | Ex | Any | CZ08 | Cap-kBTUh | 146 | 50000 | None | 0 | 0 | 0 | 4.99 | 0.0015 | 1.38 | 0 | 0 | 0 | 0.874 | 0.000331 | 0.115 |  |  | 2 | Grocery | Existing | Fullerton (El Toro for pre-2014) | SDG&E
NG-WtrHt-LrgInst-Gas-gt200kBtuh-0p80Et | DEER2014 | D13 v1.00 | 2013-08-02 | SDG | Gro | Ex | Any | CZ10 | Cap-kBTUh | 146 | 50000 | None | 0 | 0 | 0 | 5.55 | 0.00142 | 1.42 | 0 | 0 | 0 | 1.16 | 0.000342 | 0.124 |  |  | 2 | Grocery | Existing | Riverside | SDG&E
NG-WtrHt-LrgInst-Gas-gt200kBtuh-0p80Et | DEER2014 | D13 v1.00 | 2013-08-02 | SDG | Gro | Ex | Any | CZ14 | Cap-kBTUh | 146 | 50000 | None | 0 | 0 | 0 | 5.52 | 0.00197 | 1.5 | 0 | 0 | 0 | 1.09 | 0.000389 | 0.146 |  |  | 2 | Grocery | Existing | Palmdale (China Lake for pre-2014) | SDG&E
NG-WtrHt-LrgInst-Gas-gt200kBtuh-0p80Et | DEER2014 | D13 v1.00 | 2013-08-02 | SDG | Gro | Ex | Any | CZ15 | Cap-kBTUh | 146 | 50000 | None | 0 | 0 | 0 | 8.87 | 0.00192 | 1.74 | 0 | 0 | 0 | 1.61 | 0.000367 | 0.219 |  |  | 2 | Grocery | Existing | Palm Springs-Intl (El Centro for pre-2014) | SDG&E
NG-WtrHt-LrgInst-Gas-gt200kBtuh-0p80Et | DEER2014 | D13 v1.00 | 2013-09-20 | SDG | Gro | Ex | Any | IOU | Cap-kBTUh | 146 | 50000 | None | 0 | 0 | 0 | 4.16 | 0.00108 | 1.28 | 0 | 0 | 0 | 0.813 | 0.000318 | 0.0915 |  |  | 2 | Grocery | Existing | IOU Territory | SDG&E
NG-WtrHt-LrgInst-Gas-gt200kBtuh-0p80Et | DEER2014 | D13 v1.00 | 2013-09-20 | SDG | Gro | New | Any | IOU | Cap-kBTUh | 146 | 50000 | None | 0 | 0 | 0 | 0.656 | 0.00024 | 0.136 | 0 | 0 | 0 | 0.656 | 0.00024 | 0.136 |  |  | 2 | Grocery | New | IOU Territory | SDG&E
NG-WtrHt-LrgInst-Gas-gt200kBtuh-0p80Et | DEER2014 | D13 v1.00 | 2013-08-02 | SDG | Hsp | Ex | Any | CZ06 | Cap-kBTUh | 2530 | 500000 | None | 0 | 0 | 0 | 0 | 0 | 2.97 | 0 | 0 | 0 | 0 | 0 | 0.29 |  |  | 2 | Health/Medical - Hospital | Existing | Torrance (Los Angeles for pre-2014) | SDG&E
NG-WtrHt-LrgInst-Gas-gt200kBtuh-0p80Et | DEER2014 | D13 v1.00 | 2013-08-02 | SDG | Hsp | Ex | Any | CZ07 | Cap-kBTUh | 2530 | 500000 | None | 0 | 0 | 0 | 0 | 0 | 2.97 | 0 | 0 | 0 | 0 | 0 | 0.292 |  |  | 2 | Health/Medical - Hospital | Existing | San Diego-Lindbergh | SDG&E
NG-WtrHt-LrgInst-Gas-gt200kBtuh-0p80Et | DEER2014 | D13 v1.00 | 2013-08-02 | SDG | Hsp | Ex | Any | CZ08 | Cap-kBTUh | 2530 | 500000 | None | 0 | 0 | 0 | 0 | 0 | 2.93 | 0 | 0 | 0 | 0 | 0 | 0.29 |  |  | 2 | Health/Medical - Hospital | Existing | Fullerton (El Toro for pre-2014) | SDG&E
NG-WtrHt-LrgInst-Gas-gt200kBtuh-0p80Et | DEER2014 | D13 v1.00 | 2013-08-02 | SDG | Hsp | Ex | Any | CZ10 | Cap-kBTUh | 2530 | 500000 | None | 0 | 0 | 0 | 0 | 0 | 2.92 | 0 | 0 | 0 | 0 | 0 | 0.289 |  |  | 2 | Health/Medical - Hospital | Existing | Riverside | SDG&E
NG-WtrHt-LrgInst-Gas-gt200kBtuh-0p80Et | DEER2014 | D13 v1.00 | 2013-08-02 | SDG | Hsp | Ex | Any | CZ14 | Cap-kBTUh | 2530 | 500000 | None | 0 | 0 | 0 | 0 | 0 | 2.9 | 0 | 0 | 0 | 0 | 0 | 0.286 |  |  | 2 | Health/Medical - Hospital | Existing | Palmdale (China Lake for pre-2014) | SDG&E
NG-WtrHt-LrgInst-Gas-gt200kBtuh-0p80Et | DEER2014 | D13 v1.00 | 2013-09-20 | SDG | Hsp | Ex | Any | IOU | Cap-kBTUh | 2530 | 500000 | None | 0 | 0 | 0 | 0 | 0 | 2.96 | 0 | 0 | 0 | 0 | 0 | 0.291 |  |  | 2 | Health/Medical - Hospital | Existing | IOU Territory | SDG&E
NG-WtrHt-LrgInst-Gas-gt200kBtuh-0p80Et | DEER2014 | D13 v1.00 | 2013-09-20 | SDG | Hsp | New | Any | IOU | Cap-kBTUh | 2530 | 500000 | None | 0 | 0 | 0 | 0 | 0 | 0.295 | 0 | 0 | 0 | 0 | 0 | 0.295 |  |  | 2 | Health/Medical - Hospital | New | IOU Territory | SDG&E
NG-WtrHt-LrgInst-Gas-gt200kBtuh-0p80Et | DEER2014 | D13 v1.00 | 2013-08-02 | SDG | Htl | Ex | Any | CZ06 | Cap-kBTUh | 1280 | 400000 | None | 0 | 0 | 0 | 0 | 0 | 1.32 | 0 | 0 | 0 | 0 | 0 | 0.122 |  |  | 2 | Lodging - Hotel | Existing | Torrance (Los Angeles for pre-2014) | SDG&E
NG-WtrHt-LrgInst-Gas-gt200kBtuh-0p80Et | DEER2014 | D13 v1.00 | 2013-08-02 | SDG | Htl | Ex | Any | CZ07 | Cap-kBTUh | 1280 | 400000 | None | 0 | 0 | 0 | 0 | 0 | 1.31 | 0 | 0 | 0 | 0 | 0 | 0.122 |  |  | 2 | Lodging - Hotel | Existing | San Diego-Lindbergh | SDG&E
NG-WtrHt-LrgInst-Gas-gt200kBtuh-0p80Et | DEER2014 | D13 v1.00 | 2013-08-02 | SDG | Htl | Ex | Any | CZ08 | Cap-kBTUh | 1280 | 400000 | None | 0 | 0 | 0 | 0 | 0 | 1.29 | 0 | 0 | 0 | 0 | 0 | 0.122 |  |  | 2 | Lodging - Hotel | Existing | Fullerton (El Toro for pre-2014) | SDG&E
NG-WtrHt-LrgInst-Gas-gt200kBtuh-0p80Et | DEER2014 | D13 v1.00 | 2013-08-02 | SDG | Htl | Ex | Any | CZ10 | Cap-kBTUh | 1280 | 400000 | None | 0 | 0 | 0 | 0 | 0 | 1.29 | 0 | 0 | 0 | 0 | 0 | 0.122 |  |  | 2 | Lodging - Hotel | Existing | Riverside | SDG&E
NG-WtrHt-LrgInst-Gas-gt200kBtuh-0p80Et | DEER2014 | D13 v1.00 | 2013-08-02 | SDG | Htl | Ex | Any | CZ14 | Cap-kBTUh | 1280 | 400000 | None | 0 | 0 | 0 | 0 | 0 | 1.31 | 0 | 0 | 0 | 0 | 0 | 0.123 |  |  | 2 | Lodging - Hotel | Existing | Palmdale (China Lake for pre-2014) | SDG&E
NG-WtrHt-LrgInst-Gas-gt200kBtuh-0p80Et | DEER2014 | D13 v1.00 | 2013-08-02 | SDG | Htl | Ex | Any | CZ15 | Cap-kBTUh | 1280 | 400000 | None | 0 | 0 | 0 | 0 | 0 | 1.13 | 0 | 0 | 0 | 0 | 0 | 0.121 |  |  | 2 | Lodging - Hotel | Existing | Palm Springs-Intl (El Centro for pre-2014) | SDG&E
NG-WtrHt-LrgInst-Gas-gt200kBtuh-0p80Et | DEER2014 | D13 v1.00 | 2013-09-20 | SDG | Htl | Ex | Any | IOU | Cap-kBTUh | 1280 | 400000 | None | 0 | 0 | 0 | 0 | 0 | 1.3 | 0 | 0 | 0 | 0 | 0 | 0.122 |  |  | 2 | Lodging - Hotel | Existing | IOU Territory | SDG&E
NG-WtrHt-LrgInst-Gas-gt200kBtuh-0p80Et | DEER2014 | D13 v1.00 | 2013-09-20 | SDG | Htl | New | Any | IOU | Cap-kBTUh | 1280 | 400000 | None | 0 | 0 | 0 | 0 | 0 | 0.122 | 0 | 0 | 0 | 0 | 0 | 0.122 |  |  | 2 | Lodging - Hotel | New | IOU Territory | SDG&E
NG-WtrHt-LrgInst-Gas-gt200kBtuh-0p80Et | DEER2014 | D13 v1.00 | 2013-08-02 | SDG | MBT | Ex | Any | CZ06 | Cap-kBTUh | 292 | 200000 | None | 0 | 0 | 0 | 0 | 0 | 1.96 | 0 | 0 | 0 | 0 | 0 | 0.317 |  |  | 2 | Manufacturing Biotech | Existing | Torrance (Los Angeles for pre-2014) | SDG&E
NG-WtrHt-LrgInst-Gas-gt200kBtuh-0p80Et | DEER2014 | D13 v1.00 | 2013-08-02 | SDG | MBT | Ex | Any | CZ07 | Cap-kBTUh | 292 | 200000 | None | 0 | 0 | 0 | 0 | 0 | 1.95 | 0 | 0 | 0 | 0 | 0 | 0.316 |  |  | 2 | Manufacturing Biotech | Existing | San Diego-Lindbergh | SDG&E
NG-WtrHt-LrgInst-Gas-gt200kBtuh-0p80Et | DEER2014 | D13 v1.00 | 2013-08-02 | SDG | MBT | Ex | Any | CZ08 | Cap-kBTUh | 292 | 200000 | None | 0 | 0 | 0 | 0 | 0 | 1.94 | 0 | 0 | 0 | 0 | 0 | 0.315 |  |  | 2 | Manufacturing Biotech | Existing | Fullerton (El Toro for pre-2014) | SDG&E
NG-WtrHt-LrgInst-Gas-gt200kBtuh-0p80Et | DEER2014 | D13 v1.00 | 2013-08-02 | SDG | MBT | Ex | Any | CZ10 | Cap-kBTUh | 292 | 200000 | None | 0 | 0 | 0 | 0 | 0 | 1.94 | 0 | 0 | 0 | 0 | 0 | 0.315 |  |  | 2 | Manufacturing Biotech | Existing | Riverside | SDG&E
NG-WtrHt-LrgInst-Gas-gt200kBtuh-0p80Et | DEER2014 | D13 v1.00 | 2013-08-02 | SDG | MBT | Ex | Any | CZ14 | Cap-kBTUh | 292 | 200000 | None | 0 | 0 | 0 | 0 | 0 | 1.96 | 0 | 0 | 0 | 0 | 0 | 0.318 |  |  | 2 | Manufacturing Biotech | Existing | Palmdale (China Lake for pre-2014) | SDG&E
NG-WtrHt-LrgInst-Gas-gt200kBtuh-0p80Et | DEER2014 | D13 v1.00 | 2013-08-02 | SDG | MBT | Ex | Any | CZ15 | Cap-kBTUh | 292 | 200000 | None | 0 | 0 | 0 | 0 | 0 | 1.83 | 0 | 0 | 0 | 0 | 0 | 0.304 |  |  | 2 | Manufacturing Biotech | Existing | Palm Springs-Intl (El Centro for pre-2014) | SDG&E
NG-WtrHt-LrgInst-Gas-gt200kBtuh-0p80Et | DEER2014 | D13 v1.00 | 2013-09-20 | SDG | MBT | Ex | Any | IOU | Cap-kBTUh | 292 | 200000 | None | 0 | 0 | 0 | 0 | 0 | 1.95 | 0 | 0 | 0 | 0 | 0 | 0.316 |  |  | 2 | Manufacturing Biotech | Existing | IOU Territory | SDG&E
NG-WtrHt-LrgInst-Gas-gt200kBtuh-0p80Et | DEER2014 | D13 v1.00 | 2013-09-20 | SDG | MBT | New | Any | IOU | Cap-kBTUh | 292 | 200000 | None | 0 | 0 | 0 | 0 | 0 | 0.314 | 0 | 0 | 0 | 0 | 0 | 0.314 |  |  | 2 | Manufacturing Biotech | New | IOU Territory | SDG&E
NG-WtrHt-LrgInst-Gas-gt200kBtuh-0p80Et | DEER2014 | D13 v1.00 | 2013-08-02 | SDG | MLI | Ex | Any | CZ06 | Cap-kBTUh | 146 | 100000 | None | 0 | 0 | 0 | 0 | 0 | 2.02 | 0 | 0 | 0 | 0 | 0 | 0.317 |  |  | 2 | Manufacturing Light Industrial | Existing | Torrance (Los Angeles for pre-2014) | SDG&E
NG-WtrHt-LrgInst-Gas-gt200kBtuh-0p80Et | DEER2014 | D13 v1.00 | 2013-08-02 | SDG | MLI | Ex | Any | CZ07 | Cap-kBTUh | 146 | 100000 | None | 0 | 0 | 0 | 0 | 0 | 2 | 0 | 0 | 0 | 0 | 0 | 0.315 |  |  | 2 | Manufacturing Light Industrial | Existing | San Diego-Lindbergh | SDG&E
NG-WtrHt-LrgInst-Gas-gt200kBtuh-0p80Et | DEER2014 | D13 v1.00 | 2013-08-02 | SDG | MLI | Ex | Any | CZ08 | Cap-kBTUh | 146 | 100000 | None | 0 | 0 | 0 | 0 | 0 | 1.99 | 0 | 0 | 0 | 0 | 0 | 0.312 |  |  | 2 | Manufacturing Light Industrial | Existing | Fullerton (El Toro for pre-2014) | SDG&E
NG-WtrHt-LrgInst-Gas-gt200kBtuh-0p80Et | DEER2014 | D13 v1.00 | 2013-08-02 | SDG | MLI | Ex | Any | CZ10 | Cap-kBTUh | 146 | 100000 | None | 0 | 0 | 0 | 0 | 0 | 1.99 | 0 | 0 | 0 | 0 | 0 | 0.313 |  |  | 2 | Manufacturing Light Industrial | Existing | Riverside | SDG&E
NG-WtrHt-LrgInst-Gas-gt200kBtuh-0p80Et | DEER2014 | D13 v1.00 | 2013-08-02 | SDG | MLI | Ex | Any | CZ14 | Cap-kBTUh | 146 | 100000 | None | 0 | 0 | 0 | 0 | 0 | 2.03 | 0 | 0 | 0 | 0 | 0 | 0.319 |  |  | 2 | Manufacturing Light Industrial | Existing | Palmdale (China Lake for pre-2014) | SDG&E
NG-WtrHt-LrgInst-Gas-gt200kBtuh-0p80Et | DEER2014 | D13 v1.00 | 2013-08-02 | SDG | MLI | Ex | Any | CZ15 | Cap-kBTUh | 146 | 100000 | None | 0 | 0 | 0 | 0 | 0 | 1.84 | 0 | 0 | 0 | 0 | 0 | 0.297 |  |  | 2 | Manufacturing Light Industrial | Existing | Palm Springs-Intl (El Centro for pre-2014) | SDG&E
NG-WtrHt-LrgInst-Gas-gt200kBtuh-0p80Et | DEER2014 | D13 v1.00 | 2013-09-20 | SDG | MLI | Ex | Any | IOU | Cap-kBTUh | 146 | 100000 | None | 0 | 0 | 0 | 0 | 0 | 2 | 0 | 0 | 0 | 0 | 0 | 0.314 |  |  | 2 | Manufacturing Light Industrial | Existing | IOU Territory | SDG&E
NG-WtrHt-LrgInst-Gas-gt200kBtuh-0p80Et | DEER2014 | D13 v1.00 | 2013-09-20 | SDG | MLI | New | Any | IOU | Cap-kBTUh | 146 | 100000 | None | 0 | 0 | 0 | 0 | 0 | 0.318 | 0 | 0 | 0 | 0 | 0 | 0.318 |  |  | 2 | Manufacturing Light Industrial | New | IOU Territory | SDG&E
NG-WtrHt-LrgInst-Gas-gt200kBtuh-0p80Et | DEER2014 | D13 v1.00 | 2013-08-02 | SDG | Mtl | Ex | Any | CZ06 | Cap-kBTUh | 118 | 60000 | None | 0 | 0 | 0 | 0 | 0 | 1.91 | 0 | 0 | 0 | 0 | 0 | 0.325 |  |  | 2 | Lodging - Motel | Existing | Torrance (Los Angeles for pre-2014) | SDG&E
NG-WtrHt-LrgInst-Gas-gt200kBtuh-0p80Et | DEER2014 | D13 v1.00 | 2013-08-02 | SDG | Mtl | Ex | Any | CZ07 | Cap-kBTUh | 118 | 60000 | None | 0 | 0 | 0 | 0 | 0 | 1.9 | 0 | 0 | 0 | 0 | 0 | 0.324 |  |  | 2 | Lodging - Motel | Existing | San Diego-Lindbergh | SDG&E
NG-WtrHt-LrgInst-Gas-gt200kBtuh-0p80Et | DEER2014 | D13 v1.00 | 2013-08-02 | SDG | Mtl | Ex | Any | CZ08 | Cap-kBTUh | 118 | 60000 | None | 0 | 0 | 0 | 0 | 0 | 1.9 | 0 | 0 | 0 | 0 | 0 | 0.324 |  |  | 2 | Lodging - Motel | Existing | Fullerton (El Toro for pre-2014) | SDG&E
NG-WtrHt-LrgInst-Gas-gt200kBtuh-0p80Et | DEER2014 | D13 v1.00 | 2013-08-02 | SDG | Mtl | Ex | Any | CZ10 | Cap-kBTUh | 118 | 60000 | None | 0 | 0 | 0 | 0 | 0 | 1.9 | 0 | 0 | 0 | 0 | 0 | 0.325 |  |  | 2 | Lodging - Motel | Existing | Riverside | SDG&E
NG-WtrHt-LrgInst-Gas-gt200kBtuh-0p80Et | DEER2014 | D13 v1.00 | 2013-08-02 | SDG | Mtl | Ex | Any | CZ14 | Cap-kBTUh | 118 | 60000 | None | 0 | 0 | 0 | 0 | 0 | 1.91 | 0 | 0 | 0 | 0 | 0 | 0.326 |  |  | 2 | Lodging - Motel | Existing | Palmdale (China Lake for pre-2014) | SDG&E
NG-WtrHt-LrgInst-Gas-gt200kBtuh-0p80Et | DEER2014 | D13 v1.00 | 2013-08-02 | SDG | Mtl | Ex | Any | CZ15 | Cap-kBTUh | 118 | 60000 | None | 0 | 0 | 0 | 0 | 0 | 1.83 | 0 | 0 | 0 | 0 | 0 | 0.321 |  |  | 2 | Lodging - Motel | Existing | Palm Springs-Intl (El Centro for pre-2014) | SDG&E
NG-WtrHt-LrgInst-Gas-gt200kBtuh-0p80Et | DEER2014 | D13 v1.00 | 2013-09-20 | SDG | Mtl | Ex | Any | IOU | Cap-kBTUh | 118 | 60000 | None | 0 | 0 | 0 | 0 | 0 | 1.9 | 0 | 0 | 0 | 0 | 0 | 0.324 |  |  | 2 | Lodging - Motel | Existing | IOU Territory | SDG&E
NG-WtrHt-LrgInst-Gas-gt200kBtuh-0p80Et | DEER2014 | D13 v1.00 | 2013-09-20 | SDG | Mtl | New | Any | IOU | Cap-kBTUh | 118 | 60000 | None | 0 | 0 | 0 | 0 | 0 | 0.324 | 0 | 0 | 0 | 0 | 0 | 0.324 |  |  | 2 | Lodging - Motel | New | IOU Territory | SDG&E
NG-WtrHt-LrgInst-Gas-gt200kBtuh-0p80Et | DEER2014 | D13 v1.00 | 2013-08-02 | SDG | Nrs | Ex | Any | CZ06 | Cap-kBTUh | 572 | 120000 | None | 0 | 0 | 0 | 0 | 0 | 2.73 | 0 | 0 | 0 | 0 | 0 | 0.313 |  |  | 2 | Health/Medical - Nursing Home | Existing | Torrance (Los Angeles for pre-2014) | SDG&E
NG-WtrHt-LrgInst-Gas-gt200kBtuh-0p80Et | DEER2014 | D13 v1.00 | 2013-08-02 | SDG | Nrs | Ex | Any | CZ07 | Cap-kBTUh | 572 | 120000 | None | 0 | 0 | 0 | 0 | 0 | 2.73 | 0 | 0 | 0 | 0 | 0 | 0.313 |  |  | 2 | Health/Medical - Nursing Home | Existing | San Diego-Lindbergh | SDG&E
NG-WtrHt-LrgInst-Gas-gt200kBtuh-0p80Et | DEER2014 | D13 v1.00 | 2013-08-02 | SDG | Nrs | Ex | Any | CZ08 | Cap-kBTUh | 572 | 120000 | None | 0 | 0 | 0 | 0 | 0 | 2.7 | 0 | 0 | 0 | 0 | 0 | 0.311 |  |  | 2 | Health/Medical - Nursing Home | Existing | Fullerton (El Toro for pre-2014) | SDG&E
NG-WtrHt-LrgInst-Gas-gt200kBtuh-0p80Et | DEER2014 | D13 v1.00 | 2013-08-02 | SDG | Nrs | Ex | Any | CZ10 | Cap-kBTUh | 572 | 120000 | None | 0 | 0 | 0 | 0 | 0 | 2.69 | 0 | 0 | 0 | 0 | 0 | 0.311 |  |  | 2 | Health/Medical - Nursing Home | Existing | Riverside | SDG&E
NG-WtrHt-LrgInst-Gas-gt200kBtuh-0p80Et | DEER2014 | D13 v1.00 | 2013-08-02 | SDG | Nrs | Ex | Any | CZ14 | Cap-kBTUh | 572 | 120000 | None | 0 | 0 | 0 | 0 | 0 | 2.7 | 0 | 0 | 0 | 0 | 0 | 0.313 |  |  | 2 | Health/Medical - Nursing Home | Existing | Palmdale (China Lake for pre-2014) | SDG&E
NG-WtrHt-LrgInst-Gas-gt200kBtuh-0p80Et | DEER2014 | D13 v1.00 | 2013-09-20 | SDG | Nrs | Ex | Any | IOU | Cap-kBTUh | 572 | 120000 | None | 0 | 0 | 0 | 0 | 0 | 2.72 | 0 | 0 | 0 | 0 | 0 | 0.313 |  |  | 2 | Health/Medical - Nursing Home | Existing | IOU Territory | SDG&E
NG-WtrHt-LrgInst-Gas-gt200kBtuh-0p80Et | DEER2014 | D13 v1.00 | 2013-09-20 | SDG | Nrs | New | Any | IOU | Cap-kBTUh | 572 | 120000 | None | 0 | 0 | 0 | 0 | 0 | 0.313 | 0 | 0 | 0 | 0 | 0 | 0.313 |  |  | 2 | Health/Medical - Nursing Home | New | IOU Territory | SDG&E
NG-WtrHt-LrgInst-Gas-gt200kBtuh-0p80Et | DEER2014 | D13 v1.00 | 2013-08-02 | SDG | OfL | Ex | Any | CZ06 | Cap-kBTUh | 146 | 175000 | None | 0 | 0 | 0 | 0 | 0 | 2.2 | 0 | 0 | 0 | 0 | 0 | 0.317 |  |  | 2 | Office - Large | Existing | Torrance (Los Angeles for pre-2014) | SDG&E
NG-WtrHt-LrgInst-Gas-gt200kBtuh-0p80Et | DEER2014 | D13 v1.00 | 2013-08-02 | SDG | OfL | Ex | Any | CZ07 | Cap-kBTUh | 146 | 175000 | None | 0 | 0 | 0 | 0 | 0 | 2.19 | 0 | 0 | 0 | 0 | 0 | 0.315 |  |  | 2 | Office - Large | Existing | San Diego-Lindbergh | SDG&E
NG-WtrHt-LrgInst-Gas-gt200kBtuh-0p80Et | DEER2014 | D13 v1.00 | 2013-08-02 | SDG | OfL | Ex | Any | CZ08 | Cap-kBTUh | 146 | 175000 | None | 0 | 0 | 0 | 0 | 0 | 2.19 | 0 | 0 | 0 | 0 | 0 | 0.316 |  |  | 2 | Office - Large | Existing | Fullerton (El Toro for pre-2014) | SDG&E
NG-WtrHt-LrgInst-Gas-gt200kBtuh-0p80Et | DEER2014 | D13 v1.00 | 2013-08-02 | SDG | OfL | Ex | Any | CZ10 | Cap-kBTUh | 146 | 175000 | None | 0 | 0 | 0 | 0 | 0 | 2.19 | 0 | 0 | 0 | 0 | 0 | 0.317 |  |  | 2 | Office - Large | Existing | Riverside | SDG&E
NG-WtrHt-LrgInst-Gas-gt200kBtuh-0p80Et | DEER2014 | D13 v1.00 | 2013-08-02 | SDG | OfL | Ex | Any | CZ14 | Cap-kBTUh | 146 | 175000 | None | 0 | 0 | 0 | 0 | 0 | 2.2 | 0 | 0 | 0 | 0 | 0 | 0.317 |  |  | 2 | Office - Large | Existing | Palmdale (China Lake for pre-2014) | SDG&E
NG-WtrHt-LrgInst-Gas-gt200kBtuh-0p80Et | DEER2014 | D13 v1.00 | 2013-08-02 | SDG | OfL | Ex | Any | CZ15 | Cap-kBTUh | 146 | 175000 | None | 0 | 0 | 0 | 0 | 0 | 2.09 | 0 | 0 | 0 | 0 | 0 | 0.311 |  |  | 2 | Office - Large | Existing | Palm Springs-Intl (El Centro for pre-2014) | SDG&E
NG-WtrHt-LrgInst-Gas-gt200kBtuh-0p80Et | DEER2014 | D13 v1.00 | 2013-09-20 | SDG | OfL | Ex | Any | IOU | Cap-kBTUh | 146 | 175000 | None | 0 | 0 | 0 | 0 | 0 | 2.19 | 0 | 0 | 0 | 0 | 0 | 0.316 |  |  | 2 | Office - Large | Existing | IOU Territory | SDG&E
NG-WtrHt-LrgInst-Gas-gt200kBtuh-0p80Et | DEER2014 | D13 v1.00 | 2013-09-20 | SDG | OfL | New | Any | IOU | Cap-kBTUh | 146 | 175000 | None | 0 | 0 | 0 | 0 | 0 | 0.315 | 0 | 0 | 0 | 0 | 0 | 0.315 |  |  | 2 | Office - Large | New | IOU Territory | SDG&E
NG-WtrHt-LrgInst-Gas-gt200kBtuh-0p80Et | DEER2014 | D13 v1.00 | 2013-08-02 | SDG | OfS | Ex | Any | CZ06 | Cap-kBTUh | 43.7 | 10000 | None | 0 | 0 | 0 | 0 | 0 | 1.97 | 0 | 0 | 0 | 0 | 0 | 0.319 |  |  | 2 | Office - Small | Existing | Torrance (Los Angeles for pre-2014) | SDG&E
NG-WtrHt-LrgInst-Gas-gt200kBtuh-0p80Et | DEER2014 | D13 v1.00 | 2013-08-02 | SDG | OfS | Ex | Any | CZ07 | Cap-kBTUh | 43.7 | 10000 | None | 0 | 0 | 0 | 0 | 0 | 1.96 | 0 | 0 | 0 | 0 | 0 | 0.316 |  |  | 2 | Office - Small | Existing | San Diego-Lindbergh | SDG&E
NG-WtrHt-LrgInst-Gas-gt200kBtuh-0p80Et | DEER2014 | D13 v1.00 | 2013-08-02 | SDG | OfS | Ex | Any | CZ08 | Cap-kBTUh | 43.7 | 10000 | None | 0 | 0 | 0 | 0 | 0 | 1.96 | 0 | 0 | 0 | 0 | 0 | 0.316 |  |  | 2 | Office - Small | Existing | Fullerton (El Toro for pre-2014) | SDG&E
NG-WtrHt-LrgInst-Gas-gt200kBtuh-0p80Et | DEER2014 | D13 v1.00 | 2013-08-02 | SDG | OfS | Ex | Any | CZ10 | Cap-kBTUh | 43.7 | 10000 | None | 0 | 0 | 0 | 0 | 0 | 1.95 | 0 | 0 | 0 | 0 | 0 | 0.316 |  |  | 2 | Office - Small | Existing | Riverside | SDG&E
NG-WtrHt-LrgInst-Gas-gt200kBtuh-0p80Et | DEER2014 | D13 v1.00 | 2013-08-02 | SDG | OfS | Ex | Any | CZ14 | Cap-kBTUh | 43.7 | 10000 | None | 0 | 0 | 0 | 0 | 0 | 1.97 | 0 | 0 | 0 | 0 | 0 | 0.318 |  |  | 2 | Office - Small | Existing | Palmdale (China Lake for pre-2014) | SDG&E
NG-WtrHt-LrgInst-Gas-gt200kBtuh-0p80Et | DEER2014 | D13 v1.00 | 2013-08-02 | SDG | OfS | Ex | Any | CZ15 | Cap-kBTUh | 43.7 | 10000 | None | 0 | 0 | 0 | 0 | 0 | 1.88 | 0 | 0 | 0 | 0 | 0 | 0.306 |  |  | 2 | Office - Small | Existing | Palm Springs-Intl (El Centro for pre-2014) | SDG&E
NG-WtrHt-LrgInst-Gas-gt200kBtuh-0p80Et | DEER2014 | D13 v1.00 | 2013-09-20 | SDG | OfS | Ex | Any | IOU | Cap-kBTUh | 43.7 | 10000 | None | 0 | 0 | 0 | 0 | 0 | 1.96 | 0 | 0 | 0 | 0 | 0 | 0.316 |  |  | 2 | Office - Small | Existing | IOU Territory | SDG&E
NG-WtrHt-LrgInst-Gas-gt200kBtuh-0p80Et | DEER2014 | D13 v1.00 | 2013-09-20 | SDG | OfS | New | Any | IOU | Cap-kBTUh | 43.7 | 10000 | None | 0 | 0 | 0 | 0 | 0 | 0.315 | 0 | 0 | 0 | 0 | 0 | 0.315 |  |  | 2 | Office - Small | New | IOU Territory | SDG&E
NG-WtrHt-LrgInst-Gas-gt200kBtuh-0p80Et | DEER2014 | D13 v1.00 | 2013-08-02 | SDG | RFF | Ex | Any | CZ06 | Cap-kBTUh | 87.5 | 4000 | None | 0 | 0 | 0 | 0 | 0 | 2.29 | 0 | 0 | 0 | 0 | 0 | 0.33 |  |  | 2 | Restaurant - Fast-Food | Existing | Torrance (Los Angeles for pre-2014) | SDG&E
NG-WtrHt-LrgInst-Gas-gt200kBtuh-0p80Et | DEER2014 | D13 v1.00 | 2013-08-02 | SDG | RFF | Ex | Any | CZ07 | Cap-kBTUh | 87.5 | 4000 | None | 0 | 0 | 0 | 0 | 0 | 2.28 | 0 | 0 | 0 | 0 | 0 | 0.329 |  |  | 2 | Restaurant - Fast-Food | Existing | San Diego-Lindbergh | SDG&E
NG-WtrHt-LrgInst-Gas-gt200kBtuh-0p80Et | DEER2014 | D13 v1.00 | 2013-08-02 | SDG | RFF | Ex | Any | CZ08 | Cap-kBTUh | 87.5 | 4000 | None | 0 | 0 | 0 | 0 | 0 | 2.27 | 0 | 0 | 0 | 0 | 0 | 0.327 |  |  | 2 | Restaurant - Fast-Food | Existing | Fullerton (El Toro for pre-2014) | SDG&E
NG-WtrHt-LrgInst-Gas-gt200kBtuh-0p80Et | DEER2014 | D13 v1.00 | 2013-08-02 | SDG | RFF | Ex | Any | CZ10 | Cap-kBTUh | 87.5 | 4000 | None | 0 | 0 | 0 | 0 | 0 | 2.26 | 0 | 0 | 0 | 0 | 0 | 0.327 |  |  | 2 | Restaurant - Fast-Food | Existing | Riverside | SDG&E
NG-WtrHt-LrgInst-Gas-gt200kBtuh-0p80Et | DEER2014 | D13 v1.00 | 2013-08-02 | SDG | RFF | Ex | Any | CZ14 | Cap-kBTUh | 87.5 | 4000 | None | 0 | 0 | 0 | 0 | 0 | 2.29 | 0 | 0 | 0 | 0 | 0 | 0.331 |  |  | 2 | Restaurant - Fast-Food | Existing | Palmdale (China Lake for pre-2014) | SDG&E
NG-WtrHt-LrgInst-Gas-gt200kBtuh-0p80Et | DEER2014 | D13 v1.00 | 2013-08-02 | SDG | RFF | Ex | Any | CZ15 | Cap-kBTUh | 87.5 | 4000 | None | 0 | 0 | 0 | 0 | 0 | 2.14 | 0 | 0 | 0 | 0 | 0 | 0.315 |  |  | 2 | Restaurant - Fast-Food | Existing | Palm Springs-Intl (El Centro for pre-2014) | SDG&E
NG-WtrHt-LrgInst-Gas-gt200kBtuh-0p80Et | DEER2014 | D13 v1.00 | 2013-09-20 | SDG | RFF | Ex | Any | IOU | Cap-kBTUh | 87.5 | 4000 | None | 0 | 0 | 0 | 0 | 0 | 2.28 | 0 | 0 | 0 | 0 | 0 | 0.328 |  |  | 2 | Restaurant - Fast-Food | Existing | IOU Territory | SDG&E
NG-WtrHt-LrgInst-Gas-gt200kBtuh-0p80Et | DEER2014 | D13 v1.00 | 2013-09-20 | SDG | RFF | New | Any | IOU | Cap-kBTUh | 87.5 | 4000 | None | 0 | 0 | 0 | 0 | 0 | 0.325 | 0 | 0 | 0 | 0 | 0 | 0.325 |  |  | 2 | Restaurant - Fast-Food | New | IOU Territory | SDG&E
NG-WtrHt-LrgInst-Gas-gt200kBtuh-0p80Et | DEER2014 | D13 v1.00 | 2013-08-02 | SDG | RSD | Ex | Any | CZ06 | Cap-kBTUh | 90.9 | 11200 | None | 0 | 0 | 0 | 0 | 0 | 2.63 | 0 | 0 | 0 | 0 | 0 | 0.334 |  |  | 2 | Restaurant - Sit-Down | Existing | Torrance (Los Angeles for pre-2014) | SDG&E
NG-WtrHt-LrgInst-Gas-gt200kBtuh-0p80Et | DEER2014 | D13 v1.00 | 2013-08-02 | SDG | RSD | Ex | Any | CZ07 | Cap-kBTUh | 90.9 | 11200 | None | 0 | 0 | 0 | 0 | 0 | 2.61 | 0 | 0 | 0 | 0 | 0 | 0.332 |  |  | 2 | Restaurant - Sit-Down | Existing | San Diego-Lindbergh | SDG&E
NG-WtrHt-LrgInst-Gas-gt200kBtuh-0p80Et | DEER2014 | D13 v1.00 | 2013-08-02 | SDG | RSD | Ex | Any | CZ08 | Cap-kBTUh | 90.9 | 11200 | None | 0 | 0 | 0 | 0 | 0 | 2.59 | 0 | 0 | 0 | 0 | 0 | 0.33 |  |  | 2 | Restaurant - Sit-Down | Existing | Fullerton (El Toro for pre-2014) | SDG&E
NG-WtrHt-LrgInst-Gas-gt200kBtuh-0p80Et | DEER2014 | D13 v1.00 | 2013-08-02 | SDG | RSD | Ex | Any | CZ10 | Cap-kBTUh | 90.9 | 11200 | None | 0 | 0 | 0 | 0 | 0 | 2.59 | 0 | 0 | 0 | 0 | 0 | 0.331 |  |  | 2 | Restaurant - Sit-Down | Existing | Riverside | SDG&E
NG-WtrHt-LrgInst-Gas-gt200kBtuh-0p80Et | DEER2014 | D13 v1.00 | 2013-08-02 | SDG | RSD | Ex | Any | CZ14 | Cap-kBTUh | 90.9 | 11200 | None | 0 | 0 | 0 | 0 | 0 | 2.63 | 0 | 0 | 0 | 0 | 0 | 0.334 |  |  | 2 | Restaurant - Sit-Down | Existing | Palmdale (China Lake for pre-2014) | SDG&E
NG-WtrHt-LrgInst-Gas-gt200kBtuh-0p80Et | DEER2014 | D13 v1.00 | 2013-08-02 | SDG | RSD | Ex | Any | CZ15 | Cap-kBTUh | 90.9 | 11200 | None | 0 | 0 | 0 | 0 | 0 | 2.39 | 0 | 0 | 0 | 0 | 0 | 0.314 |  |  | 2 | Restaurant - Sit-Down | Existing | Palm Springs-Intl (El Centro for pre-2014) | SDG&E
NG-WtrHt-LrgInst-Gas-gt200kBtuh-0p80Et | DEER2014 | D13 v1.00 | 2013-09-20 | SDG | RSD | Ex | Any | IOU | Cap-kBTUh | 90.9 | 11200 | None | 0 | 0 | 0 | 0 | 0 | 2.61 | 0 | 0 | 0 | 0 | 0 | 0.332 |  |  | 2 | Restaurant - Sit-Down | Existing | IOU Territory | SDG&E
NG-WtrHt-LrgInst-Gas-gt200kBtuh-0p80Et | DEER2014 | D13 v1.00 | 2013-09-20 | SDG | RSD | New | Any | IOU | Cap-kBTUh | 90.9 | 11200 | None | 0 | 0 | 0 | 0 | 0 | 0.327 | 0 | 0 | 0 | 0 | 0 | 0.327 |  |  | 2 | Restaurant - Sit-Down | New | IOU Territory | SDG&E
NG-WtrHt-LrgInst-Gas-gt200kBtuh-0p80Et | DEER2014 | D13 v1.00 | 2013-08-02 | SDG | Rt3 | Ex | Any | CZ06 | Cap-kBTUh | 87.5 | 120000 | None | 0 | 0 | 0 | 0 | 0 | 1.94 | 0 | 0 | 0 | 0 | 0 | 0.317 |  |  | 2 | Retail - Multistory Large | Existing | Torrance (Los Angeles for pre-2014) | SDG&E
NG-WtrHt-LrgInst-Gas-gt200kBtuh-0p80Et | DEER2014 | D13 v1.00 | 2013-08-02 | SDG | Rt3 | Ex | Any | CZ07 | Cap-kBTUh | 87.5 | 120000 | None | 0 | 0 | 0 | 0 | 0 | 1.93 | 0 | 0 | 0 | 0 | 0 | 0.317 |  |  | 2 | Retail - Multistory Large | Existing | San Diego-Lindbergh | SDG&E
NG-WtrHt-LrgInst-Gas-gt200kBtuh-0p80Et | DEER2014 | D13 v1.00 | 2013-08-02 | SDG | Rt3 | Ex | Any | CZ08 | Cap-kBTUh | 87.5 | 120000 | None | 0 | 0 | 0 | 0 | 0 | 1.93 | 0 | 0 | 0 | 0 | 0 | 0.317 |  |  | 2 | Retail - Multistory Large | Existing | Fullerton (El Toro for pre-2014) | SDG&E
NG-WtrHt-LrgInst-Gas-gt200kBtuh-0p80Et | DEER2014 | D13 v1.00 | 2013-08-02 | SDG | Rt3 | Ex | Any | CZ10 | Cap-kBTUh | 87.5 | 120000 | None | 0 | 0 | 0 | 0 | 0 | 1.93 | 0 | 0 | 0 | 0 | 0 | 0.317 |  |  | 2 | Retail - Multistory Large | Existing | Riverside | SDG&E
NG-WtrHt-LrgInst-Gas-gt200kBtuh-0p80Et | DEER2014 | D13 v1.00 | 2013-08-02 | SDG | Rt3 | Ex | Any | CZ14 | Cap-kBTUh | 87.5 | 120000 | None | 0 | 0 | 0 | 0 | 0 | 1.94 | 0 | 0 | 0 | 0 | 0 | 0.319 |  |  | 2 | Retail - Multistory Large | Existing | Palmdale (China Lake for pre-2014) | SDG&E
NG-WtrHt-LrgInst-Gas-gt200kBtuh-0p80Et | DEER2014 | D13 v1.00 | 2013-08-02 | SDG | Rt3 | Ex | Any | CZ15 | Cap-kBTUh | 87.5 | 120000 | None | 0 | 0 | 0 | 0 | 0 | 1.87 | 0 | 0 | 0 | 0 | 0 | 0.313 |  |  | 2 | Retail - Multistory Large | Existing | Palm Springs-Intl (El Centro for pre-2014) | SDG&E
NG-WtrHt-LrgInst-Gas-gt200kBtuh-0p80Et | DEER2014 | D13 v1.00 | 2013-09-20 | SDG | Rt3 | Ex | Any | IOU | Cap-kBTUh | 87.5 | 120000 | None | 0 | 0 | 0 | 0 | 0 | 1.93 | 0 | 0 | 0 | 0 | 0 | 0.317 |  |  | 2 | Retail - Multistory Large | Existing | IOU Territory | SDG&E
NG-WtrHt-LrgInst-Gas-gt200kBtuh-0p80Et | DEER2014 | D13 v1.00 | 2013-09-20 | SDG | Rt3 | New | Any | IOU | Cap-kBTUh | 87.5 | 120000 | None | 0 | 0 | 0 | 0 | 0 | 0.316 | 0 | 0 | 0 | 0 | 0 | 0.316 |  |  | 2 | Retail - Multistory Large | New | IOU Territory | SDG&E
NG-WtrHt-LrgInst-Gas-gt200kBtuh-0p80Et | DEER2014 | D13 v1.00 | 2013-08-02 | SDG | RtL | Ex | Any | CZ06 | Cap-kBTUh | 87.5 | 131000 | None | 0 | 0 | 0 | 0 | 0 | 1.86 | 0 | 0 | 0 | 0 | 0 | 0.32 |  |  | 2 | Retail - Single-Story Large | Existing | Torrance (Los Angeles for pre-2014) | SDG&E
NG-WtrHt-LrgInst-Gas-gt200kBtuh-0p80Et | DEER2014 | D13 v1.00 | 2013-08-02 | SDG | RtL | Ex | Any | CZ07 | Cap-kBTUh | 87.5 | 131000 | None | 0 | 0 | 0 | 0 | 0 | 1.85 | 0 | 0 | 0 | 0 | 0 | 0.319 |  |  | 2 | Retail - Single-Story Large | Existing | San Diego-Lindbergh | SDG&E
NG-WtrHt-LrgInst-Gas-gt200kBtuh-0p80Et | DEER2014 | D13 v1.00 | 2013-08-02 | SDG | RtL | Ex | Any | CZ08 | Cap-kBTUh | 87.5 | 131000 | None | 0 | 0 | 0 | 0 | 0 | 1.85 | 0 | 0 | 0 | 0 | 0 | 0.319 |  |  | 2 | Retail - Single-Story Large | Existing | Fullerton (El Toro for pre-2014) | SDG&E
NG-WtrHt-LrgInst-Gas-gt200kBtuh-0p80Et | DEER2014 | D13 v1.00 | 2013-08-02 | SDG | RtL | Ex | Any | CZ10 | Cap-kBTUh | 87.5 | 131000 | None | 0 | 0 | 0 | 0 | 0 | 1.85 | 0 | 0 | 0 | 0 | 0 | 0.319 |  |  | 2 | Retail - Single-Story Large | Existing | Riverside | SDG&E
NG-WtrHt-LrgInst-Gas-gt200kBtuh-0p80Et | DEER2014 | D13 v1.00 | 2013-08-02 | SDG | RtL | Ex | Any | CZ14 | Cap-kBTUh | 87.5 | 131000 | None | 0 | 0 | 0 | 0 | 0 | 1.87 | 0 | 0 | 0 | 0 | 0 | 0.321 |  |  | 2 | Retail - Single-Story Large | Existing | Palmdale (China Lake for pre-2014) | SDG&E
NG-WtrHt-LrgInst-Gas-gt200kBtuh-0p80Et | DEER2014 | D13 v1.00 | 2013-08-02 | SDG | RtL | Ex | Any | CZ15 | Cap-kBTUh | 87.5 | 131000 | None | 0 | 0 | 0 | 0 | 0 | 1.8 | 0 | 0 | 0 | 0 | 0 | 0.312 |  |  | 2 | Retail - Single-Story Large | Existing | Palm Springs-Intl (El Centro for pre-2014) | SDG&E
NG-WtrHt-LrgInst-Gas-gt200kBtuh-0p80Et | DEER2014 | D13 v1.00 | 2013-09-20 | SDG | RtL | Ex | Any | IOU | Cap-kBTUh | 87.5 | 131000 | None | 0 | 0 | 0 | 0 | 0 | 1.85 | 0 | 0 | 0 | 0 | 0 | 0.319 |  |  | 2 | Retail - Single-Story Large | Existing | IOU Territory | SDG&E
NG-WtrHt-LrgInst-Gas-gt200kBtuh-0p80Et | DEER2014 | D13 v1.00 | 2013-09-20 | SDG | RtL | New | Any | IOU | Cap-kBTUh | 87.5 | 131000 | None | 0 | 0 | 0 | 0 | 0 | 0.319 | 0 | 0 | 0 | 0 | 0 | 0.319 |  |  | 2 | Retail - Single-Story Large | New | IOU Territory | SDG&E
NG-WtrHt-LrgInst-Gas-gt200kBtuh-0p80Et | DEER2014 | D13 v1.00 | 2013-08-02 | SDG | RtS | Ex | Any | CZ06 | Cap-kBTUh | 14.6 | 32000 | None | 0 | 0 | 0 | 0 | 0 | 2.07 | 0 | 0 | 0 | 0 | 0 | 0.329 |  |  | 2 | Retail - Small | Existing | Torrance (Los Angeles for pre-2014) | SDG&E
NG-WtrHt-LrgInst-Gas-gt200kBtuh-0p80Et | DEER2014 | D13 v1.00 | 2013-08-02 | SDG | RtS | Ex | Any | CZ07 | Cap-kBTUh | 14.6 | 32000 | None | 0 | 0 | 0 | 0 | 0 | 2.05 | 0 | 0 | 0 | 0 | 0 | 0.327 |  |  | 2 | Retail - Small | Existing | San Diego-Lindbergh | SDG&E
NG-WtrHt-LrgInst-Gas-gt200kBtuh-0p80Et | DEER2014 | D13 v1.00 | 2013-08-02 | SDG | RtS | Ex | Any | CZ08 | Cap-kBTUh | 14.6 | 32000 | None | 0 | 0 | 0 | 0 | 0 | 2.04 | 0 | 0 | 0 | 0 | 0 | 0.326 |  |  | 2 | Retail - Small | Existing | Fullerton (El Toro for pre-2014) | SDG&E
NG-WtrHt-LrgInst-Gas-gt200kBtuh-0p80Et | DEER2014 | D13 v1.00 | 2013-08-02 | SDG | RtS | Ex | Any | CZ10 | Cap-kBTUh | 14.6 | 32000 | None | 0 | 0 | 0 | 0 | 0 | 2.04 | 0 | 0 | 0 | 0 | 0 | 0.326 |  |  | 2 | Retail - Small | Existing | Riverside | SDG&E
NG-WtrHt-LrgInst-Gas-gt200kBtuh-0p80Et | DEER2014 | D13 v1.00 | 2013-08-02 | SDG | RtS | Ex | Any | CZ14 | Cap-kBTUh | 14.6 | 32000 | None | 0 | 0 | 0 | 0 | 0 | 2.07 | 0 | 0 | 0 | 0 | 0 | 0.329 |  |  | 2 | Retail - Small | Existing | Palmdale (China Lake for pre-2014) | SDG&E
NG-WtrHt-LrgInst-Gas-gt200kBtuh-0p80Et | DEER2014 | D13 v1.00 | 2013-08-02 | SDG | RtS | Ex | Any | CZ15 | Cap-kBTUh | 14.6 | 32000 | None | 0 | 0 | 0 | 0 | 0 | 1.92 | 0 | 0 | 0 | 0 | 0 | 0.311 |  |  | 2 | Retail - Small | Existing | Palm Springs-Intl (El Centro for pre-2014) | SDG&E
NG-WtrHt-LrgInst-Gas-gt200kBtuh-0p80Et | DEER2014 | D13 v1.00 | 2013-09-20 | SDG | RtS | Ex | Any | IOU | Cap-kBTUh | 14.6 | 32000 | None | 0 | 0 | 0 | 0 | 0 | 2.05 | 0 | 0 | 0 | 0 | 0 | 0.327 |  |  | 2 | Retail - Small | Existing | IOU Territory | SDG&E
NG-WtrHt-LrgInst-Gas-gt200kBtuh-0p80Et | DEER2014 | D13 v1.00 | 2013-09-20 | SDG | RtS | New | Any | IOU | Cap-kBTUh | 14.6 | 32000 | None | 0 | 0 | 0 | 0 | 0 | 0.324 | 0 | 0 | 0 | 0 | 0 | 0.324 |  |  | 2 | Retail - Small | New | IOU Territory | SDG&E
NG-WtrHt-LrgInst-Gas-gt200kBtuh-0p80Et | DEER2014 | D13 v1.00 | 2013-08-02 | SDG | SCn | Ex | Any | CZ06 | Cap-kBTUh | 58.3 | 500000 | None | 0 | 0 | 0 | 0 | 0 | 2.13 | 0 | 0 | 0 | 0 | 0 | 0.329 |  |  | 2 | Storage - Conditioned | Existing | Torrance (Los Angeles for pre-2014) | SDG&E
NG-WtrHt-LrgInst-Gas-gt200kBtuh-0p80Et | DEER2014 | D13 v1.00 | 2013-08-02 | SDG | SCn | Ex | Any | CZ07 | Cap-kBTUh | 58.3 | 500000 | None | 0 | 0 | 0 | 0 | 0 | 2.13 | 0 | 0 | 0 | 0 | 0 | 0.329 |  |  | 2 | Storage - Conditioned | Existing | San Diego-Lindbergh | SDG&E
NG-WtrHt-LrgInst-Gas-gt200kBtuh-0p80Et | DEER2014 | D13 v1.00 | 2013-08-02 | SDG | SCn | Ex | Any | CZ08 | Cap-kBTUh | 58.3 | 500000 | None | 0 | 0 | 0 | 0 | 0 | 2.09 | 0 | 0 | 0 | 0 | 0 | 0.324 |  |  | 2 | Storage - Conditioned | Existing | Fullerton (El Toro for pre-2014) | SDG&E
NG-WtrHt-LrgInst-Gas-gt200kBtuh-0p80Et | DEER2014 | D13 v1.00 | 2013-08-02 | SDG | SCn | Ex | Any | CZ10 | Cap-kBTUh | 58.3 | 500000 | None | 0 | 0 | 0 | 0 | 0 | 2.09 | 0 | 0 | 0 | 0 | 0 | 0.324 |  |  | 2 | Storage - Conditioned | Existing | Riverside | SDG&E
NG-WtrHt-LrgInst-Gas-gt200kBtuh-0p80Et | DEER2014 | D13 v1.00 | 2013-08-02 | SDG | SCn | Ex | Any | CZ14 | Cap-kBTUh | 58.3 | 500000 | None | 0 | 0 | 0 | 0 | 0 | 2.13 | 0 | 0 | 0 | 0 | 0 | 0.327 |  |  | 2 | Storage - Conditioned | Existing | Palmdale (China Lake for pre-2014) | SDG&E
NG-WtrHt-LrgInst-Gas-gt200kBtuh-0p80Et | DEER2014 | D13 v1.00 | 2013-08-02 | SDG | SCn | Ex | Any | CZ15 | Cap-kBTUh | 58.3 | 500000 | None | 0 | 0 | 0 | 0 | 0 | 1.93 | 0 | 0 | 0 | 0 | 0 | 0.305 |  |  | 2 | Storage - Conditioned | Existing | Palm Springs-Intl (El Centro for pre-2014) | SDG&E
NG-WtrHt-LrgInst-Gas-gt200kBtuh-0p80Et | DEER2014 | D13 v1.00 | 2013-09-20 | SDG | SCn | Ex | Any | IOU | Cap-kBTUh | 58.3 | 500000 | None | 0 | 0 | 0 | 0 | 0 | 2.11 | 0 | 0 | 0 | 0 | 0 | 0.328 |  |  | 2 | Storage - Conditioned | Existing | IOU Territory | SDG&E
NG-WtrHt-LrgInst-Gas-gt200kBtuh-0p80Et | DEER2014 | D13 v1.00 | 2013-09-20 | SDG | SCn | New | Any | IOU | Cap-kBTUh | 58.3 | 500000 | None | 0 | 0 | 0 | 0 | 0 | 0.329 | 0 | 0 | 0 | 0 | 0 | 0.329 |  |  | 2 | Storage - Conditioned | New | IOU Territory | SDG&E
NG-WtrHt-LrgInst-Gas-gt200kBtuh-0p80Et | DEER2014 | D13 v1.00 | 2013-08-02 | SDG | SUn | Ex | Any | CZ06 | Cap-kBTUh | 58.3 | 500000 | None | 0 | 0 | 0 | 0 | 0 | 2.09 | 0 | 0 | 0 | 0 | 0 | 0.322 |  |  | 2 | Storage - Unconditioned | Existing | Torrance (Los Angeles for pre-2014) | SDG&E
NG-WtrHt-LrgInst-Gas-gt200kBtuh-0p80Et | DEER2014 | D13 v1.00 | 2013-08-02 | SDG | SUn | Ex | Any | CZ07 | Cap-kBTUh | 58.3 | 500000 | None | 0 | 0 | 0 | 0 | 0 | 2.07 | 0 | 0 | 0 | 0 | 0 | 0.319 |  |  | 2 | Storage - Unconditioned | Existing | San Diego-Lindbergh | SDG&E
NG-WtrHt-LrgInst-Gas-gt200kBtuh-0p80Et | DEER2014 | D13 v1.00 | 2013-08-02 | SDG | SUn | Ex | Any | CZ08 | Cap-kBTUh | 58.3 | 500000 | None | 0 | 0 | 0 | 0 | 0 | 2.01 | 0 | 0 | 0 | 0 | 0 | 0.309 |  |  | 2 | Storage - Unconditioned | Existing | Fullerton (El Toro for pre-2014) | SDG&E
NG-WtrHt-LrgInst-Gas-gt200kBtuh-0p80Et | DEER2014 | D13 v1.00 | 2013-08-02 | SDG | SUn | Ex | Any | CZ10 | Cap-kBTUh | 58.3 | 500000 | None | 0 | 0 | 0 | 0 | 0 | 2.01 | 0 | 0 | 0 | 0 | 0 | 0.309 |  |  | 2 | Storage - Unconditioned | Existing | Riverside | SDG&E
NG-WtrHt-LrgInst-Gas-gt200kBtuh-0p80Et | DEER2014 | D13 v1.00 | 2013-08-02 | SDG | SUn | Ex | Any | CZ14 | Cap-kBTUh | 58.3 | 500000 | None | 0 | 0 | 0 | 0 | 0 | 2.08 | 0 | 0 | 0 | 0 | 0 | 0.321 |  |  | 2 | Storage - Unconditioned | Existing | Palmdale (China Lake for pre-2014) | SDG&E
NG-WtrHt-LrgInst-Gas-gt200kBtuh-0p80Et | DEER2014 | D13 v1.00 | 2013-08-02 | SDG | SUn | Ex | Any | CZ15 | Cap-kBTUh | 58.3 | 500000 | None | 0 | 0 | 0 | 0 | 0 | 1.64 | 0 | 0 | 0 | 0 | 0 | 0.25 |  |  | 2 | Storage - Unconditioned | Existing | Palm Springs-Intl (El Centro for pre-2014) | SDG&E
NG-WtrHt-LrgInst-Gas-gt200kBtuh-0p80Et | DEER2014 | D13 v1.00 | 2013-09-20 | SDG | SUn | Ex | Any | IOU | Cap-kBTUh | 58.3 | 500000 | None | 0 | 0 | 0 | 0 | 0 | 2.05 | 0 | 0 | 0 | 0 | 0 | 0.316 |  |  | 2 | Storage - Unconditioned | Existing | IOU Territory | SDG&E
NG-WtrHt-LrgInst-Gas-gt200kBtuh-0p80Et | DEER2014 | D13 v1.00 | 2013-09-20 | SDG | SUn | New | Any | IOU | Cap-kBTUh | 58.3 | 500000 | None | 0 | 0 | 0 | 0 | 0 | 0.31 | 0 | 0 | 0 | 0 | 0 | 0.31 |  |  | 2 | Storage - Unconditioned | New | IOU Territory | SDG&E
NG-WtrHt-LrgInst-Gas-gt200kBtuh-0p80Et | DEER2014 | D13 v1.00 | 2013-08-02 | SDG | WRf | Ex | Any | CZ06 | Cap-kBTUh | 58.3 | 100000 | None | 0 | 0 | 0 | 0 | 0 | 2.99 | 0 | 0 | 0 | 0 | 0 | 0.403 |  |  | 2 | Warehouse - Refrigerated | Existing | Torrance (Los Angeles for pre-2014) | SDG&E
NG-WtrHt-LrgInst-Gas-gt200kBtuh-0p80Et | DEER2014 | D13 v1.00 | 2013-08-02 | SDG | WRf | Ex | Any | CZ07 | Cap-kBTUh | 58.3 | 100000 | None | 0 | 0 | 0 | 0 | 0 | 2.98 | 0 | 0 | 0 | 0 | 0 | 0.398 |  |  | 2 | Warehouse - Refrigerated | Existing | San Diego-Lindbergh | SDG&E
NG-WtrHt-LrgInst-Gas-gt200kBtuh-0p80Et | DEER2014 | D13 v1.00 | 2013-08-02 | SDG | WRf | Ex | Any | CZ10 | Cap-kBTUh | 58.3 | 100000 | None | 0 | 0 | 0 | 0 | 0 | 2.92 | 0 | 0 | 0 | 0 | 0 | 0.39 |  |  | 2 | Warehouse - Refrigerated | Existing | Riverside | SDG&E
NG-WtrHt-LrgInst-Gas-gt200kBtuh-0p80Et | DEER2014 | D13 v1.00 | 2013-09-20 | SDG | WRf | Ex | Any | IOU | Cap-kBTUh | 58.3 | 100000 | None | 0 | 0 | 0 | 0 | 0 | 2.97 | 0 | 0 | 0 | 0 | 0 | 0.396 |  |  | 2 | Warehouse - Refrigerated | Existing | IOU Territory | SDG&E
NG-WtrHt-LrgInst-Gas-gt200kBtuh-0p80Et | DEER2014 | D13 v1.00 | 2013-09-20 | SDG | WRf | New | Any | IOU | Cap-kBTUh | 58.3 | 100000 | None | 0 | 0 | 0 | 0 | 0 | 0.396 | 0 | 0 | 0 | 0 | 0 | 0.396 |  |  | 2 | Warehouse - Refrigerated | New | IOU Territory | SDG&E
NG-WtrHt-LrgInst-Gas-gt200kBtuh-0p90Et | DEER2014 | D13 v1.00 | 2013-08-01 | Any | Asm | New | Any | CZ01 | Cap-kBTUh | 292 | 34000 | None | 0 | 0 | 0 | 0 | 0 | 3.27 | 0 | 0 | 0 | 0 | 0 | 3.27 |  |  | 1 | Assembly | New | Arcata Area | Any
NG-WtrHt-LrgInst-Gas-gt200kBtuh-0p90Et | DEER2014 | D13 v1.00 | 2013-08-01 | Any | Asm | New | Any | CZ02 | Cap-kBTUh | 292 | 34000 | None | 0 | 0 | 0 | 0 | 0 | 3.05 | 0 | 0 | 0 | 0 | 0 | 3.05 |  |  | 1 | Assembly | New | Santa Rosa Area | Any
NG-WtrHt-LrgInst-Gas-gt200kBtuh-0p90Et | DEER2014 | D13 v1.00 | 2013-08-01 | Any | Asm | New | Any | CZ03 | Cap-kBTUh | 292 | 34000 | None | 0 | 0 | 0 | 0 | 0 | 3.07 | 0 | 0 | 0 | 0 | 0 | 3.07 |  |  | 1 | Assembly | New | Oakland Area | Any
NG-WtrHt-LrgInst-Gas-gt200kBtuh-0p90Et | DEER2014 | D13 v1.00 | 2013-08-01 | Any | Asm | New | Any | CZ04 | Cap-kBTUh | 292 | 34000 | None | 0 | 0 | 0 | 0 | 0 | 2.97 | 0 | 0 | 0 | 0 | 0 | 2.97 |  |  | 1 | Assembly | New | San Jose-Reid (Sunnyvale for pre-2014) | Any
NG-WtrHt-LrgInst-Gas-gt200kBtuh-0p90Et | DEER2014 | D13 v1.00 | 2013-08-01 | Any | Asm | New | Any | CZ05 | Cap-kBTUh | 292 | 34000 | None | 0 | 0 | 0 | 0 | 0 | 3.11 | 0 | 0 | 0 | 0 | 0 | 3.11 |  |  | 1 | Assembly | New | Santa Maria Area | Any
NG-WtrHt-LrgInst-Gas-gt200kBtuh-0p90Et | DEER2014 | D13 v1.00 | 2013-08-01 | Any | Asm | New | Any | CZ06 | Cap-kBTUh | 292 | 34000 | None | 0 | 0 | 0 | 0 | 0 | 2.9 | 0 | 0 | 0 | 0 | 0 | 2.9 |  |  | 1 | Assembly | New | Torrance (Los Angeles for pre-2014) | Any
NG-WtrHt-LrgInst-Gas-gt200kBtuh-0p90Et | DEER2014 | D13 v1.00 | 2013-08-01 | Any | Asm | New | Any | CZ07 | Cap-kBTUh | 292 | 34000 | None | 0 | 0 | 0 | 0 | 0 | 2.87 | 0 | 0 | 0 | 0 | 0 | 2.87 |  |  | 1 | Assembly | New | San Diego-Lindbergh | Any
NG-WtrHt-LrgInst-Gas-gt200kBtuh-0p90Et | DEER2014 | D13 v1.00 | 2013-08-01 | Any | Asm | New | Any | CZ08 | Cap-kBTUh | 292 | 34000 | None | 0 | 0 | 0 | 0 | 0 | 2.82 | 0 | 0 | 0 | 0 | 0 | 2.82 |  |  | 1 | Assembly | New | Fullerton (El Toro for pre-2014) | Any
NG-WtrHt-LrgInst-Gas-gt200kBtuh-0p90Et | DEER2014 | D13 v1.00 | 2013-08-01 | Any | Asm | New | Any | CZ09 | Cap-kBTUh | 292 | 34000 | None | 0 | 0 | 0 | 0 | 0 | 2.82 | 0 | 0 | 0 | 0 | 0 | 2.82 |  |  | 1 | Assembly | New | Burbank-Glendale (Pasadena for pre-2014) | Any
NG-WtrHt-LrgInst-Gas-gt200kBtuh-0p90Et | DEER2014 | D13 v1.00 | 2013-08-01 | Any | Asm | New | Any | CZ10 | Cap-kBTUh | 292 | 34000 | None | 0 | 0 | 0 | 0 | 0 | 2.81 | 0 | 0 | 0 | 0 | 0 | 2.81 |  |  | 1 | Assembly | New | Riverside | Any
NG-WtrHt-LrgInst-Gas-gt200kBtuh-0p90Et | DEER2014 | D13 v1.00 | 2013-08-01 | Any | Asm | New | Any | CZ11 | Cap-kBTUh | 292 | 34000 | None | 0 | 0 | 0 | 0 | 0 | 2.84 | 0 | 0 | 0 | 0 | 0 | 2.84 |  |  | 1 | Assembly | New | Red Bluff Area | Any
NG-WtrHt-LrgInst-Gas-gt200kBtuh-0p90Et | DEER2014 | D13 v1.00 | 2013-08-01 | Any | Asm | New | Any | CZ12 | Cap-kBTUh | 292 | 34000 | None | 0 | 0 | 0 | 0 | 0 | 2.92 | 0 | 0 | 0 | 0 | 0 | 2.92 |  |  | 1 | Assembly | New | Sacramento Area | Any
NG-WtrHt-LrgInst-Gas-gt200kBtuh-0p90Et | DEER2014 | D13 v1.00 | 2013-08-01 | Any | Asm | New | Any | CZ13 | Cap-kBTUh | 292 | 34000 | None | 0 | 0 | 0 | 0 | 0 | 2.81 | 0 | 0 | 0 | 0 | 0 | 2.81 |  |  | 1 | Assembly | New | Fresno Area | Any
NG-WtrHt-LrgInst-Gas-gt200kBtuh-0p90Et | DEER2014 | D13 v1.00 | 2013-08-01 | Any | Asm | New | Any | CZ14 | Cap-kBTUh | 292 | 34000 | None | 0 | 0 | 0 | 0 | 0 | 2.86 | 0 | 0 | 0 | 0 | 0 | 2.86 |  |  | 1 | Assembly | New | Palmdale (China Lake for pre-2014) | Any
NG-WtrHt-LrgInst-Gas-gt200kBtuh-0p90Et | DEER2014 | D13 v1.00 | 2013-08-01 | Any | Asm | New | Any | CZ15 | Cap-kBTUh | 292 | 34000 | None | 0 | 0 | 0 | 0 | 0 | 2.4 | 0 | 0 | 0 | 0 | 0 | 2.4 |  |  | 1 | Assembly | New | Palm Springs-Intl (El Centro for pre-2014) | Any
NG-WtrHt-LrgInst-Gas-gt200kBtuh-0p90Et | DEER2014 | D13 v1.00 | 2013-08-01 | Any | Asm | New | Any | CZ16 | Cap-kBTUh | 292 | 34000 | None | 0 | 0 | 0 | 0 | 0 | 3.25 | 0 | 0 | 0 | 0 | 0 | 3.25 |  |  | 1 | Assembly | New | Blue Canyon (Mount Shasta for pre-2014) | Any
NG-WtrHt-LrgInst-Gas-gt200kBtuh-0p90Et | DEER2014 | D13 v1.00 | 2013-08-01 | Any | ECC | New | Any | CZ01 | Cap-kBTUh | 1030 | 300000 | None | 0 | 0 | 0 | 0 | 0 | 2.72 | 0 | 0 | 0 | 0 | 0 | 2.72 |  |  | 1 | Education - Community College | New | Arcata Area | Any
NG-WtrHt-LrgInst-Gas-gt200kBtuh-0p90Et | DEER2014 | D13 v1.00 | 2013-08-01 | Any | ECC | New | Any | CZ02 | Cap-kBTUh | 1030 | 300000 | None | 0 | 0 | 0 | 0 | 0 | 2.56 | 0 | 0 | 0 | 0 | 0 | 2.56 |  |  | 1 | Education - Community College | New | Santa Rosa Area | Any
NG-WtrHt-LrgInst-Gas-gt200kBtuh-0p90Et | DEER2014 | D13 v1.00 | 2013-08-01 | Any | ECC | New | Any | CZ03 | Cap-kBTUh | 1030 | 300000 | None | 0 | 0 | 0 | 0 | 0 | 2.56 | 0 | 0 | 0 | 0 | 0 | 2.56 |  |  | 1 | Education - Community College | New | Oakland Area | Any
NG-WtrHt-LrgInst-Gas-gt200kBtuh-0p90Et | DEER2014 | D13 v1.00 | 2013-08-01 | Any | ECC | New | Any | CZ04 | Cap-kBTUh | 1030 | 300000 | None | 0 | 0 | 0 | 0 | 0 | 2.49 | 0 | 0 | 0 | 0 | 0 | 2.49 |  |  | 1 | Education - Community College | New | San Jose-Reid (Sunnyvale for pre-2014) | Any
NG-WtrHt-LrgInst-Gas-gt200kBtuh-0p90Et | DEER2014 | D13 v1.00 | 2013-08-01 | Any | ECC | New | Any | CZ05 | Cap-kBTUh | 1030 | 300000 | None | 0 | 0 | 0 | 0 | 0 | 2.6 | 0 | 0 | 0 | 0 | 0 | 2.6 |  |  | 1 | Education - Community College | New | Santa Maria Area | Any
NG-WtrHt-LrgInst-Gas-gt200kBtuh-0p90Et | DEER2014 | D13 v1.00 | 2013-08-01 | Any | ECC | New | Any | CZ06 | Cap-kBTUh | 1030 | 300000 | None | 0 | 0 | 0 | 0 | 0 | 2.43 | 0 | 0 | 0 | 0 | 0 | 2.43 |  |  | 1 | Education - Community College | New | Torrance (Los Angeles for pre-2014) | Any
NG-WtrHt-LrgInst-Gas-gt200kBtuh-0p90Et | DEER2014 | D13 v1.00 | 2013-08-01 | Any | ECC | New | Any | CZ07 | Cap-kBTUh | 1030 | 300000 | None | 0 | 0 | 0 | 0 | 0 | 2.41 | 0 | 0 | 0 | 0 | 0 | 2.41 |  |  | 1 | Education - Community College | New | San Diego-Lindbergh | Any
NG-WtrHt-LrgInst-Gas-gt200kBtuh-0p90Et | DEER2014 | D13 v1.00 | 2013-08-01 | Any | ECC | New | Any | CZ08 | Cap-kBTUh | 1030 | 300000 | None | 0 | 0 | 0 | 0 | 0 | 2.37 | 0 | 0 | 0 | 0 | 0 | 2.37 |  |  | 1 | Education - Community College | New | Fullerton (El Toro for pre-2014) | Any
NG-WtrHt-LrgInst-Gas-gt200kBtuh-0p90Et | DEER2014 | D13 v1.00 | 2013-08-01 | Any | ECC | New | Any | CZ09 | Cap-kBTUh | 1030 | 300000 | None | 0 | 0 | 0 | 0 | 0 | 2.37 | 0 | 0 | 0 | 0 | 0 | 2.37 |  |  | 1 | Education - Community College | New | Burbank-Glendale (Pasadena for pre-2014) | Any
NG-WtrHt-LrgInst-Gas-gt200kBtuh-0p90Et | DEER2014 | D13 v1.00 | 2013-08-01 | Any | ECC | New | Any | CZ10 | Cap-kBTUh | 1030 | 300000 | None | 0 | 0 | 0 | 0 | 0 | 2.36 | 0 | 0 | 0 | 0 | 0 | 2.36 |  |  | 1 | Education - Community College | New | Riverside | Any
NG-WtrHt-LrgInst-Gas-gt200kBtuh-0p90Et | DEER2014 | D13 v1.00 | 2013-08-01 | Any | ECC | New | Any | CZ11 | Cap-kBTUh | 1030 | 300000 | None | 0 | 0 | 0 | 0 | 0 | 2.39 | 0 | 0 | 0 | 0 | 0 | 2.39 |  |  | 1 | Education - Community College | New | Red Bluff Area | Any
NG-WtrHt-LrgInst-Gas-gt200kBtuh-0p90Et | DEER2014 | D13 v1.00 | 2013-08-01 | Any | ECC | New | Any | CZ12 | Cap-kBTUh | 1030 | 300000 | None | 0 | 0 | 0 | 0 | 0 | 2.46 | 0 | 0 | 0 | 0 | 0 | 2.46 |  |  | 1 | Education - Community College | New | Sacramento Area | Any
NG-WtrHt-LrgInst-Gas-gt200kBtuh-0p90Et | DEER2014 | D13 v1.00 | 2013-08-01 | Any | ECC | New | Any | CZ13 | Cap-kBTUh | 1030 | 300000 | None | 0 | 0 | 0 | 0 | 0 | 2.37 | 0 | 0 | 0 | 0 | 0 | 2.37 |  |  | 1 | Education - Community College | New | Fresno Area | Any
NG-WtrHt-LrgInst-Gas-gt200kBtuh-0p90Et | DEER2014 | D13 v1.00 | 2013-08-01 | Any | ECC | New | Any | CZ14 | Cap-kBTUh | 1030 | 300000 | None | 0 | 0 | 0 | 0 | 0 | 2.41 | 0 | 0 | 0 | 0 | 0 | 2.41 |  |  | 1 | Education - Community College | New | Palmdale (China Lake for pre-2014) | Any
NG-WtrHt-LrgInst-Gas-gt200kBtuh-0p90Et | DEER2014 | D13 v1.00 | 2013-08-01 | Any | ECC | New | Any | CZ15 | Cap-kBTUh | 1030 | 300000 | None | 0 | 0 | 0 | 0 | 0 | 2.04 | 0 | 0 | 0 | 0 | 0 | 2.04 |  |  | 1 | Education - Community College | New | Palm Springs-Intl (El Centro for pre-2014) | Any
NG-WtrHt-LrgInst-Gas-gt200kBtuh-0p90Et | DEER2014 | D13 v1.00 | 2013-08-01 | Any | ECC | New | Any | CZ16 | Cap-kBTUh | 1030 | 300000 | None | 0 | 0 | 0 | 0 | 0 | 2.72 | 0 | 0 | 0 | 0 | 0 | 2.72 |  |  | 1 | Education - Community College | New | Blue Canyon (Mount Shasta for pre-2014) | Any
NG-WtrHt-LrgInst-Gas-gt200kBtuh-0p90Et | DEER2014 | D13 v1.00 | 2013-08-01 | Any | EPr | New | Any | CZ01 | Cap-kBTUh | 175 | 50000 | None | 0 | 0 | 0 | 0 | 0 | 1.88 | 0 | 0 | 0 | 0 | 0 | 1.88 |  |  | 1 | Education - Primary School | New | Arcata Area | Any
NG-WtrHt-LrgInst-Gas-gt200kBtuh-0p90Et | DEER2014 | D13 v1.00 | 2013-08-01 | Any | EPr | New | Any | CZ02 | Cap-kBTUh | 175 | 50000 | None | 0 | 0 | 0 | 0 | 0 | 1.76 | 0 | 0 | 0 | 0 | 0 | 1.76 |  |  | 1 | Education - Primary School | New | Santa Rosa Area | Any
NG-WtrHt-LrgInst-Gas-gt200kBtuh-0p90Et | DEER2014 | D13 v1.00 | 2013-08-01 | Any | EPr | New | Any | CZ03 | Cap-kBTUh | 175 | 50000 | None | 0 | 0 | 0 | 0 | 0 | 1.77 | 0 | 0 | 0 | 0 | 0 | 1.77 |  |  | 1 | Education - Primary School | New | Oakland Area | Any
NG-WtrHt-LrgInst-Gas-gt200kBtuh-0p90Et | DEER2014 | D13 v1.00 | 2013-08-01 | Any | EPr | New | Any | CZ04 | Cap-kBTUh | 175 | 50000 | None | 0 | 0 | 0 | 0 | 0 | 1.72 | 0 | 0 | 0 | 0 | 0 | 1.72 |  |  | 1 | Education - Primary School | New | San Jose-Reid (Sunnyvale for pre-2014) | Any
NG-WtrHt-LrgInst-Gas-gt200kBtuh-0p90Et | DEER2014 | D13 v1.00 | 2013-08-01 | Any | EPr | New | Any | CZ05 | Cap-kBTUh | 175 | 50000 | None | 0 | 0 | 0 | 0 | 0 | 1.79 | 0 | 0 | 0 | 0 | 0 | 1.79 |  |  | 1 | Education - Primary School | New | Santa Maria Area | Any
NG-WtrHt-LrgInst-Gas-gt200kBtuh-0p90Et | DEER2014 | D13 v1.00 | 2013-08-01 | Any | EPr | New | Any | CZ06 | Cap-kBTUh | 175 | 50000 | None | 0 | 0 | 0 | 0 | 0 | 1.67 | 0 | 0 | 0 | 0 | 0 | 1.67 |  |  | 1 | Education - Primary School | New | Torrance (Los Angeles for pre-2014) | Any
NG-WtrHt-LrgInst-Gas-gt200kBtuh-0p90Et | DEER2014 | D13 v1.00 | 2013-08-01 | Any | EPr | New | Any | CZ07 | Cap-kBTUh | 175 | 50000 | None | 0 | 0 | 0 | 0 | 0 | 1.65 | 0 | 0 | 0 | 0 | 0 | 1.65 |  |  | 1 | Education - Primary School | New | San Diego-Lindbergh | Any
NG-WtrHt-LrgInst-Gas-gt200kBtuh-0p90Et | DEER2014 | D13 v1.00 | 2013-08-01 | Any | EPr | New | Any | CZ08 | Cap-kBTUh | 175 | 50000 | None | 0 | 0 | 0 | 0 | 0 | 1.63 | 0 | 0 | 0 | 0 | 0 | 1.63 |  |  | 1 | Education - Primary School | New | Fullerton (El Toro for pre-2014) | Any
NG-WtrHt-LrgInst-Gas-gt200kBtuh-0p90Et | DEER2014 | D13 v1.00 | 2013-08-01 | Any | EPr | New | Any | CZ09 | Cap-kBTUh | 175 | 50000 | None | 0 | 0 | 0 | 0 | 0 | 1.63 | 0 | 0 | 0 | 0 | 0 | 1.63 |  |  | 1 | Education - Primary School | New | Burbank-Glendale (Pasadena for pre-2014) | Any
NG-WtrHt-LrgInst-Gas-gt200kBtuh-0p90Et | DEER2014 | D13 v1.00 | 2013-08-01 | Any | EPr | New | Any | CZ10 | Cap-kBTUh | 175 | 50000 | None | 0 | 0 | 0 | 0 | 0 | 1.62 | 0 | 0 | 0 | 0 | 0 | 1.62 |  |  | 1 | Education - Primary School | New | Riverside | Any
NG-WtrHt-LrgInst-Gas-gt200kBtuh-0p90Et | DEER2014 | D13 v1.00 | 2013-08-01 | Any | EPr | New | Any | CZ11 | Cap-kBTUh | 175 | 50000 | None | 0 | 0 | 0 | 0 | 0 | 1.65 | 0 | 0 | 0 | 0 | 0 | 1.65 |  |  | 1 | Education - Primary School | New | Red Bluff Area | Any
NG-WtrHt-LrgInst-Gas-gt200kBtuh-0p90Et | DEER2014 | D13 v1.00 | 2013-08-01 | Any | EPr | New | Any | CZ12 | Cap-kBTUh | 175 | 50000 | None | 0 | 0 | 0 | 0 | 0 | 1.69 | 0 | 0 | 0 | 0 | 0 | 1.69 |  |  | 1 | Education - Primary School | New | Sacramento Area | Any
NG-WtrHt-LrgInst-Gas-gt200kBtuh-0p90Et | DEER2014 | D13 v1.00 | 2013-08-01 | Any | EPr | New | Any | CZ13 | Cap-kBTUh | 175 | 50000 | None | 0 | 0 | 0 | 0 | 0 | 1.63 | 0 | 0 | 0 | 0 | 0 | 1.63 |  |  | 1 | Education - Primary School | New | Fresno Area | Any
NG-WtrHt-LrgInst-Gas-gt200kBtuh-0p90Et | DEER2014 | D13 v1.00 | 2013-08-01 | Any | EPr | New | Any | CZ14 | Cap-kBTUh | 175 | 50000 | None | 0 | 0 | 0 | 0 | 0 | 1.66 | 0 | 0 | 0 | 0 | 0 | 1.66 |  |  | 1 | Education - Primary School | New | Palmdale (China Lake for pre-2014) | Any
NG-WtrHt-LrgInst-Gas-gt200kBtuh-0p90Et | DEER2014 | D13 v1.00 | 2013-08-01 | Any | EPr | New | Any | CZ15 | Cap-kBTUh | 175 | 50000 | None | 0 | 0 | 0 | 0 | 0 | 1.41 | 0 | 0 | 0 | 0 | 0 | 1.41 |  |  | 1 | Education - Primary School | New | Palm Springs-Intl (El Centro for pre-2014) | Any
NG-WtrHt-LrgInst-Gas-gt200kBtuh-0p90Et | DEER2014 | D13 v1.00 | 2013-08-01 | Any | EPr | New | Any | CZ16 | Cap-kBTUh | 175 | 50000 | None | 0 | 0 | 0 | 0 | 0 | 1.88 | 0 | 0 | 0 | 0 | 0 | 1.88 |  |  | 1 | Education - Primary School | New | Blue Canyon (Mount Shasta for pre-2014) | Any
NG-WtrHt-LrgInst-Gas-gt200kBtuh-0p90Et | DEER2014 | D13 v1.00 | 2013-08-01 | Any | ERC | New | Any | CZ01 | Cap-kBTUh | 14.6 | 1920 | None | 0 | 0 | 0 | 0 | 0 | 2.02 | 0 | 0 | 0 | 0 | 0 | 2.02 |  |  | 1 | Education - Relocatable Classroom | New | Arcata Area | Any
NG-WtrHt-LrgInst-Gas-gt200kBtuh-0p90Et | DEER2014 | D13 v1.00 | 2013-08-01 | Any | ERC | New | Any | CZ02 | Cap-kBTUh | 14.6 | 1920 | None | 0 | 0 | 0 | 0 | 0 | 1.88 | 0 | 0 | 0 | 0 | 0 | 1.88 |  |  | 1 | Education - Relocatable Classroom | New | Santa Rosa Area | Any
NG-WtrHt-LrgInst-Gas-gt200kBtuh-0p90Et | DEER2014 | D13 v1.00 | 2013-08-01 | Any | ERC | New | Any | CZ03 | Cap-kBTUh | 14.6 | 1920 | None | 0 | 0 | 0 | 0 | 0 | 1.89 | 0 | 0 | 0 | 0 | 0 | 1.89 |  |  | 1 | Education - Relocatable Classroom | New | Oakland Area | Any
NG-WtrHt-LrgInst-Gas-gt200kBtuh-0p90Et | DEER2014 | D13 v1.00 | 2013-08-01 | Any | ERC | New | Any | CZ04 | Cap-kBTUh | 14.6 | 1920 | None | 0 | 0 | 0 | 0 | 0 | 1.84 | 0 | 0 | 0 | 0 | 0 | 1.84 |  |  | 1 | Education - Relocatable Classroom | New | San Jose-Reid (Sunnyvale for pre-2014) | Any
NG-WtrHt-LrgInst-Gas-gt200kBtuh-0p90Et | DEER2014 | D13 v1.00 | 2013-08-01 | Any | ERC | New | Any | CZ05 | Cap-kBTUh | 14.6 | 1920 | None | 0 | 0 | 0 | 0 | 0 | 1.92 | 0 | 0 | 0 | 0 | 0 | 1.92 |  |  | 1 | Education - Relocatable Classroom | New | Santa Maria Area | Any
NG-WtrHt-LrgInst-Gas-gt200kBtuh-0p90Et | DEER2014 | D13 v1.00 | 2013-08-01 | Any | ERC | New | Any | CZ06 | Cap-kBTUh | 14.6 | 1920 | None | 0 | 0 | 0 | 0 | 0 | 1.79 | 0 | 0 | 0 | 0 | 0 | 1.79 |  |  | 1 | Education - Relocatable Classroom | New | Torrance (Los Angeles for pre-2014) | Any
NG-WtrHt-LrgInst-Gas-gt200kBtuh-0p90Et | DEER2014 | D13 v1.00 | 2013-08-01 | Any | ERC | New | Any | CZ07 | Cap-kBTUh | 14.6 | 1920 | None | 0 | 0 | 0 | 0 | 0 | 1.77 | 0 | 0 | 0 | 0 | 0 | 1.77 |  |  | 1 | Education - Relocatable Classroom | New | San Diego-Lindbergh | Any
NG-WtrHt-LrgInst-Gas-gt200kBtuh-0p90Et | DEER2014 | D13 v1.00 | 2013-08-01 | Any | ERC | New | Any | CZ08 | Cap-kBTUh | 14.6 | 1920 | None | 0 | 0 | 0 | 0 | 0 | 1.74 | 0 | 0 | 0 | 0 | 0 | 1.74 |  |  | 1 | Education - Relocatable Classroom | New | Fullerton (El Toro for pre-2014) | Any
NG-WtrHt-LrgInst-Gas-gt200kBtuh-0p90Et | DEER2014 | D13 v1.00 | 2013-08-01 | Any | ERC | New | Any | CZ09 | Cap-kBTUh | 14.6 | 1920 | None | 0 | 0 | 0 | 0 | 0 | 1.74 | 0 | 0 | 0 | 0 | 0 | 1.74 |  |  | 1 | Education - Relocatable Classroom | New | Burbank-Glendale (Pasadena for pre-2014) | Any
NG-WtrHt-LrgInst-Gas-gt200kBtuh-0p90Et | DEER2014 | D13 v1.00 | 2013-08-01 | Any | ERC | New | Any | CZ10 | Cap-kBTUh | 14.6 | 1920 | None | 0 | 0 | 0 | 0 | 0 | 1.74 | 0 | 0 | 0 | 0 | 0 | 1.74 |  |  | 1 | Education - Relocatable Classroom | New | Riverside | Any
NG-WtrHt-LrgInst-Gas-gt200kBtuh-0p90Et | DEER2014 | D13 v1.00 | 2013-08-01 | Any | ERC | New | Any | CZ11 | Cap-kBTUh | 14.6 | 1920 | None | 0 | 0 | 0 | 0 | 0 | 1.77 | 0 | 0 | 0 | 0 | 0 | 1.77 |  |  | 1 | Education - Relocatable Classroom | New | Red Bluff Area | Any
NG-WtrHt-LrgInst-Gas-gt200kBtuh-0p90Et | DEER2014 | D13 v1.00 | 2013-08-01 | Any | ERC | New | Any | CZ12 | Cap-kBTUh | 14.6 | 1920 | None | 0 | 0 | 0 | 0 | 0 | 1.81 | 0 | 0 | 0 | 0 | 0 | 1.81 |  |  | 1 | Education - Relocatable Classroom | New | Sacramento Area | Any
NG-WtrHt-LrgInst-Gas-gt200kBtuh-0p90Et | DEER2014 | D13 v1.00 | 2013-08-01 | Any | ERC | New | Any | CZ13 | Cap-kBTUh | 14.6 | 1920 | None | 0 | 0 | 0 | 0 | 0 | 1.74 | 0 | 0 | 0 | 0 | 0 | 1.74 |  |  | 1 | Education - Relocatable Classroom | New | Fresno Area | Any
NG-WtrHt-LrgInst-Gas-gt200kBtuh-0p90Et | DEER2014 | D13 v1.00 | 2013-08-01 | Any | ERC | New | Any | CZ14 | Cap-kBTUh | 14.6 | 1920 | None | 0 | 0 | 0 | 0 | 0 | 1.78 | 0 | 0 | 0 | 0 | 0 | 1.78 |  |  | 1 | Education - Relocatable Classroom | New | Palmdale (China Lake for pre-2014) | Any
NG-WtrHt-LrgInst-Gas-gt200kBtuh-0p90Et | DEER2014 | D13 v1.00 | 2013-08-01 | Any | ERC | New | Any | CZ15 | Cap-kBTUh | 14.6 | 1920 | None | 0 | 0 | 0 | 0 | 0 | 1.5 | 0 | 0 | 0 | 0 | 0 | 1.5 |  |  | 1 | Education - Relocatable Classroom | New | Palm Springs-Intl (El Centro for pre-2014) | Any
NG-WtrHt-LrgInst-Gas-gt200kBtuh-0p90Et | DEER2014 | D13 v1.00 | 2013-08-01 | Any | ERC | New | Any | CZ16 | Cap-kBTUh | 14.6 | 1920 | None | 0 | 0 | 0 | 0 | 0 | 2.01 | 0 | 0 | 0 | 0 | 0 | 2.01 |  |  | 1 | Education - Relocatable Classroom | New | Blue Canyon (Mount Shasta for pre-2014) | Any
NG-WtrHt-LrgInst-Gas-gt200kBtuh-0p90Et | DEER2014 | D13 v1.00 | 2013-08-01 | Any | ESe | New | Any | CZ01 | Cap-kBTUh | 729 | 150000 | None | 0 | 0 | 0 | 0 | 0 | 2.05 | 0 | 0 | 0 | 0 | 0 | 2.05 |  |  | 1 | Education - Secondary School | New | Arcata Area | Any
NG-WtrHt-LrgInst-Gas-gt200kBtuh-0p90Et | DEER2014 | D13 v1.00 | 2013-08-01 | Any | ESe | New | Any | CZ02 | Cap-kBTUh | 729 | 150000 | None | 0 | 0 | 0 | 0 | 0 | 1.91 | 0 | 0 | 0 | 0 | 0 | 1.91 |  |  | 1 | Education - Secondary School | New | Santa Rosa Area | Any
NG-WtrHt-LrgInst-Gas-gt200kBtuh-0p90Et | DEER2014 | D13 v1.00 | 2013-08-01 | Any | ESe | New | Any | CZ03 | Cap-kBTUh | 729 | 150000 | None | 0 | 0 | 0 | 0 | 0 | 1.92 | 0 | 0 | 0 | 0 | 0 | 1.92 |  |  | 1 | Education - Secondary School | New | Oakland Area | Any
NG-WtrHt-LrgInst-Gas-gt200kBtuh-0p90Et | DEER2014 | D13 v1.00 | 2013-08-01 | Any | ESe | New | Any | CZ04 | Cap-kBTUh | 729 | 150000 | None | 0 | 0 | 0 | 0 | 0 | 1.86 | 0 | 0 | 0 | 0 | 0 | 1.86 |  |  | 1 | Education - Secondary School | New | San Jose-Reid (Sunnyvale for pre-2014) | Any
NG-WtrHt-LrgInst-Gas-gt200kBtuh-0p90Et | DEER2014 | D13 v1.00 | 2013-08-01 | Any | ESe | New | Any | CZ05 | Cap-kBTUh | 729 | 150000 | None | 0 | 0 | 0 | 0 | 0 | 1.94 | 0 | 0 | 0 | 0 | 0 | 1.94 |  |  | 1 | Education - Secondary School | New | Santa Maria Area | Any
NG-WtrHt-LrgInst-Gas-gt200kBtuh-0p90Et | DEER2014 | D13 v1.00 | 2013-08-01 | Any | ESe | New | Any | CZ06 | Cap-kBTUh | 729 | 150000 | None | 0 | 0 | 0 | 0 | 0 | 1.81 | 0 | 0 | 0 | 0 | 0 | 1.81 |  |  | 1 | Education - Secondary School | New | Torrance (Los Angeles for pre-2014) | Any
NG-WtrHt-LrgInst-Gas-gt200kBtuh-0p90Et | DEER2014 | D13 v1.00 | 2013-08-01 | Any | ESe | New | Any | CZ07 | Cap-kBTUh | 729 | 150000 | None | 0 | 0 | 0 | 0 | 0 | 1.79 | 0 | 0 | 0 | 0 | 0 | 1.79 |  |  | 1 | Education - Secondary School | New | San Diego-Lindbergh | Any
NG-WtrHt-LrgInst-Gas-gt200kBtuh-0p90Et | DEER2014 | D13 v1.00 | 2013-08-01 | Any | ESe | New | Any | CZ08 | Cap-kBTUh | 729 | 150000 | None | 0 | 0 | 0 | 0 | 0 | 1.77 | 0 | 0 | 0 | 0 | 0 | 1.77 |  |  | 1 | Education - Secondary School | New | Fullerton (El Toro for pre-2014) | Any
NG-WtrHt-LrgInst-Gas-gt200kBtuh-0p90Et | DEER2014 | D13 v1.00 | 2013-08-01 | Any | ESe | New | Any | CZ09 | Cap-kBTUh | 729 | 150000 | None | 0 | 0 | 0 | 0 | 0 | 1.76 | 0 | 0 | 0 | 0 | 0 | 1.76 |  |  | 1 | Education - Secondary School | New | Burbank-Glendale (Pasadena for pre-2014) | Any
NG-WtrHt-LrgInst-Gas-gt200kBtuh-0p90Et | DEER2014 | D13 v1.00 | 2013-08-01 | Any | ESe | New | Any | CZ10 | Cap-kBTUh | 729 | 150000 | None | 0 | 0 | 0 | 0 | 0 | 1.76 | 0 | 0 | 0 | 0 | 0 | 1.76 |  |  | 1 | Education - Secondary School | New | Riverside | Any
NG-WtrHt-LrgInst-Gas-gt200kBtuh-0p90Et | DEER2014 | D13 v1.00 | 2013-08-01 | Any | ESe | New | Any | CZ11 | Cap-kBTUh | 729 | 150000 | None | 0 | 0 | 0 | 0 | 0 | 1.79 | 0 | 0 | 0 | 0 | 0 | 1.79 |  |  | 1 | Education - Secondary School | New | Red Bluff Area | Any
NG-WtrHt-LrgInst-Gas-gt200kBtuh-0p90Et | DEER2014 | D13 v1.00 | 2013-08-01 | Any | ESe | New | Any | CZ12 | Cap-kBTUh | 729 | 150000 | None | 0 | 0 | 0 | 0 | 0 | 1.84 | 0 | 0 | 0 | 0 | 0 | 1.84 |  |  | 1 | Education - Secondary School | New | Sacramento Area | Any
NG-WtrHt-LrgInst-Gas-gt200kBtuh-0p90Et | DEER2014 | D13 v1.00 | 2013-08-01 | Any | ESe | New | Any | CZ13 | Cap-kBTUh | 729 | 150000 | None | 0 | 0 | 0 | 0 | 0 | 1.77 | 0 | 0 | 0 | 0 | 0 | 1.77 |  |  | 1 | Education - Secondary School | New | Fresno Area | Any
NG-WtrHt-LrgInst-Gas-gt200kBtuh-0p90Et | DEER2014 | D13 v1.00 | 2013-08-01 | Any | ESe | New | Any | CZ14 | Cap-kBTUh | 729 | 150000 | None | 0 | 0 | 0 | 0 | 0 | 1.81 | 0 | 0 | 0 | 0 | 0 | 1.81 |  |  | 1 | Education - Secondary School | New | Palmdale (China Lake for pre-2014) | Any
NG-WtrHt-LrgInst-Gas-gt200kBtuh-0p90Et | DEER2014 | D13 v1.00 | 2013-08-01 | Any | ESe | New | Any | CZ15 | Cap-kBTUh | 729 | 150000 | None | 0 | 0 | 0 | 0 | 0 | 1.53 | 0 | 0 | 0 | 0 | 0 | 1.53 |  |  | 1 | Education - Secondary School | New | Palm Springs-Intl (El Centro for pre-2014) | Any
NG-WtrHt-LrgInst-Gas-gt200kBtuh-0p90Et | DEER2014 | D13 v1.00 | 2013-08-01 | Any | ESe | New | Any | CZ16 | Cap-kBTUh | 729 | 150000 | None | 0 | 0 | 0 | 0 | 0 | 2.04 | 0 | 0 | 0 | 0 | 0 | 2.04 |  |  | 1 | Education - Secondary School | New | Blue Canyon (Mount Shasta for pre-2014) | Any
NG-WtrHt-LrgInst-Gas-gt200kBtuh-0p90Et | DEER2014 | D13 v1.00 | 2013-08-01 | Any | EUn | New | Any | CZ01 | Cap-kBTUh | 2560 | 1000000 | None | 0 | 0 | 0 | 0 | 0 | 3.23 | 0 | 0 | 0 | 0 | 0 | 3.23 |  |  | 1 | Education - University | New | Arcata Area | Any
NG-WtrHt-LrgInst-Gas-gt200kBtuh-0p90Et | DEER2014 | D13 v1.00 | 2013-08-01 | Any | EUn | New | Any | CZ02 | Cap-kBTUh | 2560 | 1000000 | None | 0 | 0 | 0 | 0 | 0 | 3.02 | 0 | 0 | 0 | 0 | 0 | 3.02 |  |  | 1 | Education - University | New | Santa Rosa Area | Any
NG-WtrHt-LrgInst-Gas-gt200kBtuh-0p90Et | DEER2014 | D13 v1.00 | 2013-08-01 | Any | EUn | New | Any | CZ03 | Cap-kBTUh | 2560 | 1000000 | None | 0 | 0 | 0 | 0 | 0 | 3.02 | 0 | 0 | 0 | 0 | 0 | 3.02 |  |  | 1 | Education - University | New | Oakland Area | Any
NG-WtrHt-LrgInst-Gas-gt200kBtuh-0p90Et | DEER2014 | D13 v1.00 | 2013-08-01 | Any | EUn | New | Any | CZ04 | Cap-kBTUh | 2560 | 1000000 | None | 0 | 0 | 0 | 0 | 0 | 2.93 | 0 | 0 | 0 | 0 | 0 | 2.93 |  |  | 1 | Education - University | New | San Jose-Reid (Sunnyvale for pre-2014) | Any
NG-WtrHt-LrgInst-Gas-gt200kBtuh-0p90Et | DEER2014 | D13 v1.00 | 2013-08-01 | Any | EUn | New | Any | CZ05 | Cap-kBTUh | 2560 | 1000000 | None | 0 | 0 | 0 | 0 | 0 | 3.07 | 0 | 0 | 0 | 0 | 0 | 3.07 |  |  | 1 | Education - University | New | Santa Maria Area | Any
NG-WtrHt-LrgInst-Gas-gt200kBtuh-0p90Et | DEER2014 | D13 v1.00 | 2013-08-01 | Any | EUn | New | Any | CZ06 | Cap-kBTUh | 2560 | 1000000 | None | 0 | 0 | 0 | 0 | 0 | 2.85 | 0 | 0 | 0 | 0 | 0 | 2.85 |  |  | 1 | Education - University | New | Torrance (Los Angeles for pre-2014) | Any
NG-WtrHt-LrgInst-Gas-gt200kBtuh-0p90Et | DEER2014 | D13 v1.00 | 2013-08-01 | Any | EUn | New | Any | CZ07 | Cap-kBTUh | 2560 | 1000000 | None | 0 | 0 | 0 | 0 | 0 | 2.82 | 0 | 0 | 0 | 0 | 0 | 2.82 |  |  | 1 | Education - University | New | San Diego-Lindbergh | Any
NG-WtrHt-LrgInst-Gas-gt200kBtuh-0p90Et | DEER2014 | D13 v1.00 | 2013-08-01 | Any | EUn | New | Any | CZ08 | Cap-kBTUh | 2560 | 1000000 | None | 0 | 0 | 0 | 0 | 0 | 2.78 | 0 | 0 | 0 | 0 | 0 | 2.78 |  |  | 1 | Education - University | New | Fullerton (El Toro for pre-2014) | Any
NG-WtrHt-LrgInst-Gas-gt200kBtuh-0p90Et | DEER2014 | D13 v1.00 | 2013-08-01 | Any | EUn | New | Any | CZ09 | Cap-kBTUh | 2560 | 1000000 | None | 0 | 0 | 0 | 0 | 0 | 2.78 | 0 | 0 | 0 | 0 | 0 | 2.78 |  |  | 1 | Education - University | New | Burbank-Glendale (Pasadena for pre-2014) | Any
NG-WtrHt-LrgInst-Gas-gt200kBtuh-0p90Et | DEER2014 | D13 v1.00 | 2013-08-01 | Any | EUn | New | Any | CZ10 | Cap-kBTUh | 2560 | 1000000 | None | 0 | 0 | 0 | 0 | 0 | 2.77 | 0 | 0 | 0 | 0 | 0 | 2.77 |  |  | 1 | Education - University | New | Riverside | Any
NG-WtrHt-LrgInst-Gas-gt200kBtuh-0p90Et | DEER2014 | D13 v1.00 | 2013-08-01 | Any | EUn | New | Any | CZ11 | Cap-kBTUh | 2560 | 1000000 | None | 0 | 0 | 0 | 0 | 0 | 2.81 | 0 | 0 | 0 | 0 | 0 | 2.81 |  |  | 1 | Education - University | New | Red Bluff Area | Any
NG-WtrHt-LrgInst-Gas-gt200kBtuh-0p90Et | DEER2014 | D13 v1.00 | 2013-08-01 | Any | EUn | New | Any | CZ12 | Cap-kBTUh | 2560 | 1000000 | None | 0 | 0 | 0 | 0 | 0 | 2.89 | 0 | 0 | 0 | 0 | 0 | 2.89 |  |  | 1 | Education - University | New | Sacramento Area | Any
NG-WtrHt-LrgInst-Gas-gt200kBtuh-0p90Et | DEER2014 | D13 v1.00 | 2013-08-01 | Any | EUn | New | Any | CZ13 | Cap-kBTUh | 2560 | 1000000 | None | 0 | 0 | 0 | 0 | 0 | 2.78 | 0 | 0 | 0 | 0 | 0 | 2.78 |  |  | 1 | Education - University | New | Fresno Area | Any
NG-WtrHt-LrgInst-Gas-gt200kBtuh-0p90Et | DEER2014 | D13 v1.00 | 2013-08-01 | Any | EUn | New | Any | CZ14 | Cap-kBTUh | 2560 | 1000000 | None | 0 | 0 | 0 | 0 | 0 | 2.83 | 0 | 0 | 0 | 0 | 0 | 2.83 |  |  | 1 | Education - University | New | Palmdale (China Lake for pre-2014) | Any
NG-WtrHt-LrgInst-Gas-gt200kBtuh-0p90Et | DEER2014 | D13 v1.00 | 2013-08-01 | Any | EUn | New | Any | CZ15 | Cap-kBTUh | 2560 | 1000000 | None | 0 | 0 | 0 | 0 | 0 | 2.36 | 0 | 0 | 0 | 0 | 0 | 2.36 |  |  | 1 | Education - University | New | Palm Springs-Intl (El Centro for pre-2014) | Any
NG-WtrHt-LrgInst-Gas-gt200kBtuh-0p90Et | DEER2014 | D13 v1.00 | 2013-08-01 | Any | EUn | New | Any | CZ16 | Cap-kBTUh | 2560 | 1000000 | None | 0 | 0 | 0 | 0 | 0 | 3.22 | 0 | 0 | 0 | 0 | 0 | 3.22 |  |  | 1 | Education - University | New | Blue Canyon (Mount Shasta for pre-2014) | Any
NG-WtrHt-LrgInst-Gas-gt200kBtuh-0p90Et | DEER2014 | D13 v1.00 | 2013-08-01 | Any | Gro | New | Any | CZ01 | Cap-kBTUh | 146 | 50000 | None | 0 | 0 | 0 | 0.149 | 1.06e-05 | 3.63 | 0 | 0 | 0 | 0.149 | 1.06e-05 | 3.63 |  |  | 1 | Grocery | New | Arcata Area | Any
NG-WtrHt-LrgInst-Gas-gt200kBtuh-0p90Et | DEER2014 | D13 v1.00 | 2013-08-01 | Any | Gro | New | Any | CZ02 | Cap-kBTUh | 146 | 50000 | None | 0 | 0 | 0 | 0.571 | -8.54e-05 | 3.39 | 0 | 0 | 0 | 0.571 | -8.54e-05 | 3.39 |  |  | 1 | Grocery | New | Santa Rosa Area | Any
NG-WtrHt-LrgInst-Gas-gt200kBtuh-0p90Et | DEER2014 | D13 v1.00 | 2013-08-01 | Any | Gro | New | Any | CZ03 | Cap-kBTUh | 146 | 50000 | None | 0 | 0 | 0 | 0.291 | 8.69e-05 | 3.4 | 0 | 0 | 0 | 0.291 | 8.69e-05 | 3.4 |  |  | 1 | Grocery | New | Oakland Area | Any
NG-WtrHt-LrgInst-Gas-gt200kBtuh-0p90Et | DEER2014 | D13 v1.00 | 2013-08-01 | Any | Gro | New | Any | CZ04 | Cap-kBTUh | 146 | 50000 | None | 0 | 0 | 0 | 0.578 | 0.00067 | 3.32 | 0 | 0 | 0 | 0.578 | 0.00067 | 3.32 |  |  | 1 | Grocery | New | San Jose-Reid (Sunnyvale for pre-2014) | Any
NG-WtrHt-LrgInst-Gas-gt200kBtuh-0p90Et | DEER2014 | D13 v1.00 | 2013-08-01 | Any | Gro | New | Any | CZ05 | Cap-kBTUh | 146 | 50000 | None | 0 | 0 | 0 | 0.378 | 0.000148 | 3.44 | 0 | 0 | 0 | 0.378 | 0.000148 | 3.44 |  |  | 1 | Grocery | New | Santa Maria Area | Any
NG-WtrHt-LrgInst-Gas-gt200kBtuh-0p90Et | DEER2014 | D13 v1.00 | 2013-08-01 | Any | Gro | New | Any | CZ06 | Cap-kBTUh | 146 | 50000 | None | 0 | 0 | 0 | 0.52 | 0.000268 | 3.22 | 0 | 0 | 0 | 0.52 | 0.000268 | 3.22 |  |  | 1 | Grocery | New | Torrance (Los Angeles for pre-2014) | Any
NG-WtrHt-LrgInst-Gas-gt200kBtuh-0p90Et | DEER2014 | D13 v1.00 | 2013-08-01 | Any | Gro | New | Any | CZ07 | Cap-kBTUh | 146 | 50000 | None | 0 | 0 | 0 | 0.597 | 0.000203 | 3.21 | 0 | 0 | 0 | 0.597 | 0.000203 | 3.21 |  |  | 1 | Grocery | New | San Diego-Lindbergh | Any
NG-WtrHt-LrgInst-Gas-gt200kBtuh-0p90Et | DEER2014 | D13 v1.00 | 2013-08-01 | Any | Gro | New | Any | CZ08 | Cap-kBTUh | 146 | 50000 | None | 0 | 0 | 0 | 0.799 | 0.000278 | 3.19 | 0 | 0 | 0 | 0.799 | 0.000278 | 3.19 |  |  | 1 | Grocery | New | Fullerton (El Toro for pre-2014) | Any
NG-WtrHt-LrgInst-Gas-gt200kBtuh-0p90Et | DEER2014 | D13 v1.00 | 2013-08-01 | Any | Gro | New | Any | CZ09 | Cap-kBTUh | 146 | 50000 | None | 0 | 0 | 0 | 0.751 | 0.000277 | 3.17 | 0 | 0 | 0 | 0.751 | 0.000277 | 3.17 |  |  | 1 | Grocery | New | Burbank-Glendale (Pasadena for pre-2014) | Any
NG-WtrHt-LrgInst-Gas-gt200kBtuh-0p90Et | DEER2014 | D13 v1.00 | 2013-08-01 | Any | Gro | New | Any | CZ10 | Cap-kBTUh | 146 | 50000 | None | 0 | 0 | 0 | 0.806 | 0.000316 | 3.15 | 0 | 0 | 0 | 0.806 | 0.000316 | 3.15 |  |  | 1 | Grocery | New | Riverside | Any
NG-WtrHt-LrgInst-Gas-gt200kBtuh-0p90Et | DEER2014 | D13 v1.00 | 2013-08-01 | Any | Gro | New | Any | CZ11 | Cap-kBTUh | 146 | 50000 | None | 0 | 0 | 0 | 0.795 | 0.000378 | 3.22 | 0 | 0 | 0 | 0.795 | 0.000378 | 3.22 |  |  | 1 | Grocery | New | Red Bluff Area | Any
NG-WtrHt-LrgInst-Gas-gt200kBtuh-0p90Et | DEER2014 | D13 v1.00 | 2013-08-01 | Any | Gro | New | Any | CZ12 | Cap-kBTUh | 146 | 50000 | None | 0 | 0 | 0 | 0.716 | 0.000322 | 3.29 | 0 | 0 | 0 | 0.716 | 0.000322 | 3.29 |  |  | 1 | Grocery | New | Sacramento Area | Any
NG-WtrHt-LrgInst-Gas-gt200kBtuh-0p90Et | DEER2014 | D13 v1.00 | 2013-08-01 | Any | Gro | New | Any | CZ13 | Cap-kBTUh | 146 | 50000 | None | 0 | 0 | 0 | 0.93 | 0.000364 | 3.18 | 0 | 0 | 0 | 0.93 | 0.000364 | 3.18 |  |  | 1 | Grocery | New | Fresno Area | Any
NG-WtrHt-LrgInst-Gas-gt200kBtuh-0p90Et | DEER2014 | D13 v1.00 | 2013-08-01 | Any | Gro | New | Any | CZ14 | Cap-kBTUh | 146 | 50000 | None | 0 | 0 | 0 | 0.936 | 0.000387 | 3.23 | 0 | 0 | 0 | 0.936 | 0.000387 | 3.23 |  |  | 1 | Grocery | New | Palmdale (China Lake for pre-2014) | Any
NG-WtrHt-LrgInst-Gas-gt200kBtuh-0p90Et | DEER2014 | D13 v1.00 | 2013-08-01 | Any | Gro | New | Any | CZ15 | Cap-kBTUh | 146 | 50000 | None | 0 | 0 | 0 | 1.41 | 0.000276 | 2.78 | 0 | 0 | 0 | 1.41 | 0.000276 | 2.78 |  |  | 1 | Grocery | New | Palm Springs-Intl (El Centro for pre-2014) | Any
NG-WtrHt-LrgInst-Gas-gt200kBtuh-0p90Et | DEER2014 | D13 v1.00 | 2013-08-01 | Any | Gro | New | Any | CZ16 | Cap-kBTUh | 146 | 50000 | None | 0 | 0 | 0 | 0.574 | 0.000293 | 3.61 | 0 | 0 | 0 | 0.574 | 0.000293 | 3.61 |  |  | 1 | Grocery | New | Blue Canyon (Mount Shasta for pre-2014) | Any
NG-WtrHt-LrgInst-Gas-gt200kBtuh-0p90Et | DEER2014 | D13 v1.00 | 2013-08-01 | Any | Hsp | New | Any | CZ01 | Cap-kBTUh | 2530 | 500000 | None | 0 | 0 | 0 | 0 | 0 | 5.5 | 0 | 0 | 0 | 0 | 0 | 5.5 |  |  | 1 | Health/Medical - Hospital | New | Arcata Area | Any
NG-WtrHt-LrgInst-Gas-gt200kBtuh-0p90Et | DEER2014 | D13 v1.00 | 2013-08-01 | Any | Hsp | New | Any | CZ02 | Cap-kBTUh | 2530 | 500000 | None | 0 | 0 | 0 | 0 | 0 | 5.13 | 0 | 0 | 0 | 0 | 0 | 5.13 |  |  | 1 | Health/Medical - Hospital | New | Santa Rosa Area | Any
NG-WtrHt-LrgInst-Gas-gt200kBtuh-0p90Et | DEER2014 | D13 v1.00 | 2013-08-01 | Any | Hsp | New | Any | CZ03 | Cap-kBTUh | 2530 | 500000 | None | 0 | 0 | 0 | 0 | 0 | 5.15 | 0 | 0 | 0 | 0 | 0 | 5.15 |  |  | 1 | Health/Medical - Hospital | New | Oakland Area | Any
NG-WtrHt-LrgInst-Gas-gt200kBtuh-0p90Et | DEER2014 | D13 v1.00 | 2013-08-01 | Any | Hsp | New | Any | CZ04 | Cap-kBTUh | 2530 | 500000 | None | 0 | 0 | 0 | 0 | 0 | 4.99 | 0 | 0 | 0 | 0 | 0 | 4.99 |  |  | 1 | Health/Medical - Hospital | New | San Jose-Reid (Sunnyvale for pre-2014) | Any
NG-WtrHt-LrgInst-Gas-gt200kBtuh-0p90Et | DEER2014 | D13 v1.00 | 2013-08-01 | Any | Hsp | New | Any | CZ05 | Cap-kBTUh | 2530 | 500000 | None | 0 | 0 | 0 | 0 | 0 | 5.22 | 0 | 0 | 0 | 0 | 0 | 5.22 |  |  | 1 | Health/Medical - Hospital | New | Santa Maria Area | Any
NG-WtrHt-LrgInst-Gas-gt200kBtuh-0p90Et | DEER2014 | D13 v1.00 | 2013-08-01 | Any | Hsp | New | Any | CZ06 | Cap-kBTUh | 2530 | 500000 | None | 0 | 0 | 0 | 0 | 0 | 4.86 | 0 | 0 | 0 | 0 | 0 | 4.86 |  |  | 1 | Health/Medical - Hospital | New | Torrance (Los Angeles for pre-2014) | Any
NG-WtrHt-LrgInst-Gas-gt200kBtuh-0p90Et | DEER2014 | D13 v1.00 | 2013-08-01 | Any | Hsp | New | Any | CZ07 | Cap-kBTUh | 2530 | 500000 | None | 0 | 0 | 0 | 0 | 0 | 4.81 | 0 | 0 | 0 | 0 | 0 | 4.81 |  |  | 1 | Health/Medical - Hospital | New | San Diego-Lindbergh | Any
NG-WtrHt-LrgInst-Gas-gt200kBtuh-0p90Et | DEER2014 | D13 v1.00 | 2013-08-01 | Any | Hsp | New | Any | CZ08 | Cap-kBTUh | 2530 | 500000 | None | 0 | 0 | 0 | 0 | 0 | 4.74 | 0 | 0 | 0 | 0 | 0 | 4.74 |  |  | 1 | Health/Medical - Hospital | New | Fullerton (El Toro for pre-2014) | Any
NG-WtrHt-LrgInst-Gas-gt200kBtuh-0p90Et | DEER2014 | D13 v1.00 | 2013-08-01 | Any | Hsp | New | Any | CZ09 | Cap-kBTUh | 2530 | 500000 | None | 0 | 0 | 0 | 0 | 0 | 4.73 | 0 | 0 | 0 | 0 | 0 | 4.73 |  |  | 1 | Health/Medical - Hospital | New | Burbank-Glendale (Pasadena for pre-2014) | Any
NG-WtrHt-LrgInst-Gas-gt200kBtuh-0p90Et | DEER2014 | D13 v1.00 | 2013-08-01 | Any | Hsp | New | Any | CZ10 | Cap-kBTUh | 2530 | 500000 | None | 0 | 0 | 0 | 0 | 0 | 4.71 | 0 | 0 | 0 | 0 | 0 | 4.71 |  |  | 1 | Health/Medical - Hospital | New | Riverside | Any
NG-WtrHt-LrgInst-Gas-gt200kBtuh-0p90Et | DEER2014 | D13 v1.00 | 2013-08-01 | Any | Hsp | New | Any | CZ11 | Cap-kBTUh | 2530 | 500000 | None | 0 | 0 | 0 | 0 | 0 | 4.77 | 0 | 0 | 0 | 0 | 0 | 4.77 |  |  | 1 | Health/Medical - Hospital | New | Red Bluff Area | Any
NG-WtrHt-LrgInst-Gas-gt200kBtuh-0p90Et | DEER2014 | D13 v1.00 | 2013-08-01 | Any | Hsp | New | Any | CZ12 | Cap-kBTUh | 2530 | 500000 | None | 0 | 0 | 0 | 0 | 0 | 4.91 | 0 | 0 | 0 | 0 | 0 | 4.91 |  |  | 1 | Health/Medical - Hospital | New | Sacramento Area | Any
NG-WtrHt-LrgInst-Gas-gt200kBtuh-0p90Et | DEER2014 | D13 v1.00 | 2013-08-01 | Any | Hsp | New | Any | CZ13 | Cap-kBTUh | 2530 | 500000 | None | 0 | 0 | 0 | 0 | 0 | 4.71 | 0 | 0 | 0 | 0 | 0 | 4.71 |  |  | 1 | Health/Medical - Hospital | New | Fresno Area | Any
NG-WtrHt-LrgInst-Gas-gt200kBtuh-0p90Et | DEER2014 | D13 v1.00 | 2013-08-01 | Any | Hsp | New | Any | CZ14 | Cap-kBTUh | 2530 | 500000 | None | 0 | 0 | 0 | 0 | 0 | 4.8 | 0 | 0 | 0 | 0 | 0 | 4.8 |  |  | 1 | Health/Medical - Hospital | New | Palmdale (China Lake for pre-2014) | Any
NG-WtrHt-LrgInst-Gas-gt200kBtuh-0p90Et | DEER2014 | D13 v1.00 | 2013-08-01 | Any | Hsp | New | Any | CZ15 | Cap-kBTUh | 2530 | 500000 | None | 0 | 0 | 0 | 0 | 0 | 4.01 | 0 | 0 | 0 | 0 | 0 | 4.01 |  |  | 1 | Health/Medical - Hospital | New | Palm Springs-Intl (El Centro for pre-2014) | Any
NG-WtrHt-LrgInst-Gas-gt200kBtuh-0p90Et | DEER2014 | D13 v1.00 | 2013-08-01 | Any | Hsp | New | Any | CZ16 | Cap-kBTUh | 2530 | 500000 | None | 0 | 0 | 0 | 0 | 0 | 5.47 | 0 | 0 | 0 | 0 | 0 | 5.47 |  |  | 1 | Health/Medical - Hospital | New | Blue Canyon (Mount Shasta for pre-2014) | Any
NG-WtrHt-LrgInst-Gas-gt200kBtuh-0p90Et | DEER2014 | D13 v1.00 | 2013-08-01 | Any | Htl | New | Any | CZ01 | Cap-kBTUh | 1280 | 400000 | None | 0 | 0 | 0 | 0 | 0 | 4.02 | 0 | 0 | 0 | 0 | 0 | 4.02 |  |  | 1 | Lodging - Hotel | New | Arcata Area | Any
NG-WtrHt-LrgInst-Gas-gt200kBtuh-0p90Et | DEER2014 | D13 v1.00 | 2013-08-01 | Any | Htl | New | Any | CZ02 | Cap-kBTUh | 1280 | 400000 | None | 0 | 0 | 0 | 0 | 0 | 3.66 | 0 | 0 | 0 | 0 | 0 | 3.66 |  |  | 1 | Lodging - Hotel | New | Santa Rosa Area | Any
NG-WtrHt-LrgInst-Gas-gt200kBtuh-0p90Et | DEER2014 | D13 v1.00 | 2013-08-01 | Any | Htl | New | Any | CZ03 | Cap-kBTUh | 1280 | 400000 | None | 0 | 0 | 0 | 0 | 0 | 3.68 | 0 | 0 | 0 | 0 | 0 | 3.68 |  |  | 1 | Lodging - Hotel | New | Oakland Area | Any
NG-WtrHt-LrgInst-Gas-gt200kBtuh-0p90Et | DEER2014 | D13 v1.00 | 2013-08-01 | Any | Htl | New | Any | CZ04 | Cap-kBTUh | 1280 | 400000 | None | 0 | 0 | 0 | 0 | 0 | 3.53 | 0 | 0 | 0 | 0 | 0 | 3.53 |  |  | 1 | Lodging - Hotel | New | San Jose-Reid (Sunnyvale for pre-2014) | Any
NG-WtrHt-LrgInst-Gas-gt200kBtuh-0p90Et | DEER2014 | D13 v1.00 | 2013-08-01 | Any | Htl | New | Any | CZ05 | Cap-kBTUh | 1280 | 400000 | None | 0 | 0 | 0 | 0 | 0 | 3.75 | 0 | 0 | 0 | 0 | 0 | 3.75 |  |  | 1 | Lodging - Hotel | New | Santa Maria Area | Any
NG-WtrHt-LrgInst-Gas-gt200kBtuh-0p90Et | DEER2014 | D13 v1.00 | 2013-08-01 | Any | Htl | New | Any | CZ06 | Cap-kBTUh | 1280 | 400000 | None | 0 | 0 | 0 | 0 | 0 | 3.39 | 0 | 0 | 0 | 0 | 0 | 3.39 |  |  | 1 | Lodging - Hotel | New | Torrance (Los Angeles for pre-2014) | Any
NG-WtrHt-LrgInst-Gas-gt200kBtuh-0p90Et | DEER2014 | D13 v1.00 | 2013-08-01 | Any | Htl | New | Any | CZ07 | Cap-kBTUh | 1280 | 400000 | None | 0 | 0 | 0 | 0 | 0 | 3.34 | 0 | 0 | 0 | 0 | 0 | 3.34 |  |  | 1 | Lodging - Hotel | New | San Diego-Lindbergh | Any
NG-WtrHt-LrgInst-Gas-gt200kBtuh-0p90Et | DEER2014 | D13 v1.00 | 2013-08-01 | Any | Htl | New | Any | CZ08 | Cap-kBTUh | 1280 | 400000 | None | 0 | 0 | 0 | 0 | 0 | 3.27 | 0 | 0 | 0 | 0 | 0 | 3.27 |  |  | 1 | Lodging - Hotel | New | Fullerton (El Toro for pre-2014) | Any
NG-WtrHt-LrgInst-Gas-gt200kBtuh-0p90Et | DEER2014 | D13 v1.00 | 2013-08-01 | Any | Htl | New | Any | CZ09 | Cap-kBTUh | 1280 | 400000 | None | 0 | 0 | 0 | 0 | 0 | 3.27 | 0 | 0 | 0 | 0 | 0 | 3.27 |  |  | 1 | Lodging - Hotel | New | Burbank-Glendale (Pasadena for pre-2014) | Any
NG-WtrHt-LrgInst-Gas-gt200kBtuh-0p90Et | DEER2014 | D13 v1.00 | 2013-08-01 | Any | Htl | New | Any | CZ10 | Cap-kBTUh | 1280 | 400000 | None | 0 | 0 | 0 | 0 | 0 | 3.25 | 0 | 0 | 0 | 0 | 0 | 3.25 |  |  | 1 | Lodging - Hotel | New | Riverside | Any
NG-WtrHt-LrgInst-Gas-gt200kBtuh-0p90Et | DEER2014 | D13 v1.00 | 2013-08-01 | Any | Htl | New | Any | CZ11 | Cap-kBTUh | 1280 | 400000 | None | 0 | 0 | 0 | 0 | 0 | 3.3 | 0 | 0 | 0 | 0 | 0 | 3.3 |  |  | 1 | Lodging - Hotel | New | Red Bluff Area | Any
NG-WtrHt-LrgInst-Gas-gt200kBtuh-0p90Et | DEER2014 | D13 v1.00 | 2013-08-01 | Any | Htl | New | Any | CZ12 | Cap-kBTUh | 1280 | 400000 | None | 0 | 0 | 0 | 0 | 0 | 3.44 | 0 | 0 | 0 | 0 | 0 | 3.44 |  |  | 1 | Lodging - Hotel | New | Sacramento Area | Any
NG-WtrHt-LrgInst-Gas-gt200kBtuh-0p90Et | DEER2014 | D13 v1.00 | 2013-08-01 | Any | Htl | New | Any | CZ13 | Cap-kBTUh | 1280 | 400000 | None | 0 | 0 | 0 | 0 | 0 | 3.25 | 0 | 0 | 0 | 0 | 0 | 3.25 |  |  | 1 | Lodging - Hotel | New | Fresno Area | Any
NG-WtrHt-LrgInst-Gas-gt200kBtuh-0p90Et | DEER2014 | D13 v1.00 | 2013-08-01 | Any | Htl | New | Any | CZ14 | Cap-kBTUh | 1280 | 400000 | None | 0 | 0 | 0 | 0 | 0 | 3.34 | 0 | 0 | 0 | 0 | 0 | 3.34 |  |  | 1 | Lodging - Hotel | New | Palmdale (China Lake for pre-2014) | Any
NG-WtrHt-LrgInst-Gas-gt200kBtuh-0p90Et | DEER2014 | D13 v1.00 | 2013-08-01 | Any | Htl | New | Any | CZ15 | Cap-kBTUh | 1280 | 400000 | None | 0 | 0 | 0 | 0 | 0 | 2.56 | 0 | 0 | 0 | 0 | 0 | 2.56 |  |  | 1 | Lodging - Hotel | New | Palm Springs-Intl (El Centro for pre-2014) | Any
NG-WtrHt-LrgInst-Gas-gt200kBtuh-0p90Et | DEER2014 | D13 v1.00 | 2013-08-01 | Any | Htl | New | Any | CZ16 | Cap-kBTUh | 1280 | 400000 | None | 0 | 0 | 0 | 0 | 0 | 4 | 0 | 0 | 0 | 0 | 0 | 4 |  |  | 1 | Lodging - Hotel | New | Blue Canyon (Mount Shasta for pre-2014) | Any
NG-WtrHt-LrgInst-Gas-gt200kBtuh-0p90Et | DEER2014 | D13 v1.00 | 2013-08-01 | Any | MBT | New | Any | CZ01 | Cap-kBTUh | 292 | 200000 | None | 0 | 0 | 0 | 0 | 0 | 2.07 | 0 | 0 | 0 | 0 | 0 | 2.07 |  |  | 1 | Manufacturing Biotech | New | Arcata Area | Any
NG-WtrHt-LrgInst-Gas-gt200kBtuh-0p90Et | DEER2014 | D13 v1.00 | 2013-08-01 | Any | MBT | New | Any | CZ02 | Cap-kBTUh | 292 | 200000 | None | 0 | 0 | 0 | 0 | 0 | 1.94 | 0 | 0 | 0 | 0 | 0 | 1.94 |  |  | 1 | Manufacturing Biotech | New | Santa Rosa Area | Any
NG-WtrHt-LrgInst-Gas-gt200kBtuh-0p90Et | DEER2014 | D13 v1.00 | 2013-08-01 | Any | MBT | New | Any | CZ03 | Cap-kBTUh | 292 | 200000 | None | 0 | 0 | 0 | 0 | 0 | 1.94 | 0 | 0 | 0 | 0 | 0 | 1.94 |  |  | 1 | Manufacturing Biotech | New | Oakland Area | Any
NG-WtrHt-LrgInst-Gas-gt200kBtuh-0p90Et | DEER2014 | D13 v1.00 | 2013-08-01 | Any | MBT | New | Any | CZ04 | Cap-kBTUh | 292 | 200000 | None | 0 | 0 | 0 | 0 | 0 | 1.89 | 0 | 0 | 0 | 0 | 0 | 1.89 |  |  | 1 | Manufacturing Biotech | New | San Jose-Reid (Sunnyvale for pre-2014) | Any
NG-WtrHt-LrgInst-Gas-gt200kBtuh-0p90Et | DEER2014 | D13 v1.00 | 2013-08-01 | Any | MBT | New | Any | CZ05 | Cap-kBTUh | 292 | 200000 | None | 0 | 0 | 0 | 0 | 0 | 1.97 | 0 | 0 | 0 | 0 | 0 | 1.97 |  |  | 1 | Manufacturing Biotech | New | Santa Maria Area | Any
NG-WtrHt-LrgInst-Gas-gt200kBtuh-0p90Et | DEER2014 | D13 v1.00 | 2013-08-01 | Any | MBT | New | Any | CZ06 | Cap-kBTUh | 292 | 200000 | None | 0 | 0 | 0 | 0 | 0 | 1.85 | 0 | 0 | 0 | 0 | 0 | 1.85 |  |  | 1 | Manufacturing Biotech | New | Torrance (Los Angeles for pre-2014) | Any
NG-WtrHt-LrgInst-Gas-gt200kBtuh-0p90Et | DEER2014 | D13 v1.00 | 2013-08-01 | Any | MBT | New | Any | CZ07 | Cap-kBTUh | 292 | 200000 | None | 0 | 0 | 0 | 0 | 0 | 1.83 | 0 | 0 | 0 | 0 | 0 | 1.83 |  |  | 1 | Manufacturing Biotech | New | San Diego-Lindbergh | Any
NG-WtrHt-LrgInst-Gas-gt200kBtuh-0p90Et | DEER2014 | D13 v1.00 | 2013-08-01 | Any | MBT | New | Any | CZ08 | Cap-kBTUh | 292 | 200000 | None | 0 | 0 | 0 | 0 | 0 | 1.8 | 0 | 0 | 0 | 0 | 0 | 1.8 |  |  | 1 | Manufacturing Biotech | New | Fullerton (El Toro for pre-2014) | Any
NG-WtrHt-LrgInst-Gas-gt200kBtuh-0p90Et | DEER2014 | D13 v1.00 | 2013-08-01 | Any | MBT | New | Any | CZ09 | Cap-kBTUh | 292 | 200000 | None | 0 | 0 | 0 | 0 | 0 | 1.8 | 0 | 0 | 0 | 0 | 0 | 1.8 |  |  | 1 | Manufacturing Biotech | New | Burbank-Glendale (Pasadena for pre-2014) | Any
NG-WtrHt-LrgInst-Gas-gt200kBtuh-0p90Et | DEER2014 | D13 v1.00 | 2013-08-01 | Any | MBT | New | Any | CZ10 | Cap-kBTUh | 292 | 200000 | None | 0 | 0 | 0 | 0 | 0 | 1.79 | 0 | 0 | 0 | 0 | 0 | 1.79 |  |  | 1 | Manufacturing Biotech | New | Riverside | Any
NG-WtrHt-LrgInst-Gas-gt200kBtuh-0p90Et | DEER2014 | D13 v1.00 | 2013-08-01 | Any | MBT | New | Any | CZ11 | Cap-kBTUh | 292 | 200000 | None | 0 | 0 | 0 | 0 | 0 | 1.81 | 0 | 0 | 0 | 0 | 0 | 1.81 |  |  | 1 | Manufacturing Biotech | New | Red Bluff Area | Any
NG-WtrHt-LrgInst-Gas-gt200kBtuh-0p90Et | DEER2014 | D13 v1.00 | 2013-08-01 | Any | MBT | New | Any | CZ12 | Cap-kBTUh | 292 | 200000 | None | 0 | 0 | 0 | 0 | 0 | 1.86 | 0 | 0 | 0 | 0 | 0 | 1.86 |  |  | 1 | Manufacturing Biotech | New | Sacramento Area | Any
NG-WtrHt-LrgInst-Gas-gt200kBtuh-0p90Et | DEER2014 | D13 v1.00 | 2013-08-01 | Any | MBT | New | Any | CZ13 | Cap-kBTUh | 292 | 200000 | None | 0 | 0 | 0 | 0 | 0 | 1.79 | 0 | 0 | 0 | 0 | 0 | 1.79 |  |  | 1 | Manufacturing Biotech | New | Fresno Area | Any
NG-WtrHt-LrgInst-Gas-gt200kBtuh-0p90Et | DEER2014 | D13 v1.00 | 2013-08-01 | Any | MBT | New | Any | CZ14 | Cap-kBTUh | 292 | 200000 | None | 0 | 0 | 0 | 0 | 0 | 1.82 | 0 | 0 | 0 | 0 | 0 | 1.82 |  |  | 1 | Manufacturing Biotech | New | Palmdale (China Lake for pre-2014) | Any
NG-WtrHt-LrgInst-Gas-gt200kBtuh-0p90Et | DEER2014 | D13 v1.00 | 2013-08-01 | Any | MBT | New | Any | CZ15 | Cap-kBTUh | 292 | 200000 | None | 0 | 0 | 0 | 0 | 0 | 1.55 | 0 | 0 | 0 | 0 | 0 | 1.55 |  |  | 1 | Manufacturing Biotech | New | Palm Springs-Intl (El Centro for pre-2014) | Any
NG-WtrHt-LrgInst-Gas-gt200kBtuh-0p90Et | DEER2014 | D13 v1.00 | 2013-08-01 | Any | MBT | New | Any | CZ16 | Cap-kBTUh | 292 | 200000 | None | 0 | 0 | 0 | 0 | 0 | 2.06 | 0 | 0 | 0 | 0 | 0 | 2.06 |  |  | 1 | Manufacturing Biotech | New | Blue Canyon (Mount Shasta for pre-2014) | Any
NG-WtrHt-LrgInst-Gas-gt200kBtuh-0p90Et | DEER2014 | D13 v1.00 | 2013-08-01 | Any | MLI | New | Any | CZ01 | Cap-kBTUh | 146 | 100000 | None | 0 | 0 | 0 | 0 | 0 | 2.43 | 0 | 0 | 0 | 0 | 0 | 2.43 |  |  | 1 | Manufacturing Light Industrial | New | Arcata Area | Any
NG-WtrHt-LrgInst-Gas-gt200kBtuh-0p90Et | DEER2014 | D13 v1.00 | 2013-08-01 | Any | MLI | New | Any | CZ02 | Cap-kBTUh | 146 | 100000 | None | 0 | 0 | 0 | 0 | 0 | 2.26 | 0 | 0 | 0 | 0 | 0 | 2.26 |  |  | 1 | Manufacturing Light Industrial | New | Santa Rosa Area | Any
NG-WtrHt-LrgInst-Gas-gt200kBtuh-0p90Et | DEER2014 | D13 v1.00 | 2013-08-01 | Any | MLI | New | Any | CZ03 | Cap-kBTUh | 146 | 100000 | None | 0 | 0 | 0 | 0 | 0 | 2.27 | 0 | 0 | 0 | 0 | 0 | 2.27 |  |  | 1 | Manufacturing Light Industrial | New | Oakland Area | Any
NG-WtrHt-LrgInst-Gas-gt200kBtuh-0p90Et | DEER2014 | D13 v1.00 | 2013-08-01 | Any | MLI | New | Any | CZ04 | Cap-kBTUh | 146 | 100000 | None | 0 | 0 | 0 | 0 | 0 | 2.2 | 0 | 0 | 0 | 0 | 0 | 2.2 |  |  | 1 | Manufacturing Light Industrial | New | San Jose-Reid (Sunnyvale for pre-2014) | Any
NG-WtrHt-LrgInst-Gas-gt200kBtuh-0p90Et | DEER2014 | D13 v1.00 | 2013-08-01 | Any | MLI | New | Any | CZ05 | Cap-kBTUh | 146 | 100000 | None | 0 | 0 | 0 | 0 | 0 | 2.31 | 0 | 0 | 0 | 0 | 0 | 2.31 |  |  | 1 | Manufacturing Light Industrial | New | Santa Maria Area | Any
NG-WtrHt-LrgInst-Gas-gt200kBtuh-0p90Et | DEER2014 | D13 v1.00 | 2013-08-01 | Any | MLI | New | Any | CZ06 | Cap-kBTUh | 146 | 100000 | None | 0 | 0 | 0 | 0 | 0 | 2.15 | 0 | 0 | 0 | 0 | 0 | 2.15 |  |  | 1 | Manufacturing Light Industrial | New | Torrance (Los Angeles for pre-2014) | Any
NG-WtrHt-LrgInst-Gas-gt200kBtuh-0p90Et | DEER2014 | D13 v1.00 | 2013-08-01 | Any | MLI | New | Any | CZ07 | Cap-kBTUh | 146 | 100000 | None | 0 | 0 | 0 | 0 | 0 | 2.12 | 0 | 0 | 0 | 0 | 0 | 2.12 |  |  | 1 | Manufacturing Light Industrial | New | San Diego-Lindbergh | Any
NG-WtrHt-LrgInst-Gas-gt200kBtuh-0p90Et | DEER2014 | D13 v1.00 | 2013-08-01 | Any | MLI | New | Any | CZ08 | Cap-kBTUh | 146 | 100000 | None | 0 | 0 | 0 | 0 | 0 | 2.09 | 0 | 0 | 0 | 0 | 0 | 2.09 |  |  | 1 | Manufacturing Light Industrial | New | Fullerton (El Toro for pre-2014) | Any
NG-WtrHt-LrgInst-Gas-gt200kBtuh-0p90Et | DEER2014 | D13 v1.00 | 2013-08-01 | Any | MLI | New | Any | CZ09 | Cap-kBTUh | 146 | 100000 | None | 0 | 0 | 0 | 0 | 0 | 2.09 | 0 | 0 | 0 | 0 | 0 | 2.09 |  |  | 1 | Manufacturing Light Industrial | New | Burbank-Glendale (Pasadena for pre-2014) | Any
NG-WtrHt-LrgInst-Gas-gt200kBtuh-0p90Et | DEER2014 | D13 v1.00 | 2013-08-01 | Any | MLI | New | Any | CZ10 | Cap-kBTUh | 146 | 100000 | None | 0 | 0 | 0 | 0 | 0 | 2.08 | 0 | 0 | 0 | 0 | 0 | 2.08 |  |  | 1 | Manufacturing Light Industrial | New | Riverside | Any
NG-WtrHt-LrgInst-Gas-gt200kBtuh-0p90Et | DEER2014 | D13 v1.00 | 2013-08-01 | Any | MLI | New | Any | CZ11 | Cap-kBTUh | 146 | 100000 | None | 0 | 0 | 0 | 0 | 0 | 2.11 | 0 | 0 | 0 | 0 | 0 | 2.11 |  |  | 1 | Manufacturing Light Industrial | New | Red Bluff Area | Any
NG-WtrHt-LrgInst-Gas-gt200kBtuh-0p90Et | DEER2014 | D13 v1.00 | 2013-08-01 | Any | MLI | New | Any | CZ12 | Cap-kBTUh | 146 | 100000 | None | 0 | 0 | 0 | 0 | 0 | 2.17 | 0 | 0 | 0 | 0 | 0 | 2.17 |  |  | 1 | Manufacturing Light Industrial | New | Sacramento Area | Any
NG-WtrHt-LrgInst-Gas-gt200kBtuh-0p90Et | DEER2014 | D13 v1.00 | 2013-08-01 | Any | MLI | New | Any | CZ13 | Cap-kBTUh | 146 | 100000 | None | 0 | 0 | 0 | 0 | 0 | 2.08 | 0 | 0 | 0 | 0 | 0 | 2.08 |  |  | 1 | Manufacturing Light Industrial | New | Fresno Area | Any
NG-WtrHt-LrgInst-Gas-gt200kBtuh-0p90Et | DEER2014 | D13 v1.00 | 2013-08-01 | Any | MLI | New | Any | CZ14 | Cap-kBTUh | 146 | 100000 | None | 0 | 0 | 0 | 0 | 0 | 2.12 | 0 | 0 | 0 | 0 | 0 | 2.12 |  |  | 1 | Manufacturing Light Industrial | New | Palmdale (China Lake for pre-2014) | Any
NG-WtrHt-LrgInst-Gas-gt200kBtuh-0p90Et | DEER2014 | D13 v1.00 | 2013-08-01 | Any | MLI | New | Any | CZ15 | Cap-kBTUh | 146 | 100000 | None | 0 | 0 | 0 | 0 | 0 | 1.79 | 0 | 0 | 0 | 0 | 0 | 1.79 |  |  | 1 | Manufacturing Light Industrial | New | Palm Springs-Intl (El Centro for pre-2014) | Any
NG-WtrHt-LrgInst-Gas-gt200kBtuh-0p90Et | DEER2014 | D13 v1.00 | 2013-08-01 | Any | MLI | New | Any | CZ16 | Cap-kBTUh | 146 | 100000 | None | 0 | 0 | 0 | 0 | 0 | 2.41 | 0 | 0 | 0 | 0 | 0 | 2.41 |  |  | 1 | Manufacturing Light Industrial | New | Blue Canyon (Mount Shasta for pre-2014) | Any
NG-WtrHt-LrgInst-Gas-gt200kBtuh-0p90Et | DEER2014 | D13 v1.00 | 2013-08-01 | Any | Mtl | New | Any | CZ01 | Cap-kBTUh | 118 | 60000 | None | 0 | 0 | 0 | 0 | 0 | 2.01 | 0 | 0 | 0 | 0 | 0 | 2.01 |  |  | 1 | Lodging - Motel | New | Arcata Area | Any
NG-WtrHt-LrgInst-Gas-gt200kBtuh-0p90Et | DEER2014 | D13 v1.00 | 2013-08-01 | Any | Mtl | New | Any | CZ02 | Cap-kBTUh | 118 | 60000 | None | 0 | 0 | 0 | 0 | 0 | 1.89 | 0 | 0 | 0 | 0 | 0 | 1.89 |  |  | 1 | Lodging - Motel | New | Santa Rosa Area | Any
NG-WtrHt-LrgInst-Gas-gt200kBtuh-0p90Et | DEER2014 | D13 v1.00 | 2013-08-01 | Any | Mtl | New | Any | CZ03 | Cap-kBTUh | 118 | 60000 | None | 0 | 0 | 0 | 0 | 0 | 1.89 | 0 | 0 | 0 | 0 | 0 | 1.89 |  |  | 1 | Lodging - Motel | New | Oakland Area | Any
NG-WtrHt-LrgInst-Gas-gt200kBtuh-0p90Et | DEER2014 | D13 v1.00 | 2013-08-01 | Any | Mtl | New | Any | CZ04 | Cap-kBTUh | 118 | 60000 | None | 0 | 0 | 0 | 0 | 0 | 1.84 | 0 | 0 | 0 | 0 | 0 | 1.84 |  |  | 1 | Lodging - Motel | New | San Jose-Reid (Sunnyvale for pre-2014) | Any
NG-WtrHt-LrgInst-Gas-gt200kBtuh-0p90Et | DEER2014 | D13 v1.00 | 2013-08-01 | Any | Mtl | New | Any | CZ05 | Cap-kBTUh | 118 | 60000 | None | 0 | 0 | 0 | 0 | 0 | 1.92 | 0 | 0 | 0 | 0 | 0 | 1.92 |  |  | 1 | Lodging - Motel | New | Santa Maria Area | Any
NG-WtrHt-LrgInst-Gas-gt200kBtuh-0p90Et | DEER2014 | D13 v1.00 | 2013-08-01 | Any | Mtl | New | Any | CZ06 | Cap-kBTUh | 118 | 60000 | None | 0 | 0 | 0 | 0 | 0 | 1.8 | 0 | 0 | 0 | 0 | 0 | 1.8 |  |  | 1 | Lodging - Motel | New | Torrance (Los Angeles for pre-2014) | Any
NG-WtrHt-LrgInst-Gas-gt200kBtuh-0p90Et | DEER2014 | D13 v1.00 | 2013-08-01 | Any | Mtl | New | Any | CZ07 | Cap-kBTUh | 118 | 60000 | None | 0 | 0 | 0 | 0 | 0 | 1.78 | 0 | 0 | 0 | 0 | 0 | 1.78 |  |  | 1 | Lodging - Motel | New | San Diego-Lindbergh | Any
NG-WtrHt-LrgInst-Gas-gt200kBtuh-0p90Et | DEER2014 | D13 v1.00 | 2013-08-01 | Any | Mtl | New | Any | CZ08 | Cap-kBTUh | 118 | 60000 | None | 0 | 0 | 0 | 0 | 0 | 1.76 | 0 | 0 | 0 | 0 | 0 | 1.76 |  |  | 1 | Lodging - Motel | New | Fullerton (El Toro for pre-2014) | Any
NG-WtrHt-LrgInst-Gas-gt200kBtuh-0p90Et | DEER2014 | D13 v1.00 | 2013-08-01 | Any | Mtl | New | Any | CZ09 | Cap-kBTUh | 118 | 60000 | None | 0 | 0 | 0 | 0 | 0 | 1.75 | 0 | 0 | 0 | 0 | 0 | 1.75 |  |  | 1 | Lodging - Motel | New | Burbank-Glendale (Pasadena for pre-2014) | Any
NG-WtrHt-LrgInst-Gas-gt200kBtuh-0p90Et | DEER2014 | D13 v1.00 | 2013-08-01 | Any | Mtl | New | Any | CZ10 | Cap-kBTUh | 118 | 60000 | None | 0 | 0 | 0 | 0 | 0 | 1.75 | 0 | 0 | 0 | 0 | 0 | 1.75 |  |  | 1 | Lodging - Motel | New | Riverside | Any
NG-WtrHt-LrgInst-Gas-gt200kBtuh-0p90Et | DEER2014 | D13 v1.00 | 2013-08-01 | Any | Mtl | New | Any | CZ11 | Cap-kBTUh | 118 | 60000 | None | 0 | 0 | 0 | 0 | 0 | 1.77 | 0 | 0 | 0 | 0 | 0 | 1.77 |  |  | 1 | Lodging - Motel | New | Red Bluff Area | Any
NG-WtrHt-LrgInst-Gas-gt200kBtuh-0p90Et | DEER2014 | D13 v1.00 | 2013-08-01 | Any | Mtl | New | Any | CZ12 | Cap-kBTUh | 118 | 60000 | None | 0 | 0 | 0 | 0 | 0 | 1.82 | 0 | 0 | 0 | 0 | 0 | 1.82 |  |  | 1 | Lodging - Motel | New | Sacramento Area | Any
NG-WtrHt-LrgInst-Gas-gt200kBtuh-0p90Et | DEER2014 | D13 v1.00 | 2013-08-01 | Any | Mtl | New | Any | CZ13 | Cap-kBTUh | 118 | 60000 | None | 0 | 0 | 0 | 0 | 0 | 1.75 | 0 | 0 | 0 | 0 | 0 | 1.75 |  |  | 1 | Lodging - Motel | New | Fresno Area | Any
NG-WtrHt-LrgInst-Gas-gt200kBtuh-0p90Et | DEER2014 | D13 v1.00 | 2013-08-01 | Any | Mtl | New | Any | CZ14 | Cap-kBTUh | 118 | 60000 | None | 0 | 0 | 0 | 0 | 0 | 1.78 | 0 | 0 | 0 | 0 | 0 | 1.78 |  |  | 1 | Lodging - Motel | New | Palmdale (China Lake for pre-2014) | Any
NG-WtrHt-LrgInst-Gas-gt200kBtuh-0p90Et | DEER2014 | D13 v1.00 | 2013-08-01 | Any | Mtl | New | Any | CZ15 | Cap-kBTUh | 118 | 60000 | None | 0 | 0 | 0 | 0 | 0 | 1.52 | 0 | 0 | 0 | 0 | 0 | 1.52 |  |  | 1 | Lodging - Motel | New | Palm Springs-Intl (El Centro for pre-2014) | Any
NG-WtrHt-LrgInst-Gas-gt200kBtuh-0p90Et | DEER2014 | D13 v1.00 | 2013-08-01 | Any | Mtl | New | Any | CZ16 | Cap-kBTUh | 118 | 60000 | None | 0 | 0 | 0 | 0 | 0 | 2 | 0 | 0 | 0 | 0 | 0 | 2 |  |  | 1 | Lodging - Motel | New | Blue Canyon (Mount Shasta for pre-2014) | Any
NG-WtrHt-LrgInst-Gas-gt200kBtuh-0p90Et | DEER2014 | D13 v1.00 | 2013-08-01 | Any | Nrs | New | Any | CZ01 | Cap-kBTUh | 572 | 120000 | None | 0 | 0 | 0 | 0 | 0 | 4.1 | 0 | 0 | 0 | 0 | 0 | 4.1 |  |  | 1 | Health/Medical - Nursing Home | New | Arcata Area | Any
NG-WtrHt-LrgInst-Gas-gt200kBtuh-0p90Et | DEER2014 | D13 v1.00 | 2013-08-01 | Any | Nrs | New | Any | CZ02 | Cap-kBTUh | 572 | 120000 | None | 0 | 0 | 0 | 0 | 0 | 3.82 | 0 | 0 | 0 | 0 | 0 | 3.82 |  |  | 1 | Health/Medical - Nursing Home | New | Santa Rosa Area | Any
NG-WtrHt-LrgInst-Gas-gt200kBtuh-0p90Et | DEER2014 | D13 v1.00 | 2013-08-01 | Any | Nrs | New | Any | CZ03 | Cap-kBTUh | 572 | 120000 | None | 0 | 0 | 0 | 0 | 0 | 3.84 | 0 | 0 | 0 | 0 | 0 | 3.84 |  |  | 1 | Health/Medical - Nursing Home | New | Oakland Area | Any
NG-WtrHt-LrgInst-Gas-gt200kBtuh-0p90Et | DEER2014 | D13 v1.00 | 2013-08-01 | Any | Nrs | New | Any | CZ04 | Cap-kBTUh | 572 | 120000 | None | 0 | 0 | 0 | 0 | 0 | 3.72 | 0 | 0 | 0 | 0 | 0 | 3.72 |  |  | 1 | Health/Medical - Nursing Home | New | San Jose-Reid (Sunnyvale for pre-2014) | Any
NG-WtrHt-LrgInst-Gas-gt200kBtuh-0p90Et | DEER2014 | D13 v1.00 | 2013-08-01 | Any | Nrs | New | Any | CZ05 | Cap-kBTUh | 572 | 120000 | None | 0 | 0 | 0 | 0 | 0 | 3.89 | 0 | 0 | 0 | 0 | 0 | 3.89 |  |  | 1 | Health/Medical - Nursing Home | New | Santa Maria Area | Any
NG-WtrHt-LrgInst-Gas-gt200kBtuh-0p90Et | DEER2014 | D13 v1.00 | 2013-08-01 | Any | Nrs | New | Any | CZ06 | Cap-kBTUh | 572 | 120000 | None | 0 | 0 | 0 | 0 | 0 | 3.62 | 0 | 0 | 0 | 0 | 0 | 3.62 |  |  | 1 | Health/Medical - Nursing Home | New | Torrance (Los Angeles for pre-2014) | Any
NG-WtrHt-LrgInst-Gas-gt200kBtuh-0p90Et | DEER2014 | D13 v1.00 | 2013-08-01 | Any | Nrs | New | Any | CZ07 | Cap-kBTUh | 572 | 120000 | None | 0 | 0 | 0 | 0 | 0 | 3.59 | 0 | 0 | 0 | 0 | 0 | 3.59 |  |  | 1 | Health/Medical - Nursing Home | New | San Diego-Lindbergh | Any
NG-WtrHt-LrgInst-Gas-gt200kBtuh-0p90Et | DEER2014 | D13 v1.00 | 2013-08-01 | Any | Nrs | New | Any | CZ08 | Cap-kBTUh | 572 | 120000 | None | 0 | 0 | 0 | 0 | 0 | 3.53 | 0 | 0 | 0 | 0 | 0 | 3.53 |  |  | 1 | Health/Medical - Nursing Home | New | Fullerton (El Toro for pre-2014) | Any
NG-WtrHt-LrgInst-Gas-gt200kBtuh-0p90Et | DEER2014 | D13 v1.00 | 2013-08-01 | Any | Nrs | New | Any | CZ09 | Cap-kBTUh | 572 | 120000 | None | 0 | 0 | 0 | 0 | 0 | 3.53 | 0 | 0 | 0 | 0 | 0 | 3.53 |  |  | 1 | Health/Medical - Nursing Home | New | Burbank-Glendale (Pasadena for pre-2014) | Any
NG-WtrHt-LrgInst-Gas-gt200kBtuh-0p90Et | DEER2014 | D13 v1.00 | 2013-08-01 | Any | Nrs | New | Any | CZ10 | Cap-kBTUh | 572 | 120000 | None | 0 | 0 | 0 | 0 | 0 | 3.51 | 0 | 0 | 0 | 0 | 0 | 3.51 |  |  | 1 | Health/Medical - Nursing Home | New | Riverside | Any
NG-WtrHt-LrgInst-Gas-gt200kBtuh-0p90Et | DEER2014 | D13 v1.00 | 2013-08-01 | Any | Nrs | New | Any | CZ11 | Cap-kBTUh | 572 | 120000 | None | 0 | 0 | 0 | 0 | 0 | 3.56 | 0 | 0 | 0 | 0 | 0 | 3.56 |  |  | 1 | Health/Medical - Nursing Home | New | Red Bluff Area | Any
NG-WtrHt-LrgInst-Gas-gt200kBtuh-0p90Et | DEER2014 | D13 v1.00 | 2013-08-01 | Any | Nrs | New | Any | CZ12 | Cap-kBTUh | 572 | 120000 | None | 0 | 0 | 0 | 0 | 0 | 3.66 | 0 | 0 | 0 | 0 | 0 | 3.66 |  |  | 1 | Health/Medical - Nursing Home | New | Sacramento Area | Any
NG-WtrHt-LrgInst-Gas-gt200kBtuh-0p90Et | DEER2014 | D13 v1.00 | 2013-08-01 | Any | Nrs | New | Any | CZ13 | Cap-kBTUh | 572 | 120000 | None | 0 | 0 | 0 | 0 | 0 | 3.52 | 0 | 0 | 0 | 0 | 0 | 3.52 |  |  | 1 | Health/Medical - Nursing Home | New | Fresno Area | Any
NG-WtrHt-LrgInst-Gas-gt200kBtuh-0p90Et | DEER2014 | D13 v1.00 | 2013-08-01 | Any | Nrs | New | Any | CZ14 | Cap-kBTUh | 572 | 120000 | None | 0 | 0 | 0 | 0 | 0 | 3.58 | 0 | 0 | 0 | 0 | 0 | 3.58 |  |  | 1 | Health/Medical - Nursing Home | New | Palmdale (China Lake for pre-2014) | Any
NG-WtrHt-LrgInst-Gas-gt200kBtuh-0p90Et | DEER2014 | D13 v1.00 | 2013-08-01 | Any | Nrs | New | Any | CZ15 | Cap-kBTUh | 572 | 120000 | None | 0 | 0 | 0 | 0 | 0 | 3 | 0 | 0 | 0 | 0 | 0 | 3 |  |  | 1 | Health/Medical - Nursing Home | New | Palm Springs-Intl (El Centro for pre-2014) | Any
NG-WtrHt-LrgInst-Gas-gt200kBtuh-0p90Et | DEER2014 | D13 v1.00 | 2013-08-01 | Any | Nrs | New | Any | CZ16 | Cap-kBTUh | 572 | 120000 | None | 0 | 0 | 0 | 0 | 0 | 4.08 | 0 | 0 | 0 | 0 | 0 | 4.08 |  |  | 1 | Health/Medical - Nursing Home | New | Blue Canyon (Mount Shasta for pre-2014) | Any
NG-WtrHt-LrgInst-Gas-gt200kBtuh-0p90Et | DEER2014 | D13 v1.00 | 2013-08-01 | Any | OfL | New | Any | CZ01 | Cap-kBTUh | 146 | 175000 | None | 0 | 0 | 0 | 0 | 0 | 2.87 | 0 | 0 | 0 | 0 | 0 | 2.87 |  |  | 1 | Office - Large | New | Arcata Area | Any
NG-WtrHt-LrgInst-Gas-gt200kBtuh-0p90Et | DEER2014 | D13 v1.00 | 2013-08-01 | Any | OfL | New | Any | CZ02 | Cap-kBTUh | 146 | 175000 | None | 0 | 0 | 0 | 0 | 0 | 2.69 | 0 | 0 | 0 | 0 | 0 | 2.69 |  |  | 1 | Office - Large | New | Santa Rosa Area | Any
NG-WtrHt-LrgInst-Gas-gt200kBtuh-0p90Et | DEER2014 | D13 v1.00 | 2013-08-01 | Any | OfL | New | Any | CZ03 | Cap-kBTUh | 146 | 175000 | None | 0 | 0 | 0 | 0 | 0 | 2.69 | 0 | 0 | 0 | 0 | 0 | 2.69 |  |  | 1 | Office - Large | New | Oakland Area | Any
NG-WtrHt-LrgInst-Gas-gt200kBtuh-0p90Et | DEER2014 | D13 v1.00 | 2013-08-01 | Any | OfL | New | Any | CZ04 | Cap-kBTUh | 146 | 175000 | None | 0 | 0 | 0 | 0 | 0 | 2.62 | 0 | 0 | 0 | 0 | 0 | 2.62 |  |  | 1 | Office - Large | New | San Jose-Reid (Sunnyvale for pre-2014) | Any
NG-WtrHt-LrgInst-Gas-gt200kBtuh-0p90Et | DEER2014 | D13 v1.00 | 2013-08-01 | Any | OfL | New | Any | CZ05 | Cap-kBTUh | 146 | 175000 | None | 0 | 0 | 0 | 0 | 0 | 2.73 | 0 | 0 | 0 | 0 | 0 | 2.73 |  |  | 1 | Office - Large | New | Santa Maria Area | Any
NG-WtrHt-LrgInst-Gas-gt200kBtuh-0p90Et | DEER2014 | D13 v1.00 | 2013-08-01 | Any | OfL | New | Any | CZ06 | Cap-kBTUh | 146 | 175000 | None | 0 | 0 | 0 | 0 | 0 | 2.55 | 0 | 0 | 0 | 0 | 0 | 2.55 |  |  | 1 | Office - Large | New | Torrance (Los Angeles for pre-2014) | Any
NG-WtrHt-LrgInst-Gas-gt200kBtuh-0p90Et | DEER2014 | D13 v1.00 | 2013-08-01 | Any | OfL | New | Any | CZ07 | Cap-kBTUh | 146 | 175000 | None | 0 | 0 | 0 | 0 | 0 | 2.53 | 0 | 0 | 0 | 0 | 0 | 2.53 |  |  | 1 | Office - Large | New | San Diego-Lindbergh | Any
NG-WtrHt-LrgInst-Gas-gt200kBtuh-0p90Et | DEER2014 | D13 v1.00 | 2013-08-01 | Any | OfL | New | Any | CZ08 | Cap-kBTUh | 146 | 175000 | None | 0 | 0 | 0 | 0 | 0 | 2.49 | 0 | 0 | 0 | 0 | 0 | 2.49 |  |  | 1 | Office - Large | New | Fullerton (El Toro for pre-2014) | Any
NG-WtrHt-LrgInst-Gas-gt200kBtuh-0p90Et | DEER2014 | D13 v1.00 | 2013-08-01 | Any | OfL | New | Any | CZ09 | Cap-kBTUh | 146 | 175000 | None | 0 | 0 | 0 | 0 | 0 | 2.49 | 0 | 0 | 0 | 0 | 0 | 2.49 |  |  | 1 | Office - Large | New | Burbank-Glendale (Pasadena for pre-2014) | Any
NG-WtrHt-LrgInst-Gas-gt200kBtuh-0p90Et | DEER2014 | D13 v1.00 | 2013-08-01 | Any | OfL | New | Any | CZ10 | Cap-kBTUh | 146 | 175000 | None | 0 | 0 | 0 | 0 | 0 | 2.48 | 0 | 0 | 0 | 0 | 0 | 2.48 |  |  | 1 | Office - Large | New | Riverside | Any
NG-WtrHt-LrgInst-Gas-gt200kBtuh-0p90Et | DEER2014 | D13 v1.00 | 2013-08-01 | Any | OfL | New | Any | CZ11 | Cap-kBTUh | 146 | 175000 | None | 0 | 0 | 0 | 0 | 0 | 2.51 | 0 | 0 | 0 | 0 | 0 | 2.51 |  |  | 1 | Office - Large | New | Red Bluff Area | Any
NG-WtrHt-LrgInst-Gas-gt200kBtuh-0p90Et | DEER2014 | D13 v1.00 | 2013-08-01 | Any | OfL | New | Any | CZ12 | Cap-kBTUh | 146 | 175000 | None | 0 | 0 | 0 | 0 | 0 | 2.58 | 0 | 0 | 0 | 0 | 0 | 2.58 |  |  | 1 | Office - Large | New | Sacramento Area | Any
NG-WtrHt-LrgInst-Gas-gt200kBtuh-0p90Et | DEER2014 | D13 v1.00 | 2013-08-01 | Any | OfL | New | Any | CZ13 | Cap-kBTUh | 146 | 175000 | None | 0 | 0 | 0 | 0 | 0 | 2.48 | 0 | 0 | 0 | 0 | 0 | 2.48 |  |  | 1 | Office - Large | New | Fresno Area | Any
NG-WtrHt-LrgInst-Gas-gt200kBtuh-0p90Et | DEER2014 | D13 v1.00 | 2013-08-01 | Any | OfL | New | Any | CZ14 | Cap-kBTUh | 146 | 175000 | None | 0 | 0 | 0 | 0 | 0 | 2.52 | 0 | 0 | 0 | 0 | 0 | 2.52 |  |  | 1 | Office - Large | New | Palmdale (China Lake for pre-2014) | Any
NG-WtrHt-LrgInst-Gas-gt200kBtuh-0p90Et | DEER2014 | D13 v1.00 | 2013-08-01 | Any | OfL | New | Any | CZ15 | Cap-kBTUh | 146 | 175000 | None | 0 | 0 | 0 | 0 | 0 | 2.13 | 0 | 0 | 0 | 0 | 0 | 2.13 |  |  | 1 | Office - Large | New | Palm Springs-Intl (El Centro for pre-2014) | Any
NG-WtrHt-LrgInst-Gas-gt200kBtuh-0p90Et | DEER2014 | D13 v1.00 | 2013-08-01 | Any | OfL | New | Any | CZ16 | Cap-kBTUh | 146 | 175000 | None | 0 | 0 | 0 | 0 | 0 | 2.86 | 0 | 0 | 0 | 0 | 0 | 2.86 |  |  | 1 | Office - Large | New | Blue Canyon (Mount Shasta for pre-2014) | Any
NG-WtrHt-LrgInst-Gas-gt200kBtuh-0p90Et | DEER2014 | D13 v1.00 | 2013-08-01 | Any | OfS | New | Any | CZ01 | Cap-kBTUh | 43.7 | 10000 | None | 0 | 0 | 0 | 0 | 0 | 0.794 | 0 | 0 | 0 | 0 | 0 | 0.794 |  |  | 1 | Office - Small | New | Arcata Area | Any
NG-WtrHt-LrgInst-Gas-gt200kBtuh-0p90Et | DEER2014 | D13 v1.00 | 2013-08-01 | Any | OfS | New | Any | CZ02 | Cap-kBTUh | 43.7 | 10000 | None | 0 | 0 | 0 | 0 | 0 | 0.754 | 0 | 0 | 0 | 0 | 0 | 0.754 |  |  | 1 | Office - Small | New | Santa Rosa Area | Any
NG-WtrHt-LrgInst-Gas-gt200kBtuh-0p90Et | DEER2014 | D13 v1.00 | 2013-08-01 | Any | OfS | New | Any | CZ03 | Cap-kBTUh | 43.7 | 10000 | None | 0 | 0 | 0 | 0 | 0 | 0.759 | 0 | 0 | 0 | 0 | 0 | 0.759 |  |  | 1 | Office - Small | New | Oakland Area | Any
NG-WtrHt-LrgInst-Gas-gt200kBtuh-0p90Et | DEER2014 | D13 v1.00 | 2013-08-01 | Any | OfS | New | Any | CZ04 | Cap-kBTUh | 43.7 | 10000 | None | 0 | 0 | 0 | 0 | 0 | 0.742 | 0 | 0 | 0 | 0 | 0 | 0.742 |  |  | 1 | Office - Small | New | San Jose-Reid (Sunnyvale for pre-2014) | Any
NG-WtrHt-LrgInst-Gas-gt200kBtuh-0p90Et | DEER2014 | D13 v1.00 | 2013-08-01 | Any | OfS | New | Any | CZ05 | Cap-kBTUh | 43.7 | 10000 | None | 0 | 0 | 0 | 0 | 0 | 0.766 | 0 | 0 | 0 | 0 | 0 | 0.766 |  |  | 1 | Office - Small | New | Santa Maria Area | Any
NG-WtrHt-LrgInst-Gas-gt200kBtuh-0p90Et | DEER2014 | D13 v1.00 | 2013-08-01 | Any | OfS | New | Any | CZ06 | Cap-kBTUh | 43.7 | 10000 | None | 0 | 0 | 0 | 0 | 0 | 0.728 | 0 | 0 | 0 | 0 | 0 | 0.728 |  |  | 1 | Office - Small | New | Torrance (Los Angeles for pre-2014) | Any
NG-WtrHt-LrgInst-Gas-gt200kBtuh-0p90Et | DEER2014 | D13 v1.00 | 2013-08-01 | Any | OfS | New | Any | CZ07 | Cap-kBTUh | 43.7 | 10000 | None | 0 | 0 | 0 | 0 | 0 | 0.721 | 0 | 0 | 0 | 0 | 0 | 0.721 |  |  | 1 | Office - Small | New | San Diego-Lindbergh | Any
NG-WtrHt-LrgInst-Gas-gt200kBtuh-0p90Et | DEER2014 | D13 v1.00 | 2013-08-01 | Any | OfS | New | Any | CZ08 | Cap-kBTUh | 43.7 | 10000 | None | 0 | 0 | 0 | 0 | 0 | 0.716 | 0 | 0 | 0 | 0 | 0 | 0.716 |  |  | 1 | Office - Small | New | Fullerton (El Toro for pre-2014) | Any
NG-WtrHt-LrgInst-Gas-gt200kBtuh-0p90Et | DEER2014 | D13 v1.00 | 2013-08-01 | Any | OfS | New | Any | CZ09 | Cap-kBTUh | 43.7 | 10000 | None | 0 | 0 | 0 | 0 | 0 | 0.715 | 0 | 0 | 0 | 0 | 0 | 0.715 |  |  | 1 | Office - Small | New | Burbank-Glendale (Pasadena for pre-2014) | Any
NG-WtrHt-LrgInst-Gas-gt200kBtuh-0p90Et | DEER2014 | D13 v1.00 | 2013-08-01 | Any | OfS | New | Any | CZ10 | Cap-kBTUh | 43.7 | 10000 | None | 0 | 0 | 0 | 0 | 0 | 0.712 | 0 | 0 | 0 | 0 | 0 | 0.712 |  |  | 1 | Office - Small | New | Riverside | Any
NG-WtrHt-LrgInst-Gas-gt200kBtuh-0p90Et | DEER2014 | D13 v1.00 | 2013-08-01 | Any | OfS | New | Any | CZ11 | Cap-kBTUh | 43.7 | 10000 | None | 0 | 0 | 0 | 0 | 0 | 0.718 | 0 | 0 | 0 | 0 | 0 | 0.718 |  |  | 1 | Office - Small | New | Red Bluff Area | Any
NG-WtrHt-LrgInst-Gas-gt200kBtuh-0p90Et | DEER2014 | D13 v1.00 | 2013-08-01 | Any | OfS | New | Any | CZ12 | Cap-kBTUh | 43.7 | 10000 | None | 0 | 0 | 0 | 0 | 0 | 0.733 | 0 | 0 | 0 | 0 | 0 | 0.733 |  |  | 1 | Office - Small | New | Sacramento Area | Any
NG-WtrHt-LrgInst-Gas-gt200kBtuh-0p90Et | DEER2014 | D13 v1.00 | 2013-08-01 | Any | OfS | New | Any | CZ13 | Cap-kBTUh | 43.7 | 10000 | None | 0 | 0 | 0 | 0 | 0 | 0.713 | 0 | 0 | 0 | 0 | 0 | 0.713 |  |  | 1 | Office - Small | New | Fresno Area | Any
NG-WtrHt-LrgInst-Gas-gt200kBtuh-0p90Et | DEER2014 | D13 v1.00 | 2013-08-01 | Any | OfS | New | Any | CZ14 | Cap-kBTUh | 43.7 | 10000 | None | 0 | 0 | 0 | 0 | 0 | 0.721 | 0 | 0 | 0 | 0 | 0 | 0.721 |  |  | 1 | Office - Small | New | Palmdale (China Lake for pre-2014) | Any
NG-WtrHt-LrgInst-Gas-gt200kBtuh-0p90Et | DEER2014 | D13 v1.00 | 2013-08-01 | Any | OfS | New | Any | CZ15 | Cap-kBTUh | 43.7 | 10000 | None | 0 | 0 | 0 | 0 | 0 | 0.642 | 0 | 0 | 0 | 0 | 0 | 0.642 |  |  | 1 | Office - Small | New | Palm Springs-Intl (El Centro for pre-2014) | Any
NG-WtrHt-LrgInst-Gas-gt200kBtuh-0p90Et | DEER2014 | D13 v1.00 | 2013-08-01 | Any | OfS | New | Any | CZ16 | Cap-kBTUh | 43.7 | 10000 | None | 0 | 0 | 0 | 0 | 0 | 0.788 | 0 | 0 | 0 | 0 | 0 | 0.788 |  |  | 1 | Office - Small | New | Blue Canyon (Mount Shasta for pre-2014) | Any
NG-WtrHt-LrgInst-Gas-gt200kBtuh-0p90Et | DEER2014 | D13 v1.00 | 2013-08-01 | Any | RFF | New | Any | CZ01 | Cap-kBTUh | 87.5 | 4000 | None | 0 | 0 | 0 | 0 | 0 | 1.8 | 0 | 0 | 0 | 0 | 0 | 1.8 |  |  | 1 | Restaurant - Fast-Food | New | Arcata Area | Any
NG-WtrHt-LrgInst-Gas-gt200kBtuh-0p90Et | DEER2014 | D13 v1.00 | 2013-08-01 | Any | RFF | New | Any | CZ02 | Cap-kBTUh | 87.5 | 4000 | None | 0 | 0 | 0 | 0 | 0 | 1.68 | 0 | 0 | 0 | 0 | 0 | 1.68 |  |  | 1 | Restaurant - Fast-Food | New | Santa Rosa Area | Any
NG-WtrHt-LrgInst-Gas-gt200kBtuh-0p90Et | DEER2014 | D13 v1.00 | 2013-08-01 | Any | RFF | New | Any | CZ03 | Cap-kBTUh | 87.5 | 4000 | None | 0 | 0 | 0 | 0 | 0 | 1.69 | 0 | 0 | 0 | 0 | 0 | 1.69 |  |  | 1 | Restaurant - Fast-Food | New | Oakland Area | Any
NG-WtrHt-LrgInst-Gas-gt200kBtuh-0p90Et | DEER2014 | D13 v1.00 | 2013-08-01 | Any | RFF | New | Any | CZ04 | Cap-kBTUh | 87.5 | 4000 | None | 0 | 0 | 0 | 0 | 0 | 1.64 | 0 | 0 | 0 | 0 | 0 | 1.64 |  |  | 1 | Restaurant - Fast-Food | New | San Jose-Reid (Sunnyvale for pre-2014) | Any
NG-WtrHt-LrgInst-Gas-gt200kBtuh-0p90Et | DEER2014 | D13 v1.00 | 2013-08-01 | Any | RFF | New | Any | CZ05 | Cap-kBTUh | 87.5 | 4000 | None | 0 | 0 | 0 | 0 | 0 | 1.71 | 0 | 0 | 0 | 0 | 0 | 1.71 |  |  | 1 | Restaurant - Fast-Food | New | Santa Maria Area | Any
NG-WtrHt-LrgInst-Gas-gt200kBtuh-0p90Et | DEER2014 | D13 v1.00 | 2013-08-01 | Any | RFF | New | Any | CZ06 | Cap-kBTUh | 87.5 | 4000 | None | 0 | 0 | 0 | 0 | 0 | 1.6 | 0 | 0 | 0 | 0 | 0 | 1.6 |  |  | 1 | Restaurant - Fast-Food | New | Torrance (Los Angeles for pre-2014) | Any
NG-WtrHt-LrgInst-Gas-gt200kBtuh-0p90Et | DEER2014 | D13 v1.00 | 2013-08-01 | Any | RFF | New | Any | CZ07 | Cap-kBTUh | 87.5 | 4000 | None | 0 | 0 | 0 | 0 | 0 | 1.59 | 0 | 0 | 0 | 0 | 0 | 1.59 |  |  | 1 | Restaurant - Fast-Food | New | San Diego-Lindbergh | Any
NG-WtrHt-LrgInst-Gas-gt200kBtuh-0p90Et | DEER2014 | D13 v1.00 | 2013-08-01 | Any | RFF | New | Any | CZ08 | Cap-kBTUh | 87.5 | 4000 | None | 0 | 0 | 0 | 0 | 0 | 1.56 | 0 | 0 | 0 | 0 | 0 | 1.56 |  |  | 1 | Restaurant - Fast-Food | New | Fullerton (El Toro for pre-2014) | Any
NG-WtrHt-LrgInst-Gas-gt200kBtuh-0p90Et | DEER2014 | D13 v1.00 | 2013-08-01 | Any | RFF | New | Any | CZ09 | Cap-kBTUh | 87.5 | 4000 | None | 0 | 0 | 0 | 0 | 0 | 1.56 | 0 | 0 | 0 | 0 | 0 | 1.56 |  |  | 1 | Restaurant - Fast-Food | New | Burbank-Glendale (Pasadena for pre-2014) | Any
NG-WtrHt-LrgInst-Gas-gt200kBtuh-0p90Et | DEER2014 | D13 v1.00 | 2013-08-01 | Any | RFF | New | Any | CZ10 | Cap-kBTUh | 87.5 | 4000 | None | 0 | 0 | 0 | 0 | 0 | 1.56 | 0 | 0 | 0 | 0 | 0 | 1.56 |  |  | 1 | Restaurant - Fast-Food | New | Riverside | Any
NG-WtrHt-LrgInst-Gas-gt200kBtuh-0p90Et | DEER2014 | D13 v1.00 | 2013-08-01 | Any | RFF | New | Any | CZ11 | Cap-kBTUh | 87.5 | 4000 | None | 0 | 0 | 0 | 0 | 0 | 1.58 | 0 | 0 | 0 | 0 | 0 | 1.58 |  |  | 1 | Restaurant - Fast-Food | New | Red Bluff Area | Any
NG-WtrHt-LrgInst-Gas-gt200kBtuh-0p90Et | DEER2014 | D13 v1.00 | 2013-08-01 | Any | RFF | New | Any | CZ12 | Cap-kBTUh | 87.5 | 4000 | None | 0 | 0 | 0 | 0 | 0 | 1.62 | 0 | 0 | 0 | 0 | 0 | 1.62 |  |  | 1 | Restaurant - Fast-Food | New | Sacramento Area | Any
NG-WtrHt-LrgInst-Gas-gt200kBtuh-0p90Et | DEER2014 | D13 v1.00 | 2013-08-01 | Any | RFF | New | Any | CZ13 | Cap-kBTUh | 87.5 | 4000 | None | 0 | 0 | 0 | 0 | 0 | 1.56 | 0 | 0 | 0 | 0 | 0 | 1.56 |  |  | 1 | Restaurant - Fast-Food | New | Fresno Area | Any
NG-WtrHt-LrgInst-Gas-gt200kBtuh-0p90Et | DEER2014 | D13 v1.00 | 2013-08-01 | Any | RFF | New | Any | CZ14 | Cap-kBTUh | 87.5 | 4000 | None | 0 | 0 | 0 | 0 | 0 | 1.59 | 0 | 0 | 0 | 0 | 0 | 1.59 |  |  | 1 | Restaurant - Fast-Food | New | Palmdale (China Lake for pre-2014) | Any
NG-WtrHt-LrgInst-Gas-gt200kBtuh-0p90Et | DEER2014 | D13 v1.00 | 2013-08-01 | Any | RFF | New | Any | CZ15 | Cap-kBTUh | 87.5 | 4000 | None | 0 | 0 | 0 | 0 | 0 | 1.35 | 0 | 0 | 0 | 0 | 0 | 1.35 |  |  | 1 | Restaurant - Fast-Food | New | Palm Springs-Intl (El Centro for pre-2014) | Any
NG-WtrHt-LrgInst-Gas-gt200kBtuh-0p90Et | DEER2014 | D13 v1.00 | 2013-08-01 | Any | RFF | New | Any | CZ16 | Cap-kBTUh | 87.5 | 4000 | None | 0 | 0 | 0 | 0 | 0 | 1.79 | 0 | 0 | 0 | 0 | 0 | 1.79 |  |  | 1 | Restaurant - Fast-Food | New | Blue Canyon (Mount Shasta for pre-2014) | Any
NG-WtrHt-LrgInst-Gas-gt200kBtuh-0p90Et | DEER2014 | D13 v1.00 | 2013-08-01 | Any | RSD | New | Any | CZ01 | Cap-kBTUh | 90.9 | 11200 | None | 0 | 0 | 0 | 0 | 0 | 2.89 | 0 | 0 | 0 | 0 | 0 | 2.89 |  |  | 1 | Restaurant - Sit-Down | New | Arcata Area | Any
NG-WtrHt-LrgInst-Gas-gt200kBtuh-0p90Et | DEER2014 | D13 v1.00 | 2013-08-01 | Any | RSD | New | Any | CZ02 | Cap-kBTUh | 90.9 | 11200 | None | 0 | 0 | 0 | 0 | 0 | 2.7 | 0 | 0 | 0 | 0 | 0 | 2.7 |  |  | 1 | Restaurant - Sit-Down | New | Santa Rosa Area | Any
NG-WtrHt-LrgInst-Gas-gt200kBtuh-0p90Et | DEER2014 | D13 v1.00 | 2013-08-01 | Any | RSD | New | Any | CZ03 | Cap-kBTUh | 90.9 | 11200 | None | 0 | 0 | 0 | 0 | 0 | 2.71 | 0 | 0 | 0 | 0 | 0 | 2.71 |  |  | 1 | Restaurant - Sit-Down | New | Oakland Area | Any
NG-WtrHt-LrgInst-Gas-gt200kBtuh-0p90Et | DEER2014 | D13 v1.00 | 2013-08-01 | Any | RSD | New | Any | CZ04 | Cap-kBTUh | 90.9 | 11200 | None | 0 | 0 | 0 | 0 | 0 | 2.63 | 0 | 0 | 0 | 0 | 0 | 2.63 |  |  | 1 | Restaurant - Sit-Down | New | San Jose-Reid (Sunnyvale for pre-2014) | Any
NG-WtrHt-LrgInst-Gas-gt200kBtuh-0p90Et | DEER2014 | D13 v1.00 | 2013-08-01 | Any | RSD | New | Any | CZ05 | Cap-kBTUh | 90.9 | 11200 | None | 0 | 0 | 0 | 0 | 0 | 2.75 | 0 | 0 | 0 | 0 | 0 | 2.75 |  |  | 1 | Restaurant - Sit-Down | New | Santa Maria Area | Any
NG-WtrHt-LrgInst-Gas-gt200kBtuh-0p90Et | DEER2014 | D13 v1.00 | 2013-08-01 | Any | RSD | New | Any | CZ06 | Cap-kBTUh | 90.9 | 11200 | None | 0 | 0 | 0 | 0 | 0 | 2.56 | 0 | 0 | 0 | 0 | 0 | 2.56 |  |  | 1 | Restaurant - Sit-Down | New | Torrance (Los Angeles for pre-2014) | Any
NG-WtrHt-LrgInst-Gas-gt200kBtuh-0p90Et | DEER2014 | D13 v1.00 | 2013-08-01 | Any | RSD | New | Any | CZ07 | Cap-kBTUh | 90.9 | 11200 | None | 0 | 0 | 0 | 0 | 0 | 2.54 | 0 | 0 | 0 | 0 | 0 | 2.54 |  |  | 1 | Restaurant - Sit-Down | New | San Diego-Lindbergh | Any
NG-WtrHt-LrgInst-Gas-gt200kBtuh-0p90Et | DEER2014 | D13 v1.00 | 2013-08-01 | Any | RSD | New | Any | CZ08 | Cap-kBTUh | 90.9 | 11200 | None | 0 | 0 | 0 | 0 | 0 | 2.5 | 0 | 0 | 0 | 0 | 0 | 2.5 |  |  | 1 | Restaurant - Sit-Down | New | Fullerton (El Toro for pre-2014) | Any
NG-WtrHt-LrgInst-Gas-gt200kBtuh-0p90Et | DEER2014 | D13 v1.00 | 2013-08-01 | Any | RSD | New | Any | CZ09 | Cap-kBTUh | 90.9 | 11200 | None | 0 | 0 | 0 | 0 | 0 | 2.49 | 0 | 0 | 0 | 0 | 0 | 2.49 |  |  | 1 | Restaurant - Sit-Down | New | Burbank-Glendale (Pasadena for pre-2014) | Any
NG-WtrHt-LrgInst-Gas-gt200kBtuh-0p90Et | DEER2014 | D13 v1.00 | 2013-08-01 | Any | RSD | New | Any | CZ10 | Cap-kBTUh | 90.9 | 11200 | None | 0 | 0 | 0 | 0 | 0 | 2.48 | 0 | 0 | 0 | 0 | 0 | 2.48 |  |  | 1 | Restaurant - Sit-Down | New | Riverside | Any
NG-WtrHt-LrgInst-Gas-gt200kBtuh-0p90Et | DEER2014 | D13 v1.00 | 2013-08-01 | Any | RSD | New | Any | CZ11 | Cap-kBTUh | 90.9 | 11200 | None | 0 | 0 | 0 | 0 | 0 | 2.52 | 0 | 0 | 0 | 0 | 0 | 2.52 |  |  | 1 | Restaurant - Sit-Down | New | Red Bluff Area | Any
NG-WtrHt-LrgInst-Gas-gt200kBtuh-0p90Et | DEER2014 | D13 v1.00 | 2013-08-01 | Any | RSD | New | Any | CZ12 | Cap-kBTUh | 90.9 | 11200 | None | 0 | 0 | 0 | 0 | 0 | 2.59 | 0 | 0 | 0 | 0 | 0 | 2.59 |  |  | 1 | Restaurant - Sit-Down | New | Sacramento Area | Any
NG-WtrHt-LrgInst-Gas-gt200kBtuh-0p90Et | DEER2014 | D13 v1.00 | 2013-08-01 | Any | RSD | New | Any | CZ13 | Cap-kBTUh | 90.9 | 11200 | None | 0 | 0 | 0 | 0 | 0 | 2.49 | 0 | 0 | 0 | 0 | 0 | 2.49 |  |  | 1 | Restaurant - Sit-Down | New | Fresno Area | Any
NG-WtrHt-LrgInst-Gas-gt200kBtuh-0p90Et | DEER2014 | D13 v1.00 | 2013-08-01 | Any | RSD | New | Any | CZ14 | Cap-kBTUh | 90.9 | 11200 | None | 0 | 0 | 0 | 0 | 0 | 2.53 | 0 | 0 | 0 | 0 | 0 | 2.53 |  |  | 1 | Restaurant - Sit-Down | New | Palmdale (China Lake for pre-2014) | Any
NG-WtrHt-LrgInst-Gas-gt200kBtuh-0p90Et | DEER2014 | D13 v1.00 | 2013-08-01 | Any | RSD | New | Any | CZ15 | Cap-kBTUh | 90.9 | 11200 | None | 0 | 0 | 0 | 0 | 0 | 2.13 | 0 | 0 | 0 | 0 | 0 | 2.13 |  |  | 1 | Restaurant - Sit-Down | New | Palm Springs-Intl (El Centro for pre-2014) | Any
NG-WtrHt-LrgInst-Gas-gt200kBtuh-0p90Et | DEER2014 | D13 v1.00 | 2013-08-01 | Any | RSD | New | Any | CZ16 | Cap-kBTUh | 90.9 | 11200 | None | 0 | 0 | 0 | 0 | 0 | 2.88 | 0 | 0 | 0 | 0 | 0 | 2.88 |  |  | 1 | Restaurant - Sit-Down | New | Blue Canyon (Mount Shasta for pre-2014) | Any
NG-WtrHt-LrgInst-Gas-gt200kBtuh-0p90Et | DEER2014 | D13 v1.00 | 2013-08-01 | Any | Rt3 | New | Any | CZ01 | Cap-kBTUh | 87.5 | 120000 | None | 0 | 0 | 0 | 0 | 0 | 1.38 | 0 | 0 | 0 | 0 | 0 | 1.38 |  |  | 1 | Retail - Multistory Large | New | Arcata Area | Any
NG-WtrHt-LrgInst-Gas-gt200kBtuh-0p90Et | DEER2014 | D13 v1.00 | 2013-08-01 | Any | Rt3 | New | Any | CZ02 | Cap-kBTUh | 87.5 | 120000 | None | 0 | 0 | 0 | 0 | 0 | 1.31 | 0 | 0 | 0 | 0 | 0 | 1.31 |  |  | 1 | Retail - Multistory Large | New | Santa Rosa Area | Any
NG-WtrHt-LrgInst-Gas-gt200kBtuh-0p90Et | DEER2014 | D13 v1.00 | 2013-08-01 | Any | Rt3 | New | Any | CZ03 | Cap-kBTUh | 87.5 | 120000 | None | 0 | 0 | 0 | 0 | 0 | 1.31 | 0 | 0 | 0 | 0 | 0 | 1.31 |  |  | 1 | Retail - Multistory Large | New | Oakland Area | Any
NG-WtrHt-LrgInst-Gas-gt200kBtuh-0p90Et | DEER2014 | D13 v1.00 | 2013-08-01 | Any | Rt3 | New | Any | CZ04 | Cap-kBTUh | 87.5 | 120000 | None | 0 | 0 | 0 | 0 | 0 | 1.28 | 0 | 0 | 0 | 0 | 0 | 1.28 |  |  | 1 | Retail - Multistory Large | New | San Jose-Reid (Sunnyvale for pre-2014) | Any
NG-WtrHt-LrgInst-Gas-gt200kBtuh-0p90Et | DEER2014 | D13 v1.00 | 2013-08-01 | Any | Rt3 | New | Any | CZ05 | Cap-kBTUh | 87.5 | 120000 | None | 0 | 0 | 0 | 0 | 0 | 1.33 | 0 | 0 | 0 | 0 | 0 | 1.33 |  |  | 1 | Retail - Multistory Large | New | Santa Maria Area | Any
NG-WtrHt-LrgInst-Gas-gt200kBtuh-0p90Et | DEER2014 | D13 v1.00 | 2013-08-01 | Any | Rt3 | New | Any | CZ06 | Cap-kBTUh | 87.5 | 120000 | None | 0 | 0 | 0 | 0 | 0 | 1.25 | 0 | 0 | 0 | 0 | 0 | 1.25 |  |  | 1 | Retail - Multistory Large | New | Torrance (Los Angeles for pre-2014) | Any
NG-WtrHt-LrgInst-Gas-gt200kBtuh-0p90Et | DEER2014 | D13 v1.00 | 2013-08-01 | Any | Rt3 | New | Any | CZ07 | Cap-kBTUh | 87.5 | 120000 | None | 0 | 0 | 0 | 0 | 0 | 1.24 | 0 | 0 | 0 | 0 | 0 | 1.24 |  |  | 1 | Retail - Multistory Large | New | San Diego-Lindbergh | Any
NG-WtrHt-LrgInst-Gas-gt200kBtuh-0p90Et | DEER2014 | D13 v1.00 | 2013-08-01 | Any | Rt3 | New | Any | CZ08 | Cap-kBTUh | 87.5 | 120000 | None | 0 | 0 | 0 | 0 | 0 | 1.22 | 0 | 0 | 0 | 0 | 0 | 1.22 |  |  | 1 | Retail - Multistory Large | New | Fullerton (El Toro for pre-2014) | Any
NG-WtrHt-LrgInst-Gas-gt200kBtuh-0p90Et | DEER2014 | D13 v1.00 | 2013-08-01 | Any | Rt3 | New | Any | CZ09 | Cap-kBTUh | 87.5 | 120000 | None | 0 | 0 | 0 | 0 | 0 | 1.22 | 0 | 0 | 0 | 0 | 0 | 1.22 |  |  | 1 | Retail - Multistory Large | New | Burbank-Glendale (Pasadena for pre-2014) | Any
NG-WtrHt-LrgInst-Gas-gt200kBtuh-0p90Et | DEER2014 | D13 v1.00 | 2013-08-01 | Any | Rt3 | New | Any | CZ10 | Cap-kBTUh | 87.5 | 120000 | None | 0 | 0 | 0 | 0 | 0 | 1.22 | 0 | 0 | 0 | 0 | 0 | 1.22 |  |  | 1 | Retail - Multistory Large | New | Riverside | Any
NG-WtrHt-LrgInst-Gas-gt200kBtuh-0p90Et | DEER2014 | D13 v1.00 | 2013-08-01 | Any | Rt3 | New | Any | CZ11 | Cap-kBTUh | 87.5 | 120000 | None | 0 | 0 | 0 | 0 | 0 | 1.23 | 0 | 0 | 0 | 0 | 0 | 1.23 |  |  | 1 | Retail - Multistory Large | New | Red Bluff Area | Any
NG-WtrHt-LrgInst-Gas-gt200kBtuh-0p90Et | DEER2014 | D13 v1.00 | 2013-08-01 | Any | Rt3 | New | Any | CZ12 | Cap-kBTUh | 87.5 | 120000 | None | 0 | 0 | 0 | 0 | 0 | 1.26 | 0 | 0 | 0 | 0 | 0 | 1.26 |  |  | 1 | Retail - Multistory Large | New | Sacramento Area | Any
NG-WtrHt-LrgInst-Gas-gt200kBtuh-0p90Et | DEER2014 | D13 v1.00 | 2013-08-01 | Any | Rt3 | New | Any | CZ13 | Cap-kBTUh | 87.5 | 120000 | None | 0 | 0 | 0 | 0 | 0 | 1.22 | 0 | 0 | 0 | 0 | 0 | 1.22 |  |  | 1 | Retail - Multistory Large | New | Fresno Area | Any
NG-WtrHt-LrgInst-Gas-gt200kBtuh-0p90Et | DEER2014 | D13 v1.00 | 2013-08-01 | Any | Rt3 | New | Any | CZ14 | Cap-kBTUh | 87.5 | 120000 | None | 0 | 0 | 0 | 0 | 0 | 1.24 | 0 | 0 | 0 | 0 | 0 | 1.24 |  |  | 1 | Retail - Multistory Large | New | Palmdale (China Lake for pre-2014) | Any
NG-WtrHt-LrgInst-Gas-gt200kBtuh-0p90Et | DEER2014 | D13 v1.00 | 2013-08-01 | Any | Rt3 | New | Any | CZ15 | Cap-kBTUh | 87.5 | 120000 | None | 0 | 0 | 0 | 0 | 0 | 1.08 | 0 | 0 | 0 | 0 | 0 | 1.08 |  |  | 1 | Retail - Multistory Large | New | Palm Springs-Intl (El Centro for pre-2014) | Any
NG-WtrHt-LrgInst-Gas-gt200kBtuh-0p90Et | DEER2014 | D13 v1.00 | 2013-08-01 | Any | Rt3 | New | Any | CZ16 | Cap-kBTUh | 87.5 | 120000 | None | 0 | 0 | 0 | 0 | 0 | 1.38 | 0 | 0 | 0 | 0 | 0 | 1.38 |  |  | 1 | Retail - Multistory Large | New | Blue Canyon (Mount Shasta for pre-2014) | Any
NG-WtrHt-LrgInst-Gas-gt200kBtuh-0p90Et | DEER2014 | D13 v1.00 | 2013-08-01 | Any | RtL | New | Any | CZ01 | Cap-kBTUh | 87.5 | 131000 | None | 0 | 0 | 0 | 0 | 0 | 1 | 0 | 0 | 0 | 0 | 0 | 1 |  |  | 1 | Retail - Single-Story Large | New | Arcata Area | Any
NG-WtrHt-LrgInst-Gas-gt200kBtuh-0p90Et | DEER2014 | D13 v1.00 | 2013-08-01 | Any | RtL | New | Any | CZ02 | Cap-kBTUh | 87.5 | 131000 | None | 0 | 0 | 0 | 0 | 0 | 0.95 | 0 | 0 | 0 | 0 | 0 | 0.95 |  |  | 1 | Retail - Single-Story Large | New | Santa Rosa Area | Any
NG-WtrHt-LrgInst-Gas-gt200kBtuh-0p90Et | DEER2014 | D13 v1.00 | 2013-08-01 | Any | RtL | New | Any | CZ03 | Cap-kBTUh | 87.5 | 131000 | None | 0 | 0 | 0 | 0 | 0 | 0.952 | 0 | 0 | 0 | 0 | 0 | 0.952 |  |  | 1 | Retail - Single-Story Large | New | Oakland Area | Any
NG-WtrHt-LrgInst-Gas-gt200kBtuh-0p90Et | DEER2014 | D13 v1.00 | 2013-08-01 | Any | RtL | New | Any | CZ04 | Cap-kBTUh | 87.5 | 131000 | None | 0 | 0 | 0 | 0 | 0 | 0.931 | 0 | 0 | 0 | 0 | 0 | 0.931 |  |  | 1 | Retail - Single-Story Large | New | San Jose-Reid (Sunnyvale for pre-2014) | Any
NG-WtrHt-LrgInst-Gas-gt200kBtuh-0p90Et | DEER2014 | D13 v1.00 | 2013-08-01 | Any | RtL | New | Any | CZ05 | Cap-kBTUh | 87.5 | 131000 | None | 0 | 0 | 0 | 0 | 0 | 0.964 | 0 | 0 | 0 | 0 | 0 | 0.964 |  |  | 1 | Retail - Single-Story Large | New | Santa Maria Area | Any
NG-WtrHt-LrgInst-Gas-gt200kBtuh-0p90Et | DEER2014 | D13 v1.00 | 2013-08-01 | Any | RtL | New | Any | CZ06 | Cap-kBTUh | 87.5 | 131000 | None | 0 | 0 | 0 | 0 | 0 | 0.914 | 0 | 0 | 0 | 0 | 0 | 0.914 |  |  | 1 | Retail - Single-Story Large | New | Torrance (Los Angeles for pre-2014) | Any
NG-WtrHt-LrgInst-Gas-gt200kBtuh-0p90Et | DEER2014 | D13 v1.00 | 2013-08-01 | Any | RtL | New | Any | CZ07 | Cap-kBTUh | 87.5 | 131000 | None | 0 | 0 | 0 | 0 | 0 | 0.906 | 0 | 0 | 0 | 0 | 0 | 0.906 |  |  | 1 | Retail - Single-Story Large | New | San Diego-Lindbergh | Any
NG-WtrHt-LrgInst-Gas-gt200kBtuh-0p90Et | DEER2014 | D13 v1.00 | 2013-08-01 | Any | RtL | New | Any | CZ08 | Cap-kBTUh | 87.5 | 131000 | None | 0 | 0 | 0 | 0 | 0 | 0.897 | 0 | 0 | 0 | 0 | 0 | 0.897 |  |  | 1 | Retail - Single-Story Large | New | Fullerton (El Toro for pre-2014) | Any
NG-WtrHt-LrgInst-Gas-gt200kBtuh-0p90Et | DEER2014 | D13 v1.00 | 2013-08-01 | Any | RtL | New | Any | CZ09 | Cap-kBTUh | 87.5 | 131000 | None | 0 | 0 | 0 | 0 | 0 | 0.895 | 0 | 0 | 0 | 0 | 0 | 0.895 |  |  | 1 | Retail - Single-Story Large | New | Burbank-Glendale (Pasadena for pre-2014) | Any
NG-WtrHt-LrgInst-Gas-gt200kBtuh-0p90Et | DEER2014 | D13 v1.00 | 2013-08-01 | Any | RtL | New | Any | CZ10 | Cap-kBTUh | 87.5 | 131000 | None | 0 | 0 | 0 | 0 | 0 | 0.892 | 0 | 0 | 0 | 0 | 0 | 0.892 |  |  | 1 | Retail - Single-Story Large | New | Riverside | Any
NG-WtrHt-LrgInst-Gas-gt200kBtuh-0p90Et | DEER2014 | D13 v1.00 | 2013-08-01 | Any | RtL | New | Any | CZ11 | Cap-kBTUh | 87.5 | 131000 | None | 0 | 0 | 0 | 0 | 0 | 0.901 | 0 | 0 | 0 | 0 | 0 | 0.901 |  |  | 1 | Retail - Single-Story Large | New | Red Bluff Area | Any
NG-WtrHt-LrgInst-Gas-gt200kBtuh-0p90Et | DEER2014 | D13 v1.00 | 2013-08-01 | Any | RtL | New | Any | CZ12 | Cap-kBTUh | 87.5 | 131000 | None | 0 | 0 | 0 | 0 | 0 | 0.92 | 0 | 0 | 0 | 0 | 0 | 0.92 |  |  | 1 | Retail - Single-Story Large | New | Sacramento Area | Any
NG-WtrHt-LrgInst-Gas-gt200kBtuh-0p90Et | DEER2014 | D13 v1.00 | 2013-08-01 | Any | RtL | New | Any | CZ13 | Cap-kBTUh | 87.5 | 131000 | None | 0 | 0 | 0 | 0 | 0 | 0.893 | 0 | 0 | 0 | 0 | 0 | 0.893 |  |  | 1 | Retail - Single-Story Large | New | Fresno Area | Any
NG-WtrHt-LrgInst-Gas-gt200kBtuh-0p90Et | DEER2014 | D13 v1.00 | 2013-08-01 | Any | RtL | New | Any | CZ14 | Cap-kBTUh | 87.5 | 131000 | None | 0 | 0 | 0 | 0 | 0 | 0.906 | 0 | 0 | 0 | 0 | 0 | 0.906 |  |  | 1 | Retail - Single-Story Large | New | Palmdale (China Lake for pre-2014) | Any
NG-WtrHt-LrgInst-Gas-gt200kBtuh-0p90Et | DEER2014 | D13 v1.00 | 2013-08-01 | Any | RtL | New | Any | CZ15 | Cap-kBTUh | 87.5 | 131000 | None | 0 | 0 | 0 | 0 | 0 | 0.799 | 0 | 0 | 0 | 0 | 0 | 0.799 |  |  | 1 | Retail - Single-Story Large | New | Palm Springs-Intl (El Centro for pre-2014) | Any
NG-WtrHt-LrgInst-Gas-gt200kBtuh-0p90Et | DEER2014 | D13 v1.00 | 2013-08-01 | Any | RtL | New | Any | CZ16 | Cap-kBTUh | 87.5 | 131000 | None | 0 | 0 | 0 | 0 | 0 | 0.997 | 0 | 0 | 0 | 0 | 0 | 0.997 |  |  | 1 | Retail - Single-Story Large | New | Blue Canyon (Mount Shasta for pre-2014) | Any
NG-WtrHt-LrgInst-Gas-gt200kBtuh-0p90Et | DEER2014 | D13 v1.00 | 2013-08-01 | Any | RtS | New | Any | CZ01 | Cap-kBTUh | 14.6 | 32000 | None | 0 | 0 | 0 | 0 | 0 | 1.72 | 0 | 0 | 0 | 0 | 0 | 1.72 |  |  | 1 | Retail - Small | New | Arcata Area | Any
NG-WtrHt-LrgInst-Gas-gt200kBtuh-0p90Et | DEER2014 | D13 v1.00 | 2013-08-01 | Any | RtS | New | Any | CZ02 | Cap-kBTUh | 14.6 | 32000 | None | 0 | 0 | 0 | 0 | 0 | 1.61 | 0 | 0 | 0 | 0 | 0 | 1.61 |  |  | 1 | Retail - Small | New | Santa Rosa Area | Any
NG-WtrHt-LrgInst-Gas-gt200kBtuh-0p90Et | DEER2014 | D13 v1.00 | 2013-08-01 | Any | RtS | New | Any | CZ03 | Cap-kBTUh | 14.6 | 32000 | None | 0 | 0 | 0 | 0 | 0 | 1.62 | 0 | 0 | 0 | 0 | 0 | 1.62 |  |  | 1 | Retail - Small | New | Oakland Area | Any
NG-WtrHt-LrgInst-Gas-gt200kBtuh-0p90Et | DEER2014 | D13 v1.00 | 2013-08-01 | Any | RtS | New | Any | CZ04 | Cap-kBTUh | 14.6 | 32000 | None | 0 | 0 | 0 | 0 | 0 | 1.57 | 0 | 0 | 0 | 0 | 0 | 1.57 |  |  | 1 | Retail - Small | New | San Jose-Reid (Sunnyvale for pre-2014) | Any
NG-WtrHt-LrgInst-Gas-gt200kBtuh-0p90Et | DEER2014 | D13 v1.00 | 2013-08-01 | Any | RtS | New | Any | CZ05 | Cap-kBTUh | 14.6 | 32000 | None | 0 | 0 | 0 | 0 | 0 | 1.64 | 0 | 0 | 0 | 0 | 0 | 1.64 |  |  | 1 | Retail - Small | New | Santa Maria Area | Any
NG-WtrHt-LrgInst-Gas-gt200kBtuh-0p90Et | DEER2014 | D13 v1.00 | 2013-08-01 | Any | RtS | New | Any | CZ06 | Cap-kBTUh | 14.6 | 32000 | None | 0 | 0 | 0 | 0 | 0 | 1.54 | 0 | 0 | 0 | 0 | 0 | 1.54 |  |  | 1 | Retail - Small | New | Torrance (Los Angeles for pre-2014) | Any
NG-WtrHt-LrgInst-Gas-gt200kBtuh-0p90Et | DEER2014 | D13 v1.00 | 2013-08-01 | Any | RtS | New | Any | CZ07 | Cap-kBTUh | 14.6 | 32000 | None | 0 | 0 | 0 | 0 | 0 | 1.52 | 0 | 0 | 0 | 0 | 0 | 1.52 |  |  | 1 | Retail - Small | New | San Diego-Lindbergh | Any
NG-WtrHt-LrgInst-Gas-gt200kBtuh-0p90Et | DEER2014 | D13 v1.00 | 2013-08-01 | Any | RtS | New | Any | CZ08 | Cap-kBTUh | 14.6 | 32000 | None | 0 | 0 | 0 | 0 | 0 | 1.5 | 0 | 0 | 0 | 0 | 0 | 1.5 |  |  | 1 | Retail - Small | New | Fullerton (El Toro for pre-2014) | Any
NG-WtrHt-LrgInst-Gas-gt200kBtuh-0p90Et | DEER2014 | D13 v1.00 | 2013-08-01 | Any | RtS | New | Any | CZ09 | Cap-kBTUh | 14.6 | 32000 | None | 0 | 0 | 0 | 0 | 0 | 1.5 | 0 | 0 | 0 | 0 | 0 | 1.5 |  |  | 1 | Retail - Small | New | Burbank-Glendale (Pasadena for pre-2014) | Any
NG-WtrHt-LrgInst-Gas-gt200kBtuh-0p90Et | DEER2014 | D13 v1.00 | 2013-08-01 | Any | RtS | New | Any | CZ10 | Cap-kBTUh | 14.6 | 32000 | None | 0 | 0 | 0 | 0 | 0 | 1.49 | 0 | 0 | 0 | 0 | 0 | 1.49 |  |  | 1 | Retail - Small | New | Riverside | Any
NG-WtrHt-LrgInst-Gas-gt200kBtuh-0p90Et | DEER2014 | D13 v1.00 | 2013-08-01 | Any | RtS | New | Any | CZ11 | Cap-kBTUh | 14.6 | 32000 | None | 0 | 0 | 0 | 0 | 0 | 1.51 | 0 | 0 | 0 | 0 | 0 | 1.51 |  |  | 1 | Retail - Small | New | Red Bluff Area | Any
NG-WtrHt-LrgInst-Gas-gt200kBtuh-0p90Et | DEER2014 | D13 v1.00 | 2013-08-01 | Any | RtS | New | Any | CZ12 | Cap-kBTUh | 14.6 | 32000 | None | 0 | 0 | 0 | 0 | 0 | 1.55 | 0 | 0 | 0 | 0 | 0 | 1.55 |  |  | 1 | Retail - Small | New | Sacramento Area | Any
NG-WtrHt-LrgInst-Gas-gt200kBtuh-0p90Et | DEER2014 | D13 v1.00 | 2013-08-01 | Any | RtS | New | Any | CZ13 | Cap-kBTUh | 14.6 | 32000 | None | 0 | 0 | 0 | 0 | 0 | 1.49 | 0 | 0 | 0 | 0 | 0 | 1.49 |  |  | 1 | Retail - Small | New | Fresno Area | Any
NG-WtrHt-LrgInst-Gas-gt200kBtuh-0p90Et | DEER2014 | D13 v1.00 | 2013-08-01 | Any | RtS | New | Any | CZ14 | Cap-kBTUh | 14.6 | 32000 | None | 0 | 0 | 0 | 0 | 0 | 1.52 | 0 | 0 | 0 | 0 | 0 | 1.52 |  |  | 1 | Retail - Small | New | Palmdale (China Lake for pre-2014) | Any
NG-WtrHt-LrgInst-Gas-gt200kBtuh-0p90Et | DEER2014 | D13 v1.00 | 2013-08-01 | Any | RtS | New | Any | CZ15 | Cap-kBTUh | 14.6 | 32000 | None | 0 | 0 | 0 | 0 | 0 | 1.3 | 0 | 0 | 0 | 0 | 0 | 1.3 |  |  | 1 | Retail - Small | New | Palm Springs-Intl (El Centro for pre-2014) | Any
NG-WtrHt-LrgInst-Gas-gt200kBtuh-0p90Et | DEER2014 | D13 v1.00 | 2013-08-01 | Any | RtS | New | Any | CZ16 | Cap-kBTUh | 14.6 | 32000 | None | 0 | 0 | 0 | 0 | 0 | 1.71 | 0 | 0 | 0 | 0 | 0 | 1.71 |  |  | 1 | Retail - Small | New | Blue Canyon (Mount Shasta for pre-2014) | Any
NG-WtrHt-LrgInst-Gas-gt200kBtuh-0p90Et | DEER2014 | D13 v1.00 | 2013-08-01 | Any | SCn | New | Any | CZ01 | Cap-kBTUh | 58.3 | 500000 | None | 0 | 0 | 0 | 0 | 0 | 2.31 | 0 | 0 | 0 | 0 | 0 | 2.31 |  |  | 1 | Storage - Conditioned | New | Arcata Area | Any
NG-WtrHt-LrgInst-Gas-gt200kBtuh-0p90Et | DEER2014 | D13 v1.00 | 2013-08-01 | Any | SCn | New | Any | CZ02 | Cap-kBTUh | 58.3 | 500000 | None | 0 | 0 | 0 | 0 | 0 | 2.15 | 0 | 0 | 0 | 0 | 0 | 2.15 |  |  | 1 | Storage - Conditioned | New | Santa Rosa Area | Any
NG-WtrHt-LrgInst-Gas-gt200kBtuh-0p90Et | DEER2014 | D13 v1.00 | 2013-08-01 | Any | SCn | New | Any | CZ03 | Cap-kBTUh | 58.3 | 500000 | None | 0 | 0 | 0 | 0 | 0 | 2.16 | 0 | 0 | 0 | 0 | 0 | 2.16 |  |  | 1 | Storage - Conditioned | New | Oakland Area | Any
NG-WtrHt-LrgInst-Gas-gt200kBtuh-0p90Et | DEER2014 | D13 v1.00 | 2013-08-01 | Any | SCn | New | Any | CZ04 | Cap-kBTUh | 58.3 | 500000 | None | 0 | 0 | 0 | 0 | 0 | 2.09 | 0 | 0 | 0 | 0 | 0 | 2.09 |  |  | 1 | Storage - Conditioned | New | San Jose-Reid (Sunnyvale for pre-2014) | Any
NG-WtrHt-LrgInst-Gas-gt200kBtuh-0p90Et | DEER2014 | D13 v1.00 | 2013-08-01 | Any | SCn | New | Any | CZ05 | Cap-kBTUh | 58.3 | 500000 | None | 0 | 0 | 0 | 0 | 0 | 2.19 | 0 | 0 | 0 | 0 | 0 | 2.19 |  |  | 1 | Storage - Conditioned | New | Santa Maria Area | Any
NG-WtrHt-LrgInst-Gas-gt200kBtuh-0p90Et | DEER2014 | D13 v1.00 | 2013-08-01 | Any | SCn | New | Any | CZ06 | Cap-kBTUh | 58.3 | 500000 | None | 0 | 0 | 0 | 0 | 0 | 2.04 | 0 | 0 | 0 | 0 | 0 | 2.04 |  |  | 1 | Storage - Conditioned | New | Torrance (Los Angeles for pre-2014) | Any
NG-WtrHt-LrgInst-Gas-gt200kBtuh-0p90Et | DEER2014 | D13 v1.00 | 2013-08-01 | Any | SCn | New | Any | CZ07 | Cap-kBTUh | 58.3 | 500000 | None | 0 | 0 | 0 | 0 | 0 | 2.02 | 0 | 0 | 0 | 0 | 0 | 2.02 |  |  | 1 | Storage - Conditioned | New | San Diego-Lindbergh | Any
NG-WtrHt-LrgInst-Gas-gt200kBtuh-0p90Et | DEER2014 | D13 v1.00 | 2013-08-01 | Any | SCn | New | Any | CZ08 | Cap-kBTUh | 58.3 | 500000 | None | 0 | 0 | 0 | 0 | 0 | 1.99 | 0 | 0 | 0 | 0 | 0 | 1.99 |  |  | 1 | Storage - Conditioned | New | Fullerton (El Toro for pre-2014) | Any
NG-WtrHt-LrgInst-Gas-gt200kBtuh-0p90Et | DEER2014 | D13 v1.00 | 2013-08-01 | Any | SCn | New | Any | CZ09 | Cap-kBTUh | 58.3 | 500000 | None | 0 | 0 | 0 | 0 | 0 | 1.98 | 0 | 0 | 0 | 0 | 0 | 1.98 |  |  | 1 | Storage - Conditioned | New | Burbank-Glendale (Pasadena for pre-2014) | Any
NG-WtrHt-LrgInst-Gas-gt200kBtuh-0p90Et | DEER2014 | D13 v1.00 | 2013-08-01 | Any | SCn | New | Any | CZ10 | Cap-kBTUh | 58.3 | 500000 | None | 0 | 0 | 0 | 0 | 0 | 1.97 | 0 | 0 | 0 | 0 | 0 | 1.97 |  |  | 1 | Storage - Conditioned | New | Riverside | Any
NG-WtrHt-LrgInst-Gas-gt200kBtuh-0p90Et | DEER2014 | D13 v1.00 | 2013-08-01 | Any | SCn | New | Any | CZ11 | Cap-kBTUh | 58.3 | 500000 | None | 0 | 0 | 0 | 0 | 0 | 2 | 0 | 0 | 0 | 0 | 0 | 2 |  |  | 1 | Storage - Conditioned | New | Red Bluff Area | Any
NG-WtrHt-LrgInst-Gas-gt200kBtuh-0p90Et | DEER2014 | D13 v1.00 | 2013-08-01 | Any | SCn | New | Any | CZ12 | Cap-kBTUh | 58.3 | 500000 | None | 0 | 0 | 0 | 0 | 0 | 2.06 | 0 | 0 | 0 | 0 | 0 | 2.06 |  |  | 1 | Storage - Conditioned | New | Sacramento Area | Any
NG-WtrHt-LrgInst-Gas-gt200kBtuh-0p90Et | DEER2014 | D13 v1.00 | 2013-08-01 | Any | SCn | New | Any | CZ13 | Cap-kBTUh | 58.3 | 500000 | None | 0 | 0 | 0 | 0 | 0 | 1.98 | 0 | 0 | 0 | 0 | 0 | 1.98 |  |  | 1 | Storage - Conditioned | New | Fresno Area | Any
NG-WtrHt-LrgInst-Gas-gt200kBtuh-0p90Et | DEER2014 | D13 v1.00 | 2013-08-01 | Any | SCn | New | Any | CZ14 | Cap-kBTUh | 58.3 | 500000 | None | 0 | 0 | 0 | 0 | 0 | 2.01 | 0 | 0 | 0 | 0 | 0 | 2.01 |  |  | 1 | Storage - Conditioned | New | Palmdale (China Lake for pre-2014) | Any
NG-WtrHt-LrgInst-Gas-gt200kBtuh-0p90Et | DEER2014 | D13 v1.00 | 2013-08-01 | Any | SCn | New | Any | CZ15 | Cap-kBTUh | 58.3 | 500000 | None | 0 | 0 | 0 | 0 | 0 | 1.7 | 0 | 0 | 0 | 0 | 0 | 1.7 |  |  | 1 | Storage - Conditioned | New | Palm Springs-Intl (El Centro for pre-2014) | Any
NG-WtrHt-LrgInst-Gas-gt200kBtuh-0p90Et | DEER2014 | D13 v1.00 | 2013-08-01 | Any | SCn | New | Any | CZ16 | Cap-kBTUh | 58.3 | 500000 | None | 0 | 0 | 0 | 0 | 0 | 2.28 | 0 | 0 | 0 | 0 | 0 | 2.28 |  |  | 1 | Storage - Conditioned | New | Blue Canyon (Mount Shasta for pre-2014) | Any
NG-WtrHt-LrgInst-Gas-gt200kBtuh-0p90Et | DEER2014 | D13 v1.00 | 2013-08-01 | Any | SUn | New | Any | CZ01 | Cap-kBTUh | 58.3 | 500000 | None | 0 | 0 | 0 | 0 | 0 | 2.32 | 0 | 0 | 0 | 0 | 0 | 2.32 |  |  | 1 | Storage - Unconditioned | New | Arcata Area | Any
NG-WtrHt-LrgInst-Gas-gt200kBtuh-0p90Et | DEER2014 | D13 v1.00 | 2013-08-01 | Any | SUn | New | Any | CZ02 | Cap-kBTUh | 58.3 | 500000 | None | 0 | 0 | 0 | 0 | 0 | 2.14 | 0 | 0 | 0 | 0 | 0 | 2.14 |  |  | 1 | Storage - Unconditioned | New | Santa Rosa Area | Any
NG-WtrHt-LrgInst-Gas-gt200kBtuh-0p90Et | DEER2014 | D13 v1.00 | 2013-08-01 | Any | SUn | New | Any | CZ03 | Cap-kBTUh | 58.3 | 500000 | None | 0 | 0 | 0 | 0 | 0 | 2.16 | 0 | 0 | 0 | 0 | 0 | 2.16 |  |  | 1 | Storage - Unconditioned | New | Oakland Area | Any
NG-WtrHt-LrgInst-Gas-gt200kBtuh-0p90Et | DEER2014 | D13 v1.00 | 2013-08-01 | Any | SUn | New | Any | CZ04 | Cap-kBTUh | 58.3 | 500000 | None | 0 | 0 | 0 | 0 | 0 | 2.08 | 0 | 0 | 0 | 0 | 0 | 2.08 |  |  | 1 | Storage - Unconditioned | New | San Jose-Reid (Sunnyvale for pre-2014) | Any
NG-WtrHt-LrgInst-Gas-gt200kBtuh-0p90Et | DEER2014 | D13 v1.00 | 2013-08-01 | Any | SUn | New | Any | CZ05 | Cap-kBTUh | 58.3 | 500000 | None | 0 | 0 | 0 | 0 | 0 | 2.19 | 0 | 0 | 0 | 0 | 0 | 2.19 |  |  | 1 | Storage - Unconditioned | New | Santa Maria Area | Any
NG-WtrHt-LrgInst-Gas-gt200kBtuh-0p90Et | DEER2014 | D13 v1.00 | 2013-08-01 | Any | SUn | New | Any | CZ06 | Cap-kBTUh | 58.3 | 500000 | None | 0 | 0 | 0 | 0 | 0 | 2.02 | 0 | 0 | 0 | 0 | 0 | 2.02 |  |  | 1 | Storage - Unconditioned | New | Torrance (Los Angeles for pre-2014) | Any
NG-WtrHt-LrgInst-Gas-gt200kBtuh-0p90Et | DEER2014 | D13 v1.00 | 2013-08-01 | Any | SUn | New | Any | CZ07 | Cap-kBTUh | 58.3 | 500000 | None | 0 | 0 | 0 | 0 | 0 | 2 | 0 | 0 | 0 | 0 | 0 | 2 |  |  | 1 | Storage - Unconditioned | New | San Diego-Lindbergh | Any
NG-WtrHt-LrgInst-Gas-gt200kBtuh-0p90Et | DEER2014 | D13 v1.00 | 2013-08-01 | Any | SUn | New | Any | CZ08 | Cap-kBTUh | 58.3 | 500000 | None | 0 | 0 | 0 | 0 | 0 | 1.96 | 0 | 0 | 0 | 0 | 0 | 1.96 |  |  | 1 | Storage - Unconditioned | New | Fullerton (El Toro for pre-2014) | Any
NG-WtrHt-LrgInst-Gas-gt200kBtuh-0p90Et | DEER2014 | D13 v1.00 | 2013-08-01 | Any | SUn | New | Any | CZ09 | Cap-kBTUh | 58.3 | 500000 | None | 0 | 0 | 0 | 0 | 0 | 1.96 | 0 | 0 | 0 | 0 | 0 | 1.96 |  |  | 1 | Storage - Unconditioned | New | Burbank-Glendale (Pasadena for pre-2014) | Any
NG-WtrHt-LrgInst-Gas-gt200kBtuh-0p90Et | DEER2014 | D13 v1.00 | 2013-08-01 | Any | SUn | New | Any | CZ10 | Cap-kBTUh | 58.3 | 500000 | None | 0 | 0 | 0 | 0 | 0 | 1.95 | 0 | 0 | 0 | 0 | 0 | 1.95 |  |  | 1 | Storage - Unconditioned | New | Riverside | Any
NG-WtrHt-LrgInst-Gas-gt200kBtuh-0p90Et | DEER2014 | D13 v1.00 | 2013-08-01 | Any | SUn | New | Any | CZ11 | Cap-kBTUh | 58.3 | 500000 | None | 0 | 0 | 0 | 0 | 0 | 1.98 | 0 | 0 | 0 | 0 | 0 | 1.98 |  |  | 1 | Storage - Unconditioned | New | Red Bluff Area | Any
NG-WtrHt-LrgInst-Gas-gt200kBtuh-0p90Et | DEER2014 | D13 v1.00 | 2013-08-01 | Any | SUn | New | Any | CZ12 | Cap-kBTUh | 58.3 | 500000 | None | 0 | 0 | 0 | 0 | 0 | 2.04 | 0 | 0 | 0 | 0 | 0 | 2.04 |  |  | 1 | Storage - Unconditioned | New | Sacramento Area | Any
NG-WtrHt-LrgInst-Gas-gt200kBtuh-0p90Et | DEER2014 | D13 v1.00 | 2013-08-01 | Any | SUn | New | Any | CZ13 | Cap-kBTUh | 58.3 | 500000 | None | 0 | 0 | 0 | 0 | 0 | 1.95 | 0 | 0 | 0 | 0 | 0 | 1.95 |  |  | 1 | Storage - Unconditioned | New | Fresno Area | Any
NG-WtrHt-LrgInst-Gas-gt200kBtuh-0p90Et | DEER2014 | D13 v1.00 | 2013-08-01 | Any | SUn | New | Any | CZ14 | Cap-kBTUh | 58.3 | 500000 | None | 0 | 0 | 0 | 0 | 0 | 1.99 | 0 | 0 | 0 | 0 | 0 | 1.99 |  |  | 1 | Storage - Unconditioned | New | Palmdale (China Lake for pre-2014) | Any
NG-WtrHt-LrgInst-Gas-gt200kBtuh-0p90Et | DEER2014 | D13 v1.00 | 2013-08-01 | Any | SUn | New | Any | CZ15 | Cap-kBTUh | 58.3 | 500000 | None | 0 | 0 | 0 | 0 | 0 | 1.63 | 0 | 0 | 0 | 0 | 0 | 1.63 |  |  | 1 | Storage - Unconditioned | New | Palm Springs-Intl (El Centro for pre-2014) | Any
NG-WtrHt-LrgInst-Gas-gt200kBtuh-0p90Et | DEER2014 | D13 v1.00 | 2013-08-01 | Any | SUn | New | Any | CZ16 | Cap-kBTUh | 58.3 | 500000 | None | 0 | 0 | 0 | 0 | 0 | 2.3 | 0 | 0 | 0 | 0 | 0 | 2.3 |  |  | 1 | Storage - Unconditioned | New | Blue Canyon (Mount Shasta for pre-2014) | Any
NG-WtrHt-LrgInst-Gas-gt200kBtuh-0p90Et | DEER2014 | D13 v1.00 | 2013-08-01 | Any | WRf | New | Any | CZ01 | Cap-kBTUh | 58.3 | 100000 | None | 0 | 0 | 0 | 0 | 0 | 4.21 | 0 | 0 | 0 | 0 | 0 | 4.21 |  |  | 1 | Warehouse - Refrigerated | New | Arcata Area | Any
NG-WtrHt-LrgInst-Gas-gt200kBtuh-0p90Et | DEER2014 | D13 v1.00 | 2013-08-01 | Any | WRf | New | Any | CZ02 | Cap-kBTUh | 58.3 | 100000 | None | 0 | 0 | 0 | 0 | 0 | 3.92 | 0 | 0 | 0 | 0 | 0 | 3.92 |  |  | 1 | Warehouse - Refrigerated | New | Santa Rosa Area | Any
NG-WtrHt-LrgInst-Gas-gt200kBtuh-0p90Et | DEER2014 | D13 v1.00 | 2013-08-01 | Any | WRf | New | Any | CZ03 | Cap-kBTUh | 58.3 | 100000 | None | 0 | 0 | 0 | 0 | 0 | 3.93 | 0 | 0 | 0 | 0 | 0 | 3.93 |  |  | 1 | Warehouse - Refrigerated | New | Oakland Area | Any
NG-WtrHt-LrgInst-Gas-gt200kBtuh-0p90Et | DEER2014 | D13 v1.00 | 2013-08-01 | Any | WRf | New | Any | CZ04 | Cap-kBTUh | 58.3 | 100000 | None | 0 | 0 | 0 | 0 | 0 | 3.81 | 0 | 0 | 0 | 0 | 0 | 3.81 |  |  | 1 | Warehouse - Refrigerated | New | San Jose-Reid (Sunnyvale for pre-2014) | Any
NG-WtrHt-LrgInst-Gas-gt200kBtuh-0p90Et | DEER2014 | D13 v1.00 | 2013-08-01 | Any | WRf | New | Any | CZ05 | Cap-kBTUh | 58.3 | 100000 | None | 0 | 0 | 0 | 0 | 0 | 3.99 | 0 | 0 | 0 | 0 | 0 | 3.99 |  |  | 1 | Warehouse - Refrigerated | New | Santa Maria Area | Any
NG-WtrHt-LrgInst-Gas-gt200kBtuh-0p90Et | DEER2014 | D13 v1.00 | 2013-08-01 | Any | WRf | New | Any | CZ06 | Cap-kBTUh | 58.3 | 100000 | None | 0 | 0 | 0 | 0 | 0 | 3.69 | 0 | 0 | 0 | 0 | 0 | 3.69 |  |  | 1 | Warehouse - Refrigerated | New | Torrance (Los Angeles for pre-2014) | Any
NG-WtrHt-LrgInst-Gas-gt200kBtuh-0p90Et | DEER2014 | D13 v1.00 | 2013-08-01 | Any | WRf | New | Any | CZ07 | Cap-kBTUh | 58.3 | 100000 | None | 0 | 0 | 0 | 0 | 0 | 3.65 | 0 | 0 | 0 | 0 | 0 | 3.65 |  |  | 1 | Warehouse - Refrigerated | New | San Diego-Lindbergh | Any
NG-WtrHt-LrgInst-Gas-gt200kBtuh-0p90Et | DEER2014 | D13 v1.00 | 2013-08-01 | Any | WRf | New | Any | CZ08 | Cap-kBTUh | 58.3 | 100000 | None | 0 | 0 | 0 | 0 | 0 | 3.6 | 0 | 0 | 0 | 0 | 0 | 3.6 |  |  | 1 | Warehouse - Refrigerated | New | Fullerton (El Toro for pre-2014) | Any
NG-WtrHt-LrgInst-Gas-gt200kBtuh-0p90Et | DEER2014 | D13 v1.00 | 2013-08-01 | Any | WRf | New | Any | CZ09 | Cap-kBTUh | 58.3 | 100000 | None | 0 | 0 | 0 | 0 | 0 | 3.59 | 0 | 0 | 0 | 0 | 0 | 3.59 |  |  | 1 | Warehouse - Refrigerated | New | Burbank-Glendale (Pasadena for pre-2014) | Any
NG-WtrHt-LrgInst-Gas-gt200kBtuh-0p90Et | DEER2014 | D13 v1.00 | 2013-08-01 | Any | WRf | New | Any | CZ10 | Cap-kBTUh | 58.3 | 100000 | None | 0 | 0 | 0 | 0 | 0 | 3.57 | 0 | 0 | 0 | 0 | 0 | 3.57 |  |  | 1 | Warehouse - Refrigerated | New | Riverside | Any
NG-WtrHt-LrgInst-Gas-gt200kBtuh-0p90Et | DEER2014 | D13 v1.00 | 2013-08-01 | Any | WRf | New | Any | CZ11 | Cap-kBTUh | 58.3 | 100000 | None | 0 | 0 | 0 | 0 | 0 | 3.62 | 0 | 0 | 0 | 0 | 0 | 3.62 |  |  | 1 | Warehouse - Refrigerated | New | Red Bluff Area | Any
NG-WtrHt-LrgInst-Gas-gt200kBtuh-0p90Et | DEER2014 | D13 v1.00 | 2013-08-01 | Any | WRf | New | Any | CZ12 | Cap-kBTUh | 58.3 | 100000 | None | 0 | 0 | 0 | 0 | 0 | 3.74 | 0 | 0 | 0 | 0 | 0 | 3.74 |  |  | 1 | Warehouse - Refrigerated | New | Sacramento Area | Any
NG-WtrHt-LrgInst-Gas-gt200kBtuh-0p90Et | DEER2014 | D13 v1.00 | 2013-08-01 | Any | WRf | New | Any | CZ13 | Cap-kBTUh | 58.3 | 100000 | None | 0 | 0 | 0 | 0 | 0 | 3.58 | 0 | 0 | 0 | 0 | 0 | 3.58 |  |  | 1 | Warehouse - Refrigerated | New | Fresno Area | Any
NG-WtrHt-LrgInst-Gas-gt200kBtuh-0p90Et | DEER2014 | D13 v1.00 | 2013-08-01 | Any | WRf | New | Any | CZ14 | Cap-kBTUh | 58.3 | 100000 | None | 0 | 0 | 0 | 0 | 0 | 3.65 | 0 | 0 | 0 | 0 | 0 | 3.65 |  |  | 1 | Warehouse - Refrigerated | New | Palmdale (China Lake for pre-2014) | Any
NG-WtrHt-LrgInst-Gas-gt200kBtuh-0p90Et | DEER2014 | D13 v1.00 | 2013-08-01 | Any | WRf | New | Any | CZ15 | Cap-kBTUh | 58.3 | 100000 | None | 0 | 0 | 0 | 0 | 0 | 3.01 | 0 | 0 | 0 | 0 | 0 | 3.01 |  |  | 1 | Warehouse - Refrigerated | New | Palm Springs-Intl (El Centro for pre-2014) | Any
NG-WtrHt-LrgInst-Gas-gt200kBtuh-0p90Et | DEER2014 | D13 v1.00 | 2013-08-01 | Any | WRf | New | Any | CZ16 | Cap-kBTUh | 58.3 | 100000 | None | 0 | 0 | 0 | 0 | 0 | 4.19 | 0 | 0 | 0 | 0 | 0 | 4.19 |  |  | 1 | Warehouse - Refrigerated | New | Blue Canyon (Mount Shasta for pre-2014) | Any
NG-WtrHt-LrgInst-Gas-gt200kBtuh-0p90Et | DEER2014 | D13 v1.00 | 2013-08-02 | PGE | Asm | Ex | Any | CZ01 | Cap-kBTUh | 292 | 34000 | None | 0 | 0 | 0 | 0 | 0 | 5.81 | 0 | 0 | 0 | 0 | 0 | 3.28 |  |  | 2 | Assembly | Existing | Arcata Area | PG&E
NG-WtrHt-LrgInst-Gas-gt200kBtuh-0p90Et | DEER2014 | D13 v1.00 | 2013-08-02 | PGE | Asm | Ex | Any | CZ02 | Cap-kBTUh | 292 | 34000 | None | 0 | 0 | 0 | 0 | 0 | 5.55 | 0 | 0 | 0 | 0 | 0 | 3.06 |  |  | 2 | Assembly | Existing | Santa Rosa Area | PG&E
NG-WtrHt-LrgInst-Gas-gt200kBtuh-0p90Et | DEER2014 | D13 v1.00 | 2013-08-02 | PGE | Asm | Ex | Any | CZ03 | Cap-kBTUh | 292 | 34000 | None | 0 | 0 | 0 | 0 | 0 | 5.67 | 0 | 0 | 0 | 0 | 0 | 3.07 |  |  | 2 | Assembly | Existing | Oakland Area | PG&E
NG-WtrHt-LrgInst-Gas-gt200kBtuh-0p90Et | DEER2014 | D13 v1.00 | 2013-08-02 | PGE | Asm | Ex | Any | CZ04 | Cap-kBTUh | 292 | 34000 | None | 0 | 0 | 0 | 0 | 0 | 5.4 | 0 | 0 | 0 | 0 | 0 | 2.98 |  |  | 2 | Assembly | Existing | San Jose-Reid (Sunnyvale for pre-2014) | PG&E
NG-WtrHt-LrgInst-Gas-gt200kBtuh-0p90Et | DEER2014 | D13 v1.00 | 2013-08-02 | PGE | Asm | Ex | Any | CZ05 | Cap-kBTUh | 292 | 34000 | None | 0 | 0 | 0 | 0 | 0 | 5.61 | 0 | 0 | 0 | 0 | 0 | 3.11 |  |  | 2 | Assembly | Existing | Santa Maria Area | PG&E
NG-WtrHt-LrgInst-Gas-gt200kBtuh-0p90Et | DEER2014 | D13 v1.00 | 2013-08-02 | PGE | Asm | Ex | Any | CZ11 | Cap-kBTUh | 292 | 34000 | None | 0 | 0 | 0 | 0 | 0 | 5.03 | 0 | 0 | 0 | 0 | 0 | 2.85 |  |  | 2 | Assembly | Existing | Red Bluff Area | PG&E
NG-WtrHt-LrgInst-Gas-gt200kBtuh-0p90Et | DEER2014 | D13 v1.00 | 2013-08-02 | PGE | Asm | Ex | Any | CZ12 | Cap-kBTUh | 292 | 34000 | None | 0 | 0 | 0 | 0 | 0 | 5.23 | 0 | 0 | 0 | 0 | 0 | 2.93 |  |  | 2 | Assembly | Existing | Sacramento Area | PG&E
NG-WtrHt-LrgInst-Gas-gt200kBtuh-0p90Et | DEER2014 | D13 v1.00 | 2013-08-02 | PGE | Asm | Ex | Any | CZ13 | Cap-kBTUh | 292 | 34000 | None | 0 | 0 | 0 | 0 | 0 | 5.02 | 0 | 0 | 0 | 0 | 0 | 2.81 |  |  | 2 | Assembly | Existing | Fresno Area | PG&E
NG-WtrHt-LrgInst-Gas-gt200kBtuh-0p90Et | DEER2014 | D13 v1.00 | 2013-08-02 | PGE | Asm | Ex | Any | CZ16 | Cap-kBTUh | 292 | 34000 | None | 0 | 0 | 0 | 0 | 0 | 5.71 | 0 | 0 | 0 | 0 | 0 | 3.26 |  |  | 2 | Assembly | Existing | Blue Canyon (Mount Shasta for pre-2014) | PG&E
NG-WtrHt-LrgInst-Gas-gt200kBtuh-0p90Et | DEER2014 | D13 v1.00 | 2013-09-20 | PGE | Asm | Ex | Any | IOU | Cap-kBTUh | 292 | 34000 | None | 0 | 0 | 0 | 0 | 0 | 5.42 | 0 | 0 | 0 | 0 | 0 | 2.99 |  |  | 2 | Assembly | Existing | IOU Territory | PG&E
NG-WtrHt-LrgInst-Gas-gt200kBtuh-0p90Et | DEER2014 | D13 v1.00 | 2013-09-20 | PGE | Asm | New | Any | IOU | Cap-kBTUh | 292 | 34000 | None | 0 | 0 | 0 | 0 | 0 | 2.96 | 0 | 0 | 0 | 0 | 0 | 2.96 |  |  | 2 | Assembly | New | IOU Territory | PG&E
NG-WtrHt-LrgInst-Gas-gt200kBtuh-0p90Et | DEER2014 | D13 v1.00 | 2013-09-20 | PGE | Com | Ex | Any | CZ01 | Cap-kBTUh | 506 | 236000 | None | 0 | 0 | 0 | 0.0724 | 8.02e-06 | 4.61 | 0 | 0 | 0 | 0.0139 | 8.02e-08 | 2.45 |  |  | 2 | Commercial | Existing | Arcata Area | PG&E
NG-WtrHt-LrgInst-Gas-gt200kBtuh-0p90Et | DEER2014 | D13 v1.00 | 2013-09-20 | PGE | Com | Ex | Any | CZ02 | Cap-kBTUh | 384 | 207000 | None | 0 | 0 | 0 | 0.239 | 8.41e-05 | 4.47 | 0 | 0 | 0 | 0.0431 | 1.55e-05 | 2.38 |  |  | 2 | Commercial | Existing | Santa Rosa Area | PG&E
NG-WtrHt-LrgInst-Gas-gt200kBtuh-0p90Et | DEER2014 | D13 v1.00 | 2013-09-20 | PGE | Com | Ex | Any | CZ03 | Cap-kBTUh | 327 | 207000 | None | 0 | 0 | 0 | 0.11 | 2.94e-05 | 4.56 | 0 | 0 | 0 | 0.0174 | 4.19e-06 | 2.38 |  |  | 2 | Commercial | Existing | Oakland Area | PG&E
NG-WtrHt-LrgInst-Gas-gt200kBtuh-0p90Et | DEER2014 | D13 v1.00 | 2013-09-20 | PGE | Com | Ex | Any | CZ04 | Cap-kBTUh | 287 | 181000 | None | 0 | 0 | 0 | 0.158 | 6.11e-05 | 4.25 | 0 | 0 | 0 | 0.0264 | 8.32e-06 | 2.24 |  |  | 2 | Commercial | Existing | San Jose-Reid (Sunnyvale for pre-2014) | PG&E
NG-WtrHt-LrgInst-Gas-gt200kBtuh-0p90Et | DEER2014 | D13 v1.00 | 2013-09-20 | PGE | Com | Ex | Any | CZ05 | Cap-kBTUh | 531 | 229000 | None | 0 | 0 | 0 | 0.163 | 3.78e-05 | 4.55 | 0 | 0 | 0 | 0.0306 | 2.74e-05 | 2.47 |  |  | 2 | Commercial | Existing | Santa Maria Area | PG&E
NG-WtrHt-LrgInst-Gas-gt200kBtuh-0p90Et | DEER2014 | D13 v1.00 | 2013-09-20 | PGE | Com | Ex | Any | CZ11 | Cap-kBTUh | 408 | 219000 | None | 0 | 0 | 0 | 0.359 | 0.000118 | 4 | 0 | 0 | 0 | 0.069 | 2.73e-05 | 2.15 |  |  | 2 | Commercial | Existing | Red Bluff Area | PG&E
NG-WtrHt-LrgInst-Gas-gt200kBtuh-0p90Et | DEER2014 | D13 v1.00 | 2013-09-20 | PGE | Com | Ex | Any | CZ12 | Cap-kBTUh | 293 | 194000 | None | 0 | 0 | 0 | 0.284 | 9.45e-05 | 4.03 | 0 | 0 | 0 | 0.049 | 1.82e-05 | 2.16 |  |  | 2 | Commercial | Existing | Sacramento Area | PG&E
NG-WtrHt-LrgInst-Gas-gt200kBtuh-0p90Et | DEER2014 | D13 v1.00 | 2013-09-20 | PGE | Com | Ex | Any | CZ13 | Cap-kBTUh | 339 | 197000 | None | 0 | 0 | 0 | 0.324 | 0.000104 | 3.95 | 0 | 0 | 0 | 0.0645 | 1.97e-05 | 2.09 |  |  | 2 | Commercial | Existing | Fresno Area | PG&E
NG-WtrHt-LrgInst-Gas-gt200kBtuh-0p90Et | DEER2014 | D13 v1.00 | 2013-09-20 | PGE | Com | Ex | Any | CZ16 | Cap-kBTUh | 303 | 178000 | None | 0 | 0 | 0 | 0.2 | 0.00013 | 4.47 | 0 | 0 | 0 | 0.0368 | 2.64e-05 | 2.47 |  |  | 2 | Commercial | Existing | Blue Canyon (Mount Shasta for pre-2014) | PG&E
NG-WtrHt-LrgInst-Gas-gt200kBtuh-0p90Et | DEER2014 | D13 v1.00 | 2013-09-20 | PGE | Com | Ex | Any | IOU | Cap-kBTUh | 330 | 200000 | None | 0 | 0 | 0 | 0.203 | 6.59e-05 | 4.29 | 0 | 0 | 0 | 0.036 | 1.22e-05 | 2.27 |  |  | 2 | Commercial | Existing | IOU Territory | PG&E
NG-WtrHt-LrgInst-Gas-gt200kBtuh-0p90Et | DEER2014 | D13 v1.00 | 2013-09-20 | PGE | Com | New | Any | IOU | Cap-kBTUh | 307 | 216000 | None | 0 | 0 | 0 | 0.0292 | 1.32e-05 | 2.26 | 0 | 0 | 0 | 0.0292 | 1.32e-05 | 2.26 |  |  | 2 | Commercial | New | IOU Territory | PG&E
NG-WtrHt-LrgInst-Gas-gt200kBtuh-0p90Et | DEER2014 | D13 v1.00 | 2013-08-02 | PGE | ECC | Ex | Any | CZ01 | Cap-kBTUh | 1030 | 300000 | None | 0 | 0 | 0 | 0 | 0 | 5.18 | 0 | 0 | 0 | 0 | 0 | 2.72 |  |  | 2 | Education - Community College | Existing | Arcata Area | PG&E
NG-WtrHt-LrgInst-Gas-gt200kBtuh-0p90Et | DEER2014 | D13 v1.00 | 2013-08-02 | PGE | ECC | Ex | Any | CZ02 | Cap-kBTUh | 1030 | 300000 | None | 0 | 0 | 0 | 0 | 0 | 4.69 | 0 | 0 | 0 | 0 | 0 | 2.56 |  |  | 2 | Education - Community College | Existing | Santa Rosa Area | PG&E
NG-WtrHt-LrgInst-Gas-gt200kBtuh-0p90Et | DEER2014 | D13 v1.00 | 2013-08-02 | PGE | ECC | Ex | Any | CZ03 | Cap-kBTUh | 1030 | 300000 | None | 0 | 0 | 0 | 0 | 0 | 4.8 | 0 | 0 | 0 | 0 | 0 | 2.56 |  |  | 2 | Education - Community College | Existing | Oakland Area | PG&E
NG-WtrHt-LrgInst-Gas-gt200kBtuh-0p90Et | DEER2014 | D13 v1.00 | 2013-08-02 | PGE | ECC | Ex | Any | CZ04 | Cap-kBTUh | 1030 | 300000 | None | 0 | 0 | 0 | 0 | 0 | 4.57 | 0 | 0 | 0 | 0 | 0 | 2.49 |  |  | 2 | Education - Community College | Existing | San Jose-Reid (Sunnyvale for pre-2014) | PG&E
NG-WtrHt-LrgInst-Gas-gt200kBtuh-0p90Et | DEER2014 | D13 v1.00 | 2013-08-02 | PGE | ECC | Ex | Any | CZ05 | Cap-kBTUh | 1030 | 300000 | None | 0 | 0 | 0 | 0 | 0 | 4.71 | 0 | 0 | 0 | 0 | 0 | 2.6 |  |  | 2 | Education - Community College | Existing | Santa Maria Area | PG&E
NG-WtrHt-LrgInst-Gas-gt200kBtuh-0p90Et | DEER2014 | D13 v1.00 | 2013-08-02 | PGE | ECC | Ex | Any | CZ11 | Cap-kBTUh | 1030 | 300000 | None | 0 | 0 | 0 | 0 | 0 | 4.41 | 0 | 0 | 0 | 0 | 0 | 2.39 |  |  | 2 | Education - Community College | Existing | Red Bluff Area | PG&E
NG-WtrHt-LrgInst-Gas-gt200kBtuh-0p90Et | DEER2014 | D13 v1.00 | 2013-08-02 | PGE | ECC | Ex | Any | CZ12 | Cap-kBTUh | 1030 | 300000 | None | 0 | 0 | 0 | 0 | 0 | 4.49 | 0 | 0 | 0 | 0 | 0 | 2.46 |  |  | 2 | Education - Community College | Existing | Sacramento Area | PG&E
NG-WtrHt-LrgInst-Gas-gt200kBtuh-0p90Et | DEER2014 | D13 v1.00 | 2013-08-02 | PGE | ECC | Ex | Any | CZ13 | Cap-kBTUh | 1030 | 300000 | None | 0 | 0 | 0 | 0 | 0 | 4.38 | 0 | 0 | 0 | 0 | 0 | 2.37 |  |  | 2 | Education - Community College | Existing | Fresno Area | PG&E
NG-WtrHt-LrgInst-Gas-gt200kBtuh-0p90Et | DEER2014 | D13 v1.00 | 2013-08-02 | PGE | ECC | Ex | Any | CZ16 | Cap-kBTUh | 1030 | 300000 | None | 0 | 0 | 0 | 0 | 0 | 5 | 0 | 0 | 0 | 0 | 0 | 2.72 |  |  | 2 | Education - Community College | Existing | Blue Canyon (Mount Shasta for pre-2014) | PG&E
NG-WtrHt-LrgInst-Gas-gt200kBtuh-0p90Et | DEER2014 | D13 v1.00 | 2013-09-20 | PGE | ECC | Ex | Any | IOU | Cap-kBTUh | 1030 | 300000 | None | 0 | 0 | 0 | 0 | 0 | 4.64 | 0 | 0 | 0 | 0 | 0 | 2.51 |  |  | 2 | Education - Community College | Existing | IOU Territory | PG&E
NG-WtrHt-LrgInst-Gas-gt200kBtuh-0p90Et | DEER2014 | D13 v1.00 | 2013-09-20 | PGE | ECC | New | Any | IOU | Cap-kBTUh | 1030 | 300000 | None | 0 | 0 | 0 | 0 | 0 | 2.49 | 0 | 0 | 0 | 0 | 0 | 2.49 |  |  | 2 | Education - Community College | New | IOU Territory | PG&E
NG-WtrHt-LrgInst-Gas-gt200kBtuh-0p90Et | DEER2014 | D13 v1.00 | 2013-08-02 | PGE | EPr | Ex | Any | CZ01 | Cap-kBTUh | 175 | 50000 | None | 0 | 0 | 0 | 0 | 0 | 4.09 | 0 | 0 | 0 | 0 | 0 | 1.88 |  |  | 2 | Education - Primary School | Existing | Arcata Area | PG&E
NG-WtrHt-LrgInst-Gas-gt200kBtuh-0p90Et | DEER2014 | D13 v1.00 | 2013-08-02 | PGE | EPr | Ex | Any | CZ02 | Cap-kBTUh | 175 | 50000 | None | 0 | 0 | 0 | 0 | 0 | 3.9 | 0 | 0 | 0 | 0 | 0 | 1.76 |  |  | 2 | Education - Primary School | Existing | Santa Rosa Area | PG&E
NG-WtrHt-LrgInst-Gas-gt200kBtuh-0p90Et | DEER2014 | D13 v1.00 | 2013-08-02 | PGE | EPr | Ex | Any | CZ03 | Cap-kBTUh | 175 | 50000 | None | 0 | 0 | 0 | 0 | 0 | 4.03 | 0 | 0 | 0 | 0 | 0 | 1.77 |  |  | 2 | Education - Primary School | Existing | Oakland Area | PG&E
NG-WtrHt-LrgInst-Gas-gt200kBtuh-0p90Et | DEER2014 | D13 v1.00 | 2013-08-02 | PGE | EPr | Ex | Any | CZ04 | Cap-kBTUh | 175 | 50000 | None | 0 | 0 | 0 | 0 | 0 | 3.81 | 0 | 0 | 0 | 0 | 0 | 1.72 |  |  | 2 | Education - Primary School | Existing | San Jose-Reid (Sunnyvale for pre-2014) | PG&E
NG-WtrHt-LrgInst-Gas-gt200kBtuh-0p90Et | DEER2014 | D13 v1.00 | 2013-08-02 | PGE | EPr | Ex | Any | CZ05 | Cap-kBTUh | 175 | 50000 | None | 0 | 0 | 0 | 0 | 0 | 3.95 | 0 | 0 | 0 | 0 | 0 | 1.79 |  |  | 2 | Education - Primary School | Existing | Santa Maria Area | PG&E
NG-WtrHt-LrgInst-Gas-gt200kBtuh-0p90Et | DEER2014 | D13 v1.00 | 2013-08-02 | PGE | EPr | Ex | Any | CZ11 | Cap-kBTUh | 175 | 50000 | None | 0 | 0 | 0 | 0 | 0 | 3.5 | 0 | 0 | 0 | 0 | 0 | 1.66 |  |  | 2 | Education - Primary School | Existing | Red Bluff Area | PG&E
NG-WtrHt-LrgInst-Gas-gt200kBtuh-0p90Et | DEER2014 | D13 v1.00 | 2013-08-02 | PGE | EPr | Ex | Any | CZ12 | Cap-kBTUh | 175 | 50000 | None | 0 | 0 | 0 | 0 | 0 | 3.6 | 0 | 0 | 0 | 0 | 0 | 1.7 |  |  | 2 | Education - Primary School | Existing | Sacramento Area | PG&E
NG-WtrHt-LrgInst-Gas-gt200kBtuh-0p90Et | DEER2014 | D13 v1.00 | 2013-08-02 | PGE | EPr | Ex | Any | CZ13 | Cap-kBTUh | 175 | 50000 | None | 0 | 0 | 0 | 0 | 0 | 3.52 | 0 | 0 | 0 | 0 | 0 | 1.64 |  |  | 2 | Education - Primary School | Existing | Fresno Area | PG&E
NG-WtrHt-LrgInst-Gas-gt200kBtuh-0p90Et | DEER2014 | D13 v1.00 | 2013-08-02 | PGE | EPr | Ex | Any | CZ16 | Cap-kBTUh | 175 | 50000 | None | 0 | 0 | 0 | 0 | 0 | 3.92 | 0 | 0 | 0 | 0 | 0 | 1.88 |  |  | 2 | Education - Primary School | Existing | Blue Canyon (Mount Shasta for pre-2014) | PG&E
NG-WtrHt-LrgInst-Gas-gt200kBtuh-0p90Et | DEER2014 | D13 v1.00 | 2013-09-20 | PGE | EPr | Ex | Any | IOU | Cap-kBTUh | 175 | 50000 | None | 0 | 0 | 0 | 0 | 0 | 3.77 | 0 | 0 | 0 | 0 | 0 | 1.72 |  |  | 2 | Education - Primary School | Existing | IOU Territory | PG&E
NG-WtrHt-LrgInst-Gas-gt200kBtuh-0p90Et | DEER2014 | D13 v1.00 | 2013-09-20 | PGE | EPr | New | Any | IOU | Cap-kBTUh | 175 | 50000 | None | 0 | 0 | 0 | 0 | 0 | 1.7 | 0 | 0 | 0 | 0 | 0 | 1.7 |  |  | 2 | Education - Primary School | New | IOU Territory | PG&E
NG-WtrHt-LrgInst-Gas-gt200kBtuh-0p90Et | DEER2014 | D13 v1.00 | 2013-08-02 | PGE | ERC | Ex | Any | CZ01 | Cap-kBTUh | 14.6 | 1920 | None | 0 | 0 | 0 | 0 | 0 | 4.38 | 0 | 0 | 0 | 0 | 0 | 2.02 |  |  | 2 | Education - Relocatable Classroom | Existing | Arcata Area | PG&E
NG-WtrHt-LrgInst-Gas-gt200kBtuh-0p90Et | DEER2014 | D13 v1.00 | 2013-08-02 | PGE | ERC | Ex | Any | CZ02 | Cap-kBTUh | 14.6 | 1920 | None | 0 | 0 | 0 | 0 | 0 | 4.17 | 0 | 0 | 0 | 0 | 0 | 1.89 |  |  | 2 | Education - Relocatable Classroom | Existing | Santa Rosa Area | PG&E
NG-WtrHt-LrgInst-Gas-gt200kBtuh-0p90Et | DEER2014 | D13 v1.00 | 2013-08-02 | PGE | ERC | Ex | Any | CZ03 | Cap-kBTUh | 14.6 | 1920 | None | 0 | 0 | 0 | 0 | 0 | 4.3 | 0 | 0 | 0 | 0 | 0 | 1.9 |  |  | 2 | Education - Relocatable Classroom | Existing | Oakland Area | PG&E
NG-WtrHt-LrgInst-Gas-gt200kBtuh-0p90Et | DEER2014 | D13 v1.00 | 2013-08-02 | PGE | ERC | Ex | Any | CZ04 | Cap-kBTUh | 14.6 | 1920 | None | 0 | 0 | 0 | 0 | 0 | 4.06 | 0 | 0 | 0 | 0 | 0 | 1.85 |  |  | 2 | Education - Relocatable Classroom | Existing | San Jose-Reid (Sunnyvale for pre-2014) | PG&E
NG-WtrHt-LrgInst-Gas-gt200kBtuh-0p90Et | DEER2014 | D13 v1.00 | 2013-08-02 | PGE | ERC | Ex | Any | CZ05 | Cap-kBTUh | 14.6 | 1920 | None | 0 | 0 | 0 | 0 | 0 | 4.22 | 0 | 0 | 0 | 0 | 0 | 1.92 |  |  | 2 | Education - Relocatable Classroom | Existing | Santa Maria Area | PG&E
NG-WtrHt-LrgInst-Gas-gt200kBtuh-0p90Et | DEER2014 | D13 v1.00 | 2013-08-02 | PGE | ERC | Ex | Any | CZ11 | Cap-kBTUh | 14.6 | 1920 | None | 0 | 0 | 0 | 0 | 0 | 3.72 | 0 | 0 | 0 | 0 | 0 | 1.77 |  |  | 2 | Education - Relocatable Classroom | Existing | Red Bluff Area | PG&E
NG-WtrHt-LrgInst-Gas-gt200kBtuh-0p90Et | DEER2014 | D13 v1.00 | 2013-08-02 | PGE | ERC | Ex | Any | CZ12 | Cap-kBTUh | 14.6 | 1920 | None | 0 | 0 | 0 | 0 | 0 | 3.85 | 0 | 0 | 0 | 0 | 0 | 1.82 |  |  | 2 | Education - Relocatable Classroom | Existing | Sacramento Area | PG&E
NG-WtrHt-LrgInst-Gas-gt200kBtuh-0p90Et | DEER2014 | D13 v1.00 | 2013-08-02 | PGE | ERC | Ex | Any | CZ13 | Cap-kBTUh | 14.6 | 1920 | None | 0 | 0 | 0 | 0 | 0 | 3.73 | 0 | 0 | 0 | 0 | 0 | 1.75 |  |  | 2 | Education - Relocatable Classroom | Existing | Fresno Area | PG&E
NG-WtrHt-LrgInst-Gas-gt200kBtuh-0p90Et | DEER2014 | D13 v1.00 | 2013-08-02 | PGE | ERC | Ex | Any | CZ16 | Cap-kBTUh | 14.6 | 1920 | None | 0 | 0 | 0 | 0 | 0 | 4.18 | 0 | 0 | 0 | 0 | 0 | 2.02 |  |  | 2 | Education - Relocatable Classroom | Existing | Blue Canyon (Mount Shasta for pre-2014) | PG&E
NG-WtrHt-LrgInst-Gas-gt200kBtuh-0p90Et | DEER2014 | D13 v1.00 | 2013-09-20 | PGE | ERC | Ex | Any | IOU | Cap-kBTUh | 14.6 | 1920 | None | 0 | 0 | 0 | 0 | 0 | 4.02 | 0 | 0 | 0 | 0 | 0 | 1.84 |  |  | 2 | Education - Relocatable Classroom | Existing | IOU Territory | PG&E
NG-WtrHt-LrgInst-Gas-gt200kBtuh-0p90Et | DEER2014 | D13 v1.00 | 2013-09-20 | PGE | ERC | New | Any | IOU | Cap-kBTUh | 14.6 | 1920 | None | 0 | 0 | 0 | 0 | 0 | 1.82 | 0 | 0 | 0 | 0 | 0 | 1.82 |  |  | 2 | Education - Relocatable Classroom | New | IOU Territory | PG&E
NG-WtrHt-LrgInst-Gas-gt200kBtuh-0p90Et | DEER2014 | D13 v1.00 | 2013-08-02 | PGE | ESe | Ex | Any | CZ01 | Cap-kBTUh | 729 | 150000 | None | 0 | 0 | 0 | 0 | 0 | 4.32 | 0 | 0 | 0 | 0 | 0 | 2.05 |  |  | 2 | Education - Secondary School | Existing | Arcata Area | PG&E
NG-WtrHt-LrgInst-Gas-gt200kBtuh-0p90Et | DEER2014 | D13 v1.00 | 2013-08-02 | PGE | ESe | Ex | Any | CZ02 | Cap-kBTUh | 729 | 150000 | None | 0 | 0 | 0 | 0 | 0 | 4.1 | 0 | 0 | 0 | 0 | 0 | 1.91 |  |  | 2 | Education - Secondary School | Existing | Santa Rosa Area | PG&E
NG-WtrHt-LrgInst-Gas-gt200kBtuh-0p90Et | DEER2014 | D13 v1.00 | 2013-08-02 | PGE | ESe | Ex | Any | CZ03 | Cap-kBTUh | 729 | 150000 | None | 0 | 0 | 0 | 0 | 0 | 4.24 | 0 | 0 | 0 | 0 | 0 | 1.92 |  |  | 2 | Education - Secondary School | Existing | Oakland Area | PG&E
NG-WtrHt-LrgInst-Gas-gt200kBtuh-0p90Et | DEER2014 | D13 v1.00 | 2013-08-02 | PGE | ESe | Ex | Any | CZ04 | Cap-kBTUh | 729 | 150000 | None | 0 | 0 | 0 | 0 | 0 | 4 | 0 | 0 | 0 | 0 | 0 | 1.86 |  |  | 2 | Education - Secondary School | Existing | San Jose-Reid (Sunnyvale for pre-2014) | PG&E
NG-WtrHt-LrgInst-Gas-gt200kBtuh-0p90Et | DEER2014 | D13 v1.00 | 2013-08-02 | PGE | ESe | Ex | Any | CZ05 | Cap-kBTUh | 729 | 150000 | None | 0 | 0 | 0 | 0 | 0 | 4.15 | 0 | 0 | 0 | 0 | 0 | 1.94 |  |  | 2 | Education - Secondary School | Existing | Santa Maria Area | PG&E
NG-WtrHt-LrgInst-Gas-gt200kBtuh-0p90Et | DEER2014 | D13 v1.00 | 2013-08-02 | PGE | ESe | Ex | Any | CZ11 | Cap-kBTUh | 729 | 150000 | None | 0 | 0 | 0 | 0 | 0 | 3.68 | 0 | 0 | 0 | 0 | 0 | 1.8 |  |  | 2 | Education - Secondary School | Existing | Red Bluff Area | PG&E
NG-WtrHt-LrgInst-Gas-gt200kBtuh-0p90Et | DEER2014 | D13 v1.00 | 2013-08-02 | PGE | ESe | Ex | Any | CZ12 | Cap-kBTUh | 729 | 150000 | None | 0 | 0 | 0 | 0 | 0 | 3.79 | 0 | 0 | 0 | 0 | 0 | 1.84 |  |  | 2 | Education - Secondary School | Existing | Sacramento Area | PG&E
NG-WtrHt-LrgInst-Gas-gt200kBtuh-0p90Et | DEER2014 | D13 v1.00 | 2013-08-02 | PGE | ESe | Ex | Any | CZ13 | Cap-kBTUh | 729 | 150000 | None | 0 | 0 | 0 | 0 | 0 | 3.7 | 0 | 0 | 0 | 0 | 0 | 1.77 |  |  | 2 | Education - Secondary School | Existing | Fresno Area | PG&E
NG-WtrHt-LrgInst-Gas-gt200kBtuh-0p90Et | DEER2014 | D13 v1.00 | 2013-08-02 | PGE | ESe | Ex | Any | CZ16 | Cap-kBTUh | 729 | 150000 | None | 0 | 0 | 0 | 0 | 0 | 4.12 | 0 | 0 | 0 | 0 | 0 | 2.04 |  |  | 2 | Education - Secondary School | Existing | Blue Canyon (Mount Shasta for pre-2014) | PG&E
NG-WtrHt-LrgInst-Gas-gt200kBtuh-0p90Et | DEER2014 | D13 v1.00 | 2013-09-20 | PGE | ESe | Ex | Any | IOU | Cap-kBTUh | 729 | 150000 | None | 0 | 0 | 0 | 0 | 0 | 3.97 | 0 | 0 | 0 | 0 | 0 | 1.86 |  |  | 2 | Education - Secondary School | Existing | IOU Territory | PG&E
NG-WtrHt-LrgInst-Gas-gt200kBtuh-0p90Et | DEER2014 | D13 v1.00 | 2013-09-20 | PGE | ESe | New | Any | IOU | Cap-kBTUh | 729 | 150000 | None | 0 | 0 | 0 | 0 | 0 | 1.85 | 0 | 0 | 0 | 0 | 0 | 1.85 |  |  | 2 | Education - Secondary School | New | IOU Territory | PG&E
NG-WtrHt-LrgInst-Gas-gt200kBtuh-0p90Et | DEER2014 | D13 v1.00 | 2013-08-02 | PGE | EUn | Ex | Any | CZ01 | Cap-kBTUh | 2560 | 1000000 | None | 0 | 0 | 0 | 0 | 0 | 6.28 | 0 | 0 | 0 | 0 | 0 | 3.23 |  |  | 2 | Education - University | Existing | Arcata Area | PG&E
NG-WtrHt-LrgInst-Gas-gt200kBtuh-0p90Et | DEER2014 | D13 v1.00 | 2013-08-02 | PGE | EUn | Ex | Any | CZ02 | Cap-kBTUh | 2560 | 1000000 | None | 0 | 0 | 0 | 0 | 0 | 5.65 | 0 | 0 | 0 | 0 | 0 | 3.01 |  |  | 2 | Education - University | Existing | Santa Rosa Area | PG&E
NG-WtrHt-LrgInst-Gas-gt200kBtuh-0p90Et | DEER2014 | D13 v1.00 | 2013-08-02 | PGE | EUn | Ex | Any | CZ03 | Cap-kBTUh | 2560 | 1000000 | None | 0 | 0 | 0 | 0 | 0 | 5.78 | 0 | 0 | 0 | 0 | 0 | 3.02 |  |  | 2 | Education - University | Existing | Oakland Area | PG&E
NG-WtrHt-LrgInst-Gas-gt200kBtuh-0p90Et | DEER2014 | D13 v1.00 | 2013-08-02 | PGE | EUn | Ex | Any | CZ04 | Cap-kBTUh | 2560 | 1000000 | None | 0 | 0 | 0 | 0 | 0 | 5.49 | 0 | 0 | 0 | 0 | 0 | 2.93 |  |  | 2 | Education - University | Existing | San Jose-Reid (Sunnyvale for pre-2014) | PG&E
NG-WtrHt-LrgInst-Gas-gt200kBtuh-0p90Et | DEER2014 | D13 v1.00 | 2013-08-02 | PGE | EUn | Ex | Any | CZ05 | Cap-kBTUh | 2560 | 1000000 | None | 0 | 0 | 0 | 0 | 0 | 5.67 | 0 | 0 | 0 | 0 | 0 | 3.06 |  |  | 2 | Education - University | Existing | Santa Maria Area | PG&E
NG-WtrHt-LrgInst-Gas-gt200kBtuh-0p90Et | DEER2014 | D13 v1.00 | 2013-08-02 | PGE | EUn | Ex | Any | CZ11 | Cap-kBTUh | 2560 | 1000000 | None | 0 | 0 | 0 | 0 | 0 | 5.29 | 0 | 0 | 0 | 0 | 0 | 2.81 |  |  | 2 | Education - University | Existing | Red Bluff Area | PG&E
NG-WtrHt-LrgInst-Gas-gt200kBtuh-0p90Et | DEER2014 | D13 v1.00 | 2013-08-02 | PGE | EUn | Ex | Any | CZ12 | Cap-kBTUh | 2560 | 1000000 | None | 0 | 0 | 0 | 0 | 0 | 5.4 | 0 | 0 | 0 | 0 | 0 | 2.89 |  |  | 2 | Education - University | Existing | Sacramento Area | PG&E
NG-WtrHt-LrgInst-Gas-gt200kBtuh-0p90Et | DEER2014 | D13 v1.00 | 2013-08-02 | PGE | EUn | Ex | Any | CZ13 | Cap-kBTUh | 2560 | 1000000 | None | 0 | 0 | 0 | 0 | 0 | 5.25 | 0 | 0 | 0 | 0 | 0 | 2.77 |  |  | 2 | Education - University | Existing | Fresno Area | PG&E
NG-WtrHt-LrgInst-Gas-gt200kBtuh-0p90Et | DEER2014 | D13 v1.00 | 2013-08-02 | PGE | EUn | Ex | Any | CZ16 | Cap-kBTUh | 2560 | 1000000 | None | 0 | 0 | 0 | 0 | 0 | 6.06 | 0 | 0 | 0 | 0 | 0 | 3.22 |  |  | 2 | Education - University | Existing | Blue Canyon (Mount Shasta for pre-2014) | PG&E
NG-WtrHt-LrgInst-Gas-gt200kBtuh-0p90Et | DEER2014 | D13 v1.00 | 2013-09-20 | PGE | EUn | Ex | Any | IOU | Cap-kBTUh | 2560 | 1000000 | None | 0 | 0 | 0 | 0 | 0 | 5.59 | 0 | 0 | 0 | 0 | 0 | 2.95 |  |  | 2 | Education - University | Existing | IOU Territory | PG&E
NG-WtrHt-LrgInst-Gas-gt200kBtuh-0p90Et | DEER2014 | D13 v1.00 | 2013-09-20 | PGE | EUn | New | Any | IOU | Cap-kBTUh | 2560 | 1000000 | None | 0 | 0 | 0 | 0 | 0 | 2.93 | 0 | 0 | 0 | 0 | 0 | 2.93 |  |  | 2 | Education - University | New | IOU Territory | PG&E
NG-WtrHt-LrgInst-Gas-gt200kBtuh-0p90Et | DEER2014 | D13 v1.00 | 2013-08-02 | PGE | Gro | Ex | Any | CZ01 | Cap-kBTUh | 146 | 50000 | None | 0 | 0 | 0 | 1.57 | 0.000173 | 5.02 | 0 | 0 | 0 | 0.301 | 1.73e-06 | 3.63 |  |  | 2 | Grocery | Existing | Arcata Area | PG&E
NG-WtrHt-LrgInst-Gas-gt200kBtuh-0p90Et | DEER2014 | D13 v1.00 | 2013-08-02 | PGE | Gro | Ex | Any | CZ02 | Cap-kBTUh | 146 | 50000 | None | 0 | 0 | 0 | 4.63 | 0.00163 | 5.01 | 0 | 0 | 0 | 0.834 | 0.0003 | 3.42 |  |  | 2 | Grocery | Existing | Santa Rosa Area | PG&E
NG-WtrHt-LrgInst-Gas-gt200kBtuh-0p90Et | DEER2014 | D13 v1.00 | 2013-08-02 | PGE | Gro | Ex | Any | CZ03 | Cap-kBTUh | 146 | 50000 | None | 0 | 0 | 0 | 3.31 | 0.000887 | 4.91 | 0 | 0 | 0 | 0.525 | 0.000127 | 3.39 |  |  | 2 | Grocery | Existing | Oakland Area | PG&E
NG-WtrHt-LrgInst-Gas-gt200kBtuh-0p90Et | DEER2014 | D13 v1.00 | 2013-08-02 | PGE | Gro | Ex | Any | CZ04 | Cap-kBTUh | 146 | 50000 | None | 0 | 0 | 0 | 4.72 | 0.00182 | 4.89 | 0 | 0 | 0 | 0.788 | 0.000248 | 3.31 |  |  | 2 | Grocery | Existing | San Jose-Reid (Sunnyvale for pre-2014) | PG&E
NG-WtrHt-LrgInst-Gas-gt200kBtuh-0p90Et | DEER2014 | D13 v1.00 | 2013-08-02 | PGE | Gro | Ex | Any | CZ05 | Cap-kBTUh | 146 | 50000 | None | 0 | 0 | 0 | 3.24 | 0.000752 | 4.86 | 0 | 0 | 0 | 0.609 | 0.000544 | 3.42 |  |  | 2 | Grocery | Existing | Santa Maria Area | PG&E
NG-WtrHt-LrgInst-Gas-gt200kBtuh-0p90Et | DEER2014 | D13 v1.00 | 2013-08-02 | PGE | Gro | Ex | Any | CZ11 | Cap-kBTUh | 146 | 50000 | None | 0 | 0 | 0 | 6.03 | 0.00198 | 4.71 | 0 | 0 | 0 | 1.16 | 0.000459 | 3.2 |  |  | 2 | Grocery | Existing | Red Bluff Area | PG&E
NG-WtrHt-LrgInst-Gas-gt200kBtuh-0p90Et | DEER2014 | D13 v1.00 | 2013-08-02 | PGE | Gro | Ex | Any | CZ12 | Cap-kBTUh | 146 | 50000 | None | 0 | 0 | 0 | 5.68 | 0.00189 | 4.77 | 0 | 0 | 0 | 0.981 | 0.000364 | 3.27 |  |  | 2 | Grocery | Existing | Sacramento Area | PG&E
NG-WtrHt-LrgInst-Gas-gt200kBtuh-0p90Et | DEER2014 | D13 v1.00 | 2013-08-02 | PGE | Gro | Ex | Any | CZ13 | Cap-kBTUh | 146 | 50000 | None | 0 | 0 | 0 | 6.2 | 0.00199 | 4.73 | 0 | 0 | 0 | 1.24 | 0.000378 | 3.17 |  |  | 2 | Grocery | Existing | Fresno Area | PG&E
NG-WtrHt-LrgInst-Gas-gt200kBtuh-0p90Et | DEER2014 | D13 v1.00 | 2013-08-02 | PGE | Gro | Ex | Any | CZ16 | Cap-kBTUh | 146 | 50000 | None | 0 | 0 | 0 | 2.68 | 0.00175 | 5.11 | 0 | 0 | 0 | 0.494 | 0.000355 | 3.63 |  |  | 2 | Grocery | Existing | Blue Canyon (Mount Shasta for pre-2014) | PG&E
NG-WtrHt-LrgInst-Gas-gt200kBtuh-0p90Et | DEER2014 | D13 v1.00 | 2013-09-20 | PGE | Gro | Ex | Any | IOU | Cap-kBTUh | 146 | 50000 | None | 0 | 0 | 0 | 4.78 | 0.00155 | 4.84 | 0 | 0 | 0 | 0.849 | 0.000289 | 3.31 |  |  | 2 | Grocery | Existing | IOU Territory | PG&E
NG-WtrHt-LrgInst-Gas-gt200kBtuh-0p90Et | DEER2014 | D13 v1.00 | 2013-09-20 | PGE | Gro | New | Any | IOU | Cap-kBTUh | 146 | 50000 | None | 0 | 0 | 0 | 0.639 | 0.000289 | 3.3 | 0 | 0 | 0 | 0.639 | 0.000289 | 3.3 |  |  | 2 | Grocery | New | IOU Territory | PG&E
NG-WtrHt-LrgInst-Gas-gt200kBtuh-0p90Et | DEER2014 | D13 v1.00 | 2013-08-02 | PGE | Hsp | Ex | Any | CZ01 | Cap-kBTUh | 2530 | 500000 | None | 0 | 0 | 0 | 0 | 0 | 8.45 | 0 | 0 | 0 | 0 | 0 | 5.49 |  |  | 2 | Health/Medical - Hospital | Existing | Arcata Area | PG&E
NG-WtrHt-LrgInst-Gas-gt200kBtuh-0p90Et | DEER2014 | D13 v1.00 | 2013-08-02 | PGE | Hsp | Ex | Any | CZ02 | Cap-kBTUh | 2530 | 500000 | None | 0 | 0 | 0 | 0 | 0 | 7.96 | 0 | 0 | 0 | 0 | 0 | 5.13 |  |  | 2 | Health/Medical - Hospital | Existing | Santa Rosa Area | PG&E
NG-WtrHt-LrgInst-Gas-gt200kBtuh-0p90Et | DEER2014 | D13 v1.00 | 2013-08-02 | PGE | Hsp | Ex | Any | CZ03 | Cap-kBTUh | 2530 | 500000 | None | 0 | 0 | 0 | 0 | 0 | 8.18 | 0 | 0 | 0 | 0 | 0 | 5.14 |  |  | 2 | Health/Medical - Hospital | Existing | Oakland Area | PG&E
NG-WtrHt-LrgInst-Gas-gt200kBtuh-0p90Et | DEER2014 | D13 v1.00 | 2013-08-02 | PGE | Hsp | Ex | Any | CZ04 | Cap-kBTUh | 2530 | 500000 | None | 0 | 0 | 0 | 0 | 0 | 7.72 | 0 | 0 | 0 | 0 | 0 | 4.99 |  |  | 2 | Health/Medical - Hospital | Existing | San Jose-Reid (Sunnyvale for pre-2014) | PG&E
NG-WtrHt-LrgInst-Gas-gt200kBtuh-0p90Et | DEER2014 | D13 v1.00 | 2013-08-02 | PGE | Hsp | Ex | Any | CZ05 | Cap-kBTUh | 2530 | 500000 | None | 0 | 0 | 0 | 0 | 0 | 8.04 | 0 | 0 | 0 | 0 | 0 | 5.22 |  |  | 2 | Health/Medical - Hospital | Existing | Santa Maria Area | PG&E
NG-WtrHt-LrgInst-Gas-gt200kBtuh-0p90Et | DEER2014 | D13 v1.00 | 2013-08-02 | PGE | Hsp | Ex | Any | CZ11 | Cap-kBTUh | 2530 | 500000 | None | 0 | 0 | 0 | 0 | 0 | 7.3 | 0 | 0 | 0 | 0 | 0 | 4.76 |  |  | 2 | Health/Medical - Hospital | Existing | Red Bluff Area | PG&E
NG-WtrHt-LrgInst-Gas-gt200kBtuh-0p90Et | DEER2014 | D13 v1.00 | 2013-08-02 | PGE | Hsp | Ex | Any | CZ12 | Cap-kBTUh | 2530 | 500000 | None | 0 | 0 | 0 | 0 | 0 | 7.57 | 0 | 0 | 0 | 0 | 0 | 4.91 |  |  | 2 | Health/Medical - Hospital | Existing | Sacramento Area | PG&E
NG-WtrHt-LrgInst-Gas-gt200kBtuh-0p90Et | DEER2014 | D13 v1.00 | 2013-08-02 | PGE | Hsp | Ex | Any | CZ13 | Cap-kBTUh | 2530 | 500000 | None | 0 | 0 | 0 | 0 | 0 | 7.21 | 0 | 0 | 0 | 0 | 0 | 4.71 |  |  | 2 | Health/Medical - Hospital | Existing | Fresno Area | PG&E
NG-WtrHt-LrgInst-Gas-gt200kBtuh-0p90Et | DEER2014 | D13 v1.00 | 2013-08-02 | PGE | Hsp | Ex | Any | CZ16 | Cap-kBTUh | 2530 | 500000 | None | 0 | 0 | 0 | 0 | 0 | 8.31 | 0 | 0 | 0 | 0 | 0 | 5.47 |  |  | 2 | Health/Medical - Hospital | Existing | Blue Canyon (Mount Shasta for pre-2014) | PG&E
NG-WtrHt-LrgInst-Gas-gt200kBtuh-0p90Et | DEER2014 | D13 v1.00 | 2013-09-20 | PGE | Hsp | Ex | Any | IOU | Cap-kBTUh | 2530 | 500000 | None | 0 | 0 | 0 | 0 | 0 | 7.75 | 0 | 0 | 0 | 0 | 0 | 4.98 |  |  | 2 | Health/Medical - Hospital | Existing | IOU Territory | PG&E
NG-WtrHt-LrgInst-Gas-gt200kBtuh-0p90Et | DEER2014 | D13 v1.00 | 2013-09-20 | PGE | Hsp | New | Any | IOU | Cap-kBTUh | 2530 | 500000 | None | 0 | 0 | 0 | 0 | 0 | 4.96 | 0 | 0 | 0 | 0 | 0 | 4.96 |  |  | 2 | Health/Medical - Hospital | New | IOU Territory | PG&E
NG-WtrHt-LrgInst-Gas-gt200kBtuh-0p90Et | DEER2014 | D13 v1.00 | 2013-08-02 | PGE | Htl | Ex | Any | CZ01 | Cap-kBTUh | 1280 | 400000 | None | 0 | 0 | 0 | 0 | 0 | 5.58 | 0 | 0 | 0 | 0 | 0 | 4.02 |  |  | 2 | Lodging - Hotel | Existing | Arcata Area | PG&E
NG-WtrHt-LrgInst-Gas-gt200kBtuh-0p90Et | DEER2014 | D13 v1.00 | 2013-08-02 | PGE | Htl | Ex | Any | CZ02 | Cap-kBTUh | 1280 | 400000 | None | 0 | 0 | 0 | 0 | 0 | 5.21 | 0 | 0 | 0 | 0 | 0 | 3.66 |  |  | 2 | Lodging - Hotel | Existing | Santa Rosa Area | PG&E
NG-WtrHt-LrgInst-Gas-gt200kBtuh-0p90Et | DEER2014 | D13 v1.00 | 2013-08-02 | PGE | Htl | Ex | Any | CZ03 | Cap-kBTUh | 1280 | 400000 | None | 0 | 0 | 0 | 0 | 0 | 5.38 | 0 | 0 | 0 | 0 | 0 | 3.68 |  |  | 2 | Lodging - Hotel | Existing | Oakland Area | PG&E
NG-WtrHt-LrgInst-Gas-gt200kBtuh-0p90Et | DEER2014 | D13 v1.00 | 2013-08-02 | PGE | Htl | Ex | Any | CZ04 | Cap-kBTUh | 1280 | 400000 | None | 0 | 0 | 0 | 0 | 0 | 5.03 | 0 | 0 | 0 | 0 | 0 | 3.53 |  |  | 2 | Lodging - Hotel | Existing | San Jose-Reid (Sunnyvale for pre-2014) | PG&E
NG-WtrHt-LrgInst-Gas-gt200kBtuh-0p90Et | DEER2014 | D13 v1.00 | 2013-08-02 | PGE | Htl | Ex | Any | CZ05 | Cap-kBTUh | 1280 | 400000 | None | 0 | 0 | 0 | 0 | 0 | 5.32 | 0 | 0 | 0 | 0 | 0 | 3.75 |  |  | 2 | Lodging - Hotel | Existing | Santa Maria Area | PG&E
NG-WtrHt-LrgInst-Gas-gt200kBtuh-0p90Et | DEER2014 | D13 v1.00 | 2013-08-02 | PGE | Htl | Ex | Any | CZ11 | Cap-kBTUh | 1280 | 400000 | None | 0 | 0 | 0 | 0 | 0 | 4.79 | 0 | 0 | 0 | 0 | 0 | 3.3 |  |  | 2 | Lodging - Hotel | Existing | Red Bluff Area | PG&E
NG-WtrHt-LrgInst-Gas-gt200kBtuh-0p90Et | DEER2014 | D13 v1.00 | 2013-08-02 | PGE | Htl | Ex | Any | CZ12 | Cap-kBTUh | 1280 | 400000 | None | 0 | 0 | 0 | 0 | 0 | 4.89 | 0 | 0 | 0 | 0 | 0 | 3.44 |  |  | 2 | Lodging - Hotel | Existing | Sacramento Area | PG&E
NG-WtrHt-LrgInst-Gas-gt200kBtuh-0p90Et | DEER2014 | D13 v1.00 | 2013-08-02 | PGE | Htl | Ex | Any | CZ13 | Cap-kBTUh | 1280 | 400000 | None | 0 | 0 | 0 | 0 | 0 | 4.74 | 0 | 0 | 0 | 0 | 0 | 3.25 |  |  | 2 | Lodging - Hotel | Existing | Fresno Area | PG&E
NG-WtrHt-LrgInst-Gas-gt200kBtuh-0p90Et | DEER2014 | D13 v1.00 | 2013-08-02 | PGE | Htl | Ex | Any | CZ16 | Cap-kBTUh | 1280 | 400000 | None | 0 | 0 | 0 | 0 | 0 | 5.6 | 0 | 0 | 0 | 0 | 0 | 4 |  |  | 2 | Lodging - Hotel | Existing | Blue Canyon (Mount Shasta for pre-2014) | PG&E
NG-WtrHt-LrgInst-Gas-gt200kBtuh-0p90Et | DEER2014 | D13 v1.00 | 2013-09-20 | PGE | Htl | Ex | Any | IOU | Cap-kBTUh | 1280 | 400000 | None | 0 | 0 | 0 | 0 | 0 | 5.18 | 0 | 0 | 0 | 0 | 0 | 3.59 |  |  | 2 | Lodging - Hotel | Existing | IOU Territory | PG&E
NG-WtrHt-LrgInst-Gas-gt200kBtuh-0p90Et | DEER2014 | D13 v1.00 | 2013-09-20 | PGE | Htl | New | Any | IOU | Cap-kBTUh | 1280 | 400000 | None | 0 | 0 | 0 | 0 | 0 | 3.55 | 0 | 0 | 0 | 0 | 0 | 3.55 |  |  | 2 | Lodging - Hotel | New | IOU Territory | PG&E
NG-WtrHt-LrgInst-Gas-gt200kBtuh-0p90Et | DEER2014 | D13 v1.00 | 2013-08-02 | PGE | MBT | Ex | Any | CZ01 | Cap-kBTUh | 292 | 200000 | None | 0 | 0 | 0 | 0 | 0 | 4.17 | 0 | 0 | 0 | 0 | 0 | 2.08 |  |  | 2 | Manufacturing Biotech | Existing | Arcata Area | PG&E
NG-WtrHt-LrgInst-Gas-gt200kBtuh-0p90Et | DEER2014 | D13 v1.00 | 2013-08-02 | PGE | MBT | Ex | Any | CZ02 | Cap-kBTUh | 292 | 200000 | None | 0 | 0 | 0 | 0 | 0 | 4.03 | 0 | 0 | 0 | 0 | 0 | 1.95 |  |  | 2 | Manufacturing Biotech | Existing | Santa Rosa Area | PG&E
NG-WtrHt-LrgInst-Gas-gt200kBtuh-0p90Et | DEER2014 | D13 v1.00 | 2013-08-02 | PGE | MBT | Ex | Any | CZ03 | Cap-kBTUh | 292 | 200000 | None | 0 | 0 | 0 | 0 | 0 | 4.11 | 0 | 0 | 0 | 0 | 0 | 1.95 |  |  | 2 | Manufacturing Biotech | Existing | Oakland Area | PG&E
NG-WtrHt-LrgInst-Gas-gt200kBtuh-0p90Et | DEER2014 | D13 v1.00 | 2013-08-02 | PGE | MBT | Ex | Any | CZ04 | Cap-kBTUh | 292 | 200000 | None | 0 | 0 | 0 | 0 | 0 | 3.93 | 0 | 0 | 0 | 0 | 0 | 1.9 |  |  | 2 | Manufacturing Biotech | Existing | San Jose-Reid (Sunnyvale for pre-2014) | PG&E
NG-WtrHt-LrgInst-Gas-gt200kBtuh-0p90Et | DEER2014 | D13 v1.00 | 2013-08-02 | PGE | MBT | Ex | Any | CZ05 | Cap-kBTUh | 292 | 200000 | None | 0 | 0 | 0 | 0 | 0 | 4.06 | 0 | 0 | 0 | 0 | 0 | 1.98 |  |  | 2 | Manufacturing Biotech | Existing | Santa Maria Area | PG&E
NG-WtrHt-LrgInst-Gas-gt200kBtuh-0p90Et | DEER2014 | D13 v1.00 | 2013-08-02 | PGE | MBT | Ex | Any | CZ11 | Cap-kBTUh | 292 | 200000 | None | 0 | 0 | 0 | 0 | 0 | 3.68 | 0 | 0 | 0 | 0 | 0 | 1.82 |  |  | 2 | Manufacturing Biotech | Existing | Red Bluff Area | PG&E
NG-WtrHt-LrgInst-Gas-gt200kBtuh-0p90Et | DEER2014 | D13 v1.00 | 2013-08-02 | PGE | MBT | Ex | Any | CZ12 | Cap-kBTUh | 292 | 200000 | None | 0 | 0 | 0 | 0 | 0 | 3.81 | 0 | 0 | 0 | 0 | 0 | 1.87 |  |  | 2 | Manufacturing Biotech | Existing | Sacramento Area | PG&E
NG-WtrHt-LrgInst-Gas-gt200kBtuh-0p90Et | DEER2014 | D13 v1.00 | 2013-08-02 | PGE | MBT | Ex | Any | CZ13 | Cap-kBTUh | 292 | 200000 | None | 0 | 0 | 0 | 0 | 0 | 3.67 | 0 | 0 | 0 | 0 | 0 | 1.8 |  |  | 2 | Manufacturing Biotech | Existing | Fresno Area | PG&E
NG-WtrHt-LrgInst-Gas-gt200kBtuh-0p90Et | DEER2014 | D13 v1.00 | 2013-08-02 | PGE | MBT | Ex | Any | CZ16 | Cap-kBTUh | 292 | 200000 | None | 0 | 0 | 0 | 0 | 0 | 4.12 | 0 | 0 | 0 | 0 | 0 | 2.07 |  |  | 2 | Manufacturing Biotech | Existing | Blue Canyon (Mount Shasta for pre-2014) | PG&E
NG-WtrHt-LrgInst-Gas-gt200kBtuh-0p90Et | DEER2014 | D13 v1.00 | 2013-09-20 | PGE | MBT | Ex | Any | IOU | Cap-kBTUh | 292 | 200000 | None | 0 | 0 | 0 | 0 | 0 | 3.94 | 0 | 0 | 0 | 0 | 0 | 1.9 |  |  | 2 | Manufacturing Biotech | Existing | IOU Territory | PG&E
NG-WtrHt-LrgInst-Gas-gt200kBtuh-0p90Et | DEER2014 | D13 v1.00 | 2013-09-20 | PGE | MBT | New | Any | IOU | Cap-kBTUh | 292 | 200000 | None | 0 | 0 | 0 | 0 | 0 | 1.88 | 0 | 0 | 0 | 0 | 0 | 1.88 |  |  | 2 | Manufacturing Biotech | New | IOU Territory | PG&E
NG-WtrHt-LrgInst-Gas-gt200kBtuh-0p90Et | DEER2014 | D13 v1.00 | 2013-08-02 | PGE | MLI | Ex | Any | CZ01 | Cap-kBTUh | 146 | 100000 | None | 0 | 0 | 0 | 0 | 0 | 4.66 | 0 | 0 | 0 | 0 | 0 | 2.42 |  |  | 2 | Manufacturing Light Industrial | Existing | Arcata Area | PG&E
NG-WtrHt-LrgInst-Gas-gt200kBtuh-0p90Et | DEER2014 | D13 v1.00 | 2013-08-02 | PGE | MLI | Ex | Any | CZ02 | Cap-kBTUh | 146 | 100000 | None | 0 | 0 | 0 | 0 | 0 | 4.44 | 0 | 0 | 0 | 0 | 0 | 2.26 |  |  | 2 | Manufacturing Light Industrial | Existing | Santa Rosa Area | PG&E
NG-WtrHt-LrgInst-Gas-gt200kBtuh-0p90Et | DEER2014 | D13 v1.00 | 2013-08-02 | PGE | MLI | Ex | Any | CZ03 | Cap-kBTUh | 146 | 100000 | None | 0 | 0 | 0 | 0 | 0 | 4.53 | 0 | 0 | 0 | 0 | 0 | 2.27 |  |  | 2 | Manufacturing Light Industrial | Existing | Oakland Area | PG&E
NG-WtrHt-LrgInst-Gas-gt200kBtuh-0p90Et | DEER2014 | D13 v1.00 | 2013-08-02 | PGE | MLI | Ex | Any | CZ04 | Cap-kBTUh | 146 | 100000 | None | 0 | 0 | 0 | 0 | 0 | 4.32 | 0 | 0 | 0 | 0 | 0 | 2.2 |  |  | 2 | Manufacturing Light Industrial | Existing | San Jose-Reid (Sunnyvale for pre-2014) | PG&E
NG-WtrHt-LrgInst-Gas-gt200kBtuh-0p90Et | DEER2014 | D13 v1.00 | 2013-08-02 | PGE | MLI | Ex | Any | CZ05 | Cap-kBTUh | 146 | 100000 | None | 0 | 0 | 0 | 0 | 0 | 4.48 | 0 | 0 | 0 | 0 | 0 | 2.3 |  |  | 2 | Manufacturing Light Industrial | Existing | Santa Maria Area | PG&E
NG-WtrHt-LrgInst-Gas-gt200kBtuh-0p90Et | DEER2014 | D13 v1.00 | 2013-08-02 | PGE | MLI | Ex | Any | CZ11 | Cap-kBTUh | 146 | 100000 | None | 0 | 0 | 0 | 0 | 0 | 4.04 | 0 | 0 | 0 | 0 | 0 | 2.11 |  |  | 2 | Manufacturing Light Industrial | Existing | Red Bluff Area | PG&E
NG-WtrHt-LrgInst-Gas-gt200kBtuh-0p90Et | DEER2014 | D13 v1.00 | 2013-08-02 | PGE | MLI | Ex | Any | CZ12 | Cap-kBTUh | 146 | 100000 | None | 0 | 0 | 0 | 0 | 0 | 4.19 | 0 | 0 | 0 | 0 | 0 | 2.17 |  |  | 2 | Manufacturing Light Industrial | Existing | Sacramento Area | PG&E
NG-WtrHt-LrgInst-Gas-gt200kBtuh-0p90Et | DEER2014 | D13 v1.00 | 2013-08-02 | PGE | MLI | Ex | Any | CZ13 | Cap-kBTUh | 146 | 100000 | None | 0 | 0 | 0 | 0 | 0 | 4.02 | 0 | 0 | 0 | 0 | 0 | 2.08 |  |  | 2 | Manufacturing Light Industrial | Existing | Fresno Area | PG&E
NG-WtrHt-LrgInst-Gas-gt200kBtuh-0p90Et | DEER2014 | D13 v1.00 | 2013-08-02 | PGE | MLI | Ex | Any | CZ16 | Cap-kBTUh | 146 | 100000 | None | 0 | 0 | 0 | 0 | 0 | 4.57 | 0 | 0 | 0 | 0 | 0 | 2.41 |  |  | 2 | Manufacturing Light Industrial | Existing | Blue Canyon (Mount Shasta for pre-2014) | PG&E
NG-WtrHt-LrgInst-Gas-gt200kBtuh-0p90Et | DEER2014 | D13 v1.00 | 2013-09-20 | PGE | MLI | Ex | Any | IOU | Cap-kBTUh | 146 | 100000 | None | 0 | 0 | 0 | 0 | 0 | 4.34 | 0 | 0 | 0 | 0 | 0 | 2.21 |  |  | 2 | Manufacturing Light Industrial | Existing | IOU Territory | PG&E
NG-WtrHt-LrgInst-Gas-gt200kBtuh-0p90Et | DEER2014 | D13 v1.00 | 2013-09-20 | PGE | MLI | New | Any | IOU | Cap-kBTUh | 146 | 100000 | None | 0 | 0 | 0 | 0 | 0 | 2.19 | 0 | 0 | 0 | 0 | 0 | 2.19 |  |  | 2 | Manufacturing Light Industrial | New | IOU Territory | PG&E
NG-WtrHt-LrgInst-Gas-gt200kBtuh-0p90Et | DEER2014 | D13 v1.00 | 2013-08-02 | PGE | Mtl | Ex | Any | CZ01 | Cap-kBTUh | 118 | 60000 | None | 0 | 0 | 0 | 0 | 0 | 3.85 | 0 | 0 | 0 | 0 | 0 | 2.01 |  |  | 2 | Lodging - Motel | Existing | Arcata Area | PG&E
NG-WtrHt-LrgInst-Gas-gt200kBtuh-0p90Et | DEER2014 | D13 v1.00 | 2013-08-02 | PGE | Mtl | Ex | Any | CZ02 | Cap-kBTUh | 118 | 60000 | None | 0 | 0 | 0 | 0 | 0 | 3.79 | 0 | 0 | 0 | 0 | 0 | 1.89 |  |  | 2 | Lodging - Motel | Existing | Santa Rosa Area | PG&E
NG-WtrHt-LrgInst-Gas-gt200kBtuh-0p90Et | DEER2014 | D13 v1.00 | 2013-08-02 | PGE | Mtl | Ex | Any | CZ03 | Cap-kBTUh | 118 | 60000 | None | 0 | 0 | 0 | 0 | 0 | 3.95 | 0 | 0 | 0 | 0 | 0 | 1.89 |  |  | 2 | Lodging - Motel | Existing | Oakland Area | PG&E
NG-WtrHt-LrgInst-Gas-gt200kBtuh-0p90Et | DEER2014 | D13 v1.00 | 2013-08-02 | PGE | Mtl | Ex | Any | CZ04 | Cap-kBTUh | 118 | 60000 | None | 0 | 0 | 0 | 0 | 0 | 3.73 | 0 | 0 | 0 | 0 | 0 | 1.84 |  |  | 2 | Lodging - Motel | Existing | San Jose-Reid (Sunnyvale for pre-2014) | PG&E
NG-WtrHt-LrgInst-Gas-gt200kBtuh-0p90Et | DEER2014 | D13 v1.00 | 2013-08-02 | PGE | Mtl | Ex | Any | CZ05 | Cap-kBTUh | 118 | 60000 | None | 0 | 0 | 0 | 0 | 0 | 3.84 | 0 | 0 | 0 | 0 | 0 | 1.92 |  |  | 2 | Lodging - Motel | Existing | Santa Maria Area | PG&E
NG-WtrHt-LrgInst-Gas-gt200kBtuh-0p90Et | DEER2014 | D13 v1.00 | 2013-08-02 | PGE | Mtl | Ex | Any | CZ11 | Cap-kBTUh | 118 | 60000 | None | 0 | 0 | 0 | 0 | 0 | 3.63 | 0 | 0 | 0 | 0 | 0 | 1.77 |  |  | 2 | Lodging - Motel | Existing | Red Bluff Area | PG&E
NG-WtrHt-LrgInst-Gas-gt200kBtuh-0p90Et | DEER2014 | D13 v1.00 | 2013-08-02 | PGE | Mtl | Ex | Any | CZ12 | Cap-kBTUh | 118 | 60000 | None | 0 | 0 | 0 | 0 | 0 | 3.63 | 0 | 0 | 0 | 0 | 0 | 1.82 |  |  | 2 | Lodging - Motel | Existing | Sacramento Area | PG&E
NG-WtrHt-LrgInst-Gas-gt200kBtuh-0p90Et | DEER2014 | D13 v1.00 | 2013-08-02 | PGE | Mtl | Ex | Any | CZ13 | Cap-kBTUh | 118 | 60000 | None | 0 | 0 | 0 | 0 | 0 | 3.63 | 0 | 0 | 0 | 0 | 0 | 1.75 |  |  | 2 | Lodging - Motel | Existing | Fresno Area | PG&E
NG-WtrHt-LrgInst-Gas-gt200kBtuh-0p90Et | DEER2014 | D13 v1.00 | 2013-08-02 | PGE | Mtl | Ex | Any | CZ16 | Cap-kBTUh | 118 | 60000 | None | 0 | 0 | 0 | 0 | 0 | 3.86 | 0 | 0 | 0 | 0 | 0 | 2 |  |  | 2 | Lodging - Motel | Existing | Blue Canyon (Mount Shasta for pre-2014) | PG&E
NG-WtrHt-LrgInst-Gas-gt200kBtuh-0p90Et | DEER2014 | D13 v1.00 | 2013-09-20 | PGE | Mtl | Ex | Any | IOU | Cap-kBTUh | 118 | 60000 | None | 0 | 0 | 0 | 0 | 0 | 3.82 | 0 | 0 | 0 | 0 | 0 | 1.86 |  |  | 2 | Lodging - Motel | Existing | IOU Territory | PG&E
NG-WtrHt-LrgInst-Gas-gt200kBtuh-0p90Et | DEER2014 | D13 v1.00 | 2013-09-20 | PGE | Mtl | New | Any | IOU | Cap-kBTUh | 118 | 60000 | None | 0 | 0 | 0 | 0 | 0 | 1.85 | 0 | 0 | 0 | 0 | 0 | 1.85 |  |  | 2 | Lodging - Motel | New | IOU Territory | PG&E
NG-WtrHt-LrgInst-Gas-gt200kBtuh-0p90Et | DEER2014 | D13 v1.00 | 2013-08-02 | PGE | Nrs | Ex | Any | CZ01 | Cap-kBTUh | 572 | 120000 | None | 0 | 0 | 0 | 0 | 0 | 6.75 | 0 | 0 | 0 | 0 | 0 | 4.1 |  |  | 2 | Health/Medical - Nursing Home | Existing | Arcata Area | PG&E
NG-WtrHt-LrgInst-Gas-gt200kBtuh-0p90Et | DEER2014 | D13 v1.00 | 2013-08-02 | PGE | Nrs | Ex | Any | CZ02 | Cap-kBTUh | 572 | 120000 | None | 0 | 0 | 0 | 0 | 0 | 6.37 | 0 | 0 | 0 | 0 | 0 | 3.82 |  |  | 2 | Health/Medical - Nursing Home | Existing | Santa Rosa Area | PG&E
NG-WtrHt-LrgInst-Gas-gt200kBtuh-0p90Et | DEER2014 | D13 v1.00 | 2013-08-02 | PGE | Nrs | Ex | Any | CZ03 | Cap-kBTUh | 572 | 120000 | None | 0 | 0 | 0 | 0 | 0 | 6.58 | 0 | 0 | 0 | 0 | 0 | 3.84 |  |  | 2 | Health/Medical - Nursing Home | Existing | Oakland Area | PG&E
NG-WtrHt-LrgInst-Gas-gt200kBtuh-0p90Et | DEER2014 | D13 v1.00 | 2013-08-02 | PGE | Nrs | Ex | Any | CZ04 | Cap-kBTUh | 572 | 120000 | None | 0 | 0 | 0 | 0 | 0 | 6.19 | 0 | 0 | 0 | 0 | 0 | 3.72 |  |  | 2 | Health/Medical - Nursing Home | Existing | San Jose-Reid (Sunnyvale for pre-2014) | PG&E
NG-WtrHt-LrgInst-Gas-gt200kBtuh-0p90Et | DEER2014 | D13 v1.00 | 2013-08-02 | PGE | Nrs | Ex | Any | CZ05 | Cap-kBTUh | 572 | 120000 | None | 0 | 0 | 0 | 0 | 0 | 6.44 | 0 | 0 | 0 | 0 | 0 | 3.89 |  |  | 2 | Health/Medical - Nursing Home | Existing | Santa Maria Area | PG&E
NG-WtrHt-LrgInst-Gas-gt200kBtuh-0p90Et | DEER2014 | D13 v1.00 | 2013-08-02 | PGE | Nrs | Ex | Any | CZ11 | Cap-kBTUh | 572 | 120000 | None | 0 | 0 | 0 | 0 | 0 | 5.86 | 0 | 0 | 0 | 0 | 0 | 3.56 |  |  | 2 | Health/Medical - Nursing Home | Existing | Red Bluff Area | PG&E
NG-WtrHt-LrgInst-Gas-gt200kBtuh-0p90Et | DEER2014 | D13 v1.00 | 2013-08-02 | PGE | Nrs | Ex | Any | CZ12 | Cap-kBTUh | 572 | 120000 | None | 0 | 0 | 0 | 0 | 0 | 6.06 | 0 | 0 | 0 | 0 | 0 | 3.66 |  |  | 2 | Health/Medical - Nursing Home | Existing | Sacramento Area | PG&E
NG-WtrHt-LrgInst-Gas-gt200kBtuh-0p90Et | DEER2014 | D13 v1.00 | 2013-08-02 | PGE | Nrs | Ex | Any | CZ13 | Cap-kBTUh | 572 | 120000 | None | 0 | 0 | 0 | 0 | 0 | 5.77 | 0 | 0 | 0 | 0 | 0 | 3.52 |  |  | 2 | Health/Medical - Nursing Home | Existing | Fresno Area | PG&E
NG-WtrHt-LrgInst-Gas-gt200kBtuh-0p90Et | DEER2014 | D13 v1.00 | 2013-08-02 | PGE | Nrs | Ex | Any | CZ16 | Cap-kBTUh | 572 | 120000 | None | 0 | 0 | 0 | 0 | 0 | 6.65 | 0 | 0 | 0 | 0 | 0 | 4.08 |  |  | 2 | Health/Medical - Nursing Home | Existing | Blue Canyon (Mount Shasta for pre-2014) | PG&E
NG-WtrHt-LrgInst-Gas-gt200kBtuh-0p90Et | DEER2014 | D13 v1.00 | 2013-09-20 | PGE | Nrs | Ex | Any | IOU | Cap-kBTUh | 572 | 120000 | None | 0 | 0 | 0 | 0 | 0 | 6.21 | 0 | 0 | 0 | 0 | 0 | 3.72 |  |  | 2 | Health/Medical - Nursing Home | Existing | IOU Territory | PG&E
NG-WtrHt-LrgInst-Gas-gt200kBtuh-0p90Et | DEER2014 | D13 v1.00 | 2013-09-20 | PGE | Nrs | New | Any | IOU | Cap-kBTUh | 572 | 120000 | None | 0 | 0 | 0 | 0 | 0 | 3.7 | 0 | 0 | 0 | 0 | 0 | 3.7 |  |  | 2 | Health/Medical - Nursing Home | New | IOU Territory | PG&E
NG-WtrHt-LrgInst-Gas-gt200kBtuh-0p90Et | DEER2014 | D13 v1.00 | 2013-08-02 | PGE | OfL | Ex | Any | CZ01 | Cap-kBTUh | 146 | 175000 | None | 0 | 0 | 0 | 0 | 0 | 5.1 | 0 | 0 | 0 | 0 | 0 | 2.87 |  |  | 2 | Office - Large | Existing | Arcata Area | PG&E
NG-WtrHt-LrgInst-Gas-gt200kBtuh-0p90Et | DEER2014 | D13 v1.00 | 2013-08-02 | PGE | OfL | Ex | Any | CZ02 | Cap-kBTUh | 146 | 175000 | None | 0 | 0 | 0 | 0 | 0 | 4.78 | 0 | 0 | 0 | 0 | 0 | 2.69 |  |  | 2 | Office - Large | Existing | Santa Rosa Area | PG&E
NG-WtrHt-LrgInst-Gas-gt200kBtuh-0p90Et | DEER2014 | D13 v1.00 | 2013-08-02 | PGE | OfL | Ex | Any | CZ03 | Cap-kBTUh | 146 | 175000 | None | 0 | 0 | 0 | 0 | 0 | 4.86 | 0 | 0 | 0 | 0 | 0 | 2.7 |  |  | 2 | Office - Large | Existing | Oakland Area | PG&E
NG-WtrHt-LrgInst-Gas-gt200kBtuh-0p90Et | DEER2014 | D13 v1.00 | 2013-08-02 | PGE | OfL | Ex | Any | CZ04 | Cap-kBTUh | 146 | 175000 | None | 0 | 0 | 0 | 0 | 0 | 4.62 | 0 | 0 | 0 | 0 | 0 | 2.62 |  |  | 2 | Office - Large | Existing | San Jose-Reid (Sunnyvale for pre-2014) | PG&E
NG-WtrHt-LrgInst-Gas-gt200kBtuh-0p90Et | DEER2014 | D13 v1.00 | 2013-08-02 | PGE | OfL | Ex | Any | CZ05 | Cap-kBTUh | 146 | 175000 | None | 0 | 0 | 0 | 0 | 0 | 4.76 | 0 | 0 | 0 | 0 | 0 | 2.73 |  |  | 2 | Office - Large | Existing | Santa Maria Area | PG&E
NG-WtrHt-LrgInst-Gas-gt200kBtuh-0p90Et | DEER2014 | D13 v1.00 | 2013-08-02 | PGE | OfL | Ex | Any | CZ11 | Cap-kBTUh | 146 | 175000 | None | 0 | 0 | 0 | 0 | 0 | 4.46 | 0 | 0 | 0 | 0 | 0 | 2.51 |  |  | 2 | Office - Large | Existing | Red Bluff Area | PG&E
NG-WtrHt-LrgInst-Gas-gt200kBtuh-0p90Et | DEER2014 | D13 v1.00 | 2013-08-02 | PGE | OfL | Ex | Any | CZ12 | Cap-kBTUh | 146 | 175000 | None | 0 | 0 | 0 | 0 | 0 | 4.45 | 0 | 0 | 0 | 0 | 0 | 2.58 |  |  | 2 | Office - Large | Existing | Sacramento Area | PG&E
NG-WtrHt-LrgInst-Gas-gt200kBtuh-0p90Et | DEER2014 | D13 v1.00 | 2013-08-02 | PGE | OfL | Ex | Any | CZ13 | Cap-kBTUh | 146 | 175000 | None | 0 | 0 | 0 | 0 | 0 | 4.49 | 0 | 0 | 0 | 0 | 0 | 2.48 |  |  | 2 | Office - Large | Existing | Fresno Area | PG&E
NG-WtrHt-LrgInst-Gas-gt200kBtuh-0p90Et | DEER2014 | D13 v1.00 | 2013-08-02 | PGE | OfL | Ex | Any | CZ16 | Cap-kBTUh | 146 | 175000 | None | 0 | 0 | 0 | 0 | 0 | 5.02 | 0 | 0 | 0 | 0 | 0 | 2.86 |  |  | 2 | Office - Large | Existing | Blue Canyon (Mount Shasta for pre-2014) | PG&E
NG-WtrHt-LrgInst-Gas-gt200kBtuh-0p90Et | DEER2014 | D13 v1.00 | 2013-09-20 | PGE | OfL | Ex | Any | IOU | Cap-kBTUh | 146 | 175000 | None | 0 | 0 | 0 | 0 | 0 | 4.72 | 0 | 0 | 0 | 0 | 0 | 2.65 |  |  | 2 | Office - Large | Existing | IOU Territory | PG&E
NG-WtrHt-LrgInst-Gas-gt200kBtuh-0p90Et | DEER2014 | D13 v1.00 | 2013-09-20 | PGE | OfL | New | Any | IOU | Cap-kBTUh | 146 | 175000 | None | 0 | 0 | 0 | 0 | 0 | 2.63 | 0 | 0 | 0 | 0 | 0 | 2.63 |  |  | 2 | Office - Large | New | IOU Territory | PG&E
NG-WtrHt-LrgInst-Gas-gt200kBtuh-0p90Et | DEER2014 | D13 v1.00 | 2013-08-02 | PGE | OfS | Ex | Any | CZ01 | Cap-kBTUh | 43.7 | 10000 | None | 0 | 0 | 0 | 0 | 0 | 2.5 | 0 | 0 | 0 | 0 | 0 | 0.797 |  |  | 2 | Office - Small | Existing | Arcata Area | PG&E
NG-WtrHt-LrgInst-Gas-gt200kBtuh-0p90Et | DEER2014 | D13 v1.00 | 2013-08-02 | PGE | OfS | Ex | Any | CZ02 | Cap-kBTUh | 43.7 | 10000 | None | 0 | 0 | 0 | 0 | 0 | 2.39 | 0 | 0 | 0 | 0 | 0 | 0.758 |  |  | 2 | Office - Small | Existing | Santa Rosa Area | PG&E
NG-WtrHt-LrgInst-Gas-gt200kBtuh-0p90Et | DEER2014 | D13 v1.00 | 2013-08-02 | PGE | OfS | Ex | Any | CZ03 | Cap-kBTUh | 43.7 | 10000 | None | 0 | 0 | 0 | 0 | 0 | 2.41 | 0 | 0 | 0 | 0 | 0 | 0.761 |  |  | 2 | Office - Small | Existing | Oakland Area | PG&E
NG-WtrHt-LrgInst-Gas-gt200kBtuh-0p90Et | DEER2014 | D13 v1.00 | 2013-08-02 | PGE | OfS | Ex | Any | CZ04 | Cap-kBTUh | 43.7 | 10000 | None | 0 | 0 | 0 | 0 | 0 | 2.35 | 0 | 0 | 0 | 0 | 0 | 0.744 |  |  | 2 | Office - Small | Existing | San Jose-Reid (Sunnyvale for pre-2014) | PG&E
NG-WtrHt-LrgInst-Gas-gt200kBtuh-0p90Et | DEER2014 | D13 v1.00 | 2013-08-02 | PGE | OfS | Ex | Any | CZ05 | Cap-kBTUh | 43.7 | 10000 | None | 0 | 0 | 0 | 0 | 0 | 2.39 | 0 | 0 | 0 | 0 | 0 | 0.768 |  |  | 2 | Office - Small | Existing | Santa Maria Area | PG&E
NG-WtrHt-LrgInst-Gas-gt200kBtuh-0p90Et | DEER2014 | D13 v1.00 | 2013-08-02 | PGE | OfS | Ex | Any | CZ11 | Cap-kBTUh | 43.7 | 10000 | None | 0 | 0 | 0 | 0 | 0 | 2.29 | 0 | 0 | 0 | 0 | 0 | 0.722 |  |  | 2 | Office - Small | Existing | Red Bluff Area | PG&E
NG-WtrHt-LrgInst-Gas-gt200kBtuh-0p90Et | DEER2014 | D13 v1.00 | 2013-08-02 | PGE | OfS | Ex | Any | CZ12 | Cap-kBTUh | 43.7 | 10000 | None | 0 | 0 | 0 | 0 | 0 | 2.31 | 0 | 0 | 0 | 0 | 0 | 0.736 |  |  | 2 | Office - Small | Existing | Sacramento Area | PG&E
NG-WtrHt-LrgInst-Gas-gt200kBtuh-0p90Et | DEER2014 | D13 v1.00 | 2013-08-02 | PGE | OfS | Ex | Any | CZ13 | Cap-kBTUh | 43.7 | 10000 | None | 0 | 0 | 0 | 0 | 0 | 2.27 | 0 | 0 | 0 | 0 | 0 | 0.716 |  |  | 2 | Office - Small | Existing | Fresno Area | PG&E
NG-WtrHt-LrgInst-Gas-gt200kBtuh-0p90Et | DEER2014 | D13 v1.00 | 2013-08-02 | PGE | OfS | Ex | Any | CZ16 | Cap-kBTUh | 43.7 | 10000 | None | 0 | 0 | 0 | 0 | 0 | 2.47 | 0 | 0 | 0 | 0 | 0 | 0.793 |  |  | 2 | Office - Small | Existing | Blue Canyon (Mount Shasta for pre-2014) | PG&E
NG-WtrHt-LrgInst-Gas-gt200kBtuh-0p90Et | DEER2014 | D13 v1.00 | 2013-09-20 | PGE | OfS | Ex | Any | IOU | Cap-kBTUh | 43.7 | 10000 | None | 0 | 0 | 0 | 0 | 0 | 2.34 | 0 | 0 | 0 | 0 | 0 | 0.741 |  |  | 2 | Office - Small | Existing | IOU Territory | PG&E
NG-WtrHt-LrgInst-Gas-gt200kBtuh-0p90Et | DEER2014 | D13 v1.00 | 2013-09-20 | PGE | OfS | New | Any | IOU | Cap-kBTUh | 43.7 | 10000 | None | 0 | 0 | 0 | 0 | 0 | 0.738 | 0 | 0 | 0 | 0 | 0 | 0.738 |  |  | 2 | Office - Small | New | IOU Territory | PG&E
NG-WtrHt-LrgInst-Gas-gt200kBtuh-0p90Et | DEER2014 | D13 v1.00 | 2013-08-02 | PGE | RFF | Ex | Any | CZ01 | Cap-kBTUh | 87.5 | 4000 | None | 0 | 0 | 0 | 0 | 0 | 4.18 | 0 | 0 | 0 | 0 | 0 | 1.8 |  |  | 2 | Restaurant - Fast-Food | Existing | Arcata Area | PG&E
NG-WtrHt-LrgInst-Gas-gt200kBtuh-0p90Et | DEER2014 | D13 v1.00 | 2013-08-02 | PGE | RFF | Ex | Any | CZ02 | Cap-kBTUh | 87.5 | 4000 | None | 0 | 0 | 0 | 0 | 0 | 3.86 | 0 | 0 | 0 | 0 | 0 | 1.69 |  |  | 2 | Restaurant - Fast-Food | Existing | Santa Rosa Area | PG&E
NG-WtrHt-LrgInst-Gas-gt200kBtuh-0p90Et | DEER2014 | D13 v1.00 | 2013-08-02 | PGE | RFF | Ex | Any | CZ03 | Cap-kBTUh | 87.5 | 4000 | None | 0 | 0 | 0 | 0 | 0 | 3.88 | 0 | 0 | 0 | 0 | 0 | 1.7 |  |  | 2 | Restaurant - Fast-Food | Existing | Oakland Area | PG&E
NG-WtrHt-LrgInst-Gas-gt200kBtuh-0p90Et | DEER2014 | D13 v1.00 | 2013-08-02 | PGE | RFF | Ex | Any | CZ04 | Cap-kBTUh | 87.5 | 4000 | None | 0 | 0 | 0 | 0 | 0 | 3.78 | 0 | 0 | 0 | 0 | 0 | 1.65 |  |  | 2 | Restaurant - Fast-Food | Existing | San Jose-Reid (Sunnyvale for pre-2014) | PG&E
NG-WtrHt-LrgInst-Gas-gt200kBtuh-0p90Et | DEER2014 | D13 v1.00 | 2013-08-02 | PGE | RFF | Ex | Any | CZ05 | Cap-kBTUh | 87.5 | 4000 | None | 0 | 0 | 0 | 0 | 0 | 3.9 | 0 | 0 | 0 | 0 | 0 | 1.72 |  |  | 2 | Restaurant - Fast-Food | Existing | Santa Maria Area | PG&E
NG-WtrHt-LrgInst-Gas-gt200kBtuh-0p90Et | DEER2014 | D13 v1.00 | 2013-08-02 | PGE | RFF | Ex | Any | CZ11 | Cap-kBTUh | 87.5 | 4000 | None | 0 | 0 | 0 | 0 | 0 | 3.63 | 0 | 0 | 0 | 0 | 0 | 1.58 |  |  | 2 | Restaurant - Fast-Food | Existing | Red Bluff Area | PG&E
NG-WtrHt-LrgInst-Gas-gt200kBtuh-0p90Et | DEER2014 | D13 v1.00 | 2013-08-02 | PGE | RFF | Ex | Any | CZ12 | Cap-kBTUh | 87.5 | 4000 | None | 0 | 0 | 0 | 0 | 0 | 3.68 | 0 | 0 | 0 | 0 | 0 | 1.62 |  |  | 2 | Restaurant - Fast-Food | Existing | Sacramento Area | PG&E
NG-WtrHt-LrgInst-Gas-gt200kBtuh-0p90Et | DEER2014 | D13 v1.00 | 2013-08-02 | PGE | RFF | Ex | Any | CZ13 | Cap-kBTUh | 87.5 | 4000 | None | 0 | 0 | 0 | 0 | 0 | 3.59 | 0 | 0 | 0 | 0 | 0 | 1.56 |  |  | 2 | Restaurant - Fast-Food | Existing | Fresno Area | PG&E
NG-WtrHt-LrgInst-Gas-gt200kBtuh-0p90Et | DEER2014 | D13 v1.00 | 2013-08-02 | PGE | RFF | Ex | Any | CZ16 | Cap-kBTUh | 87.5 | 4000 | None | 0 | 0 | 0 | 0 | 0 | 4.05 | 0 | 0 | 0 | 0 | 0 | 1.79 |  |  | 2 | Restaurant - Fast-Food | Existing | Blue Canyon (Mount Shasta for pre-2014) | PG&E
NG-WtrHt-LrgInst-Gas-gt200kBtuh-0p90Et | DEER2014 | D13 v1.00 | 2013-09-20 | PGE | RFF | Ex | Any | IOU | Cap-kBTUh | 87.5 | 4000 | None | 0 | 0 | 0 | 0 | 0 | 3.77 | 0 | 0 | 0 | 0 | 0 | 1.65 |  |  | 2 | Restaurant - Fast-Food | Existing | IOU Territory | PG&E
NG-WtrHt-LrgInst-Gas-gt200kBtuh-0p90Et | DEER2014 | D13 v1.00 | 2013-09-20 | PGE | RFF | New | Any | IOU | Cap-kBTUh | 87.5 | 4000 | None | 0 | 0 | 0 | 0 | 0 | 1.64 | 0 | 0 | 0 | 0 | 0 | 1.64 |  |  | 2 | Restaurant - Fast-Food | New | IOU Territory | PG&E
NG-WtrHt-LrgInst-Gas-gt200kBtuh-0p90Et | DEER2014 | D13 v1.00 | 2013-08-02 | PGE | RSD | Ex | Any | CZ01 | Cap-kBTUh | 90.9 | 11200 | None | 0 | 0 | 0 | 0 | 0 | 5.79 | 0 | 0 | 0 | 0 | 0 | 2.91 |  |  | 2 | Restaurant - Sit-Down | Existing | Arcata Area | PG&E
NG-WtrHt-LrgInst-Gas-gt200kBtuh-0p90Et | DEER2014 | D13 v1.00 | 2013-08-02 | PGE | RSD | Ex | Any | CZ02 | Cap-kBTUh | 90.9 | 11200 | None | 0 | 0 | 0 | 0 | 0 | 5.3 | 0 | 0 | 0 | 0 | 0 | 2.71 |  |  | 2 | Restaurant - Sit-Down | Existing | Santa Rosa Area | PG&E
NG-WtrHt-LrgInst-Gas-gt200kBtuh-0p90Et | DEER2014 | D13 v1.00 | 2013-08-02 | PGE | RSD | Ex | Any | CZ03 | Cap-kBTUh | 90.9 | 11200 | None | 0 | 0 | 0 | 0 | 0 | 5.32 | 0 | 0 | 0 | 0 | 0 | 2.72 |  |  | 2 | Restaurant - Sit-Down | Existing | Oakland Area | PG&E
NG-WtrHt-LrgInst-Gas-gt200kBtuh-0p90Et | DEER2014 | D13 v1.00 | 2013-08-02 | PGE | RSD | Ex | Any | CZ04 | Cap-kBTUh | 90.9 | 11200 | None | 0 | 0 | 0 | 0 | 0 | 5.16 | 0 | 0 | 0 | 0 | 0 | 2.64 |  |  | 2 | Restaurant - Sit-Down | Existing | San Jose-Reid (Sunnyvale for pre-2014) | PG&E
NG-WtrHt-LrgInst-Gas-gt200kBtuh-0p90Et | DEER2014 | D13 v1.00 | 2013-08-02 | PGE | RSD | Ex | Any | CZ05 | Cap-kBTUh | 90.9 | 11200 | None | 0 | 0 | 0 | 0 | 0 | 5.36 | 0 | 0 | 0 | 0 | 0 | 2.76 |  |  | 2 | Restaurant - Sit-Down | Existing | Santa Maria Area | PG&E
NG-WtrHt-LrgInst-Gas-gt200kBtuh-0p90Et | DEER2014 | D13 v1.00 | 2013-08-02 | PGE | RSD | Ex | Any | CZ11 | Cap-kBTUh | 90.9 | 11200 | None | 0 | 0 | 0 | 0 | 0 | 4.94 | 0 | 0 | 0 | 0 | 0 | 2.52 |  |  | 2 | Restaurant - Sit-Down | Existing | Red Bluff Area | PG&E
NG-WtrHt-LrgInst-Gas-gt200kBtuh-0p90Et | DEER2014 | D13 v1.00 | 2013-08-02 | PGE | RSD | Ex | Any | CZ12 | Cap-kBTUh | 90.9 | 11200 | None | 0 | 0 | 0 | 0 | 0 | 5.03 | 0 | 0 | 0 | 0 | 0 | 2.6 |  |  | 2 | Restaurant - Sit-Down | Existing | Sacramento Area | PG&E
NG-WtrHt-LrgInst-Gas-gt200kBtuh-0p90Et | DEER2014 | D13 v1.00 | 2013-08-02 | PGE | RSD | Ex | Any | CZ13 | Cap-kBTUh | 90.9 | 11200 | None | 0 | 0 | 0 | 0 | 0 | 4.86 | 0 | 0 | 0 | 0 | 0 | 2.49 |  |  | 2 | Restaurant - Sit-Down | Existing | Fresno Area | PG&E
NG-WtrHt-LrgInst-Gas-gt200kBtuh-0p90Et | DEER2014 | D13 v1.00 | 2013-08-02 | PGE | RSD | Ex | Any | CZ16 | Cap-kBTUh | 90.9 | 11200 | None | 0 | 0 | 0 | 0 | 0 | 5.59 | 0 | 0 | 0 | 0 | 0 | 2.89 |  |  | 2 | Restaurant - Sit-Down | Existing | Blue Canyon (Mount Shasta for pre-2014) | PG&E
NG-WtrHt-LrgInst-Gas-gt200kBtuh-0p90Et | DEER2014 | D13 v1.00 | 2013-09-20 | PGE | RSD | Ex | Any | IOU | Cap-kBTUh | 90.9 | 11200 | None | 0 | 0 | 0 | 0 | 0 | 5.16 | 0 | 0 | 0 | 0 | 0 | 2.64 |  |  | 2 | Restaurant - Sit-Down | Existing | IOU Territory | PG&E
NG-WtrHt-LrgInst-Gas-gt200kBtuh-0p90Et | DEER2014 | D13 v1.00 | 2013-09-20 | PGE | RSD | New | Any | IOU | Cap-kBTUh | 90.9 | 11200 | None | 0 | 0 | 0 | 0 | 0 | 2.63 | 0 | 0 | 0 | 0 | 0 | 2.63 |  |  | 2 | Restaurant - Sit-Down | New | IOU Territory | PG&E
NG-WtrHt-LrgInst-Gas-gt200kBtuh-0p90Et | DEER2014 | D13 v1.00 | 2013-08-02 | PGE | Rt3 | Ex | Any | CZ01 | Cap-kBTUh | 87.5 | 120000 | None | 0 | 0 | 0 | 0 | 0 | 3.27 | 0 | 0 | 0 | 0 | 0 | 1.39 |  |  | 2 | Retail - Multistory Large | Existing | Arcata Area | PG&E
NG-WtrHt-LrgInst-Gas-gt200kBtuh-0p90Et | DEER2014 | D13 v1.00 | 2013-08-02 | PGE | Rt3 | Ex | Any | CZ02 | Cap-kBTUh | 87.5 | 120000 | None | 0 | 0 | 0 | 0 | 0 | 3.14 | 0 | 0 | 0 | 0 | 0 | 1.31 |  |  | 2 | Retail - Multistory Large | Existing | Santa Rosa Area | PG&E
NG-WtrHt-LrgInst-Gas-gt200kBtuh-0p90Et | DEER2014 | D13 v1.00 | 2013-08-02 | PGE | Rt3 | Ex | Any | CZ03 | Cap-kBTUh | 87.5 | 120000 | None | 0 | 0 | 0 | 0 | 0 | 3.21 | 0 | 0 | 0 | 0 | 0 | 1.32 |  |  | 2 | Retail - Multistory Large | Existing | Oakland Area | PG&E
NG-WtrHt-LrgInst-Gas-gt200kBtuh-0p90Et | DEER2014 | D13 v1.00 | 2013-08-02 | PGE | Rt3 | Ex | Any | CZ04 | Cap-kBTUh | 87.5 | 120000 | None | 0 | 0 | 0 | 0 | 0 | 3.08 | 0 | 0 | 0 | 0 | 0 | 1.28 |  |  | 2 | Retail - Multistory Large | Existing | San Jose-Reid (Sunnyvale for pre-2014) | PG&E
NG-WtrHt-LrgInst-Gas-gt200kBtuh-0p90Et | DEER2014 | D13 v1.00 | 2013-08-02 | PGE | Rt3 | Ex | Any | CZ05 | Cap-kBTUh | 87.5 | 120000 | None | 0 | 0 | 0 | 0 | 0 | 3.14 | 0 | 0 | 0 | 0 | 0 | 1.33 |  |  | 2 | Retail - Multistory Large | Existing | Santa Maria Area | PG&E
NG-WtrHt-LrgInst-Gas-gt200kBtuh-0p90Et | DEER2014 | D13 v1.00 | 2013-08-02 | PGE | Rt3 | Ex | Any | CZ11 | Cap-kBTUh | 87.5 | 120000 | None | 0 | 0 | 0 | 0 | 0 | 2.9 | 0 | 0 | 0 | 0 | 0 | 1.23 |  |  | 2 | Retail - Multistory Large | Existing | Red Bluff Area | PG&E
NG-WtrHt-LrgInst-Gas-gt200kBtuh-0p90Et | DEER2014 | D13 v1.00 | 2013-08-02 | PGE | Rt3 | Ex | Any | CZ12 | Cap-kBTUh | 87.5 | 120000 | None | 0 | 0 | 0 | 0 | 0 | 2.95 | 0 | 0 | 0 | 0 | 0 | 1.26 |  |  | 2 | Retail - Multistory Large | Existing | Sacramento Area | PG&E
NG-WtrHt-LrgInst-Gas-gt200kBtuh-0p90Et | DEER2014 | D13 v1.00 | 2013-08-02 | PGE | Rt3 | Ex | Any | CZ13 | Cap-kBTUh | 87.5 | 120000 | None | 0 | 0 | 0 | 0 | 0 | 2.89 | 0 | 0 | 0 | 0 | 0 | 1.22 |  |  | 2 | Retail - Multistory Large | Existing | Fresno Area | PG&E
NG-WtrHt-LrgInst-Gas-gt200kBtuh-0p90Et | DEER2014 | D13 v1.00 | 2013-08-02 | PGE | Rt3 | Ex | Any | CZ16 | Cap-kBTUh | 87.5 | 120000 | None | 0 | 0 | 0 | 0 | 0 | 3.18 | 0 | 0 | 0 | 0 | 0 | 1.38 |  |  | 2 | Retail - Multistory Large | Existing | Blue Canyon (Mount Shasta for pre-2014) | PG&E
NG-WtrHt-LrgInst-Gas-gt200kBtuh-0p90Et | DEER2014 | D13 v1.00 | 2013-09-20 | PGE | Rt3 | Ex | Any | IOU | Cap-kBTUh | 87.5 | 120000 | None | 0 | 0 | 0 | 0 | 0 | 3.06 | 0 | 0 | 0 | 0 | 0 | 1.28 |  |  | 2 | Retail - Multistory Large | Existing | IOU Territory | PG&E
NG-WtrHt-LrgInst-Gas-gt200kBtuh-0p90Et | DEER2014 | D13 v1.00 | 2013-09-20 | PGE | Rt3 | New | Any | IOU | Cap-kBTUh | 87.5 | 120000 | None | 0 | 0 | 0 | 0 | 0 | 1.27 | 0 | 0 | 0 | 0 | 0 | 1.27 |  |  | 2 | Retail - Multistory Large | New | IOU Territory | PG&E
NG-WtrHt-LrgInst-Gas-gt200kBtuh-0p90Et | DEER2014 | D13 v1.00 | 2013-08-02 | PGE | RtL | Ex | Any | CZ01 | Cap-kBTUh | 87.5 | 131000 | None | 0 | 0 | 0 | 0 | 0 | 2.79 | 0 | 0 | 0 | 0 | 0 | 1 |  |  | 2 | Retail - Single-Story Large | Existing | Arcata Area | PG&E
NG-WtrHt-LrgInst-Gas-gt200kBtuh-0p90Et | DEER2014 | D13 v1.00 | 2013-08-02 | PGE | RtL | Ex | Any | CZ02 | Cap-kBTUh | 87.5 | 131000 | None | 0 | 0 | 0 | 0 | 0 | 2.67 | 0 | 0 | 0 | 0 | 0 | 0.951 |  |  | 2 | Retail - Single-Story Large | Existing | Santa Rosa Area | PG&E
NG-WtrHt-LrgInst-Gas-gt200kBtuh-0p90Et | DEER2014 | D13 v1.00 | 2013-08-02 | PGE | RtL | Ex | Any | CZ03 | Cap-kBTUh | 87.5 | 131000 | None | 0 | 0 | 0 | 0 | 0 | 2.72 | 0 | 0 | 0 | 0 | 0 | 0.953 |  |  | 2 | Retail - Single-Story Large | Existing | Oakland Area | PG&E
NG-WtrHt-LrgInst-Gas-gt200kBtuh-0p90Et | DEER2014 | D13 v1.00 | 2013-08-02 | PGE | RtL | Ex | Any | CZ04 | Cap-kBTUh | 87.5 | 131000 | None | 0 | 0 | 0 | 0 | 0 | 2.62 | 0 | 0 | 0 | 0 | 0 | 0.932 |  |  | 2 | Retail - Single-Story Large | Existing | San Jose-Reid (Sunnyvale for pre-2014) | PG&E
NG-WtrHt-LrgInst-Gas-gt200kBtuh-0p90Et | DEER2014 | D13 v1.00 | 2013-08-02 | PGE | RtL | Ex | Any | CZ05 | Cap-kBTUh | 87.5 | 131000 | None | 0 | 0 | 0 | 0 | 0 | 2.67 | 0 | 0 | 0 | 0 | 0 | 0.963 |  |  | 2 | Retail - Single-Story Large | Existing | Santa Maria Area | PG&E
NG-WtrHt-LrgInst-Gas-gt200kBtuh-0p90Et | DEER2014 | D13 v1.00 | 2013-08-02 | PGE | RtL | Ex | Any | CZ11 | Cap-kBTUh | 87.5 | 131000 | None | 0 | 0 | 0 | 0 | 0 | 2.48 | 0 | 0 | 0 | 0 | 0 | 0.902 |  |  | 2 | Retail - Single-Story Large | Existing | Red Bluff Area | PG&E
NG-WtrHt-LrgInst-Gas-gt200kBtuh-0p90Et | DEER2014 | D13 v1.00 | 2013-08-02 | PGE | RtL | Ex | Any | CZ12 | Cap-kBTUh | 87.5 | 131000 | None | 0 | 0 | 0 | 0 | 0 | 2.51 | 0 | 0 | 0 | 0 | 0 | 0.921 |  |  | 2 | Retail - Single-Story Large | Existing | Sacramento Area | PG&E
NG-WtrHt-LrgInst-Gas-gt200kBtuh-0p90Et | DEER2014 | D13 v1.00 | 2013-08-02 | PGE | RtL | Ex | Any | CZ13 | Cap-kBTUh | 87.5 | 131000 | None | 0 | 0 | 0 | 0 | 0 | 2.47 | 0 | 0 | 0 | 0 | 0 | 0.894 |  |  | 2 | Retail - Single-Story Large | Existing | Fresno Area | PG&E
NG-WtrHt-LrgInst-Gas-gt200kBtuh-0p90Et | DEER2014 | D13 v1.00 | 2013-08-02 | PGE | RtL | Ex | Any | CZ16 | Cap-kBTUh | 87.5 | 131000 | None | 0 | 0 | 0 | 0 | 0 | 2.7 | 0 | 0 | 0 | 0 | 0 | 0.999 |  |  | 2 | Retail - Single-Story Large | Existing | Blue Canyon (Mount Shasta for pre-2014) | PG&E
NG-WtrHt-LrgInst-Gas-gt200kBtuh-0p90Et | DEER2014 | D13 v1.00 | 2013-09-20 | PGE | RtL | Ex | Any | IOU | Cap-kBTUh | 87.5 | 131000 | None | 0 | 0 | 0 | 0 | 0 | 2.61 | 0 | 0 | 0 | 0 | 0 | 0.933 |  |  | 2 | Retail - Single-Story Large | Existing | IOU Territory | PG&E
NG-WtrHt-LrgInst-Gas-gt200kBtuh-0p90Et | DEER2014 | D13 v1.00 | 2013-09-20 | PGE | RtL | New | Any | IOU | Cap-kBTUh | 87.5 | 131000 | None | 0 | 0 | 0 | 0 | 0 | 0.927 | 0 | 0 | 0 | 0 | 0 | 0.927 |  |  | 2 | Retail - Single-Story Large | New | IOU Territory | PG&E
NG-WtrHt-LrgInst-Gas-gt200kBtuh-0p90Et | DEER2014 | D13 v1.00 | 2013-08-02 | PGE | RtS | Ex | Any | CZ01 | Cap-kBTUh | 14.6 | 32000 | None | 0 | 0 | 0 | 0 | 0 | 3.82 | 0 | 0 | 0 | 0 | 0 | 1.73 |  |  | 2 | Retail - Small | Existing | Arcata Area | PG&E
NG-WtrHt-LrgInst-Gas-gt200kBtuh-0p90Et | DEER2014 | D13 v1.00 | 2013-08-02 | PGE | RtS | Ex | Any | CZ02 | Cap-kBTUh | 14.6 | 32000 | None | 0 | 0 | 0 | 0 | 0 | 3.61 | 0 | 0 | 0 | 0 | 0 | 1.62 |  |  | 2 | Retail - Small | Existing | Santa Rosa Area | PG&E
NG-WtrHt-LrgInst-Gas-gt200kBtuh-0p90Et | DEER2014 | D13 v1.00 | 2013-08-02 | PGE | RtS | Ex | Any | CZ03 | Cap-kBTUh | 14.6 | 32000 | None | 0 | 0 | 0 | 0 | 0 | 3.69 | 0 | 0 | 0 | 0 | 0 | 1.62 |  |  | 2 | Retail - Small | Existing | Oakland Area | PG&E
NG-WtrHt-LrgInst-Gas-gt200kBtuh-0p90Et | DEER2014 | D13 v1.00 | 2013-08-02 | PGE | RtS | Ex | Any | CZ04 | Cap-kBTUh | 14.6 | 32000 | None | 0 | 0 | 0 | 0 | 0 | 3.52 | 0 | 0 | 0 | 0 | 0 | 1.58 |  |  | 2 | Retail - Small | Existing | San Jose-Reid (Sunnyvale for pre-2014) | PG&E
NG-WtrHt-LrgInst-Gas-gt200kBtuh-0p90Et | DEER2014 | D13 v1.00 | 2013-08-02 | PGE | RtS | Ex | Any | CZ05 | Cap-kBTUh | 14.6 | 32000 | None | 0 | 0 | 0 | 0 | 0 | 3.63 | 0 | 0 | 0 | 0 | 0 | 1.64 |  |  | 2 | Retail - Small | Existing | Santa Maria Area | PG&E
NG-WtrHt-LrgInst-Gas-gt200kBtuh-0p90Et | DEER2014 | D13 v1.00 | 2013-08-02 | PGE | RtS | Ex | Any | CZ11 | Cap-kBTUh | 14.6 | 32000 | None | 0 | 0 | 0 | 0 | 0 | 3.3 | 0 | 0 | 0 | 0 | 0 | 1.51 |  |  | 2 | Retail - Small | Existing | Red Bluff Area | PG&E
NG-WtrHt-LrgInst-Gas-gt200kBtuh-0p90Et | DEER2014 | D13 v1.00 | 2013-08-02 | PGE | RtS | Ex | Any | CZ12 | Cap-kBTUh | 14.6 | 32000 | None | 0 | 0 | 0 | 0 | 0 | 3.37 | 0 | 0 | 0 | 0 | 0 | 1.55 |  |  | 2 | Retail - Small | Existing | Sacramento Area | PG&E
NG-WtrHt-LrgInst-Gas-gt200kBtuh-0p90Et | DEER2014 | D13 v1.00 | 2013-08-02 | PGE | RtS | Ex | Any | CZ13 | Cap-kBTUh | 14.6 | 32000 | None | 0 | 0 | 0 | 0 | 0 | 3.27 | 0 | 0 | 0 | 0 | 0 | 1.5 |  |  | 2 | Retail - Small | Existing | Fresno Area | PG&E
NG-WtrHt-LrgInst-Gas-gt200kBtuh-0p90Et | DEER2014 | D13 v1.00 | 2013-08-02 | PGE | RtS | Ex | Any | CZ16 | Cap-kBTUh | 14.6 | 32000 | None | 0 | 0 | 0 | 0 | 0 | 3.71 | 0 | 0 | 0 | 0 | 0 | 1.72 |  |  | 2 | Retail - Small | Existing | Blue Canyon (Mount Shasta for pre-2014) | PG&E
NG-WtrHt-LrgInst-Gas-gt200kBtuh-0p90Et | DEER2014 | D13 v1.00 | 2013-09-20 | PGE | RtS | Ex | Any | IOU | Cap-kBTUh | 14.6 | 32000 | None | 0 | 0 | 0 | 0 | 0 | 3.51 | 0 | 0 | 0 | 0 | 0 | 1.58 |  |  | 2 | Retail - Small | Existing | IOU Territory | PG&E
NG-WtrHt-LrgInst-Gas-gt200kBtuh-0p90Et | DEER2014 | D13 v1.00 | 2013-09-20 | PGE | RtS | New | Any | IOU | Cap-kBTUh | 14.6 | 32000 | None | 0 | 0 | 0 | 0 | 0 | 1.57 | 0 | 0 | 0 | 0 | 0 | 1.57 |  |  | 2 | Retail - Small | New | IOU Territory | PG&E
NG-WtrHt-LrgInst-Gas-gt200kBtuh-0p90Et | DEER2014 | D13 v1.00 | 2013-08-02 | PGE | SCn | Ex | Any | CZ01 | Cap-kBTUh | 58.3 | 500000 | None | 0 | 0 | 0 | 0 | 0 | 4.24 | 0 | 0 | 0 | 0 | 0 | 2.31 |  |  | 2 | Storage - Conditioned | Existing | Arcata Area | PG&E
NG-WtrHt-LrgInst-Gas-gt200kBtuh-0p90Et | DEER2014 | D13 v1.00 | 2013-08-02 | PGE | SCn | Ex | Any | CZ02 | Cap-kBTUh | 58.3 | 500000 | None | 0 | 0 | 0 | 0 | 0 | 4.15 | 0 | 0 | 0 | 0 | 0 | 2.15 |  |  | 2 | Storage - Conditioned | Existing | Santa Rosa Area | PG&E
NG-WtrHt-LrgInst-Gas-gt200kBtuh-0p90Et | DEER2014 | D13 v1.00 | 2013-08-02 | PGE | SCn | Ex | Any | CZ03 | Cap-kBTUh | 58.3 | 500000 | None | 0 | 0 | 0 | 0 | 0 | 4.39 | 0 | 0 | 0 | 0 | 0 | 2.16 |  |  | 2 | Storage - Conditioned | Existing | Oakland Area | PG&E
NG-WtrHt-LrgInst-Gas-gt200kBtuh-0p90Et | DEER2014 | D13 v1.00 | 2013-08-02 | PGE | SCn | Ex | Any | CZ04 | Cap-kBTUh | 58.3 | 500000 | None | 0 | 0 | 0 | 0 | 0 | 4.05 | 0 | 0 | 0 | 0 | 0 | 2.09 |  |  | 2 | Storage - Conditioned | Existing | San Jose-Reid (Sunnyvale for pre-2014) | PG&E
NG-WtrHt-LrgInst-Gas-gt200kBtuh-0p90Et | DEER2014 | D13 v1.00 | 2013-08-02 | PGE | SCn | Ex | Any | CZ05 | Cap-kBTUh | 58.3 | 500000 | None | 0 | 0 | 0 | 0 | 0 | 4.23 | 0 | 0 | 0 | 0 | 0 | 2.19 |  |  | 2 | Storage - Conditioned | Existing | Santa Maria Area | PG&E
NG-WtrHt-LrgInst-Gas-gt200kBtuh-0p90Et | DEER2014 | D13 v1.00 | 2013-08-02 | PGE | SCn | Ex | Any | CZ11 | Cap-kBTUh | 58.3 | 500000 | None | 0 | 0 | 0 | 0 | 0 | 3.57 | 0 | 0 | 0 | 0 | 0 | 2 |  |  | 2 | Storage - Conditioned | Existing | Red Bluff Area | PG&E
NG-WtrHt-LrgInst-Gas-gt200kBtuh-0p90Et | DEER2014 | D13 v1.00 | 2013-08-02 | PGE | SCn | Ex | Any | CZ12 | Cap-kBTUh | 58.3 | 500000 | None | 0 | 0 | 0 | 0 | 0 | 3.7 | 0 | 0 | 0 | 0 | 0 | 2.06 |  |  | 2 | Storage - Conditioned | Existing | Sacramento Area | PG&E
NG-WtrHt-LrgInst-Gas-gt200kBtuh-0p90Et | DEER2014 | D13 v1.00 | 2013-08-02 | PGE | SCn | Ex | Any | CZ13 | Cap-kBTUh | 58.3 | 500000 | None | 0 | 0 | 0 | 0 | 0 | 3.56 | 0 | 0 | 0 | 0 | 0 | 1.98 |  |  | 2 | Storage - Conditioned | Existing | Fresno Area | PG&E
NG-WtrHt-LrgInst-Gas-gt200kBtuh-0p90Et | DEER2014 | D13 v1.00 | 2013-08-02 | PGE | SCn | Ex | Any | CZ16 | Cap-kBTUh | 58.3 | 500000 | None | 0 | 0 | 0 | 0 | 0 | 4.02 | 0 | 0 | 0 | 0 | 0 | 2.28 |  |  | 2 | Storage - Conditioned | Existing | Blue Canyon (Mount Shasta for pre-2014) | PG&E
NG-WtrHt-LrgInst-Gas-gt200kBtuh-0p90Et | DEER2014 | D13 v1.00 | 2013-09-20 | PGE | SCn | Ex | Any | IOU | Cap-kBTUh | 58.3 | 500000 | None | 0 | 0 | 0 | 0 | 0 | 3.99 | 0 | 0 | 0 | 0 | 0 | 2.09 |  |  | 2 | Storage - Conditioned | Existing | IOU Territory | PG&E
NG-WtrHt-LrgInst-Gas-gt200kBtuh-0p90Et | DEER2014 | D13 v1.00 | 2013-09-20 | PGE | SCn | New | Any | IOU | Cap-kBTUh | 58.3 | 500000 | None | 0 | 0 | 0 | 0 | 0 | 2.07 | 0 | 0 | 0 | 0 | 0 | 2.07 |  |  | 2 | Storage - Conditioned | New | IOU Territory | PG&E
NG-WtrHt-LrgInst-Gas-gt200kBtuh-0p90Et | DEER2014 | D13 v1.00 | 2013-08-02 | PGE | SUn | Ex | Any | CZ01 | Cap-kBTUh | 58.3 | 500000 | None | 0 | 0 | 0 | 0 | 0 | 4.35 | 0 | 0 | 0 | 0 | 0 | 2.33 |  |  | 2 | Storage - Unconditioned | Existing | Arcata Area | PG&E
NG-WtrHt-LrgInst-Gas-gt200kBtuh-0p90Et | DEER2014 | D13 v1.00 | 2013-08-02 | PGE | SUn | Ex | Any | CZ02 | Cap-kBTUh | 58.3 | 500000 | None | 0 | 0 | 0 | 0 | 0 | 4.17 | 0 | 0 | 0 | 0 | 0 | 2.15 |  |  | 2 | Storage - Unconditioned | Existing | Santa Rosa Area | PG&E
NG-WtrHt-LrgInst-Gas-gt200kBtuh-0p90Et | DEER2014 | D13 v1.00 | 2013-08-02 | PGE | SUn | Ex | Any | CZ03 | Cap-kBTUh | 58.3 | 500000 | None | 0 | 0 | 0 | 0 | 0 | 4.43 | 0 | 0 | 0 | 0 | 0 | 2.17 |  |  | 2 | Storage - Unconditioned | Existing | Oakland Area | PG&E
NG-WtrHt-LrgInst-Gas-gt200kBtuh-0p90Et | DEER2014 | D13 v1.00 | 2013-08-02 | PGE | SUn | Ex | Any | CZ04 | Cap-kBTUh | 58.3 | 500000 | None | 0 | 0 | 0 | 0 | 0 | 4.06 | 0 | 0 | 0 | 0 | 0 | 2.09 |  |  | 2 | Storage - Unconditioned | Existing | San Jose-Reid (Sunnyvale for pre-2014) | PG&E
NG-WtrHt-LrgInst-Gas-gt200kBtuh-0p90Et | DEER2014 | D13 v1.00 | 2013-08-02 | PGE | SUn | Ex | Any | CZ05 | Cap-kBTUh | 58.3 | 500000 | None | 0 | 0 | 0 | 0 | 0 | 4.27 | 0 | 0 | 0 | 0 | 0 | 2.2 |  |  | 2 | Storage - Unconditioned | Existing | Santa Maria Area | PG&E
NG-WtrHt-LrgInst-Gas-gt200kBtuh-0p90Et | DEER2014 | D13 v1.00 | 2013-08-02 | PGE | SUn | Ex | Any | CZ11 | Cap-kBTUh | 58.3 | 500000 | None | 0 | 0 | 0 | 0 | 0 | 3.53 | 0 | 0 | 0 | 0 | 0 | 1.99 |  |  | 2 | Storage - Unconditioned | Existing | Red Bluff Area | PG&E
NG-WtrHt-LrgInst-Gas-gt200kBtuh-0p90Et | DEER2014 | D13 v1.00 | 2013-08-02 | PGE | SUn | Ex | Any | CZ12 | Cap-kBTUh | 58.3 | 500000 | None | 0 | 0 | 0 | 0 | 0 | 3.7 | 0 | 0 | 0 | 0 | 0 | 2.06 |  |  | 2 | Storage - Unconditioned | Existing | Sacramento Area | PG&E
NG-WtrHt-LrgInst-Gas-gt200kBtuh-0p90Et | DEER2014 | D13 v1.00 | 2013-08-02 | PGE | SUn | Ex | Any | CZ13 | Cap-kBTUh | 58.3 | 500000 | None | 0 | 0 | 0 | 0 | 0 | 3.47 | 0 | 0 | 0 | 0 | 0 | 1.96 |  |  | 2 | Storage - Unconditioned | Existing | Fresno Area | PG&E
NG-WtrHt-LrgInst-Gas-gt200kBtuh-0p90Et | DEER2014 | D13 v1.00 | 2013-08-02 | PGE | SUn | Ex | Any | CZ16 | Cap-kBTUh | 58.3 | 500000 | None | 0 | 0 | 0 | 0 | 0 | 4.18 | 0 | 0 | 0 | 0 | 0 | 2.32 |  |  | 2 | Storage - Unconditioned | Existing | Blue Canyon (Mount Shasta for pre-2014) | PG&E
NG-WtrHt-LrgInst-Gas-gt200kBtuh-0p90Et | DEER2014 | D13 v1.00 | 2013-09-20 | PGE | SUn | Ex | Any | IOU | Cap-kBTUh | 58.3 | 500000 | None | 0 | 0 | 0 | 0 | 0 | 4 | 0 | 0 | 0 | 0 | 0 | 2.09 |  |  | 2 | Storage - Unconditioned | Existing | IOU Territory | PG&E
NG-WtrHt-LrgInst-Gas-gt200kBtuh-0p90Et | DEER2014 | D13 v1.00 | 2013-09-20 | PGE | SUn | New | Any | IOU | Cap-kBTUh | 58.3 | 500000 | None | 0 | 0 | 0 | 0 | 0 | 2.06 | 0 | 0 | 0 | 0 | 0 | 2.06 |  |  | 2 | Storage - Unconditioned | New | IOU Territory | PG&E
NG-WtrHt-LrgInst-Gas-gt200kBtuh-0p90Et | DEER2014 | D13 v1.00 | 2013-08-02 | PGE | WRf | Ex | Any | CZ01 | Cap-kBTUh | 58.3 | 100000 | None | 0 | 0 | 0 | 0 | 0 | 6.84 | 0 | 0 | 0 | 0 | 0 | 4.21 |  |  | 2 | Warehouse - Refrigerated | Existing | Arcata Area | PG&E
NG-WtrHt-LrgInst-Gas-gt200kBtuh-0p90Et | DEER2014 | D13 v1.00 | 2013-08-02 | PGE | WRf | Ex | Any | CZ02 | Cap-kBTUh | 58.3 | 100000 | None | 0 | 0 | 0 | 0 | 0 | 6.74 | 0 | 0 | 0 | 0 | 0 | 3.92 |  |  | 2 | Warehouse - Refrigerated | Existing | Santa Rosa Area | PG&E
NG-WtrHt-LrgInst-Gas-gt200kBtuh-0p90Et | DEER2014 | D13 v1.00 | 2013-08-02 | PGE | WRf | Ex | Any | CZ03 | Cap-kBTUh | 58.3 | 100000 | None | 0 | 0 | 0 | 0 | 0 | 6.99 | 0 | 0 | 0 | 0 | 0 | 3.93 |  |  | 2 | Warehouse - Refrigerated | Existing | Oakland Area | PG&E
NG-WtrHt-LrgInst-Gas-gt200kBtuh-0p90Et | DEER2014 | D13 v1.00 | 2013-08-02 | PGE | WRf | Ex | Any | CZ04 | Cap-kBTUh | 58.3 | 100000 | None | 0 | 0 | 0 | 0 | 0 | 6.59 | 0 | 0 | 0 | 0 | 0 | 3.81 |  |  | 2 | Warehouse - Refrigerated | Existing | San Jose-Reid (Sunnyvale for pre-2014) | PG&E
NG-WtrHt-LrgInst-Gas-gt200kBtuh-0p90Et | DEER2014 | D13 v1.00 | 2013-08-02 | PGE | WRf | Ex | Any | CZ05 | Cap-kBTUh | 58.3 | 100000 | None | 0 | 0 | 0 | 0 | 0 | 6.91 | 0 | 0 | 0 | 0 | 0 | 3.99 |  |  | 2 | Warehouse - Refrigerated | Existing | Santa Maria Area | PG&E
NG-WtrHt-LrgInst-Gas-gt200kBtuh-0p90Et | DEER2014 | D13 v1.00 | 2013-08-02 | PGE | WRf | Ex | Any | CZ11 | Cap-kBTUh | 58.3 | 100000 | None | 0 | 0 | 0 | 0 | 0 | 5.92 | 0 | 0 | 0 | 0 | 0 | 3.62 |  |  | 2 | Warehouse - Refrigerated | Existing | Red Bluff Area | PG&E
NG-WtrHt-LrgInst-Gas-gt200kBtuh-0p90Et | DEER2014 | D13 v1.00 | 2013-08-02 | PGE | WRf | Ex | Any | CZ12 | Cap-kBTUh | 58.3 | 100000 | None | 0 | 0 | 0 | 0 | 0 | 6.01 | 0 | 0 | 0 | 0 | 0 | 3.74 |  |  | 2 | Warehouse - Refrigerated | Existing | Sacramento Area | PG&E
NG-WtrHt-LrgInst-Gas-gt200kBtuh-0p90Et | DEER2014 | D13 v1.00 | 2013-08-02 | PGE | WRf | Ex | Any | CZ13 | Cap-kBTUh | 58.3 | 100000 | None | 0 | 0 | 0 | 0 | 0 | 5.89 | 0 | 0 | 0 | 0 | 0 | 3.58 |  |  | 2 | Warehouse - Refrigerated | Existing | Fresno Area | PG&E
NG-WtrHt-LrgInst-Gas-gt200kBtuh-0p90Et | DEER2014 | D13 v1.00 | 2013-08-02 | PGE | WRf | Ex | Any | CZ16 | Cap-kBTUh | 58.3 | 100000 | None | 0 | 0 | 0 | 0 | 0 | 6.84 | 0 | 0 | 0 | 0 | 0 | 4.19 |  |  | 2 | Warehouse - Refrigerated | Existing | Blue Canyon (Mount Shasta for pre-2014) | PG&E
NG-WtrHt-LrgInst-Gas-gt200kBtuh-0p90Et | DEER2014 | D13 v1.00 | 2013-09-20 | PGE | WRf | Ex | Any | IOU | Cap-kBTUh | 58.3 | 100000 | None | 0 | 0 | 0 | 0 | 0 | 6.4 | 0 | 0 | 0 | 0 | 0 | 3.77 |  |  | 2 | Warehouse - Refrigerated | Existing | IOU Territory | PG&E
NG-WtrHt-LrgInst-Gas-gt200kBtuh-0p90Et | DEER2014 | D13 v1.00 | 2013-09-20 | PGE | WRf | New | Any | IOU | Cap-kBTUh | 58.3 | 100000 | None | 0 | 0 | 0 | 0 | 0 | 3.73 | 0 | 0 | 0 | 0 | 0 | 3.73 |  |  | 2 | Warehouse - Refrigerated | New | IOU Territory | PG&E
NG-WtrHt-LrgInst-Gas-gt200kBtuh-0p90Et | DEER2014 | D13 v1.00 | 2013-08-02 | SCE | Asm | Ex | Any | CZ05 | Cap-kBTUh | 292 | 34000 | None | 0 | 0 | 0 | 0 | 0 | 5.56 | 0 | 0 | 0 | 0 | 0 | 3.11 |  |  | 2 | Assembly | Existing | Santa Maria Area | SCE
NG-WtrHt-LrgInst-Gas-gt200kBtuh-0p90Et | DEER2014 | D13 v1.00 | 2013-08-02 | SCE | Asm | Ex | Any | CZ06 | Cap-kBTUh | 292 | 34000 | None | 0 | 0 | 0 | 0 | 0 | 5.23 | 0 | 0 | 0 | 0 | 0 | 2.9 |  |  | 2 | Assembly | Existing | Torrance (Los Angeles for pre-2014) | SCE
NG-WtrHt-LrgInst-Gas-gt200kBtuh-0p90Et | DEER2014 | D13 v1.00 | 2013-08-02 | SCE | Asm | Ex | Any | CZ08 | Cap-kBTUh | 292 | 34000 | None | 0 | 0 | 0 | 0 | 0 | 5.12 | 0 | 0 | 0 | 0 | 0 | 2.83 |  |  | 2 | Assembly | Existing | Fullerton (El Toro for pre-2014) | SCE
NG-WtrHt-LrgInst-Gas-gt200kBtuh-0p90Et | DEER2014 | D13 v1.00 | 2013-08-02 | SCE | Asm | Ex | Any | CZ09 | Cap-kBTUh | 292 | 34000 | None | 0 | 0 | 0 | 0 | 0 | 5.11 | 0 | 0 | 0 | 0 | 0 | 2.82 |  |  | 2 | Assembly | Existing | Burbank-Glendale (Pasadena for pre-2014) | SCE
NG-WtrHt-LrgInst-Gas-gt200kBtuh-0p90Et | DEER2014 | D13 v1.00 | 2013-08-02 | SCE | Asm | Ex | Any | CZ10 | Cap-kBTUh | 292 | 34000 | None | 0 | 0 | 0 | 0 | 0 | 4.33 | 0 | 0 | 0 | 0 | 0 | 2.81 |  |  | 2 | Assembly | Existing | Riverside | SCE
NG-WtrHt-LrgInst-Gas-gt200kBtuh-0p90Et | DEER2014 | D13 v1.00 | 2013-08-02 | SCE | Asm | Ex | Any | CZ13 | Cap-kBTUh | 292 | 34000 | None | 0 | 0 | 0 | 0 | 0 | 4.76 | 0 | 0 | 0 | 0 | 0 | 2.81 |  |  | 2 | Assembly | Existing | Fresno Area | SCE
NG-WtrHt-LrgInst-Gas-gt200kBtuh-0p90Et | DEER2014 | D13 v1.00 | 2013-08-02 | SCE | Asm | Ex | Any | CZ14 | Cap-kBTUh | 292 | 34000 | None | 0 | 0 | 0 | 0 | 0 | 4.73 | 0 | 0 | 0 | 0 | 0 | 2.86 |  |  | 2 | Assembly | Existing | Palmdale (China Lake for pre-2014) | SCE
NG-WtrHt-LrgInst-Gas-gt200kBtuh-0p90Et | DEER2014 | D13 v1.00 | 2013-08-02 | SCE | Asm | Ex | Any | CZ15 | Cap-kBTUh | 292 | 34000 | None | 0 | 0 | 0 | 0 | 0 | 3.81 | 0 | 0 | 0 | 0 | 0 | 2.4 |  |  | 2 | Assembly | Existing | Palm Springs-Intl (El Centro for pre-2014) | SCE
NG-WtrHt-LrgInst-Gas-gt200kBtuh-0p90Et | DEER2014 | D13 v1.00 | 2013-08-02 | SCE | Asm | Ex | Any | CZ16 | Cap-kBTUh | 292 | 34000 | None | 0 | 0 | 0 | 0 | 0 | 5.19 | 0 | 0 | 0 | 0 | 0 | 3.26 |  |  | 2 | Assembly | Existing | Blue Canyon (Mount Shasta for pre-2014) | SCE
NG-WtrHt-LrgInst-Gas-gt200kBtuh-0p90Et | DEER2014 | D13 v1.00 | 2013-09-20 | SCE | Asm | Ex | Any | IOU | Cap-kBTUh | 292 | 34000 | None | 0 | 0 | 0 | 0 | 0 | 4.92 | 0 | 0 | 0 | 0 | 0 | 2.83 |  |  | 2 | Assembly | Existing | IOU Territory | SCE
NG-WtrHt-LrgInst-Gas-gt200kBtuh-0p90Et | DEER2014 | D13 v1.00 | 2013-09-20 | SCE | Asm | New | Any | IOU | Cap-kBTUh | 292 | 34000 | None | 0 | 0 | 0 | 0 | 0 | 2.8 | 0 | 0 | 0 | 0 | 0 | 2.8 |  |  | 2 | Assembly | New | IOU Territory | SCE
NG-WtrHt-LrgInst-Gas-gt200kBtuh-0p90Et | DEER2014 | D13 v1.00 | 2013-09-20 | SCE | Com | Ex | Any | CZ05 | Cap-kBTUh | 501 | 163000 | None | 0 | 0 | 0 | 0.179 | 4.02e-05 | 4.88 | 0 | 0 | 0 | 0.0338 | 2.77e-05 | 2.71 |  |  | 2 | Commercial | Existing | Santa Maria Area | SCE
NG-WtrHt-LrgInst-Gas-gt200kBtuh-0p90Et | DEER2014 | D13 v1.00 | 2013-09-20 | SCE | Com | Ex | Any | CZ06 | Cap-kBTUh | 317 | 186000 | None | 0 | 0 | 0 | 0.192 | 6.71e-05 | 4.21 | 0 | 0 | 0 | 0.0349 | 1.27e-05 | 2.19 |  |  | 2 | Commercial | Existing | Torrance (Los Angeles for pre-2014) | SCE
NG-WtrHt-LrgInst-Gas-gt200kBtuh-0p90Et | DEER2014 | D13 v1.00 | 2013-09-20 | SCE | Com | Ex | Any | CZ08 | Cap-kBTUh | 287 | 223000 | None | 0 | 0 | 0 | 0.232 | 6.89e-05 | 4.12 | 0 | 0 | 0 | 0.0384 | 1.36e-05 | 2.12 |  |  | 2 | Commercial | Existing | Fullerton (El Toro for pre-2014) | SCE
NG-WtrHt-LrgInst-Gas-gt200kBtuh-0p90Et | DEER2014 | D13 v1.00 | 2013-09-20 | SCE | Com | Ex | Any | CZ09 | Cap-kBTUh | 264 | 178000 | None | 0 | 0 | 0 | 0.239 | 7.38e-05 | 4.09 | 0 | 0 | 0 | 0.0463 | 1.05e-05 | 2.11 |  |  | 2 | Commercial | Existing | Burbank-Glendale (Pasadena for pre-2014) | SCE
NG-WtrHt-LrgInst-Gas-gt200kBtuh-0p90Et | DEER2014 | D13 v1.00 | 2013-09-20 | SCE | Com | Ex | Any | CZ10 | Cap-kBTUh | 219 | 226000 | None | 0 | 0 | 0 | 0.258 | 6.1e-05 | 3.36 | 0 | 0 | 0 | 0.0563 | 1.68e-05 | 1.97 |  |  | 2 | Commercial | Existing | Riverside | SCE
NG-WtrHt-LrgInst-Gas-gt200kBtuh-0p90Et | DEER2014 | D13 v1.00 | 2013-09-20 | SCE | Com | Ex | Any | CZ13 | Cap-kBTUh | 288 | 165000 | None | 0 | 0 | 0 | 0.337 | 0.000107 | 3.74 | 0 | 0 | 0 | 0.0691 | 2.15e-05 | 2.03 |  |  | 2 | Commercial | Existing | Fresno Area | SCE
NG-WtrHt-LrgInst-Gas-gt200kBtuh-0p90Et | DEER2014 | D13 v1.00 | 2013-09-20 | SCE | Com | Ex | Any | CZ14 | Cap-kBTUh | 315 | 149000 | None | 0 | 0 | 0 | 0.383 | 0.000136 | 3.74 | 0 | 0 | 0 | 0.0799 | 2.8e-05 | 2.08 |  |  | 2 | Commercial | Existing | Palmdale (China Lake for pre-2014) | SCE
NG-WtrHt-LrgInst-Gas-gt200kBtuh-0p90Et | DEER2014 | D13 v1.00 | 2013-09-20 | SCE | Com | Ex | Any | CZ15 | Cap-kBTUh | 356 | 156000 | None | 0 | 0 | 0 | 0.303 | 6.54e-05 | 3.19 | 0 | 0 | 0 | 0.0592 | 1.32e-05 | 1.81 |  |  | 2 | Commercial | Existing | Palm Springs-Intl (El Centro for pre-2014) | SCE
NG-WtrHt-LrgInst-Gas-gt200kBtuh-0p90Et | DEER2014 | D13 v1.00 | 2013-09-20 | SCE | Com | Ex | Any | CZ16 | Cap-kBTUh | 563 | 233000 | None | 0 | 0 | 0 | 0.128 | 7.99e-05 | 4.39 | 0 | 0 | 0 | 0.0262 | 1.73e-05 | 2.59 |  |  | 2 | Commercial | Existing | Blue Canyon (Mount Shasta for pre-2014) | SCE
NG-WtrHt-LrgInst-Gas-gt200kBtuh-0p90Et | DEER2014 | D13 v1.00 | 2013-09-20 | SCE | Com | Ex | Any | IOU | Cap-kBTUh | 287 | 202000 | None | 0 | 0 | 0 | 0.237 | 7.07e-05 | 3.94 | 0 | 0 | 0 | 0.0447 | 1.42e-05 | 2.1 |  |  | 2 | Commercial | Existing | IOU Territory | SCE
NG-WtrHt-LrgInst-Gas-gt200kBtuh-0p90Et | DEER2014 | D13 v1.00 | 2013-09-20 | SCE | Com | New | Any | IOU | Cap-kBTUh | 241 | 230000 | None | 0 | 0 | 0 | 0.0367 | 1.4e-05 | 2.03 | 0 | 0 | 0 | 0.0367 | 1.4e-05 | 2.03 |  |  | 2 | Commercial | New | IOU Territory | SCE
NG-WtrHt-LrgInst-Gas-gt200kBtuh-0p90Et | DEER2014 | D13 v1.00 | 2013-08-02 | SCE | ECC | Ex | Any | CZ05 | Cap-kBTUh | 1030 | 300000 | None | 0 | 0 | 0 | 0 | 0 | 4.75 | 0 | 0 | 0 | 0 | 0 | 2.6 |  |  | 2 | Education - Community College | Existing | Santa Maria Area | SCE
NG-WtrHt-LrgInst-Gas-gt200kBtuh-0p90Et | DEER2014 | D13 v1.00 | 2013-08-02 | SCE | ECC | Ex | Any | CZ06 | Cap-kBTUh | 1030 | 300000 | None | 0 | 0 | 0 | 0 | 0 | 4.5 | 0 | 0 | 0 | 0 | 0 | 2.43 |  |  | 2 | Education - Community College | Existing | Torrance (Los Angeles for pre-2014) | SCE
NG-WtrHt-LrgInst-Gas-gt200kBtuh-0p90Et | DEER2014 | D13 v1.00 | 2013-08-02 | SCE | ECC | Ex | Any | CZ08 | Cap-kBTUh | 1030 | 300000 | None | 0 | 0 | 0 | 0 | 0 | 4.44 | 0 | 0 | 0 | 0 | 0 | 2.37 |  |  | 2 | Education - Community College | Existing | Fullerton (El Toro for pre-2014) | SCE
NG-WtrHt-LrgInst-Gas-gt200kBtuh-0p90Et | DEER2014 | D13 v1.00 | 2013-08-02 | SCE | ECC | Ex | Any | CZ09 | Cap-kBTUh | 1030 | 300000 | None | 0 | 0 | 0 | 0 | 0 | 4.37 | 0 | 0 | 0 | 0 | 0 | 2.37 |  |  | 2 | Education - Community College | Existing | Burbank-Glendale (Pasadena for pre-2014) | SCE
NG-WtrHt-LrgInst-Gas-gt200kBtuh-0p90Et | DEER2014 | D13 v1.00 | 2013-08-02 | SCE | ECC | Ex | Any | CZ10 | Cap-kBTUh | 1030 | 300000 | None | 0 | 0 | 0 | 0 | 0 | 4 | 0 | 0 | 0 | 0 | 0 | 2.36 |  |  | 2 | Education - Community College | Existing | Riverside | SCE
NG-WtrHt-LrgInst-Gas-gt200kBtuh-0p90Et | DEER2014 | D13 v1.00 | 2013-08-02 | SCE | ECC | Ex | Any | CZ13 | Cap-kBTUh | 1030 | 300000 | None | 0 | 0 | 0 | 0 | 0 | 3.92 | 0 | 0 | 0 | 0 | 0 | 2.37 |  |  | 2 | Education - Community College | Existing | Fresno Area | SCE
NG-WtrHt-LrgInst-Gas-gt200kBtuh-0p90Et | DEER2014 | D13 v1.00 | 2013-08-02 | SCE | ECC | Ex | Any | CZ14 | Cap-kBTUh | 1030 | 300000 | None | 0 | 0 | 0 | 0 | 0 | 4.1 | 0 | 0 | 0 | 0 | 0 | 2.41 |  |  | 2 | Education - Community College | Existing | Palmdale (China Lake for pre-2014) | SCE
NG-WtrHt-LrgInst-Gas-gt200kBtuh-0p90Et | DEER2014 | D13 v1.00 | 2013-08-02 | SCE | ECC | Ex | Any | CZ15 | Cap-kBTUh | 1030 | 300000 | None | 0 | 0 | 0 | 0 | 0 | 3.6 | 0 | 0 | 0 | 0 | 0 | 2.04 |  |  | 2 | Education - Community College | Existing | Palm Springs-Intl (El Centro for pre-2014) | SCE
NG-WtrHt-LrgInst-Gas-gt200kBtuh-0p90Et | DEER2014 | D13 v1.00 | 2013-08-02 | SCE | ECC | Ex | Any | CZ16 | Cap-kBTUh | 1030 | 300000 | None | 0 | 0 | 0 | 0 | 0 | 4.44 | 0 | 0 | 0 | 0 | 0 | 2.72 |  |  | 2 | Education - Community College | Existing | Blue Canyon (Mount Shasta for pre-2014) | SCE
NG-WtrHt-LrgInst-Gas-gt200kBtuh-0p90Et | DEER2014 | D13 v1.00 | 2013-09-20 | SCE | ECC | Ex | Any | IOU | Cap-kBTUh | 1030 | 300000 | None | 0 | 0 | 0 | 0 | 0 | 4.35 | 0 | 0 | 0 | 0 | 0 | 2.4 |  |  | 2 | Education - Community College | Existing | IOU Territory | SCE
NG-WtrHt-LrgInst-Gas-gt200kBtuh-0p90Et | DEER2014 | D13 v1.00 | 2013-09-20 | SCE | ECC | New | Any | IOU | Cap-kBTUh | 1030 | 300000 | None | 0 | 0 | 0 | 0 | 0 | 2.41 | 0 | 0 | 0 | 0 | 0 | 2.41 |  |  | 2 | Education - Community College | New | IOU Territory | SCE
NG-WtrHt-LrgInst-Gas-gt200kBtuh-0p90Et | DEER2014 | D13 v1.00 | 2013-08-02 | SCE | EPr | Ex | Any | CZ05 | Cap-kBTUh | 175 | 50000 | None | 0 | 0 | 0 | 0 | 0 | 4.04 | 0 | 0 | 0 | 0 | 0 | 1.79 |  |  | 2 | Education - Primary School | Existing | Santa Maria Area | SCE
NG-WtrHt-LrgInst-Gas-gt200kBtuh-0p90Et | DEER2014 | D13 v1.00 | 2013-08-02 | SCE | EPr | Ex | Any | CZ06 | Cap-kBTUh | 175 | 50000 | None | 0 | 0 | 0 | 0 | 0 | 3.8 | 0 | 0 | 0 | 0 | 0 | 1.67 |  |  | 2 | Education - Primary School | Existing | Torrance (Los Angeles for pre-2014) | SCE
NG-WtrHt-LrgInst-Gas-gt200kBtuh-0p90Et | DEER2014 | D13 v1.00 | 2013-08-02 | SCE | EPr | Ex | Any | CZ08 | Cap-kBTUh | 175 | 50000 | None | 0 | 0 | 0 | 0 | 0 | 3.71 | 0 | 0 | 0 | 0 | 0 | 1.63 |  |  | 2 | Education - Primary School | Existing | Fullerton (El Toro for pre-2014) | SCE
NG-WtrHt-LrgInst-Gas-gt200kBtuh-0p90Et | DEER2014 | D13 v1.00 | 2013-08-02 | SCE | EPr | Ex | Any | CZ09 | Cap-kBTUh | 175 | 50000 | None | 0 | 0 | 0 | 0 | 0 | 3.69 | 0 | 0 | 0 | 0 | 0 | 1.63 |  |  | 2 | Education - Primary School | Existing | Burbank-Glendale (Pasadena for pre-2014) | SCE
NG-WtrHt-LrgInst-Gas-gt200kBtuh-0p90Et | DEER2014 | D13 v1.00 | 2013-08-02 | SCE | EPr | Ex | Any | CZ10 | Cap-kBTUh | 175 | 50000 | None | 0 | 0 | 0 | 0 | 0 | 3.27 | 0 | 0 | 0 | 0 | 0 | 1.63 |  |  | 2 | Education - Primary School | Existing | Riverside | SCE
NG-WtrHt-LrgInst-Gas-gt200kBtuh-0p90Et | DEER2014 | D13 v1.00 | 2013-08-02 | SCE | EPr | Ex | Any | CZ13 | Cap-kBTUh | 175 | 50000 | None | 0 | 0 | 0 | 0 | 0 | 3.44 | 0 | 0 | 0 | 0 | 0 | 1.64 |  |  | 2 | Education - Primary School | Existing | Fresno Area | SCE
NG-WtrHt-LrgInst-Gas-gt200kBtuh-0p90Et | DEER2014 | D13 v1.00 | 2013-08-02 | SCE | EPr | Ex | Any | CZ14 | Cap-kBTUh | 175 | 50000 | None | 0 | 0 | 0 | 0 | 0 | 3.45 | 0 | 0 | 0 | 0 | 0 | 1.67 |  |  | 2 | Education - Primary School | Existing | Palmdale (China Lake for pre-2014) | SCE
NG-WtrHt-LrgInst-Gas-gt200kBtuh-0p90Et | DEER2014 | D13 v1.00 | 2013-08-02 | SCE | EPr | Ex | Any | CZ15 | Cap-kBTUh | 175 | 50000 | None | 0 | 0 | 0 | 0 | 0 | 2.95 | 0 | 0 | 0 | 0 | 0 | 1.42 |  |  | 2 | Education - Primary School | Existing | Palm Springs-Intl (El Centro for pre-2014) | SCE
NG-WtrHt-LrgInst-Gas-gt200kBtuh-0p90Et | DEER2014 | D13 v1.00 | 2013-08-02 | SCE | EPr | Ex | Any | CZ16 | Cap-kBTUh | 175 | 50000 | None | 0 | 0 | 0 | 0 | 0 | 3.76 | 0 | 0 | 0 | 0 | 0 | 1.88 |  |  | 2 | Education - Primary School | Existing | Blue Canyon (Mount Shasta for pre-2014) | SCE
NG-WtrHt-LrgInst-Gas-gt200kBtuh-0p90Et | DEER2014 | D13 v1.00 | 2013-09-20 | SCE | EPr | Ex | Any | IOU | Cap-kBTUh | 175 | 50000 | None | 0 | 0 | 0 | 0 | 0 | 3.6 | 0 | 0 | 0 | 0 | 0 | 1.64 |  |  | 2 | Education - Primary School | Existing | IOU Territory | SCE
NG-WtrHt-LrgInst-Gas-gt200kBtuh-0p90Et | DEER2014 | D13 v1.00 | 2013-09-20 | SCE | EPr | New | Any | IOU | Cap-kBTUh | 175 | 50000 | None | 0 | 0 | 0 | 0 | 0 | 1.64 | 0 | 0 | 0 | 0 | 0 | 1.64 |  |  | 2 | Education - Primary School | New | IOU Territory | SCE
NG-WtrHt-LrgInst-Gas-gt200kBtuh-0p90Et | DEER2014 | D13 v1.00 | 2013-08-02 | SCE | ERC | Ex | Any | CZ05 | Cap-kBTUh | 14.6 | 1920 | None | 0 | 0 | 0 | 0 | 0 | 4.31 | 0 | 0 | 0 | 0 | 0 | 1.92 |  |  | 2 | Education - Relocatable Classroom | Existing | Santa Maria Area | SCE
NG-WtrHt-LrgInst-Gas-gt200kBtuh-0p90Et | DEER2014 | D13 v1.00 | 2013-08-02 | SCE | ERC | Ex | Any | CZ06 | Cap-kBTUh | 14.6 | 1920 | None | 0 | 0 | 0 | 0 | 0 | 4.05 | 0 | 0 | 0 | 0 | 0 | 1.79 |  |  | 2 | Education - Relocatable Classroom | Existing | Torrance (Los Angeles for pre-2014) | SCE
NG-WtrHt-LrgInst-Gas-gt200kBtuh-0p90Et | DEER2014 | D13 v1.00 | 2013-08-02 | SCE | ERC | Ex | Any | CZ08 | Cap-kBTUh | 14.6 | 1920 | None | 0 | 0 | 0 | 0 | 0 | 3.96 | 0 | 0 | 0 | 0 | 0 | 1.75 |  |  | 2 | Education - Relocatable Classroom | Existing | Fullerton (El Toro for pre-2014) | SCE
NG-WtrHt-LrgInst-Gas-gt200kBtuh-0p90Et | DEER2014 | D13 v1.00 | 2013-08-02 | SCE | ERC | Ex | Any | CZ09 | Cap-kBTUh | 14.6 | 1920 | None | 0 | 0 | 0 | 0 | 0 | 3.94 | 0 | 0 | 0 | 0 | 0 | 1.75 |  |  | 2 | Education - Relocatable Classroom | Existing | Burbank-Glendale (Pasadena for pre-2014) | SCE
NG-WtrHt-LrgInst-Gas-gt200kBtuh-0p90Et | DEER2014 | D13 v1.00 | 2013-08-02 | SCE | ERC | Ex | Any | CZ10 | Cap-kBTUh | 14.6 | 1920 | None | 0 | 0 | 0 | 0 | 0 | 3.49 | 0 | 0 | 0 | 0 | 0 | 1.75 |  |  | 2 | Education - Relocatable Classroom | Existing | Riverside | SCE
NG-WtrHt-LrgInst-Gas-gt200kBtuh-0p90Et | DEER2014 | D13 v1.00 | 2013-08-02 | SCE | ERC | Ex | Any | CZ13 | Cap-kBTUh | 14.6 | 1920 | None | 0 | 0 | 0 | 0 | 0 | 3.65 | 0 | 0 | 0 | 0 | 0 | 1.75 |  |  | 2 | Education - Relocatable Classroom | Existing | Fresno Area | SCE
NG-WtrHt-LrgInst-Gas-gt200kBtuh-0p90Et | DEER2014 | D13 v1.00 | 2013-08-02 | SCE | ERC | Ex | Any | CZ14 | Cap-kBTUh | 14.6 | 1920 | None | 0 | 0 | 0 | 0 | 0 | 3.66 | 0 | 0 | 0 | 0 | 0 | 1.78 |  |  | 2 | Education - Relocatable Classroom | Existing | Palmdale (China Lake for pre-2014) | SCE
NG-WtrHt-LrgInst-Gas-gt200kBtuh-0p90Et | DEER2014 | D13 v1.00 | 2013-08-02 | SCE | ERC | Ex | Any | CZ15 | Cap-kBTUh | 14.6 | 1920 | None | 0 | 0 | 0 | 0 | 0 | 3.09 | 0 | 0 | 0 | 0 | 0 | 1.51 |  |  | 2 | Education - Relocatable Classroom | Existing | Palm Springs-Intl (El Centro for pre-2014) | SCE
NG-WtrHt-LrgInst-Gas-gt200kBtuh-0p90Et | DEER2014 | D13 v1.00 | 2013-08-02 | SCE | ERC | Ex | Any | CZ16 | Cap-kBTUh | 14.6 | 1920 | None | 0 | 0 | 0 | 0 | 0 | 4.01 | 0 | 0 | 0 | 0 | 0 | 2.02 |  |  | 2 | Education - Relocatable Classroom | Existing | Blue Canyon (Mount Shasta for pre-2014) | SCE
NG-WtrHt-LrgInst-Gas-gt200kBtuh-0p90Et | DEER2014 | D13 v1.00 | 2013-09-20 | SCE | ERC | Ex | Any | IOU | Cap-kBTUh | 14.6 | 1920 | None | 0 | 0 | 0 | 0 | 0 | 3.84 | 0 | 0 | 0 | 0 | 0 | 1.76 |  |  | 2 | Education - Relocatable Classroom | Existing | IOU Territory | SCE
NG-WtrHt-LrgInst-Gas-gt200kBtuh-0p90Et | DEER2014 | D13 v1.00 | 2013-09-20 | SCE | ERC | New | Any | IOU | Cap-kBTUh | 14.6 | 1920 | None | 0 | 0 | 0 | 0 | 0 | 1.75 | 0 | 0 | 0 | 0 | 0 | 1.75 |  |  | 2 | Education - Relocatable Classroom | New | IOU Territory | SCE
NG-WtrHt-LrgInst-Gas-gt200kBtuh-0p90Et | DEER2014 | D13 v1.00 | 2013-08-02 | SCE | ESe | Ex | Any | CZ05 | Cap-kBTUh | 729 | 150000 | None | 0 | 0 | 0 | 0 | 0 | 4.24 | 0 | 0 | 0 | 0 | 0 | 1.94 |  |  | 2 | Education - Secondary School | Existing | Santa Maria Area | SCE
NG-WtrHt-LrgInst-Gas-gt200kBtuh-0p90Et | DEER2014 | D13 v1.00 | 2013-08-02 | SCE | ESe | Ex | Any | CZ06 | Cap-kBTUh | 729 | 150000 | None | 0 | 0 | 0 | 0 | 0 | 3.98 | 0 | 0 | 0 | 0 | 0 | 1.81 |  |  | 2 | Education - Secondary School | Existing | Torrance (Los Angeles for pre-2014) | SCE
NG-WtrHt-LrgInst-Gas-gt200kBtuh-0p90Et | DEER2014 | D13 v1.00 | 2013-08-02 | SCE | ESe | Ex | Any | CZ08 | Cap-kBTUh | 729 | 150000 | None | 0 | 0 | 0 | 0 | 0 | 3.88 | 0 | 0 | 0 | 0 | 0 | 1.77 |  |  | 2 | Education - Secondary School | Existing | Fullerton (El Toro for pre-2014) | SCE
NG-WtrHt-LrgInst-Gas-gt200kBtuh-0p90Et | DEER2014 | D13 v1.00 | 2013-08-02 | SCE | ESe | Ex | Any | CZ09 | Cap-kBTUh | 729 | 150000 | None | 0 | 0 | 0 | 0 | 0 | 3.86 | 0 | 0 | 0 | 0 | 0 | 1.77 |  |  | 2 | Education - Secondary School | Existing | Burbank-Glendale (Pasadena for pre-2014) | SCE
NG-WtrHt-LrgInst-Gas-gt200kBtuh-0p90Et | DEER2014 | D13 v1.00 | 2013-08-02 | SCE | ESe | Ex | Any | CZ10 | Cap-kBTUh | 729 | 150000 | None | 0 | 0 | 0 | 0 | 0 | 3.43 | 0 | 0 | 0 | 0 | 0 | 1.76 |  |  | 2 | Education - Secondary School | Existing | Riverside | SCE
NG-WtrHt-LrgInst-Gas-gt200kBtuh-0p90Et | DEER2014 | D13 v1.00 | 2013-08-02 | SCE | ESe | Ex | Any | CZ13 | Cap-kBTUh | 729 | 150000 | None | 0 | 0 | 0 | 0 | 0 | 3.63 | 0 | 0 | 0 | 0 | 0 | 1.77 |  |  | 2 | Education - Secondary School | Existing | Fresno Area | SCE
NG-WtrHt-LrgInst-Gas-gt200kBtuh-0p90Et | DEER2014 | D13 v1.00 | 2013-08-02 | SCE | ESe | Ex | Any | CZ14 | Cap-kBTUh | 729 | 150000 | None | 0 | 0 | 0 | 0 | 0 | 3.62 | 0 | 0 | 0 | 0 | 0 | 1.81 |  |  | 2 | Education - Secondary School | Existing | Palmdale (China Lake for pre-2014) | SCE
NG-WtrHt-LrgInst-Gas-gt200kBtuh-0p90Et | DEER2014 | D13 v1.00 | 2013-08-02 | SCE | ESe | Ex | Any | CZ15 | Cap-kBTUh | 729 | 150000 | None | 0 | 0 | 0 | 0 | 0 | 3.07 | 0 | 0 | 0 | 0 | 0 | 1.53 |  |  | 2 | Education - Secondary School | Existing | Palm Springs-Intl (El Centro for pre-2014) | SCE
NG-WtrHt-LrgInst-Gas-gt200kBtuh-0p90Et | DEER2014 | D13 v1.00 | 2013-08-02 | SCE | ESe | Ex | Any | CZ16 | Cap-kBTUh | 729 | 150000 | None | 0 | 0 | 0 | 0 | 0 | 3.96 | 0 | 0 | 0 | 0 | 0 | 2.04 |  |  | 2 | Education - Secondary School | Existing | Blue Canyon (Mount Shasta for pre-2014) | SCE
NG-WtrHt-LrgInst-Gas-gt200kBtuh-0p90Et | DEER2014 | D13 v1.00 | 2013-09-20 | SCE | ESe | Ex | Any | IOU | Cap-kBTUh | 729 | 150000 | None | 0 | 0 | 0 | 0 | 0 | 3.77 | 0 | 0 | 0 | 0 | 0 | 1.78 |  |  | 2 | Education - Secondary School | Existing | IOU Territory | SCE
NG-WtrHt-LrgInst-Gas-gt200kBtuh-0p90Et | DEER2014 | D13 v1.00 | 2013-09-20 | SCE | ESe | New | Any | IOU | Cap-kBTUh | 729 | 150000 | None | 0 | 0 | 0 | 0 | 0 | 1.78 | 0 | 0 | 0 | 0 | 0 | 1.78 |  |  | 2 | Education - Secondary School | New | IOU Territory | SCE
NG-WtrHt-LrgInst-Gas-gt200kBtuh-0p90Et | DEER2014 | D13 v1.00 | 2013-08-02 | SCE | EUn | Ex | Any | CZ05 | Cap-kBTUh | 2560 | 1000000 | None | 0 | 0 | 0 | 0 | 0 | 5.72 | 0 | 0 | 0 | 0 | 0 | 3.06 |  |  | 2 | Education - University | Existing | Santa Maria Area | SCE
NG-WtrHt-LrgInst-Gas-gt200kBtuh-0p90Et | DEER2014 | D13 v1.00 | 2013-08-02 | SCE | EUn | Ex | Any | CZ06 | Cap-kBTUh | 2560 | 1000000 | None | 0 | 0 | 0 | 0 | 0 | 5.41 | 0 | 0 | 0 | 0 | 0 | 2.85 |  |  | 2 | Education - University | Existing | Torrance (Los Angeles for pre-2014) | SCE
NG-WtrHt-LrgInst-Gas-gt200kBtuh-0p90Et | DEER2014 | D13 v1.00 | 2013-08-02 | SCE | EUn | Ex | Any | CZ08 | Cap-kBTUh | 2560 | 1000000 | None | 0 | 0 | 0 | 0 | 0 | 5.32 | 0 | 0 | 0 | 0 | 0 | 2.78 |  |  | 2 | Education - University | Existing | Fullerton (El Toro for pre-2014) | SCE
NG-WtrHt-LrgInst-Gas-gt200kBtuh-0p90Et | DEER2014 | D13 v1.00 | 2013-08-02 | SCE | EUn | Ex | Any | CZ09 | Cap-kBTUh | 2560 | 1000000 | None | 0 | 0 | 0 | 0 | 0 | 5.23 | 0 | 0 | 0 | 0 | 0 | 2.78 |  |  | 2 | Education - University | Existing | Burbank-Glendale (Pasadena for pre-2014) | SCE
NG-WtrHt-LrgInst-Gas-gt200kBtuh-0p90Et | DEER2014 | D13 v1.00 | 2013-08-02 | SCE | EUn | Ex | Any | CZ10 | Cap-kBTUh | 2560 | 1000000 | None | 0 | 0 | 0 | 0 | 0 | 4.79 | 0 | 0 | 0 | 0 | 0 | 2.77 |  |  | 2 | Education - University | Existing | Riverside | SCE
NG-WtrHt-LrgInst-Gas-gt200kBtuh-0p90Et | DEER2014 | D13 v1.00 | 2013-08-02 | SCE | EUn | Ex | Any | CZ13 | Cap-kBTUh | 2560 | 1000000 | None | 0 | 0 | 0 | 0 | 0 | 4.69 | 0 | 0 | 0 | 0 | 0 | 2.77 |  |  | 2 | Education - University | Existing | Fresno Area | SCE
NG-WtrHt-LrgInst-Gas-gt200kBtuh-0p90Et | DEER2014 | D13 v1.00 | 2013-08-02 | SCE | EUn | Ex | Any | CZ14 | Cap-kBTUh | 2560 | 1000000 | None | 0 | 0 | 0 | 0 | 0 | 4.91 | 0 | 0 | 0 | 0 | 0 | 2.83 |  |  | 2 | Education - University | Existing | Palmdale (China Lake for pre-2014) | SCE
NG-WtrHt-LrgInst-Gas-gt200kBtuh-0p90Et | DEER2014 | D13 v1.00 | 2013-08-02 | SCE | EUn | Ex | Any | CZ15 | Cap-kBTUh | 2560 | 1000000 | None | 0 | 0 | 0 | 0 | 0 | 4.27 | 0 | 0 | 0 | 0 | 0 | 2.36 |  |  | 2 | Education - University | Existing | Palm Springs-Intl (El Centro for pre-2014) | SCE
NG-WtrHt-LrgInst-Gas-gt200kBtuh-0p90Et | DEER2014 | D13 v1.00 | 2013-08-02 | SCE | EUn | Ex | Any | CZ16 | Cap-kBTUh | 2560 | 1000000 | None | 0 | 0 | 0 | 0 | 0 | 5.36 | 0 | 0 | 0 | 0 | 0 | 3.22 |  |  | 2 | Education - University | Existing | Blue Canyon (Mount Shasta for pre-2014) | SCE
NG-WtrHt-LrgInst-Gas-gt200kBtuh-0p90Et | DEER2014 | D13 v1.00 | 2013-09-20 | SCE | EUn | Ex | Any | IOU | Cap-kBTUh | 2560 | 1000000 | None | 0 | 0 | 0 | 0 | 0 | 5.21 | 0 | 0 | 0 | 0 | 0 | 2.81 |  |  | 2 | Education - University | Existing | IOU Territory | SCE
NG-WtrHt-LrgInst-Gas-gt200kBtuh-0p90Et | DEER2014 | D13 v1.00 | 2013-09-20 | SCE | EUn | New | Any | IOU | Cap-kBTUh | 2560 | 1000000 | None | 0 | 0 | 0 | 0 | 0 | 2.82 | 0 | 0 | 0 | 0 | 0 | 2.82 |  |  | 2 | Education - University | New | IOU Territory | SCE
NG-WtrHt-LrgInst-Gas-gt200kBtuh-0p90Et | DEER2014 | D13 v1.00 | 2013-08-02 | SCE | Gro | Ex | Any | CZ05 | Cap-kBTUh | 146 | 50000 | None | 0 | 0 | 0 | 3.14 | 0.000706 | 4.81 | 0 | 0 | 0 | 0.595 | 0.000488 | 3.42 |  |  | 2 | Grocery | Existing | Santa Maria Area | SCE
NG-WtrHt-LrgInst-Gas-gt200kBtuh-0p90Et | DEER2014 | D13 v1.00 | 2013-08-02 | SCE | Gro | Ex | Any | CZ06 | Cap-kBTUh | 146 | 50000 | None | 0 | 0 | 0 | 4.92 | 0.00172 | 4.73 | 0 | 0 | 0 | 0.896 | 0.000325 | 3.21 |  |  | 2 | Grocery | Existing | Torrance (Los Angeles for pre-2014) | SCE
NG-WtrHt-LrgInst-Gas-gt200kBtuh-0p90Et | DEER2014 | D13 v1.00 | 2013-08-02 | SCE | Gro | Ex | Any | CZ08 | Cap-kBTUh | 146 | 50000 | None | 0 | 0 | 0 | 5.82 | 0.00173 | 4.74 | 0 | 0 | 0 | 0.962 | 0.00034 | 3.15 |  |  | 2 | Grocery | Existing | Fullerton (El Toro for pre-2014) | SCE
NG-WtrHt-LrgInst-Gas-gt200kBtuh-0p90Et | DEER2014 | D13 v1.00 | 2013-08-02 | SCE | Gro | Ex | Any | CZ09 | Cap-kBTUh | 146 | 50000 | None | 0 | 0 | 0 | 6.01 | 0.00186 | 4.74 | 0 | 0 | 0 | 1.17 | 0.000264 | 3.15 |  |  | 2 | Grocery | Existing | Burbank-Glendale (Pasadena for pre-2014) | SCE
NG-WtrHt-LrgInst-Gas-gt200kBtuh-0p90Et | DEER2014 | D13 v1.00 | 2013-08-02 | SCE | Gro | Ex | Any | CZ10 | Cap-kBTUh | 146 | 50000 | None | 0 | 0 | 0 | 5.27 | 0.00125 | 4.37 | 0 | 0 | 0 | 1.15 | 0.000344 | 3.14 |  |  | 2 | Grocery | Existing | Riverside | SCE
NG-WtrHt-LrgInst-Gas-gt200kBtuh-0p90Et | DEER2014 | D13 v1.00 | 2013-08-02 | SCE | Gro | Ex | Any | CZ13 | Cap-kBTUh | 146 | 50000 | None | 0 | 0 | 0 | 5.9 | 0.00187 | 4.63 | 0 | 0 | 0 | 1.21 | 0.000376 | 3.17 |  |  | 2 | Grocery | Existing | Fresno Area | SCE
NG-WtrHt-LrgInst-Gas-gt200kBtuh-0p90Et | DEER2014 | D13 v1.00 | 2013-08-02 | SCE | Gro | Ex | Any | CZ14 | Cap-kBTUh | 146 | 50000 | None | 0 | 0 | 0 | 5.38 | 0.00191 | 4.58 | 0 | 0 | 0 | 1.12 | 0.000394 | 3.22 |  |  | 2 | Grocery | Existing | Palmdale (China Lake for pre-2014) | SCE
NG-WtrHt-LrgInst-Gas-gt200kBtuh-0p90Et | DEER2014 | D13 v1.00 | 2013-08-02 | SCE | Gro | Ex | Any | CZ15 | Cap-kBTUh | 146 | 50000 | None | 0 | 0 | 0 | 8.35 | 0.0018 | 4.19 | 0 | 0 | 0 | 1.63 | 0.000364 | 2.75 |  |  | 2 | Grocery | Existing | Palm Springs-Intl (El Centro for pre-2014) | SCE
NG-WtrHt-LrgInst-Gas-gt200kBtuh-0p90Et | DEER2014 | D13 v1.00 | 2013-08-02 | SCE | Gro | Ex | Any | CZ16 | Cap-kBTUh | 146 | 50000 | None | 0 | 0 | 0 | 2.51 | 0.00157 | 4.9 | 0 | 0 | 0 | 0.515 | 0.000339 | 3.62 |  |  | 2 | Grocery | Existing | Blue Canyon (Mount Shasta for pre-2014) | SCE
NG-WtrHt-LrgInst-Gas-gt200kBtuh-0p90Et | DEER2014 | D13 v1.00 | 2013-09-20 | SCE | Gro | Ex | Any | IOU | Cap-kBTUh | 146 | 50000 | None | 0 | 0 | 0 | 5.52 | 0.00165 | 4.63 | 0 | 0 | 0 | 1.04 | 0.000332 | 3.16 |  |  | 2 | Grocery | Existing | IOU Territory | SCE
NG-WtrHt-LrgInst-Gas-gt200kBtuh-0p90Et | DEER2014 | D13 v1.00 | 2013-09-20 | SCE | Gro | New | Any | IOU | Cap-kBTUh | 146 | 50000 | None | 0 | 0 | 0 | 0.786 | 0.000299 | 3.18 | 0 | 0 | 0 | 0.786 | 0.000299 | 3.18 |  |  | 2 | Grocery | New | IOU Territory | SCE
NG-WtrHt-LrgInst-Gas-gt200kBtuh-0p90Et | DEER2014 | D13 v1.00 | 2013-08-02 | SCE | Hsp | Ex | Any | CZ05 | Cap-kBTUh | 2530 | 500000 | None | 0 | 0 | 0 | 0 | 0 | 8.08 | 0 | 0 | 0 | 0 | 0 | 5.22 |  |  | 2 | Health/Medical - Hospital | Existing | Santa Maria Area | SCE
NG-WtrHt-LrgInst-Gas-gt200kBtuh-0p90Et | DEER2014 | D13 v1.00 | 2013-08-02 | SCE | Hsp | Ex | Any | CZ06 | Cap-kBTUh | 2530 | 500000 | None | 0 | 0 | 0 | 0 | 0 | 7.61 | 0 | 0 | 0 | 0 | 0 | 4.85 |  |  | 2 | Health/Medical - Hospital | Existing | Torrance (Los Angeles for pre-2014) | SCE
NG-WtrHt-LrgInst-Gas-gt200kBtuh-0p90Et | DEER2014 | D13 v1.00 | 2013-08-02 | SCE | Hsp | Ex | Any | CZ08 | Cap-kBTUh | 2530 | 500000 | None | 0 | 0 | 0 | 0 | 0 | 7.45 | 0 | 0 | 0 | 0 | 0 | 4.73 |  |  | 2 | Health/Medical - Hospital | Existing | Fullerton (El Toro for pre-2014) | SCE
NG-WtrHt-LrgInst-Gas-gt200kBtuh-0p90Et | DEER2014 | D13 v1.00 | 2013-08-02 | SCE | Hsp | Ex | Any | CZ09 | Cap-kBTUh | 2530 | 500000 | None | 0 | 0 | 0 | 0 | 0 | 7.42 | 0 | 0 | 0 | 0 | 0 | 4.73 |  |  | 2 | Health/Medical - Hospital | Existing | Burbank-Glendale (Pasadena for pre-2014) | SCE
NG-WtrHt-LrgInst-Gas-gt200kBtuh-0p90Et | DEER2014 | D13 v1.00 | 2013-08-02 | SCE | Hsp | Ex | Any | CZ10 | Cap-kBTUh | 2530 | 500000 | None | 0 | 0 | 0 | 0 | 0 | 7.11 | 0 | 0 | 0 | 0 | 0 | 4.71 |  |  | 2 | Health/Medical - Hospital | Existing | Riverside | SCE
NG-WtrHt-LrgInst-Gas-gt200kBtuh-0p90Et | DEER2014 | D13 v1.00 | 2013-08-02 | SCE | Hsp | Ex | Any | CZ13 | Cap-kBTUh | 2530 | 500000 | None | 0 | 0 | 0 | 0 | 0 | 7.21 | 0 | 0 | 0 | 0 | 0 | 4.71 |  |  | 2 | Health/Medical - Hospital | Existing | Fresno Area | SCE
NG-WtrHt-LrgInst-Gas-gt200kBtuh-0p90Et | DEER2014 | D13 v1.00 | 2013-08-02 | SCE | Hsp | Ex | Any | CZ14 | Cap-kBTUh | 2530 | 500000 | None | 0 | 0 | 0 | 0 | 0 | 7.29 | 0 | 0 | 0 | 0 | 0 | 4.79 |  |  | 2 | Health/Medical - Hospital | Existing | Palmdale (China Lake for pre-2014) | SCE
NG-WtrHt-LrgInst-Gas-gt200kBtuh-0p90Et | DEER2014 | D13 v1.00 | 2013-08-02 | SCE | Hsp | Ex | Any | CZ15 | Cap-kBTUh | 2530 | 500000 | None | 0 | 0 | 0 | 0 | 0 | 6.23 | 0 | 0 | 0 | 0 | 0 | 4.01 |  |  | 2 | Health/Medical - Hospital | Existing | Palm Springs-Intl (El Centro for pre-2014) | SCE
NG-WtrHt-LrgInst-Gas-gt200kBtuh-0p90Et | DEER2014 | D13 v1.00 | 2013-08-02 | SCE | Hsp | Ex | Any | CZ16 | Cap-kBTUh | 2530 | 500000 | None | 0 | 0 | 0 | 0 | 0 | 8.11 | 0 | 0 | 0 | 0 | 0 | 5.47 |  |  | 2 | Health/Medical - Hospital | Existing | Blue Canyon (Mount Shasta for pre-2014) | SCE
NG-WtrHt-LrgInst-Gas-gt200kBtuh-0p90Et | DEER2014 | D13 v1.00 | 2013-09-20 | SCE | Hsp | Ex | Any | IOU | Cap-kBTUh | 2530 | 500000 | None | 0 | 0 | 0 | 0 | 0 | 7.41 | 0 | 0 | 0 | 0 | 0 | 4.76 |  |  | 2 | Health/Medical - Hospital | Existing | IOU Territory | SCE
NG-WtrHt-LrgInst-Gas-gt200kBtuh-0p90Et | DEER2014 | D13 v1.00 | 2013-09-20 | SCE | Hsp | New | Any | IOU | Cap-kBTUh | 2530 | 500000 | None | 0 | 0 | 0 | 0 | 0 | 4.75 | 0 | 0 | 0 | 0 | 0 | 4.75 |  |  | 2 | Health/Medical - Hospital | New | IOU Territory | SCE
NG-WtrHt-LrgInst-Gas-gt200kBtuh-0p90Et | DEER2014 | D13 v1.00 | 2013-08-02 | SCE | Htl | Ex | Any | CZ05 | Cap-kBTUh | 1280 | 400000 | None | 0 | 0 | 0 | 0 | 0 | 5.37 | 0 | 0 | 0 | 0 | 0 | 3.75 |  |  | 2 | Lodging - Hotel | Existing | Santa Maria Area | SCE
NG-WtrHt-LrgInst-Gas-gt200kBtuh-0p90Et | DEER2014 | D13 v1.00 | 2013-08-02 | SCE | Htl | Ex | Any | CZ06 | Cap-kBTUh | 1280 | 400000 | None | 0 | 0 | 0 | 0 | 0 | 4.9 | 0 | 0 | 0 | 0 | 0 | 3.39 |  |  | 2 | Lodging - Hotel | Existing | Torrance (Los Angeles for pre-2014) | SCE
NG-WtrHt-LrgInst-Gas-gt200kBtuh-0p90Et | DEER2014 | D13 v1.00 | 2013-08-02 | SCE | Htl | Ex | Any | CZ08 | Cap-kBTUh | 1280 | 400000 | None | 0 | 0 | 0 | 0 | 0 | 4.75 | 0 | 0 | 0 | 0 | 0 | 3.27 |  |  | 2 | Lodging - Hotel | Existing | Fullerton (El Toro for pre-2014) | SCE
NG-WtrHt-LrgInst-Gas-gt200kBtuh-0p90Et | DEER2014 | D13 v1.00 | 2013-08-02 | SCE | Htl | Ex | Any | CZ09 | Cap-kBTUh | 1280 | 400000 | None | 0 | 0 | 0 | 0 | 0 | 4.72 | 0 | 0 | 0 | 0 | 0 | 3.27 |  |  | 2 | Lodging - Hotel | Existing | Burbank-Glendale (Pasadena for pre-2014) | SCE
NG-WtrHt-LrgInst-Gas-gt200kBtuh-0p90Et | DEER2014 | D13 v1.00 | 2013-08-02 | SCE | Htl | Ex | Any | CZ10 | Cap-kBTUh | 1280 | 400000 | None | 0 | 0 | 0 | 0 | 0 | 4.36 | 0 | 0 | 0 | 0 | 0 | 3.25 |  |  | 2 | Lodging - Hotel | Existing | Riverside | SCE
NG-WtrHt-LrgInst-Gas-gt200kBtuh-0p90Et | DEER2014 | D13 v1.00 | 2013-08-02 | SCE | Htl | Ex | Any | CZ13 | Cap-kBTUh | 1280 | 400000 | None | 0 | 0 | 0 | 0 | 0 | 4.62 | 0 | 0 | 0 | 0 | 0 | 3.25 |  |  | 2 | Lodging - Hotel | Existing | Fresno Area | SCE
NG-WtrHt-LrgInst-Gas-gt200kBtuh-0p90Et | DEER2014 | D13 v1.00 | 2013-08-02 | SCE | Htl | Ex | Any | CZ14 | Cap-kBTUh | 1280 | 400000 | None | 0 | 0 | 0 | 0 | 0 | 4.59 | 0 | 0 | 0 | 0 | 0 | 3.34 |  |  | 2 | Lodging - Hotel | Existing | Palmdale (China Lake for pre-2014) | SCE
NG-WtrHt-LrgInst-Gas-gt200kBtuh-0p90Et | DEER2014 | D13 v1.00 | 2013-08-02 | SCE | Htl | Ex | Any | CZ15 | Cap-kBTUh | 1280 | 400000 | None | 0 | 0 | 0 | 0 | 0 | 3.54 | 0 | 0 | 0 | 0 | 0 | 2.56 |  |  | 2 | Lodging - Hotel | Existing | Palm Springs-Intl (El Centro for pre-2014) | SCE
NG-WtrHt-LrgInst-Gas-gt200kBtuh-0p90Et | DEER2014 | D13 v1.00 | 2013-08-02 | SCE | Htl | Ex | Any | CZ16 | Cap-kBTUh | 1280 | 400000 | None | 0 | 0 | 0 | 0 | 0 | 5.56 | 0 | 0 | 0 | 0 | 0 | 4 |  |  | 2 | Lodging - Hotel | Existing | Blue Canyon (Mount Shasta for pre-2014) | SCE
NG-WtrHt-LrgInst-Gas-gt200kBtuh-0p90Et | DEER2014 | D13 v1.00 | 2013-09-20 | SCE | Htl | Ex | Any | IOU | Cap-kBTUh | 1280 | 400000 | None | 0 | 0 | 0 | 0 | 0 | 4.63 | 0 | 0 | 0 | 0 | 0 | 3.24 |  |  | 2 | Lodging - Hotel | Existing | IOU Territory | SCE
NG-WtrHt-LrgInst-Gas-gt200kBtuh-0p90Et | DEER2014 | D13 v1.00 | 2013-09-20 | SCE | Htl | New | Any | IOU | Cap-kBTUh | 1280 | 400000 | None | 0 | 0 | 0 | 0 | 0 | 3.15 | 0 | 0 | 0 | 0 | 0 | 3.15 |  |  | 2 | Lodging - Hotel | New | IOU Territory | SCE
NG-WtrHt-LrgInst-Gas-gt200kBtuh-0p90Et | DEER2014 | D13 v1.00 | 2013-08-02 | SCE | MBT | Ex | Any | CZ05 | Cap-kBTUh | 292 | 200000 | None | 0 | 0 | 0 | 0 | 0 | 4.01 | 0 | 0 | 0 | 0 | 0 | 1.98 |  |  | 2 | Manufacturing Biotech | Existing | Santa Maria Area | SCE
NG-WtrHt-LrgInst-Gas-gt200kBtuh-0p90Et | DEER2014 | D13 v1.00 | 2013-08-02 | SCE | MBT | Ex | Any | CZ06 | Cap-kBTUh | 292 | 200000 | None | 0 | 0 | 0 | 0 | 0 | 3.8 | 0 | 0 | 0 | 0 | 0 | 1.85 |  |  | 2 | Manufacturing Biotech | Existing | Torrance (Los Angeles for pre-2014) | SCE
NG-WtrHt-LrgInst-Gas-gt200kBtuh-0p90Et | DEER2014 | D13 v1.00 | 2013-08-02 | SCE | MBT | Ex | Any | CZ08 | Cap-kBTUh | 292 | 200000 | None | 0 | 0 | 0 | 0 | 0 | 3.74 | 0 | 0 | 0 | 0 | 0 | 1.81 |  |  | 2 | Manufacturing Biotech | Existing | Fullerton (El Toro for pre-2014) | SCE
NG-WtrHt-LrgInst-Gas-gt200kBtuh-0p90Et | DEER2014 | D13 v1.00 | 2013-08-02 | SCE | MBT | Ex | Any | CZ09 | Cap-kBTUh | 292 | 200000 | None | 0 | 0 | 0 | 0 | 0 | 3.74 | 0 | 0 | 0 | 0 | 0 | 1.81 |  |  | 2 | Manufacturing Biotech | Existing | Burbank-Glendale (Pasadena for pre-2014) | SCE
NG-WtrHt-LrgInst-Gas-gt200kBtuh-0p90Et | DEER2014 | D13 v1.00 | 2013-08-02 | SCE | MBT | Ex | Any | CZ10 | Cap-kBTUh | 292 | 200000 | None | 0 | 0 | 0 | 0 | 0 | 3.11 | 0 | 0 | 0 | 0 | 0 | 1.8 |  |  | 2 | Manufacturing Biotech | Existing | Riverside | SCE
NG-WtrHt-LrgInst-Gas-gt200kBtuh-0p90Et | DEER2014 | D13 v1.00 | 2013-08-02 | SCE | MBT | Ex | Any | CZ13 | Cap-kBTUh | 292 | 200000 | None | 0 | 0 | 0 | 0 | 0 | 3.47 | 0 | 0 | 0 | 0 | 0 | 1.8 |  |  | 2 | Manufacturing Biotech | Existing | Fresno Area | SCE
NG-WtrHt-LrgInst-Gas-gt200kBtuh-0p90Et | DEER2014 | D13 v1.00 | 2013-08-02 | SCE | MBT | Ex | Any | CZ14 | Cap-kBTUh | 292 | 200000 | None | 0 | 0 | 0 | 0 | 0 | 3.43 | 0 | 0 | 0 | 0 | 0 | 1.83 |  |  | 2 | Manufacturing Biotech | Existing | Palmdale (China Lake for pre-2014) | SCE
NG-WtrHt-LrgInst-Gas-gt200kBtuh-0p90Et | DEER2014 | D13 v1.00 | 2013-08-02 | SCE | MBT | Ex | Any | CZ15 | Cap-kBTUh | 292 | 200000 | None | 0 | 0 | 0 | 0 | 0 | 2.79 | 0 | 0 | 0 | 0 | 0 | 1.55 |  |  | 2 | Manufacturing Biotech | Existing | Palm Springs-Intl (El Centro for pre-2014) | SCE
NG-WtrHt-LrgInst-Gas-gt200kBtuh-0p90Et | DEER2014 | D13 v1.00 | 2013-08-02 | SCE | MBT | Ex | Any | CZ16 | Cap-kBTUh | 292 | 200000 | None | 0 | 0 | 0 | 0 | 0 | 3.7 | 0 | 0 | 0 | 0 | 0 | 2.07 |  |  | 2 | Manufacturing Biotech | Existing | Blue Canyon (Mount Shasta for pre-2014) | SCE
NG-WtrHt-LrgInst-Gas-gt200kBtuh-0p90Et | DEER2014 | D13 v1.00 | 2013-09-20 | SCE | MBT | Ex | Any | IOU | Cap-kBTUh | 292 | 200000 | None | 0 | 0 | 0 | 0 | 0 | 3.58 | 0 | 0 | 0 | 0 | 0 | 1.81 |  |  | 2 | Manufacturing Biotech | Existing | IOU Territory | SCE
NG-WtrHt-LrgInst-Gas-gt200kBtuh-0p90Et | DEER2014 | D13 v1.00 | 2013-09-20 | SCE | MBT | New | Any | IOU | Cap-kBTUh | 292 | 200000 | None | 0 | 0 | 0 | 0 | 0 | 1.79 | 0 | 0 | 0 | 0 | 0 | 1.79 |  |  | 2 | Manufacturing Biotech | New | IOU Territory | SCE
NG-WtrHt-LrgInst-Gas-gt200kBtuh-0p90Et | DEER2014 | D13 v1.00 | 2013-08-02 | SCE | MLI | Ex | Any | CZ05 | Cap-kBTUh | 146 | 100000 | None | 0 | 0 | 0 | 0 | 0 | 4.43 | 0 | 0 | 0 | 0 | 0 | 2.3 |  |  | 2 | Manufacturing Light Industrial | Existing | Santa Maria Area | SCE
NG-WtrHt-LrgInst-Gas-gt200kBtuh-0p90Et | DEER2014 | D13 v1.00 | 2013-08-02 | SCE | MLI | Ex | Any | CZ06 | Cap-kBTUh | 146 | 100000 | None | 0 | 0 | 0 | 0 | 0 | 4.17 | 0 | 0 | 0 | 0 | 0 | 2.14 |  |  | 2 | Manufacturing Light Industrial | Existing | Torrance (Los Angeles for pre-2014) | SCE
NG-WtrHt-LrgInst-Gas-gt200kBtuh-0p90Et | DEER2014 | D13 v1.00 | 2013-08-02 | SCE | MLI | Ex | Any | CZ08 | Cap-kBTUh | 146 | 100000 | None | 0 | 0 | 0 | 0 | 0 | 4.08 | 0 | 0 | 0 | 0 | 0 | 2.09 |  |  | 2 | Manufacturing Light Industrial | Existing | Fullerton (El Toro for pre-2014) | SCE
NG-WtrHt-LrgInst-Gas-gt200kBtuh-0p90Et | DEER2014 | D13 v1.00 | 2013-08-02 | SCE | MLI | Ex | Any | CZ09 | Cap-kBTUh | 146 | 100000 | None | 0 | 0 | 0 | 0 | 0 | 4.09 | 0 | 0 | 0 | 0 | 0 | 2.09 |  |  | 2 | Manufacturing Light Industrial | Existing | Burbank-Glendale (Pasadena for pre-2014) | SCE
NG-WtrHt-LrgInst-Gas-gt200kBtuh-0p90Et | DEER2014 | D13 v1.00 | 2013-08-02 | SCE | MLI | Ex | Any | CZ10 | Cap-kBTUh | 146 | 100000 | None | 0 | 0 | 0 | 0 | 0 | 3.43 | 0 | 0 | 0 | 0 | 0 | 2.08 |  |  | 2 | Manufacturing Light Industrial | Existing | Riverside | SCE
NG-WtrHt-LrgInst-Gas-gt200kBtuh-0p90Et | DEER2014 | D13 v1.00 | 2013-08-02 | SCE | MLI | Ex | Any | CZ13 | Cap-kBTUh | 146 | 100000 | None | 0 | 0 | 0 | 0 | 0 | 3.82 | 0 | 0 | 0 | 0 | 0 | 2.08 |  |  | 2 | Manufacturing Light Industrial | Existing | Fresno Area | SCE
NG-WtrHt-LrgInst-Gas-gt200kBtuh-0p90Et | DEER2014 | D13 v1.00 | 2013-08-02 | SCE | MLI | Ex | Any | CZ14 | Cap-kBTUh | 146 | 100000 | None | 0 | 0 | 0 | 0 | 0 | 3.78 | 0 | 0 | 0 | 0 | 0 | 2.12 |  |  | 2 | Manufacturing Light Industrial | Existing | Palmdale (China Lake for pre-2014) | SCE
NG-WtrHt-LrgInst-Gas-gt200kBtuh-0p90Et | DEER2014 | D13 v1.00 | 2013-08-02 | SCE | MLI | Ex | Any | CZ15 | Cap-kBTUh | 146 | 100000 | None | 0 | 0 | 0 | 0 | 0 | 3.04 | 0 | 0 | 0 | 0 | 0 | 1.78 |  |  | 2 | Manufacturing Light Industrial | Existing | Palm Springs-Intl (El Centro for pre-2014) | SCE
NG-WtrHt-LrgInst-Gas-gt200kBtuh-0p90Et | DEER2014 | D13 v1.00 | 2013-08-02 | SCE | MLI | Ex | Any | CZ16 | Cap-kBTUh | 146 | 100000 | None | 0 | 0 | 0 | 0 | 0 | 4.14 | 0 | 0 | 0 | 0 | 0 | 2.41 |  |  | 2 | Manufacturing Light Industrial | Existing | Blue Canyon (Mount Shasta for pre-2014) | SCE
NG-WtrHt-LrgInst-Gas-gt200kBtuh-0p90Et | DEER2014 | D13 v1.00 | 2013-09-20 | SCE | MLI | Ex | Any | IOU | Cap-kBTUh | 146 | 100000 | None | 0 | 0 | 0 | 0 | 0 | 3.92 | 0 | 0 | 0 | 0 | 0 | 2.09 |  |  | 2 | Manufacturing Light Industrial | Existing | IOU Territory | SCE
NG-WtrHt-LrgInst-Gas-gt200kBtuh-0p90Et | DEER2014 | D13 v1.00 | 2013-09-20 | SCE | MLI | New | Any | IOU | Cap-kBTUh | 146 | 100000 | None | 0 | 0 | 0 | 0 | 0 | 2.07 | 0 | 0 | 0 | 0 | 0 | 2.07 |  |  | 2 | Manufacturing Light Industrial | New | IOU Territory | SCE
NG-WtrHt-LrgInst-Gas-gt200kBtuh-0p90Et | DEER2014 | D13 v1.00 | 2013-08-02 | SCE | Mtl | Ex | Any | CZ05 | Cap-kBTUh | 118 | 60000 | None | 0 | 0 | 0 | 0 | 0 | 3.94 | 0 | 0 | 0 | 0 | 0 | 1.92 |  |  | 2 | Lodging - Motel | Existing | Santa Maria Area | SCE
NG-WtrHt-LrgInst-Gas-gt200kBtuh-0p90Et | DEER2014 | D13 v1.00 | 2013-08-02 | SCE | Mtl | Ex | Any | CZ06 | Cap-kBTUh | 118 | 60000 | None | 0 | 0 | 0 | 0 | 0 | 3.75 | 0 | 0 | 0 | 0 | 0 | 1.8 |  |  | 2 | Lodging - Motel | Existing | Torrance (Los Angeles for pre-2014) | SCE
NG-WtrHt-LrgInst-Gas-gt200kBtuh-0p90Et | DEER2014 | D13 v1.00 | 2013-08-02 | SCE | Mtl | Ex | Any | CZ08 | Cap-kBTUh | 118 | 60000 | None | 0 | 0 | 0 | 0 | 0 | 3.69 | 0 | 0 | 0 | 0 | 0 | 1.76 |  |  | 2 | Lodging - Motel | Existing | Fullerton (El Toro for pre-2014) | SCE
NG-WtrHt-LrgInst-Gas-gt200kBtuh-0p90Et | DEER2014 | D13 v1.00 | 2013-08-02 | SCE | Mtl | Ex | Any | CZ09 | Cap-kBTUh | 118 | 60000 | None | 0 | 0 | 0 | 0 | 0 | 3.67 | 0 | 0 | 0 | 0 | 0 | 1.76 |  |  | 2 | Lodging - Motel | Existing | Burbank-Glendale (Pasadena for pre-2014) | SCE
NG-WtrHt-LrgInst-Gas-gt200kBtuh-0p90Et | DEER2014 | D13 v1.00 | 2013-08-02 | SCE | Mtl | Ex | Any | CZ10 | Cap-kBTUh | 118 | 60000 | None | 0 | 0 | 0 | 0 | 0 | 3.29 | 0 | 0 | 0 | 0 | 0 | 1.75 |  |  | 2 | Lodging - Motel | Existing | Riverside | SCE
NG-WtrHt-LrgInst-Gas-gt200kBtuh-0p90Et | DEER2014 | D13 v1.00 | 2013-08-02 | SCE | Mtl | Ex | Any | CZ13 | Cap-kBTUh | 118 | 60000 | None | 0 | 0 | 0 | 0 | 0 | 3.58 | 0 | 0 | 0 | 0 | 0 | 1.75 |  |  | 2 | Lodging - Motel | Existing | Fresno Area | SCE
NG-WtrHt-LrgInst-Gas-gt200kBtuh-0p90Et | DEER2014 | D13 v1.00 | 2013-08-02 | SCE | Mtl | Ex | Any | CZ14 | Cap-kBTUh | 118 | 60000 | None | 0 | 0 | 0 | 0 | 0 | 3.46 | 0 | 0 | 0 | 0 | 0 | 1.78 |  |  | 2 | Lodging - Motel | Existing | Palmdale (China Lake for pre-2014) | SCE
NG-WtrHt-LrgInst-Gas-gt200kBtuh-0p90Et | DEER2014 | D13 v1.00 | 2013-08-02 | SCE | Mtl | Ex | Any | CZ15 | Cap-kBTUh | 118 | 60000 | None | 0 | 0 | 0 | 0 | 0 | 3 | 0 | 0 | 0 | 0 | 0 | 1.52 |  |  | 2 | Lodging - Motel | Existing | Palm Springs-Intl (El Centro for pre-2014) | SCE
NG-WtrHt-LrgInst-Gas-gt200kBtuh-0p90Et | DEER2014 | D13 v1.00 | 2013-08-02 | SCE | Mtl | Ex | Any | CZ16 | Cap-kBTUh | 118 | 60000 | None | 0 | 0 | 0 | 0 | 0 | 3.89 | 0 | 0 | 0 | 0 | 0 | 2 |  |  | 2 | Lodging - Motel | Existing | Blue Canyon (Mount Shasta for pre-2014) | SCE
NG-WtrHt-LrgInst-Gas-gt200kBtuh-0p90Et | DEER2014 | D13 v1.00 | 2013-09-20 | SCE | Mtl | Ex | Any | IOU | Cap-kBTUh | 118 | 60000 | None | 0 | 0 | 0 | 0 | 0 | 3.59 | 0 | 0 | 0 | 0 | 0 | 1.75 |  |  | 2 | Lodging - Motel | Existing | IOU Territory | SCE
NG-WtrHt-LrgInst-Gas-gt200kBtuh-0p90Et | DEER2014 | D13 v1.00 | 2013-09-20 | SCE | Mtl | New | Any | IOU | Cap-kBTUh | 118 | 60000 | None | 0 | 0 | 0 | 0 | 0 | 1.72 | 0 | 0 | 0 | 0 | 0 | 1.72 |  |  | 2 | Lodging - Motel | New | IOU Territory | SCE
NG-WtrHt-LrgInst-Gas-gt200kBtuh-0p90Et | DEER2014 | D13 v1.00 | 2013-08-02 | SCE | Nrs | Ex | Any | CZ05 | Cap-kBTUh | 572 | 120000 | None | 0 | 0 | 0 | 0 | 0 | 6.48 | 0 | 0 | 0 | 0 | 0 | 3.89 |  |  | 2 | Health/Medical - Nursing Home | Existing | Santa Maria Area | SCE
NG-WtrHt-LrgInst-Gas-gt200kBtuh-0p90Et | DEER2014 | D13 v1.00 | 2013-08-02 | SCE | Nrs | Ex | Any | CZ06 | Cap-kBTUh | 572 | 120000 | None | 0 | 0 | 0 | 0 | 0 | 6.09 | 0 | 0 | 0 | 0 | 0 | 3.62 |  |  | 2 | Health/Medical - Nursing Home | Existing | Torrance (Los Angeles for pre-2014) | SCE
NG-WtrHt-LrgInst-Gas-gt200kBtuh-0p90Et | DEER2014 | D13 v1.00 | 2013-08-02 | SCE | Nrs | Ex | Any | CZ08 | Cap-kBTUh | 572 | 120000 | None | 0 | 0 | 0 | 0 | 0 | 5.97 | 0 | 0 | 0 | 0 | 0 | 3.53 |  |  | 2 | Health/Medical - Nursing Home | Existing | Fullerton (El Toro for pre-2014) | SCE
NG-WtrHt-LrgInst-Gas-gt200kBtuh-0p90Et | DEER2014 | D13 v1.00 | 2013-08-02 | SCE | Nrs | Ex | Any | CZ09 | Cap-kBTUh | 572 | 120000 | None | 0 | 0 | 0 | 0 | 0 | 5.95 | 0 | 0 | 0 | 0 | 0 | 3.53 |  |  | 2 | Health/Medical - Nursing Home | Existing | Burbank-Glendale (Pasadena for pre-2014) | SCE
NG-WtrHt-LrgInst-Gas-gt200kBtuh-0p90Et | DEER2014 | D13 v1.00 | 2013-08-02 | SCE | Nrs | Ex | Any | CZ10 | Cap-kBTUh | 572 | 120000 | None | 0 | 0 | 0 | 0 | 0 | 5.69 | 0 | 0 | 0 | 0 | 0 | 3.51 |  |  | 2 | Health/Medical - Nursing Home | Existing | Riverside | SCE
NG-WtrHt-LrgInst-Gas-gt200kBtuh-0p90Et | DEER2014 | D13 v1.00 | 2013-08-02 | SCE | Nrs | Ex | Any | CZ13 | Cap-kBTUh | 572 | 120000 | None | 0 | 0 | 0 | 0 | 0 | 5.8 | 0 | 0 | 0 | 0 | 0 | 3.52 |  |  | 2 | Health/Medical - Nursing Home | Existing | Fresno Area | SCE
NG-WtrHt-LrgInst-Gas-gt200kBtuh-0p90Et | DEER2014 | D13 v1.00 | 2013-08-02 | SCE | Nrs | Ex | Any | CZ14 | Cap-kBTUh | 572 | 120000 | None | 0 | 0 | 0 | 0 | 0 | 5.86 | 0 | 0 | 0 | 0 | 0 | 3.58 |  |  | 2 | Health/Medical - Nursing Home | Existing | Palmdale (China Lake for pre-2014) | SCE
NG-WtrHt-LrgInst-Gas-gt200kBtuh-0p90Et | DEER2014 | D13 v1.00 | 2013-08-02 | SCE | Nrs | Ex | Any | CZ15 | Cap-kBTUh | 572 | 120000 | None | 0 | 0 | 0 | 0 | 0 | 5.02 | 0 | 0 | 0 | 0 | 0 | 3 |  |  | 2 | Health/Medical - Nursing Home | Existing | Palm Springs-Intl (El Centro for pre-2014) | SCE
NG-WtrHt-LrgInst-Gas-gt200kBtuh-0p90Et | DEER2014 | D13 v1.00 | 2013-08-02 | SCE | Nrs | Ex | Any | CZ16 | Cap-kBTUh | 572 | 120000 | None | 0 | 0 | 0 | 0 | 0 | 6.49 | 0 | 0 | 0 | 0 | 0 | 4.08 |  |  | 2 | Health/Medical - Nursing Home | Existing | Blue Canyon (Mount Shasta for pre-2014) | SCE
NG-WtrHt-LrgInst-Gas-gt200kBtuh-0p90Et | DEER2014 | D13 v1.00 | 2013-09-20 | SCE | Nrs | Ex | Any | IOU | Cap-kBTUh | 572 | 120000 | None | 0 | 0 | 0 | 0 | 0 | 5.94 | 0 | 0 | 0 | 0 | 0 | 3.56 |  |  | 2 | Health/Medical - Nursing Home | Existing | IOU Territory | SCE
NG-WtrHt-LrgInst-Gas-gt200kBtuh-0p90Et | DEER2014 | D13 v1.00 | 2013-09-20 | SCE | Nrs | New | Any | IOU | Cap-kBTUh | 572 | 120000 | None | 0 | 0 | 0 | 0 | 0 | 3.54 | 0 | 0 | 0 | 0 | 0 | 3.54 |  |  | 2 | Health/Medical - Nursing Home | New | IOU Territory | SCE
NG-WtrHt-LrgInst-Gas-gt200kBtuh-0p90Et | DEER2014 | D13 v1.00 | 2013-08-02 | SCE | OfL | Ex | Any | CZ05 | Cap-kBTUh | 146 | 175000 | None | 0 | 0 | 0 | 0 | 0 | 5.05 | 0 | 0 | 0 | 0 | 0 | 2.73 |  |  | 2 | Office - Large | Existing | Santa Maria Area | SCE
NG-WtrHt-LrgInst-Gas-gt200kBtuh-0p90Et | DEER2014 | D13 v1.00 | 2013-08-02 | SCE | OfL | Ex | Any | CZ06 | Cap-kBTUh | 146 | 175000 | None | 0 | 0 | 0 | 0 | 0 | 4.79 | 0 | 0 | 0 | 0 | 0 | 2.55 |  |  | 2 | Office - Large | Existing | Torrance (Los Angeles for pre-2014) | SCE
NG-WtrHt-LrgInst-Gas-gt200kBtuh-0p90Et | DEER2014 | D13 v1.00 | 2013-08-02 | SCE | OfL | Ex | Any | CZ08 | Cap-kBTUh | 146 | 175000 | None | 0 | 0 | 0 | 0 | 0 | 4.71 | 0 | 0 | 0 | 0 | 0 | 2.49 |  |  | 2 | Office - Large | Existing | Fullerton (El Toro for pre-2014) | SCE
NG-WtrHt-LrgInst-Gas-gt200kBtuh-0p90Et | DEER2014 | D13 v1.00 | 2013-08-02 | SCE | OfL | Ex | Any | CZ09 | Cap-kBTUh | 146 | 175000 | None | 0 | 0 | 0 | 0 | 0 | 4.67 | 0 | 0 | 0 | 0 | 0 | 2.49 |  |  | 2 | Office - Large | Existing | Burbank-Glendale (Pasadena for pre-2014) | SCE
NG-WtrHt-LrgInst-Gas-gt200kBtuh-0p90Et | DEER2014 | D13 v1.00 | 2013-08-02 | SCE | OfL | Ex | Any | CZ10 | Cap-kBTUh | 146 | 175000 | None | 0 | 0 | 0 | 0 | 0 | 4.24 | 0 | 0 | 0 | 0 | 0 | 2.48 |  |  | 2 | Office - Large | Existing | Riverside | SCE
NG-WtrHt-LrgInst-Gas-gt200kBtuh-0p90Et | DEER2014 | D13 v1.00 | 2013-08-02 | SCE | OfL | Ex | Any | CZ13 | Cap-kBTUh | 146 | 175000 | None | 0 | 0 | 0 | 0 | 0 | 4.56 | 0 | 0 | 0 | 0 | 0 | 2.48 |  |  | 2 | Office - Large | Existing | Fresno Area | SCE
NG-WtrHt-LrgInst-Gas-gt200kBtuh-0p90Et | DEER2014 | D13 v1.00 | 2013-08-02 | SCE | OfL | Ex | Any | CZ14 | Cap-kBTUh | 146 | 175000 | None | 0 | 0 | 0 | 0 | 0 | 4.51 | 0 | 0 | 0 | 0 | 0 | 2.53 |  |  | 2 | Office - Large | Existing | Palmdale (China Lake for pre-2014) | SCE
NG-WtrHt-LrgInst-Gas-gt200kBtuh-0p90Et | DEER2014 | D13 v1.00 | 2013-08-02 | SCE | OfL | Ex | Any | CZ15 | Cap-kBTUh | 146 | 175000 | None | 0 | 0 | 0 | 0 | 0 | 3.8 | 0 | 0 | 0 | 0 | 0 | 2.14 |  |  | 2 | Office - Large | Existing | Palm Springs-Intl (El Centro for pre-2014) | SCE
NG-WtrHt-LrgInst-Gas-gt200kBtuh-0p90Et | DEER2014 | D13 v1.00 | 2013-08-02 | SCE | OfL | Ex | Any | CZ16 | Cap-kBTUh | 146 | 175000 | None | 0 | 0 | 0 | 0 | 0 | 4.99 | 0 | 0 | 0 | 0 | 0 | 2.86 |  |  | 2 | Office - Large | Existing | Blue Canyon (Mount Shasta for pre-2014) | SCE
NG-WtrHt-LrgInst-Gas-gt200kBtuh-0p90Et | DEER2014 | D13 v1.00 | 2013-09-20 | SCE | OfL | Ex | Any | IOU | Cap-kBTUh | 146 | 175000 | None | 0 | 0 | 0 | 0 | 0 | 4.66 | 0 | 0 | 0 | 0 | 0 | 2.51 |  |  | 2 | Office - Large | Existing | IOU Territory | SCE
NG-WtrHt-LrgInst-Gas-gt200kBtuh-0p90Et | DEER2014 | D13 v1.00 | 2013-09-20 | SCE | OfL | New | Any | IOU | Cap-kBTUh | 146 | 175000 | None | 0 | 0 | 0 | 0 | 0 | 2.49 | 0 | 0 | 0 | 0 | 0 | 2.49 |  |  | 2 | Office - Large | New | IOU Territory | SCE
NG-WtrHt-LrgInst-Gas-gt200kBtuh-0p90Et | DEER2014 | D13 v1.00 | 2013-08-02 | SCE | OfS | Ex | Any | CZ05 | Cap-kBTUh | 43.7 | 10000 | None | 0 | 0 | 0 | 0 | 0 | 2.45 | 0 | 0 | 0 | 0 | 0 | 0.768 |  |  | 2 | Office - Small | Existing | Santa Maria Area | SCE
NG-WtrHt-LrgInst-Gas-gt200kBtuh-0p90Et | DEER2014 | D13 v1.00 | 2013-08-02 | SCE | OfS | Ex | Any | CZ06 | Cap-kBTUh | 43.7 | 10000 | None | 0 | 0 | 0 | 0 | 0 | 2.37 | 0 | 0 | 0 | 0 | 0 | 0.729 |  |  | 2 | Office - Small | Existing | Torrance (Los Angeles for pre-2014) | SCE
NG-WtrHt-LrgInst-Gas-gt200kBtuh-0p90Et | DEER2014 | D13 v1.00 | 2013-08-02 | SCE | OfS | Ex | Any | CZ08 | Cap-kBTUh | 43.7 | 10000 | None | 0 | 0 | 0 | 0 | 0 | 2.34 | 0 | 0 | 0 | 0 | 0 | 0.717 |  |  | 2 | Office - Small | Existing | Fullerton (El Toro for pre-2014) | SCE
NG-WtrHt-LrgInst-Gas-gt200kBtuh-0p90Et | DEER2014 | D13 v1.00 | 2013-08-02 | SCE | OfS | Ex | Any | CZ09 | Cap-kBTUh | 43.7 | 10000 | None | 0 | 0 | 0 | 0 | 0 | 2.33 | 0 | 0 | 0 | 0 | 0 | 0.717 |  |  | 2 | Office - Small | Existing | Burbank-Glendale (Pasadena for pre-2014) | SCE
NG-WtrHt-LrgInst-Gas-gt200kBtuh-0p90Et | DEER2014 | D13 v1.00 | 2013-08-02 | SCE | OfS | Ex | Any | CZ10 | Cap-kBTUh | 43.7 | 10000 | None | 0 | 0 | 0 | 0 | 0 | 2.11 | 0 | 0 | 0 | 0 | 0 | 0.714 |  |  | 2 | Office - Small | Existing | Riverside | SCE
NG-WtrHt-LrgInst-Gas-gt200kBtuh-0p90Et | DEER2014 | D13 v1.00 | 2013-08-02 | SCE | OfS | Ex | Any | CZ13 | Cap-kBTUh | 43.7 | 10000 | None | 0 | 0 | 0 | 0 | 0 | 2.29 | 0 | 0 | 0 | 0 | 0 | 0.716 |  |  | 2 | Office - Small | Existing | Fresno Area | SCE
NG-WtrHt-LrgInst-Gas-gt200kBtuh-0p90Et | DEER2014 | D13 v1.00 | 2013-08-02 | SCE | OfS | Ex | Any | CZ14 | Cap-kBTUh | 43.7 | 10000 | None | 0 | 0 | 0 | 0 | 0 | 2.17 | 0 | 0 | 0 | 0 | 0 | 0.723 |  |  | 2 | Office - Small | Existing | Palmdale (China Lake for pre-2014) | SCE
NG-WtrHt-LrgInst-Gas-gt200kBtuh-0p90Et | DEER2014 | D13 v1.00 | 2013-08-02 | SCE | OfS | Ex | Any | CZ15 | Cap-kBTUh | 43.7 | 10000 | None | 0 | 0 | 0 | 0 | 0 | 1.98 | 0 | 0 | 0 | 0 | 0 | 0.644 |  |  | 2 | Office - Small | Existing | Palm Springs-Intl (El Centro for pre-2014) | SCE
NG-WtrHt-LrgInst-Gas-gt200kBtuh-0p90Et | DEER2014 | D13 v1.00 | 2013-08-02 | SCE | OfS | Ex | Any | CZ16 | Cap-kBTUh | 43.7 | 10000 | None | 0 | 0 | 0 | 0 | 0 | 2.36 | 0 | 0 | 0 | 0 | 0 | 0.792 |  |  | 2 | Office - Small | Existing | Blue Canyon (Mount Shasta for pre-2014) | SCE
NG-WtrHt-LrgInst-Gas-gt200kBtuh-0p90Et | DEER2014 | D13 v1.00 | 2013-09-20 | SCE | OfS | Ex | Any | IOU | Cap-kBTUh | 43.7 | 10000 | None | 0 | 0 | 0 | 0 | 0 | 2.27 | 0 | 0 | 0 | 0 | 0 | 0.717 |  |  | 2 | Office - Small | Existing | IOU Territory | SCE
NG-WtrHt-LrgInst-Gas-gt200kBtuh-0p90Et | DEER2014 | D13 v1.00 | 2013-09-20 | SCE | OfS | New | Any | IOU | Cap-kBTUh | 43.7 | 10000 | None | 0 | 0 | 0 | 0 | 0 | 0.712 | 0 | 0 | 0 | 0 | 0 | 0.712 |  |  | 2 | Office - Small | New | IOU Territory | SCE
NG-WtrHt-LrgInst-Gas-gt200kBtuh-0p90Et | DEER2014 | D13 v1.00 | 2013-08-02 | SCE | RFF | Ex | Any | CZ05 | Cap-kBTUh | 87.5 | 4000 | None | 0 | 0 | 0 | 0 | 0 | 3.63 | 0 | 0 | 0 | 0 | 0 | 1.72 |  |  | 2 | Restaurant - Fast-Food | Existing | Santa Maria Area | SCE
NG-WtrHt-LrgInst-Gas-gt200kBtuh-0p90Et | DEER2014 | D13 v1.00 | 2013-08-02 | SCE | RFF | Ex | Any | CZ06 | Cap-kBTUh | 87.5 | 4000 | None | 0 | 0 | 0 | 0 | 0 | 3.45 | 0 | 0 | 0 | 0 | 0 | 1.6 |  |  | 2 | Restaurant - Fast-Food | Existing | Torrance (Los Angeles for pre-2014) | SCE
NG-WtrHt-LrgInst-Gas-gt200kBtuh-0p90Et | DEER2014 | D13 v1.00 | 2013-08-02 | SCE | RFF | Ex | Any | CZ08 | Cap-kBTUh | 87.5 | 4000 | None | 0 | 0 | 0 | 0 | 0 | 3.39 | 0 | 0 | 0 | 0 | 0 | 1.57 |  |  | 2 | Restaurant - Fast-Food | Existing | Fullerton (El Toro for pre-2014) | SCE
NG-WtrHt-LrgInst-Gas-gt200kBtuh-0p90Et | DEER2014 | D13 v1.00 | 2013-08-02 | SCE | RFF | Ex | Any | CZ09 | Cap-kBTUh | 87.5 | 4000 | None | 0 | 0 | 0 | 0 | 0 | 3.39 | 0 | 0 | 0 | 0 | 0 | 1.57 |  |  | 2 | Restaurant - Fast-Food | Existing | Burbank-Glendale (Pasadena for pre-2014) | SCE
NG-WtrHt-LrgInst-Gas-gt200kBtuh-0p90Et | DEER2014 | D13 v1.00 | 2013-08-02 | SCE | RFF | Ex | Any | CZ10 | Cap-kBTUh | 87.5 | 4000 | None | 0 | 0 | 0 | 0 | 0 | 2.97 | 0 | 0 | 0 | 0 | 0 | 1.56 |  |  | 2 | Restaurant - Fast-Food | Existing | Riverside | SCE
NG-WtrHt-LrgInst-Gas-gt200kBtuh-0p90Et | DEER2014 | D13 v1.00 | 2013-08-02 | SCE | RFF | Ex | Any | CZ13 | Cap-kBTUh | 87.5 | 4000 | None | 0 | 0 | 0 | 0 | 0 | 3.21 | 0 | 0 | 0 | 0 | 0 | 1.56 |  |  | 2 | Restaurant - Fast-Food | Existing | Fresno Area | SCE
NG-WtrHt-LrgInst-Gas-gt200kBtuh-0p90Et | DEER2014 | D13 v1.00 | 2013-08-02 | SCE | RFF | Ex | Any | CZ14 | Cap-kBTUh | 87.5 | 4000 | None | 0 | 0 | 0 | 0 | 0 | 3.1 | 0 | 0 | 0 | 0 | 0 | 1.59 |  |  | 2 | Restaurant - Fast-Food | Existing | Palmdale (China Lake for pre-2014) | SCE
NG-WtrHt-LrgInst-Gas-gt200kBtuh-0p90Et | DEER2014 | D13 v1.00 | 2013-08-02 | SCE | RFF | Ex | Any | CZ15 | Cap-kBTUh | 87.5 | 4000 | None | 0 | 0 | 0 | 0 | 0 | 2.69 | 0 | 0 | 0 | 0 | 0 | 1.35 |  |  | 2 | Restaurant - Fast-Food | Existing | Palm Springs-Intl (El Centro for pre-2014) | SCE
NG-WtrHt-LrgInst-Gas-gt200kBtuh-0p90Et | DEER2014 | D13 v1.00 | 2013-08-02 | SCE | RFF | Ex | Any | CZ16 | Cap-kBTUh | 87.5 | 4000 | None | 0 | 0 | 0 | 0 | 0 | 3.43 | 0 | 0 | 0 | 0 | 0 | 1.79 |  |  | 2 | Restaurant - Fast-Food | Existing | Blue Canyon (Mount Shasta for pre-2014) | SCE
NG-WtrHt-LrgInst-Gas-gt200kBtuh-0p90Et | DEER2014 | D13 v1.00 | 2013-09-20 | SCE | RFF | Ex | Any | IOU | Cap-kBTUh | 87.5 | 4000 | None | 0 | 0 | 0 | 0 | 0 | 3.26 | 0 | 0 | 0 | 0 | 0 | 1.57 |  |  | 2 | Restaurant - Fast-Food | Existing | IOU Territory | SCE
NG-WtrHt-LrgInst-Gas-gt200kBtuh-0p90Et | DEER2014 | D13 v1.00 | 2013-09-20 | SCE | RFF | New | Any | IOU | Cap-kBTUh | 87.5 | 4000 | None | 0 | 0 | 0 | 0 | 0 | 1.57 | 0 | 0 | 0 | 0 | 0 | 1.57 |  |  | 2 | Restaurant - Fast-Food | New | IOU Territory | SCE
NG-WtrHt-LrgInst-Gas-gt200kBtuh-0p90Et | DEER2014 | D13 v1.00 | 2013-08-02 | SCE | RSD | Ex | Any | CZ05 | Cap-kBTUh | 90.9 | 11200 | None | 0 | 0 | 0 | 0 | 0 | 4.99 | 0 | 0 | 0 | 0 | 0 | 2.76 |  |  | 2 | Restaurant - Sit-Down | Existing | Santa Maria Area | SCE
NG-WtrHt-LrgInst-Gas-gt200kBtuh-0p90Et | DEER2014 | D13 v1.00 | 2013-08-02 | SCE | RSD | Ex | Any | CZ06 | Cap-kBTUh | 90.9 | 11200 | None | 0 | 0 | 0 | 0 | 0 | 4.7 | 0 | 0 | 0 | 0 | 0 | 2.57 |  |  | 2 | Restaurant - Sit-Down | Existing | Torrance (Los Angeles for pre-2014) | SCE
NG-WtrHt-LrgInst-Gas-gt200kBtuh-0p90Et | DEER2014 | D13 v1.00 | 2013-08-02 | SCE | RSD | Ex | Any | CZ08 | Cap-kBTUh | 90.9 | 11200 | None | 0 | 0 | 0 | 0 | 0 | 4.6 | 0 | 0 | 0 | 0 | 0 | 2.5 |  |  | 2 | Restaurant - Sit-Down | Existing | Fullerton (El Toro for pre-2014) | SCE
NG-WtrHt-LrgInst-Gas-gt200kBtuh-0p90Et | DEER2014 | D13 v1.00 | 2013-08-02 | SCE | RSD | Ex | Any | CZ09 | Cap-kBTUh | 90.9 | 11200 | None | 0 | 0 | 0 | 0 | 0 | 4.6 | 0 | 0 | 0 | 0 | 0 | 2.5 |  |  | 2 | Restaurant - Sit-Down | Existing | Burbank-Glendale (Pasadena for pre-2014) | SCE
NG-WtrHt-LrgInst-Gas-gt200kBtuh-0p90Et | DEER2014 | D13 v1.00 | 2013-08-02 | SCE | RSD | Ex | Any | CZ10 | Cap-kBTUh | 90.9 | 11200 | None | 0 | 0 | 0 | 0 | 0 | 4.09 | 0 | 0 | 0 | 0 | 0 | 2.49 |  |  | 2 | Restaurant - Sit-Down | Existing | Riverside | SCE
NG-WtrHt-LrgInst-Gas-gt200kBtuh-0p90Et | DEER2014 | D13 v1.00 | 2013-08-02 | SCE | RSD | Ex | Any | CZ13 | Cap-kBTUh | 90.9 | 11200 | None | 0 | 0 | 0 | 0 | 0 | 4.38 | 0 | 0 | 0 | 0 | 0 | 2.49 |  |  | 2 | Restaurant - Sit-Down | Existing | Fresno Area | SCE
NG-WtrHt-LrgInst-Gas-gt200kBtuh-0p90Et | DEER2014 | D13 v1.00 | 2013-08-02 | SCE | RSD | Ex | Any | CZ14 | Cap-kBTUh | 90.9 | 11200 | None | 0 | 0 | 0 | 0 | 0 | 4.26 | 0 | 0 | 0 | 0 | 0 | 2.54 |  |  | 2 | Restaurant - Sit-Down | Existing | Palmdale (China Lake for pre-2014) | SCE
NG-WtrHt-LrgInst-Gas-gt200kBtuh-0p90Et | DEER2014 | D13 v1.00 | 2013-08-02 | SCE | RSD | Ex | Any | CZ15 | Cap-kBTUh | 90.9 | 11200 | None | 0 | 0 | 0 | 0 | 0 | 3.61 | 0 | 0 | 0 | 0 | 0 | 2.13 |  |  | 2 | Restaurant - Sit-Down | Existing | Palm Springs-Intl (El Centro for pre-2014) | SCE
NG-WtrHt-LrgInst-Gas-gt200kBtuh-0p90Et | DEER2014 | D13 v1.00 | 2013-08-02 | SCE | RSD | Ex | Any | CZ16 | Cap-kBTUh | 90.9 | 11200 | None | 0 | 0 | 0 | 0 | 0 | 4.78 | 0 | 0 | 0 | 0 | 0 | 2.88 |  |  | 2 | Restaurant - Sit-Down | Existing | Blue Canyon (Mount Shasta for pre-2014) | SCE
NG-WtrHt-LrgInst-Gas-gt200kBtuh-0p90Et | DEER2014 | D13 v1.00 | 2013-09-20 | SCE | RSD | Ex | Any | IOU | Cap-kBTUh | 90.9 | 11200 | None | 0 | 0 | 0 | 0 | 0 | 4.45 | 0 | 0 | 0 | 0 | 0 | 2.51 |  |  | 2 | Restaurant - Sit-Down | Existing | IOU Territory | SCE
NG-WtrHt-LrgInst-Gas-gt200kBtuh-0p90Et | DEER2014 | D13 v1.00 | 2013-09-20 | SCE | RSD | New | Any | IOU | Cap-kBTUh | 90.9 | 11200 | None | 0 | 0 | 0 | 0 | 0 | 2.5 | 0 | 0 | 0 | 0 | 0 | 2.5 |  |  | 2 | Restaurant - Sit-Down | New | IOU Territory | SCE
NG-WtrHt-LrgInst-Gas-gt200kBtuh-0p90Et | DEER2014 | D13 v1.00 | 2013-08-02 | SCE | Rt3 | Ex | Any | CZ05 | Cap-kBTUh | 87.5 | 120000 | None | 0 | 0 | 0 | 0 | 0 | 3.07 | 0 | 0 | 0 | 0 | 0 | 1.33 |  |  | 2 | Retail - Multistory Large | Existing | Santa Maria Area | SCE
NG-WtrHt-LrgInst-Gas-gt200kBtuh-0p90Et | DEER2014 | D13 v1.00 | 2013-08-02 | SCE | Rt3 | Ex | Any | CZ06 | Cap-kBTUh | 87.5 | 120000 | None | 0 | 0 | 0 | 0 | 0 | 2.96 | 0 | 0 | 0 | 0 | 0 | 1.25 |  |  | 2 | Retail - Multistory Large | Existing | Torrance (Los Angeles for pre-2014) | SCE
NG-WtrHt-LrgInst-Gas-gt200kBtuh-0p90Et | DEER2014 | D13 v1.00 | 2013-08-02 | SCE | Rt3 | Ex | Any | CZ08 | Cap-kBTUh | 87.5 | 120000 | None | 0 | 0 | 0 | 0 | 0 | 2.92 | 0 | 0 | 0 | 0 | 0 | 1.23 |  |  | 2 | Retail - Multistory Large | Existing | Fullerton (El Toro for pre-2014) | SCE
NG-WtrHt-LrgInst-Gas-gt200kBtuh-0p90Et | DEER2014 | D13 v1.00 | 2013-08-02 | SCE | Rt3 | Ex | Any | CZ09 | Cap-kBTUh | 87.5 | 120000 | None | 0 | 0 | 0 | 0 | 0 | 2.9 | 0 | 0 | 0 | 0 | 0 | 1.23 |  |  | 2 | Retail - Multistory Large | Existing | Burbank-Glendale (Pasadena for pre-2014) | SCE
NG-WtrHt-LrgInst-Gas-gt200kBtuh-0p90Et | DEER2014 | D13 v1.00 | 2013-08-02 | SCE | Rt3 | Ex | Any | CZ10 | Cap-kBTUh | 87.5 | 120000 | None | 0 | 0 | 0 | 0 | 0 | 2.54 | 0 | 0 | 0 | 0 | 0 | 1.22 |  |  | 2 | Retail - Multistory Large | Existing | Riverside | SCE
NG-WtrHt-LrgInst-Gas-gt200kBtuh-0p90Et | DEER2014 | D13 v1.00 | 2013-08-02 | SCE | Rt3 | Ex | Any | CZ13 | Cap-kBTUh | 87.5 | 120000 | None | 0 | 0 | 0 | 0 | 0 | 2.72 | 0 | 0 | 0 | 0 | 0 | 1.22 |  |  | 2 | Retail - Multistory Large | Existing | Fresno Area | SCE
NG-WtrHt-LrgInst-Gas-gt200kBtuh-0p90Et | DEER2014 | D13 v1.00 | 2013-08-02 | SCE | Rt3 | Ex | Any | CZ14 | Cap-kBTUh | 87.5 | 120000 | None | 0 | 0 | 0 | 0 | 0 | 2.7 | 0 | 0 | 0 | 0 | 0 | 1.24 |  |  | 2 | Retail - Multistory Large | Existing | Palmdale (China Lake for pre-2014) | SCE
NG-WtrHt-LrgInst-Gas-gt200kBtuh-0p90Et | DEER2014 | D13 v1.00 | 2013-08-02 | SCE | Rt3 | Ex | Any | CZ15 | Cap-kBTUh | 87.5 | 120000 | None | 0 | 0 | 0 | 0 | 0 | 2.35 | 0 | 0 | 0 | 0 | 0 | 1.08 |  |  | 2 | Retail - Multistory Large | Existing | Palm Springs-Intl (El Centro for pre-2014) | SCE
NG-WtrHt-LrgInst-Gas-gt200kBtuh-0p90Et | DEER2014 | D13 v1.00 | 2013-08-02 | SCE | Rt3 | Ex | Any | CZ16 | Cap-kBTUh | 87.5 | 120000 | None | 0 | 0 | 0 | 0 | 0 | 2.89 | 0 | 0 | 0 | 0 | 0 | 1.38 |  |  | 2 | Retail - Multistory Large | Existing | Blue Canyon (Mount Shasta for pre-2014) | SCE
NG-WtrHt-LrgInst-Gas-gt200kBtuh-0p90Et | DEER2014 | D13 v1.00 | 2013-09-20 | SCE | Rt3 | Ex | Any | IOU | Cap-kBTUh | 87.5 | 120000 | None | 0 | 0 | 0 | 0 | 0 | 2.81 | 0 | 0 | 0 | 0 | 0 | 1.23 |  |  | 2 | Retail - Multistory Large | Existing | IOU Territory | SCE
NG-WtrHt-LrgInst-Gas-gt200kBtuh-0p90Et | DEER2014 | D13 v1.00 | 2013-09-20 | SCE | Rt3 | New | Any | IOU | Cap-kBTUh | 87.5 | 120000 | None | 0 | 0 | 0 | 0 | 0 | 1.22 | 0 | 0 | 0 | 0 | 0 | 1.22 |  |  | 2 | Retail - Multistory Large | New | IOU Territory | SCE
NG-WtrHt-LrgInst-Gas-gt200kBtuh-0p90Et | DEER2014 | D13 v1.00 | 2013-08-02 | SCE | RtL | Ex | Any | CZ05 | Cap-kBTUh | 87.5 | 131000 | None | 0 | 0 | 0 | 0 | 0 | 2.62 | 0 | 0 | 0 | 0 | 0 | 0.963 |  |  | 2 | Retail - Single-Story Large | Existing | Santa Maria Area | SCE
NG-WtrHt-LrgInst-Gas-gt200kBtuh-0p90Et | DEER2014 | D13 v1.00 | 2013-08-02 | SCE | RtL | Ex | Any | CZ06 | Cap-kBTUh | 87.5 | 131000 | None | 0 | 0 | 0 | 0 | 0 | 2.53 | 0 | 0 | 0 | 0 | 0 | 0.912 |  |  | 2 | Retail - Single-Story Large | Existing | Torrance (Los Angeles for pre-2014) | SCE
NG-WtrHt-LrgInst-Gas-gt200kBtuh-0p90Et | DEER2014 | D13 v1.00 | 2013-08-02 | SCE | RtL | Ex | Any | CZ08 | Cap-kBTUh | 87.5 | 131000 | None | 0 | 0 | 0 | 0 | 0 | 2.5 | 0 | 0 | 0 | 0 | 0 | 0.896 |  |  | 2 | Retail - Single-Story Large | Existing | Fullerton (El Toro for pre-2014) | SCE
NG-WtrHt-LrgInst-Gas-gt200kBtuh-0p90Et | DEER2014 | D13 v1.00 | 2013-08-02 | SCE | RtL | Ex | Any | CZ09 | Cap-kBTUh | 87.5 | 131000 | None | 0 | 0 | 0 | 0 | 0 | 2.48 | 0 | 0 | 0 | 0 | 0 | 0.896 |  |  | 2 | Retail - Single-Story Large | Existing | Burbank-Glendale (Pasadena for pre-2014) | SCE
NG-WtrHt-LrgInst-Gas-gt200kBtuh-0p90Et | DEER2014 | D13 v1.00 | 2013-08-02 | SCE | RtL | Ex | Any | CZ10 | Cap-kBTUh | 87.5 | 131000 | None | 0 | 0 | 0 | 0 | 0 | 2.16 | 0 | 0 | 0 | 0 | 0 | 0.893 |  |  | 2 | Retail - Single-Story Large | Existing | Riverside | SCE
NG-WtrHt-LrgInst-Gas-gt200kBtuh-0p90Et | DEER2014 | D13 v1.00 | 2013-08-02 | SCE | RtL | Ex | Any | CZ13 | Cap-kBTUh | 87.5 | 131000 | None | 0 | 0 | 0 | 0 | 0 | 2.32 | 0 | 0 | 0 | 0 | 0 | 0.894 |  |  | 2 | Retail - Single-Story Large | Existing | Fresno Area | SCE
NG-WtrHt-LrgInst-Gas-gt200kBtuh-0p90Et | DEER2014 | D13 v1.00 | 2013-08-02 | SCE | RtL | Ex | Any | CZ14 | Cap-kBTUh | 87.5 | 131000 | None | 0 | 0 | 0 | 0 | 0 | 2.29 | 0 | 0 | 0 | 0 | 0 | 0.906 |  |  | 2 | Retail - Single-Story Large | Existing | Palmdale (China Lake for pre-2014) | SCE
NG-WtrHt-LrgInst-Gas-gt200kBtuh-0p90Et | DEER2014 | D13 v1.00 | 2013-08-02 | SCE | RtL | Ex | Any | CZ15 | Cap-kBTUh | 87.5 | 131000 | None | 0 | 0 | 0 | 0 | 0 | 2.02 | 0 | 0 | 0 | 0 | 0 | 0.799 |  |  | 2 | Retail - Single-Story Large | Existing | Palm Springs-Intl (El Centro for pre-2014) | SCE
NG-WtrHt-LrgInst-Gas-gt200kBtuh-0p90Et | DEER2014 | D13 v1.00 | 2013-08-02 | SCE | RtL | Ex | Any | CZ16 | Cap-kBTUh | 87.5 | 131000 | None | 0 | 0 | 0 | 0 | 0 | 2.44 | 0 | 0 | 0 | 0 | 0 | 0.999 |  |  | 2 | Retail - Single-Story Large | Existing | Blue Canyon (Mount Shasta for pre-2014) | SCE
NG-WtrHt-LrgInst-Gas-gt200kBtuh-0p90Et | DEER2014 | D13 v1.00 | 2013-09-20 | SCE | RtL | Ex | Any | IOU | Cap-kBTUh | 87.5 | 131000 | None | 0 | 0 | 0 | 0 | 0 | 2.4 | 0 | 0 | 0 | 0 | 0 | 0.898 |  |  | 2 | Retail - Single-Story Large | Existing | IOU Territory | SCE
NG-WtrHt-LrgInst-Gas-gt200kBtuh-0p90Et | DEER2014 | D13 v1.00 | 2013-09-20 | SCE | RtL | New | Any | IOU | Cap-kBTUh | 87.5 | 131000 | None | 0 | 0 | 0 | 0 | 0 | 0.895 | 0 | 0 | 0 | 0 | 0 | 0.895 |  |  | 2 | Retail - Single-Story Large | New | IOU Territory | SCE
NG-WtrHt-LrgInst-Gas-gt200kBtuh-0p90Et | DEER2014 | D13 v1.00 | 2013-08-02 | SCE | RtS | Ex | Any | CZ05 | Cap-kBTUh | 14.6 | 32000 | None | 0 | 0 | 0 | 0 | 0 | 3.55 | 0 | 0 | 0 | 0 | 0 | 1.64 |  |  | 2 | Retail - Small | Existing | Santa Maria Area | SCE
NG-WtrHt-LrgInst-Gas-gt200kBtuh-0p90Et | DEER2014 | D13 v1.00 | 2013-08-02 | SCE | RtS | Ex | Any | CZ06 | Cap-kBTUh | 14.6 | 32000 | None | 0 | 0 | 0 | 0 | 0 | 3.38 | 0 | 0 | 0 | 0 | 0 | 1.54 |  |  | 2 | Retail - Small | Existing | Torrance (Los Angeles for pre-2014) | SCE
NG-WtrHt-LrgInst-Gas-gt200kBtuh-0p90Et | DEER2014 | D13 v1.00 | 2013-08-02 | SCE | RtS | Ex | Any | CZ08 | Cap-kBTUh | 14.6 | 32000 | None | 0 | 0 | 0 | 0 | 0 | 3.31 | 0 | 0 | 0 | 0 | 0 | 1.5 |  |  | 2 | Retail - Small | Existing | Fullerton (El Toro for pre-2014) | SCE
NG-WtrHt-LrgInst-Gas-gt200kBtuh-0p90Et | DEER2014 | D13 v1.00 | 2013-08-02 | SCE | RtS | Ex | Any | CZ09 | Cap-kBTUh | 14.6 | 32000 | None | 0 | 0 | 0 | 0 | 0 | 3.3 | 0 | 0 | 0 | 0 | 0 | 1.5 |  |  | 2 | Retail - Small | Existing | Burbank-Glendale (Pasadena for pre-2014) | SCE
NG-WtrHt-LrgInst-Gas-gt200kBtuh-0p90Et | DEER2014 | D13 v1.00 | 2013-08-02 | SCE | RtS | Ex | Any | CZ10 | Cap-kBTUh | 14.6 | 32000 | None | 0 | 0 | 0 | 0 | 0 | 2.9 | 0 | 0 | 0 | 0 | 0 | 1.5 |  |  | 2 | Retail - Small | Existing | Riverside | SCE
NG-WtrHt-LrgInst-Gas-gt200kBtuh-0p90Et | DEER2014 | D13 v1.00 | 2013-08-02 | SCE | RtS | Ex | Any | CZ13 | Cap-kBTUh | 14.6 | 32000 | None | 0 | 0 | 0 | 0 | 0 | 3.1 | 0 | 0 | 0 | 0 | 0 | 1.5 |  |  | 2 | Retail - Small | Existing | Fresno Area | SCE
NG-WtrHt-LrgInst-Gas-gt200kBtuh-0p90Et | DEER2014 | D13 v1.00 | 2013-08-02 | SCE | RtS | Ex | Any | CZ14 | Cap-kBTUh | 14.6 | 32000 | None | 0 | 0 | 0 | 0 | 0 | 3.08 | 0 | 0 | 0 | 0 | 0 | 1.52 |  |  | 2 | Retail - Small | Existing | Palmdale (China Lake for pre-2014) | SCE
NG-WtrHt-LrgInst-Gas-gt200kBtuh-0p90Et | DEER2014 | D13 v1.00 | 2013-08-02 | SCE | RtS | Ex | Any | CZ15 | Cap-kBTUh | 14.6 | 32000 | None | 0 | 0 | 0 | 0 | 0 | 2.62 | 0 | 0 | 0 | 0 | 0 | 1.3 |  |  | 2 | Retail - Small | Existing | Palm Springs-Intl (El Centro for pre-2014) | SCE
NG-WtrHt-LrgInst-Gas-gt200kBtuh-0p90Et | DEER2014 | D13 v1.00 | 2013-08-02 | SCE | RtS | Ex | Any | CZ16 | Cap-kBTUh | 14.6 | 32000 | None | 0 | 0 | 0 | 0 | 0 | 3.38 | 0 | 0 | 0 | 0 | 0 | 1.72 |  |  | 2 | Retail - Small | Existing | Blue Canyon (Mount Shasta for pre-2014) | SCE
NG-WtrHt-LrgInst-Gas-gt200kBtuh-0p90Et | DEER2014 | D13 v1.00 | 2013-09-20 | SCE | RtS | Ex | Any | IOU | Cap-kBTUh | 14.6 | 32000 | None | 0 | 0 | 0 | 0 | 0 | 3.2 | 0 | 0 | 0 | 0 | 0 | 1.51 |  |  | 2 | Retail - Small | Existing | IOU Territory | SCE
NG-WtrHt-LrgInst-Gas-gt200kBtuh-0p90Et | DEER2014 | D13 v1.00 | 2013-09-20 | SCE | RtS | New | Any | IOU | Cap-kBTUh | 14.6 | 32000 | None | 0 | 0 | 0 | 0 | 0 | 1.5 | 0 | 0 | 0 | 0 | 0 | 1.5 |  |  | 2 | Retail - Small | New | IOU Territory | SCE
NG-WtrHt-LrgInst-Gas-gt200kBtuh-0p90Et | DEER2014 | D13 v1.00 | 2013-08-02 | SCE | s_Agr | Ex | Any | CZ05 | Cap-kBTUh | 125 | 82000 | None | 0 | 0 | 0 | 0 | 0 | 4.04 | 0 | 0 | 0 | 0 | 0 | 1.99 |  |  | 2 | SCE Agricultrural | Existing | Santa Maria Area | SCE
NG-WtrHt-LrgInst-Gas-gt200kBtuh-0p90Et | DEER2014 | D13 v1.00 | 2013-08-02 | SCE | s_Agr | Ex | Any | CZ06 | Cap-kBTUh | 125 | 82000 | None | 0 | 0 | 0 | 0 | 0 | 3.81 | 0 | 0 | 0 | 0 | 0 | 1.86 |  |  | 2 | SCE Agricultrural | Existing | Torrance (Los Angeles for pre-2014) | SCE
NG-WtrHt-LrgInst-Gas-gt200kBtuh-0p90Et | DEER2014 | D13 v1.00 | 2013-08-02 | SCE | s_Agr | Ex | Any | CZ08 | Cap-kBTUh | 125 | 82000 | None | 0 | 0 | 0 | 0 | 0 | 3.73 | 0 | 0 | 0 | 0 | 0 | 1.81 |  |  | 2 | SCE Agricultrural | Existing | Fullerton (El Toro for pre-2014) | SCE
NG-WtrHt-LrgInst-Gas-gt200kBtuh-0p90Et | DEER2014 | D13 v1.00 | 2013-08-02 | SCE | s_Agr | Ex | Any | CZ09 | Cap-kBTUh | 125 | 82000 | None | 0 | 0 | 0 | 0 | 0 | 3.74 | 0 | 0 | 0 | 0 | 0 | 1.81 |  |  | 2 | SCE Agricultrural | Existing | Burbank-Glendale (Pasadena for pre-2014) | SCE
NG-WtrHt-LrgInst-Gas-gt200kBtuh-0p90Et | DEER2014 | D13 v1.00 | 2013-08-02 | SCE | s_Agr | Ex | Any | CZ10 | Cap-kBTUh | 125 | 82000 | None | 0 | 0 | 0 | 0 | 0 | 3.17 | 0 | 0 | 0 | 0 | 0 | 1.81 |  |  | 2 | SCE Agricultrural | Existing | Riverside | SCE
NG-WtrHt-LrgInst-Gas-gt200kBtuh-0p90Et | DEER2014 | D13 v1.00 | 2013-08-02 | SCE | s_Agr | Ex | Any | CZ13 | Cap-kBTUh | 125 | 82000 | None | 0 | 0 | 0 | 0 | 0 | 3.51 | 0 | 0 | 0 | 0 | 0 | 1.81 |  |  | 2 | SCE Agricultrural | Existing | Fresno Area | SCE
NG-WtrHt-LrgInst-Gas-gt200kBtuh-0p90Et | DEER2014 | D13 v1.00 | 2013-08-02 | SCE | s_Agr | Ex | Any | CZ14 | Cap-kBTUh | 125 | 82000 | None | 0 | 0 | 0 | 0 | 0 | 3.46 | 0 | 0 | 0 | 0 | 0 | 1.84 |  |  | 2 | SCE Agricultrural | Existing | Palmdale (China Lake for pre-2014) | SCE
NG-WtrHt-LrgInst-Gas-gt200kBtuh-0p90Et | DEER2014 | D13 v1.00 | 2013-08-02 | SCE | s_Agr | Ex | Any | CZ15 | Cap-kBTUh | 125 | 82000 | None | 0 | 0 | 0 | 0 | 0 | 2.83 | 0 | 0 | 0 | 0 | 0 | 1.56 |  |  | 2 | SCE Agricultrural | Existing | Palm Springs-Intl (El Centro for pre-2014) | SCE
NG-WtrHt-LrgInst-Gas-gt200kBtuh-0p90Et | DEER2014 | D13 v1.00 | 2013-08-02 | SCE | s_Agr | Ex | Any | CZ16 | Cap-kBTUh | 125 | 82000 | None | 0 | 0 | 0 | 0 | 0 | 3.78 | 0 | 0 | 0 | 0 | 0 | 2.08 |  |  | 2 | SCE Agricultrural | Existing | Blue Canyon (Mount Shasta for pre-2014) | SCE
NG-WtrHt-LrgInst-Gas-gt200kBtuh-0p90Et | DEER2014 | D13 v1.00 | 2013-08-02 | SCE | s_Agr | Ex | Any | IOU | Cap-kBTUh | 125 | 82000 | None | 0 | 0 | 0 | 0 | 0 | 3.59 | 0 | 0 | 0 | 0 | 0 | 1.81 |  |  | 2 | SCE Agricultrural | Existing | IOU Territory | SCE
NG-WtrHt-LrgInst-Gas-gt200kBtuh-0p90Et | DEER2014 | D13 v1.00 | 2013-08-02 | SCE | s_Cli | Ex | Any | CZ05 | Cap-kBTUh | 308 | 65000 | None | 0 | 0 | 0 | 0 | 0 | 4.47 | 0 | 0 | 0 | 0 | 0 | 2.33 |  |  | 2 | SCE Health/Medical Clinic | Existing | Santa Maria Area | SCE
NG-WtrHt-LrgInst-Gas-gt200kBtuh-0p90Et | DEER2014 | D13 v1.00 | 2013-08-02 | SCE | s_Cli | Ex | Any | CZ06 | Cap-kBTUh | 308 | 65000 | None | 0 | 0 | 0 | 0 | 0 | 4.23 | 0 | 0 | 0 | 0 | 0 | 2.18 |  |  | 2 | SCE Health/Medical Clinic | Existing | Torrance (Los Angeles for pre-2014) | SCE
NG-WtrHt-LrgInst-Gas-gt200kBtuh-0p90Et | DEER2014 | D13 v1.00 | 2013-08-02 | SCE | s_Cli | Ex | Any | CZ08 | Cap-kBTUh | 308 | 65000 | None | 0 | 0 | 0 | 0 | 0 | 4.16 | 0 | 0 | 0 | 0 | 0 | 2.12 |  |  | 2 | SCE Health/Medical Clinic | Existing | Fullerton (El Toro for pre-2014) | SCE
NG-WtrHt-LrgInst-Gas-gt200kBtuh-0p90Et | DEER2014 | D13 v1.00 | 2013-08-02 | SCE | s_Cli | Ex | Any | CZ09 | Cap-kBTUh | 308 | 65000 | None | 0 | 0 | 0 | 0 | 0 | 4.14 | 0 | 0 | 0 | 0 | 0 | 2.12 |  |  | 2 | SCE Health/Medical Clinic | Existing | Burbank-Glendale (Pasadena for pre-2014) | SCE
NG-WtrHt-LrgInst-Gas-gt200kBtuh-0p90Et | DEER2014 | D13 v1.00 | 2013-08-02 | SCE | s_Cli | Ex | Any | CZ10 | Cap-kBTUh | 308 | 65000 | None | 0 | 0 | 0 | 0 | 0 | 3.9 | 0 | 0 | 0 | 0 | 0 | 2.11 |  |  | 2 | SCE Health/Medical Clinic | Existing | Riverside | SCE
NG-WtrHt-LrgInst-Gas-gt200kBtuh-0p90Et | DEER2014 | D13 v1.00 | 2013-08-02 | SCE | s_Cli | Ex | Any | CZ13 | Cap-kBTUh | 308 | 65000 | None | 0 | 0 | 0 | 0 | 0 | 4.04 | 0 | 0 | 0 | 0 | 0 | 2.12 |  |  | 2 | SCE Health/Medical Clinic | Existing | Fresno Area | SCE
NG-WtrHt-LrgInst-Gas-gt200kBtuh-0p90Et | DEER2014 | D13 v1.00 | 2013-08-02 | SCE | s_Cli | Ex | Any | CZ14 | Cap-kBTUh | 308 | 65000 | None | 0 | 0 | 0 | 0 | 0 | 4.02 | 0 | 0 | 0 | 0 | 0 | 2.15 |  |  | 2 | SCE Health/Medical Clinic | Existing | Palmdale (China Lake for pre-2014) | SCE
NG-WtrHt-LrgInst-Gas-gt200kBtuh-0p90Et | DEER2014 | D13 v1.00 | 2013-08-02 | SCE | s_Cli | Ex | Any | CZ15 | Cap-kBTUh | 308 | 65000 | None | 0 | 0 | 0 | 0 | 0 | 3.5 | 0 | 0 | 0 | 0 | 0 | 1.82 |  |  | 2 | SCE Health/Medical Clinic | Existing | Palm Springs-Intl (El Centro for pre-2014) | SCE
NG-WtrHt-LrgInst-Gas-gt200kBtuh-0p90Et | DEER2014 | D13 v1.00 | 2013-08-02 | SCE | s_Cli | Ex | Any | CZ16 | Cap-kBTUh | 308 | 65000 | None | 0 | 0 | 0 | 0 | 0 | 4.42 | 0 | 0 | 0 | 0 | 0 | 2.44 |  |  | 2 | SCE Health/Medical Clinic | Existing | Blue Canyon (Mount Shasta for pre-2014) | SCE
NG-WtrHt-LrgInst-Gas-gt200kBtuh-0p90Et | DEER2014 | D13 v1.00 | 2013-08-02 | SCE | s_Cli | Ex | Any | IOU | Cap-kBTUh | 308 | 65000 | None | 0 | 0 | 0 | 0 | 0 | 4.11 | 0 | 0 | 0 | 0 | 0 | 2.14 |  |  | 2 | SCE Health/Medical Clinic | Existing | IOU Territory | SCE
NG-WtrHt-LrgInst-Gas-gt200kBtuh-0p90Et | DEER2014 | D13 v1.00 | 2013-08-02 | SCE | SCn | Ex | Any | CZ05 | Cap-kBTUh | 58.3 | 500000 | None | 0 | 0 | 0 | 0 | 0 | 4.3 | 0 | 0 | 0 | 0 | 0 | 2.19 |  |  | 2 | Storage - Conditioned | Existing | Santa Maria Area | SCE
NG-WtrHt-LrgInst-Gas-gt200kBtuh-0p90Et | DEER2014 | D13 v1.00 | 2013-08-02 | SCE | SCn | Ex | Any | CZ06 | Cap-kBTUh | 58.3 | 500000 | None | 0 | 0 | 0 | 0 | 0 | 4.01 | 0 | 0 | 0 | 0 | 0 | 2.03 |  |  | 2 | Storage - Conditioned | Existing | Torrance (Los Angeles for pre-2014) | SCE
NG-WtrHt-LrgInst-Gas-gt200kBtuh-0p90Et | DEER2014 | D13 v1.00 | 2013-08-02 | SCE | SCn | Ex | Any | CZ08 | Cap-kBTUh | 58.3 | 500000 | None | 0 | 0 | 0 | 0 | 0 | 3.93 | 0 | 0 | 0 | 0 | 0 | 1.98 |  |  | 2 | Storage - Conditioned | Existing | Fullerton (El Toro for pre-2014) | SCE
NG-WtrHt-LrgInst-Gas-gt200kBtuh-0p90Et | DEER2014 | D13 v1.00 | 2013-08-02 | SCE | SCn | Ex | Any | CZ09 | Cap-kBTUh | 58.3 | 500000 | None | 0 | 0 | 0 | 0 | 0 | 3.85 | 0 | 0 | 0 | 0 | 0 | 1.98 |  |  | 2 | Storage - Conditioned | Existing | Burbank-Glendale (Pasadena for pre-2014) | SCE
NG-WtrHt-LrgInst-Gas-gt200kBtuh-0p90Et | DEER2014 | D13 v1.00 | 2013-08-02 | SCE | SCn | Ex | Any | CZ10 | Cap-kBTUh | 58.3 | 500000 | None | 0 | 0 | 0 | 0 | 0 | 3.06 | 0 | 0 | 0 | 0 | 0 | 1.97 |  |  | 2 | Storage - Conditioned | Existing | Riverside | SCE
NG-WtrHt-LrgInst-Gas-gt200kBtuh-0p90Et | DEER2014 | D13 v1.00 | 2013-08-02 | SCE | SCn | Ex | Any | CZ13 | Cap-kBTUh | 58.3 | 500000 | None | 0 | 0 | 0 | 0 | 0 | 3.39 | 0 | 0 | 0 | 0 | 0 | 1.98 |  |  | 2 | Storage - Conditioned | Existing | Fresno Area | SCE
NG-WtrHt-LrgInst-Gas-gt200kBtuh-0p90Et | DEER2014 | D13 v1.00 | 2013-08-02 | SCE | SCn | Ex | Any | CZ14 | Cap-kBTUh | 58.3 | 500000 | None | 0 | 0 | 0 | 0 | 0 | 3.31 | 0 | 0 | 0 | 0 | 0 | 2.01 |  |  | 2 | Storage - Conditioned | Existing | Palmdale (China Lake for pre-2014) | SCE
NG-WtrHt-LrgInst-Gas-gt200kBtuh-0p90Et | DEER2014 | D13 v1.00 | 2013-08-02 | SCE | SCn | Ex | Any | CZ15 | Cap-kBTUh | 58.3 | 500000 | None | 0 | 0 | 0 | 0 | 0 | 2.7 | 0 | 0 | 0 | 0 | 0 | 1.7 |  |  | 2 | Storage - Conditioned | Existing | Palm Springs-Intl (El Centro for pre-2014) | SCE
NG-WtrHt-LrgInst-Gas-gt200kBtuh-0p90Et | DEER2014 | D13 v1.00 | 2013-08-02 | SCE | SCn | Ex | Any | CZ16 | Cap-kBTUh | 58.3 | 500000 | None | 0 | 0 | 0 | 0 | 0 | 3.52 | 0 | 0 | 0 | 0 | 0 | 2.28 |  |  | 2 | Storage - Conditioned | Existing | Blue Canyon (Mount Shasta for pre-2014) | SCE
NG-WtrHt-LrgInst-Gas-gt200kBtuh-0p90Et | DEER2014 | D13 v1.00 | 2013-09-20 | SCE | SCn | Ex | Any | IOU | Cap-kBTUh | 58.3 | 500000 | None | 0 | 0 | 0 | 0 | 0 | 3.63 | 0 | 0 | 0 | 0 | 0 | 1.99 |  |  | 2 | Storage - Conditioned | Existing | IOU Territory | SCE
NG-WtrHt-LrgInst-Gas-gt200kBtuh-0p90Et | DEER2014 | D13 v1.00 | 2013-09-20 | SCE | SCn | New | Any | IOU | Cap-kBTUh | 58.3 | 500000 | None | 0 | 0 | 0 | 0 | 0 | 1.98 | 0 | 0 | 0 | 0 | 0 | 1.98 |  |  | 2 | Storage - Conditioned | New | IOU Territory | SCE
NG-WtrHt-LrgInst-Gas-gt200kBtuh-0p90Et | DEER2014 | D13 v1.00 | 2013-08-02 | SCE | s_FSt | Ex | Any | CZ05 | Cap-kBTUh | 80.2 | 41000 | None | 0 | 0 | 0 | 1.57 | 0.000353 | 4.18 | 0 | 0 | 0 | 0.298 | 0.000244 | 2.53 |  |  | 2 | SCE Food Store | Existing | Santa Maria Area | SCE
NG-WtrHt-LrgInst-Gas-gt200kBtuh-0p90Et | DEER2014 | D13 v1.00 | 2013-08-02 | SCE | s_FSt | Ex | Any | CZ06 | Cap-kBTUh | 80.2 | 41000 | None | 0 | 0 | 0 | 2.46 | 0.000861 | 4.05 | 0 | 0 | 0 | 0.448 | 0.000162 | 2.37 |  |  | 2 | SCE Food Store | Existing | Torrance (Los Angeles for pre-2014) | SCE
NG-WtrHt-LrgInst-Gas-gt200kBtuh-0p90Et | DEER2014 | D13 v1.00 | 2013-08-02 | SCE | s_FSt | Ex | Any | CZ08 | Cap-kBTUh | 80.2 | 41000 | None | 0 | 0 | 0 | 2.91 | 0.000863 | 4.02 | 0 | 0 | 0 | 0.481 | 0.00017 | 2.32 |  |  | 2 | SCE Food Store | Existing | Fullerton (El Toro for pre-2014) | SCE
NG-WtrHt-LrgInst-Gas-gt200kBtuh-0p90Et | DEER2014 | D13 v1.00 | 2013-08-02 | SCE | s_FSt | Ex | Any | CZ09 | Cap-kBTUh | 80.2 | 41000 | None | 0 | 0 | 0 | 3 | 0.000928 | 4.02 | 0 | 0 | 0 | 0.583 | 0.000132 | 2.33 |  |  | 2 | SCE Food Store | Existing | Burbank-Glendale (Pasadena for pre-2014) | SCE
NG-WtrHt-LrgInst-Gas-gt200kBtuh-0p90Et | DEER2014 | D13 v1.00 | 2013-08-02 | SCE | s_FSt | Ex | Any | CZ10 | Cap-kBTUh | 80.2 | 41000 | None | 0 | 0 | 0 | 2.64 | 0.000623 | 3.64 | 0 | 0 | 0 | 0.574 | 0.000172 | 2.32 |  |  | 2 | SCE Food Store | Existing | Riverside | SCE
NG-WtrHt-LrgInst-Gas-gt200kBtuh-0p90Et | DEER2014 | D13 v1.00 | 2013-08-02 | SCE | s_FSt | Ex | Any | CZ13 | Cap-kBTUh | 80.2 | 41000 | None | 0 | 0 | 0 | 2.95 | 0.000933 | 3.86 | 0 | 0 | 0 | 0.604 | 0.000188 | 2.33 |  |  | 2 | SCE Food Store | Existing | Fresno Area | SCE
NG-WtrHt-LrgInst-Gas-gt200kBtuh-0p90Et | DEER2014 | D13 v1.00 | 2013-08-02 | SCE | s_FSt | Ex | Any | CZ14 | Cap-kBTUh | 80.2 | 41000 | None | 0 | 0 | 0 | 2.69 | 0.000957 | 3.83 | 0 | 0 | 0 | 0.561 | 0.000197 | 2.37 |  |  | 2 | SCE Food Store | Existing | Palmdale (China Lake for pre-2014) | SCE
NG-WtrHt-LrgInst-Gas-gt200kBtuh-0p90Et | DEER2014 | D13 v1.00 | 2013-08-02 | SCE | s_FSt | Ex | Any | CZ15 | Cap-kBTUh | 80.2 | 41000 | None | 0 | 0 | 0 | 4.17 | 0.000902 | 3.4 | 0 | 0 | 0 | 0.816 | 0.000182 | 2.03 |  |  | 2 | SCE Food Store | Existing | Palm Springs-Intl (El Centro for pre-2014) | SCE
NG-WtrHt-LrgInst-Gas-gt200kBtuh-0p90Et | DEER2014 | D13 v1.00 | 2013-08-02 | SCE | s_FSt | Ex | Any | CZ16 | Cap-kBTUh | 80.2 | 41000 | None | 0 | 0 | 0 | 1.25 | 0.000784 | 4.14 | 0 | 0 | 0 | 0.257 | 0.00017 | 2.67 |  |  | 2 | SCE Food Store | Existing | Blue Canyon (Mount Shasta for pre-2014) | SCE
NG-WtrHt-LrgInst-Gas-gt200kBtuh-0p90Et | DEER2014 | D13 v1.00 | 2013-08-02 | SCE | s_FSt | Ex | Any | IOU | Cap-kBTUh | 80.2 | 41000 | None | 0 | 0 | 0 | 2.76 | 0.000825 | 3.92 | 0 | 0 | 0 | 0.521 | 0.000166 | 2.33 |  |  | 2 | SCE Food Store | Existing | IOU Territory | SCE
NG-WtrHt-LrgInst-Gas-gt200kBtuh-0p90Et | DEER2014 | D13 v1.00 | 2013-08-02 | SCE | s_Ind | Ex | Any | CZ05 | Cap-kBTUh | 219 | 150000 | None | 0 | 0 | 0 | 0 | 0 | 4.22 | 0 | 0 | 0 | 0 | 0 | 2.14 |  |  | 2 | SCE Industrial | Existing | Santa Maria Area | SCE
NG-WtrHt-LrgInst-Gas-gt200kBtuh-0p90Et | DEER2014 | D13 v1.00 | 2013-08-02 | SCE | s_Ind | Ex | Any | CZ06 | Cap-kBTUh | 219 | 150000 | None | 0 | 0 | 0 | 0 | 0 | 3.99 | 0 | 0 | 0 | 0 | 0 | 1.99 |  |  | 2 | SCE Industrial | Existing | Torrance (Los Angeles for pre-2014) | SCE
NG-WtrHt-LrgInst-Gas-gt200kBtuh-0p90Et | DEER2014 | D13 v1.00 | 2013-08-02 | SCE | s_Ind | Ex | Any | CZ08 | Cap-kBTUh | 219 | 150000 | None | 0 | 0 | 0 | 0 | 0 | 3.91 | 0 | 0 | 0 | 0 | 0 | 1.95 |  |  | 2 | SCE Industrial | Existing | Fullerton (El Toro for pre-2014) | SCE
NG-WtrHt-LrgInst-Gas-gt200kBtuh-0p90Et | DEER2014 | D13 v1.00 | 2013-08-02 | SCE | s_Ind | Ex | Any | CZ09 | Cap-kBTUh | 219 | 150000 | None | 0 | 0 | 0 | 0 | 0 | 3.92 | 0 | 0 | 0 | 0 | 0 | 1.95 |  |  | 2 | SCE Industrial | Existing | Burbank-Glendale (Pasadena for pre-2014) | SCE
NG-WtrHt-LrgInst-Gas-gt200kBtuh-0p90Et | DEER2014 | D13 v1.00 | 2013-08-02 | SCE | s_Ind | Ex | Any | CZ10 | Cap-kBTUh | 219 | 150000 | None | 0 | 0 | 0 | 0 | 0 | 3.27 | 0 | 0 | 0 | 0 | 0 | 1.94 |  |  | 2 | SCE Industrial | Existing | Riverside | SCE
NG-WtrHt-LrgInst-Gas-gt200kBtuh-0p90Et | DEER2014 | D13 v1.00 | 2013-08-02 | SCE | s_Ind | Ex | Any | CZ13 | Cap-kBTUh | 219 | 150000 | None | 0 | 0 | 0 | 0 | 0 | 3.64 | 0 | 0 | 0 | 0 | 0 | 1.94 |  |  | 2 | SCE Industrial | Existing | Fresno Area | SCE
NG-WtrHt-LrgInst-Gas-gt200kBtuh-0p90Et | DEER2014 | D13 v1.00 | 2013-08-02 | SCE | s_Ind | Ex | Any | CZ14 | Cap-kBTUh | 219 | 150000 | None | 0 | 0 | 0 | 0 | 0 | 3.6 | 0 | 0 | 0 | 0 | 0 | 1.98 |  |  | 2 | SCE Industrial | Existing | Palmdale (China Lake for pre-2014) | SCE
NG-WtrHt-LrgInst-Gas-gt200kBtuh-0p90Et | DEER2014 | D13 v1.00 | 2013-08-02 | SCE | s_Ind | Ex | Any | CZ15 | Cap-kBTUh | 219 | 150000 | None | 0 | 0 | 0 | 0 | 0 | 2.91 | 0 | 0 | 0 | 0 | 0 | 1.67 |  |  | 2 | SCE Industrial | Existing | Palm Springs-Intl (El Centro for pre-2014) | SCE
NG-WtrHt-LrgInst-Gas-gt200kBtuh-0p90Et | DEER2014 | D13 v1.00 | 2013-08-02 | SCE | s_Ind | Ex | Any | CZ16 | Cap-kBTUh | 219 | 150000 | None | 0 | 0 | 0 | 0 | 0 | 3.92 | 0 | 0 | 0 | 0 | 0 | 2.24 |  |  | 2 | SCE Industrial | Existing | Blue Canyon (Mount Shasta for pre-2014) | SCE
NG-WtrHt-LrgInst-Gas-gt200kBtuh-0p90Et | DEER2014 | D13 v1.00 | 2013-08-02 | SCE | s_Ind | Ex | Any | IOU | Cap-kBTUh | 219 | 150000 | None | 0 | 0 | 0 | 0 | 0 | 3.75 | 0 | 0 | 0 | 0 | 0 | 1.95 |  |  | 2 | SCE Industrial | Existing | IOU Territory | SCE
NG-WtrHt-LrgInst-Gas-gt200kBtuh-0p90Et | DEER2014 | D13 v1.00 | 2013-08-02 | SCE | s_MiC | Ex | Any | CZ05 | Cap-kBTUh | 49.7 | 17700 | None | 0 | 0 | 0 | 0 | 0 | 3.67 | 0 | 0 | 0 | 0 | 0 | 1.72 |  |  | 2 | SCE Miscellaneous Commercial | Existing | Santa Maria Area | SCE
NG-WtrHt-LrgInst-Gas-gt200kBtuh-0p90Et | DEER2014 | D13 v1.00 | 2013-08-02 | SCE | s_MiC | Ex | Any | CZ06 | Cap-kBTUh | 49.7 | 17700 | None | 0 | 0 | 0 | 0 | 0 | 3.48 | 0 | 0 | 0 | 0 | 0 | 1.61 |  |  | 2 | SCE Miscellaneous Commercial | Existing | Torrance (Los Angeles for pre-2014) | SCE
NG-WtrHt-LrgInst-Gas-gt200kBtuh-0p90Et | DEER2014 | D13 v1.00 | 2013-08-02 | SCE | s_MiC | Ex | Any | CZ08 | Cap-kBTUh | 49.7 | 17700 | None | 0 | 0 | 0 | 0 | 0 | 3.42 | 0 | 0 | 0 | 0 | 0 | 1.57 |  |  | 2 | SCE Miscellaneous Commercial | Existing | Fullerton (El Toro for pre-2014) | SCE
NG-WtrHt-LrgInst-Gas-gt200kBtuh-0p90Et | DEER2014 | D13 v1.00 | 2013-08-02 | SCE | s_MiC | Ex | Any | CZ09 | Cap-kBTUh | 49.7 | 17700 | None | 0 | 0 | 0 | 0 | 0 | 3.41 | 0 | 0 | 0 | 0 | 0 | 1.57 |  |  | 2 | SCE Miscellaneous Commercial | Existing | Burbank-Glendale (Pasadena for pre-2014) | SCE
NG-WtrHt-LrgInst-Gas-gt200kBtuh-0p90Et | DEER2014 | D13 v1.00 | 2013-08-02 | SCE | s_MiC | Ex | Any | CZ10 | Cap-kBTUh | 49.7 | 17700 | None | 0 | 0 | 0 | 0 | 0 | 3.03 | 0 | 0 | 0 | 0 | 0 | 1.57 |  |  | 2 | SCE Miscellaneous Commercial | Existing | Riverside | SCE
NG-WtrHt-LrgInst-Gas-gt200kBtuh-0p90Et | DEER2014 | D13 v1.00 | 2013-08-02 | SCE | s_MiC | Ex | Any | CZ13 | Cap-kBTUh | 49.7 | 17700 | None | 0 | 0 | 0 | 0 | 0 | 3.26 | 0 | 0 | 0 | 0 | 0 | 1.57 |  |  | 2 | SCE Miscellaneous Commercial | Existing | Fresno Area | SCE
NG-WtrHt-LrgInst-Gas-gt200kBtuh-0p90Et | DEER2014 | D13 v1.00 | 2013-08-02 | SCE | s_MiC | Ex | Any | CZ14 | Cap-kBTUh | 49.7 | 17700 | None | 0 | 0 | 0 | 0 | 0 | 3.17 | 0 | 0 | 0 | 0 | 0 | 1.59 |  |  | 2 | SCE Miscellaneous Commercial | Existing | Palmdale (China Lake for pre-2014) | SCE
NG-WtrHt-LrgInst-Gas-gt200kBtuh-0p90Et | DEER2014 | D13 v1.00 | 2013-08-02 | SCE | s_MiC | Ex | Any | CZ15 | Cap-kBTUh | 49.7 | 17700 | None | 0 | 0 | 0 | 0 | 0 | 2.74 | 0 | 0 | 0 | 0 | 0 | 1.36 |  |  | 2 | SCE Miscellaneous Commercial | Existing | Palm Springs-Intl (El Centro for pre-2014) | SCE
NG-WtrHt-LrgInst-Gas-gt200kBtuh-0p90Et | DEER2014 | D13 v1.00 | 2013-08-02 | SCE | s_MiC | Ex | Any | CZ16 | Cap-kBTUh | 49.7 | 17700 | None | 0 | 0 | 0 | 0 | 0 | 3.51 | 0 | 0 | 0 | 0 | 0 | 1.8 |  |  | 2 | SCE Miscellaneous Commercial | Existing | Blue Canyon (Mount Shasta for pre-2014) | SCE
NG-WtrHt-LrgInst-Gas-gt200kBtuh-0p90Et | DEER2014 | D13 v1.00 | 2013-08-02 | SCE | s_MiC | Ex | Any | IOU | Cap-kBTUh | 49.7 | 17700 | None | 0 | 0 | 0 | 0 | 0 | 3.31 | 0 | 0 | 0 | 0 | 0 | 1.58 |  |  | 2 | SCE Miscellaneous Commercial | Existing | IOU Territory | SCE
NG-WtrHt-LrgInst-Gas-gt200kBtuh-0p90Et | DEER2014 | D13 v1.00 | 2013-08-02 | SCE | s_TCU | Ex | Any | CZ05 | Cap-kBTUh | 90.4 | 257000 | None | 0 | 0 | 0 | 0 | 0 | 4.12 | 0 | 0 | 0 | 0 | 0 | 2.04 |  |  | 2 | SCE Transportation - Communication - Utilities | Existing | Santa Maria Area | SCE
NG-WtrHt-LrgInst-Gas-gt200kBtuh-0p90Et | DEER2014 | D13 v1.00 | 2013-08-02 | SCE | s_TCU | Ex | Any | CZ06 | Cap-kBTUh | 90.4 | 257000 | None | 0 | 0 | 0 | 0 | 0 | 3.86 | 0 | 0 | 0 | 0 | 0 | 1.9 |  |  | 2 | SCE Transportation - Communication - Utilities | Existing | Torrance (Los Angeles for pre-2014) | SCE
NG-WtrHt-LrgInst-Gas-gt200kBtuh-0p90Et | DEER2014 | D13 v1.00 | 2013-08-02 | SCE | s_TCU | Ex | Any | CZ08 | Cap-kBTUh | 90.4 | 257000 | None | 0 | 0 | 0 | 0 | 0 | 3.78 | 0 | 0 | 0 | 0 | 0 | 1.85 |  |  | 2 | SCE Transportation - Communication - Utilities | Existing | Fullerton (El Toro for pre-2014) | SCE
NG-WtrHt-LrgInst-Gas-gt200kBtuh-0p90Et | DEER2014 | D13 v1.00 | 2013-08-02 | SCE | s_TCU | Ex | Any | CZ09 | Cap-kBTUh | 90.4 | 257000 | None | 0 | 0 | 0 | 0 | 0 | 3.74 | 0 | 0 | 0 | 0 | 0 | 1.85 |  |  | 2 | SCE Transportation - Communication - Utilities | Existing | Burbank-Glendale (Pasadena for pre-2014) | SCE
NG-WtrHt-LrgInst-Gas-gt200kBtuh-0p90Et | DEER2014 | D13 v1.00 | 2013-08-02 | SCE | s_TCU | Ex | Any | CZ10 | Cap-kBTUh | 90.4 | 257000 | None | 0 | 0 | 0 | 0 | 0 | 3.17 | 0 | 0 | 0 | 0 | 0 | 1.84 |  |  | 2 | SCE Transportation - Communication - Utilities | Existing | Riverside | SCE
NG-WtrHt-LrgInst-Gas-gt200kBtuh-0p90Et | DEER2014 | D13 v1.00 | 2013-08-02 | SCE | s_TCU | Ex | Any | CZ13 | Cap-kBTUh | 90.4 | 257000 | None | 0 | 0 | 0 | 0 | 0 | 3.47 | 0 | 0 | 0 | 0 | 0 | 1.84 |  |  | 2 | SCE Transportation - Communication - Utilities | Existing | Fresno Area | SCE
NG-WtrHt-LrgInst-Gas-gt200kBtuh-0p90Et | DEER2014 | D13 v1.00 | 2013-08-02 | SCE | s_TCU | Ex | Any | CZ14 | Cap-kBTUh | 90.4 | 257000 | None | 0 | 0 | 0 | 0 | 0 | 3.41 | 0 | 0 | 0 | 0 | 0 | 1.88 |  |  | 2 | SCE Transportation - Communication - Utilities | Existing | Palmdale (China Lake for pre-2014) | SCE
NG-WtrHt-LrgInst-Gas-gt200kBtuh-0p90Et | DEER2014 | D13 v1.00 | 2013-08-02 | SCE | s_TCU | Ex | Any | CZ15 | Cap-kBTUh | 90.4 | 257000 | None | 0 | 0 | 0 | 0 | 0 | 2.8 | 0 | 0 | 0 | 0 | 0 | 1.58 |  |  | 2 | SCE Transportation - Communication - Utilities | Existing | Palm Springs-Intl (El Centro for pre-2014) | SCE
NG-WtrHt-LrgInst-Gas-gt200kBtuh-0p90Et | DEER2014 | D13 v1.00 | 2013-08-02 | SCE | s_TCU | Ex | Any | CZ16 | Cap-kBTUh | 90.4 | 257000 | None | 0 | 0 | 0 | 0 | 0 | 3.73 | 0 | 0 | 0 | 0 | 0 | 2.13 |  |  | 2 | SCE Transportation - Communication - Utilities | Existing | Blue Canyon (Mount Shasta for pre-2014) | SCE
NG-WtrHt-LrgInst-Gas-gt200kBtuh-0p90Et | DEER2014 | D13 v1.00 | 2013-08-02 | SCE | s_TCU | Ex | Any | IOU | Cap-kBTUh | 90.4 | 257000 | None | 0 | 0 | 0 | 0 | 0 | 3.61 | 0 | 0 | 0 | 0 | 0 | 1.85 |  |  | 2 | SCE Transportation - Communication - Utilities | Existing | IOU Territory | SCE
NG-WtrHt-LrgInst-Gas-gt200kBtuh-0p90Et | DEER2014 | D13 v1.00 | 2013-08-02 | SCE | SUn | Ex | Any | CZ05 | Cap-kBTUh | 58.3 | 500000 | None | 0 | 0 | 0 | 0 | 0 | 4.34 | 0 | 0 | 0 | 0 | 0 | 2.2 |  |  | 2 | Storage - Unconditioned | Existing | Santa Maria Area | SCE
NG-WtrHt-LrgInst-Gas-gt200kBtuh-0p90Et | DEER2014 | D13 v1.00 | 2013-08-02 | SCE | SUn | Ex | Any | CZ06 | Cap-kBTUh | 58.3 | 500000 | None | 0 | 0 | 0 | 0 | 0 | 3.96 | 0 | 0 | 0 | 0 | 0 | 2.03 |  |  | 2 | Storage - Unconditioned | Existing | Torrance (Los Angeles for pre-2014) | SCE
NG-WtrHt-LrgInst-Gas-gt200kBtuh-0p90Et | DEER2014 | D13 v1.00 | 2013-08-02 | SCE | SUn | Ex | Any | CZ08 | Cap-kBTUh | 58.3 | 500000 | None | 0 | 0 | 0 | 0 | 0 | 3.84 | 0 | 0 | 0 | 0 | 0 | 1.97 |  |  | 2 | Storage - Unconditioned | Existing | Fullerton (El Toro for pre-2014) | SCE
NG-WtrHt-LrgInst-Gas-gt200kBtuh-0p90Et | DEER2014 | D13 v1.00 | 2013-08-02 | SCE | SUn | Ex | Any | CZ09 | Cap-kBTUh | 58.3 | 500000 | None | 0 | 0 | 0 | 0 | 0 | 3.77 | 0 | 0 | 0 | 0 | 0 | 1.97 |  |  | 2 | Storage - Unconditioned | Existing | Burbank-Glendale (Pasadena for pre-2014) | SCE
NG-WtrHt-LrgInst-Gas-gt200kBtuh-0p90Et | DEER2014 | D13 v1.00 | 2013-08-02 | SCE | SUn | Ex | Any | CZ10 | Cap-kBTUh | 58.3 | 500000 | None | 0 | 0 | 0 | 0 | 0 | 3 | 0 | 0 | 0 | 0 | 0 | 1.96 |  |  | 2 | Storage - Unconditioned | Existing | Riverside | SCE
NG-WtrHt-LrgInst-Gas-gt200kBtuh-0p90Et | DEER2014 | D13 v1.00 | 2013-08-02 | SCE | SUn | Ex | Any | CZ13 | Cap-kBTUh | 58.3 | 500000 | None | 0 | 0 | 0 | 0 | 0 | 3.31 | 0 | 0 | 0 | 0 | 0 | 1.96 |  |  | 2 | Storage - Unconditioned | Existing | Fresno Area | SCE
NG-WtrHt-LrgInst-Gas-gt200kBtuh-0p90Et | DEER2014 | D13 v1.00 | 2013-08-02 | SCE | SUn | Ex | Any | CZ14 | Cap-kBTUh | 58.3 | 500000 | None | 0 | 0 | 0 | 0 | 0 | 3.28 | 0 | 0 | 0 | 0 | 0 | 2.01 |  |  | 2 | Storage - Unconditioned | Existing | Palmdale (China Lake for pre-2014) | SCE
NG-WtrHt-LrgInst-Gas-gt200kBtuh-0p90Et | DEER2014 | D13 v1.00 | 2013-08-02 | SCE | SUn | Ex | Any | CZ15 | Cap-kBTUh | 58.3 | 500000 | None | 0 | 0 | 0 | 0 | 0 | 2.49 | 0 | 0 | 0 | 0 | 0 | 1.64 |  |  | 2 | Storage - Unconditioned | Existing | Palm Springs-Intl (El Centro for pre-2014) | SCE
NG-WtrHt-LrgInst-Gas-gt200kBtuh-0p90Et | DEER2014 | D13 v1.00 | 2013-08-02 | SCE | SUn | Ex | Any | CZ16 | Cap-kBTUh | 58.3 | 500000 | None | 0 | 0 | 0 | 0 | 0 | 3.64 | 0 | 0 | 0 | 0 | 0 | 2.32 |  |  | 2 | Storage - Unconditioned | Existing | Blue Canyon (Mount Shasta for pre-2014) | SCE
NG-WtrHt-LrgInst-Gas-gt200kBtuh-0p90Et | DEER2014 | D13 v1.00 | 2013-09-20 | SCE | SUn | Ex | Any | IOU | Cap-kBTUh | 58.3 | 500000 | None | 0 | 0 | 0 | 0 | 0 | 3.56 | 0 | 0 | 0 | 0 | 0 | 1.97 |  |  | 2 | Storage - Unconditioned | Existing | IOU Territory | SCE
NG-WtrHt-LrgInst-Gas-gt200kBtuh-0p90Et | DEER2014 | D13 v1.00 | 2013-09-20 | SCE | SUn | New | Any | IOU | Cap-kBTUh | 58.3 | 500000 | None | 0 | 0 | 0 | 0 | 0 | 1.96 | 0 | 0 | 0 | 0 | 0 | 1.96 |  |  | 2 | Storage - Unconditioned | New | IOU Territory | SCE
NG-WtrHt-LrgInst-Gas-gt200kBtuh-0p90Et | DEER2014 | D13 v1.00 | 2013-08-02 | SCE | WRf | Ex | Any | CZ06 | Cap-kBTUh | 58.3 | 100000 | None | 0 | 0 | 0 | 0 | 0 | 6.47 | 0 | 0 | 0 | 0 | 0 | 3.69 |  |  | 2 | Warehouse - Refrigerated | Existing | Torrance (Los Angeles for pre-2014) | SCE
NG-WtrHt-LrgInst-Gas-gt200kBtuh-0p90Et | DEER2014 | D13 v1.00 | 2013-08-02 | SCE | WRf | Ex | Any | CZ08 | Cap-kBTUh | 58.3 | 100000 | None | 0 | 0 | 0 | 0 | 0 | 6.3 | 0 | 0 | 0 | 0 | 0 | 3.6 |  |  | 2 | Warehouse - Refrigerated | Existing | Fullerton (El Toro for pre-2014) | SCE
NG-WtrHt-LrgInst-Gas-gt200kBtuh-0p90Et | DEER2014 | D13 v1.00 | 2013-08-02 | SCE | WRf | Ex | Any | CZ09 | Cap-kBTUh | 58.3 | 100000 | None | 0 | 0 | 0 | 0 | 0 | 6.15 | 0 | 0 | 0 | 0 | 0 | 3.59 |  |  | 2 | Warehouse - Refrigerated | Existing | Burbank-Glendale (Pasadena for pre-2014) | SCE
NG-WtrHt-LrgInst-Gas-gt200kBtuh-0p90Et | DEER2014 | D13 v1.00 | 2013-08-02 | SCE | WRf | Ex | Any | CZ10 | Cap-kBTUh | 58.3 | 100000 | None | 0 | 0 | 0 | 0 | 0 | 5.97 | 0 | 0 | 0 | 0 | 0 | 3.57 |  |  | 2 | Warehouse - Refrigerated | Existing | Riverside | SCE
NG-WtrHt-LrgInst-Gas-gt200kBtuh-0p90Et | DEER2014 | D13 v1.00 | 2013-08-02 | SCE | WRf | Ex | Any | CZ13 | Cap-kBTUh | 58.3 | 100000 | None | 0 | 0 | 0 | 0 | 0 | 5.7 | 0 | 0 | 0 | 0 | 0 | 3.58 |  |  | 2 | Warehouse - Refrigerated | Existing | Fresno Area | SCE
NG-WtrHt-LrgInst-Gas-gt200kBtuh-0p90Et | DEER2014 | D13 v1.00 | 2013-08-02 | SCE | WRf | Ex | Any | CZ14 | Cap-kBTUh | 58.3 | 100000 | None | 0 | 0 | 0 | 0 | 0 | 6.11 | 0 | 0 | 0 | 0 | 0 | 3.65 |  |  | 2 | Warehouse - Refrigerated | Existing | Palmdale (China Lake for pre-2014) | SCE
NG-WtrHt-LrgInst-Gas-gt200kBtuh-0p90Et | DEER2014 | D13 v1.00 | 2013-08-02 | SCE | WRf | Ex | Any | CZ15 | Cap-kBTUh | 58.3 | 100000 | None | 0 | 0 | 0 | 0 | 0 | 5.03 | 0 | 0 | 0 | 0 | 0 | 3.01 |  |  | 2 | Warehouse - Refrigerated | Existing | Palm Springs-Intl (El Centro for pre-2014) | SCE
NG-WtrHt-LrgInst-Gas-gt200kBtuh-0p90Et | DEER2014 | D13 v1.00 | 2013-08-02 | SCE | WRf | Ex | Any | CZ16 | Cap-kBTUh | 58.3 | 100000 | None | 0 | 0 | 0 | 0 | 0 | 6.71 | 0 | 0 | 0 | 0 | 0 | 4.19 |  |  | 2 | Warehouse - Refrigerated | Existing | Blue Canyon (Mount Shasta for pre-2014) | SCE
NG-WtrHt-LrgInst-Gas-gt200kBtuh-0p90Et | DEER2014 | D13 v1.00 | 2013-09-20 | SCE | WRf | Ex | Any | IOU | Cap-kBTUh | 58.3 | 100000 | None | 0 | 0 | 0 | 0 | 0 | 6.16 | 0 | 0 | 0 | 0 | 0 | 3.61 |  |  | 2 | Warehouse - Refrigerated | Existing | IOU Territory | SCE
NG-WtrHt-LrgInst-Gas-gt200kBtuh-0p90Et | DEER2014 | D13 v1.00 | 2013-09-20 | SCE | WRf | New | Any | IOU | Cap-kBTUh | 58.3 | 100000 | None | 0 | 0 | 0 | 0 | 0 | 3.6 | 0 | 0 | 0 | 0 | 0 | 3.6 |  |  | 2 | Warehouse - Refrigerated | New | IOU Territory | SCE
NG-WtrHt-LrgInst-Gas-gt200kBtuh-0p90Et | DEER2014 | D13 v1.00 | 2013-08-02 | SCG | Asm | Ex | Any | CZ05 | Cap-kBTUh | 292 | 34000 | None | 0 | 0 | 0 | 0 | 0 | 5.56 | 0 | 0 | 0 | 0 | 0 | 3.11 |  |  | 2 | Assembly | Existing | Santa Maria Area | SCG
NG-WtrHt-LrgInst-Gas-gt200kBtuh-0p90Et | DEER2014 | D13 v1.00 | 2013-08-02 | SCG | Asm | Ex | Any | CZ06 | Cap-kBTUh | 292 | 34000 | None | 0 | 0 | 0 | 0 | 0 | 5.23 | 0 | 0 | 0 | 0 | 0 | 2.9 |  |  | 2 | Assembly | Existing | Torrance (Los Angeles for pre-2014) | SCG
NG-WtrHt-LrgInst-Gas-gt200kBtuh-0p90Et | DEER2014 | D13 v1.00 | 2013-08-02 | SCG | Asm | Ex | Any | CZ08 | Cap-kBTUh | 292 | 34000 | None | 0 | 0 | 0 | 0 | 0 | 5.12 | 0 | 0 | 0 | 0 | 0 | 2.83 |  |  | 2 | Assembly | Existing | Fullerton (El Toro for pre-2014) | SCG
NG-WtrHt-LrgInst-Gas-gt200kBtuh-0p90Et | DEER2014 | D13 v1.00 | 2013-08-02 | SCG | Asm | Ex | Any | CZ09 | Cap-kBTUh | 292 | 34000 | None | 0 | 0 | 0 | 0 | 0 | 5.11 | 0 | 0 | 0 | 0 | 0 | 2.82 |  |  | 2 | Assembly | Existing | Burbank-Glendale (Pasadena for pre-2014) | SCG
NG-WtrHt-LrgInst-Gas-gt200kBtuh-0p90Et | DEER2014 | D13 v1.00 | 2013-08-02 | SCG | Asm | Ex | Any | CZ10 | Cap-kBTUh | 292 | 34000 | None | 0 | 0 | 0 | 0 | 0 | 4.33 | 0 | 0 | 0 | 0 | 0 | 2.81 |  |  | 2 | Assembly | Existing | Riverside | SCG
NG-WtrHt-LrgInst-Gas-gt200kBtuh-0p90Et | DEER2014 | D13 v1.00 | 2013-08-02 | SCG | Asm | Ex | Any | CZ13 | Cap-kBTUh | 292 | 34000 | None | 0 | 0 | 0 | 0 | 0 | 4.76 | 0 | 0 | 0 | 0 | 0 | 2.81 |  |  | 2 | Assembly | Existing | Fresno Area | SCG
NG-WtrHt-LrgInst-Gas-gt200kBtuh-0p90Et | DEER2014 | D13 v1.00 | 2013-08-02 | SCG | Asm | Ex | Any | CZ14 | Cap-kBTUh | 292 | 34000 | None | 0 | 0 | 0 | 0 | 0 | 4.73 | 0 | 0 | 0 | 0 | 0 | 2.86 |  |  | 2 | Assembly | Existing | Palmdale (China Lake for pre-2014) | SCG
NG-WtrHt-LrgInst-Gas-gt200kBtuh-0p90Et | DEER2014 | D13 v1.00 | 2013-08-02 | SCG | Asm | Ex | Any | CZ15 | Cap-kBTUh | 292 | 34000 | None | 0 | 0 | 0 | 0 | 0 | 3.81 | 0 | 0 | 0 | 0 | 0 | 2.4 |  |  | 2 | Assembly | Existing | Palm Springs-Intl (El Centro for pre-2014) | SCG
NG-WtrHt-LrgInst-Gas-gt200kBtuh-0p90Et | DEER2014 | D13 v1.00 | 2013-08-02 | SCG | Asm | Ex | Any | CZ16 | Cap-kBTUh | 292 | 34000 | None | 0 | 0 | 0 | 0 | 0 | 5.19 | 0 | 0 | 0 | 0 | 0 | 3.26 |  |  | 2 | Assembly | Existing | Blue Canyon (Mount Shasta for pre-2014) | SCG
NG-WtrHt-LrgInst-Gas-gt200kBtuh-0p90Et | DEER2014 | D13 v1.00 | 2013-09-20 | SCG | Asm | Ex | Any | IOU | Cap-kBTUh | 292 | 34000 | None | 0 | 0 | 0 | 0 | 0 | 4.96 | 0 | 0 | 0 | 0 | 0 | 2.83 |  |  | 2 | Assembly | Existing | IOU Territory | SCG
NG-WtrHt-LrgInst-Gas-gt200kBtuh-0p90Et | DEER2014 | D13 v1.00 | 2013-09-20 | SCG | Asm | New | Any | IOU | Cap-kBTUh | 292 | 34000 | None | 0 | 0 | 0 | 0 | 0 | 2.8 | 0 | 0 | 0 | 0 | 0 | 2.8 |  |  | 2 | Assembly | New | IOU Territory | SCG
NG-WtrHt-LrgInst-Gas-gt200kBtuh-0p90Et | DEER2014 | D13 v1.00 | 2013-09-20 | SCG | Com | Ex | Any | CZ05 | Cap-kBTUh | 501 | 163000 | None | 0 | 0 | 0 | 0.179 | 4.02e-05 | 4.88 | 0 | 0 | 0 | 0.0338 | 2.77e-05 | 2.71 |  |  | 2 | Commercial | Existing | Santa Maria Area | SCG
NG-WtrHt-LrgInst-Gas-gt200kBtuh-0p90Et | DEER2014 | D13 v1.00 | 2013-09-20 | SCG | Com | Ex | Any | CZ06 | Cap-kBTUh | 318 | 189000 | None | 0 | 0 | 0 | 0.189 | 6.6e-05 | 4.23 | 0 | 0 | 0 | 0.0344 | 1.24e-05 | 2.2 |  |  | 2 | Commercial | Existing | Torrance (Los Angeles for pre-2014) | SCG
NG-WtrHt-LrgInst-Gas-gt200kBtuh-0p90Et | DEER2014 | D13 v1.00 | 2013-09-20 | SCG | Com | Ex | Any | CZ08 | Cap-kBTUh | 293 | 221000 | None | 0 | 0 | 0 | 0.227 | 6.71e-05 | 4.14 | 0 | 0 | 0 | 0.0374 | 1.32e-05 | 2.13 |  |  | 2 | Commercial | Existing | Fullerton (El Toro for pre-2014) | SCG
NG-WtrHt-LrgInst-Gas-gt200kBtuh-0p90Et | DEER2014 | D13 v1.00 | 2013-09-20 | SCG | Com | Ex | Any | CZ09 | Cap-kBTUh | 301 | 199000 | None | 0 | 0 | 0 | 0.221 | 6.81e-05 | 4.18 | 0 | 0 | 0 | 0.043 | 9.64e-06 | 2.15 |  |  | 2 | Commercial | Existing | Burbank-Glendale (Pasadena for pre-2014) | SCG
NG-WtrHt-LrgInst-Gas-gt200kBtuh-0p90Et | DEER2014 | D13 v1.00 | 2013-09-20 | SCG | Com | Ex | Any | CZ10 | Cap-kBTUh | 219 | 226000 | None | 0 | 0 | 0 | 0.258 | 6.1e-05 | 3.36 | 0 | 0 | 0 | 0.0563 | 1.68e-05 | 1.97 |  |  | 2 | Commercial | Existing | Riverside | SCG
NG-WtrHt-LrgInst-Gas-gt200kBtuh-0p90Et | DEER2014 | D13 v1.00 | 2013-09-20 | SCG | Com | Ex | Any | CZ13 | Cap-kBTUh | 288 | 165000 | None | 0 | 0 | 0 | 0.337 | 0.000107 | 3.74 | 0 | 0 | 0 | 0.0691 | 2.15e-05 | 2.03 |  |  | 2 | Commercial | Existing | Fresno Area | SCG
NG-WtrHt-LrgInst-Gas-gt200kBtuh-0p90Et | DEER2014 | D13 v1.00 | 2013-09-20 | SCG | Com | Ex | Any | CZ14 | Cap-kBTUh | 315 | 149000 | None | 0 | 0 | 0 | 0.383 | 0.000136 | 3.74 | 0 | 0 | 0 | 0.0799 | 2.8e-05 | 2.08 |  |  | 2 | Commercial | Existing | Palmdale (China Lake for pre-2014) | SCG
NG-WtrHt-LrgInst-Gas-gt200kBtuh-0p90Et | DEER2014 | D13 v1.00 | 2013-09-20 | SCG | Com | Ex | Any | CZ15 | Cap-kBTUh | 356 | 156000 | None | 0 | 0 | 0 | 0.303 | 6.54e-05 | 3.19 | 0 | 0 | 0 | 0.0592 | 1.32e-05 | 1.81 |  |  | 2 | Commercial | Existing | Palm Springs-Intl (El Centro for pre-2014) | SCG
NG-WtrHt-LrgInst-Gas-gt200kBtuh-0p90Et | DEER2014 | D13 v1.00 | 2013-09-20 | SCG | Com | Ex | Any | CZ16 | Cap-kBTUh | 563 | 233000 | None | 0 | 0 | 0 | 0.128 | 7.99e-05 | 4.39 | 0 | 0 | 0 | 0.0262 | 1.73e-05 | 2.59 |  |  | 2 | Commercial | Existing | Blue Canyon (Mount Shasta for pre-2014) | SCG
NG-WtrHt-LrgInst-Gas-gt200kBtuh-0p90Et | DEER2014 | D13 v1.00 | 2013-09-20 | SCG | Com | Ex | Any | IOU | Cap-kBTUh | 296 | 205000 | None | 0 | 0 | 0 | 0.228 | 6.87e-05 | 4.02 | 0 | 0 | 0 | 0.0431 | 1.32e-05 | 2.12 |  |  | 2 | Commercial | Existing | IOU Territory | SCG
NG-WtrHt-LrgInst-Gas-gt200kBtuh-0p90Et | DEER2014 | D13 v1.00 | 2013-09-20 | SCG | Com | New | Any | IOU | Cap-kBTUh | 246 | 227000 | None | 0 | 0 | 0 | 0.0364 | 1.38e-05 | 2.05 | 0 | 0 | 0 | 0.0364 | 1.38e-05 | 2.05 |  |  | 2 | Commercial | New | IOU Territory | SCG
NG-WtrHt-LrgInst-Gas-gt200kBtuh-0p90Et | DEER2014 | D13 v1.00 | 2013-08-02 | SCG | ECC | Ex | Any | CZ05 | Cap-kBTUh | 1030 | 300000 | None | 0 | 0 | 0 | 0 | 0 | 4.75 | 0 | 0 | 0 | 0 | 0 | 2.6 |  |  | 2 | Education - Community College | Existing | Santa Maria Area | SCG
NG-WtrHt-LrgInst-Gas-gt200kBtuh-0p90Et | DEER2014 | D13 v1.00 | 2013-08-02 | SCG | ECC | Ex | Any | CZ06 | Cap-kBTUh | 1030 | 300000 | None | 0 | 0 | 0 | 0 | 0 | 4.54 | 0 | 0 | 0 | 0 | 0 | 2.43 |  |  | 2 | Education - Community College | Existing | Torrance (Los Angeles for pre-2014) | SCG
NG-WtrHt-LrgInst-Gas-gt200kBtuh-0p90Et | DEER2014 | D13 v1.00 | 2013-08-02 | SCG | ECC | Ex | Any | CZ08 | Cap-kBTUh | 1030 | 300000 | None | 0 | 0 | 0 | 0 | 0 | 4.48 | 0 | 0 | 0 | 0 | 0 | 2.37 |  |  | 2 | Education - Community College | Existing | Fullerton (El Toro for pre-2014) | SCG
NG-WtrHt-LrgInst-Gas-gt200kBtuh-0p90Et | DEER2014 | D13 v1.00 | 2013-08-02 | SCG | ECC | Ex | Any | CZ09 | Cap-kBTUh | 1030 | 300000 | None | 0 | 0 | 0 | 0 | 0 | 4.61 | 0 | 0 | 0 | 0 | 0 | 2.37 |  |  | 2 | Education - Community College | Existing | Burbank-Glendale (Pasadena for pre-2014) | SCG
NG-WtrHt-LrgInst-Gas-gt200kBtuh-0p90Et | DEER2014 | D13 v1.00 | 2013-08-02 | SCG | ECC | Ex | Any | CZ10 | Cap-kBTUh | 1030 | 300000 | None | 0 | 0 | 0 | 0 | 0 | 4 | 0 | 0 | 0 | 0 | 0 | 2.36 |  |  | 2 | Education - Community College | Existing | Riverside | SCG
NG-WtrHt-LrgInst-Gas-gt200kBtuh-0p90Et | DEER2014 | D13 v1.00 | 2013-08-02 | SCG | ECC | Ex | Any | CZ13 | Cap-kBTUh | 1030 | 300000 | None | 0 | 0 | 0 | 0 | 0 | 3.92 | 0 | 0 | 0 | 0 | 0 | 2.37 |  |  | 2 | Education - Community College | Existing | Fresno Area | SCG
NG-WtrHt-LrgInst-Gas-gt200kBtuh-0p90Et | DEER2014 | D13 v1.00 | 2013-08-02 | SCG | ECC | Ex | Any | CZ14 | Cap-kBTUh | 1030 | 300000 | None | 0 | 0 | 0 | 0 | 0 | 4.1 | 0 | 0 | 0 | 0 | 0 | 2.41 |  |  | 2 | Education - Community College | Existing | Palmdale (China Lake for pre-2014) | SCG
NG-WtrHt-LrgInst-Gas-gt200kBtuh-0p90Et | DEER2014 | D13 v1.00 | 2013-08-02 | SCG | ECC | Ex | Any | CZ15 | Cap-kBTUh | 1030 | 300000 | None | 0 | 0 | 0 | 0 | 0 | 3.6 | 0 | 0 | 0 | 0 | 0 | 2.04 |  |  | 2 | Education - Community College | Existing | Palm Springs-Intl (El Centro for pre-2014) | SCG
NG-WtrHt-LrgInst-Gas-gt200kBtuh-0p90Et | DEER2014 | D13 v1.00 | 2013-08-02 | SCG | ECC | Ex | Any | CZ16 | Cap-kBTUh | 1030 | 300000 | None | 0 | 0 | 0 | 0 | 0 | 4.44 | 0 | 0 | 0 | 0 | 0 | 2.72 |  |  | 2 | Education - Community College | Existing | Blue Canyon (Mount Shasta for pre-2014) | SCG
NG-WtrHt-LrgInst-Gas-gt200kBtuh-0p90Et | DEER2014 | D13 v1.00 | 2013-09-20 | SCG | ECC | Ex | Any | IOU | Cap-kBTUh | 1030 | 300000 | None | 0 | 0 | 0 | 0 | 0 | 4.45 | 0 | 0 | 0 | 0 | 0 | 2.39 |  |  | 2 | Education - Community College | Existing | IOU Territory | SCG
NG-WtrHt-LrgInst-Gas-gt200kBtuh-0p90Et | DEER2014 | D13 v1.00 | 2013-09-20 | SCG | ECC | New | Any | IOU | Cap-kBTUh | 1030 | 300000 | None | 0 | 0 | 0 | 0 | 0 | 2.4 | 0 | 0 | 0 | 0 | 0 | 2.4 |  |  | 2 | Education - Community College | New | IOU Territory | SCG
NG-WtrHt-LrgInst-Gas-gt200kBtuh-0p90Et | DEER2014 | D13 v1.00 | 2013-08-02 | SCG | EPr | Ex | Any | CZ05 | Cap-kBTUh | 175 | 50000 | None | 0 | 0 | 0 | 0 | 0 | 4.04 | 0 | 0 | 0 | 0 | 0 | 1.79 |  |  | 2 | Education - Primary School | Existing | Santa Maria Area | SCG
NG-WtrHt-LrgInst-Gas-gt200kBtuh-0p90Et | DEER2014 | D13 v1.00 | 2013-08-02 | SCG | EPr | Ex | Any | CZ06 | Cap-kBTUh | 175 | 50000 | None | 0 | 0 | 0 | 0 | 0 | 3.8 | 0 | 0 | 0 | 0 | 0 | 1.67 |  |  | 2 | Education - Primary School | Existing | Torrance (Los Angeles for pre-2014) | SCG
NG-WtrHt-LrgInst-Gas-gt200kBtuh-0p90Et | DEER2014 | D13 v1.00 | 2013-08-02 | SCG | EPr | Ex | Any | CZ08 | Cap-kBTUh | 175 | 50000 | None | 0 | 0 | 0 | 0 | 0 | 3.72 | 0 | 0 | 0 | 0 | 0 | 1.63 |  |  | 2 | Education - Primary School | Existing | Fullerton (El Toro for pre-2014) | SCG
NG-WtrHt-LrgInst-Gas-gt200kBtuh-0p90Et | DEER2014 | D13 v1.00 | 2013-08-02 | SCG | EPr | Ex | Any | CZ09 | Cap-kBTUh | 175 | 50000 | None | 0 | 0 | 0 | 0 | 0 | 3.72 | 0 | 0 | 0 | 0 | 0 | 1.63 |  |  | 2 | Education - Primary School | Existing | Burbank-Glendale (Pasadena for pre-2014) | SCG
NG-WtrHt-LrgInst-Gas-gt200kBtuh-0p90Et | DEER2014 | D13 v1.00 | 2013-08-02 | SCG | EPr | Ex | Any | CZ10 | Cap-kBTUh | 175 | 50000 | None | 0 | 0 | 0 | 0 | 0 | 3.27 | 0 | 0 | 0 | 0 | 0 | 1.63 |  |  | 2 | Education - Primary School | Existing | Riverside | SCG
NG-WtrHt-LrgInst-Gas-gt200kBtuh-0p90Et | DEER2014 | D13 v1.00 | 2013-08-02 | SCG | EPr | Ex | Any | CZ13 | Cap-kBTUh | 175 | 50000 | None | 0 | 0 | 0 | 0 | 0 | 3.44 | 0 | 0 | 0 | 0 | 0 | 1.64 |  |  | 2 | Education - Primary School | Existing | Fresno Area | SCG
NG-WtrHt-LrgInst-Gas-gt200kBtuh-0p90Et | DEER2014 | D13 v1.00 | 2013-08-02 | SCG | EPr | Ex | Any | CZ14 | Cap-kBTUh | 175 | 50000 | None | 0 | 0 | 0 | 0 | 0 | 3.45 | 0 | 0 | 0 | 0 | 0 | 1.67 |  |  | 2 | Education - Primary School | Existing | Palmdale (China Lake for pre-2014) | SCG
NG-WtrHt-LrgInst-Gas-gt200kBtuh-0p90Et | DEER2014 | D13 v1.00 | 2013-08-02 | SCG | EPr | Ex | Any | CZ15 | Cap-kBTUh | 175 | 50000 | None | 0 | 0 | 0 | 0 | 0 | 2.95 | 0 | 0 | 0 | 0 | 0 | 1.42 |  |  | 2 | Education - Primary School | Existing | Palm Springs-Intl (El Centro for pre-2014) | SCG
NG-WtrHt-LrgInst-Gas-gt200kBtuh-0p90Et | DEER2014 | D13 v1.00 | 2013-08-02 | SCG | EPr | Ex | Any | CZ16 | Cap-kBTUh | 175 | 50000 | None | 0 | 0 | 0 | 0 | 0 | 3.76 | 0 | 0 | 0 | 0 | 0 | 1.88 |  |  | 2 | Education - Primary School | Existing | Blue Canyon (Mount Shasta for pre-2014) | SCG
NG-WtrHt-LrgInst-Gas-gt200kBtuh-0p90Et | DEER2014 | D13 v1.00 | 2013-09-20 | SCG | EPr | Ex | Any | IOU | Cap-kBTUh | 175 | 50000 | None | 0 | 0 | 0 | 0 | 0 | 3.63 | 0 | 0 | 0 | 0 | 0 | 1.64 |  |  | 2 | Education - Primary School | Existing | IOU Territory | SCG
NG-WtrHt-LrgInst-Gas-gt200kBtuh-0p90Et | DEER2014 | D13 v1.00 | 2013-09-20 | SCG | EPr | New | Any | IOU | Cap-kBTUh | 175 | 50000 | None | 0 | 0 | 0 | 0 | 0 | 1.64 | 0 | 0 | 0 | 0 | 0 | 1.64 |  |  | 2 | Education - Primary School | New | IOU Territory | SCG
NG-WtrHt-LrgInst-Gas-gt200kBtuh-0p90Et | DEER2014 | D13 v1.00 | 2013-08-02 | SCG | ERC | Ex | Any | CZ05 | Cap-kBTUh | 14.6 | 1920 | None | 0 | 0 | 0 | 0 | 0 | 4.31 | 0 | 0 | 0 | 0 | 0 | 1.92 |  |  | 2 | Education - Relocatable Classroom | Existing | Santa Maria Area | SCG
NG-WtrHt-LrgInst-Gas-gt200kBtuh-0p90Et | DEER2014 | D13 v1.00 | 2013-08-02 | SCG | ERC | Ex | Any | CZ06 | Cap-kBTUh | 14.6 | 1920 | None | 0 | 0 | 0 | 0 | 0 | 4.06 | 0 | 0 | 0 | 0 | 0 | 1.79 |  |  | 2 | Education - Relocatable Classroom | Existing | Torrance (Los Angeles for pre-2014) | SCG
NG-WtrHt-LrgInst-Gas-gt200kBtuh-0p90Et | DEER2014 | D13 v1.00 | 2013-08-02 | SCG | ERC | Ex | Any | CZ08 | Cap-kBTUh | 14.6 | 1920 | None | 0 | 0 | 0 | 0 | 0 | 3.97 | 0 | 0 | 0 | 0 | 0 | 1.75 |  |  | 2 | Education - Relocatable Classroom | Existing | Fullerton (El Toro for pre-2014) | SCG
NG-WtrHt-LrgInst-Gas-gt200kBtuh-0p90Et | DEER2014 | D13 v1.00 | 2013-08-02 | SCG | ERC | Ex | Any | CZ09 | Cap-kBTUh | 14.6 | 1920 | None | 0 | 0 | 0 | 0 | 0 | 3.97 | 0 | 0 | 0 | 0 | 0 | 1.75 |  |  | 2 | Education - Relocatable Classroom | Existing | Burbank-Glendale (Pasadena for pre-2014) | SCG
NG-WtrHt-LrgInst-Gas-gt200kBtuh-0p90Et | DEER2014 | D13 v1.00 | 2013-08-02 | SCG | ERC | Ex | Any | CZ10 | Cap-kBTUh | 14.6 | 1920 | None | 0 | 0 | 0 | 0 | 0 | 3.49 | 0 | 0 | 0 | 0 | 0 | 1.75 |  |  | 2 | Education - Relocatable Classroom | Existing | Riverside | SCG
NG-WtrHt-LrgInst-Gas-gt200kBtuh-0p90Et | DEER2014 | D13 v1.00 | 2013-08-02 | SCG | ERC | Ex | Any | CZ13 | Cap-kBTUh | 14.6 | 1920 | None | 0 | 0 | 0 | 0 | 0 | 3.65 | 0 | 0 | 0 | 0 | 0 | 1.75 |  |  | 2 | Education - Relocatable Classroom | Existing | Fresno Area | SCG
NG-WtrHt-LrgInst-Gas-gt200kBtuh-0p90Et | DEER2014 | D13 v1.00 | 2013-08-02 | SCG | ERC | Ex | Any | CZ14 | Cap-kBTUh | 14.6 | 1920 | None | 0 | 0 | 0 | 0 | 0 | 3.66 | 0 | 0 | 0 | 0 | 0 | 1.78 |  |  | 2 | Education - Relocatable Classroom | Existing | Palmdale (China Lake for pre-2014) | SCG
NG-WtrHt-LrgInst-Gas-gt200kBtuh-0p90Et | DEER2014 | D13 v1.00 | 2013-08-02 | SCG | ERC | Ex | Any | CZ15 | Cap-kBTUh | 14.6 | 1920 | None | 0 | 0 | 0 | 0 | 0 | 3.09 | 0 | 0 | 0 | 0 | 0 | 1.51 |  |  | 2 | Education - Relocatable Classroom | Existing | Palm Springs-Intl (El Centro for pre-2014) | SCG
NG-WtrHt-LrgInst-Gas-gt200kBtuh-0p90Et | DEER2014 | D13 v1.00 | 2013-08-02 | SCG | ERC | Ex | Any | CZ16 | Cap-kBTUh | 14.6 | 1920 | None | 0 | 0 | 0 | 0 | 0 | 4.01 | 0 | 0 | 0 | 0 | 0 | 2.02 |  |  | 2 | Education - Relocatable Classroom | Existing | Blue Canyon (Mount Shasta for pre-2014) | SCG
NG-WtrHt-LrgInst-Gas-gt200kBtuh-0p90Et | DEER2014 | D13 v1.00 | 2013-09-20 | SCG | ERC | Ex | Any | IOU | Cap-kBTUh | 14.6 | 1920 | None | 0 | 0 | 0 | 0 | 0 | 3.87 | 0 | 0 | 0 | 0 | 0 | 1.76 |  |  | 2 | Education - Relocatable Classroom | Existing | IOU Territory | SCG
NG-WtrHt-LrgInst-Gas-gt200kBtuh-0p90Et | DEER2014 | D13 v1.00 | 2013-09-20 | SCG | ERC | New | Any | IOU | Cap-kBTUh | 14.6 | 1920 | None | 0 | 0 | 0 | 0 | 0 | 1.75 | 0 | 0 | 0 | 0 | 0 | 1.75 |  |  | 2 | Education - Relocatable Classroom | New | IOU Territory | SCG
NG-WtrHt-LrgInst-Gas-gt200kBtuh-0p90Et | DEER2014 | D13 v1.00 | 2013-08-02 | SCG | ESe | Ex | Any | CZ05 | Cap-kBTUh | 729 | 150000 | None | 0 | 0 | 0 | 0 | 0 | 4.24 | 0 | 0 | 0 | 0 | 0 | 1.94 |  |  | 2 | Education - Secondary School | Existing | Santa Maria Area | SCG
NG-WtrHt-LrgInst-Gas-gt200kBtuh-0p90Et | DEER2014 | D13 v1.00 | 2013-08-02 | SCG | ESe | Ex | Any | CZ06 | Cap-kBTUh | 729 | 150000 | None | 0 | 0 | 0 | 0 | 0 | 3.98 | 0 | 0 | 0 | 0 | 0 | 1.81 |  |  | 2 | Education - Secondary School | Existing | Torrance (Los Angeles for pre-2014) | SCG
NG-WtrHt-LrgInst-Gas-gt200kBtuh-0p90Et | DEER2014 | D13 v1.00 | 2013-08-02 | SCG | ESe | Ex | Any | CZ08 | Cap-kBTUh | 729 | 150000 | None | 0 | 0 | 0 | 0 | 0 | 3.89 | 0 | 0 | 0 | 0 | 0 | 1.77 |  |  | 2 | Education - Secondary School | Existing | Fullerton (El Toro for pre-2014) | SCG
NG-WtrHt-LrgInst-Gas-gt200kBtuh-0p90Et | DEER2014 | D13 v1.00 | 2013-08-02 | SCG | ESe | Ex | Any | CZ09 | Cap-kBTUh | 729 | 150000 | None | 0 | 0 | 0 | 0 | 0 | 3.9 | 0 | 0 | 0 | 0 | 0 | 1.77 |  |  | 2 | Education - Secondary School | Existing | Burbank-Glendale (Pasadena for pre-2014) | SCG
NG-WtrHt-LrgInst-Gas-gt200kBtuh-0p90Et | DEER2014 | D13 v1.00 | 2013-08-02 | SCG | ESe | Ex | Any | CZ10 | Cap-kBTUh | 729 | 150000 | None | 0 | 0 | 0 | 0 | 0 | 3.43 | 0 | 0 | 0 | 0 | 0 | 1.76 |  |  | 2 | Education - Secondary School | Existing | Riverside | SCG
NG-WtrHt-LrgInst-Gas-gt200kBtuh-0p90Et | DEER2014 | D13 v1.00 | 2013-08-02 | SCG | ESe | Ex | Any | CZ13 | Cap-kBTUh | 729 | 150000 | None | 0 | 0 | 0 | 0 | 0 | 3.63 | 0 | 0 | 0 | 0 | 0 | 1.77 |  |  | 2 | Education - Secondary School | Existing | Fresno Area | SCG
NG-WtrHt-LrgInst-Gas-gt200kBtuh-0p90Et | DEER2014 | D13 v1.00 | 2013-08-02 | SCG | ESe | Ex | Any | CZ14 | Cap-kBTUh | 729 | 150000 | None | 0 | 0 | 0 | 0 | 0 | 3.62 | 0 | 0 | 0 | 0 | 0 | 1.81 |  |  | 2 | Education - Secondary School | Existing | Palmdale (China Lake for pre-2014) | SCG
NG-WtrHt-LrgInst-Gas-gt200kBtuh-0p90Et | DEER2014 | D13 v1.00 | 2013-08-02 | SCG | ESe | Ex | Any | CZ15 | Cap-kBTUh | 729 | 150000 | None | 0 | 0 | 0 | 0 | 0 | 3.07 | 0 | 0 | 0 | 0 | 0 | 1.53 |  |  | 2 | Education - Secondary School | Existing | Palm Springs-Intl (El Centro for pre-2014) | SCG
NG-WtrHt-LrgInst-Gas-gt200kBtuh-0p90Et | DEER2014 | D13 v1.00 | 2013-08-02 | SCG | ESe | Ex | Any | CZ16 | Cap-kBTUh | 729 | 150000 | None | 0 | 0 | 0 | 0 | 0 | 3.96 | 0 | 0 | 0 | 0 | 0 | 2.04 |  |  | 2 | Education - Secondary School | Existing | Blue Canyon (Mount Shasta for pre-2014) | SCG
NG-WtrHt-LrgInst-Gas-gt200kBtuh-0p90Et | DEER2014 | D13 v1.00 | 2013-09-20 | SCG | ESe | Ex | Any | IOU | Cap-kBTUh | 729 | 150000 | None | 0 | 0 | 0 | 0 | 0 | 3.8 | 0 | 0 | 0 | 0 | 0 | 1.78 |  |  | 2 | Education - Secondary School | Existing | IOU Territory | SCG
NG-WtrHt-LrgInst-Gas-gt200kBtuh-0p90Et | DEER2014 | D13 v1.00 | 2013-09-20 | SCG | ESe | New | Any | IOU | Cap-kBTUh | 729 | 150000 | None | 0 | 0 | 0 | 0 | 0 | 1.78 | 0 | 0 | 0 | 0 | 0 | 1.78 |  |  | 2 | Education - Secondary School | New | IOU Territory | SCG
NG-WtrHt-LrgInst-Gas-gt200kBtuh-0p90Et | DEER2014 | D13 v1.00 | 2013-08-02 | SCG | EUn | Ex | Any | CZ05 | Cap-kBTUh | 2560 | 1000000 | None | 0 | 0 | 0 | 0 | 0 | 5.72 | 0 | 0 | 0 | 0 | 0 | 3.06 |  |  | 2 | Education - University | Existing | Santa Maria Area | SCG
NG-WtrHt-LrgInst-Gas-gt200kBtuh-0p90Et | DEER2014 | D13 v1.00 | 2013-08-02 | SCG | EUn | Ex | Any | CZ06 | Cap-kBTUh | 2560 | 1000000 | None | 0 | 0 | 0 | 0 | 0 | 5.46 | 0 | 0 | 0 | 0 | 0 | 2.85 |  |  | 2 | Education - University | Existing | Torrance (Los Angeles for pre-2014) | SCG
NG-WtrHt-LrgInst-Gas-gt200kBtuh-0p90Et | DEER2014 | D13 v1.00 | 2013-08-02 | SCG | EUn | Ex | Any | CZ08 | Cap-kBTUh | 2560 | 1000000 | None | 0 | 0 | 0 | 0 | 0 | 5.38 | 0 | 0 | 0 | 0 | 0 | 2.78 |  |  | 2 | Education - University | Existing | Fullerton (El Toro for pre-2014) | SCG
NG-WtrHt-LrgInst-Gas-gt200kBtuh-0p90Et | DEER2014 | D13 v1.00 | 2013-08-02 | SCG | EUn | Ex | Any | CZ09 | Cap-kBTUh | 2560 | 1000000 | None | 0 | 0 | 0 | 0 | 0 | 5.52 | 0 | 0 | 0 | 0 | 0 | 2.78 |  |  | 2 | Education - University | Existing | Burbank-Glendale (Pasadena for pre-2014) | SCG
NG-WtrHt-LrgInst-Gas-gt200kBtuh-0p90Et | DEER2014 | D13 v1.00 | 2013-08-02 | SCG | EUn | Ex | Any | CZ10 | Cap-kBTUh | 2560 | 1000000 | None | 0 | 0 | 0 | 0 | 0 | 4.79 | 0 | 0 | 0 | 0 | 0 | 2.77 |  |  | 2 | Education - University | Existing | Riverside | SCG
NG-WtrHt-LrgInst-Gas-gt200kBtuh-0p90Et | DEER2014 | D13 v1.00 | 2013-08-02 | SCG | EUn | Ex | Any | CZ13 | Cap-kBTUh | 2560 | 1000000 | None | 0 | 0 | 0 | 0 | 0 | 4.69 | 0 | 0 | 0 | 0 | 0 | 2.77 |  |  | 2 | Education - University | Existing | Fresno Area | SCG
NG-WtrHt-LrgInst-Gas-gt200kBtuh-0p90Et | DEER2014 | D13 v1.00 | 2013-08-02 | SCG | EUn | Ex | Any | CZ14 | Cap-kBTUh | 2560 | 1000000 | None | 0 | 0 | 0 | 0 | 0 | 4.91 | 0 | 0 | 0 | 0 | 0 | 2.83 |  |  | 2 | Education - University | Existing | Palmdale (China Lake for pre-2014) | SCG
NG-WtrHt-LrgInst-Gas-gt200kBtuh-0p90Et | DEER2014 | D13 v1.00 | 2013-08-02 | SCG | EUn | Ex | Any | CZ15 | Cap-kBTUh | 2560 | 1000000 | None | 0 | 0 | 0 | 0 | 0 | 4.27 | 0 | 0 | 0 | 0 | 0 | 2.36 |  |  | 2 | Education - University | Existing | Palm Springs-Intl (El Centro for pre-2014) | SCG
NG-WtrHt-LrgInst-Gas-gt200kBtuh-0p90Et | DEER2014 | D13 v1.00 | 2013-08-02 | SCG | EUn | Ex | Any | CZ16 | Cap-kBTUh | 2560 | 1000000 | None | 0 | 0 | 0 | 0 | 0 | 5.36 | 0 | 0 | 0 | 0 | 0 | 3.22 |  |  | 2 | Education - University | Existing | Blue Canyon (Mount Shasta for pre-2014) | SCG
NG-WtrHt-LrgInst-Gas-gt200kBtuh-0p90Et | DEER2014 | D13 v1.00 | 2013-09-20 | SCG | EUn | Ex | Any | IOU | Cap-kBTUh | 2560 | 1000000 | None | 0 | 0 | 0 | 0 | 0 | 5.34 | 0 | 0 | 0 | 0 | 0 | 2.81 |  |  | 2 | Education - University | Existing | IOU Territory | SCG
NG-WtrHt-LrgInst-Gas-gt200kBtuh-0p90Et | DEER2014 | D13 v1.00 | 2013-09-20 | SCG | EUn | New | Any | IOU | Cap-kBTUh | 2560 | 1000000 | None | 0 | 0 | 0 | 0 | 0 | 2.82 | 0 | 0 | 0 | 0 | 0 | 2.82 |  |  | 2 | Education - University | New | IOU Territory | SCG
NG-WtrHt-LrgInst-Gas-gt200kBtuh-0p90Et | DEER2014 | D13 v1.00 | 2013-08-02 | SCG | Gro | Ex | Any | CZ05 | Cap-kBTUh | 146 | 50000 | None | 0 | 0 | 0 | 3.14 | 0.000706 | 4.81 | 0 | 0 | 0 | 0.595 | 0.000488 | 3.42 |  |  | 2 | Grocery | Existing | Santa Maria Area | SCG
NG-WtrHt-LrgInst-Gas-gt200kBtuh-0p90Et | DEER2014 | D13 v1.00 | 2013-08-02 | SCG | Gro | Ex | Any | CZ06 | Cap-kBTUh | 146 | 50000 | None | 0 | 0 | 0 | 4.92 | 0.00172 | 4.73 | 0 | 0 | 0 | 0.896 | 0.000325 | 3.21 |  |  | 2 | Grocery | Existing | Torrance (Los Angeles for pre-2014) | SCG
NG-WtrHt-LrgInst-Gas-gt200kBtuh-0p90Et | DEER2014 | D13 v1.00 | 2013-08-02 | SCG | Gro | Ex | Any | CZ08 | Cap-kBTUh | 146 | 50000 | None | 0 | 0 | 0 | 5.83 | 0.00173 | 4.74 | 0 | 0 | 0 | 0.963 | 0.000341 | 3.15 |  |  | 2 | Grocery | Existing | Fullerton (El Toro for pre-2014) | SCG
NG-WtrHt-LrgInst-Gas-gt200kBtuh-0p90Et | DEER2014 | D13 v1.00 | 2013-08-02 | SCG | Gro | Ex | Any | CZ09 | Cap-kBTUh | 146 | 50000 | None | 0 | 0 | 0 | 5.98 | 0.00184 | 4.74 | 0 | 0 | 0 | 1.17 | 0.000261 | 3.15 |  |  | 2 | Grocery | Existing | Burbank-Glendale (Pasadena for pre-2014) | SCG
NG-WtrHt-LrgInst-Gas-gt200kBtuh-0p90Et | DEER2014 | D13 v1.00 | 2013-08-02 | SCG | Gro | Ex | Any | CZ10 | Cap-kBTUh | 146 | 50000 | None | 0 | 0 | 0 | 5.27 | 0.00125 | 4.37 | 0 | 0 | 0 | 1.15 | 0.000344 | 3.14 |  |  | 2 | Grocery | Existing | Riverside | SCG
NG-WtrHt-LrgInst-Gas-gt200kBtuh-0p90Et | DEER2014 | D13 v1.00 | 2013-08-02 | SCG | Gro | Ex | Any | CZ13 | Cap-kBTUh | 146 | 50000 | None | 0 | 0 | 0 | 5.9 | 0.00187 | 4.63 | 0 | 0 | 0 | 1.21 | 0.000376 | 3.17 |  |  | 2 | Grocery | Existing | Fresno Area | SCG
NG-WtrHt-LrgInst-Gas-gt200kBtuh-0p90Et | DEER2014 | D13 v1.00 | 2013-08-02 | SCG | Gro | Ex | Any | CZ14 | Cap-kBTUh | 146 | 50000 | None | 0 | 0 | 0 | 5.38 | 0.00191 | 4.58 | 0 | 0 | 0 | 1.12 | 0.000394 | 3.22 |  |  | 2 | Grocery | Existing | Palmdale (China Lake for pre-2014) | SCG
NG-WtrHt-LrgInst-Gas-gt200kBtuh-0p90Et | DEER2014 | D13 v1.00 | 2013-08-02 | SCG | Gro | Ex | Any | CZ15 | Cap-kBTUh | 146 | 50000 | None | 0 | 0 | 0 | 8.35 | 0.0018 | 4.19 | 0 | 0 | 0 | 1.63 | 0.000364 | 2.75 |  |  | 2 | Grocery | Existing | Palm Springs-Intl (El Centro for pre-2014) | SCG
NG-WtrHt-LrgInst-Gas-gt200kBtuh-0p90Et | DEER2014 | D13 v1.00 | 2013-08-02 | SCG | Gro | Ex | Any | CZ16 | Cap-kBTUh | 146 | 50000 | None | 0 | 0 | 0 | 2.51 | 0.00157 | 4.9 | 0 | 0 | 0 | 0.515 | 0.000339 | 3.62 |  |  | 2 | Grocery | Existing | Blue Canyon (Mount Shasta for pre-2014) | SCG
NG-WtrHt-LrgInst-Gas-gt200kBtuh-0p90Et | DEER2014 | D13 v1.00 | 2013-09-20 | SCG | Gro | Ex | Any | IOU | Cap-kBTUh | 146 | 50000 | None | 0 | 0 | 0 | 5.59 | 0.00168 | 4.65 | 0 | 0 | 0 | 1.06 | 0.000322 | 3.16 |  |  | 2 | Grocery | Existing | IOU Territory | SCG
NG-WtrHt-LrgInst-Gas-gt200kBtuh-0p90Et | DEER2014 | D13 v1.00 | 2013-09-20 | SCG | Gro | New | Any | IOU | Cap-kBTUh | 146 | 50000 | None | 0 | 0 | 0 | 0.778 | 0.000295 | 3.18 | 0 | 0 | 0 | 0.778 | 0.000295 | 3.18 |  |  | 2 | Grocery | New | IOU Territory | SCG
NG-WtrHt-LrgInst-Gas-gt200kBtuh-0p90Et | DEER2014 | D13 v1.00 | 2013-08-02 | SCG | Hsp | Ex | Any | CZ05 | Cap-kBTUh | 2530 | 500000 | None | 0 | 0 | 0 | 0 | 0 | 8.08 | 0 | 0 | 0 | 0 | 0 | 5.22 |  |  | 2 | Health/Medical - Hospital | Existing | Santa Maria Area | SCG
NG-WtrHt-LrgInst-Gas-gt200kBtuh-0p90Et | DEER2014 | D13 v1.00 | 2013-08-02 | SCG | Hsp | Ex | Any | CZ06 | Cap-kBTUh | 2530 | 500000 | None | 0 | 0 | 0 | 0 | 0 | 7.62 | 0 | 0 | 0 | 0 | 0 | 4.85 |  |  | 2 | Health/Medical - Hospital | Existing | Torrance (Los Angeles for pre-2014) | SCG
NG-WtrHt-LrgInst-Gas-gt200kBtuh-0p90Et | DEER2014 | D13 v1.00 | 2013-08-02 | SCG | Hsp | Ex | Any | CZ08 | Cap-kBTUh | 2530 | 500000 | None | 0 | 0 | 0 | 0 | 0 | 7.47 | 0 | 0 | 0 | 0 | 0 | 4.73 |  |  | 2 | Health/Medical - Hospital | Existing | Fullerton (El Toro for pre-2014) | SCG
NG-WtrHt-LrgInst-Gas-gt200kBtuh-0p90Et | DEER2014 | D13 v1.00 | 2013-08-02 | SCG | Hsp | Ex | Any | CZ09 | Cap-kBTUh | 2530 | 500000 | None | 0 | 0 | 0 | 0 | 0 | 7.46 | 0 | 0 | 0 | 0 | 0 | 4.73 |  |  | 2 | Health/Medical - Hospital | Existing | Burbank-Glendale (Pasadena for pre-2014) | SCG
NG-WtrHt-LrgInst-Gas-gt200kBtuh-0p90Et | DEER2014 | D13 v1.00 | 2013-08-02 | SCG | Hsp | Ex | Any | CZ10 | Cap-kBTUh | 2530 | 500000 | None | 0 | 0 | 0 | 0 | 0 | 7.11 | 0 | 0 | 0 | 0 | 0 | 4.71 |  |  | 2 | Health/Medical - Hospital | Existing | Riverside | SCG
NG-WtrHt-LrgInst-Gas-gt200kBtuh-0p90Et | DEER2014 | D13 v1.00 | 2013-08-02 | SCG | Hsp | Ex | Any | CZ13 | Cap-kBTUh | 2530 | 500000 | None | 0 | 0 | 0 | 0 | 0 | 7.21 | 0 | 0 | 0 | 0 | 0 | 4.71 |  |  | 2 | Health/Medical - Hospital | Existing | Fresno Area | SCG
NG-WtrHt-LrgInst-Gas-gt200kBtuh-0p90Et | DEER2014 | D13 v1.00 | 2013-08-02 | SCG | Hsp | Ex | Any | CZ14 | Cap-kBTUh | 2530 | 500000 | None | 0 | 0 | 0 | 0 | 0 | 7.29 | 0 | 0 | 0 | 0 | 0 | 4.79 |  |  | 2 | Health/Medical - Hospital | Existing | Palmdale (China Lake for pre-2014) | SCG
NG-WtrHt-LrgInst-Gas-gt200kBtuh-0p90Et | DEER2014 | D13 v1.00 | 2013-08-02 | SCG | Hsp | Ex | Any | CZ15 | Cap-kBTUh | 2530 | 500000 | None | 0 | 0 | 0 | 0 | 0 | 6.23 | 0 | 0 | 0 | 0 | 0 | 4.01 |  |  | 2 | Health/Medical - Hospital | Existing | Palm Springs-Intl (El Centro for pre-2014) | SCG
NG-WtrHt-LrgInst-Gas-gt200kBtuh-0p90Et | DEER2014 | D13 v1.00 | 2013-08-02 | SCG | Hsp | Ex | Any | CZ16 | Cap-kBTUh | 2530 | 500000 | None | 0 | 0 | 0 | 0 | 0 | 8.11 | 0 | 0 | 0 | 0 | 0 | 5.47 |  |  | 2 | Health/Medical - Hospital | Existing | Blue Canyon (Mount Shasta for pre-2014) | SCG
NG-WtrHt-LrgInst-Gas-gt200kBtuh-0p90Et | DEER2014 | D13 v1.00 | 2013-09-20 | SCG | Hsp | Ex | Any | IOU | Cap-kBTUh | 2530 | 500000 | None | 0 | 0 | 0 | 0 | 0 | 7.44 | 0 | 0 | 0 | 0 | 0 | 4.76 |  |  | 2 | Health/Medical - Hospital | Existing | IOU Territory | SCG
NG-WtrHt-LrgInst-Gas-gt200kBtuh-0p90Et | DEER2014 | D13 v1.00 | 2013-09-20 | SCG | Hsp | New | Any | IOU | Cap-kBTUh | 2530 | 500000 | None | 0 | 0 | 0 | 0 | 0 | 4.75 | 0 | 0 | 0 | 0 | 0 | 4.75 |  |  | 2 | Health/Medical - Hospital | New | IOU Territory | SCG
NG-WtrHt-LrgInst-Gas-gt200kBtuh-0p90Et | DEER2014 | D13 v1.00 | 2013-08-02 | SCG | Htl | Ex | Any | CZ05 | Cap-kBTUh | 1280 | 400000 | None | 0 | 0 | 0 | 0 | 0 | 5.37 | 0 | 0 | 0 | 0 | 0 | 3.75 |  |  | 2 | Lodging - Hotel | Existing | Santa Maria Area | SCG
NG-WtrHt-LrgInst-Gas-gt200kBtuh-0p90Et | DEER2014 | D13 v1.00 | 2013-08-02 | SCG | Htl | Ex | Any | CZ06 | Cap-kBTUh | 1280 | 400000 | None | 0 | 0 | 0 | 0 | 0 | 4.9 | 0 | 0 | 0 | 0 | 0 | 3.39 |  |  | 2 | Lodging - Hotel | Existing | Torrance (Los Angeles for pre-2014) | SCG
NG-WtrHt-LrgInst-Gas-gt200kBtuh-0p90Et | DEER2014 | D13 v1.00 | 2013-08-02 | SCG | Htl | Ex | Any | CZ08 | Cap-kBTUh | 1280 | 400000 | None | 0 | 0 | 0 | 0 | 0 | 4.75 | 0 | 0 | 0 | 0 | 0 | 3.27 |  |  | 2 | Lodging - Hotel | Existing | Fullerton (El Toro for pre-2014) | SCG
NG-WtrHt-LrgInst-Gas-gt200kBtuh-0p90Et | DEER2014 | D13 v1.00 | 2013-08-02 | SCG | Htl | Ex | Any | CZ09 | Cap-kBTUh | 1280 | 400000 | None | 0 | 0 | 0 | 0 | 0 | 4.76 | 0 | 0 | 0 | 0 | 0 | 3.27 |  |  | 2 | Lodging - Hotel | Existing | Burbank-Glendale (Pasadena for pre-2014) | SCG
NG-WtrHt-LrgInst-Gas-gt200kBtuh-0p90Et | DEER2014 | D13 v1.00 | 2013-08-02 | SCG | Htl | Ex | Any | CZ10 | Cap-kBTUh | 1280 | 400000 | None | 0 | 0 | 0 | 0 | 0 | 4.36 | 0 | 0 | 0 | 0 | 0 | 3.25 |  |  | 2 | Lodging - Hotel | Existing | Riverside | SCG
NG-WtrHt-LrgInst-Gas-gt200kBtuh-0p90Et | DEER2014 | D13 v1.00 | 2013-08-02 | SCG | Htl | Ex | Any | CZ13 | Cap-kBTUh | 1280 | 400000 | None | 0 | 0 | 0 | 0 | 0 | 4.62 | 0 | 0 | 0 | 0 | 0 | 3.25 |  |  | 2 | Lodging - Hotel | Existing | Fresno Area | SCG
NG-WtrHt-LrgInst-Gas-gt200kBtuh-0p90Et | DEER2014 | D13 v1.00 | 2013-08-02 | SCG | Htl | Ex | Any | CZ14 | Cap-kBTUh | 1280 | 400000 | None | 0 | 0 | 0 | 0 | 0 | 4.59 | 0 | 0 | 0 | 0 | 0 | 3.34 |  |  | 2 | Lodging - Hotel | Existing | Palmdale (China Lake for pre-2014) | SCG
NG-WtrHt-LrgInst-Gas-gt200kBtuh-0p90Et | DEER2014 | D13 v1.00 | 2013-08-02 | SCG | Htl | Ex | Any | CZ15 | Cap-kBTUh | 1280 | 400000 | None | 0 | 0 | 0 | 0 | 0 | 3.54 | 0 | 0 | 0 | 0 | 0 | 2.56 |  |  | 2 | Lodging - Hotel | Existing | Palm Springs-Intl (El Centro for pre-2014) | SCG
NG-WtrHt-LrgInst-Gas-gt200kBtuh-0p90Et | DEER2014 | D13 v1.00 | 2013-08-02 | SCG | Htl | Ex | Any | CZ16 | Cap-kBTUh | 1280 | 400000 | None | 0 | 0 | 0 | 0 | 0 | 5.56 | 0 | 0 | 0 | 0 | 0 | 4 |  |  | 2 | Lodging - Hotel | Existing | Blue Canyon (Mount Shasta for pre-2014) | SCG
NG-WtrHt-LrgInst-Gas-gt200kBtuh-0p90Et | DEER2014 | D13 v1.00 | 2013-09-20 | SCG | Htl | Ex | Any | IOU | Cap-kBTUh | 1280 | 400000 | None | 0 | 0 | 0 | 0 | 0 | 4.67 | 0 | 0 | 0 | 0 | 0 | 3.25 |  |  | 2 | Lodging - Hotel | Existing | IOU Territory | SCG
NG-WtrHt-LrgInst-Gas-gt200kBtuh-0p90Et | DEER2014 | D13 v1.00 | 2013-09-20 | SCG | Htl | New | Any | IOU | Cap-kBTUh | 1280 | 400000 | None | 0 | 0 | 0 | 0 | 0 | 3.19 | 0 | 0 | 0 | 0 | 0 | 3.19 |  |  | 2 | Lodging - Hotel | New | IOU Territory | SCG
NG-WtrHt-LrgInst-Gas-gt200kBtuh-0p90Et | DEER2014 | D13 v1.00 | 2013-08-02 | SCG | MBT | Ex | Any | CZ05 | Cap-kBTUh | 292 | 200000 | None | 0 | 0 | 0 | 0 | 0 | 4.01 | 0 | 0 | 0 | 0 | 0 | 1.98 |  |  | 2 | Manufacturing Biotech | Existing | Santa Maria Area | SCG
NG-WtrHt-LrgInst-Gas-gt200kBtuh-0p90Et | DEER2014 | D13 v1.00 | 2013-08-02 | SCG | MBT | Ex | Any | CZ06 | Cap-kBTUh | 292 | 200000 | None | 0 | 0 | 0 | 0 | 0 | 3.81 | 0 | 0 | 0 | 0 | 0 | 1.85 |  |  | 2 | Manufacturing Biotech | Existing | Torrance (Los Angeles for pre-2014) | SCG
NG-WtrHt-LrgInst-Gas-gt200kBtuh-0p90Et | DEER2014 | D13 v1.00 | 2013-08-02 | SCG | MBT | Ex | Any | CZ08 | Cap-kBTUh | 292 | 200000 | None | 0 | 0 | 0 | 0 | 0 | 3.74 | 0 | 0 | 0 | 0 | 0 | 1.81 |  |  | 2 | Manufacturing Biotech | Existing | Fullerton (El Toro for pre-2014) | SCG
NG-WtrHt-LrgInst-Gas-gt200kBtuh-0p90Et | DEER2014 | D13 v1.00 | 2013-08-02 | SCG | MBT | Ex | Any | CZ09 | Cap-kBTUh | 292 | 200000 | None | 0 | 0 | 0 | 0 | 0 | 3.74 | 0 | 0 | 0 | 0 | 0 | 1.81 |  |  | 2 | Manufacturing Biotech | Existing | Burbank-Glendale (Pasadena for pre-2014) | SCG
NG-WtrHt-LrgInst-Gas-gt200kBtuh-0p90Et | DEER2014 | D13 v1.00 | 2013-08-02 | SCG | MBT | Ex | Any | CZ10 | Cap-kBTUh | 292 | 200000 | None | 0 | 0 | 0 | 0 | 0 | 3.11 | 0 | 0 | 0 | 0 | 0 | 1.8 |  |  | 2 | Manufacturing Biotech | Existing | Riverside | SCG
NG-WtrHt-LrgInst-Gas-gt200kBtuh-0p90Et | DEER2014 | D13 v1.00 | 2013-08-02 | SCG | MBT | Ex | Any | CZ13 | Cap-kBTUh | 292 | 200000 | None | 0 | 0 | 0 | 0 | 0 | 3.47 | 0 | 0 | 0 | 0 | 0 | 1.8 |  |  | 2 | Manufacturing Biotech | Existing | Fresno Area | SCG
NG-WtrHt-LrgInst-Gas-gt200kBtuh-0p90Et | DEER2014 | D13 v1.00 | 2013-08-02 | SCG | MBT | Ex | Any | CZ14 | Cap-kBTUh | 292 | 200000 | None | 0 | 0 | 0 | 0 | 0 | 3.43 | 0 | 0 | 0 | 0 | 0 | 1.83 |  |  | 2 | Manufacturing Biotech | Existing | Palmdale (China Lake for pre-2014) | SCG
NG-WtrHt-LrgInst-Gas-gt200kBtuh-0p90Et | DEER2014 | D13 v1.00 | 2013-08-02 | SCG | MBT | Ex | Any | CZ15 | Cap-kBTUh | 292 | 200000 | None | 0 | 0 | 0 | 0 | 0 | 2.79 | 0 | 0 | 0 | 0 | 0 | 1.55 |  |  | 2 | Manufacturing Biotech | Existing | Palm Springs-Intl (El Centro for pre-2014) | SCG
NG-WtrHt-LrgInst-Gas-gt200kBtuh-0p90Et | DEER2014 | D13 v1.00 | 2013-08-02 | SCG | MBT | Ex | Any | CZ16 | Cap-kBTUh | 292 | 200000 | None | 0 | 0 | 0 | 0 | 0 | 3.7 | 0 | 0 | 0 | 0 | 0 | 2.07 |  |  | 2 | Manufacturing Biotech | Existing | Blue Canyon (Mount Shasta for pre-2014) | SCG
NG-WtrHt-LrgInst-Gas-gt200kBtuh-0p90Et | DEER2014 | D13 v1.00 | 2013-09-20 | SCG | MBT | Ex | Any | IOU | Cap-kBTUh | 292 | 200000 | None | 0 | 0 | 0 | 0 | 0 | 3.61 | 0 | 0 | 0 | 0 | 0 | 1.81 |  |  | 2 | Manufacturing Biotech | Existing | IOU Territory | SCG
NG-WtrHt-LrgInst-Gas-gt200kBtuh-0p90Et | DEER2014 | D13 v1.00 | 2013-09-20 | SCG | MBT | New | Any | IOU | Cap-kBTUh | 292 | 200000 | None | 0 | 0 | 0 | 0 | 0 | 1.79 | 0 | 0 | 0 | 0 | 0 | 1.79 |  |  | 2 | Manufacturing Biotech | New | IOU Territory | SCG
NG-WtrHt-LrgInst-Gas-gt200kBtuh-0p90Et | DEER2014 | D13 v1.00 | 2013-08-02 | SCG | MLI | Ex | Any | CZ05 | Cap-kBTUh | 146 | 100000 | None | 0 | 0 | 0 | 0 | 0 | 4.43 | 0 | 0 | 0 | 0 | 0 | 2.3 |  |  | 2 | Manufacturing Light Industrial | Existing | Santa Maria Area | SCG
NG-WtrHt-LrgInst-Gas-gt200kBtuh-0p90Et | DEER2014 | D13 v1.00 | 2013-08-02 | SCG | MLI | Ex | Any | CZ06 | Cap-kBTUh | 146 | 100000 | None | 0 | 0 | 0 | 0 | 0 | 4.17 | 0 | 0 | 0 | 0 | 0 | 2.14 |  |  | 2 | Manufacturing Light Industrial | Existing | Torrance (Los Angeles for pre-2014) | SCG
NG-WtrHt-LrgInst-Gas-gt200kBtuh-0p90Et | DEER2014 | D13 v1.00 | 2013-08-02 | SCG | MLI | Ex | Any | CZ08 | Cap-kBTUh | 146 | 100000 | None | 0 | 0 | 0 | 0 | 0 | 4.08 | 0 | 0 | 0 | 0 | 0 | 2.09 |  |  | 2 | Manufacturing Light Industrial | Existing | Fullerton (El Toro for pre-2014) | SCG
NG-WtrHt-LrgInst-Gas-gt200kBtuh-0p90Et | DEER2014 | D13 v1.00 | 2013-08-02 | SCG | MLI | Ex | Any | CZ09 | Cap-kBTUh | 146 | 100000 | None | 0 | 0 | 0 | 0 | 0 | 4.09 | 0 | 0 | 0 | 0 | 0 | 2.09 |  |  | 2 | Manufacturing Light Industrial | Existing | Burbank-Glendale (Pasadena for pre-2014) | SCG
NG-WtrHt-LrgInst-Gas-gt200kBtuh-0p90Et | DEER2014 | D13 v1.00 | 2013-08-02 | SCG | MLI | Ex | Any | CZ10 | Cap-kBTUh | 146 | 100000 | None | 0 | 0 | 0 | 0 | 0 | 3.43 | 0 | 0 | 0 | 0 | 0 | 2.08 |  |  | 2 | Manufacturing Light Industrial | Existing | Riverside | SCG
NG-WtrHt-LrgInst-Gas-gt200kBtuh-0p90Et | DEER2014 | D13 v1.00 | 2013-08-02 | SCG | MLI | Ex | Any | CZ13 | Cap-kBTUh | 146 | 100000 | None | 0 | 0 | 0 | 0 | 0 | 3.82 | 0 | 0 | 0 | 0 | 0 | 2.08 |  |  | 2 | Manufacturing Light Industrial | Existing | Fresno Area | SCG
NG-WtrHt-LrgInst-Gas-gt200kBtuh-0p90Et | DEER2014 | D13 v1.00 | 2013-08-02 | SCG | MLI | Ex | Any | CZ14 | Cap-kBTUh | 146 | 100000 | None | 0 | 0 | 0 | 0 | 0 | 3.78 | 0 | 0 | 0 | 0 | 0 | 2.12 |  |  | 2 | Manufacturing Light Industrial | Existing | Palmdale (China Lake for pre-2014) | SCG
NG-WtrHt-LrgInst-Gas-gt200kBtuh-0p90Et | DEER2014 | D13 v1.00 | 2013-08-02 | SCG | MLI | Ex | Any | CZ15 | Cap-kBTUh | 146 | 100000 | None | 0 | 0 | 0 | 0 | 0 | 3.04 | 0 | 0 | 0 | 0 | 0 | 1.78 |  |  | 2 | Manufacturing Light Industrial | Existing | Palm Springs-Intl (El Centro for pre-2014) | SCG
NG-WtrHt-LrgInst-Gas-gt200kBtuh-0p90Et | DEER2014 | D13 v1.00 | 2013-08-02 | SCG | MLI | Ex | Any | CZ16 | Cap-kBTUh | 146 | 100000 | None | 0 | 0 | 0 | 0 | 0 | 4.14 | 0 | 0 | 0 | 0 | 0 | 2.41 |  |  | 2 | Manufacturing Light Industrial | Existing | Blue Canyon (Mount Shasta for pre-2014) | SCG
NG-WtrHt-LrgInst-Gas-gt200kBtuh-0p90Et | DEER2014 | D13 v1.00 | 2013-09-20 | SCG | MLI | Ex | Any | IOU | Cap-kBTUh | 146 | 100000 | None | 0 | 0 | 0 | 0 | 0 | 3.95 | 0 | 0 | 0 | 0 | 0 | 2.09 |  |  | 2 | Manufacturing Light Industrial | Existing | IOU Territory | SCG
NG-WtrHt-LrgInst-Gas-gt200kBtuh-0p90Et | DEER2014 | D13 v1.00 | 2013-09-20 | SCG | MLI | New | Any | IOU | Cap-kBTUh | 146 | 100000 | None | 0 | 0 | 0 | 0 | 0 | 2.08 | 0 | 0 | 0 | 0 | 0 | 2.08 |  |  | 2 | Manufacturing Light Industrial | New | IOU Territory | SCG
NG-WtrHt-LrgInst-Gas-gt200kBtuh-0p90Et | DEER2014 | D13 v1.00 | 2013-08-02 | SCG | Mtl | Ex | Any | CZ05 | Cap-kBTUh | 118 | 60000 | None | 0 | 0 | 0 | 0 | 0 | 3.94 | 0 | 0 | 0 | 0 | 0 | 1.92 |  |  | 2 | Lodging - Motel | Existing | Santa Maria Area | SCG
NG-WtrHt-LrgInst-Gas-gt200kBtuh-0p90Et | DEER2014 | D13 v1.00 | 2013-08-02 | SCG | Mtl | Ex | Any | CZ06 | Cap-kBTUh | 118 | 60000 | None | 0 | 0 | 0 | 0 | 0 | 3.75 | 0 | 0 | 0 | 0 | 0 | 1.8 |  |  | 2 | Lodging - Motel | Existing | Torrance (Los Angeles for pre-2014) | SCG
NG-WtrHt-LrgInst-Gas-gt200kBtuh-0p90Et | DEER2014 | D13 v1.00 | 2013-08-02 | SCG | Mtl | Ex | Any | CZ08 | Cap-kBTUh | 118 | 60000 | None | 0 | 0 | 0 | 0 | 0 | 3.69 | 0 | 0 | 0 | 0 | 0 | 1.76 |  |  | 2 | Lodging - Motel | Existing | Fullerton (El Toro for pre-2014) | SCG
NG-WtrHt-LrgInst-Gas-gt200kBtuh-0p90Et | DEER2014 | D13 v1.00 | 2013-08-02 | SCG | Mtl | Ex | Any | CZ09 | Cap-kBTUh | 118 | 60000 | None | 0 | 0 | 0 | 0 | 0 | 3.69 | 0 | 0 | 0 | 0 | 0 | 1.76 |  |  | 2 | Lodging - Motel | Existing | Burbank-Glendale (Pasadena for pre-2014) | SCG
NG-WtrHt-LrgInst-Gas-gt200kBtuh-0p90Et | DEER2014 | D13 v1.00 | 2013-08-02 | SCG | Mtl | Ex | Any | CZ10 | Cap-kBTUh | 118 | 60000 | None | 0 | 0 | 0 | 0 | 0 | 3.29 | 0 | 0 | 0 | 0 | 0 | 1.75 |  |  | 2 | Lodging - Motel | Existing | Riverside | SCG
NG-WtrHt-LrgInst-Gas-gt200kBtuh-0p90Et | DEER2014 | D13 v1.00 | 2013-08-02 | SCG | Mtl | Ex | Any | CZ13 | Cap-kBTUh | 118 | 60000 | None | 0 | 0 | 0 | 0 | 0 | 3.58 | 0 | 0 | 0 | 0 | 0 | 1.75 |  |  | 2 | Lodging - Motel | Existing | Fresno Area | SCG
NG-WtrHt-LrgInst-Gas-gt200kBtuh-0p90Et | DEER2014 | D13 v1.00 | 2013-08-02 | SCG | Mtl | Ex | Any | CZ14 | Cap-kBTUh | 118 | 60000 | None | 0 | 0 | 0 | 0 | 0 | 3.46 | 0 | 0 | 0 | 0 | 0 | 1.78 |  |  | 2 | Lodging - Motel | Existing | Palmdale (China Lake for pre-2014) | SCG
NG-WtrHt-LrgInst-Gas-gt200kBtuh-0p90Et | DEER2014 | D13 v1.00 | 2013-08-02 | SCG | Mtl | Ex | Any | CZ15 | Cap-kBTUh | 118 | 60000 | None | 0 | 0 | 0 | 0 | 0 | 3 | 0 | 0 | 0 | 0 | 0 | 1.52 |  |  | 2 | Lodging - Motel | Existing | Palm Springs-Intl (El Centro for pre-2014) | SCG
NG-WtrHt-LrgInst-Gas-gt200kBtuh-0p90Et | DEER2014 | D13 v1.00 | 2013-08-02 | SCG | Mtl | Ex | Any | CZ16 | Cap-kBTUh | 118 | 60000 | None | 0 | 0 | 0 | 0 | 0 | 3.89 | 0 | 0 | 0 | 0 | 0 | 2 |  |  | 2 | Lodging - Motel | Existing | Blue Canyon (Mount Shasta for pre-2014) | SCG
NG-WtrHt-LrgInst-Gas-gt200kBtuh-0p90Et | DEER2014 | D13 v1.00 | 2013-09-20 | SCG | Mtl | Ex | Any | IOU | Cap-kBTUh | 118 | 60000 | None | 0 | 0 | 0 | 0 | 0 | 3.62 | 0 | 0 | 0 | 0 | 0 | 1.75 |  |  | 2 | Lodging - Motel | Existing | IOU Territory | SCG
NG-WtrHt-LrgInst-Gas-gt200kBtuh-0p90Et | DEER2014 | D13 v1.00 | 2013-09-20 | SCG | Mtl | New | Any | IOU | Cap-kBTUh | 118 | 60000 | None | 0 | 0 | 0 | 0 | 0 | 1.73 | 0 | 0 | 0 | 0 | 0 | 1.73 |  |  | 2 | Lodging - Motel | New | IOU Territory | SCG
NG-WtrHt-LrgInst-Gas-gt200kBtuh-0p90Et | DEER2014 | D13 v1.00 | 2013-08-02 | SCG | Nrs | Ex | Any | CZ05 | Cap-kBTUh | 572 | 120000 | None | 0 | 0 | 0 | 0 | 0 | 6.48 | 0 | 0 | 0 | 0 | 0 | 3.89 |  |  | 2 | Health/Medical - Nursing Home | Existing | Santa Maria Area | SCG
NG-WtrHt-LrgInst-Gas-gt200kBtuh-0p90Et | DEER2014 | D13 v1.00 | 2013-08-02 | SCG | Nrs | Ex | Any | CZ06 | Cap-kBTUh | 572 | 120000 | None | 0 | 0 | 0 | 0 | 0 | 6.1 | 0 | 0 | 0 | 0 | 0 | 3.62 |  |  | 2 | Health/Medical - Nursing Home | Existing | Torrance (Los Angeles for pre-2014) | SCG
NG-WtrHt-LrgInst-Gas-gt200kBtuh-0p90Et | DEER2014 | D13 v1.00 | 2013-08-02 | SCG | Nrs | Ex | Any | CZ08 | Cap-kBTUh | 572 | 120000 | None | 0 | 0 | 0 | 0 | 0 | 5.98 | 0 | 0 | 0 | 0 | 0 | 3.53 |  |  | 2 | Health/Medical - Nursing Home | Existing | Fullerton (El Toro for pre-2014) | SCG
NG-WtrHt-LrgInst-Gas-gt200kBtuh-0p90Et | DEER2014 | D13 v1.00 | 2013-08-02 | SCG | Nrs | Ex | Any | CZ09 | Cap-kBTUh | 572 | 120000 | None | 0 | 0 | 0 | 0 | 0 | 5.98 | 0 | 0 | 0 | 0 | 0 | 3.53 |  |  | 2 | Health/Medical - Nursing Home | Existing | Burbank-Glendale (Pasadena for pre-2014) | SCG
NG-WtrHt-LrgInst-Gas-gt200kBtuh-0p90Et | DEER2014 | D13 v1.00 | 2013-08-02 | SCG | Nrs | Ex | Any | CZ10 | Cap-kBTUh | 572 | 120000 | None | 0 | 0 | 0 | 0 | 0 | 5.69 | 0 | 0 | 0 | 0 | 0 | 3.51 |  |  | 2 | Health/Medical - Nursing Home | Existing | Riverside | SCG
NG-WtrHt-LrgInst-Gas-gt200kBtuh-0p90Et | DEER2014 | D13 v1.00 | 2013-08-02 | SCG | Nrs | Ex | Any | CZ13 | Cap-kBTUh | 572 | 120000 | None | 0 | 0 | 0 | 0 | 0 | 5.8 | 0 | 0 | 0 | 0 | 0 | 3.52 |  |  | 2 | Health/Medical - Nursing Home | Existing | Fresno Area | SCG
NG-WtrHt-LrgInst-Gas-gt200kBtuh-0p90Et | DEER2014 | D13 v1.00 | 2013-08-02 | SCG | Nrs | Ex | Any | CZ14 | Cap-kBTUh | 572 | 120000 | None | 0 | 0 | 0 | 0 | 0 | 5.86 | 0 | 0 | 0 | 0 | 0 | 3.58 |  |  | 2 | Health/Medical - Nursing Home | Existing | Palmdale (China Lake for pre-2014) | SCG
NG-WtrHt-LrgInst-Gas-gt200kBtuh-0p90Et | DEER2014 | D13 v1.00 | 2013-08-02 | SCG | Nrs | Ex | Any | CZ15 | Cap-kBTUh | 572 | 120000 | None | 0 | 0 | 0 | 0 | 0 | 5.02 | 0 | 0 | 0 | 0 | 0 | 3 |  |  | 2 | Health/Medical - Nursing Home | Existing | Palm Springs-Intl (El Centro for pre-2014) | SCG
NG-WtrHt-LrgInst-Gas-gt200kBtuh-0p90Et | DEER2014 | D13 v1.00 | 2013-08-02 | SCG | Nrs | Ex | Any | CZ16 | Cap-kBTUh | 572 | 120000 | None | 0 | 0 | 0 | 0 | 0 | 6.49 | 0 | 0 | 0 | 0 | 0 | 4.08 |  |  | 2 | Health/Medical - Nursing Home | Existing | Blue Canyon (Mount Shasta for pre-2014) | SCG
NG-WtrHt-LrgInst-Gas-gt200kBtuh-0p90Et | DEER2014 | D13 v1.00 | 2013-09-20 | SCG | Nrs | Ex | Any | IOU | Cap-kBTUh | 572 | 120000 | None | 0 | 0 | 0 | 0 | 0 | 5.96 | 0 | 0 | 0 | 0 | 0 | 3.55 |  |  | 2 | Health/Medical - Nursing Home | Existing | IOU Territory | SCG
NG-WtrHt-LrgInst-Gas-gt200kBtuh-0p90Et | DEER2014 | D13 v1.00 | 2013-09-20 | SCG | Nrs | New | Any | IOU | Cap-kBTUh | 572 | 120000 | None | 0 | 0 | 0 | 0 | 0 | 3.54 | 0 | 0 | 0 | 0 | 0 | 3.54 |  |  | 2 | Health/Medical - Nursing Home | New | IOU Territory | SCG
NG-WtrHt-LrgInst-Gas-gt200kBtuh-0p90Et | DEER2014 | D13 v1.00 | 2013-08-02 | SCG | OfL | Ex | Any | CZ05 | Cap-kBTUh | 146 | 175000 | None | 0 | 0 | 0 | 0 | 0 | 5.05 | 0 | 0 | 0 | 0 | 0 | 2.73 |  |  | 2 | Office - Large | Existing | Santa Maria Area | SCG
NG-WtrHt-LrgInst-Gas-gt200kBtuh-0p90Et | DEER2014 | D13 v1.00 | 2013-08-02 | SCG | OfL | Ex | Any | CZ06 | Cap-kBTUh | 146 | 175000 | None | 0 | 0 | 0 | 0 | 0 | 4.79 | 0 | 0 | 0 | 0 | 0 | 2.55 |  |  | 2 | Office - Large | Existing | Torrance (Los Angeles for pre-2014) | SCG
NG-WtrHt-LrgInst-Gas-gt200kBtuh-0p90Et | DEER2014 | D13 v1.00 | 2013-08-02 | SCG | OfL | Ex | Any | CZ08 | Cap-kBTUh | 146 | 175000 | None | 0 | 0 | 0 | 0 | 0 | 4.72 | 0 | 0 | 0 | 0 | 0 | 2.49 |  |  | 2 | Office - Large | Existing | Fullerton (El Toro for pre-2014) | SCG
NG-WtrHt-LrgInst-Gas-gt200kBtuh-0p90Et | DEER2014 | D13 v1.00 | 2013-08-02 | SCG | OfL | Ex | Any | CZ09 | Cap-kBTUh | 146 | 175000 | None | 0 | 0 | 0 | 0 | 0 | 4.75 | 0 | 0 | 0 | 0 | 0 | 2.49 |  |  | 2 | Office - Large | Existing | Burbank-Glendale (Pasadena for pre-2014) | SCG
NG-WtrHt-LrgInst-Gas-gt200kBtuh-0p90Et | DEER2014 | D13 v1.00 | 2013-08-02 | SCG | OfL | Ex | Any | CZ10 | Cap-kBTUh | 146 | 175000 | None | 0 | 0 | 0 | 0 | 0 | 4.24 | 0 | 0 | 0 | 0 | 0 | 2.48 |  |  | 2 | Office - Large | Existing | Riverside | SCG
NG-WtrHt-LrgInst-Gas-gt200kBtuh-0p90Et | DEER2014 | D13 v1.00 | 2013-08-02 | SCG | OfL | Ex | Any | CZ13 | Cap-kBTUh | 146 | 175000 | None | 0 | 0 | 0 | 0 | 0 | 4.56 | 0 | 0 | 0 | 0 | 0 | 2.48 |  |  | 2 | Office - Large | Existing | Fresno Area | SCG
NG-WtrHt-LrgInst-Gas-gt200kBtuh-0p90Et | DEER2014 | D13 v1.00 | 2013-08-02 | SCG | OfL | Ex | Any | CZ14 | Cap-kBTUh | 146 | 175000 | None | 0 | 0 | 0 | 0 | 0 | 4.51 | 0 | 0 | 0 | 0 | 0 | 2.53 |  |  | 2 | Office - Large | Existing | Palmdale (China Lake for pre-2014) | SCG
NG-WtrHt-LrgInst-Gas-gt200kBtuh-0p90Et | DEER2014 | D13 v1.00 | 2013-08-02 | SCG | OfL | Ex | Any | CZ15 | Cap-kBTUh | 146 | 175000 | None | 0 | 0 | 0 | 0 | 0 | 3.8 | 0 | 0 | 0 | 0 | 0 | 2.14 |  |  | 2 | Office - Large | Existing | Palm Springs-Intl (El Centro for pre-2014) | SCG
NG-WtrHt-LrgInst-Gas-gt200kBtuh-0p90Et | DEER2014 | D13 v1.00 | 2013-08-02 | SCG | OfL | Ex | Any | CZ16 | Cap-kBTUh | 146 | 175000 | None | 0 | 0 | 0 | 0 | 0 | 4.99 | 0 | 0 | 0 | 0 | 0 | 2.86 |  |  | 2 | Office - Large | Existing | Blue Canyon (Mount Shasta for pre-2014) | SCG
NG-WtrHt-LrgInst-Gas-gt200kBtuh-0p90Et | DEER2014 | D13 v1.00 | 2013-09-20 | SCG | OfL | Ex | Any | IOU | Cap-kBTUh | 146 | 175000 | None | 0 | 0 | 0 | 0 | 0 | 4.71 | 0 | 0 | 0 | 0 | 0 | 2.5 |  |  | 2 | Office - Large | Existing | IOU Territory | SCG
NG-WtrHt-LrgInst-Gas-gt200kBtuh-0p90Et | DEER2014 | D13 v1.00 | 2013-09-20 | SCG | OfL | New | Any | IOU | Cap-kBTUh | 146 | 175000 | None | 0 | 0 | 0 | 0 | 0 | 2.49 | 0 | 0 | 0 | 0 | 0 | 2.49 |  |  | 2 | Office - Large | New | IOU Territory | SCG
NG-WtrHt-LrgInst-Gas-gt200kBtuh-0p90Et | DEER2014 | D13 v1.00 | 2013-08-02 | SCG | OfS | Ex | Any | CZ05 | Cap-kBTUh | 43.7 | 10000 | None | 0 | 0 | 0 | 0 | 0 | 2.45 | 0 | 0 | 0 | 0 | 0 | 0.768 |  |  | 2 | Office - Small | Existing | Santa Maria Area | SCG
NG-WtrHt-LrgInst-Gas-gt200kBtuh-0p90Et | DEER2014 | D13 v1.00 | 2013-08-02 | SCG | OfS | Ex | Any | CZ06 | Cap-kBTUh | 43.7 | 10000 | None | 0 | 0 | 0 | 0 | 0 | 2.38 | 0 | 0 | 0 | 0 | 0 | 0.73 |  |  | 2 | Office - Small | Existing | Torrance (Los Angeles for pre-2014) | SCG
NG-WtrHt-LrgInst-Gas-gt200kBtuh-0p90Et | DEER2014 | D13 v1.00 | 2013-08-02 | SCG | OfS | Ex | Any | CZ08 | Cap-kBTUh | 43.7 | 10000 | None | 0 | 0 | 0 | 0 | 0 | 2.35 | 0 | 0 | 0 | 0 | 0 | 0.717 |  |  | 2 | Office - Small | Existing | Fullerton (El Toro for pre-2014) | SCG
NG-WtrHt-LrgInst-Gas-gt200kBtuh-0p90Et | DEER2014 | D13 v1.00 | 2013-08-02 | SCG | OfS | Ex | Any | CZ09 | Cap-kBTUh | 43.7 | 10000 | None | 0 | 0 | 0 | 0 | 0 | 2.36 | 0 | 0 | 0 | 0 | 0 | 0.717 |  |  | 2 | Office - Small | Existing | Burbank-Glendale (Pasadena for pre-2014) | SCG
NG-WtrHt-LrgInst-Gas-gt200kBtuh-0p90Et | DEER2014 | D13 v1.00 | 2013-08-02 | SCG | OfS | Ex | Any | CZ10 | Cap-kBTUh | 43.7 | 10000 | None | 0 | 0 | 0 | 0 | 0 | 2.11 | 0 | 0 | 0 | 0 | 0 | 0.714 |  |  | 2 | Office - Small | Existing | Riverside | SCG
NG-WtrHt-LrgInst-Gas-gt200kBtuh-0p90Et | DEER2014 | D13 v1.00 | 2013-08-02 | SCG | OfS | Ex | Any | CZ13 | Cap-kBTUh | 43.7 | 10000 | None | 0 | 0 | 0 | 0 | 0 | 2.29 | 0 | 0 | 0 | 0 | 0 | 0.716 |  |  | 2 | Office - Small | Existing | Fresno Area | SCG
NG-WtrHt-LrgInst-Gas-gt200kBtuh-0p90Et | DEER2014 | D13 v1.00 | 2013-08-02 | SCG | OfS | Ex | Any | CZ14 | Cap-kBTUh | 43.7 | 10000 | None | 0 | 0 | 0 | 0 | 0 | 2.17 | 0 | 0 | 0 | 0 | 0 | 0.723 |  |  | 2 | Office - Small | Existing | Palmdale (China Lake for pre-2014) | SCG
NG-WtrHt-LrgInst-Gas-gt200kBtuh-0p90Et | DEER2014 | D13 v1.00 | 2013-08-02 | SCG | OfS | Ex | Any | CZ15 | Cap-kBTUh | 43.7 | 10000 | None | 0 | 0 | 0 | 0 | 0 | 1.98 | 0 | 0 | 0 | 0 | 0 | 0.644 |  |  | 2 | Office - Small | Existing | Palm Springs-Intl (El Centro for pre-2014) | SCG
NG-WtrHt-LrgInst-Gas-gt200kBtuh-0p90Et | DEER2014 | D13 v1.00 | 2013-08-02 | SCG | OfS | Ex | Any | CZ16 | Cap-kBTUh | 43.7 | 10000 | None | 0 | 0 | 0 | 0 | 0 | 2.36 | 0 | 0 | 0 | 0 | 0 | 0.792 |  |  | 2 | Office - Small | Existing | Blue Canyon (Mount Shasta for pre-2014) | SCG
NG-WtrHt-LrgInst-Gas-gt200kBtuh-0p90Et | DEER2014 | D13 v1.00 | 2013-09-20 | SCG | OfS | Ex | Any | IOU | Cap-kBTUh | 43.7 | 10000 | None | 0 | 0 | 0 | 0 | 0 | 2.3 | 0 | 0 | 0 | 0 | 0 | 0.717 |  |  | 2 | Office - Small | Existing | IOU Territory | SCG
NG-WtrHt-LrgInst-Gas-gt200kBtuh-0p90Et | DEER2014 | D13 v1.00 | 2013-09-20 | SCG | OfS | New | Any | IOU | Cap-kBTUh | 43.7 | 10000 | None | 0 | 0 | 0 | 0 | 0 | 0.713 | 0 | 0 | 0 | 0 | 0 | 0.713 |  |  | 2 | Office - Small | New | IOU Territory | SCG
NG-WtrHt-LrgInst-Gas-gt200kBtuh-0p90Et | DEER2014 | D13 v1.00 | 2013-08-02 | SCG | RFF | Ex | Any | CZ05 | Cap-kBTUh | 87.5 | 4000 | None | 0 | 0 | 0 | 0 | 0 | 3.63 | 0 | 0 | 0 | 0 | 0 | 1.72 |  |  | 2 | Restaurant - Fast-Food | Existing | Santa Maria Area | SCG
NG-WtrHt-LrgInst-Gas-gt200kBtuh-0p90Et | DEER2014 | D13 v1.00 | 2013-08-02 | SCG | RFF | Ex | Any | CZ06 | Cap-kBTUh | 87.5 | 4000 | None | 0 | 0 | 0 | 0 | 0 | 3.45 | 0 | 0 | 0 | 0 | 0 | 1.6 |  |  | 2 | Restaurant - Fast-Food | Existing | Torrance (Los Angeles for pre-2014) | SCG
NG-WtrHt-LrgInst-Gas-gt200kBtuh-0p90Et | DEER2014 | D13 v1.00 | 2013-08-02 | SCG | RFF | Ex | Any | CZ08 | Cap-kBTUh | 87.5 | 4000 | None | 0 | 0 | 0 | 0 | 0 | 3.4 | 0 | 0 | 0 | 0 | 0 | 1.57 |  |  | 2 | Restaurant - Fast-Food | Existing | Fullerton (El Toro for pre-2014) | SCG
NG-WtrHt-LrgInst-Gas-gt200kBtuh-0p90Et | DEER2014 | D13 v1.00 | 2013-08-02 | SCG | RFF | Ex | Any | CZ09 | Cap-kBTUh | 87.5 | 4000 | None | 0 | 0 | 0 | 0 | 0 | 3.43 | 0 | 0 | 0 | 0 | 0 | 1.57 |  |  | 2 | Restaurant - Fast-Food | Existing | Burbank-Glendale (Pasadena for pre-2014) | SCG
NG-WtrHt-LrgInst-Gas-gt200kBtuh-0p90Et | DEER2014 | D13 v1.00 | 2013-08-02 | SCG | RFF | Ex | Any | CZ10 | Cap-kBTUh | 87.5 | 4000 | None | 0 | 0 | 0 | 0 | 0 | 2.97 | 0 | 0 | 0 | 0 | 0 | 1.56 |  |  | 2 | Restaurant - Fast-Food | Existing | Riverside | SCG
NG-WtrHt-LrgInst-Gas-gt200kBtuh-0p90Et | DEER2014 | D13 v1.00 | 2013-08-02 | SCG | RFF | Ex | Any | CZ13 | Cap-kBTUh | 87.5 | 4000 | None | 0 | 0 | 0 | 0 | 0 | 3.21 | 0 | 0 | 0 | 0 | 0 | 1.56 |  |  | 2 | Restaurant - Fast-Food | Existing | Fresno Area | SCG
NG-WtrHt-LrgInst-Gas-gt200kBtuh-0p90Et | DEER2014 | D13 v1.00 | 2013-08-02 | SCG | RFF | Ex | Any | CZ14 | Cap-kBTUh | 87.5 | 4000 | None | 0 | 0 | 0 | 0 | 0 | 3.1 | 0 | 0 | 0 | 0 | 0 | 1.59 |  |  | 2 | Restaurant - Fast-Food | Existing | Palmdale (China Lake for pre-2014) | SCG
NG-WtrHt-LrgInst-Gas-gt200kBtuh-0p90Et | DEER2014 | D13 v1.00 | 2013-08-02 | SCG | RFF | Ex | Any | CZ15 | Cap-kBTUh | 87.5 | 4000 | None | 0 | 0 | 0 | 0 | 0 | 2.69 | 0 | 0 | 0 | 0 | 0 | 1.35 |  |  | 2 | Restaurant - Fast-Food | Existing | Palm Springs-Intl (El Centro for pre-2014) | SCG
NG-WtrHt-LrgInst-Gas-gt200kBtuh-0p90Et | DEER2014 | D13 v1.00 | 2013-08-02 | SCG | RFF | Ex | Any | CZ16 | Cap-kBTUh | 87.5 | 4000 | None | 0 | 0 | 0 | 0 | 0 | 3.43 | 0 | 0 | 0 | 0 | 0 | 1.79 |  |  | 2 | Restaurant - Fast-Food | Existing | Blue Canyon (Mount Shasta for pre-2014) | SCG
NG-WtrHt-LrgInst-Gas-gt200kBtuh-0p90Et | DEER2014 | D13 v1.00 | 2013-09-20 | SCG | RFF | Ex | Any | IOU | Cap-kBTUh | 87.5 | 4000 | None | 0 | 0 | 0 | 0 | 0 | 3.31 | 0 | 0 | 0 | 0 | 0 | 1.57 |  |  | 2 | Restaurant - Fast-Food | Existing | IOU Territory | SCG
NG-WtrHt-LrgInst-Gas-gt200kBtuh-0p90Et | DEER2014 | D13 v1.00 | 2013-09-20 | SCG | RFF | New | Any | IOU | Cap-kBTUh | 87.5 | 4000 | None | 0 | 0 | 0 | 0 | 0 | 1.57 | 0 | 0 | 0 | 0 | 0 | 1.57 |  |  | 2 | Restaurant - Fast-Food | New | IOU Territory | SCG
NG-WtrHt-LrgInst-Gas-gt200kBtuh-0p90Et | DEER2014 | D13 v1.00 | 2013-08-02 | SCG | RSD | Ex | Any | CZ05 | Cap-kBTUh | 90.9 | 11200 | None | 0 | 0 | 0 | 0 | 0 | 4.99 | 0 | 0 | 0 | 0 | 0 | 2.76 |  |  | 2 | Restaurant - Sit-Down | Existing | Santa Maria Area | SCG
NG-WtrHt-LrgInst-Gas-gt200kBtuh-0p90Et | DEER2014 | D13 v1.00 | 2013-08-02 | SCG | RSD | Ex | Any | CZ06 | Cap-kBTUh | 90.9 | 11200 | None | 0 | 0 | 0 | 0 | 0 | 4.71 | 0 | 0 | 0 | 0 | 0 | 2.57 |  |  | 2 | Restaurant - Sit-Down | Existing | Torrance (Los Angeles for pre-2014) | SCG
NG-WtrHt-LrgInst-Gas-gt200kBtuh-0p90Et | DEER2014 | D13 v1.00 | 2013-08-02 | SCG | RSD | Ex | Any | CZ08 | Cap-kBTUh | 90.9 | 11200 | None | 0 | 0 | 0 | 0 | 0 | 4.62 | 0 | 0 | 0 | 0 | 0 | 2.5 |  |  | 2 | Restaurant - Sit-Down | Existing | Fullerton (El Toro for pre-2014) | SCG
NG-WtrHt-LrgInst-Gas-gt200kBtuh-0p90Et | DEER2014 | D13 v1.00 | 2013-08-02 | SCG | RSD | Ex | Any | CZ09 | Cap-kBTUh | 90.9 | 11200 | None | 0 | 0 | 0 | 0 | 0 | 4.66 | 0 | 0 | 0 | 0 | 0 | 2.5 |  |  | 2 | Restaurant - Sit-Down | Existing | Burbank-Glendale (Pasadena for pre-2014) | SCG
NG-WtrHt-LrgInst-Gas-gt200kBtuh-0p90Et | DEER2014 | D13 v1.00 | 2013-08-02 | SCG | RSD | Ex | Any | CZ10 | Cap-kBTUh | 90.9 | 11200 | None | 0 | 0 | 0 | 0 | 0 | 4.09 | 0 | 0 | 0 | 0 | 0 | 2.49 |  |  | 2 | Restaurant - Sit-Down | Existing | Riverside | SCG
NG-WtrHt-LrgInst-Gas-gt200kBtuh-0p90Et | DEER2014 | D13 v1.00 | 2013-08-02 | SCG | RSD | Ex | Any | CZ13 | Cap-kBTUh | 90.9 | 11200 | None | 0 | 0 | 0 | 0 | 0 | 4.38 | 0 | 0 | 0 | 0 | 0 | 2.49 |  |  | 2 | Restaurant - Sit-Down | Existing | Fresno Area | SCG
NG-WtrHt-LrgInst-Gas-gt200kBtuh-0p90Et | DEER2014 | D13 v1.00 | 2013-08-02 | SCG | RSD | Ex | Any | CZ14 | Cap-kBTUh | 90.9 | 11200 | None | 0 | 0 | 0 | 0 | 0 | 4.26 | 0 | 0 | 0 | 0 | 0 | 2.54 |  |  | 2 | Restaurant - Sit-Down | Existing | Palmdale (China Lake for pre-2014) | SCG
NG-WtrHt-LrgInst-Gas-gt200kBtuh-0p90Et | DEER2014 | D13 v1.00 | 2013-08-02 | SCG | RSD | Ex | Any | CZ15 | Cap-kBTUh | 90.9 | 11200 | None | 0 | 0 | 0 | 0 | 0 | 3.61 | 0 | 0 | 0 | 0 | 0 | 2.13 |  |  | 2 | Restaurant - Sit-Down | Existing | Palm Springs-Intl (El Centro for pre-2014) | SCG
NG-WtrHt-LrgInst-Gas-gt200kBtuh-0p90Et | DEER2014 | D13 v1.00 | 2013-08-02 | SCG | RSD | Ex | Any | CZ16 | Cap-kBTUh | 90.9 | 11200 | None | 0 | 0 | 0 | 0 | 0 | 4.78 | 0 | 0 | 0 | 0 | 0 | 2.88 |  |  | 2 | Restaurant - Sit-Down | Existing | Blue Canyon (Mount Shasta for pre-2014) | SCG
NG-WtrHt-LrgInst-Gas-gt200kBtuh-0p90Et | DEER2014 | D13 v1.00 | 2013-09-20 | SCG | RSD | Ex | Any | IOU | Cap-kBTUh | 90.9 | 11200 | None | 0 | 0 | 0 | 0 | 0 | 4.51 | 0 | 0 | 0 | 0 | 0 | 2.51 |  |  | 2 | Restaurant - Sit-Down | Existing | IOU Territory | SCG
NG-WtrHt-LrgInst-Gas-gt200kBtuh-0p90Et | DEER2014 | D13 v1.00 | 2013-09-20 | SCG | RSD | New | Any | IOU | Cap-kBTUh | 90.9 | 11200 | None | 0 | 0 | 0 | 0 | 0 | 2.5 | 0 | 0 | 0 | 0 | 0 | 2.5 |  |  | 2 | Restaurant - Sit-Down | New | IOU Territory | SCG
NG-WtrHt-LrgInst-Gas-gt200kBtuh-0p90Et | DEER2014 | D13 v1.00 | 2013-08-02 | SCG | Rt3 | Ex | Any | CZ05 | Cap-kBTUh | 87.5 | 120000 | None | 0 | 0 | 0 | 0 | 0 | 3.07 | 0 | 0 | 0 | 0 | 0 | 1.33 |  |  | 2 | Retail - Multistory Large | Existing | Santa Maria Area | SCG
NG-WtrHt-LrgInst-Gas-gt200kBtuh-0p90Et | DEER2014 | D13 v1.00 | 2013-08-02 | SCG | Rt3 | Ex | Any | CZ06 | Cap-kBTUh | 87.5 | 120000 | None | 0 | 0 | 0 | 0 | 0 | 2.96 | 0 | 0 | 0 | 0 | 0 | 1.25 |  |  | 2 | Retail - Multistory Large | Existing | Torrance (Los Angeles for pre-2014) | SCG
NG-WtrHt-LrgInst-Gas-gt200kBtuh-0p90Et | DEER2014 | D13 v1.00 | 2013-08-02 | SCG | Rt3 | Ex | Any | CZ08 | Cap-kBTUh | 87.5 | 120000 | None | 0 | 0 | 0 | 0 | 0 | 2.92 | 0 | 0 | 0 | 0 | 0 | 1.23 |  |  | 2 | Retail - Multistory Large | Existing | Fullerton (El Toro for pre-2014) | SCG
NG-WtrHt-LrgInst-Gas-gt200kBtuh-0p90Et | DEER2014 | D13 v1.00 | 2013-08-02 | SCG | Rt3 | Ex | Any | CZ09 | Cap-kBTUh | 87.5 | 120000 | None | 0 | 0 | 0 | 0 | 0 | 2.9 | 0 | 0 | 0 | 0 | 0 | 1.23 |  |  | 2 | Retail - Multistory Large | Existing | Burbank-Glendale (Pasadena for pre-2014) | SCG
NG-WtrHt-LrgInst-Gas-gt200kBtuh-0p90Et | DEER2014 | D13 v1.00 | 2013-08-02 | SCG | Rt3 | Ex | Any | CZ10 | Cap-kBTUh | 87.5 | 120000 | None | 0 | 0 | 0 | 0 | 0 | 2.54 | 0 | 0 | 0 | 0 | 0 | 1.22 |  |  | 2 | Retail - Multistory Large | Existing | Riverside | SCG
NG-WtrHt-LrgInst-Gas-gt200kBtuh-0p90Et | DEER2014 | D13 v1.00 | 2013-08-02 | SCG | Rt3 | Ex | Any | CZ13 | Cap-kBTUh | 87.5 | 120000 | None | 0 | 0 | 0 | 0 | 0 | 2.72 | 0 | 0 | 0 | 0 | 0 | 1.22 |  |  | 2 | Retail - Multistory Large | Existing | Fresno Area | SCG
NG-WtrHt-LrgInst-Gas-gt200kBtuh-0p90Et | DEER2014 | D13 v1.00 | 2013-08-02 | SCG | Rt3 | Ex | Any | CZ14 | Cap-kBTUh | 87.5 | 120000 | None | 0 | 0 | 0 | 0 | 0 | 2.7 | 0 | 0 | 0 | 0 | 0 | 1.24 |  |  | 2 | Retail - Multistory Large | Existing | Palmdale (China Lake for pre-2014) | SCG
NG-WtrHt-LrgInst-Gas-gt200kBtuh-0p90Et | DEER2014 | D13 v1.00 | 2013-08-02 | SCG | Rt3 | Ex | Any | CZ15 | Cap-kBTUh | 87.5 | 120000 | None | 0 | 0 | 0 | 0 | 0 | 2.35 | 0 | 0 | 0 | 0 | 0 | 1.08 |  |  | 2 | Retail - Multistory Large | Existing | Palm Springs-Intl (El Centro for pre-2014) | SCG
NG-WtrHt-LrgInst-Gas-gt200kBtuh-0p90Et | DEER2014 | D13 v1.00 | 2013-08-02 | SCG | Rt3 | Ex | Any | CZ16 | Cap-kBTUh | 87.5 | 120000 | None | 0 | 0 | 0 | 0 | 0 | 2.89 | 0 | 0 | 0 | 0 | 0 | 1.38 |  |  | 2 | Retail - Multistory Large | Existing | Blue Canyon (Mount Shasta for pre-2014) | SCG
NG-WtrHt-LrgInst-Gas-gt200kBtuh-0p90Et | DEER2014 | D13 v1.00 | 2013-09-20 | SCG | Rt3 | Ex | Any | IOU | Cap-kBTUh | 87.5 | 120000 | None | 0 | 0 | 0 | 0 | 0 | 2.83 | 0 | 0 | 0 | 0 | 0 | 1.23 |  |  | 2 | Retail - Multistory Large | Existing | IOU Territory | SCG
NG-WtrHt-LrgInst-Gas-gt200kBtuh-0p90Et | DEER2014 | D13 v1.00 | 2013-09-20 | SCG | Rt3 | New | Any | IOU | Cap-kBTUh | 87.5 | 120000 | None | 0 | 0 | 0 | 0 | 0 | 1.22 | 0 | 0 | 0 | 0 | 0 | 1.22 |  |  | 2 | Retail - Multistory Large | New | IOU Territory | SCG
NG-WtrHt-LrgInst-Gas-gt200kBtuh-0p90Et | DEER2014 | D13 v1.00 | 2013-08-02 | SCG | RtL | Ex | Any | CZ05 | Cap-kBTUh | 87.5 | 131000 | None | 0 | 0 | 0 | 0 | 0 | 2.62 | 0 | 0 | 0 | 0 | 0 | 0.963 |  |  | 2 | Retail - Single-Story Large | Existing | Santa Maria Area | SCG
NG-WtrHt-LrgInst-Gas-gt200kBtuh-0p90Et | DEER2014 | D13 v1.00 | 2013-08-02 | SCG | RtL | Ex | Any | CZ06 | Cap-kBTUh | 87.5 | 131000 | None | 0 | 0 | 0 | 0 | 0 | 2.53 | 0 | 0 | 0 | 0 | 0 | 0.912 |  |  | 2 | Retail - Single-Story Large | Existing | Torrance (Los Angeles for pre-2014) | SCG
NG-WtrHt-LrgInst-Gas-gt200kBtuh-0p90Et | DEER2014 | D13 v1.00 | 2013-08-02 | SCG | RtL | Ex | Any | CZ08 | Cap-kBTUh | 87.5 | 131000 | None | 0 | 0 | 0 | 0 | 0 | 2.5 | 0 | 0 | 0 | 0 | 0 | 0.896 |  |  | 2 | Retail - Single-Story Large | Existing | Fullerton (El Toro for pre-2014) | SCG
NG-WtrHt-LrgInst-Gas-gt200kBtuh-0p90Et | DEER2014 | D13 v1.00 | 2013-08-02 | SCG | RtL | Ex | Any | CZ09 | Cap-kBTUh | 87.5 | 131000 | None | 0 | 0 | 0 | 0 | 0 | 2.48 | 0 | 0 | 0 | 0 | 0 | 0.896 |  |  | 2 | Retail - Single-Story Large | Existing | Burbank-Glendale (Pasadena for pre-2014) | SCG
NG-WtrHt-LrgInst-Gas-gt200kBtuh-0p90Et | DEER2014 | D13 v1.00 | 2013-08-02 | SCG | RtL | Ex | Any | CZ10 | Cap-kBTUh | 87.5 | 131000 | None | 0 | 0 | 0 | 0 | 0 | 2.16 | 0 | 0 | 0 | 0 | 0 | 0.893 |  |  | 2 | Retail - Single-Story Large | Existing | Riverside | SCG
NG-WtrHt-LrgInst-Gas-gt200kBtuh-0p90Et | DEER2014 | D13 v1.00 | 2013-08-02 | SCG | RtL | Ex | Any | CZ13 | Cap-kBTUh | 87.5 | 131000 | None | 0 | 0 | 0 | 0 | 0 | 2.32 | 0 | 0 | 0 | 0 | 0 | 0.894 |  |  | 2 | Retail - Single-Story Large | Existing | Fresno Area | SCG
NG-WtrHt-LrgInst-Gas-gt200kBtuh-0p90Et | DEER2014 | D13 v1.00 | 2013-08-02 | SCG | RtL | Ex | Any | CZ14 | Cap-kBTUh | 87.5 | 131000 | None | 0 | 0 | 0 | 0 | 0 | 2.29 | 0 | 0 | 0 | 0 | 0 | 0.906 |  |  | 2 | Retail - Single-Story Large | Existing | Palmdale (China Lake for pre-2014) | SCG
NG-WtrHt-LrgInst-Gas-gt200kBtuh-0p90Et | DEER2014 | D13 v1.00 | 2013-08-02 | SCG | RtL | Ex | Any | CZ15 | Cap-kBTUh | 87.5 | 131000 | None | 0 | 0 | 0 | 0 | 0 | 2.02 | 0 | 0 | 0 | 0 | 0 | 0.799 |  |  | 2 | Retail - Single-Story Large | Existing | Palm Springs-Intl (El Centro for pre-2014) | SCG
NG-WtrHt-LrgInst-Gas-gt200kBtuh-0p90Et | DEER2014 | D13 v1.00 | 2013-08-02 | SCG | RtL | Ex | Any | CZ16 | Cap-kBTUh | 87.5 | 131000 | None | 0 | 0 | 0 | 0 | 0 | 2.44 | 0 | 0 | 0 | 0 | 0 | 0.999 |  |  | 2 | Retail - Single-Story Large | Existing | Blue Canyon (Mount Shasta for pre-2014) | SCG
NG-WtrHt-LrgInst-Gas-gt200kBtuh-0p90Et | DEER2014 | D13 v1.00 | 2013-09-20 | SCG | RtL | Ex | Any | IOU | Cap-kBTUh | 87.5 | 131000 | None | 0 | 0 | 0 | 0 | 0 | 2.42 | 0 | 0 | 0 | 0 | 0 | 0.898 |  |  | 2 | Retail - Single-Story Large | Existing | IOU Territory | SCG
NG-WtrHt-LrgInst-Gas-gt200kBtuh-0p90Et | DEER2014 | D13 v1.00 | 2013-09-20 | SCG | RtL | New | Any | IOU | Cap-kBTUh | 87.5 | 131000 | None | 0 | 0 | 0 | 0 | 0 | 0.896 | 0 | 0 | 0 | 0 | 0 | 0.896 |  |  | 2 | Retail - Single-Story Large | New | IOU Territory | SCG
NG-WtrHt-LrgInst-Gas-gt200kBtuh-0p90Et | DEER2014 | D13 v1.00 | 2013-08-02 | SCG | RtS | Ex | Any | CZ05 | Cap-kBTUh | 14.6 | 32000 | None | 0 | 0 | 0 | 0 | 0 | 3.55 | 0 | 0 | 0 | 0 | 0 | 1.64 |  |  | 2 | Retail - Small | Existing | Santa Maria Area | SCG
NG-WtrHt-LrgInst-Gas-gt200kBtuh-0p90Et | DEER2014 | D13 v1.00 | 2013-08-02 | SCG | RtS | Ex | Any | CZ06 | Cap-kBTUh | 14.6 | 32000 | None | 0 | 0 | 0 | 0 | 0 | 3.38 | 0 | 0 | 0 | 0 | 0 | 1.54 |  |  | 2 | Retail - Small | Existing | Torrance (Los Angeles for pre-2014) | SCG
NG-WtrHt-LrgInst-Gas-gt200kBtuh-0p90Et | DEER2014 | D13 v1.00 | 2013-08-02 | SCG | RtS | Ex | Any | CZ08 | Cap-kBTUh | 14.6 | 32000 | None | 0 | 0 | 0 | 0 | 0 | 3.31 | 0 | 0 | 0 | 0 | 0 | 1.5 |  |  | 2 | Retail - Small | Existing | Fullerton (El Toro for pre-2014) | SCG
NG-WtrHt-LrgInst-Gas-gt200kBtuh-0p90Et | DEER2014 | D13 v1.00 | 2013-08-02 | SCG | RtS | Ex | Any | CZ09 | Cap-kBTUh | 14.6 | 32000 | None | 0 | 0 | 0 | 0 | 0 | 3.29 | 0 | 0 | 0 | 0 | 0 | 1.5 |  |  | 2 | Retail - Small | Existing | Burbank-Glendale (Pasadena for pre-2014) | SCG
NG-WtrHt-LrgInst-Gas-gt200kBtuh-0p90Et | DEER2014 | D13 v1.00 | 2013-08-02 | SCG | RtS | Ex | Any | CZ10 | Cap-kBTUh | 14.6 | 32000 | None | 0 | 0 | 0 | 0 | 0 | 2.9 | 0 | 0 | 0 | 0 | 0 | 1.5 |  |  | 2 | Retail - Small | Existing | Riverside | SCG
NG-WtrHt-LrgInst-Gas-gt200kBtuh-0p90Et | DEER2014 | D13 v1.00 | 2013-08-02 | SCG | RtS | Ex | Any | CZ13 | Cap-kBTUh | 14.6 | 32000 | None | 0 | 0 | 0 | 0 | 0 | 3.1 | 0 | 0 | 0 | 0 | 0 | 1.5 |  |  | 2 | Retail - Small | Existing | Fresno Area | SCG
NG-WtrHt-LrgInst-Gas-gt200kBtuh-0p90Et | DEER2014 | D13 v1.00 | 2013-08-02 | SCG | RtS | Ex | Any | CZ14 | Cap-kBTUh | 14.6 | 32000 | None | 0 | 0 | 0 | 0 | 0 | 3.08 | 0 | 0 | 0 | 0 | 0 | 1.52 |  |  | 2 | Retail - Small | Existing | Palmdale (China Lake for pre-2014) | SCG
NG-WtrHt-LrgInst-Gas-gt200kBtuh-0p90Et | DEER2014 | D13 v1.00 | 2013-08-02 | SCG | RtS | Ex | Any | CZ15 | Cap-kBTUh | 14.6 | 32000 | None | 0 | 0 | 0 | 0 | 0 | 2.62 | 0 | 0 | 0 | 0 | 0 | 1.3 |  |  | 2 | Retail - Small | Existing | Palm Springs-Intl (El Centro for pre-2014) | SCG
NG-WtrHt-LrgInst-Gas-gt200kBtuh-0p90Et | DEER2014 | D13 v1.00 | 2013-08-02 | SCG | RtS | Ex | Any | CZ16 | Cap-kBTUh | 14.6 | 32000 | None | 0 | 0 | 0 | 0 | 0 | 3.38 | 0 | 0 | 0 | 0 | 0 | 1.72 |  |  | 2 | Retail - Small | Existing | Blue Canyon (Mount Shasta for pre-2014) | SCG
NG-WtrHt-LrgInst-Gas-gt200kBtuh-0p90Et | DEER2014 | D13 v1.00 | 2013-09-20 | SCG | RtS | Ex | Any | IOU | Cap-kBTUh | 14.6 | 32000 | None | 0 | 0 | 0 | 0 | 0 | 3.22 | 0 | 0 | 0 | 0 | 0 | 1.51 |  |  | 2 | Retail - Small | Existing | IOU Territory | SCG
NG-WtrHt-LrgInst-Gas-gt200kBtuh-0p90Et | DEER2014 | D13 v1.00 | 2013-09-20 | SCG | RtS | New | Any | IOU | Cap-kBTUh | 14.6 | 32000 | None | 0 | 0 | 0 | 0 | 0 | 1.5 | 0 | 0 | 0 | 0 | 0 | 1.5 |  |  | 2 | Retail - Small | New | IOU Territory | SCG
NG-WtrHt-LrgInst-Gas-gt200kBtuh-0p90Et | DEER2014 | D13 v1.00 | 2013-08-02 | SCG | SCn | Ex | Any | CZ05 | Cap-kBTUh | 58.3 | 500000 | None | 0 | 0 | 0 | 0 | 0 | 4.3 | 0 | 0 | 0 | 0 | 0 | 2.19 |  |  | 2 | Storage - Conditioned | Existing | Santa Maria Area | SCG
NG-WtrHt-LrgInst-Gas-gt200kBtuh-0p90Et | DEER2014 | D13 v1.00 | 2013-08-02 | SCG | SCn | Ex | Any | CZ06 | Cap-kBTUh | 58.3 | 500000 | None | 0 | 0 | 0 | 0 | 0 | 4.01 | 0 | 0 | 0 | 0 | 0 | 2.03 |  |  | 2 | Storage - Conditioned | Existing | Torrance (Los Angeles for pre-2014) | SCG
NG-WtrHt-LrgInst-Gas-gt200kBtuh-0p90Et | DEER2014 | D13 v1.00 | 2013-08-02 | SCG | SCn | Ex | Any | CZ08 | Cap-kBTUh | 58.3 | 500000 | None | 0 | 0 | 0 | 0 | 0 | 3.93 | 0 | 0 | 0 | 0 | 0 | 1.98 |  |  | 2 | Storage - Conditioned | Existing | Fullerton (El Toro for pre-2014) | SCG
NG-WtrHt-LrgInst-Gas-gt200kBtuh-0p90Et | DEER2014 | D13 v1.00 | 2013-08-02 | SCG | SCn | Ex | Any | CZ09 | Cap-kBTUh | 58.3 | 500000 | None | 0 | 0 | 0 | 0 | 0 | 3.86 | 0 | 0 | 0 | 0 | 0 | 1.98 |  |  | 2 | Storage - Conditioned | Existing | Burbank-Glendale (Pasadena for pre-2014) | SCG
NG-WtrHt-LrgInst-Gas-gt200kBtuh-0p90Et | DEER2014 | D13 v1.00 | 2013-08-02 | SCG | SCn | Ex | Any | CZ10 | Cap-kBTUh | 58.3 | 500000 | None | 0 | 0 | 0 | 0 | 0 | 3.06 | 0 | 0 | 0 | 0 | 0 | 1.97 |  |  | 2 | Storage - Conditioned | Existing | Riverside | SCG
NG-WtrHt-LrgInst-Gas-gt200kBtuh-0p90Et | DEER2014 | D13 v1.00 | 2013-08-02 | SCG | SCn | Ex | Any | CZ13 | Cap-kBTUh | 58.3 | 500000 | None | 0 | 0 | 0 | 0 | 0 | 3.39 | 0 | 0 | 0 | 0 | 0 | 1.98 |  |  | 2 | Storage - Conditioned | Existing | Fresno Area | SCG
NG-WtrHt-LrgInst-Gas-gt200kBtuh-0p90Et | DEER2014 | D13 v1.00 | 2013-08-02 | SCG | SCn | Ex | Any | CZ14 | Cap-kBTUh | 58.3 | 500000 | None | 0 | 0 | 0 | 0 | 0 | 3.31 | 0 | 0 | 0 | 0 | 0 | 2.01 |  |  | 2 | Storage - Conditioned | Existing | Palmdale (China Lake for pre-2014) | SCG
NG-WtrHt-LrgInst-Gas-gt200kBtuh-0p90Et | DEER2014 | D13 v1.00 | 2013-08-02 | SCG | SCn | Ex | Any | CZ15 | Cap-kBTUh | 58.3 | 500000 | None | 0 | 0 | 0 | 0 | 0 | 2.7 | 0 | 0 | 0 | 0 | 0 | 1.7 |  |  | 2 | Storage - Conditioned | Existing | Palm Springs-Intl (El Centro for pre-2014) | SCG
NG-WtrHt-LrgInst-Gas-gt200kBtuh-0p90Et | DEER2014 | D13 v1.00 | 2013-08-02 | SCG | SCn | Ex | Any | CZ16 | Cap-kBTUh | 58.3 | 500000 | None | 0 | 0 | 0 | 0 | 0 | 3.52 | 0 | 0 | 0 | 0 | 0 | 2.28 |  |  | 2 | Storage - Conditioned | Existing | Blue Canyon (Mount Shasta for pre-2014) | SCG
NG-WtrHt-LrgInst-Gas-gt200kBtuh-0p90Et | DEER2014 | D13 v1.00 | 2013-09-20 | SCG | SCn | Ex | Any | IOU | Cap-kBTUh | 58.3 | 500000 | None | 0 | 0 | 0 | 0 | 0 | 3.68 | 0 | 0 | 0 | 0 | 0 | 1.99 |  |  | 2 | Storage - Conditioned | Existing | IOU Territory | SCG
NG-WtrHt-LrgInst-Gas-gt200kBtuh-0p90Et | DEER2014 | D13 v1.00 | 2013-09-20 | SCG | SCn | New | Any | IOU | Cap-kBTUh | 58.3 | 500000 | None | 0 | 0 | 0 | 0 | 0 | 1.98 | 0 | 0 | 0 | 0 | 0 | 1.98 |  |  | 2 | Storage - Conditioned | New | IOU Territory | SCG
NG-WtrHt-LrgInst-Gas-gt200kBtuh-0p90Et | DEER2014 | D13 v1.00 | 2013-08-02 | SCG | SUn | Ex | Any | CZ05 | Cap-kBTUh | 58.3 | 500000 | None | 0 | 0 | 0 | 0 | 0 | 4.34 | 0 | 0 | 0 | 0 | 0 | 2.2 |  |  | 2 | Storage - Unconditioned | Existing | Santa Maria Area | SCG
NG-WtrHt-LrgInst-Gas-gt200kBtuh-0p90Et | DEER2014 | D13 v1.00 | 2013-08-02 | SCG | SUn | Ex | Any | CZ06 | Cap-kBTUh | 58.3 | 500000 | None | 0 | 0 | 0 | 0 | 0 | 3.96 | 0 | 0 | 0 | 0 | 0 | 2.03 |  |  | 2 | Storage - Unconditioned | Existing | Torrance (Los Angeles for pre-2014) | SCG
NG-WtrHt-LrgInst-Gas-gt200kBtuh-0p90Et | DEER2014 | D13 v1.00 | 2013-08-02 | SCG | SUn | Ex | Any | CZ08 | Cap-kBTUh | 58.3 | 500000 | None | 0 | 0 | 0 | 0 | 0 | 3.84 | 0 | 0 | 0 | 0 | 0 | 1.97 |  |  | 2 | Storage - Unconditioned | Existing | Fullerton (El Toro for pre-2014) | SCG
NG-WtrHt-LrgInst-Gas-gt200kBtuh-0p90Et | DEER2014 | D13 v1.00 | 2013-08-02 | SCG | SUn | Ex | Any | CZ09 | Cap-kBTUh | 58.3 | 500000 | None | 0 | 0 | 0 | 0 | 0 | 3.79 | 0 | 0 | 0 | 0 | 0 | 1.97 |  |  | 2 | Storage - Unconditioned | Existing | Burbank-Glendale (Pasadena for pre-2014) | SCG
NG-WtrHt-LrgInst-Gas-gt200kBtuh-0p90Et | DEER2014 | D13 v1.00 | 2013-08-02 | SCG | SUn | Ex | Any | CZ10 | Cap-kBTUh | 58.3 | 500000 | None | 0 | 0 | 0 | 0 | 0 | 3 | 0 | 0 | 0 | 0 | 0 | 1.96 |  |  | 2 | Storage - Unconditioned | Existing | Riverside | SCG
NG-WtrHt-LrgInst-Gas-gt200kBtuh-0p90Et | DEER2014 | D13 v1.00 | 2013-08-02 | SCG | SUn | Ex | Any | CZ13 | Cap-kBTUh | 58.3 | 500000 | None | 0 | 0 | 0 | 0 | 0 | 3.31 | 0 | 0 | 0 | 0 | 0 | 1.96 |  |  | 2 | Storage - Unconditioned | Existing | Fresno Area | SCG
NG-WtrHt-LrgInst-Gas-gt200kBtuh-0p90Et | DEER2014 | D13 v1.00 | 2013-08-02 | SCG | SUn | Ex | Any | CZ14 | Cap-kBTUh | 58.3 | 500000 | None | 0 | 0 | 0 | 0 | 0 | 3.28 | 0 | 0 | 0 | 0 | 0 | 2.01 |  |  | 2 | Storage - Unconditioned | Existing | Palmdale (China Lake for pre-2014) | SCG
NG-WtrHt-LrgInst-Gas-gt200kBtuh-0p90Et | DEER2014 | D13 v1.00 | 2013-08-02 | SCG | SUn | Ex | Any | CZ15 | Cap-kBTUh | 58.3 | 500000 | None | 0 | 0 | 0 | 0 | 0 | 2.49 | 0 | 0 | 0 | 0 | 0 | 1.64 |  |  | 2 | Storage - Unconditioned | Existing | Palm Springs-Intl (El Centro for pre-2014) | SCG
NG-WtrHt-LrgInst-Gas-gt200kBtuh-0p90Et | DEER2014 | D13 v1.00 | 2013-08-02 | SCG | SUn | Ex | Any | CZ16 | Cap-kBTUh | 58.3 | 500000 | None | 0 | 0 | 0 | 0 | 0 | 3.64 | 0 | 0 | 0 | 0 | 0 | 2.32 |  |  | 2 | Storage - Unconditioned | Existing | Blue Canyon (Mount Shasta for pre-2014) | SCG
NG-WtrHt-LrgInst-Gas-gt200kBtuh-0p90Et | DEER2014 | D13 v1.00 | 2013-09-20 | SCG | SUn | Ex | Any | IOU | Cap-kBTUh | 58.3 | 500000 | None | 0 | 0 | 0 | 0 | 0 | 3.61 | 0 | 0 | 0 | 0 | 0 | 1.97 |  |  | 2 | Storage - Unconditioned | Existing | IOU Territory | SCG
NG-WtrHt-LrgInst-Gas-gt200kBtuh-0p90Et | DEER2014 | D13 v1.00 | 2013-09-20 | SCG | SUn | New | Any | IOU | Cap-kBTUh | 58.3 | 500000 | None | 0 | 0 | 0 | 0 | 0 | 1.96 | 0 | 0 | 0 | 0 | 0 | 1.96 |  |  | 2 | Storage - Unconditioned | New | IOU Territory | SCG
NG-WtrHt-LrgInst-Gas-gt200kBtuh-0p90Et | DEER2014 | D13 v1.00 | 2013-08-02 | SCG | WRf | Ex | Any | CZ06 | Cap-kBTUh | 58.3 | 100000 | None | 0 | 0 | 0 | 0 | 0 | 6.47 | 0 | 0 | 0 | 0 | 0 | 3.69 |  |  | 2 | Warehouse - Refrigerated | Existing | Torrance (Los Angeles for pre-2014) | SCG
NG-WtrHt-LrgInst-Gas-gt200kBtuh-0p90Et | DEER2014 | D13 v1.00 | 2013-08-02 | SCG | WRf | Ex | Any | CZ08 | Cap-kBTUh | 58.3 | 100000 | None | 0 | 0 | 0 | 0 | 0 | 6.29 | 0 | 0 | 0 | 0 | 0 | 3.6 |  |  | 2 | Warehouse - Refrigerated | Existing | Fullerton (El Toro for pre-2014) | SCG
NG-WtrHt-LrgInst-Gas-gt200kBtuh-0p90Et | DEER2014 | D13 v1.00 | 2013-08-02 | SCG | WRf | Ex | Any | CZ09 | Cap-kBTUh | 58.3 | 100000 | None | 0 | 0 | 0 | 0 | 0 | 6.19 | 0 | 0 | 0 | 0 | 0 | 3.59 |  |  | 2 | Warehouse - Refrigerated | Existing | Burbank-Glendale (Pasadena for pre-2014) | SCG
NG-WtrHt-LrgInst-Gas-gt200kBtuh-0p90Et | DEER2014 | D13 v1.00 | 2013-08-02 | SCG | WRf | Ex | Any | CZ10 | Cap-kBTUh | 58.3 | 100000 | None | 0 | 0 | 0 | 0 | 0 | 5.97 | 0 | 0 | 0 | 0 | 0 | 3.57 |  |  | 2 | Warehouse - Refrigerated | Existing | Riverside | SCG
NG-WtrHt-LrgInst-Gas-gt200kBtuh-0p90Et | DEER2014 | D13 v1.00 | 2013-08-02 | SCG | WRf | Ex | Any | CZ13 | Cap-kBTUh | 58.3 | 100000 | None | 0 | 0 | 0 | 0 | 0 | 5.7 | 0 | 0 | 0 | 0 | 0 | 3.58 |  |  | 2 | Warehouse - Refrigerated | Existing | Fresno Area | SCG
NG-WtrHt-LrgInst-Gas-gt200kBtuh-0p90Et | DEER2014 | D13 v1.00 | 2013-08-02 | SCG | WRf | Ex | Any | CZ14 | Cap-kBTUh | 58.3 | 100000 | None | 0 | 0 | 0 | 0 | 0 | 6.11 | 0 | 0 | 0 | 0 | 0 | 3.65 |  |  | 2 | Warehouse - Refrigerated | Existing | Palmdale (China Lake for pre-2014) | SCG
NG-WtrHt-LrgInst-Gas-gt200kBtuh-0p90Et | DEER2014 | D13 v1.00 | 2013-08-02 | SCG | WRf | Ex | Any | CZ15 | Cap-kBTUh | 58.3 | 100000 | None | 0 | 0 | 0 | 0 | 0 | 5.03 | 0 | 0 | 0 | 0 | 0 | 3.01 |  |  | 2 | Warehouse - Refrigerated | Existing | Palm Springs-Intl (El Centro for pre-2014) | SCG
NG-WtrHt-LrgInst-Gas-gt200kBtuh-0p90Et | DEER2014 | D13 v1.00 | 2013-08-02 | SCG | WRf | Ex | Any | CZ16 | Cap-kBTUh | 58.3 | 100000 | None | 0 | 0 | 0 | 0 | 0 | 6.71 | 0 | 0 | 0 | 0 | 0 | 4.19 |  |  | 2 | Warehouse - Refrigerated | Existing | Blue Canyon (Mount Shasta for pre-2014) | SCG
NG-WtrHt-LrgInst-Gas-gt200kBtuh-0p90Et | DEER2014 | D13 v1.00 | 2013-09-20 | SCG | WRf | Ex | Any | IOU | Cap-kBTUh | 58.3 | 100000 | None | 0 | 0 | 0 | 0 | 0 | 6.18 | 0 | 0 | 0 | 0 | 0 | 3.61 |  |  | 2 | Warehouse - Refrigerated | Existing | IOU Territory | SCG
NG-WtrHt-LrgInst-Gas-gt200kBtuh-0p90Et | DEER2014 | D13 v1.00 | 2013-09-20 | SCG | WRf | New | Any | IOU | Cap-kBTUh | 58.3 | 100000 | None | 0 | 0 | 0 | 0 | 0 | 3.6 | 0 | 0 | 0 | 0 | 0 | 3.6 |  |  | 2 | Warehouse - Refrigerated | New | IOU Territory | SCG
NG-WtrHt-LrgInst-Gas-gt200kBtuh-0p90Et | DEER2014 | D13 v1.00 | 2013-08-02 | SDG | Asm | Ex | Any | CZ06 | Cap-kBTUh | 292 | 34000 | None | 0 | 0 | 0 | 0 | 0 | 4.83 | 0 | 0 | 0 | 0 | 0 | 2.9 |  |  | 2 | Assembly | Existing | Torrance (Los Angeles for pre-2014) | SDG&E
NG-WtrHt-LrgInst-Gas-gt200kBtuh-0p90Et | DEER2014 | D13 v1.00 | 2013-08-02 | SDG | Asm | Ex | Any | CZ07 | Cap-kBTUh | 292 | 34000 | None | 0 | 0 | 0 | 0 | 0 | 4.79 | 0 | 0 | 0 | 0 | 0 | 2.87 |  |  | 2 | Assembly | Existing | San Diego-Lindbergh | SDG&E
NG-WtrHt-LrgInst-Gas-gt200kBtuh-0p90Et | DEER2014 | D13 v1.00 | 2013-08-02 | SDG | Asm | Ex | Any | CZ08 | Cap-kBTUh | 292 | 34000 | None | 0 | 0 | 0 | 0 | 0 | 4.72 | 0 | 0 | 0 | 0 | 0 | 2.83 |  |  | 2 | Assembly | Existing | Fullerton (El Toro for pre-2014) | SDG&E
NG-WtrHt-LrgInst-Gas-gt200kBtuh-0p90Et | DEER2014 | D13 v1.00 | 2013-08-02 | SDG | Asm | Ex | Any | CZ10 | Cap-kBTUh | 292 | 34000 | None | 0 | 0 | 0 | 0 | 0 | 4.7 | 0 | 0 | 0 | 0 | 0 | 2.81 |  |  | 2 | Assembly | Existing | Riverside | SDG&E
NG-WtrHt-LrgInst-Gas-gt200kBtuh-0p90Et | DEER2014 | D13 v1.00 | 2013-08-02 | SDG | Asm | Ex | Any | CZ14 | Cap-kBTUh | 292 | 34000 | None | 0 | 0 | 0 | 0 | 0 | 4.78 | 0 | 0 | 0 | 0 | 0 | 2.86 |  |  | 2 | Assembly | Existing | Palmdale (China Lake for pre-2014) | SDG&E
NG-WtrHt-LrgInst-Gas-gt200kBtuh-0p90Et | DEER2014 | D13 v1.00 | 2013-08-02 | SDG | Asm | Ex | Any | CZ15 | Cap-kBTUh | 292 | 34000 | None | 0 | 0 | 0 | 0 | 0 | 4.15 | 0 | 0 | 0 | 0 | 0 | 2.4 |  |  | 2 | Assembly | Existing | Palm Springs-Intl (El Centro for pre-2014) | SDG&E
NG-WtrHt-LrgInst-Gas-gt200kBtuh-0p90Et | DEER2014 | D13 v1.00 | 2013-09-20 | SDG | Asm | Ex | Any | IOU | Cap-kBTUh | 292 | 34000 | None | 0 | 0 | 0 | 0 | 0 | 4.76 | 0 | 0 | 0 | 0 | 0 | 2.85 |  |  | 2 | Assembly | Existing | IOU Territory | SDG&E
NG-WtrHt-LrgInst-Gas-gt200kBtuh-0p90Et | DEER2014 | D13 v1.00 | 2013-09-20 | SDG | Asm | New | Any | IOU | Cap-kBTUh | 292 | 34000 | None | 0 | 0 | 0 | 0 | 0 | 2.85 | 0 | 0 | 0 | 0 | 0 | 2.85 |  |  | 2 | Assembly | New | IOU Territory | SDG&E
NG-WtrHt-LrgInst-Gas-gt200kBtuh-0p90Et | DEER2014 | D13 v1.00 | 2013-09-20 | SDG | Com | Ex | Any | CZ06 | Cap-kBTUh | 276 | 156000 | None | 0 | 0 | 0 | 0.4 | 0.000149 | 3.87 | 0 | 0 | 0 | 0.0777 | 3.02e-05 | 2.14 |  |  | 2 | Commercial | Existing | Torrance (Los Angeles for pre-2014) | SDG&E
NG-WtrHt-LrgInst-Gas-gt200kBtuh-0p90Et | DEER2014 | D13 v1.00 | 2013-09-20 | SDG | Com | Ex | Any | CZ07 | Cap-kBTUh | 346 | 193000 | None | 0 | 0 | 0 | 0.162 | 4e-05 | 3.9 | 0 | 0 | 0 | 0.0304 | 1.41e-05 | 2.13 |  |  | 2 | Commercial | Existing | San Diego-Lindbergh | SDG&E
NG-WtrHt-LrgInst-Gas-gt200kBtuh-0p90Et | DEER2014 | D13 v1.00 | 2013-09-20 | SDG | Com | Ex | Any | CZ08 | Cap-kBTUh | 276 | 143000 | None | 0 | 0 | 0 | 0.213 | 6.42e-05 | 3.7 | 0 | 0 | 0 | 0.0374 | 1.41e-05 | 1.91 |  |  | 2 | Commercial | Existing | Fullerton (El Toro for pre-2014) | SDG&E
NG-WtrHt-LrgInst-Gas-gt200kBtuh-0p90Et | DEER2014 | D13 v1.00 | 2013-09-20 | SDG | Com | Ex | Any | CZ10 | Cap-kBTUh | 286 | 193000 | None | 0 | 0 | 0 | 0.328 | 8.37e-05 | 3.77 | 0 | 0 | 0 | 0.0682 | 2.02e-05 | 2.02 |  |  | 2 | Commercial | Existing | Riverside | SDG&E
NG-WtrHt-LrgInst-Gas-gt200kBtuh-0p90Et | DEER2014 | D13 v1.00 | 2013-09-20 | SDG | Com | Ex | Any | CZ14 | Cap-kBTUh | 351 | 177000 | None | 0 | 0 | 0 | 0.224 | 8.02e-05 | 3.91 | 0 | 0 | 0 | 0.0443 | 1.58e-05 | 2.17 |  |  | 2 | Commercial | Existing | Palmdale (China Lake for pre-2014) | SDG&E
NG-WtrHt-LrgInst-Gas-gt200kBtuh-0p90Et | DEER2014 | D13 v1.00 | 2013-09-20 | SDG | Com | Ex | Any | CZ15 | Cap-kBTUh | 380 | 182000 | None | 0 | 0 | 0 | 0.244 | 5.27e-05 | 3.35 | 0 | 0 | 0 | 0.0442 | 1.01e-05 | 1.86 |  |  | 2 | Commercial | Existing | Palm Springs-Intl (El Centro for pre-2014) | SDG&E
NG-WtrHt-LrgInst-Gas-gt200kBtuh-0p90Et | DEER2014 | D13 v1.00 | 2013-09-20 | SDG | Com | Ex | Any | IOU | Cap-kBTUh | 328 | 191000 | None | 0 | 0 | 0 | 0.209 | 5.44e-05 | 3.86 | 0 | 0 | 0 | 0.0409 | 1.6e-05 | 2.1 |  |  | 2 | Commercial | Existing | IOU Territory | SDG&E
NG-WtrHt-LrgInst-Gas-gt200kBtuh-0p90Et | DEER2014 | D13 v1.00 | 2013-09-20 | SDG | Com | New | Any | IOU | Cap-kBTUh | 317 | 191000 | None | 0 | 0 | 0 | 0.0424 | 1.55e-05 | 2.12 | 0 | 0 | 0 | 0.0424 | 1.55e-05 | 2.12 |  |  | 2 | Commercial | New | IOU Territory | SDG&E
NG-WtrHt-LrgInst-Gas-gt200kBtuh-0p90Et | DEER2014 | D13 v1.00 | 2013-08-02 | SDG | ECC | Ex | Any | CZ06 | Cap-kBTUh | 1030 | 300000 | None | 0 | 0 | 0 | 0 | 0 | 4.2 | 0 | 0 | 0 | 0 | 0 | 2.43 |  |  | 2 | Education - Community College | Existing | Torrance (Los Angeles for pre-2014) | SDG&E
NG-WtrHt-LrgInst-Gas-gt200kBtuh-0p90Et | DEER2014 | D13 v1.00 | 2013-08-02 | SDG | ECC | Ex | Any | CZ07 | Cap-kBTUh | 1030 | 300000 | None | 0 | 0 | 0 | 0 | 0 | 4.18 | 0 | 0 | 0 | 0 | 0 | 2.41 |  |  | 2 | Education - Community College | Existing | San Diego-Lindbergh | SDG&E
NG-WtrHt-LrgInst-Gas-gt200kBtuh-0p90Et | DEER2014 | D13 v1.00 | 2013-08-02 | SDG | ECC | Ex | Any | CZ08 | Cap-kBTUh | 1030 | 300000 | None | 0 | 0 | 0 | 0 | 0 | 4.13 | 0 | 0 | 0 | 0 | 0 | 2.37 |  |  | 2 | Education - Community College | Existing | Fullerton (El Toro for pre-2014) | SDG&E
NG-WtrHt-LrgInst-Gas-gt200kBtuh-0p90Et | DEER2014 | D13 v1.00 | 2013-08-02 | SDG | ECC | Ex | Any | CZ10 | Cap-kBTUh | 1030 | 300000 | None | 0 | 0 | 0 | 0 | 0 | 4.12 | 0 | 0 | 0 | 0 | 0 | 2.36 |  |  | 2 | Education - Community College | Existing | Riverside | SDG&E
NG-WtrHt-LrgInst-Gas-gt200kBtuh-0p90Et | DEER2014 | D13 v1.00 | 2013-08-02 | SDG | ECC | Ex | Any | CZ14 | Cap-kBTUh | 1030 | 300000 | None | 0 | 0 | 0 | 0 | 0 | 4.18 | 0 | 0 | 0 | 0 | 0 | 2.41 |  |  | 2 | Education - Community College | Existing | Palmdale (China Lake for pre-2014) | SDG&E
NG-WtrHt-LrgInst-Gas-gt200kBtuh-0p90Et | DEER2014 | D13 v1.00 | 2013-09-20 | SDG | ECC | Ex | Any | IOU | Cap-kBTUh | 1030 | 300000 | None | 0 | 0 | 0 | 0 | 0 | 4.16 | 0 | 0 | 0 | 0 | 0 | 2.4 |  |  | 2 | Education - Community College | Existing | IOU Territory | SDG&E
NG-WtrHt-LrgInst-Gas-gt200kBtuh-0p90Et | DEER2014 | D13 v1.00 | 2013-09-20 | SDG | ECC | New | Any | IOU | Cap-kBTUh | 1030 | 300000 | None | 0 | 0 | 0 | 0 | 0 | 2.4 | 0 | 0 | 0 | 0 | 0 | 2.4 |  |  | 2 | Education - Community College | New | IOU Territory | SDG&E
NG-WtrHt-LrgInst-Gas-gt200kBtuh-0p90Et | DEER2014 | D13 v1.00 | 2013-08-02 | SDG | EPr | Ex | Any | CZ06 | Cap-kBTUh | 175 | 50000 | None | 0 | 0 | 0 | 0 | 0 | 3.59 | 0 | 0 | 0 | 0 | 0 | 1.67 |  |  | 2 | Education - Primary School | Existing | Torrance (Los Angeles for pre-2014) | SDG&E
NG-WtrHt-LrgInst-Gas-gt200kBtuh-0p90Et | DEER2014 | D13 v1.00 | 2013-08-02 | SDG | EPr | Ex | Any | CZ07 | Cap-kBTUh | 175 | 50000 | None | 0 | 0 | 0 | 0 | 0 | 3.56 | 0 | 0 | 0 | 0 | 0 | 1.66 |  |  | 2 | Education - Primary School | Existing | San Diego-Lindbergh | SDG&E
NG-WtrHt-LrgInst-Gas-gt200kBtuh-0p90Et | DEER2014 | D13 v1.00 | 2013-08-02 | SDG | EPr | Ex | Any | CZ08 | Cap-kBTUh | 175 | 50000 | None | 0 | 0 | 0 | 0 | 0 | 3.52 | 0 | 0 | 0 | 0 | 0 | 1.63 |  |  | 2 | Education - Primary School | Existing | Fullerton (El Toro for pre-2014) | SDG&E
NG-WtrHt-LrgInst-Gas-gt200kBtuh-0p90Et | DEER2014 | D13 v1.00 | 2013-08-02 | SDG | EPr | Ex | Any | CZ10 | Cap-kBTUh | 175 | 50000 | None | 0 | 0 | 0 | 0 | 0 | 3.51 | 0 | 0 | 0 | 0 | 0 | 1.63 |  |  | 2 | Education - Primary School | Existing | Riverside | SDG&E
NG-WtrHt-LrgInst-Gas-gt200kBtuh-0p90Et | DEER2014 | D13 v1.00 | 2013-08-02 | SDG | EPr | Ex | Any | CZ14 | Cap-kBTUh | 175 | 50000 | None | 0 | 0 | 0 | 0 | 0 | 3.58 | 0 | 0 | 0 | 0 | 0 | 1.67 |  |  | 2 | Education - Primary School | Existing | Palmdale (China Lake for pre-2014) | SDG&E
NG-WtrHt-LrgInst-Gas-gt200kBtuh-0p90Et | DEER2014 | D13 v1.00 | 2013-08-02 | SDG | EPr | Ex | Any | CZ15 | Cap-kBTUh | 175 | 50000 | None | 0 | 0 | 0 | 0 | 0 | 3.17 | 0 | 0 | 0 | 0 | 0 | 1.42 |  |  | 2 | Education - Primary School | Existing | Palm Springs-Intl (El Centro for pre-2014) | SDG&E
NG-WtrHt-LrgInst-Gas-gt200kBtuh-0p90Et | DEER2014 | D13 v1.00 | 2013-09-20 | SDG | EPr | Ex | Any | IOU | Cap-kBTUh | 175 | 50000 | None | 0 | 0 | 0 | 0 | 0 | 3.54 | 0 | 0 | 0 | 0 | 0 | 1.64 |  |  | 2 | Education - Primary School | Existing | IOU Territory | SDG&E
NG-WtrHt-LrgInst-Gas-gt200kBtuh-0p90Et | DEER2014 | D13 v1.00 | 2013-09-20 | SDG | EPr | New | Any | IOU | Cap-kBTUh | 175 | 50000 | None | 0 | 0 | 0 | 0 | 0 | 1.64 | 0 | 0 | 0 | 0 | 0 | 1.64 |  |  | 2 | Education - Primary School | New | IOU Territory | SDG&E
NG-WtrHt-LrgInst-Gas-gt200kBtuh-0p90Et | DEER2014 | D13 v1.00 | 2013-08-02 | SDG | ERC | Ex | Any | CZ06 | Cap-kBTUh | 14.6 | 1920 | None | 0 | 0 | 0 | 0 | 0 | 3.83 | 0 | 0 | 0 | 0 | 0 | 1.79 |  |  | 2 | Education - Relocatable Classroom | Existing | Torrance (Los Angeles for pre-2014) | SDG&E
NG-WtrHt-LrgInst-Gas-gt200kBtuh-0p90Et | DEER2014 | D13 v1.00 | 2013-08-02 | SDG | ERC | Ex | Any | CZ07 | Cap-kBTUh | 14.6 | 1920 | None | 0 | 0 | 0 | 0 | 0 | 3.8 | 0 | 0 | 0 | 0 | 0 | 1.78 |  |  | 2 | Education - Relocatable Classroom | Existing | San Diego-Lindbergh | SDG&E
NG-WtrHt-LrgInst-Gas-gt200kBtuh-0p90Et | DEER2014 | D13 v1.00 | 2013-08-02 | SDG | ERC | Ex | Any | CZ08 | Cap-kBTUh | 14.6 | 1920 | None | 0 | 0 | 0 | 0 | 0 | 3.75 | 0 | 0 | 0 | 0 | 0 | 1.75 |  |  | 2 | Education - Relocatable Classroom | Existing | Fullerton (El Toro for pre-2014) | SDG&E
NG-WtrHt-LrgInst-Gas-gt200kBtuh-0p90Et | DEER2014 | D13 v1.00 | 2013-08-02 | SDG | ERC | Ex | Any | CZ10 | Cap-kBTUh | 14.6 | 1920 | None | 0 | 0 | 0 | 0 | 0 | 3.74 | 0 | 0 | 0 | 0 | 0 | 1.75 |  |  | 2 | Education - Relocatable Classroom | Existing | Riverside | SDG&E
NG-WtrHt-LrgInst-Gas-gt200kBtuh-0p90Et | DEER2014 | D13 v1.00 | 2013-08-02 | SDG | ERC | Ex | Any | CZ14 | Cap-kBTUh | 14.6 | 1920 | None | 0 | 0 | 0 | 0 | 0 | 3.8 | 0 | 0 | 0 | 0 | 0 | 1.78 |  |  | 2 | Education - Relocatable Classroom | Existing | Palmdale (China Lake for pre-2014) | SDG&E
NG-WtrHt-LrgInst-Gas-gt200kBtuh-0p90Et | DEER2014 | D13 v1.00 | 2013-08-02 | SDG | ERC | Ex | Any | CZ15 | Cap-kBTUh | 14.6 | 1920 | None | 0 | 0 | 0 | 0 | 0 | 3.32 | 0 | 0 | 0 | 0 | 0 | 1.51 |  |  | 2 | Education - Relocatable Classroom | Existing | Palm Springs-Intl (El Centro for pre-2014) | SDG&E
NG-WtrHt-LrgInst-Gas-gt200kBtuh-0p90Et | DEER2014 | D13 v1.00 | 2013-09-20 | SDG | ERC | Ex | Any | IOU | Cap-kBTUh | 14.6 | 1920 | None | 0 | 0 | 0 | 0 | 0 | 3.78 | 0 | 0 | 0 | 0 | 0 | 1.77 |  |  | 2 | Education - Relocatable Classroom | Existing | IOU Territory | SDG&E
NG-WtrHt-LrgInst-Gas-gt200kBtuh-0p90Et | DEER2014 | D13 v1.00 | 2013-09-20 | SDG | ERC | New | Any | IOU | Cap-kBTUh | 14.6 | 1920 | None | 0 | 0 | 0 | 0 | 0 | 1.76 | 0 | 0 | 0 | 0 | 0 | 1.76 |  |  | 2 | Education - Relocatable Classroom | New | IOU Territory | SDG&E
NG-WtrHt-LrgInst-Gas-gt200kBtuh-0p90Et | DEER2014 | D13 v1.00 | 2013-08-02 | SDG | ESe | Ex | Any | CZ06 | Cap-kBTUh | 729 | 150000 | None | 0 | 0 | 0 | 0 | 0 | 3.76 | 0 | 0 | 0 | 0 | 0 | 1.81 |  |  | 2 | Education - Secondary School | Existing | Torrance (Los Angeles for pre-2014) | SDG&E
NG-WtrHt-LrgInst-Gas-gt200kBtuh-0p90Et | DEER2014 | D13 v1.00 | 2013-08-02 | SDG | ESe | Ex | Any | CZ07 | Cap-kBTUh | 729 | 150000 | None | 0 | 0 | 0 | 0 | 0 | 3.73 | 0 | 0 | 0 | 0 | 0 | 1.79 |  |  | 2 | Education - Secondary School | Existing | San Diego-Lindbergh | SDG&E
NG-WtrHt-LrgInst-Gas-gt200kBtuh-0p90Et | DEER2014 | D13 v1.00 | 2013-08-02 | SDG | ESe | Ex | Any | CZ08 | Cap-kBTUh | 729 | 150000 | None | 0 | 0 | 0 | 0 | 0 | 3.68 | 0 | 0 | 0 | 0 | 0 | 1.77 |  |  | 2 | Education - Secondary School | Existing | Fullerton (El Toro for pre-2014) | SDG&E
NG-WtrHt-LrgInst-Gas-gt200kBtuh-0p90Et | DEER2014 | D13 v1.00 | 2013-08-02 | SDG | ESe | Ex | Any | CZ10 | Cap-kBTUh | 729 | 150000 | None | 0 | 0 | 0 | 0 | 0 | 3.67 | 0 | 0 | 0 | 0 | 0 | 1.76 |  |  | 2 | Education - Secondary School | Existing | Riverside | SDG&E
NG-WtrHt-LrgInst-Gas-gt200kBtuh-0p90Et | DEER2014 | D13 v1.00 | 2013-08-02 | SDG | ESe | Ex | Any | CZ14 | Cap-kBTUh | 729 | 150000 | None | 0 | 0 | 0 | 0 | 0 | 3.75 | 0 | 0 | 0 | 0 | 0 | 1.81 |  |  | 2 | Education - Secondary School | Existing | Palmdale (China Lake for pre-2014) | SDG&E
NG-WtrHt-LrgInst-Gas-gt200kBtuh-0p90Et | DEER2014 | D13 v1.00 | 2013-08-02 | SDG | ESe | Ex | Any | CZ15 | Cap-kBTUh | 729 | 150000 | None | 0 | 0 | 0 | 0 | 0 | 3.29 | 0 | 0 | 0 | 0 | 0 | 1.53 |  |  | 2 | Education - Secondary School | Existing | Palm Springs-Intl (El Centro for pre-2014) | SDG&E
NG-WtrHt-LrgInst-Gas-gt200kBtuh-0p90Et | DEER2014 | D13 v1.00 | 2013-09-20 | SDG | ESe | Ex | Any | IOU | Cap-kBTUh | 729 | 150000 | None | 0 | 0 | 0 | 0 | 0 | 3.71 | 0 | 0 | 0 | 0 | 0 | 1.78 |  |  | 2 | Education - Secondary School | Existing | IOU Territory | SDG&E
NG-WtrHt-LrgInst-Gas-gt200kBtuh-0p90Et | DEER2014 | D13 v1.00 | 2013-09-20 | SDG | ESe | New | Any | IOU | Cap-kBTUh | 729 | 150000 | None | 0 | 0 | 0 | 0 | 0 | 1.78 | 0 | 0 | 0 | 0 | 0 | 1.78 |  |  | 2 | Education - Secondary School | New | IOU Territory | SDG&E
NG-WtrHt-LrgInst-Gas-gt200kBtuh-0p90Et | DEER2014 | D13 v1.00 | 2013-08-02 | SDG | EUn | Ex | Any | CZ06 | Cap-kBTUh | 2560 | 1000000 | None | 0 | 0 | 0 | 0 | 0 | 5.04 | 0 | 0 | 0 | 0 | 0 | 2.85 |  |  | 2 | Education - University | Existing | Torrance (Los Angeles for pre-2014) | SDG&E
NG-WtrHt-LrgInst-Gas-gt200kBtuh-0p90Et | DEER2014 | D13 v1.00 | 2013-08-02 | SDG | EUn | Ex | Any | CZ07 | Cap-kBTUh | 2560 | 1000000 | None | 0 | 0 | 0 | 0 | 0 | 5 | 0 | 0 | 0 | 0 | 0 | 2.82 |  |  | 2 | Education - University | Existing | San Diego-Lindbergh | SDG&E
NG-WtrHt-LrgInst-Gas-gt200kBtuh-0p90Et | DEER2014 | D13 v1.00 | 2013-08-02 | SDG | EUn | Ex | Any | CZ08 | Cap-kBTUh | 2560 | 1000000 | None | 0 | 0 | 0 | 0 | 0 | 4.95 | 0 | 0 | 0 | 0 | 0 | 2.78 |  |  | 2 | Education - University | Existing | Fullerton (El Toro for pre-2014) | SDG&E
NG-WtrHt-LrgInst-Gas-gt200kBtuh-0p90Et | DEER2014 | D13 v1.00 | 2013-08-02 | SDG | EUn | Ex | Any | CZ10 | Cap-kBTUh | 2560 | 1000000 | None | 0 | 0 | 0 | 0 | 0 | 4.93 | 0 | 0 | 0 | 0 | 0 | 2.77 |  |  | 2 | Education - University | Existing | Riverside | SDG&E
NG-WtrHt-LrgInst-Gas-gt200kBtuh-0p90Et | DEER2014 | D13 v1.00 | 2013-08-02 | SDG | EUn | Ex | Any | CZ14 | Cap-kBTUh | 2560 | 1000000 | None | 0 | 0 | 0 | 0 | 0 | 5.01 | 0 | 0 | 0 | 0 | 0 | 2.83 |  |  | 2 | Education - University | Existing | Palmdale (China Lake for pre-2014) | SDG&E
NG-WtrHt-LrgInst-Gas-gt200kBtuh-0p90Et | DEER2014 | D13 v1.00 | 2013-09-20 | SDG | EUn | Ex | Any | IOU | Cap-kBTUh | 2560 | 1000000 | None | 0 | 0 | 0 | 0 | 0 | 4.99 | 0 | 0 | 0 | 0 | 0 | 2.81 |  |  | 2 | Education - University | Existing | IOU Territory | SDG&E
NG-WtrHt-LrgInst-Gas-gt200kBtuh-0p90Et | DEER2014 | D13 v1.00 | 2013-09-20 | SDG | EUn | New | Any | IOU | Cap-kBTUh | 2560 | 1000000 | None | 0 | 0 | 0 | 0 | 0 | 2.81 | 0 | 0 | 0 | 0 | 0 | 2.81 |  |  | 2 | Education - University | New | IOU Territory | SDG&E
NG-WtrHt-LrgInst-Gas-gt200kBtuh-0p90Et | DEER2014 | D13 v1.00 | 2013-08-02 | SDG | Gro | Ex | Any | CZ06 | Cap-kBTUh | 146 | 50000 | None | 0 | 0 | 0 | 4.19 | 0.00156 | 4.4 | 0 | 0 | 0 | 0.812 | 0.000315 | 3.21 |  |  | 2 | Grocery | Existing | Torrance (Los Angeles for pre-2014) | SDG&E
NG-WtrHt-LrgInst-Gas-gt200kBtuh-0p90Et | DEER2014 | D13 v1.00 | 2013-08-02 | SDG | Gro | Ex | Any | CZ07 | Cap-kBTUh | 146 | 50000 | None | 0 | 0 | 0 | 3.52 | 0.000872 | 4.29 | 0 | 0 | 0 | 0.662 | 0.000307 | 3.15 |  |  | 2 | Grocery | Existing | San Diego-Lindbergh | SDG&E
NG-WtrHt-LrgInst-Gas-gt200kBtuh-0p90Et | DEER2014 | D13 v1.00 | 2013-08-02 | SDG | Gro | Ex | Any | CZ08 | Cap-kBTUh | 146 | 50000 | None | 0 | 0 | 0 | 4.99 | 0.0015 | 4.41 | 0 | 0 | 0 | 0.874 | 0.000331 | 3.14 |  |  | 2 | Grocery | Existing | Fullerton (El Toro for pre-2014) | SDG&E
NG-WtrHt-LrgInst-Gas-gt200kBtuh-0p90Et | DEER2014 | D13 v1.00 | 2013-08-02 | SDG | Gro | Ex | Any | CZ10 | Cap-kBTUh | 146 | 50000 | None | 0 | 0 | 0 | 5.55 | 0.00142 | 4.43 | 0 | 0 | 0 | 1.16 | 0.000342 | 3.13 |  |  | 2 | Grocery | Existing | Riverside | SDG&E
NG-WtrHt-LrgInst-Gas-gt200kBtuh-0p90Et | DEER2014 | D13 v1.00 | 2013-08-02 | SDG | Gro | Ex | Any | CZ14 | Cap-kBTUh | 146 | 50000 | None | 0 | 0 | 0 | 5.52 | 0.00197 | 4.58 | 0 | 0 | 0 | 1.09 | 0.000389 | 3.22 |  |  | 2 | Grocery | Existing | Palmdale (China Lake for pre-2014) | SDG&E
NG-WtrHt-LrgInst-Gas-gt200kBtuh-0p90Et | DEER2014 | D13 v1.00 | 2013-08-02 | SDG | Gro | Ex | Any | CZ15 | Cap-kBTUh | 146 | 50000 | None | 0 | 0 | 0 | 8.87 | 0.00192 | 4.27 | 0 | 0 | 0 | 1.61 | 0.000367 | 2.75 |  |  | 2 | Grocery | Existing | Palm Springs-Intl (El Centro for pre-2014) | SDG&E
NG-WtrHt-LrgInst-Gas-gt200kBtuh-0p90Et | DEER2014 | D13 v1.00 | 2013-09-20 | SDG | Gro | Ex | Any | IOU | Cap-kBTUh | 146 | 50000 | None | 0 | 0 | 0 | 4.16 | 0.00108 | 4.34 | 0 | 0 | 0 | 0.813 | 0.000318 | 3.15 |  |  | 2 | Grocery | Existing | IOU Territory | SDG&E
NG-WtrHt-LrgInst-Gas-gt200kBtuh-0p90Et | DEER2014 | D13 v1.00 | 2013-09-20 | SDG | Gro | New | Any | IOU | Cap-kBTUh | 146 | 50000 | None | 0 | 0 | 0 | 0.656 | 0.00024 | 3.2 | 0 | 0 | 0 | 0.656 | 0.00024 | 3.2 |  |  | 2 | Grocery | New | IOU Territory | SDG&E
NG-WtrHt-LrgInst-Gas-gt200kBtuh-0p90Et | DEER2014 | D13 v1.00 | 2013-08-02 | SDG | Hsp | Ex | Any | CZ06 | Cap-kBTUh | 2530 | 500000 | None | 0 | 0 | 0 | 0 | 0 | 7.53 | 0 | 0 | 0 | 0 | 0 | 4.85 |  |  | 2 | Health/Medical - Hospital | Existing | Torrance (Los Angeles for pre-2014) | SDG&E
NG-WtrHt-LrgInst-Gas-gt200kBtuh-0p90Et | DEER2014 | D13 v1.00 | 2013-08-02 | SDG | Hsp | Ex | Any | CZ07 | Cap-kBTUh | 2530 | 500000 | None | 0 | 0 | 0 | 0 | 0 | 7.48 | 0 | 0 | 0 | 0 | 0 | 4.81 |  |  | 2 | Health/Medical - Hospital | Existing | San Diego-Lindbergh | SDG&E
NG-WtrHt-LrgInst-Gas-gt200kBtuh-0p90Et | DEER2014 | D13 v1.00 | 2013-08-02 | SDG | Hsp | Ex | Any | CZ08 | Cap-kBTUh | 2530 | 500000 | None | 0 | 0 | 0 | 0 | 0 | 7.38 | 0 | 0 | 0 | 0 | 0 | 4.73 |  |  | 2 | Health/Medical - Hospital | Existing | Fullerton (El Toro for pre-2014) | SDG&E
NG-WtrHt-LrgInst-Gas-gt200kBtuh-0p90Et | DEER2014 | D13 v1.00 | 2013-08-02 | SDG | Hsp | Ex | Any | CZ10 | Cap-kBTUh | 2530 | 500000 | None | 0 | 0 | 0 | 0 | 0 | 7.34 | 0 | 0 | 0 | 0 | 0 | 4.7 |  |  | 2 | Health/Medical - Hospital | Existing | Riverside | SDG&E
NG-WtrHt-LrgInst-Gas-gt200kBtuh-0p90Et | DEER2014 | D13 v1.00 | 2013-08-02 | SDG | Hsp | Ex | Any | CZ14 | Cap-kBTUh | 2530 | 500000 | None | 0 | 0 | 0 | 0 | 0 | 7.41 | 0 | 0 | 0 | 0 | 0 | 4.79 |  |  | 2 | Health/Medical - Hospital | Existing | Palmdale (China Lake for pre-2014) | SDG&E
NG-WtrHt-LrgInst-Gas-gt200kBtuh-0p90Et | DEER2014 | D13 v1.00 | 2013-09-20 | SDG | Hsp | Ex | Any | IOU | Cap-kBTUh | 2530 | 500000 | None | 0 | 0 | 0 | 0 | 0 | 7.46 | 0 | 0 | 0 | 0 | 0 | 4.79 |  |  | 2 | Health/Medical - Hospital | Existing | IOU Territory | SDG&E
NG-WtrHt-LrgInst-Gas-gt200kBtuh-0p90Et | DEER2014 | D13 v1.00 | 2013-09-20 | SDG | Hsp | New | Any | IOU | Cap-kBTUh | 2530 | 500000 | None | 0 | 0 | 0 | 0 | 0 | 4.79 | 0 | 0 | 0 | 0 | 0 | 4.79 |  |  | 2 | Health/Medical - Hospital | New | IOU Territory | SDG&E
NG-WtrHt-LrgInst-Gas-gt200kBtuh-0p90Et | DEER2014 | D13 v1.00 | 2013-08-02 | SDG | Htl | Ex | Any | CZ06 | Cap-kBTUh | 1280 | 400000 | None | 0 | 0 | 0 | 0 | 0 | 4.59 | 0 | 0 | 0 | 0 | 0 | 3.39 |  |  | 2 | Lodging - Hotel | Existing | Torrance (Los Angeles for pre-2014) | SDG&E
NG-WtrHt-LrgInst-Gas-gt200kBtuh-0p90Et | DEER2014 | D13 v1.00 | 2013-08-02 | SDG | Htl | Ex | Any | CZ07 | Cap-kBTUh | 1280 | 400000 | None | 0 | 0 | 0 | 0 | 0 | 4.53 | 0 | 0 | 0 | 0 | 0 | 3.34 |  |  | 2 | Lodging - Hotel | Existing | San Diego-Lindbergh | SDG&E
NG-WtrHt-LrgInst-Gas-gt200kBtuh-0p90Et | DEER2014 | D13 v1.00 | 2013-08-02 | SDG | Htl | Ex | Any | CZ08 | Cap-kBTUh | 1280 | 400000 | None | 0 | 0 | 0 | 0 | 0 | 4.44 | 0 | 0 | 0 | 0 | 0 | 3.27 |  |  | 2 | Lodging - Hotel | Existing | Fullerton (El Toro for pre-2014) | SDG&E
NG-WtrHt-LrgInst-Gas-gt200kBtuh-0p90Et | DEER2014 | D13 v1.00 | 2013-08-02 | SDG | Htl | Ex | Any | CZ10 | Cap-kBTUh | 1280 | 400000 | None | 0 | 0 | 0 | 0 | 0 | 4.41 | 0 | 0 | 0 | 0 | 0 | 3.25 |  |  | 2 | Lodging - Hotel | Existing | Riverside | SDG&E
NG-WtrHt-LrgInst-Gas-gt200kBtuh-0p90Et | DEER2014 | D13 v1.00 | 2013-08-02 | SDG | Htl | Ex | Any | CZ14 | Cap-kBTUh | 1280 | 400000 | None | 0 | 0 | 0 | 0 | 0 | 4.52 | 0 | 0 | 0 | 0 | 0 | 3.34 |  |  | 2 | Lodging - Hotel | Existing | Palmdale (China Lake for pre-2014) | SDG&E
NG-WtrHt-LrgInst-Gas-gt200kBtuh-0p90Et | DEER2014 | D13 v1.00 | 2013-08-02 | SDG | Htl | Ex | Any | CZ15 | Cap-kBTUh | 1280 | 400000 | None | 0 | 0 | 0 | 0 | 0 | 3.57 | 0 | 0 | 0 | 0 | 0 | 2.56 |  |  | 2 | Lodging - Hotel | Existing | Palm Springs-Intl (El Centro for pre-2014) | SDG&E
NG-WtrHt-LrgInst-Gas-gt200kBtuh-0p90Et | DEER2014 | D13 v1.00 | 2013-09-20 | SDG | Htl | Ex | Any | IOU | Cap-kBTUh | 1280 | 400000 | None | 0 | 0 | 0 | 0 | 0 | 4.51 | 0 | 0 | 0 | 0 | 0 | 3.33 |  |  | 2 | Lodging - Hotel | Existing | IOU Territory | SDG&E
NG-WtrHt-LrgInst-Gas-gt200kBtuh-0p90Et | DEER2014 | D13 v1.00 | 2013-09-20 | SDG | Htl | New | Any | IOU | Cap-kBTUh | 1280 | 400000 | None | 0 | 0 | 0 | 0 | 0 | 3.33 | 0 | 0 | 0 | 0 | 0 | 3.33 |  |  | 2 | Lodging - Hotel | New | IOU Territory | SDG&E
NG-WtrHt-LrgInst-Gas-gt200kBtuh-0p90Et | DEER2014 | D13 v1.00 | 2013-08-02 | SDG | MBT | Ex | Any | CZ06 | Cap-kBTUh | 292 | 200000 | None | 0 | 0 | 0 | 0 | 0 | 3.49 | 0 | 0 | 0 | 0 | 0 | 1.85 |  |  | 2 | Manufacturing Biotech | Existing | Torrance (Los Angeles for pre-2014) | SDG&E
NG-WtrHt-LrgInst-Gas-gt200kBtuh-0p90Et | DEER2014 | D13 v1.00 | 2013-08-02 | SDG | MBT | Ex | Any | CZ07 | Cap-kBTUh | 292 | 200000 | None | 0 | 0 | 0 | 0 | 0 | 3.46 | 0 | 0 | 0 | 0 | 0 | 1.83 |  |  | 2 | Manufacturing Biotech | Existing | San Diego-Lindbergh | SDG&E
NG-WtrHt-LrgInst-Gas-gt200kBtuh-0p90Et | DEER2014 | D13 v1.00 | 2013-08-02 | SDG | MBT | Ex | Any | CZ08 | Cap-kBTUh | 292 | 200000 | None | 0 | 0 | 0 | 0 | 0 | 3.43 | 0 | 0 | 0 | 0 | 0 | 1.8 |  |  | 2 | Manufacturing Biotech | Existing | Fullerton (El Toro for pre-2014) | SDG&E
NG-WtrHt-LrgInst-Gas-gt200kBtuh-0p90Et | DEER2014 | D13 v1.00 | 2013-08-02 | SDG | MBT | Ex | Any | CZ10 | Cap-kBTUh | 292 | 200000 | None | 0 | 0 | 0 | 0 | 0 | 3.42 | 0 | 0 | 0 | 0 | 0 | 1.8 |  |  | 2 | Manufacturing Biotech | Existing | Riverside | SDG&E
NG-WtrHt-LrgInst-Gas-gt200kBtuh-0p90Et | DEER2014 | D13 v1.00 | 2013-08-02 | SDG | MBT | Ex | Any | CZ14 | Cap-kBTUh | 292 | 200000 | None | 0 | 0 | 0 | 0 | 0 | 3.47 | 0 | 0 | 0 | 0 | 0 | 1.83 |  |  | 2 | Manufacturing Biotech | Existing | Palmdale (China Lake for pre-2014) | SDG&E
NG-WtrHt-LrgInst-Gas-gt200kBtuh-0p90Et | DEER2014 | D13 v1.00 | 2013-08-02 | SDG | MBT | Ex | Any | CZ15 | Cap-kBTUh | 292 | 200000 | None | 0 | 0 | 0 | 0 | 0 | 3.08 | 0 | 0 | 0 | 0 | 0 | 1.55 |  |  | 2 | Manufacturing Biotech | Existing | Palm Springs-Intl (El Centro for pre-2014) | SDG&E
NG-WtrHt-LrgInst-Gas-gt200kBtuh-0p90Et | DEER2014 | D13 v1.00 | 2013-09-20 | SDG | MBT | Ex | Any | IOU | Cap-kBTUh | 292 | 200000 | None | 0 | 0 | 0 | 0 | 0 | 3.45 | 0 | 0 | 0 | 0 | 0 | 1.82 |  |  | 2 | Manufacturing Biotech | Existing | IOU Territory | SDG&E
NG-WtrHt-LrgInst-Gas-gt200kBtuh-0p90Et | DEER2014 | D13 v1.00 | 2013-09-20 | SDG | MBT | New | Any | IOU | Cap-kBTUh | 292 | 200000 | None | 0 | 0 | 0 | 0 | 0 | 1.82 | 0 | 0 | 0 | 0 | 0 | 1.82 |  |  | 2 | Manufacturing Biotech | New | IOU Territory | SDG&E
NG-WtrHt-LrgInst-Gas-gt200kBtuh-0p90Et | DEER2014 | D13 v1.00 | 2013-08-02 | SDG | MLI | Ex | Any | CZ06 | Cap-kBTUh | 146 | 100000 | None | 0 | 0 | 0 | 0 | 0 | 3.84 | 0 | 0 | 0 | 0 | 0 | 2.14 |  |  | 2 | Manufacturing Light Industrial | Existing | Torrance (Los Angeles for pre-2014) | SDG&E
NG-WtrHt-LrgInst-Gas-gt200kBtuh-0p90Et | DEER2014 | D13 v1.00 | 2013-08-02 | SDG | MLI | Ex | Any | CZ07 | Cap-kBTUh | 146 | 100000 | None | 0 | 0 | 0 | 0 | 0 | 3.81 | 0 | 0 | 0 | 0 | 0 | 2.12 |  |  | 2 | Manufacturing Light Industrial | Existing | San Diego-Lindbergh | SDG&E
NG-WtrHt-LrgInst-Gas-gt200kBtuh-0p90Et | DEER2014 | D13 v1.00 | 2013-08-02 | SDG | MLI | Ex | Any | CZ08 | Cap-kBTUh | 146 | 100000 | None | 0 | 0 | 0 | 0 | 0 | 3.76 | 0 | 0 | 0 | 0 | 0 | 2.09 |  |  | 2 | Manufacturing Light Industrial | Existing | Fullerton (El Toro for pre-2014) | SDG&E
NG-WtrHt-LrgInst-Gas-gt200kBtuh-0p90Et | DEER2014 | D13 v1.00 | 2013-08-02 | SDG | MLI | Ex | Any | CZ10 | Cap-kBTUh | 146 | 100000 | None | 0 | 0 | 0 | 0 | 0 | 3.75 | 0 | 0 | 0 | 0 | 0 | 2.08 |  |  | 2 | Manufacturing Light Industrial | Existing | Riverside | SDG&E
NG-WtrHt-LrgInst-Gas-gt200kBtuh-0p90Et | DEER2014 | D13 v1.00 | 2013-08-02 | SDG | MLI | Ex | Any | CZ14 | Cap-kBTUh | 146 | 100000 | None | 0 | 0 | 0 | 0 | 0 | 3.83 | 0 | 0 | 0 | 0 | 0 | 2.12 |  |  | 2 | Manufacturing Light Industrial | Existing | Palmdale (China Lake for pre-2014) | SDG&E
NG-WtrHt-LrgInst-Gas-gt200kBtuh-0p90Et | DEER2014 | D13 v1.00 | 2013-08-02 | SDG | MLI | Ex | Any | CZ15 | Cap-kBTUh | 146 | 100000 | None | 0 | 0 | 0 | 0 | 0 | 3.33 | 0 | 0 | 0 | 0 | 0 | 1.78 |  |  | 2 | Manufacturing Light Industrial | Existing | Palm Springs-Intl (El Centro for pre-2014) | SDG&E
NG-WtrHt-LrgInst-Gas-gt200kBtuh-0p90Et | DEER2014 | D13 v1.00 | 2013-09-20 | SDG | MLI | Ex | Any | IOU | Cap-kBTUh | 146 | 100000 | None | 0 | 0 | 0 | 0 | 0 | 3.79 | 0 | 0 | 0 | 0 | 0 | 2.11 |  |  | 2 | Manufacturing Light Industrial | Existing | IOU Territory | SDG&E
NG-WtrHt-LrgInst-Gas-gt200kBtuh-0p90Et | DEER2014 | D13 v1.00 | 2013-09-20 | SDG | MLI | New | Any | IOU | Cap-kBTUh | 146 | 100000 | None | 0 | 0 | 0 | 0 | 0 | 2.11 | 0 | 0 | 0 | 0 | 0 | 2.11 |  |  | 2 | Manufacturing Light Industrial | New | IOU Territory | SDG&E
NG-WtrHt-LrgInst-Gas-gt200kBtuh-0p90Et | DEER2014 | D13 v1.00 | 2013-08-02 | SDG | Mtl | Ex | Any | CZ06 | Cap-kBTUh | 118 | 60000 | None | 0 | 0 | 0 | 0 | 0 | 3.38 | 0 | 0 | 0 | 0 | 0 | 1.8 |  |  | 2 | Lodging - Motel | Existing | Torrance (Los Angeles for pre-2014) | SDG&E
NG-WtrHt-LrgInst-Gas-gt200kBtuh-0p90Et | DEER2014 | D13 v1.00 | 2013-08-02 | SDG | Mtl | Ex | Any | CZ07 | Cap-kBTUh | 118 | 60000 | None | 0 | 0 | 0 | 0 | 0 | 3.36 | 0 | 0 | 0 | 0 | 0 | 1.78 |  |  | 2 | Lodging - Motel | Existing | San Diego-Lindbergh | SDG&E
NG-WtrHt-LrgInst-Gas-gt200kBtuh-0p90Et | DEER2014 | D13 v1.00 | 2013-08-02 | SDG | Mtl | Ex | Any | CZ08 | Cap-kBTUh | 118 | 60000 | None | 0 | 0 | 0 | 0 | 0 | 3.33 | 0 | 0 | 0 | 0 | 0 | 1.76 |  |  | 2 | Lodging - Motel | Existing | Fullerton (El Toro for pre-2014) | SDG&E
NG-WtrHt-LrgInst-Gas-gt200kBtuh-0p90Et | DEER2014 | D13 v1.00 | 2013-08-02 | SDG | Mtl | Ex | Any | CZ10 | Cap-kBTUh | 118 | 60000 | None | 0 | 0 | 0 | 0 | 0 | 3.32 | 0 | 0 | 0 | 0 | 0 | 1.75 |  |  | 2 | Lodging - Motel | Existing | Riverside | SDG&E
NG-WtrHt-LrgInst-Gas-gt200kBtuh-0p90Et | DEER2014 | D13 v1.00 | 2013-08-02 | SDG | Mtl | Ex | Any | CZ14 | Cap-kBTUh | 118 | 60000 | None | 0 | 0 | 0 | 0 | 0 | 3.36 | 0 | 0 | 0 | 0 | 0 | 1.78 |  |  | 2 | Lodging - Motel | Existing | Palmdale (China Lake for pre-2014) | SDG&E
NG-WtrHt-LrgInst-Gas-gt200kBtuh-0p90Et | DEER2014 | D13 v1.00 | 2013-08-02 | SDG | Mtl | Ex | Any | CZ15 | Cap-kBTUh | 118 | 60000 | None | 0 | 0 | 0 | 0 | 0 | 3.03 | 0 | 0 | 0 | 0 | 0 | 1.52 |  |  | 2 | Lodging - Motel | Existing | Palm Springs-Intl (El Centro for pre-2014) | SDG&E
NG-WtrHt-LrgInst-Gas-gt200kBtuh-0p90Et | DEER2014 | D13 v1.00 | 2013-09-20 | SDG | Mtl | Ex | Any | IOU | Cap-kBTUh | 118 | 60000 | None | 0 | 0 | 0 | 0 | 0 | 3.35 | 0 | 0 | 0 | 0 | 0 | 1.77 |  |  | 2 | Lodging - Motel | Existing | IOU Territory | SDG&E
NG-WtrHt-LrgInst-Gas-gt200kBtuh-0p90Et | DEER2014 | D13 v1.00 | 2013-09-20 | SDG | Mtl | New | Any | IOU | Cap-kBTUh | 118 | 60000 | None | 0 | 0 | 0 | 0 | 0 | 1.77 | 0 | 0 | 0 | 0 | 0 | 1.77 |  |  | 2 | Lodging - Motel | New | IOU Territory | SDG&E
NG-WtrHt-LrgInst-Gas-gt200kBtuh-0p90Et | DEER2014 | D13 v1.00 | 2013-08-02 | SDG | Nrs | Ex | Any | CZ06 | Cap-kBTUh | 572 | 120000 | None | 0 | 0 | 0 | 0 | 0 | 6.04 | 0 | 0 | 0 | 0 | 0 | 3.62 |  |  | 2 | Health/Medical - Nursing Home | Existing | Torrance (Los Angeles for pre-2014) | SDG&E
NG-WtrHt-LrgInst-Gas-gt200kBtuh-0p90Et | DEER2014 | D13 v1.00 | 2013-08-02 | SDG | Nrs | Ex | Any | CZ07 | Cap-kBTUh | 572 | 120000 | None | 0 | 0 | 0 | 0 | 0 | 6 | 0 | 0 | 0 | 0 | 0 | 3.59 |  |  | 2 | Health/Medical - Nursing Home | Existing | San Diego-Lindbergh | SDG&E
NG-WtrHt-LrgInst-Gas-gt200kBtuh-0p90Et | DEER2014 | D13 v1.00 | 2013-08-02 | SDG | Nrs | Ex | Any | CZ08 | Cap-kBTUh | 572 | 120000 | None | 0 | 0 | 0 | 0 | 0 | 5.92 | 0 | 0 | 0 | 0 | 0 | 3.53 |  |  | 2 | Health/Medical - Nursing Home | Existing | Fullerton (El Toro for pre-2014) | SDG&E
NG-WtrHt-LrgInst-Gas-gt200kBtuh-0p90Et | DEER2014 | D13 v1.00 | 2013-08-02 | SDG | Nrs | Ex | Any | CZ10 | Cap-kBTUh | 572 | 120000 | None | 0 | 0 | 0 | 0 | 0 | 5.89 | 0 | 0 | 0 | 0 | 0 | 3.51 |  |  | 2 | Health/Medical - Nursing Home | Existing | Riverside | SDG&E
NG-WtrHt-LrgInst-Gas-gt200kBtuh-0p90Et | DEER2014 | D13 v1.00 | 2013-08-02 | SDG | Nrs | Ex | Any | CZ14 | Cap-kBTUh | 572 | 120000 | None | 0 | 0 | 0 | 0 | 0 | 5.97 | 0 | 0 | 0 | 0 | 0 | 3.58 |  |  | 2 | Health/Medical - Nursing Home | Existing | Palmdale (China Lake for pre-2014) | SDG&E
NG-WtrHt-LrgInst-Gas-gt200kBtuh-0p90Et | DEER2014 | D13 v1.00 | 2013-09-20 | SDG | Nrs | Ex | Any | IOU | Cap-kBTUh | 572 | 120000 | None | 0 | 0 | 0 | 0 | 0 | 5.98 | 0 | 0 | 0 | 0 | 0 | 3.58 |  |  | 2 | Health/Medical - Nursing Home | Existing | IOU Territory | SDG&E
NG-WtrHt-LrgInst-Gas-gt200kBtuh-0p90Et | DEER2014 | D13 v1.00 | 2013-09-20 | SDG | Nrs | New | Any | IOU | Cap-kBTUh | 572 | 120000 | None | 0 | 0 | 0 | 0 | 0 | 3.58 | 0 | 0 | 0 | 0 | 0 | 3.58 |  |  | 2 | Health/Medical - Nursing Home | New | IOU Territory | SDG&E
NG-WtrHt-LrgInst-Gas-gt200kBtuh-0p90Et | DEER2014 | D13 v1.00 | 2013-08-02 | SDG | OfL | Ex | Any | CZ06 | Cap-kBTUh | 146 | 175000 | None | 0 | 0 | 0 | 0 | 0 | 4.44 | 0 | 0 | 0 | 0 | 0 | 2.55 |  |  | 2 | Office - Large | Existing | Torrance (Los Angeles for pre-2014) | SDG&E
NG-WtrHt-LrgInst-Gas-gt200kBtuh-0p90Et | DEER2014 | D13 v1.00 | 2013-08-02 | SDG | OfL | Ex | Any | CZ07 | Cap-kBTUh | 146 | 175000 | None | 0 | 0 | 0 | 0 | 0 | 4.4 | 0 | 0 | 0 | 0 | 0 | 2.53 |  |  | 2 | Office - Large | Existing | San Diego-Lindbergh | SDG&E
NG-WtrHt-LrgInst-Gas-gt200kBtuh-0p90Et | DEER2014 | D13 v1.00 | 2013-08-02 | SDG | OfL | Ex | Any | CZ08 | Cap-kBTUh | 146 | 175000 | None | 0 | 0 | 0 | 0 | 0 | 4.36 | 0 | 0 | 0 | 0 | 0 | 2.49 |  |  | 2 | Office - Large | Existing | Fullerton (El Toro for pre-2014) | SDG&E
NG-WtrHt-LrgInst-Gas-gt200kBtuh-0p90Et | DEER2014 | D13 v1.00 | 2013-08-02 | SDG | OfL | Ex | Any | CZ10 | Cap-kBTUh | 146 | 175000 | None | 0 | 0 | 0 | 0 | 0 | 4.35 | 0 | 0 | 0 | 0 | 0 | 2.48 |  |  | 2 | Office - Large | Existing | Riverside | SDG&E
NG-WtrHt-LrgInst-Gas-gt200kBtuh-0p90Et | DEER2014 | D13 v1.00 | 2013-08-02 | SDG | OfL | Ex | Any | CZ14 | Cap-kBTUh | 146 | 175000 | None | 0 | 0 | 0 | 0 | 0 | 4.41 | 0 | 0 | 0 | 0 | 0 | 2.52 |  |  | 2 | Office - Large | Existing | Palmdale (China Lake for pre-2014) | SDG&E
NG-WtrHt-LrgInst-Gas-gt200kBtuh-0p90Et | DEER2014 | D13 v1.00 | 2013-08-02 | SDG | OfL | Ex | Any | CZ15 | Cap-kBTUh | 146 | 175000 | None | 0 | 0 | 0 | 0 | 0 | 3.91 | 0 | 0 | 0 | 0 | 0 | 2.13 |  |  | 2 | Office - Large | Existing | Palm Springs-Intl (El Centro for pre-2014) | SDG&E
NG-WtrHt-LrgInst-Gas-gt200kBtuh-0p90Et | DEER2014 | D13 v1.00 | 2013-09-20 | SDG | OfL | Ex | Any | IOU | Cap-kBTUh | 146 | 175000 | None | 0 | 0 | 0 | 0 | 0 | 4.39 | 0 | 0 | 0 | 0 | 0 | 2.52 |  |  | 2 | Office - Large | Existing | IOU Territory | SDG&E
NG-WtrHt-LrgInst-Gas-gt200kBtuh-0p90Et | DEER2014 | D13 v1.00 | 2013-09-20 | SDG | OfL | New | Any | IOU | Cap-kBTUh | 146 | 175000 | None | 0 | 0 | 0 | 0 | 0 | 2.52 | 0 | 0 | 0 | 0 | 0 | 2.52 |  |  | 2 | Office - Large | New | IOU Territory | SDG&E
NG-WtrHt-LrgInst-Gas-gt200kBtuh-0p90Et | DEER2014 | D13 v1.00 | 2013-08-02 | SDG | OfS | Ex | Any | CZ06 | Cap-kBTUh | 43.7 | 10000 | None | 0 | 0 | 0 | 0 | 0 | 2.38 | 0 | 0 | 0 | 0 | 0 | 0.73 |  |  | 2 | Office - Small | Existing | Torrance (Los Angeles for pre-2014) | SDG&E
NG-WtrHt-LrgInst-Gas-gt200kBtuh-0p90Et | DEER2014 | D13 v1.00 | 2013-08-02 | SDG | OfS | Ex | Any | CZ07 | Cap-kBTUh | 43.7 | 10000 | None | 0 | 0 | 0 | 0 | 0 | 2.36 | 0 | 0 | 0 | 0 | 0 | 0.723 |  |  | 2 | Office - Small | Existing | San Diego-Lindbergh | SDG&E
NG-WtrHt-LrgInst-Gas-gt200kBtuh-0p90Et | DEER2014 | D13 v1.00 | 2013-08-02 | SDG | OfS | Ex | Any | CZ08 | Cap-kBTUh | 43.7 | 10000 | None | 0 | 0 | 0 | 0 | 0 | 2.36 | 0 | 0 | 0 | 0 | 0 | 0.717 |  |  | 2 | Office - Small | Existing | Fullerton (El Toro for pre-2014) | SDG&E
NG-WtrHt-LrgInst-Gas-gt200kBtuh-0p90Et | DEER2014 | D13 v1.00 | 2013-08-02 | SDG | OfS | Ex | Any | CZ10 | Cap-kBTUh | 43.7 | 10000 | None | 0 | 0 | 0 | 0 | 0 | 2.35 | 0 | 0 | 0 | 0 | 0 | 0.715 |  |  | 2 | Office - Small | Existing | Riverside | SDG&E
NG-WtrHt-LrgInst-Gas-gt200kBtuh-0p90Et | DEER2014 | D13 v1.00 | 2013-08-02 | SDG | OfS | Ex | Any | CZ14 | Cap-kBTUh | 43.7 | 10000 | None | 0 | 0 | 0 | 0 | 0 | 2.37 | 0 | 0 | 0 | 0 | 0 | 0.724 |  |  | 2 | Office - Small | Existing | Palmdale (China Lake for pre-2014) | SDG&E
NG-WtrHt-LrgInst-Gas-gt200kBtuh-0p90Et | DEER2014 | D13 v1.00 | 2013-08-02 | SDG | OfS | Ex | Any | CZ15 | Cap-kBTUh | 43.7 | 10000 | None | 0 | 0 | 0 | 0 | 0 | 2.22 | 0 | 0 | 0 | 0 | 0 | 0.645 |  |  | 2 | Office - Small | Existing | Palm Springs-Intl (El Centro for pre-2014) | SDG&E
NG-WtrHt-LrgInst-Gas-gt200kBtuh-0p90Et | DEER2014 | D13 v1.00 | 2013-09-20 | SDG | OfS | Ex | Any | IOU | Cap-kBTUh | 43.7 | 10000 | None | 0 | 0 | 0 | 0 | 0 | 2.36 | 0 | 0 | 0 | 0 | 0 | 0.721 |  |  | 2 | Office - Small | Existing | IOU Territory | SDG&E
NG-WtrHt-LrgInst-Gas-gt200kBtuh-0p90Et | DEER2014 | D13 v1.00 | 2013-09-20 | SDG | OfS | New | Any | IOU | Cap-kBTUh | 43.7 | 10000 | None | 0 | 0 | 0 | 0 | 0 | 0.72 | 0 | 0 | 0 | 0 | 0 | 0.72 |  |  | 2 | Office - Small | New | IOU Territory | SDG&E
NG-WtrHt-LrgInst-Gas-gt200kBtuh-0p90Et | DEER2014 | D13 v1.00 | 2013-08-02 | SDG | RFF | Ex | Any | CZ06 | Cap-kBTUh | 87.5 | 4000 | None | 0 | 0 | 0 | 0 | 0 | 3.57 | 0 | 0 | 0 | 0 | 0 | 1.61 |  |  | 2 | Restaurant - Fast-Food | Existing | Torrance (Los Angeles for pre-2014) | SDG&E
NG-WtrHt-LrgInst-Gas-gt200kBtuh-0p90Et | DEER2014 | D13 v1.00 | 2013-08-02 | SDG | RFF | Ex | Any | CZ07 | Cap-kBTUh | 87.5 | 4000 | None | 0 | 0 | 0 | 0 | 0 | 3.55 | 0 | 0 | 0 | 0 | 0 | 1.59 |  |  | 2 | Restaurant - Fast-Food | Existing | San Diego-Lindbergh | SDG&E
NG-WtrHt-LrgInst-Gas-gt200kBtuh-0p90Et | DEER2014 | D13 v1.00 | 2013-08-02 | SDG | RFF | Ex | Any | CZ08 | Cap-kBTUh | 87.5 | 4000 | None | 0 | 0 | 0 | 0 | 0 | 3.51 | 0 | 0 | 0 | 0 | 0 | 1.57 |  |  | 2 | Restaurant - Fast-Food | Existing | Fullerton (El Toro for pre-2014) | SDG&E
NG-WtrHt-LrgInst-Gas-gt200kBtuh-0p90Et | DEER2014 | D13 v1.00 | 2013-08-02 | SDG | RFF | Ex | Any | CZ10 | Cap-kBTUh | 87.5 | 4000 | None | 0 | 0 | 0 | 0 | 0 | 3.5 | 0 | 0 | 0 | 0 | 0 | 1.56 |  |  | 2 | Restaurant - Fast-Food | Existing | Riverside | SDG&E
NG-WtrHt-LrgInst-Gas-gt200kBtuh-0p90Et | DEER2014 | D13 v1.00 | 2013-08-02 | SDG | RFF | Ex | Any | CZ14 | Cap-kBTUh | 87.5 | 4000 | None | 0 | 0 | 0 | 0 | 0 | 3.55 | 0 | 0 | 0 | 0 | 0 | 1.59 |  |  | 2 | Restaurant - Fast-Food | Existing | Palmdale (China Lake for pre-2014) | SDG&E
NG-WtrHt-LrgInst-Gas-gt200kBtuh-0p90Et | DEER2014 | D13 v1.00 | 2013-08-02 | SDG | RFF | Ex | Any | CZ15 | Cap-kBTUh | 87.5 | 4000 | None | 0 | 0 | 0 | 0 | 0 | 3.18 | 0 | 0 | 0 | 0 | 0 | 1.36 |  |  | 2 | Restaurant - Fast-Food | Existing | Palm Springs-Intl (El Centro for pre-2014) | SDG&E
NG-WtrHt-LrgInst-Gas-gt200kBtuh-0p90Et | DEER2014 | D13 v1.00 | 2013-09-20 | SDG | RFF | Ex | Any | IOU | Cap-kBTUh | 87.5 | 4000 | None | 0 | 0 | 0 | 0 | 0 | 3.54 | 0 | 0 | 0 | 0 | 0 | 1.58 |  |  | 2 | Restaurant - Fast-Food | Existing | IOU Territory | SDG&E
NG-WtrHt-LrgInst-Gas-gt200kBtuh-0p90Et | DEER2014 | D13 v1.00 | 2013-09-20 | SDG | RFF | New | Any | IOU | Cap-kBTUh | 87.5 | 4000 | None | 0 | 0 | 0 | 0 | 0 | 1.58 | 0 | 0 | 0 | 0 | 0 | 1.58 |  |  | 2 | Restaurant - Fast-Food | New | IOU Territory | SDG&E
NG-WtrHt-LrgInst-Gas-gt200kBtuh-0p90Et | DEER2014 | D13 v1.00 | 2013-08-02 | SDG | RSD | Ex | Any | CZ06 | Cap-kBTUh | 90.9 | 11200 | None | 0 | 0 | 0 | 0 | 0 | 4.87 | 0 | 0 | 0 | 0 | 0 | 2.57 |  |  | 2 | Restaurant - Sit-Down | Existing | Torrance (Los Angeles for pre-2014) | SDG&E
NG-WtrHt-LrgInst-Gas-gt200kBtuh-0p90Et | DEER2014 | D13 v1.00 | 2013-08-02 | SDG | RSD | Ex | Any | CZ07 | Cap-kBTUh | 90.9 | 11200 | None | 0 | 0 | 0 | 0 | 0 | 4.82 | 0 | 0 | 0 | 0 | 0 | 2.54 |  |  | 2 | Restaurant - Sit-Down | Existing | San Diego-Lindbergh | SDG&E
NG-WtrHt-LrgInst-Gas-gt200kBtuh-0p90Et | DEER2014 | D13 v1.00 | 2013-08-02 | SDG | RSD | Ex | Any | CZ08 | Cap-kBTUh | 90.9 | 11200 | None | 0 | 0 | 0 | 0 | 0 | 4.77 | 0 | 0 | 0 | 0 | 0 | 2.5 |  |  | 2 | Restaurant - Sit-Down | Existing | Fullerton (El Toro for pre-2014) | SDG&E
NG-WtrHt-LrgInst-Gas-gt200kBtuh-0p90Et | DEER2014 | D13 v1.00 | 2013-08-02 | SDG | RSD | Ex | Any | CZ10 | Cap-kBTUh | 90.9 | 11200 | None | 0 | 0 | 0 | 0 | 0 | 4.76 | 0 | 0 | 0 | 0 | 0 | 2.49 |  |  | 2 | Restaurant - Sit-Down | Existing | Riverside | SDG&E
NG-WtrHt-LrgInst-Gas-gt200kBtuh-0p90Et | DEER2014 | D13 v1.00 | 2013-08-02 | SDG | RSD | Ex | Any | CZ14 | Cap-kBTUh | 90.9 | 11200 | None | 0 | 0 | 0 | 0 | 0 | 4.84 | 0 | 0 | 0 | 0 | 0 | 2.54 |  |  | 2 | Restaurant - Sit-Down | Existing | Palmdale (China Lake for pre-2014) | SDG&E
NG-WtrHt-LrgInst-Gas-gt200kBtuh-0p90Et | DEER2014 | D13 v1.00 | 2013-08-02 | SDG | RSD | Ex | Any | CZ15 | Cap-kBTUh | 90.9 | 11200 | None | 0 | 0 | 0 | 0 | 0 | 4.21 | 0 | 0 | 0 | 0 | 0 | 2.13 |  |  | 2 | Restaurant - Sit-Down | Existing | Palm Springs-Intl (El Centro for pre-2014) | SDG&E
NG-WtrHt-LrgInst-Gas-gt200kBtuh-0p90Et | DEER2014 | D13 v1.00 | 2013-09-20 | SDG | RSD | Ex | Any | IOU | Cap-kBTUh | 90.9 | 11200 | None | 0 | 0 | 0 | 0 | 0 | 4.81 | 0 | 0 | 0 | 0 | 0 | 2.53 |  |  | 2 | Restaurant - Sit-Down | Existing | IOU Territory | SDG&E
NG-WtrHt-LrgInst-Gas-gt200kBtuh-0p90Et | DEER2014 | D13 v1.00 | 2013-09-20 | SDG | RSD | New | Any | IOU | Cap-kBTUh | 90.9 | 11200 | None | 0 | 0 | 0 | 0 | 0 | 2.53 | 0 | 0 | 0 | 0 | 0 | 2.53 |  |  | 2 | Restaurant - Sit-Down | New | IOU Territory | SDG&E
NG-WtrHt-LrgInst-Gas-gt200kBtuh-0p90Et | DEER2014 | D13 v1.00 | 2013-08-02 | SDG | Rt3 | Ex | Any | CZ06 | Cap-kBTUh | 87.5 | 120000 | None | 0 | 0 | 0 | 0 | 0 | 2.87 | 0 | 0 | 0 | 0 | 0 | 1.25 |  |  | 2 | Retail - Multistory Large | Existing | Torrance (Los Angeles for pre-2014) | SDG&E
NG-WtrHt-LrgInst-Gas-gt200kBtuh-0p90Et | DEER2014 | D13 v1.00 | 2013-08-02 | SDG | Rt3 | Ex | Any | CZ07 | Cap-kBTUh | 87.5 | 120000 | None | 0 | 0 | 0 | 0 | 0 | 2.85 | 0 | 0 | 0 | 0 | 0 | 1.24 |  |  | 2 | Retail - Multistory Large | Existing | San Diego-Lindbergh | SDG&E
NG-WtrHt-LrgInst-Gas-gt200kBtuh-0p90Et | DEER2014 | D13 v1.00 | 2013-08-02 | SDG | Rt3 | Ex | Any | CZ08 | Cap-kBTUh | 87.5 | 120000 | None | 0 | 0 | 0 | 0 | 0 | 2.83 | 0 | 0 | 0 | 0 | 0 | 1.23 |  |  | 2 | Retail - Multistory Large | Existing | Fullerton (El Toro for pre-2014) | SDG&E
NG-WtrHt-LrgInst-Gas-gt200kBtuh-0p90Et | DEER2014 | D13 v1.00 | 2013-08-02 | SDG | Rt3 | Ex | Any | CZ10 | Cap-kBTUh | 87.5 | 120000 | None | 0 | 0 | 0 | 0 | 0 | 2.83 | 0 | 0 | 0 | 0 | 0 | 1.22 |  |  | 2 | Retail - Multistory Large | Existing | Riverside | SDG&E
NG-WtrHt-LrgInst-Gas-gt200kBtuh-0p90Et | DEER2014 | D13 v1.00 | 2013-08-02 | SDG | Rt3 | Ex | Any | CZ14 | Cap-kBTUh | 87.5 | 120000 | None | 0 | 0 | 0 | 0 | 0 | 2.86 | 0 | 0 | 0 | 0 | 0 | 1.24 |  |  | 2 | Retail - Multistory Large | Existing | Palmdale (China Lake for pre-2014) | SDG&E
NG-WtrHt-LrgInst-Gas-gt200kBtuh-0p90Et | DEER2014 | D13 v1.00 | 2013-08-02 | SDG | Rt3 | Ex | Any | CZ15 | Cap-kBTUh | 87.5 | 120000 | None | 0 | 0 | 0 | 0 | 0 | 2.63 | 0 | 0 | 0 | 0 | 0 | 1.08 |  |  | 2 | Retail - Multistory Large | Existing | Palm Springs-Intl (El Centro for pre-2014) | SDG&E
NG-WtrHt-LrgInst-Gas-gt200kBtuh-0p90Et | DEER2014 | D13 v1.00 | 2013-09-20 | SDG | Rt3 | Ex | Any | IOU | Cap-kBTUh | 87.5 | 120000 | None | 0 | 0 | 0 | 0 | 0 | 2.85 | 0 | 0 | 0 | 0 | 0 | 1.23 |  |  | 2 | Retail - Multistory Large | Existing | IOU Territory | SDG&E
NG-WtrHt-LrgInst-Gas-gt200kBtuh-0p90Et | DEER2014 | D13 v1.00 | 2013-09-20 | SDG | Rt3 | New | Any | IOU | Cap-kBTUh | 87.5 | 120000 | None | 0 | 0 | 0 | 0 | 0 | 1.23 | 0 | 0 | 0 | 0 | 0 | 1.23 |  |  | 2 | Retail - Multistory Large | New | IOU Territory | SDG&E
NG-WtrHt-LrgInst-Gas-gt200kBtuh-0p90Et | DEER2014 | D13 v1.00 | 2013-08-02 | SDG | RtL | Ex | Any | CZ06 | Cap-kBTUh | 87.5 | 131000 | None | 0 | 0 | 0 | 0 | 0 | 2.45 | 0 | 0 | 0 | 0 | 0 | 0.912 |  |  | 2 | Retail - Single-Story Large | Existing | Torrance (Los Angeles for pre-2014) | SDG&E
NG-WtrHt-LrgInst-Gas-gt200kBtuh-0p90Et | DEER2014 | D13 v1.00 | 2013-08-02 | SDG | RtL | Ex | Any | CZ07 | Cap-kBTUh | 87.5 | 131000 | None | 0 | 0 | 0 | 0 | 0 | 2.44 | 0 | 0 | 0 | 0 | 0 | 0.905 |  |  | 2 | Retail - Single-Story Large | Existing | San Diego-Lindbergh | SDG&E
NG-WtrHt-LrgInst-Gas-gt200kBtuh-0p90Et | DEER2014 | D13 v1.00 | 2013-08-02 | SDG | RtL | Ex | Any | CZ08 | Cap-kBTUh | 87.5 | 131000 | None | 0 | 0 | 0 | 0 | 0 | 2.43 | 0 | 0 | 0 | 0 | 0 | 0.896 |  |  | 2 | Retail - Single-Story Large | Existing | Fullerton (El Toro for pre-2014) | SDG&E
NG-WtrHt-LrgInst-Gas-gt200kBtuh-0p90Et | DEER2014 | D13 v1.00 | 2013-08-02 | SDG | RtL | Ex | Any | CZ10 | Cap-kBTUh | 87.5 | 131000 | None | 0 | 0 | 0 | 0 | 0 | 2.42 | 0 | 0 | 0 | 0 | 0 | 0.893 |  |  | 2 | Retail - Single-Story Large | Existing | Riverside | SDG&E
NG-WtrHt-LrgInst-Gas-gt200kBtuh-0p90Et | DEER2014 | D13 v1.00 | 2013-08-02 | SDG | RtL | Ex | Any | CZ14 | Cap-kBTUh | 87.5 | 131000 | None | 0 | 0 | 0 | 0 | 0 | 2.45 | 0 | 0 | 0 | 0 | 0 | 0.906 |  |  | 2 | Retail - Single-Story Large | Existing | Palmdale (China Lake for pre-2014) | SDG&E
NG-WtrHt-LrgInst-Gas-gt200kBtuh-0p90Et | DEER2014 | D13 v1.00 | 2013-08-02 | SDG | RtL | Ex | Any | CZ15 | Cap-kBTUh | 87.5 | 131000 | None | 0 | 0 | 0 | 0 | 0 | 2.28 | 0 | 0 | 0 | 0 | 0 | 0.799 |  |  | 2 | Retail - Single-Story Large | Existing | Palm Springs-Intl (El Centro for pre-2014) | SDG&E
NG-WtrHt-LrgInst-Gas-gt200kBtuh-0p90Et | DEER2014 | D13 v1.00 | 2013-09-20 | SDG | RtL | Ex | Any | IOU | Cap-kBTUh | 87.5 | 131000 | None | 0 | 0 | 0 | 0 | 0 | 2.43 | 0 | 0 | 0 | 0 | 0 | 0.902 |  |  | 2 | Retail - Single-Story Large | Existing | IOU Territory | SDG&E
NG-WtrHt-LrgInst-Gas-gt200kBtuh-0p90Et | DEER2014 | D13 v1.00 | 2013-09-20 | SDG | RtL | New | Any | IOU | Cap-kBTUh | 87.5 | 131000 | None | 0 | 0 | 0 | 0 | 0 | 0.902 | 0 | 0 | 0 | 0 | 0 | 0.902 |  |  | 2 | Retail - Single-Story Large | New | IOU Territory | SDG&E
NG-WtrHt-LrgInst-Gas-gt200kBtuh-0p90Et | DEER2014 | D13 v1.00 | 2013-08-02 | SDG | RtS | Ex | Any | CZ06 | Cap-kBTUh | 14.6 | 32000 | None | 0 | 0 | 0 | 0 | 0 | 3.28 | 0 | 0 | 0 | 0 | 0 | 1.54 |  |  | 2 | Retail - Small | Existing | Torrance (Los Angeles for pre-2014) | SDG&E
NG-WtrHt-LrgInst-Gas-gt200kBtuh-0p90Et | DEER2014 | D13 v1.00 | 2013-08-02 | SDG | RtS | Ex | Any | CZ07 | Cap-kBTUh | 14.6 | 32000 | None | 0 | 0 | 0 | 0 | 0 | 3.25 | 0 | 0 | 0 | 0 | 0 | 1.52 |  |  | 2 | Retail - Small | Existing | San Diego-Lindbergh | SDG&E
NG-WtrHt-LrgInst-Gas-gt200kBtuh-0p90Et | DEER2014 | D13 v1.00 | 2013-08-02 | SDG | RtS | Ex | Any | CZ08 | Cap-kBTUh | 14.6 | 32000 | None | 0 | 0 | 0 | 0 | 0 | 3.22 | 0 | 0 | 0 | 0 | 0 | 1.5 |  |  | 2 | Retail - Small | Existing | Fullerton (El Toro for pre-2014) | SDG&E
NG-WtrHt-LrgInst-Gas-gt200kBtuh-0p90Et | DEER2014 | D13 v1.00 | 2013-08-02 | SDG | RtS | Ex | Any | CZ10 | Cap-kBTUh | 14.6 | 32000 | None | 0 | 0 | 0 | 0 | 0 | 3.21 | 0 | 0 | 0 | 0 | 0 | 1.5 |  |  | 2 | Retail - Small | Existing | Riverside | SDG&E
NG-WtrHt-LrgInst-Gas-gt200kBtuh-0p90Et | DEER2014 | D13 v1.00 | 2013-08-02 | SDG | RtS | Ex | Any | CZ14 | Cap-kBTUh | 14.6 | 32000 | None | 0 | 0 | 0 | 0 | 0 | 3.26 | 0 | 0 | 0 | 0 | 0 | 1.52 |  |  | 2 | Retail - Small | Existing | Palmdale (China Lake for pre-2014) | SDG&E
NG-WtrHt-LrgInst-Gas-gt200kBtuh-0p90Et | DEER2014 | D13 v1.00 | 2013-08-02 | SDG | RtS | Ex | Any | CZ15 | Cap-kBTUh | 14.6 | 32000 | None | 0 | 0 | 0 | 0 | 0 | 2.91 | 0 | 0 | 0 | 0 | 0 | 1.3 |  |  | 2 | Retail - Small | Existing | Palm Springs-Intl (El Centro for pre-2014) | SDG&E
NG-WtrHt-LrgInst-Gas-gt200kBtuh-0p90Et | DEER2014 | D13 v1.00 | 2013-09-20 | SDG | RtS | Ex | Any | IOU | Cap-kBTUh | 14.6 | 32000 | None | 0 | 0 | 0 | 0 | 0 | 3.24 | 0 | 0 | 0 | 0 | 0 | 1.52 |  |  | 2 | Retail - Small | Existing | IOU Territory | SDG&E
NG-WtrHt-LrgInst-Gas-gt200kBtuh-0p90Et | DEER2014 | D13 v1.00 | 2013-09-20 | SDG | RtS | New | Any | IOU | Cap-kBTUh | 14.6 | 32000 | None | 0 | 0 | 0 | 0 | 0 | 1.51 | 0 | 0 | 0 | 0 | 0 | 1.51 |  |  | 2 | Retail - Small | New | IOU Territory | SDG&E
NG-WtrHt-LrgInst-Gas-gt200kBtuh-0p90Et | DEER2014 | D13 v1.00 | 2013-08-02 | SDG | SCn | Ex | Any | CZ06 | Cap-kBTUh | 58.3 | 500000 | None | 0 | 0 | 0 | 0 | 0 | 3.83 | 0 | 0 | 0 | 0 | 0 | 2.03 |  |  | 2 | Storage - Conditioned | Existing | Torrance (Los Angeles for pre-2014) | SDG&E
NG-WtrHt-LrgInst-Gas-gt200kBtuh-0p90Et | DEER2014 | D13 v1.00 | 2013-08-02 | SDG | SCn | Ex | Any | CZ07 | Cap-kBTUh | 58.3 | 500000 | None | 0 | 0 | 0 | 0 | 0 | 3.81 | 0 | 0 | 0 | 0 | 0 | 2.02 |  |  | 2 | Storage - Conditioned | Existing | San Diego-Lindbergh | SDG&E
NG-WtrHt-LrgInst-Gas-gt200kBtuh-0p90Et | DEER2014 | D13 v1.00 | 2013-08-02 | SDG | SCn | Ex | Any | CZ08 | Cap-kBTUh | 58.3 | 500000 | None | 0 | 0 | 0 | 0 | 0 | 3.75 | 0 | 0 | 0 | 0 | 0 | 1.98 |  |  | 2 | Storage - Conditioned | Existing | Fullerton (El Toro for pre-2014) | SDG&E
NG-WtrHt-LrgInst-Gas-gt200kBtuh-0p90Et | DEER2014 | D13 v1.00 | 2013-08-02 | SDG | SCn | Ex | Any | CZ10 | Cap-kBTUh | 58.3 | 500000 | None | 0 | 0 | 0 | 0 | 0 | 3.74 | 0 | 0 | 0 | 0 | 0 | 1.97 |  |  | 2 | Storage - Conditioned | Existing | Riverside | SDG&E
NG-WtrHt-LrgInst-Gas-gt200kBtuh-0p90Et | DEER2014 | D13 v1.00 | 2013-08-02 | SDG | SCn | Ex | Any | CZ14 | Cap-kBTUh | 58.3 | 500000 | None | 0 | 0 | 0 | 0 | 0 | 3.81 | 0 | 0 | 0 | 0 | 0 | 2.01 |  |  | 2 | Storage - Conditioned | Existing | Palmdale (China Lake for pre-2014) | SDG&E
NG-WtrHt-LrgInst-Gas-gt200kBtuh-0p90Et | DEER2014 | D13 v1.00 | 2013-08-02 | SDG | SCn | Ex | Any | CZ15 | Cap-kBTUh | 58.3 | 500000 | None | 0 | 0 | 0 | 0 | 0 | 3.32 | 0 | 0 | 0 | 0 | 0 | 1.7 |  |  | 2 | Storage - Conditioned | Existing | Palm Springs-Intl (El Centro for pre-2014) | SDG&E
NG-WtrHt-LrgInst-Gas-gt200kBtuh-0p90Et | DEER2014 | D13 v1.00 | 2013-09-20 | SDG | SCn | Ex | Any | IOU | Cap-kBTUh | 58.3 | 500000 | None | 0 | 0 | 0 | 0 | 0 | 3.79 | 0 | 0 | 0 | 0 | 0 | 2 |  |  | 2 | Storage - Conditioned | Existing | IOU Territory | SDG&E
NG-WtrHt-LrgInst-Gas-gt200kBtuh-0p90Et | DEER2014 | D13 v1.00 | 2013-09-20 | SDG | SCn | New | Any | IOU | Cap-kBTUh | 58.3 | 500000 | None | 0 | 0 | 0 | 0 | 0 | 2 | 0 | 0 | 0 | 0 | 0 | 2 |  |  | 2 | Storage - Conditioned | New | IOU Territory | SDG&E
NG-WtrHt-LrgInst-Gas-gt200kBtuh-0p90Et | DEER2014 | D13 v1.00 | 2013-08-02 | SDG | SUn | Ex | Any | CZ06 | Cap-kBTUh | 58.3 | 500000 | None | 0 | 0 | 0 | 0 | 0 | 3.79 | 0 | 0 | 0 | 0 | 0 | 2.03 |  |  | 2 | Storage - Unconditioned | Existing | Torrance (Los Angeles for pre-2014) | SDG&E
NG-WtrHt-LrgInst-Gas-gt200kBtuh-0p90Et | DEER2014 | D13 v1.00 | 2013-08-02 | SDG | SUn | Ex | Any | CZ07 | Cap-kBTUh | 58.3 | 500000 | None | 0 | 0 | 0 | 0 | 0 | 3.76 | 0 | 0 | 0 | 0 | 0 | 2.01 |  |  | 2 | Storage - Unconditioned | Existing | San Diego-Lindbergh | SDG&E
NG-WtrHt-LrgInst-Gas-gt200kBtuh-0p90Et | DEER2014 | D13 v1.00 | 2013-08-02 | SDG | SUn | Ex | Any | CZ08 | Cap-kBTUh | 58.3 | 500000 | None | 0 | 0 | 0 | 0 | 0 | 3.67 | 0 | 0 | 0 | 0 | 0 | 1.97 |  |  | 2 | Storage - Unconditioned | Existing | Fullerton (El Toro for pre-2014) | SDG&E
NG-WtrHt-LrgInst-Gas-gt200kBtuh-0p90Et | DEER2014 | D13 v1.00 | 2013-08-02 | SDG | SUn | Ex | Any | CZ10 | Cap-kBTUh | 58.3 | 500000 | None | 0 | 0 | 0 | 0 | 0 | 3.66 | 0 | 0 | 0 | 0 | 0 | 1.96 |  |  | 2 | Storage - Unconditioned | Existing | Riverside | SDG&E
NG-WtrHt-LrgInst-Gas-gt200kBtuh-0p90Et | DEER2014 | D13 v1.00 | 2013-08-02 | SDG | SUn | Ex | Any | CZ14 | Cap-kBTUh | 58.3 | 500000 | None | 0 | 0 | 0 | 0 | 0 | 3.76 | 0 | 0 | 0 | 0 | 0 | 2 |  |  | 2 | Storage - Unconditioned | Existing | Palmdale (China Lake for pre-2014) | SDG&E
NG-WtrHt-LrgInst-Gas-gt200kBtuh-0p90Et | DEER2014 | D13 v1.00 | 2013-08-02 | SDG | SUn | Ex | Any | CZ15 | Cap-kBTUh | 58.3 | 500000 | None | 0 | 0 | 0 | 0 | 0 | 3.03 | 0 | 0 | 0 | 0 | 0 | 1.64 |  |  | 2 | Storage - Unconditioned | Existing | Palm Springs-Intl (El Centro for pre-2014) | SDG&E
NG-WtrHt-LrgInst-Gas-gt200kBtuh-0p90Et | DEER2014 | D13 v1.00 | 2013-09-20 | SDG | SUn | Ex | Any | IOU | Cap-kBTUh | 58.3 | 500000 | None | 0 | 0 | 0 | 0 | 0 | 3.73 | 0 | 0 | 0 | 0 | 0 | 1.99 |  |  | 2 | Storage - Unconditioned | Existing | IOU Territory | SDG&E
NG-WtrHt-LrgInst-Gas-gt200kBtuh-0p90Et | DEER2014 | D13 v1.00 | 2013-09-20 | SDG | SUn | New | Any | IOU | Cap-kBTUh | 58.3 | 500000 | None | 0 | 0 | 0 | 0 | 0 | 1.98 | 0 | 0 | 0 | 0 | 0 | 1.98 |  |  | 2 | Storage - Unconditioned | New | IOU Territory | SDG&E
NG-WtrHt-LrgInst-Gas-gt200kBtuh-0p90Et | DEER2014 | D13 v1.00 | 2013-08-02 | SDG | WRf | Ex | Any | CZ06 | Cap-kBTUh | 58.3 | 100000 | None | 0 | 0 | 0 | 0 | 0 | 6.28 | 0 | 0 | 0 | 0 | 0 | 3.69 |  |  | 2 | Warehouse - Refrigerated | Existing | Torrance (Los Angeles for pre-2014) | SDG&E
NG-WtrHt-LrgInst-Gas-gt200kBtuh-0p90Et | DEER2014 | D13 v1.00 | 2013-08-02 | SDG | WRf | Ex | Any | CZ07 | Cap-kBTUh | 58.3 | 100000 | None | 0 | 0 | 0 | 0 | 0 | 6.24 | 0 | 0 | 0 | 0 | 0 | 3.65 |  |  | 2 | Warehouse - Refrigerated | Existing | San Diego-Lindbergh | SDG&E
NG-WtrHt-LrgInst-Gas-gt200kBtuh-0p90Et | DEER2014 | D13 v1.00 | 2013-08-02 | SDG | WRf | Ex | Any | CZ10 | Cap-kBTUh | 58.3 | 100000 | None | 0 | 0 | 0 | 0 | 0 | 6.1 | 0 | 0 | 0 | 0 | 0 | 3.57 |  |  | 2 | Warehouse - Refrigerated | Existing | Riverside | SDG&E
NG-WtrHt-LrgInst-Gas-gt200kBtuh-0p90Et | DEER2014 | D13 v1.00 | 2013-09-20 | SDG | WRf | Ex | Any | IOU | Cap-kBTUh | 58.3 | 100000 | None | 0 | 0 | 0 | 0 | 0 | 6.21 | 0 | 0 | 0 | 0 | 0 | 3.64 |  |  | 2 | Warehouse - Refrigerated | Existing | IOU Territory | SDG&E
NG-WtrHt-LrgInst-Gas-gt200kBtuh-0p90Et | DEER2014 | D13 v1.00 | 2013-09-20 | SDG | WRf | New | Any | IOU | Cap-kBTUh | 58.3 | 100000 | None | 0 | 0 | 0 | 0 | 0 | 3.64 | 0 | 0 | 0 | 0 | 0 | 3.64 |  |  | 2 | Warehouse - Refrigerated | New | IOU Territory | SDG&E
NG-WtrHt-SmlInst-Gas-150kBtuh-lt2G-0p92EF-40g | DEER2015 | WaterHeater-Calculator-v1.1 | 2015-03-19 14:45 | PGE | Asm | Ex | Any | CZ01 | Each | 1.8 | 34000 |  | -120 | -0.0285 | 996 | -120 | -0.0285 | 996 | -120 | -0.0285 | 927 | -120 | -0.0285 | 927 |  |  | 2 | Assembly | Existing | Arcata Area | PG&E
NG-WtrHt-SmlInst-Gas-150kBtuh-lt2G-0p92EF-40g | DEER2015 | WaterHeater-Calculator-v1.1 | 2015-03-19 14:45 | PGE | Asm | Ex | Any | CZ02 | Each | 1.8 | 34000 |  | -111 | -0.0261 | 898 | -111 | -0.0261 | 898 | -111 | -0.0261 | 834 | -111 | -0.0261 | 834 |  |  | 2 | Assembly | Existing | Santa Rosa Area | PG&E
NG-WtrHt-SmlInst-Gas-150kBtuh-lt2G-0p92EF-40g | DEER2015 | WaterHeater-Calculator-v1.1 | 2015-03-19 14:45 | PGE | Asm | Ex | Any | CZ03 | Each | 1.8 | 34000 |  | -111 | -0.0265 | 898 | -111 | -0.0265 | 898 | -111 | -0.0265 | 833 | -111 | -0.0265 | 833 |  |  | 2 | Assembly | Existing | Oakland Area | PG&E
NG-WtrHt-SmlInst-Gas-150kBtuh-lt2G-0p92EF-40g | DEER2015 | WaterHeater-Calculator-v1.1 | 2015-03-19 14:45 | PGE | Asm | Ex | Any | CZ04 | Each | 1.8 | 34000 |  | -108 | -0.0246 | 868 | -108 | -0.0246 | 868 | -108 | -0.0246 | 806 | -108 | -0.0246 | 806 |  |  | 2 | Assembly | Existing | San Jose-Reid (Sunnyvale for pre-2014) | PG&E
NG-WtrHt-SmlInst-Gas-150kBtuh-lt2G-0p92EF-40g | DEER2015 | WaterHeater-Calculator-v1.1 | 2015-03-19 14:45 | PGE | Asm | Ex | Any | CZ05 | Each | 1.8 | 34000 |  | -113 | -0.0268 | 914 | -113 | -0.0268 | 914 | -113 | -0.0268 | 849 | -113 | -0.0268 | 849 |  |  | 2 | Assembly | Existing | Santa Maria Area | PG&E
NG-WtrHt-SmlInst-Gas-150kBtuh-lt2G-0p92EF-40g | DEER2015 | WaterHeater-Calculator-v1.1 | 2015-03-19 14:45 | PGE | Asm | Ex | Any | CZ11 | Each | 1.8 | 34000 |  | -103 | -0.0227 | 834 | -103 | -0.0227 | 834 | -103 | -0.0227 | 774 | -103 | -0.0227 | 774 |  |  | 2 | Assembly | Existing | Red Bluff Area | PG&E
NG-WtrHt-SmlInst-Gas-150kBtuh-lt2G-0p92EF-40g | DEER2015 | WaterHeater-Calculator-v1.1 | 2015-03-19 14:45 | PGE | Asm | Ex | Any | CZ12 | Each | 1.8 | 34000 |  | -106 | -0.0243 | 856 | -106 | -0.0243 | 856 | -106 | -0.0243 | 794 | -106 | -0.0243 | 794 |  |  | 2 | Assembly | Existing | Sacramento Area | PG&E
NG-WtrHt-SmlInst-Gas-150kBtuh-lt2G-0p92EF-40g | DEER2015 | WaterHeater-Calculator-v1.1 | 2015-03-19 14:45 | PGE | Asm | Ex | Any | CZ13 | Each | 1.8 | 34000 |  | -101 | -0.0225 | 822 | -101 | -0.0225 | 822 | -101 | -0.0225 | 762 | -101 | -0.0225 | 762 |  |  | 2 | Assembly | Existing | Fresno Area | PG&E
NG-WtrHt-SmlInst-Gas-150kBtuh-lt2G-0p92EF-40g | DEER2015 | WaterHeater-Calculator-v1.1 | 2015-03-19 14:45 | PGE | Asm | Ex | Any | CZ16 | Each | 1.8 | 34000 |  | -119 | -0.0271 | 1030 | -119 | -0.0271 | 1030 | -119 | -0.0271 | 954 | -119 | -0.0271 | 954 |  |  | 2 | Assembly | Existing | Blue Canyon (Mount Shasta for pre-2014) | PG&E
NG-WtrHt-SmlInst-Gas-150kBtuh-lt2G-0p92EF-40g | DEER2015 | WaterHeater-Calculator-v1.1 | 2015-03-19 14:46 | PGE | Asm | Ex | Any | IOU | Each | 1.8 | 34000 |  | -108 | -0.0251 | 875 | -108 | -0.0251 | 875 | -108 | -0.0251 | 811 | -108 | -0.0251 | 811 |  |  | 2 | Assembly | Existing | IOU Territory | PG&E
NG-WtrHt-SmlInst-Gas-150kBtuh-lt2G-0p92EF-40g | DEER2015 | WaterHeater-Calculator-v1.1 | 2015-03-19 14:46 | PGE | Com | Ex | Any | CZ01 | Each | 3.39 | 212000 |  | -100 | -0.0227 | 992 | -100 | -0.0227 | 992 | -100 | -0.0227 | 915 | -100 | -0.0227 | 915 |  |  | 2 | Commercial | Existing | Arcata Area | PG&E
NG-WtrHt-SmlInst-Gas-150kBtuh-lt2G-0p92EF-40g | DEER2015 | WaterHeater-Calculator-v1.1 | 2015-03-19 14:46 | PGE | Com | Ex | Any | CZ02 | Each | 2.6 | 194000 |  | -95.1 | -0.0184 | 838 | -95.1 | -0.0184 | 838 | -95.1 | -0.0184 | 770 | -95.1 | -0.0184 | 770 |  |  | 2 | Commercial | Existing | Santa Rosa Area | PG&E
NG-WtrHt-SmlInst-Gas-150kBtuh-lt2G-0p92EF-40g | DEER2015 | WaterHeater-Calculator-v1.1 | 2015-03-19 14:46 | PGE | Com | Ex | Any | CZ03 | Each | 2.22 | 195000 |  | -92.5 | -0.0197 | 817 | -92.5 | -0.0197 | 817 | -92.5 | -0.0197 | 749 | -92.5 | -0.0197 | 749 |  |  | 2 | Commercial | Existing | Oakland Area | PG&E
NG-WtrHt-SmlInst-Gas-150kBtuh-lt2G-0p92EF-40g | DEER2015 | WaterHeater-Calculator-v1.1 | 2015-03-19 14:46 | PGE | Com | Ex | Any | CZ04 | Each | 1.92 | 173000 |  | -88.1 | -0.0202 | 764 | -88.1 | -0.0202 | 764 | -88.1 | -0.0202 | 701 | -88.1 | -0.0202 | 701 |  |  | 2 | Commercial | Existing | San Jose-Reid (Sunnyvale for pre-2014) | PG&E
NG-WtrHt-SmlInst-Gas-150kBtuh-lt2G-0p92EF-40g | DEER2015 | WaterHeater-Calculator-v1.1 | 2015-03-19 14:46 | PGE | Com | Ex | Any | CZ05 | Each | 3.48 | 200000 |  | -98.9 | -0.0211 | 852 | -98.9 | -0.0211 | 852 | -98.9 | -0.0211 | 786 | -98.9 | -0.0211 | 786 |  |  | 2 | Commercial | Existing | Santa Maria Area | PG&E
NG-WtrHt-SmlInst-Gas-150kBtuh-lt2G-0p92EF-40g | DEER2015 | WaterHeater-Calculator-v1.1 | 2015-03-19 14:46 | PGE | Com | Ex | Any | CZ11 | Each | 2.76 | 205000 |  | -86.3 | -0.0155 | 757 | -86.3 | -0.0155 | 757 | -86.3 | -0.0155 | 696 | -86.3 | -0.0155 | 696 |  |  | 2 | Commercial | Existing | Red Bluff Area | PG&E
NG-WtrHt-SmlInst-Gas-150kBtuh-lt2G-0p92EF-40g | DEER2015 | WaterHeater-Calculator-v1.1 | 2015-03-19 14:46 | PGE | Com | Ex | Any | CZ12 | Each | 1.96 | 186000 |  | -88.5 | -0.0178 | 773 | -88.5 | -0.0178 | 773 | -88.5 | -0.0178 | 711 | -88.5 | -0.0178 | 711 |  |  | 2 | Commercial | Existing | Sacramento Area | PG&E
NG-WtrHt-SmlInst-Gas-150kBtuh-lt2G-0p92EF-40g | DEER2015 | WaterHeater-Calculator-v1.1 | 2015-03-19 14:46 | PGE | Com | Ex | Any | CZ13 | Each | 2.29 | 187000 |  | -85.7 | -0.016 | 743 | -85.7 | -0.016 | 743 | -85.7 | -0.016 | 682 | -85.7 | -0.016 | 682 |  |  | 2 | Commercial | Existing | Fresno Area | PG&E
NG-WtrHt-SmlInst-Gas-150kBtuh-lt2G-0p92EF-40g | DEER2015 | WaterHeater-Calculator-v1.1 | 2015-03-19 14:46 | PGE | Com | Ex | Any | CZ16 | Each | 1.96 | 166000 |  | -103 | -0.0192 | 1070 | -103 | -0.0192 | 1070 | -103 | -0.0192 | 998 | -103 | -0.0192 | 998 |  |  | 2 | Commercial | Existing | Blue Canyon (Mount Shasta for pre-2014) | PG&E
NG-WtrHt-SmlInst-Gas-150kBtuh-lt2G-0p92EF-40g | DEER2015 | WaterHeater-Calculator-v1.1 | 2015-03-19 14:46 | PGE | Com | Ex | Any | IOU | Each | 2.23 | 189000 |  | -90.3 | -0.0187 | 794 | -90.3 | -0.0187 | 794 | -90.3 | -0.0187 | 728 | -90.3 | -0.0187 | 728 |  |  | 2 | Commercial | Existing | IOU Territory | PG&E
NG-WtrHt-SmlInst-Gas-150kBtuh-lt2G-0p92EF-40g | DEER2015 | WaterHeater-Calculator-v1.1 | 2015-03-19 14:45 | PGE | ECC | Ex | Any | CZ01 | Each | 8.04 | 300000 |  | -80.6 | -0.0247 | 829 | -80.6 | -0.0247 | 829 | -80.6 | -0.0247 | 750 | -80.6 | -0.0247 | 750 |  |  | 2 | Education - Community College | Existing | Arcata Area | PG&E
NG-WtrHt-SmlInst-Gas-150kBtuh-lt2G-0p92EF-40g | DEER2015 | WaterHeater-Calculator-v1.1 | 2015-03-19 14:45 | PGE | ECC | Ex | Any | CZ02 | Each | 8.04 | 300000 |  | -75 | -0.0093 | 700 | -75 | -0.0093 | 700 | -75 | -0.0093 | 635 | -75 | -0.0093 | 635 |  |  | 2 | Education - Community College | Existing | Santa Rosa Area | PG&E
NG-WtrHt-SmlInst-Gas-150kBtuh-lt2G-0p92EF-40g | DEER2015 | WaterHeater-Calculator-v1.1 | 2015-03-19 14:45 | PGE | ECC | Ex | Any | CZ03 | Each | 8.04 | 300000 |  | -75.2 | -0.00945 | 700 | -75.2 | -0.00945 | 700 | -75.2 | -0.00945 | 632 | -75.2 | -0.00945 | 632 |  |  | 2 | Education - Community College | Existing | Oakland Area | PG&E
NG-WtrHt-SmlInst-Gas-150kBtuh-lt2G-0p92EF-40g | DEER2015 | WaterHeater-Calculator-v1.1 | 2015-03-19 14:45 | PGE | ECC | Ex | Any | CZ04 | Each | 8.04 | 300000 |  | -72.9 | -0.0213 | 665 | -72.9 | -0.0213 | 665 | -72.9 | -0.0213 | 602 | -72.9 | -0.0213 | 602 |  |  | 2 | Education - Community College | Existing | San Jose-Reid (Sunnyvale for pre-2014) | PG&E
NG-WtrHt-SmlInst-Gas-150kBtuh-lt2G-0p92EF-40g | DEER2015 | WaterHeater-Calculator-v1.1 | 2015-03-19 14:45 | PGE | ECC | Ex | Any | CZ05 | Each | 8.04 | 300000 |  | -76.3 | -0.0232 | 717 | -76.3 | -0.0232 | 717 | -76.3 | -0.0232 | 649 | -76.3 | -0.0232 | 649 |  |  | 2 | Education - Community College | Existing | Santa Maria Area | PG&E
NG-WtrHt-SmlInst-Gas-150kBtuh-lt2G-0p92EF-40g | DEER2015 | WaterHeater-Calculator-v1.1 | 2015-03-19 14:45 | PGE | ECC | Ex | Any | CZ11 | Each | 8.04 | 300000 |  | -69.5 | -0.00808 | 645 | -69.5 | -0.00808 | 645 | -69.5 | -0.00808 | 585 | -69.5 | -0.00808 | 585 |  |  | 2 | Education - Community College | Existing | Red Bluff Area | PG&E
NG-WtrHt-SmlInst-Gas-150kBtuh-lt2G-0p92EF-40g | DEER2015 | WaterHeater-Calculator-v1.1 | 2015-03-19 14:45 | PGE | ECC | Ex | Any | CZ12 | Each | 8.04 | 300000 |  | -71.6 | -0.00863 | 658 | -71.6 | -0.00863 | 658 | -71.6 | -0.00863 | 597 | -71.6 | -0.00863 | 597 |  |  | 2 | Education - Community College | Existing | Sacramento Area | PG&E
NG-WtrHt-SmlInst-Gas-150kBtuh-lt2G-0p92EF-40g | DEER2015 | WaterHeater-Calculator-v1.1 | 2015-03-19 14:45 | PGE | ECC | Ex | Any | CZ13 | Each | 8.04 | 300000 |  | -68.6 | -0.00801 | 629 | -68.6 | -0.00801 | 629 | -68.6 | -0.00801 | 570 | -68.6 | -0.00801 | 570 |  |  | 2 | Education - Community College | Existing | Fresno Area | PG&E
NG-WtrHt-SmlInst-Gas-150kBtuh-lt2G-0p92EF-40g | DEER2015 | WaterHeater-Calculator-v1.1 | 2015-03-19 14:45 | PGE | ECC | Ex | Any | CZ16 | Each | 8.04 | 300000 |  | -80.5 | -0.00964 | 886 | -80.5 | -0.00964 | 886 | -80.5 | -0.00964 | 812 | -80.5 | -0.00964 | 812 |  |  | 2 | Education - Community College | Existing | Blue Canyon (Mount Shasta for pre-2014) | PG&E
NG-WtrHt-SmlInst-Gas-150kBtuh-lt2G-0p92EF-40g | DEER2015 | WaterHeater-Calculator-v1.1 | 2015-03-19 14:46 | PGE | ECC | Ex | Any | IOU | Each | 8.04 | 300000 |  | -73.3 | -0.0115 | 682 | -73.3 | -0.0115 | 682 | -73.3 | -0.0115 | 617 | -73.3 | -0.0115 | 617 |  |  | 2 | Education - Community College | Existing | IOU Territory | PG&E
NG-WtrHt-SmlInst-Gas-150kBtuh-lt2G-0p92EF-40g | DEER2015 | WaterHeater-Calculator-v1.1 | 2015-03-19 14:45 | PGE | EPr | Ex | Any | CZ01 | Each | 1.19 | 48200 |  | -57.9 | -0.0168 | 741 | -57.9 | -0.0168 | 741 | -57.9 | -0.0168 | 665 | -57.9 | -0.0168 | 665 |  |  | 2 | Education - Primary School | Existing | Arcata Area | PG&E
NG-WtrHt-SmlInst-Gas-150kBtuh-lt2G-0p92EF-40g | DEER2015 | WaterHeater-Calculator-v1.1 | 2015-03-19 14:45 | PGE | EPr | Ex | Any | CZ02 | Each | 1.19 | 48200 |  | -54 | 0 | 587 | -54 | 0 | 587 | -54 | 0 | 521 | -54 | 0 | 521 |  |  | 2 | Education - Primary School | Existing | Santa Rosa Area | PG&E
NG-WtrHt-SmlInst-Gas-150kBtuh-lt2G-0p92EF-40g | DEER2015 | WaterHeater-Calculator-v1.1 | 2015-03-19 14:45 | PGE | EPr | Ex | Any | CZ03 | Each | 1.19 | 48200 |  | -54 | 0 | 582 | -54 | 0 | 582 | -54 | 0 | 513 | -54 | 0 | 513 |  |  | 2 | Education - Primary School | Existing | Oakland Area | PG&E
NG-WtrHt-SmlInst-Gas-150kBtuh-lt2G-0p92EF-40g | DEER2015 | WaterHeater-Calculator-v1.1 | 2015-03-19 14:45 | PGE | EPr | Ex | Any | CZ04 | Each | 1.19 | 48200 |  | -52.5 | -0.0146 | 546 | -52.5 | -0.0146 | 546 | -52.5 | -0.0146 | 482 | -52.5 | -0.0146 | 482 |  |  | 2 | Education - Primary School | Existing | San Jose-Reid (Sunnyvale for pre-2014) | PG&E
NG-WtrHt-SmlInst-Gas-150kBtuh-lt2G-0p92EF-40g | DEER2015 | WaterHeater-Calculator-v1.1 | 2015-03-19 14:45 | PGE | EPr | Ex | Any | CZ05 | Each | 1.19 | 48200 |  | -54.8 | -0.0158 | 605 | -54.8 | -0.0158 | 605 | -54.8 | -0.0158 | 534 | -54.8 | -0.0158 | 534 |  |  | 2 | Education - Primary School | Existing | Santa Maria Area | PG&E
NG-WtrHt-SmlInst-Gas-150kBtuh-lt2G-0p92EF-40g | DEER2015 | WaterHeater-Calculator-v1.1 | 2015-03-19 14:45 | PGE | EPr | Ex | Any | CZ11 | Each | 1.19 | 48200 |  | -50.3 | 0 | 535 | -50.3 | 0 | 535 | -50.3 | 0 | 475 | -50.3 | 0 | 475 |  |  | 2 | Education - Primary School | Existing | Red Bluff Area | PG&E
NG-WtrHt-SmlInst-Gas-150kBtuh-lt2G-0p92EF-40g | DEER2015 | WaterHeater-Calculator-v1.1 | 2015-03-19 14:45 | PGE | EPr | Ex | Any | CZ12 | Each | 1.19 | 48200 |  | -51.7 | 0 | 542 | -51.7 | 0 | 542 | -51.7 | 0 | 481 | -51.7 | 0 | 481 |  |  | 2 | Education - Primary School | Existing | Sacramento Area | PG&E
NG-WtrHt-SmlInst-Gas-150kBtuh-lt2G-0p92EF-40g | DEER2015 | WaterHeater-Calculator-v1.1 | 2015-03-19 14:45 | PGE | EPr | Ex | Any | CZ13 | Each | 1.19 | 48200 |  | -49.6 | 0 | 518 | -49.6 | 0 | 518 | -49.6 | 0 | 457 | -49.6 | 0 | 457 |  |  | 2 | Education - Primary School | Existing | Fresno Area | PG&E
NG-WtrHt-SmlInst-Gas-150kBtuh-lt2G-0p92EF-40g | DEER2015 | WaterHeater-Calculator-v1.1 | 2015-03-19 14:45 | PGE | EPr | Ex | Any | CZ16 | Each | 1.19 | 48200 |  | -58.1 | 0 | 764 | -58.1 | 0 | 764 | -58.1 | 0 | 694 | -58.1 | 0 | 694 |  |  | 2 | Education - Primary School | Existing | Blue Canyon (Mount Shasta for pre-2014) | PG&E
NG-WtrHt-SmlInst-Gas-150kBtuh-lt2G-0p92EF-40g | DEER2015 | WaterHeater-Calculator-v1.1 | 2015-03-19 14:46 | PGE | EPr | Ex | Any | IOU | Each | 1.19 | 48200 |  | -52.4 | -0.00262 | 558 | -52.4 | -0.00262 | 558 | -52.4 | -0.00262 | 494 | -52.4 | -0.00262 | 494 |  |  | 2 | Education - Primary School | Existing | IOU Territory | PG&E
NG-WtrHt-SmlInst-Gas-150kBtuh-lt2G-0p92EF-40g | DEER2015 | WaterHeater-Calculator-v1.1 | 2015-03-19 14:45 | PGE | ERC | Ex | Any | CZ01 | Each | 0.107 | 1920 |  | -57.9 | -0.0168 | 731 | -57.9 | -0.0168 | 731 | -57.9 | -0.0168 | 658 | -57.9 | -0.0168 | 658 |  |  | 2 | Education - Relocatable Classroom | Existing | Arcata Area | PG&E
NG-WtrHt-SmlInst-Gas-150kBtuh-lt2G-0p92EF-40g | DEER2015 | WaterHeater-Calculator-v1.1 | 2015-03-19 14:45 | PGE | ERC | Ex | Any | CZ02 | Each | 0.107 | 1920 |  | -54 | 0 | 586 | -54 | 0 | 586 | -54 | 0 | 519 | -54 | 0 | 519 |  |  | 2 | Education - Relocatable Classroom | Existing | Santa Rosa Area | PG&E
NG-WtrHt-SmlInst-Gas-150kBtuh-lt2G-0p92EF-40g | DEER2015 | WaterHeater-Calculator-v1.1 | 2015-03-19 14:45 | PGE | ERC | Ex | Any | CZ03 | Each | 0.107 | 1920 |  | -54 | 0 | 572 | -54 | 0 | 572 | -54 | 0 | 505 | -54 | 0 | 505 |  |  | 2 | Education - Relocatable Classroom | Existing | Oakland Area | PG&E
NG-WtrHt-SmlInst-Gas-150kBtuh-lt2G-0p92EF-40g | DEER2015 | WaterHeater-Calculator-v1.1 | 2015-03-19 14:45 | PGE | ERC | Ex | Any | CZ04 | Each | 0.107 | 1920 |  | -52.5 | -0.0146 | 544 | -52.5 | -0.0146 | 544 | -52.5 | -0.0146 | 480 | -52.5 | -0.0146 | 480 |  |  | 2 | Education - Relocatable Classroom | Existing | San Jose-Reid (Sunnyvale for pre-2014) | PG&E
NG-WtrHt-SmlInst-Gas-150kBtuh-lt2G-0p92EF-40g | DEER2015 | WaterHeater-Calculator-v1.1 | 2015-03-19 14:45 | PGE | ERC | Ex | Any | CZ05 | Each | 0.107 | 1920 |  | -54.8 | -0.0158 | 592 | -54.8 | -0.0158 | 592 | -54.8 | -0.0158 | 525 | -54.8 | -0.0158 | 525 |  |  | 2 | Education - Relocatable Classroom | Existing | Santa Maria Area | PG&E
NG-WtrHt-SmlInst-Gas-150kBtuh-lt2G-0p92EF-40g | DEER2015 | WaterHeater-Calculator-v1.1 | 2015-03-19 14:45 | PGE | ERC | Ex | Any | CZ11 | Each | 0.107 | 1920 |  | -50.3 | 0 | 534 | -50.3 | 0 | 534 | -50.3 | 0 | 474 | -50.3 | 0 | 474 |  |  | 2 | Education - Relocatable Classroom | Existing | Red Bluff Area | PG&E
NG-WtrHt-SmlInst-Gas-150kBtuh-lt2G-0p92EF-40g | DEER2015 | WaterHeater-Calculator-v1.1 | 2015-03-19 14:45 | PGE | ERC | Ex | Any | CZ12 | Each | 0.107 | 1920 |  | -51.7 | 0 | 542 | -51.7 | 0 | 542 | -51.7 | 0 | 480 | -51.7 | 0 | 480 |  |  | 2 | Education - Relocatable Classroom | Existing | Sacramento Area | PG&E
NG-WtrHt-SmlInst-Gas-150kBtuh-lt2G-0p92EF-40g | DEER2015 | WaterHeater-Calculator-v1.1 | 2015-03-19 14:45 | PGE | ERC | Ex | Any | CZ13 | Each | 0.107 | 1920 |  | -49.6 | 0 | 517 | -49.6 | 0 | 517 | -49.6 | 0 | 456 | -49.6 | 0 | 456 |  |  | 2 | Education - Relocatable Classroom | Existing | Fresno Area | PG&E
NG-WtrHt-SmlInst-Gas-150kBtuh-lt2G-0p92EF-40g | DEER2015 | WaterHeater-Calculator-v1.1 | 2015-03-19 14:45 | PGE | ERC | Ex | Any | CZ16 | Each | 0.107 | 1920 |  | -58.1 | 0 | 762 | -58.1 | 0 | 762 | -58.1 | 0 | 693 | -58.1 | 0 | 693 |  |  | 2 | Education - Relocatable Classroom | Existing | Blue Canyon (Mount Shasta for pre-2014) | PG&E
NG-WtrHt-SmlInst-Gas-150kBtuh-lt2G-0p92EF-40g | DEER2015 | WaterHeater-Calculator-v1.1 | 2015-03-19 14:46 | PGE | ERC | Ex | Any | IOU | Each | 0.107 | 1920 |  | -52.4 | -0.00262 | 554 | -52.4 | -0.00262 | 554 | -52.4 | -0.00262 | 490 | -52.4 | -0.00262 | 490 |  |  | 2 | Education - Relocatable Classroom | Existing | IOU Territory | PG&E
NG-WtrHt-SmlInst-Gas-150kBtuh-lt2G-0p92EF-40g | DEER2015 | WaterHeater-Calculator-v1.1 | 2015-03-19 14:45 | PGE | ESe | Ex | Any | CZ01 | Each | 5.5 | 150000 |  | -57.9 | -0.0168 | 741 | -57.9 | -0.0168 | 741 | -57.9 | -0.0168 | 665 | -57.9 | -0.0168 | 665 |  |  | 2 | Education - Secondary School | Existing | Arcata Area | PG&E
NG-WtrHt-SmlInst-Gas-150kBtuh-lt2G-0p92EF-40g | DEER2015 | WaterHeater-Calculator-v1.1 | 2015-03-19 14:45 | PGE | ESe | Ex | Any | CZ02 | Each | 5.5 | 150000 |  | -54 | 0 | 587 | -54 | 0 | 587 | -54 | 0 | 521 | -54 | 0 | 521 |  |  | 2 | Education - Secondary School | Existing | Santa Rosa Area | PG&E
NG-WtrHt-SmlInst-Gas-150kBtuh-lt2G-0p92EF-40g | DEER2015 | WaterHeater-Calculator-v1.1 | 2015-03-19 14:45 | PGE | ESe | Ex | Any | CZ03 | Each | 5.5 | 150000 |  | -54 | 0 | 582 | -54 | 0 | 582 | -54 | 0 | 513 | -54 | 0 | 513 |  |  | 2 | Education - Secondary School | Existing | Oakland Area | PG&E
NG-WtrHt-SmlInst-Gas-150kBtuh-lt2G-0p92EF-40g | DEER2015 | WaterHeater-Calculator-v1.1 | 2015-03-19 14:45 | PGE | ESe | Ex | Any | CZ04 | Each | 5.5 | 150000 |  | -52.5 | -0.0146 | 546 | -52.5 | -0.0146 | 546 | -52.5 | -0.0146 | 482 | -52.5 | -0.0146 | 482 |  |  | 2 | Education - Secondary School | Existing | San Jose-Reid (Sunnyvale for pre-2014) | PG&E
NG-WtrHt-SmlInst-Gas-150kBtuh-lt2G-0p92EF-40g | DEER2015 | WaterHeater-Calculator-v1.1 | 2015-03-19 14:45 | PGE | ESe | Ex | Any | CZ05 | Each | 5.5 | 150000 |  | -54.8 | -0.0158 | 605 | -54.8 | -0.0158 | 605 | -54.8 | -0.0158 | 534 | -54.8 | -0.0158 | 534 |  |  | 2 | Education - Secondary School | Existing | Santa Maria Area | PG&E
NG-WtrHt-SmlInst-Gas-150kBtuh-lt2G-0p92EF-40g | DEER2015 | WaterHeater-Calculator-v1.1 | 2015-03-19 14:45 | PGE | ESe | Ex | Any | CZ11 | Each | 5.5 | 150000 |  | -50.3 | 0 | 535 | -50.3 | 0 | 535 | -50.3 | 0 | 475 | -50.3 | 0 | 475 |  |  | 2 | Education - Secondary School | Existing | Red Bluff Area | PG&E
NG-WtrHt-SmlInst-Gas-150kBtuh-lt2G-0p92EF-40g | DEER2015 | WaterHeater-Calculator-v1.1 | 2015-03-19 14:45 | PGE | ESe | Ex | Any | CZ12 | Each | 5.5 | 150000 |  | -51.7 | 0 | 542 | -51.7 | 0 | 542 | -51.7 | 0 | 481 | -51.7 | 0 | 481 |  |  | 2 | Education - Secondary School | Existing | Sacramento Area | PG&E
NG-WtrHt-SmlInst-Gas-150kBtuh-lt2G-0p92EF-40g | DEER2015 | WaterHeater-Calculator-v1.1 | 2015-03-19 14:45 | PGE | ESe | Ex | Any | CZ13 | Each | 5.5 | 150000 |  | -49.6 | 0 | 518 | -49.6 | 0 | 518 | -49.6 | 0 | 457 | -49.6 | 0 | 457 |  |  | 2 | Education - Secondary School | Existing | Fresno Area | PG&E
NG-WtrHt-SmlInst-Gas-150kBtuh-lt2G-0p92EF-40g | DEER2015 | WaterHeater-Calculator-v1.1 | 2015-03-19 14:45 | PGE | ESe | Ex | Any | CZ16 | Each | 5.5 | 150000 |  | -58.1 | 0 | 764 | -58.1 | 0 | 764 | -58.1 | 0 | 694 | -58.1 | 0 | 694 |  |  | 2 | Education - Secondary School | Existing | Blue Canyon (Mount Shasta for pre-2014) | PG&E
NG-WtrHt-SmlInst-Gas-150kBtuh-lt2G-0p92EF-40g | DEER2015 | WaterHeater-Calculator-v1.1 | 2015-03-19 14:46 | PGE | ESe | Ex | Any | IOU | Each | 5.5 | 150000 |  | -52.4 | -0.00262 | 558 | -52.4 | -0.00262 | 558 | -52.4 | -0.00262 | 494 | -52.4 | -0.00262 | 494 |  |  | 2 | Education - Secondary School | Existing | IOU Territory | PG&E
NG-WtrHt-SmlInst-Gas-150kBtuh-lt2G-0p92EF-40g | DEER2015 | WaterHeater-Calculator-v1.1 | 2015-03-19 14:46 | PGE | EUD | Ex | Any | CZ01 | Each | 5.28 | 170000 |  | -69.2 | -0.0213 | 557 | -69.2 | -0.0213 | 557 | -69.2 | -0.0213 | 513 | -69.2 | -0.0213 | 513 |  |  | 2 | University Dormitory | Existing | Arcata Area | PG&E
NG-WtrHt-SmlInst-Gas-150kBtuh-lt2G-0p92EF-40g | DEER2015 | WaterHeater-Calculator-v1.1 | 2015-03-19 14:46 | PGE | EUD | Ex | Any | CZ02 | Each | 5.28 | 170000 |  | -62.3 | -0.00661 | 499 | -62.3 | -0.00661 | 499 | -62.3 | -0.00661 | 461 | -62.3 | -0.00661 | 461 |  |  | 2 | University Dormitory | Existing | Santa Rosa Area | PG&E
NG-WtrHt-SmlInst-Gas-150kBtuh-lt2G-0p92EF-40g | DEER2015 | WaterHeater-Calculator-v1.1 | 2015-03-19 14:46 | PGE | EUD | Ex | Any | CZ03 | Each | 5.28 | 170000 |  | -62.5 | -0.00677 | 506 | -62.5 | -0.00677 | 506 | -62.5 | -0.00677 | 466 | -62.5 | -0.00677 | 466 |  |  | 2 | University Dormitory | Existing | Oakland Area | PG&E
NG-WtrHt-SmlInst-Gas-150kBtuh-lt2G-0p92EF-40g | DEER2015 | WaterHeater-Calculator-v1.1 | 2015-03-19 14:46 | PGE | EUD | Ex | Any | CZ04 | Each | 5.28 | 170000 |  | -59.7 | -0.0172 | 480 | -59.7 | -0.0172 | 480 | -59.7 | -0.0172 | 443 | -59.7 | -0.0172 | 443 |  |  | 2 | University Dormitory | Existing | San Jose-Reid (Sunnyvale for pre-2014) | PG&E
NG-WtrHt-SmlInst-Gas-150kBtuh-lt2G-0p92EF-40g | DEER2015 | WaterHeater-Calculator-v1.1 | 2015-03-19 14:46 | PGE | EUD | Ex | Any | CZ05 | Each | 5.28 | 170000 |  | -63.9 | -0.0194 | 515 | -63.9 | -0.0194 | 515 | -63.9 | -0.0194 | 476 | -63.9 | -0.0194 | 476 |  |  | 2 | University Dormitory | Existing | Santa Maria Area | PG&E
NG-WtrHt-SmlInst-Gas-150kBtuh-lt2G-0p92EF-40g | DEER2015 | WaterHeater-Calculator-v1.1 | 2015-03-19 14:46 | PGE | EUD | Ex | Any | CZ11 | Each | 5.28 | 170000 |  | -55.6 | -0.0053 | 449 | -55.6 | -0.0053 | 449 | -55.6 | -0.0053 | 414 | -55.6 | -0.0053 | 414 |  |  | 2 | University Dormitory | Existing | Red Bluff Area | PG&E
NG-WtrHt-SmlInst-Gas-150kBtuh-lt2G-0p92EF-40g | DEER2015 | WaterHeater-Calculator-v1.1 | 2015-03-19 14:46 | PGE | EUD | Ex | Any | CZ12 | Each | 5.28 | 170000 |  | -58.2 | -0.00589 | 467 | -58.2 | -0.00589 | 467 | -58.2 | -0.00589 | 432 | -58.2 | -0.00589 | 432 |  |  | 2 | University Dormitory | Existing | Sacramento Area | PG&E
NG-WtrHt-SmlInst-Gas-150kBtuh-lt2G-0p92EF-40g | DEER2015 | WaterHeater-Calculator-v1.1 | 2015-03-19 14:46 | PGE | EUD | Ex | Any | CZ13 | Each | 5.28 | 170000 |  | -54.5 | -0.00522 | 440 | -54.5 | -0.00522 | 440 | -54.5 | -0.00522 | 406 | -54.5 | -0.00522 | 406 |  |  | 2 | University Dormitory | Existing | Fresno Area | PG&E
NG-WtrHt-SmlInst-Gas-150kBtuh-lt2G-0p92EF-40g | DEER2015 | WaterHeater-Calculator-v1.1 | 2015-03-19 14:46 | PGE | EUD | Ex | Any | CZ16 | Each | 5.28 | 170000 |  | -69 | -0.00697 | 545 | -69 | -0.00697 | 545 | -69 | -0.00697 | 506 | -69 | -0.00697 | 506 |  |  | 2 | University Dormitory | Existing | Blue Canyon (Mount Shasta for pre-2014) | PG&E
NG-WtrHt-SmlInst-Gas-150kBtuh-lt2G-0p92EF-40g | DEER2015 | WaterHeater-Calculator-v1.1 | 2015-03-19 14:46 | PGE | EUD | Ex | Any | IOU | Each | 5.28 | 170000 |  | -60.3 | -0.00856 | 486 | -60.3 | -0.00856 | 486 | -60.3 | -0.00856 | 448 | -60.3 | -0.00856 | 448 |  |  | 2 | University Dormitory | Existing | IOU Territory | PG&E
NG-WtrHt-SmlInst-Gas-150kBtuh-lt2G-0p92EF-40g | DEER2015 | WaterHeater-Calculator-v1.1 | 2015-03-19 14:45 | PGE | EUn | Ex | Any | CZ01 | Each | 15.5 | 830000 |  | -98 | -0.0307 | 995 | -98 | -0.0307 | 995 | -98 | -0.0307 | 909 | -98 | -0.0307 | 909 |  |  | 2 | Education - University | Existing | Arcata Area | PG&E
NG-WtrHt-SmlInst-Gas-150kBtuh-lt2G-0p92EF-40g | DEER2015 | WaterHeater-Calculator-v1.1 | 2015-03-19 14:45 | PGE | EUn | Ex | Any | CZ02 | Each | 15.5 | 830000 |  | -91.2 | -0.0099 | 821 | -91.2 | -0.0099 | 821 | -91.2 | -0.0099 | 751 | -91.2 | -0.0099 | 751 |  |  | 2 | Education - University | Existing | Santa Rosa Area | PG&E
NG-WtrHt-SmlInst-Gas-150kBtuh-lt2G-0p92EF-40g | DEER2015 | WaterHeater-Calculator-v1.1 | 2015-03-19 14:45 | PGE | EUn | Ex | Any | CZ03 | Each | 15.5 | 830000 |  | -91.4 | -0.0101 | 816 | -91.4 | -0.0101 | 816 | -91.4 | -0.0101 | 745 | -91.4 | -0.0101 | 745 |  |  | 2 | Education - University | Existing | Oakland Area | PG&E
NG-WtrHt-SmlInst-Gas-150kBtuh-lt2G-0p92EF-40g | DEER2015 | WaterHeater-Calculator-v1.1 | 2015-03-19 14:45 | PGE | EUn | Ex | Any | CZ04 | Each | 15.5 | 830000 |  | -88.6 | -0.0265 | 774 | -88.6 | -0.0265 | 774 | -88.6 | -0.0265 | 709 | -88.6 | -0.0265 | 709 |  |  | 2 | Education - University | Existing | San Jose-Reid (Sunnyvale for pre-2014) | PG&E
NG-WtrHt-SmlInst-Gas-150kBtuh-lt2G-0p92EF-40g | DEER2015 | WaterHeater-Calculator-v1.1 | 2015-03-19 14:45 | PGE | EUn | Ex | Any | CZ05 | Each | 15.5 | 830000 |  | -92.8 | -0.0288 | 838 | -92.8 | -0.0288 | 838 | -92.8 | -0.0288 | 767 | -92.8 | -0.0288 | 767 |  |  | 2 | Education - University | Existing | Santa Maria Area | PG&E
NG-WtrHt-SmlInst-Gas-150kBtuh-lt2G-0p92EF-40g | DEER2015 | WaterHeater-Calculator-v1.1 | 2015-03-19 14:45 | PGE | EUn | Ex | Any | CZ11 | Each | 15.5 | 830000 |  | -84.6 | -0.00861 | 753 | -84.6 | -0.00861 | 753 | -84.6 | -0.00861 | 690 | -84.6 | -0.00861 | 690 |  |  | 2 | Education - University | Existing | Red Bluff Area | PG&E
NG-WtrHt-SmlInst-Gas-150kBtuh-lt2G-0p92EF-40g | DEER2015 | WaterHeater-Calculator-v1.1 | 2015-03-19 14:45 | PGE | EUn | Ex | Any | CZ12 | Each | 15.5 | 830000 |  | -87.1 | -0.0092 | 767 | -87.1 | -0.0092 | 767 | -87.1 | -0.0092 | 702 | -87.1 | -0.0092 | 702 |  |  | 2 | Education - University | Existing | Sacramento Area | PG&E
NG-WtrHt-SmlInst-Gas-150kBtuh-lt2G-0p92EF-40g | DEER2015 | WaterHeater-Calculator-v1.1 | 2015-03-19 14:45 | PGE | EUn | Ex | Any | CZ13 | Each | 15.5 | 830000 |  | -83.5 | -0.00853 | 732 | -83.5 | -0.00853 | 732 | -83.5 | -0.00853 | 670 | -83.5 | -0.00853 | 670 |  |  | 2 | Education - University | Existing | Fresno Area | PG&E
NG-WtrHt-SmlInst-Gas-150kBtuh-lt2G-0p92EF-40g | DEER2015 | WaterHeater-Calculator-v1.1 | 2015-03-19 14:45 | PGE | EUn | Ex | Any | CZ16 | Each | 15.5 | 830000 |  | -97.9 | -0.0103 | 1110 | -97.9 | -0.0103 | 1110 | -97.9 | -0.0103 | 1010 | -97.9 | -0.0103 | 1010 |  |  | 2 | Education - University | Existing | Blue Canyon (Mount Shasta for pre-2014) | PG&E
NG-WtrHt-SmlInst-Gas-150kBtuh-lt2G-0p92EF-40g | DEER2015 | WaterHeater-Calculator-v1.1 | 2015-03-19 14:46 | PGE | EUn | Ex | Any | IOU | Each | 15.5 | 830000 |  | -89.2 | -0.013 | 796 | -89.2 | -0.013 | 796 | -89.2 | -0.013 | 728 | -89.2 | -0.013 | 728 |  |  | 2 | Education - University | Existing | IOU Territory | PG&E
NG-WtrHt-SmlInst-Gas-150kBtuh-lt2G-0p92EF-40g | DEER2015 | WaterHeater-Calculator-v1.1 | 2015-03-19 14:45 | PGE | Gro | Ex | Any | CZ01 | Each | 0.856 | 50000 |  | -154 | -0.0266 | 1340 | -154 | -0.0266 | 1340 | -154 | -0.0266 | 1250 | -154 | -0.0266 | 1250 |  |  | 2 | Grocery | Existing | Arcata Area | PG&E
NG-WtrHt-SmlInst-Gas-150kBtuh-lt2G-0p92EF-40g | DEER2015 | WaterHeater-Calculator-v1.1 | 2015-03-19 14:45 | PGE | Gro | Ex | Any | CZ02 | Each | 0.856 | 50000 |  | -143 | -0.0244 | 1150 | -143 | -0.0244 | 1150 | -143 | -0.0244 | 1070 | -143 | -0.0244 | 1070 |  |  | 2 | Grocery | Existing | Santa Rosa Area | PG&E
NG-WtrHt-SmlInst-Gas-150kBtuh-lt2G-0p92EF-40g | DEER2015 | WaterHeater-Calculator-v1.1 | 2015-03-19 14:45 | PGE | Gro | Ex | Any | CZ03 | Each | 0.856 | 50000 |  | -143 | -0.0248 | 1150 | -143 | -0.0248 | 1150 | -143 | -0.0248 | 1070 | -143 | -0.0248 | 1070 |  |  | 2 | Grocery | Existing | Oakland Area | PG&E
NG-WtrHt-SmlInst-Gas-150kBtuh-lt2G-0p92EF-40g | DEER2015 | WaterHeater-Calculator-v1.1 | 2015-03-19 14:45 | PGE | Gro | Ex | Any | CZ04 | Each | 0.856 | 50000 |  | -139 | -0.023 | 1100 | -139 | -0.023 | 1100 | -139 | -0.023 | 1020 | -139 | -0.023 | 1020 |  |  | 2 | Grocery | Existing | San Jose-Reid (Sunnyvale for pre-2014) | PG&E
NG-WtrHt-SmlInst-Gas-150kBtuh-lt2G-0p92EF-40g | DEER2015 | WaterHeater-Calculator-v1.1 | 2015-03-19 14:45 | PGE | Gro | Ex | Any | CZ05 | Each | 0.856 | 50000 |  | -145 | -0.025 | 1180 | -145 | -0.025 | 1180 | -145 | -0.025 | 1100 | -145 | -0.025 | 1100 |  |  | 2 | Grocery | Existing | Santa Maria Area | PG&E
NG-WtrHt-SmlInst-Gas-150kBtuh-lt2G-0p92EF-40g | DEER2015 | WaterHeater-Calculator-v1.1 | 2015-03-19 14:45 | PGE | Gro | Ex | Any | CZ11 | Each | 0.856 | 50000 |  | -132 | -0.0212 | 1050 | -132 | -0.0212 | 1050 | -132 | -0.0212 | 983 | -132 | -0.0212 | 983 |  |  | 2 | Grocery | Existing | Red Bluff Area | PG&E
NG-WtrHt-SmlInst-Gas-150kBtuh-lt2G-0p92EF-40g | DEER2015 | WaterHeater-Calculator-v1.1 | 2015-03-19 14:45 | PGE | Gro | Ex | Any | CZ12 | Each | 0.856 | 50000 |  | -136 | -0.0226 | 1080 | -136 | -0.0226 | 1080 | -136 | -0.0226 | 1010 | -136 | -0.0226 | 1010 |  |  | 2 | Grocery | Existing | Sacramento Area | PG&E
NG-WtrHt-SmlInst-Gas-150kBtuh-lt2G-0p92EF-40g | DEER2015 | WaterHeater-Calculator-v1.1 | 2015-03-19 14:45 | PGE | Gro | Ex | Any | CZ13 | Each | 0.856 | 50000 |  | -130 | -0.021 | 1030 | -130 | -0.021 | 1030 | -130 | -0.021 | 962 | -130 | -0.021 | 962 |  |  | 2 | Grocery | Existing | Fresno Area | PG&E
NG-WtrHt-SmlInst-Gas-150kBtuh-lt2G-0p92EF-40g | DEER2015 | WaterHeater-Calculator-v1.1 | 2015-03-19 14:45 | PGE | Gro | Ex | Any | CZ16 | Each | 0.856 | 50000 |  | -153 | -0.0253 | 1350 | -153 | -0.0253 | 1350 | -153 | -0.0253 | 1270 | -153 | -0.0253 | 1270 |  |  | 2 | Grocery | Existing | Blue Canyon (Mount Shasta for pre-2014) | PG&E
NG-WtrHt-SmlInst-Gas-150kBtuh-lt2G-0p92EF-40g | DEER2015 | WaterHeater-Calculator-v1.1 | 2015-03-19 14:46 | PGE | Gro | Ex | Any | IOU | Each | 0.856 | 50000 |  | -138 | -0.0232 | 1100 | -138 | -0.0232 | 1100 | -138 | -0.0232 | 1030 | -138 | -0.0232 | 1030 |  |  | 2 | Grocery | Existing | IOU Territory | PG&E
NG-WtrHt-SmlInst-Gas-150kBtuh-lt2G-0p92EF-40g | DEER2015 | WaterHeater-Calculator-v1.1 | 2015-03-19 14:46 | PGE | HGR | Ex | Any | CZ01 | Each | 8.51 | 321000 |  | -107 | -0.00779 | 789 | -107 | -0.00779 | 789 | -107 | -0.00779 | 747 | -107 | -0.00779 | 747 |  |  | 2 | Hotel Guest Room | Existing | Arcata Area | PG&E
NG-WtrHt-SmlInst-Gas-150kBtuh-lt2G-0p92EF-40g | DEER2015 | WaterHeater-Calculator-v1.1 | 2015-03-19 14:46 | PGE | HGR | Ex | Any | CZ02 | Each | 8.51 | 321000 |  | -96.1 | -0.00686 | 715 | -96.1 | -0.00686 | 715 | -96.1 | -0.00686 | 675 | -96.1 | -0.00686 | 675 |  |  | 2 | Hotel Guest Room | Existing | Santa Rosa Area | PG&E
NG-WtrHt-SmlInst-Gas-150kBtuh-lt2G-0p92EF-40g | DEER2015 | WaterHeater-Calculator-v1.1 | 2015-03-19 14:46 | PGE | HGR | Ex | Any | CZ03 | Each | 8.51 | 321000 |  | -96.5 | -0.00703 | 716 | -96.5 | -0.00703 | 716 | -96.5 | -0.00703 | 676 | -96.5 | -0.00703 | 676 |  |  | 2 | Hotel Guest Room | Existing | Oakland Area | PG&E
NG-WtrHt-SmlInst-Gas-150kBtuh-lt2G-0p92EF-40g | DEER2015 | WaterHeater-Calculator-v1.1 | 2015-03-19 14:46 | PGE | HGR | Ex | Any | CZ04 | Each | 8.51 | 321000 |  | -92 | -0.00627 | 686 | -92 | -0.00627 | 686 | -92 | -0.00627 | 647 | -92 | -0.00627 | 647 |  |  | 2 | Hotel Guest Room | Existing | San Jose-Reid (Sunnyvale for pre-2014) | PG&E
NG-WtrHt-SmlInst-Gas-150kBtuh-lt2G-0p92EF-40g | DEER2015 | WaterHeater-Calculator-v1.1 | 2015-03-19 14:46 | PGE | HGR | Ex | Any | CZ05 | Each | 8.51 | 321000 |  | -98.7 | -0.00711 | 730 | -98.7 | -0.00711 | 730 | -98.7 | -0.00711 | 690 | -98.7 | -0.00711 | 690 |  |  | 2 | Hotel Guest Room | Existing | Santa Maria Area | PG&E
NG-WtrHt-SmlInst-Gas-150kBtuh-lt2G-0p92EF-40g | DEER2015 | WaterHeater-Calculator-v1.1 | 2015-03-19 14:46 | PGE | HGR | Ex | Any | CZ11 | Each | 8.51 | 321000 |  | -85.3 | -0.00551 | 640 | -85.3 | -0.00551 | 640 | -85.3 | -0.00551 | 603 | -85.3 | -0.00551 | 603 |  |  | 2 | Hotel Guest Room | Existing | Red Bluff Area | PG&E
NG-WtrHt-SmlInst-Gas-150kBtuh-lt2G-0p92EF-40g | DEER2015 | WaterHeater-Calculator-v1.1 | 2015-03-19 14:46 | PGE | HGR | Ex | Any | CZ12 | Each | 8.51 | 321000 |  | -89.5 | -0.00612 | 670 | -89.5 | -0.00612 | 670 | -89.5 | -0.00612 | 631 | -89.5 | -0.00612 | 631 |  |  | 2 | Hotel Guest Room | Existing | Sacramento Area | PG&E
NG-WtrHt-SmlInst-Gas-150kBtuh-lt2G-0p92EF-40g | DEER2015 | WaterHeater-Calculator-v1.1 | 2015-03-19 14:46 | PGE | HGR | Ex | Any | CZ13 | Each | 8.51 | 321000 |  | -83.7 | -0.00542 | 629 | -83.7 | -0.00542 | 629 | -83.7 | -0.00542 | 592 | -83.7 | -0.00542 | 592 |  |  | 2 | Hotel Guest Room | Existing | Fresno Area | PG&E
NG-WtrHt-SmlInst-Gas-150kBtuh-lt2G-0p92EF-40g | DEER2015 | WaterHeater-Calculator-v1.1 | 2015-03-19 14:46 | PGE | HGR | Ex | Any | CZ16 | Each | 8.51 | 321000 |  | -106 | -0.00724 | 783 | -106 | -0.00724 | 783 | -106 | -0.00724 | 741 | -106 | -0.00724 | 741 |  |  | 2 | Hotel Guest Room | Existing | Blue Canyon (Mount Shasta for pre-2014) | PG&E
NG-WtrHt-SmlInst-Gas-150kBtuh-lt2G-0p92EF-40g | DEER2015 | WaterHeater-Calculator-v1.1 | 2015-03-19 14:46 | PGE | HGR | Ex | Any | IOU | Each | 8.51 | 321000 |  | -93.8 | -0.00661 | 699 | -93.8 | -0.00661 | 699 | -93.8 | -0.00661 | 659 | -93.8 | -0.00661 | 659 |  |  | 2 | Hotel Guest Room | Existing | IOU Territory | PG&E
NG-WtrHt-SmlInst-Gas-150kBtuh-lt2G-0p92EF-40g | DEER2015 | WaterHeater-Calculator-v1.1 | 2015-03-19 14:45 | PGE | Hsp | Ex | Any | CZ01 | Each | 19.8 | 500000 |  | -169 | -0.025 | 1300 | -169 | -0.025 | 1300 | -169 | -0.025 | 1220 | -169 | -0.025 | 1220 |  |  | 2 | Health/Medical - Hospital | Existing | Arcata Area | PG&E
NG-WtrHt-SmlInst-Gas-150kBtuh-lt2G-0p92EF-40g | DEER2015 | WaterHeater-Calculator-v1.1 | 2015-03-19 14:45 | PGE | Hsp | Ex | Any | CZ02 | Each | 19.8 | 500000 |  | -157 | -0.0229 | 1190 | -157 | -0.0229 | 1190 | -157 | -0.0229 | 1120 | -157 | -0.0229 | 1120 |  |  | 2 | Health/Medical - Hospital | Existing | Santa Rosa Area | PG&E
NG-WtrHt-SmlInst-Gas-150kBtuh-lt2G-0p92EF-40g | DEER2015 | WaterHeater-Calculator-v1.1 | 2015-03-19 14:45 | PGE | Hsp | Ex | Any | CZ03 | Each | 19.8 | 500000 |  | -157 | -0.0233 | 1190 | -157 | -0.0233 | 1190 | -157 | -0.0233 | 1120 | -157 | -0.0233 | 1120 |  |  | 2 | Health/Medical - Hospital | Existing | Oakland Area | PG&E
NG-WtrHt-SmlInst-Gas-150kBtuh-lt2G-0p92EF-40g | DEER2015 | WaterHeater-Calculator-v1.1 | 2015-03-19 14:45 | PGE | Hsp | Ex | Any | CZ04 | Each | 19.8 | 500000 |  | -152 | -0.0216 | 1160 | -152 | -0.0216 | 1160 | -152 | -0.0216 | 1090 | -152 | -0.0216 | 1090 |  |  | 2 | Health/Medical - Hospital | Existing | San Jose-Reid (Sunnyvale for pre-2014) | PG&E
NG-WtrHt-SmlInst-Gas-150kBtuh-lt2G-0p92EF-40g | DEER2015 | WaterHeater-Calculator-v1.1 | 2015-03-19 14:45 | PGE | Hsp | Ex | Any | CZ05 | Each | 19.8 | 500000 |  | -160 | -0.0235 | 1210 | -160 | -0.0235 | 1210 | -160 | -0.0235 | 1140 | -160 | -0.0235 | 1140 |  |  | 2 | Health/Medical - Hospital | Existing | Santa Maria Area | PG&E
NG-WtrHt-SmlInst-Gas-150kBtuh-lt2G-0p92EF-40g | DEER2015 | WaterHeater-Calculator-v1.1 | 2015-03-19 14:45 | PGE | Hsp | Ex | Any | CZ11 | Each | 19.8 | 500000 |  | -145 | -0.0199 | 1100 | -145 | -0.0199 | 1100 | -145 | -0.0199 | 1040 | -145 | -0.0199 | 1040 |  |  | 2 | Health/Medical - Hospital | Existing | Red Bluff Area | PG&E
NG-WtrHt-SmlInst-Gas-150kBtuh-lt2G-0p92EF-40g | DEER2015 | WaterHeater-Calculator-v1.1 | 2015-03-19 14:45 | PGE | Hsp | Ex | Any | CZ12 | Each | 19.8 | 500000 |  | -150 | -0.0213 | 1140 | -150 | -0.0213 | 1140 | -150 | -0.0213 | 1070 | -150 | -0.0213 | 1070 |  |  | 2 | Health/Medical - Hospital | Existing | Sacramento Area | PG&E
NG-WtrHt-SmlInst-Gas-150kBtuh-lt2G-0p92EF-40g | DEER2015 | WaterHeater-Calculator-v1.1 | 2015-03-19 14:45 | PGE | Hsp | Ex | Any | CZ13 | Each | 19.8 | 500000 |  | -143 | -0.0197 | 1090 | -143 | -0.0197 | 1090 | -143 | -0.0197 | 1030 | -143 | -0.0197 | 1030 |  |  | 2 | Health/Medical - Hospital | Existing | Fresno Area | PG&E
NG-WtrHt-SmlInst-Gas-150kBtuh-lt2G-0p92EF-40g | DEER2015 | WaterHeater-Calculator-v1.1 | 2015-03-19 14:45 | PGE | Hsp | Ex | Any | CZ16 | Each | 19.8 | 500000 |  | -168 | -0.0238 | 1320 | -168 | -0.0238 | 1320 | -168 | -0.0238 | 1240 | -168 | -0.0238 | 1240 |  |  | 2 | Health/Medical - Hospital | Existing | Blue Canyon (Mount Shasta for pre-2014) | PG&E
NG-WtrHt-SmlInst-Gas-150kBtuh-lt2G-0p92EF-40g | DEER2015 | WaterHeater-Calculator-v1.1 | 2015-03-19 14:46 | PGE | Hsp | Ex | Any | IOU | Each | 19.8 | 500000 |  | -152 | -0.0218 | 1150 | -152 | -0.0218 | 1150 | -152 | -0.0218 | 1090 | -152 | -0.0218 | 1090 |  |  | 2 | Health/Medical - Hospital | Existing | IOU Territory | PG&E
NG-WtrHt-SmlInst-Gas-150kBtuh-lt2G-0p92EF-40g | DEER2015 | WaterHeater-Calculator-v1.1 | 2015-03-19 14:45 | PGE | Htl | Ex | Any | CZ01 | Each | 1.63 | 78900 |  | -220 | -0.0268 | 1660 | -220 | -0.0268 | 1660 | -220 | -0.0268 | 1580 | -220 | -0.0268 | 1580 |  |  | 2 | Lodging - Hotel | Existing | Arcata Area | PG&E
NG-WtrHt-SmlInst-Gas-150kBtuh-lt2G-0p92EF-40g | DEER2015 | WaterHeater-Calculator-v1.1 | 2015-03-19 14:45 | PGE | Htl | Ex | Any | CZ02 | Each | 1.63 | 78900 |  | -204 | -0.0246 | 1500 | -204 | -0.0246 | 1500 | -204 | -0.0246 | 1420 | -204 | -0.0246 | 1420 |  |  | 2 | Lodging - Hotel | Existing | Santa Rosa Area | PG&E
NG-WtrHt-SmlInst-Gas-150kBtuh-lt2G-0p92EF-40g | DEER2015 | WaterHeater-Calculator-v1.1 | 2015-03-19 14:45 | PGE | Htl | Ex | Any | CZ03 | Each | 1.63 | 78900 |  | -205 | -0.025 | 1500 | -205 | -0.025 | 1500 | -205 | -0.025 | 1420 | -205 | -0.025 | 1420 |  |  | 2 | Lodging - Hotel | Existing | Oakland Area | PG&E
NG-WtrHt-SmlInst-Gas-150kBtuh-lt2G-0p92EF-40g | DEER2015 | WaterHeater-Calculator-v1.1 | 2015-03-19 14:45 | PGE | Htl | Ex | Any | CZ04 | Each | 1.63 | 78900 |  | -198 | -0.0232 | 1450 | -198 | -0.0232 | 1450 | -198 | -0.0232 | 1380 | -198 | -0.0232 | 1380 |  |  | 2 | Lodging - Hotel | Existing | San Jose-Reid (Sunnyvale for pre-2014) | PG&E
NG-WtrHt-SmlInst-Gas-150kBtuh-lt2G-0p92EF-40g | DEER2015 | WaterHeater-Calculator-v1.1 | 2015-03-19 14:45 | PGE | Htl | Ex | Any | CZ05 | Each | 1.63 | 78900 |  | -208 | -0.0252 | 1520 | -208 | -0.0252 | 1520 | -208 | -0.0252 | 1450 | -208 | -0.0252 | 1450 |  |  | 2 | Lodging - Hotel | Existing | Santa Maria Area | PG&E
NG-WtrHt-SmlInst-Gas-150kBtuh-lt2G-0p92EF-40g | DEER2015 | WaterHeater-Calculator-v1.1 | 2015-03-19 14:45 | PGE | Htl | Ex | Any | CZ11 | Each | 1.63 | 78900 |  | -189 | -0.0214 | 1390 | -189 | -0.0214 | 1390 | -189 | -0.0214 | 1320 | -189 | -0.0214 | 1320 |  |  | 2 | Lodging - Hotel | Existing | Red Bluff Area | PG&E
NG-WtrHt-SmlInst-Gas-150kBtuh-lt2G-0p92EF-40g | DEER2015 | WaterHeater-Calculator-v1.1 | 2015-03-19 14:45 | PGE | Htl | Ex | Any | CZ12 | Each | 1.63 | 78900 |  | -195 | -0.0228 | 1430 | -195 | -0.0228 | 1430 | -195 | -0.0228 | 1360 | -195 | -0.0228 | 1360 |  |  | 2 | Lodging - Hotel | Existing | Sacramento Area | PG&E
NG-WtrHt-SmlInst-Gas-150kBtuh-lt2G-0p92EF-40g | DEER2015 | WaterHeater-Calculator-v1.1 | 2015-03-19 14:45 | PGE | Htl | Ex | Any | CZ13 | Each | 1.63 | 78900 |  | -186 | -0.0212 | 1370 | -186 | -0.0212 | 1370 | -186 | -0.0212 | 1300 | -186 | -0.0212 | 1300 |  |  | 2 | Lodging - Hotel | Existing | Fresno Area | PG&E
NG-WtrHt-SmlInst-Gas-150kBtuh-lt2G-0p92EF-40g | DEER2015 | WaterHeater-Calculator-v1.1 | 2015-03-19 14:45 | PGE | Htl | Ex | Any | CZ16 | Each | 1.63 | 78900 |  | -219 | -0.0255 | 1820 | -219 | -0.0255 | 1820 | -219 | -0.0255 | 1730 | -219 | -0.0255 | 1730 |  |  | 2 | Lodging - Hotel | Existing | Blue Canyon (Mount Shasta for pre-2014) | PG&E
NG-WtrHt-SmlInst-Gas-150kBtuh-lt2G-0p92EF-40g | DEER2015 | WaterHeater-Calculator-v1.1 | 2015-03-19 14:46 | PGE | Htl | Ex | Any | IOU | Each | 1.63 | 78900 |  | -201 | -0.024 | 1470 | -201 | -0.024 | 1470 | -201 | -0.024 | 1400 | -201 | -0.024 | 1400 |  |  | 2 | Lodging - Hotel | Existing | IOU Territory | PG&E
NG-WtrHt-SmlInst-Gas-150kBtuh-lt2G-0p92EF-40g | DEER2015 | WaterHeater-Calculator-v1.1 | 2015-03-19 14:45 | PGE | MBT | Ex | Any | CZ01 | Each | 1.48 | 200000 |  | -86.4 | -0.0246 | 925 | -86.4 | -0.0246 | 925 | -86.4 | -0.0246 | 846 | -86.4 | -0.0246 | 846 |  |  | 2 | Manufacturing Biotech | Existing | Arcata Area | PG&E
NG-WtrHt-SmlInst-Gas-150kBtuh-lt2G-0p92EF-40g | DEER2015 | WaterHeater-Calculator-v1.1 | 2015-03-19 14:45 | PGE | MBT | Ex | Any | CZ02 | Each | 1.48 | 200000 |  | -80.3 | -0.0225 | 736 | -80.3 | -0.0225 | 736 | -80.3 | -0.0225 | 669 | -80.3 | -0.0225 | 669 |  |  | 2 | Manufacturing Biotech | Existing | Santa Rosa Area | PG&E
NG-WtrHt-SmlInst-Gas-150kBtuh-lt2G-0p92EF-40g | DEER2015 | WaterHeater-Calculator-v1.1 | 2015-03-19 14:45 | PGE | MBT | Ex | Any | CZ03 | Each | 1.48 | 200000 |  | -80.6 | -0.0229 | 727 | -80.6 | -0.0229 | 727 | -80.6 | -0.0229 | 662 | -80.6 | -0.0229 | 662 |  |  | 2 | Manufacturing Biotech | Existing | Oakland Area | PG&E
NG-WtrHt-SmlInst-Gas-150kBtuh-lt2G-0p92EF-40g | DEER2015 | WaterHeater-Calculator-v1.1 | 2015-03-19 14:45 | PGE | MBT | Ex | Any | CZ04 | Each | 1.48 | 200000 |  | -78 | -0.0212 | 694 | -78 | -0.0212 | 694 | -78 | -0.0212 | 631 | -78 | -0.0212 | 631 |  |  | 2 | Manufacturing Biotech | Existing | San Jose-Reid (Sunnyvale for pre-2014) | PG&E
NG-WtrHt-SmlInst-Gas-150kBtuh-lt2G-0p92EF-40g | DEER2015 | WaterHeater-Calculator-v1.1 | 2015-03-19 14:45 | PGE | MBT | Ex | Any | CZ05 | Each | 1.48 | 200000 |  | -81.8 | -0.0231 | 751 | -81.8 | -0.0231 | 751 | -81.8 | -0.0231 | 683 | -81.8 | -0.0231 | 683 |  |  | 2 | Manufacturing Biotech | Existing | Santa Maria Area | PG&E
NG-WtrHt-SmlInst-Gas-150kBtuh-lt2G-0p92EF-40g | DEER2015 | WaterHeater-Calculator-v1.1 | 2015-03-19 14:45 | PGE | MBT | Ex | Any | CZ11 | Each | 1.48 | 200000 |  | -74.2 | -0.0196 | 673 | -74.2 | -0.0196 | 673 | -74.2 | -0.0196 | 613 | -74.2 | -0.0196 | 613 |  |  | 2 | Manufacturing Biotech | Existing | Red Bluff Area | PG&E
NG-WtrHt-SmlInst-Gas-150kBtuh-lt2G-0p92EF-40g | DEER2015 | WaterHeater-Calculator-v1.1 | 2015-03-19 14:45 | PGE | MBT | Ex | Any | CZ12 | Each | 1.48 | 200000 |  | -76.6 | -0.0209 | 687 | -76.6 | -0.0209 | 687 | -76.6 | -0.0209 | 626 | -76.6 | -0.0209 | 626 |  |  | 2 | Manufacturing Biotech | Existing | Sacramento Area | PG&E
NG-WtrHt-SmlInst-Gas-150kBtuh-lt2G-0p92EF-40g | DEER2015 | WaterHeater-Calculator-v1.1 | 2015-03-19 14:45 | PGE | MBT | Ex | Any | CZ13 | Each | 1.48 | 200000 |  | -73.3 | -0.0194 | 657 | -73.3 | -0.0194 | 657 | -73.3 | -0.0194 | 597 | -73.3 | -0.0194 | 597 |  |  | 2 | Manufacturing Biotech | Existing | Fresno Area | PG&E
NG-WtrHt-SmlInst-Gas-150kBtuh-lt2G-0p92EF-40g | DEER2015 | WaterHeater-Calculator-v1.1 | 2015-03-19 14:45 | PGE | MBT | Ex | Any | CZ16 | Each | 1.48 | 200000 |  | -86.1 | -0.0233 | 973 | -86.1 | -0.0233 | 973 | -86.1 | -0.0233 | 899 | -86.1 | -0.0233 | 899 |  |  | 2 | Manufacturing Biotech | Existing | Blue Canyon (Mount Shasta for pre-2014) | PG&E
NG-WtrHt-SmlInst-Gas-150kBtuh-lt2G-0p92EF-40g | DEER2015 | WaterHeater-Calculator-v1.1 | 2015-03-19 14:46 | PGE | MBT | Ex | Any | IOU | Each | 1.48 | 200000 |  | -78.3 | -0.0216 | 707 | -78.3 | -0.0216 | 707 | -78.3 | -0.0216 | 644 | -78.3 | -0.0216 | 644 |  |  | 2 | Manufacturing Biotech | Existing | IOU Territory | PG&E
NG-WtrHt-SmlInst-Gas-150kBtuh-lt2G-0p92EF-40g | DEER2015 | WaterHeater-Calculator-v1.1 | 2015-03-19 14:45 | PGE | MLI | Ex | Any | CZ01 | Each | 0.883 | 100000 |  | -86.4 | -0.0246 | 945 | -86.4 | -0.0246 | 945 | -86.4 | -0.0246 | 860 | -86.4 | -0.0246 | 860 |  |  | 2 | Manufacturing Light Industrial | Existing | Arcata Area | PG&E
NG-WtrHt-SmlInst-Gas-150kBtuh-lt2G-0p92EF-40g | DEER2015 | WaterHeater-Calculator-v1.1 | 2015-03-19 14:45 | PGE | MLI | Ex | Any | CZ02 | Each | 0.883 | 100000 |  | -80.3 | -0.0225 | 746 | -80.3 | -0.0225 | 746 | -80.3 | -0.0225 | 676 | -80.3 | -0.0225 | 676 |  |  | 2 | Manufacturing Light Industrial | Existing | Santa Rosa Area | PG&E
NG-WtrHt-SmlInst-Gas-150kBtuh-lt2G-0p92EF-40g | DEER2015 | WaterHeater-Calculator-v1.1 | 2015-03-19 14:45 | PGE | MLI | Ex | Any | CZ03 | Each | 0.883 | 100000 |  | -80.6 | -0.0229 | 742 | -80.6 | -0.0229 | 742 | -80.6 | -0.0229 | 672 | -80.6 | -0.0229 | 672 |  |  | 2 | Manufacturing Light Industrial | Existing | Oakland Area | PG&E
NG-WtrHt-SmlInst-Gas-150kBtuh-lt2G-0p92EF-40g | DEER2015 | WaterHeater-Calculator-v1.1 | 2015-03-19 14:46 | PGE | MLI | Ex | Any | CZ04 | Each | 0.883 | 100000 |  | -78 | -0.0212 | 702 | -78 | -0.0212 | 702 | -78 | -0.0212 | 637 | -78 | -0.0212 | 637 |  |  | 2 | Manufacturing Light Industrial | Existing | San Jose-Reid (Sunnyvale for pre-2014) | PG&E
NG-WtrHt-SmlInst-Gas-150kBtuh-lt2G-0p92EF-40g | DEER2015 | WaterHeater-Calculator-v1.1 | 2015-03-19 14:46 | PGE | MLI | Ex | Any | CZ05 | Each | 0.883 | 100000 |  | -81.8 | -0.0231 | 766 | -81.8 | -0.0231 | 766 | -81.8 | -0.0231 | 694 | -81.8 | -0.0231 | 694 |  |  | 2 | Manufacturing Light Industrial | Existing | Santa Maria Area | PG&E
NG-WtrHt-SmlInst-Gas-150kBtuh-lt2G-0p92EF-40g | DEER2015 | WaterHeater-Calculator-v1.1 | 2015-03-19 14:46 | PGE | MLI | Ex | Any | CZ11 | Each | 0.883 | 100000 |  | -74.2 | -0.0196 | 680 | -74.2 | -0.0196 | 680 | -74.2 | -0.0196 | 617 | -74.2 | -0.0196 | 617 |  |  | 2 | Manufacturing Light Industrial | Existing | Red Bluff Area | PG&E
NG-WtrHt-SmlInst-Gas-150kBtuh-lt2G-0p92EF-40g | DEER2015 | WaterHeater-Calculator-v1.1 | 2015-03-19 14:46 | PGE | MLI | Ex | Any | CZ12 | Each | 0.883 | 100000 |  | -76.6 | -0.0209 | 694 | -76.6 | -0.0209 | 694 | -76.6 | -0.0209 | 631 | -76.6 | -0.0209 | 631 |  |  | 2 | Manufacturing Light Industrial | Existing | Sacramento Area | PG&E
NG-WtrHt-SmlInst-Gas-150kBtuh-lt2G-0p92EF-40g | DEER2015 | WaterHeater-Calculator-v1.1 | 2015-03-19 14:46 | PGE | MLI | Ex | Any | CZ13 | Each | 0.883 | 100000 |  | -73.3 | -0.0194 | 662 | -73.3 | -0.0194 | 662 | -73.3 | -0.0194 | 600 | -73.3 | -0.0194 | 600 |  |  | 2 | Manufacturing Light Industrial | Existing | Fresno Area | PG&E
NG-WtrHt-SmlInst-Gas-150kBtuh-lt2G-0p92EF-40g | DEER2015 | WaterHeater-Calculator-v1.1 | 2015-03-19 14:46 | PGE | MLI | Ex | Any | CZ16 | Each | 0.883 | 100000 |  | -86.1 | -0.0233 | 983 | -86.1 | -0.0233 | 983 | -86.1 | -0.0233 | 907 | -86.1 | -0.0233 | 907 |  |  | 2 | Manufacturing Light Industrial | Existing | Blue Canyon (Mount Shasta for pre-2014) | PG&E
NG-WtrHt-SmlInst-Gas-150kBtuh-lt2G-0p92EF-40g | DEER2015 | WaterHeater-Calculator-v1.1 | 2015-03-19 14:46 | PGE | MLI | Ex | Any | IOU | Each | 0.883 | 100000 |  | -78.3 | -0.0216 | 717 | -78.3 | -0.0216 | 717 | -78.3 | -0.0216 | 651 | -78.3 | -0.0216 | 651 |  |  | 2 | Manufacturing Light Industrial | Existing | IOU Territory | PG&E
NG-WtrHt-SmlInst-Gas-150kBtuh-lt2G-0p92EF-40g | DEER2015 | WaterHeater-Calculator-v1.1 | 2015-03-19 14:46 | PGE | Mtl | Ex | Any | CZ01 | Each | 0.462 | 60000 |  | -108 | -0.0135 | 952 | -108 | -0.0135 | 952 | -108 | -0.0135 | 883 | -108 | -0.0135 | 883 |  |  | 2 | Lodging - Motel | Existing | Arcata Area | PG&E
NG-WtrHt-SmlInst-Gas-150kBtuh-lt2G-0p92EF-40g | DEER2015 | WaterHeater-Calculator-v1.1 | 2015-03-19 14:46 | PGE | Mtl | Ex | Any | CZ02 | Each | 0.462 | 60000 |  | -100 | -0.0123 | 843 | -100 | -0.0123 | 843 | -100 | -0.0123 | 778 | -100 | -0.0123 | 778 |  |  | 2 | Lodging - Motel | Existing | Santa Rosa Area | PG&E
NG-WtrHt-SmlInst-Gas-150kBtuh-lt2G-0p92EF-40g | DEER2015 | WaterHeater-Calculator-v1.1 | 2015-03-19 14:46 | PGE | Mtl | Ex | Any | CZ03 | Each | 0.462 | 60000 |  | -100 | -0.0125 | 839 | -100 | -0.0125 | 839 | -100 | -0.0125 | 773 | -100 | -0.0125 | 773 |  |  | 2 | Lodging - Motel | Existing | Oakland Area | PG&E
NG-WtrHt-SmlInst-Gas-150kBtuh-lt2G-0p92EF-40g | DEER2015 | WaterHeater-Calculator-v1.1 | 2015-03-19 14:46 | PGE | Mtl | Ex | Any | CZ04 | Each | 0.462 | 60000 |  | -97.2 | -0.0116 | 809 | -97.2 | -0.0116 | 809 | -97.2 | -0.0116 | 746 | -97.2 | -0.0116 | 746 |  |  | 2 | Lodging - Motel | Existing | San Jose-Reid (Sunnyvale for pre-2014) | PG&E
NG-WtrHt-SmlInst-Gas-150kBtuh-lt2G-0p92EF-40g | DEER2015 | WaterHeater-Calculator-v1.1 | 2015-03-19 14:46 | PGE | Mtl | Ex | Any | CZ05 | Each | 0.462 | 60000 |  | -102 | -0.0126 | 855 | -102 | -0.0126 | 855 | -102 | -0.0126 | 790 | -102 | -0.0126 | 790 |  |  | 2 | Lodging - Motel | Existing | Santa Maria Area | PG&E
NG-WtrHt-SmlInst-Gas-150kBtuh-lt2G-0p92EF-40g | DEER2015 | WaterHeater-Calculator-v1.1 | 2015-03-19 14:46 | PGE | Mtl | Ex | Any | CZ11 | Each | 0.462 | 60000 |  | -92.5 | -0.0107 | 779 | -92.5 | -0.0107 | 779 | -92.5 | -0.0107 | 718 | -92.5 | -0.0107 | 718 |  |  | 2 | Lodging - Motel | Existing | Red Bluff Area | PG&E
NG-WtrHt-SmlInst-Gas-150kBtuh-lt2G-0p92EF-40g | DEER2015 | WaterHeater-Calculator-v1.1 | 2015-03-19 14:46 | PGE | Mtl | Ex | Any | CZ12 | Each | 0.462 | 60000 |  | -95.5 | -0.0115 | 799 | -95.5 | -0.0115 | 799 | -95.5 | -0.0115 | 737 | -95.5 | -0.0115 | 737 |  |  | 2 | Lodging - Motel | Existing | Sacramento Area | PG&E
NG-WtrHt-SmlInst-Gas-150kBtuh-lt2G-0p92EF-40g | DEER2015 | WaterHeater-Calculator-v1.1 | 2015-03-19 14:46 | PGE | Mtl | Ex | Any | CZ13 | Each | 0.462 | 60000 |  | -91.3 | -0.0106 | 765 | -91.3 | -0.0106 | 765 | -91.3 | -0.0106 | 705 | -91.3 | -0.0106 | 705 |  |  | 2 | Lodging - Motel | Existing | Fresno Area | PG&E
NG-WtrHt-SmlInst-Gas-150kBtuh-lt2G-0p92EF-40g | DEER2015 | WaterHeater-Calculator-v1.1 | 2015-03-19 14:46 | PGE | Mtl | Ex | Any | CZ16 | Each | 0.462 | 60000 |  | -107 | -0.0128 | 949 | -107 | -0.0128 | 949 | -107 | -0.0128 | 883 | -107 | -0.0128 | 883 |  |  | 2 | Lodging - Motel | Existing | Blue Canyon (Mount Shasta for pre-2014) | PG&E
NG-WtrHt-SmlInst-Gas-150kBtuh-lt2G-0p92EF-40g | DEER2015 | WaterHeater-Calculator-v1.1 | 2015-03-19 14:46 | PGE | Mtl | Ex | Any | IOU | Each | 0.462 | 60000 |  | -98.3 | -0.012 | 826 | -98.3 | -0.012 | 826 | -98.3 | -0.012 | 761 | -98.3 | -0.012 | 761 |  |  | 2 | Lodging - Motel | Existing | IOU Territory | PG&E
NG-WtrHt-SmlInst-Gas-150kBtuh-lt2G-0p92EF-40g | DEER2015 | WaterHeater-Calculator-v1.1 | 2015-03-19 14:46 | PGE | Nrs | Ex | Any | CZ01 | Each | 2.91 | 120000 |  | -188 | -0.0195 | 1440 | -188 | -0.0195 | 1440 | -188 | -0.0195 | 1360 | -188 | -0.0195 | 1360 |  |  | 2 | Health/Medical - Nursing Home | Existing | Arcata Area | PG&E
NG-WtrHt-SmlInst-Gas-150kBtuh-lt2G-0p92EF-40g | DEER2015 | WaterHeater-Calculator-v1.1 | 2015-03-19 14:46 | PGE | Nrs | Ex | Any | CZ02 | Each | 2.91 | 120000 |  | -175 | -0.0179 | 1310 | -175 | -0.0179 | 1310 | -175 | -0.0179 | 1230 | -175 | -0.0179 | 1230 |  |  | 2 | Health/Medical - Nursing Home | Existing | Santa Rosa Area | PG&E
NG-WtrHt-SmlInst-Gas-150kBtuh-lt2G-0p92EF-40g | DEER2015 | WaterHeater-Calculator-v1.1 | 2015-03-19 14:46 | PGE | Nrs | Ex | Any | CZ03 | Each | 2.91 | 120000 |  | -175 | -0.0182 | 1310 | -175 | -0.0182 | 1310 | -175 | -0.0182 | 1240 | -175 | -0.0182 | 1240 |  |  | 2 | Health/Medical - Nursing Home | Existing | Oakland Area | PG&E
NG-WtrHt-SmlInst-Gas-150kBtuh-lt2G-0p92EF-40g | DEER2015 | WaterHeater-Calculator-v1.1 | 2015-03-19 14:46 | PGE | Nrs | Ex | Any | CZ04 | Each | 2.91 | 120000 |  | -170 | -0.0169 | 1270 | -170 | -0.0169 | 1270 | -170 | -0.0169 | 1200 | -170 | -0.0169 | 1200 |  |  | 2 | Health/Medical - Nursing Home | Existing | San Jose-Reid (Sunnyvale for pre-2014) | PG&E
NG-WtrHt-SmlInst-Gas-150kBtuh-lt2G-0p92EF-40g | DEER2015 | WaterHeater-Calculator-v1.1 | 2015-03-19 14:46 | PGE | Nrs | Ex | Any | CZ05 | Each | 2.91 | 120000 |  | -178 | -0.0183 | 1330 | -178 | -0.0183 | 1330 | -178 | -0.0183 | 1260 | -178 | -0.0183 | 1260 |  |  | 2 | Health/Medical - Nursing Home | Existing | Santa Maria Area | PG&E
NG-WtrHt-SmlInst-Gas-150kBtuh-lt2G-0p92EF-40g | DEER2015 | WaterHeater-Calculator-v1.1 | 2015-03-19 14:46 | PGE | Nrs | Ex | Any | CZ11 | Each | 2.91 | 120000 |  | -161 | -0.0156 | 1210 | -161 | -0.0156 | 1210 | -161 | -0.0156 | 1150 | -161 | -0.0156 | 1150 |  |  | 2 | Health/Medical - Nursing Home | Existing | Red Bluff Area | PG&E
NG-WtrHt-SmlInst-Gas-150kBtuh-lt2G-0p92EF-40g | DEER2015 | WaterHeater-Calculator-v1.1 | 2015-03-19 14:46 | PGE | Nrs | Ex | Any | CZ12 | Each | 2.91 | 120000 |  | -167 | -0.0166 | 1250 | -167 | -0.0166 | 1250 | -167 | -0.0166 | 1180 | -167 | -0.0166 | 1180 |  |  | 2 | Health/Medical - Nursing Home | Existing | Sacramento Area | PG&E
NG-WtrHt-SmlInst-Gas-150kBtuh-lt2G-0p92EF-40g | DEER2015 | WaterHeater-Calculator-v1.1 | 2015-03-19 14:46 | PGE | Nrs | Ex | Any | CZ13 | Each | 2.91 | 120000 |  | -159 | -0.0154 | 1200 | -159 | -0.0154 | 1200 | -159 | -0.0154 | 1130 | -159 | -0.0154 | 1130 |  |  | 2 | Health/Medical - Nursing Home | Existing | Fresno Area | PG&E
NG-WtrHt-SmlInst-Gas-150kBtuh-lt2G-0p92EF-40g | DEER2015 | WaterHeater-Calculator-v1.1 | 2015-03-19 14:46 | PGE | Nrs | Ex | Any | CZ16 | Each | 2.91 | 120000 |  | -187 | -0.0185 | 1500 | -187 | -0.0185 | 1500 | -187 | -0.0185 | 1430 | -187 | -0.0185 | 1430 |  |  | 2 | Health/Medical - Nursing Home | Existing | Blue Canyon (Mount Shasta for pre-2014) | PG&E
NG-WtrHt-SmlInst-Gas-150kBtuh-lt2G-0p92EF-40g | DEER2015 | WaterHeater-Calculator-v1.1 | 2015-03-19 14:46 | PGE | Nrs | Ex | Any | IOU | Each | 2.91 | 120000 |  | -169 | -0.017 | 1270 | -169 | -0.017 | 1270 | -169 | -0.017 | 1200 | -169 | -0.017 | 1200 |  |  | 2 | Health/Medical - Nursing Home | Existing | IOU Territory | PG&E
NG-WtrHt-SmlInst-Gas-150kBtuh-lt2G-0p92EF-40g | DEER2015 | WaterHeater-Calculator-v1.1 | 2015-03-19 14:46 | PGE | OfL | Ex | Any | CZ01 | Each | 1.12 | 175000 |  | -83.5 | -0.0258 | 928 | -83.5 | -0.0258 | 928 | -83.5 | -0.0258 | 851 | -83.5 | -0.0258 | 851 |  |  | 2 | Office - Large | Existing | Arcata Area | PG&E
NG-WtrHt-SmlInst-Gas-150kBtuh-lt2G-0p92EF-40g | DEER2015 | WaterHeater-Calculator-v1.1 | 2015-03-19 14:46 | PGE | OfL | Ex | Any | CZ02 | Each | 1.12 | 175000 |  | -77.6 | -0.0237 | 729 | -77.6 | -0.0237 | 729 | -77.6 | -0.0237 | 664 | -77.6 | -0.0237 | 664 |  |  | 2 | Office - Large | Existing | Santa Rosa Area | PG&E
NG-WtrHt-SmlInst-Gas-150kBtuh-lt2G-0p92EF-40g | DEER2015 | WaterHeater-Calculator-v1.1 | 2015-03-19 14:46 | PGE | OfL | Ex | Any | CZ03 | Each | 1.12 | 175000 |  | -77.9 | -0.024 | 721 | -77.9 | -0.024 | 721 | -77.9 | -0.024 | 655 | -77.9 | -0.024 | 655 |  |  | 2 | Office - Large | Existing | Oakland Area | PG&E
NG-WtrHt-SmlInst-Gas-150kBtuh-lt2G-0p92EF-40g | DEER2015 | WaterHeater-Calculator-v1.1 | 2015-03-19 14:46 | PGE | OfL | Ex | Any | CZ04 | Each | 1.12 | 175000 |  | -75.4 | -0.0223 | 683 | -75.4 | -0.0223 | 683 | -75.4 | -0.0223 | 621 | -75.4 | -0.0223 | 621 |  |  | 2 | Office - Large | Existing | San Jose-Reid (Sunnyvale for pre-2014) | PG&E
NG-WtrHt-SmlInst-Gas-150kBtuh-lt2G-0p92EF-40g | DEER2015 | WaterHeater-Calculator-v1.1 | 2015-03-19 14:46 | PGE | OfL | Ex | Any | CZ05 | Each | 1.12 | 175000 |  | -79.1 | -0.0242 | 748 | -79.1 | -0.0242 | 748 | -79.1 | -0.0242 | 680 | -79.1 | -0.0242 | 680 |  |  | 2 | Office - Large | Existing | Santa Maria Area | PG&E
NG-WtrHt-SmlInst-Gas-150kBtuh-lt2G-0p92EF-40g | DEER2015 | WaterHeater-Calculator-v1.1 | 2015-03-19 14:46 | PGE | OfL | Ex | Any | CZ11 | Each | 1.12 | 175000 |  | -71.7 | -0.0206 | 665 | -71.7 | -0.0206 | 665 | -71.7 | -0.0206 | 606 | -71.7 | -0.0206 | 606 |  |  | 2 | Office - Large | Existing | Red Bluff Area | PG&E
NG-WtrHt-SmlInst-Gas-150kBtuh-lt2G-0p92EF-40g | DEER2015 | WaterHeater-Calculator-v1.1 | 2015-03-19 14:46 | PGE | OfL | Ex | Any | CZ12 | Each | 1.12 | 175000 |  | -74 | -0.022 | 677 | -74 | -0.022 | 677 | -74 | -0.022 | 617 | -74 | -0.022 | 617 |  |  | 2 | Office - Large | Existing | Sacramento Area | PG&E
NG-WtrHt-SmlInst-Gas-150kBtuh-lt2G-0p92EF-40g | DEER2015 | WaterHeater-Calculator-v1.1 | 2015-03-19 14:46 | PGE | OfL | Ex | Any | CZ13 | Each | 1.12 | 175000 |  | -70.8 | -0.0204 | 647 | -70.8 | -0.0204 | 647 | -70.8 | -0.0204 | 587 | -70.8 | -0.0204 | 587 |  |  | 2 | Office - Large | Existing | Fresno Area | PG&E
NG-WtrHt-SmlInst-Gas-150kBtuh-lt2G-0p92EF-40g | DEER2015 | WaterHeater-Calculator-v1.1 | 2015-03-19 14:46 | PGE | OfL | Ex | Any | CZ16 | Each | 1.12 | 175000 |  | -83.1 | -0.0245 | 948 | -83.1 | -0.0245 | 948 | -83.1 | -0.0245 | 878 | -83.1 | -0.0245 | 878 |  |  | 2 | Office - Large | Existing | Blue Canyon (Mount Shasta for pre-2014) | PG&E
NG-WtrHt-SmlInst-Gas-150kBtuh-lt2G-0p92EF-40g | DEER2015 | WaterHeater-Calculator-v1.1 | 2015-03-19 14:46 | PGE | OfL | Ex | Any | IOU | Each | 1.12 | 175000 |  | -76.3 | -0.0231 | 703 | -76.3 | -0.0231 | 703 | -76.3 | -0.0231 | 639 | -76.3 | -0.0231 | 639 |  |  | 2 | Office - Large | Existing | IOU Territory | PG&E
NG-WtrHt-SmlInst-Gas-150kBtuh-lt2G-0p92EF-40g | DEER2015 | WaterHeater-Calculator-v1.1 | 2015-03-19 14:46 | PGE | OfS | Ex | Any | CZ01 | Each | 0.0642 | 10000 |  | -76.6 | -0.0235 | 884 | -76.6 | -0.0235 | 884 | -76.6 | -0.0235 | 807 | -76.6 | -0.0235 | 807 |  |  | 2 | Office - Small | Existing | Arcata Area | PG&E
NG-WtrHt-SmlInst-Gas-150kBtuh-lt2G-0p92EF-40g | DEER2015 | WaterHeater-Calculator-v1.1 | 2015-03-19 14:46 | PGE | OfS | Ex | Any | CZ02 | Each | 0.0642 | 10000 |  | -71.2 | -0.0216 | 688 | -71.2 | -0.0216 | 688 | -71.2 | -0.0216 | 623 | -71.2 | -0.0216 | 623 |  |  | 2 | Office - Small | Existing | Santa Rosa Area | PG&E
NG-WtrHt-SmlInst-Gas-150kBtuh-lt2G-0p92EF-40g | DEER2015 | WaterHeater-Calculator-v1.1 | 2015-03-19 14:46 | PGE | OfS | Ex | Any | CZ03 | Each | 0.0642 | 10000 |  | -71.4 | -0.0219 | 679 | -71.4 | -0.0219 | 679 | -71.4 | -0.0219 | 614 | -71.4 | -0.0219 | 614 |  |  | 2 | Office - Small | Existing | Oakland Area | PG&E
NG-WtrHt-SmlInst-Gas-150kBtuh-lt2G-0p92EF-40g | DEER2015 | WaterHeater-Calculator-v1.1 | 2015-03-19 14:46 | PGE | OfS | Ex | Any | CZ04 | Each | 0.0642 | 10000 |  | -69.1 | -0.0204 | 643 | -69.1 | -0.0204 | 643 | -69.1 | -0.0204 | 581 | -69.1 | -0.0204 | 581 |  |  | 2 | Office - Small | Existing | San Jose-Reid (Sunnyvale for pre-2014) | PG&E
NG-WtrHt-SmlInst-Gas-150kBtuh-lt2G-0p92EF-40g | DEER2015 | WaterHeater-Calculator-v1.1 | 2015-03-19 14:46 | PGE | OfS | Ex | Any | CZ05 | Each | 0.0642 | 10000 |  | -72.5 | -0.0221 | 706 | -72.5 | -0.0221 | 706 | -72.5 | -0.0221 | 638 | -72.5 | -0.0221 | 638 |  |  | 2 | Office - Small | Existing | Santa Maria Area | PG&E
NG-WtrHt-SmlInst-Gas-150kBtuh-lt2G-0p92EF-40g | DEER2015 | WaterHeater-Calculator-v1.1 | 2015-03-19 14:46 | PGE | OfS | Ex | Any | CZ11 | Each | 0.0642 | 10000 |  | -65.8 | -0.0188 | 629 | -65.8 | -0.0188 | 629 | -65.8 | -0.0188 | 568 | -65.8 | -0.0188 | 568 |  |  | 2 | Office - Small | Existing | Red Bluff Area | PG&E
NG-WtrHt-SmlInst-Gas-150kBtuh-lt2G-0p92EF-40g | DEER2015 | WaterHeater-Calculator-v1.1 | 2015-03-19 14:46 | PGE | OfS | Ex | Any | CZ12 | Each | 0.0642 | 10000 |  | -67.9 | -0.0201 | 640 | -67.9 | -0.0201 | 640 | -67.9 | -0.0201 | 578 | -67.9 | -0.0201 | 578 |  |  | 2 | Office - Small | Existing | Sacramento Area | PG&E
NG-WtrHt-SmlInst-Gas-150kBtuh-lt2G-0p92EF-40g | DEER2015 | WaterHeater-Calculator-v1.1 | 2015-03-19 14:46 | PGE | OfS | Ex | Any | CZ13 | Each | 0.0642 | 10000 |  | -64.9 | -0.0186 | 610 | -64.9 | -0.0186 | 610 | -64.9 | -0.0186 | 549 | -64.9 | -0.0186 | 549 |  |  | 2 | Office - Small | Existing | Fresno Area | PG&E
NG-WtrHt-SmlInst-Gas-150kBtuh-lt2G-0p92EF-40g | DEER2015 | WaterHeater-Calculator-v1.1 | 2015-03-19 14:46 | PGE | OfS | Ex | Any | CZ16 | Each | 0.0642 | 10000 |  | -76.2 | -0.0224 | 905 | -76.2 | -0.0224 | 905 | -76.2 | -0.0224 | 834 | -76.2 | -0.0224 | 834 |  |  | 2 | Office - Small | Existing | Blue Canyon (Mount Shasta for pre-2014) | PG&E
NG-WtrHt-SmlInst-Gas-150kBtuh-lt2G-0p92EF-40g | DEER2015 | WaterHeater-Calculator-v1.1 | 2015-03-19 14:46 | PGE | OfS | Ex | Any | IOU | Each | 0.0642 | 10000 |  | -68.6 | -0.0204 | 652 | -68.6 | -0.0204 | 652 | -68.6 | -0.0204 | 589 | -68.6 | -0.0204 | 589 |  |  | 2 | Office - Small | Existing | IOU Territory | PG&E
NG-WtrHt-SmlInst-Gas-150kBtuh-lt2G-0p92EF-40g | DEER2015 | WaterHeater-Calculator-v1.1 | 2015-03-19 14:46 | PGE | RFF | Ex | Any | CZ01 | Each | 0.393 | 4000 |  | -81 | -0.0101 | 730 | -81 | -0.0101 | 730 | -81 | -0.0101 | 662 | -81 | -0.0101 | 662 |  |  | 2 | Restaurant - Fast-Food | Existing | Arcata Area | PG&E
NG-WtrHt-SmlInst-Gas-150kBtuh-lt2G-0p92EF-40g | DEER2015 | WaterHeater-Calculator-v1.1 | 2015-03-19 14:46 | PGE | RFF | Ex | Any | CZ02 | Each | 0.393 | 4000 |  | -75.3 | -0.00926 | 666 | -75.3 | -0.00926 | 666 | -75.3 | -0.00926 | 604 | -75.3 | -0.00926 | 604 |  |  | 2 | Restaurant - Fast-Food | Existing | Santa Rosa Area | PG&E
NG-WtrHt-SmlInst-Gas-150kBtuh-lt2G-0p92EF-40g | DEER2015 | WaterHeater-Calculator-v1.1 | 2015-03-19 14:46 | PGE | RFF | Ex | Any | CZ03 | Each | 0.393 | 4000 |  | -75.5 | -0.00941 | 672 | -75.5 | -0.00941 | 672 | -75.5 | -0.00941 | 608 | -75.5 | -0.00941 | 608 |  |  | 2 | Restaurant - Fast-Food | Existing | Oakland Area | PG&E
NG-WtrHt-SmlInst-Gas-150kBtuh-lt2G-0p92EF-40g | DEER2015 | WaterHeater-Calculator-v1.1 | 2015-03-19 14:46 | PGE | RFF | Ex | Any | CZ04 | Each | 0.393 | 4000 |  | -73.1 | -0.00873 | 647 | -73.1 | -0.00873 | 647 | -73.1 | -0.00873 | 586 | -73.1 | -0.00873 | 586 |  |  | 2 | Restaurant - Fast-Food | Existing | San Jose-Reid (Sunnyvale for pre-2014) | PG&E
NG-WtrHt-SmlInst-Gas-150kBtuh-lt2G-0p92EF-40g | DEER2015 | WaterHeater-Calculator-v1.1 | 2015-03-19 14:46 | PGE | RFF | Ex | Any | CZ05 | Each | 0.393 | 4000 |  | -76.7 | -0.00948 | 683 | -76.7 | -0.00948 | 683 | -76.7 | -0.00948 | 618 | -76.7 | -0.00948 | 618 |  |  | 2 | Restaurant - Fast-Food | Existing | Santa Maria Area | PG&E
NG-WtrHt-SmlInst-Gas-150kBtuh-lt2G-0p92EF-40g | DEER2015 | WaterHeater-Calculator-v1.1 | 2015-03-19 14:46 | PGE | RFF | Ex | Any | CZ11 | Each | 0.393 | 4000 |  | -69.6 | -0.00805 | 620 | -69.6 | -0.00805 | 620 | -69.6 | -0.00805 | 561 | -69.6 | -0.00805 | 561 |  |  | 2 | Restaurant - Fast-Food | Existing | Red Bluff Area | PG&E
NG-WtrHt-SmlInst-Gas-150kBtuh-lt2G-0p92EF-40g | DEER2015 | WaterHeater-Calculator-v1.1 | 2015-03-19 14:46 | PGE | RFF | Ex | Any | CZ12 | Each | 0.393 | 4000 |  | -71.8 | -0.00859 | 636 | -71.8 | -0.00859 | 636 | -71.8 | -0.00859 | 576 | -71.8 | -0.00859 | 576 |  |  | 2 | Restaurant - Fast-Food | Existing | Sacramento Area | PG&E
NG-WtrHt-SmlInst-Gas-150kBtuh-lt2G-0p92EF-40g | DEER2015 | WaterHeater-Calculator-v1.1 | 2015-03-19 14:46 | PGE | RFF | Ex | Any | CZ13 | Each | 0.393 | 4000 |  | -68.7 | -0.00797 | 612 | -68.7 | -0.00797 | 612 | -68.7 | -0.00797 | 553 | -68.7 | -0.00797 | 553 |  |  | 2 | Restaurant - Fast-Food | Existing | Fresno Area | PG&E
NG-WtrHt-SmlInst-Gas-150kBtuh-lt2G-0p92EF-40g | DEER2015 | WaterHeater-Calculator-v1.1 | 2015-03-19 14:46 | PGE | RFF | Ex | Any | CZ16 | Each | 0.393 | 4000 |  | -80.7 | -0.00959 | 718 | -80.7 | -0.00959 | 718 | -80.7 | -0.00959 | 654 | -80.7 | -0.00959 | 654 |  |  | 2 | Restaurant - Fast-Food | Existing | Blue Canyon (Mount Shasta for pre-2014) | PG&E
NG-WtrHt-SmlInst-Gas-150kBtuh-lt2G-0p92EF-40g | DEER2015 | WaterHeater-Calculator-v1.1 | 2015-03-19 14:46 | PGE | RFF | Ex | Any | IOU | Each | 0.393 | 4000 |  | -73.2 | -0.00885 | 650 | -73.2 | -0.00885 | 650 | -73.2 | -0.00885 | 588 | -73.2 | -0.00885 | 588 |  |  | 2 | Restaurant - Fast-Food | Existing | IOU Territory | PG&E
NG-WtrHt-SmlInst-Gas-150kBtuh-lt2G-0p92EF-40g | DEER2015 | WaterHeater-Calculator-v1.1 | 2015-03-19 14:46 | PGE | RSD | Ex | Any | CZ01 | Each | 0.676 | 2000 |  | -86.4 | -0.0149 | 760 | -86.4 | -0.0149 | 760 | -86.4 | -0.0149 | 691 | -86.4 | -0.0149 | 691 |  |  | 2 | Restaurant - Sit-Down | Existing | Arcata Area | PG&E
NG-WtrHt-SmlInst-Gas-150kBtuh-lt2G-0p92EF-40g | DEER2015 | WaterHeater-Calculator-v1.1 | 2015-03-19 14:46 | PGE | RSD | Ex | Any | CZ02 | Each | 0.676 | 2000 |  | -80.3 | -0.0137 | 696 | -80.3 | -0.0137 | 696 | -80.3 | -0.0137 | 633 | -80.3 | -0.0137 | 633 |  |  | 2 | Restaurant - Sit-Down | Existing | Santa Rosa Area | PG&E
NG-WtrHt-SmlInst-Gas-150kBtuh-lt2G-0p92EF-40g | DEER2015 | WaterHeater-Calculator-v1.1 | 2015-03-19 14:46 | PGE | RSD | Ex | Any | CZ03 | Each | 0.676 | 2000 |  | -80.6 | -0.0139 | 701 | -80.6 | -0.0139 | 701 | -80.6 | -0.0139 | 637 | -80.6 | -0.0139 | 637 |  |  | 2 | Restaurant - Sit-Down | Existing | Oakland Area | PG&E
NG-WtrHt-SmlInst-Gas-150kBtuh-lt2G-0p92EF-40g | DEER2015 | WaterHeater-Calculator-v1.1 | 2015-03-19 14:46 | PGE | RSD | Ex | Any | CZ04 | Each | 0.676 | 2000 |  | -78 | -0.0129 | 677 | -78 | -0.0129 | 677 | -78 | -0.0129 | 615 | -78 | -0.0129 | 615 |  |  | 2 | Restaurant - Sit-Down | Existing | San Jose-Reid (Sunnyvale for pre-2014) | PG&E
NG-WtrHt-SmlInst-Gas-150kBtuh-lt2G-0p92EF-40g | DEER2015 | WaterHeater-Calculator-v1.1 | 2015-03-19 14:46 | PGE | RSD | Ex | Any | CZ05 | Each | 0.676 | 2000 |  | -81.8 | -0.014 | 712 | -81.8 | -0.014 | 712 | -81.8 | -0.014 | 647 | -81.8 | -0.014 | 647 |  |  | 2 | Restaurant - Sit-Down | Existing | Santa Maria Area | PG&E
NG-WtrHt-SmlInst-Gas-150kBtuh-lt2G-0p92EF-40g | DEER2015 | WaterHeater-Calculator-v1.1 | 2015-03-19 14:46 | PGE | RSD | Ex | Any | CZ11 | Each | 0.676 | 2000 |  | -74.2 | -0.0119 | 648 | -74.2 | -0.0119 | 648 | -74.2 | -0.0119 | 589 | -74.2 | -0.0119 | 589 |  |  | 2 | Restaurant - Sit-Down | Existing | Red Bluff Area | PG&E
NG-WtrHt-SmlInst-Gas-150kBtuh-lt2G-0p92EF-40g | DEER2015 | WaterHeater-Calculator-v1.1 | 2015-03-19 14:46 | PGE | RSD | Ex | Any | CZ12 | Each | 0.676 | 2000 |  | -76.6 | -0.0127 | 665 | -76.6 | -0.0127 | 665 | -76.6 | -0.0127 | 605 | -76.6 | -0.0127 | 605 |  |  | 2 | Restaurant - Sit-Down | Existing | Sacramento Area | PG&E
NG-WtrHt-SmlInst-Gas-150kBtuh-lt2G-0p92EF-40g | DEER2015 | WaterHeater-Calculator-v1.1 | 2015-03-19 14:46 | PGE | RSD | Ex | Any | CZ13 | Each | 0.676 | 2000 |  | -73.3 | -0.0118 | 640 | -73.3 | -0.0118 | 640 | -73.3 | -0.0118 | 581 | -73.3 | -0.0118 | 581 |  |  | 2 | Restaurant - Sit-Down | Existing | Fresno Area | PG&E
NG-WtrHt-SmlInst-Gas-150kBtuh-lt2G-0p92EF-40g | DEER2015 | WaterHeater-Calculator-v1.1 | 2015-03-19 14:46 | PGE | RSD | Ex | Any | CZ16 | Each | 0.676 | 2000 |  | -86 | -0.0142 | 758 | -86 | -0.0142 | 758 | -86 | -0.0142 | 693 | -86 | -0.0142 | 693 |  |  | 2 | Restaurant - Sit-Down | Existing | Blue Canyon (Mount Shasta for pre-2014) | PG&E
NG-WtrHt-SmlInst-Gas-150kBtuh-lt2G-0p92EF-40g | DEER2015 | WaterHeater-Calculator-v1.1 | 2015-03-19 14:46 | PGE | RSD | Ex | Any | IOU | Each | 0.676 | 2000 |  | -78.1 | -0.0131 | 680 | -78.1 | -0.0131 | 680 | -78.1 | -0.0131 | 617 | -78.1 | -0.0131 | 617 |  |  | 2 | Restaurant - Sit-Down | Existing | IOU Territory | PG&E
NG-WtrHt-SmlInst-Gas-150kBtuh-lt2G-0p92EF-40g | DEER2015 | WaterHeater-Calculator-v1.1 | 2015-03-19 14:46 | PGE | Rt3 | Ex | Any | CZ01 | Each | 0.241 | 120000 |  | -96 | -0.0236 | 835 | -96 | -0.0236 | 835 | -96 | -0.0236 | 766 | -96 | -0.0236 | 766 |  |  | 2 | Retail - Multistory Large | Existing | Arcata Area | PG&E
NG-WtrHt-SmlInst-Gas-150kBtuh-lt2G-0p92EF-40g | DEER2015 | WaterHeater-Calculator-v1.1 | 2015-03-19 14:46 | PGE | Rt3 | Ex | Any | CZ02 | Each | 0.241 | 120000 |  | -89.3 | -0.0216 | 758 | -89.3 | -0.0216 | 758 | -89.3 | -0.0216 | 694 | -89.3 | -0.0216 | 694 |  |  | 2 | Retail - Multistory Large | Existing | Santa Rosa Area | PG&E
NG-WtrHt-SmlInst-Gas-150kBtuh-lt2G-0p92EF-40g | DEER2015 | WaterHeater-Calculator-v1.1 | 2015-03-19 14:46 | PGE | Rt3 | Ex | Any | CZ03 | Each | 0.241 | 120000 |  | -89.5 | -0.022 | 763 | -89.5 | -0.022 | 763 | -89.5 | -0.022 | 698 | -89.5 | -0.022 | 698 |  |  | 2 | Retail - Multistory Large | Existing | Oakland Area | PG&E
NG-WtrHt-SmlInst-Gas-150kBtuh-lt2G-0p92EF-40g | DEER2015 | WaterHeater-Calculator-v1.1 | 2015-03-19 14:46 | PGE | Rt3 | Ex | Any | CZ04 | Each | 0.241 | 120000 |  | -86.7 | -0.0204 | 734 | -86.7 | -0.0204 | 734 | -86.7 | -0.0204 | 673 | -86.7 | -0.0204 | 673 |  |  | 2 | Retail - Multistory Large | Existing | San Jose-Reid (Sunnyvale for pre-2014) | PG&E
NG-WtrHt-SmlInst-Gas-150kBtuh-lt2G-0p92EF-40g | DEER2015 | WaterHeater-Calculator-v1.1 | 2015-03-19 14:46 | PGE | Rt3 | Ex | Any | CZ05 | Each | 0.241 | 120000 |  | -90.9 | -0.0222 | 775 | -90.9 | -0.0222 | 775 | -90.9 | -0.0222 | 710 | -90.9 | -0.0222 | 710 |  |  | 2 | Retail - Multistory Large | Existing | Santa Maria Area | PG&E
NG-WtrHt-SmlInst-Gas-150kBtuh-lt2G-0p92EF-40g | DEER2015 | WaterHeater-Calculator-v1.1 | 2015-03-19 14:46 | PGE | Rt3 | Ex | Any | CZ11 | Each | 0.241 | 120000 |  | -82.5 | -0.0188 | 703 | -82.5 | -0.0188 | 703 | -82.5 | -0.0188 | 644 | -82.5 | -0.0188 | 644 |  |  | 2 | Retail - Multistory Large | Existing | Red Bluff Area | PG&E
NG-WtrHt-SmlInst-Gas-150kBtuh-lt2G-0p92EF-40g | DEER2015 | WaterHeater-Calculator-v1.1 | 2015-03-19 14:46 | PGE | Rt3 | Ex | Any | CZ12 | Each | 0.241 | 120000 |  | -85.1 | -0.0201 | 722 | -85.1 | -0.0201 | 722 | -85.1 | -0.0201 | 662 | -85.1 | -0.0201 | 662 |  |  | 2 | Retail - Multistory Large | Existing | Sacramento Area | PG&E
NG-WtrHt-SmlInst-Gas-150kBtuh-lt2G-0p92EF-40g | DEER2015 | WaterHeater-Calculator-v1.1 | 2015-03-19 14:46 | PGE | Rt3 | Ex | Any | CZ13 | Each | 0.241 | 120000 |  | -81.4 | -0.0186 | 693 | -81.4 | -0.0186 | 693 | -81.4 | -0.0186 | 635 | -81.4 | -0.0186 | 635 |  |  | 2 | Retail - Multistory Large | Existing | Fresno Area | PG&E
NG-WtrHt-SmlInst-Gas-150kBtuh-lt2G-0p92EF-40g | DEER2015 | WaterHeater-Calculator-v1.1 | 2015-03-19 14:46 | PGE | Rt3 | Ex | Any | CZ16 | Each | 0.241 | 120000 |  | -95.6 | -0.0224 | 837 | -95.6 | -0.0224 | 837 | -95.6 | -0.0224 | 771 | -95.6 | -0.0224 | 771 |  |  | 2 | Retail - Multistory Large | Existing | Blue Canyon (Mount Shasta for pre-2014) | PG&E
NG-WtrHt-SmlInst-Gas-150kBtuh-lt2G-0p92EF-40g | DEER2015 | WaterHeater-Calculator-v1.1 | 2015-03-19 14:46 | PGE | Rt3 | Ex | Any | IOU | Each | 0.241 | 120000 |  | -86.7 | -0.0207 | 737 | -86.7 | -0.0207 | 737 | -86.7 | -0.0207 | 675 | -86.7 | -0.0207 | 675 |  |  | 2 | Retail - Multistory Large | Existing | IOU Territory | PG&E
NG-WtrHt-SmlInst-Gas-150kBtuh-lt2G-0p92EF-40g | DEER2015 | WaterHeater-Calculator-v1.1 | 2015-03-19 14:46 | PGE | RtL | Ex | Any | CZ01 | Each | 0.134 | 131000 |  | -108 | -0.0135 | 963 | -108 | -0.0135 | 963 | -108 | -0.0135 | 890 | -108 | -0.0135 | 890 |  |  | 2 | Retail - Single-Story Large | Existing | Arcata Area | PG&E
NG-WtrHt-SmlInst-Gas-150kBtuh-lt2G-0p92EF-40g | DEER2015 | WaterHeater-Calculator-v1.1 | 2015-03-19 14:46 | PGE | RtL | Ex | Any | CZ02 | Each | 0.134 | 131000 |  | -100 | -0.0123 | 845 | -100 | -0.0123 | 845 | -100 | -0.0123 | 779 | -100 | -0.0123 | 779 |  |  | 2 | Retail - Single-Story Large | Existing | Santa Rosa Area | PG&E
NG-WtrHt-SmlInst-Gas-150kBtuh-lt2G-0p92EF-40g | DEER2015 | WaterHeater-Calculator-v1.1 | 2015-03-19 14:46 | PGE | RtL | Ex | Any | CZ03 | Each | 0.134 | 131000 |  | -100 | -0.0125 | 849 | -100 | -0.0125 | 849 | -100 | -0.0125 | 780 | -100 | -0.0125 | 780 |  |  | 2 | Retail - Single-Story Large | Existing | Oakland Area | PG&E
NG-WtrHt-SmlInst-Gas-150kBtuh-lt2G-0p92EF-40g | DEER2015 | WaterHeater-Calculator-v1.1 | 2015-03-19 14:46 | PGE | RtL | Ex | Any | CZ04 | Each | 0.134 | 131000 |  | -97.2 | -0.0116 | 812 | -97.2 | -0.0116 | 812 | -97.2 | -0.0116 | 748 | -97.2 | -0.0116 | 748 |  |  | 2 | Retail - Single-Story Large | Existing | San Jose-Reid (Sunnyvale for pre-2014) | PG&E
NG-WtrHt-SmlInst-Gas-150kBtuh-lt2G-0p92EF-40g | DEER2015 | WaterHeater-Calculator-v1.1 | 2015-03-19 14:46 | PGE | RtL | Ex | Any | CZ05 | Each | 0.134 | 131000 |  | -102 | -0.0126 | 867 | -102 | -0.0126 | 867 | -102 | -0.0126 | 798 | -102 | -0.0126 | 798 |  |  | 2 | Retail - Single-Story Large | Existing | Santa Maria Area | PG&E
NG-WtrHt-SmlInst-Gas-150kBtuh-lt2G-0p92EF-40g | DEER2015 | WaterHeater-Calculator-v1.1 | 2015-03-19 14:46 | PGE | RtL | Ex | Any | CZ11 | Each | 0.134 | 131000 |  | -92.5 | -0.0107 | 780 | -92.5 | -0.0107 | 780 | -92.5 | -0.0107 | 719 | -92.5 | -0.0107 | 719 |  |  | 2 | Retail - Single-Story Large | Existing | Red Bluff Area | PG&E
NG-WtrHt-SmlInst-Gas-150kBtuh-lt2G-0p92EF-40g | DEER2015 | WaterHeater-Calculator-v1.1 | 2015-03-19 14:46 | PGE | RtL | Ex | Any | CZ12 | Each | 0.134 | 131000 |  | -95.5 | -0.0115 | 799 | -95.5 | -0.0115 | 799 | -95.5 | -0.0115 | 737 | -95.5 | -0.0115 | 737 |  |  | 2 | Retail - Single-Story Large | Existing | Sacramento Area | PG&E
NG-WtrHt-SmlInst-Gas-150kBtuh-lt2G-0p92EF-40g | DEER2015 | WaterHeater-Calculator-v1.1 | 2015-03-19 14:46 | PGE | RtL | Ex | Any | CZ13 | Each | 0.134 | 131000 |  | -91.3 | -0.0106 | 766 | -91.3 | -0.0106 | 766 | -91.3 | -0.0106 | 705 | -91.3 | -0.0106 | 705 |  |  | 2 | Retail - Single-Story Large | Existing | Fresno Area | PG&E
NG-WtrHt-SmlInst-Gas-150kBtuh-lt2G-0p92EF-40g | DEER2015 | WaterHeater-Calculator-v1.1 | 2015-03-19 14:46 | PGE | RtL | Ex | Any | CZ16 | Each | 0.134 | 131000 |  | -107 | -0.0128 | 953 | -107 | -0.0128 | 953 | -107 | -0.0128 | 885 | -107 | -0.0128 | 885 |  |  | 2 | Retail - Single-Story Large | Existing | Blue Canyon (Mount Shasta for pre-2014) | PG&E
NG-WtrHt-SmlInst-Gas-150kBtuh-lt2G-0p92EF-40g | DEER2015 | WaterHeater-Calculator-v1.1 | 2015-03-19 14:46 | PGE | RtL | Ex | Any | IOU | Each | 0.134 | 131000 |  | -97.1 | -0.0118 | 818 | -97.1 | -0.0118 | 818 | -97.1 | -0.0118 | 753 | -97.1 | -0.0118 | 753 |  |  | 2 | Retail - Single-Story Large | Existing | IOU Territory | PG&E
NG-WtrHt-SmlInst-Gas-150kBtuh-lt2G-0p92EF-40g | DEER2015 | WaterHeater-Calculator-v1.1 | 2015-03-19 14:46 | PGE | RtS | Ex | Any | CZ01 | Each | 0.0585 | 8000 |  | -85.8 | -0.0212 | 776 | -85.8 | -0.0212 | 776 | -85.8 | -0.0212 | 706 | -85.8 | -0.0212 | 706 |  |  | 2 | Retail - Small | Existing | Arcata Area | PG&E
NG-WtrHt-SmlInst-Gas-150kBtuh-lt2G-0p92EF-40g | DEER2015 | WaterHeater-Calculator-v1.1 | 2015-03-19 14:46 | PGE | RtS | Ex | Any | CZ02 | Each | 0.0585 | 8000 |  | -79.7 | -0.0195 | 696 | -79.7 | -0.0195 | 696 | -79.7 | -0.0195 | 633 | -79.7 | -0.0195 | 633 |  |  | 2 | Retail - Small | Existing | Santa Rosa Area | PG&E
NG-WtrHt-SmlInst-Gas-150kBtuh-lt2G-0p92EF-40g | DEER2015 | WaterHeater-Calculator-v1.1 | 2015-03-19 14:46 | PGE | RtS | Ex | Any | CZ03 | Each | 0.0585 | 8000 |  | -80 | -0.0198 | 700 | -80 | -0.0198 | 700 | -80 | -0.0198 | 636 | -80 | -0.0198 | 636 |  |  | 2 | Retail - Small | Existing | Oakland Area | PG&E
NG-WtrHt-SmlInst-Gas-150kBtuh-lt2G-0p92EF-40g | DEER2015 | WaterHeater-Calculator-v1.1 | 2015-03-19 14:46 | PGE | RtS | Ex | Any | CZ04 | Each | 0.0585 | 8000 |  | -77.4 | -0.0184 | 673 | -77.4 | -0.0184 | 673 | -77.4 | -0.0184 | 613 | -77.4 | -0.0184 | 613 |  |  | 2 | Retail - Small | Existing | San Jose-Reid (Sunnyvale for pre-2014) | PG&E
NG-WtrHt-SmlInst-Gas-150kBtuh-lt2G-0p92EF-40g | DEER2015 | WaterHeater-Calculator-v1.1 | 2015-03-19 14:46 | PGE | RtS | Ex | Any | CZ05 | Each | 0.0585 | 8000 |  | -81.2 | -0.02 | 712 | -81.2 | -0.02 | 712 | -81.2 | -0.02 | 647 | -81.2 | -0.02 | 647 |  |  | 2 | Retail - Small | Existing | Santa Maria Area | PG&E
NG-WtrHt-SmlInst-Gas-150kBtuh-lt2G-0p92EF-40g | DEER2015 | WaterHeater-Calculator-v1.1 | 2015-03-19 14:46 | PGE | RtS | Ex | Any | CZ11 | Each | 0.0585 | 8000 |  | -73.7 | -0.0169 | 646 | -73.7 | -0.0169 | 646 | -73.7 | -0.0169 | 588 | -73.7 | -0.0169 | 588 |  |  | 2 | Retail - Small | Existing | Red Bluff Area | PG&E
NG-WtrHt-SmlInst-Gas-150kBtuh-lt2G-0p92EF-40g | DEER2015 | WaterHeater-Calculator-v1.1 | 2015-03-19 14:46 | PGE | RtS | Ex | Any | CZ12 | Each | 0.0585 | 8000 |  | -76 | -0.0181 | 662 | -76 | -0.0181 | 662 | -76 | -0.0181 | 603 | -76 | -0.0181 | 603 |  |  | 2 | Retail - Small | Existing | Sacramento Area | PG&E
NG-WtrHt-SmlInst-Gas-150kBtuh-lt2G-0p92EF-40g | DEER2015 | WaterHeater-Calculator-v1.1 | 2015-03-19 14:46 | PGE | RtS | Ex | Any | CZ13 | Each | 0.0585 | 8000 |  | -72.7 | -0.0168 | 636 | -72.7 | -0.0168 | 636 | -72.7 | -0.0168 | 579 | -72.7 | -0.0168 | 579 |  |  | 2 | Retail - Small | Existing | Fresno Area | PG&E
NG-WtrHt-SmlInst-Gas-150kBtuh-lt2G-0p92EF-40g | DEER2015 | WaterHeater-Calculator-v1.1 | 2015-03-19 14:46 | PGE | RtS | Ex | Any | CZ16 | Each | 0.0585 | 8000 |  | -85.4 | -0.0202 | 783 | -85.4 | -0.0202 | 783 | -85.4 | -0.0202 | 717 | -85.4 | -0.0202 | 717 |  |  | 2 | Retail - Small | Existing | Blue Canyon (Mount Shasta for pre-2014) | PG&E
NG-WtrHt-SmlInst-Gas-150kBtuh-lt2G-0p92EF-40g | DEER2015 | WaterHeater-Calculator-v1.1 | 2015-03-19 14:46 | PGE | RtS | Ex | Any | IOU | Each | 0.0585 | 8000 |  | -77.4 | -0.0186 | 677 | -77.4 | -0.0186 | 677 | -77.4 | -0.0186 | 615 | -77.4 | -0.0186 | 615 |  |  | 2 | Retail - Small | Existing | IOU Territory | PG&E
NG-WtrHt-SmlInst-Gas-150kBtuh-lt2G-0p92EF-40g | DEER2015 | WaterHeater-Calculator-v1.1 | 2015-03-19 14:46 | PGE | SCn | Ex | Any | CZ01 | Each | 0.297 | 500000 |  | -96 | -0.028 | 1450 | -96 | -0.028 | 1450 | -96 | -0.028 | 1340 | -96 | -0.028 | 1340 |  |  | 2 | Storage - Conditioned | Existing | Arcata Area | PG&E
NG-WtrHt-SmlInst-Gas-150kBtuh-lt2G-0p92EF-40g | DEER2015 | WaterHeater-Calculator-v1.1 | 2015-03-19 14:46 | PGE | SCn | Ex | Any | CZ02 | Each | 0.297 | 500000 |  | -89.3 | -0.0257 | 953 | -89.3 | -0.0257 | 953 | -89.3 | -0.0257 | 867 | -89.3 | -0.0257 | 867 |  |  | 2 | Storage - Conditioned | Existing | Santa Rosa Area | PG&E
NG-WtrHt-SmlInst-Gas-150kBtuh-lt2G-0p92EF-40g | DEER2015 | WaterHeater-Calculator-v1.1 | 2015-03-19 14:46 | PGE | SCn | Ex | Any | CZ03 | Each | 0.297 | 500000 |  | -89.5 | -0.0261 | 927 | -89.5 | -0.0261 | 927 | -89.5 | -0.0261 | 838 | -89.5 | -0.0261 | 838 |  |  | 2 | Storage - Conditioned | Existing | Oakland Area | PG&E
NG-WtrHt-SmlInst-Gas-150kBtuh-lt2G-0p92EF-40g | DEER2015 | WaterHeater-Calculator-v1.1 | 2015-03-19 14:46 | PGE | SCn | Ex | Any | CZ04 | Each | 0.297 | 500000 |  | -86.7 | -0.0243 | 840 | -86.7 | -0.0243 | 840 | -86.7 | -0.0243 | 762 | -86.7 | -0.0243 | 762 |  |  | 2 | Storage - Conditioned | Existing | San Jose-Reid (Sunnyvale for pre-2014) | PG&E
NG-WtrHt-SmlInst-Gas-150kBtuh-lt2G-0p92EF-40g | DEER2015 | WaterHeater-Calculator-v1.1 | 2015-03-19 14:46 | PGE | SCn | Ex | Any | CZ05 | Each | 0.297 | 500000 |  | -90.9 | -0.0263 | 995 | -90.9 | -0.0263 | 995 | -90.9 | -0.0263 | 902 | -90.9 | -0.0263 | 902 |  |  | 2 | Storage - Conditioned | Existing | Santa Maria Area | PG&E
NG-WtrHt-SmlInst-Gas-150kBtuh-lt2G-0p92EF-40g | DEER2015 | WaterHeater-Calculator-v1.1 | 2015-03-19 14:46 | PGE | SCn | Ex | Any | CZ11 | Each | 0.297 | 500000 |  | -82.5 | -0.0223 | 830 | -82.5 | -0.0223 | 830 | -82.5 | -0.0223 | 760 | -82.5 | -0.0223 | 760 |  |  | 2 | Storage - Conditioned | Existing | Red Bluff Area | PG&E
NG-WtrHt-SmlInst-Gas-150kBtuh-lt2G-0p92EF-40g | DEER2015 | WaterHeater-Calculator-v1.1 | 2015-03-19 14:46 | PGE | SCn | Ex | Any | CZ12 | Each | 0.297 | 500000 |  | -85.1 | -0.0239 | 837 | -85.1 | -0.0239 | 837 | -85.1 | -0.0239 | 766 | -85.1 | -0.0239 | 766 |  |  | 2 | Storage - Conditioned | Existing | Sacramento Area | PG&E
NG-WtrHt-SmlInst-Gas-150kBtuh-lt2G-0p92EF-40g | DEER2015 | WaterHeater-Calculator-v1.1 | 2015-03-19 14:46 | PGE | SCn | Ex | Any | CZ13 | Each | 0.297 | 500000 |  | -81.4 | -0.0221 | 783 | -81.4 | -0.0221 | 783 | -81.4 | -0.0221 | 713 | -81.4 | -0.0221 | 713 |  |  | 2 | Storage - Conditioned | Existing | Fresno Area | PG&E
NG-WtrHt-SmlInst-Gas-150kBtuh-lt2G-0p92EF-40g | DEER2015 | WaterHeater-Calculator-v1.1 | 2015-03-19 14:46 | PGE | SCn | Ex | Any | CZ16 | Each | 0.297 | 500000 |  | -95.6 | -0.0266 | 1480 | -95.6 | -0.0266 | 1480 | -95.6 | -0.0266 | 1390 | -95.6 | -0.0266 | 1390 |  |  | 2 | Storage - Conditioned | Existing | Blue Canyon (Mount Shasta for pre-2014) | PG&E
NG-WtrHt-SmlInst-Gas-150kBtuh-lt2G-0p92EF-40g | DEER2015 | WaterHeater-Calculator-v1.1 | 2015-03-19 14:46 | PGE | SCn | Ex | Any | IOU | Each | 0.297 | 500000 |  | -86.6 | -0.0245 | 879 | -86.6 | -0.0245 | 879 | -86.6 | -0.0245 | 799 | -86.6 | -0.0245 | 799 |  |  | 2 | Storage - Conditioned | Existing | IOU Territory | PG&E
NG-WtrHt-SmlInst-Gas-150kBtuh-lt2G-0p92EF-40g | DEER2015 | WaterHeater-Calculator-v1.1 | 2015-03-19 14:46 | PGE | SUn | Ex | Any | CZ01 | Each | 0.297 | 500000 |  | -96 | -0.028 | 1470 | -96 | -0.028 | 1470 | -96 | -0.028 | 1350 | -96 | -0.028 | 1350 |  |  | 2 | Storage - Unconditioned | Existing | Arcata Area | PG&E
NG-WtrHt-SmlInst-Gas-150kBtuh-lt2G-0p92EF-40g | DEER2015 | WaterHeater-Calculator-v1.1 | 2015-03-19 14:46 | PGE | SUn | Ex | Any | CZ02 | Each | 0.297 | 500000 |  | -89.3 | -0.0257 | 953 | -89.3 | -0.0257 | 953 | -89.3 | -0.0257 | 867 | -89.3 | -0.0257 | 867 |  |  | 2 | Storage - Unconditioned | Existing | Santa Rosa Area | PG&E
NG-WtrHt-SmlInst-Gas-150kBtuh-lt2G-0p92EF-40g | DEER2015 | WaterHeater-Calculator-v1.1 | 2015-03-19 14:46 | PGE | SUn | Ex | Any | CZ03 | Each | 0.297 | 500000 |  | -89.5 | -0.0261 | 927 | -89.5 | -0.0261 | 927 | -89.5 | -0.0261 | 839 | -89.5 | -0.0261 | 839 |  |  | 2 | Storage - Unconditioned | Existing | Oakland Area | PG&E
NG-WtrHt-SmlInst-Gas-150kBtuh-lt2G-0p92EF-40g | DEER2015 | WaterHeater-Calculator-v1.1 | 2015-03-19 14:46 | PGE | SUn | Ex | Any | CZ04 | Each | 0.297 | 500000 |  | -86.7 | -0.0243 | 835 | -86.7 | -0.0243 | 835 | -86.7 | -0.0243 | 759 | -86.7 | -0.0243 | 759 |  |  | 2 | Storage - Unconditioned | Existing | San Jose-Reid (Sunnyvale for pre-2014) | PG&E
NG-WtrHt-SmlInst-Gas-150kBtuh-lt2G-0p92EF-40g | DEER2015 | WaterHeater-Calculator-v1.1 | 2015-03-19 14:46 | PGE | SUn | Ex | Any | CZ05 | Each | 0.297 | 500000 |  | -90.9 | -0.0263 | 1000 | -90.9 | -0.0263 | 1000 | -90.9 | -0.0263 | 904 | -90.9 | -0.0263 | 904 |  |  | 2 | Storage - Unconditioned | Existing | Santa Maria Area | PG&E
NG-WtrHt-SmlInst-Gas-150kBtuh-lt2G-0p92EF-40g | DEER2015 | WaterHeater-Calculator-v1.1 | 2015-03-19 14:46 | PGE | SUn | Ex | Any | CZ11 | Each | 0.297 | 500000 |  | -82.5 | -0.0223 | 823 | -82.5 | -0.0223 | 823 | -82.5 | -0.0223 | 755 | -82.5 | -0.0223 | 755 |  |  | 2 | Storage - Unconditioned | Existing | Red Bluff Area | PG&E
NG-WtrHt-SmlInst-Gas-150kBtuh-lt2G-0p92EF-40g | DEER2015 | WaterHeater-Calculator-v1.1 | 2015-03-19 14:46 | PGE | SUn | Ex | Any | CZ12 | Each | 0.297 | 500000 |  | -85.1 | -0.0239 | 834 | -85.1 | -0.0239 | 834 | -85.1 | -0.0239 | 763 | -85.1 | -0.0239 | 763 |  |  | 2 | Storage - Unconditioned | Existing | Sacramento Area | PG&E
NG-WtrHt-SmlInst-Gas-150kBtuh-lt2G-0p92EF-40g | DEER2015 | WaterHeater-Calculator-v1.1 | 2015-03-19 14:46 | PGE | SUn | Ex | Any | CZ13 | Each | 0.297 | 500000 |  | -81.4 | -0.0221 | 770 | -81.4 | -0.0221 | 770 | -81.4 | -0.0221 | 703 | -81.4 | -0.0221 | 703 |  |  | 2 | Storage - Unconditioned | Existing | Fresno Area | PG&E
NG-WtrHt-SmlInst-Gas-150kBtuh-lt2G-0p92EF-40g | DEER2015 | WaterHeater-Calculator-v1.1 | 2015-03-19 14:46 | PGE | SUn | Ex | Any | CZ16 | Each | 0.297 | 500000 |  | -95.6 | -0.0266 | 1510 | -95.6 | -0.0266 | 1510 | -95.6 | -0.0266 | 1410 | -95.6 | -0.0266 | 1410 |  |  | 2 | Storage - Unconditioned | Existing | Blue Canyon (Mount Shasta for pre-2014) | PG&E
NG-WtrHt-SmlInst-Gas-150kBtuh-lt2G-0p92EF-40g | DEER2015 | WaterHeater-Calculator-v1.1 | 2015-03-19 14:46 | PGE | SUn | Ex | Any | IOU | Each | 0.297 | 500000 |  | -86.6 | -0.0245 | 876 | -86.6 | -0.0245 | 876 | -86.6 | -0.0245 | 797 | -86.6 | -0.0245 | 797 |  |  | 2 | Storage - Unconditioned | Existing | IOU Territory | PG&E
NG-WtrHt-SmlInst-Gas-150kBtuh-lt2G-0p92EF-40g | DEER2015 | WaterHeater-Calculator-v1.1 | 2015-03-19 14:46 | PGE | WRf | Ex | Any | CZ01 | Each | 0.297 | 100000 |  | -187 | -0.0336 | 2310 | -187 | -0.0336 | 2310 | -187 | -0.0336 | 2170 | -187 | -0.0336 | 2170 |  |  | 2 | Warehouse - Refrigerated | Existing | Arcata Area | PG&E
NG-WtrHt-SmlInst-Gas-150kBtuh-lt2G-0p92EF-40g | DEER2015 | WaterHeater-Calculator-v1.1 | 2015-03-19 14:46 | PGE | WRf | Ex | Any | CZ02 | Each | 0.297 | 100000 |  | -174 | -0.0309 | 1570 | -174 | -0.0309 | 1570 | -174 | -0.0309 | 1480 | -174 | -0.0309 | 1480 |  |  | 2 | Warehouse - Refrigerated | Existing | Santa Rosa Area | PG&E
NG-WtrHt-SmlInst-Gas-150kBtuh-lt2G-0p92EF-40g | DEER2015 | WaterHeater-Calculator-v1.1 | 2015-03-19 14:46 | PGE | WRf | Ex | Any | CZ03 | Each | 0.297 | 100000 |  | -175 | -0.0314 | 1530 | -175 | -0.0314 | 1530 | -175 | -0.0314 | 1430 | -175 | -0.0314 | 1430 |  |  | 2 | Warehouse - Refrigerated | Existing | Oakland Area | PG&E
NG-WtrHt-SmlInst-Gas-150kBtuh-lt2G-0p92EF-40g | DEER2015 | WaterHeater-Calculator-v1.1 | 2015-03-19 14:46 | PGE | WRf | Ex | Any | CZ04 | Each | 0.297 | 100000 |  | -169 | -0.0291 | 1410 | -169 | -0.0291 | 1410 | -169 | -0.0291 | 1320 | -169 | -0.0291 | 1320 |  |  | 2 | Warehouse - Refrigerated | Existing | San Jose-Reid (Sunnyvale for pre-2014) | PG&E
NG-WtrHt-SmlInst-Gas-150kBtuh-lt2G-0p92EF-40g | DEER2015 | WaterHeater-Calculator-v1.1 | 2015-03-19 14:46 | PGE | WRf | Ex | Any | CZ05 | Each | 0.297 | 100000 |  | -177 | -0.0316 | 1630 | -177 | -0.0316 | 1630 | -177 | -0.0316 | 1530 | -177 | -0.0316 | 1530 |  |  | 2 | Warehouse - Refrigerated | Existing | Santa Maria Area | PG&E
NG-WtrHt-SmlInst-Gas-150kBtuh-lt2G-0p92EF-40g | DEER2015 | WaterHeater-Calculator-v1.1 | 2015-03-19 14:46 | PGE | WRf | Ex | Any | CZ11 | Each | 0.297 | 100000 |  | -161 | -0.0268 | 1390 | -161 | -0.0268 | 1390 | -161 | -0.0268 | 1300 | -161 | -0.0268 | 1300 |  |  | 2 | Warehouse - Refrigerated | Existing | Red Bluff Area | PG&E
NG-WtrHt-SmlInst-Gas-150kBtuh-lt2G-0p92EF-40g | DEER2015 | WaterHeater-Calculator-v1.1 | 2015-03-19 14:46 | PGE | WRf | Ex | Any | CZ12 | Each | 0.297 | 100000 |  | -166 | -0.0286 | 1400 | -166 | -0.0286 | 1400 | -166 | -0.0286 | 1320 | -166 | -0.0286 | 1320 |  |  | 2 | Warehouse - Refrigerated | Existing | Sacramento Area | PG&E
NG-WtrHt-SmlInst-Gas-150kBtuh-lt2G-0p92EF-40g | DEER2015 | WaterHeater-Calculator-v1.1 | 2015-03-19 14:46 | PGE | WRf | Ex | Any | CZ13 | Each | 0.297 | 100000 |  | -159 | -0.0266 | 1320 | -159 | -0.0266 | 1320 | -159 | -0.0266 | 1230 | -159 | -0.0266 | 1230 |  |  | 2 | Warehouse - Refrigerated | Existing | Fresno Area | PG&E
NG-WtrHt-SmlInst-Gas-150kBtuh-lt2G-0p92EF-40g | DEER2015 | WaterHeater-Calculator-v1.1 | 2015-03-19 14:46 | PGE | WRf | Ex | Any | CZ16 | Each | 0.297 | 100000 |  | -186 | -0.032 | 2370 | -186 | -0.032 | 2370 | -186 | -0.032 | 2250 | -186 | -0.032 | 2250 |  |  | 2 | Warehouse - Refrigerated | Existing | Blue Canyon (Mount Shasta for pre-2014) | PG&E
NG-WtrHt-SmlInst-Gas-150kBtuh-lt2G-0p92EF-40g | DEER2015 | WaterHeater-Calculator-v1.1 | 2015-03-19 14:46 | PGE | WRf | Ex | Any | IOU | Each | 0.297 | 100000 |  | -168 | -0.0291 | 1440 | -168 | -0.0291 | 1440 | -168 | -0.0291 | 1350 | -168 | -0.0291 | 1350 |  |  | 2 | Warehouse - Refrigerated | Existing | IOU Territory | PG&E
NG-WtrHt-SmlInst-Gas-150kBtuh-lt2G-0p92EF-40g | DEER2015 | WaterHeater-Calculator-v1.1 | 2015-03-19 14:46 | SCE | Asm | Ex | Any | CZ05 | Each | 1.8 | 34000 |  | -113 | -0.0268 | 913 | -113 | -0.0268 | 913 | -113 | -0.0268 | 849 | -113 | -0.0268 | 849 |  |  | 2 | Assembly | Existing | Santa Maria Area | SCE
NG-WtrHt-SmlInst-Gas-150kBtuh-lt2G-0p92EF-40g | DEER2015 | WaterHeater-Calculator-v1.1 | 2015-03-19 14:46 | SCE | Asm | Ex | Any | CZ06 | Each | 1.8 | 34000 |  | -105 | -0.0244 | 838 | -105 | -0.0244 | 838 | -105 | -0.0244 | 778 | -105 | -0.0244 | 778 |  |  | 2 | Assembly | Existing | Torrance (Los Angeles for pre-2014) | SCE
NG-WtrHt-SmlInst-Gas-150kBtuh-lt2G-0p92EF-40g | DEER2015 | WaterHeater-Calculator-v1.1 | 2015-03-19 14:46 | SCE | Asm | Ex | Any | CZ08 | Each | 1.8 | 34000 |  | -102 | -0.0235 | 819 | -102 | -0.0235 | 819 | -102 | -0.0235 | 760 | -102 | -0.0235 | 760 |  |  | 2 | Assembly | Existing | Fullerton (El Toro for pre-2014) | SCE
NG-WtrHt-SmlInst-Gas-150kBtuh-lt2G-0p92EF-40g | DEER2015 | WaterHeater-Calculator-v1.1 | 2015-03-19 14:46 | SCE | Asm | Ex | Any | CZ09 | Each | 1.8 | 34000 |  | -102 | -0.0232 | 818 | -102 | -0.0232 | 818 | -102 | -0.0232 | 759 | -102 | -0.0232 | 759 |  |  | 2 | Assembly | Existing | Burbank-Glendale (Pasadena for pre-2014) | SCE
NG-WtrHt-SmlInst-Gas-150kBtuh-lt2G-0p92EF-40g | DEER2015 | WaterHeater-Calculator-v1.1 | 2015-03-19 14:46 | SCE | Asm | Ex | Any | CZ10 | Each | 1.8 | 34000 |  | -101 | -0.0228 | 810 | -101 | -0.0228 | 810 | -101 | -0.0228 | 756 | -101 | -0.0228 | 756 |  |  | 2 | Assembly | Existing | Riverside | SCE
NG-WtrHt-SmlInst-Gas-150kBtuh-lt2G-0p92EF-40g | DEER2015 | WaterHeater-Calculator-v1.1 | 2015-03-19 14:46 | SCE | Asm | Ex | Any | CZ13 | Each | 1.8 | 34000 |  | -101 | -0.0225 | 820 | -101 | -0.0225 | 820 | -101 | -0.0225 | 762 | -101 | -0.0225 | 762 |  |  | 2 | Assembly | Existing | Fresno Area | SCE
NG-WtrHt-SmlInst-Gas-150kBtuh-lt2G-0p92EF-40g | DEER2015 | WaterHeater-Calculator-v1.1 | 2015-03-19 14:46 | SCE | Asm | Ex | Any | CZ14 | Each | 1.8 | 34000 |  | -103 | -0.0218 | 838 | -103 | -0.0218 | 838 | -103 | -0.0218 | 780 | -103 | -0.0218 | 780 |  |  | 2 | Assembly | Existing | Palmdale (China Lake for pre-2014) | SCE
NG-WtrHt-SmlInst-Gas-150kBtuh-lt2G-0p92EF-40g | DEER2015 | WaterHeater-Calculator-v1.1 | 2015-03-19 14:46 | SCE | Asm | Ex | Any | CZ15 | Each | 1.8 | 34000 |  | -85.2 | -0.0174 | 699 | -85.2 | -0.0174 | 699 | -85.2 | -0.0174 | 648 | -85.2 | -0.0174 | 648 |  |  | 2 | Assembly | Existing | Palm Springs-Intl (El Centro for pre-2014) | SCE
NG-WtrHt-SmlInst-Gas-150kBtuh-lt2G-0p92EF-40g | DEER2015 | WaterHeater-Calculator-v1.1 | 2015-03-19 14:46 | SCE | Asm | Ex | Any | CZ16 | Each | 1.8 | 34000 |  | -119 | -0.0271 | 1020 | -119 | -0.0271 | 1020 | -119 | -0.0271 | 954 | -119 | -0.0271 | 954 |  |  | 2 | Assembly | Existing | Blue Canyon (Mount Shasta for pre-2014) | SCE
NG-WtrHt-SmlInst-Gas-150kBtuh-lt2G-0p92EF-40g | DEER2015 | WaterHeater-Calculator-v1.1 | 2015-03-19 14:46 | SCE | Asm | Ex | Any | IOU | Each | 1.8 | 34000 |  | -102 | -0.0232 | 820 | -102 | -0.0232 | 820 | -102 | -0.0232 | 762 | -102 | -0.0232 | 762 |  |  | 2 | Assembly | Existing | IOU Territory | SCE
NG-WtrHt-SmlInst-Gas-150kBtuh-lt2G-0p92EF-40g | DEER2015 | WaterHeater-Calculator-v1.1 | 2015-03-19 14:46 | SCE | Com | Ex | Any | CZ05 | Each | 3.45 | 157000 |  | -111 | -0.0209 | 922 | -111 | -0.0209 | 922 | -111 | -0.0209 | 854 | -111 | -0.0209 | 854 |  |  | 2 | Commercial | Existing | Santa Maria Area | SCE
NG-WtrHt-SmlInst-Gas-150kBtuh-lt2G-0p92EF-40g | DEER2015 | WaterHeater-Calculator-v1.1 | 2015-03-19 14:46 | SCE | Com | Ex | Any | CZ06 | Each | 2.12 | 175000 |  | -87.9 | -0.0196 | 730 | -87.9 | -0.0196 | 730 | -87.9 | -0.0196 | 670 | -87.9 | -0.0196 | 670 |  |  | 2 | Commercial | Existing | Torrance (Los Angeles for pre-2014) | SCE
NG-WtrHt-SmlInst-Gas-150kBtuh-lt2G-0p92EF-40g | DEER2015 | WaterHeater-Calculator-v1.1 | 2015-03-19 14:46 | SCE | Com | Ex | Any | CZ08 | Each | 1.94 | 213000 |  | -82.7 | -0.0197 | 694 | -82.7 | -0.0197 | 694 | -82.7 | -0.0197 | 636 | -82.7 | -0.0197 | 636 |  |  | 2 | Commercial | Existing | Fullerton (El Toro for pre-2014) | SCE
NG-WtrHt-SmlInst-Gas-150kBtuh-lt2G-0p92EF-40g | DEER2015 | WaterHeater-Calculator-v1.1 | 2015-03-19 14:46 | SCE | Com | Ex | Any | CZ09 | Each | 1.76 | 171000 |  | -83 | -0.0188 | 696 | -83 | -0.0188 | 696 | -83 | -0.0188 | 638 | -83 | -0.0188 | 638 |  |  | 2 | Commercial | Existing | Burbank-Glendale (Pasadena for pre-2014) | SCE
NG-WtrHt-SmlInst-Gas-150kBtuh-lt2G-0p92EF-40g | DEER2015 | WaterHeater-Calculator-v1.1 | 2015-03-19 14:46 | SCE | Com | Ex | Any | CZ10 | Each | 1.43 | 221000 |  | -82.4 | -0.0189 | 688 | -82.4 | -0.0189 | 688 | -82.4 | -0.0189 | 635 | -82.4 | -0.0189 | 635 |  |  | 2 | Commercial | Existing | Riverside | SCE
NG-WtrHt-SmlInst-Gas-150kBtuh-lt2G-0p92EF-40g | DEER2015 | WaterHeater-Calculator-v1.1 | 2015-03-19 14:46 | SCE | Com | Ex | Any | CZ13 | Each | 1.92 | 159000 |  | -85 | -0.0158 | 739 | -85 | -0.0158 | 739 | -85 | -0.0158 | 679 | -85 | -0.0158 | 679 |  |  | 2 | Commercial | Existing | Fresno Area | SCE
NG-WtrHt-SmlInst-Gas-150kBtuh-lt2G-0p92EF-40g | DEER2015 | WaterHeater-Calculator-v1.1 | 2015-03-19 14:46 | SCE | Com | Ex | Any | CZ14 | Each | 2.1 | 141000 |  | -84.1 | -0.0169 | 736 | -84.1 | -0.0169 | 736 | -84.1 | -0.0169 | 677 | -84.1 | -0.0169 | 677 |  |  | 2 | Commercial | Existing | Palmdale (China Lake for pre-2014) | SCE
NG-WtrHt-SmlInst-Gas-150kBtuh-lt2G-0p92EF-40g | DEER2015 | WaterHeater-Calculator-v1.1 | 2015-03-19 14:46 | SCE | Com | Ex | Any | CZ15 | Each | 2.27 | 141000 |  | -74.9 | -0.0133 | 628 | -74.9 | -0.0133 | 628 | -74.9 | -0.0133 | 578 | -74.9 | -0.0133 | 578 |  |  | 2 | Commercial | Existing | Palm Springs-Intl (El Centro for pre-2014) | SCE
NG-WtrHt-SmlInst-Gas-150kBtuh-lt2G-0p92EF-40g | DEER2015 | WaterHeater-Calculator-v1.1 | 2015-03-19 14:46 | SCE | Com | Ex | Any | CZ16 | Each | 3.73 | 206000 |  | -98.8 | -0.0167 | 993 | -98.8 | -0.0167 | 993 | -98.8 | -0.0167 | 924 | -98.8 | -0.0167 | 924 |  |  | 2 | Commercial | Existing | Blue Canyon (Mount Shasta for pre-2014) | SCE
NG-WtrHt-SmlInst-Gas-150kBtuh-lt2G-0p92EF-40g | DEER2015 | WaterHeater-Calculator-v1.1 | 2015-03-19 14:46 | SCE | Com | Ex | Any | IOU | Each | 1.92 | 193000 |  | -84.1 | -0.0189 | 707 | -84.1 | -0.0189 | 707 | -84.1 | -0.0189 | 650 | -84.1 | -0.0189 | 650 |  |  | 2 | Commercial | Existing | IOU Territory | SCE
NG-WtrHt-SmlInst-Gas-150kBtuh-lt2G-0p92EF-40g | DEER2015 | WaterHeater-Calculator-v1.1 | 2015-03-19 14:46 | SCE | ECC | Ex | Any | CZ05 | Each | 8.04 | 300000 |  | -76.3 | -0.0232 | 717 | -76.3 | -0.0232 | 717 | -76.3 | -0.0232 | 649 | -76.3 | -0.0232 | 649 |  |  | 2 | Education - Community College | Existing | Santa Maria Area | SCE
NG-WtrHt-SmlInst-Gas-150kBtuh-lt2G-0p92EF-40g | DEER2015 | WaterHeater-Calculator-v1.1 | 2015-03-19 14:46 | SCE | ECC | Ex | Any | CZ06 | Each | 8.04 | 300000 |  | -70.7 | -0.0211 | 626 | -70.7 | -0.0211 | 626 | -70.7 | -0.0211 | 566 | -70.7 | -0.0211 | 566 |  |  | 2 | Education - Community College | Existing | Torrance (Los Angeles for pre-2014) | SCE
NG-WtrHt-SmlInst-Gas-150kBtuh-lt2G-0p92EF-40g | DEER2015 | WaterHeater-Calculator-v1.1 | 2015-03-19 14:46 | SCE | ECC | Ex | Any | CZ08 | Each | 8.04 | 300000 |  | -68.8 | -0.0204 | 610 | -68.8 | -0.0204 | 610 | -68.8 | -0.0204 | 552 | -68.8 | -0.0204 | 552 |  |  | 2 | Education - Community College | Existing | Fullerton (El Toro for pre-2014) | SCE
NG-WtrHt-SmlInst-Gas-150kBtuh-lt2G-0p92EF-40g | DEER2015 | WaterHeater-Calculator-v1.1 | 2015-03-19 14:46 | SCE | ECC | Ex | Any | CZ09 | Each | 8.04 | 300000 |  | -68.7 | -0.0201 | 609 | -68.7 | -0.0201 | 609 | -68.7 | -0.0201 | 551 | -68.7 | -0.0201 | 551 |  |  | 2 | Education - Community College | Existing | Burbank-Glendale (Pasadena for pre-2014) | SCE
NG-WtrHt-SmlInst-Gas-150kBtuh-lt2G-0p92EF-40g | DEER2015 | WaterHeater-Calculator-v1.1 | 2015-03-19 14:46 | SCE | ECC | Ex | Any | CZ10 | Each | 8.04 | 300000 |  | -68.4 | -0.0197 | 603 | -68.4 | -0.0197 | 603 | -68.4 | -0.0197 | 549 | -68.4 | -0.0197 | 549 |  |  | 2 | Education - Community College | Existing | Riverside | SCE
NG-WtrHt-SmlInst-Gas-150kBtuh-lt2G-0p92EF-40g | DEER2015 | WaterHeater-Calculator-v1.1 | 2015-03-19 14:46 | SCE | ECC | Ex | Any | CZ13 | Each | 8.04 | 300000 |  | -68.6 | -0.00801 | 625 | -68.6 | -0.00801 | 625 | -68.6 | -0.00801 | 570 | -68.6 | -0.00801 | 570 |  |  | 2 | Education - Community College | Existing | Fresno Area | SCE
NG-WtrHt-SmlInst-Gas-150kBtuh-lt2G-0p92EF-40g | DEER2015 | WaterHeater-Calculator-v1.1 | 2015-03-19 14:46 | SCE | ECC | Ex | Any | CZ14 | Each | 8.04 | 300000 |  | -70 | -0.0188 | 651 | -70 | -0.0188 | 651 | -70 | -0.0188 | 593 | -70 | -0.0188 | 593 |  |  | 2 | Education - Community College | Existing | Palmdale (China Lake for pre-2014) | SCE
NG-WtrHt-SmlInst-Gas-150kBtuh-lt2G-0p92EF-40g | DEER2015 | WaterHeater-Calculator-v1.1 | 2015-03-19 14:46 | SCE | ECC | Ex | Any | CZ15 | Each | 8.04 | 300000 |  | -57.7 | -0.0151 | 524 | -57.7 | -0.0151 | 524 | -57.7 | -0.0151 | 473 | -57.7 | -0.0151 | 473 |  |  | 2 | Education - Community College | Existing | Palm Springs-Intl (El Centro for pre-2014) | SCE
NG-WtrHt-SmlInst-Gas-150kBtuh-lt2G-0p92EF-40g | DEER2015 | WaterHeater-Calculator-v1.1 | 2015-03-19 14:46 | SCE | ECC | Ex | Any | CZ16 | Each | 8.04 | 300000 |  | -80.5 | -0.00964 | 881 | -80.5 | -0.00964 | 881 | -80.5 | -0.00964 | 812 | -80.5 | -0.00964 | 812 |  |  | 2 | Education - Community College | Existing | Blue Canyon (Mount Shasta for pre-2014) | SCE
NG-WtrHt-SmlInst-Gas-150kBtuh-lt2G-0p92EF-40g | DEER2015 | WaterHeater-Calculator-v1.1 | 2015-03-19 14:46 | SCE | ECC | Ex | Any | IOU | Each | 8.04 | 300000 |  | -69.7 | -0.0192 | 632 | -69.7 | -0.0192 | 632 | -69.7 | -0.0192 | 573 | -69.7 | -0.0192 | 573 |  |  | 2 | Education - Community College | Existing | IOU Territory | SCE
NG-WtrHt-SmlInst-Gas-150kBtuh-lt2G-0p92EF-40g | DEER2015 | WaterHeater-Calculator-v1.1 | 2015-03-19 14:46 | SCE | EPr | Ex | Any | CZ05 | Each | 1.19 | 48200 |  | -54.8 | -0.0158 | 606 | -54.8 | -0.0158 | 606 | -54.8 | -0.0158 | 534 | -54.8 | -0.0158 | 534 |  |  | 2 | Education - Primary School | Existing | Santa Maria Area | SCE
NG-WtrHt-SmlInst-Gas-150kBtuh-lt2G-0p92EF-40g | DEER2015 | WaterHeater-Calculator-v1.1 | 2015-03-19 14:46 | SCE | EPr | Ex | Any | CZ06 | Each | 1.19 | 48200 |  | -50.8 | -0.0144 | 500 | -50.8 | -0.0144 | 500 | -50.8 | -0.0144 | 440 | -50.8 | -0.0144 | 440 |  |  | 2 | Education - Primary School | Existing | Torrance (Los Angeles for pre-2014) | SCE
NG-WtrHt-SmlInst-Gas-150kBtuh-lt2G-0p92EF-40g | DEER2015 | WaterHeater-Calculator-v1.1 | 2015-03-19 14:46 | SCE | EPr | Ex | Any | CZ08 | Each | 1.19 | 48200 |  | -49.5 | -0.0139 | 487 | -49.5 | -0.0139 | 487 | -49.5 | -0.0139 | 429 | -49.5 | -0.0139 | 429 |  |  | 2 | Education - Primary School | Existing | Fullerton (El Toro for pre-2014) | SCE
NG-WtrHt-SmlInst-Gas-150kBtuh-lt2G-0p92EF-40g | DEER2015 | WaterHeater-Calculator-v1.1 | 2015-03-19 14:46 | SCE | EPr | Ex | Any | CZ09 | Each | 1.19 | 48200 |  | -49.5 | -0.0137 | 486 | -49.5 | -0.0137 | 486 | -49.5 | -0.0137 | 429 | -49.5 | -0.0137 | 429 |  |  | 2 | Education - Primary School | Existing | Burbank-Glendale (Pasadena for pre-2014) | SCE
NG-WtrHt-SmlInst-Gas-150kBtuh-lt2G-0p92EF-40g | DEER2015 | WaterHeater-Calculator-v1.1 | 2015-03-19 14:46 | SCE | EPr | Ex | Any | CZ10 | Each | 1.19 | 48200 |  | -49.3 | -0.0135 | 481 | -49.3 | -0.0135 | 481 | -49.3 | -0.0135 | 427 | -49.3 | -0.0135 | 427 |  |  | 2 | Education - Primary School | Existing | Riverside | SCE
NG-WtrHt-SmlInst-Gas-150kBtuh-lt2G-0p92EF-40g | DEER2015 | WaterHeater-Calculator-v1.1 | 2015-03-19 14:46 | SCE | EPr | Ex | Any | CZ13 | Each | 1.19 | 48200 |  | -49.6 | 0 | 517 | -49.6 | 0 | 517 | -49.6 | 0 | 457 | -49.6 | 0 | 457 |  |  | 2 | Education - Primary School | Existing | Fresno Area | SCE
NG-WtrHt-SmlInst-Gas-150kBtuh-lt2G-0p92EF-40g | DEER2015 | WaterHeater-Calculator-v1.1 | 2015-03-19 14:46 | SCE | EPr | Ex | Any | CZ14 | Each | 1.19 | 48200 |  | -50.7 | -0.0128 | 544 | -50.7 | -0.0128 | 544 | -50.7 | -0.0128 | 484 | -50.7 | -0.0128 | 484 |  |  | 2 | Education - Primary School | Existing | Palmdale (China Lake for pre-2014) | SCE
NG-WtrHt-SmlInst-Gas-150kBtuh-lt2G-0p92EF-40g | DEER2015 | WaterHeater-Calculator-v1.1 | 2015-03-19 14:46 | SCE | EPr | Ex | Any | CZ15 | Each | 1.19 | 48200 |  | -41.8 | -0.0103 | 423 | -41.8 | -0.0103 | 423 | -41.8 | -0.0103 | 372 | -41.8 | -0.0103 | 372 |  |  | 2 | Education - Primary School | Existing | Palm Springs-Intl (El Centro for pre-2014) | SCE
NG-WtrHt-SmlInst-Gas-150kBtuh-lt2G-0p92EF-40g | DEER2015 | WaterHeater-Calculator-v1.1 | 2015-03-19 14:46 | SCE | EPr | Ex | Any | CZ16 | Each | 1.19 | 48200 |  | -58.1 | 0 | 763 | -58.1 | 0 | 763 | -58.1 | 0 | 694 | -58.1 | 0 | 694 |  |  | 2 | Education - Primary School | Existing | Blue Canyon (Mount Shasta for pre-2014) | SCE
NG-WtrHt-SmlInst-Gas-150kBtuh-lt2G-0p92EF-40g | DEER2015 | WaterHeater-Calculator-v1.1 | 2015-03-19 14:46 | SCE | EPr | Ex | Any | IOU | Each | 1.19 | 48200 |  | -49.8 | -0.0128 | 498 | -49.8 | -0.0128 | 498 | -49.8 | -0.0128 | 440 | -49.8 | -0.0128 | 440 |  |  | 2 | Education - Primary School | Existing | IOU Territory | SCE
NG-WtrHt-SmlInst-Gas-150kBtuh-lt2G-0p92EF-40g | DEER2015 | WaterHeater-Calculator-v1.1 | 2015-03-19 14:46 | SCE | ERC | Ex | Any | CZ05 | Each | 0.107 | 1920 |  | -54.8 | -0.0158 | 593 | -54.8 | -0.0158 | 593 | -54.8 | -0.0158 | 525 | -54.8 | -0.0158 | 525 |  |  | 2 | Education - Relocatable Classroom | Existing | Santa Maria Area | SCE
NG-WtrHt-SmlInst-Gas-150kBtuh-lt2G-0p92EF-40g | DEER2015 | WaterHeater-Calculator-v1.1 | 2015-03-19 14:46 | SCE | ERC | Ex | Any | CZ06 | Each | 0.107 | 1920 |  | -50.8 | -0.0144 | 495 | -50.8 | -0.0144 | 495 | -50.8 | -0.0144 | 436 | -50.8 | -0.0144 | 436 |  |  | 2 | Education - Relocatable Classroom | Existing | Torrance (Los Angeles for pre-2014) | SCE
NG-WtrHt-SmlInst-Gas-150kBtuh-lt2G-0p92EF-40g | DEER2015 | WaterHeater-Calculator-v1.1 | 2015-03-19 14:46 | SCE | ERC | Ex | Any | CZ08 | Each | 0.107 | 1920 |  | -49.5 | -0.0139 | 483 | -49.5 | -0.0139 | 483 | -49.5 | -0.0139 | 426 | -49.5 | -0.0139 | 426 |  |  | 2 | Education - Relocatable Classroom | Existing | Fullerton (El Toro for pre-2014) | SCE
NG-WtrHt-SmlInst-Gas-150kBtuh-lt2G-0p92EF-40g | DEER2015 | WaterHeater-Calculator-v1.1 | 2015-03-19 14:46 | SCE | ERC | Ex | Any | CZ09 | Each | 0.107 | 1920 |  | -49.5 | -0.0137 | 483 | -49.5 | -0.0137 | 483 | -49.5 | -0.0137 | 426 | -49.5 | -0.0137 | 426 |  |  | 2 | Education - Relocatable Classroom | Existing | Burbank-Glendale (Pasadena for pre-2014) | SCE
NG-WtrHt-SmlInst-Gas-150kBtuh-lt2G-0p92EF-40g | DEER2015 | WaterHeater-Calculator-v1.1 | 2015-03-19 14:46 | SCE | ERC | Ex | Any | CZ10 | Each | 0.107 | 1920 |  | -49.3 | -0.0135 | 479 | -49.3 | -0.0135 | 479 | -49.3 | -0.0135 | 425 | -49.3 | -0.0135 | 425 |  |  | 2 | Education - Relocatable Classroom | Existing | Riverside | SCE
NG-WtrHt-SmlInst-Gas-150kBtuh-lt2G-0p92EF-40g | DEER2015 | WaterHeater-Calculator-v1.1 | 2015-03-19 14:46 | SCE | ERC | Ex | Any | CZ13 | Each | 0.107 | 1920 |  | -49.6 | 0 | 516 | -49.6 | 0 | 516 | -49.6 | 0 | 456 | -49.6 | 0 | 456 |  |  | 2 | Education - Relocatable Classroom | Existing | Fresno Area | SCE
NG-WtrHt-SmlInst-Gas-150kBtuh-lt2G-0p92EF-40g | DEER2015 | WaterHeater-Calculator-v1.1 | 2015-03-19 14:46 | SCE | ERC | Ex | Any | CZ14 | Each | 0.107 | 1920 |  | -50.7 | -0.0128 | 543 | -50.7 | -0.0128 | 543 | -50.7 | -0.0128 | 483 | -50.7 | -0.0128 | 483 |  |  | 2 | Education - Relocatable Classroom | Existing | Palmdale (China Lake for pre-2014) | SCE
NG-WtrHt-SmlInst-Gas-150kBtuh-lt2G-0p92EF-40g | DEER2015 | WaterHeater-Calculator-v1.1 | 2015-03-19 14:46 | SCE | ERC | Ex | Any | CZ15 | Each | 0.107 | 1920 |  | -41.8 | -0.0103 | 422 | -41.8 | -0.0103 | 422 | -41.8 | -0.0103 | 372 | -41.8 | -0.0103 | 372 |  |  | 2 | Education - Relocatable Classroom | Existing | Palm Springs-Intl (El Centro for pre-2014) | SCE
NG-WtrHt-SmlInst-Gas-150kBtuh-lt2G-0p92EF-40g | DEER2015 | WaterHeater-Calculator-v1.1 | 2015-03-19 14:46 | SCE | ERC | Ex | Any | CZ16 | Each | 0.107 | 1920 |  | -58.1 | 0 | 761 | -58.1 | 0 | 761 | -58.1 | 0 | 693 | -58.1 | 0 | 693 |  |  | 2 | Education - Relocatable Classroom | Existing | Blue Canyon (Mount Shasta for pre-2014) | SCE
NG-WtrHt-SmlInst-Gas-150kBtuh-lt2G-0p92EF-40g | DEER2015 | WaterHeater-Calculator-v1.1 | 2015-03-19 14:46 | SCE | ERC | Ex | Any | IOU | Each | 0.107 | 1920 |  | -49.8 | -0.0128 | 495 | -49.8 | -0.0128 | 495 | -49.8 | -0.0128 | 438 | -49.8 | -0.0128 | 438 |  |  | 2 | Education - Relocatable Classroom | Existing | IOU Territory | SCE
NG-WtrHt-SmlInst-Gas-150kBtuh-lt2G-0p92EF-40g | DEER2015 | WaterHeater-Calculator-v1.1 | 2015-03-19 14:46 | SCE | ESe | Ex | Any | CZ05 | Each | 5.5 | 150000 |  | -54.8 | -0.0158 | 606 | -54.8 | -0.0158 | 606 | -54.8 | -0.0158 | 534 | -54.8 | -0.0158 | 534 |  |  | 2 | Education - Secondary School | Existing | Santa Maria Area | SCE
NG-WtrHt-SmlInst-Gas-150kBtuh-lt2G-0p92EF-40g | DEER2015 | WaterHeater-Calculator-v1.1 | 2015-03-19 14:46 | SCE | ESe | Ex | Any | CZ06 | Each | 5.5 | 150000 |  | -50.8 | -0.0144 | 500 | -50.8 | -0.0144 | 500 | -50.8 | -0.0144 | 440 | -50.8 | -0.0144 | 440 |  |  | 2 | Education - Secondary School | Existing | Torrance (Los Angeles for pre-2014) | SCE
NG-WtrHt-SmlInst-Gas-150kBtuh-lt2G-0p92EF-40g | DEER2015 | WaterHeater-Calculator-v1.1 | 2015-03-19 14:46 | SCE | ESe | Ex | Any | CZ08 | Each | 5.5 | 150000 |  | -49.5 | -0.0139 | 487 | -49.5 | -0.0139 | 487 | -49.5 | -0.0139 | 429 | -49.5 | -0.0139 | 429 |  |  | 2 | Education - Secondary School | Existing | Fullerton (El Toro for pre-2014) | SCE
NG-WtrHt-SmlInst-Gas-150kBtuh-lt2G-0p92EF-40g | DEER2015 | WaterHeater-Calculator-v1.1 | 2015-03-19 14:46 | SCE | ESe | Ex | Any | CZ09 | Each | 5.5 | 150000 |  | -49.5 | -0.0137 | 486 | -49.5 | -0.0137 | 486 | -49.5 | -0.0137 | 429 | -49.5 | -0.0137 | 429 |  |  | 2 | Education - Secondary School | Existing | Burbank-Glendale (Pasadena for pre-2014) | SCE
NG-WtrHt-SmlInst-Gas-150kBtuh-lt2G-0p92EF-40g | DEER2015 | WaterHeater-Calculator-v1.1 | 2015-03-19 14:46 | SCE | ESe | Ex | Any | CZ10 | Each | 5.5 | 150000 |  | -49.3 | -0.0135 | 481 | -49.3 | -0.0135 | 481 | -49.3 | -0.0135 | 427 | -49.3 | -0.0135 | 427 |  |  | 2 | Education - Secondary School | Existing | Riverside | SCE
NG-WtrHt-SmlInst-Gas-150kBtuh-lt2G-0p92EF-40g | DEER2015 | WaterHeater-Calculator-v1.1 | 2015-03-19 14:46 | SCE | ESe | Ex | Any | CZ13 | Each | 5.5 | 150000 |  | -49.6 | 0 | 517 | -49.6 | 0 | 517 | -49.6 | 0 | 457 | -49.6 | 0 | 457 |  |  | 2 | Education - Secondary School | Existing | Fresno Area | SCE
NG-WtrHt-SmlInst-Gas-150kBtuh-lt2G-0p92EF-40g | DEER2015 | WaterHeater-Calculator-v1.1 | 2015-03-19 14:46 | SCE | ESe | Ex | Any | CZ14 | Each | 5.5 | 150000 |  | -50.7 | -0.0128 | 544 | -50.7 | -0.0128 | 544 | -50.7 | -0.0128 | 484 | -50.7 | -0.0128 | 484 |  |  | 2 | Education - Secondary School | Existing | Palmdale (China Lake for pre-2014) | SCE
NG-WtrHt-SmlInst-Gas-150kBtuh-lt2G-0p92EF-40g | DEER2015 | WaterHeater-Calculator-v1.1 | 2015-03-19 14:46 | SCE | ESe | Ex | Any | CZ15 | Each | 5.5 | 150000 |  | -41.8 | -0.0103 | 423 | -41.8 | -0.0103 | 423 | -41.8 | -0.0103 | 372 | -41.8 | -0.0103 | 372 |  |  | 2 | Education - Secondary School | Existing | Palm Springs-Intl (El Centro for pre-2014) | SCE
NG-WtrHt-SmlInst-Gas-150kBtuh-lt2G-0p92EF-40g | DEER2015 | WaterHeater-Calculator-v1.1 | 2015-03-19 14:46 | SCE | ESe | Ex | Any | CZ16 | Each | 5.5 | 150000 |  | -58.1 | 0 | 763 | -58.1 | 0 | 763 | -58.1 | 0 | 694 | -58.1 | 0 | 694 |  |  | 2 | Education - Secondary School | Existing | Blue Canyon (Mount Shasta for pre-2014) | SCE
NG-WtrHt-SmlInst-Gas-150kBtuh-lt2G-0p92EF-40g | DEER2015 | WaterHeater-Calculator-v1.1 | 2015-03-19 14:46 | SCE | ESe | Ex | Any | IOU | Each | 5.5 | 150000 |  | -49.8 | -0.0128 | 498 | -49.8 | -0.0128 | 498 | -49.8 | -0.0128 | 440 | -49.8 | -0.0128 | 440 |  |  | 2 | Education - Secondary School | Existing | IOU Territory | SCE
NG-WtrHt-SmlInst-Gas-150kBtuh-lt2G-0p92EF-40g | DEER2015 | WaterHeater-Calculator-v1.1 | 2015-03-19 14:46 | SCE | EUD | Ex | Any | CZ05 | Each | 5.28 | 170000 |  | -63.9 | -0.0194 | 516 | -63.9 | -0.0194 | 516 | -63.9 | -0.0194 | 476 | -63.9 | -0.0194 | 476 |  |  | 2 | University Dormitory | Existing | Santa Maria Area | SCE
NG-WtrHt-SmlInst-Gas-150kBtuh-lt2G-0p92EF-40g | DEER2015 | WaterHeater-Calculator-v1.1 | 2015-03-19 14:46 | SCE | EUD | Ex | Any | CZ06 | Each | 5.28 | 170000 |  | -57 | -0.0169 | 462 | -57 | -0.0169 | 462 | -57 | -0.0169 | 425 | -57 | -0.0169 | 425 |  |  | 2 | University Dormitory | Existing | Torrance (Los Angeles for pre-2014) | SCE
NG-WtrHt-SmlInst-Gas-150kBtuh-lt2G-0p92EF-40g | DEER2015 | WaterHeater-Calculator-v1.1 | 2015-03-19 14:46 | SCE | EUD | Ex | Any | CZ08 | Each | 5.28 | 170000 |  | -54.7 | -0.016 | 443 | -54.7 | -0.016 | 443 | -54.7 | -0.016 | 408 | -54.7 | -0.016 | 408 |  |  | 2 | University Dormitory | Existing | Fullerton (El Toro for pre-2014) | SCE
NG-WtrHt-SmlInst-Gas-150kBtuh-lt2G-0p92EF-40g | DEER2015 | WaterHeater-Calculator-v1.1 | 2015-03-19 14:46 | SCE | EUD | Ex | Any | CZ09 | Each | 5.28 | 170000 |  | -54.6 | -0.0156 | 442 | -54.6 | -0.0156 | 442 | -54.6 | -0.0156 | 407 | -54.6 | -0.0156 | 407 |  |  | 2 | University Dormitory | Existing | Burbank-Glendale (Pasadena for pre-2014) | SCE
NG-WtrHt-SmlInst-Gas-150kBtuh-lt2G-0p92EF-40g | DEER2015 | WaterHeater-Calculator-v1.1 | 2015-03-19 14:46 | SCE | EUD | Ex | Any | CZ10 | Each | 5.28 | 170000 |  | -54.3 | -0.0151 | 438 | -54.3 | -0.0151 | 438 | -54.3 | -0.0151 | 404 | -54.3 | -0.0151 | 404 |  |  | 2 | University Dormitory | Existing | Riverside | SCE
NG-WtrHt-SmlInst-Gas-150kBtuh-lt2G-0p92EF-40g | DEER2015 | WaterHeater-Calculator-v1.1 | 2015-03-19 14:46 | SCE | EUD | Ex | Any | CZ13 | Each | 5.28 | 170000 |  | -54.5 | -0.00522 | 438 | -54.5 | -0.00522 | 438 | -54.5 | -0.00522 | 406 | -54.5 | -0.00522 | 406 |  |  | 2 | University Dormitory | Existing | Fresno Area | SCE
NG-WtrHt-SmlInst-Gas-150kBtuh-lt2G-0p92EF-40g | DEER2015 | WaterHeater-Calculator-v1.1 | 2015-03-19 14:46 | SCE | EUD | Ex | Any | CZ14 | Each | 5.28 | 170000 |  | -56.3 | -0.014 | 452 | -56.3 | -0.014 | 452 | -56.3 | -0.014 | 418 | -56.3 | -0.014 | 418 |  |  | 2 | University Dormitory | Existing | Palmdale (China Lake for pre-2014) | SCE
NG-WtrHt-SmlInst-Gas-150kBtuh-lt2G-0p92EF-40g | DEER2015 | WaterHeater-Calculator-v1.1 | 2015-03-19 14:46 | SCE | EUD | Ex | Any | CZ15 | Each | 5.28 | 170000 |  | -41.2 | -0.00934 | 342 | -41.2 | -0.00934 | 342 | -41.2 | -0.00934 | 313 | -41.2 | -0.00934 | 313 |  |  | 2 | University Dormitory | Existing | Palm Springs-Intl (El Centro for pre-2014) | SCE
NG-WtrHt-SmlInst-Gas-150kBtuh-lt2G-0p92EF-40g | DEER2015 | WaterHeater-Calculator-v1.1 | 2015-03-19 14:46 | SCE | EUD | Ex | Any | CZ16 | Each | 5.28 | 170000 |  | -69 | -0.00697 | 543 | -69 | -0.00697 | 543 | -69 | -0.00697 | 506 | -69 | -0.00697 | 506 |  |  | 2 | University Dormitory | Existing | Blue Canyon (Mount Shasta for pre-2014) | SCE
NG-WtrHt-SmlInst-Gas-150kBtuh-lt2G-0p92EF-40g | DEER2015 | WaterHeater-Calculator-v1.1 | 2015-03-19 14:46 | SCE | EUD | Ex | Any | IOU | Each | 5.28 | 170000 |  | -55.9 | -0.0149 | 451 | -55.9 | -0.0149 | 451 | -55.9 | -0.0149 | 416 | -55.9 | -0.0149 | 416 |  |  | 2 | University Dormitory | Existing | IOU Territory | SCE
NG-WtrHt-SmlInst-Gas-150kBtuh-lt2G-0p92EF-40g | DEER2015 | WaterHeater-Calculator-v1.1 | 2015-03-19 14:46 | SCE | EUn | Ex | Any | CZ05 | Each | 15.5 | 830000 |  | -92.8 | -0.0288 | 839 | -92.8 | -0.0288 | 839 | -92.8 | -0.0288 | 767 | -92.8 | -0.0288 | 767 |  |  | 2 | Education - University | Existing | Santa Maria Area | SCE
NG-WtrHt-SmlInst-Gas-150kBtuh-lt2G-0p92EF-40g | DEER2015 | WaterHeater-Calculator-v1.1 | 2015-03-19 14:46 | SCE | EUn | Ex | Any | CZ06 | Each | 15.5 | 830000 |  | -85.9 | -0.0262 | 725 | -85.9 | -0.0262 | 725 | -85.9 | -0.0262 | 664 | -85.9 | -0.0262 | 664 |  |  | 2 | Education - University | Existing | Torrance (Los Angeles for pre-2014) | SCE
NG-WtrHt-SmlInst-Gas-150kBtuh-lt2G-0p92EF-40g | DEER2015 | WaterHeater-Calculator-v1.1 | 2015-03-19 14:46 | SCE | EUn | Ex | Any | CZ08 | Each | 15.5 | 830000 |  | -83.6 | -0.0254 | 707 | -83.6 | -0.0254 | 707 | -83.6 | -0.0254 | 647 | -83.6 | -0.0254 | 647 |  |  | 2 | Education - University | Existing | Fullerton (El Toro for pre-2014) | SCE
NG-WtrHt-SmlInst-Gas-150kBtuh-lt2G-0p92EF-40g | DEER2015 | WaterHeater-Calculator-v1.1 | 2015-03-19 14:46 | SCE | EUn | Ex | Any | CZ09 | Each | 15.5 | 830000 |  | -83.6 | -0.025 | 705 | -83.6 | -0.025 | 705 | -83.6 | -0.025 | 646 | -83.6 | -0.025 | 646 |  |  | 2 | Education - University | Existing | Burbank-Glendale (Pasadena for pre-2014) | SCE
NG-WtrHt-SmlInst-Gas-150kBtuh-lt2G-0p92EF-40g | DEER2015 | WaterHeater-Calculator-v1.1 | 2015-03-19 14:46 | SCE | EUn | Ex | Any | CZ10 | Each | 15.5 | 830000 |  | -83.2 | -0.0245 | 699 | -83.2 | -0.0245 | 699 | -83.2 | -0.0245 | 643 | -83.2 | -0.0245 | 643 |  |  | 2 | Education - University | Existing | Riverside | SCE
NG-WtrHt-SmlInst-Gas-150kBtuh-lt2G-0p92EF-40g | DEER2015 | WaterHeater-Calculator-v1.1 | 2015-03-19 14:46 | SCE | EUn | Ex | Any | CZ13 | Each | 15.5 | 830000 |  | -83.5 | -0.00853 | 728 | -83.5 | -0.00853 | 728 | -83.5 | -0.00853 | 670 | -83.5 | -0.00853 | 670 |  |  | 2 | Education - University | Existing | Fresno Area | SCE
NG-WtrHt-SmlInst-Gas-150kBtuh-lt2G-0p92EF-40g | DEER2015 | WaterHeater-Calculator-v1.1 | 2015-03-19 14:46 | SCE | EUn | Ex | Any | CZ14 | Each | 15.5 | 830000 |  | -85.2 | -0.0234 | 762 | -85.2 | -0.0234 | 762 | -85.2 | -0.0234 | 700 | -85.2 | -0.0234 | 700 |  |  | 2 | Education - University | Existing | Palmdale (China Lake for pre-2014) | SCE
NG-WtrHt-SmlInst-Gas-150kBtuh-lt2G-0p92EF-40g | DEER2015 | WaterHeater-Calculator-v1.1 | 2015-03-19 14:46 | SCE | EUn | Ex | Any | CZ15 | Each | 15.5 | 830000 |  | -70.2 | -0.0188 | 604 | -70.2 | -0.0188 | 604 | -70.2 | -0.0188 | 553 | -70.2 | -0.0188 | 553 |  |  | 2 | Education - University | Existing | Palm Springs-Intl (El Centro for pre-2014) | SCE
NG-WtrHt-SmlInst-Gas-150kBtuh-lt2G-0p92EF-40g | DEER2015 | WaterHeater-Calculator-v1.1 | 2015-03-19 14:46 | SCE | EUn | Ex | Any | CZ16 | Each | 15.5 | 830000 |  | -97.9 | -0.0103 | 1100 | -97.9 | -0.0103 | 1100 | -97.9 | -0.0103 | 1010 | -97.9 | -0.0103 | 1010 |  |  | 2 | Education - University | Existing | Blue Canyon (Mount Shasta for pre-2014) | SCE
NG-WtrHt-SmlInst-Gas-150kBtuh-lt2G-0p92EF-40g | DEER2015 | WaterHeater-Calculator-v1.1 | 2015-03-19 14:46 | SCE | EUn | Ex | Any | IOU | Each | 15.5 | 830000 |  | -84.8 | -0.0237 | 738 | -84.8 | -0.0237 | 738 | -84.8 | -0.0237 | 677 | -84.8 | -0.0237 | 677 |  |  | 2 | Education - University | Existing | IOU Territory | SCE
NG-WtrHt-SmlInst-Gas-150kBtuh-lt2G-0p92EF-40g | DEER2015 | WaterHeater-Calculator-v1.1 | 2015-03-19 14:46 | SCE | Gro | Ex | Any | CZ05 | Each | 0.856 | 50000 |  | -145 | -0.025 | 1170 | -145 | -0.025 | 1170 | -145 | -0.025 | 1100 | -145 | -0.025 | 1100 |  |  | 2 | Grocery | Existing | Santa Maria Area | SCE
NG-WtrHt-SmlInst-Gas-150kBtuh-lt2G-0p92EF-40g | DEER2015 | WaterHeater-Calculator-v1.1 | 2015-03-19 14:46 | SCE | Gro | Ex | Any | CZ06 | Each | 0.856 | 50000 |  | -135 | -0.0227 | 1040 | -135 | -0.0227 | 1040 | -135 | -0.0227 | 974 | -135 | -0.0227 | 974 |  |  | 2 | Grocery | Existing | Torrance (Los Angeles for pre-2014) | SCE
NG-WtrHt-SmlInst-Gas-150kBtuh-lt2G-0p92EF-40g | DEER2015 | WaterHeater-Calculator-v1.1 | 2015-03-19 14:46 | SCE | Gro | Ex | Any | CZ08 | Each | 0.856 | 50000 |  | -131 | -0.022 | 1020 | -131 | -0.022 | 1020 | -131 | -0.022 | 948 | -131 | -0.022 | 948 |  |  | 2 | Grocery | Existing | Fullerton (El Toro for pre-2014) | SCE
NG-WtrHt-SmlInst-Gas-150kBtuh-lt2G-0p92EF-40g | DEER2015 | WaterHeater-Calculator-v1.1 | 2015-03-19 14:46 | SCE | Gro | Ex | Any | CZ09 | Each | 0.856 | 50000 |  | -131 | -0.0216 | 1010 | -131 | -0.0216 | 1010 | -131 | -0.0216 | 947 | -131 | -0.0216 | 947 |  |  | 2 | Grocery | Existing | Burbank-Glendale (Pasadena for pre-2014) | SCE
NG-WtrHt-SmlInst-Gas-150kBtuh-lt2G-0p92EF-40g | DEER2015 | WaterHeater-Calculator-v1.1 | 2015-03-19 14:46 | SCE | Gro | Ex | Any | CZ10 | Each | 0.856 | 50000 |  | -130 | -0.0213 | 1000 | -130 | -0.0213 | 1000 | -130 | -0.0213 | 943 | -130 | -0.0213 | 943 |  |  | 2 | Grocery | Existing | Riverside | SCE
NG-WtrHt-SmlInst-Gas-150kBtuh-lt2G-0p92EF-40g | DEER2015 | WaterHeater-Calculator-v1.1 | 2015-03-19 14:46 | SCE | Gro | Ex | Any | CZ13 | Each | 0.856 | 50000 |  | -130 | -0.021 | 1020 | -130 | -0.021 | 1020 | -130 | -0.021 | 962 | -130 | -0.021 | 962 |  |  | 2 | Grocery | Existing | Fresno Area | SCE
NG-WtrHt-SmlInst-Gas-150kBtuh-lt2G-0p92EF-40g | DEER2015 | WaterHeater-Calculator-v1.1 | 2015-03-19 14:46 | SCE | Gro | Ex | Any | CZ14 | Each | 0.856 | 50000 |  | -133 | -0.0203 | 1060 | -133 | -0.0203 | 1060 | -133 | -0.0203 | 994 | -133 | -0.0203 | 994 |  |  | 2 | Grocery | Existing | Palmdale (China Lake for pre-2014) | SCE
NG-WtrHt-SmlInst-Gas-150kBtuh-lt2G-0p92EF-40g | DEER2015 | WaterHeater-Calculator-v1.1 | 2015-03-19 14:46 | SCE | Gro | Ex | Any | CZ15 | Each | 0.856 | 50000 |  | -109 | -0.0163 | 858 | -109 | -0.0163 | 858 | -109 | -0.0163 | 803 | -109 | -0.0163 | 803 |  |  | 2 | Grocery | Existing | Palm Springs-Intl (El Centro for pre-2014) | SCE
NG-WtrHt-SmlInst-Gas-150kBtuh-lt2G-0p92EF-40g | DEER2015 | WaterHeater-Calculator-v1.1 | 2015-03-19 14:46 | SCE | Gro | Ex | Any | CZ16 | Each | 0.856 | 50000 |  | -153 | -0.0253 | 1350 | -153 | -0.0253 | 1350 | -153 | -0.0253 | 1270 | -153 | -0.0253 | 1270 |  |  | 2 | Grocery | Existing | Blue Canyon (Mount Shasta for pre-2014) | SCE
NG-WtrHt-SmlInst-Gas-150kBtuh-lt2G-0p92EF-40g | DEER2015 | WaterHeater-Calculator-v1.1 | 2015-03-19 14:46 | SCE | Gro | Ex | Any | IOU | Each | 0.856 | 50000 |  | -132 | -0.0217 | 1020 | -132 | -0.0217 | 1020 | -132 | -0.0217 | 958 | -132 | -0.0217 | 958 |  |  | 2 | Grocery | Existing | IOU Territory | SCE
NG-WtrHt-SmlInst-Gas-150kBtuh-lt2G-0p92EF-40g | DEER2015 | WaterHeater-Calculator-v1.1 | 2015-03-19 14:46 | SCE | HGR | Ex | Any | CZ05 | Each | 8.51 | 321000 |  | -98.7 | -0.00711 | 730 | -98.7 | -0.00711 | 730 | -98.7 | -0.00711 | 690 | -98.7 | -0.00711 | 690 |  |  | 2 | Hotel Guest Room | Existing | Santa Maria Area | SCE
NG-WtrHt-SmlInst-Gas-150kBtuh-lt2G-0p92EF-40g | DEER2015 | WaterHeater-Calculator-v1.1 | 2015-03-19 14:46 | SCE | HGR | Ex | Any | CZ06 | Each | 8.51 | 321000 |  | -87.9 | -0.00616 | 657 | -87.9 | -0.00616 | 657 | -87.9 | -0.00616 | 619 | -87.9 | -0.00616 | 619 |  |  | 2 | Hotel Guest Room | Existing | Torrance (Los Angeles for pre-2014) | SCE
NG-WtrHt-SmlInst-Gas-150kBtuh-lt2G-0p92EF-40g | DEER2015 | WaterHeater-Calculator-v1.1 | 2015-03-19 14:46 | SCE | HGR | Ex | Any | CZ08 | Each | 8.51 | 321000 |  | -84.3 | -0.00584 | 631 | -84.3 | -0.00584 | 631 | -84.3 | -0.00584 | 594 | -84.3 | -0.00584 | 594 |  |  | 2 | Hotel Guest Room | Existing | Fullerton (El Toro for pre-2014) | SCE
NG-WtrHt-SmlInst-Gas-150kBtuh-lt2G-0p92EF-40g | DEER2015 | WaterHeater-Calculator-v1.1 | 2015-03-19 14:46 | SCE | HGR | Ex | Any | CZ09 | Each | 8.51 | 321000 |  | -84.2 | -0.0057 | 631 | -84.2 | -0.0057 | 631 | -84.2 | -0.0057 | 593 | -84.2 | -0.0057 | 593 |  |  | 2 | Hotel Guest Room | Existing | Burbank-Glendale (Pasadena for pre-2014) | SCE
NG-WtrHt-SmlInst-Gas-150kBtuh-lt2G-0p92EF-40g | DEER2015 | WaterHeater-Calculator-v1.1 | 2015-03-19 14:46 | SCE | HGR | Ex | Any | CZ10 | Each | 8.51 | 321000 |  | -83.6 | -0.00553 | 625 | -83.6 | -0.00553 | 625 | -83.6 | -0.00553 | 589 | -83.6 | -0.00553 | 589 |  |  | 2 | Hotel Guest Room | Existing | Riverside | SCE
NG-WtrHt-SmlInst-Gas-150kBtuh-lt2G-0p92EF-40g | DEER2015 | WaterHeater-Calculator-v1.1 | 2015-03-19 14:46 | SCE | HGR | Ex | Any | CZ13 | Each | 8.51 | 321000 |  | -83.7 | -0.00542 | 629 | -83.7 | -0.00542 | 629 | -83.7 | -0.00542 | 592 | -83.7 | -0.00542 | 592 |  |  | 2 | Hotel Guest Room | Existing | Fresno Area | SCE
NG-WtrHt-SmlInst-Gas-150kBtuh-lt2G-0p92EF-40g | DEER2015 | WaterHeater-Calculator-v1.1 | 2015-03-19 14:46 | SCE | HGR | Ex | Any | CZ14 | Each | 8.51 | 321000 |  | -86.3 | -0.00513 | 645 | -86.3 | -0.00513 | 645 | -86.3 | -0.00513 | 609 | -86.3 | -0.00513 | 609 |  |  | 2 | Hotel Guest Room | Existing | Palmdale (China Lake for pre-2014) | SCE
NG-WtrHt-SmlInst-Gas-150kBtuh-lt2G-0p92EF-40g | DEER2015 | WaterHeater-Calculator-v1.1 | 2015-03-19 14:46 | SCE | HGR | Ex | Any | CZ15 | Each | 8.51 | 321000 |  | -62.9 | -0.00341 | 483 | -62.9 | -0.00341 | 483 | -62.9 | -0.00341 | 452 | -62.9 | -0.00341 | 452 |  |  | 2 | Hotel Guest Room | Existing | Palm Springs-Intl (El Centro for pre-2014) | SCE
NG-WtrHt-SmlInst-Gas-150kBtuh-lt2G-0p92EF-40g | DEER2015 | WaterHeater-Calculator-v1.1 | 2015-03-19 14:46 | SCE | HGR | Ex | Any | CZ16 | Each | 8.51 | 321000 |  | -106 | -0.00724 | 783 | -106 | -0.00724 | 783 | -106 | -0.00724 | 741 | -106 | -0.00724 | 741 |  |  | 2 | Hotel Guest Room | Existing | Blue Canyon (Mount Shasta for pre-2014) | SCE
NG-WtrHt-SmlInst-Gas-150kBtuh-lt2G-0p92EF-40g | DEER2015 | WaterHeater-Calculator-v1.1 | 2015-03-19 14:46 | SCE | HGR | Ex | Any | IOU | Each | 8.51 | 321000 |  | -83.4 | -0.0056 | 625 | -83.4 | -0.0056 | 625 | -83.4 | -0.0056 | 588 | -83.4 | -0.0056 | 588 |  |  | 2 | Hotel Guest Room | Existing | IOU Territory | SCE
NG-WtrHt-SmlInst-Gas-150kBtuh-lt2G-0p92EF-40g | DEER2015 | WaterHeater-Calculator-v1.1 | 2015-03-19 14:46 | SCE | Hsp | Ex | Any | CZ05 | Each | 19.8 | 500000 |  | -160 | -0.0235 | 1210 | -160 | -0.0235 | 1210 | -160 | -0.0235 | 1140 | -160 | -0.0235 | 1140 |  |  | 2 | Health/Medical - Hospital | Existing | Santa Maria Area | SCE
NG-WtrHt-SmlInst-Gas-150kBtuh-lt2G-0p92EF-40g | DEER2015 | WaterHeater-Calculator-v1.1 | 2015-03-19 14:46 | SCE | Hsp | Ex | Any | CZ06 | Each | 19.8 | 500000 |  | -148 | -0.0214 | 1120 | -148 | -0.0214 | 1120 | -148 | -0.0214 | 1050 | -148 | -0.0214 | 1050 |  |  | 2 | Health/Medical - Hospital | Existing | Torrance (Los Angeles for pre-2014) | SCE
NG-WtrHt-SmlInst-Gas-150kBtuh-lt2G-0p92EF-40g | DEER2015 | WaterHeater-Calculator-v1.1 | 2015-03-19 14:46 | SCE | Hsp | Ex | Any | CZ08 | Each | 19.8 | 500000 |  | -144 | -0.0207 | 1090 | -144 | -0.0207 | 1090 | -144 | -0.0207 | 1030 | -144 | -0.0207 | 1030 |  |  | 2 | Health/Medical - Hospital | Existing | Fullerton (El Toro for pre-2014) | SCE
NG-WtrHt-SmlInst-Gas-150kBtuh-lt2G-0p92EF-40g | DEER2015 | WaterHeater-Calculator-v1.1 | 2015-03-19 14:46 | SCE | Hsp | Ex | Any | CZ09 | Each | 19.8 | 500000 |  | -144 | -0.0204 | 1090 | -144 | -0.0204 | 1090 | -144 | -0.0204 | 1030 | -144 | -0.0204 | 1030 |  |  | 2 | Health/Medical - Hospital | Existing | Burbank-Glendale (Pasadena for pre-2014) | SCE
NG-WtrHt-SmlInst-Gas-150kBtuh-lt2G-0p92EF-40g | DEER2015 | WaterHeater-Calculator-v1.1 | 2015-03-19 14:46 | SCE | Hsp | Ex | Any | CZ10 | Each | 19.8 | 500000 |  | -143 | -0.02 | 1090 | -143 | -0.02 | 1090 | -143 | -0.02 | 1020 | -143 | -0.02 | 1020 |  |  | 2 | Health/Medical - Hospital | Existing | Riverside | SCE
NG-WtrHt-SmlInst-Gas-150kBtuh-lt2G-0p92EF-40g | DEER2015 | WaterHeater-Calculator-v1.1 | 2015-03-19 14:46 | SCE | Hsp | Ex | Any | CZ13 | Each | 19.8 | 500000 |  | -143 | -0.0197 | 1090 | -143 | -0.0197 | 1090 | -143 | -0.0197 | 1030 | -143 | -0.0197 | 1030 |  |  | 2 | Health/Medical - Hospital | Existing | Fresno Area | SCE
NG-WtrHt-SmlInst-Gas-150kBtuh-lt2G-0p92EF-40g | DEER2015 | WaterHeater-Calculator-v1.1 | 2015-03-19 14:46 | SCE | Hsp | Ex | Any | CZ14 | Each | 19.8 | 500000 |  | -146 | -0.0191 | 1110 | -146 | -0.0191 | 1110 | -146 | -0.0191 | 1050 | -146 | -0.0191 | 1050 |  |  | 2 | Health/Medical - Hospital | Existing | Palmdale (China Lake for pre-2014) | SCE
NG-WtrHt-SmlInst-Gas-150kBtuh-lt2G-0p92EF-40g | DEER2015 | WaterHeater-Calculator-v1.1 | 2015-03-19 14:46 | SCE | Hsp | Ex | Any | CZ15 | Each | 19.8 | 500000 |  | -120 | -0.0153 | 930 | -120 | -0.0153 | 930 | -120 | -0.0153 | 872 | -120 | -0.0153 | 872 |  |  | 2 | Health/Medical - Hospital | Existing | Palm Springs-Intl (El Centro for pre-2014) | SCE
NG-WtrHt-SmlInst-Gas-150kBtuh-lt2G-0p92EF-40g | DEER2015 | WaterHeater-Calculator-v1.1 | 2015-03-19 14:46 | SCE | Hsp | Ex | Any | CZ16 | Each | 19.8 | 500000 |  | -168 | -0.0238 | 1320 | -168 | -0.0238 | 1320 | -168 | -0.0238 | 1240 | -168 | -0.0238 | 1240 |  |  | 2 | Health/Medical - Hospital | Existing | Blue Canyon (Mount Shasta for pre-2014) | SCE
NG-WtrHt-SmlInst-Gas-150kBtuh-lt2G-0p92EF-40g | DEER2015 | WaterHeater-Calculator-v1.1 | 2015-03-19 14:46 | SCE | Hsp | Ex | Any | IOU | Each | 19.8 | 500000 |  | -145 | -0.0206 | 1100 | -145 | -0.0206 | 1100 | -145 | -0.0206 | 1040 | -145 | -0.0206 | 1040 |  |  | 2 | Health/Medical - Hospital | Existing | IOU Territory | SCE
NG-WtrHt-SmlInst-Gas-150kBtuh-lt2G-0p92EF-40g | DEER2015 | WaterHeater-Calculator-v1.1 | 2015-03-19 14:46 | SCE | Htl | Ex | Any | CZ05 | Each | 1.63 | 78900 |  | -208 | -0.0252 | 1520 | -208 | -0.0252 | 1520 | -208 | -0.0252 | 1450 | -208 | -0.0252 | 1450 |  |  | 2 | Lodging - Hotel | Existing | Santa Maria Area | SCE
NG-WtrHt-SmlInst-Gas-150kBtuh-lt2G-0p92EF-40g | DEER2015 | WaterHeater-Calculator-v1.1 | 2015-03-19 14:46 | SCE | Htl | Ex | Any | CZ06 | Each | 1.63 | 78900 |  | -193 | -0.0229 | 1410 | -193 | -0.0229 | 1410 | -193 | -0.0229 | 1340 | -193 | -0.0229 | 1340 |  |  | 2 | Lodging - Hotel | Existing | Torrance (Los Angeles for pre-2014) | SCE
NG-WtrHt-SmlInst-Gas-150kBtuh-lt2G-0p92EF-40g | DEER2015 | WaterHeater-Calculator-v1.1 | 2015-03-19 14:46 | SCE | Htl | Ex | Any | CZ08 | Each | 1.63 | 78900 |  | -187 | -0.0222 | 1380 | -187 | -0.0222 | 1380 | -187 | -0.0222 | 1300 | -187 | -0.0222 | 1300 |  |  | 2 | Lodging - Hotel | Existing | Fullerton (El Toro for pre-2014) | SCE
NG-WtrHt-SmlInst-Gas-150kBtuh-lt2G-0p92EF-40g | DEER2015 | WaterHeater-Calculator-v1.1 | 2015-03-19 14:46 | SCE | Htl | Ex | Any | CZ09 | Each | 1.63 | 78900 |  | -187 | -0.0218 | 1370 | -187 | -0.0218 | 1370 | -187 | -0.0218 | 1300 | -187 | -0.0218 | 1300 |  |  | 2 | Lodging - Hotel | Existing | Burbank-Glendale (Pasadena for pre-2014) | SCE
NG-WtrHt-SmlInst-Gas-150kBtuh-lt2G-0p92EF-40g | DEER2015 | WaterHeater-Calculator-v1.1 | 2015-03-19 14:46 | SCE | Htl | Ex | Any | CZ10 | Each | 1.63 | 78900 |  | -186 | -0.0215 | 1360 | -186 | -0.0215 | 1360 | -186 | -0.0215 | 1300 | -186 | -0.0215 | 1300 |  |  | 2 | Lodging - Hotel | Existing | Riverside | SCE
NG-WtrHt-SmlInst-Gas-150kBtuh-lt2G-0p92EF-40g | DEER2015 | WaterHeater-Calculator-v1.1 | 2015-03-19 14:46 | SCE | Htl | Ex | Any | CZ13 | Each | 1.63 | 78900 |  | -186 | -0.0212 | 1370 | -186 | -0.0212 | 1370 | -186 | -0.0212 | 1300 | -186 | -0.0212 | 1300 |  |  | 2 | Lodging - Hotel | Existing | Fresno Area | SCE
NG-WtrHt-SmlInst-Gas-150kBtuh-lt2G-0p92EF-40g | DEER2015 | WaterHeater-Calculator-v1.1 | 2015-03-19 14:46 | SCE | Htl | Ex | Any | CZ14 | Each | 1.63 | 78900 |  | -190 | -0.0205 | 1390 | -190 | -0.0205 | 1390 | -190 | -0.0205 | 1330 | -190 | -0.0205 | 1330 |  |  | 2 | Lodging - Hotel | Existing | Palmdale (China Lake for pre-2014) | SCE
NG-WtrHt-SmlInst-Gas-150kBtuh-lt2G-0p92EF-40g | DEER2015 | WaterHeater-Calculator-v1.1 | 2015-03-19 14:46 | SCE | Htl | Ex | Any | CZ15 | Each | 1.63 | 78900 |  | -156 | -0.0164 | 1160 | -156 | -0.0164 | 1160 | -156 | -0.0164 | 1100 | -156 | -0.0164 | 1100 |  |  | 2 | Lodging - Hotel | Existing | Palm Springs-Intl (El Centro for pre-2014) | SCE
NG-WtrHt-SmlInst-Gas-150kBtuh-lt2G-0p92EF-40g | DEER2015 | WaterHeater-Calculator-v1.1 | 2015-03-19 14:46 | SCE | Htl | Ex | Any | CZ16 | Each | 1.63 | 78900 |  | -219 | -0.0255 | 1820 | -219 | -0.0255 | 1820 | -219 | -0.0255 | 1730 | -219 | -0.0255 | 1730 |  |  | 2 | Lodging - Hotel | Existing | Blue Canyon (Mount Shasta for pre-2014) | SCE
NG-WtrHt-SmlInst-Gas-150kBtuh-lt2G-0p92EF-40g | DEER2015 | WaterHeater-Calculator-v1.1 | 2015-03-19 14:46 | SCE | Htl | Ex | Any | IOU | Each | 1.63 | 78900 |  | -186 | -0.0216 | 1370 | -186 | -0.0216 | 1370 | -186 | -0.0216 | 1300 | -186 | -0.0216 | 1300 |  |  | 2 | Lodging - Hotel | Existing | IOU Territory | SCE
NG-WtrHt-SmlInst-Gas-150kBtuh-lt2G-0p92EF-40g | DEER2015 | WaterHeater-Calculator-v1.1 | 2015-03-19 14:46 | SCE | MBT | Ex | Any | CZ05 | Each | 1.48 | 200000 |  | -81.8 | -0.0231 | 750 | -81.8 | -0.0231 | 750 | -81.8 | -0.0231 | 683 | -81.8 | -0.0231 | 683 |  |  | 2 | Manufacturing Biotech | Existing | Santa Maria Area | SCE
NG-WtrHt-SmlInst-Gas-150kBtuh-lt2G-0p92EF-40g | DEER2015 | WaterHeater-Calculator-v1.1 | 2015-03-19 14:46 | SCE | MBT | Ex | Any | CZ06 | Each | 1.48 | 200000 |  | -75.7 | -0.021 | 650 | -75.7 | -0.021 | 650 | -75.7 | -0.021 | 593 | -75.7 | -0.021 | 593 |  |  | 2 | Manufacturing Biotech | Existing | Torrance (Los Angeles for pre-2014) | SCE
NG-WtrHt-SmlInst-Gas-150kBtuh-lt2G-0p92EF-40g | DEER2015 | WaterHeater-Calculator-v1.1 | 2015-03-19 14:46 | SCE | MBT | Ex | Any | CZ08 | Each | 1.48 | 200000 |  | -73.7 | -0.0203 | 636 | -73.7 | -0.0203 | 636 | -73.7 | -0.0203 | 579 | -73.7 | -0.0203 | 579 |  |  | 2 | Manufacturing Biotech | Existing | Fullerton (El Toro for pre-2014) | SCE
NG-WtrHt-SmlInst-Gas-150kBtuh-lt2G-0p92EF-40g | DEER2015 | WaterHeater-Calculator-v1.1 | 2015-03-19 14:46 | SCE | MBT | Ex | Any | CZ09 | Each | 1.48 | 200000 |  | -73.6 | -0.02 | 635 | -73.6 | -0.02 | 635 | -73.6 | -0.02 | 579 | -73.6 | -0.02 | 579 |  |  | 2 | Manufacturing Biotech | Existing | Burbank-Glendale (Pasadena for pre-2014) | SCE
NG-WtrHt-SmlInst-Gas-150kBtuh-lt2G-0p92EF-40g | DEER2015 | WaterHeater-Calculator-v1.1 | 2015-03-19 14:46 | SCE | MBT | Ex | Any | CZ10 | Each | 1.48 | 200000 |  | -73.2 | -0.0196 | 628 | -73.2 | -0.0196 | 628 | -73.2 | -0.0196 | 576 | -73.2 | -0.0196 | 576 |  |  | 2 | Manufacturing Biotech | Existing | Riverside | SCE
NG-WtrHt-SmlInst-Gas-150kBtuh-lt2G-0p92EF-40g | DEER2015 | WaterHeater-Calculator-v1.1 | 2015-03-19 14:46 | SCE | MBT | Ex | Any | CZ13 | Each | 1.48 | 200000 |  | -73.3 | -0.0194 | 655 | -73.3 | -0.0194 | 655 | -73.3 | -0.0194 | 597 | -73.3 | -0.0194 | 597 |  |  | 2 | Manufacturing Biotech | Existing | Fresno Area | SCE
NG-WtrHt-SmlInst-Gas-150kBtuh-lt2G-0p92EF-40g | DEER2015 | WaterHeater-Calculator-v1.1 | 2015-03-19 14:46 | SCE | MBT | Ex | Any | CZ14 | Each | 1.48 | 200000 |  | -74.8 | -0.0188 | 681 | -74.8 | -0.0188 | 681 | -74.8 | -0.0188 | 622 | -74.8 | -0.0188 | 622 |  |  | 2 | Manufacturing Biotech | Existing | Palmdale (China Lake for pre-2014) | SCE
NG-WtrHt-SmlInst-Gas-150kBtuh-lt2G-0p92EF-40g | DEER2015 | WaterHeater-Calculator-v1.1 | 2015-03-19 14:46 | SCE | MBT | Ex | Any | CZ15 | Each | 1.48 | 200000 |  | -61.5 | -0.015 | 546 | -61.5 | -0.015 | 546 | -61.5 | -0.015 | 498 | -61.5 | -0.015 | 498 |  |  | 2 | Manufacturing Biotech | Existing | Palm Springs-Intl (El Centro for pre-2014) | SCE
NG-WtrHt-SmlInst-Gas-150kBtuh-lt2G-0p92EF-40g | DEER2015 | WaterHeater-Calculator-v1.1 | 2015-03-19 14:46 | SCE | MBT | Ex | Any | CZ16 | Each | 1.48 | 200000 |  | -86.1 | -0.0233 | 969 | -86.1 | -0.0233 | 969 | -86.1 | -0.0233 | 899 | -86.1 | -0.0233 | 899 |  |  | 2 | Manufacturing Biotech | Existing | Blue Canyon (Mount Shasta for pre-2014) | SCE
NG-WtrHt-SmlInst-Gas-150kBtuh-lt2G-0p92EF-40g | DEER2015 | WaterHeater-Calculator-v1.1 | 2015-03-19 14:46 | SCE | MBT | Ex | Any | IOU | Each | 1.48 | 200000 |  | -73.6 | -0.02 | 642 | -73.6 | -0.02 | 642 | -73.6 | -0.02 | 586 | -73.6 | -0.02 | 586 |  |  | 2 | Manufacturing Biotech | Existing | IOU Territory | SCE
NG-WtrHt-SmlInst-Gas-150kBtuh-lt2G-0p92EF-40g | DEER2015 | WaterHeater-Calculator-v1.1 | 2015-03-19 14:46 | SCE | MLI | Ex | Any | CZ05 | Each | 0.883 | 100000 |  | -81.8 | -0.0231 | 765 | -81.8 | -0.0231 | 765 | -81.8 | -0.0231 | 694 | -81.8 | -0.0231 | 694 |  |  | 2 | Manufacturing Light Industrial | Existing | Santa Maria Area | SCE
NG-WtrHt-SmlInst-Gas-150kBtuh-lt2G-0p92EF-40g | DEER2015 | WaterHeater-Calculator-v1.1 | 2015-03-19 14:46 | SCE | MLI | Ex | Any | CZ06 | Each | 0.883 | 100000 |  | -75.7 | -0.021 | 659 | -75.7 | -0.021 | 659 | -75.7 | -0.021 | 599 | -75.7 | -0.021 | 599 |  |  | 2 | Manufacturing Light Industrial | Existing | Torrance (Los Angeles for pre-2014) | SCE
NG-WtrHt-SmlInst-Gas-150kBtuh-lt2G-0p92EF-40g | DEER2015 | WaterHeater-Calculator-v1.1 | 2015-03-19 14:46 | SCE | MLI | Ex | Any | CZ08 | Each | 0.883 | 100000 |  | -73.7 | -0.0203 | 641 | -73.7 | -0.0203 | 641 | -73.7 | -0.0203 | 583 | -73.7 | -0.0203 | 583 |  |  | 2 | Manufacturing Light Industrial | Existing | Fullerton (El Toro for pre-2014) | SCE
NG-WtrHt-SmlInst-Gas-150kBtuh-lt2G-0p92EF-40g | DEER2015 | WaterHeater-Calculator-v1.1 | 2015-03-19 14:46 | SCE | MLI | Ex | Any | CZ09 | Each | 0.883 | 100000 |  | -73.6 | -0.02 | 640 | -73.6 | -0.02 | 640 | -73.6 | -0.02 | 582 | -73.6 | -0.02 | 582 |  |  | 2 | Manufacturing Light Industrial | Existing | Burbank-Glendale (Pasadena for pre-2014) | SCE
NG-WtrHt-SmlInst-Gas-150kBtuh-lt2G-0p92EF-40g | DEER2015 | WaterHeater-Calculator-v1.1 | 2015-03-19 14:46 | SCE | MLI | Ex | Any | CZ10 | Each | 0.883 | 100000 |  | -73.2 | -0.0196 | 632 | -73.2 | -0.0196 | 632 | -73.2 | -0.0196 | 580 | -73.2 | -0.0196 | 580 |  |  | 2 | Manufacturing Light Industrial | Existing | Riverside | SCE
NG-WtrHt-SmlInst-Gas-150kBtuh-lt2G-0p92EF-40g | DEER2015 | WaterHeater-Calculator-v1.1 | 2015-03-19 14:46 | SCE | MLI | Ex | Any | CZ13 | Each | 0.883 | 100000 |  | -73.3 | -0.0194 | 660 | -73.3 | -0.0194 | 660 | -73.3 | -0.0194 | 600 | -73.3 | -0.0194 | 600 |  |  | 2 | Manufacturing Light Industrial | Existing | Fresno Area | SCE
NG-WtrHt-SmlInst-Gas-150kBtuh-lt2G-0p92EF-40g | DEER2015 | WaterHeater-Calculator-v1.1 | 2015-03-19 14:46 | SCE | MLI | Ex | Any | CZ14 | Each | 0.883 | 100000 |  | -74.8 | -0.0188 | 687 | -74.8 | -0.0188 | 687 | -74.8 | -0.0188 | 627 | -74.8 | -0.0188 | 627 |  |  | 2 | Manufacturing Light Industrial | Existing | Palmdale (China Lake for pre-2014) | SCE
NG-WtrHt-SmlInst-Gas-150kBtuh-lt2G-0p92EF-40g | DEER2015 | WaterHeater-Calculator-v1.1 | 2015-03-19 14:46 | SCE | MLI | Ex | Any | CZ15 | Each | 0.883 | 100000 |  | -61.5 | -0.015 | 547 | -61.5 | -0.015 | 547 | -61.5 | -0.015 | 498 | -61.5 | -0.015 | 498 |  |  | 2 | Manufacturing Light Industrial | Existing | Palm Springs-Intl (El Centro for pre-2014) | SCE
NG-WtrHt-SmlInst-Gas-150kBtuh-lt2G-0p92EF-40g | DEER2015 | WaterHeater-Calculator-v1.1 | 2015-03-19 14:46 | SCE | MLI | Ex | Any | CZ16 | Each | 0.883 | 100000 |  | -86.1 | -0.0233 | 978 | -86.1 | -0.0233 | 978 | -86.1 | -0.0233 | 907 | -86.1 | -0.0233 | 907 |  |  | 2 | Manufacturing Light Industrial | Existing | Blue Canyon (Mount Shasta for pre-2014) | SCE
NG-WtrHt-SmlInst-Gas-150kBtuh-lt2G-0p92EF-40g | DEER2015 | WaterHeater-Calculator-v1.1 | 2015-03-19 14:46 | SCE | MLI | Ex | Any | IOU | Each | 0.883 | 100000 |  | -73.6 | -0.02 | 648 | -73.6 | -0.02 | 648 | -73.6 | -0.02 | 590 | -73.6 | -0.02 | 590 |  |  | 2 | Manufacturing Light Industrial | Existing | IOU Territory | SCE
NG-WtrHt-SmlInst-Gas-150kBtuh-lt2G-0p92EF-40g | DEER2015 | WaterHeater-Calculator-v1.1 | 2015-03-19 14:46 | SCE | Mtl | Ex | Any | CZ05 | Each | 0.462 | 60000 |  | -102 | -0.0126 | 857 | -102 | -0.0126 | 857 | -102 | -0.0126 | 790 | -102 | -0.0126 | 790 |  |  | 2 | Lodging - Motel | Existing | Santa Maria Area | SCE
NG-WtrHt-SmlInst-Gas-150kBtuh-lt2G-0p92EF-40g | DEER2015 | WaterHeater-Calculator-v1.1 | 2015-03-19 14:46 | SCE | Mtl | Ex | Any | CZ06 | Each | 0.462 | 60000 |  | -94.3 | -0.0115 | 775 | -94.3 | -0.0115 | 775 | -94.3 | -0.0115 | 714 | -94.3 | -0.0115 | 714 |  |  | 2 | Lodging - Motel | Existing | Torrance (Los Angeles for pre-2014) | SCE
NG-WtrHt-SmlInst-Gas-150kBtuh-lt2G-0p92EF-40g | DEER2015 | WaterHeater-Calculator-v1.1 | 2015-03-19 14:46 | SCE | Mtl | Ex | Any | CZ08 | Each | 0.462 | 60000 |  | -91.8 | -0.0111 | 756 | -91.8 | -0.0111 | 756 | -91.8 | -0.0111 | 696 | -91.8 | -0.0111 | 696 |  |  | 2 | Lodging - Motel | Existing | Fullerton (El Toro for pre-2014) | SCE
NG-WtrHt-SmlInst-Gas-150kBtuh-lt2G-0p92EF-40g | DEER2015 | WaterHeater-Calculator-v1.1 | 2015-03-19 14:46 | SCE | Mtl | Ex | Any | CZ09 | Each | 0.462 | 60000 |  | -91.7 | -0.011 | 755 | -91.7 | -0.011 | 755 | -91.7 | -0.011 | 696 | -91.7 | -0.011 | 696 |  |  | 2 | Lodging - Motel | Existing | Burbank-Glendale (Pasadena for pre-2014) | SCE
NG-WtrHt-SmlInst-Gas-150kBtuh-lt2G-0p92EF-40g | DEER2015 | WaterHeater-Calculator-v1.1 | 2015-03-19 14:46 | SCE | Mtl | Ex | Any | CZ10 | Each | 0.462 | 60000 |  | -91.3 | -0.0108 | 749 | -91.3 | -0.0108 | 749 | -91.3 | -0.0108 | 693 | -91.3 | -0.0108 | 693 |  |  | 2 | Lodging - Motel | Existing | Riverside | SCE
NG-WtrHt-SmlInst-Gas-150kBtuh-lt2G-0p92EF-40g | DEER2015 | WaterHeater-Calculator-v1.1 | 2015-03-19 14:46 | SCE | Mtl | Ex | Any | CZ13 | Each | 0.462 | 60000 |  | -91.3 | -0.0106 | 765 | -91.3 | -0.0106 | 765 | -91.3 | -0.0106 | 705 | -91.3 | -0.0106 | 705 |  |  | 2 | Lodging - Motel | Existing | Fresno Area | SCE
NG-WtrHt-SmlInst-Gas-150kBtuh-lt2G-0p92EF-40g | DEER2015 | WaterHeater-Calculator-v1.1 | 2015-03-19 14:46 | SCE | Mtl | Ex | Any | CZ14 | Each | 0.462 | 60000 |  | -93.2 | -0.0103 | 784 | -93.2 | -0.0103 | 784 | -93.2 | -0.0103 | 725 | -93.2 | -0.0103 | 725 |  |  | 2 | Lodging - Motel | Existing | Palmdale (China Lake for pre-2014) | SCE
NG-WtrHt-SmlInst-Gas-150kBtuh-lt2G-0p92EF-40g | DEER2015 | WaterHeater-Calculator-v1.1 | 2015-03-19 14:46 | SCE | Mtl | Ex | Any | CZ15 | Each | 0.462 | 60000 |  | -76.7 | -0.00823 | 646 | -76.7 | -0.00823 | 646 | -76.7 | -0.00823 | 594 | -76.7 | -0.00823 | 594 |  |  | 2 | Lodging - Motel | Existing | Palm Springs-Intl (El Centro for pre-2014) | SCE
NG-WtrHt-SmlInst-Gas-150kBtuh-lt2G-0p92EF-40g | DEER2015 | WaterHeater-Calculator-v1.1 | 2015-03-19 14:46 | SCE | Mtl | Ex | Any | CZ16 | Each | 0.462 | 60000 |  | -107 | -0.0128 | 949 | -107 | -0.0128 | 949 | -107 | -0.0128 | 883 | -107 | -0.0128 | 883 |  |  | 2 | Lodging - Motel | Existing | Blue Canyon (Mount Shasta for pre-2014) | SCE
NG-WtrHt-SmlInst-Gas-150kBtuh-lt2G-0p92EF-40g | DEER2015 | WaterHeater-Calculator-v1.1 | 2015-03-19 14:46 | SCE | Mtl | Ex | Any | IOU | Each | 0.462 | 60000 |  | -91.1 | -0.0108 | 755 | -91.1 | -0.0108 | 755 | -91.1 | -0.0108 | 696 | -91.1 | -0.0108 | 696 |  |  | 2 | Lodging - Motel | Existing | IOU Territory | SCE
NG-WtrHt-SmlInst-Gas-150kBtuh-lt2G-0p92EF-40g | DEER2015 | WaterHeater-Calculator-v1.1 | 2015-03-19 14:46 | SCE | Nrs | Ex | Any | CZ05 | Each | 2.91 | 120000 |  | -178 | -0.0183 | 1330 | -178 | -0.0183 | 1330 | -178 | -0.0183 | 1260 | -178 | -0.0183 | 1260 |  |  | 2 | Health/Medical - Nursing Home | Existing | Santa Maria Area | SCE
NG-WtrHt-SmlInst-Gas-150kBtuh-lt2G-0p92EF-40g | DEER2015 | WaterHeater-Calculator-v1.1 | 2015-03-19 14:46 | SCE | Nrs | Ex | Any | CZ06 | Each | 2.91 | 120000 |  | -165 | -0.0167 | 1230 | -165 | -0.0167 | 1230 | -165 | -0.0167 | 1160 | -165 | -0.0167 | 1160 |  |  | 2 | Health/Medical - Nursing Home | Existing | Torrance (Los Angeles for pre-2014) | SCE
NG-WtrHt-SmlInst-Gas-150kBtuh-lt2G-0p92EF-40g | DEER2015 | WaterHeater-Calculator-v1.1 | 2015-03-19 14:46 | SCE | Nrs | Ex | Any | CZ08 | Each | 2.91 | 120000 |  | -160 | -0.0161 | 1200 | -160 | -0.0161 | 1200 | -160 | -0.0161 | 1130 | -160 | -0.0161 | 1130 |  |  | 2 | Health/Medical - Nursing Home | Existing | Fullerton (El Toro for pre-2014) | SCE
NG-WtrHt-SmlInst-Gas-150kBtuh-lt2G-0p92EF-40g | DEER2015 | WaterHeater-Calculator-v1.1 | 2015-03-19 14:46 | SCE | Nrs | Ex | Any | CZ09 | Each | 2.91 | 120000 |  | -160 | -0.0159 | 1200 | -160 | -0.0159 | 1200 | -160 | -0.0159 | 1130 | -160 | -0.0159 | 1130 |  |  | 2 | Health/Medical - Nursing Home | Existing | Burbank-Glendale (Pasadena for pre-2014) | SCE
NG-WtrHt-SmlInst-Gas-150kBtuh-lt2G-0p92EF-40g | DEER2015 | WaterHeater-Calculator-v1.1 | 2015-03-19 14:46 | SCE | Nrs | Ex | Any | CZ10 | Each | 2.91 | 120000 |  | -159 | -0.0156 | 1190 | -159 | -0.0156 | 1190 | -159 | -0.0156 | 1130 | -159 | -0.0156 | 1130 |  |  | 2 | Health/Medical - Nursing Home | Existing | Riverside | SCE
NG-WtrHt-SmlInst-Gas-150kBtuh-lt2G-0p92EF-40g | DEER2015 | WaterHeater-Calculator-v1.1 | 2015-03-19 14:46 | SCE | Nrs | Ex | Any | CZ13 | Each | 2.91 | 120000 |  | -159 | -0.0154 | 1200 | -159 | -0.0154 | 1200 | -159 | -0.0154 | 1130 | -159 | -0.0154 | 1130 |  |  | 2 | Health/Medical - Nursing Home | Existing | Fresno Area | SCE
NG-WtrHt-SmlInst-Gas-150kBtuh-lt2G-0p92EF-40g | DEER2015 | WaterHeater-Calculator-v1.1 | 2015-03-19 14:46 | SCE | Nrs | Ex | Any | CZ14 | Each | 2.91 | 120000 |  | -163 | -0.0149 | 1220 | -163 | -0.0149 | 1220 | -163 | -0.0149 | 1150 | -163 | -0.0149 | 1150 |  |  | 2 | Health/Medical - Nursing Home | Existing | Palmdale (China Lake for pre-2014) | SCE
NG-WtrHt-SmlInst-Gas-150kBtuh-lt2G-0p92EF-40g | DEER2015 | WaterHeater-Calculator-v1.1 | 2015-03-19 14:46 | SCE | Nrs | Ex | Any | CZ15 | Each | 2.91 | 120000 |  | -134 | -0.0119 | 1020 | -134 | -0.0119 | 1020 | -134 | -0.0119 | 959 | -134 | -0.0119 | 959 |  |  | 2 | Health/Medical - Nursing Home | Existing | Palm Springs-Intl (El Centro for pre-2014) | SCE
NG-WtrHt-SmlInst-Gas-150kBtuh-lt2G-0p92EF-40g | DEER2015 | WaterHeater-Calculator-v1.1 | 2015-03-19 14:46 | SCE | Nrs | Ex | Any | CZ16 | Each | 2.91 | 120000 |  | -187 | -0.0185 | 1500 | -187 | -0.0185 | 1500 | -187 | -0.0185 | 1430 | -187 | -0.0185 | 1430 |  |  | 2 | Health/Medical - Nursing Home | Existing | Blue Canyon (Mount Shasta for pre-2014) | SCE
NG-WtrHt-SmlInst-Gas-150kBtuh-lt2G-0p92EF-40g | DEER2015 | WaterHeater-Calculator-v1.1 | 2015-03-19 14:46 | SCE | Nrs | Ex | Any | IOU | Each | 2.91 | 120000 |  | -161 | -0.0161 | 1210 | -161 | -0.0161 | 1210 | -161 | -0.0161 | 1140 | -161 | -0.0161 | 1140 |  |  | 2 | Health/Medical - Nursing Home | Existing | IOU Territory | SCE
NG-WtrHt-SmlInst-Gas-150kBtuh-lt2G-0p92EF-40g | DEER2015 | WaterHeater-Calculator-v1.1 | 2015-03-19 14:46 | SCE | OfL | Ex | Any | CZ05 | Each | 1.12 | 175000 |  | -79.1 | -0.0242 | 751 | -79.1 | -0.0242 | 751 | -79.1 | -0.0242 | 680 | -79.1 | -0.0242 | 680 |  |  | 2 | Office - Large | Existing | Santa Maria Area | SCE
NG-WtrHt-SmlInst-Gas-150kBtuh-lt2G-0p92EF-40g | DEER2015 | WaterHeater-Calculator-v1.1 | 2015-03-19 14:46 | SCE | OfL | Ex | Any | CZ06 | Each | 1.12 | 175000 |  | -73.2 | -0.0221 | 636 | -73.2 | -0.0221 | 636 | -73.2 | -0.0221 | 577 | -73.2 | -0.0221 | 577 |  |  | 2 | Office - Large | Existing | Torrance (Los Angeles for pre-2014) | SCE
NG-WtrHt-SmlInst-Gas-150kBtuh-lt2G-0p92EF-40g | DEER2015 | WaterHeater-Calculator-v1.1 | 2015-03-19 14:46 | SCE | OfL | Ex | Any | CZ08 | Each | 1.12 | 175000 |  | -71.2 | -0.0213 | 621 | -71.2 | -0.0213 | 621 | -71.2 | -0.0213 | 563 | -71.2 | -0.0213 | 563 |  |  | 2 | Office - Large | Existing | Fullerton (El Toro for pre-2014) | SCE
NG-WtrHt-SmlInst-Gas-150kBtuh-lt2G-0p92EF-40g | DEER2015 | WaterHeater-Calculator-v1.1 | 2015-03-19 14:46 | SCE | OfL | Ex | Any | CZ09 | Each | 1.12 | 175000 |  | -71.1 | -0.021 | 620 | -71.1 | -0.021 | 620 | -71.1 | -0.021 | 563 | -71.1 | -0.021 | 563 |  |  | 2 | Office - Large | Existing | Burbank-Glendale (Pasadena for pre-2014) | SCE
NG-WtrHt-SmlInst-Gas-150kBtuh-lt2G-0p92EF-40g | DEER2015 | WaterHeater-Calculator-v1.1 | 2015-03-19 14:46 | SCE | OfL | Ex | Any | CZ10 | Each | 1.12 | 175000 |  | -70.8 | -0.0206 | 615 | -70.8 | -0.0206 | 615 | -70.8 | -0.0206 | 561 | -70.8 | -0.0206 | 561 |  |  | 2 | Office - Large | Existing | Riverside | SCE
NG-WtrHt-SmlInst-Gas-150kBtuh-lt2G-0p92EF-40g | DEER2015 | WaterHeater-Calculator-v1.1 | 2015-03-19 14:46 | SCE | OfL | Ex | Any | CZ13 | Each | 1.12 | 175000 |  | -70.8 | -0.0204 | 647 | -70.8 | -0.0204 | 647 | -70.8 | -0.0204 | 587 | -70.8 | -0.0204 | 587 |  |  | 2 | Office - Large | Existing | Fresno Area | SCE
NG-WtrHt-SmlInst-Gas-150kBtuh-lt2G-0p92EF-40g | DEER2015 | WaterHeater-Calculator-v1.1 | 2015-03-19 14:46 | SCE | OfL | Ex | Any | CZ14 | Each | 1.12 | 175000 |  | -72.2 | -0.0197 | 677 | -72.2 | -0.0197 | 677 | -72.2 | -0.0197 | 616 | -72.2 | -0.0197 | 616 |  |  | 2 | Office - Large | Existing | Palmdale (China Lake for pre-2014) | SCE
NG-WtrHt-SmlInst-Gas-150kBtuh-lt2G-0p92EF-40g | DEER2015 | WaterHeater-Calculator-v1.1 | 2015-03-19 14:46 | SCE | OfL | Ex | Any | CZ15 | Each | 1.12 | 175000 |  | -59.5 | -0.0158 | 536 | -59.5 | -0.0158 | 536 | -59.5 | -0.0158 | 484 | -59.5 | -0.0158 | 484 |  |  | 2 | Office - Large | Existing | Palm Springs-Intl (El Centro for pre-2014) | SCE
NG-WtrHt-SmlInst-Gas-150kBtuh-lt2G-0p92EF-40g | DEER2015 | WaterHeater-Calculator-v1.1 | 2015-03-19 14:46 | SCE | OfL | Ex | Any | CZ16 | Each | 1.12 | 175000 |  | -83.1 | -0.0245 | 949 | -83.1 | -0.0245 | 949 | -83.1 | -0.0245 | 878 | -83.1 | -0.0245 | 878 |  |  | 2 | Office - Large | Existing | Blue Canyon (Mount Shasta for pre-2014) | SCE
NG-WtrHt-SmlInst-Gas-150kBtuh-lt2G-0p92EF-40g | DEER2015 | WaterHeater-Calculator-v1.1 | 2015-03-19 14:46 | SCE | OfL | Ex | Any | IOU | Each | 1.12 | 175000 |  | -71.6 | -0.0213 | 627 | -71.6 | -0.0213 | 627 | -71.6 | -0.0213 | 569 | -71.6 | -0.0213 | 569 |  |  | 2 | Office - Large | Existing | IOU Territory | SCE
NG-WtrHt-SmlInst-Gas-150kBtuh-lt2G-0p92EF-40g | DEER2015 | WaterHeater-Calculator-v1.1 | 2015-03-19 14:46 | SCE | OfS | Ex | Any | CZ05 | Each | 0.0642 | 10000 |  | -72.5 | -0.0221 | 706 | -72.5 | -0.0221 | 706 | -72.5 | -0.0221 | 638 | -72.5 | -0.0221 | 638 |  |  | 2 | Office - Small | Existing | Santa Maria Area | SCE
NG-WtrHt-SmlInst-Gas-150kBtuh-lt2G-0p92EF-40g | DEER2015 | WaterHeater-Calculator-v1.1 | 2015-03-19 14:46 | SCE | OfS | Ex | Any | CZ06 | Each | 0.0642 | 10000 |  | -67.1 | -0.0201 | 595 | -67.1 | -0.0201 | 595 | -67.1 | -0.0201 | 538 | -67.1 | -0.0201 | 538 |  |  | 2 | Office - Small | Existing | Torrance (Los Angeles for pre-2014) | SCE
NG-WtrHt-SmlInst-Gas-150kBtuh-lt2G-0p92EF-40g | DEER2015 | WaterHeater-Calculator-v1.1 | 2015-03-19 14:46 | SCE | OfS | Ex | Any | CZ08 | Each | 0.0642 | 10000 |  | -65.3 | -0.0195 | 582 | -65.3 | -0.0195 | 582 | -65.3 | -0.0195 | 526 | -65.3 | -0.0195 | 526 |  |  | 2 | Office - Small | Existing | Fullerton (El Toro for pre-2014) | SCE
NG-WtrHt-SmlInst-Gas-150kBtuh-lt2G-0p92EF-40g | DEER2015 | WaterHeater-Calculator-v1.1 | 2015-03-19 14:46 | SCE | OfS | Ex | Any | CZ09 | Each | 0.0642 | 10000 |  | -65.2 | -0.0192 | 582 | -65.2 | -0.0192 | 582 | -65.2 | -0.0192 | 525 | -65.2 | -0.0192 | 525 |  |  | 2 | Office - Small | Existing | Burbank-Glendale (Pasadena for pre-2014) | SCE
NG-WtrHt-SmlInst-Gas-150kBtuh-lt2G-0p92EF-40g | DEER2015 | WaterHeater-Calculator-v1.1 | 2015-03-19 14:46 | SCE | OfS | Ex | Any | CZ10 | Each | 0.0642 | 10000 |  | -64.9 | -0.0188 | 576 | -64.9 | -0.0188 | 576 | -64.9 | -0.0188 | 523 | -64.9 | -0.0188 | 523 |  |  | 2 | Office - Small | Existing | Riverside | SCE
NG-WtrHt-SmlInst-Gas-150kBtuh-lt2G-0p92EF-40g | DEER2015 | WaterHeater-Calculator-v1.1 | 2015-03-19 14:46 | SCE | OfS | Ex | Any | CZ13 | Each | 0.0642 | 10000 |  | -64.9 | -0.0186 | 610 | -64.9 | -0.0186 | 610 | -64.9 | -0.0186 | 549 | -64.9 | -0.0186 | 549 |  |  | 2 | Office - Small | Existing | Fresno Area | SCE
NG-WtrHt-SmlInst-Gas-150kBtuh-lt2G-0p92EF-40g | DEER2015 | WaterHeater-Calculator-v1.1 | 2015-03-19 14:46 | SCE | OfS | Ex | Any | CZ14 | Each | 0.0642 | 10000 |  | -66.2 | -0.018 | 637 | -66.2 | -0.018 | 637 | -66.2 | -0.018 | 577 | -66.2 | -0.018 | 577 |  |  | 2 | Office - Small | Existing | Palmdale (China Lake for pre-2014) | SCE
NG-WtrHt-SmlInst-Gas-150kBtuh-lt2G-0p92EF-40g | DEER2015 | WaterHeater-Calculator-v1.1 | 2015-03-19 14:46 | SCE | OfS | Ex | Any | CZ15 | Each | 0.0642 | 10000 |  | -54.5 | -0.0144 | 504 | -54.5 | -0.0144 | 504 | -54.5 | -0.0144 | 453 | -54.5 | -0.0144 | 453 |  |  | 2 | Office - Small | Existing | Palm Springs-Intl (El Centro for pre-2014) | SCE
NG-WtrHt-SmlInst-Gas-150kBtuh-lt2G-0p92EF-40g | DEER2015 | WaterHeater-Calculator-v1.1 | 2015-03-19 14:46 | SCE | OfS | Ex | Any | CZ16 | Each | 0.0642 | 10000 |  | -76.2 | -0.0224 | 903 | -76.2 | -0.0224 | 903 | -76.2 | -0.0224 | 834 | -76.2 | -0.0224 | 834 |  |  | 2 | Office - Small | Existing | Blue Canyon (Mount Shasta for pre-2014) | SCE
NG-WtrHt-SmlInst-Gas-150kBtuh-lt2G-0p92EF-40g | DEER2015 | WaterHeater-Calculator-v1.1 | 2015-03-19 14:46 | SCE | OfS | Ex | Any | IOU | Each | 0.0642 | 10000 |  | -65.2 | -0.0191 | 588 | -65.2 | -0.0191 | 588 | -65.2 | -0.0191 | 532 | -65.2 | -0.0191 | 532 |  |  | 2 | Office - Small | Existing | IOU Territory | SCE
NG-WtrHt-SmlInst-Gas-150kBtuh-lt2G-0p92EF-40g | DEER2015 | WaterHeater-Calculator-v1.1 | 2015-03-19 14:46 | SCE | RFF | Ex | Any | CZ05 | Each | 0.393 | 4000 |  | -76.7 | -0.00948 | 680 | -76.7 | -0.00948 | 680 | -76.7 | -0.00948 | 618 | -76.7 | -0.00948 | 618 |  |  | 2 | Restaurant - Fast-Food | Existing | Santa Maria Area | SCE
NG-WtrHt-SmlInst-Gas-150kBtuh-lt2G-0p92EF-40g | DEER2015 | WaterHeater-Calculator-v1.1 | 2015-03-19 14:46 | SCE | RFF | Ex | Any | CZ06 | Each | 0.393 | 4000 |  | -71 | -0.00863 | 626 | -71 | -0.00863 | 626 | -71 | -0.00863 | 568 | -71 | -0.00863 | 568 |  |  | 2 | Restaurant - Fast-Food | Existing | Torrance (Los Angeles for pre-2014) | SCE
NG-WtrHt-SmlInst-Gas-150kBtuh-lt2G-0p92EF-40g | DEER2015 | WaterHeater-Calculator-v1.1 | 2015-03-19 14:46 | SCE | RFF | Ex | Any | CZ08 | Each | 0.393 | 4000 |  | -69 | -0.00834 | 611 | -69 | -0.00834 | 611 | -69 | -0.00834 | 554 | -69 | -0.00834 | 554 |  |  | 2 | Restaurant - Fast-Food | Existing | Fullerton (El Toro for pre-2014) | SCE
NG-WtrHt-SmlInst-Gas-150kBtuh-lt2G-0p92EF-40g | DEER2015 | WaterHeater-Calculator-v1.1 | 2015-03-19 14:46 | SCE | RFF | Ex | Any | CZ09 | Each | 0.393 | 4000 |  | -69 | -0.00822 | 610 | -69 | -0.00822 | 610 | -69 | -0.00822 | 553 | -69 | -0.00822 | 553 |  |  | 2 | Restaurant - Fast-Food | Existing | Burbank-Glendale (Pasadena for pre-2014) | SCE
NG-WtrHt-SmlInst-Gas-150kBtuh-lt2G-0p92EF-40g | DEER2015 | WaterHeater-Calculator-v1.1 | 2015-03-19 14:46 | SCE | RFF | Ex | Any | CZ10 | Each | 0.393 | 4000 |  | -68.6 | -0.00807 | 604 | -68.6 | -0.00807 | 604 | -68.6 | -0.00807 | 550 | -68.6 | -0.00807 | 550 |  |  | 2 | Restaurant - Fast-Food | Existing | Riverside | SCE
NG-WtrHt-SmlInst-Gas-150kBtuh-lt2G-0p92EF-40g | DEER2015 | WaterHeater-Calculator-v1.1 | 2015-03-19 14:46 | SCE | RFF | Ex | Any | CZ13 | Each | 0.393 | 4000 |  | -68.7 | -0.00797 | 609 | -68.7 | -0.00797 | 609 | -68.7 | -0.00797 | 553 | -68.7 | -0.00797 | 553 |  |  | 2 | Restaurant - Fast-Food | Existing | Fresno Area | SCE
NG-WtrHt-SmlInst-Gas-150kBtuh-lt2G-0p92EF-40g | DEER2015 | WaterHeater-Calculator-v1.1 | 2015-03-19 14:46 | SCE | RFF | Ex | Any | CZ14 | Each | 0.393 | 4000 |  | -70.1 | -0.00771 | 620 | -70.1 | -0.00771 | 620 | -70.1 | -0.00771 | 565 | -70.1 | -0.00771 | 565 |  |  | 2 | Restaurant - Fast-Food | Existing | Palmdale (China Lake for pre-2014) | SCE
NG-WtrHt-SmlInst-Gas-150kBtuh-lt2G-0p92EF-40g | DEER2015 | WaterHeater-Calculator-v1.1 | 2015-03-19 14:46 | SCE | RFF | Ex | Any | CZ15 | Each | 0.393 | 4000 |  | -57.7 | -0.00617 | 524 | -57.7 | -0.00617 | 524 | -57.7 | -0.00617 | 473 | -57.7 | -0.00617 | 473 |  |  | 2 | Restaurant - Fast-Food | Existing | Palm Springs-Intl (El Centro for pre-2014) | SCE
NG-WtrHt-SmlInst-Gas-150kBtuh-lt2G-0p92EF-40g | DEER2015 | WaterHeater-Calculator-v1.1 | 2015-03-19 14:46 | SCE | RFF | Ex | Any | CZ16 | Each | 0.393 | 4000 |  | -80.7 | -0.00959 | 714 | -80.7 | -0.00959 | 714 | -80.7 | -0.00959 | 654 | -80.7 | -0.00959 | 654 |  |  | 2 | Restaurant - Fast-Food | Existing | Blue Canyon (Mount Shasta for pre-2014) | SCE
NG-WtrHt-SmlInst-Gas-150kBtuh-lt2G-0p92EF-40g | DEER2015 | WaterHeater-Calculator-v1.1 | 2015-03-19 14:46 | SCE | RFF | Ex | Any | IOU | Each | 0.393 | 4000 |  | -69.2 | -0.00822 | 612 | -69.2 | -0.00822 | 612 | -69.2 | -0.00822 | 555 | -69.2 | -0.00822 | 555 |  |  | 2 | Restaurant - Fast-Food | Existing | IOU Territory | SCE
NG-WtrHt-SmlInst-Gas-150kBtuh-lt2G-0p92EF-40g | DEER2015 | WaterHeater-Calculator-v1.1 | 2015-03-19 14:46 | SCE | RSD | Ex | Any | CZ05 | Each | 0.676 | 2000 |  | -81.8 | -0.014 | 709 | -81.8 | -0.014 | 709 | -81.8 | -0.014 | 647 | -81.8 | -0.014 | 647 |  |  | 2 | Restaurant - Sit-Down | Existing | Santa Maria Area | SCE
NG-WtrHt-SmlInst-Gas-150kBtuh-lt2G-0p92EF-40g | DEER2015 | WaterHeater-Calculator-v1.1 | 2015-03-19 14:46 | SCE | RSD | Ex | Any | CZ06 | Each | 0.676 | 2000 |  | -75.7 | -0.0127 | 657 | -75.7 | -0.0127 | 657 | -75.7 | -0.0127 | 599 | -75.7 | -0.0127 | 599 |  |  | 2 | Restaurant - Sit-Down | Existing | Torrance (Los Angeles for pre-2014) | SCE
NG-WtrHt-SmlInst-Gas-150kBtuh-lt2G-0p92EF-40g | DEER2015 | WaterHeater-Calculator-v1.1 | 2015-03-19 14:46 | SCE | RSD | Ex | Any | CZ08 | Each | 0.676 | 2000 |  | -73.6 | -0.0123 | 640 | -73.6 | -0.0123 | 640 | -73.6 | -0.0123 | 583 | -73.6 | -0.0123 | 583 |  |  | 2 | Restaurant - Sit-Down | Existing | Fullerton (El Toro for pre-2014) | SCE
NG-WtrHt-SmlInst-Gas-150kBtuh-lt2G-0p92EF-40g | DEER2015 | WaterHeater-Calculator-v1.1 | 2015-03-19 14:46 | SCE | RSD | Ex | Any | CZ09 | Each | 0.676 | 2000 |  | -73.6 | -0.0121 | 640 | -73.6 | -0.0121 | 640 | -73.6 | -0.0121 | 582 | -73.6 | -0.0121 | 582 |  |  | 2 | Restaurant - Sit-Down | Existing | Burbank-Glendale (Pasadena for pre-2014) | SCE
NG-WtrHt-SmlInst-Gas-150kBtuh-lt2G-0p92EF-40g | DEER2015 | WaterHeater-Calculator-v1.1 | 2015-03-19 14:46 | SCE | RSD | Ex | Any | CZ10 | Each | 0.676 | 2000 |  | -73.2 | -0.0119 | 634 | -73.2 | -0.0119 | 634 | -73.2 | -0.0119 | 580 | -73.2 | -0.0119 | 580 |  |  | 2 | Restaurant - Sit-Down | Existing | Riverside | SCE
NG-WtrHt-SmlInst-Gas-150kBtuh-lt2G-0p92EF-40g | DEER2015 | WaterHeater-Calculator-v1.1 | 2015-03-19 14:46 | SCE | RSD | Ex | Any | CZ13 | Each | 0.676 | 2000 |  | -73.3 | -0.0118 | 637 | -73.3 | -0.0118 | 637 | -73.3 | -0.0118 | 581 | -73.3 | -0.0118 | 581 |  |  | 2 | Restaurant - Sit-Down | Existing | Fresno Area | SCE
NG-WtrHt-SmlInst-Gas-150kBtuh-lt2G-0p92EF-40g | DEER2015 | WaterHeater-Calculator-v1.1 | 2015-03-19 14:46 | SCE | RSD | Ex | Any | CZ14 | Each | 0.676 | 2000 |  | -74.7 | -0.0114 | 648 | -74.7 | -0.0114 | 648 | -74.7 | -0.0114 | 592 | -74.7 | -0.0114 | 592 |  |  | 2 | Restaurant - Sit-Down | Existing | Palmdale (China Lake for pre-2014) | SCE
NG-WtrHt-SmlInst-Gas-150kBtuh-lt2G-0p92EF-40g | DEER2015 | WaterHeater-Calculator-v1.1 | 2015-03-19 14:46 | SCE | RSD | Ex | Any | CZ15 | Each | 0.676 | 2000 |  | -61.5 | -0.00911 | 548 | -61.5 | -0.00911 | 548 | -61.5 | -0.00911 | 498 | -61.5 | -0.00911 | 498 |  |  | 2 | Restaurant - Sit-Down | Existing | Palm Springs-Intl (El Centro for pre-2014) | SCE
NG-WtrHt-SmlInst-Gas-150kBtuh-lt2G-0p92EF-40g | DEER2015 | WaterHeater-Calculator-v1.1 | 2015-03-19 14:46 | SCE | RSD | Ex | Any | CZ16 | Each | 0.676 | 2000 |  | -86 | -0.0142 | 754 | -86 | -0.0142 | 754 | -86 | -0.0142 | 693 | -86 | -0.0142 | 693 |  |  | 2 | Restaurant - Sit-Down | Existing | Blue Canyon (Mount Shasta for pre-2014) | SCE
NG-WtrHt-SmlInst-Gas-150kBtuh-lt2G-0p92EF-40g | DEER2015 | WaterHeater-Calculator-v1.1 | 2015-03-19 14:46 | SCE | RSD | Ex | Any | IOU | Each | 0.676 | 2000 |  | -73.8 | -0.0121 | 641 | -73.8 | -0.0121 | 641 | -73.8 | -0.0121 | 585 | -73.8 | -0.0121 | 585 |  |  | 2 | Restaurant - Sit-Down | Existing | IOU Territory | SCE
NG-WtrHt-SmlInst-Gas-150kBtuh-lt2G-0p92EF-40g | DEER2015 | WaterHeater-Calculator-v1.1 | 2015-03-19 14:46 | SCE | Rt3 | Ex | Any | CZ05 | Each | 0.241 | 120000 |  | -90.9 | -0.0222 | 774 | -90.9 | -0.0222 | 774 | -90.9 | -0.0222 | 710 | -90.9 | -0.0222 | 710 |  |  | 2 | Retail - Multistory Large | Existing | Santa Maria Area | SCE
NG-WtrHt-SmlInst-Gas-150kBtuh-lt2G-0p92EF-40g | DEER2015 | WaterHeater-Calculator-v1.1 | 2015-03-19 14:46 | SCE | Rt3 | Ex | Any | CZ06 | Each | 0.241 | 120000 |  | -84.1 | -0.0202 | 713 | -84.1 | -0.0202 | 713 | -84.1 | -0.0202 | 652 | -84.1 | -0.0202 | 652 |  |  | 2 | Retail - Multistory Large | Existing | Torrance (Los Angeles for pre-2014) | SCE
NG-WtrHt-SmlInst-Gas-150kBtuh-lt2G-0p92EF-40g | DEER2015 | WaterHeater-Calculator-v1.1 | 2015-03-19 14:46 | SCE | Rt3 | Ex | Any | CZ08 | Each | 0.241 | 120000 |  | -81.9 | -0.0195 | 694 | -81.9 | -0.0195 | 694 | -81.9 | -0.0195 | 636 | -81.9 | -0.0195 | 636 |  |  | 2 | Retail - Multistory Large | Existing | Fullerton (El Toro for pre-2014) | SCE
NG-WtrHt-SmlInst-Gas-150kBtuh-lt2G-0p92EF-40g | DEER2015 | WaterHeater-Calculator-v1.1 | 2015-03-19 14:46 | SCE | Rt3 | Ex | Any | CZ09 | Each | 0.241 | 120000 |  | -81.8 | -0.0192 | 693 | -81.8 | -0.0192 | 693 | -81.8 | -0.0192 | 635 | -81.8 | -0.0192 | 635 |  |  | 2 | Retail - Multistory Large | Existing | Burbank-Glendale (Pasadena for pre-2014) | SCE
NG-WtrHt-SmlInst-Gas-150kBtuh-lt2G-0p92EF-40g | DEER2015 | WaterHeater-Calculator-v1.1 | 2015-03-19 14:46 | SCE | Rt3 | Ex | Any | CZ10 | Each | 0.241 | 120000 |  | -81.4 | -0.0189 | 686 | -81.4 | -0.0189 | 686 | -81.4 | -0.0189 | 632 | -81.4 | -0.0189 | 632 |  |  | 2 | Retail - Multistory Large | Existing | Riverside | SCE
NG-WtrHt-SmlInst-Gas-150kBtuh-lt2G-0p92EF-40g | DEER2015 | WaterHeater-Calculator-v1.1 | 2015-03-19 14:46 | SCE | Rt3 | Ex | Any | CZ13 | Each | 0.241 | 120000 |  | -81.4 | -0.0186 | 691 | -81.4 | -0.0186 | 691 | -81.4 | -0.0186 | 635 | -81.4 | -0.0186 | 635 |  |  | 2 | Retail - Multistory Large | Existing | Fresno Area | SCE
NG-WtrHt-SmlInst-Gas-150kBtuh-lt2G-0p92EF-40g | DEER2015 | WaterHeater-Calculator-v1.1 | 2015-03-19 14:46 | SCE | Rt3 | Ex | Any | CZ14 | Each | 0.241 | 120000 |  | -83.1 | -0.018 | 706 | -83.1 | -0.018 | 706 | -83.1 | -0.018 | 649 | -83.1 | -0.018 | 649 |  |  | 2 | Retail - Multistory Large | Existing | Palmdale (China Lake for pre-2014) | SCE
NG-WtrHt-SmlInst-Gas-150kBtuh-lt2G-0p92EF-40g | DEER2015 | WaterHeater-Calculator-v1.1 | 2015-03-19 14:46 | SCE | Rt3 | Ex | Any | CZ15 | Each | 0.241 | 120000 |  | -68.4 | -0.0144 | 592 | -68.4 | -0.0144 | 592 | -68.4 | -0.0144 | 542 | -68.4 | -0.0144 | 542 |  |  | 2 | Retail - Multistory Large | Existing | Palm Springs-Intl (El Centro for pre-2014) | SCE
NG-WtrHt-SmlInst-Gas-150kBtuh-lt2G-0p92EF-40g | DEER2015 | WaterHeater-Calculator-v1.1 | 2015-03-19 14:46 | SCE | Rt3 | Ex | Any | CZ16 | Each | 0.241 | 120000 |  | -95.6 | -0.0224 | 833 | -95.6 | -0.0224 | 833 | -95.6 | -0.0224 | 771 | -95.6 | -0.0224 | 771 |  |  | 2 | Retail - Multistory Large | Existing | Blue Canyon (Mount Shasta for pre-2014) | SCE
NG-WtrHt-SmlInst-Gas-150kBtuh-lt2G-0p92EF-40g | DEER2015 | WaterHeater-Calculator-v1.1 | 2015-03-19 14:46 | SCE | Rt3 | Ex | Any | IOU | Each | 0.241 | 120000 |  | -82.1 | -0.0193 | 695 | -82.1 | -0.0193 | 695 | -82.1 | -0.0193 | 638 | -82.1 | -0.0193 | 638 |  |  | 2 | Retail - Multistory Large | Existing | IOU Territory | SCE
NG-WtrHt-SmlInst-Gas-150kBtuh-lt2G-0p92EF-40g | DEER2015 | WaterHeater-Calculator-v1.1 | 2015-03-19 14:46 | SCE | RtL | Ex | Any | CZ05 | Each | 0.134 | 131000 |  | -102 | -0.0126 | 866 | -102 | -0.0126 | 866 | -102 | -0.0126 | 798 | -102 | -0.0126 | 798 |  |  | 2 | Retail - Single-Story Large | Existing | Santa Maria Area | SCE
NG-WtrHt-SmlInst-Gas-150kBtuh-lt2G-0p92EF-40g | DEER2015 | WaterHeater-Calculator-v1.1 | 2015-03-19 14:46 | SCE | RtL | Ex | Any | CZ06 | Each | 0.134 | 131000 |  | -94.3 | -0.0115 | 779 | -94.3 | -0.0115 | 779 | -94.3 | -0.0115 | 718 | -94.3 | -0.0115 | 718 |  |  | 2 | Retail - Single-Story Large | Existing | Torrance (Los Angeles for pre-2014) | SCE
NG-WtrHt-SmlInst-Gas-150kBtuh-lt2G-0p92EF-40g | DEER2015 | WaterHeater-Calculator-v1.1 | 2015-03-19 14:46 | SCE | RtL | Ex | Any | CZ08 | Each | 0.134 | 131000 |  | -91.8 | -0.0111 | 759 | -91.8 | -0.0111 | 759 | -91.8 | -0.0111 | 699 | -91.8 | -0.0111 | 699 |  |  | 2 | Retail - Single-Story Large | Existing | Fullerton (El Toro for pre-2014) | SCE
NG-WtrHt-SmlInst-Gas-150kBtuh-lt2G-0p92EF-40g | DEER2015 | WaterHeater-Calculator-v1.1 | 2015-03-19 14:46 | SCE | RtL | Ex | Any | CZ09 | Each | 0.134 | 131000 |  | -91.7 | -0.011 | 757 | -91.7 | -0.011 | 757 | -91.7 | -0.011 | 698 | -91.7 | -0.011 | 698 |  |  | 2 | Retail - Single-Story Large | Existing | Burbank-Glendale (Pasadena for pre-2014) | SCE
NG-WtrHt-SmlInst-Gas-150kBtuh-lt2G-0p92EF-40g | DEER2015 | WaterHeater-Calculator-v1.1 | 2015-03-19 14:46 | SCE | RtL | Ex | Any | CZ10 | Each | 0.134 | 131000 |  | -91.3 | -0.0108 | 750 | -91.3 | -0.0108 | 750 | -91.3 | -0.0108 | 695 | -91.3 | -0.0108 | 695 |  |  | 2 | Retail - Single-Story Large | Existing | Riverside | SCE
NG-WtrHt-SmlInst-Gas-150kBtuh-lt2G-0p92EF-40g | DEER2015 | WaterHeater-Calculator-v1.1 | 2015-03-19 14:46 | SCE | RtL | Ex | Any | CZ13 | Each | 0.134 | 131000 |  | -91.3 | -0.0106 | 764 | -91.3 | -0.0106 | 764 | -91.3 | -0.0106 | 705 | -91.3 | -0.0106 | 705 |  |  | 2 | Retail - Single-Story Large | Existing | Fresno Area | SCE
NG-WtrHt-SmlInst-Gas-150kBtuh-lt2G-0p92EF-40g | DEER2015 | WaterHeater-Calculator-v1.1 | 2015-03-19 14:46 | SCE | RtL | Ex | Any | CZ14 | Each | 0.134 | 131000 |  | -93.2 | -0.0103 | 785 | -93.2 | -0.0103 | 785 | -93.2 | -0.0103 | 725 | -93.2 | -0.0103 | 725 |  |  | 2 | Retail - Single-Story Large | Existing | Palmdale (China Lake for pre-2014) | SCE
NG-WtrHt-SmlInst-Gas-150kBtuh-lt2G-0p92EF-40g | DEER2015 | WaterHeater-Calculator-v1.1 | 2015-03-19 14:46 | SCE | RtL | Ex | Any | CZ15 | Each | 0.134 | 131000 |  | -76.7 | -0.00823 | 646 | -76.7 | -0.00823 | 646 | -76.7 | -0.00823 | 595 | -76.7 | -0.00823 | 595 |  |  | 2 | Retail - Single-Story Large | Existing | Palm Springs-Intl (El Centro for pre-2014) | SCE
NG-WtrHt-SmlInst-Gas-150kBtuh-lt2G-0p92EF-40g | DEER2015 | WaterHeater-Calculator-v1.1 | 2015-03-19 14:46 | SCE | RtL | Ex | Any | CZ16 | Each | 0.134 | 131000 |  | -107 | -0.0128 | 949 | -107 | -0.0128 | 949 | -107 | -0.0128 | 885 | -107 | -0.0128 | 885 |  |  | 2 | Retail - Single-Story Large | Existing | Blue Canyon (Mount Shasta for pre-2014) | SCE
NG-WtrHt-SmlInst-Gas-150kBtuh-lt2G-0p92EF-40g | DEER2015 | WaterHeater-Calculator-v1.1 | 2015-03-19 14:46 | SCE | RtL | Ex | Any | IOU | Each | 0.134 | 131000 |  | -92 | -0.011 | 761 | -92 | -0.011 | 761 | -92 | -0.011 | 703 | -92 | -0.011 | 703 |  |  | 2 | Retail - Single-Story Large | Existing | IOU Territory | SCE
NG-WtrHt-SmlInst-Gas-150kBtuh-lt2G-0p92EF-40g | DEER2015 | WaterHeater-Calculator-v1.1 | 2015-03-19 14:46 | SCE | RtS | Ex | Any | CZ05 | Each | 0.0585 | 8000 |  | -81.2 | -0.02 | 711 | -81.2 | -0.02 | 711 | -81.2 | -0.02 | 647 | -81.2 | -0.02 | 647 |  |  | 2 | Retail - Small | Existing | Santa Maria Area | SCE
NG-WtrHt-SmlInst-Gas-150kBtuh-lt2G-0p92EF-40g | DEER2015 | WaterHeater-Calculator-v1.1 | 2015-03-19 14:46 | SCE | RtS | Ex | Any | CZ06 | Each | 0.0585 | 8000 |  | -75.1 | -0.0182 | 654 | -75.1 | -0.0182 | 654 | -75.1 | -0.0182 | 595 | -75.1 | -0.0182 | 595 |  |  | 2 | Retail - Small | Existing | Torrance (Los Angeles for pre-2014) | SCE
NG-WtrHt-SmlInst-Gas-150kBtuh-lt2G-0p92EF-40g | DEER2015 | WaterHeater-Calculator-v1.1 | 2015-03-19 14:46 | SCE | RtS | Ex | Any | CZ08 | Each | 0.0585 | 8000 |  | -73.1 | -0.0176 | 638 | -73.1 | -0.0176 | 638 | -73.1 | -0.0176 | 580 | -73.1 | -0.0176 | 580 |  |  | 2 | Retail - Small | Existing | Fullerton (El Toro for pre-2014) | SCE
NG-WtrHt-SmlInst-Gas-150kBtuh-lt2G-0p92EF-40g | DEER2015 | WaterHeater-Calculator-v1.1 | 2015-03-19 14:46 | SCE | RtS | Ex | Any | CZ09 | Each | 0.0585 | 8000 |  | -73 | -0.0173 | 636 | -73 | -0.0173 | 636 | -73 | -0.0173 | 579 | -73 | -0.0173 | 579 |  |  | 2 | Retail - Small | Existing | Burbank-Glendale (Pasadena for pre-2014) | SCE
NG-WtrHt-SmlInst-Gas-150kBtuh-lt2G-0p92EF-40g | DEER2015 | WaterHeater-Calculator-v1.1 | 2015-03-19 14:46 | SCE | RtS | Ex | Any | CZ10 | Each | 0.0585 | 8000 |  | -72.7 | -0.017 | 630 | -72.7 | -0.017 | 630 | -72.7 | -0.017 | 576 | -72.7 | -0.017 | 576 |  |  | 2 | Retail - Small | Existing | Riverside | SCE
NG-WtrHt-SmlInst-Gas-150kBtuh-lt2G-0p92EF-40g | DEER2015 | WaterHeater-Calculator-v1.1 | 2015-03-19 14:46 | SCE | RtS | Ex | Any | CZ13 | Each | 0.0585 | 8000 |  | -72.7 | -0.0168 | 634 | -72.7 | -0.0168 | 634 | -72.7 | -0.0168 | 579 | -72.7 | -0.0168 | 579 |  |  | 2 | Retail - Small | Existing | Fresno Area | SCE
NG-WtrHt-SmlInst-Gas-150kBtuh-lt2G-0p92EF-40g | DEER2015 | WaterHeater-Calculator-v1.1 | 2015-03-19 14:46 | SCE | RtS | Ex | Any | CZ14 | Each | 0.0585 | 8000 |  | -74.2 | -0.0162 | 649 | -74.2 | -0.0162 | 649 | -74.2 | -0.0162 | 592 | -74.2 | -0.0162 | 592 |  |  | 2 | Retail - Small | Existing | Palmdale (China Lake for pre-2014) | SCE
NG-WtrHt-SmlInst-Gas-150kBtuh-lt2G-0p92EF-40g | DEER2015 | WaterHeater-Calculator-v1.1 | 2015-03-19 14:46 | SCE | RtS | Ex | Any | CZ15 | Each | 0.0585 | 8000 |  | -61.1 | -0.013 | 544 | -61.1 | -0.013 | 544 | -61.1 | -0.013 | 495 | -61.1 | -0.013 | 495 |  |  | 2 | Retail - Small | Existing | Palm Springs-Intl (El Centro for pre-2014) | SCE
NG-WtrHt-SmlInst-Gas-150kBtuh-lt2G-0p92EF-40g | DEER2015 | WaterHeater-Calculator-v1.1 | 2015-03-19 14:46 | SCE | RtS | Ex | Any | CZ16 | Each | 0.0585 | 8000 |  | -85.4 | -0.0202 | 779 | -85.4 | -0.0202 | 779 | -85.4 | -0.0202 | 717 | -85.4 | -0.0202 | 717 |  |  | 2 | Retail - Small | Existing | Blue Canyon (Mount Shasta for pre-2014) | SCE
NG-WtrHt-SmlInst-Gas-150kBtuh-lt2G-0p92EF-40g | DEER2015 | WaterHeater-Calculator-v1.1 | 2015-03-19 14:46 | SCE | RtS | Ex | Any | IOU | Each | 0.0585 | 8000 |  | -73.3 | -0.0174 | 639 | -73.3 | -0.0174 | 639 | -73.3 | -0.0174 | 582 | -73.3 | -0.0174 | 582 |  |  | 2 | Retail - Small | Existing | IOU Territory | SCE
NG-WtrHt-SmlInst-Gas-150kBtuh-lt2G-0p92EF-40g | DEER2015 | WaterHeater-Calculator-v1.1 | 2015-03-19 14:46 | SCE | s_Agr | Ex | Any | CZ05 | Each | 0.719 | 82000 |  | -79.9 | -0.0229 | 754 | -79.9 | -0.0229 | 754 | -79.9 | -0.0229 | 683 | -79.9 | -0.0229 | 683 |  |  | 2 | SCE Agricultrural | Existing | Santa Maria Area | SCE
NG-WtrHt-SmlInst-Gas-150kBtuh-lt2G-0p92EF-40g | DEER2015 | WaterHeater-Calculator-v1.1 | 2015-03-19 14:46 | SCE | s_Agr | Ex | Any | CZ06 | Each | 0.719 | 82000 |  | -74 | -0.0208 | 646 | -74 | -0.0208 | 646 | -74 | -0.0208 | 587 | -74 | -0.0208 | 587 |  |  | 2 | SCE Agricultrural | Existing | Torrance (Los Angeles for pre-2014) | SCE
NG-WtrHt-SmlInst-Gas-150kBtuh-lt2G-0p92EF-40g | DEER2015 | WaterHeater-Calculator-v1.1 | 2015-03-19 14:46 | SCE | s_Agr | Ex | Any | CZ08 | Each | 0.719 | 82000 |  | -72 | -0.0201 | 629 | -72 | -0.0201 | 629 | -72 | -0.0201 | 572 | -72 | -0.0201 | 572 |  |  | 2 | SCE Agricultrural | Existing | Fullerton (El Toro for pre-2014) | SCE
NG-WtrHt-SmlInst-Gas-150kBtuh-lt2G-0p92EF-40g | DEER2015 | WaterHeater-Calculator-v1.1 | 2015-03-19 14:46 | SCE | s_Agr | Ex | Any | CZ09 | Each | 0.719 | 82000 |  | -71.9 | -0.0198 | 629 | -71.9 | -0.0198 | 629 | -71.9 | -0.0198 | 571 | -71.9 | -0.0198 | 571 |  |  | 2 | SCE Agricultrural | Existing | Burbank-Glendale (Pasadena for pre-2014) | SCE
NG-WtrHt-SmlInst-Gas-150kBtuh-lt2G-0p92EF-40g | DEER2015 | WaterHeater-Calculator-v1.1 | 2015-03-19 14:46 | SCE | s_Agr | Ex | Any | CZ10 | Each | 0.719 | 82000 |  | -71.5 | -0.0194 | 621 | -71.5 | -0.0194 | 621 | -71.5 | -0.0194 | 569 | -71.5 | -0.0194 | 569 |  |  | 2 | SCE Agricultrural | Existing | Riverside | SCE
NG-WtrHt-SmlInst-Gas-150kBtuh-lt2G-0p92EF-40g | DEER2015 | WaterHeater-Calculator-v1.1 | 2015-03-19 14:46 | SCE | s_Agr | Ex | Any | CZ13 | Each | 0.719 | 82000 |  | -71.6 | -0.0192 | 650 | -71.6 | -0.0192 | 650 | -71.6 | -0.0192 | 590 | -71.6 | -0.0192 | 590 |  |  | 2 | SCE Agricultrural | Existing | Fresno Area | SCE
NG-WtrHt-SmlInst-Gas-150kBtuh-lt2G-0p92EF-40g | DEER2015 | WaterHeater-Calculator-v1.1 | 2015-03-19 14:46 | SCE | s_Agr | Ex | Any | CZ14 | Each | 0.719 | 82000 |  | -73.1 | -0.0186 | 677 | -73.1 | -0.0186 | 677 | -73.1 | -0.0186 | 617 | -73.1 | -0.0186 | 617 |  |  | 2 | SCE Agricultrural | Existing | Palmdale (China Lake for pre-2014) | SCE
NG-WtrHt-SmlInst-Gas-150kBtuh-lt2G-0p92EF-40g | DEER2015 | WaterHeater-Calculator-v1.1 | 2015-03-19 14:46 | SCE | s_Agr | Ex | Any | CZ15 | Each | 0.719 | 82000 |  | -60.1 | -0.0149 | 538 | -60.1 | -0.0149 | 538 | -60.1 | -0.0149 | 489 | -60.1 | -0.0149 | 489 |  |  | 2 | SCE Agricultrural | Existing | Palm Springs-Intl (El Centro for pre-2014) | SCE
NG-WtrHt-SmlInst-Gas-150kBtuh-lt2G-0p92EF-40g | DEER2015 | WaterHeater-Calculator-v1.1 | 2015-03-19 14:46 | SCE | s_Agr | Ex | Any | CZ16 | Each | 0.719 | 82000 |  | -84.1 | -0.0231 | 963 | -84.1 | -0.0231 | 963 | -84.1 | -0.0231 | 892 | -84.1 | -0.0231 | 892 |  |  | 2 | SCE Agricultrural | Existing | Blue Canyon (Mount Shasta for pre-2014) | SCE
NG-WtrHt-SmlInst-Gas-150kBtuh-lt2G-0p92EF-40g | DEER2015 | WaterHeater-Calculator-v1.1 | 2015-03-19 14:46 | SCE | s_Agr | Ex | Any | IOU | Each | 0.719 | 82000 |  | -72 | -0.0198 | 636 | -72 | -0.0198 | 636 | -72 | -0.0198 | 579 | -72 | -0.0198 | 579 |  |  | 2 | SCE Agricultrural | Existing | IOU Territory | SCE
NG-WtrHt-SmlInst-Gas-150kBtuh-lt2G-0p92EF-40g | DEER2015 | WaterHeater-Calculator-v1.1 | 2015-03-19 14:46 | SCE | s_Cli | Ex | Any | CZ05 | Each | 1.49 | 65000 |  | -125 | -0.0202 | 1020 | -125 | -0.0202 | 1020 | -125 | -0.0202 | 949 | -125 | -0.0202 | 949 |  |  | 2 | SCE Health/Medical Clinic | Existing | Santa Maria Area | SCE
NG-WtrHt-SmlInst-Gas-150kBtuh-lt2G-0p92EF-40g | DEER2015 | WaterHeater-Calculator-v1.1 | 2015-03-19 14:46 | SCE | s_Cli | Ex | Any | CZ06 | Each | 1.49 | 65000 |  | -116 | -0.0184 | 911 | -116 | -0.0184 | 911 | -116 | -0.0184 | 849 | -116 | -0.0184 | 849 |  |  | 2 | SCE Health/Medical Clinic | Existing | Torrance (Los Angeles for pre-2014) | SCE
NG-WtrHt-SmlInst-Gas-150kBtuh-lt2G-0p92EF-40g | DEER2015 | WaterHeater-Calculator-v1.1 | 2015-03-19 14:46 | SCE | s_Cli | Ex | Any | CZ08 | Each | 1.49 | 65000 |  | -113 | -0.0178 | 889 | -113 | -0.0178 | 889 | -113 | -0.0178 | 828 | -113 | -0.0178 | 828 |  |  | 2 | SCE Health/Medical Clinic | Existing | Fullerton (El Toro for pre-2014) | SCE
NG-WtrHt-SmlInst-Gas-150kBtuh-lt2G-0p92EF-40g | DEER2015 | WaterHeater-Calculator-v1.1 | 2015-03-19 14:46 | SCE | s_Cli | Ex | Any | CZ09 | Each | 1.49 | 65000 |  | -113 | -0.0176 | 889 | -113 | -0.0176 | 889 | -113 | -0.0176 | 828 | -113 | -0.0176 | 828 |  |  | 2 | SCE Health/Medical Clinic | Existing | Burbank-Glendale (Pasadena for pre-2014) | SCE
NG-WtrHt-SmlInst-Gas-150kBtuh-lt2G-0p92EF-40g | DEER2015 | WaterHeater-Calculator-v1.1 | 2015-03-19 14:46 | SCE | s_Cli | Ex | Any | CZ10 | Each | 1.49 | 65000 |  | -112 | -0.0172 | 881 | -112 | -0.0172 | 881 | -112 | -0.0172 | 826 | -112 | -0.0172 | 826 |  |  | 2 | SCE Health/Medical Clinic | Existing | Riverside | SCE
NG-WtrHt-SmlInst-Gas-150kBtuh-lt2G-0p92EF-40g | DEER2015 | WaterHeater-Calculator-v1.1 | 2015-03-19 14:46 | SCE | s_Cli | Ex | Any | CZ13 | Each | 1.49 | 65000 |  | -112 | -0.017 | 903 | -112 | -0.017 | 903 | -112 | -0.017 | 840 | -112 | -0.017 | 840 |  |  | 2 | SCE Health/Medical Clinic | Existing | Fresno Area | SCE
NG-WtrHt-SmlInst-Gas-150kBtuh-lt2G-0p92EF-40g | DEER2015 | WaterHeater-Calculator-v1.1 | 2015-03-19 14:46 | SCE | s_Cli | Ex | Any | CZ14 | Each | 1.49 | 65000 |  | -115 | -0.0165 | 926 | -115 | -0.0165 | 926 | -115 | -0.0165 | 864 | -115 | -0.0165 | 864 |  |  | 2 | SCE Health/Medical Clinic | Existing | Palmdale (China Lake for pre-2014) | SCE
NG-WtrHt-SmlInst-Gas-150kBtuh-lt2G-0p92EF-40g | DEER2015 | WaterHeater-Calculator-v1.1 | 2015-03-19 14:46 | SCE | s_Cli | Ex | Any | CZ15 | Each | 1.49 | 65000 |  | -94.2 | -0.0132 | 760 | -94.2 | -0.0132 | 760 | -94.2 | -0.0132 | 706 | -94.2 | -0.0132 | 706 |  |  | 2 | SCE Health/Medical Clinic | Existing | Palm Springs-Intl (El Centro for pre-2014) | SCE
NG-WtrHt-SmlInst-Gas-150kBtuh-lt2G-0p92EF-40g | DEER2015 | WaterHeater-Calculator-v1.1 | 2015-03-19 14:46 | SCE | s_Cli | Ex | Any | CZ16 | Each | 1.49 | 65000 |  | -132 | -0.0204 | 1200 | -132 | -0.0204 | 1200 | -132 | -0.0204 | 1130 | -132 | -0.0204 | 1130 |  |  | 2 | SCE Health/Medical Clinic | Existing | Blue Canyon (Mount Shasta for pre-2014) | SCE
NG-WtrHt-SmlInst-Gas-150kBtuh-lt2G-0p92EF-40g | DEER2015 | WaterHeater-Calculator-v1.1 | 2015-03-19 14:46 | SCE | s_Cli | Ex | Any | IOU | Each | 1.49 | 65000 |  | -113 | -0.0176 | 897 | -113 | -0.0176 | 897 | -113 | -0.0176 | 837 | -113 | -0.0176 | 837 |  |  | 2 | SCE Health/Medical Clinic | Existing | IOU Territory | SCE
NG-WtrHt-SmlInst-Gas-150kBtuh-lt2G-0p92EF-40g | DEER2015 | WaterHeater-Calculator-v1.1 | 2015-03-19 14:46 | SCE | SCn | Ex | Any | CZ05 | Each | 0.297 | 500000 |  | -90.9 | -0.0263 | 994 | -90.9 | -0.0263 | 994 | -90.9 | -0.0263 | 902 | -90.9 | -0.0263 | 902 |  |  | 2 | Storage - Conditioned | Existing | Santa Maria Area | SCE
NG-WtrHt-SmlInst-Gas-150kBtuh-lt2G-0p92EF-40g | DEER2015 | WaterHeater-Calculator-v1.1 | 2015-03-19 14:46 | SCE | SCn | Ex | Any | CZ06 | Each | 0.297 | 500000 |  | -84.1 | -0.024 | 715 | -84.1 | -0.024 | 715 | -84.1 | -0.024 | 652 | -84.1 | -0.024 | 652 |  |  | 2 | Storage - Conditioned | Existing | Torrance (Los Angeles for pre-2014) | SCE
NG-WtrHt-SmlInst-Gas-150kBtuh-lt2G-0p92EF-40g | DEER2015 | WaterHeater-Calculator-v1.1 | 2015-03-19 14:46 | SCE | SCn | Ex | Any | CZ08 | Each | 0.297 | 500000 |  | -81.8 | -0.0232 | 694 | -81.8 | -0.0232 | 694 | -81.8 | -0.0232 | 636 | -81.8 | -0.0232 | 636 |  |  | 2 | Storage - Conditioned | Existing | Fullerton (El Toro for pre-2014) | SCE
NG-WtrHt-SmlInst-Gas-150kBtuh-lt2G-0p92EF-40g | DEER2015 | WaterHeater-Calculator-v1.1 | 2015-03-19 14:46 | SCE | SCn | Ex | Any | CZ09 | Each | 0.297 | 500000 |  | -81.8 | -0.0228 | 692 | -81.8 | -0.0228 | 692 | -81.8 | -0.0228 | 635 | -81.8 | -0.0228 | 635 |  |  | 2 | Storage - Conditioned | Existing | Burbank-Glendale (Pasadena for pre-2014) | SCE
NG-WtrHt-SmlInst-Gas-150kBtuh-lt2G-0p92EF-40g | DEER2015 | WaterHeater-Calculator-v1.1 | 2015-03-19 14:46 | SCE | SCn | Ex | Any | CZ10 | Each | 0.297 | 500000 |  | -81.4 | -0.0224 | 681 | -81.4 | -0.0224 | 681 | -81.4 | -0.0224 | 632 | -81.4 | -0.0224 | 632 |  |  | 2 | Storage - Conditioned | Existing | Riverside | SCE
NG-WtrHt-SmlInst-Gas-150kBtuh-lt2G-0p92EF-40g | DEER2015 | WaterHeater-Calculator-v1.1 | 2015-03-19 14:46 | SCE | SCn | Ex | Any | CZ13 | Each | 0.297 | 500000 |  | -81.4 | -0.0221 | 780 | -81.4 | -0.0221 | 780 | -81.4 | -0.0221 | 713 | -81.4 | -0.0221 | 713 |  |  | 2 | Storage - Conditioned | Existing | Fresno Area | SCE
NG-WtrHt-SmlInst-Gas-150kBtuh-lt2G-0p92EF-40g | DEER2015 | WaterHeater-Calculator-v1.1 | 2015-03-19 14:46 | SCE | SCn | Ex | Any | CZ14 | Each | 0.297 | 500000 |  | -83.1 | -0.0214 | 849 | -83.1 | -0.0214 | 849 | -83.1 | -0.0214 | 783 | -83.1 | -0.0214 | 783 |  |  | 2 | Storage - Conditioned | Existing | Palmdale (China Lake for pre-2014) | SCE
NG-WtrHt-SmlInst-Gas-150kBtuh-lt2G-0p92EF-40g | DEER2015 | WaterHeater-Calculator-v1.1 | 2015-03-19 14:46 | SCE | SCn | Ex | Any | CZ15 | Each | 0.297 | 500000 |  | -68.4 | -0.0171 | 588 | -68.4 | -0.0171 | 588 | -68.4 | -0.0171 | 542 | -68.4 | -0.0171 | 542 |  |  | 2 | Storage - Conditioned | Existing | Palm Springs-Intl (El Centro for pre-2014) | SCE
NG-WtrHt-SmlInst-Gas-150kBtuh-lt2G-0p92EF-40g | DEER2015 | WaterHeater-Calculator-v1.1 | 2015-03-19 14:46 | SCE | SCn | Ex | Any | CZ16 | Each | 0.297 | 500000 |  | -95.6 | -0.0266 | 1470 | -95.6 | -0.0266 | 1470 | -95.6 | -0.0266 | 1390 | -95.6 | -0.0266 | 1390 |  |  | 2 | Storage - Conditioned | Existing | Blue Canyon (Mount Shasta for pre-2014) | SCE
NG-WtrHt-SmlInst-Gas-150kBtuh-lt2G-0p92EF-40g | DEER2015 | WaterHeater-Calculator-v1.1 | 2015-03-19 14:46 | SCE | SCn | Ex | Any | IOU | Each | 0.297 | 500000 |  | -82 | -0.023 | 699 | -82 | -0.023 | 699 | -82 | -0.023 | 643 | -82 | -0.023 | 643 |  |  | 2 | Storage - Conditioned | Existing | IOU Territory | SCE
NG-WtrHt-SmlInst-Gas-150kBtuh-lt2G-0p92EF-40g | DEER2015 | WaterHeater-Calculator-v1.1 | 2015-03-19 14:46 | SCE | s_FSt | Ex | Any | CZ05 | Each | 0.457 | 29000 |  | -113 | -0.0225 | 943 | -113 | -0.0225 | 943 | -113 | -0.0225 | 874 | -113 | -0.0225 | 874 |  |  | 2 | SCE Food Store | Existing | Santa Maria Area | SCE
NG-WtrHt-SmlInst-Gas-150kBtuh-lt2G-0p92EF-40g | DEER2015 | WaterHeater-Calculator-v1.1 | 2015-03-19 14:46 | SCE | s_FSt | Ex | Any | CZ06 | Each | 0.457 | 29000 |  | -105 | -0.0204 | 845 | -105 | -0.0204 | 845 | -105 | -0.0204 | 784 | -105 | -0.0204 | 784 |  |  | 2 | SCE Food Store | Existing | Torrance (Los Angeles for pre-2014) | SCE
NG-WtrHt-SmlInst-Gas-150kBtuh-lt2G-0p92EF-40g | DEER2015 | WaterHeater-Calculator-v1.1 | 2015-03-19 14:46 | SCE | s_FSt | Ex | Any | CZ08 | Each | 0.457 | 29000 |  | -102 | -0.0198 | 826 | -102 | -0.0198 | 826 | -102 | -0.0198 | 764 | -102 | -0.0198 | 764 |  |  | 2 | SCE Food Store | Existing | Fullerton (El Toro for pre-2014) | SCE
NG-WtrHt-SmlInst-Gas-150kBtuh-lt2G-0p92EF-40g | DEER2015 | WaterHeater-Calculator-v1.1 | 2015-03-19 14:46 | SCE | s_FSt | Ex | Any | CZ09 | Each | 0.457 | 29000 |  | -102 | -0.0194 | 821 | -102 | -0.0194 | 821 | -102 | -0.0194 | 763 | -102 | -0.0194 | 763 |  |  | 2 | SCE Food Store | Existing | Burbank-Glendale (Pasadena for pre-2014) | SCE
NG-WtrHt-SmlInst-Gas-150kBtuh-lt2G-0p92EF-40g | DEER2015 | WaterHeater-Calculator-v1.1 | 2015-03-19 14:46 | SCE | s_FSt | Ex | Any | CZ10 | Each | 0.457 | 29000 |  | -101 | -0.0192 | 816 | -101 | -0.0192 | 816 | -101 | -0.0192 | 760 | -101 | -0.0192 | 760 |  |  | 2 | SCE Food Store | Existing | Riverside | SCE
NG-WtrHt-SmlInst-Gas-150kBtuh-lt2G-0p92EF-40g | DEER2015 | WaterHeater-Calculator-v1.1 | 2015-03-19 14:46 | SCE | s_FSt | Ex | Any | CZ13 | Each | 0.457 | 29000 |  | -101 | -0.0189 | 829 | -101 | -0.0189 | 829 | -101 | -0.0189 | 770 | -101 | -0.0189 | 770 |  |  | 2 | SCE Food Store | Existing | Fresno Area | SCE
NG-WtrHt-SmlInst-Gas-150kBtuh-lt2G-0p92EF-40g | DEER2015 | WaterHeater-Calculator-v1.1 | 2015-03-19 14:46 | SCE | s_FSt | Ex | Any | CZ14 | Each | 0.457 | 29000 |  | -104 | -0.0182 | 855 | -104 | -0.0182 | 855 | -104 | -0.0182 | 793 | -104 | -0.0182 | 793 |  |  | 2 | SCE Food Store | Existing | Palmdale (China Lake for pre-2014) | SCE
NG-WtrHt-SmlInst-Gas-150kBtuh-lt2G-0p92EF-40g | DEER2015 | WaterHeater-Calculator-v1.1 | 2015-03-19 14:46 | SCE | s_FSt | Ex | Any | CZ15 | Each | 0.457 | 29000 |  | -85.1 | -0.0147 | 701 | -85.1 | -0.0147 | 701 | -85.1 | -0.0147 | 649 | -85.1 | -0.0147 | 649 |  |  | 2 | SCE Food Store | Existing | Palm Springs-Intl (El Centro for pre-2014) | SCE
NG-WtrHt-SmlInst-Gas-150kBtuh-lt2G-0p92EF-40g | DEER2015 | WaterHeater-Calculator-v1.1 | 2015-03-19 14:46 | SCE | s_FSt | Ex | Any | CZ16 | Each | 0.457 | 29000 |  | -119 | -0.0227 | 1070 | -119 | -0.0227 | 1070 | -119 | -0.0227 | 994 | -119 | -0.0227 | 994 |  |  | 2 | SCE Food Store | Existing | Blue Canyon (Mount Shasta for pre-2014) | SCE
NG-WtrHt-SmlInst-Gas-150kBtuh-lt2G-0p92EF-40g | DEER2015 | WaterHeater-Calculator-v1.1 | 2015-03-19 14:46 | SCE | s_FSt | Ex | Any | IOU | Each | 0.457 | 29000 |  | -102 | -0.0196 | 830 | -102 | -0.0196 | 830 | -102 | -0.0196 | 770 | -102 | -0.0196 | 770 |  |  | 2 | SCE Food Store | Existing | IOU Territory | SCE
NG-WtrHt-SmlInst-Gas-150kBtuh-lt2G-0p92EF-40g | DEER2015 | WaterHeater-Calculator-v1.1 | 2015-03-19 14:46 | SCE | s_Ind | Ex | Any | CZ05 | Each | 1.18 | 150000 |  | -81.8 | -0.0231 | 758 | -81.8 | -0.0231 | 758 | -81.8 | -0.0231 | 688 | -81.8 | -0.0231 | 688 |  |  | 2 | SCE Industrial | Existing | Santa Maria Area | SCE
NG-WtrHt-SmlInst-Gas-150kBtuh-lt2G-0p92EF-40g | DEER2015 | WaterHeater-Calculator-v1.1 | 2015-03-19 14:46 | SCE | s_Ind | Ex | Any | CZ06 | Each | 1.18 | 150000 |  | -75.7 | -0.021 | 655 | -75.7 | -0.021 | 655 | -75.7 | -0.021 | 596 | -75.7 | -0.021 | 596 |  |  | 2 | SCE Industrial | Existing | Torrance (Los Angeles for pre-2014) | SCE
NG-WtrHt-SmlInst-Gas-150kBtuh-lt2G-0p92EF-40g | DEER2015 | WaterHeater-Calculator-v1.1 | 2015-03-19 14:46 | SCE | s_Ind | Ex | Any | CZ08 | Each | 1.18 | 150000 |  | -73.7 | -0.0203 | 639 | -73.7 | -0.0203 | 639 | -73.7 | -0.0203 | 581 | -73.7 | -0.0203 | 581 |  |  | 2 | SCE Industrial | Existing | Fullerton (El Toro for pre-2014) | SCE
NG-WtrHt-SmlInst-Gas-150kBtuh-lt2G-0p92EF-40g | DEER2015 | WaterHeater-Calculator-v1.1 | 2015-03-19 14:46 | SCE | s_Ind | Ex | Any | CZ09 | Each | 1.18 | 150000 |  | -73.6 | -0.02 | 638 | -73.6 | -0.02 | 638 | -73.6 | -0.02 | 580 | -73.6 | -0.02 | 580 |  |  | 2 | SCE Industrial | Existing | Burbank-Glendale (Pasadena for pre-2014) | SCE
NG-WtrHt-SmlInst-Gas-150kBtuh-lt2G-0p92EF-40g | DEER2015 | WaterHeater-Calculator-v1.1 | 2015-03-19 14:46 | SCE | s_Ind | Ex | Any | CZ10 | Each | 1.18 | 150000 |  | -73.2 | -0.0196 | 630 | -73.2 | -0.0196 | 630 | -73.2 | -0.0196 | 578 | -73.2 | -0.0196 | 578 |  |  | 2 | SCE Industrial | Existing | Riverside | SCE
NG-WtrHt-SmlInst-Gas-150kBtuh-lt2G-0p92EF-40g | DEER2015 | WaterHeater-Calculator-v1.1 | 2015-03-19 14:46 | SCE | s_Ind | Ex | Any | CZ13 | Each | 1.18 | 150000 |  | -73.3 | -0.0194 | 657 | -73.3 | -0.0194 | 657 | -73.3 | -0.0194 | 598 | -73.3 | -0.0194 | 598 |  |  | 2 | SCE Industrial | Existing | Fresno Area | SCE
NG-WtrHt-SmlInst-Gas-150kBtuh-lt2G-0p92EF-40g | DEER2015 | WaterHeater-Calculator-v1.1 | 2015-03-19 14:46 | SCE | s_Ind | Ex | Any | CZ14 | Each | 1.18 | 150000 |  | -74.8 | -0.0188 | 684 | -74.8 | -0.0188 | 684 | -74.8 | -0.0188 | 624 | -74.8 | -0.0188 | 624 |  |  | 2 | SCE Industrial | Existing | Palmdale (China Lake for pre-2014) | SCE
NG-WtrHt-SmlInst-Gas-150kBtuh-lt2G-0p92EF-40g | DEER2015 | WaterHeater-Calculator-v1.1 | 2015-03-19 14:46 | SCE | s_Ind | Ex | Any | CZ15 | Each | 1.18 | 150000 |  | -61.5 | -0.015 | 547 | -61.5 | -0.015 | 547 | -61.5 | -0.015 | 498 | -61.5 | -0.015 | 498 |  |  | 2 | SCE Industrial | Existing | Palm Springs-Intl (El Centro for pre-2014) | SCE
NG-WtrHt-SmlInst-Gas-150kBtuh-lt2G-0p92EF-40g | DEER2015 | WaterHeater-Calculator-v1.1 | 2015-03-19 14:46 | SCE | s_Ind | Ex | Any | CZ16 | Each | 1.18 | 150000 |  | -86.1 | -0.0233 | 974 | -86.1 | -0.0233 | 974 | -86.1 | -0.0233 | 903 | -86.1 | -0.0233 | 903 |  |  | 2 | SCE Industrial | Existing | Blue Canyon (Mount Shasta for pre-2014) | SCE
NG-WtrHt-SmlInst-Gas-150kBtuh-lt2G-0p92EF-40g | DEER2015 | WaterHeater-Calculator-v1.1 | 2015-03-19 14:46 | SCE | s_Ind | Ex | Any | IOU | Each | 1.18 | 150000 |  | -73.6 | -0.02 | 645 | -73.6 | -0.02 | 645 | -73.6 | -0.02 | 588 | -73.6 | -0.02 | 588 |  |  | 2 | SCE Industrial | Existing | IOU Territory | SCE
NG-WtrHt-SmlInst-Gas-150kBtuh-lt2G-0p92EF-40g | DEER2015 | WaterHeater-Calculator-v1.1 | 2015-03-19 14:46 | SCE | s_MiC | Ex | Any | CZ05 | Each | 0.266 | 6670 |  | -78.5 | -0.0187 | 709 | -78.5 | -0.0187 | 709 | -78.5 | -0.0187 | 644 | -78.5 | -0.0187 | 644 |  |  | 2 | SCE Miscellaneous Commercial | Existing | Santa Maria Area | SCE
NG-WtrHt-SmlInst-Gas-150kBtuh-lt2G-0p92EF-40g | DEER2015 | WaterHeater-Calculator-v1.1 | 2015-03-19 14:46 | SCE | s_MiC | Ex | Any | CZ06 | Each | 0.266 | 6670 |  | -72.6 | -0.017 | 635 | -72.6 | -0.017 | 635 | -72.6 | -0.017 | 577 | -72.6 | -0.017 | 577 |  |  | 2 | SCE Miscellaneous Commercial | Existing | Torrance (Los Angeles for pre-2014) | SCE
NG-WtrHt-SmlInst-Gas-150kBtuh-lt2G-0p92EF-40g | DEER2015 | WaterHeater-Calculator-v1.1 | 2015-03-19 14:46 | SCE | s_MiC | Ex | Any | CZ08 | Each | 0.266 | 6670 |  | -70.7 | -0.0165 | 620 | -70.7 | -0.0165 | 620 | -70.7 | -0.0165 | 563 | -70.7 | -0.0165 | 563 |  |  | 2 | SCE Miscellaneous Commercial | Existing | Fullerton (El Toro for pre-2014) | SCE
NG-WtrHt-SmlInst-Gas-150kBtuh-lt2G-0p92EF-40g | DEER2015 | WaterHeater-Calculator-v1.1 | 2015-03-19 14:46 | SCE | s_MiC | Ex | Any | CZ09 | Each | 0.266 | 6670 |  | -70.6 | -0.0162 | 619 | -70.6 | -0.0162 | 619 | -70.6 | -0.0162 | 562 | -70.6 | -0.0162 | 562 |  |  | 2 | SCE Miscellaneous Commercial | Existing | Burbank-Glendale (Pasadena for pre-2014) | SCE
NG-WtrHt-SmlInst-Gas-150kBtuh-lt2G-0p92EF-40g | DEER2015 | WaterHeater-Calculator-v1.1 | 2015-03-19 14:46 | SCE | s_MiC | Ex | Any | CZ10 | Each | 0.266 | 6670 |  | -70.3 | -0.0159 | 613 | -70.3 | -0.0159 | 613 | -70.3 | -0.0159 | 560 | -70.3 | -0.0159 | 560 |  |  | 2 | SCE Miscellaneous Commercial | Existing | Riverside | SCE
NG-WtrHt-SmlInst-Gas-150kBtuh-lt2G-0p92EF-40g | DEER2015 | WaterHeater-Calculator-v1.1 | 2015-03-19 14:46 | SCE | s_MiC | Ex | Any | CZ13 | Each | 0.266 | 6670 |  | -70.3 | -0.0157 | 627 | -70.3 | -0.0157 | 627 | -70.3 | -0.0157 | 570 | -70.3 | -0.0157 | 570 |  |  | 2 | SCE Miscellaneous Commercial | Existing | Fresno Area | SCE
NG-WtrHt-SmlInst-Gas-150kBtuh-lt2G-0p92EF-40g | DEER2015 | WaterHeater-Calculator-v1.1 | 2015-03-19 14:46 | SCE | s_MiC | Ex | Any | CZ14 | Each | 0.266 | 6670 |  | -71.7 | -0.0152 | 645 | -71.7 | -0.0152 | 645 | -71.7 | -0.0152 | 587 | -71.7 | -0.0152 | 587 |  |  | 2 | SCE Miscellaneous Commercial | Existing | Palmdale (China Lake for pre-2014) | SCE
NG-WtrHt-SmlInst-Gas-150kBtuh-lt2G-0p92EF-40g | DEER2015 | WaterHeater-Calculator-v1.1 | 2015-03-19 14:46 | SCE | s_MiC | Ex | Any | CZ15 | Each | 0.266 | 6670 |  | -59 | -0.0122 | 532 | -59 | -0.0122 | 532 | -59 | -0.0122 | 482 | -59 | -0.0122 | 482 |  |  | 2 | SCE Miscellaneous Commercial | Existing | Palm Springs-Intl (El Centro for pre-2014) | SCE
NG-WtrHt-SmlInst-Gas-150kBtuh-lt2G-0p92EF-40g | DEER2015 | WaterHeater-Calculator-v1.1 | 2015-03-19 14:46 | SCE | s_MiC | Ex | Any | CZ16 | Each | 0.266 | 6670 |  | -82.5 | -0.0189 | 812 | -82.5 | -0.0189 | 812 | -82.5 | -0.0189 | 748 | -82.5 | -0.0189 | 748 |  |  | 2 | SCE Miscellaneous Commercial | Existing | Blue Canyon (Mount Shasta for pre-2014) | SCE
NG-WtrHt-SmlInst-Gas-150kBtuh-lt2G-0p92EF-40g | DEER2015 | WaterHeater-Calculator-v1.1 | 2015-03-19 14:46 | SCE | s_MiC | Ex | Any | IOU | Each | 0.266 | 6670 |  | -70.8 | -0.0162 | 623 | -70.8 | -0.0162 | 623 | -70.8 | -0.0162 | 566 | -70.8 | -0.0162 | 566 |  |  | 2 | SCE Miscellaneous Commercial | Existing | IOU Territory | SCE
NG-WtrHt-SmlInst-Gas-150kBtuh-lt2G-0p92EF-40g | DEER2015 | WaterHeater-Calculator-v1.1 | 2015-03-19 14:46 | SCE | s_TCU | Ex | Any | CZ05 | Each | 0.533 | 257000 |  | -83 | -0.0244 | 844 | -83 | -0.0244 | 844 | -83 | -0.0244 | 764 | -83 | -0.0244 | 764 |  |  | 2 | SCE Transportation - Communication - Utilities | Existing | Santa Maria Area | SCE
NG-WtrHt-SmlInst-Gas-150kBtuh-lt2G-0p92EF-40g | DEER2015 | WaterHeater-Calculator-v1.1 | 2015-03-19 14:46 | SCE | s_TCU | Ex | Any | CZ06 | Each | 0.533 | 257000 |  | -76.8 | -0.0222 | 663 | -76.8 | -0.0222 | 663 | -76.8 | -0.0222 | 603 | -76.8 | -0.0222 | 603 |  |  | 2 | SCE Transportation - Communication - Utilities | Existing | Torrance (Los Angeles for pre-2014) | SCE
NG-WtrHt-SmlInst-Gas-150kBtuh-lt2G-0p92EF-40g | DEER2015 | WaterHeater-Calculator-v1.1 | 2015-03-19 14:46 | SCE | s_TCU | Ex | Any | CZ08 | Each | 0.533 | 257000 |  | -74.8 | -0.0215 | 644 | -74.8 | -0.0215 | 644 | -74.8 | -0.0215 | 587 | -74.8 | -0.0215 | 587 |  |  | 2 | SCE Transportation - Communication - Utilities | Existing | Fullerton (El Toro for pre-2014) | SCE
NG-WtrHt-SmlInst-Gas-150kBtuh-lt2G-0p92EF-40g | DEER2015 | WaterHeater-Calculator-v1.1 | 2015-03-19 14:46 | SCE | s_TCU | Ex | Any | CZ09 | Each | 0.533 | 257000 |  | -74.7 | -0.0212 | 643 | -74.7 | -0.0212 | 643 | -74.7 | -0.0212 | 586 | -74.7 | -0.0212 | 586 |  |  | 2 | SCE Transportation - Communication - Utilities | Existing | Burbank-Glendale (Pasadena for pre-2014) | SCE
NG-WtrHt-SmlInst-Gas-150kBtuh-lt2G-0p92EF-40g | DEER2015 | WaterHeater-Calculator-v1.1 | 2015-03-19 14:46 | SCE | s_TCU | Ex | Any | CZ10 | Each | 0.533 | 257000 |  | -74.3 | -0.0208 | 634 | -74.3 | -0.0208 | 634 | -74.3 | -0.0208 | 583 | -74.3 | -0.0208 | 583 |  |  | 2 | SCE Transportation - Communication - Utilities | Existing | Riverside | SCE
NG-WtrHt-SmlInst-Gas-150kBtuh-lt2G-0p92EF-40g | DEER2015 | WaterHeater-Calculator-v1.1 | 2015-03-19 14:46 | SCE | s_TCU | Ex | Any | CZ13 | Each | 0.533 | 257000 |  | -74.4 | -0.0205 | 693 | -74.4 | -0.0205 | 693 | -74.4 | -0.0205 | 630 | -74.4 | -0.0205 | 630 |  |  | 2 | SCE Transportation - Communication - Utilities | Existing | Fresno Area | SCE
NG-WtrHt-SmlInst-Gas-150kBtuh-lt2G-0p92EF-40g | DEER2015 | WaterHeater-Calculator-v1.1 | 2015-03-19 14:46 | SCE | s_TCU | Ex | Any | CZ14 | Each | 0.533 | 257000 |  | -75.9 | -0.0199 | 739 | -75.9 | -0.0199 | 739 | -75.9 | -0.0199 | 676 | -75.9 | -0.0199 | 676 |  |  | 2 | SCE Transportation - Communication - Utilities | Existing | Palmdale (China Lake for pre-2014) | SCE
NG-WtrHt-SmlInst-Gas-150kBtuh-lt2G-0p92EF-40g | DEER2015 | WaterHeater-Calculator-v1.1 | 2015-03-19 14:46 | SCE | s_TCU | Ex | Any | CZ15 | Each | 0.533 | 257000 |  | -62.5 | -0.0159 | 545 | -62.5 | -0.0159 | 545 | -62.5 | -0.0159 | 499 | -62.5 | -0.0159 | 499 |  |  | 2 | SCE Transportation - Communication - Utilities | Existing | Palm Springs-Intl (El Centro for pre-2014) | SCE
NG-WtrHt-SmlInst-Gas-150kBtuh-lt2G-0p92EF-40g | DEER2015 | WaterHeater-Calculator-v1.1 | 2015-03-19 14:46 | SCE | s_TCU | Ex | Any | CZ16 | Each | 0.533 | 257000 |  | -87.3 | -0.0247 | 1160 | -87.3 | -0.0247 | 1160 | -87.3 | -0.0247 | 1080 | -87.3 | -0.0247 | 1080 |  |  | 2 | SCE Transportation - Communication - Utilities | Existing | Blue Canyon (Mount Shasta for pre-2014) | SCE
NG-WtrHt-SmlInst-Gas-150kBtuh-lt2G-0p92EF-40g | DEER2015 | WaterHeater-Calculator-v1.1 | 2015-03-19 14:46 | SCE | s_TCU | Ex | Any | IOU | Each | 0.533 | 257000 |  | -74.9 | -0.0213 | 650 | -74.9 | -0.0213 | 650 | -74.9 | -0.0213 | 594 | -74.9 | -0.0213 | 594 |  |  | 2 | SCE Transportation - Communication - Utilities | Existing | IOU Territory | SCE
NG-WtrHt-SmlInst-Gas-150kBtuh-lt2G-0p92EF-40g | DEER2015 | WaterHeater-Calculator-v1.1 | 2015-03-19 14:46 | SCE | SUn | Ex | Any | CZ05 | Each | 0.297 | 500000 |  | -90.9 | -0.0263 | 1000 | -90.9 | -0.0263 | 1000 | -90.9 | -0.0263 | 904 | -90.9 | -0.0263 | 904 |  |  | 2 | Storage - Unconditioned | Existing | Santa Maria Area | SCE
NG-WtrHt-SmlInst-Gas-150kBtuh-lt2G-0p92EF-40g | DEER2015 | WaterHeater-Calculator-v1.1 | 2015-03-19 14:46 | SCE | SUn | Ex | Any | CZ06 | Each | 0.297 | 500000 |  | -84.1 | -0.024 | 708 | -84.1 | -0.024 | 708 | -84.1 | -0.024 | 647 | -84.1 | -0.024 | 647 |  |  | 2 | Storage - Unconditioned | Existing | Torrance (Los Angeles for pre-2014) | SCE
NG-WtrHt-SmlInst-Gas-150kBtuh-lt2G-0p92EF-40g | DEER2015 | WaterHeater-Calculator-v1.1 | 2015-03-19 14:46 | SCE | SUn | Ex | Any | CZ08 | Each | 0.297 | 500000 |  | -81.8 | -0.0232 | 682 | -81.8 | -0.0232 | 682 | -81.8 | -0.0232 | 627 | -81.8 | -0.0232 | 627 |  |  | 2 | Storage - Unconditioned | Existing | Fullerton (El Toro for pre-2014) | SCE
NG-WtrHt-SmlInst-Gas-150kBtuh-lt2G-0p92EF-40g | DEER2015 | WaterHeater-Calculator-v1.1 | 2015-03-19 14:46 | SCE | SUn | Ex | Any | CZ09 | Each | 0.297 | 500000 |  | -81.8 | -0.0228 | 679 | -81.8 | -0.0228 | 679 | -81.8 | -0.0228 | 625 | -81.8 | -0.0228 | 625 |  |  | 2 | Storage - Unconditioned | Existing | Burbank-Glendale (Pasadena for pre-2014) | SCE
NG-WtrHt-SmlInst-Gas-150kBtuh-lt2G-0p92EF-40g | DEER2015 | WaterHeater-Calculator-v1.1 | 2015-03-19 14:46 | SCE | SUn | Ex | Any | CZ10 | Each | 0.297 | 500000 |  | -81.4 | -0.0224 | 667 | -81.4 | -0.0224 | 667 | -81.4 | -0.0224 | 621 | -81.4 | -0.0224 | 621 |  |  | 2 | Storage - Unconditioned | Existing | Riverside | SCE
NG-WtrHt-SmlInst-Gas-150kBtuh-lt2G-0p92EF-40g | DEER2015 | WaterHeater-Calculator-v1.1 | 2015-03-19 14:46 | SCE | SUn | Ex | Any | CZ13 | Each | 0.297 | 500000 |  | -81.4 | -0.0221 | 767 | -81.4 | -0.0221 | 767 | -81.4 | -0.0221 | 703 | -81.4 | -0.0221 | 703 |  |  | 2 | Storage - Unconditioned | Existing | Fresno Area | SCE
NG-WtrHt-SmlInst-Gas-150kBtuh-lt2G-0p92EF-40g | DEER2015 | WaterHeater-Calculator-v1.1 | 2015-03-19 14:46 | SCE | SUn | Ex | Any | CZ14 | Each | 0.297 | 500000 |  | -83.1 | -0.0214 | 844 | -83.1 | -0.0214 | 844 | -83.1 | -0.0214 | 779 | -83.1 | -0.0214 | 779 |  |  | 2 | Storage - Unconditioned | Existing | Palmdale (China Lake for pre-2014) | SCE
NG-WtrHt-SmlInst-Gas-150kBtuh-lt2G-0p92EF-40g | DEER2015 | WaterHeater-Calculator-v1.1 | 2015-03-19 14:46 | SCE | SUn | Ex | Any | CZ15 | Each | 0.297 | 500000 |  | -68.4 | -0.0171 | 552 | -68.4 | -0.0171 | 552 | -68.4 | -0.0171 | 518 | -68.4 | -0.0171 | 518 |  |  | 2 | Storage - Unconditioned | Existing | Palm Springs-Intl (El Centro for pre-2014) | SCE
NG-WtrHt-SmlInst-Gas-150kBtuh-lt2G-0p92EF-40g | DEER2015 | WaterHeater-Calculator-v1.1 | 2015-03-19 14:46 | SCE | SUn | Ex | Any | CZ16 | Each | 0.297 | 500000 |  | -95.6 | -0.0266 | 1500 | -95.6 | -0.0266 | 1500 | -95.6 | -0.0266 | 1410 | -95.6 | -0.0266 | 1410 |  |  | 2 | Storage - Unconditioned | Existing | Blue Canyon (Mount Shasta for pre-2014) | SCE
NG-WtrHt-SmlInst-Gas-150kBtuh-lt2G-0p92EF-40g | DEER2015 | WaterHeater-Calculator-v1.1 | 2015-03-19 14:46 | SCE | SUn | Ex | Any | IOU | Each | 0.297 | 500000 |  | -82 | -0.023 | 687 | -82 | -0.023 | 687 | -82 | -0.023 | 634 | -82 | -0.023 | 634 |  |  | 2 | Storage - Unconditioned | Existing | IOU Territory | SCE
NG-WtrHt-SmlInst-Gas-150kBtuh-lt2G-0p92EF-40g | DEER2015 | WaterHeater-Calculator-v1.1 | 2015-03-19 14:46 | SCE | WRf | Ex | Any | CZ06 | Each | 0.297 | 100000 |  | -164 | -0.0288 | 1220 | -164 | -0.0288 | 1220 | -164 | -0.0288 | 1160 | -164 | -0.0288 | 1160 |  |  | 2 | Warehouse - Refrigerated | Existing | Torrance (Los Angeles for pre-2014) | SCE
NG-WtrHt-SmlInst-Gas-150kBtuh-lt2G-0p92EF-40g | DEER2015 | WaterHeater-Calculator-v1.1 | 2015-03-19 14:46 | SCE | WRf | Ex | Any | CZ08 | Each | 0.297 | 100000 |  | -160 | -0.0278 | 1200 | -160 | -0.0278 | 1200 | -160 | -0.0278 | 1130 | -160 | -0.0278 | 1130 |  |  | 2 | Warehouse - Refrigerated | Existing | Fullerton (El Toro for pre-2014) | SCE
NG-WtrHt-SmlInst-Gas-150kBtuh-lt2G-0p92EF-40g | DEER2015 | WaterHeater-Calculator-v1.1 | 2015-03-19 14:46 | SCE | WRf | Ex | Any | CZ09 | Each | 0.297 | 100000 |  | -159 | -0.0274 | 1190 | -159 | -0.0274 | 1190 | -159 | -0.0274 | 1130 | -159 | -0.0274 | 1130 |  |  | 2 | Warehouse - Refrigerated | Existing | Burbank-Glendale (Pasadena for pre-2014) | SCE
NG-WtrHt-SmlInst-Gas-150kBtuh-lt2G-0p92EF-40g | DEER2015 | WaterHeater-Calculator-v1.1 | 2015-03-19 14:46 | SCE | WRf | Ex | Any | CZ10 | Each | 0.297 | 100000 |  | -159 | -0.0269 | 1180 | -159 | -0.0269 | 1180 | -159 | -0.0269 | 1120 | -159 | -0.0269 | 1120 |  |  | 2 | Warehouse - Refrigerated | Existing | Riverside | SCE
NG-WtrHt-SmlInst-Gas-150kBtuh-lt2G-0p92EF-40g | DEER2015 | WaterHeater-Calculator-v1.1 | 2015-03-19 14:46 | SCE | WRf | Ex | Any | CZ13 | Each | 0.297 | 100000 |  | -159 | -0.0266 | 1320 | -159 | -0.0266 | 1320 | -159 | -0.0266 | 1230 | -159 | -0.0266 | 1230 |  |  | 2 | Warehouse - Refrigerated | Existing | Fresno Area | SCE
NG-WtrHt-SmlInst-Gas-150kBtuh-lt2G-0p92EF-40g | DEER2015 | WaterHeater-Calculator-v1.1 | 2015-03-19 14:46 | SCE | WRf | Ex | Any | CZ14 | Each | 0.297 | 100000 |  | -162 | -0.0257 | 1420 | -162 | -0.0257 | 1420 | -162 | -0.0257 | 1340 | -162 | -0.0257 | 1340 |  |  | 2 | Warehouse - Refrigerated | Existing | Palmdale (China Lake for pre-2014) | SCE
NG-WtrHt-SmlInst-Gas-150kBtuh-lt2G-0p92EF-40g | DEER2015 | WaterHeater-Calculator-v1.1 | 2015-03-19 14:46 | SCE | WRf | Ex | Any | CZ15 | Each | 0.297 | 100000 |  | -133 | -0.0206 | 1010 | -133 | -0.0206 | 1010 | -133 | -0.0206 | 955 | -133 | -0.0206 | 955 |  |  | 2 | Warehouse - Refrigerated | Existing | Palm Springs-Intl (El Centro for pre-2014) | SCE
NG-WtrHt-SmlInst-Gas-150kBtuh-lt2G-0p92EF-40g | DEER2015 | WaterHeater-Calculator-v1.1 | 2015-03-19 14:46 | SCE | WRf | Ex | Any | CZ16 | Each | 0.297 | 100000 |  | -186 | -0.032 | 2360 | -186 | -0.032 | 2360 | -186 | -0.032 | 2250 | -186 | -0.032 | 2250 |  |  | 2 | Warehouse - Refrigerated | Existing | Blue Canyon (Mount Shasta for pre-2014) | SCE
NG-WtrHt-SmlInst-Gas-150kBtuh-lt2G-0p92EF-40g | DEER2015 | WaterHeater-Calculator-v1.1 | 2015-03-19 14:46 | SCE | WRf | Ex | Any | IOU | Each | 0.297 | 100000 |  | -160 | -0.0276 | 1220 | -160 | -0.0276 | 1220 | -160 | -0.0276 | 1150 | -160 | -0.0276 | 1150 |  |  | 2 | Warehouse - Refrigerated | Existing | IOU Territory | SCE
NG-WtrHt-SmlInst-Gas-150kBtuh-lt2G-0p92EF-40g | DEER2015 | WaterHeater-Calculator-v1.1 | 2015-03-19 14:46 | SCG | Asm | Ex | Any | CZ05 | Each | 1.8 | 34000 |  | -113 | -0.0268 | 913 | -113 | -0.0268 | 913 | -113 | -0.0268 | 849 | -113 | -0.0268 | 849 |  |  | 2 | Assembly | Existing | Santa Maria Area | SCG
NG-WtrHt-SmlInst-Gas-150kBtuh-lt2G-0p92EF-40g | DEER2015 | WaterHeater-Calculator-v1.1 | 2015-03-19 14:46 | SCG | Asm | Ex | Any | CZ06 | Each | 1.8 | 34000 |  | -105 | -0.0244 | 838 | -105 | -0.0244 | 838 | -105 | -0.0244 | 778 | -105 | -0.0244 | 778 |  |  | 2 | Assembly | Existing | Torrance (Los Angeles for pre-2014) | SCG
NG-WtrHt-SmlInst-Gas-150kBtuh-lt2G-0p92EF-40g | DEER2015 | WaterHeater-Calculator-v1.1 | 2015-03-19 14:46 | SCG | Asm | Ex | Any | CZ08 | Each | 1.8 | 34000 |  | -102 | -0.0235 | 819 | -102 | -0.0235 | 819 | -102 | -0.0235 | 760 | -102 | -0.0235 | 760 |  |  | 2 | Assembly | Existing | Fullerton (El Toro for pre-2014) | SCG
NG-WtrHt-SmlInst-Gas-150kBtuh-lt2G-0p92EF-40g | DEER2015 | WaterHeater-Calculator-v1.1 | 2015-03-19 14:46 | SCG | Asm | Ex | Any | CZ09 | Each | 1.8 | 34000 |  | -102 | -0.0232 | 818 | -102 | -0.0232 | 818 | -102 | -0.0232 | 759 | -102 | -0.0232 | 759 |  |  | 2 | Assembly | Existing | Burbank-Glendale (Pasadena for pre-2014) | SCG
NG-WtrHt-SmlInst-Gas-150kBtuh-lt2G-0p92EF-40g | DEER2015 | WaterHeater-Calculator-v1.1 | 2015-03-19 14:46 | SCG | Asm | Ex | Any | CZ10 | Each | 1.8 | 34000 |  | -101 | -0.0228 | 810 | -101 | -0.0228 | 810 | -101 | -0.0228 | 756 | -101 | -0.0228 | 756 |  |  | 2 | Assembly | Existing | Riverside | SCG
NG-WtrHt-SmlInst-Gas-150kBtuh-lt2G-0p92EF-40g | DEER2015 | WaterHeater-Calculator-v1.1 | 2015-03-19 14:46 | SCG | Asm | Ex | Any | CZ13 | Each | 1.8 | 34000 |  | -101 | -0.0225 | 820 | -101 | -0.0225 | 820 | -101 | -0.0225 | 762 | -101 | -0.0225 | 762 |  |  | 2 | Assembly | Existing | Fresno Area | SCG
NG-WtrHt-SmlInst-Gas-150kBtuh-lt2G-0p92EF-40g | DEER2015 | WaterHeater-Calculator-v1.1 | 2015-03-19 14:46 | SCG | Asm | Ex | Any | CZ14 | Each | 1.8 | 34000 |  | -103 | -0.0218 | 838 | -103 | -0.0218 | 838 | -103 | -0.0218 | 780 | -103 | -0.0218 | 780 |  |  | 2 | Assembly | Existing | Palmdale (China Lake for pre-2014) | SCG
NG-WtrHt-SmlInst-Gas-150kBtuh-lt2G-0p92EF-40g | DEER2015 | WaterHeater-Calculator-v1.1 | 2015-03-19 14:46 | SCG | Asm | Ex | Any | CZ15 | Each | 1.8 | 34000 |  | -85.2 | -0.0174 | 699 | -85.2 | -0.0174 | 699 | -85.2 | -0.0174 | 648 | -85.2 | -0.0174 | 648 |  |  | 2 | Assembly | Existing | Palm Springs-Intl (El Centro for pre-2014) | SCG
NG-WtrHt-SmlInst-Gas-150kBtuh-lt2G-0p92EF-40g | DEER2015 | WaterHeater-Calculator-v1.1 | 2015-03-19 14:46 | SCG | Asm | Ex | Any | CZ16 | Each | 1.8 | 34000 |  | -119 | -0.0271 | 1020 | -119 | -0.0271 | 1020 | -119 | -0.0271 | 954 | -119 | -0.0271 | 954 |  |  | 2 | Assembly | Existing | Blue Canyon (Mount Shasta for pre-2014) | SCG
NG-WtrHt-SmlInst-Gas-150kBtuh-lt2G-0p92EF-40g | DEER2015 | WaterHeater-Calculator-v1.1 | 2015-03-19 14:46 | SCG | Asm | Ex | Any | IOU | Each | 1.8 | 34000 |  | -102 | -0.0232 | 820 | -102 | -0.0232 | 820 | -102 | -0.0232 | 762 | -102 | -0.0232 | 762 |  |  | 2 | Assembly | Existing | IOU Territory | SCG
NG-WtrHt-SmlInst-Gas-150kBtuh-lt2G-0p92EF-40g | DEER2015 | WaterHeater-Calculator-v1.1 | 2015-03-19 14:46 | SCG | Com | Ex | Any | CZ05 | Each | 3.45 | 157000 |  | -111 | -0.0209 | 922 | -111 | -0.0209 | 922 | -111 | -0.0209 | 854 | -111 | -0.0209 | 854 |  |  | 2 | Commercial | Existing | Santa Maria Area | SCG
NG-WtrHt-SmlInst-Gas-150kBtuh-lt2G-0p92EF-40g | DEER2015 | WaterHeater-Calculator-v1.1 | 2015-03-19 14:46 | SCG | Com | Ex | Any | CZ06 | Each | 2.14 | 178000 |  | -87.6 | -0.0197 | 728 | -87.6 | -0.0197 | 728 | -87.6 | -0.0197 | 669 | -87.6 | -0.0197 | 669 |  |  | 2 | Commercial | Existing | Torrance (Los Angeles for pre-2014) | SCG
NG-WtrHt-SmlInst-Gas-150kBtuh-lt2G-0p92EF-40g | DEER2015 | WaterHeater-Calculator-v1.1 | 2015-03-19 14:46 | SCG | Com | Ex | Any | CZ08 | Each | 1.99 | 211000 |  | -82.8 | -0.0197 | 694 | -82.8 | -0.0197 | 694 | -82.8 | -0.0197 | 637 | -82.8 | -0.0197 | 637 |  |  | 2 | Commercial | Existing | Fullerton (El Toro for pre-2014) | SCG
NG-WtrHt-SmlInst-Gas-150kBtuh-lt2G-0p92EF-40g | DEER2015 | WaterHeater-Calculator-v1.1 | 2015-03-19 14:46 | SCG | Com | Ex | Any | CZ09 | Each | 2.05 | 189000 |  | -83.1 | -0.019 | 696 | -83.1 | -0.019 | 696 | -83.1 | -0.019 | 639 | -83.1 | -0.019 | 639 |  |  | 2 | Commercial | Existing | Burbank-Glendale (Pasadena for pre-2014) | SCG
NG-WtrHt-SmlInst-Gas-150kBtuh-lt2G-0p92EF-40g | DEER2015 | WaterHeater-Calculator-v1.1 | 2015-03-19 14:46 | SCG | Com | Ex | Any | CZ10 | Each | 1.43 | 221000 |  | -82.4 | -0.0189 | 688 | -82.4 | -0.0189 | 688 | -82.4 | -0.0189 | 635 | -82.4 | -0.0189 | 635 |  |  | 2 | Commercial | Existing | Riverside | SCG
NG-WtrHt-SmlInst-Gas-150kBtuh-lt2G-0p92EF-40g | DEER2015 | WaterHeater-Calculator-v1.1 | 2015-03-19 14:46 | SCG | Com | Ex | Any | CZ13 | Each | 1.92 | 159000 |  | -85 | -0.0158 | 739 | -85 | -0.0158 | 739 | -85 | -0.0158 | 679 | -85 | -0.0158 | 679 |  |  | 2 | Commercial | Existing | Fresno Area | SCG
NG-WtrHt-SmlInst-Gas-150kBtuh-lt2G-0p92EF-40g | DEER2015 | WaterHeater-Calculator-v1.1 | 2015-03-19 14:46 | SCG | Com | Ex | Any | CZ14 | Each | 2.1 | 141000 |  | -84.1 | -0.0169 | 736 | -84.1 | -0.0169 | 736 | -84.1 | -0.0169 | 677 | -84.1 | -0.0169 | 677 |  |  | 2 | Commercial | Existing | Palmdale (China Lake for pre-2014) | SCG
NG-WtrHt-SmlInst-Gas-150kBtuh-lt2G-0p92EF-40g | DEER2015 | WaterHeater-Calculator-v1.1 | 2015-03-19 14:46 | SCG | Com | Ex | Any | CZ15 | Each | 2.27 | 141000 |  | -74.9 | -0.0133 | 628 | -74.9 | -0.0133 | 628 | -74.9 | -0.0133 | 578 | -74.9 | -0.0133 | 578 |  |  | 2 | Commercial | Existing | Palm Springs-Intl (El Centro for pre-2014) | SCG
NG-WtrHt-SmlInst-Gas-150kBtuh-lt2G-0p92EF-40g | DEER2015 | WaterHeater-Calculator-v1.1 | 2015-03-19 14:46 | SCG | Com | Ex | Any | CZ16 | Each | 3.73 | 206000 |  | -98.8 | -0.0167 | 993 | -98.8 | -0.0167 | 993 | -98.8 | -0.0167 | 924 | -98.8 | -0.0167 | 924 |  |  | 2 | Commercial | Existing | Blue Canyon (Mount Shasta for pre-2014) | SCG
NG-WtrHt-SmlInst-Gas-150kBtuh-lt2G-0p92EF-40g | DEER2015 | WaterHeater-Calculator-v1.1 | 2015-03-19 14:46 | SCG | Com | Ex | Any | IOU | Each | 1.99 | 195000 |  | -83.9 | -0.019 | 705 | -83.9 | -0.019 | 705 | -83.9 | -0.019 | 648 | -83.9 | -0.019 | 648 |  |  | 2 | Commercial | Existing | IOU Territory | SCG
NG-WtrHt-SmlInst-Gas-150kBtuh-lt2G-0p92EF-40g | DEER2015 | WaterHeater-Calculator-v1.1 | 2015-03-19 14:46 | SCG | ECC | Ex | Any | CZ05 | Each | 8.04 | 300000 |  | -76.3 | -0.0232 | 717 | -76.3 | -0.0232 | 717 | -76.3 | -0.0232 | 649 | -76.3 | -0.0232 | 649 |  |  | 2 | Education - Community College | Existing | Santa Maria Area | SCG
NG-WtrHt-SmlInst-Gas-150kBtuh-lt2G-0p92EF-40g | DEER2015 | WaterHeater-Calculator-v1.1 | 2015-03-19 14:46 | SCG | ECC | Ex | Any | CZ06 | Each | 8.04 | 300000 |  | -70.7 | -0.0211 | 627 | -70.7 | -0.0211 | 627 | -70.7 | -0.0211 | 566 | -70.7 | -0.0211 | 566 |  |  | 2 | Education - Community College | Existing | Torrance (Los Angeles for pre-2014) | SCG
NG-WtrHt-SmlInst-Gas-150kBtuh-lt2G-0p92EF-40g | DEER2015 | WaterHeater-Calculator-v1.1 | 2015-03-19 14:46 | SCG | ECC | Ex | Any | CZ08 | Each | 8.04 | 300000 |  | -68.8 | -0.0204 | 611 | -68.8 | -0.0204 | 611 | -68.8 | -0.0204 | 552 | -68.8 | -0.0204 | 552 |  |  | 2 | Education - Community College | Existing | Fullerton (El Toro for pre-2014) | SCG
NG-WtrHt-SmlInst-Gas-150kBtuh-lt2G-0p92EF-40g | DEER2015 | WaterHeater-Calculator-v1.1 | 2015-03-19 14:46 | SCG | ECC | Ex | Any | CZ09 | Each | 8.04 | 300000 |  | -68.7 | -0.0201 | 611 | -68.7 | -0.0201 | 611 | -68.7 | -0.0201 | 551 | -68.7 | -0.0201 | 551 |  |  | 2 | Education - Community College | Existing | Burbank-Glendale (Pasadena for pre-2014) | SCG
NG-WtrHt-SmlInst-Gas-150kBtuh-lt2G-0p92EF-40g | DEER2015 | WaterHeater-Calculator-v1.1 | 2015-03-19 14:46 | SCG | ECC | Ex | Any | CZ10 | Each | 8.04 | 300000 |  | -68.4 | -0.0197 | 603 | -68.4 | -0.0197 | 603 | -68.4 | -0.0197 | 549 | -68.4 | -0.0197 | 549 |  |  | 2 | Education - Community College | Existing | Riverside | SCG
NG-WtrHt-SmlInst-Gas-150kBtuh-lt2G-0p92EF-40g | DEER2015 | WaterHeater-Calculator-v1.1 | 2015-03-19 14:46 | SCG | ECC | Ex | Any | CZ13 | Each | 8.04 | 300000 |  | -68.6 | -0.00801 | 625 | -68.6 | -0.00801 | 625 | -68.6 | -0.00801 | 570 | -68.6 | -0.00801 | 570 |  |  | 2 | Education - Community College | Existing | Fresno Area | SCG
NG-WtrHt-SmlInst-Gas-150kBtuh-lt2G-0p92EF-40g | DEER2015 | WaterHeater-Calculator-v1.1 | 2015-03-19 14:46 | SCG | ECC | Ex | Any | CZ14 | Each | 8.04 | 300000 |  | -70 | -0.0188 | 651 | -70 | -0.0188 | 651 | -70 | -0.0188 | 593 | -70 | -0.0188 | 593 |  |  | 2 | Education - Community College | Existing | Palmdale (China Lake for pre-2014) | SCG
NG-WtrHt-SmlInst-Gas-150kBtuh-lt2G-0p92EF-40g | DEER2015 | WaterHeater-Calculator-v1.1 | 2015-03-19 14:46 | SCG | ECC | Ex | Any | CZ15 | Each | 8.04 | 300000 |  | -57.7 | -0.0151 | 524 | -57.7 | -0.0151 | 524 | -57.7 | -0.0151 | 473 | -57.7 | -0.0151 | 473 |  |  | 2 | Education - Community College | Existing | Palm Springs-Intl (El Centro for pre-2014) | SCG
NG-WtrHt-SmlInst-Gas-150kBtuh-lt2G-0p92EF-40g | DEER2015 | WaterHeater-Calculator-v1.1 | 2015-03-19 14:46 | SCG | ECC | Ex | Any | CZ16 | Each | 8.04 | 300000 |  | -80.5 | -0.00964 | 881 | -80.5 | -0.00964 | 881 | -80.5 | -0.00964 | 812 | -80.5 | -0.00964 | 812 |  |  | 2 | Education - Community College | Existing | Blue Canyon (Mount Shasta for pre-2014) | SCG
NG-WtrHt-SmlInst-Gas-150kBtuh-lt2G-0p92EF-40g | DEER2015 | WaterHeater-Calculator-v1.1 | 2015-03-19 14:46 | SCG | ECC | Ex | Any | IOU | Each | 8.04 | 300000 |  | -69.5 | -0.0195 | 626 | -69.5 | -0.0195 | 626 | -69.5 | -0.0195 | 567 | -69.5 | -0.0195 | 567 |  |  | 2 | Education - Community College | Existing | IOU Territory | SCG
NG-WtrHt-SmlInst-Gas-150kBtuh-lt2G-0p92EF-40g | DEER2015 | WaterHeater-Calculator-v1.1 | 2015-03-19 14:46 | SCG | EPr | Ex | Any | CZ05 | Each | 1.19 | 48200 |  | -54.8 | -0.0158 | 606 | -54.8 | -0.0158 | 606 | -54.8 | -0.0158 | 534 | -54.8 | -0.0158 | 534 |  |  | 2 | Education - Primary School | Existing | Santa Maria Area | SCG
NG-WtrHt-SmlInst-Gas-150kBtuh-lt2G-0p92EF-40g | DEER2015 | WaterHeater-Calculator-v1.1 | 2015-03-19 14:46 | SCG | EPr | Ex | Any | CZ06 | Each | 1.19 | 48200 |  | -50.8 | -0.0144 | 500 | -50.8 | -0.0144 | 500 | -50.8 | -0.0144 | 440 | -50.8 | -0.0144 | 440 |  |  | 2 | Education - Primary School | Existing | Torrance (Los Angeles for pre-2014) | SCG
NG-WtrHt-SmlInst-Gas-150kBtuh-lt2G-0p92EF-40g | DEER2015 | WaterHeater-Calculator-v1.1 | 2015-03-19 14:46 | SCG | EPr | Ex | Any | CZ08 | Each | 1.19 | 48200 |  | -49.5 | -0.0139 | 487 | -49.5 | -0.0139 | 487 | -49.5 | -0.0139 | 429 | -49.5 | -0.0139 | 429 |  |  | 2 | Education - Primary School | Existing | Fullerton (El Toro for pre-2014) | SCG
NG-WtrHt-SmlInst-Gas-150kBtuh-lt2G-0p92EF-40g | DEER2015 | WaterHeater-Calculator-v1.1 | 2015-03-19 14:46 | SCG | EPr | Ex | Any | CZ09 | Each | 1.19 | 48200 |  | -49.5 | -0.0137 | 486 | -49.5 | -0.0137 | 486 | -49.5 | -0.0137 | 429 | -49.5 | -0.0137 | 429 |  |  | 2 | Education - Primary School | Existing | Burbank-Glendale (Pasadena for pre-2014) | SCG
NG-WtrHt-SmlInst-Gas-150kBtuh-lt2G-0p92EF-40g | DEER2015 | WaterHeater-Calculator-v1.1 | 2015-03-19 14:46 | SCG | EPr | Ex | Any | CZ10 | Each | 1.19 | 48200 |  | -49.3 | -0.0135 | 481 | -49.3 | -0.0135 | 481 | -49.3 | -0.0135 | 427 | -49.3 | -0.0135 | 427 |  |  | 2 | Education - Primary School | Existing | Riverside | SCG
NG-WtrHt-SmlInst-Gas-150kBtuh-lt2G-0p92EF-40g | DEER2015 | WaterHeater-Calculator-v1.1 | 2015-03-19 14:46 | SCG | EPr | Ex | Any | CZ13 | Each | 1.19 | 48200 |  | -49.6 | 0 | 517 | -49.6 | 0 | 517 | -49.6 | 0 | 457 | -49.6 | 0 | 457 |  |  | 2 | Education - Primary School | Existing | Fresno Area | SCG
NG-WtrHt-SmlInst-Gas-150kBtuh-lt2G-0p92EF-40g | DEER2015 | WaterHeater-Calculator-v1.1 | 2015-03-19 14:46 | SCG | EPr | Ex | Any | CZ14 | Each | 1.19 | 48200 |  | -50.7 | -0.0128 | 544 | -50.7 | -0.0128 | 544 | -50.7 | -0.0128 | 484 | -50.7 | -0.0128 | 484 |  |  | 2 | Education - Primary School | Existing | Palmdale (China Lake for pre-2014) | SCG
NG-WtrHt-SmlInst-Gas-150kBtuh-lt2G-0p92EF-40g | DEER2015 | WaterHeater-Calculator-v1.1 | 2015-03-19 14:46 | SCG | EPr | Ex | Any | CZ15 | Each | 1.19 | 48200 |  | -41.8 | -0.0103 | 423 | -41.8 | -0.0103 | 423 | -41.8 | -0.0103 | 372 | -41.8 | -0.0103 | 372 |  |  | 2 | Education - Primary School | Existing | Palm Springs-Intl (El Centro for pre-2014) | SCG
NG-WtrHt-SmlInst-Gas-150kBtuh-lt2G-0p92EF-40g | DEER2015 | WaterHeater-Calculator-v1.1 | 2015-03-19 14:46 | SCG | EPr | Ex | Any | CZ16 | Each | 1.19 | 48200 |  | -58.1 | 0 | 763 | -58.1 | 0 | 763 | -58.1 | 0 | 694 | -58.1 | 0 | 694 |  |  | 2 | Education - Primary School | Existing | Blue Canyon (Mount Shasta for pre-2014) | SCG
NG-WtrHt-SmlInst-Gas-150kBtuh-lt2G-0p92EF-40g | DEER2015 | WaterHeater-Calculator-v1.1 | 2015-03-19 14:46 | SCG | EPr | Ex | Any | IOU | Each | 1.19 | 48200 |  | -49.8 | -0.013 | 496 | -49.8 | -0.013 | 496 | -49.8 | -0.013 | 438 | -49.8 | -0.013 | 438 |  |  | 2 | Education - Primary School | Existing | IOU Territory | SCG
NG-WtrHt-SmlInst-Gas-150kBtuh-lt2G-0p92EF-40g | DEER2015 | WaterHeater-Calculator-v1.1 | 2015-03-19 14:46 | SCG | ERC | Ex | Any | CZ05 | Each | 0.107 | 1920 |  | -54.8 | -0.0158 | 593 | -54.8 | -0.0158 | 593 | -54.8 | -0.0158 | 525 | -54.8 | -0.0158 | 525 |  |  | 2 | Education - Relocatable Classroom | Existing | Santa Maria Area | SCG
NG-WtrHt-SmlInst-Gas-150kBtuh-lt2G-0p92EF-40g | DEER2015 | WaterHeater-Calculator-v1.1 | 2015-03-19 14:46 | SCG | ERC | Ex | Any | CZ06 | Each | 0.107 | 1920 |  | -50.8 | -0.0144 | 495 | -50.8 | -0.0144 | 495 | -50.8 | -0.0144 | 436 | -50.8 | -0.0144 | 436 |  |  | 2 | Education - Relocatable Classroom | Existing | Torrance (Los Angeles for pre-2014) | SCG
NG-WtrHt-SmlInst-Gas-150kBtuh-lt2G-0p92EF-40g | DEER2015 | WaterHeater-Calculator-v1.1 | 2015-03-19 14:46 | SCG | ERC | Ex | Any | CZ08 | Each | 0.107 | 1920 |  | -49.5 | -0.0139 | 483 | -49.5 | -0.0139 | 483 | -49.5 | -0.0139 | 426 | -49.5 | -0.0139 | 426 |  |  | 2 | Education - Relocatable Classroom | Existing | Fullerton (El Toro for pre-2014) | SCG
NG-WtrHt-SmlInst-Gas-150kBtuh-lt2G-0p92EF-40g | DEER2015 | WaterHeater-Calculator-v1.1 | 2015-03-19 14:46 | SCG | ERC | Ex | Any | CZ09 | Each | 0.107 | 1920 |  | -49.5 | -0.0137 | 483 | -49.5 | -0.0137 | 483 | -49.5 | -0.0137 | 426 | -49.5 | -0.0137 | 426 |  |  | 2 | Education - Relocatable Classroom | Existing | Burbank-Glendale (Pasadena for pre-2014) | SCG
NG-WtrHt-SmlInst-Gas-150kBtuh-lt2G-0p92EF-40g | DEER2015 | WaterHeater-Calculator-v1.1 | 2015-03-19 14:46 | SCG | ERC | Ex | Any | CZ10 | Each | 0.107 | 1920 |  | -49.3 | -0.0135 | 479 | -49.3 | -0.0135 | 479 | -49.3 | -0.0135 | 425 | -49.3 | -0.0135 | 425 |  |  | 2 | Education - Relocatable Classroom | Existing | Riverside | SCG
NG-WtrHt-SmlInst-Gas-150kBtuh-lt2G-0p92EF-40g | DEER2015 | WaterHeater-Calculator-v1.1 | 2015-03-19 14:46 | SCG | ERC | Ex | Any | CZ13 | Each | 0.107 | 1920 |  | -49.6 | 0 | 516 | -49.6 | 0 | 516 | -49.6 | 0 | 456 | -49.6 | 0 | 456 |  |  | 2 | Education - Relocatable Classroom | Existing | Fresno Area | SCG
NG-WtrHt-SmlInst-Gas-150kBtuh-lt2G-0p92EF-40g | DEER2015 | WaterHeater-Calculator-v1.1 | 2015-03-19 14:46 | SCG | ERC | Ex | Any | CZ14 | Each | 0.107 | 1920 |  | -50.7 | -0.0128 | 543 | -50.7 | -0.0128 | 543 | -50.7 | -0.0128 | 483 | -50.7 | -0.0128 | 483 |  |  | 2 | Education - Relocatable Classroom | Existing | Palmdale (China Lake for pre-2014) | SCG
NG-WtrHt-SmlInst-Gas-150kBtuh-lt2G-0p92EF-40g | DEER2015 | WaterHeater-Calculator-v1.1 | 2015-03-19 14:46 | SCG | ERC | Ex | Any | CZ15 | Each | 0.107 | 1920 |  | -41.8 | -0.0103 | 422 | -41.8 | -0.0103 | 422 | -41.8 | -0.0103 | 372 | -41.8 | -0.0103 | 372 |  |  | 2 | Education - Relocatable Classroom | Existing | Palm Springs-Intl (El Centro for pre-2014) | SCG
NG-WtrHt-SmlInst-Gas-150kBtuh-lt2G-0p92EF-40g | DEER2015 | WaterHeater-Calculator-v1.1 | 2015-03-19 14:46 | SCG | ERC | Ex | Any | CZ16 | Each | 0.107 | 1920 |  | -58.1 | 0 | 761 | -58.1 | 0 | 761 | -58.1 | 0 | 693 | -58.1 | 0 | 693 |  |  | 2 | Education - Relocatable Classroom | Existing | Blue Canyon (Mount Shasta for pre-2014) | SCG
NG-WtrHt-SmlInst-Gas-150kBtuh-lt2G-0p92EF-40g | DEER2015 | WaterHeater-Calculator-v1.1 | 2015-03-19 14:46 | SCG | ERC | Ex | Any | IOU | Each | 0.107 | 1920 |  | -49.8 | -0.013 | 493 | -49.8 | -0.013 | 493 | -49.8 | -0.013 | 436 | -49.8 | -0.013 | 436 |  |  | 2 | Education - Relocatable Classroom | Existing | IOU Territory | SCG
NG-WtrHt-SmlInst-Gas-150kBtuh-lt2G-0p92EF-40g | DEER2015 | WaterHeater-Calculator-v1.1 | 2015-03-19 14:46 | SCG | ESe | Ex | Any | CZ05 | Each | 5.5 | 150000 |  | -54.8 | -0.0158 | 606 | -54.8 | -0.0158 | 606 | -54.8 | -0.0158 | 534 | -54.8 | -0.0158 | 534 |  |  | 2 | Education - Secondary School | Existing | Santa Maria Area | SCG
NG-WtrHt-SmlInst-Gas-150kBtuh-lt2G-0p92EF-40g | DEER2015 | WaterHeater-Calculator-v1.1 | 2015-03-19 14:46 | SCG | ESe | Ex | Any | CZ06 | Each | 5.5 | 150000 |  | -50.8 | -0.0144 | 500 | -50.8 | -0.0144 | 500 | -50.8 | -0.0144 | 440 | -50.8 | -0.0144 | 440 |  |  | 2 | Education - Secondary School | Existing | Torrance (Los Angeles for pre-2014) | SCG
NG-WtrHt-SmlInst-Gas-150kBtuh-lt2G-0p92EF-40g | DEER2015 | WaterHeater-Calculator-v1.1 | 2015-03-19 14:46 | SCG | ESe | Ex | Any | CZ08 | Each | 5.5 | 150000 |  | -49.5 | -0.0139 | 487 | -49.5 | -0.0139 | 487 | -49.5 | -0.0139 | 429 | -49.5 | -0.0139 | 429 |  |  | 2 | Education - Secondary School | Existing | Fullerton (El Toro for pre-2014) | SCG
NG-WtrHt-SmlInst-Gas-150kBtuh-lt2G-0p92EF-40g | DEER2015 | WaterHeater-Calculator-v1.1 | 2015-03-19 14:46 | SCG | ESe | Ex | Any | CZ09 | Each | 5.5 | 150000 |  | -49.5 | -0.0137 | 486 | -49.5 | -0.0137 | 486 | -49.5 | -0.0137 | 429 | -49.5 | -0.0137 | 429 |  |  | 2 | Education - Secondary School | Existing | Burbank-Glendale (Pasadena for pre-2014) | SCG
NG-WtrHt-SmlInst-Gas-150kBtuh-lt2G-0p92EF-40g | DEER2015 | WaterHeater-Calculator-v1.1 | 2015-03-19 14:46 | SCG | ESe | Ex | Any | CZ10 | Each | 5.5 | 150000 |  | -49.3 | -0.0135 | 481 | -49.3 | -0.0135 | 481 | -49.3 | -0.0135 | 427 | -49.3 | -0.0135 | 427 |  |  | 2 | Education - Secondary School | Existing | Riverside | SCG
NG-WtrHt-SmlInst-Gas-150kBtuh-lt2G-0p92EF-40g | DEER2015 | WaterHeater-Calculator-v1.1 | 2015-03-19 14:46 | SCG | ESe | Ex | Any | CZ13 | Each | 5.5 | 150000 |  | -49.6 | 0 | 517 | -49.6 | 0 | 517 | -49.6 | 0 | 457 | -49.6 | 0 | 457 |  |  | 2 | Education - Secondary School | Existing | Fresno Area | SCG
NG-WtrHt-SmlInst-Gas-150kBtuh-lt2G-0p92EF-40g | DEER2015 | WaterHeater-Calculator-v1.1 | 2015-03-19 14:46 | SCG | ESe | Ex | Any | CZ14 | Each | 5.5 | 150000 |  | -50.7 | -0.0128 | 544 | -50.7 | -0.0128 | 544 | -50.7 | -0.0128 | 484 | -50.7 | -0.0128 | 484 |  |  | 2 | Education - Secondary School | Existing | Palmdale (China Lake for pre-2014) | SCG
NG-WtrHt-SmlInst-Gas-150kBtuh-lt2G-0p92EF-40g | DEER2015 | WaterHeater-Calculator-v1.1 | 2015-03-19 14:46 | SCG | ESe | Ex | Any | CZ15 | Each | 5.5 | 150000 |  | -41.8 | -0.0103 | 423 | -41.8 | -0.0103 | 423 | -41.8 | -0.0103 | 372 | -41.8 | -0.0103 | 372 |  |  | 2 | Education - Secondary School | Existing | Palm Springs-Intl (El Centro for pre-2014) | SCG
NG-WtrHt-SmlInst-Gas-150kBtuh-lt2G-0p92EF-40g | DEER2015 | WaterHeater-Calculator-v1.1 | 2015-03-19 14:46 | SCG | ESe | Ex | Any | CZ16 | Each | 5.5 | 150000 |  | -58.1 | 0 | 763 | -58.1 | 0 | 763 | -58.1 | 0 | 694 | -58.1 | 0 | 694 |  |  | 2 | Education - Secondary School | Existing | Blue Canyon (Mount Shasta for pre-2014) | SCG
NG-WtrHt-SmlInst-Gas-150kBtuh-lt2G-0p92EF-40g | DEER2015 | WaterHeater-Calculator-v1.1 | 2015-03-19 14:46 | SCG | ESe | Ex | Any | IOU | Each | 5.5 | 150000 |  | -49.8 | -0.013 | 496 | -49.8 | -0.013 | 496 | -49.8 | -0.013 | 438 | -49.8 | -0.013 | 438 |  |  | 2 | Education - Secondary School | Existing | IOU Territory | SCG
NG-WtrHt-SmlInst-Gas-150kBtuh-lt2G-0p92EF-40g | DEER2015 | WaterHeater-Calculator-v1.1 | 2015-03-19 14:46 | SCG | EUD | Ex | Any | CZ05 | Each | 5.28 | 170000 |  | -63.9 | -0.0194 | 516 | -63.9 | -0.0194 | 516 | -63.9 | -0.0194 | 476 | -63.9 | -0.0194 | 476 |  |  | 2 | University Dormitory | Existing | Santa Maria Area | SCG
NG-WtrHt-SmlInst-Gas-150kBtuh-lt2G-0p92EF-40g | DEER2015 | WaterHeater-Calculator-v1.1 | 2015-03-19 14:46 | SCG | EUD | Ex | Any | CZ06 | Each | 5.28 | 170000 |  | -57 | -0.0169 | 462 | -57 | -0.0169 | 462 | -57 | -0.0169 | 425 | -57 | -0.0169 | 425 |  |  | 2 | University Dormitory | Existing | Torrance (Los Angeles for pre-2014) | SCG
NG-WtrHt-SmlInst-Gas-150kBtuh-lt2G-0p92EF-40g | DEER2015 | WaterHeater-Calculator-v1.1 | 2015-03-19 14:46 | SCG | EUD | Ex | Any | CZ08 | Each | 5.28 | 170000 |  | -54.7 | -0.016 | 443 | -54.7 | -0.016 | 443 | -54.7 | -0.016 | 408 | -54.7 | -0.016 | 408 |  |  | 2 | University Dormitory | Existing | Fullerton (El Toro for pre-2014) | SCG
NG-WtrHt-SmlInst-Gas-150kBtuh-lt2G-0p92EF-40g | DEER2015 | WaterHeater-Calculator-v1.1 | 2015-03-19 14:46 | SCG | EUD | Ex | Any | CZ09 | Each | 5.28 | 170000 |  | -54.6 | -0.0156 | 443 | -54.6 | -0.0156 | 443 | -54.6 | -0.0156 | 407 | -54.6 | -0.0156 | 407 |  |  | 2 | University Dormitory | Existing | Burbank-Glendale (Pasadena for pre-2014) | SCG
NG-WtrHt-SmlInst-Gas-150kBtuh-lt2G-0p92EF-40g | DEER2015 | WaterHeater-Calculator-v1.1 | 2015-03-19 14:46 | SCG | EUD | Ex | Any | CZ10 | Each | 5.28 | 170000 |  | -54.3 | -0.0151 | 438 | -54.3 | -0.0151 | 438 | -54.3 | -0.0151 | 404 | -54.3 | -0.0151 | 404 |  |  | 2 | University Dormitory | Existing | Riverside | SCG
NG-WtrHt-SmlInst-Gas-150kBtuh-lt2G-0p92EF-40g | DEER2015 | WaterHeater-Calculator-v1.1 | 2015-03-19 14:46 | SCG | EUD | Ex | Any | CZ13 | Each | 5.28 | 170000 |  | -54.5 | -0.00522 | 438 | -54.5 | -0.00522 | 438 | -54.5 | -0.00522 | 406 | -54.5 | -0.00522 | 406 |  |  | 2 | University Dormitory | Existing | Fresno Area | SCG
NG-WtrHt-SmlInst-Gas-150kBtuh-lt2G-0p92EF-40g | DEER2015 | WaterHeater-Calculator-v1.1 | 2015-03-19 14:46 | SCG | EUD | Ex | Any | CZ14 | Each | 5.28 | 170000 |  | -56.3 | -0.014 | 452 | -56.3 | -0.014 | 452 | -56.3 | -0.014 | 418 | -56.3 | -0.014 | 418 |  |  | 2 | University Dormitory | Existing | Palmdale (China Lake for pre-2014) | SCG
NG-WtrHt-SmlInst-Gas-150kBtuh-lt2G-0p92EF-40g | DEER2015 | WaterHeater-Calculator-v1.1 | 2015-03-19 14:46 | SCG | EUD | Ex | Any | CZ15 | Each | 5.28 | 170000 |  | -41.2 | -0.00934 | 342 | -41.2 | -0.00934 | 342 | -41.2 | -0.00934 | 313 | -41.2 | -0.00934 | 313 |  |  | 2 | University Dormitory | Existing | Palm Springs-Intl (El Centro for pre-2014) | SCG
NG-WtrHt-SmlInst-Gas-150kBtuh-lt2G-0p92EF-40g | DEER2015 | WaterHeater-Calculator-v1.1 | 2015-03-19 14:46 | SCG | EUD | Ex | Any | CZ16 | Each | 5.28 | 170000 |  | -69 | -0.00697 | 543 | -69 | -0.00697 | 543 | -69 | -0.00697 | 506 | -69 | -0.00697 | 506 |  |  | 2 | University Dormitory | Existing | Blue Canyon (Mount Shasta for pre-2014) | SCG
NG-WtrHt-SmlInst-Gas-150kBtuh-lt2G-0p92EF-40g | DEER2015 | WaterHeater-Calculator-v1.1 | 2015-03-19 14:46 | SCG | EUD | Ex | Any | IOU | Each | 5.28 | 170000 |  | -55.6 | -0.0152 | 449 | -55.6 | -0.0152 | 449 | -55.6 | -0.0152 | 414 | -55.6 | -0.0152 | 414 |  |  | 2 | University Dormitory | Existing | IOU Territory | SCG
NG-WtrHt-SmlInst-Gas-150kBtuh-lt2G-0p92EF-40g | DEER2015 | WaterHeater-Calculator-v1.1 | 2015-03-19 14:46 | SCG | EUn | Ex | Any | CZ05 | Each | 15.5 | 830000 |  | -92.8 | -0.0288 | 839 | -92.8 | -0.0288 | 839 | -92.8 | -0.0288 | 767 | -92.8 | -0.0288 | 767 |  |  | 2 | Education - University | Existing | Santa Maria Area | SCG
NG-WtrHt-SmlInst-Gas-150kBtuh-lt2G-0p92EF-40g | DEER2015 | WaterHeater-Calculator-v1.1 | 2015-03-19 14:46 | SCG | EUn | Ex | Any | CZ06 | Each | 15.5 | 830000 |  | -85.9 | -0.0262 | 726 | -85.9 | -0.0262 | 726 | -85.9 | -0.0262 | 664 | -85.9 | -0.0262 | 664 |  |  | 2 | Education - University | Existing | Torrance (Los Angeles for pre-2014) | SCG
NG-WtrHt-SmlInst-Gas-150kBtuh-lt2G-0p92EF-40g | DEER2015 | WaterHeater-Calculator-v1.1 | 2015-03-19 14:46 | SCG | EUn | Ex | Any | CZ08 | Each | 15.5 | 830000 |  | -83.6 | -0.0254 | 707 | -83.6 | -0.0254 | 707 | -83.6 | -0.0254 | 647 | -83.6 | -0.0254 | 647 |  |  | 2 | Education - University | Existing | Fullerton (El Toro for pre-2014) | SCG
NG-WtrHt-SmlInst-Gas-150kBtuh-lt2G-0p92EF-40g | DEER2015 | WaterHeater-Calculator-v1.1 | 2015-03-19 14:46 | SCG | EUn | Ex | Any | CZ09 | Each | 15.5 | 830000 |  | -83.6 | -0.025 | 707 | -83.6 | -0.025 | 707 | -83.6 | -0.025 | 646 | -83.6 | -0.025 | 646 |  |  | 2 | Education - University | Existing | Burbank-Glendale (Pasadena for pre-2014) | SCG
NG-WtrHt-SmlInst-Gas-150kBtuh-lt2G-0p92EF-40g | DEER2015 | WaterHeater-Calculator-v1.1 | 2015-03-19 14:46 | SCG | EUn | Ex | Any | CZ10 | Each | 15.5 | 830000 |  | -83.2 | -0.0245 | 699 | -83.2 | -0.0245 | 699 | -83.2 | -0.0245 | 643 | -83.2 | -0.0245 | 643 |  |  | 2 | Education - University | Existing | Riverside | SCG
NG-WtrHt-SmlInst-Gas-150kBtuh-lt2G-0p92EF-40g | DEER2015 | WaterHeater-Calculator-v1.1 | 2015-03-19 14:46 | SCG | EUn | Ex | Any | CZ13 | Each | 15.5 | 830000 |  | -83.5 | -0.00853 | 728 | -83.5 | -0.00853 | 728 | -83.5 | -0.00853 | 670 | -83.5 | -0.00853 | 670 |  |  | 2 | Education - University | Existing | Fresno Area | SCG
NG-WtrHt-SmlInst-Gas-150kBtuh-lt2G-0p92EF-40g | DEER2015 | WaterHeater-Calculator-v1.1 | 2015-03-19 14:46 | SCG | EUn | Ex | Any | CZ14 | Each | 15.5 | 830000 |  | -85.2 | -0.0234 | 762 | -85.2 | -0.0234 | 762 | -85.2 | -0.0234 | 700 | -85.2 | -0.0234 | 700 |  |  | 2 | Education - University | Existing | Palmdale (China Lake for pre-2014) | SCG
NG-WtrHt-SmlInst-Gas-150kBtuh-lt2G-0p92EF-40g | DEER2015 | WaterHeater-Calculator-v1.1 | 2015-03-19 14:46 | SCG | EUn | Ex | Any | CZ15 | Each | 15.5 | 830000 |  | -70.2 | -0.0188 | 604 | -70.2 | -0.0188 | 604 | -70.2 | -0.0188 | 553 | -70.2 | -0.0188 | 553 |  |  | 2 | Education - University | Existing | Palm Springs-Intl (El Centro for pre-2014) | SCG
NG-WtrHt-SmlInst-Gas-150kBtuh-lt2G-0p92EF-40g | DEER2015 | WaterHeater-Calculator-v1.1 | 2015-03-19 14:46 | SCG | EUn | Ex | Any | CZ16 | Each | 15.5 | 830000 |  | -97.9 | -0.0103 | 1100 | -97.9 | -0.0103 | 1100 | -97.9 | -0.0103 | 1010 | -97.9 | -0.0103 | 1010 |  |  | 2 | Education - University | Existing | Blue Canyon (Mount Shasta for pre-2014) | SCG
NG-WtrHt-SmlInst-Gas-150kBtuh-lt2G-0p92EF-40g | DEER2015 | WaterHeater-Calculator-v1.1 | 2015-03-19 14:46 | SCG | EUn | Ex | Any | IOU | Each | 15.5 | 830000 |  | -84.5 | -0.0241 | 729 | -84.5 | -0.0241 | 729 | -84.5 | -0.0241 | 668 | -84.5 | -0.0241 | 668 |  |  | 2 | Education - University | Existing | IOU Territory | SCG
NG-WtrHt-SmlInst-Gas-150kBtuh-lt2G-0p92EF-40g | DEER2015 | WaterHeater-Calculator-v1.1 | 2015-03-19 14:46 | SCG | Gro | Ex | Any | CZ05 | Each | 0.856 | 50000 |  | -145 | -0.025 | 1170 | -145 | -0.025 | 1170 | -145 | -0.025 | 1100 | -145 | -0.025 | 1100 |  |  | 2 | Grocery | Existing | Santa Maria Area | SCG
NG-WtrHt-SmlInst-Gas-150kBtuh-lt2G-0p92EF-40g | DEER2015 | WaterHeater-Calculator-v1.1 | 2015-03-19 14:46 | SCG | Gro | Ex | Any | CZ06 | Each | 0.856 | 50000 |  | -135 | -0.0227 | 1040 | -135 | -0.0227 | 1040 | -135 | -0.0227 | 974 | -135 | -0.0227 | 974 |  |  | 2 | Grocery | Existing | Torrance (Los Angeles for pre-2014) | SCG
NG-WtrHt-SmlInst-Gas-150kBtuh-lt2G-0p92EF-40g | DEER2015 | WaterHeater-Calculator-v1.1 | 2015-03-19 14:46 | SCG | Gro | Ex | Any | CZ08 | Each | 0.856 | 50000 |  | -131 | -0.022 | 1020 | -131 | -0.022 | 1020 | -131 | -0.022 | 948 | -131 | -0.022 | 948 |  |  | 2 | Grocery | Existing | Fullerton (El Toro for pre-2014) | SCG
NG-WtrHt-SmlInst-Gas-150kBtuh-lt2G-0p92EF-40g | DEER2015 | WaterHeater-Calculator-v1.1 | 2015-03-19 14:46 | SCG | Gro | Ex | Any | CZ09 | Each | 0.856 | 50000 |  | -131 | -0.0216 | 1010 | -131 | -0.0216 | 1010 | -131 | -0.0216 | 947 | -131 | -0.0216 | 947 |  |  | 2 | Grocery | Existing | Burbank-Glendale (Pasadena for pre-2014) | SCG
NG-WtrHt-SmlInst-Gas-150kBtuh-lt2G-0p92EF-40g | DEER2015 | WaterHeater-Calculator-v1.1 | 2015-03-19 14:46 | SCG | Gro | Ex | Any | CZ10 | Each | 0.856 | 50000 |  | -130 | -0.0213 | 1000 | -130 | -0.0213 | 1000 | -130 | -0.0213 | 943 | -130 | -0.0213 | 943 |  |  | 2 | Grocery | Existing | Riverside | SCG
NG-WtrHt-SmlInst-Gas-150kBtuh-lt2G-0p92EF-40g | DEER2015 | WaterHeater-Calculator-v1.1 | 2015-03-19 14:46 | SCG | Gro | Ex | Any | CZ13 | Each | 0.856 | 50000 |  | -130 | -0.021 | 1020 | -130 | -0.021 | 1020 | -130 | -0.021 | 962 | -130 | -0.021 | 962 |  |  | 2 | Grocery | Existing | Fresno Area | SCG
NG-WtrHt-SmlInst-Gas-150kBtuh-lt2G-0p92EF-40g | DEER2015 | WaterHeater-Calculator-v1.1 | 2015-03-19 14:46 | SCG | Gro | Ex | Any | CZ14 | Each | 0.856 | 50000 |  | -133 | -0.0203 | 1060 | -133 | -0.0203 | 1060 | -133 | -0.0203 | 994 | -133 | -0.0203 | 994 |  |  | 2 | Grocery | Existing | Palmdale (China Lake for pre-2014) | SCG
NG-WtrHt-SmlInst-Gas-150kBtuh-lt2G-0p92EF-40g | DEER2015 | WaterHeater-Calculator-v1.1 | 2015-03-19 14:46 | SCG | Gro | Ex | Any | CZ15 | Each | 0.856 | 50000 |  | -109 | -0.0163 | 858 | -109 | -0.0163 | 858 | -109 | -0.0163 | 803 | -109 | -0.0163 | 803 |  |  | 2 | Grocery | Existing | Palm Springs-Intl (El Centro for pre-2014) | SCG
NG-WtrHt-SmlInst-Gas-150kBtuh-lt2G-0p92EF-40g | DEER2015 | WaterHeater-Calculator-v1.1 | 2015-03-19 14:46 | SCG | Gro | Ex | Any | CZ16 | Each | 0.856 | 50000 |  | -153 | -0.0253 | 1350 | -153 | -0.0253 | 1350 | -153 | -0.0253 | 1270 | -153 | -0.0253 | 1270 |  |  | 2 | Grocery | Existing | Blue Canyon (Mount Shasta for pre-2014) | SCG
NG-WtrHt-SmlInst-Gas-150kBtuh-lt2G-0p92EF-40g | DEER2015 | WaterHeater-Calculator-v1.1 | 2015-03-19 14:46 | SCG | Gro | Ex | Any | IOU | Each | 0.856 | 50000 |  | -131 | -0.0217 | 1020 | -131 | -0.0217 | 1020 | -131 | -0.0217 | 956 | -131 | -0.0217 | 956 |  |  | 2 | Grocery | Existing | IOU Territory | SCG
NG-WtrHt-SmlInst-Gas-150kBtuh-lt2G-0p92EF-40g | DEER2015 | WaterHeater-Calculator-v1.1 | 2015-03-19 14:46 | SCG | HGR | Ex | Any | CZ05 | Each | 8.51 | 321000 |  | -98.7 | -0.00711 | 730 | -98.7 | -0.00711 | 730 | -98.7 | -0.00711 | 690 | -98.7 | -0.00711 | 690 |  |  | 2 | Hotel Guest Room | Existing | Santa Maria Area | SCG
NG-WtrHt-SmlInst-Gas-150kBtuh-lt2G-0p92EF-40g | DEER2015 | WaterHeater-Calculator-v1.1 | 2015-03-19 14:46 | SCG | HGR | Ex | Any | CZ06 | Each | 8.51 | 321000 |  | -87.9 | -0.00616 | 657 | -87.9 | -0.00616 | 657 | -87.9 | -0.00616 | 619 | -87.9 | -0.00616 | 619 |  |  | 2 | Hotel Guest Room | Existing | Torrance (Los Angeles for pre-2014) | SCG
NG-WtrHt-SmlInst-Gas-150kBtuh-lt2G-0p92EF-40g | DEER2015 | WaterHeater-Calculator-v1.1 | 2015-03-19 14:46 | SCG | HGR | Ex | Any | CZ08 | Each | 8.51 | 321000 |  | -84.3 | -0.00584 | 631 | -84.3 | -0.00584 | 631 | -84.3 | -0.00584 | 594 | -84.3 | -0.00584 | 594 |  |  | 2 | Hotel Guest Room | Existing | Fullerton (El Toro for pre-2014) | SCG
NG-WtrHt-SmlInst-Gas-150kBtuh-lt2G-0p92EF-40g | DEER2015 | WaterHeater-Calculator-v1.1 | 2015-03-19 14:46 | SCG | HGR | Ex | Any | CZ09 | Each | 8.51 | 321000 |  | -84.2 | -0.0057 | 631 | -84.2 | -0.0057 | 631 | -84.2 | -0.0057 | 593 | -84.2 | -0.0057 | 593 |  |  | 2 | Hotel Guest Room | Existing | Burbank-Glendale (Pasadena for pre-2014) | SCG
NG-WtrHt-SmlInst-Gas-150kBtuh-lt2G-0p92EF-40g | DEER2015 | WaterHeater-Calculator-v1.1 | 2015-03-19 14:46 | SCG | HGR | Ex | Any | CZ10 | Each | 8.51 | 321000 |  | -83.6 | -0.00553 | 625 | -83.6 | -0.00553 | 625 | -83.6 | -0.00553 | 589 | -83.6 | -0.00553 | 589 |  |  | 2 | Hotel Guest Room | Existing | Riverside | SCG
NG-WtrHt-SmlInst-Gas-150kBtuh-lt2G-0p92EF-40g | DEER2015 | WaterHeater-Calculator-v1.1 | 2015-03-19 14:46 | SCG | HGR | Ex | Any | CZ13 | Each | 8.51 | 321000 |  | -83.7 | -0.00542 | 629 | -83.7 | -0.00542 | 629 | -83.7 | -0.00542 | 592 | -83.7 | -0.00542 | 592 |  |  | 2 | Hotel Guest Room | Existing | Fresno Area | SCG
NG-WtrHt-SmlInst-Gas-150kBtuh-lt2G-0p92EF-40g | DEER2015 | WaterHeater-Calculator-v1.1 | 2015-03-19 14:46 | SCG | HGR | Ex | Any | CZ14 | Each | 8.51 | 321000 |  | -86.3 | -0.00513 | 645 | -86.3 | -0.00513 | 645 | -86.3 | -0.00513 | 609 | -86.3 | -0.00513 | 609 |  |  | 2 | Hotel Guest Room | Existing | Palmdale (China Lake for pre-2014) | SCG
NG-WtrHt-SmlInst-Gas-150kBtuh-lt2G-0p92EF-40g | DEER2015 | WaterHeater-Calculator-v1.1 | 2015-03-19 14:46 | SCG | HGR | Ex | Any | CZ15 | Each | 8.51 | 321000 |  | -62.9 | -0.00341 | 483 | -62.9 | -0.00341 | 483 | -62.9 | -0.00341 | 452 | -62.9 | -0.00341 | 452 |  |  | 2 | Hotel Guest Room | Existing | Palm Springs-Intl (El Centro for pre-2014) | SCG
NG-WtrHt-SmlInst-Gas-150kBtuh-lt2G-0p92EF-40g | DEER2015 | WaterHeater-Calculator-v1.1 | 2015-03-19 14:46 | SCG | HGR | Ex | Any | CZ16 | Each | 8.51 | 321000 |  | -106 | -0.00724 | 783 | -106 | -0.00724 | 783 | -106 | -0.00724 | 741 | -106 | -0.00724 | 741 |  |  | 2 | Hotel Guest Room | Existing | Blue Canyon (Mount Shasta for pre-2014) | SCG
NG-WtrHt-SmlInst-Gas-150kBtuh-lt2G-0p92EF-40g | DEER2015 | WaterHeater-Calculator-v1.1 | 2015-03-19 14:46 | SCG | HGR | Ex | Any | IOU | Each | 8.51 | 321000 |  | -83.7 | -0.00565 | 627 | -83.7 | -0.00565 | 627 | -83.7 | -0.00565 | 590 | -83.7 | -0.00565 | 590 |  |  | 2 | Hotel Guest Room | Existing | IOU Territory | SCG
NG-WtrHt-SmlInst-Gas-150kBtuh-lt2G-0p92EF-40g | DEER2015 | WaterHeater-Calculator-v1.1 | 2015-03-19 14:46 | SCG | Hsp | Ex | Any | CZ05 | Each | 19.8 | 500000 |  | -160 | -0.0235 | 1210 | -160 | -0.0235 | 1210 | -160 | -0.0235 | 1140 | -160 | -0.0235 | 1140 |  |  | 2 | Health/Medical - Hospital | Existing | Santa Maria Area | SCG
NG-WtrHt-SmlInst-Gas-150kBtuh-lt2G-0p92EF-40g | DEER2015 | WaterHeater-Calculator-v1.1 | 2015-03-19 14:46 | SCG | Hsp | Ex | Any | CZ06 | Each | 19.8 | 500000 |  | -148 | -0.0214 | 1120 | -148 | -0.0214 | 1120 | -148 | -0.0214 | 1050 | -148 | -0.0214 | 1050 |  |  | 2 | Health/Medical - Hospital | Existing | Torrance (Los Angeles for pre-2014) | SCG
NG-WtrHt-SmlInst-Gas-150kBtuh-lt2G-0p92EF-40g | DEER2015 | WaterHeater-Calculator-v1.1 | 2015-03-19 14:46 | SCG | Hsp | Ex | Any | CZ08 | Each | 19.8 | 500000 |  | -144 | -0.0207 | 1090 | -144 | -0.0207 | 1090 | -144 | -0.0207 | 1030 | -144 | -0.0207 | 1030 |  |  | 2 | Health/Medical - Hospital | Existing | Fullerton (El Toro for pre-2014) | SCG
NG-WtrHt-SmlInst-Gas-150kBtuh-lt2G-0p92EF-40g | DEER2015 | WaterHeater-Calculator-v1.1 | 2015-03-19 14:46 | SCG | Hsp | Ex | Any | CZ09 | Each | 19.8 | 500000 |  | -144 | -0.0204 | 1090 | -144 | -0.0204 | 1090 | -144 | -0.0204 | 1030 | -144 | -0.0204 | 1030 |  |  | 2 | Health/Medical - Hospital | Existing | Burbank-Glendale (Pasadena for pre-2014) | SCG
NG-WtrHt-SmlInst-Gas-150kBtuh-lt2G-0p92EF-40g | DEER2015 | WaterHeater-Calculator-v1.1 | 2015-03-19 14:46 | SCG | Hsp | Ex | Any | CZ10 | Each | 19.8 | 500000 |  | -143 | -0.02 | 1090 | -143 | -0.02 | 1090 | -143 | -0.02 | 1020 | -143 | -0.02 | 1020 |  |  | 2 | Health/Medical - Hospital | Existing | Riverside | SCG
NG-WtrHt-SmlInst-Gas-150kBtuh-lt2G-0p92EF-40g | DEER2015 | WaterHeater-Calculator-v1.1 | 2015-03-19 14:46 | SCG | Hsp | Ex | Any | CZ13 | Each | 19.8 | 500000 |  | -143 | -0.0197 | 1090 | -143 | -0.0197 | 1090 | -143 | -0.0197 | 1030 | -143 | -0.0197 | 1030 |  |  | 2 | Health/Medical - Hospital | Existing | Fresno Area | SCG
NG-WtrHt-SmlInst-Gas-150kBtuh-lt2G-0p92EF-40g | DEER2015 | WaterHeater-Calculator-v1.1 | 2015-03-19 14:46 | SCG | Hsp | Ex | Any | CZ14 | Each | 19.8 | 500000 |  | -146 | -0.0191 | 1110 | -146 | -0.0191 | 1110 | -146 | -0.0191 | 1050 | -146 | -0.0191 | 1050 |  |  | 2 | Health/Medical - Hospital | Existing | Palmdale (China Lake for pre-2014) | SCG
NG-WtrHt-SmlInst-Gas-150kBtuh-lt2G-0p92EF-40g | DEER2015 | WaterHeater-Calculator-v1.1 | 2015-03-19 14:46 | SCG | Hsp | Ex | Any | CZ15 | Each | 19.8 | 500000 |  | -120 | -0.0153 | 930 | -120 | -0.0153 | 930 | -120 | -0.0153 | 872 | -120 | -0.0153 | 872 |  |  | 2 | Health/Medical - Hospital | Existing | Palm Springs-Intl (El Centro for pre-2014) | SCG
NG-WtrHt-SmlInst-Gas-150kBtuh-lt2G-0p92EF-40g | DEER2015 | WaterHeater-Calculator-v1.1 | 2015-03-19 14:46 | SCG | Hsp | Ex | Any | CZ16 | Each | 19.8 | 500000 |  | -168 | -0.0238 | 1320 | -168 | -0.0238 | 1320 | -168 | -0.0238 | 1240 | -168 | -0.0238 | 1240 |  |  | 2 | Health/Medical - Hospital | Existing | Blue Canyon (Mount Shasta for pre-2014) | SCG
NG-WtrHt-SmlInst-Gas-150kBtuh-lt2G-0p92EF-40g | DEER2015 | WaterHeater-Calculator-v1.1 | 2015-03-19 14:46 | SCG | Hsp | Ex | Any | IOU | Each | 19.8 | 500000 |  | -145 | -0.0206 | 1100 | -145 | -0.0206 | 1100 | -145 | -0.0206 | 1030 | -145 | -0.0206 | 1030 |  |  | 2 | Health/Medical - Hospital | Existing | IOU Territory | SCG
NG-WtrHt-SmlInst-Gas-150kBtuh-lt2G-0p92EF-40g | DEER2015 | WaterHeater-Calculator-v1.1 | 2015-03-19 14:46 | SCG | Htl | Ex | Any | CZ05 | Each | 1.63 | 78900 |  | -208 | -0.0252 | 1520 | -208 | -0.0252 | 1520 | -208 | -0.0252 | 1450 | -208 | -0.0252 | 1450 |  |  | 2 | Lodging - Hotel | Existing | Santa Maria Area | SCG
NG-WtrHt-SmlInst-Gas-150kBtuh-lt2G-0p92EF-40g | DEER2015 | WaterHeater-Calculator-v1.1 | 2015-03-19 14:46 | SCG | Htl | Ex | Any | CZ06 | Each | 1.63 | 78900 |  | -193 | -0.0229 | 1410 | -193 | -0.0229 | 1410 | -193 | -0.0229 | 1340 | -193 | -0.0229 | 1340 |  |  | 2 | Lodging - Hotel | Existing | Torrance (Los Angeles for pre-2014) | SCG
NG-WtrHt-SmlInst-Gas-150kBtuh-lt2G-0p92EF-40g | DEER2015 | WaterHeater-Calculator-v1.1 | 2015-03-19 14:46 | SCG | Htl | Ex | Any | CZ08 | Each | 1.63 | 78900 |  | -187 | -0.0222 | 1380 | -187 | -0.0222 | 1380 | -187 | -0.0222 | 1300 | -187 | -0.0222 | 1300 |  |  | 2 | Lodging - Hotel | Existing | Fullerton (El Toro for pre-2014) | SCG
NG-WtrHt-SmlInst-Gas-150kBtuh-lt2G-0p92EF-40g | DEER2015 | WaterHeater-Calculator-v1.1 | 2015-03-19 14:46 | SCG | Htl | Ex | Any | CZ09 | Each | 1.63 | 78900 |  | -187 | -0.0218 | 1370 | -187 | -0.0218 | 1370 | -187 | -0.0218 | 1300 | -187 | -0.0218 | 1300 |  |  | 2 | Lodging - Hotel | Existing | Burbank-Glendale (Pasadena for pre-2014) | SCG
NG-WtrHt-SmlInst-Gas-150kBtuh-lt2G-0p92EF-40g | DEER2015 | WaterHeater-Calculator-v1.1 | 2015-03-19 14:46 | SCG | Htl | Ex | Any | CZ10 | Each | 1.63 | 78900 |  | -186 | -0.0215 | 1360 | -186 | -0.0215 | 1360 | -186 | -0.0215 | 1300 | -186 | -0.0215 | 1300 |  |  | 2 | Lodging - Hotel | Existing | Riverside | SCG
NG-WtrHt-SmlInst-Gas-150kBtuh-lt2G-0p92EF-40g | DEER2015 | WaterHeater-Calculator-v1.1 | 2015-03-19 14:46 | SCG | Htl | Ex | Any | CZ13 | Each | 1.63 | 78900 |  | -186 | -0.0212 | 1370 | -186 | -0.0212 | 1370 | -186 | -0.0212 | 1300 | -186 | -0.0212 | 1300 |  |  | 2 | Lodging - Hotel | Existing | Fresno Area | SCG
NG-WtrHt-SmlInst-Gas-150kBtuh-lt2G-0p92EF-40g | DEER2015 | WaterHeater-Calculator-v1.1 | 2015-03-19 14:46 | SCG | Htl | Ex | Any | CZ14 | Each | 1.63 | 78900 |  | -190 | -0.0205 | 1390 | -190 | -0.0205 | 1390 | -190 | -0.0205 | 1330 | -190 | -0.0205 | 1330 |  |  | 2 | Lodging - Hotel | Existing | Palmdale (China Lake for pre-2014) | SCG
NG-WtrHt-SmlInst-Gas-150kBtuh-lt2G-0p92EF-40g | DEER2015 | WaterHeater-Calculator-v1.1 | 2015-03-19 14:46 | SCG | Htl | Ex | Any | CZ15 | Each | 1.63 | 78900 |  | -156 | -0.0164 | 1160 | -156 | -0.0164 | 1160 | -156 | -0.0164 | 1100 | -156 | -0.0164 | 1100 |  |  | 2 | Lodging - Hotel | Existing | Palm Springs-Intl (El Centro for pre-2014) | SCG
NG-WtrHt-SmlInst-Gas-150kBtuh-lt2G-0p92EF-40g | DEER2015 | WaterHeater-Calculator-v1.1 | 2015-03-19 14:46 | SCG | Htl | Ex | Any | CZ16 | Each | 1.63 | 78900 |  | -219 | -0.0255 | 1820 | -219 | -0.0255 | 1820 | -219 | -0.0255 | 1730 | -219 | -0.0255 | 1730 |  |  | 2 | Lodging - Hotel | Existing | Blue Canyon (Mount Shasta for pre-2014) | SCG
NG-WtrHt-SmlInst-Gas-150kBtuh-lt2G-0p92EF-40g | DEER2015 | WaterHeater-Calculator-v1.1 | 2015-03-19 14:46 | SCG | Htl | Ex | Any | IOU | Each | 1.63 | 78900 |  | -186 | -0.0217 | 1370 | -186 | -0.0217 | 1370 | -186 | -0.0217 | 1300 | -186 | -0.0217 | 1300 |  |  | 2 | Lodging - Hotel | Existing | IOU Territory | SCG
NG-WtrHt-SmlInst-Gas-150kBtuh-lt2G-0p92EF-40g | DEER2015 | WaterHeater-Calculator-v1.1 | 2015-03-19 14:46 | SCG | MBT | Ex | Any | CZ05 | Each | 1.48 | 200000 |  | -81.8 | -0.0231 | 750 | -81.8 | -0.0231 | 750 | -81.8 | -0.0231 | 683 | -81.8 | -0.0231 | 683 |  |  | 2 | Manufacturing Biotech | Existing | Santa Maria Area | SCG
NG-WtrHt-SmlInst-Gas-150kBtuh-lt2G-0p92EF-40g | DEER2015 | WaterHeater-Calculator-v1.1 | 2015-03-19 14:46 | SCG | MBT | Ex | Any | CZ06 | Each | 1.48 | 200000 |  | -75.7 | -0.021 | 650 | -75.7 | -0.021 | 650 | -75.7 | -0.021 | 593 | -75.7 | -0.021 | 593 |  |  | 2 | Manufacturing Biotech | Existing | Torrance (Los Angeles for pre-2014) | SCG
NG-WtrHt-SmlInst-Gas-150kBtuh-lt2G-0p92EF-40g | DEER2015 | WaterHeater-Calculator-v1.1 | 2015-03-19 14:46 | SCG | MBT | Ex | Any | CZ08 | Each | 1.48 | 200000 |  | -73.7 | -0.0203 | 636 | -73.7 | -0.0203 | 636 | -73.7 | -0.0203 | 579 | -73.7 | -0.0203 | 579 |  |  | 2 | Manufacturing Biotech | Existing | Fullerton (El Toro for pre-2014) | SCG
NG-WtrHt-SmlInst-Gas-150kBtuh-lt2G-0p92EF-40g | DEER2015 | WaterHeater-Calculator-v1.1 | 2015-03-19 14:46 | SCG | MBT | Ex | Any | CZ09 | Each | 1.48 | 200000 |  | -73.6 | -0.02 | 635 | -73.6 | -0.02 | 635 | -73.6 | -0.02 | 579 | -73.6 | -0.02 | 579 |  |  | 2 | Manufacturing Biotech | Existing | Burbank-Glendale (Pasadena for pre-2014) | SCG
NG-WtrHt-SmlInst-Gas-150kBtuh-lt2G-0p92EF-40g | DEER2015 | WaterHeater-Calculator-v1.1 | 2015-03-19 14:46 | SCG | MBT | Ex | Any | CZ10 | Each | 1.48 | 200000 |  | -73.2 | -0.0196 | 628 | -73.2 | -0.0196 | 628 | -73.2 | -0.0196 | 576 | -73.2 | -0.0196 | 576 |  |  | 2 | Manufacturing Biotech | Existing | Riverside | SCG
NG-WtrHt-SmlInst-Gas-150kBtuh-lt2G-0p92EF-40g | DEER2015 | WaterHeater-Calculator-v1.1 | 2015-03-19 14:46 | SCG | MBT | Ex | Any | CZ13 | Each | 1.48 | 200000 |  | -73.3 | -0.0194 | 655 | -73.3 | -0.0194 | 655 | -73.3 | -0.0194 | 597 | -73.3 | -0.0194 | 597 |  |  | 2 | Manufacturing Biotech | Existing | Fresno Area | SCG
NG-WtrHt-SmlInst-Gas-150kBtuh-lt2G-0p92EF-40g | DEER2015 | WaterHeater-Calculator-v1.1 | 2015-03-19 14:46 | SCG | MBT | Ex | Any | CZ14 | Each | 1.48 | 200000 |  | -74.8 | -0.0188 | 681 | -74.8 | -0.0188 | 681 | -74.8 | -0.0188 | 622 | -74.8 | -0.0188 | 622 |  |  | 2 | Manufacturing Biotech | Existing | Palmdale (China Lake for pre-2014) | SCG
NG-WtrHt-SmlInst-Gas-150kBtuh-lt2G-0p92EF-40g | DEER2015 | WaterHeater-Calculator-v1.1 | 2015-03-19 14:46 | SCG | MBT | Ex | Any | CZ15 | Each | 1.48 | 200000 |  | -61.5 | -0.015 | 546 | -61.5 | -0.015 | 546 | -61.5 | -0.015 | 498 | -61.5 | -0.015 | 498 |  |  | 2 | Manufacturing Biotech | Existing | Palm Springs-Intl (El Centro for pre-2014) | SCG
NG-WtrHt-SmlInst-Gas-150kBtuh-lt2G-0p92EF-40g | DEER2015 | WaterHeater-Calculator-v1.1 | 2015-03-19 14:46 | SCG | MBT | Ex | Any | CZ16 | Each | 1.48 | 200000 |  | -86.1 | -0.0233 | 969 | -86.1 | -0.0233 | 969 | -86.1 | -0.0233 | 899 | -86.1 | -0.0233 | 899 |  |  | 2 | Manufacturing Biotech | Existing | Blue Canyon (Mount Shasta for pre-2014) | SCG
NG-WtrHt-SmlInst-Gas-150kBtuh-lt2G-0p92EF-40g | DEER2015 | WaterHeater-Calculator-v1.1 | 2015-03-19 14:46 | SCG | MBT | Ex | Any | IOU | Each | 1.48 | 200000 |  | -73.7 | -0.02 | 641 | -73.7 | -0.02 | 641 | -73.7 | -0.02 | 585 | -73.7 | -0.02 | 585 |  |  | 2 | Manufacturing Biotech | Existing | IOU Territory | SCG
NG-WtrHt-SmlInst-Gas-150kBtuh-lt2G-0p92EF-40g | DEER2015 | WaterHeater-Calculator-v1.1 | 2015-03-19 14:46 | SCG | MLI | Ex | Any | CZ05 | Each | 0.883 | 100000 |  | -81.8 | -0.0231 | 765 | -81.8 | -0.0231 | 765 | -81.8 | -0.0231 | 694 | -81.8 | -0.0231 | 694 |  |  | 2 | Manufacturing Light Industrial | Existing | Santa Maria Area | SCG
NG-WtrHt-SmlInst-Gas-150kBtuh-lt2G-0p92EF-40g | DEER2015 | WaterHeater-Calculator-v1.1 | 2015-03-19 14:46 | SCG | MLI | Ex | Any | CZ06 | Each | 0.883 | 100000 |  | -75.7 | -0.021 | 659 | -75.7 | -0.021 | 659 | -75.7 | -0.021 | 599 | -75.7 | -0.021 | 599 |  |  | 2 | Manufacturing Light Industrial | Existing | Torrance (Los Angeles for pre-2014) | SCG
NG-WtrHt-SmlInst-Gas-150kBtuh-lt2G-0p92EF-40g | DEER2015 | WaterHeater-Calculator-v1.1 | 2015-03-19 14:46 | SCG | MLI | Ex | Any | CZ08 | Each | 0.883 | 100000 |  | -73.7 | -0.0203 | 641 | -73.7 | -0.0203 | 641 | -73.7 | -0.0203 | 583 | -73.7 | -0.0203 | 583 |  |  | 2 | Manufacturing Light Industrial | Existing | Fullerton (El Toro for pre-2014) | SCG
NG-WtrHt-SmlInst-Gas-150kBtuh-lt2G-0p92EF-40g | DEER2015 | WaterHeater-Calculator-v1.1 | 2015-03-19 14:46 | SCG | MLI | Ex | Any | CZ09 | Each | 0.883 | 100000 |  | -73.6 | -0.02 | 640 | -73.6 | -0.02 | 640 | -73.6 | -0.02 | 582 | -73.6 | -0.02 | 582 |  |  | 2 | Manufacturing Light Industrial | Existing | Burbank-Glendale (Pasadena for pre-2014) | SCG
NG-WtrHt-SmlInst-Gas-150kBtuh-lt2G-0p92EF-40g | DEER2015 | WaterHeater-Calculator-v1.1 | 2015-03-19 14:46 | SCG | MLI | Ex | Any | CZ10 | Each | 0.883 | 100000 |  | -73.2 | -0.0196 | 632 | -73.2 | -0.0196 | 632 | -73.2 | -0.0196 | 580 | -73.2 | -0.0196 | 580 |  |  | 2 | Manufacturing Light Industrial | Existing | Riverside | SCG
NG-WtrHt-SmlInst-Gas-150kBtuh-lt2G-0p92EF-40g | DEER2015 | WaterHeater-Calculator-v1.1 | 2015-03-19 14:46 | SCG | MLI | Ex | Any | CZ13 | Each | 0.883 | 100000 |  | -73.3 | -0.0194 | 660 | -73.3 | -0.0194 | 660 | -73.3 | -0.0194 | 600 | -73.3 | -0.0194 | 600 |  |  | 2 | Manufacturing Light Industrial | Existing | Fresno Area | SCG
NG-WtrHt-SmlInst-Gas-150kBtuh-lt2G-0p92EF-40g | DEER2015 | WaterHeater-Calculator-v1.1 | 2015-03-19 14:46 | SCG | MLI | Ex | Any | CZ14 | Each | 0.883 | 100000 |  | -74.8 | -0.0188 | 687 | -74.8 | -0.0188 | 687 | -74.8 | -0.0188 | 627 | -74.8 | -0.0188 | 627 |  |  | 2 | Manufacturing Light Industrial | Existing | Palmdale (China Lake for pre-2014) | SCG
NG-WtrHt-SmlInst-Gas-150kBtuh-lt2G-0p92EF-40g | DEER2015 | WaterHeater-Calculator-v1.1 | 2015-03-19 14:46 | SCG | MLI | Ex | Any | CZ15 | Each | 0.883 | 100000 |  | -61.5 | -0.015 | 547 | -61.5 | -0.015 | 547 | -61.5 | -0.015 | 498 | -61.5 | -0.015 | 498 |  |  | 2 | Manufacturing Light Industrial | Existing | Palm Springs-Intl (El Centro for pre-2014) | SCG
NG-WtrHt-SmlInst-Gas-150kBtuh-lt2G-0p92EF-40g | DEER2015 | WaterHeater-Calculator-v1.1 | 2015-03-19 14:46 | SCG | MLI | Ex | Any | CZ16 | Each | 0.883 | 100000 |  | -86.1 | -0.0233 | 978 | -86.1 | -0.0233 | 978 | -86.1 | -0.0233 | 907 | -86.1 | -0.0233 | 907 |  |  | 2 | Manufacturing Light Industrial | Existing | Blue Canyon (Mount Shasta for pre-2014) | SCG
NG-WtrHt-SmlInst-Gas-150kBtuh-lt2G-0p92EF-40g | DEER2015 | WaterHeater-Calculator-v1.1 | 2015-03-19 14:46 | SCG | MLI | Ex | Any | IOU | Each | 0.883 | 100000 |  | -73.7 | -0.02 | 647 | -73.7 | -0.02 | 647 | -73.7 | -0.02 | 589 | -73.7 | -0.02 | 589 |  |  | 2 | Manufacturing Light Industrial | Existing | IOU Territory | SCG
NG-WtrHt-SmlInst-Gas-150kBtuh-lt2G-0p92EF-40g | DEER2015 | WaterHeater-Calculator-v1.1 | 2015-03-19 14:46 | SCG | Mtl | Ex | Any | CZ05 | Each | 0.462 | 60000 |  | -102 | -0.0126 | 857 | -102 | -0.0126 | 857 | -102 | -0.0126 | 790 | -102 | -0.0126 | 790 |  |  | 2 | Lodging - Motel | Existing | Santa Maria Area | SCG
NG-WtrHt-SmlInst-Gas-150kBtuh-lt2G-0p92EF-40g | DEER2015 | WaterHeater-Calculator-v1.1 | 2015-03-19 14:46 | SCG | Mtl | Ex | Any | CZ06 | Each | 0.462 | 60000 |  | -94.3 | -0.0115 | 775 | -94.3 | -0.0115 | 775 | -94.3 | -0.0115 | 714 | -94.3 | -0.0115 | 714 |  |  | 2 | Lodging - Motel | Existing | Torrance (Los Angeles for pre-2014) | SCG
NG-WtrHt-SmlInst-Gas-150kBtuh-lt2G-0p92EF-40g | DEER2015 | WaterHeater-Calculator-v1.1 | 2015-03-19 14:46 | SCG | Mtl | Ex | Any | CZ08 | Each | 0.462 | 60000 |  | -91.8 | -0.0111 | 756 | -91.8 | -0.0111 | 756 | -91.8 | -0.0111 | 696 | -91.8 | -0.0111 | 696 |  |  | 2 | Lodging - Motel | Existing | Fullerton (El Toro for pre-2014) | SCG
NG-WtrHt-SmlInst-Gas-150kBtuh-lt2G-0p92EF-40g | DEER2015 | WaterHeater-Calculator-v1.1 | 2015-03-19 14:46 | SCG | Mtl | Ex | Any | CZ09 | Each | 0.462 | 60000 |  | -91.7 | -0.011 | 754 | -91.7 | -0.011 | 754 | -91.7 | -0.011 | 696 | -91.7 | -0.011 | 696 |  |  | 2 | Lodging - Motel | Existing | Burbank-Glendale (Pasadena for pre-2014) | SCG
NG-WtrHt-SmlInst-Gas-150kBtuh-lt2G-0p92EF-40g | DEER2015 | WaterHeater-Calculator-v1.1 | 2015-03-19 14:46 | SCG | Mtl | Ex | Any | CZ10 | Each | 0.462 | 60000 |  | -91.3 | -0.0108 | 749 | -91.3 | -0.0108 | 749 | -91.3 | -0.0108 | 693 | -91.3 | -0.0108 | 693 |  |  | 2 | Lodging - Motel | Existing | Riverside | SCG
NG-WtrHt-SmlInst-Gas-150kBtuh-lt2G-0p92EF-40g | DEER2015 | WaterHeater-Calculator-v1.1 | 2015-03-19 14:46 | SCG | Mtl | Ex | Any | CZ13 | Each | 0.462 | 60000 |  | -91.3 | -0.0106 | 765 | -91.3 | -0.0106 | 765 | -91.3 | -0.0106 | 705 | -91.3 | -0.0106 | 705 |  |  | 2 | Lodging - Motel | Existing | Fresno Area | SCG
NG-WtrHt-SmlInst-Gas-150kBtuh-lt2G-0p92EF-40g | DEER2015 | WaterHeater-Calculator-v1.1 | 2015-03-19 14:46 | SCG | Mtl | Ex | Any | CZ14 | Each | 0.462 | 60000 |  | -93.2 | -0.0103 | 784 | -93.2 | -0.0103 | 784 | -93.2 | -0.0103 | 725 | -93.2 | -0.0103 | 725 |  |  | 2 | Lodging - Motel | Existing | Palmdale (China Lake for pre-2014) | SCG
NG-WtrHt-SmlInst-Gas-150kBtuh-lt2G-0p92EF-40g | DEER2015 | WaterHeater-Calculator-v1.1 | 2015-03-19 14:46 | SCG | Mtl | Ex | Any | CZ15 | Each | 0.462 | 60000 |  | -76.7 | -0.00823 | 646 | -76.7 | -0.00823 | 646 | -76.7 | -0.00823 | 594 | -76.7 | -0.00823 | 594 |  |  | 2 | Lodging - Motel | Existing | Palm Springs-Intl (El Centro for pre-2014) | SCG
NG-WtrHt-SmlInst-Gas-150kBtuh-lt2G-0p92EF-40g | DEER2015 | WaterHeater-Calculator-v1.1 | 2015-03-19 14:46 | SCG | Mtl | Ex | Any | CZ16 | Each | 0.462 | 60000 |  | -107 | -0.0128 | 949 | -107 | -0.0128 | 949 | -107 | -0.0128 | 883 | -107 | -0.0128 | 883 |  |  | 2 | Lodging - Motel | Existing | Blue Canyon (Mount Shasta for pre-2014) | SCG
NG-WtrHt-SmlInst-Gas-150kBtuh-lt2G-0p92EF-40g | DEER2015 | WaterHeater-Calculator-v1.1 | 2015-03-19 14:46 | SCG | Mtl | Ex | Any | IOU | Each | 0.462 | 60000 |  | -91.3 | -0.0109 | 755 | -91.3 | -0.0109 | 755 | -91.3 | -0.0109 | 696 | -91.3 | -0.0109 | 696 |  |  | 2 | Lodging - Motel | Existing | IOU Territory | SCG
NG-WtrHt-SmlInst-Gas-150kBtuh-lt2G-0p92EF-40g | DEER2015 | WaterHeater-Calculator-v1.1 | 2015-03-19 14:46 | SCG | Nrs | Ex | Any | CZ05 | Each | 2.91 | 120000 |  | -178 | -0.0183 | 1330 | -178 | -0.0183 | 1330 | -178 | -0.0183 | 1260 | -178 | -0.0183 | 1260 |  |  | 2 | Health/Medical - Nursing Home | Existing | Santa Maria Area | SCG
NG-WtrHt-SmlInst-Gas-150kBtuh-lt2G-0p92EF-40g | DEER2015 | WaterHeater-Calculator-v1.1 | 2015-03-19 14:46 | SCG | Nrs | Ex | Any | CZ06 | Each | 2.91 | 120000 |  | -165 | -0.0167 | 1230 | -165 | -0.0167 | 1230 | -165 | -0.0167 | 1160 | -165 | -0.0167 | 1160 |  |  | 2 | Health/Medical - Nursing Home | Existing | Torrance (Los Angeles for pre-2014) | SCG
NG-WtrHt-SmlInst-Gas-150kBtuh-lt2G-0p92EF-40g | DEER2015 | WaterHeater-Calculator-v1.1 | 2015-03-19 14:46 | SCG | Nrs | Ex | Any | CZ08 | Each | 2.91 | 120000 |  | -160 | -0.0161 | 1200 | -160 | -0.0161 | 1200 | -160 | -0.0161 | 1130 | -160 | -0.0161 | 1130 |  |  | 2 | Health/Medical - Nursing Home | Existing | Fullerton (El Toro for pre-2014) | SCG
NG-WtrHt-SmlInst-Gas-150kBtuh-lt2G-0p92EF-40g | DEER2015 | WaterHeater-Calculator-v1.1 | 2015-03-19 14:46 | SCG | Nrs | Ex | Any | CZ09 | Each | 2.91 | 120000 |  | -160 | -0.0159 | 1200 | -160 | -0.0159 | 1200 | -160 | -0.0159 | 1130 | -160 | -0.0159 | 1130 |  |  | 2 | Health/Medical - Nursing Home | Existing | Burbank-Glendale (Pasadena for pre-2014) | SCG
NG-WtrHt-SmlInst-Gas-150kBtuh-lt2G-0p92EF-40g | DEER2015 | WaterHeater-Calculator-v1.1 | 2015-03-19 14:46 | SCG | Nrs | Ex | Any | CZ10 | Each | 2.91 | 120000 |  | -159 | -0.0156 | 1190 | -159 | -0.0156 | 1190 | -159 | -0.0156 | 1130 | -159 | -0.0156 | 1130 |  |  | 2 | Health/Medical - Nursing Home | Existing | Riverside | SCG
NG-WtrHt-SmlInst-Gas-150kBtuh-lt2G-0p92EF-40g | DEER2015 | WaterHeater-Calculator-v1.1 | 2015-03-19 14:46 | SCG | Nrs | Ex | Any | CZ13 | Each | 2.91 | 120000 |  | -159 | -0.0154 | 1200 | -159 | -0.0154 | 1200 | -159 | -0.0154 | 1130 | -159 | -0.0154 | 1130 |  |  | 2 | Health/Medical - Nursing Home | Existing | Fresno Area | SCG
NG-WtrHt-SmlInst-Gas-150kBtuh-lt2G-0p92EF-40g | DEER2015 | WaterHeater-Calculator-v1.1 | 2015-03-19 14:46 | SCG | Nrs | Ex | Any | CZ14 | Each | 2.91 | 120000 |  | -163 | -0.0149 | 1220 | -163 | -0.0149 | 1220 | -163 | -0.0149 | 1150 | -163 | -0.0149 | 1150 |  |  | 2 | Health/Medical - Nursing Home | Existing | Palmdale (China Lake for pre-2014) | SCG
NG-WtrHt-SmlInst-Gas-150kBtuh-lt2G-0p92EF-40g | DEER2015 | WaterHeater-Calculator-v1.1 | 2015-03-19 14:46 | SCG | Nrs | Ex | Any | CZ15 | Each | 2.91 | 120000 |  | -134 | -0.0119 | 1020 | -134 | -0.0119 | 1020 | -134 | -0.0119 | 959 | -134 | -0.0119 | 959 |  |  | 2 | Health/Medical - Nursing Home | Existing | Palm Springs-Intl (El Centro for pre-2014) | SCG
NG-WtrHt-SmlInst-Gas-150kBtuh-lt2G-0p92EF-40g | DEER2015 | WaterHeater-Calculator-v1.1 | 2015-03-19 14:46 | SCG | Nrs | Ex | Any | CZ16 | Each | 2.91 | 120000 |  | -187 | -0.0185 | 1500 | -187 | -0.0185 | 1500 | -187 | -0.0185 | 1430 | -187 | -0.0185 | 1430 |  |  | 2 | Health/Medical - Nursing Home | Existing | Blue Canyon (Mount Shasta for pre-2014) | SCG
NG-WtrHt-SmlInst-Gas-150kBtuh-lt2G-0p92EF-40g | DEER2015 | WaterHeater-Calculator-v1.1 | 2015-03-19 14:46 | SCG | Nrs | Ex | Any | IOU | Each | 2.91 | 120000 |  | -161 | -0.016 | 1200 | -161 | -0.016 | 1200 | -161 | -0.016 | 1140 | -161 | -0.016 | 1140 |  |  | 2 | Health/Medical - Nursing Home | Existing | IOU Territory | SCG
NG-WtrHt-SmlInst-Gas-150kBtuh-lt2G-0p92EF-40g | DEER2015 | WaterHeater-Calculator-v1.1 | 2015-03-19 14:46 | SCG | OfL | Ex | Any | CZ05 | Each | 1.12 | 175000 |  | -79.1 | -0.0242 | 751 | -79.1 | -0.0242 | 751 | -79.1 | -0.0242 | 680 | -79.1 | -0.0242 | 680 |  |  | 2 | Office - Large | Existing | Santa Maria Area | SCG
NG-WtrHt-SmlInst-Gas-150kBtuh-lt2G-0p92EF-40g | DEER2015 | WaterHeater-Calculator-v1.1 | 2015-03-19 14:46 | SCG | OfL | Ex | Any | CZ06 | Each | 1.12 | 175000 |  | -73.2 | -0.0221 | 636 | -73.2 | -0.0221 | 636 | -73.2 | -0.0221 | 577 | -73.2 | -0.0221 | 577 |  |  | 2 | Office - Large | Existing | Torrance (Los Angeles for pre-2014) | SCG
NG-WtrHt-SmlInst-Gas-150kBtuh-lt2G-0p92EF-40g | DEER2015 | WaterHeater-Calculator-v1.1 | 2015-03-19 14:46 | SCG | OfL | Ex | Any | CZ08 | Each | 1.12 | 175000 |  | -71.2 | -0.0213 | 621 | -71.2 | -0.0213 | 621 | -71.2 | -0.0213 | 563 | -71.2 | -0.0213 | 563 |  |  | 2 | Office - Large | Existing | Fullerton (El Toro for pre-2014) | SCG
NG-WtrHt-SmlInst-Gas-150kBtuh-lt2G-0p92EF-40g | DEER2015 | WaterHeater-Calculator-v1.1 | 2015-03-19 14:46 | SCG | OfL | Ex | Any | CZ09 | Each | 1.12 | 175000 |  | -71.1 | -0.021 | 621 | -71.1 | -0.021 | 621 | -71.1 | -0.021 | 563 | -71.1 | -0.021 | 563 |  |  | 2 | Office - Large | Existing | Burbank-Glendale (Pasadena for pre-2014) | SCG
NG-WtrHt-SmlInst-Gas-150kBtuh-lt2G-0p92EF-40g | DEER2015 | WaterHeater-Calculator-v1.1 | 2015-03-19 14:46 | SCG | OfL | Ex | Any | CZ10 | Each | 1.12 | 175000 |  | -70.8 | -0.0206 | 615 | -70.8 | -0.0206 | 615 | -70.8 | -0.0206 | 561 | -70.8 | -0.0206 | 561 |  |  | 2 | Office - Large | Existing | Riverside | SCG
NG-WtrHt-SmlInst-Gas-150kBtuh-lt2G-0p92EF-40g | DEER2015 | WaterHeater-Calculator-v1.1 | 2015-03-19 14:46 | SCG | OfL | Ex | Any | CZ13 | Each | 1.12 | 175000 |  | -70.8 | -0.0204 | 647 | -70.8 | -0.0204 | 647 | -70.8 | -0.0204 | 587 | -70.8 | -0.0204 | 587 |  |  | 2 | Office - Large | Existing | Fresno Area | SCG
NG-WtrHt-SmlInst-Gas-150kBtuh-lt2G-0p92EF-40g | DEER2015 | WaterHeater-Calculator-v1.1 | 2015-03-19 14:46 | SCG | OfL | Ex | Any | CZ14 | Each | 1.12 | 175000 |  | -72.2 | -0.0197 | 677 | -72.2 | -0.0197 | 677 | -72.2 | -0.0197 | 616 | -72.2 | -0.0197 | 616 |  |  | 2 | Office - Large | Existing | Palmdale (China Lake for pre-2014) | SCG
NG-WtrHt-SmlInst-Gas-150kBtuh-lt2G-0p92EF-40g | DEER2015 | WaterHeater-Calculator-v1.1 | 2015-03-19 14:46 | SCG | OfL | Ex | Any | CZ15 | Each | 1.12 | 175000 |  | -59.5 | -0.0158 | 536 | -59.5 | -0.0158 | 536 | -59.5 | -0.0158 | 484 | -59.5 | -0.0158 | 484 |  |  | 2 | Office - Large | Existing | Palm Springs-Intl (El Centro for pre-2014) | SCG
NG-WtrHt-SmlInst-Gas-150kBtuh-lt2G-0p92EF-40g | DEER2015 | WaterHeater-Calculator-v1.1 | 2015-03-19 14:46 | SCG | OfL | Ex | Any | CZ16 | Each | 1.12 | 175000 |  | -83.1 | -0.0245 | 949 | -83.1 | -0.0245 | 949 | -83.1 | -0.0245 | 878 | -83.1 | -0.0245 | 878 |  |  | 2 | Office - Large | Existing | Blue Canyon (Mount Shasta for pre-2014) | SCG
NG-WtrHt-SmlInst-Gas-150kBtuh-lt2G-0p92EF-40g | DEER2015 | WaterHeater-Calculator-v1.1 | 2015-03-19 14:46 | SCG | OfL | Ex | Any | IOU | Each | 1.12 | 175000 |  | -71.5 | -0.0212 | 626 | -71.5 | -0.0212 | 626 | -71.5 | -0.0212 | 568 | -71.5 | -0.0212 | 568 |  |  | 2 | Office - Large | Existing | IOU Territory | SCG
NG-WtrHt-SmlInst-Gas-150kBtuh-lt2G-0p92EF-40g | DEER2015 | WaterHeater-Calculator-v1.1 | 2015-03-19 14:46 | SCG | OfS | Ex | Any | CZ05 | Each | 0.0642 | 10000 |  | -72.5 | -0.0221 | 706 | -72.5 | -0.0221 | 706 | -72.5 | -0.0221 | 638 | -72.5 | -0.0221 | 638 |  |  | 2 | Office - Small | Existing | Santa Maria Area | SCG
NG-WtrHt-SmlInst-Gas-150kBtuh-lt2G-0p92EF-40g | DEER2015 | WaterHeater-Calculator-v1.1 | 2015-03-19 14:46 | SCG | OfS | Ex | Any | CZ06 | Each | 0.0642 | 10000 |  | -67.1 | -0.0201 | 596 | -67.1 | -0.0201 | 596 | -67.1 | -0.0201 | 538 | -67.1 | -0.0201 | 538 |  |  | 2 | Office - Small | Existing | Torrance (Los Angeles for pre-2014) | SCG
NG-WtrHt-SmlInst-Gas-150kBtuh-lt2G-0p92EF-40g | DEER2015 | WaterHeater-Calculator-v1.1 | 2015-03-19 14:46 | SCG | OfS | Ex | Any | CZ08 | Each | 0.0642 | 10000 |  | -65.3 | -0.0195 | 582 | -65.3 | -0.0195 | 582 | -65.3 | -0.0195 | 526 | -65.3 | -0.0195 | 526 |  |  | 2 | Office - Small | Existing | Fullerton (El Toro for pre-2014) | SCG
NG-WtrHt-SmlInst-Gas-150kBtuh-lt2G-0p92EF-40g | DEER2015 | WaterHeater-Calculator-v1.1 | 2015-03-19 14:46 | SCG | OfS | Ex | Any | CZ09 | Each | 0.0642 | 10000 |  | -65.2 | -0.0192 | 582 | -65.2 | -0.0192 | 582 | -65.2 | -0.0192 | 525 | -65.2 | -0.0192 | 525 |  |  | 2 | Office - Small | Existing | Burbank-Glendale (Pasadena for pre-2014) | SCG
NG-WtrHt-SmlInst-Gas-150kBtuh-lt2G-0p92EF-40g | DEER2015 | WaterHeater-Calculator-v1.1 | 2015-03-19 14:46 | SCG | OfS | Ex | Any | CZ10 | Each | 0.0642 | 10000 |  | -64.9 | -0.0188 | 576 | -64.9 | -0.0188 | 576 | -64.9 | -0.0188 | 523 | -64.9 | -0.0188 | 523 |  |  | 2 | Office - Small | Existing | Riverside | SCG
NG-WtrHt-SmlInst-Gas-150kBtuh-lt2G-0p92EF-40g | DEER2015 | WaterHeater-Calculator-v1.1 | 2015-03-19 14:46 | SCG | OfS | Ex | Any | CZ13 | Each | 0.0642 | 10000 |  | -64.9 | -0.0186 | 610 | -64.9 | -0.0186 | 610 | -64.9 | -0.0186 | 549 | -64.9 | -0.0186 | 549 |  |  | 2 | Office - Small | Existing | Fresno Area | SCG
NG-WtrHt-SmlInst-Gas-150kBtuh-lt2G-0p92EF-40g | DEER2015 | WaterHeater-Calculator-v1.1 | 2015-03-19 14:46 | SCG | OfS | Ex | Any | CZ14 | Each | 0.0642 | 10000 |  | -66.2 | -0.018 | 637 | -66.2 | -0.018 | 637 | -66.2 | -0.018 | 577 | -66.2 | -0.018 | 577 |  |  | 2 | Office - Small | Existing | Palmdale (China Lake for pre-2014) | SCG
NG-WtrHt-SmlInst-Gas-150kBtuh-lt2G-0p92EF-40g | DEER2015 | WaterHeater-Calculator-v1.1 | 2015-03-19 14:46 | SCG | OfS | Ex | Any | CZ15 | Each | 0.0642 | 10000 |  | -54.5 | -0.0144 | 504 | -54.5 | -0.0144 | 504 | -54.5 | -0.0144 | 453 | -54.5 | -0.0144 | 453 |  |  | 2 | Office - Small | Existing | Palm Springs-Intl (El Centro for pre-2014) | SCG
NG-WtrHt-SmlInst-Gas-150kBtuh-lt2G-0p92EF-40g | DEER2015 | WaterHeater-Calculator-v1.1 | 2015-03-19 14:46 | SCG | OfS | Ex | Any | CZ16 | Each | 0.0642 | 10000 |  | -76.2 | -0.0224 | 903 | -76.2 | -0.0224 | 903 | -76.2 | -0.0224 | 834 | -76.2 | -0.0224 | 834 |  |  | 2 | Office - Small | Existing | Blue Canyon (Mount Shasta for pre-2014) | SCG
NG-WtrHt-SmlInst-Gas-150kBtuh-lt2G-0p92EF-40g | DEER2015 | WaterHeater-Calculator-v1.1 | 2015-03-19 14:46 | SCG | OfS | Ex | Any | IOU | Each | 0.0642 | 10000 |  | -65.2 | -0.0192 | 587 | -65.2 | -0.0192 | 587 | -65.2 | -0.0192 | 531 | -65.2 | -0.0192 | 531 |  |  | 2 | Office - Small | Existing | IOU Territory | SCG
NG-WtrHt-SmlInst-Gas-150kBtuh-lt2G-0p92EF-40g | DEER2015 | WaterHeater-Calculator-v1.1 | 2015-03-19 14:46 | SCG | RFF | Ex | Any | CZ05 | Each | 0.393 | 4000 |  | -76.7 | -0.00948 | 680 | -76.7 | -0.00948 | 680 | -76.7 | -0.00948 | 618 | -76.7 | -0.00948 | 618 |  |  | 2 | Restaurant - Fast-Food | Existing | Santa Maria Area | SCG
NG-WtrHt-SmlInst-Gas-150kBtuh-lt2G-0p92EF-40g | DEER2015 | WaterHeater-Calculator-v1.1 | 2015-03-19 14:46 | SCG | RFF | Ex | Any | CZ06 | Each | 0.393 | 4000 |  | -71 | -0.00863 | 626 | -71 | -0.00863 | 626 | -71 | -0.00863 | 568 | -71 | -0.00863 | 568 |  |  | 2 | Restaurant - Fast-Food | Existing | Torrance (Los Angeles for pre-2014) | SCG
NG-WtrHt-SmlInst-Gas-150kBtuh-lt2G-0p92EF-40g | DEER2015 | WaterHeater-Calculator-v1.1 | 2015-03-19 14:46 | SCG | RFF | Ex | Any | CZ08 | Each | 0.393 | 4000 |  | -69 | -0.00834 | 611 | -69 | -0.00834 | 611 | -69 | -0.00834 | 554 | -69 | -0.00834 | 554 |  |  | 2 | Restaurant - Fast-Food | Existing | Fullerton (El Toro for pre-2014) | SCG
NG-WtrHt-SmlInst-Gas-150kBtuh-lt2G-0p92EF-40g | DEER2015 | WaterHeater-Calculator-v1.1 | 2015-03-19 14:46 | SCG | RFF | Ex | Any | CZ09 | Each | 0.393 | 4000 |  | -69 | -0.00822 | 610 | -69 | -0.00822 | 610 | -69 | -0.00822 | 553 | -69 | -0.00822 | 553 |  |  | 2 | Restaurant - Fast-Food | Existing | Burbank-Glendale (Pasadena for pre-2014) | SCG
NG-WtrHt-SmlInst-Gas-150kBtuh-lt2G-0p92EF-40g | DEER2015 | WaterHeater-Calculator-v1.1 | 2015-03-19 14:46 | SCG | RFF | Ex | Any | CZ10 | Each | 0.393 | 4000 |  | -68.6 | -0.00807 | 604 | -68.6 | -0.00807 | 604 | -68.6 | -0.00807 | 550 | -68.6 | -0.00807 | 550 |  |  | 2 | Restaurant - Fast-Food | Existing | Riverside | SCG
NG-WtrHt-SmlInst-Gas-150kBtuh-lt2G-0p92EF-40g | DEER2015 | WaterHeater-Calculator-v1.1 | 2015-03-19 14:46 | SCG | RFF | Ex | Any | CZ13 | Each | 0.393 | 4000 |  | -68.7 | -0.00797 | 609 | -68.7 | -0.00797 | 609 | -68.7 | -0.00797 | 553 | -68.7 | -0.00797 | 553 |  |  | 2 | Restaurant - Fast-Food | Existing | Fresno Area | SCG
NG-WtrHt-SmlInst-Gas-150kBtuh-lt2G-0p92EF-40g | DEER2015 | WaterHeater-Calculator-v1.1 | 2015-03-19 14:46 | SCG | RFF | Ex | Any | CZ14 | Each | 0.393 | 4000 |  | -70.1 | -0.00771 | 620 | -70.1 | -0.00771 | 620 | -70.1 | -0.00771 | 565 | -70.1 | -0.00771 | 565 |  |  | 2 | Restaurant - Fast-Food | Existing | Palmdale (China Lake for pre-2014) | SCG
NG-WtrHt-SmlInst-Gas-150kBtuh-lt2G-0p92EF-40g | DEER2015 | WaterHeater-Calculator-v1.1 | 2015-03-19 14:46 | SCG | RFF | Ex | Any | CZ15 | Each | 0.393 | 4000 |  | -57.7 | -0.00617 | 524 | -57.7 | -0.00617 | 524 | -57.7 | -0.00617 | 473 | -57.7 | -0.00617 | 473 |  |  | 2 | Restaurant - Fast-Food | Existing | Palm Springs-Intl (El Centro for pre-2014) | SCG
NG-WtrHt-SmlInst-Gas-150kBtuh-lt2G-0p92EF-40g | DEER2015 | WaterHeater-Calculator-v1.1 | 2015-03-19 14:46 | SCG | RFF | Ex | Any | CZ16 | Each | 0.393 | 4000 |  | -80.7 | -0.00959 | 714 | -80.7 | -0.00959 | 714 | -80.7 | -0.00959 | 654 | -80.7 | -0.00959 | 654 |  |  | 2 | Restaurant - Fast-Food | Existing | Blue Canyon (Mount Shasta for pre-2014) | SCG
NG-WtrHt-SmlInst-Gas-150kBtuh-lt2G-0p92EF-40g | DEER2015 | WaterHeater-Calculator-v1.1 | 2015-03-19 14:46 | SCG | RFF | Ex | Any | IOU | Each | 0.393 | 4000 |  | -69.2 | -0.00823 | 612 | -69.2 | -0.00823 | 612 | -69.2 | -0.00823 | 555 | -69.2 | -0.00823 | 555 |  |  | 2 | Restaurant - Fast-Food | Existing | IOU Territory | SCG
NG-WtrHt-SmlInst-Gas-150kBtuh-lt2G-0p92EF-40g | DEER2015 | WaterHeater-Calculator-v1.1 | 2015-03-19 14:46 | SCG | RSD | Ex | Any | CZ05 | Each | 0.676 | 2000 |  | -81.8 | -0.014 | 709 | -81.8 | -0.014 | 709 | -81.8 | -0.014 | 647 | -81.8 | -0.014 | 647 |  |  | 2 | Restaurant - Sit-Down | Existing | Santa Maria Area | SCG
NG-WtrHt-SmlInst-Gas-150kBtuh-lt2G-0p92EF-40g | DEER2015 | WaterHeater-Calculator-v1.1 | 2015-03-19 14:46 | SCG | RSD | Ex | Any | CZ06 | Each | 0.676 | 2000 |  | -75.7 | -0.0127 | 657 | -75.7 | -0.0127 | 657 | -75.7 | -0.0127 | 599 | -75.7 | -0.0127 | 599 |  |  | 2 | Restaurant - Sit-Down | Existing | Torrance (Los Angeles for pre-2014) | SCG
NG-WtrHt-SmlInst-Gas-150kBtuh-lt2G-0p92EF-40g | DEER2015 | WaterHeater-Calculator-v1.1 | 2015-03-19 14:46 | SCG | RSD | Ex | Any | CZ08 | Each | 0.676 | 2000 |  | -73.6 | -0.0123 | 641 | -73.6 | -0.0123 | 641 | -73.6 | -0.0123 | 583 | -73.6 | -0.0123 | 583 |  |  | 2 | Restaurant - Sit-Down | Existing | Fullerton (El Toro for pre-2014) | SCG
NG-WtrHt-SmlInst-Gas-150kBtuh-lt2G-0p92EF-40g | DEER2015 | WaterHeater-Calculator-v1.1 | 2015-03-19 14:46 | SCG | RSD | Ex | Any | CZ09 | Each | 0.676 | 2000 |  | -73.6 | -0.0121 | 640 | -73.6 | -0.0121 | 640 | -73.6 | -0.0121 | 582 | -73.6 | -0.0121 | 582 |  |  | 2 | Restaurant - Sit-Down | Existing | Burbank-Glendale (Pasadena for pre-2014) | SCG
NG-WtrHt-SmlInst-Gas-150kBtuh-lt2G-0p92EF-40g | DEER2015 | WaterHeater-Calculator-v1.1 | 2015-03-19 14:46 | SCG | RSD | Ex | Any | CZ10 | Each | 0.676 | 2000 |  | -73.2 | -0.0119 | 634 | -73.2 | -0.0119 | 634 | -73.2 | -0.0119 | 580 | -73.2 | -0.0119 | 580 |  |  | 2 | Restaurant - Sit-Down | Existing | Riverside | SCG
NG-WtrHt-SmlInst-Gas-150kBtuh-lt2G-0p92EF-40g | DEER2015 | WaterHeater-Calculator-v1.1 | 2015-03-19 14:46 | SCG | RSD | Ex | Any | CZ13 | Each | 0.676 | 2000 |  | -73.3 | -0.0118 | 637 | -73.3 | -0.0118 | 637 | -73.3 | -0.0118 | 581 | -73.3 | -0.0118 | 581 |  |  | 2 | Restaurant - Sit-Down | Existing | Fresno Area | SCG
NG-WtrHt-SmlInst-Gas-150kBtuh-lt2G-0p92EF-40g | DEER2015 | WaterHeater-Calculator-v1.1 | 2015-03-19 14:46 | SCG | RSD | Ex | Any | CZ14 | Each | 0.676 | 2000 |  | -74.7 | -0.0114 | 648 | -74.7 | -0.0114 | 648 | -74.7 | -0.0114 | 592 | -74.7 | -0.0114 | 592 |  |  | 2 | Restaurant - Sit-Down | Existing | Palmdale (China Lake for pre-2014) | SCG
NG-WtrHt-SmlInst-Gas-150kBtuh-lt2G-0p92EF-40g | DEER2015 | WaterHeater-Calculator-v1.1 | 2015-03-19 14:46 | SCG | RSD | Ex | Any | CZ15 | Each | 0.676 | 2000 |  | -61.5 | -0.00911 | 548 | -61.5 | -0.00911 | 548 | -61.5 | -0.00911 | 498 | -61.5 | -0.00911 | 498 |  |  | 2 | Restaurant - Sit-Down | Existing | Palm Springs-Intl (El Centro for pre-2014) | SCG
NG-WtrHt-SmlInst-Gas-150kBtuh-lt2G-0p92EF-40g | DEER2015 | WaterHeater-Calculator-v1.1 | 2015-03-19 14:46 | SCG | RSD | Ex | Any | CZ16 | Each | 0.676 | 2000 |  | -86 | -0.0142 | 754 | -86 | -0.0142 | 754 | -86 | -0.0142 | 693 | -86 | -0.0142 | 693 |  |  | 2 | Restaurant - Sit-Down | Existing | Blue Canyon (Mount Shasta for pre-2014) | SCG
NG-WtrHt-SmlInst-Gas-150kBtuh-lt2G-0p92EF-40g | DEER2015 | WaterHeater-Calculator-v1.1 | 2015-03-19 14:46 | SCG | RSD | Ex | Any | IOU | Each | 0.676 | 2000 |  | -73.8 | -0.0121 | 641 | -73.8 | -0.0121 | 641 | -73.8 | -0.0121 | 584 | -73.8 | -0.0121 | 584 |  |  | 2 | Restaurant - Sit-Down | Existing | IOU Territory | SCG
NG-WtrHt-SmlInst-Gas-150kBtuh-lt2G-0p92EF-40g | DEER2015 | WaterHeater-Calculator-v1.1 | 2015-03-19 14:46 | SCG | Rt3 | Ex | Any | CZ05 | Each | 0.241 | 120000 |  | -90.9 | -0.0222 | 774 | -90.9 | -0.0222 | 774 | -90.9 | -0.0222 | 710 | -90.9 | -0.0222 | 710 |  |  | 2 | Retail - Multistory Large | Existing | Santa Maria Area | SCG
NG-WtrHt-SmlInst-Gas-150kBtuh-lt2G-0p92EF-40g | DEER2015 | WaterHeater-Calculator-v1.1 | 2015-03-19 14:46 | SCG | Rt3 | Ex | Any | CZ06 | Each | 0.241 | 120000 |  | -84.1 | -0.0202 | 713 | -84.1 | -0.0202 | 713 | -84.1 | -0.0202 | 652 | -84.1 | -0.0202 | 652 |  |  | 2 | Retail - Multistory Large | Existing | Torrance (Los Angeles for pre-2014) | SCG
NG-WtrHt-SmlInst-Gas-150kBtuh-lt2G-0p92EF-40g | DEER2015 | WaterHeater-Calculator-v1.1 | 2015-03-19 14:46 | SCG | Rt3 | Ex | Any | CZ08 | Each | 0.241 | 120000 |  | -81.9 | -0.0195 | 694 | -81.9 | -0.0195 | 694 | -81.9 | -0.0195 | 636 | -81.9 | -0.0195 | 636 |  |  | 2 | Retail - Multistory Large | Existing | Fullerton (El Toro for pre-2014) | SCG
NG-WtrHt-SmlInst-Gas-150kBtuh-lt2G-0p92EF-40g | DEER2015 | WaterHeater-Calculator-v1.1 | 2015-03-19 14:46 | SCG | Rt3 | Ex | Any | CZ09 | Each | 0.241 | 120000 |  | -81.8 | -0.0192 | 693 | -81.8 | -0.0192 | 693 | -81.8 | -0.0192 | 635 | -81.8 | -0.0192 | 635 |  |  | 2 | Retail - Multistory Large | Existing | Burbank-Glendale (Pasadena for pre-2014) | SCG
NG-WtrHt-SmlInst-Gas-150kBtuh-lt2G-0p92EF-40g | DEER2015 | WaterHeater-Calculator-v1.1 | 2015-03-19 14:46 | SCG | Rt3 | Ex | Any | CZ10 | Each | 0.241 | 120000 |  | -81.4 | -0.0189 | 686 | -81.4 | -0.0189 | 686 | -81.4 | -0.0189 | 632 | -81.4 | -0.0189 | 632 |  |  | 2 | Retail - Multistory Large | Existing | Riverside | SCG
NG-WtrHt-SmlInst-Gas-150kBtuh-lt2G-0p92EF-40g | DEER2015 | WaterHeater-Calculator-v1.1 | 2015-03-19 14:46 | SCG | Rt3 | Ex | Any | CZ13 | Each | 0.241 | 120000 |  | -81.4 | -0.0186 | 691 | -81.4 | -0.0186 | 691 | -81.4 | -0.0186 | 635 | -81.4 | -0.0186 | 635 |  |  | 2 | Retail - Multistory Large | Existing | Fresno Area | SCG
NG-WtrHt-SmlInst-Gas-150kBtuh-lt2G-0p92EF-40g | DEER2015 | WaterHeater-Calculator-v1.1 | 2015-03-19 14:46 | SCG | Rt3 | Ex | Any | CZ14 | Each | 0.241 | 120000 |  | -83.1 | -0.018 | 706 | -83.1 | -0.018 | 706 | -83.1 | -0.018 | 649 | -83.1 | -0.018 | 649 |  |  | 2 | Retail - Multistory Large | Existing | Palmdale (China Lake for pre-2014) | SCG
NG-WtrHt-SmlInst-Gas-150kBtuh-lt2G-0p92EF-40g | DEER2015 | WaterHeater-Calculator-v1.1 | 2015-03-19 14:46 | SCG | Rt3 | Ex | Any | CZ15 | Each | 0.241 | 120000 |  | -68.4 | -0.0144 | 592 | -68.4 | -0.0144 | 592 | -68.4 | -0.0144 | 542 | -68.4 | -0.0144 | 542 |  |  | 2 | Retail - Multistory Large | Existing | Palm Springs-Intl (El Centro for pre-2014) | SCG
NG-WtrHt-SmlInst-Gas-150kBtuh-lt2G-0p92EF-40g | DEER2015 | WaterHeater-Calculator-v1.1 | 2015-03-19 14:46 | SCG | Rt3 | Ex | Any | CZ16 | Each | 0.241 | 120000 |  | -95.6 | -0.0224 | 833 | -95.6 | -0.0224 | 833 | -95.6 | -0.0224 | 771 | -95.6 | -0.0224 | 771 |  |  | 2 | Retail - Multistory Large | Existing | Blue Canyon (Mount Shasta for pre-2014) | SCG
NG-WtrHt-SmlInst-Gas-150kBtuh-lt2G-0p92EF-40g | DEER2015 | WaterHeater-Calculator-v1.1 | 2015-03-19 14:46 | SCG | Rt3 | Ex | Any | IOU | Each | 0.241 | 120000 |  | -82.1 | -0.0193 | 695 | -82.1 | -0.0193 | 695 | -82.1 | -0.0193 | 638 | -82.1 | -0.0193 | 638 |  |  | 2 | Retail - Multistory Large | Existing | IOU Territory | SCG
NG-WtrHt-SmlInst-Gas-150kBtuh-lt2G-0p92EF-40g | DEER2015 | WaterHeater-Calculator-v1.1 | 2015-03-19 14:46 | SCG | RtL | Ex | Any | CZ05 | Each | 0.134 | 131000 |  | -102 | -0.0126 | 866 | -102 | -0.0126 | 866 | -102 | -0.0126 | 798 | -102 | -0.0126 | 798 |  |  | 2 | Retail - Single-Story Large | Existing | Santa Maria Area | SCG
NG-WtrHt-SmlInst-Gas-150kBtuh-lt2G-0p92EF-40g | DEER2015 | WaterHeater-Calculator-v1.1 | 2015-03-19 14:46 | SCG | RtL | Ex | Any | CZ06 | Each | 0.134 | 131000 |  | -94.3 | -0.0115 | 779 | -94.3 | -0.0115 | 779 | -94.3 | -0.0115 | 718 | -94.3 | -0.0115 | 718 |  |  | 2 | Retail - Single-Story Large | Existing | Torrance (Los Angeles for pre-2014) | SCG
NG-WtrHt-SmlInst-Gas-150kBtuh-lt2G-0p92EF-40g | DEER2015 | WaterHeater-Calculator-v1.1 | 2015-03-19 14:46 | SCG | RtL | Ex | Any | CZ08 | Each | 0.134 | 131000 |  | -91.8 | -0.0111 | 759 | -91.8 | -0.0111 | 759 | -91.8 | -0.0111 | 699 | -91.8 | -0.0111 | 699 |  |  | 2 | Retail - Single-Story Large | Existing | Fullerton (El Toro for pre-2014) | SCG
NG-WtrHt-SmlInst-Gas-150kBtuh-lt2G-0p92EF-40g | DEER2015 | WaterHeater-Calculator-v1.1 | 2015-03-19 14:46 | SCG | RtL | Ex | Any | CZ09 | Each | 0.134 | 131000 |  | -91.7 | -0.011 | 757 | -91.7 | -0.011 | 757 | -91.7 | -0.011 | 698 | -91.7 | -0.011 | 698 |  |  | 2 | Retail - Single-Story Large | Existing | Burbank-Glendale (Pasadena for pre-2014) | SCG
NG-WtrHt-SmlInst-Gas-150kBtuh-lt2G-0p92EF-40g | DEER2015 | WaterHeater-Calculator-v1.1 | 2015-03-19 14:46 | SCG | RtL | Ex | Any | CZ10 | Each | 0.134 | 131000 |  | -91.3 | -0.0108 | 750 | -91.3 | -0.0108 | 750 | -91.3 | -0.0108 | 695 | -91.3 | -0.0108 | 695 |  |  | 2 | Retail - Single-Story Large | Existing | Riverside | SCG
NG-WtrHt-SmlInst-Gas-150kBtuh-lt2G-0p92EF-40g | DEER2015 | WaterHeater-Calculator-v1.1 | 2015-03-19 14:46 | SCG | RtL | Ex | Any | CZ13 | Each | 0.134 | 131000 |  | -91.3 | -0.0106 | 764 | -91.3 | -0.0106 | 764 | -91.3 | -0.0106 | 705 | -91.3 | -0.0106 | 705 |  |  | 2 | Retail - Single-Story Large | Existing | Fresno Area | SCG
NG-WtrHt-SmlInst-Gas-150kBtuh-lt2G-0p92EF-40g | DEER2015 | WaterHeater-Calculator-v1.1 | 2015-03-19 14:46 | SCG | RtL | Ex | Any | CZ14 | Each | 0.134 | 131000 |  | -93.2 | -0.0103 | 785 | -93.2 | -0.0103 | 785 | -93.2 | -0.0103 | 725 | -93.2 | -0.0103 | 725 |  |  | 2 | Retail - Single-Story Large | Existing | Palmdale (China Lake for pre-2014) | SCG
NG-WtrHt-SmlInst-Gas-150kBtuh-lt2G-0p92EF-40g | DEER2015 | WaterHeater-Calculator-v1.1 | 2015-03-19 14:46 | SCG | RtL | Ex | Any | CZ15 | Each | 0.134 | 131000 |  | -76.7 | -0.00823 | 646 | -76.7 | -0.00823 | 646 | -76.7 | -0.00823 | 595 | -76.7 | -0.00823 | 595 |  |  | 2 | Retail - Single-Story Large | Existing | Palm Springs-Intl (El Centro for pre-2014) | SCG
NG-WtrHt-SmlInst-Gas-150kBtuh-lt2G-0p92EF-40g | DEER2015 | WaterHeater-Calculator-v1.1 | 2015-03-19 14:46 | SCG | RtL | Ex | Any | CZ16 | Each | 0.134 | 131000 |  | -107 | -0.0128 | 949 | -107 | -0.0128 | 949 | -107 | -0.0128 | 885 | -107 | -0.0128 | 885 |  |  | 2 | Retail - Single-Story Large | Existing | Blue Canyon (Mount Shasta for pre-2014) | SCG
NG-WtrHt-SmlInst-Gas-150kBtuh-lt2G-0p92EF-40g | DEER2015 | WaterHeater-Calculator-v1.1 | 2015-03-19 14:46 | SCG | RtL | Ex | Any | IOU | Each | 0.134 | 131000 |  | -92 | -0.011 | 761 | -92 | -0.011 | 761 | -92 | -0.011 | 702 | -92 | -0.011 | 702 |  |  | 2 | Retail - Single-Story Large | Existing | IOU Territory | SCG
NG-WtrHt-SmlInst-Gas-150kBtuh-lt2G-0p92EF-40g | DEER2015 | WaterHeater-Calculator-v1.1 | 2015-03-19 14:46 | SCG | RtS | Ex | Any | CZ05 | Each | 0.0585 | 8000 |  | -81.2 | -0.02 | 711 | -81.2 | -0.02 | 711 | -81.2 | -0.02 | 647 | -81.2 | -0.02 | 647 |  |  | 2 | Retail - Small | Existing | Santa Maria Area | SCG
NG-WtrHt-SmlInst-Gas-150kBtuh-lt2G-0p92EF-40g | DEER2015 | WaterHeater-Calculator-v1.1 | 2015-03-19 14:46 | SCG | RtS | Ex | Any | CZ06 | Each | 0.0585 | 8000 |  | -75.1 | -0.0182 | 654 | -75.1 | -0.0182 | 654 | -75.1 | -0.0182 | 595 | -75.1 | -0.0182 | 595 |  |  | 2 | Retail - Small | Existing | Torrance (Los Angeles for pre-2014) | SCG
NG-WtrHt-SmlInst-Gas-150kBtuh-lt2G-0p92EF-40g | DEER2015 | WaterHeater-Calculator-v1.1 | 2015-03-19 14:46 | SCG | RtS | Ex | Any | CZ08 | Each | 0.0585 | 8000 |  | -73.1 | -0.0176 | 638 | -73.1 | -0.0176 | 638 | -73.1 | -0.0176 | 580 | -73.1 | -0.0176 | 580 |  |  | 2 | Retail - Small | Existing | Fullerton (El Toro for pre-2014) | SCG
NG-WtrHt-SmlInst-Gas-150kBtuh-lt2G-0p92EF-40g | DEER2015 | WaterHeater-Calculator-v1.1 | 2015-03-19 14:46 | SCG | RtS | Ex | Any | CZ09 | Each | 0.0585 | 8000 |  | -73 | -0.0173 | 636 | -73 | -0.0173 | 636 | -73 | -0.0173 | 579 | -73 | -0.0173 | 579 |  |  | 2 | Retail - Small | Existing | Burbank-Glendale (Pasadena for pre-2014) | SCG
NG-WtrHt-SmlInst-Gas-150kBtuh-lt2G-0p92EF-40g | DEER2015 | WaterHeater-Calculator-v1.1 | 2015-03-19 14:46 | SCG | RtS | Ex | Any | CZ10 | Each | 0.0585 | 8000 |  | -72.7 | -0.017 | 630 | -72.7 | -0.017 | 630 | -72.7 | -0.017 | 576 | -72.7 | -0.017 | 576 |  |  | 2 | Retail - Small | Existing | Riverside | SCG
NG-WtrHt-SmlInst-Gas-150kBtuh-lt2G-0p92EF-40g | DEER2015 | WaterHeater-Calculator-v1.1 | 2015-03-19 14:46 | SCG | RtS | Ex | Any | CZ13 | Each | 0.0585 | 8000 |  | -72.7 | -0.0168 | 634 | -72.7 | -0.0168 | 634 | -72.7 | -0.0168 | 579 | -72.7 | -0.0168 | 579 |  |  | 2 | Retail - Small | Existing | Fresno Area | SCG
NG-WtrHt-SmlInst-Gas-150kBtuh-lt2G-0p92EF-40g | DEER2015 | WaterHeater-Calculator-v1.1 | 2015-03-19 14:46 | SCG | RtS | Ex | Any | CZ14 | Each | 0.0585 | 8000 |  | -74.2 | -0.0162 | 649 | -74.2 | -0.0162 | 649 | -74.2 | -0.0162 | 592 | -74.2 | -0.0162 | 592 |  |  | 2 | Retail - Small | Existing | Palmdale (China Lake for pre-2014) | SCG
NG-WtrHt-SmlInst-Gas-150kBtuh-lt2G-0p92EF-40g | DEER2015 | WaterHeater-Calculator-v1.1 | 2015-03-19 14:46 | SCG | RtS | Ex | Any | CZ15 | Each | 0.0585 | 8000 |  | -61.1 | -0.013 | 544 | -61.1 | -0.013 | 544 | -61.1 | -0.013 | 495 | -61.1 | -0.013 | 495 |  |  | 2 | Retail - Small | Existing | Palm Springs-Intl (El Centro for pre-2014) | SCG
NG-WtrHt-SmlInst-Gas-150kBtuh-lt2G-0p92EF-40g | DEER2015 | WaterHeater-Calculator-v1.1 | 2015-03-19 14:46 | SCG | RtS | Ex | Any | CZ16 | Each | 0.0585 | 8000 |  | -85.4 | -0.0202 | 779 | -85.4 | -0.0202 | 779 | -85.4 | -0.0202 | 717 | -85.4 | -0.0202 | 717 |  |  | 2 | Retail - Small | Existing | Blue Canyon (Mount Shasta for pre-2014) | SCG
NG-WtrHt-SmlInst-Gas-150kBtuh-lt2G-0p92EF-40g | DEER2015 | WaterHeater-Calculator-v1.1 | 2015-03-19 14:46 | SCG | RtS | Ex | Any | IOU | Each | 0.0585 | 8000 |  | -73.3 | -0.0174 | 639 | -73.3 | -0.0174 | 639 | -73.3 | -0.0174 | 582 | -73.3 | -0.0174 | 582 |  |  | 2 | Retail - Small | Existing | IOU Territory | SCG
NG-WtrHt-SmlInst-Gas-150kBtuh-lt2G-0p92EF-40g | DEER2015 | WaterHeater-Calculator-v1.1 | 2015-03-19 14:46 | SCG | SCn | Ex | Any | CZ05 | Each | 0.297 | 500000 |  | -90.9 | -0.0263 | 994 | -90.9 | -0.0263 | 994 | -90.9 | -0.0263 | 902 | -90.9 | -0.0263 | 902 |  |  | 2 | Storage - Conditioned | Existing | Santa Maria Area | SCG
NG-WtrHt-SmlInst-Gas-150kBtuh-lt2G-0p92EF-40g | DEER2015 | WaterHeater-Calculator-v1.1 | 2015-03-19 14:46 | SCG | SCn | Ex | Any | CZ06 | Each | 0.297 | 500000 |  | -84.1 | -0.024 | 715 | -84.1 | -0.024 | 715 | -84.1 | -0.024 | 652 | -84.1 | -0.024 | 652 |  |  | 2 | Storage - Conditioned | Existing | Torrance (Los Angeles for pre-2014) | SCG
NG-WtrHt-SmlInst-Gas-150kBtuh-lt2G-0p92EF-40g | DEER2015 | WaterHeater-Calculator-v1.1 | 2015-03-19 14:46 | SCG | SCn | Ex | Any | CZ08 | Each | 0.297 | 500000 |  | -81.8 | -0.0232 | 694 | -81.8 | -0.0232 | 694 | -81.8 | -0.0232 | 636 | -81.8 | -0.0232 | 636 |  |  | 2 | Storage - Conditioned | Existing | Fullerton (El Toro for pre-2014) | SCG
NG-WtrHt-SmlInst-Gas-150kBtuh-lt2G-0p92EF-40g | DEER2015 | WaterHeater-Calculator-v1.1 | 2015-03-19 14:46 | SCG | SCn | Ex | Any | CZ09 | Each | 0.297 | 500000 |  | -81.8 | -0.0228 | 692 | -81.8 | -0.0228 | 692 | -81.8 | -0.0228 | 635 | -81.8 | -0.0228 | 635 |  |  | 2 | Storage - Conditioned | Existing | Burbank-Glendale (Pasadena for pre-2014) | SCG
NG-WtrHt-SmlInst-Gas-150kBtuh-lt2G-0p92EF-40g | DEER2015 | WaterHeater-Calculator-v1.1 | 2015-03-19 14:46 | SCG | SCn | Ex | Any | CZ10 | Each | 0.297 | 500000 |  | -81.4 | -0.0224 | 681 | -81.4 | -0.0224 | 681 | -81.4 | -0.0224 | 632 | -81.4 | -0.0224 | 632 |  |  | 2 | Storage - Conditioned | Existing | Riverside | SCG
NG-WtrHt-SmlInst-Gas-150kBtuh-lt2G-0p92EF-40g | DEER2015 | WaterHeater-Calculator-v1.1 | 2015-03-19 14:46 | SCG | SCn | Ex | Any | CZ13 | Each | 0.297 | 500000 |  | -81.4 | -0.0221 | 780 | -81.4 | -0.0221 | 780 | -81.4 | -0.0221 | 713 | -81.4 | -0.0221 | 713 |  |  | 2 | Storage - Conditioned | Existing | Fresno Area | SCG
NG-WtrHt-SmlInst-Gas-150kBtuh-lt2G-0p92EF-40g | DEER2015 | WaterHeater-Calculator-v1.1 | 2015-03-19 14:46 | SCG | SCn | Ex | Any | CZ14 | Each | 0.297 | 500000 |  | -83.1 | -0.0214 | 849 | -83.1 | -0.0214 | 849 | -83.1 | -0.0214 | 783 | -83.1 | -0.0214 | 783 |  |  | 2 | Storage - Conditioned | Existing | Palmdale (China Lake for pre-2014) | SCG
NG-WtrHt-SmlInst-Gas-150kBtuh-lt2G-0p92EF-40g | DEER2015 | WaterHeater-Calculator-v1.1 | 2015-03-19 14:46 | SCG | SCn | Ex | Any | CZ15 | Each | 0.297 | 500000 |  | -68.4 | -0.0171 | 588 | -68.4 | -0.0171 | 588 | -68.4 | -0.0171 | 542 | -68.4 | -0.0171 | 542 |  |  | 2 | Storage - Conditioned | Existing | Palm Springs-Intl (El Centro for pre-2014) | SCG
NG-WtrHt-SmlInst-Gas-150kBtuh-lt2G-0p92EF-40g | DEER2015 | WaterHeater-Calculator-v1.1 | 2015-03-19 14:46 | SCG | SCn | Ex | Any | CZ16 | Each | 0.297 | 500000 |  | -95.6 | -0.0266 | 1470 | -95.6 | -0.0266 | 1470 | -95.6 | -0.0266 | 1390 | -95.6 | -0.0266 | 1390 |  |  | 2 | Storage - Conditioned | Existing | Blue Canyon (Mount Shasta for pre-2014) | SCG
NG-WtrHt-SmlInst-Gas-150kBtuh-lt2G-0p92EF-40g | DEER2015 | WaterHeater-Calculator-v1.1 | 2015-03-19 14:46 | SCG | SCn | Ex | Any | IOU | Each | 0.297 | 500000 |  | -82 | -0.023 | 698 | -82 | -0.023 | 698 | -82 | -0.023 | 642 | -82 | -0.023 | 642 |  |  | 2 | Storage - Conditioned | Existing | IOU Territory | SCG
NG-WtrHt-SmlInst-Gas-150kBtuh-lt2G-0p92EF-40g | DEER2015 | WaterHeater-Calculator-v1.1 | 2015-03-19 14:46 | SCG | SUn | Ex | Any | CZ05 | Each | 0.297 | 500000 |  | -90.9 | -0.0263 | 1000 | -90.9 | -0.0263 | 1000 | -90.9 | -0.0263 | 904 | -90.9 | -0.0263 | 904 |  |  | 2 | Storage - Unconditioned | Existing | Santa Maria Area | SCG
NG-WtrHt-SmlInst-Gas-150kBtuh-lt2G-0p92EF-40g | DEER2015 | WaterHeater-Calculator-v1.1 | 2015-03-19 14:46 | SCG | SUn | Ex | Any | CZ06 | Each | 0.297 | 500000 |  | -84.1 | -0.024 | 708 | -84.1 | -0.024 | 708 | -84.1 | -0.024 | 647 | -84.1 | -0.024 | 647 |  |  | 2 | Storage - Unconditioned | Existing | Torrance (Los Angeles for pre-2014) | SCG
NG-WtrHt-SmlInst-Gas-150kBtuh-lt2G-0p92EF-40g | DEER2015 | WaterHeater-Calculator-v1.1 | 2015-03-19 14:46 | SCG | SUn | Ex | Any | CZ08 | Each | 0.297 | 500000 |  | -81.8 | -0.0232 | 682 | -81.8 | -0.0232 | 682 | -81.8 | -0.0232 | 627 | -81.8 | -0.0232 | 627 |  |  | 2 | Storage - Unconditioned | Existing | Fullerton (El Toro for pre-2014) | SCG
NG-WtrHt-SmlInst-Gas-150kBtuh-lt2G-0p92EF-40g | DEER2015 | WaterHeater-Calculator-v1.1 | 2015-03-19 14:46 | SCG | SUn | Ex | Any | CZ09 | Each | 0.297 | 500000 |  | -81.8 | -0.0228 | 679 | -81.8 | -0.0228 | 679 | -81.8 | -0.0228 | 625 | -81.8 | -0.0228 | 625 |  |  | 2 | Storage - Unconditioned | Existing | Burbank-Glendale (Pasadena for pre-2014) | SCG
NG-WtrHt-SmlInst-Gas-150kBtuh-lt2G-0p92EF-40g | DEER2015 | WaterHeater-Calculator-v1.1 | 2015-03-19 14:46 | SCG | SUn | Ex | Any | CZ10 | Each | 0.297 | 500000 |  | -81.4 | -0.0224 | 667 | -81.4 | -0.0224 | 667 | -81.4 | -0.0224 | 621 | -81.4 | -0.0224 | 621 |  |  | 2 | Storage - Unconditioned | Existing | Riverside | SCG
NG-WtrHt-SmlInst-Gas-150kBtuh-lt2G-0p92EF-40g | DEER2015 | WaterHeater-Calculator-v1.1 | 2015-03-19 14:46 | SCG | SUn | Ex | Any | CZ13 | Each | 0.297 | 500000 |  | -81.4 | -0.0221 | 767 | -81.4 | -0.0221 | 767 | -81.4 | -0.0221 | 703 | -81.4 | -0.0221 | 703 |  |  | 2 | Storage - Unconditioned | Existing | Fresno Area | SCG
NG-WtrHt-SmlInst-Gas-150kBtuh-lt2G-0p92EF-40g | DEER2015 | WaterHeater-Calculator-v1.1 | 2015-03-19 14:46 | SCG | SUn | Ex | Any | CZ14 | Each | 0.297 | 500000 |  | -83.1 | -0.0214 | 844 | -83.1 | -0.0214 | 844 | -83.1 | -0.0214 | 779 | -83.1 | -0.0214 | 779 |  |  | 2 | Storage - Unconditioned | Existing | Palmdale (China Lake for pre-2014) | SCG
NG-WtrHt-SmlInst-Gas-150kBtuh-lt2G-0p92EF-40g | DEER2015 | WaterHeater-Calculator-v1.1 | 2015-03-19 14:46 | SCG | SUn | Ex | Any | CZ15 | Each | 0.297 | 500000 |  | -68.4 | -0.0171 | 552 | -68.4 | -0.0171 | 552 | -68.4 | -0.0171 | 518 | -68.4 | -0.0171 | 518 |  |  | 2 | Storage - Unconditioned | Existing | Palm Springs-Intl (El Centro for pre-2014) | SCG
NG-WtrHt-SmlInst-Gas-150kBtuh-lt2G-0p92EF-40g | DEER2015 | WaterHeater-Calculator-v1.1 | 2015-03-19 14:46 | SCG | SUn | Ex | Any | CZ16 | Each | 0.297 | 500000 |  | -95.6 | -0.0266 | 1500 | -95.6 | -0.0266 | 1500 | -95.6 | -0.0266 | 1410 | -95.6 | -0.0266 | 1410 |  |  | 2 | Storage - Unconditioned | Existing | Blue Canyon (Mount Shasta for pre-2014) | SCG
NG-WtrHt-SmlInst-Gas-150kBtuh-lt2G-0p92EF-40g | DEER2015 | WaterHeater-Calculator-v1.1 | 2015-03-19 14:46 | SCG | SUn | Ex | Any | IOU | Each | 0.297 | 500000 |  | -82 | -0.023 | 686 | -82 | -0.023 | 686 | -82 | -0.023 | 633 | -82 | -0.023 | 633 |  |  | 2 | Storage - Unconditioned | Existing | IOU Territory | SCG
NG-WtrHt-SmlInst-Gas-150kBtuh-lt2G-0p92EF-40g | DEER2015 | WaterHeater-Calculator-v1.1 | 2015-03-19 14:46 | SCG | WRf | Ex | Any | CZ06 | Each | 0.297 | 100000 |  | -164 | -0.0288 | 1220 | -164 | -0.0288 | 1220 | -164 | -0.0288 | 1160 | -164 | -0.0288 | 1160 |  |  | 2 | Warehouse - Refrigerated | Existing | Torrance (Los Angeles for pre-2014) | SCG
NG-WtrHt-SmlInst-Gas-150kBtuh-lt2G-0p92EF-40g | DEER2015 | WaterHeater-Calculator-v1.1 | 2015-03-19 14:46 | SCG | WRf | Ex | Any | CZ08 | Each | 0.297 | 100000 |  | -160 | -0.0278 | 1200 | -160 | -0.0278 | 1200 | -160 | -0.0278 | 1130 | -160 | -0.0278 | 1130 |  |  | 2 | Warehouse - Refrigerated | Existing | Fullerton (El Toro for pre-2014) | SCG
NG-WtrHt-SmlInst-Gas-150kBtuh-lt2G-0p92EF-40g | DEER2015 | WaterHeater-Calculator-v1.1 | 2015-03-19 14:46 | SCG | WRf | Ex | Any | CZ09 | Each | 0.297 | 100000 |  | -159 | -0.0274 | 1190 | -159 | -0.0274 | 1190 | -159 | -0.0274 | 1130 | -159 | -0.0274 | 1130 |  |  | 2 | Warehouse - Refrigerated | Existing | Burbank-Glendale (Pasadena for pre-2014) | SCG
NG-WtrHt-SmlInst-Gas-150kBtuh-lt2G-0p92EF-40g | DEER2015 | WaterHeater-Calculator-v1.1 | 2015-03-19 14:46 | SCG | WRf | Ex | Any | CZ10 | Each | 0.297 | 100000 |  | -159 | -0.0269 | 1180 | -159 | -0.0269 | 1180 | -159 | -0.0269 | 1120 | -159 | -0.0269 | 1120 |  |  | 2 | Warehouse - Refrigerated | Existing | Riverside | SCG
NG-WtrHt-SmlInst-Gas-150kBtuh-lt2G-0p92EF-40g | DEER2015 | WaterHeater-Calculator-v1.1 | 2015-03-19 14:46 | SCG | WRf | Ex | Any | CZ13 | Each | 0.297 | 100000 |  | -159 | -0.0266 | 1320 | -159 | -0.0266 | 1320 | -159 | -0.0266 | 1230 | -159 | -0.0266 | 1230 |  |  | 2 | Warehouse - Refrigerated | Existing | Fresno Area | SCG
NG-WtrHt-SmlInst-Gas-150kBtuh-lt2G-0p92EF-40g | DEER2015 | WaterHeater-Calculator-v1.1 | 2015-03-19 14:46 | SCG | WRf | Ex | Any | CZ14 | Each | 0.297 | 100000 |  | -162 | -0.0257 | 1420 | -162 | -0.0257 | 1420 | -162 | -0.0257 | 1340 | -162 | -0.0257 | 1340 |  |  | 2 | Warehouse - Refrigerated | Existing | Palmdale (China Lake for pre-2014) | SCG
NG-WtrHt-SmlInst-Gas-150kBtuh-lt2G-0p92EF-40g | DEER2015 | WaterHeater-Calculator-v1.1 | 2015-03-19 14:46 | SCG | WRf | Ex | Any | CZ15 | Each | 0.297 | 100000 |  | -133 | -0.0206 | 1010 | -133 | -0.0206 | 1010 | -133 | -0.0206 | 955 | -133 | -0.0206 | 955 |  |  | 2 | Warehouse - Refrigerated | Existing | Palm Springs-Intl (El Centro for pre-2014) | SCG
NG-WtrHt-SmlInst-Gas-150kBtuh-lt2G-0p92EF-40g | DEER2015 | WaterHeater-Calculator-v1.1 | 2015-03-19 14:46 | SCG | WRf | Ex | Any | CZ16 | Each | 0.297 | 100000 |  | -186 | -0.032 | 2360 | -186 | -0.032 | 2360 | -186 | -0.032 | 2250 | -186 | -0.032 | 2250 |  |  | 2 | Warehouse - Refrigerated | Existing | Blue Canyon (Mount Shasta for pre-2014) | SCG
NG-WtrHt-SmlInst-Gas-150kBtuh-lt2G-0p92EF-40g | DEER2015 | WaterHeater-Calculator-v1.1 | 2015-03-19 14:46 | SCG | WRf | Ex | Any | IOU | Each | 0.297 | 100000 |  | -160 | -0.0276 | 1210 | -160 | -0.0276 | 1210 | -160 | -0.0276 | 1150 | -160 | -0.0276 | 1150 |  |  | 2 | Warehouse - Refrigerated | Existing | IOU Territory | SCG
NG-WtrHt-SmlInst-Gas-150kBtuh-lt2G-0p92EF-40g | DEER2015 | WaterHeater-Calculator-v1.1 | 2015-03-19 14:46 | SDG | Asm | Ex | Any | CZ06 | Each | 1.8 | 34000 |  | -105 | -0.0244 | 836 | -105 | -0.0244 | 836 | -105 | -0.0244 | 778 | -105 | -0.0244 | 778 |  |  | 2 | Assembly | Existing | Torrance (Los Angeles for pre-2014) | SDG&E
NG-WtrHt-SmlInst-Gas-150kBtuh-lt2G-0p92EF-40g | DEER2015 | WaterHeater-Calculator-v1.1 | 2015-03-19 14:46 | SDG | Asm | Ex | Any | CZ07 | Each | 1.8 | 34000 |  | -104 | -0.0243 | 827 | -104 | -0.0243 | 827 | -104 | -0.0243 | 770 | -104 | -0.0243 | 770 |  |  | 2 | Assembly | Existing | San Diego-Lindbergh | SDG&E
NG-WtrHt-SmlInst-Gas-150kBtuh-lt2G-0p92EF-40g | DEER2015 | WaterHeater-Calculator-v1.1 | 2015-03-19 14:46 | SDG | Asm | Ex | Any | CZ08 | Each | 1.8 | 34000 |  | -102 | -0.0235 | 817 | -102 | -0.0235 | 817 | -102 | -0.0235 | 760 | -102 | -0.0235 | 760 |  |  | 2 | Assembly | Existing | Fullerton (El Toro for pre-2014) | SDG&E
NG-WtrHt-SmlInst-Gas-150kBtuh-lt2G-0p92EF-40g | DEER2015 | WaterHeater-Calculator-v1.1 | 2015-03-19 14:46 | SDG | Asm | Ex | Any | CZ10 | Each | 1.8 | 34000 |  | -101 | -0.0228 | 813 | -101 | -0.0228 | 813 | -101 | -0.0228 | 756 | -101 | -0.0228 | 756 |  |  | 2 | Assembly | Existing | Riverside | SDG&E
NG-WtrHt-SmlInst-Gas-150kBtuh-lt2G-0p92EF-40g | DEER2015 | WaterHeater-Calculator-v1.1 | 2015-03-19 14:46 | SDG | Asm | Ex | Any | CZ14 | Each | 1.8 | 34000 |  | -103 | -0.0218 | 839 | -103 | -0.0218 | 839 | -103 | -0.0218 | 780 | -103 | -0.0218 | 780 |  |  | 2 | Assembly | Existing | Palmdale (China Lake for pre-2014) | SDG&E
NG-WtrHt-SmlInst-Gas-150kBtuh-lt2G-0p92EF-40g | DEER2015 | WaterHeater-Calculator-v1.1 | 2015-03-19 14:46 | SDG | Asm | Ex | Any | CZ15 | Each | 1.8 | 34000 |  | -85.2 | -0.0174 | 702 | -85.2 | -0.0174 | 702 | -85.2 | -0.0174 | 648 | -85.2 | -0.0174 | 648 |  |  | 2 | Assembly | Existing | Palm Springs-Intl (El Centro for pre-2014) | SDG&E
NG-WtrHt-SmlInst-Gas-150kBtuh-lt2G-0p92EF-40g | DEER2015 | WaterHeater-Calculator-v1.1 | 2015-03-19 14:46 | SDG | Asm | Ex | Any | IOU | Each | 1.8 | 34000 |  | -103 | -0.0238 | 823 | -103 | -0.0238 | 823 | -103 | -0.0238 | 766 | -103 | -0.0238 | 766 |  |  | 2 | Assembly | Existing | IOU Territory | SDG&E
NG-WtrHt-SmlInst-Gas-150kBtuh-lt2G-0p92EF-40g | DEER2015 | WaterHeater-Calculator-v1.1 | 2015-03-19 14:46 | SDG | Com | Ex | Any | CZ06 | Each | 1.79 | 146000 |  | -91.7 | -0.0186 | 752 | -91.7 | -0.0186 | 752 | -91.7 | -0.0186 | 694 | -91.7 | -0.0186 | 694 |  |  | 2 | Commercial | Existing | Torrance (Los Angeles for pre-2014) | SDG&E
NG-WtrHt-SmlInst-Gas-150kBtuh-lt2G-0p92EF-40g | DEER2015 | WaterHeater-Calculator-v1.1 | 2015-03-19 14:46 | SDG | Com | Ex | Any | CZ07 | Each | 2.32 | 180000 |  | -87.7 | -0.0194 | 725 | -87.7 | -0.0194 | 725 | -87.7 | -0.0194 | 668 | -87.7 | -0.0194 | 668 |  |  | 2 | Commercial | Existing | San Diego-Lindbergh | SDG&E
NG-WtrHt-SmlInst-Gas-150kBtuh-lt2G-0p92EF-40g | DEER2015 | WaterHeater-Calculator-v1.1 | 2015-03-19 14:46 | SDG | Com | Ex | Any | CZ08 | Each | 1.84 | 139000 |  | -82.9 | -0.0179 | 697 | -82.9 | -0.0179 | 697 | -82.9 | -0.0179 | 640 | -82.9 | -0.0179 | 640 |  |  | 2 | Commercial | Existing | Fullerton (El Toro for pre-2014) | SDG&E
NG-WtrHt-SmlInst-Gas-150kBtuh-lt2G-0p92EF-40g | DEER2015 | WaterHeater-Calculator-v1.1 | 2015-03-19 14:46 | SDG | Com | Ex | Any | CZ10 | Each | 1.91 | 184000 |  | -81.5 | -0.0185 | 685 | -81.5 | -0.0185 | 685 | -81.5 | -0.0185 | 629 | -81.5 | -0.0185 | 629 |  |  | 2 | Commercial | Existing | Riverside | SDG&E
NG-WtrHt-SmlInst-Gas-150kBtuh-lt2G-0p92EF-40g | DEER2015 | WaterHeater-Calculator-v1.1 | 2015-03-19 14:46 | SDG | Com | Ex | Any | CZ14 | Each | 2.3 | 161000 |  | -85.4 | -0.0171 | 748 | -85.4 | -0.0171 | 748 | -85.4 | -0.0171 | 688 | -85.4 | -0.0171 | 688 |  |  | 2 | Commercial | Existing | Palmdale (China Lake for pre-2014) | SDG&E
NG-WtrHt-SmlInst-Gas-150kBtuh-lt2G-0p92EF-40g | DEER2015 | WaterHeater-Calculator-v1.1 | 2015-03-19 14:46 | SDG | Com | Ex | Any | CZ15 | Each | 2.3 | 152000 |  | -80.8 | -0.0121 | 662 | -80.8 | -0.0121 | 662 | -80.8 | -0.0121 | 611 | -80.8 | -0.0121 | 611 |  |  | 2 | Commercial | Existing | Palm Springs-Intl (El Centro for pre-2014) | SDG&E
NG-WtrHt-SmlInst-Gas-150kBtuh-lt2G-0p92EF-40g | DEER2015 | WaterHeater-Calculator-v1.1 | 2015-03-19 14:46 | SDG | Com | Ex | Any | IOU | Each | 2.2 | 179000 |  | -86.3 | -0.0191 | 716 | -86.3 | -0.0191 | 716 | -86.3 | -0.0191 | 659 | -86.3 | -0.0191 | 659 |  |  | 2 | Commercial | Existing | IOU Territory | SDG&E
NG-WtrHt-SmlInst-Gas-150kBtuh-lt2G-0p92EF-40g | DEER2015 | WaterHeater-Calculator-v1.1 | 2015-03-19 14:46 | SDG | ECC | Ex | Any | CZ06 | Each | 8.04 | 300000 |  | -70.7 | -0.0211 | 625 | -70.7 | -0.0211 | 625 | -70.7 | -0.0211 | 566 | -70.7 | -0.0211 | 566 |  |  | 2 | Education - Community College | Existing | Torrance (Los Angeles for pre-2014) | SDG&E
NG-WtrHt-SmlInst-Gas-150kBtuh-lt2G-0p92EF-40g | DEER2015 | WaterHeater-Calculator-v1.1 | 2015-03-19 14:46 | SDG | ECC | Ex | Any | CZ07 | Each | 8.04 | 300000 |  | -69.9 | -0.0211 | 619 | -69.9 | -0.0211 | 619 | -69.9 | -0.0211 | 562 | -69.9 | -0.0211 | 562 |  |  | 2 | Education - Community College | Existing | San Diego-Lindbergh | SDG&E
NG-WtrHt-SmlInst-Gas-150kBtuh-lt2G-0p92EF-40g | DEER2015 | WaterHeater-Calculator-v1.1 | 2015-03-19 14:46 | SDG | ECC | Ex | Any | CZ08 | Each | 8.04 | 300000 |  | -68.8 | -0.0204 | 609 | -68.8 | -0.0204 | 609 | -68.8 | -0.0204 | 552 | -68.8 | -0.0204 | 552 |  |  | 2 | Education - Community College | Existing | Fullerton (El Toro for pre-2014) | SDG&E
NG-WtrHt-SmlInst-Gas-150kBtuh-lt2G-0p92EF-40g | DEER2015 | WaterHeater-Calculator-v1.1 | 2015-03-19 14:46 | SDG | ECC | Ex | Any | CZ10 | Each | 8.04 | 300000 |  | -68.4 | -0.0197 | 605 | -68.4 | -0.0197 | 605 | -68.4 | -0.0197 | 549 | -68.4 | -0.0197 | 549 |  |  | 2 | Education - Community College | Existing | Riverside | SDG&E
NG-WtrHt-SmlInst-Gas-150kBtuh-lt2G-0p92EF-40g | DEER2015 | WaterHeater-Calculator-v1.1 | 2015-03-19 14:46 | SDG | ECC | Ex | Any | CZ14 | Each | 8.04 | 300000 |  | -70 | -0.0188 | 653 | -70 | -0.0188 | 653 | -70 | -0.0188 | 593 | -70 | -0.0188 | 593 |  |  | 2 | Education - Community College | Existing | Palmdale (China Lake for pre-2014) | SDG&E
NG-WtrHt-SmlInst-Gas-150kBtuh-lt2G-0p92EF-40g | DEER2015 | WaterHeater-Calculator-v1.1 | 2015-03-19 14:46 | SDG | ECC | Ex | Any | IOU | Each | 8.04 | 300000 |  | -69.5 | -0.0208 | 616 | -69.5 | -0.0208 | 616 | -69.5 | -0.0208 | 559 | -69.5 | -0.0208 | 559 |  |  | 2 | Education - Community College | Existing | IOU Territory | SDG&E
NG-WtrHt-SmlInst-Gas-150kBtuh-lt2G-0p92EF-40g | DEER2015 | WaterHeater-Calculator-v1.1 | 2015-03-19 14:46 | SDG | EPr | Ex | Any | CZ06 | Each | 1.19 | 48200 |  | -50.8 | -0.0144 | 499 | -50.8 | -0.0144 | 499 | -50.8 | -0.0144 | 440 | -50.8 | -0.0144 | 440 |  |  | 2 | Education - Primary School | Existing | Torrance (Los Angeles for pre-2014) | SDG&E
NG-WtrHt-SmlInst-Gas-150kBtuh-lt2G-0p92EF-40g | DEER2015 | WaterHeater-Calculator-v1.1 | 2015-03-19 14:46 | SDG | EPr | Ex | Any | CZ07 | Each | 1.19 | 48200 |  | -50.2 | -0.0144 | 494 | -50.2 | -0.0144 | 494 | -50.2 | -0.0144 | 436 | -50.2 | -0.0144 | 436 |  |  | 2 | Education - Primary School | Existing | San Diego-Lindbergh | SDG&E
NG-WtrHt-SmlInst-Gas-150kBtuh-lt2G-0p92EF-40g | DEER2015 | WaterHeater-Calculator-v1.1 | 2015-03-19 14:46 | SDG | EPr | Ex | Any | CZ08 | Each | 1.19 | 48200 |  | -49.5 | -0.0139 | 486 | -49.5 | -0.0139 | 486 | -49.5 | -0.0139 | 429 | -49.5 | -0.0139 | 429 |  |  | 2 | Education - Primary School | Existing | Fullerton (El Toro for pre-2014) | SDG&E
NG-WtrHt-SmlInst-Gas-150kBtuh-lt2G-0p92EF-40g | DEER2015 | WaterHeater-Calculator-v1.1 | 2015-03-19 14:46 | SDG | EPr | Ex | Any | CZ10 | Each | 1.19 | 48200 |  | -49.3 | -0.0135 | 483 | -49.3 | -0.0135 | 483 | -49.3 | -0.0135 | 427 | -49.3 | -0.0135 | 427 |  |  | 2 | Education - Primary School | Existing | Riverside | SDG&E
NG-WtrHt-SmlInst-Gas-150kBtuh-lt2G-0p92EF-40g | DEER2015 | WaterHeater-Calculator-v1.1 | 2015-03-19 14:46 | SDG | EPr | Ex | Any | CZ14 | Each | 1.19 | 48200 |  | -50.7 | -0.0128 | 545 | -50.7 | -0.0128 | 545 | -50.7 | -0.0128 | 484 | -50.7 | -0.0128 | 484 |  |  | 2 | Education - Primary School | Existing | Palmdale (China Lake for pre-2014) | SDG&E
NG-WtrHt-SmlInst-Gas-150kBtuh-lt2G-0p92EF-40g | DEER2015 | WaterHeater-Calculator-v1.1 | 2015-03-19 14:46 | SDG | EPr | Ex | Any | CZ15 | Each | 1.19 | 48200 |  | -41.8 | -0.0103 | 425 | -41.8 | -0.0103 | 425 | -41.8 | -0.0103 | 372 | -41.8 | -0.0103 | 372 |  |  | 2 | Education - Primary School | Existing | Palm Springs-Intl (El Centro for pre-2014) | SDG&E
NG-WtrHt-SmlInst-Gas-150kBtuh-lt2G-0p92EF-40g | DEER2015 | WaterHeater-Calculator-v1.1 | 2015-03-19 14:46 | SDG | EPr | Ex | Any | IOU | Each | 1.19 | 48200 |  | -49.9 | -0.0141 | 490 | -49.9 | -0.0141 | 490 | -49.9 | -0.0141 | 433 | -49.9 | -0.0141 | 433 |  |  | 2 | Education - Primary School | Existing | IOU Territory | SDG&E
NG-WtrHt-SmlInst-Gas-150kBtuh-lt2G-0p92EF-40g | DEER2015 | WaterHeater-Calculator-v1.1 | 2015-03-19 14:46 | SDG | ERC | Ex | Any | CZ06 | Each | 0.107 | 1920 |  | -50.8 | -0.0144 | 494 | -50.8 | -0.0144 | 494 | -50.8 | -0.0144 | 436 | -50.8 | -0.0144 | 436 |  |  | 2 | Education - Relocatable Classroom | Existing | Torrance (Los Angeles for pre-2014) | SDG&E
NG-WtrHt-SmlInst-Gas-150kBtuh-lt2G-0p92EF-40g | DEER2015 | WaterHeater-Calculator-v1.1 | 2015-03-19 14:46 | SDG | ERC | Ex | Any | CZ07 | Each | 0.107 | 1920 |  | -50.2 | -0.0144 | 487 | -50.2 | -0.0144 | 487 | -50.2 | -0.0144 | 431 | -50.2 | -0.0144 | 431 |  |  | 2 | Education - Relocatable Classroom | Existing | San Diego-Lindbergh | SDG&E
NG-WtrHt-SmlInst-Gas-150kBtuh-lt2G-0p92EF-40g | DEER2015 | WaterHeater-Calculator-v1.1 | 2015-03-19 14:46 | SDG | ERC | Ex | Any | CZ08 | Each | 0.107 | 1920 |  | -49.5 | -0.0139 | 482 | -49.5 | -0.0139 | 482 | -49.5 | -0.0139 | 426 | -49.5 | -0.0139 | 426 |  |  | 2 | Education - Relocatable Classroom | Existing | Fullerton (El Toro for pre-2014) | SDG&E
NG-WtrHt-SmlInst-Gas-150kBtuh-lt2G-0p92EF-40g | DEER2015 | WaterHeater-Calculator-v1.1 | 2015-03-19 14:46 | SDG | ERC | Ex | Any | CZ10 | Each | 0.107 | 1920 |  | -49.3 | -0.0135 | 481 | -49.3 | -0.0135 | 481 | -49.3 | -0.0135 | 425 | -49.3 | -0.0135 | 425 |  |  | 2 | Education - Relocatable Classroom | Existing | Riverside | SDG&E
NG-WtrHt-SmlInst-Gas-150kBtuh-lt2G-0p92EF-40g | DEER2015 | WaterHeater-Calculator-v1.1 | 2015-03-19 14:46 | SDG | ERC | Ex | Any | CZ14 | Each | 0.107 | 1920 |  | -50.7 | -0.0128 | 544 | -50.7 | -0.0128 | 544 | -50.7 | -0.0128 | 483 | -50.7 | -0.0128 | 483 |  |  | 2 | Education - Relocatable Classroom | Existing | Palmdale (China Lake for pre-2014) | SDG&E
NG-WtrHt-SmlInst-Gas-150kBtuh-lt2G-0p92EF-40g | DEER2015 | WaterHeater-Calculator-v1.1 | 2015-03-19 14:46 | SDG | ERC | Ex | Any | CZ15 | Each | 0.107 | 1920 |  | -41.8 | -0.0103 | 424 | -41.8 | -0.0103 | 424 | -41.8 | -0.0103 | 372 | -41.8 | -0.0103 | 372 |  |  | 2 | Education - Relocatable Classroom | Existing | Palm Springs-Intl (El Centro for pre-2014) | SDG&E
NG-WtrHt-SmlInst-Gas-150kBtuh-lt2G-0p92EF-40g | DEER2015 | WaterHeater-Calculator-v1.1 | 2015-03-19 14:46 | SDG | ERC | Ex | Any | IOU | Each | 0.107 | 1920 |  | -49.9 | -0.0141 | 485 | -49.9 | -0.0141 | 485 | -49.9 | -0.0141 | 429 | -49.9 | -0.0141 | 429 |  |  | 2 | Education - Relocatable Classroom | Existing | IOU Territory | SDG&E
NG-WtrHt-SmlInst-Gas-150kBtuh-lt2G-0p92EF-40g | DEER2015 | WaterHeater-Calculator-v1.1 | 2015-03-19 14:46 | SDG | ESe | Ex | Any | CZ06 | Each | 5.5 | 150000 |  | -50.8 | -0.0144 | 499 | -50.8 | -0.0144 | 499 | -50.8 | -0.0144 | 440 | -50.8 | -0.0144 | 440 |  |  | 2 | Education - Secondary School | Existing | Torrance (Los Angeles for pre-2014) | SDG&E
NG-WtrHt-SmlInst-Gas-150kBtuh-lt2G-0p92EF-40g | DEER2015 | WaterHeater-Calculator-v1.1 | 2015-03-19 14:46 | SDG | ESe | Ex | Any | CZ07 | Each | 5.5 | 150000 |  | -50.2 | -0.0144 | 494 | -50.2 | -0.0144 | 494 | -50.2 | -0.0144 | 436 | -50.2 | -0.0144 | 436 |  |  | 2 | Education - Secondary School | Existing | San Diego-Lindbergh | SDG&E
NG-WtrHt-SmlInst-Gas-150kBtuh-lt2G-0p92EF-40g | DEER2015 | WaterHeater-Calculator-v1.1 | 2015-03-19 14:46 | SDG | ESe | Ex | Any | CZ08 | Each | 5.5 | 150000 |  | -49.5 | -0.0139 | 486 | -49.5 | -0.0139 | 486 | -49.5 | -0.0139 | 429 | -49.5 | -0.0139 | 429 |  |  | 2 | Education - Secondary School | Existing | Fullerton (El Toro for pre-2014) | SDG&E
NG-WtrHt-SmlInst-Gas-150kBtuh-lt2G-0p92EF-40g | DEER2015 | WaterHeater-Calculator-v1.1 | 2015-03-19 14:46 | SDG | ESe | Ex | Any | CZ10 | Each | 5.5 | 150000 |  | -49.3 | -0.0135 | 483 | -49.3 | -0.0135 | 483 | -49.3 | -0.0135 | 427 | -49.3 | -0.0135 | 427 |  |  | 2 | Education - Secondary School | Existing | Riverside | SDG&E
NG-WtrHt-SmlInst-Gas-150kBtuh-lt2G-0p92EF-40g | DEER2015 | WaterHeater-Calculator-v1.1 | 2015-03-19 14:46 | SDG | ESe | Ex | Any | CZ14 | Each | 5.5 | 150000 |  | -50.7 | -0.0128 | 545 | -50.7 | -0.0128 | 545 | -50.7 | -0.0128 | 484 | -50.7 | -0.0128 | 484 |  |  | 2 | Education - Secondary School | Existing | Palmdale (China Lake for pre-2014) | SDG&E
NG-WtrHt-SmlInst-Gas-150kBtuh-lt2G-0p92EF-40g | DEER2015 | WaterHeater-Calculator-v1.1 | 2015-03-19 14:46 | SDG | ESe | Ex | Any | CZ15 | Each | 5.5 | 150000 |  | -41.8 | -0.0103 | 425 | -41.8 | -0.0103 | 425 | -41.8 | -0.0103 | 372 | -41.8 | -0.0103 | 372 |  |  | 2 | Education - Secondary School | Existing | Palm Springs-Intl (El Centro for pre-2014) | SDG&E
NG-WtrHt-SmlInst-Gas-150kBtuh-lt2G-0p92EF-40g | DEER2015 | WaterHeater-Calculator-v1.1 | 2015-03-19 14:46 | SDG | ESe | Ex | Any | IOU | Each | 5.5 | 150000 |  | -49.9 | -0.0141 | 490 | -49.9 | -0.0141 | 490 | -49.9 | -0.0141 | 433 | -49.9 | -0.0141 | 433 |  |  | 2 | Education - Secondary School | Existing | IOU Territory | SDG&E
NG-WtrHt-SmlInst-Gas-150kBtuh-lt2G-0p92EF-40g | DEER2015 | WaterHeater-Calculator-v1.1 | 2015-03-19 14:46 | SDG | EUD | Ex | Any | CZ06 | Each | 5.28 | 170000 |  | -57 | -0.0169 | 461 | -57 | -0.0169 | 461 | -57 | -0.0169 | 425 | -57 | -0.0169 | 425 |  |  | 2 | University Dormitory | Existing | Torrance (Los Angeles for pre-2014) | SDG&E
NG-WtrHt-SmlInst-Gas-150kBtuh-lt2G-0p92EF-40g | DEER2015 | WaterHeater-Calculator-v1.1 | 2015-03-19 14:46 | SDG | EUD | Ex | Any | CZ07 | Each | 5.28 | 170000 |  | -56 | -0.0168 | 455 | -56 | -0.0168 | 455 | -56 | -0.0168 | 419 | -56 | -0.0168 | 419 |  |  | 2 | University Dormitory | Existing | San Diego-Lindbergh | SDG&E
NG-WtrHt-SmlInst-Gas-150kBtuh-lt2G-0p92EF-40g | DEER2015 | WaterHeater-Calculator-v1.1 | 2015-03-19 14:46 | SDG | EUD | Ex | Any | CZ08 | Each | 5.28 | 170000 |  | -54.7 | -0.016 | 442 | -54.7 | -0.016 | 442 | -54.7 | -0.016 | 408 | -54.7 | -0.016 | 408 |  |  | 2 | University Dormitory | Existing | Fullerton (El Toro for pre-2014) | SDG&E
NG-WtrHt-SmlInst-Gas-150kBtuh-lt2G-0p92EF-40g | DEER2015 | WaterHeater-Calculator-v1.1 | 2015-03-19 14:46 | SDG | EUD | Ex | Any | CZ10 | Each | 5.28 | 170000 |  | -54.3 | -0.0151 | 439 | -54.3 | -0.0151 | 439 | -54.3 | -0.0151 | 404 | -54.3 | -0.0151 | 404 |  |  | 2 | University Dormitory | Existing | Riverside | SDG&E
NG-WtrHt-SmlInst-Gas-150kBtuh-lt2G-0p92EF-40g | DEER2015 | WaterHeater-Calculator-v1.1 | 2015-03-19 14:46 | SDG | EUD | Ex | Any | CZ14 | Each | 5.28 | 170000 |  | -56.3 | -0.014 | 453 | -56.3 | -0.014 | 453 | -56.3 | -0.014 | 418 | -56.3 | -0.014 | 418 |  |  | 2 | University Dormitory | Existing | Palmdale (China Lake for pre-2014) | SDG&E
NG-WtrHt-SmlInst-Gas-150kBtuh-lt2G-0p92EF-40g | DEER2015 | WaterHeater-Calculator-v1.1 | 2015-03-19 14:46 | SDG | EUD | Ex | Any | IOU | Each | 5.28 | 170000 |  | -55.6 | -0.0164 | 451 | -55.6 | -0.0164 | 451 | -55.6 | -0.0164 | 415 | -55.6 | -0.0164 | 415 |  |  | 2 | University Dormitory | Existing | IOU Territory | SDG&E
NG-WtrHt-SmlInst-Gas-150kBtuh-lt2G-0p92EF-40g | DEER2015 | WaterHeater-Calculator-v1.1 | 2015-03-19 14:46 | SDG | EUn | Ex | Any | CZ06 | Each | 15.5 | 830000 |  | -85.9 | -0.0262 | 724 | -85.9 | -0.0262 | 724 | -85.9 | -0.0262 | 664 | -85.9 | -0.0262 | 664 |  |  | 2 | Education - University | Existing | Torrance (Los Angeles for pre-2014) | SDG&E
NG-WtrHt-SmlInst-Gas-150kBtuh-lt2G-0p92EF-40g | DEER2015 | WaterHeater-Calculator-v1.1 | 2015-03-19 14:46 | SDG | EUn | Ex | Any | CZ07 | Each | 15.5 | 830000 |  | -85 | -0.0262 | 717 | -85 | -0.0262 | 717 | -85 | -0.0262 | 658 | -85 | -0.0262 | 658 |  |  | 2 | Education - University | Existing | San Diego-Lindbergh | SDG&E
NG-WtrHt-SmlInst-Gas-150kBtuh-lt2G-0p92EF-40g | DEER2015 | WaterHeater-Calculator-v1.1 | 2015-03-19 14:46 | SDG | EUn | Ex | Any | CZ08 | Each | 15.5 | 830000 |  | -83.6 | -0.0254 | 705 | -83.6 | -0.0254 | 705 | -83.6 | -0.0254 | 647 | -83.6 | -0.0254 | 647 |  |  | 2 | Education - University | Existing | Fullerton (El Toro for pre-2014) | SDG&E
NG-WtrHt-SmlInst-Gas-150kBtuh-lt2G-0p92EF-40g | DEER2015 | WaterHeater-Calculator-v1.1 | 2015-03-19 14:46 | SDG | EUn | Ex | Any | CZ10 | Each | 15.5 | 830000 |  | -83.2 | -0.0245 | 701 | -83.2 | -0.0245 | 701 | -83.2 | -0.0245 | 643 | -83.2 | -0.0245 | 643 |  |  | 2 | Education - University | Existing | Riverside | SDG&E
NG-WtrHt-SmlInst-Gas-150kBtuh-lt2G-0p92EF-40g | DEER2015 | WaterHeater-Calculator-v1.1 | 2015-03-19 14:46 | SDG | EUn | Ex | Any | CZ14 | Each | 15.5 | 830000 |  | -85.2 | -0.0234 | 763 | -85.2 | -0.0234 | 763 | -85.2 | -0.0234 | 700 | -85.2 | -0.0234 | 700 |  |  | 2 | Education - University | Existing | Palmdale (China Lake for pre-2014) | SDG&E
NG-WtrHt-SmlInst-Gas-150kBtuh-lt2G-0p92EF-40g | DEER2015 | WaterHeater-Calculator-v1.1 | 2015-03-19 14:46 | SDG | EUn | Ex | Any | IOU | Each | 15.5 | 830000 |  | -84.6 | -0.0258 | 713 | -84.6 | -0.0258 | 713 | -84.6 | -0.0258 | 655 | -84.6 | -0.0258 | 655 |  |  | 2 | Education - University | Existing | IOU Territory | SDG&E
NG-WtrHt-SmlInst-Gas-150kBtuh-lt2G-0p92EF-40g | DEER2015 | WaterHeater-Calculator-v1.1 | 2015-03-19 14:46 | SDG | Gro | Ex | Any | CZ06 | Each | 0.856 | 50000 |  | -135 | -0.0227 | 1030 | -135 | -0.0227 | 1030 | -135 | -0.0227 | 974 | -135 | -0.0227 | 974 |  |  | 2 | Grocery | Existing | Torrance (Los Angeles for pre-2014) | SDG&E
NG-WtrHt-SmlInst-Gas-150kBtuh-lt2G-0p92EF-40g | DEER2015 | WaterHeater-Calculator-v1.1 | 2015-03-19 14:46 | SDG | Gro | Ex | Any | CZ07 | Each | 0.856 | 50000 |  | -133 | -0.0227 | 1020 | -133 | -0.0227 | 1020 | -133 | -0.0227 | 965 | -133 | -0.0227 | 965 |  |  | 2 | Grocery | Existing | San Diego-Lindbergh | SDG&E
NG-WtrHt-SmlInst-Gas-150kBtuh-lt2G-0p92EF-40g | DEER2015 | WaterHeater-Calculator-v1.1 | 2015-03-19 14:46 | SDG | Gro | Ex | Any | CZ08 | Each | 0.856 | 50000 |  | -131 | -0.022 | 1010 | -131 | -0.022 | 1010 | -131 | -0.022 | 948 | -131 | -0.022 | 948 |  |  | 2 | Grocery | Existing | Fullerton (El Toro for pre-2014) | SDG&E
NG-WtrHt-SmlInst-Gas-150kBtuh-lt2G-0p92EF-40g | DEER2015 | WaterHeater-Calculator-v1.1 | 2015-03-19 14:46 | SDG | Gro | Ex | Any | CZ10 | Each | 0.856 | 50000 |  | -130 | -0.0213 | 1000 | -130 | -0.0213 | 1000 | -130 | -0.0213 | 943 | -130 | -0.0213 | 943 |  |  | 2 | Grocery | Existing | Riverside | SDG&E
NG-WtrHt-SmlInst-Gas-150kBtuh-lt2G-0p92EF-40g | DEER2015 | WaterHeater-Calculator-v1.1 | 2015-03-19 14:46 | SDG | Gro | Ex | Any | CZ14 | Each | 0.856 | 50000 |  | -133 | -0.0203 | 1060 | -133 | -0.0203 | 1060 | -133 | -0.0203 | 994 | -133 | -0.0203 | 994 |  |  | 2 | Grocery | Existing | Palmdale (China Lake for pre-2014) | SDG&E
NG-WtrHt-SmlInst-Gas-150kBtuh-lt2G-0p92EF-40g | DEER2015 | WaterHeater-Calculator-v1.1 | 2015-03-19 14:46 | SDG | Gro | Ex | Any | CZ15 | Each | 0.856 | 50000 |  | -109 | -0.0163 | 860 | -109 | -0.0163 | 860 | -109 | -0.0163 | 803 | -109 | -0.0163 | 803 |  |  | 2 | Grocery | Existing | Palm Springs-Intl (El Centro for pre-2014) | SDG&E
NG-WtrHt-SmlInst-Gas-150kBtuh-lt2G-0p92EF-40g | DEER2015 | WaterHeater-Calculator-v1.1 | 2015-03-19 14:46 | SDG | Gro | Ex | Any | IOU | Each | 0.856 | 50000 |  | -132 | -0.0223 | 1020 | -132 | -0.0223 | 1020 | -132 | -0.0223 | 959 | -132 | -0.0223 | 959 |  |  | 2 | Grocery | Existing | IOU Territory | SDG&E
NG-WtrHt-SmlInst-Gas-150kBtuh-lt2G-0p92EF-40g | DEER2015 | WaterHeater-Calculator-v1.1 | 2015-03-19 14:46 | SDG | HGR | Ex | Any | CZ06 | Each | 8.51 | 321000 |  | -87.9 | -0.00616 | 655 | -87.9 | -0.00616 | 655 | -87.9 | -0.00616 | 619 | -87.9 | -0.00616 | 619 |  |  | 2 | Hotel Guest Room | Existing | Torrance (Los Angeles for pre-2014) | SDG&E
NG-WtrHt-SmlInst-Gas-150kBtuh-lt2G-0p92EF-40g | DEER2015 | WaterHeater-Calculator-v1.1 | 2015-03-19 14:46 | SDG | HGR | Ex | Any | CZ07 | Each | 8.51 | 321000 |  | -86.5 | -0.00615 | 644 | -86.5 | -0.00615 | 644 | -86.5 | -0.00615 | 608 | -86.5 | -0.00615 | 608 |  |  | 2 | Hotel Guest Room | Existing | San Diego-Lindbergh | SDG&E
NG-WtrHt-SmlInst-Gas-150kBtuh-lt2G-0p92EF-40g | DEER2015 | WaterHeater-Calculator-v1.1 | 2015-03-19 14:46 | SDG | HGR | Ex | Any | CZ08 | Each | 8.51 | 321000 |  | -84.3 | -0.00584 | 629 | -84.3 | -0.00584 | 629 | -84.3 | -0.00584 | 594 | -84.3 | -0.00584 | 594 |  |  | 2 | Hotel Guest Room | Existing | Fullerton (El Toro for pre-2014) | SDG&E
NG-WtrHt-SmlInst-Gas-150kBtuh-lt2G-0p92EF-40g | DEER2015 | WaterHeater-Calculator-v1.1 | 2015-03-19 14:46 | SDG | HGR | Ex | Any | CZ10 | Each | 8.51 | 321000 |  | -83.6 | -0.00553 | 625 | -83.6 | -0.00553 | 625 | -83.6 | -0.00553 | 589 | -83.6 | -0.00553 | 589 |  |  | 2 | Hotel Guest Room | Existing | Riverside | SDG&E
NG-WtrHt-SmlInst-Gas-150kBtuh-lt2G-0p92EF-40g | DEER2015 | WaterHeater-Calculator-v1.1 | 2015-03-19 14:46 | SDG | HGR | Ex | Any | CZ14 | Each | 8.51 | 321000 |  | -86.3 | -0.00513 | 645 | -86.3 | -0.00513 | 645 | -86.3 | -0.00513 | 609 | -86.3 | -0.00513 | 609 |  |  | 2 | Hotel Guest Room | Existing | Palmdale (China Lake for pre-2014) | SDG&E
NG-WtrHt-SmlInst-Gas-150kBtuh-lt2G-0p92EF-40g | DEER2015 | WaterHeater-Calculator-v1.1 | 2015-03-19 14:46 | SDG | HGR | Ex | Any | CZ15 | Each | 8.51 | 321000 |  | -62.9 | -0.00341 | 483 | -62.9 | -0.00341 | 483 | -62.9 | -0.00341 | 452 | -62.9 | -0.00341 | 452 |  |  | 2 | Hotel Guest Room | Existing | Palm Springs-Intl (El Centro for pre-2014) | SDG&E
NG-WtrHt-SmlInst-Gas-150kBtuh-lt2G-0p92EF-40g | DEER2015 | WaterHeater-Calculator-v1.1 | 2015-03-19 14:46 | SDG | HGR | Ex | Any | IOU | Each | 8.51 | 321000 |  | -86 | -0.00605 | 641 | -86 | -0.00605 | 641 | -86 | -0.00605 | 605 | -86 | -0.00605 | 605 |  |  | 2 | Hotel Guest Room | Existing | IOU Territory | SDG&E
NG-WtrHt-SmlInst-Gas-150kBtuh-lt2G-0p92EF-40g | DEER2015 | WaterHeater-Calculator-v1.1 | 2015-03-19 14:46 | SDG | Hsp | Ex | Any | CZ06 | Each | 19.8 | 500000 |  | -148 | -0.0214 | 1120 | -148 | -0.0214 | 1120 | -148 | -0.0214 | 1050 | -148 | -0.0214 | 1050 |  |  | 2 | Health/Medical - Hospital | Existing | Torrance (Los Angeles for pre-2014) | SDG&E
NG-WtrHt-SmlInst-Gas-150kBtuh-lt2G-0p92EF-40g | DEER2015 | WaterHeater-Calculator-v1.1 | 2015-03-19 14:46 | SDG | Hsp | Ex | Any | CZ07 | Each | 19.8 | 500000 |  | -146 | -0.0213 | 1110 | -146 | -0.0213 | 1110 | -146 | -0.0213 | 1040 | -146 | -0.0213 | 1040 |  |  | 2 | Health/Medical - Hospital | Existing | San Diego-Lindbergh | SDG&E
NG-WtrHt-SmlInst-Gas-150kBtuh-lt2G-0p92EF-40g | DEER2015 | WaterHeater-Calculator-v1.1 | 2015-03-19 14:46 | SDG | Hsp | Ex | Any | CZ08 | Each | 19.8 | 500000 |  | -144 | -0.0207 | 1090 | -144 | -0.0207 | 1090 | -144 | -0.0207 | 1030 | -144 | -0.0207 | 1030 |  |  | 2 | Health/Medical - Hospital | Existing | Fullerton (El Toro for pre-2014) | SDG&E
NG-WtrHt-SmlInst-Gas-150kBtuh-lt2G-0p92EF-40g | DEER2015 | WaterHeater-Calculator-v1.1 | 2015-03-19 14:46 | SDG | Hsp | Ex | Any | CZ10 | Each | 19.8 | 500000 |  | -143 | -0.02 | 1090 | -143 | -0.02 | 1090 | -143 | -0.02 | 1020 | -143 | -0.02 | 1020 |  |  | 2 | Health/Medical - Hospital | Existing | Riverside | SDG&E
NG-WtrHt-SmlInst-Gas-150kBtuh-lt2G-0p92EF-40g | DEER2015 | WaterHeater-Calculator-v1.1 | 2015-03-19 14:46 | SDG | Hsp | Ex | Any | CZ14 | Each | 19.8 | 500000 |  | -146 | -0.0191 | 1120 | -146 | -0.0191 | 1120 | -146 | -0.0191 | 1050 | -146 | -0.0191 | 1050 |  |  | 2 | Health/Medical - Hospital | Existing | Palmdale (China Lake for pre-2014) | SDG&E
NG-WtrHt-SmlInst-Gas-150kBtuh-lt2G-0p92EF-40g | DEER2015 | WaterHeater-Calculator-v1.1 | 2015-03-19 14:46 | SDG | Hsp | Ex | Any | IOU | Each | 19.8 | 500000 |  | -146 | -0.0211 | 1100 | -146 | -0.0211 | 1100 | -146 | -0.0211 | 1040 | -146 | -0.0211 | 1040 |  |  | 2 | Health/Medical - Hospital | Existing | IOU Territory | SDG&E
NG-WtrHt-SmlInst-Gas-150kBtuh-lt2G-0p92EF-40g | DEER2015 | WaterHeater-Calculator-v1.1 | 2015-03-19 14:46 | SDG | Htl | Ex | Any | CZ06 | Each | 1.63 | 78900 |  | -193 | -0.0229 | 1400 | -193 | -0.0229 | 1400 | -193 | -0.0229 | 1340 | -193 | -0.0229 | 1340 |  |  | 2 | Lodging - Hotel | Existing | Torrance (Los Angeles for pre-2014) | SDG&E
NG-WtrHt-SmlInst-Gas-150kBtuh-lt2G-0p92EF-40g | DEER2015 | WaterHeater-Calculator-v1.1 | 2015-03-19 14:46 | SDG | Htl | Ex | Any | CZ07 | Each | 1.63 | 78900 |  | -190 | -0.0229 | 1390 | -190 | -0.0229 | 1390 | -190 | -0.0229 | 1320 | -190 | -0.0229 | 1320 |  |  | 2 | Lodging - Hotel | Existing | San Diego-Lindbergh | SDG&E
NG-WtrHt-SmlInst-Gas-150kBtuh-lt2G-0p92EF-40g | DEER2015 | WaterHeater-Calculator-v1.1 | 2015-03-19 14:46 | SDG | Htl | Ex | Any | CZ08 | Each | 1.63 | 78900 |  | -187 | -0.0222 | 1370 | -187 | -0.0222 | 1370 | -187 | -0.0222 | 1300 | -187 | -0.0222 | 1300 |  |  | 2 | Lodging - Hotel | Existing | Fullerton (El Toro for pre-2014) | SDG&E
NG-WtrHt-SmlInst-Gas-150kBtuh-lt2G-0p92EF-40g | DEER2015 | WaterHeater-Calculator-v1.1 | 2015-03-19 14:46 | SDG | Htl | Ex | Any | CZ10 | Each | 1.63 | 78900 |  | -186 | -0.0215 | 1360 | -186 | -0.0215 | 1360 | -186 | -0.0215 | 1300 | -186 | -0.0215 | 1300 |  |  | 2 | Lodging - Hotel | Existing | Riverside | SDG&E
NG-WtrHt-SmlInst-Gas-150kBtuh-lt2G-0p92EF-40g | DEER2015 | WaterHeater-Calculator-v1.1 | 2015-03-19 14:46 | SDG | Htl | Ex | Any | CZ14 | Each | 1.63 | 78900 |  | -190 | -0.0205 | 1390 | -190 | -0.0205 | 1390 | -190 | -0.0205 | 1330 | -190 | -0.0205 | 1330 |  |  | 2 | Lodging - Hotel | Existing | Palmdale (China Lake for pre-2014) | SDG&E
NG-WtrHt-SmlInst-Gas-150kBtuh-lt2G-0p92EF-40g | DEER2015 | WaterHeater-Calculator-v1.1 | 2015-03-19 14:46 | SDG | Htl | Ex | Any | CZ15 | Each | 1.63 | 78900 |  | -156 | -0.0164 | 1160 | -156 | -0.0164 | 1160 | -156 | -0.0164 | 1100 | -156 | -0.0164 | 1100 |  |  | 2 | Lodging - Hotel | Existing | Palm Springs-Intl (El Centro for pre-2014) | SDG&E
NG-WtrHt-SmlInst-Gas-150kBtuh-lt2G-0p92EF-40g | DEER2015 | WaterHeater-Calculator-v1.1 | 2015-03-19 14:46 | SDG | Htl | Ex | Any | IOU | Each | 1.63 | 78900 |  | -189 | -0.0227 | 1390 | -189 | -0.0227 | 1390 | -189 | -0.0227 | 1320 | -189 | -0.0227 | 1320 |  |  | 2 | Lodging - Hotel | Existing | IOU Territory | SDG&E
NG-WtrHt-SmlInst-Gas-150kBtuh-lt2G-0p92EF-40g | DEER2015 | WaterHeater-Calculator-v1.1 | 2015-03-19 14:46 | SDG | MBT | Ex | Any | CZ06 | Each | 1.48 | 200000 |  | -75.7 | -0.021 | 648 | -75.7 | -0.021 | 648 | -75.7 | -0.021 | 593 | -75.7 | -0.021 | 593 |  |  | 2 | Manufacturing Biotech | Existing | Torrance (Los Angeles for pre-2014) | SDG&E
NG-WtrHt-SmlInst-Gas-150kBtuh-lt2G-0p92EF-40g | DEER2015 | WaterHeater-Calculator-v1.1 | 2015-03-19 14:46 | SDG | MBT | Ex | Any | CZ07 | Each | 1.48 | 200000 |  | -74.9 | -0.021 | 641 | -74.9 | -0.021 | 641 | -74.9 | -0.021 | 587 | -74.9 | -0.021 | 587 |  |  | 2 | Manufacturing Biotech | Existing | San Diego-Lindbergh | SDG&E
NG-WtrHt-SmlInst-Gas-150kBtuh-lt2G-0p92EF-40g | DEER2015 | WaterHeater-Calculator-v1.1 | 2015-03-19 14:46 | SDG | MBT | Ex | Any | CZ08 | Each | 1.48 | 200000 |  | -73.7 | -0.0203 | 634 | -73.7 | -0.0203 | 634 | -73.7 | -0.0203 | 579 | -73.7 | -0.0203 | 579 |  |  | 2 | Manufacturing Biotech | Existing | Fullerton (El Toro for pre-2014) | SDG&E
NG-WtrHt-SmlInst-Gas-150kBtuh-lt2G-0p92EF-40g | DEER2015 | WaterHeater-Calculator-v1.1 | 2015-03-19 14:46 | SDG | MBT | Ex | Any | CZ10 | Each | 1.48 | 200000 |  | -73.2 | -0.0196 | 631 | -73.2 | -0.0196 | 631 | -73.2 | -0.0196 | 576 | -73.2 | -0.0196 | 576 |  |  | 2 | Manufacturing Biotech | Existing | Riverside | SDG&E
NG-WtrHt-SmlInst-Gas-150kBtuh-lt2G-0p92EF-40g | DEER2015 | WaterHeater-Calculator-v1.1 | 2015-03-19 14:46 | SDG | MBT | Ex | Any | CZ14 | Each | 1.48 | 200000 |  | -74.8 | -0.0188 | 681 | -74.8 | -0.0188 | 681 | -74.8 | -0.0188 | 622 | -74.8 | -0.0188 | 622 |  |  | 2 | Manufacturing Biotech | Existing | Palmdale (China Lake for pre-2014) | SDG&E
NG-WtrHt-SmlInst-Gas-150kBtuh-lt2G-0p92EF-40g | DEER2015 | WaterHeater-Calculator-v1.1 | 2015-03-19 14:46 | SDG | MBT | Ex | Any | CZ15 | Each | 1.48 | 200000 |  | -61.5 | -0.015 | 549 | -61.5 | -0.015 | 549 | -61.5 | -0.015 | 498 | -61.5 | -0.015 | 498 |  |  | 2 | Manufacturing Biotech | Existing | Palm Springs-Intl (El Centro for pre-2014) | SDG&E
NG-WtrHt-SmlInst-Gas-150kBtuh-lt2G-0p92EF-40g | DEER2015 | WaterHeater-Calculator-v1.1 | 2015-03-19 14:46 | SDG | MBT | Ex | Any | IOU | Each | 1.48 | 200000 |  | -74.3 | -0.0205 | 638 | -74.3 | -0.0205 | 638 | -74.3 | -0.0205 | 584 | -74.3 | -0.0205 | 584 |  |  | 2 | Manufacturing Biotech | Existing | IOU Territory | SDG&E
NG-WtrHt-SmlInst-Gas-150kBtuh-lt2G-0p92EF-40g | DEER2015 | WaterHeater-Calculator-v1.1 | 2015-03-19 14:46 | SDG | MLI | Ex | Any | CZ06 | Each | 0.883 | 100000 |  | -75.7 | -0.021 | 656 | -75.7 | -0.021 | 656 | -75.7 | -0.021 | 599 | -75.7 | -0.021 | 599 |  |  | 2 | Manufacturing Light Industrial | Existing | Torrance (Los Angeles for pre-2014) | SDG&E
NG-WtrHt-SmlInst-Gas-150kBtuh-lt2G-0p92EF-40g | DEER2015 | WaterHeater-Calculator-v1.1 | 2015-03-19 14:46 | SDG | MLI | Ex | Any | CZ07 | Each | 0.883 | 100000 |  | -74.9 | -0.021 | 651 | -74.9 | -0.021 | 651 | -74.9 | -0.021 | 594 | -74.9 | -0.021 | 594 |  |  | 2 | Manufacturing Light Industrial | Existing | San Diego-Lindbergh | SDG&E
NG-WtrHt-SmlInst-Gas-150kBtuh-lt2G-0p92EF-40g | DEER2015 | WaterHeater-Calculator-v1.1 | 2015-03-19 14:46 | SDG | MLI | Ex | Any | CZ08 | Each | 0.883 | 100000 |  | -73.7 | -0.0203 | 639 | -73.7 | -0.0203 | 639 | -73.7 | -0.0203 | 583 | -73.7 | -0.0203 | 583 |  |  | 2 | Manufacturing Light Industrial | Existing | Fullerton (El Toro for pre-2014) | SDG&E
NG-WtrHt-SmlInst-Gas-150kBtuh-lt2G-0p92EF-40g | DEER2015 | WaterHeater-Calculator-v1.1 | 2015-03-19 14:46 | SDG | MLI | Ex | Any | CZ10 | Each | 0.883 | 100000 |  | -73.2 | -0.0196 | 635 | -73.2 | -0.0196 | 635 | -73.2 | -0.0196 | 580 | -73.2 | -0.0196 | 580 |  |  | 2 | Manufacturing Light Industrial | Existing | Riverside | SDG&E
NG-WtrHt-SmlInst-Gas-150kBtuh-lt2G-0p92EF-40g | DEER2015 | WaterHeater-Calculator-v1.1 | 2015-03-19 14:46 | SDG | MLI | Ex | Any | CZ14 | Each | 0.883 | 100000 |  | -74.8 | -0.0188 | 688 | -74.8 | -0.0188 | 688 | -74.8 | -0.0188 | 627 | -74.8 | -0.0188 | 627 |  |  | 2 | Manufacturing Light Industrial | Existing | Palmdale (China Lake for pre-2014) | SDG&E
NG-WtrHt-SmlInst-Gas-150kBtuh-lt2G-0p92EF-40g | DEER2015 | WaterHeater-Calculator-v1.1 | 2015-03-19 14:46 | SDG | MLI | Ex | Any | CZ15 | Each | 0.883 | 100000 |  | -61.5 | -0.015 | 550 | -61.5 | -0.015 | 550 | -61.5 | -0.015 | 498 | -61.5 | -0.015 | 498 |  |  | 2 | Manufacturing Light Industrial | Existing | Palm Springs-Intl (El Centro for pre-2014) | SDG&E
NG-WtrHt-SmlInst-Gas-150kBtuh-lt2G-0p92EF-40g | DEER2015 | WaterHeater-Calculator-v1.1 | 2015-03-19 14:46 | SDG | MLI | Ex | Any | IOU | Each | 0.883 | 100000 |  | -74.3 | -0.0205 | 646 | -74.3 | -0.0205 | 646 | -74.3 | -0.0205 | 590 | -74.3 | -0.0205 | 590 |  |  | 2 | Manufacturing Light Industrial | Existing | IOU Territory | SDG&E
NG-WtrHt-SmlInst-Gas-150kBtuh-lt2G-0p92EF-40g | DEER2015 | WaterHeater-Calculator-v1.1 | 2015-03-19 14:46 | SDG | Mtl | Ex | Any | CZ06 | Each | 0.462 | 60000 |  | -94.3 | -0.0115 | 771 | -94.3 | -0.0115 | 771 | -94.3 | -0.0115 | 714 | -94.3 | -0.0115 | 714 |  |  | 2 | Lodging - Motel | Existing | Torrance (Los Angeles for pre-2014) | SDG&E
NG-WtrHt-SmlInst-Gas-150kBtuh-lt2G-0p92EF-40g | DEER2015 | WaterHeater-Calculator-v1.1 | 2015-03-19 14:46 | SDG | Mtl | Ex | Any | CZ07 | Each | 0.462 | 60000 |  | -93.3 | -0.0115 | 762 | -93.3 | -0.0115 | 762 | -93.3 | -0.0115 | 706 | -93.3 | -0.0115 | 706 |  |  | 2 | Lodging - Motel | Existing | San Diego-Lindbergh | SDG&E
NG-WtrHt-SmlInst-Gas-150kBtuh-lt2G-0p92EF-40g | DEER2015 | WaterHeater-Calculator-v1.1 | 2015-03-19 14:46 | SDG | Mtl | Ex | Any | CZ08 | Each | 0.462 | 60000 |  | -91.8 | -0.0111 | 752 | -91.8 | -0.0111 | 752 | -91.8 | -0.0111 | 696 | -91.8 | -0.0111 | 696 |  |  | 2 | Lodging - Motel | Existing | Fullerton (El Toro for pre-2014) | SDG&E
NG-WtrHt-SmlInst-Gas-150kBtuh-lt2G-0p92EF-40g | DEER2015 | WaterHeater-Calculator-v1.1 | 2015-03-19 14:46 | SDG | Mtl | Ex | Any | CZ10 | Each | 0.462 | 60000 |  | -91.3 | -0.0108 | 749 | -91.3 | -0.0108 | 749 | -91.3 | -0.0108 | 693 | -91.3 | -0.0108 | 693 |  |  | 2 | Lodging - Motel | Existing | Riverside | SDG&E
NG-WtrHt-SmlInst-Gas-150kBtuh-lt2G-0p92EF-40g | DEER2015 | WaterHeater-Calculator-v1.1 | 2015-03-19 14:46 | SDG | Mtl | Ex | Any | CZ14 | Each | 0.462 | 60000 |  | -93.2 | -0.0103 | 783 | -93.2 | -0.0103 | 783 | -93.2 | -0.0103 | 725 | -93.2 | -0.0103 | 725 |  |  | 2 | Lodging - Motel | Existing | Palmdale (China Lake for pre-2014) | SDG&E
NG-WtrHt-SmlInst-Gas-150kBtuh-lt2G-0p92EF-40g | DEER2015 | WaterHeater-Calculator-v1.1 | 2015-03-19 14:46 | SDG | Mtl | Ex | Any | CZ15 | Each | 0.462 | 60000 |  | -76.7 | -0.00823 | 646 | -76.7 | -0.00823 | 646 | -76.7 | -0.00823 | 594 | -76.7 | -0.00823 | 594 |  |  | 2 | Lodging - Motel | Existing | Palm Springs-Intl (El Centro for pre-2014) | SDG&E
NG-WtrHt-SmlInst-Gas-150kBtuh-lt2G-0p92EF-40g | DEER2015 | WaterHeater-Calculator-v1.1 | 2015-03-19 14:46 | SDG | Mtl | Ex | Any | IOU | Each | 0.462 | 60000 |  | -93 | -0.0114 | 760 | -93 | -0.0114 | 760 | -93 | -0.0114 | 704 | -93 | -0.0114 | 704 |  |  | 2 | Lodging - Motel | Existing | IOU Territory | SDG&E
NG-WtrHt-SmlInst-Gas-150kBtuh-lt2G-0p92EF-40g | DEER2015 | WaterHeater-Calculator-v1.1 | 2015-03-19 14:46 | SDG | Nrs | Ex | Any | CZ06 | Each | 2.91 | 120000 |  | -165 | -0.0167 | 1230 | -165 | -0.0167 | 1230 | -165 | -0.0167 | 1160 | -165 | -0.0167 | 1160 |  |  | 2 | Health/Medical - Nursing Home | Existing | Torrance (Los Angeles for pre-2014) | SDG&E
NG-WtrHt-SmlInst-Gas-150kBtuh-lt2G-0p92EF-40g | DEER2015 | WaterHeater-Calculator-v1.1 | 2015-03-19 14:46 | SDG | Nrs | Ex | Any | CZ07 | Each | 2.91 | 120000 |  | -163 | -0.0167 | 1220 | -163 | -0.0167 | 1220 | -163 | -0.0167 | 1150 | -163 | -0.0167 | 1150 |  |  | 2 | Health/Medical - Nursing Home | Existing | San Diego-Lindbergh | SDG&E
NG-WtrHt-SmlInst-Gas-150kBtuh-lt2G-0p92EF-40g | DEER2015 | WaterHeater-Calculator-v1.1 | 2015-03-19 14:46 | SDG | Nrs | Ex | Any | CZ08 | Each | 2.91 | 120000 |  | -160 | -0.0161 | 1200 | -160 | -0.0161 | 1200 | -160 | -0.0161 | 1130 | -160 | -0.0161 | 1130 |  |  | 2 | Health/Medical - Nursing Home | Existing | Fullerton (El Toro for pre-2014) | SDG&E
NG-WtrHt-SmlInst-Gas-150kBtuh-lt2G-0p92EF-40g | DEER2015 | WaterHeater-Calculator-v1.1 | 2015-03-19 14:46 | SDG | Nrs | Ex | Any | CZ10 | Each | 2.91 | 120000 |  | -159 | -0.0156 | 1190 | -159 | -0.0156 | 1190 | -159 | -0.0156 | 1130 | -159 | -0.0156 | 1130 |  |  | 2 | Health/Medical - Nursing Home | Existing | Riverside | SDG&E
NG-WtrHt-SmlInst-Gas-150kBtuh-lt2G-0p92EF-40g | DEER2015 | WaterHeater-Calculator-v1.1 | 2015-03-19 14:46 | SDG | Nrs | Ex | Any | CZ14 | Each | 2.91 | 120000 |  | -163 | -0.0149 | 1220 | -163 | -0.0149 | 1220 | -163 | -0.0149 | 1150 | -163 | -0.0149 | 1150 |  |  | 2 | Health/Medical - Nursing Home | Existing | Palmdale (China Lake for pre-2014) | SDG&E
NG-WtrHt-SmlInst-Gas-150kBtuh-lt2G-0p92EF-40g | DEER2015 | WaterHeater-Calculator-v1.1 | 2015-03-19 14:46 | SDG | Nrs | Ex | Any | IOU | Each | 2.91 | 120000 |  | -162 | -0.0165 | 1210 | -162 | -0.0165 | 1210 | -162 | -0.0165 | 1150 | -162 | -0.0165 | 1150 |  |  | 2 | Health/Medical - Nursing Home | Existing | IOU Territory | SDG&E
NG-WtrHt-SmlInst-Gas-150kBtuh-lt2G-0p92EF-40g | DEER2015 | WaterHeater-Calculator-v1.1 | 2015-03-19 14:46 | SDG | OfL | Ex | Any | CZ06 | Each | 1.12 | 175000 |  | -73.2 | -0.0221 | 634 | -73.2 | -0.0221 | 634 | -73.2 | -0.0221 | 577 | -73.2 | -0.0221 | 577 |  |  | 2 | Office - Large | Existing | Torrance (Los Angeles for pre-2014) | SDG&E
NG-WtrHt-SmlInst-Gas-150kBtuh-lt2G-0p92EF-40g | DEER2015 | WaterHeater-Calculator-v1.1 | 2015-03-19 14:46 | SDG | OfL | Ex | Any | CZ07 | Each | 1.12 | 175000 |  | -72.4 | -0.022 | 627 | -72.4 | -0.022 | 627 | -72.4 | -0.022 | 571 | -72.4 | -0.022 | 571 |  |  | 2 | Office - Large | Existing | San Diego-Lindbergh | SDG&E
NG-WtrHt-SmlInst-Gas-150kBtuh-lt2G-0p92EF-40g | DEER2015 | WaterHeater-Calculator-v1.1 | 2015-03-19 14:46 | SDG | OfL | Ex | Any | CZ08 | Each | 1.12 | 175000 |  | -71.2 | -0.0213 | 619 | -71.2 | -0.0213 | 619 | -71.2 | -0.0213 | 563 | -71.2 | -0.0213 | 563 |  |  | 2 | Office - Large | Existing | Fullerton (El Toro for pre-2014) | SDG&E
NG-WtrHt-SmlInst-Gas-150kBtuh-lt2G-0p92EF-40g | DEER2015 | WaterHeater-Calculator-v1.1 | 2015-03-19 14:46 | SDG | OfL | Ex | Any | CZ10 | Each | 1.12 | 175000 |  | -70.8 | -0.0206 | 617 | -70.8 | -0.0206 | 617 | -70.8 | -0.0206 | 561 | -70.8 | -0.0206 | 561 |  |  | 2 | Office - Large | Existing | Riverside | SDG&E
NG-WtrHt-SmlInst-Gas-150kBtuh-lt2G-0p92EF-40g | DEER2015 | WaterHeater-Calculator-v1.1 | 2015-03-19 14:46 | SDG | OfL | Ex | Any | CZ14 | Each | 1.12 | 175000 |  | -72.2 | -0.0197 | 678 | -72.2 | -0.0197 | 678 | -72.2 | -0.0197 | 616 | -72.2 | -0.0197 | 616 |  |  | 2 | Office - Large | Existing | Palmdale (China Lake for pre-2014) | SDG&E
NG-WtrHt-SmlInst-Gas-150kBtuh-lt2G-0p92EF-40g | DEER2015 | WaterHeater-Calculator-v1.1 | 2015-03-19 14:46 | SDG | OfL | Ex | Any | CZ15 | Each | 1.12 | 175000 |  | -59.5 | -0.0158 | 538 | -59.5 | -0.0158 | 538 | -59.5 | -0.0158 | 484 | -59.5 | -0.0158 | 484 |  |  | 2 | Office - Large | Existing | Palm Springs-Intl (El Centro for pre-2014) | SDG&E
NG-WtrHt-SmlInst-Gas-150kBtuh-lt2G-0p92EF-40g | DEER2015 | WaterHeater-Calculator-v1.1 | 2015-03-19 14:46 | SDG | OfL | Ex | Any | IOU | Each | 1.12 | 175000 |  | -72.1 | -0.0217 | 625 | -72.1 | -0.0217 | 625 | -72.1 | -0.0217 | 569 | -72.1 | -0.0217 | 569 |  |  | 2 | Office - Large | Existing | IOU Territory | SDG&E
NG-WtrHt-SmlInst-Gas-150kBtuh-lt2G-0p92EF-40g | DEER2015 | WaterHeater-Calculator-v1.1 | 2015-03-19 14:46 | SDG | OfS | Ex | Any | CZ06 | Each | 0.0642 | 10000 |  | -67.1 | -0.0201 | 596 | -67.1 | -0.0201 | 596 | -67.1 | -0.0201 | 538 | -67.1 | -0.0201 | 538 |  |  | 2 | Office - Small | Existing | Torrance (Los Angeles for pre-2014) | SDG&E
NG-WtrHt-SmlInst-Gas-150kBtuh-lt2G-0p92EF-40g | DEER2015 | WaterHeater-Calculator-v1.1 | 2015-03-19 14:46 | SDG | OfS | Ex | Any | CZ07 | Each | 0.0642 | 10000 |  | -66.3 | -0.0201 | 589 | -66.3 | -0.0201 | 589 | -66.3 | -0.0201 | 532 | -66.3 | -0.0201 | 532 |  |  | 2 | Office - Small | Existing | San Diego-Lindbergh | SDG&E
NG-WtrHt-SmlInst-Gas-150kBtuh-lt2G-0p92EF-40g | DEER2015 | WaterHeater-Calculator-v1.1 | 2015-03-19 14:46 | SDG | OfS | Ex | Any | CZ08 | Each | 0.0642 | 10000 |  | -65.3 | -0.0195 | 582 | -65.3 | -0.0195 | 582 | -65.3 | -0.0195 | 526 | -65.3 | -0.0195 | 526 |  |  | 2 | Office - Small | Existing | Fullerton (El Toro for pre-2014) | SDG&E
NG-WtrHt-SmlInst-Gas-150kBtuh-lt2G-0p92EF-40g | DEER2015 | WaterHeater-Calculator-v1.1 | 2015-03-19 14:46 | SDG | OfS | Ex | Any | CZ10 | Each | 0.0642 | 10000 |  | -64.9 | -0.0188 | 579 | -64.9 | -0.0188 | 579 | -64.9 | -0.0188 | 523 | -64.9 | -0.0188 | 523 |  |  | 2 | Office - Small | Existing | Riverside | SDG&E
NG-WtrHt-SmlInst-Gas-150kBtuh-lt2G-0p92EF-40g | DEER2015 | WaterHeater-Calculator-v1.1 | 2015-03-19 14:46 | SDG | OfS | Ex | Any | CZ14 | Each | 0.0642 | 10000 |  | -66.2 | -0.018 | 640 | -66.2 | -0.018 | 640 | -66.2 | -0.018 | 577 | -66.2 | -0.018 | 577 |  |  | 2 | Office - Small | Existing | Palmdale (China Lake for pre-2014) | SDG&E
NG-WtrHt-SmlInst-Gas-150kBtuh-lt2G-0p92EF-40g | DEER2015 | WaterHeater-Calculator-v1.1 | 2015-03-19 14:46 | SDG | OfS | Ex | Any | CZ15 | Each | 0.0642 | 10000 |  | -54.5 | -0.0144 | 507 | -54.5 | -0.0144 | 507 | -54.5 | -0.0144 | 453 | -54.5 | -0.0144 | 453 |  |  | 2 | Office - Small | Existing | Palm Springs-Intl (El Centro for pre-2014) | SDG&E
NG-WtrHt-SmlInst-Gas-150kBtuh-lt2G-0p92EF-40g | DEER2015 | WaterHeater-Calculator-v1.1 | 2015-03-19 14:46 | SDG | OfS | Ex | Any | IOU | Each | 0.0642 | 10000 |  | -66 | -0.0198 | 587 | -66 | -0.0198 | 587 | -66 | -0.0198 | 531 | -66 | -0.0198 | 531 |  |  | 2 | Office - Small | Existing | IOU Territory | SDG&E
NG-WtrHt-SmlInst-Gas-150kBtuh-lt2G-0p92EF-40g | DEER2015 | WaterHeater-Calculator-v1.1 | 2015-03-19 14:46 | SDG | RFF | Ex | Any | CZ06 | Each | 0.393 | 4000 |  | -71 | -0.00863 | 627 | -71 | -0.00863 | 627 | -71 | -0.00863 | 568 | -71 | -0.00863 | 568 |  |  | 2 | Restaurant - Fast-Food | Existing | Torrance (Los Angeles for pre-2014) | SDG&E
NG-WtrHt-SmlInst-Gas-150kBtuh-lt2G-0p92EF-40g | DEER2015 | WaterHeater-Calculator-v1.1 | 2015-03-19 14:46 | SDG | RFF | Ex | Any | CZ07 | Each | 0.393 | 4000 |  | -70.2 | -0.00862 | 623 | -70.2 | -0.00862 | 623 | -70.2 | -0.00862 | 564 | -70.2 | -0.00862 | 564 |  |  | 2 | Restaurant - Fast-Food | Existing | San Diego-Lindbergh | SDG&E
NG-WtrHt-SmlInst-Gas-150kBtuh-lt2G-0p92EF-40g | DEER2015 | WaterHeater-Calculator-v1.1 | 2015-03-19 14:46 | SDG | RFF | Ex | Any | CZ08 | Each | 0.393 | 4000 |  | -69 | -0.00834 | 612 | -69 | -0.00834 | 612 | -69 | -0.00834 | 554 | -69 | -0.00834 | 554 |  |  | 2 | Restaurant - Fast-Food | Existing | Fullerton (El Toro for pre-2014) | SDG&E
NG-WtrHt-SmlInst-Gas-150kBtuh-lt2G-0p92EF-40g | DEER2015 | WaterHeater-Calculator-v1.1 | 2015-03-19 14:46 | SDG | RFF | Ex | Any | CZ10 | Each | 0.393 | 4000 |  | -68.6 | -0.00807 | 608 | -68.6 | -0.00807 | 608 | -68.6 | -0.00807 | 550 | -68.6 | -0.00807 | 550 |  |  | 2 | Restaurant - Fast-Food | Existing | Riverside | SDG&E
NG-WtrHt-SmlInst-Gas-150kBtuh-lt2G-0p92EF-40g | DEER2015 | WaterHeater-Calculator-v1.1 | 2015-03-19 14:46 | SDG | RFF | Ex | Any | CZ14 | Each | 0.393 | 4000 |  | -70.1 | -0.00771 | 623 | -70.1 | -0.00771 | 623 | -70.1 | -0.00771 | 565 | -70.1 | -0.00771 | 565 |  |  | 2 | Restaurant - Fast-Food | Existing | Palmdale (China Lake for pre-2014) | SDG&E
NG-WtrHt-SmlInst-Gas-150kBtuh-lt2G-0p92EF-40g | DEER2015 | WaterHeater-Calculator-v1.1 | 2015-03-19 14:46 | SDG | RFF | Ex | Any | CZ15 | Each | 0.393 | 4000 |  | -57.7 | -0.00617 | 527 | -57.7 | -0.00617 | 527 | -57.7 | -0.00617 | 473 | -57.7 | -0.00617 | 473 |  |  | 2 | Restaurant - Fast-Food | Existing | Palm Springs-Intl (El Centro for pre-2014) | SDG&E
NG-WtrHt-SmlInst-Gas-150kBtuh-lt2G-0p92EF-40g | DEER2015 | WaterHeater-Calculator-v1.1 | 2015-03-19 14:46 | SDG | RFF | Ex | Any | IOU | Each | 0.393 | 4000 |  | -69.8 | -0.00849 | 620 | -69.8 | -0.00849 | 620 | -69.8 | -0.00849 | 561 | -69.8 | -0.00849 | 561 |  |  | 2 | Restaurant - Fast-Food | Existing | IOU Territory | SDG&E
NG-WtrHt-SmlInst-Gas-150kBtuh-lt2G-0p92EF-40g | DEER2015 | WaterHeater-Calculator-v1.1 | 2015-03-19 14:46 | SDG | RSD | Ex | Any | CZ06 | Each | 0.676 | 2000 |  | -75.7 | -0.0127 | 658 | -75.7 | -0.0127 | 658 | -75.7 | -0.0127 | 599 | -75.7 | -0.0127 | 599 |  |  | 2 | Restaurant - Sit-Down | Existing | Torrance (Los Angeles for pre-2014) | SDG&E
NG-WtrHt-SmlInst-Gas-150kBtuh-lt2G-0p92EF-40g | DEER2015 | WaterHeater-Calculator-v1.1 | 2015-03-19 14:46 | SDG | RSD | Ex | Any | CZ07 | Each | 0.676 | 2000 |  | -74.9 | -0.0127 | 653 | -74.9 | -0.0127 | 653 | -74.9 | -0.0127 | 594 | -74.9 | -0.0127 | 594 |  |  | 2 | Restaurant - Sit-Down | Existing | San Diego-Lindbergh | SDG&E
NG-WtrHt-SmlInst-Gas-150kBtuh-lt2G-0p92EF-40g | DEER2015 | WaterHeater-Calculator-v1.1 | 2015-03-19 14:46 | SDG | RSD | Ex | Any | CZ08 | Each | 0.676 | 2000 |  | -73.6 | -0.0123 | 641 | -73.6 | -0.0123 | 641 | -73.6 | -0.0123 | 583 | -73.6 | -0.0123 | 583 |  |  | 2 | Restaurant - Sit-Down | Existing | Fullerton (El Toro for pre-2014) | SDG&E
NG-WtrHt-SmlInst-Gas-150kBtuh-lt2G-0p92EF-40g | DEER2015 | WaterHeater-Calculator-v1.1 | 2015-03-19 14:46 | SDG | RSD | Ex | Any | CZ10 | Each | 0.676 | 2000 |  | -73.2 | -0.0119 | 637 | -73.2 | -0.0119 | 637 | -73.2 | -0.0119 | 580 | -73.2 | -0.0119 | 580 |  |  | 2 | Restaurant - Sit-Down | Existing | Riverside | SDG&E
NG-WtrHt-SmlInst-Gas-150kBtuh-lt2G-0p92EF-40g | DEER2015 | WaterHeater-Calculator-v1.1 | 2015-03-19 14:46 | SDG | RSD | Ex | Any | CZ14 | Each | 0.676 | 2000 |  | -74.7 | -0.0114 | 651 | -74.7 | -0.0114 | 651 | -74.7 | -0.0114 | 592 | -74.7 | -0.0114 | 592 |  |  | 2 | Restaurant - Sit-Down | Existing | Palmdale (China Lake for pre-2014) | SDG&E
NG-WtrHt-SmlInst-Gas-150kBtuh-lt2G-0p92EF-40g | DEER2015 | WaterHeater-Calculator-v1.1 | 2015-03-19 14:46 | SDG | RSD | Ex | Any | CZ15 | Each | 0.676 | 2000 |  | -61.5 | -0.00911 | 552 | -61.5 | -0.00911 | 552 | -61.5 | -0.00911 | 498 | -61.5 | -0.00911 | 498 |  |  | 2 | Restaurant - Sit-Down | Existing | Palm Springs-Intl (El Centro for pre-2014) | SDG&E
NG-WtrHt-SmlInst-Gas-150kBtuh-lt2G-0p92EF-40g | DEER2015 | WaterHeater-Calculator-v1.1 | 2015-03-19 14:46 | SDG | RSD | Ex | Any | IOU | Each | 0.676 | 2000 |  | -74.5 | -0.0125 | 650 | -74.5 | -0.0125 | 650 | -74.5 | -0.0125 | 591 | -74.5 | -0.0125 | 591 |  |  | 2 | Restaurant - Sit-Down | Existing | IOU Territory | SDG&E
NG-WtrHt-SmlInst-Gas-150kBtuh-lt2G-0p92EF-40g | DEER2015 | WaterHeater-Calculator-v1.1 | 2015-03-19 14:46 | SDG | Rt3 | Ex | Any | CZ06 | Each | 0.241 | 120000 |  | -84.1 | -0.0202 | 712 | -84.1 | -0.0202 | 712 | -84.1 | -0.0202 | 652 | -84.1 | -0.0202 | 652 |  |  | 2 | Retail - Multistory Large | Existing | Torrance (Los Angeles for pre-2014) | SDG&E
NG-WtrHt-SmlInst-Gas-150kBtuh-lt2G-0p92EF-40g | DEER2015 | WaterHeater-Calculator-v1.1 | 2015-03-19 14:46 | SDG | Rt3 | Ex | Any | CZ07 | Each | 0.241 | 120000 |  | -83.2 | -0.0201 | 706 | -83.2 | -0.0201 | 706 | -83.2 | -0.0201 | 647 | -83.2 | -0.0201 | 647 |  |  | 2 | Retail - Multistory Large | Existing | San Diego-Lindbergh | SDG&E
NG-WtrHt-SmlInst-Gas-150kBtuh-lt2G-0p92EF-40g | DEER2015 | WaterHeater-Calculator-v1.1 | 2015-03-19 14:46 | SDG | Rt3 | Ex | Any | CZ08 | Each | 0.241 | 120000 |  | -81.9 | -0.0195 | 693 | -81.9 | -0.0195 | 693 | -81.9 | -0.0195 | 636 | -81.9 | -0.0195 | 636 |  |  | 2 | Retail - Multistory Large | Existing | Fullerton (El Toro for pre-2014) | SDG&E
NG-WtrHt-SmlInst-Gas-150kBtuh-lt2G-0p92EF-40g | DEER2015 | WaterHeater-Calculator-v1.1 | 2015-03-19 14:46 | SDG | Rt3 | Ex | Any | CZ10 | Each | 0.241 | 120000 |  | -81.4 | -0.0189 | 689 | -81.4 | -0.0189 | 689 | -81.4 | -0.0189 | 632 | -81.4 | -0.0189 | 632 |  |  | 2 | Retail - Multistory Large | Existing | Riverside | SDG&E
NG-WtrHt-SmlInst-Gas-150kBtuh-lt2G-0p92EF-40g | DEER2015 | WaterHeater-Calculator-v1.1 | 2015-03-19 14:46 | SDG | Rt3 | Ex | Any | CZ14 | Each | 0.241 | 120000 |  | -83.1 | -0.018 | 708 | -83.1 | -0.018 | 708 | -83.1 | -0.018 | 649 | -83.1 | -0.018 | 649 |  |  | 2 | Retail - Multistory Large | Existing | Palmdale (China Lake for pre-2014) | SDG&E
NG-WtrHt-SmlInst-Gas-150kBtuh-lt2G-0p92EF-40g | DEER2015 | WaterHeater-Calculator-v1.1 | 2015-03-19 14:46 | SDG | Rt3 | Ex | Any | CZ15 | Each | 0.241 | 120000 |  | -68.4 | -0.0144 | 595 | -68.4 | -0.0144 | 595 | -68.4 | -0.0144 | 542 | -68.4 | -0.0144 | 542 |  |  | 2 | Retail - Multistory Large | Existing | Palm Springs-Intl (El Centro for pre-2014) | SDG&E
NG-WtrHt-SmlInst-Gas-150kBtuh-lt2G-0p92EF-40g | DEER2015 | WaterHeater-Calculator-v1.1 | 2015-03-19 14:46 | SDG | Rt3 | Ex | Any | IOU | Each | 0.241 | 120000 |  | -82.7 | -0.0198 | 701 | -82.7 | -0.0198 | 701 | -82.7 | -0.0198 | 643 | -82.7 | -0.0198 | 643 |  |  | 2 | Retail - Multistory Large | Existing | IOU Territory | SDG&E
NG-WtrHt-SmlInst-Gas-150kBtuh-lt2G-0p92EF-40g | DEER2015 | WaterHeater-Calculator-v1.1 | 2015-03-19 14:46 | SDG | RtL | Ex | Any | CZ06 | Each | 0.134 | 131000 |  | -94.3 | -0.0115 | 778 | -94.3 | -0.0115 | 778 | -94.3 | -0.0115 | 718 | -94.3 | -0.0115 | 718 |  |  | 2 | Retail - Single-Story Large | Existing | Torrance (Los Angeles for pre-2014) | SDG&E
NG-WtrHt-SmlInst-Gas-150kBtuh-lt2G-0p92EF-40g | DEER2015 | WaterHeater-Calculator-v1.1 | 2015-03-19 14:46 | SDG | RtL | Ex | Any | CZ07 | Each | 0.134 | 131000 |  | -93.3 | -0.0115 | 771 | -93.3 | -0.0115 | 771 | -93.3 | -0.0115 | 711 | -93.3 | -0.0115 | 711 |  |  | 2 | Retail - Single-Story Large | Existing | San Diego-Lindbergh | SDG&E
NG-WtrHt-SmlInst-Gas-150kBtuh-lt2G-0p92EF-40g | DEER2015 | WaterHeater-Calculator-v1.1 | 2015-03-19 14:46 | SDG | RtL | Ex | Any | CZ08 | Each | 0.134 | 131000 |  | -91.8 | -0.0111 | 758 | -91.8 | -0.0111 | 758 | -91.8 | -0.0111 | 699 | -91.8 | -0.0111 | 699 |  |  | 2 | Retail - Single-Story Large | Existing | Fullerton (El Toro for pre-2014) | SDG&E
NG-WtrHt-SmlInst-Gas-150kBtuh-lt2G-0p92EF-40g | DEER2015 | WaterHeater-Calculator-v1.1 | 2015-03-19 14:46 | SDG | RtL | Ex | Any | CZ10 | Each | 0.134 | 131000 |  | -91.3 | -0.0108 | 753 | -91.3 | -0.0108 | 753 | -91.3 | -0.0108 | 695 | -91.3 | -0.0108 | 695 |  |  | 2 | Retail - Single-Story Large | Existing | Riverside | SDG&E
NG-WtrHt-SmlInst-Gas-150kBtuh-lt2G-0p92EF-40g | DEER2015 | WaterHeater-Calculator-v1.1 | 2015-03-19 14:46 | SDG | RtL | Ex | Any | CZ14 | Each | 0.134 | 131000 |  | -93.2 | -0.0103 | 787 | -93.2 | -0.0103 | 787 | -93.2 | -0.0103 | 725 | -93.2 | -0.0103 | 725 |  |  | 2 | Retail - Single-Story Large | Existing | Palmdale (China Lake for pre-2014) | SDG&E
NG-WtrHt-SmlInst-Gas-150kBtuh-lt2G-0p92EF-40g | DEER2015 | WaterHeater-Calculator-v1.1 | 2015-03-19 14:46 | SDG | RtL | Ex | Any | CZ15 | Each | 0.134 | 131000 |  | -76.7 | -0.00823 | 649 | -76.7 | -0.00823 | 649 | -76.7 | -0.00823 | 595 | -76.7 | -0.00823 | 595 |  |  | 2 | Retail - Single-Story Large | Existing | Palm Springs-Intl (El Centro for pre-2014) | SDG&E
NG-WtrHt-SmlInst-Gas-150kBtuh-lt2G-0p92EF-40g | DEER2015 | WaterHeater-Calculator-v1.1 | 2015-03-19 14:46 | SDG | RtL | Ex | Any | IOU | Each | 0.134 | 131000 |  | -92.7 | -0.0113 | 766 | -92.7 | -0.0113 | 766 | -92.7 | -0.0113 | 707 | -92.7 | -0.0113 | 707 |  |  | 2 | Retail - Single-Story Large | Existing | IOU Territory | SDG&E
NG-WtrHt-SmlInst-Gas-150kBtuh-lt2G-0p92EF-40g | DEER2015 | WaterHeater-Calculator-v1.1 | 2015-03-19 14:46 | SDG | RtS | Ex | Any | CZ06 | Each | 0.0585 | 8000 |  | -75.1 | -0.0182 | 653 | -75.1 | -0.0182 | 653 | -75.1 | -0.0182 | 595 | -75.1 | -0.0182 | 595 |  |  | 2 | Retail - Small | Existing | Torrance (Los Angeles for pre-2014) | SDG&E
NG-WtrHt-SmlInst-Gas-150kBtuh-lt2G-0p92EF-40g | DEER2015 | WaterHeater-Calculator-v1.1 | 2015-03-19 14:46 | SDG | RtS | Ex | Any | CZ07 | Each | 0.0585 | 8000 |  | -74.3 | -0.0181 | 648 | -74.3 | -0.0181 | 648 | -74.3 | -0.0181 | 590 | -74.3 | -0.0181 | 590 |  |  | 2 | Retail - Small | Existing | San Diego-Lindbergh | SDG&E
NG-WtrHt-SmlInst-Gas-150kBtuh-lt2G-0p92EF-40g | DEER2015 | WaterHeater-Calculator-v1.1 | 2015-03-19 14:46 | SDG | RtS | Ex | Any | CZ08 | Each | 0.0585 | 8000 |  | -73.1 | -0.0176 | 637 | -73.1 | -0.0176 | 637 | -73.1 | -0.0176 | 580 | -73.1 | -0.0176 | 580 |  |  | 2 | Retail - Small | Existing | Fullerton (El Toro for pre-2014) | SDG&E
NG-WtrHt-SmlInst-Gas-150kBtuh-lt2G-0p92EF-40g | DEER2015 | WaterHeater-Calculator-v1.1 | 2015-03-19 14:46 | SDG | RtS | Ex | Any | CZ10 | Each | 0.0585 | 8000 |  | -72.7 | -0.017 | 633 | -72.7 | -0.017 | 633 | -72.7 | -0.017 | 576 | -72.7 | -0.017 | 576 |  |  | 2 | Retail - Small | Existing | Riverside | SDG&E
NG-WtrHt-SmlInst-Gas-150kBtuh-lt2G-0p92EF-40g | DEER2015 | WaterHeater-Calculator-v1.1 | 2015-03-19 14:46 | SDG | RtS | Ex | Any | CZ14 | Each | 0.0585 | 8000 |  | -74.2 | -0.0162 | 651 | -74.2 | -0.0162 | 651 | -74.2 | -0.0162 | 592 | -74.2 | -0.0162 | 592 |  |  | 2 | Retail - Small | Existing | Palmdale (China Lake for pre-2014) | SDG&E
NG-WtrHt-SmlInst-Gas-150kBtuh-lt2G-0p92EF-40g | DEER2015 | WaterHeater-Calculator-v1.1 | 2015-03-19 14:46 | SDG | RtS | Ex | Any | CZ15 | Each | 0.0585 | 8000 |  | -61.1 | -0.013 | 547 | -61.1 | -0.013 | 547 | -61.1 | -0.013 | 495 | -61.1 | -0.013 | 495 |  |  | 2 | Retail - Small | Existing | Palm Springs-Intl (El Centro for pre-2014) | SDG&E
NG-WtrHt-SmlInst-Gas-150kBtuh-lt2G-0p92EF-40g | DEER2015 | WaterHeater-Calculator-v1.1 | 2015-03-19 14:46 | SDG | RtS | Ex | Any | IOU | Each | 0.0585 | 8000 |  | -73.9 | -0.0178 | 644 | -73.9 | -0.0178 | 644 | -73.9 | -0.0178 | 586 | -73.9 | -0.0178 | 586 |  |  | 2 | Retail - Small | Existing | IOU Territory | SDG&E
NG-WtrHt-SmlInst-Gas-150kBtuh-lt2G-0p92EF-40g | DEER2015 | WaterHeater-Calculator-v1.1 | 2015-03-19 14:46 | SDG | SCn | Ex | Any | CZ06 | Each | 0.297 | 500000 |  | -84.1 | -0.024 | 715 | -84.1 | -0.024 | 715 | -84.1 | -0.024 | 652 | -84.1 | -0.024 | 652 |  |  | 2 | Storage - Conditioned | Existing | Torrance (Los Angeles for pre-2014) | SDG&E
NG-WtrHt-SmlInst-Gas-150kBtuh-lt2G-0p92EF-40g | DEER2015 | WaterHeater-Calculator-v1.1 | 2015-03-19 14:46 | SDG | SCn | Ex | Any | CZ07 | Each | 0.297 | 500000 |  | -83.2 | -0.0239 | 706 | -83.2 | -0.0239 | 706 | -83.2 | -0.0239 | 647 | -83.2 | -0.0239 | 647 |  |  | 2 | Storage - Conditioned | Existing | San Diego-Lindbergh | SDG&E
NG-WtrHt-SmlInst-Gas-150kBtuh-lt2G-0p92EF-40g | DEER2015 | WaterHeater-Calculator-v1.1 | 2015-03-19 14:46 | SDG | SCn | Ex | Any | CZ08 | Each | 0.297 | 500000 |  | -81.8 | -0.0232 | 693 | -81.8 | -0.0232 | 693 | -81.8 | -0.0232 | 636 | -81.8 | -0.0232 | 636 |  |  | 2 | Storage - Conditioned | Existing | Fullerton (El Toro for pre-2014) | SDG&E
NG-WtrHt-SmlInst-Gas-150kBtuh-lt2G-0p92EF-40g | DEER2015 | WaterHeater-Calculator-v1.1 | 2015-03-19 14:46 | SDG | SCn | Ex | Any | CZ10 | Each | 0.297 | 500000 |  | -81.4 | -0.0224 | 689 | -81.4 | -0.0224 | 689 | -81.4 | -0.0224 | 632 | -81.4 | -0.0224 | 632 |  |  | 2 | Storage - Conditioned | Existing | Riverside | SDG&E
NG-WtrHt-SmlInst-Gas-150kBtuh-lt2G-0p92EF-40g | DEER2015 | WaterHeater-Calculator-v1.1 | 2015-03-19 14:46 | SDG | SCn | Ex | Any | CZ14 | Each | 0.297 | 500000 |  | -83.1 | -0.0214 | 857 | -83.1 | -0.0214 | 857 | -83.1 | -0.0214 | 783 | -83.1 | -0.0214 | 783 |  |  | 2 | Storage - Conditioned | Existing | Palmdale (China Lake for pre-2014) | SDG&E
NG-WtrHt-SmlInst-Gas-150kBtuh-lt2G-0p92EF-40g | DEER2015 | WaterHeater-Calculator-v1.1 | 2015-03-19 14:46 | SDG | SCn | Ex | Any | CZ15 | Each | 0.297 | 500000 |  | -68.4 | -0.0171 | 595 | -68.4 | -0.0171 | 595 | -68.4 | -0.0171 | 542 | -68.4 | -0.0171 | 542 |  |  | 2 | Storage - Conditioned | Existing | Palm Springs-Intl (El Centro for pre-2014) | SDG&E
NG-WtrHt-SmlInst-Gas-150kBtuh-lt2G-0p92EF-40g | DEER2015 | WaterHeater-Calculator-v1.1 | 2015-03-19 14:46 | SDG | SCn | Ex | Any | IOU | Each | 0.297 | 500000 |  | -82.6 | -0.0234 | 701 | -82.6 | -0.0234 | 701 | -82.6 | -0.0234 | 643 | -82.6 | -0.0234 | 643 |  |  | 2 | Storage - Conditioned | Existing | IOU Territory | SDG&E
NG-WtrHt-SmlInst-Gas-150kBtuh-lt2G-0p92EF-40g | DEER2015 | WaterHeater-Calculator-v1.1 | 2015-03-19 14:46 | SDG | SUn | Ex | Any | CZ06 | Each | 0.297 | 500000 |  | -84.1 | -0.024 | 708 | -84.1 | -0.024 | 708 | -84.1 | -0.024 | 647 | -84.1 | -0.024 | 647 |  |  | 2 | Storage - Unconditioned | Existing | Torrance (Los Angeles for pre-2014) | SDG&E
NG-WtrHt-SmlInst-Gas-150kBtuh-lt2G-0p92EF-40g | DEER2015 | WaterHeater-Calculator-v1.1 | 2015-03-19 14:46 | SDG | SUn | Ex | Any | CZ07 | Each | 0.297 | 500000 |  | -83.2 | -0.0239 | 696 | -83.2 | -0.0239 | 696 | -83.2 | -0.0239 | 640 | -83.2 | -0.0239 | 640 |  |  | 2 | Storage - Unconditioned | Existing | San Diego-Lindbergh | SDG&E
NG-WtrHt-SmlInst-Gas-150kBtuh-lt2G-0p92EF-40g | DEER2015 | WaterHeater-Calculator-v1.1 | 2015-03-19 14:46 | SDG | SUn | Ex | Any | CZ08 | Each | 0.297 | 500000 |  | -81.8 | -0.0232 | 682 | -81.8 | -0.0232 | 682 | -81.8 | -0.0232 | 627 | -81.8 | -0.0232 | 627 |  |  | 2 | Storage - Unconditioned | Existing | Fullerton (El Toro for pre-2014) | SDG&E
NG-WtrHt-SmlInst-Gas-150kBtuh-lt2G-0p92EF-40g | DEER2015 | WaterHeater-Calculator-v1.1 | 2015-03-19 14:46 | SDG | SUn | Ex | Any | CZ10 | Each | 0.297 | 500000 |  | -81.4 | -0.0224 | 675 | -81.4 | -0.0224 | 675 | -81.4 | -0.0224 | 621 | -81.4 | -0.0224 | 621 |  |  | 2 | Storage - Unconditioned | Existing | Riverside | SDG&E
NG-WtrHt-SmlInst-Gas-150kBtuh-lt2G-0p92EF-40g | DEER2015 | WaterHeater-Calculator-v1.1 | 2015-03-19 14:46 | SDG | SUn | Ex | Any | CZ14 | Each | 0.297 | 500000 |  | -83.1 | -0.0214 | 851 | -83.1 | -0.0214 | 851 | -83.1 | -0.0214 | 779 | -83.1 | -0.0214 | 779 |  |  | 2 | Storage - Unconditioned | Existing | Palmdale (China Lake for pre-2014) | SDG&E
NG-WtrHt-SmlInst-Gas-150kBtuh-lt2G-0p92EF-40g | DEER2015 | WaterHeater-Calculator-v1.1 | 2015-03-19 14:46 | SDG | SUn | Ex | Any | CZ15 | Each | 0.297 | 500000 |  | -68.4 | -0.0171 | 558 | -68.4 | -0.0171 | 558 | -68.4 | -0.0171 | 518 | -68.4 | -0.0171 | 518 |  |  | 2 | Storage - Unconditioned | Existing | Palm Springs-Intl (El Centro for pre-2014) | SDG&E
NG-WtrHt-SmlInst-Gas-150kBtuh-lt2G-0p92EF-40g | DEER2015 | WaterHeater-Calculator-v1.1 | 2015-03-19 14:46 | SDG | SUn | Ex | Any | IOU | Each | 0.297 | 500000 |  | -82.6 | -0.0234 | 690 | -82.6 | -0.0234 | 690 | -82.6 | -0.0234 | 635 | -82.6 | -0.0234 | 635 |  |  | 2 | Storage - Unconditioned | Existing | IOU Territory | SDG&E
NG-WtrHt-SmlInst-Gas-150kBtuh-lt2G-0p92EF-40g | DEER2015 | WaterHeater-Calculator-v1.1 | 2015-03-19 14:46 | SDG | WRf | Ex | Any | CZ06 | Each | 0.297 | 100000 |  | -164 | -0.0288 | 1220 | -164 | -0.0288 | 1220 | -164 | -0.0288 | 1160 | -164 | -0.0288 | 1160 |  |  | 2 | Warehouse - Refrigerated | Existing | Torrance (Los Angeles for pre-2014) | SDG&E
NG-WtrHt-SmlInst-Gas-150kBtuh-lt2G-0p92EF-40g | DEER2015 | WaterHeater-Calculator-v1.1 | 2015-03-19 14:46 | SDG | WRf | Ex | Any | CZ07 | Each | 0.297 | 100000 |  | -162 | -0.0287 | 1210 | -162 | -0.0287 | 1210 | -162 | -0.0287 | 1140 | -162 | -0.0287 | 1140 |  |  | 2 | Warehouse - Refrigerated | Existing | San Diego-Lindbergh | SDG&E
NG-WtrHt-SmlInst-Gas-150kBtuh-lt2G-0p92EF-40g | DEER2015 | WaterHeater-Calculator-v1.1 | 2015-03-19 14:46 | SDG | WRf | Ex | Any | CZ10 | Each | 0.297 | 100000 |  | -159 | -0.0269 | 1190 | -159 | -0.0269 | 1190 | -159 | -0.0269 | 1120 | -159 | -0.0269 | 1120 |  |  | 2 | Warehouse - Refrigerated | Existing | Riverside | SDG&E
NG-WtrHt-SmlInst-Gas-150kBtuh-lt2G-0p92EF-40g | DEER2015 | WaterHeater-Calculator-v1.1 | 2015-03-19 14:46 | SDG | WRf | Ex | Any | IOU | Each | 0.297 | 100000 |  | -161 | -0.0283 | 1200 | -161 | -0.0283 | 1200 | -161 | -0.0283 | 1140 | -161 | -0.0283 | 1140 |  |  | 2 | Warehouse - Refrigerated | Existing | IOU Territory | SDG&E
NG-WtrHt-SmlInst-Gas-150kBtuh-lt2G-0p82EF-40g | DEER2015 | WaterHeater-Calculator-v1.1 | 2015-03-19 14:44 | PGE | Asm | Ex | Any | CZ01 | Each | 2.02 | 34000 |  | 0 | 0 | 495 | 0 | 0 | 495 | 0 | 0 | 434 | 0 | 0 | 434 |  |  | 2 | Assembly | Existing | Arcata Area | PG&E
NG-WtrHt-SmlInst-Gas-150kBtuh-lt2G-0p82EF-40g | DEER2015 | WaterHeater-Calculator-v1.1 | 2015-03-19 14:44 | PGE | Asm | Ex | Any | CZ02 | Each | 2.02 | 34000 |  | 0 | 0 | 435 | 0 | 0 | 435 | 0 | 0 | 378 | 0 | 0 | 378 |  |  | 2 | Assembly | Existing | Santa Rosa Area | PG&E
NG-WtrHt-SmlInst-Gas-150kBtuh-lt2G-0p82EF-40g | DEER2015 | WaterHeater-Calculator-v1.1 | 2015-03-19 14:44 | PGE | Asm | Ex | Any | CZ03 | Each | 2.02 | 34000 |  | 0 | 0 | 435 | 0 | 0 | 435 | 0 | 0 | 377 | 0 | 0 | 377 |  |  | 2 | Assembly | Existing | Oakland Area | PG&E
NG-WtrHt-SmlInst-Gas-150kBtuh-lt2G-0p82EF-40g | DEER2015 | WaterHeater-Calculator-v1.1 | 2015-03-19 14:44 | PGE | Asm | Ex | Any | CZ04 | Each | 2.02 | 34000 |  | 0 | 0 | 419 | 0 | 0 | 419 | 0 | 0 | 363 | 0 | 0 | 363 |  |  | 2 | Assembly | Existing | San Jose-Reid (Sunnyvale for pre-2014) | PG&E
NG-WtrHt-SmlInst-Gas-150kBtuh-lt2G-0p82EF-40g | DEER2015 | WaterHeater-Calculator-v1.1 | 2015-03-19 14:44 | PGE | Asm | Ex | Any | CZ05 | Each | 2.02 | 34000 |  | 0 | 0 | 442 | 0 | 0 | 442 | 0 | 0 | 385 | 0 | 0 | 385 |  |  | 2 | Assembly | Existing | Santa Maria Area | PG&E
NG-WtrHt-SmlInst-Gas-150kBtuh-lt2G-0p82EF-40g | DEER2015 | WaterHeater-Calculator-v1.1 | 2015-03-19 14:44 | PGE | Asm | Ex | Any | CZ11 | Each | 2.02 | 34000 |  | 0 | 0 | 406 | 0 | 0 | 406 | 0 | 0 | 352 | 0 | 0 | 352 |  |  | 2 | Assembly | Existing | Red Bluff Area | PG&E
NG-WtrHt-SmlInst-Gas-150kBtuh-lt2G-0p82EF-40g | DEER2015 | WaterHeater-Calculator-v1.1 | 2015-03-19 14:44 | PGE | Asm | Ex | Any | CZ12 | Each | 2.02 | 34000 |  | 0 | 0 | 415 | 0 | 0 | 415 | 0 | 0 | 360 | 0 | 0 | 360 |  |  | 2 | Assembly | Existing | Sacramento Area | PG&E
NG-WtrHt-SmlInst-Gas-150kBtuh-lt2G-0p82EF-40g | DEER2015 | WaterHeater-Calculator-v1.1 | 2015-03-19 14:44 | PGE | Asm | Ex | Any | CZ13 | Each | 2.02 | 34000 |  | 0 | 0 | 399 | 0 | 0 | 399 | 0 | 0 | 346 | 0 | 0 | 346 |  |  | 2 | Assembly | Existing | Fresno Area | PG&E
NG-WtrHt-SmlInst-Gas-150kBtuh-lt2G-0p82EF-40g | DEER2015 | WaterHeater-Calculator-v1.1 | 2015-03-19 14:44 | PGE | Asm | Ex | Any | CZ16 | Each | 2.02 | 34000 |  | 0 | 0 | 521 | 0 | 0 | 521 | 0 | 0 | 459 | 0 | 0 | 459 |  |  | 2 | Assembly | Existing | Blue Canyon (Mount Shasta for pre-2014) | PG&E
NG-WtrHt-SmlInst-Gas-150kBtuh-lt2G-0p82EF-40g | DEER2015 | WaterHeater-Calculator-v1.1 | 2015-03-19 14:45 | PGE | Asm | Ex | Any | IOU | Each | 2.02 | 34000 |  | 0 | 0 | 424 | 0 | 0 | 424 | 0 | 0 | 368 | 0 | 0 | 368 |  |  | 2 | Assembly | Existing | IOU Territory | PG&E
NG-WtrHt-SmlInst-Gas-150kBtuh-lt2G-0p82EF-40g | DEER2015 | WaterHeater-Calculator-v1.1 | 2015-03-19 14:45 | PGE | Com | Ex | Any | CZ01 | Each | 3.8 | 212000 |  | 0 | 0 | 555 | 0 | 0 | 555 | 0 | 0 | 486 | 0 | 0 | 486 |  |  | 2 | Commercial | Existing | Arcata Area | PG&E
NG-WtrHt-SmlInst-Gas-150kBtuh-lt2G-0p82EF-40g | DEER2015 | WaterHeater-Calculator-v1.1 | 2015-03-19 14:45 | PGE | Com | Ex | Any | CZ02 | Each | 2.91 | 194000 |  | 0 | 0 | 434 | 0 | 0 | 434 | 0 | 0 | 374 | 0 | 0 | 374 |  |  | 2 | Commercial | Existing | Santa Rosa Area | PG&E
NG-WtrHt-SmlInst-Gas-150kBtuh-lt2G-0p82EF-40g | DEER2015 | WaterHeater-Calculator-v1.1 | 2015-03-19 14:45 | PGE | Com | Ex | Any | CZ03 | Each | 2.49 | 195000 |  | 0 | 0 | 424 | 0 | 0 | 424 | 0 | 0 | 362 | 0 | 0 | 362 |  |  | 2 | Commercial | Existing | Oakland Area | PG&E
NG-WtrHt-SmlInst-Gas-150kBtuh-lt2G-0p82EF-40g | DEER2015 | WaterHeater-Calculator-v1.1 | 2015-03-19 14:45 | PGE | Com | Ex | Any | CZ04 | Each | 2.16 | 173000 |  | 0 | 0 | 391 | 0 | 0 | 391 | 0 | 0 | 334 | 0 | 0 | 334 |  |  | 2 | Commercial | Existing | San Jose-Reid (Sunnyvale for pre-2014) | PG&E
NG-WtrHt-SmlInst-Gas-150kBtuh-lt2G-0p82EF-40g | DEER2015 | WaterHeater-Calculator-v1.1 | 2015-03-19 14:45 | PGE | Com | Ex | Any | CZ05 | Each | 3.91 | 200000 |  | 0 | 0 | 435 | 0 | 0 | 435 | 0 | 0 | 375 | 0 | 0 | 375 |  |  | 2 | Commercial | Existing | Santa Maria Area | PG&E
NG-WtrHt-SmlInst-Gas-150kBtuh-lt2G-0p82EF-40g | DEER2015 | WaterHeater-Calculator-v1.1 | 2015-03-19 14:45 | PGE | Com | Ex | Any | CZ11 | Each | 3.1 | 205000 |  | 0 | 0 | 391 | 0 | 0 | 391 | 0 | 0 | 336 | 0 | 0 | 336 |  |  | 2 | Commercial | Existing | Red Bluff Area | PG&E
NG-WtrHt-SmlInst-Gas-150kBtuh-lt2G-0p82EF-40g | DEER2015 | WaterHeater-Calculator-v1.1 | 2015-03-19 14:45 | PGE | Com | Ex | Any | CZ12 | Each | 2.2 | 186000 |  | 0 | 0 | 398 | 0 | 0 | 398 | 0 | 0 | 342 | 0 | 0 | 342 |  |  | 2 | Commercial | Existing | Sacramento Area | PG&E
NG-WtrHt-SmlInst-Gas-150kBtuh-lt2G-0p82EF-40g | DEER2015 | WaterHeater-Calculator-v1.1 | 2015-03-19 14:45 | PGE | Com | Ex | Any | CZ13 | Each | 2.57 | 187000 |  | 0 | 0 | 381 | 0 | 0 | 381 | 0 | 0 | 326 | 0 | 0 | 326 |  |  | 2 | Commercial | Existing | Fresno Area | PG&E
NG-WtrHt-SmlInst-Gas-150kBtuh-lt2G-0p82EF-40g | DEER2015 | WaterHeater-Calculator-v1.1 | 2015-03-19 14:45 | PGE | Com | Ex | Any | CZ16 | Each | 2.2 | 166000 |  | 0 | 0 | 616 | 0 | 0 | 616 | 0 | 0 | 549 | 0 | 0 | 549 |  |  | 2 | Commercial | Existing | Blue Canyon (Mount Shasta for pre-2014) | PG&E
NG-WtrHt-SmlInst-Gas-150kBtuh-lt2G-0p82EF-40g | DEER2015 | WaterHeater-Calculator-v1.1 | 2015-03-19 14:45 | PGE | Com | Ex | Any | IOU | Each | 2.5 | 189000 |  | 0 | 0 | 410 | 0 | 0 | 410 | 0 | 0 | 352 | 0 | 0 | 352 |  |  | 2 | Commercial | Existing | IOU Territory | PG&E
NG-WtrHt-SmlInst-Gas-150kBtuh-lt2G-0p82EF-40g | DEER2015 | WaterHeater-Calculator-v1.1 | 2015-03-19 14:44 | PGE | ECC | Ex | Any | CZ01 | Each | 9.02 | 300000 |  | 0 | 0 | 473 | 0 | 0 | 473 | 0 | 0 | 403 | 0 | 0 | 403 |  |  | 2 | Education - Community College | Existing | Arcata Area | PG&E
NG-WtrHt-SmlInst-Gas-150kBtuh-lt2G-0p82EF-40g | DEER2015 | WaterHeater-Calculator-v1.1 | 2015-03-19 14:44 | PGE | ECC | Ex | Any | CZ02 | Each | 9.02 | 300000 |  | 0 | 0 | 376 | 0 | 0 | 376 | 0 | 0 | 319 | 0 | 0 | 319 |  |  | 2 | Education - Community College | Existing | Santa Rosa Area | PG&E
NG-WtrHt-SmlInst-Gas-150kBtuh-lt2G-0p82EF-40g | DEER2015 | WaterHeater-Calculator-v1.1 | 2015-03-19 14:44 | PGE | ECC | Ex | Any | CZ03 | Each | 9.02 | 300000 |  | 0 | 0 | 375 | 0 | 0 | 375 | 0 | 0 | 315 | 0 | 0 | 315 |  |  | 2 | Education - Community College | Existing | Oakland Area | PG&E
NG-WtrHt-SmlInst-Gas-150kBtuh-lt2G-0p82EF-40g | DEER2015 | WaterHeater-Calculator-v1.1 | 2015-03-19 14:44 | PGE | ECC | Ex | Any | CZ04 | Each | 9.02 | 300000 |  | 0 | 0 | 352 | 0 | 0 | 352 | 0 | 0 | 296 | 0 | 0 | 296 |  |  | 2 | Education - Community College | Existing | San Jose-Reid (Sunnyvale for pre-2014) | PG&E
NG-WtrHt-SmlInst-Gas-150kBtuh-lt2G-0p82EF-40g | DEER2015 | WaterHeater-Calculator-v1.1 | 2015-03-19 14:44 | PGE | ECC | Ex | Any | CZ05 | Each | 9.02 | 300000 |  | 0 | 0 | 387 | 0 | 0 | 387 | 0 | 0 | 327 | 0 | 0 | 327 |  |  | 2 | Education - Community College | Existing | Santa Maria Area | PG&E
NG-WtrHt-SmlInst-Gas-150kBtuh-lt2G-0p82EF-40g | DEER2015 | WaterHeater-Calculator-v1.1 | 2015-03-19 14:44 | PGE | ECC | Ex | Any | CZ11 | Each | 9.02 | 300000 |  | 0 | 0 | 346 | 0 | 0 | 346 | 0 | 0 | 292 | 0 | 0 | 292 |  |  | 2 | Education - Community College | Existing | Red Bluff Area | PG&E
NG-WtrHt-SmlInst-Gas-150kBtuh-lt2G-0p82EF-40g | DEER2015 | WaterHeater-Calculator-v1.1 | 2015-03-19 14:44 | PGE | ECC | Ex | Any | CZ12 | Each | 9.02 | 300000 |  | 0 | 0 | 350 | 0 | 0 | 350 | 0 | 0 | 295 | 0 | 0 | 295 |  |  | 2 | Education - Community College | Existing | Sacramento Area | PG&E
NG-WtrHt-SmlInst-Gas-150kBtuh-lt2G-0p82EF-40g | DEER2015 | WaterHeater-Calculator-v1.1 | 2015-03-19 14:44 | PGE | ECC | Ex | Any | CZ13 | Each | 9.02 | 300000 |  | 0 | 0 | 335 | 0 | 0 | 335 | 0 | 0 | 281 | 0 | 0 | 281 |  |  | 2 | Education - Community College | Existing | Fresno Area | PG&E
NG-WtrHt-SmlInst-Gas-150kBtuh-lt2G-0p82EF-40g | DEER2015 | WaterHeater-Calculator-v1.1 | 2015-03-19 14:44 | PGE | ECC | Ex | Any | CZ16 | Each | 9.02 | 300000 |  | 0 | 0 | 524 | 0 | 0 | 524 | 0 | 0 | 458 | 0 | 0 | 458 |  |  | 2 | Education - Community College | Existing | Blue Canyon (Mount Shasta for pre-2014) | PG&E
NG-WtrHt-SmlInst-Gas-150kBtuh-lt2G-0p82EF-40g | DEER2015 | WaterHeater-Calculator-v1.1 | 2015-03-19 14:45 | PGE | ECC | Ex | Any | IOU | Each | 9.02 | 300000 |  | 0 | 0 | 366 | 0 | 0 | 366 | 0 | 0 | 308 | 0 | 0 | 308 |  |  | 2 | Education - Community College | Existing | IOU Territory | PG&E
NG-WtrHt-SmlInst-Gas-150kBtuh-lt2G-0p82EF-40g | DEER2015 | WaterHeater-Calculator-v1.1 | 2015-03-19 14:44 | PGE | EPr | Ex | Any | CZ01 | Each | 1.34 | 48200 |  | 0 | 0 | 469 | 0 | 0 | 469 | 0 | 0 | 401 | 0 | 0 | 401 |  |  | 2 | Education - Primary School | Existing | Arcata Area | PG&E
NG-WtrHt-SmlInst-Gas-150kBtuh-lt2G-0p82EF-40g | DEER2015 | WaterHeater-Calculator-v1.1 | 2015-03-19 14:44 | PGE | EPr | Ex | Any | CZ02 | Each | 1.34 | 48200 |  | 0 | 0 | 344 | 0 | 0 | 344 | 0 | 0 | 285 | 0 | 0 | 285 |  |  | 2 | Education - Primary School | Existing | Santa Rosa Area | PG&E
NG-WtrHt-SmlInst-Gas-150kBtuh-lt2G-0p82EF-40g | DEER2015 | WaterHeater-Calculator-v1.1 | 2015-03-19 14:44 | PGE | EPr | Ex | Any | CZ03 | Each | 1.34 | 48200 |  | 0 | 0 | 340 | 0 | 0 | 340 | 0 | 0 | 278 | 0 | 0 | 278 |  |  | 2 | Education - Primary School | Existing | Oakland Area | PG&E
NG-WtrHt-SmlInst-Gas-150kBtuh-lt2G-0p82EF-40g | DEER2015 | WaterHeater-Calculator-v1.1 | 2015-03-19 14:44 | PGE | EPr | Ex | Any | CZ04 | Each | 1.34 | 48200 |  | 0 | 0 | 313 | 0 | 0 | 313 | 0 | 0 | 255 | 0 | 0 | 255 |  |  | 2 | Education - Primary School | Existing | San Jose-Reid (Sunnyvale for pre-2014) | PG&E
NG-WtrHt-SmlInst-Gas-150kBtuh-lt2G-0p82EF-40g | DEER2015 | WaterHeater-Calculator-v1.1 | 2015-03-19 14:44 | PGE | EPr | Ex | Any | CZ05 | Each | 1.34 | 48200 |  | 0 | 0 | 357 | 0 | 0 | 357 | 0 | 0 | 294 | 0 | 0 | 294 |  |  | 2 | Education - Primary School | Existing | Santa Maria Area | PG&E
NG-WtrHt-SmlInst-Gas-150kBtuh-lt2G-0p82EF-40g | DEER2015 | WaterHeater-Calculator-v1.1 | 2015-03-19 14:44 | PGE | EPr | Ex | Any | CZ11 | Each | 1.34 | 48200 |  | 0 | 0 | 311 | 0 | 0 | 311 | 0 | 0 | 256 | 0 | 0 | 256 |  |  | 2 | Education - Primary School | Existing | Red Bluff Area | PG&E
NG-WtrHt-SmlInst-Gas-150kBtuh-lt2G-0p82EF-40g | DEER2015 | WaterHeater-Calculator-v1.1 | 2015-03-19 14:44 | PGE | EPr | Ex | Any | CZ12 | Each | 1.34 | 48200 |  | 0 | 0 | 312 | 0 | 0 | 312 | 0 | 0 | 257 | 0 | 0 | 257 |  |  | 2 | Education - Primary School | Existing | Sacramento Area | PG&E
NG-WtrHt-SmlInst-Gas-150kBtuh-lt2G-0p82EF-40g | DEER2015 | WaterHeater-Calculator-v1.1 | 2015-03-19 14:44 | PGE | EPr | Ex | Any | CZ13 | Each | 1.34 | 48200 |  | 0 | 0 | 296 | 0 | 0 | 296 | 0 | 0 | 242 | 0 | 0 | 242 |  |  | 2 | Education - Primary School | Existing | Fresno Area | PG&E
NG-WtrHt-SmlInst-Gas-150kBtuh-lt2G-0p82EF-40g | DEER2015 | WaterHeater-Calculator-v1.1 | 2015-03-19 14:44 | PGE | EPr | Ex | Any | CZ16 | Each | 1.34 | 48200 |  | 0 | 0 | 489 | 0 | 0 | 489 | 0 | 0 | 426 | 0 | 0 | 426 |  |  | 2 | Education - Primary School | Existing | Blue Canyon (Mount Shasta for pre-2014) | PG&E
NG-WtrHt-SmlInst-Gas-150kBtuh-lt2G-0p82EF-40g | DEER2015 | WaterHeater-Calculator-v1.1 | 2015-03-19 14:45 | PGE | EPr | Ex | Any | IOU | Each | 1.34 | 48200 |  | 0 | 0 | 324 | 0 | 0 | 324 | 0 | 0 | 266 | 0 | 0 | 266 |  |  | 2 | Education - Primary School | Existing | IOU Territory | PG&E
NG-WtrHt-SmlInst-Gas-150kBtuh-lt2G-0p82EF-40g | DEER2015 | WaterHeater-Calculator-v1.1 | 2015-03-19 14:44 | PGE | ERC | Ex | Any | CZ01 | Each | 0.12 | 1920 |  | 0 | 0 | 460 | 0 | 0 | 460 | 0 | 0 | 395 | 0 | 0 | 395 |  |  | 2 | Education - Relocatable Classroom | Existing | Arcata Area | PG&E
NG-WtrHt-SmlInst-Gas-150kBtuh-lt2G-0p82EF-40g | DEER2015 | WaterHeater-Calculator-v1.1 | 2015-03-19 14:44 | PGE | ERC | Ex | Any | CZ02 | Each | 0.12 | 1920 |  | 0 | 0 | 343 | 0 | 0 | 343 | 0 | 0 | 284 | 0 | 0 | 284 |  |  | 2 | Education - Relocatable Classroom | Existing | Santa Rosa Area | PG&E
NG-WtrHt-SmlInst-Gas-150kBtuh-lt2G-0p82EF-40g | DEER2015 | WaterHeater-Calculator-v1.1 | 2015-03-19 14:44 | PGE | ERC | Ex | Any | CZ03 | Each | 0.12 | 1920 |  | 0 | 0 | 330 | 0 | 0 | 330 | 0 | 0 | 271 | 0 | 0 | 271 |  |  | 2 | Education - Relocatable Classroom | Existing | Oakland Area | PG&E
NG-WtrHt-SmlInst-Gas-150kBtuh-lt2G-0p82EF-40g | DEER2015 | WaterHeater-Calculator-v1.1 | 2015-03-19 14:44 | PGE | ERC | Ex | Any | CZ04 | Each | 0.12 | 1920 |  | 0 | 0 | 310 | 0 | 0 | 310 | 0 | 0 | 254 | 0 | 0 | 254 |  |  | 2 | Education - Relocatable Classroom | Existing | San Jose-Reid (Sunnyvale for pre-2014) | PG&E
NG-WtrHt-SmlInst-Gas-150kBtuh-lt2G-0p82EF-40g | DEER2015 | WaterHeater-Calculator-v1.1 | 2015-03-19 14:44 | PGE | ERC | Ex | Any | CZ05 | Each | 0.12 | 1920 |  | 0 | 0 | 346 | 0 | 0 | 346 | 0 | 0 | 286 | 0 | 0 | 286 |  |  | 2 | Education - Relocatable Classroom | Existing | Santa Maria Area | PG&E
NG-WtrHt-SmlInst-Gas-150kBtuh-lt2G-0p82EF-40g | DEER2015 | WaterHeater-Calculator-v1.1 | 2015-03-19 14:44 | PGE | ERC | Ex | Any | CZ11 | Each | 0.12 | 1920 |  | 0 | 0 | 310 | 0 | 0 | 310 | 0 | 0 | 255 | 0 | 0 | 255 |  |  | 2 | Education - Relocatable Classroom | Existing | Red Bluff Area | PG&E
NG-WtrHt-SmlInst-Gas-150kBtuh-lt2G-0p82EF-40g | DEER2015 | WaterHeater-Calculator-v1.1 | 2015-03-19 14:44 | PGE | ERC | Ex | Any | CZ12 | Each | 0.12 | 1920 |  | 0 | 0 | 311 | 0 | 0 | 311 | 0 | 0 | 257 | 0 | 0 | 257 |  |  | 2 | Education - Relocatable Classroom | Existing | Sacramento Area | PG&E
NG-WtrHt-SmlInst-Gas-150kBtuh-lt2G-0p82EF-40g | DEER2015 | WaterHeater-Calculator-v1.1 | 2015-03-19 14:44 | PGE | ERC | Ex | Any | CZ13 | Each | 0.12 | 1920 |  | 0 | 0 | 296 | 0 | 0 | 296 | 0 | 0 | 242 | 0 | 0 | 242 |  |  | 2 | Education - Relocatable Classroom | Existing | Fresno Area | PG&E
NG-WtrHt-SmlInst-Gas-150kBtuh-lt2G-0p82EF-40g | DEER2015 | WaterHeater-Calculator-v1.1 | 2015-03-19 14:44 | PGE | ERC | Ex | Any | CZ16 | Each | 0.12 | 1920 |  | 0 | 0 | 487 | 0 | 0 | 487 | 0 | 0 | 425 | 0 | 0 | 425 |  |  | 2 | Education - Relocatable Classroom | Existing | Blue Canyon (Mount Shasta for pre-2014) | PG&E
NG-WtrHt-SmlInst-Gas-150kBtuh-lt2G-0p82EF-40g | DEER2015 | WaterHeater-Calculator-v1.1 | 2015-03-19 14:45 | PGE | ERC | Ex | Any | IOU | Each | 0.12 | 1920 |  | 0 | 0 | 320 | 0 | 0 | 320 | 0 | 0 | 264 | 0 | 0 | 264 |  |  | 2 | Education - Relocatable Classroom | Existing | IOU Territory | PG&E
NG-WtrHt-SmlInst-Gas-150kBtuh-lt2G-0p82EF-40g | DEER2015 | WaterHeater-Calculator-v1.1 | 2015-03-19 14:44 | PGE | ESe | Ex | Any | CZ01 | Each | 6.17 | 150000 |  | 0 | 0 | 469 | 0 | 0 | 469 | 0 | 0 | 401 | 0 | 0 | 401 |  |  | 2 | Education - Secondary School | Existing | Arcata Area | PG&E
NG-WtrHt-SmlInst-Gas-150kBtuh-lt2G-0p82EF-40g | DEER2015 | WaterHeater-Calculator-v1.1 | 2015-03-19 14:44 | PGE | ESe | Ex | Any | CZ02 | Each | 6.17 | 150000 |  | 0 | 0 | 344 | 0 | 0 | 344 | 0 | 0 | 285 | 0 | 0 | 285 |  |  | 2 | Education - Secondary School | Existing | Santa Rosa Area | PG&E
NG-WtrHt-SmlInst-Gas-150kBtuh-lt2G-0p82EF-40g | DEER2015 | WaterHeater-Calculator-v1.1 | 2015-03-19 14:44 | PGE | ESe | Ex | Any | CZ03 | Each | 6.17 | 150000 |  | 0 | 0 | 340 | 0 | 0 | 340 | 0 | 0 | 278 | 0 | 0 | 278 |  |  | 2 | Education - Secondary School | Existing | Oakland Area | PG&E
NG-WtrHt-SmlInst-Gas-150kBtuh-lt2G-0p82EF-40g | DEER2015 | WaterHeater-Calculator-v1.1 | 2015-03-19 14:44 | PGE | ESe | Ex | Any | CZ04 | Each | 6.17 | 150000 |  | 0 | 0 | 313 | 0 | 0 | 313 | 0 | 0 | 255 | 0 | 0 | 255 |  |  | 2 | Education - Secondary School | Existing | San Jose-Reid (Sunnyvale for pre-2014) | PG&E
NG-WtrHt-SmlInst-Gas-150kBtuh-lt2G-0p82EF-40g | DEER2015 | WaterHeater-Calculator-v1.1 | 2015-03-19 14:44 | PGE | ESe | Ex | Any | CZ05 | Each | 6.17 | 150000 |  | 0 | 0 | 357 | 0 | 0 | 357 | 0 | 0 | 294 | 0 | 0 | 294 |  |  | 2 | Education - Secondary School | Existing | Santa Maria Area | PG&E
NG-WtrHt-SmlInst-Gas-150kBtuh-lt2G-0p82EF-40g | DEER2015 | WaterHeater-Calculator-v1.1 | 2015-03-19 14:44 | PGE | ESe | Ex | Any | CZ11 | Each | 6.17 | 150000 |  | 0 | 0 | 311 | 0 | 0 | 311 | 0 | 0 | 256 | 0 | 0 | 256 |  |  | 2 | Education - Secondary School | Existing | Red Bluff Area | PG&E
NG-WtrHt-SmlInst-Gas-150kBtuh-lt2G-0p82EF-40g | DEER2015 | WaterHeater-Calculator-v1.1 | 2015-03-19 14:44 | PGE | ESe | Ex | Any | CZ12 | Each | 6.17 | 150000 |  | 0 | 0 | 312 | 0 | 0 | 312 | 0 | 0 | 257 | 0 | 0 | 257 |  |  | 2 | Education - Secondary School | Existing | Sacramento Area | PG&E
NG-WtrHt-SmlInst-Gas-150kBtuh-lt2G-0p82EF-40g | DEER2015 | WaterHeater-Calculator-v1.1 | 2015-03-19 14:44 | PGE | ESe | Ex | Any | CZ13 | Each | 6.17 | 150000 |  | 0 | 0 | 296 | 0 | 0 | 296 | 0 | 0 | 242 | 0 | 0 | 242 |  |  | 2 | Education - Secondary School | Existing | Fresno Area | PG&E
NG-WtrHt-SmlInst-Gas-150kBtuh-lt2G-0p82EF-40g | DEER2015 | WaterHeater-Calculator-v1.1 | 2015-03-19 14:44 | PGE | ESe | Ex | Any | CZ16 | Each | 6.17 | 150000 |  | 0 | 0 | 489 | 0 | 0 | 489 | 0 | 0 | 426 | 0 | 0 | 426 |  |  | 2 | Education - Secondary School | Existing | Blue Canyon (Mount Shasta for pre-2014) | PG&E
NG-WtrHt-SmlInst-Gas-150kBtuh-lt2G-0p82EF-40g | DEER2015 | WaterHeater-Calculator-v1.1 | 2015-03-19 14:45 | PGE | ESe | Ex | Any | IOU | Each | 6.17 | 150000 |  | 0 | 0 | 324 | 0 | 0 | 324 | 0 | 0 | 266 | 0 | 0 | 266 |  |  | 2 | Education - Secondary School | Existing | IOU Territory | PG&E
NG-WtrHt-SmlInst-Gas-150kBtuh-lt2G-0p82EF-40g | DEER2015 | WaterHeater-Calculator-v1.1 | 2015-03-19 14:45 | PGE | EUD | Ex | Any | CZ01 | Each | 5.92 | 170000 |  | 0 | 0 | 267 | 0 | 0 | 267 | 0 | 0 | 229 | 0 | 0 | 229 |  |  | 2 | University Dormitory | Existing | Arcata Area | PG&E
NG-WtrHt-SmlInst-Gas-150kBtuh-lt2G-0p82EF-40g | DEER2015 | WaterHeater-Calculator-v1.1 | 2015-03-19 14:45 | PGE | EUD | Ex | Any | CZ02 | Each | 5.92 | 170000 |  | 0 | 0 | 238 | 0 | 0 | 238 | 0 | 0 | 205 | 0 | 0 | 205 |  |  | 2 | University Dormitory | Existing | Santa Rosa Area | PG&E
NG-WtrHt-SmlInst-Gas-150kBtuh-lt2G-0p82EF-40g | DEER2015 | WaterHeater-Calculator-v1.1 | 2015-03-19 14:45 | PGE | EUD | Ex | Any | CZ03 | Each | 5.92 | 170000 |  | 0 | 0 | 243 | 0 | 0 | 243 | 0 | 0 | 208 | 0 | 0 | 208 |  |  | 2 | University Dormitory | Existing | Oakland Area | PG&E
NG-WtrHt-SmlInst-Gas-150kBtuh-lt2G-0p82EF-40g | DEER2015 | WaterHeater-Calculator-v1.1 | 2015-03-19 14:45 | PGE | EUD | Ex | Any | CZ04 | Each | 5.92 | 170000 |  | 0 | 0 | 230 | 0 | 0 | 230 | 0 | 0 | 197 | 0 | 0 | 197 |  |  | 2 | University Dormitory | Existing | San Jose-Reid (Sunnyvale for pre-2014) | PG&E
NG-WtrHt-SmlInst-Gas-150kBtuh-lt2G-0p82EF-40g | DEER2015 | WaterHeater-Calculator-v1.1 | 2015-03-19 14:45 | PGE | EUD | Ex | Any | CZ05 | Each | 5.92 | 170000 |  | 0 | 0 | 248 | 0 | 0 | 248 | 0 | 0 | 212 | 0 | 0 | 212 |  |  | 2 | University Dormitory | Existing | Santa Maria Area | PG&E
NG-WtrHt-SmlInst-Gas-150kBtuh-lt2G-0p82EF-40g | DEER2015 | WaterHeater-Calculator-v1.1 | 2015-03-19 14:45 | PGE | EUD | Ex | Any | CZ11 | Each | 5.92 | 170000 |  | 0 | 0 | 216 | 0 | 0 | 216 | 0 | 0 | 185 | 0 | 0 | 185 |  |  | 2 | University Dormitory | Existing | Red Bluff Area | PG&E
NG-WtrHt-SmlInst-Gas-150kBtuh-lt2G-0p82EF-40g | DEER2015 | WaterHeater-Calculator-v1.1 | 2015-03-19 14:45 | PGE | EUD | Ex | Any | CZ12 | Each | 5.92 | 170000 |  | 0 | 0 | 224 | 0 | 0 | 224 | 0 | 0 | 192 | 0 | 0 | 192 |  |  | 2 | University Dormitory | Existing | Sacramento Area | PG&E
NG-WtrHt-SmlInst-Gas-150kBtuh-lt2G-0p82EF-40g | DEER2015 | WaterHeater-Calculator-v1.1 | 2015-03-19 14:45 | PGE | EUD | Ex | Any | CZ13 | Each | 5.92 | 170000 |  | 0 | 0 | 212 | 0 | 0 | 212 | 0 | 0 | 181 | 0 | 0 | 181 |  |  | 2 | University Dormitory | Existing | Fresno Area | PG&E
NG-WtrHt-SmlInst-Gas-150kBtuh-lt2G-0p82EF-40g | DEER2015 | WaterHeater-Calculator-v1.1 | 2015-03-19 14:45 | PGE | EUD | Ex | Any | CZ16 | Each | 5.92 | 170000 |  | 0 | 0 | 258 | 0 | 0 | 258 | 0 | 0 | 223 | 0 | 0 | 223 |  |  | 2 | University Dormitory | Existing | Blue Canyon (Mount Shasta for pre-2014) | PG&E
NG-WtrHt-SmlInst-Gas-150kBtuh-lt2G-0p82EF-40g | DEER2015 | WaterHeater-Calculator-v1.1 | 2015-03-19 14:45 | PGE | EUD | Ex | Any | IOU | Each | 5.92 | 170000 |  | 0 | 0 | 233 | 0 | 0 | 233 | 0 | 0 | 200 | 0 | 0 | 200 |  |  | 2 | University Dormitory | Existing | IOU Territory | PG&E
NG-WtrHt-SmlInst-Gas-150kBtuh-lt2G-0p82EF-40g | DEER2015 | WaterHeater-Calculator-v1.1 | 2015-03-19 14:44 | PGE | EUn | Ex | Any | CZ01 | Each | 17.4 | 830000 |  | 0 | 0 | 564 | 0 | 0 | 564 | 0 | 0 | 488 | 0 | 0 | 488 |  |  | 2 | Education - University | Existing | Arcata Area | PG&E
NG-WtrHt-SmlInst-Gas-150kBtuh-lt2G-0p82EF-40g | DEER2015 | WaterHeater-Calculator-v1.1 | 2015-03-19 14:44 | PGE | EUn | Ex | Any | CZ02 | Each | 17.4 | 830000 |  | 0 | 0 | 431 | 0 | 0 | 431 | 0 | 0 | 370 | 0 | 0 | 370 |  |  | 2 | Education - University | Existing | Santa Rosa Area | PG&E
NG-WtrHt-SmlInst-Gas-150kBtuh-lt2G-0p82EF-40g | DEER2015 | WaterHeater-Calculator-v1.1 | 2015-03-19 14:45 | PGE | EUn | Ex | Any | CZ03 | Each | 17.4 | 830000 |  | 0 | 0 | 426 | 0 | 0 | 426 | 0 | 0 | 363 | 0 | 0 | 363 |  |  | 2 | Education - University | Existing | Oakland Area | PG&E
NG-WtrHt-SmlInst-Gas-150kBtuh-lt2G-0p82EF-40g | DEER2015 | WaterHeater-Calculator-v1.1 | 2015-03-19 14:45 | PGE | EUn | Ex | Any | CZ04 | Each | 17.4 | 830000 |  | 0 | 0 | 398 | 0 | 0 | 398 | 0 | 0 | 340 | 0 | 0 | 340 |  |  | 2 | Education - University | Existing | San Jose-Reid (Sunnyvale for pre-2014) | PG&E
NG-WtrHt-SmlInst-Gas-150kBtuh-lt2G-0p82EF-40g | DEER2015 | WaterHeater-Calculator-v1.1 | 2015-03-19 14:45 | PGE | EUn | Ex | Any | CZ05 | Each | 17.4 | 830000 |  | 0 | 0 | 442 | 0 | 0 | 442 | 0 | 0 | 378 | 0 | 0 | 378 |  |  | 2 | Education - University | Existing | Santa Maria Area | PG&E
NG-WtrHt-SmlInst-Gas-150kBtuh-lt2G-0p82EF-40g | DEER2015 | WaterHeater-Calculator-v1.1 | 2015-03-19 14:45 | PGE | EUn | Ex | Any | CZ11 | Each | 17.4 | 830000 |  | 0 | 0 | 393 | 0 | 0 | 393 | 0 | 0 | 336 | 0 | 0 | 336 |  |  | 2 | Education - University | Existing | Red Bluff Area | PG&E
NG-WtrHt-SmlInst-Gas-150kBtuh-lt2G-0p82EF-40g | DEER2015 | WaterHeater-Calculator-v1.1 | 2015-03-19 14:45 | PGE | EUn | Ex | Any | CZ12 | Each | 17.4 | 830000 |  | 0 | 0 | 397 | 0 | 0 | 397 | 0 | 0 | 339 | 0 | 0 | 339 |  |  | 2 | Education - University | Existing | Sacramento Area | PG&E
NG-WtrHt-SmlInst-Gas-150kBtuh-lt2G-0p82EF-40g | DEER2015 | WaterHeater-Calculator-v1.1 | 2015-03-19 14:45 | PGE | EUn | Ex | Any | CZ13 | Each | 17.4 | 830000 |  | 0 | 0 | 378 | 0 | 0 | 378 | 0 | 0 | 322 | 0 | 0 | 322 |  |  | 2 | Education - University | Existing | Fresno Area | PG&E
NG-WtrHt-SmlInst-Gas-150kBtuh-lt2G-0p82EF-40g | DEER2015 | WaterHeater-Calculator-v1.1 | 2015-03-19 14:45 | PGE | EUn | Ex | Any | CZ16 | Each | 17.4 | 830000 |  | 0 | 0 | 661 | 0 | 0 | 661 | 0 | 0 | 583 | 0 | 0 | 583 |  |  | 2 | Education - University | Existing | Blue Canyon (Mount Shasta for pre-2014) | PG&E
NG-WtrHt-SmlInst-Gas-150kBtuh-lt2G-0p82EF-40g | DEER2015 | WaterHeater-Calculator-v1.1 | 2015-03-19 14:45 | PGE | EUn | Ex | Any | IOU | Each | 17.4 | 830000 |  | 0 | 0 | 416 | 0 | 0 | 416 | 0 | 0 | 356 | 0 | 0 | 356 |  |  | 2 | Education - University | Existing | IOU Territory | PG&E
NG-WtrHt-SmlInst-Gas-150kBtuh-lt2G-0p82EF-40g | DEER2015 | WaterHeater-Calculator-v1.1 | 2015-03-19 14:45 | PGE | Gro | Ex | Any | CZ01 | Each | 0.96 | 50000 |  | 0 | 0 | 684 | 0 | 0 | 684 | 0 | 0 | 610 | 0 | 0 | 610 |  |  | 2 | Grocery | Existing | Arcata Area | PG&E
NG-WtrHt-SmlInst-Gas-150kBtuh-lt2G-0p82EF-40g | DEER2015 | WaterHeater-Calculator-v1.1 | 2015-03-19 14:45 | PGE | Gro | Ex | Any | CZ02 | Each | 0.96 | 50000 |  | 0 | 0 | 552 | 0 | 0 | 552 | 0 | 0 | 486 | 0 | 0 | 486 |  |  | 2 | Grocery | Existing | Santa Rosa Area | PG&E
NG-WtrHt-SmlInst-Gas-150kBtuh-lt2G-0p82EF-40g | DEER2015 | WaterHeater-Calculator-v1.1 | 2015-03-19 14:45 | PGE | Gro | Ex | Any | CZ03 | Each | 0.96 | 50000 |  | 0 | 0 | 550 | 0 | 0 | 550 | 0 | 0 | 484 | 0 | 0 | 484 |  |  | 2 | Grocery | Existing | Oakland Area | PG&E
NG-WtrHt-SmlInst-Gas-150kBtuh-lt2G-0p82EF-40g | DEER2015 | WaterHeater-Calculator-v1.1 | 2015-03-19 14:45 | PGE | Gro | Ex | Any | CZ04 | Each | 0.96 | 50000 |  | 0 | 0 | 519 | 0 | 0 | 519 | 0 | 0 | 457 | 0 | 0 | 457 |  |  | 2 | Grocery | Existing | San Jose-Reid (Sunnyvale for pre-2014) | PG&E
NG-WtrHt-SmlInst-Gas-150kBtuh-lt2G-0p82EF-40g | DEER2015 | WaterHeater-Calculator-v1.1 | 2015-03-19 14:45 | PGE | Gro | Ex | Any | CZ05 | Each | 0.96 | 50000 |  | 0 | 0 | 569 | 0 | 0 | 569 | 0 | 0 | 501 | 0 | 0 | 501 |  |  | 2 | Grocery | Existing | Santa Maria Area | PG&E
NG-WtrHt-SmlInst-Gas-150kBtuh-lt2G-0p82EF-40g | DEER2015 | WaterHeater-Calculator-v1.1 | 2015-03-19 14:45 | PGE | Gro | Ex | Any | CZ11 | Each | 0.96 | 50000 |  | 0 | 0 | 502 | 0 | 0 | 502 | 0 | 0 | 443 | 0 | 0 | 443 |  |  | 2 | Grocery | Existing | Red Bluff Area | PG&E
NG-WtrHt-SmlInst-Gas-150kBtuh-lt2G-0p82EF-40g | DEER2015 | WaterHeater-Calculator-v1.1 | 2015-03-19 14:45 | PGE | Gro | Ex | Any | CZ12 | Each | 0.96 | 50000 |  | 0 | 0 | 513 | 0 | 0 | 513 | 0 | 0 | 452 | 0 | 0 | 452 |  |  | 2 | Grocery | Existing | Sacramento Area | PG&E
NG-WtrHt-SmlInst-Gas-150kBtuh-lt2G-0p82EF-40g | DEER2015 | WaterHeater-Calculator-v1.1 | 2015-03-19 14:45 | PGE | Gro | Ex | Any | CZ13 | Each | 0.96 | 50000 |  | 0 | 0 | 489 | 0 | 0 | 489 | 0 | 0 | 430 | 0 | 0 | 430 |  |  | 2 | Grocery | Existing | Fresno Area | PG&E
NG-WtrHt-SmlInst-Gas-150kBtuh-lt2G-0p82EF-40g | DEER2015 | WaterHeater-Calculator-v1.1 | 2015-03-19 14:45 | PGE | Gro | Ex | Any | CZ16 | Each | 0.96 | 50000 |  | 0 | 0 | 702 | 0 | 0 | 702 | 0 | 0 | 631 | 0 | 0 | 631 |  |  | 2 | Grocery | Existing | Blue Canyon (Mount Shasta for pre-2014) | PG&E
NG-WtrHt-SmlInst-Gas-150kBtuh-lt2G-0p82EF-40g | DEER2015 | WaterHeater-Calculator-v1.1 | 2015-03-19 14:45 | PGE | Gro | Ex | Any | IOU | Each | 0.96 | 50000 |  | 0 | 0 | 528 | 0 | 0 | 528 | 0 | 0 | 465 | 0 | 0 | 465 |  |  | 2 | Grocery | Existing | IOU Territory | PG&E
NG-WtrHt-SmlInst-Gas-150kBtuh-lt2G-0p82EF-40g | DEER2015 | WaterHeater-Calculator-v1.1 | 2015-03-19 14:45 | PGE | HGR | Ex | Any | CZ01 | Each | 9.55 | 321000 |  | 0 | 0 | 352 | 0 | 0 | 352 | 0 | 0 | 315 | 0 | 0 | 315 |  |  | 2 | Hotel Guest Room | Existing | Arcata Area | PG&E
NG-WtrHt-SmlInst-Gas-150kBtuh-lt2G-0p82EF-40g | DEER2015 | WaterHeater-Calculator-v1.1 | 2015-03-19 14:45 | PGE | HGR | Ex | Any | CZ02 | Each | 9.55 | 321000 |  | 0 | 0 | 322 | 0 | 0 | 322 | 0 | 0 | 286 | 0 | 0 | 286 |  |  | 2 | Hotel Guest Room | Existing | Santa Rosa Area | PG&E
NG-WtrHt-SmlInst-Gas-150kBtuh-lt2G-0p82EF-40g | DEER2015 | WaterHeater-Calculator-v1.1 | 2015-03-19 14:45 | PGE | HGR | Ex | Any | CZ03 | Each | 9.55 | 321000 |  | 0 | 0 | 321 | 0 | 0 | 321 | 0 | 0 | 285 | 0 | 0 | 285 |  |  | 2 | Hotel Guest Room | Existing | Oakland Area | PG&E
NG-WtrHt-SmlInst-Gas-150kBtuh-lt2G-0p82EF-40g | DEER2015 | WaterHeater-Calculator-v1.1 | 2015-03-19 14:45 | PGE | HGR | Ex | Any | CZ04 | Each | 9.55 | 321000 |  | 0 | 0 | 309 | 0 | 0 | 309 | 0 | 0 | 274 | 0 | 0 | 274 |  |  | 2 | Hotel Guest Room | Existing | San Jose-Reid (Sunnyvale for pre-2014) | PG&E
NG-WtrHt-SmlInst-Gas-150kBtuh-lt2G-0p82EF-40g | DEER2015 | WaterHeater-Calculator-v1.1 | 2015-03-19 14:45 | PGE | HGR | Ex | Any | CZ05 | Each | 9.55 | 321000 |  | 0 | 0 | 326 | 0 | 0 | 326 | 0 | 0 | 290 | 0 | 0 | 290 |  |  | 2 | Hotel Guest Room | Existing | Santa Maria Area | PG&E
NG-WtrHt-SmlInst-Gas-150kBtuh-lt2G-0p82EF-40g | DEER2015 | WaterHeater-Calculator-v1.1 | 2015-03-19 14:45 | PGE | HGR | Ex | Any | CZ11 | Each | 9.55 | 321000 |  | 0 | 0 | 290 | 0 | 0 | 290 | 0 | 0 | 256 | 0 | 0 | 256 |  |  | 2 | Hotel Guest Room | Existing | Red Bluff Area | PG&E
NG-WtrHt-SmlInst-Gas-150kBtuh-lt2G-0p82EF-40g | DEER2015 | WaterHeater-Calculator-v1.1 | 2015-03-19 14:45 | PGE | HGR | Ex | Any | CZ12 | Each | 9.55 | 321000 |  | 0 | 0 | 302 | 0 | 0 | 302 | 0 | 0 | 268 | 0 | 0 | 268 |  |  | 2 | Hotel Guest Room | Existing | Sacramento Area | PG&E
NG-WtrHt-SmlInst-Gas-150kBtuh-lt2G-0p82EF-40g | DEER2015 | WaterHeater-Calculator-v1.1 | 2015-03-19 14:45 | PGE | HGR | Ex | Any | CZ13 | Each | 9.55 | 321000 |  | 0 | 0 | 285 | 0 | 0 | 285 | 0 | 0 | 252 | 0 | 0 | 252 |  |  | 2 | Hotel Guest Room | Existing | Fresno Area | PG&E
NG-WtrHt-SmlInst-Gas-150kBtuh-lt2G-0p82EF-40g | DEER2015 | WaterHeater-Calculator-v1.1 | 2015-03-19 14:45 | PGE | HGR | Ex | Any | CZ16 | Each | 9.55 | 321000 |  | 0 | 0 | 348 | 0 | 0 | 348 | 0 | 0 | 312 | 0 | 0 | 312 |  |  | 2 | Hotel Guest Room | Existing | Blue Canyon (Mount Shasta for pre-2014) | PG&E
NG-WtrHt-SmlInst-Gas-150kBtuh-lt2G-0p82EF-40g | DEER2015 | WaterHeater-Calculator-v1.1 | 2015-03-19 14:45 | PGE | HGR | Ex | Any | IOU | Each | 9.55 | 321000 |  | 0 | 0 | 314 | 0 | 0 | 314 | 0 | 0 | 279 | 0 | 0 | 279 |  |  | 2 | Hotel Guest Room | Existing | IOU Territory | PG&E
NG-WtrHt-SmlInst-Gas-150kBtuh-lt2G-0p82EF-40g | DEER2015 | WaterHeater-Calculator-v1.1 | 2015-03-19 14:45 | PGE | Hsp | Ex | Any | CZ01 | Each | 22.2 | 500000 |  | 0 | 0 | 602 | 0 | 0 | 602 | 0 | 0 | 538 | 0 | 0 | 538 |  |  | 2 | Health/Medical - Hospital | Existing | Arcata Area | PG&E
NG-WtrHt-SmlInst-Gas-150kBtuh-lt2G-0p82EF-40g | DEER2015 | WaterHeater-Calculator-v1.1 | 2015-03-19 14:45 | PGE | Hsp | Ex | Any | CZ02 | Each | 22.2 | 500000 |  | 0 | 0 | 545 | 0 | 0 | 545 | 0 | 0 | 485 | 0 | 0 | 485 |  |  | 2 | Health/Medical - Hospital | Existing | Santa Rosa Area | PG&E
NG-WtrHt-SmlInst-Gas-150kBtuh-lt2G-0p82EF-40g | DEER2015 | WaterHeater-Calculator-v1.1 | 2015-03-19 14:45 | PGE | Hsp | Ex | Any | CZ03 | Each | 22.2 | 500000 |  | 0 | 0 | 545 | 0 | 0 | 545 | 0 | 0 | 485 | 0 | 0 | 485 |  |  | 2 | Health/Medical - Hospital | Existing | Oakland Area | PG&E
NG-WtrHt-SmlInst-Gas-150kBtuh-lt2G-0p82EF-40g | DEER2015 | WaterHeater-Calculator-v1.1 | 2015-03-19 14:45 | PGE | Hsp | Ex | Any | CZ04 | Each | 22.2 | 500000 |  | 0 | 0 | 528 | 0 | 0 | 528 | 0 | 0 | 469 | 0 | 0 | 469 |  |  | 2 | Health/Medical - Hospital | Existing | San Jose-Reid (Sunnyvale for pre-2014) | PG&E
NG-WtrHt-SmlInst-Gas-150kBtuh-lt2G-0p82EF-40g | DEER2015 | WaterHeater-Calculator-v1.1 | 2015-03-19 14:45 | PGE | Hsp | Ex | Any | CZ05 | Each | 22.2 | 500000 |  | 0 | 0 | 554 | 0 | 0 | 554 | 0 | 0 | 493 | 0 | 0 | 493 |  |  | 2 | Health/Medical - Hospital | Existing | Santa Maria Area | PG&E
NG-WtrHt-SmlInst-Gas-150kBtuh-lt2G-0p82EF-40g | DEER2015 | WaterHeater-Calculator-v1.1 | 2015-03-19 14:45 | PGE | Hsp | Ex | Any | CZ11 | Each | 22.2 | 500000 |  | 0 | 0 | 508 | 0 | 0 | 508 | 0 | 0 | 452 | 0 | 0 | 452 |  |  | 2 | Health/Medical - Hospital | Existing | Red Bluff Area | PG&E
NG-WtrHt-SmlInst-Gas-150kBtuh-lt2G-0p82EF-40g | DEER2015 | WaterHeater-Calculator-v1.1 | 2015-03-19 14:45 | PGE | Hsp | Ex | Any | CZ12 | Each | 22.2 | 500000 |  | 0 | 0 | 521 | 0 | 0 | 521 | 0 | 0 | 463 | 0 | 0 | 463 |  |  | 2 | Health/Medical - Hospital | Existing | Sacramento Area | PG&E
NG-WtrHt-SmlInst-Gas-150kBtuh-lt2G-0p82EF-40g | DEER2015 | WaterHeater-Calculator-v1.1 | 2015-03-19 14:45 | PGE | Hsp | Ex | Any | CZ13 | Each | 22.2 | 500000 |  | 0 | 0 | 502 | 0 | 0 | 502 | 0 | 0 | 445 | 0 | 0 | 445 |  |  | 2 | Health/Medical - Hospital | Existing | Fresno Area | PG&E
NG-WtrHt-SmlInst-Gas-150kBtuh-lt2G-0p82EF-40g | DEER2015 | WaterHeater-Calculator-v1.1 | 2015-03-19 14:45 | PGE | Hsp | Ex | Any | CZ16 | Each | 22.2 | 500000 |  | 0 | 0 | 622 | 0 | 0 | 622 | 0 | 0 | 558 | 0 | 0 | 558 |  |  | 2 | Health/Medical - Hospital | Existing | Blue Canyon (Mount Shasta for pre-2014) | PG&E
NG-WtrHt-SmlInst-Gas-150kBtuh-lt2G-0p82EF-40g | DEER2015 | WaterHeater-Calculator-v1.1 | 2015-03-19 14:45 | PGE | Hsp | Ex | Any | IOU | Each | 22.2 | 500000 |  | 0 | 0 | 529 | 0 | 0 | 529 | 0 | 0 | 470 | 0 | 0 | 470 |  |  | 2 | Health/Medical - Hospital | Existing | IOU Territory | PG&E
NG-WtrHt-SmlInst-Gas-150kBtuh-lt2G-0p82EF-40g | DEER2015 | WaterHeater-Calculator-v1.1 | 2015-03-19 14:45 | PGE | Htl | Ex | Any | CZ01 | Each | 1.83 | 78900 |  | 0 | 0 | 762 | 0 | 0 | 762 | 0 | 0 | 687 | 0 | 0 | 687 |  |  | 2 | Lodging - Hotel | Existing | Arcata Area | PG&E
NG-WtrHt-SmlInst-Gas-150kBtuh-lt2G-0p82EF-40g | DEER2015 | WaterHeater-Calculator-v1.1 | 2015-03-19 14:45 | PGE | Htl | Ex | Any | CZ02 | Each | 1.83 | 78900 |  | 0 | 0 | 663 | 0 | 0 | 663 | 0 | 0 | 599 | 0 | 0 | 599 |  |  | 2 | Lodging - Hotel | Existing | Santa Rosa Area | PG&E
NG-WtrHt-SmlInst-Gas-150kBtuh-lt2G-0p82EF-40g | DEER2015 | WaterHeater-Calculator-v1.1 | 2015-03-19 14:45 | PGE | Htl | Ex | Any | CZ03 | Each | 1.83 | 78900 |  | 0 | 0 | 663 | 0 | 0 | 663 | 0 | 0 | 597 | 0 | 0 | 597 |  |  | 2 | Lodging - Hotel | Existing | Oakland Area | PG&E
NG-WtrHt-SmlInst-Gas-150kBtuh-lt2G-0p82EF-40g | DEER2015 | WaterHeater-Calculator-v1.1 | 2015-03-19 14:45 | PGE | Htl | Ex | Any | CZ04 | Each | 1.83 | 78900 |  | 0 | 0 | 640 | 0 | 0 | 640 | 0 | 0 | 579 | 0 | 0 | 579 |  |  | 2 | Lodging - Hotel | Existing | San Jose-Reid (Sunnyvale for pre-2014) | PG&E
NG-WtrHt-SmlInst-Gas-150kBtuh-lt2G-0p82EF-40g | DEER2015 | WaterHeater-Calculator-v1.1 | 2015-03-19 14:45 | PGE | Htl | Ex | Any | CZ05 | Each | 1.83 | 78900 |  | 0 | 0 | 673 | 0 | 0 | 673 | 0 | 0 | 608 | 0 | 0 | 608 |  |  | 2 | Lodging - Hotel | Existing | Santa Maria Area | PG&E
NG-WtrHt-SmlInst-Gas-150kBtuh-lt2G-0p82EF-40g | DEER2015 | WaterHeater-Calculator-v1.1 | 2015-03-19 14:45 | PGE | Htl | Ex | Any | CZ11 | Each | 1.83 | 78900 |  | 0 | 0 | 618 | 0 | 0 | 618 | 0 | 0 | 557 | 0 | 0 | 557 |  |  | 2 | Lodging - Hotel | Existing | Red Bluff Area | PG&E
NG-WtrHt-SmlInst-Gas-150kBtuh-lt2G-0p82EF-40g | DEER2015 | WaterHeater-Calculator-v1.1 | 2015-03-19 14:45 | PGE | Htl | Ex | Any | CZ12 | Each | 1.83 | 78900 |  | 0 | 0 | 632 | 0 | 0 | 632 | 0 | 0 | 571 | 0 | 0 | 571 |  |  | 2 | Lodging - Hotel | Existing | Sacramento Area | PG&E
NG-WtrHt-SmlInst-Gas-150kBtuh-lt2G-0p82EF-40g | DEER2015 | WaterHeater-Calculator-v1.1 | 2015-03-19 14:45 | PGE | Htl | Ex | Any | CZ13 | Each | 1.83 | 78900 |  | 0 | 0 | 609 | 0 | 0 | 609 | 0 | 0 | 548 | 0 | 0 | 548 |  |  | 2 | Lodging - Hotel | Existing | Fresno Area | PG&E
NG-WtrHt-SmlInst-Gas-150kBtuh-lt2G-0p82EF-40g | DEER2015 | WaterHeater-Calculator-v1.1 | 2015-03-19 14:45 | PGE | Htl | Ex | Any | CZ16 | Each | 1.83 | 78900 |  | 0 | 0 | 912 | 0 | 0 | 912 | 0 | 0 | 823 | 0 | 0 | 823 |  |  | 2 | Lodging - Hotel | Existing | Blue Canyon (Mount Shasta for pre-2014) | PG&E
NG-WtrHt-SmlInst-Gas-150kBtuh-lt2G-0p82EF-40g | DEER2015 | WaterHeater-Calculator-v1.1 | 2015-03-19 14:45 | PGE | Htl | Ex | Any | IOU | Each | 1.83 | 78900 |  | 0 | 0 | 655 | 0 | 0 | 655 | 0 | 0 | 591 | 0 | 0 | 591 |  |  | 2 | Lodging - Hotel | Existing | IOU Territory | PG&E
NG-WtrHt-SmlInst-Gas-150kBtuh-lt2G-0p82EF-40g | DEER2015 | WaterHeater-Calculator-v1.1 | 2015-03-19 14:45 | PGE | MBT | Ex | Any | CZ01 | Each | 1.66 | 200000 |  | 0 | 0 | 540 | 0 | 0 | 540 | 0 | 0 | 469 | 0 | 0 | 469 |  |  | 2 | Manufacturing Biotech | Existing | Arcata Area | PG&E
NG-WtrHt-SmlInst-Gas-150kBtuh-lt2G-0p82EF-40g | DEER2015 | WaterHeater-Calculator-v1.1 | 2015-03-19 14:45 | PGE | MBT | Ex | Any | CZ02 | Each | 1.66 | 200000 |  | 0 | 0 | 391 | 0 | 0 | 391 | 0 | 0 | 332 | 0 | 0 | 332 |  |  | 2 | Manufacturing Biotech | Existing | Santa Rosa Area | PG&E
NG-WtrHt-SmlInst-Gas-150kBtuh-lt2G-0p82EF-40g | DEER2015 | WaterHeater-Calculator-v1.1 | 2015-03-19 14:45 | PGE | MBT | Ex | Any | CZ03 | Each | 1.66 | 200000 |  | 0 | 0 | 383 | 0 | 0 | 383 | 0 | 0 | 324 | 0 | 0 | 324 |  |  | 2 | Manufacturing Biotech | Existing | Oakland Area | PG&E
NG-WtrHt-SmlInst-Gas-150kBtuh-lt2G-0p82EF-40g | DEER2015 | WaterHeater-Calculator-v1.1 | 2015-03-19 14:45 | PGE | MBT | Ex | Any | CZ04 | Each | 1.66 | 200000 |  | 0 | 0 | 361 | 0 | 0 | 361 | 0 | 0 | 305 | 0 | 0 | 305 |  |  | 2 | Manufacturing Biotech | Existing | San Jose-Reid (Sunnyvale for pre-2014) | PG&E
NG-WtrHt-SmlInst-Gas-150kBtuh-lt2G-0p82EF-40g | DEER2015 | WaterHeater-Calculator-v1.1 | 2015-03-19 14:45 | PGE | MBT | Ex | Any | CZ05 | Each | 1.66 | 200000 |  | 0 | 0 | 399 | 0 | 0 | 399 | 0 | 0 | 339 | 0 | 0 | 339 |  |  | 2 | Manufacturing Biotech | Existing | Santa Maria Area | PG&E
NG-WtrHt-SmlInst-Gas-150kBtuh-lt2G-0p82EF-40g | DEER2015 | WaterHeater-Calculator-v1.1 | 2015-03-19 14:45 | PGE | MBT | Ex | Any | CZ11 | Each | 1.66 | 200000 |  | 0 | 0 | 355 | 0 | 0 | 355 | 0 | 0 | 301 | 0 | 0 | 301 |  |  | 2 | Manufacturing Biotech | Existing | Red Bluff Area | PG&E
NG-WtrHt-SmlInst-Gas-150kBtuh-lt2G-0p82EF-40g | DEER2015 | WaterHeater-Calculator-v1.1 | 2015-03-19 14:45 | PGE | MBT | Ex | Any | CZ12 | Each | 1.66 | 200000 |  | 0 | 0 | 360 | 0 | 0 | 360 | 0 | 0 | 305 | 0 | 0 | 305 |  |  | 2 | Manufacturing Biotech | Existing | Sacramento Area | PG&E
NG-WtrHt-SmlInst-Gas-150kBtuh-lt2G-0p82EF-40g | DEER2015 | WaterHeater-Calculator-v1.1 | 2015-03-19 14:45 | PGE | MBT | Ex | Any | CZ13 | Each | 1.66 | 200000 |  | 0 | 0 | 343 | 0 | 0 | 343 | 0 | 0 | 290 | 0 | 0 | 290 |  |  | 2 | Manufacturing Biotech | Existing | Fresno Area | PG&E
NG-WtrHt-SmlInst-Gas-150kBtuh-lt2G-0p82EF-40g | DEER2015 | WaterHeater-Calculator-v1.1 | 2015-03-19 14:45 | PGE | MBT | Ex | Any | CZ16 | Each | 1.66 | 200000 |  | 0 | 0 | 584 | 0 | 0 | 584 | 0 | 0 | 518 | 0 | 0 | 518 |  |  | 2 | Manufacturing Biotech | Existing | Blue Canyon (Mount Shasta for pre-2014) | PG&E
NG-WtrHt-SmlInst-Gas-150kBtuh-lt2G-0p82EF-40g | DEER2015 | WaterHeater-Calculator-v1.1 | 2015-03-19 14:45 | PGE | MBT | Ex | Any | IOU | Each | 1.66 | 200000 |  | 0 | 0 | 372 | 0 | 0 | 372 | 0 | 0 | 316 | 0 | 0 | 316 |  |  | 2 | Manufacturing Biotech | Existing | IOU Territory | PG&E
NG-WtrHt-SmlInst-Gas-150kBtuh-lt2G-0p82EF-40g | DEER2015 | WaterHeater-Calculator-v1.1 | 2015-03-19 14:45 | PGE | MLI | Ex | Any | CZ01 | Each | 0.991 | 100000 |  | 0 | 0 | 557 | 0 | 0 | 557 | 0 | 0 | 482 | 0 | 0 | 482 |  |  | 2 | Manufacturing Light Industrial | Existing | Arcata Area | PG&E
NG-WtrHt-SmlInst-Gas-150kBtuh-lt2G-0p82EF-40g | DEER2015 | WaterHeater-Calculator-v1.1 | 2015-03-19 14:45 | PGE | MLI | Ex | Any | CZ02 | Each | 0.991 | 100000 |  | 0 | 0 | 400 | 0 | 0 | 400 | 0 | 0 | 338 | 0 | 0 | 338 |  |  | 2 | Manufacturing Light Industrial | Existing | Santa Rosa Area | PG&E
NG-WtrHt-SmlInst-Gas-150kBtuh-lt2G-0p82EF-40g | DEER2015 | WaterHeater-Calculator-v1.1 | 2015-03-19 14:45 | PGE | MLI | Ex | Any | CZ03 | Each | 0.991 | 100000 |  | 0 | 0 | 395 | 0 | 0 | 395 | 0 | 0 | 333 | 0 | 0 | 333 |  |  | 2 | Manufacturing Light Industrial | Existing | Oakland Area | PG&E
NG-WtrHt-SmlInst-Gas-150kBtuh-lt2G-0p82EF-40g | DEER2015 | WaterHeater-Calculator-v1.1 | 2015-03-19 14:45 | PGE | MLI | Ex | Any | CZ04 | Each | 0.991 | 100000 |  | 0 | 0 | 368 | 0 | 0 | 368 | 0 | 0 | 311 | 0 | 0 | 311 |  |  | 2 | Manufacturing Light Industrial | Existing | San Jose-Reid (Sunnyvale for pre-2014) | PG&E
NG-WtrHt-SmlInst-Gas-150kBtuh-lt2G-0p82EF-40g | DEER2015 | WaterHeater-Calculator-v1.1 | 2015-03-19 14:45 | PGE | MLI | Ex | Any | CZ05 | Each | 0.991 | 100000 |  | 0 | 0 | 414 | 0 | 0 | 414 | 0 | 0 | 349 | 0 | 0 | 349 |  |  | 2 | Manufacturing Light Industrial | Existing | Santa Maria Area | PG&E
NG-WtrHt-SmlInst-Gas-150kBtuh-lt2G-0p82EF-40g | DEER2015 | WaterHeater-Calculator-v1.1 | 2015-03-19 14:45 | PGE | MLI | Ex | Any | CZ11 | Each | 0.991 | 100000 |  | 0 | 0 | 361 | 0 | 0 | 361 | 0 | 0 | 305 | 0 | 0 | 305 |  |  | 2 | Manufacturing Light Industrial | Existing | Red Bluff Area | PG&E
NG-WtrHt-SmlInst-Gas-150kBtuh-lt2G-0p82EF-40g | DEER2015 | WaterHeater-Calculator-v1.1 | 2015-03-19 14:45 | PGE | MLI | Ex | Any | CZ12 | Each | 0.991 | 100000 |  | 0 | 0 | 365 | 0 | 0 | 365 | 0 | 0 | 309 | 0 | 0 | 309 |  |  | 2 | Manufacturing Light Industrial | Existing | Sacramento Area | PG&E
NG-WtrHt-SmlInst-Gas-150kBtuh-lt2G-0p82EF-40g | DEER2015 | WaterHeater-Calculator-v1.1 | 2015-03-19 14:45 | PGE | MLI | Ex | Any | CZ13 | Each | 0.991 | 100000 |  | 0 | 0 | 348 | 0 | 0 | 348 | 0 | 0 | 293 | 0 | 0 | 293 |  |  | 2 | Manufacturing Light Industrial | Existing | Fresno Area | PG&E
NG-WtrHt-SmlInst-Gas-150kBtuh-lt2G-0p82EF-40g | DEER2015 | WaterHeater-Calculator-v1.1 | 2015-03-19 14:45 | PGE | MLI | Ex | Any | CZ16 | Each | 0.991 | 100000 |  | 0 | 0 | 593 | 0 | 0 | 593 | 0 | 0 | 525 | 0 | 0 | 525 |  |  | 2 | Manufacturing Light Industrial | Existing | Blue Canyon (Mount Shasta for pre-2014) | PG&E
NG-WtrHt-SmlInst-Gas-150kBtuh-lt2G-0p82EF-40g | DEER2015 | WaterHeater-Calculator-v1.1 | 2015-03-19 14:45 | PGE | MLI | Ex | Any | IOU | Each | 0.991 | 100000 |  | 0 | 0 | 381 | 0 | 0 | 381 | 0 | 0 | 322 | 0 | 0 | 322 |  |  | 2 | Manufacturing Light Industrial | Existing | IOU Territory | PG&E
NG-WtrHt-SmlInst-Gas-150kBtuh-lt2G-0p82EF-40g | DEER2015 | WaterHeater-Calculator-v1.1 | 2015-03-19 14:45 | PGE | Mtl | Ex | Any | CZ01 | Each | 0.519 | 60000 |  | 0 | 0 | 495 | 0 | 0 | 495 | 0 | 0 | 433 | 0 | 0 | 433 |  |  | 2 | Lodging - Motel | Existing | Arcata Area | PG&E
NG-WtrHt-SmlInst-Gas-150kBtuh-lt2G-0p82EF-40g | DEER2015 | WaterHeater-Calculator-v1.1 | 2015-03-19 14:45 | PGE | Mtl | Ex | Any | CZ02 | Each | 0.519 | 60000 |  | 0 | 0 | 422 | 0 | 0 | 422 | 0 | 0 | 364 | 0 | 0 | 364 |  |  | 2 | Lodging - Motel | Existing | Santa Rosa Area | PG&E
NG-WtrHt-SmlInst-Gas-150kBtuh-lt2G-0p82EF-40g | DEER2015 | WaterHeater-Calculator-v1.1 | 2015-03-19 14:45 | PGE | Mtl | Ex | Any | CZ03 | Each | 0.519 | 60000 |  | 0 | 0 | 418 | 0 | 0 | 418 | 0 | 0 | 359 | 0 | 0 | 359 |  |  | 2 | Lodging - Motel | Existing | Oakland Area | PG&E
NG-WtrHt-SmlInst-Gas-150kBtuh-lt2G-0p82EF-40g | DEER2015 | WaterHeater-Calculator-v1.1 | 2015-03-19 14:45 | PGE | Mtl | Ex | Any | CZ04 | Each | 0.519 | 60000 |  | 0 | 0 | 401 | 0 | 0 | 401 | 0 | 0 | 345 | 0 | 0 | 345 |  |  | 2 | Lodging - Motel | Existing | San Jose-Reid (Sunnyvale for pre-2014) | PG&E
NG-WtrHt-SmlInst-Gas-150kBtuh-lt2G-0p82EF-40g | DEER2015 | WaterHeater-Calculator-v1.1 | 2015-03-19 14:45 | PGE | Mtl | Ex | Any | CZ05 | Each | 0.519 | 60000 |  | 0 | 0 | 427 | 0 | 0 | 427 | 0 | 0 | 369 | 0 | 0 | 369 |  |  | 2 | Lodging - Motel | Existing | Santa Maria Area | PG&E
NG-WtrHt-SmlInst-Gas-150kBtuh-lt2G-0p82EF-40g | DEER2015 | WaterHeater-Calculator-v1.1 | 2015-03-19 14:45 | PGE | Mtl | Ex | Any | CZ11 | Each | 0.519 | 60000 |  | 0 | 0 | 390 | 0 | 0 | 390 | 0 | 0 | 336 | 0 | 0 | 336 |  |  | 2 | Lodging - Motel | Existing | Red Bluff Area | PG&E
NG-WtrHt-SmlInst-Gas-150kBtuh-lt2G-0p82EF-40g | DEER2015 | WaterHeater-Calculator-v1.1 | 2015-03-19 14:45 | PGE | Mtl | Ex | Any | CZ12 | Each | 0.519 | 60000 |  | 0 | 0 | 397 | 0 | 0 | 397 | 0 | 0 | 343 | 0 | 0 | 343 |  |  | 2 | Lodging - Motel | Existing | Sacramento Area | PG&E
NG-WtrHt-SmlInst-Gas-150kBtuh-lt2G-0p82EF-40g | DEER2015 | WaterHeater-Calculator-v1.1 | 2015-03-19 14:45 | PGE | Mtl | Ex | Any | CZ13 | Each | 0.519 | 60000 |  | 0 | 0 | 382 | 0 | 0 | 382 | 0 | 0 | 328 | 0 | 0 | 328 |  |  | 2 | Lodging - Motel | Existing | Fresno Area | PG&E
NG-WtrHt-SmlInst-Gas-150kBtuh-lt2G-0p82EF-40g | DEER2015 | WaterHeater-Calculator-v1.1 | 2015-03-19 14:45 | PGE | Mtl | Ex | Any | CZ16 | Each | 0.519 | 60000 |  | 0 | 0 | 494 | 0 | 0 | 494 | 0 | 0 | 435 | 0 | 0 | 435 |  |  | 2 | Lodging - Motel | Existing | Blue Canyon (Mount Shasta for pre-2014) | PG&E
NG-WtrHt-SmlInst-Gas-150kBtuh-lt2G-0p82EF-40g | DEER2015 | WaterHeater-Calculator-v1.1 | 2015-03-19 14:45 | PGE | Mtl | Ex | Any | IOU | Each | 0.519 | 60000 |  | 0 | 0 | 412 | 0 | 0 | 412 | 0 | 0 | 355 | 0 | 0 | 355 |  |  | 2 | Lodging - Motel | Existing | IOU Territory | PG&E
NG-WtrHt-SmlInst-Gas-150kBtuh-lt2G-0p82EF-40g | DEER2015 | WaterHeater-Calculator-v1.1 | 2015-03-19 14:45 | PGE | Nrs | Ex | Any | CZ01 | Each | 3.27 | 120000 |  | 0 | 0 | 670 | 0 | 0 | 670 | 0 | 0 | 599 | 0 | 0 | 599 |  |  | 2 | Health/Medical - Nursing Home | Existing | Arcata Area | PG&E
NG-WtrHt-SmlInst-Gas-150kBtuh-lt2G-0p82EF-40g | DEER2015 | WaterHeater-Calculator-v1.1 | 2015-03-19 14:45 | PGE | Nrs | Ex | Any | CZ02 | Each | 3.27 | 120000 |  | 0 | 0 | 590 | 0 | 0 | 590 | 0 | 0 | 528 | 0 | 0 | 528 |  |  | 2 | Health/Medical - Nursing Home | Existing | Santa Rosa Area | PG&E
NG-WtrHt-SmlInst-Gas-150kBtuh-lt2G-0p82EF-40g | DEER2015 | WaterHeater-Calculator-v1.1 | 2015-03-19 14:45 | PGE | Nrs | Ex | Any | CZ03 | Each | 3.27 | 120000 |  | 0 | 0 | 590 | 0 | 0 | 590 | 0 | 0 | 528 | 0 | 0 | 528 |  |  | 2 | Health/Medical - Nursing Home | Existing | Oakland Area | PG&E
NG-WtrHt-SmlInst-Gas-150kBtuh-lt2G-0p82EF-40g | DEER2015 | WaterHeater-Calculator-v1.1 | 2015-03-19 14:45 | PGE | Nrs | Ex | Any | CZ04 | Each | 3.27 | 120000 |  | 0 | 0 | 572 | 0 | 0 | 572 | 0 | 0 | 512 | 0 | 0 | 512 |  |  | 2 | Health/Medical - Nursing Home | Existing | San Jose-Reid (Sunnyvale for pre-2014) | PG&E
NG-WtrHt-SmlInst-Gas-150kBtuh-lt2G-0p82EF-40g | DEER2015 | WaterHeater-Calculator-v1.1 | 2015-03-19 14:45 | PGE | Nrs | Ex | Any | CZ05 | Each | 3.27 | 120000 |  | 0 | 0 | 599 | 0 | 0 | 599 | 0 | 0 | 537 | 0 | 0 | 537 |  |  | 2 | Health/Medical - Nursing Home | Existing | Santa Maria Area | PG&E
NG-WtrHt-SmlInst-Gas-150kBtuh-lt2G-0p82EF-40g | DEER2015 | WaterHeater-Calculator-v1.1 | 2015-03-19 14:45 | PGE | Nrs | Ex | Any | CZ11 | Each | 3.27 | 120000 |  | 0 | 0 | 550 | 0 | 0 | 550 | 0 | 0 | 492 | 0 | 0 | 492 |  |  | 2 | Health/Medical - Nursing Home | Existing | Red Bluff Area | PG&E
NG-WtrHt-SmlInst-Gas-150kBtuh-lt2G-0p82EF-40g | DEER2015 | WaterHeater-Calculator-v1.1 | 2015-03-19 14:45 | PGE | Nrs | Ex | Any | CZ12 | Each | 3.27 | 120000 |  | 0 | 0 | 564 | 0 | 0 | 564 | 0 | 0 | 505 | 0 | 0 | 505 |  |  | 2 | Health/Medical - Nursing Home | Existing | Sacramento Area | PG&E
NG-WtrHt-SmlInst-Gas-150kBtuh-lt2G-0p82EF-40g | DEER2015 | WaterHeater-Calculator-v1.1 | 2015-03-19 14:45 | PGE | Nrs | Ex | Any | CZ13 | Each | 3.27 | 120000 |  | 0 | 0 | 543 | 0 | 0 | 543 | 0 | 0 | 485 | 0 | 0 | 485 |  |  | 2 | Health/Medical - Nursing Home | Existing | Fresno Area | PG&E
NG-WtrHt-SmlInst-Gas-150kBtuh-lt2G-0p82EF-40g | DEER2015 | WaterHeater-Calculator-v1.1 | 2015-03-19 14:45 | PGE | Nrs | Ex | Any | CZ16 | Each | 3.27 | 120000 |  | 0 | 0 | 730 | 0 | 0 | 730 | 0 | 0 | 657 | 0 | 0 | 657 |  |  | 2 | Health/Medical - Nursing Home | Existing | Blue Canyon (Mount Shasta for pre-2014) | PG&E
NG-WtrHt-SmlInst-Gas-150kBtuh-lt2G-0p82EF-40g | DEER2015 | WaterHeater-Calculator-v1.1 | 2015-03-19 14:45 | PGE | Nrs | Ex | Any | IOU | Each | 3.27 | 120000 |  | 0 | 0 | 573 | 0 | 0 | 573 | 0 | 0 | 513 | 0 | 0 | 513 |  |  | 2 | Health/Medical - Nursing Home | Existing | IOU Territory | PG&E
NG-WtrHt-SmlInst-Gas-150kBtuh-lt2G-0p82EF-40g | DEER2015 | WaterHeater-Calculator-v1.1 | 2015-03-19 14:45 | PGE | OfL | Ex | Any | CZ01 | Each | 1.26 | 175000 |  | 0 | 0 | 552 | 0 | 0 | 552 | 0 | 0 | 484 | 0 | 0 | 484 |  |  | 2 | Office - Large | Existing | Arcata Area | PG&E
NG-WtrHt-SmlInst-Gas-150kBtuh-lt2G-0p82EF-40g | DEER2015 | WaterHeater-Calculator-v1.1 | 2015-03-19 14:45 | PGE | OfL | Ex | Any | CZ02 | Each | 1.26 | 175000 |  | 0 | 0 | 394 | 0 | 0 | 394 | 0 | 0 | 336 | 0 | 0 | 336 |  |  | 2 | Office - Large | Existing | Santa Rosa Area | PG&E
NG-WtrHt-SmlInst-Gas-150kBtuh-lt2G-0p82EF-40g | DEER2015 | WaterHeater-Calculator-v1.1 | 2015-03-19 14:45 | PGE | OfL | Ex | Any | CZ03 | Each | 1.26 | 175000 |  | 0 | 0 | 386 | 0 | 0 | 386 | 0 | 0 | 327 | 0 | 0 | 327 |  |  | 2 | Office - Large | Existing | Oakland Area | PG&E
NG-WtrHt-SmlInst-Gas-150kBtuh-lt2G-0p82EF-40g | DEER2015 | WaterHeater-Calculator-v1.1 | 2015-03-19 14:45 | PGE | OfL | Ex | Any | CZ04 | Each | 1.26 | 175000 |  | 0 | 0 | 360 | 0 | 0 | 360 | 0 | 0 | 305 | 0 | 0 | 305 |  |  | 2 | Office - Large | Existing | San Jose-Reid (Sunnyvale for pre-2014) | PG&E
NG-WtrHt-SmlInst-Gas-150kBtuh-lt2G-0p82EF-40g | DEER2015 | WaterHeater-Calculator-v1.1 | 2015-03-19 14:45 | PGE | OfL | Ex | Any | CZ05 | Each | 1.26 | 175000 |  | 0 | 0 | 405 | 0 | 0 | 405 | 0 | 0 | 346 | 0 | 0 | 346 |  |  | 2 | Office - Large | Existing | Santa Maria Area | PG&E
NG-WtrHt-SmlInst-Gas-150kBtuh-lt2G-0p82EF-40g | DEER2015 | WaterHeater-Calculator-v1.1 | 2015-03-19 14:45 | PGE | OfL | Ex | Any | CZ11 | Each | 1.26 | 175000 |  | 0 | 0 | 356 | 0 | 0 | 356 | 0 | 0 | 303 | 0 | 0 | 303 |  |  | 2 | Office - Large | Existing | Red Bluff Area | PG&E
NG-WtrHt-SmlInst-Gas-150kBtuh-lt2G-0p82EF-40g | DEER2015 | WaterHeater-Calculator-v1.1 | 2015-03-19 14:45 | PGE | OfL | Ex | Any | CZ12 | Each | 1.26 | 175000 |  | 0 | 0 | 359 | 0 | 0 | 359 | 0 | 0 | 306 | 0 | 0 | 306 |  |  | 2 | Office - Large | Existing | Sacramento Area | PG&E
NG-WtrHt-SmlInst-Gas-150kBtuh-lt2G-0p82EF-40g | DEER2015 | WaterHeater-Calculator-v1.1 | 2015-03-19 14:45 | PGE | OfL | Ex | Any | CZ13 | Each | 1.26 | 175000 |  | 0 | 0 | 343 | 0 | 0 | 343 | 0 | 0 | 289 | 0 | 0 | 289 |  |  | 2 | Office - Large | Existing | Fresno Area | PG&E
NG-WtrHt-SmlInst-Gas-150kBtuh-lt2G-0p82EF-40g | DEER2015 | WaterHeater-Calculator-v1.1 | 2015-03-19 14:45 | PGE | OfL | Ex | Any | CZ16 | Each | 1.26 | 175000 |  | 0 | 0 | 571 | 0 | 0 | 571 | 0 | 0 | 508 | 0 | 0 | 508 |  |  | 2 | Office - Large | Existing | Blue Canyon (Mount Shasta for pre-2014) | PG&E
NG-WtrHt-SmlInst-Gas-150kBtuh-lt2G-0p82EF-40g | DEER2015 | WaterHeater-Calculator-v1.1 | 2015-03-19 14:45 | PGE | OfL | Ex | Any | IOU | Each | 1.26 | 175000 |  | 0 | 0 | 375 | 0 | 0 | 375 | 0 | 0 | 318 | 0 | 0 | 318 |  |  | 2 | Office - Large | Existing | IOU Territory | PG&E
NG-WtrHt-SmlInst-Gas-150kBtuh-lt2G-0p82EF-40g | DEER2015 | WaterHeater-Calculator-v1.1 | 2015-03-19 14:45 | PGE | OfS | Ex | Any | CZ01 | Each | 0.072 | 10000 |  | 0 | 0 | 535 | 0 | 0 | 535 | 0 | 0 | 467 | 0 | 0 | 467 |  |  | 2 | Office - Small | Existing | Arcata Area | PG&E
NG-WtrHt-SmlInst-Gas-150kBtuh-lt2G-0p82EF-40g | DEER2015 | WaterHeater-Calculator-v1.1 | 2015-03-19 14:45 | PGE | OfS | Ex | Any | CZ02 | Each | 0.072 | 10000 |  | 0 | 0 | 378 | 0 | 0 | 378 | 0 | 0 | 321 | 0 | 0 | 321 |  |  | 2 | Office - Small | Existing | Santa Rosa Area | PG&E
NG-WtrHt-SmlInst-Gas-150kBtuh-lt2G-0p82EF-40g | DEER2015 | WaterHeater-Calculator-v1.1 | 2015-03-19 14:45 | PGE | OfS | Ex | Any | CZ03 | Each | 0.072 | 10000 |  | 0 | 0 | 369 | 0 | 0 | 369 | 0 | 0 | 311 | 0 | 0 | 311 |  |  | 2 | Office - Small | Existing | Oakland Area | PG&E
NG-WtrHt-SmlInst-Gas-150kBtuh-lt2G-0p82EF-40g | DEER2015 | WaterHeater-Calculator-v1.1 | 2015-03-19 14:45 | PGE | OfS | Ex | Any | CZ04 | Each | 0.072 | 10000 |  | 0 | 0 | 344 | 0 | 0 | 344 | 0 | 0 | 289 | 0 | 0 | 289 |  |  | 2 | Office - Small | Existing | San Jose-Reid (Sunnyvale for pre-2014) | PG&E
NG-WtrHt-SmlInst-Gas-150kBtuh-lt2G-0p82EF-40g | DEER2015 | WaterHeater-Calculator-v1.1 | 2015-03-19 14:45 | PGE | OfS | Ex | Any | CZ05 | Each | 0.072 | 10000 |  | 0 | 0 | 390 | 0 | 0 | 390 | 0 | 0 | 330 | 0 | 0 | 330 |  |  | 2 | Office - Small | Existing | Santa Maria Area | PG&E
NG-WtrHt-SmlInst-Gas-150kBtuh-lt2G-0p82EF-40g | DEER2015 | WaterHeater-Calculator-v1.1 | 2015-03-19 14:45 | PGE | OfS | Ex | Any | CZ11 | Each | 0.072 | 10000 |  | 0 | 0 | 342 | 0 | 0 | 342 | 0 | 0 | 289 | 0 | 0 | 289 |  |  | 2 | Office - Small | Existing | Red Bluff Area | PG&E
NG-WtrHt-SmlInst-Gas-150kBtuh-lt2G-0p82EF-40g | DEER2015 | WaterHeater-Calculator-v1.1 | 2015-03-19 14:45 | PGE | OfS | Ex | Any | CZ12 | Each | 0.072 | 10000 |  | 0 | 0 | 345 | 0 | 0 | 345 | 0 | 0 | 291 | 0 | 0 | 291 |  |  | 2 | Office - Small | Existing | Sacramento Area | PG&E
NG-WtrHt-SmlInst-Gas-150kBtuh-lt2G-0p82EF-40g | DEER2015 | WaterHeater-Calculator-v1.1 | 2015-03-19 14:45 | PGE | OfS | Ex | Any | CZ13 | Each | 0.072 | 10000 |  | 0 | 0 | 329 | 0 | 0 | 329 | 0 | 0 | 275 | 0 | 0 | 275 |  |  | 2 | Office - Small | Existing | Fresno Area | PG&E
NG-WtrHt-SmlInst-Gas-150kBtuh-lt2G-0p82EF-40g | DEER2015 | WaterHeater-Calculator-v1.1 | 2015-03-19 14:45 | PGE | OfS | Ex | Any | CZ16 | Each | 0.072 | 10000 |  | 0 | 0 | 555 | 0 | 0 | 555 | 0 | 0 | 492 | 0 | 0 | 492 |  |  | 2 | Office - Small | Existing | Blue Canyon (Mount Shasta for pre-2014) | PG&E
NG-WtrHt-SmlInst-Gas-150kBtuh-lt2G-0p82EF-40g | DEER2015 | WaterHeater-Calculator-v1.1 | 2015-03-19 14:45 | PGE | OfS | Ex | Any | IOU | Each | 0.072 | 10000 |  | 0 | 0 | 354 | 0 | 0 | 354 | 0 | 0 | 298 | 0 | 0 | 298 |  |  | 2 | Office - Small | Existing | IOU Territory | PG&E
NG-WtrHt-SmlInst-Gas-150kBtuh-lt2G-0p82EF-40g | DEER2015 | WaterHeater-Calculator-v1.1 | 2015-03-19 14:45 | PGE | RFF | Ex | Any | CZ01 | Each | 0.441 | 4000 |  | 0 | 0 | 383 | 0 | 0 | 383 | 0 | 0 | 323 | 0 | 0 | 323 |  |  | 2 | Restaurant - Fast-Food | Existing | Arcata Area | PG&E
NG-WtrHt-SmlInst-Gas-150kBtuh-lt2G-0p82EF-40g | DEER2015 | WaterHeater-Calculator-v1.1 | 2015-03-19 14:45 | PGE | RFF | Ex | Any | CZ02 | Each | 0.441 | 4000 |  | 0 | 0 | 345 | 0 | 0 | 345 | 0 | 0 | 290 | 0 | 0 | 290 |  |  | 2 | Restaurant - Fast-Food | Existing | Santa Rosa Area | PG&E
NG-WtrHt-SmlInst-Gas-150kBtuh-lt2G-0p82EF-40g | DEER2015 | WaterHeater-Calculator-v1.1 | 2015-03-19 14:45 | PGE | RFF | Ex | Any | CZ03 | Each | 0.441 | 4000 |  | 0 | 0 | 350 | 0 | 0 | 350 | 0 | 0 | 293 | 0 | 0 | 293 |  |  | 2 | Restaurant - Fast-Food | Existing | Oakland Area | PG&E
NG-WtrHt-SmlInst-Gas-150kBtuh-lt2G-0p82EF-40g | DEER2015 | WaterHeater-Calculator-v1.1 | 2015-03-19 14:45 | PGE | RFF | Ex | Any | CZ04 | Each | 0.441 | 4000 |  | 0 | 0 | 335 | 0 | 0 | 335 | 0 | 0 | 281 | 0 | 0 | 281 |  |  | 2 | Restaurant - Fast-Food | Existing | San Jose-Reid (Sunnyvale for pre-2014) | PG&E
NG-WtrHt-SmlInst-Gas-150kBtuh-lt2G-0p82EF-40g | DEER2015 | WaterHeater-Calculator-v1.1 | 2015-03-19 14:45 | PGE | RFF | Ex | Any | CZ05 | Each | 0.441 | 4000 |  | 0 | 0 | 355 | 0 | 0 | 355 | 0 | 0 | 298 | 0 | 0 | 298 |  |  | 2 | Restaurant - Fast-Food | Existing | Santa Maria Area | PG&E
NG-WtrHt-SmlInst-Gas-150kBtuh-lt2G-0p82EF-40g | DEER2015 | WaterHeater-Calculator-v1.1 | 2015-03-19 14:45 | PGE | RFF | Ex | Any | CZ11 | Each | 0.441 | 4000 |  | 0 | 0 | 324 | 0 | 0 | 324 | 0 | 0 | 270 | 0 | 0 | 270 |  |  | 2 | Restaurant - Fast-Food | Existing | Red Bluff Area | PG&E
NG-WtrHt-SmlInst-Gas-150kBtuh-lt2G-0p82EF-40g | DEER2015 | WaterHeater-Calculator-v1.1 | 2015-03-19 14:45 | PGE | RFF | Ex | Any | CZ12 | Each | 0.441 | 4000 |  | 0 | 0 | 330 | 0 | 0 | 330 | 0 | 0 | 277 | 0 | 0 | 277 |  |  | 2 | Restaurant - Fast-Food | Existing | Sacramento Area | PG&E
NG-WtrHt-SmlInst-Gas-150kBtuh-lt2G-0p82EF-40g | DEER2015 | WaterHeater-Calculator-v1.1 | 2015-03-19 14:45 | PGE | RFF | Ex | Any | CZ13 | Each | 0.441 | 4000 |  | 0 | 0 | 319 | 0 | 0 | 319 | 0 | 0 | 266 | 0 | 0 | 266 |  |  | 2 | Restaurant - Fast-Food | Existing | Fresno Area | PG&E
NG-WtrHt-SmlInst-Gas-150kBtuh-lt2G-0p82EF-40g | DEER2015 | WaterHeater-Calculator-v1.1 | 2015-03-19 14:45 | PGE | RFF | Ex | Any | CZ16 | Each | 0.441 | 4000 |  | 0 | 0 | 374 | 0 | 0 | 374 | 0 | 0 | 317 | 0 | 0 | 317 |  |  | 2 | Restaurant - Fast-Food | Existing | Blue Canyon (Mount Shasta for pre-2014) | PG&E
NG-WtrHt-SmlInst-Gas-150kBtuh-lt2G-0p82EF-40g | DEER2015 | WaterHeater-Calculator-v1.1 | 2015-03-19 14:45 | PGE | RFF | Ex | Any | IOU | Each | 0.441 | 4000 |  | 0 | 0 | 338 | 0 | 0 | 338 | 0 | 0 | 283 | 0 | 0 | 283 |  |  | 2 | Restaurant - Fast-Food | Existing | IOU Territory | PG&E
NG-WtrHt-SmlInst-Gas-150kBtuh-lt2G-0p82EF-40g | DEER2015 | WaterHeater-Calculator-v1.1 | 2015-03-19 14:45 | PGE | RSD | Ex | Any | CZ01 | Each | 0.758 | 2000 |  | 0 | 0 | 393 | 0 | 0 | 393 | 0 | 0 | 331 | 0 | 0 | 331 |  |  | 2 | Restaurant - Sit-Down | Existing | Arcata Area | PG&E
NG-WtrHt-SmlInst-Gas-150kBtuh-lt2G-0p82EF-40g | DEER2015 | WaterHeater-Calculator-v1.1 | 2015-03-19 14:45 | PGE | RSD | Ex | Any | CZ02 | Each | 0.758 | 2000 |  | 0 | 0 | 355 | 0 | 0 | 355 | 0 | 0 | 299 | 0 | 0 | 299 |  |  | 2 | Restaurant - Sit-Down | Existing | Santa Rosa Area | PG&E
NG-WtrHt-SmlInst-Gas-150kBtuh-lt2G-0p82EF-40g | DEER2015 | WaterHeater-Calculator-v1.1 | 2015-03-19 14:45 | PGE | RSD | Ex | Any | CZ03 | Each | 0.758 | 2000 |  | 0 | 0 | 360 | 0 | 0 | 360 | 0 | 0 | 303 | 0 | 0 | 303 |  |  | 2 | Restaurant - Sit-Down | Existing | Oakland Area | PG&E
NG-WtrHt-SmlInst-Gas-150kBtuh-lt2G-0p82EF-40g | DEER2015 | WaterHeater-Calculator-v1.1 | 2015-03-19 14:45 | PGE | RSD | Ex | Any | CZ04 | Each | 0.758 | 2000 |  | 0 | 0 | 346 | 0 | 0 | 346 | 0 | 0 | 291 | 0 | 0 | 291 |  |  | 2 | Restaurant - Sit-Down | Existing | San Jose-Reid (Sunnyvale for pre-2014) | PG&E
NG-WtrHt-SmlInst-Gas-150kBtuh-lt2G-0p82EF-40g | DEER2015 | WaterHeater-Calculator-v1.1 | 2015-03-19 14:45 | PGE | RSD | Ex | Any | CZ05 | Each | 0.758 | 2000 |  | 0 | 0 | 365 | 0 | 0 | 365 | 0 | 0 | 307 | 0 | 0 | 307 |  |  | 2 | Restaurant - Sit-Down | Existing | Santa Maria Area | PG&E
NG-WtrHt-SmlInst-Gas-150kBtuh-lt2G-0p82EF-40g | DEER2015 | WaterHeater-Calculator-v1.1 | 2015-03-19 14:45 | PGE | RSD | Ex | Any | CZ11 | Each | 0.758 | 2000 |  | 0 | 0 | 333 | 0 | 0 | 333 | 0 | 0 | 280 | 0 | 0 | 280 |  |  | 2 | Restaurant - Sit-Down | Existing | Red Bluff Area | PG&E
NG-WtrHt-SmlInst-Gas-150kBtuh-lt2G-0p82EF-40g | DEER2015 | WaterHeater-Calculator-v1.1 | 2015-03-19 14:45 | PGE | RSD | Ex | Any | CZ12 | Each | 0.758 | 2000 |  | 0 | 0 | 341 | 0 | 0 | 341 | 0 | 0 | 287 | 0 | 0 | 287 |  |  | 2 | Restaurant - Sit-Down | Existing | Sacramento Area | PG&E
NG-WtrHt-SmlInst-Gas-150kBtuh-lt2G-0p82EF-40g | DEER2015 | WaterHeater-Calculator-v1.1 | 2015-03-19 14:45 | PGE | RSD | Ex | Any | CZ13 | Each | 0.758 | 2000 |  | 0 | 0 | 329 | 0 | 0 | 329 | 0 | 0 | 276 | 0 | 0 | 276 |  |  | 2 | Restaurant - Sit-Down | Existing | Fresno Area | PG&E
NG-WtrHt-SmlInst-Gas-150kBtuh-lt2G-0p82EF-40g | DEER2015 | WaterHeater-Calculator-v1.1 | 2015-03-19 14:45 | PGE | RSD | Ex | Any | CZ16 | Each | 0.758 | 2000 |  | 0 | 0 | 393 | 0 | 0 | 393 | 0 | 0 | 334 | 0 | 0 | 334 |  |  | 2 | Restaurant - Sit-Down | Existing | Blue Canyon (Mount Shasta for pre-2014) | PG&E
NG-WtrHt-SmlInst-Gas-150kBtuh-lt2G-0p82EF-40g | DEER2015 | WaterHeater-Calculator-v1.1 | 2015-03-19 14:45 | PGE | RSD | Ex | Any | IOU | Each | 0.758 | 2000 |  | 0 | 0 | 348 | 0 | 0 | 348 | 0 | 0 | 293 | 0 | 0 | 293 |  |  | 2 | Restaurant - Sit-Down | Existing | IOU Territory | PG&E
NG-WtrHt-SmlInst-Gas-150kBtuh-lt2G-0p82EF-40g | DEER2015 | WaterHeater-Calculator-v1.1 | 2015-03-19 14:45 | PGE | Rt3 | Ex | Any | CZ01 | Each | 0.27 | 120000 |  | 0 | 0 | 429 | 0 | 0 | 429 | 0 | 0 | 367 | 0 | 0 | 367 |  |  | 2 | Retail - Multistory Large | Existing | Arcata Area | PG&E
NG-WtrHt-SmlInst-Gas-150kBtuh-lt2G-0p82EF-40g | DEER2015 | WaterHeater-Calculator-v1.1 | 2015-03-19 14:45 | PGE | Rt3 | Ex | Any | CZ02 | Each | 0.27 | 120000 |  | 0 | 0 | 381 | 0 | 0 | 381 | 0 | 0 | 325 | 0 | 0 | 325 |  |  | 2 | Retail - Multistory Large | Existing | Santa Rosa Area | PG&E
NG-WtrHt-SmlInst-Gas-150kBtuh-lt2G-0p82EF-40g | DEER2015 | WaterHeater-Calculator-v1.1 | 2015-03-19 14:45 | PGE | Rt3 | Ex | Any | CZ03 | Each | 0.27 | 120000 |  | 0 | 0 | 385 | 0 | 0 | 385 | 0 | 0 | 328 | 0 | 0 | 328 |  |  | 2 | Retail - Multistory Large | Existing | Oakland Area | PG&E
NG-WtrHt-SmlInst-Gas-150kBtuh-lt2G-0p82EF-40g | DEER2015 | WaterHeater-Calculator-v1.1 | 2015-03-19 14:45 | PGE | Rt3 | Ex | Any | CZ04 | Each | 0.27 | 120000 |  | 0 | 0 | 369 | 0 | 0 | 369 | 0 | 0 | 314 | 0 | 0 | 314 |  |  | 2 | Retail - Multistory Large | Existing | San Jose-Reid (Sunnyvale for pre-2014) | PG&E
NG-WtrHt-SmlInst-Gas-150kBtuh-lt2G-0p82EF-40g | DEER2015 | WaterHeater-Calculator-v1.1 | 2015-03-19 14:45 | PGE | Rt3 | Ex | Any | CZ05 | Each | 0.27 | 120000 |  | 0 | 0 | 392 | 0 | 0 | 392 | 0 | 0 | 334 | 0 | 0 | 334 |  |  | 2 | Retail - Multistory Large | Existing | Santa Maria Area | PG&E
NG-WtrHt-SmlInst-Gas-150kBtuh-lt2G-0p82EF-40g | DEER2015 | WaterHeater-Calculator-v1.1 | 2015-03-19 14:45 | PGE | Rt3 | Ex | Any | CZ11 | Each | 0.27 | 120000 |  | 0 | 0 | 355 | 0 | 0 | 355 | 0 | 0 | 302 | 0 | 0 | 302 |  |  | 2 | Retail - Multistory Large | Existing | Red Bluff Area | PG&E
NG-WtrHt-SmlInst-Gas-150kBtuh-lt2G-0p82EF-40g | DEER2015 | WaterHeater-Calculator-v1.1 | 2015-03-19 14:45 | PGE | Rt3 | Ex | Any | CZ12 | Each | 0.27 | 120000 |  | 0 | 0 | 363 | 0 | 0 | 363 | 0 | 0 | 310 | 0 | 0 | 310 |  |  | 2 | Retail - Multistory Large | Existing | Sacramento Area | PG&E
NG-WtrHt-SmlInst-Gas-150kBtuh-lt2G-0p82EF-40g | DEER2015 | WaterHeater-Calculator-v1.1 | 2015-03-19 14:45 | PGE | Rt3 | Ex | Any | CZ13 | Each | 0.27 | 120000 |  | 0 | 0 | 350 | 0 | 0 | 350 | 0 | 0 | 298 | 0 | 0 | 298 |  |  | 2 | Retail - Multistory Large | Existing | Fresno Area | PG&E
NG-WtrHt-SmlInst-Gas-150kBtuh-lt2G-0p82EF-40g | DEER2015 | WaterHeater-Calculator-v1.1 | 2015-03-19 14:45 | PGE | Rt3 | Ex | Any | CZ16 | Each | 0.27 | 120000 |  | 0 | 0 | 431 | 0 | 0 | 431 | 0 | 0 | 372 | 0 | 0 | 372 |  |  | 2 | Retail - Multistory Large | Existing | Blue Canyon (Mount Shasta for pre-2014) | PG&E
NG-WtrHt-SmlInst-Gas-150kBtuh-lt2G-0p82EF-40g | DEER2015 | WaterHeater-Calculator-v1.1 | 2015-03-19 14:45 | PGE | Rt3 | Ex | Any | IOU | Each | 0.27 | 120000 |  | 0 | 0 | 372 | 0 | 0 | 372 | 0 | 0 | 317 | 0 | 0 | 317 |  |  | 2 | Retail - Multistory Large | Existing | IOU Territory | PG&E
NG-WtrHt-SmlInst-Gas-150kBtuh-lt2G-0p82EF-40g | DEER2015 | WaterHeater-Calculator-v1.1 | 2015-03-19 14:45 | PGE | RtL | Ex | Any | CZ01 | Each | 0.15 | 131000 |  | 0 | 0 | 505 | 0 | 0 | 505 | 0 | 0 | 439 | 0 | 0 | 439 |  |  | 2 | Retail - Single-Story Large | Existing | Arcata Area | PG&E
NG-WtrHt-SmlInst-Gas-150kBtuh-lt2G-0p82EF-40g | DEER2015 | WaterHeater-Calculator-v1.1 | 2015-03-19 14:45 | PGE | RtL | Ex | Any | CZ02 | Each | 0.15 | 131000 |  | 0 | 0 | 424 | 0 | 0 | 424 | 0 | 0 | 365 | 0 | 0 | 365 |  |  | 2 | Retail - Single-Story Large | Existing | Santa Rosa Area | PG&E
NG-WtrHt-SmlInst-Gas-150kBtuh-lt2G-0p82EF-40g | DEER2015 | WaterHeater-Calculator-v1.1 | 2015-03-19 14:45 | PGE | RtL | Ex | Any | CZ03 | Each | 0.15 | 131000 |  | 0 | 0 | 426 | 0 | 0 | 426 | 0 | 0 | 365 | 0 | 0 | 365 |  |  | 2 | Retail - Single-Story Large | Existing | Oakland Area | PG&E
NG-WtrHt-SmlInst-Gas-150kBtuh-lt2G-0p82EF-40g | DEER2015 | WaterHeater-Calculator-v1.1 | 2015-03-19 14:45 | PGE | RtL | Ex | Any | CZ04 | Each | 0.15 | 131000 |  | 0 | 0 | 404 | 0 | 0 | 404 | 0 | 0 | 347 | 0 | 0 | 347 |  |  | 2 | Retail - Single-Story Large | Existing | San Jose-Reid (Sunnyvale for pre-2014) | PG&E
NG-WtrHt-SmlInst-Gas-150kBtuh-lt2G-0p82EF-40g | DEER2015 | WaterHeater-Calculator-v1.1 | 2015-03-19 14:45 | PGE | RtL | Ex | Any | CZ05 | Each | 0.15 | 131000 |  | 0 | 0 | 437 | 0 | 0 | 437 | 0 | 0 | 376 | 0 | 0 | 376 |  |  | 2 | Retail - Single-Story Large | Existing | Santa Maria Area | PG&E
NG-WtrHt-SmlInst-Gas-150kBtuh-lt2G-0p82EF-40g | DEER2015 | WaterHeater-Calculator-v1.1 | 2015-03-19 14:45 | PGE | RtL | Ex | Any | CZ11 | Each | 0.15 | 131000 |  | 0 | 0 | 391 | 0 | 0 | 391 | 0 | 0 | 336 | 0 | 0 | 336 |  |  | 2 | Retail - Single-Story Large | Existing | Red Bluff Area | PG&E
NG-WtrHt-SmlInst-Gas-150kBtuh-lt2G-0p82EF-40g | DEER2015 | WaterHeater-Calculator-v1.1 | 2015-03-19 14:45 | PGE | RtL | Ex | Any | CZ12 | Each | 0.15 | 131000 |  | 0 | 0 | 399 | 0 | 0 | 399 | 0 | 0 | 343 | 0 | 0 | 343 |  |  | 2 | Retail - Single-Story Large | Existing | Sacramento Area | PG&E
NG-WtrHt-SmlInst-Gas-150kBtuh-lt2G-0p82EF-40g | DEER2015 | WaterHeater-Calculator-v1.1 | 2015-03-19 14:45 | PGE | RtL | Ex | Any | CZ13 | Each | 0.15 | 131000 |  | 0 | 0 | 382 | 0 | 0 | 382 | 0 | 0 | 328 | 0 | 0 | 328 |  |  | 2 | Retail - Single-Story Large | Existing | Fresno Area | PG&E
NG-WtrHt-SmlInst-Gas-150kBtuh-lt2G-0p82EF-40g | DEER2015 | WaterHeater-Calculator-v1.1 | 2015-03-19 14:45 | PGE | RtL | Ex | Any | CZ16 | Each | 0.15 | 131000 |  | 0 | 0 | 497 | 0 | 0 | 497 | 0 | 0 | 436 | 0 | 0 | 436 |  |  | 2 | Retail - Single-Story Large | Existing | Blue Canyon (Mount Shasta for pre-2014) | PG&E
NG-WtrHt-SmlInst-Gas-150kBtuh-lt2G-0p82EF-40g | DEER2015 | WaterHeater-Calculator-v1.1 | 2015-03-19 14:45 | PGE | RtL | Ex | Any | IOU | Each | 0.15 | 131000 |  | 0 | 0 | 410 | 0 | 0 | 410 | 0 | 0 | 352 | 0 | 0 | 352 |  |  | 2 | Retail - Single-Story Large | Existing | IOU Territory | PG&E
NG-WtrHt-SmlInst-Gas-150kBtuh-lt2G-0p82EF-40g | DEER2015 | WaterHeater-Calculator-v1.1 | 2015-03-19 14:45 | PGE | RtS | Ex | Any | CZ01 | Each | 0.0657 | 8000 |  | 0 | 0 | 410 | 0 | 0 | 410 | 0 | 0 | 347 | 0 | 0 | 347 |  |  | 2 | Retail - Small | Existing | Arcata Area | PG&E
NG-WtrHt-SmlInst-Gas-150kBtuh-lt2G-0p82EF-40g | DEER2015 | WaterHeater-Calculator-v1.1 | 2015-03-19 14:45 | PGE | RtS | Ex | Any | CZ02 | Each | 0.0657 | 8000 |  | 0 | 0 | 357 | 0 | 0 | 357 | 0 | 0 | 301 | 0 | 0 | 301 |  |  | 2 | Retail - Small | Existing | Santa Rosa Area | PG&E
NG-WtrHt-SmlInst-Gas-150kBtuh-lt2G-0p82EF-40g | DEER2015 | WaterHeater-Calculator-v1.1 | 2015-03-19 14:45 | PGE | RtS | Ex | Any | CZ03 | Each | 0.0657 | 8000 |  | 0 | 0 | 360 | 0 | 0 | 360 | 0 | 0 | 303 | 0 | 0 | 303 |  |  | 2 | Retail - Small | Existing | Oakland Area | PG&E
NG-WtrHt-SmlInst-Gas-150kBtuh-lt2G-0p82EF-40g | DEER2015 | WaterHeater-Calculator-v1.1 | 2015-03-19 14:45 | PGE | RtS | Ex | Any | CZ04 | Each | 0.0657 | 8000 |  | 0 | 0 | 345 | 0 | 0 | 345 | 0 | 0 | 291 | 0 | 0 | 291 |  |  | 2 | Retail - Small | Existing | San Jose-Reid (Sunnyvale for pre-2014) | PG&E
NG-WtrHt-SmlInst-Gas-150kBtuh-lt2G-0p82EF-40g | DEER2015 | WaterHeater-Calculator-v1.1 | 2015-03-19 14:45 | PGE | RtS | Ex | Any | CZ05 | Each | 0.0657 | 8000 |  | 0 | 0 | 367 | 0 | 0 | 367 | 0 | 0 | 309 | 0 | 0 | 309 |  |  | 2 | Retail - Small | Existing | Santa Maria Area | PG&E
NG-WtrHt-SmlInst-Gas-150kBtuh-lt2G-0p82EF-40g | DEER2015 | WaterHeater-Calculator-v1.1 | 2015-03-19 14:45 | PGE | RtS | Ex | Any | CZ11 | Each | 0.0657 | 8000 |  | 0 | 0 | 333 | 0 | 0 | 333 | 0 | 0 | 281 | 0 | 0 | 281 |  |  | 2 | Retail - Small | Existing | Red Bluff Area | PG&E
NG-WtrHt-SmlInst-Gas-150kBtuh-lt2G-0p82EF-40g | DEER2015 | WaterHeater-Calculator-v1.1 | 2015-03-19 14:45 | PGE | RtS | Ex | Any | CZ12 | Each | 0.0657 | 8000 |  | 0 | 0 | 340 | 0 | 0 | 340 | 0 | 0 | 287 | 0 | 0 | 287 |  |  | 2 | Retail - Small | Existing | Sacramento Area | PG&E
NG-WtrHt-SmlInst-Gas-150kBtuh-lt2G-0p82EF-40g | DEER2015 | WaterHeater-Calculator-v1.1 | 2015-03-19 14:45 | PGE | RtS | Ex | Any | CZ13 | Each | 0.0657 | 8000 |  | 0 | 0 | 327 | 0 | 0 | 327 | 0 | 0 | 276 | 0 | 0 | 276 |  |  | 2 | Retail - Small | Existing | Fresno Area | PG&E
NG-WtrHt-SmlInst-Gas-150kBtuh-lt2G-0p82EF-40g | DEER2015 | WaterHeater-Calculator-v1.1 | 2015-03-19 14:45 | PGE | RtS | Ex | Any | CZ16 | Each | 0.0657 | 8000 |  | 0 | 0 | 416 | 0 | 0 | 416 | 0 | 0 | 358 | 0 | 0 | 358 |  |  | 2 | Retail - Small | Existing | Blue Canyon (Mount Shasta for pre-2014) | PG&E
NG-WtrHt-SmlInst-Gas-150kBtuh-lt2G-0p82EF-40g | DEER2015 | WaterHeater-Calculator-v1.1 | 2015-03-19 14:45 | PGE | RtS | Ex | Any | IOU | Each | 0.0657 | 8000 |  | 0 | 0 | 348 | 0 | 0 | 348 | 0 | 0 | 293 | 0 | 0 | 293 |  |  | 2 | Retail - Small | Existing | IOU Territory | PG&E
NG-WtrHt-SmlInst-Gas-150kBtuh-lt2G-0p82EF-40g | DEER2015 | WaterHeater-Calculator-v1.1 | 2015-03-19 14:45 | PGE | SCn | Ex | Any | CZ01 | Each | 0.333 | 500000 |  | 0 | 0 | 979 | 0 | 0 | 979 | 0 | 0 | 879 | 0 | 0 | 879 |  |  | 2 | Storage - Conditioned | Existing | Arcata Area | PG&E
NG-WtrHt-SmlInst-Gas-150kBtuh-lt2G-0p82EF-40g | DEER2015 | WaterHeater-Calculator-v1.1 | 2015-03-19 14:45 | PGE | SCn | Ex | Any | CZ02 | Each | 0.333 | 500000 |  | 0 | 0 | 555 | 0 | 0 | 555 | 0 | 0 | 479 | 0 | 0 | 479 |  |  | 2 | Storage - Conditioned | Existing | Santa Rosa Area | PG&E
NG-WtrHt-SmlInst-Gas-150kBtuh-lt2G-0p82EF-40g | DEER2015 | WaterHeater-Calculator-v1.1 | 2015-03-19 14:45 | PGE | SCn | Ex | Any | CZ03 | Each | 0.333 | 500000 |  | 0 | 0 | 532 | 0 | 0 | 532 | 0 | 0 | 452 | 0 | 0 | 452 |  |  | 2 | Storage - Conditioned | Existing | Oakland Area | PG&E
NG-WtrHt-SmlInst-Gas-150kBtuh-lt2G-0p82EF-40g | DEER2015 | WaterHeater-Calculator-v1.1 | 2015-03-19 14:45 | PGE | SCn | Ex | Any | CZ04 | Each | 0.333 | 500000 |  | 0 | 0 | 463 | 0 | 0 | 463 | 0 | 0 | 393 | 0 | 0 | 393 |  |  | 2 | Storage - Conditioned | Existing | San Jose-Reid (Sunnyvale for pre-2014) | PG&E
NG-WtrHt-SmlInst-Gas-150kBtuh-lt2G-0p82EF-40g | DEER2015 | WaterHeater-Calculator-v1.1 | 2015-03-19 14:45 | PGE | SCn | Ex | Any | CZ05 | Each | 0.333 | 500000 |  | 0 | 0 | 590 | 0 | 0 | 590 | 0 | 0 | 505 | 0 | 0 | 505 |  |  | 2 | Storage - Conditioned | Existing | Santa Maria Area | PG&E
NG-WtrHt-SmlInst-Gas-150kBtuh-lt2G-0p82EF-40g | DEER2015 | WaterHeater-Calculator-v1.1 | 2015-03-19 14:45 | PGE | SCn | Ex | Any | CZ11 | Each | 0.333 | 500000 |  | 0 | 0 | 468 | 0 | 0 | 468 | 0 | 0 | 405 | 0 | 0 | 405 |  |  | 2 | Storage - Conditioned | Existing | Red Bluff Area | PG&E
NG-WtrHt-SmlInst-Gas-150kBtuh-lt2G-0p82EF-40g | DEER2015 | WaterHeater-Calculator-v1.1 | 2015-03-19 14:45 | PGE | SCn | Ex | Any | CZ12 | Each | 0.333 | 500000 |  | 0 | 0 | 466 | 0 | 0 | 466 | 0 | 0 | 402 | 0 | 0 | 402 |  |  | 2 | Storage - Conditioned | Existing | Sacramento Area | PG&E
NG-WtrHt-SmlInst-Gas-150kBtuh-lt2G-0p82EF-40g | DEER2015 | WaterHeater-Calculator-v1.1 | 2015-03-19 14:45 | PGE | SCn | Ex | Any | CZ13 | Each | 0.333 | 500000 |  | 0 | 0 | 430 | 0 | 0 | 430 | 0 | 0 | 367 | 0 | 0 | 367 |  |  | 2 | Storage - Conditioned | Existing | Fresno Area | PG&E
NG-WtrHt-SmlInst-Gas-150kBtuh-lt2G-0p82EF-40g | DEER2015 | WaterHeater-Calculator-v1.1 | 2015-03-19 14:45 | PGE | SCn | Ex | Any | CZ16 | Each | 0.333 | 500000 |  | 0 | 0 | 1000 | 0 | 0 | 1000 | 0 | 0 | 922 | 0 | 0 | 922 |  |  | 2 | Storage - Conditioned | Existing | Blue Canyon (Mount Shasta for pre-2014) | PG&E
NG-WtrHt-SmlInst-Gas-150kBtuh-lt2G-0p82EF-40g | DEER2015 | WaterHeater-Calculator-v1.1 | 2015-03-19 14:45 | PGE | SCn | Ex | Any | IOU | Each | 0.333 | 500000 |  | 0 | 0 | 498 | 0 | 0 | 498 | 0 | 0 | 427 | 0 | 0 | 427 |  |  | 2 | Storage - Conditioned | Existing | IOU Territory | PG&E
NG-WtrHt-SmlInst-Gas-150kBtuh-lt2G-0p82EF-40g | DEER2015 | WaterHeater-Calculator-v1.1 | 2015-03-19 14:45 | PGE | SUn | Ex | Any | CZ01 | Each | 0.333 | 500000 |  | 0 | 0 | 991 | 0 | 0 | 991 | 0 | 0 | 891 | 0 | 0 | 891 |  |  | 2 | Storage - Unconditioned | Existing | Arcata Area | PG&E
NG-WtrHt-SmlInst-Gas-150kBtuh-lt2G-0p82EF-40g | DEER2015 | WaterHeater-Calculator-v1.1 | 2015-03-19 14:45 | PGE | SUn | Ex | Any | CZ02 | Each | 0.333 | 500000 |  | 0 | 0 | 555 | 0 | 0 | 555 | 0 | 0 | 479 | 0 | 0 | 479 |  |  | 2 | Storage - Unconditioned | Existing | Santa Rosa Area | PG&E
NG-WtrHt-SmlInst-Gas-150kBtuh-lt2G-0p82EF-40g | DEER2015 | WaterHeater-Calculator-v1.1 | 2015-03-19 14:45 | PGE | SUn | Ex | Any | CZ03 | Each | 0.333 | 500000 |  | 0 | 0 | 532 | 0 | 0 | 532 | 0 | 0 | 453 | 0 | 0 | 453 |  |  | 2 | Storage - Unconditioned | Existing | Oakland Area | PG&E
NG-WtrHt-SmlInst-Gas-150kBtuh-lt2G-0p82EF-40g | DEER2015 | WaterHeater-Calculator-v1.1 | 2015-03-19 14:45 | PGE | SUn | Ex | Any | CZ04 | Each | 0.333 | 500000 |  | 0 | 0 | 459 | 0 | 0 | 459 | 0 | 0 | 391 | 0 | 0 | 391 |  |  | 2 | Storage - Unconditioned | Existing | San Jose-Reid (Sunnyvale for pre-2014) | PG&E
NG-WtrHt-SmlInst-Gas-150kBtuh-lt2G-0p82EF-40g | DEER2015 | WaterHeater-Calculator-v1.1 | 2015-03-19 14:45 | PGE | SUn | Ex | Any | CZ05 | Each | 0.333 | 500000 |  | 0 | 0 | 592 | 0 | 0 | 592 | 0 | 0 | 506 | 0 | 0 | 506 |  |  | 2 | Storage - Unconditioned | Existing | Santa Maria Area | PG&E
NG-WtrHt-SmlInst-Gas-150kBtuh-lt2G-0p82EF-40g | DEER2015 | WaterHeater-Calculator-v1.1 | 2015-03-19 14:45 | PGE | SUn | Ex | Any | CZ11 | Each | 0.333 | 500000 |  | 0 | 0 | 462 | 0 | 0 | 462 | 0 | 0 | 401 | 0 | 0 | 401 |  |  | 2 | Storage - Unconditioned | Existing | Red Bluff Area | PG&E
NG-WtrHt-SmlInst-Gas-150kBtuh-lt2G-0p82EF-40g | DEER2015 | WaterHeater-Calculator-v1.1 | 2015-03-19 14:45 | PGE | SUn | Ex | Any | CZ12 | Each | 0.333 | 500000 |  | 0 | 0 | 462 | 0 | 0 | 462 | 0 | 0 | 399 | 0 | 0 | 399 |  |  | 2 | Storage - Unconditioned | Existing | Sacramento Area | PG&E
NG-WtrHt-SmlInst-Gas-150kBtuh-lt2G-0p82EF-40g | DEER2015 | WaterHeater-Calculator-v1.1 | 2015-03-19 14:45 | PGE | SUn | Ex | Any | CZ13 | Each | 0.333 | 500000 |  | 0 | 0 | 418 | 0 | 0 | 418 | 0 | 0 | 358 | 0 | 0 | 358 |  |  | 2 | Storage - Unconditioned | Existing | Fresno Area | PG&E
NG-WtrHt-SmlInst-Gas-150kBtuh-lt2G-0p82EF-40g | DEER2015 | WaterHeater-Calculator-v1.1 | 2015-03-19 14:45 | PGE | SUn | Ex | Any | CZ16 | Each | 0.333 | 500000 |  | 0 | 0 | 1030 | 0 | 0 | 1030 | 0 | 0 | 941 | 0 | 0 | 941 |  |  | 2 | Storage - Unconditioned | Existing | Blue Canyon (Mount Shasta for pre-2014) | PG&E
NG-WtrHt-SmlInst-Gas-150kBtuh-lt2G-0p82EF-40g | DEER2015 | WaterHeater-Calculator-v1.1 | 2015-03-19 14:45 | PGE | SUn | Ex | Any | IOU | Each | 0.333 | 500000 |  | 0 | 0 | 495 | 0 | 0 | 495 | 0 | 0 | 425 | 0 | 0 | 425 |  |  | 2 | Storage - Unconditioned | Existing | IOU Territory | PG&E
NG-WtrHt-SmlInst-Gas-150kBtuh-lt2G-0p82EF-40g | DEER2015 | WaterHeater-Calculator-v1.1 | 2015-03-19 14:45 | PGE | WRf | Ex | Any | CZ01 | Each | 0.333 | 100000 |  | 0 | 0 | 1440 | 0 | 0 | 1440 | 0 | 0 | 1330 | 0 | 0 | 1330 |  |  | 2 | Warehouse - Refrigerated | Existing | Arcata Area | PG&E
NG-WtrHt-SmlInst-Gas-150kBtuh-lt2G-0p82EF-40g | DEER2015 | WaterHeater-Calculator-v1.1 | 2015-03-19 14:45 | PGE | WRf | Ex | Any | CZ02 | Each | 0.333 | 100000 |  | 0 | 0 | 837 | 0 | 0 | 837 | 0 | 0 | 748 | 0 | 0 | 748 |  |  | 2 | Warehouse - Refrigerated | Existing | Santa Rosa Area | PG&E
NG-WtrHt-SmlInst-Gas-150kBtuh-lt2G-0p82EF-40g | DEER2015 | WaterHeater-Calculator-v1.1 | 2015-03-19 14:45 | PGE | WRf | Ex | Any | CZ03 | Each | 0.333 | 100000 |  | 0 | 0 | 795 | 0 | 0 | 795 | 0 | 0 | 705 | 0 | 0 | 705 |  |  | 2 | Warehouse - Refrigerated | Existing | Oakland Area | PG&E
NG-WtrHt-SmlInst-Gas-150kBtuh-lt2G-0p82EF-40g | DEER2015 | WaterHeater-Calculator-v1.1 | 2015-03-19 14:45 | PGE | WRf | Ex | Any | CZ04 | Each | 0.333 | 100000 |  | 0 | 0 | 701 | 0 | 0 | 701 | 0 | 0 | 621 | 0 | 0 | 621 |  |  | 2 | Warehouse - Refrigerated | Existing | San Jose-Reid (Sunnyvale for pre-2014) | PG&E
NG-WtrHt-SmlInst-Gas-150kBtuh-lt2G-0p82EF-40g | DEER2015 | WaterHeater-Calculator-v1.1 | 2015-03-19 14:45 | PGE | WRf | Ex | Any | CZ05 | Each | 0.333 | 100000 |  | 0 | 0 | 880 | 0 | 0 | 880 | 0 | 0 | 780 | 0 | 0 | 780 |  |  | 2 | Warehouse - Refrigerated | Existing | Santa Maria Area | PG&E
NG-WtrHt-SmlInst-Gas-150kBtuh-lt2G-0p82EF-40g | DEER2015 | WaterHeater-Calculator-v1.1 | 2015-03-19 14:45 | PGE | WRf | Ex | Any | CZ11 | Each | 0.333 | 100000 |  | 0 | 0 | 710 | 0 | 0 | 710 | 0 | 0 | 636 | 0 | 0 | 636 |  |  | 2 | Warehouse - Refrigerated | Existing | Red Bluff Area | PG&E
NG-WtrHt-SmlInst-Gas-150kBtuh-lt2G-0p82EF-40g | DEER2015 | WaterHeater-Calculator-v1.1 | 2015-03-19 14:45 | PGE | WRf | Ex | Any | CZ12 | Each | 0.333 | 100000 |  | 0 | 0 | 708 | 0 | 0 | 708 | 0 | 0 | 634 | 0 | 0 | 634 |  |  | 2 | Warehouse - Refrigerated | Existing | Sacramento Area | PG&E
NG-WtrHt-SmlInst-Gas-150kBtuh-lt2G-0p82EF-40g | DEER2015 | WaterHeater-Calculator-v1.1 | 2015-03-19 14:45 | PGE | WRf | Ex | Any | CZ13 | Each | 0.333 | 100000 |  | 0 | 0 | 655 | 0 | 0 | 655 | 0 | 0 | 580 | 0 | 0 | 580 |  |  | 2 | Warehouse - Refrigerated | Existing | Fresno Area | PG&E
NG-WtrHt-SmlInst-Gas-150kBtuh-lt2G-0p82EF-40g | DEER2015 | WaterHeater-Calculator-v1.1 | 2015-03-19 14:45 | PGE | WRf | Ex | Any | CZ16 | Each | 0.333 | 100000 |  | 0 | 0 | 1500 | 0 | 0 | 1500 | 0 | 0 | 1400 | 0 | 0 | 1400 |  |  | 2 | Warehouse - Refrigerated | Existing | Blue Canyon (Mount Shasta for pre-2014) | PG&E
NG-WtrHt-SmlInst-Gas-150kBtuh-lt2G-0p82EF-40g | DEER2015 | WaterHeater-Calculator-v1.1 | 2015-03-19 14:45 | PGE | WRf | Ex | Any | IOU | Each | 0.333 | 100000 |  | 0 | 0 | 736 | 0 | 0 | 736 | 0 | 0 | 654 | 0 | 0 | 654 |  |  | 2 | Warehouse - Refrigerated | Existing | IOU Territory | PG&E
NG-WtrHt-SmlInst-Gas-150kBtuh-lt2G-0p82EF-40g | DEER2015 | WaterHeater-Calculator-v1.1 | 2015-03-19 14:45 | SCE | Asm | Ex | Any | CZ05 | Each | 2.02 | 34000 |  | 0 | 0 | 441 | 0 | 0 | 441 | 0 | 0 | 385 | 0 | 0 | 385 |  |  | 2 | Assembly | Existing | Santa Maria Area | SCE
NG-WtrHt-SmlInst-Gas-150kBtuh-lt2G-0p82EF-40g | DEER2015 | WaterHeater-Calculator-v1.1 | 2015-03-19 14:45 | SCE | Asm | Ex | Any | CZ06 | Each | 2.02 | 34000 |  | 0 | 0 | 403 | 0 | 0 | 403 | 0 | 0 | 349 | 0 | 0 | 349 |  |  | 2 | Assembly | Existing | Torrance (Los Angeles for pre-2014) | SCE
NG-WtrHt-SmlInst-Gas-150kBtuh-lt2G-0p82EF-40g | DEER2015 | WaterHeater-Calculator-v1.1 | 2015-03-19 14:45 | SCE | Asm | Ex | Any | CZ08 | Each | 2.02 | 34000 |  | 0 | 0 | 395 | 0 | 0 | 395 | 0 | 0 | 342 | 0 | 0 | 342 |  |  | 2 | Assembly | Existing | Fullerton (El Toro for pre-2014) | SCE
NG-WtrHt-SmlInst-Gas-150kBtuh-lt2G-0p82EF-40g | DEER2015 | WaterHeater-Calculator-v1.1 | 2015-03-19 14:45 | SCE | Asm | Ex | Any | CZ09 | Each | 2.02 | 34000 |  | 0 | 0 | 395 | 0 | 0 | 395 | 0 | 0 | 342 | 0 | 0 | 342 |  |  | 2 | Assembly | Existing | Burbank-Glendale (Pasadena for pre-2014) | SCE
NG-WtrHt-SmlInst-Gas-150kBtuh-lt2G-0p82EF-40g | DEER2015 | WaterHeater-Calculator-v1.1 | 2015-03-19 14:45 | SCE | Asm | Ex | Any | CZ10 | Each | 2.02 | 34000 |  | 0 | 0 | 388 | 0 | 0 | 388 | 0 | 0 | 340 | 0 | 0 | 340 |  |  | 2 | Assembly | Existing | Riverside | SCE
NG-WtrHt-SmlInst-Gas-150kBtuh-lt2G-0p82EF-40g | DEER2015 | WaterHeater-Calculator-v1.1 | 2015-03-19 14:45 | SCE | Asm | Ex | Any | CZ13 | Each | 2.02 | 34000 |  | 0 | 0 | 398 | 0 | 0 | 398 | 0 | 0 | 346 | 0 | 0 | 346 |  |  | 2 | Assembly | Existing | Fresno Area | SCE
NG-WtrHt-SmlInst-Gas-150kBtuh-lt2G-0p82EF-40g | DEER2015 | WaterHeater-Calculator-v1.1 | 2015-03-19 14:45 | SCE | Asm | Ex | Any | CZ14 | Each | 2.02 | 34000 |  | 0 | 0 | 407 | 0 | 0 | 407 | 0 | 0 | 355 | 0 | 0 | 355 |  |  | 2 | Assembly | Existing | Palmdale (China Lake for pre-2014) | SCE
NG-WtrHt-SmlInst-Gas-150kBtuh-lt2G-0p82EF-40g | DEER2015 | WaterHeater-Calculator-v1.1 | 2015-03-19 14:45 | SCE | Asm | Ex | Any | CZ15 | Each | 2.02 | 34000 |  | 0 | 0 | 343 | 0 | 0 | 343 | 0 | 0 | 297 | 0 | 0 | 297 |  |  | 2 | Assembly | Existing | Palm Springs-Intl (El Centro for pre-2014) | SCE
NG-WtrHt-SmlInst-Gas-150kBtuh-lt2G-0p82EF-40g | DEER2015 | WaterHeater-Calculator-v1.1 | 2015-03-19 14:45 | SCE | Asm | Ex | Any | CZ16 | Each | 2.02 | 34000 |  | 0 | 0 | 518 | 0 | 0 | 518 | 0 | 0 | 459 | 0 | 0 | 459 |  |  | 2 | Assembly | Existing | Blue Canyon (Mount Shasta for pre-2014) | SCE
NG-WtrHt-SmlInst-Gas-150kBtuh-lt2G-0p82EF-40g | DEER2015 | WaterHeater-Calculator-v1.1 | 2015-03-19 14:45 | SCE | Asm | Ex | Any | IOU | Each | 2.02 | 34000 |  | 0 | 0 | 396 | 0 | 0 | 396 | 0 | 0 | 344 | 0 | 0 | 344 |  |  | 2 | Assembly | Existing | IOU Territory | SCE
NG-WtrHt-SmlInst-Gas-150kBtuh-lt2G-0p82EF-40g | DEER2015 | WaterHeater-Calculator-v1.1 | 2015-03-19 14:45 | SCE | Com | Ex | Any | CZ05 | Each | 3.87 | 157000 |  | 0 | 0 | 457 | 0 | 0 | 457 | 0 | 0 | 396 | 0 | 0 | 396 |  |  | 2 | Commercial | Existing | Santa Maria Area | SCE
NG-WtrHt-SmlInst-Gas-150kBtuh-lt2G-0p82EF-40g | DEER2015 | WaterHeater-Calculator-v1.1 | 2015-03-19 14:45 | SCE | Com | Ex | Any | CZ06 | Each | 2.38 | 175000 |  | 0 | 0 | 361 | 0 | 0 | 361 | 0 | 0 | 308 | 0 | 0 | 308 |  |  | 2 | Commercial | Existing | Torrance (Los Angeles for pre-2014) | SCE
NG-WtrHt-SmlInst-Gas-150kBtuh-lt2G-0p82EF-40g | DEER2015 | WaterHeater-Calculator-v1.1 | 2015-03-19 14:45 | SCE | Com | Ex | Any | CZ08 | Each | 2.18 | 213000 |  | 0 | 0 | 346 | 0 | 0 | 346 | 0 | 0 | 295 | 0 | 0 | 295 |  |  | 2 | Commercial | Existing | Fullerton (El Toro for pre-2014) | SCE
NG-WtrHt-SmlInst-Gas-150kBtuh-lt2G-0p82EF-40g | DEER2015 | WaterHeater-Calculator-v1.1 | 2015-03-19 14:45 | SCE | Com | Ex | Any | CZ09 | Each | 1.98 | 171000 |  | 0 | 0 | 347 | 0 | 0 | 347 | 0 | 0 | 295 | 0 | 0 | 295 |  |  | 2 | Commercial | Existing | Burbank-Glendale (Pasadena for pre-2014) | SCE
NG-WtrHt-SmlInst-Gas-150kBtuh-lt2G-0p82EF-40g | DEER2015 | WaterHeater-Calculator-v1.1 | 2015-03-19 14:45 | SCE | Com | Ex | Any | CZ10 | Each | 1.6 | 221000 |  | 0 | 0 | 341 | 0 | 0 | 341 | 0 | 0 | 294 | 0 | 0 | 294 |  |  | 2 | Commercial | Existing | Riverside | SCE
NG-WtrHt-SmlInst-Gas-150kBtuh-lt2G-0p82EF-40g | DEER2015 | WaterHeater-Calculator-v1.1 | 2015-03-19 14:45 | SCE | Com | Ex | Any | CZ13 | Each | 2.16 | 159000 |  | 0 | 0 | 379 | 0 | 0 | 379 | 0 | 0 | 325 | 0 | 0 | 325 |  |  | 2 | Commercial | Existing | Fresno Area | SCE
NG-WtrHt-SmlInst-Gas-150kBtuh-lt2G-0p82EF-40g | DEER2015 | WaterHeater-Calculator-v1.1 | 2015-03-19 14:45 | SCE | Com | Ex | Any | CZ14 | Each | 2.35 | 141000 |  | 0 | 0 | 379 | 0 | 0 | 379 | 0 | 0 | 326 | 0 | 0 | 326 |  |  | 2 | Commercial | Existing | Palmdale (China Lake for pre-2014) | SCE
NG-WtrHt-SmlInst-Gas-150kBtuh-lt2G-0p82EF-40g | DEER2015 | WaterHeater-Calculator-v1.1 | 2015-03-19 14:45 | SCE | Com | Ex | Any | CZ15 | Each | 2.55 | 141000 |  | 0 | 0 | 312 | 0 | 0 | 312 | 0 | 0 | 268 | 0 | 0 | 268 |  |  | 2 | Commercial | Existing | Palm Springs-Intl (El Centro for pre-2014) | SCE
NG-WtrHt-SmlInst-Gas-150kBtuh-lt2G-0p82EF-40g | DEER2015 | WaterHeater-Calculator-v1.1 | 2015-03-19 14:45 | SCE | Com | Ex | Any | CZ16 | Each | 4.19 | 206000 |  | 0 | 0 | 559 | 0 | 0 | 559 | 0 | 0 | 498 | 0 | 0 | 498 |  |  | 2 | Commercial | Existing | Blue Canyon (Mount Shasta for pre-2014) | SCE
NG-WtrHt-SmlInst-Gas-150kBtuh-lt2G-0p82EF-40g | DEER2015 | WaterHeater-Calculator-v1.1 | 2015-03-19 14:45 | SCE | Com | Ex | Any | IOU | Each | 2.15 | 193000 |  | 0 | 0 | 354 | 0 | 0 | 354 | 0 | 0 | 303 | 0 | 0 | 303 |  |  | 2 | Commercial | Existing | IOU Territory | SCE
NG-WtrHt-SmlInst-Gas-150kBtuh-lt2G-0p82EF-40g | DEER2015 | WaterHeater-Calculator-v1.1 | 2015-03-19 14:45 | SCE | ECC | Ex | Any | CZ05 | Each | 9.02 | 300000 |  | 0 | 0 | 387 | 0 | 0 | 387 | 0 | 0 | 327 | 0 | 0 | 327 |  |  | 2 | Education - Community College | Existing | Santa Maria Area | SCE
NG-WtrHt-SmlInst-Gas-150kBtuh-lt2G-0p82EF-40g | DEER2015 | WaterHeater-Calculator-v1.1 | 2015-03-19 14:45 | SCE | ECC | Ex | Any | CZ06 | Each | 9.02 | 300000 |  | 0 | 0 | 325 | 0 | 0 | 325 | 0 | 0 | 272 | 0 | 0 | 272 |  |  | 2 | Education - Community College | Existing | Torrance (Los Angeles for pre-2014) | SCE
NG-WtrHt-SmlInst-Gas-150kBtuh-lt2G-0p82EF-40g | DEER2015 | WaterHeater-Calculator-v1.1 | 2015-03-19 14:45 | SCE | ECC | Ex | Any | CZ08 | Each | 9.02 | 300000 |  | 0 | 0 | 317 | 0 | 0 | 317 | 0 | 0 | 265 | 0 | 0 | 265 |  |  | 2 | Education - Community College | Existing | Fullerton (El Toro for pre-2014) | SCE
NG-WtrHt-SmlInst-Gas-150kBtuh-lt2G-0p82EF-40g | DEER2015 | WaterHeater-Calculator-v1.1 | 2015-03-19 14:45 | SCE | ECC | Ex | Any | CZ09 | Each | 9.02 | 300000 |  | 0 | 0 | 315 | 0 | 0 | 315 | 0 | 0 | 264 | 0 | 0 | 264 |  |  | 2 | Education - Community College | Existing | Burbank-Glendale (Pasadena for pre-2014) | SCE
NG-WtrHt-SmlInst-Gas-150kBtuh-lt2G-0p82EF-40g | DEER2015 | WaterHeater-Calculator-v1.1 | 2015-03-19 14:45 | SCE | ECC | Ex | Any | CZ10 | Each | 9.02 | 300000 |  | 0 | 0 | 312 | 0 | 0 | 312 | 0 | 0 | 263 | 0 | 0 | 263 |  |  | 2 | Education - Community College | Existing | Riverside | SCE
NG-WtrHt-SmlInst-Gas-150kBtuh-lt2G-0p82EF-40g | DEER2015 | WaterHeater-Calculator-v1.1 | 2015-03-19 14:45 | SCE | ECC | Ex | Any | CZ13 | Each | 9.02 | 300000 |  | 0 | 0 | 331 | 0 | 0 | 331 | 0 | 0 | 281 | 0 | 0 | 281 |  |  | 2 | Education - Community College | Existing | Fresno Area | SCE
NG-WtrHt-SmlInst-Gas-150kBtuh-lt2G-0p82EF-40g | DEER2015 | WaterHeater-Calculator-v1.1 | 2015-03-19 14:45 | SCE | ECC | Ex | Any | CZ14 | Each | 9.02 | 300000 |  | 0 | 0 | 349 | 0 | 0 | 349 | 0 | 0 | 297 | 0 | 0 | 297 |  |  | 2 | Education - Community College | Existing | Palmdale (China Lake for pre-2014) | SCE
NG-WtrHt-SmlInst-Gas-150kBtuh-lt2G-0p82EF-40g | DEER2015 | WaterHeater-Calculator-v1.1 | 2015-03-19 14:45 | SCE | ECC | Ex | Any | CZ15 | Each | 9.02 | 300000 |  | 0 | 0 | 276 | 0 | 0 | 276 | 0 | 0 | 231 | 0 | 0 | 231 |  |  | 2 | Education - Community College | Existing | Palm Springs-Intl (El Centro for pre-2014) | SCE
NG-WtrHt-SmlInst-Gas-150kBtuh-lt2G-0p82EF-40g | DEER2015 | WaterHeater-Calculator-v1.1 | 2015-03-19 14:45 | SCE | ECC | Ex | Any | CZ16 | Each | 9.02 | 300000 |  | 0 | 0 | 520 | 0 | 0 | 520 | 0 | 0 | 458 | 0 | 0 | 458 |  |  | 2 | Education - Community College | Existing | Blue Canyon (Mount Shasta for pre-2014) | SCE
NG-WtrHt-SmlInst-Gas-150kBtuh-lt2G-0p82EF-40g | DEER2015 | WaterHeater-Calculator-v1.1 | 2015-03-19 14:45 | SCE | ECC | Ex | Any | IOU | Each | 9.02 | 300000 |  | 0 | 0 | 333 | 0 | 0 | 333 | 0 | 0 | 281 | 0 | 0 | 281 |  |  | 2 | Education - Community College | Existing | IOU Territory | SCE
NG-WtrHt-SmlInst-Gas-150kBtuh-lt2G-0p82EF-40g | DEER2015 | WaterHeater-Calculator-v1.1 | 2015-03-19 14:45 | SCE | EPr | Ex | Any | CZ05 | Each | 1.34 | 48200 |  | 0 | 0 | 358 | 0 | 0 | 358 | 0 | 0 | 294 | 0 | 0 | 294 |  |  | 2 | Education - Primary School | Existing | Santa Maria Area | SCE
NG-WtrHt-SmlInst-Gas-150kBtuh-lt2G-0p82EF-40g | DEER2015 | WaterHeater-Calculator-v1.1 | 2015-03-19 14:45 | SCE | EPr | Ex | Any | CZ06 | Each | 1.34 | 48200 |  | 0 | 0 | 277 | 0 | 0 | 277 | 0 | 0 | 223 | 0 | 0 | 223 |  |  | 2 | Education - Primary School | Existing | Torrance (Los Angeles for pre-2014) | SCE
NG-WtrHt-SmlInst-Gas-150kBtuh-lt2G-0p82EF-40g | DEER2015 | WaterHeater-Calculator-v1.1 | 2015-03-19 14:45 | SCE | EPr | Ex | Any | CZ08 | Each | 1.34 | 48200 |  | 0 | 0 | 269 | 0 | 0 | 269 | 0 | 0 | 218 | 0 | 0 | 218 |  |  | 2 | Education - Primary School | Existing | Fullerton (El Toro for pre-2014) | SCE
NG-WtrHt-SmlInst-Gas-150kBtuh-lt2G-0p82EF-40g | DEER2015 | WaterHeater-Calculator-v1.1 | 2015-03-19 14:45 | SCE | EPr | Ex | Any | CZ09 | Each | 1.34 | 48200 |  | 0 | 0 | 269 | 0 | 0 | 269 | 0 | 0 | 218 | 0 | 0 | 218 |  |  | 2 | Education - Primary School | Existing | Burbank-Glendale (Pasadena for pre-2014) | SCE
NG-WtrHt-SmlInst-Gas-150kBtuh-lt2G-0p82EF-40g | DEER2015 | WaterHeater-Calculator-v1.1 | 2015-03-19 14:45 | SCE | EPr | Ex | Any | CZ10 | Each | 1.34 | 48200 |  | 0 | 0 | 265 | 0 | 0 | 265 | 0 | 0 | 217 | 0 | 0 | 217 |  |  | 2 | Education - Primary School | Existing | Riverside | SCE
NG-WtrHt-SmlInst-Gas-150kBtuh-lt2G-0p82EF-40g | DEER2015 | WaterHeater-Calculator-v1.1 | 2015-03-19 14:45 | SCE | EPr | Ex | Any | CZ13 | Each | 1.34 | 48200 |  | 0 | 0 | 295 | 0 | 0 | 295 | 0 | 0 | 242 | 0 | 0 | 242 |  |  | 2 | Education - Primary School | Existing | Fresno Area | SCE
NG-WtrHt-SmlInst-Gas-150kBtuh-lt2G-0p82EF-40g | DEER2015 | WaterHeater-Calculator-v1.1 | 2015-03-19 14:45 | SCE | EPr | Ex | Any | CZ14 | Each | 1.34 | 48200 |  | 0 | 0 | 317 | 0 | 0 | 317 | 0 | 0 | 263 | 0 | 0 | 263 |  |  | 2 | Education - Primary School | Existing | Palmdale (China Lake for pre-2014) | SCE
NG-WtrHt-SmlInst-Gas-150kBtuh-lt2G-0p82EF-40g | DEER2015 | WaterHeater-Calculator-v1.1 | 2015-03-19 14:45 | SCE | EPr | Ex | Any | CZ15 | Each | 1.34 | 48200 |  | 0 | 0 | 238 | 0 | 0 | 238 | 0 | 0 | 192 | 0 | 0 | 192 |  |  | 2 | Education - Primary School | Existing | Palm Springs-Intl (El Centro for pre-2014) | SCE
NG-WtrHt-SmlInst-Gas-150kBtuh-lt2G-0p82EF-40g | DEER2015 | WaterHeater-Calculator-v1.1 | 2015-03-19 14:45 | SCE | EPr | Ex | Any | CZ16 | Each | 1.34 | 48200 |  | 0 | 0 | 488 | 0 | 0 | 488 | 0 | 0 | 426 | 0 | 0 | 426 |  |  | 2 | Education - Primary School | Existing | Blue Canyon (Mount Shasta for pre-2014) | SCE
NG-WtrHt-SmlInst-Gas-150kBtuh-lt2G-0p82EF-40g | DEER2015 | WaterHeater-Calculator-v1.1 | 2015-03-19 14:45 | SCE | EPr | Ex | Any | IOU | Each | 1.34 | 48200 |  | 0 | 0 | 278 | 0 | 0 | 278 | 0 | 0 | 227 | 0 | 0 | 227 |  |  | 2 | Education - Primary School | Existing | IOU Territory | SCE
NG-WtrHt-SmlInst-Gas-150kBtuh-lt2G-0p82EF-40g | DEER2015 | WaterHeater-Calculator-v1.1 | 2015-03-19 14:45 | SCE | ERC | Ex | Any | CZ05 | Each | 0.12 | 1920 |  | 0 | 0 | 347 | 0 | 0 | 347 | 0 | 0 | 286 | 0 | 0 | 286 |  |  | 2 | Education - Relocatable Classroom | Existing | Santa Maria Area | SCE
NG-WtrHt-SmlInst-Gas-150kBtuh-lt2G-0p82EF-40g | DEER2015 | WaterHeater-Calculator-v1.1 | 2015-03-19 14:45 | SCE | ERC | Ex | Any | CZ06 | Each | 0.12 | 1920 |  | 0 | 0 | 272 | 0 | 0 | 272 | 0 | 0 | 220 | 0 | 0 | 220 |  |  | 2 | Education - Relocatable Classroom | Existing | Torrance (Los Angeles for pre-2014) | SCE
NG-WtrHt-SmlInst-Gas-150kBtuh-lt2G-0p82EF-40g | DEER2015 | WaterHeater-Calculator-v1.1 | 2015-03-19 14:45 | SCE | ERC | Ex | Any | CZ08 | Each | 0.12 | 1920 |  | 0 | 0 | 266 | 0 | 0 | 266 | 0 | 0 | 216 | 0 | 0 | 216 |  |  | 2 | Education - Relocatable Classroom | Existing | Fullerton (El Toro for pre-2014) | SCE
NG-WtrHt-SmlInst-Gas-150kBtuh-lt2G-0p82EF-40g | DEER2015 | WaterHeater-Calculator-v1.1 | 2015-03-19 14:45 | SCE | ERC | Ex | Any | CZ09 | Each | 0.12 | 1920 |  | 0 | 0 | 266 | 0 | 0 | 266 | 0 | 0 | 216 | 0 | 0 | 216 |  |  | 2 | Education - Relocatable Classroom | Existing | Burbank-Glendale (Pasadena for pre-2014) | SCE
NG-WtrHt-SmlInst-Gas-150kBtuh-lt2G-0p82EF-40g | DEER2015 | WaterHeater-Calculator-v1.1 | 2015-03-19 14:45 | SCE | ERC | Ex | Any | CZ10 | Each | 0.12 | 1920 |  | 0 | 0 | 263 | 0 | 0 | 263 | 0 | 0 | 215 | 0 | 0 | 215 |  |  | 2 | Education - Relocatable Classroom | Existing | Riverside | SCE
NG-WtrHt-SmlInst-Gas-150kBtuh-lt2G-0p82EF-40g | DEER2015 | WaterHeater-Calculator-v1.1 | 2015-03-19 14:45 | SCE | ERC | Ex | Any | CZ13 | Each | 0.12 | 1920 |  | 0 | 0 | 295 | 0 | 0 | 295 | 0 | 0 | 242 | 0 | 0 | 242 |  |  | 2 | Education - Relocatable Classroom | Existing | Fresno Area | SCE
NG-WtrHt-SmlInst-Gas-150kBtuh-lt2G-0p82EF-40g | DEER2015 | WaterHeater-Calculator-v1.1 | 2015-03-19 14:45 | SCE | ERC | Ex | Any | CZ14 | Each | 0.12 | 1920 |  | 0 | 0 | 316 | 0 | 0 | 316 | 0 | 0 | 262 | 0 | 0 | 262 |  |  | 2 | Education - Relocatable Classroom | Existing | Palmdale (China Lake for pre-2014) | SCE
NG-WtrHt-SmlInst-Gas-150kBtuh-lt2G-0p82EF-40g | DEER2015 | WaterHeater-Calculator-v1.1 | 2015-03-19 14:45 | SCE | ERC | Ex | Any | CZ15 | Each | 0.12 | 1920 |  | 0 | 0 | 237 | 0 | 0 | 237 | 0 | 0 | 192 | 0 | 0 | 192 |  |  | 2 | Education - Relocatable Classroom | Existing | Palm Springs-Intl (El Centro for pre-2014) | SCE
NG-WtrHt-SmlInst-Gas-150kBtuh-lt2G-0p82EF-40g | DEER2015 | WaterHeater-Calculator-v1.1 | 2015-03-19 14:45 | SCE | ERC | Ex | Any | CZ16 | Each | 0.12 | 1920 |  | 0 | 0 | 486 | 0 | 0 | 486 | 0 | 0 | 425 | 0 | 0 | 425 |  |  | 2 | Education - Relocatable Classroom | Existing | Blue Canyon (Mount Shasta for pre-2014) | SCE
NG-WtrHt-SmlInst-Gas-150kBtuh-lt2G-0p82EF-40g | DEER2015 | WaterHeater-Calculator-v1.1 | 2015-03-19 14:45 | SCE | ERC | Ex | Any | IOU | Each | 0.12 | 1920 |  | 0 | 0 | 275 | 0 | 0 | 275 | 0 | 0 | 225 | 0 | 0 | 225 |  |  | 2 | Education - Relocatable Classroom | Existing | IOU Territory | SCE
NG-WtrHt-SmlInst-Gas-150kBtuh-lt2G-0p82EF-40g | DEER2015 | WaterHeater-Calculator-v1.1 | 2015-03-19 14:45 | SCE | ESe | Ex | Any | CZ05 | Each | 6.17 | 150000 |  | 0 | 0 | 358 | 0 | 0 | 358 | 0 | 0 | 294 | 0 | 0 | 294 |  |  | 2 | Education - Secondary School | Existing | Santa Maria Area | SCE
NG-WtrHt-SmlInst-Gas-150kBtuh-lt2G-0p82EF-40g | DEER2015 | WaterHeater-Calculator-v1.1 | 2015-03-19 14:45 | SCE | ESe | Ex | Any | CZ06 | Each | 6.17 | 150000 |  | 0 | 0 | 277 | 0 | 0 | 277 | 0 | 0 | 223 | 0 | 0 | 223 |  |  | 2 | Education - Secondary School | Existing | Torrance (Los Angeles for pre-2014) | SCE
NG-WtrHt-SmlInst-Gas-150kBtuh-lt2G-0p82EF-40g | DEER2015 | WaterHeater-Calculator-v1.1 | 2015-03-19 14:45 | SCE | ESe | Ex | Any | CZ08 | Each | 6.17 | 150000 |  | 0 | 0 | 269 | 0 | 0 | 269 | 0 | 0 | 218 | 0 | 0 | 218 |  |  | 2 | Education - Secondary School | Existing | Fullerton (El Toro for pre-2014) | SCE
NG-WtrHt-SmlInst-Gas-150kBtuh-lt2G-0p82EF-40g | DEER2015 | WaterHeater-Calculator-v1.1 | 2015-03-19 14:45 | SCE | ESe | Ex | Any | CZ09 | Each | 6.17 | 150000 |  | 0 | 0 | 269 | 0 | 0 | 269 | 0 | 0 | 218 | 0 | 0 | 218 |  |  | 2 | Education - Secondary School | Existing | Burbank-Glendale (Pasadena for pre-2014) | SCE
NG-WtrHt-SmlInst-Gas-150kBtuh-lt2G-0p82EF-40g | DEER2015 | WaterHeater-Calculator-v1.1 | 2015-03-19 14:45 | SCE | ESe | Ex | Any | CZ10 | Each | 6.17 | 150000 |  | 0 | 0 | 265 | 0 | 0 | 265 | 0 | 0 | 217 | 0 | 0 | 217 |  |  | 2 | Education - Secondary School | Existing | Riverside | SCE
NG-WtrHt-SmlInst-Gas-150kBtuh-lt2G-0p82EF-40g | DEER2015 | WaterHeater-Calculator-v1.1 | 2015-03-19 14:45 | SCE | ESe | Ex | Any | CZ13 | Each | 6.17 | 150000 |  | 0 | 0 | 295 | 0 | 0 | 295 | 0 | 0 | 242 | 0 | 0 | 242 |  |  | 2 | Education - Secondary School | Existing | Fresno Area | SCE
NG-WtrHt-SmlInst-Gas-150kBtuh-lt2G-0p82EF-40g | DEER2015 | WaterHeater-Calculator-v1.1 | 2015-03-19 14:45 | SCE | ESe | Ex | Any | CZ14 | Each | 6.17 | 150000 |  | 0 | 0 | 317 | 0 | 0 | 317 | 0 | 0 | 263 | 0 | 0 | 263 |  |  | 2 | Education - Secondary School | Existing | Palmdale (China Lake for pre-2014) | SCE
NG-WtrHt-SmlInst-Gas-150kBtuh-lt2G-0p82EF-40g | DEER2015 | WaterHeater-Calculator-v1.1 | 2015-03-19 14:45 | SCE | ESe | Ex | Any | CZ15 | Each | 6.17 | 150000 |  | 0 | 0 | 238 | 0 | 0 | 238 | 0 | 0 | 192 | 0 | 0 | 192 |  |  | 2 | Education - Secondary School | Existing | Palm Springs-Intl (El Centro for pre-2014) | SCE
NG-WtrHt-SmlInst-Gas-150kBtuh-lt2G-0p82EF-40g | DEER2015 | WaterHeater-Calculator-v1.1 | 2015-03-19 14:45 | SCE | ESe | Ex | Any | CZ16 | Each | 6.17 | 150000 |  | 0 | 0 | 488 | 0 | 0 | 488 | 0 | 0 | 426 | 0 | 0 | 426 |  |  | 2 | Education - Secondary School | Existing | Blue Canyon (Mount Shasta for pre-2014) | SCE
NG-WtrHt-SmlInst-Gas-150kBtuh-lt2G-0p82EF-40g | DEER2015 | WaterHeater-Calculator-v1.1 | 2015-03-19 14:45 | SCE | ESe | Ex | Any | IOU | Each | 6.17 | 150000 |  | 0 | 0 | 278 | 0 | 0 | 278 | 0 | 0 | 227 | 0 | 0 | 227 |  |  | 2 | Education - Secondary School | Existing | IOU Territory | SCE
NG-WtrHt-SmlInst-Gas-150kBtuh-lt2G-0p82EF-40g | DEER2015 | WaterHeater-Calculator-v1.1 | 2015-03-19 14:45 | SCE | EUD | Ex | Any | CZ05 | Each | 5.92 | 170000 |  | 0 | 0 | 248 | 0 | 0 | 248 | 0 | 0 | 212 | 0 | 0 | 212 |  |  | 2 | University Dormitory | Existing | Santa Maria Area | SCE
NG-WtrHt-SmlInst-Gas-150kBtuh-lt2G-0p82EF-40g | DEER2015 | WaterHeater-Calculator-v1.1 | 2015-03-19 14:45 | SCE | EUD | Ex | Any | CZ06 | Each | 5.92 | 170000 |  | 0 | 0 | 222 | 0 | 0 | 222 | 0 | 0 | 190 | 0 | 0 | 190 |  |  | 2 | University Dormitory | Existing | Torrance (Los Angeles for pre-2014) | SCE
NG-WtrHt-SmlInst-Gas-150kBtuh-lt2G-0p82EF-40g | DEER2015 | WaterHeater-Calculator-v1.1 | 2015-03-19 14:45 | SCE | EUD | Ex | Any | CZ08 | Each | 5.92 | 170000 |  | 0 | 0 | 214 | 0 | 0 | 214 | 0 | 0 | 182 | 0 | 0 | 182 |  |  | 2 | University Dormitory | Existing | Fullerton (El Toro for pre-2014) | SCE
NG-WtrHt-SmlInst-Gas-150kBtuh-lt2G-0p82EF-40g | DEER2015 | WaterHeater-Calculator-v1.1 | 2015-03-19 14:45 | SCE | EUD | Ex | Any | CZ09 | Each | 5.92 | 170000 |  | 0 | 0 | 213 | 0 | 0 | 213 | 0 | 0 | 182 | 0 | 0 | 182 |  |  | 2 | University Dormitory | Existing | Burbank-Glendale (Pasadena for pre-2014) | SCE
NG-WtrHt-SmlInst-Gas-150kBtuh-lt2G-0p82EF-40g | DEER2015 | WaterHeater-Calculator-v1.1 | 2015-03-19 14:45 | SCE | EUD | Ex | Any | CZ10 | Each | 5.92 | 170000 |  | 0 | 0 | 210 | 0 | 0 | 210 | 0 | 0 | 180 | 0 | 0 | 180 |  |  | 2 | University Dormitory | Existing | Riverside | SCE
NG-WtrHt-SmlInst-Gas-150kBtuh-lt2G-0p82EF-40g | DEER2015 | WaterHeater-Calculator-v1.1 | 2015-03-19 14:45 | SCE | EUD | Ex | Any | CZ13 | Each | 5.92 | 170000 |  | 0 | 0 | 210 | 0 | 0 | 210 | 0 | 0 | 181 | 0 | 0 | 181 |  |  | 2 | University Dormitory | Existing | Fresno Area | SCE
NG-WtrHt-SmlInst-Gas-150kBtuh-lt2G-0p82EF-40g | DEER2015 | WaterHeater-Calculator-v1.1 | 2015-03-19 14:45 | SCE | EUD | Ex | Any | CZ14 | Each | 5.92 | 170000 |  | 0 | 0 | 216 | 0 | 0 | 216 | 0 | 0 | 186 | 0 | 0 | 186 |  |  | 2 | University Dormitory | Existing | Palmdale (China Lake for pre-2014) | SCE
NG-WtrHt-SmlInst-Gas-150kBtuh-lt2G-0p82EF-40g | DEER2015 | WaterHeater-Calculator-v1.1 | 2015-03-19 14:45 | SCE | EUD | Ex | Any | CZ15 | Each | 5.92 | 170000 |  | 0 | 0 | 168 | 0 | 0 | 168 | 0 | 0 | 142 | 0 | 0 | 142 |  |  | 2 | University Dormitory | Existing | Palm Springs-Intl (El Centro for pre-2014) | SCE
NG-WtrHt-SmlInst-Gas-150kBtuh-lt2G-0p82EF-40g | DEER2015 | WaterHeater-Calculator-v1.1 | 2015-03-19 14:45 | SCE | EUD | Ex | Any | CZ16 | Each | 5.92 | 170000 |  | 0 | 0 | 256 | 0 | 0 | 256 | 0 | 0 | 223 | 0 | 0 | 223 |  |  | 2 | University Dormitory | Existing | Blue Canyon (Mount Shasta for pre-2014) | SCE
NG-WtrHt-SmlInst-Gas-150kBtuh-lt2G-0p82EF-40g | DEER2015 | WaterHeater-Calculator-v1.1 | 2015-03-19 14:45 | SCE | EUD | Ex | Any | IOU | Each | 5.92 | 170000 |  | 0 | 0 | 217 | 0 | 0 | 217 | 0 | 0 | 186 | 0 | 0 | 186 |  |  | 2 | University Dormitory | Existing | IOU Territory | SCE
NG-WtrHt-SmlInst-Gas-150kBtuh-lt2G-0p82EF-40g | DEER2015 | WaterHeater-Calculator-v1.1 | 2015-03-19 14:45 | SCE | EUn | Ex | Any | CZ05 | Each | 17.4 | 830000 |  | 0 | 0 | 442 | 0 | 0 | 442 | 0 | 0 | 378 | 0 | 0 | 378 |  |  | 2 | Education - University | Existing | Santa Maria Area | SCE
NG-WtrHt-SmlInst-Gas-150kBtuh-lt2G-0p82EF-40g | DEER2015 | WaterHeater-Calculator-v1.1 | 2015-03-19 14:45 | SCE | EUn | Ex | Any | CZ06 | Each | 17.4 | 830000 |  | 0 | 0 | 364 | 0 | 0 | 364 | 0 | 0 | 309 | 0 | 0 | 309 |  |  | 2 | Education - University | Existing | Torrance (Los Angeles for pre-2014) | SCE
NG-WtrHt-SmlInst-Gas-150kBtuh-lt2G-0p82EF-40g | DEER2015 | WaterHeater-Calculator-v1.1 | 2015-03-19 14:45 | SCE | EUn | Ex | Any | CZ08 | Each | 17.4 | 830000 |  | 0 | 0 | 354 | 0 | 0 | 354 | 0 | 0 | 301 | 0 | 0 | 301 |  |  | 2 | Education - University | Existing | Fullerton (El Toro for pre-2014) | SCE
NG-WtrHt-SmlInst-Gas-150kBtuh-lt2G-0p82EF-40g | DEER2015 | WaterHeater-Calculator-v1.1 | 2015-03-19 14:45 | SCE | EUn | Ex | Any | CZ09 | Each | 17.4 | 830000 |  | 0 | 0 | 353 | 0 | 0 | 353 | 0 | 0 | 301 | 0 | 0 | 301 |  |  | 2 | Education - University | Existing | Burbank-Glendale (Pasadena for pre-2014) | SCE
NG-WtrHt-SmlInst-Gas-150kBtuh-lt2G-0p82EF-40g | DEER2015 | WaterHeater-Calculator-v1.1 | 2015-03-19 14:45 | SCE | EUn | Ex | Any | CZ10 | Each | 17.4 | 830000 |  | 0 | 0 | 349 | 0 | 0 | 349 | 0 | 0 | 299 | 0 | 0 | 299 |  |  | 2 | Education - University | Existing | Riverside | SCE
NG-WtrHt-SmlInst-Gas-150kBtuh-lt2G-0p82EF-40g | DEER2015 | WaterHeater-Calculator-v1.1 | 2015-03-19 14:45 | SCE | EUn | Ex | Any | CZ13 | Each | 17.4 | 830000 |  | 0 | 0 | 374 | 0 | 0 | 374 | 0 | 0 | 322 | 0 | 0 | 322 |  |  | 2 | Education - University | Existing | Fresno Area | SCE
NG-WtrHt-SmlInst-Gas-150kBtuh-lt2G-0p82EF-40g | DEER2015 | WaterHeater-Calculator-v1.1 | 2015-03-19 14:45 | SCE | EUn | Ex | Any | CZ14 | Each | 17.4 | 830000 |  | 0 | 0 | 399 | 0 | 0 | 399 | 0 | 0 | 343 | 0 | 0 | 343 |  |  | 2 | Education - University | Existing | Palmdale (China Lake for pre-2014) | SCE
NG-WtrHt-SmlInst-Gas-150kBtuh-lt2G-0p82EF-40g | DEER2015 | WaterHeater-Calculator-v1.1 | 2015-03-19 14:45 | SCE | EUn | Ex | Any | CZ15 | Each | 17.4 | 830000 |  | 0 | 0 | 307 | 0 | 0 | 307 | 0 | 0 | 261 | 0 | 0 | 261 |  |  | 2 | Education - University | Existing | Palm Springs-Intl (El Centro for pre-2014) | SCE
NG-WtrHt-SmlInst-Gas-150kBtuh-lt2G-0p82EF-40g | DEER2015 | WaterHeater-Calculator-v1.1 | 2015-03-19 14:45 | SCE | EUn | Ex | Any | CZ16 | Each | 17.4 | 830000 |  | 0 | 0 | 656 | 0 | 0 | 656 | 0 | 0 | 583 | 0 | 0 | 583 |  |  | 2 | Education - University | Existing | Blue Canyon (Mount Shasta for pre-2014) | SCE
NG-WtrHt-SmlInst-Gas-150kBtuh-lt2G-0p82EF-40g | DEER2015 | WaterHeater-Calculator-v1.1 | 2015-03-19 14:45 | SCE | EUn | Ex | Any | IOU | Each | 17.4 | 830000 |  | 0 | 0 | 378 | 0 | 0 | 378 | 0 | 0 | 324 | 0 | 0 | 324 |  |  | 2 | Education - University | Existing | IOU Territory | SCE
NG-WtrHt-SmlInst-Gas-150kBtuh-lt2G-0p82EF-40g | DEER2015 | WaterHeater-Calculator-v1.1 | 2015-03-19 14:45 | SCE | Gro | Ex | Any | CZ05 | Each | 0.96 | 50000 |  | 0 | 0 | 569 | 0 | 0 | 569 | 0 | 0 | 501 | 0 | 0 | 501 |  |  | 2 | Grocery | Existing | Santa Maria Area | SCE
NG-WtrHt-SmlInst-Gas-150kBtuh-lt2G-0p82EF-40g | DEER2015 | WaterHeater-Calculator-v1.1 | 2015-03-19 14:45 | SCE | Gro | Ex | Any | CZ06 | Each | 0.96 | 50000 |  | 0 | 0 | 485 | 0 | 0 | 485 | 0 | 0 | 427 | 0 | 0 | 427 |  |  | 2 | Grocery | Existing | Torrance (Los Angeles for pre-2014) | SCE
NG-WtrHt-SmlInst-Gas-150kBtuh-lt2G-0p82EF-40g | DEER2015 | WaterHeater-Calculator-v1.1 | 2015-03-19 14:45 | SCE | Gro | Ex | Any | CZ08 | Each | 0.96 | 50000 |  | 0 | 0 | 472 | 0 | 0 | 472 | 0 | 0 | 416 | 0 | 0 | 416 |  |  | 2 | Grocery | Existing | Fullerton (El Toro for pre-2014) | SCE
NG-WtrHt-SmlInst-Gas-150kBtuh-lt2G-0p82EF-40g | DEER2015 | WaterHeater-Calculator-v1.1 | 2015-03-19 14:45 | SCE | Gro | Ex | Any | CZ09 | Each | 0.96 | 50000 |  | 0 | 0 | 471 | 0 | 0 | 471 | 0 | 0 | 415 | 0 | 0 | 415 |  |  | 2 | Grocery | Existing | Burbank-Glendale (Pasadena for pre-2014) | SCE
NG-WtrHt-SmlInst-Gas-150kBtuh-lt2G-0p82EF-40g | DEER2015 | WaterHeater-Calculator-v1.1 | 2015-03-19 14:45 | SCE | Gro | Ex | Any | CZ10 | Each | 0.96 | 50000 |  | 0 | 0 | 466 | 0 | 0 | 466 | 0 | 0 | 413 | 0 | 0 | 413 |  |  | 2 | Grocery | Existing | Riverside | SCE
NG-WtrHt-SmlInst-Gas-150kBtuh-lt2G-0p82EF-40g | DEER2015 | WaterHeater-Calculator-v1.1 | 2015-03-19 14:45 | SCE | Gro | Ex | Any | CZ13 | Each | 0.96 | 50000 |  | 0 | 0 | 488 | 0 | 0 | 488 | 0 | 0 | 430 | 0 | 0 | 430 |  |  | 2 | Grocery | Existing | Fresno Area | SCE
NG-WtrHt-SmlInst-Gas-150kBtuh-lt2G-0p82EF-40g | DEER2015 | WaterHeater-Calculator-v1.1 | 2015-03-19 14:45 | SCE | Gro | Ex | Any | CZ14 | Each | 0.96 | 50000 |  | 0 | 0 | 507 | 0 | 0 | 507 | 0 | 0 | 450 | 0 | 0 | 450 |  |  | 2 | Grocery | Existing | Palmdale (China Lake for pre-2014) | SCE
NG-WtrHt-SmlInst-Gas-150kBtuh-lt2G-0p82EF-40g | DEER2015 | WaterHeater-Calculator-v1.1 | 2015-03-19 14:45 | SCE | Gro | Ex | Any | CZ15 | Each | 0.96 | 50000 |  | 0 | 0 | 406 | 0 | 0 | 406 | 0 | 0 | 356 | 0 | 0 | 356 |  |  | 2 | Grocery | Existing | Palm Springs-Intl (El Centro for pre-2014) | SCE
NG-WtrHt-SmlInst-Gas-150kBtuh-lt2G-0p82EF-40g | DEER2015 | WaterHeater-Calculator-v1.1 | 2015-03-19 14:45 | SCE | Gro | Ex | Any | CZ16 | Each | 0.96 | 50000 |  | 0 | 0 | 699 | 0 | 0 | 699 | 0 | 0 | 631 | 0 | 0 | 631 |  |  | 2 | Grocery | Existing | Blue Canyon (Mount Shasta for pre-2014) | SCE
NG-WtrHt-SmlInst-Gas-150kBtuh-lt2G-0p82EF-40g | DEER2015 | WaterHeater-Calculator-v1.1 | 2015-03-19 14:45 | SCE | Gro | Ex | Any | IOU | Each | 0.96 | 50000 |  | 0 | 0 | 479 | 0 | 0 | 479 | 0 | 0 | 423 | 0 | 0 | 423 |  |  | 2 | Grocery | Existing | IOU Territory | SCE
NG-WtrHt-SmlInst-Gas-150kBtuh-lt2G-0p82EF-40g | DEER2015 | WaterHeater-Calculator-v1.1 | 2015-03-19 14:45 | SCE | HGR | Ex | Any | CZ05 | Each | 9.55 | 321000 |  | 0 | 0 | 327 | 0 | 0 | 327 | 0 | 0 | 290 | 0 | 0 | 290 |  |  | 2 | Hotel Guest Room | Existing | Santa Maria Area | SCE
NG-WtrHt-SmlInst-Gas-150kBtuh-lt2G-0p82EF-40g | DEER2015 | WaterHeater-Calculator-v1.1 | 2015-03-19 14:45 | SCE | HGR | Ex | Any | CZ06 | Each | 9.55 | 321000 |  | 0 | 0 | 297 | 0 | 0 | 297 | 0 | 0 | 262 | 0 | 0 | 262 |  |  | 2 | Hotel Guest Room | Existing | Torrance (Los Angeles for pre-2014) | SCE
NG-WtrHt-SmlInst-Gas-150kBtuh-lt2G-0p82EF-40g | DEER2015 | WaterHeater-Calculator-v1.1 | 2015-03-19 14:45 | SCE | HGR | Ex | Any | CZ08 | Each | 9.55 | 321000 |  | 0 | 0 | 286 | 0 | 0 | 286 | 0 | 0 | 252 | 0 | 0 | 252 |  |  | 2 | Hotel Guest Room | Existing | Fullerton (El Toro for pre-2014) | SCE
NG-WtrHt-SmlInst-Gas-150kBtuh-lt2G-0p82EF-40g | DEER2015 | WaterHeater-Calculator-v1.1 | 2015-03-19 14:45 | SCE | HGR | Ex | Any | CZ09 | Each | 9.55 | 321000 |  | 0 | 0 | 284 | 0 | 0 | 284 | 0 | 0 | 251 | 0 | 0 | 251 |  |  | 2 | Hotel Guest Room | Existing | Burbank-Glendale (Pasadena for pre-2014) | SCE
NG-WtrHt-SmlInst-Gas-150kBtuh-lt2G-0p82EF-40g | DEER2015 | WaterHeater-Calculator-v1.1 | 2015-03-19 14:45 | SCE | HGR | Ex | Any | CZ10 | Each | 9.55 | 321000 |  | 0 | 0 | 281 | 0 | 0 | 281 | 0 | 0 | 250 | 0 | 0 | 250 |  |  | 2 | Hotel Guest Room | Existing | Riverside | SCE
NG-WtrHt-SmlInst-Gas-150kBtuh-lt2G-0p82EF-40g | DEER2015 | WaterHeater-Calculator-v1.1 | 2015-03-19 14:45 | SCE | HGR | Ex | Any | CZ13 | Each | 9.55 | 321000 |  | 0 | 0 | 285 | 0 | 0 | 285 | 0 | 0 | 252 | 0 | 0 | 252 |  |  | 2 | Hotel Guest Room | Existing | Fresno Area | SCE
NG-WtrHt-SmlInst-Gas-150kBtuh-lt2G-0p82EF-40g | DEER2015 | WaterHeater-Calculator-v1.1 | 2015-03-19 14:45 | SCE | HGR | Ex | Any | CZ14 | Each | 9.55 | 321000 |  | 0 | 0 | 291 | 0 | 0 | 291 | 0 | 0 | 258 | 0 | 0 | 258 |  |  | 2 | Hotel Guest Room | Existing | Palmdale (China Lake for pre-2014) | SCE
NG-WtrHt-SmlInst-Gas-150kBtuh-lt2G-0p82EF-40g | DEER2015 | WaterHeater-Calculator-v1.1 | 2015-03-19 14:45 | SCE | HGR | Ex | Any | CZ15 | Each | 9.55 | 321000 |  | 0 | 0 | 223 | 0 | 0 | 223 | 0 | 0 | 195 | 0 | 0 | 195 |  |  | 2 | Hotel Guest Room | Existing | Palm Springs-Intl (El Centro for pre-2014) | SCE
NG-WtrHt-SmlInst-Gas-150kBtuh-lt2G-0p82EF-40g | DEER2015 | WaterHeater-Calculator-v1.1 | 2015-03-19 14:45 | SCE | HGR | Ex | Any | CZ16 | Each | 9.55 | 321000 |  | 0 | 0 | 348 | 0 | 0 | 348 | 0 | 0 | 312 | 0 | 0 | 312 |  |  | 2 | Hotel Guest Room | Existing | Blue Canyon (Mount Shasta for pre-2014) | SCE
NG-WtrHt-SmlInst-Gas-150kBtuh-lt2G-0p82EF-40g | DEER2015 | WaterHeater-Calculator-v1.1 | 2015-03-19 14:45 | SCE | HGR | Ex | Any | IOU | Each | 9.55 | 321000 |  | 0 | 0 | 283 | 0 | 0 | 283 | 0 | 0 | 250 | 0 | 0 | 250 |  |  | 2 | Hotel Guest Room | Existing | IOU Territory | SCE
NG-WtrHt-SmlInst-Gas-150kBtuh-lt2G-0p82EF-40g | DEER2015 | WaterHeater-Calculator-v1.1 | 2015-03-19 14:45 | SCE | Hsp | Ex | Any | CZ05 | Each | 22.2 | 500000 |  | 0 | 0 | 554 | 0 | 0 | 554 | 0 | 0 | 493 | 0 | 0 | 493 |  |  | 2 | Health/Medical - Hospital | Existing | Santa Maria Area | SCE
NG-WtrHt-SmlInst-Gas-150kBtuh-lt2G-0p82EF-40g | DEER2015 | WaterHeater-Calculator-v1.1 | 2015-03-19 14:45 | SCE | Hsp | Ex | Any | CZ06 | Each | 22.2 | 500000 |  | 0 | 0 | 512 | 0 | 0 | 512 | 0 | 0 | 454 | 0 | 0 | 454 |  |  | 2 | Health/Medical - Hospital | Existing | Torrance (Los Angeles for pre-2014) | SCE
NG-WtrHt-SmlInst-Gas-150kBtuh-lt2G-0p82EF-40g | DEER2015 | WaterHeater-Calculator-v1.1 | 2015-03-19 14:45 | SCE | Hsp | Ex | Any | CZ08 | Each | 22.2 | 500000 |  | 0 | 0 | 501 | 0 | 0 | 501 | 0 | 0 | 444 | 0 | 0 | 444 |  |  | 2 | Health/Medical - Hospital | Existing | Fullerton (El Toro for pre-2014) | SCE
NG-WtrHt-SmlInst-Gas-150kBtuh-lt2G-0p82EF-40g | DEER2015 | WaterHeater-Calculator-v1.1 | 2015-03-19 14:45 | SCE | Hsp | Ex | Any | CZ09 | Each | 22.2 | 500000 |  | 0 | 0 | 500 | 0 | 0 | 500 | 0 | 0 | 443 | 0 | 0 | 443 |  |  | 2 | Health/Medical - Hospital | Existing | Burbank-Glendale (Pasadena for pre-2014) | SCE
NG-WtrHt-SmlInst-Gas-150kBtuh-lt2G-0p82EF-40g | DEER2015 | WaterHeater-Calculator-v1.1 | 2015-03-19 14:45 | SCE | Hsp | Ex | Any | CZ10 | Each | 22.2 | 500000 |  | 0 | 0 | 497 | 0 | 0 | 497 | 0 | 0 | 442 | 0 | 0 | 442 |  |  | 2 | Health/Medical - Hospital | Existing | Riverside | SCE
NG-WtrHt-SmlInst-Gas-150kBtuh-lt2G-0p82EF-40g | DEER2015 | WaterHeater-Calculator-v1.1 | 2015-03-19 14:45 | SCE | Hsp | Ex | Any | CZ13 | Each | 22.2 | 500000 |  | 0 | 0 | 502 | 0 | 0 | 502 | 0 | 0 | 445 | 0 | 0 | 445 |  |  | 2 | Health/Medical - Hospital | Existing | Fresno Area | SCE
NG-WtrHt-SmlInst-Gas-150kBtuh-lt2G-0p82EF-40g | DEER2015 | WaterHeater-Calculator-v1.1 | 2015-03-19 14:45 | SCE | Hsp | Ex | Any | CZ14 | Each | 22.2 | 500000 |  | 0 | 0 | 512 | 0 | 0 | 512 | 0 | 0 | 455 | 0 | 0 | 455 |  |  | 2 | Health/Medical - Hospital | Existing | Palmdale (China Lake for pre-2014) | SCE
NG-WtrHt-SmlInst-Gas-150kBtuh-lt2G-0p82EF-40g | DEER2015 | WaterHeater-Calculator-v1.1 | 2015-03-19 14:45 | SCE | Hsp | Ex | Any | CZ15 | Each | 22.2 | 500000 |  | 0 | 0 | 435 | 0 | 0 | 435 | 0 | 0 | 383 | 0 | 0 | 383 |  |  | 2 | Health/Medical - Hospital | Existing | Palm Springs-Intl (El Centro for pre-2014) | SCE
NG-WtrHt-SmlInst-Gas-150kBtuh-lt2G-0p82EF-40g | DEER2015 | WaterHeater-Calculator-v1.1 | 2015-03-19 14:45 | SCE | Hsp | Ex | Any | CZ16 | Each | 22.2 | 500000 |  | 0 | 0 | 621 | 0 | 0 | 621 | 0 | 0 | 558 | 0 | 0 | 558 |  |  | 2 | Health/Medical - Hospital | Existing | Blue Canyon (Mount Shasta for pre-2014) | SCE
NG-WtrHt-SmlInst-Gas-150kBtuh-lt2G-0p82EF-40g | DEER2015 | WaterHeater-Calculator-v1.1 | 2015-03-19 14:45 | SCE | Hsp | Ex | Any | IOU | Each | 22.2 | 500000 |  | 0 | 0 | 505 | 0 | 0 | 505 | 0 | 0 | 448 | 0 | 0 | 448 |  |  | 2 | Health/Medical - Hospital | Existing | IOU Territory | SCE
NG-WtrHt-SmlInst-Gas-150kBtuh-lt2G-0p82EF-40g | DEER2015 | WaterHeater-Calculator-v1.1 | 2015-03-19 14:45 | SCE | Htl | Ex | Any | CZ05 | Each | 1.83 | 78900 |  | 0 | 0 | 675 | 0 | 0 | 675 | 0 | 0 | 608 | 0 | 0 | 608 |  |  | 2 | Lodging - Hotel | Existing | Santa Maria Area | SCE
NG-WtrHt-SmlInst-Gas-150kBtuh-lt2G-0p82EF-40g | DEER2015 | WaterHeater-Calculator-v1.1 | 2015-03-19 14:45 | SCE | Htl | Ex | Any | CZ06 | Each | 1.83 | 78900 |  | 0 | 0 | 624 | 0 | 0 | 624 | 0 | 0 | 562 | 0 | 0 | 562 |  |  | 2 | Lodging - Hotel | Existing | Torrance (Los Angeles for pre-2014) | SCE
NG-WtrHt-SmlInst-Gas-150kBtuh-lt2G-0p82EF-40g | DEER2015 | WaterHeater-Calculator-v1.1 | 2015-03-19 14:45 | SCE | Htl | Ex | Any | CZ08 | Each | 1.83 | 78900 |  | 0 | 0 | 611 | 0 | 0 | 611 | 0 | 0 | 549 | 0 | 0 | 549 |  |  | 2 | Lodging - Hotel | Existing | Fullerton (El Toro for pre-2014) | SCE
NG-WtrHt-SmlInst-Gas-150kBtuh-lt2G-0p82EF-40g | DEER2015 | WaterHeater-Calculator-v1.1 | 2015-03-19 14:45 | SCE | Htl | Ex | Any | CZ09 | Each | 1.83 | 78900 |  | 0 | 0 | 609 | 0 | 0 | 609 | 0 | 0 | 549 | 0 | 0 | 549 |  |  | 2 | Lodging - Hotel | Existing | Burbank-Glendale (Pasadena for pre-2014) | SCE
NG-WtrHt-SmlInst-Gas-150kBtuh-lt2G-0p82EF-40g | DEER2015 | WaterHeater-Calculator-v1.1 | 2015-03-19 14:45 | SCE | Htl | Ex | Any | CZ10 | Each | 1.83 | 78900 |  | 0 | 0 | 604 | 0 | 0 | 604 | 0 | 0 | 546 | 0 | 0 | 546 |  |  | 2 | Lodging - Hotel | Existing | Riverside | SCE
NG-WtrHt-SmlInst-Gas-150kBtuh-lt2G-0p82EF-40g | DEER2015 | WaterHeater-Calculator-v1.1 | 2015-03-19 14:45 | SCE | Htl | Ex | Any | CZ13 | Each | 1.83 | 78900 |  | 0 | 0 | 609 | 0 | 0 | 609 | 0 | 0 | 548 | 0 | 0 | 548 |  |  | 2 | Lodging - Hotel | Existing | Fresno Area | SCE
NG-WtrHt-SmlInst-Gas-150kBtuh-lt2G-0p82EF-40g | DEER2015 | WaterHeater-Calculator-v1.1 | 2015-03-19 14:45 | SCE | Htl | Ex | Any | CZ14 | Each | 1.83 | 78900 |  | 0 | 0 | 622 | 0 | 0 | 622 | 0 | 0 | 562 | 0 | 0 | 562 |  |  | 2 | Lodging - Hotel | Existing | Palmdale (China Lake for pre-2014) | SCE
NG-WtrHt-SmlInst-Gas-150kBtuh-lt2G-0p82EF-40g | DEER2015 | WaterHeater-Calculator-v1.1 | 2015-03-19 14:45 | SCE | Htl | Ex | Any | CZ15 | Each | 1.83 | 78900 |  | 0 | 0 | 524 | 0 | 0 | 524 | 0 | 0 | 471 | 0 | 0 | 471 |  |  | 2 | Lodging - Hotel | Existing | Palm Springs-Intl (El Centro for pre-2014) | SCE
NG-WtrHt-SmlInst-Gas-150kBtuh-lt2G-0p82EF-40g | DEER2015 | WaterHeater-Calculator-v1.1 | 2015-03-19 14:45 | SCE | Htl | Ex | Any | CZ16 | Each | 1.83 | 78900 |  | 0 | 0 | 912 | 0 | 0 | 912 | 0 | 0 | 823 | 0 | 0 | 823 |  |  | 2 | Lodging - Hotel | Existing | Blue Canyon (Mount Shasta for pre-2014) | SCE
NG-WtrHt-SmlInst-Gas-150kBtuh-lt2G-0p82EF-40g | DEER2015 | WaterHeater-Calculator-v1.1 | 2015-03-19 14:45 | SCE | Htl | Ex | Any | IOU | Each | 1.83 | 78900 |  | 0 | 0 | 614 | 0 | 0 | 614 | 0 | 0 | 553 | 0 | 0 | 553 |  |  | 2 | Lodging - Hotel | Existing | IOU Territory | SCE
NG-WtrHt-SmlInst-Gas-150kBtuh-lt2G-0p82EF-40g | DEER2015 | WaterHeater-Calculator-v1.1 | 2015-03-19 14:45 | SCE | MBT | Ex | Any | CZ05 | Each | 1.66 | 200000 |  | 0 | 0 | 398 | 0 | 0 | 398 | 0 | 0 | 339 | 0 | 0 | 339 |  |  | 2 | Manufacturing Biotech | Existing | Santa Maria Area | SCE
NG-WtrHt-SmlInst-Gas-150kBtuh-lt2G-0p82EF-40g | DEER2015 | WaterHeater-Calculator-v1.1 | 2015-03-19 14:45 | SCE | MBT | Ex | Any | CZ06 | Each | 1.66 | 200000 |  | 0 | 0 | 330 | 0 | 0 | 330 | 0 | 0 | 279 | 0 | 0 | 279 |  |  | 2 | Manufacturing Biotech | Existing | Torrance (Los Angeles for pre-2014) | SCE
NG-WtrHt-SmlInst-Gas-150kBtuh-lt2G-0p82EF-40g | DEER2015 | WaterHeater-Calculator-v1.1 | 2015-03-19 14:45 | SCE | MBT | Ex | Any | CZ08 | Each | 1.66 | 200000 |  | 0 | 0 | 324 | 0 | 0 | 324 | 0 | 0 | 273 | 0 | 0 | 273 |  |  | 2 | Manufacturing Biotech | Existing | Fullerton (El Toro for pre-2014) | SCE
NG-WtrHt-SmlInst-Gas-150kBtuh-lt2G-0p82EF-40g | DEER2015 | WaterHeater-Calculator-v1.1 | 2015-03-19 14:45 | SCE | MBT | Ex | Any | CZ09 | Each | 1.66 | 200000 |  | 0 | 0 | 324 | 0 | 0 | 324 | 0 | 0 | 273 | 0 | 0 | 273 |  |  | 2 | Manufacturing Biotech | Existing | Burbank-Glendale (Pasadena for pre-2014) | SCE
NG-WtrHt-SmlInst-Gas-150kBtuh-lt2G-0p82EF-40g | DEER2015 | WaterHeater-Calculator-v1.1 | 2015-03-19 14:45 | SCE | MBT | Ex | Any | CZ10 | Each | 1.66 | 200000 |  | 0 | 0 | 318 | 0 | 0 | 318 | 0 | 0 | 272 | 0 | 0 | 272 |  |  | 2 | Manufacturing Biotech | Existing | Riverside | SCE
NG-WtrHt-SmlInst-Gas-150kBtuh-lt2G-0p82EF-40g | DEER2015 | WaterHeater-Calculator-v1.1 | 2015-03-19 14:45 | SCE | MBT | Ex | Any | CZ13 | Each | 1.66 | 200000 |  | 0 | 0 | 342 | 0 | 0 | 342 | 0 | 0 | 290 | 0 | 0 | 290 |  |  | 2 | Manufacturing Biotech | Existing | Fresno Area | SCE
NG-WtrHt-SmlInst-Gas-150kBtuh-lt2G-0p82EF-40g | DEER2015 | WaterHeater-Calculator-v1.1 | 2015-03-19 14:45 | SCE | MBT | Ex | Any | CZ14 | Each | 1.66 | 200000 |  | 0 | 0 | 360 | 0 | 0 | 360 | 0 | 0 | 308 | 0 | 0 | 308 |  |  | 2 | Manufacturing Biotech | Existing | Palmdale (China Lake for pre-2014) | SCE
NG-WtrHt-SmlInst-Gas-150kBtuh-lt2G-0p82EF-40g | DEER2015 | WaterHeater-Calculator-v1.1 | 2015-03-19 14:45 | SCE | MBT | Ex | Any | CZ15 | Each | 1.66 | 200000 |  | 0 | 0 | 283 | 0 | 0 | 283 | 0 | 0 | 240 | 0 | 0 | 240 |  |  | 2 | Manufacturing Biotech | Existing | Palm Springs-Intl (El Centro for pre-2014) | SCE
NG-WtrHt-SmlInst-Gas-150kBtuh-lt2G-0p82EF-40g | DEER2015 | WaterHeater-Calculator-v1.1 | 2015-03-19 14:45 | SCE | MBT | Ex | Any | CZ16 | Each | 1.66 | 200000 |  | 0 | 0 | 580 | 0 | 0 | 580 | 0 | 0 | 518 | 0 | 0 | 518 |  |  | 2 | Manufacturing Biotech | Existing | Blue Canyon (Mount Shasta for pre-2014) | SCE
NG-WtrHt-SmlInst-Gas-150kBtuh-lt2G-0p82EF-40g | DEER2015 | WaterHeater-Calculator-v1.1 | 2015-03-19 14:45 | SCE | MBT | Ex | Any | IOU | Each | 1.66 | 200000 |  | 0 | 0 | 329 | 0 | 0 | 329 | 0 | 0 | 280 | 0 | 0 | 280 |  |  | 2 | Manufacturing Biotech | Existing | IOU Territory | SCE
NG-WtrHt-SmlInst-Gas-150kBtuh-lt2G-0p82EF-40g | DEER2015 | WaterHeater-Calculator-v1.1 | 2015-03-19 14:45 | SCE | MLI | Ex | Any | CZ05 | Each | 0.991 | 100000 |  | 0 | 0 | 413 | 0 | 0 | 413 | 0 | 0 | 349 | 0 | 0 | 349 |  |  | 2 | Manufacturing Light Industrial | Existing | Santa Maria Area | SCE
NG-WtrHt-SmlInst-Gas-150kBtuh-lt2G-0p82EF-40g | DEER2015 | WaterHeater-Calculator-v1.1 | 2015-03-19 14:45 | SCE | MLI | Ex | Any | CZ06 | Each | 0.991 | 100000 |  | 0 | 0 | 338 | 0 | 0 | 338 | 0 | 0 | 284 | 0 | 0 | 284 |  |  | 2 | Manufacturing Light Industrial | Existing | Torrance (Los Angeles for pre-2014) | SCE
NG-WtrHt-SmlInst-Gas-150kBtuh-lt2G-0p82EF-40g | DEER2015 | WaterHeater-Calculator-v1.1 | 2015-03-19 14:45 | SCE | MLI | Ex | Any | CZ08 | Each | 0.991 | 100000 |  | 0 | 0 | 329 | 0 | 0 | 329 | 0 | 0 | 277 | 0 | 0 | 277 |  |  | 2 | Manufacturing Light Industrial | Existing | Fullerton (El Toro for pre-2014) | SCE
NG-WtrHt-SmlInst-Gas-150kBtuh-lt2G-0p82EF-40g | DEER2015 | WaterHeater-Calculator-v1.1 | 2015-03-19 14:45 | SCE | MLI | Ex | Any | CZ09 | Each | 0.991 | 100000 |  | 0 | 0 | 328 | 0 | 0 | 328 | 0 | 0 | 276 | 0 | 0 | 276 |  |  | 2 | Manufacturing Light Industrial | Existing | Burbank-Glendale (Pasadena for pre-2014) | SCE
NG-WtrHt-SmlInst-Gas-150kBtuh-lt2G-0p82EF-40g | DEER2015 | WaterHeater-Calculator-v1.1 | 2015-03-19 14:45 | SCE | MLI | Ex | Any | CZ10 | Each | 0.991 | 100000 |  | 0 | 0 | 321 | 0 | 0 | 321 | 0 | 0 | 275 | 0 | 0 | 275 |  |  | 2 | Manufacturing Light Industrial | Existing | Riverside | SCE
NG-WtrHt-SmlInst-Gas-150kBtuh-lt2G-0p82EF-40g | DEER2015 | WaterHeater-Calculator-v1.1 | 2015-03-19 14:45 | SCE | MLI | Ex | Any | CZ13 | Each | 0.991 | 100000 |  | 0 | 0 | 346 | 0 | 0 | 346 | 0 | 0 | 293 | 0 | 0 | 293 |  |  | 2 | Manufacturing Light Industrial | Existing | Fresno Area | SCE
NG-WtrHt-SmlInst-Gas-150kBtuh-lt2G-0p82EF-40g | DEER2015 | WaterHeater-Calculator-v1.1 | 2015-03-19 14:45 | SCE | MLI | Ex | Any | CZ14 | Each | 0.991 | 100000 |  | 0 | 0 | 365 | 0 | 0 | 365 | 0 | 0 | 312 | 0 | 0 | 312 |  |  | 2 | Manufacturing Light Industrial | Existing | Palmdale (China Lake for pre-2014) | SCE
NG-WtrHt-SmlInst-Gas-150kBtuh-lt2G-0p82EF-40g | DEER2015 | WaterHeater-Calculator-v1.1 | 2015-03-19 14:45 | SCE | MLI | Ex | Any | CZ15 | Each | 0.991 | 100000 |  | 0 | 0 | 284 | 0 | 0 | 284 | 0 | 0 | 240 | 0 | 0 | 240 |  |  | 2 | Manufacturing Light Industrial | Existing | Palm Springs-Intl (El Centro for pre-2014) | SCE
NG-WtrHt-SmlInst-Gas-150kBtuh-lt2G-0p82EF-40g | DEER2015 | WaterHeater-Calculator-v1.1 | 2015-03-19 14:45 | SCE | MLI | Ex | Any | CZ16 | Each | 0.991 | 100000 |  | 0 | 0 | 589 | 0 | 0 | 589 | 0 | 0 | 525 | 0 | 0 | 525 |  |  | 2 | Manufacturing Light Industrial | Existing | Blue Canyon (Mount Shasta for pre-2014) | SCE
NG-WtrHt-SmlInst-Gas-150kBtuh-lt2G-0p82EF-40g | DEER2015 | WaterHeater-Calculator-v1.1 | 2015-03-19 14:45 | SCE | MLI | Ex | Any | IOU | Each | 0.991 | 100000 |  | 0 | 0 | 334 | 0 | 0 | 334 | 0 | 0 | 283 | 0 | 0 | 283 |  |  | 2 | Manufacturing Light Industrial | Existing | IOU Territory | SCE
NG-WtrHt-SmlInst-Gas-150kBtuh-lt2G-0p82EF-40g | DEER2015 | WaterHeater-Calculator-v1.1 | 2015-03-19 14:45 | SCE | Mtl | Ex | Any | CZ05 | Each | 0.519 | 60000 |  | 0 | 0 | 428 | 0 | 0 | 428 | 0 | 0 | 369 | 0 | 0 | 369 |  |  | 2 | Lodging - Motel | Existing | Santa Maria Area | SCE
NG-WtrHt-SmlInst-Gas-150kBtuh-lt2G-0p82EF-40g | DEER2015 | WaterHeater-Calculator-v1.1 | 2015-03-19 14:45 | SCE | Mtl | Ex | Any | CZ06 | Each | 0.519 | 60000 |  | 0 | 0 | 380 | 0 | 0 | 380 | 0 | 0 | 326 | 0 | 0 | 326 |  |  | 2 | Lodging - Motel | Existing | Torrance (Los Angeles for pre-2014) | SCE
NG-WtrHt-SmlInst-Gas-150kBtuh-lt2G-0p82EF-40g | DEER2015 | WaterHeater-Calculator-v1.1 | 2015-03-19 14:45 | SCE | Mtl | Ex | Any | CZ08 | Each | 0.519 | 60000 |  | 0 | 0 | 372 | 0 | 0 | 372 | 0 | 0 | 318 | 0 | 0 | 318 |  |  | 2 | Lodging - Motel | Existing | Fullerton (El Toro for pre-2014) | SCE
NG-WtrHt-SmlInst-Gas-150kBtuh-lt2G-0p82EF-40g | DEER2015 | WaterHeater-Calculator-v1.1 | 2015-03-19 14:45 | SCE | Mtl | Ex | Any | CZ09 | Each | 0.519 | 60000 |  | 0 | 0 | 371 | 0 | 0 | 371 | 0 | 0 | 318 | 0 | 0 | 318 |  |  | 2 | Lodging - Motel | Existing | Burbank-Glendale (Pasadena for pre-2014) | SCE
NG-WtrHt-SmlInst-Gas-150kBtuh-lt2G-0p82EF-40g | DEER2015 | WaterHeater-Calculator-v1.1 | 2015-03-19 14:45 | SCE | Mtl | Ex | Any | CZ10 | Each | 0.519 | 60000 |  | 0 | 0 | 367 | 0 | 0 | 367 | 0 | 0 | 317 | 0 | 0 | 317 |  |  | 2 | Lodging - Motel | Existing | Riverside | SCE
NG-WtrHt-SmlInst-Gas-150kBtuh-lt2G-0p82EF-40g | DEER2015 | WaterHeater-Calculator-v1.1 | 2015-03-19 14:45 | SCE | Mtl | Ex | Any | CZ13 | Each | 0.519 | 60000 |  | 0 | 0 | 382 | 0 | 0 | 382 | 0 | 0 | 328 | 0 | 0 | 328 |  |  | 2 | Lodging - Motel | Existing | Fresno Area | SCE
NG-WtrHt-SmlInst-Gas-150kBtuh-lt2G-0p82EF-40g | DEER2015 | WaterHeater-Calculator-v1.1 | 2015-03-19 14:45 | SCE | Mtl | Ex | Any | CZ14 | Each | 0.519 | 60000 |  | 0 | 0 | 392 | 0 | 0 | 392 | 0 | 0 | 339 | 0 | 0 | 339 |  |  | 2 | Lodging - Motel | Existing | Palmdale (China Lake for pre-2014) | SCE
NG-WtrHt-SmlInst-Gas-150kBtuh-lt2G-0p82EF-40g | DEER2015 | WaterHeater-Calculator-v1.1 | 2015-03-19 14:45 | SCE | Mtl | Ex | Any | CZ15 | Each | 0.519 | 60000 |  | 0 | 0 | 323 | 0 | 0 | 323 | 0 | 0 | 277 | 0 | 0 | 277 |  |  | 2 | Lodging - Motel | Existing | Palm Springs-Intl (El Centro for pre-2014) | SCE
NG-WtrHt-SmlInst-Gas-150kBtuh-lt2G-0p82EF-40g | DEER2015 | WaterHeater-Calculator-v1.1 | 2015-03-19 14:45 | SCE | Mtl | Ex | Any | CZ16 | Each | 0.519 | 60000 |  | 0 | 0 | 494 | 0 | 0 | 494 | 0 | 0 | 435 | 0 | 0 | 435 |  |  | 2 | Lodging - Motel | Existing | Blue Canyon (Mount Shasta for pre-2014) | SCE
NG-WtrHt-SmlInst-Gas-150kBtuh-lt2G-0p82EF-40g | DEER2015 | WaterHeater-Calculator-v1.1 | 2015-03-19 14:45 | SCE | Mtl | Ex | Any | IOU | Each | 0.519 | 60000 |  | 0 | 0 | 373 | 0 | 0 | 373 | 0 | 0 | 320 | 0 | 0 | 320 |  |  | 2 | Lodging - Motel | Existing | IOU Territory | SCE
NG-WtrHt-SmlInst-Gas-150kBtuh-lt2G-0p82EF-40g | DEER2015 | WaterHeater-Calculator-v1.1 | 2015-03-19 14:45 | SCE | Nrs | Ex | Any | CZ05 | Each | 3.27 | 120000 |  | 0 | 0 | 599 | 0 | 0 | 599 | 0 | 0 | 537 | 0 | 0 | 537 |  |  | 2 | Health/Medical - Nursing Home | Existing | Santa Maria Area | SCE
NG-WtrHt-SmlInst-Gas-150kBtuh-lt2G-0p82EF-40g | DEER2015 | WaterHeater-Calculator-v1.1 | 2015-03-19 14:45 | SCE | Nrs | Ex | Any | CZ06 | Each | 3.27 | 120000 |  | 0 | 0 | 554 | 0 | 0 | 554 | 0 | 0 | 495 | 0 | 0 | 495 |  |  | 2 | Health/Medical - Nursing Home | Existing | Torrance (Los Angeles for pre-2014) | SCE
NG-WtrHt-SmlInst-Gas-150kBtuh-lt2G-0p82EF-40g | DEER2015 | WaterHeater-Calculator-v1.1 | 2015-03-19 14:45 | SCE | Nrs | Ex | Any | CZ08 | Each | 3.27 | 120000 |  | 0 | 0 | 542 | 0 | 0 | 542 | 0 | 0 | 484 | 0 | 0 | 484 |  |  | 2 | Health/Medical - Nursing Home | Existing | Fullerton (El Toro for pre-2014) | SCE
NG-WtrHt-SmlInst-Gas-150kBtuh-lt2G-0p82EF-40g | DEER2015 | WaterHeater-Calculator-v1.1 | 2015-03-19 14:45 | SCE | Nrs | Ex | Any | CZ09 | Each | 3.27 | 120000 |  | 0 | 0 | 541 | 0 | 0 | 541 | 0 | 0 | 483 | 0 | 0 | 483 |  |  | 2 | Health/Medical - Nursing Home | Existing | Burbank-Glendale (Pasadena for pre-2014) | SCE
NG-WtrHt-SmlInst-Gas-150kBtuh-lt2G-0p82EF-40g | DEER2015 | WaterHeater-Calculator-v1.1 | 2015-03-19 14:45 | SCE | Nrs | Ex | Any | CZ10 | Each | 3.27 | 120000 |  | 0 | 0 | 538 | 0 | 0 | 538 | 0 | 0 | 481 | 0 | 0 | 481 |  |  | 2 | Health/Medical - Nursing Home | Existing | Riverside | SCE
NG-WtrHt-SmlInst-Gas-150kBtuh-lt2G-0p82EF-40g | DEER2015 | WaterHeater-Calculator-v1.1 | 2015-03-19 14:45 | SCE | Nrs | Ex | Any | CZ13 | Each | 3.27 | 120000 |  | 0 | 0 | 543 | 0 | 0 | 543 | 0 | 0 | 485 | 0 | 0 | 485 |  |  | 2 | Health/Medical - Nursing Home | Existing | Fresno Area | SCE
NG-WtrHt-SmlInst-Gas-150kBtuh-lt2G-0p82EF-40g | DEER2015 | WaterHeater-Calculator-v1.1 | 2015-03-19 14:45 | SCE | Nrs | Ex | Any | CZ14 | Each | 3.27 | 120000 |  | 0 | 0 | 554 | 0 | 0 | 554 | 0 | 0 | 495 | 0 | 0 | 495 |  |  | 2 | Health/Medical - Nursing Home | Existing | Palmdale (China Lake for pre-2014) | SCE
NG-WtrHt-SmlInst-Gas-150kBtuh-lt2G-0p82EF-40g | DEER2015 | WaterHeater-Calculator-v1.1 | 2015-03-19 14:45 | SCE | Nrs | Ex | Any | CZ15 | Each | 3.27 | 120000 |  | 0 | 0 | 469 | 0 | 0 | 469 | 0 | 0 | 416 | 0 | 0 | 416 |  |  | 2 | Health/Medical - Nursing Home | Existing | Palm Springs-Intl (El Centro for pre-2014) | SCE
NG-WtrHt-SmlInst-Gas-150kBtuh-lt2G-0p82EF-40g | DEER2015 | WaterHeater-Calculator-v1.1 | 2015-03-19 14:45 | SCE | Nrs | Ex | Any | CZ16 | Each | 3.27 | 120000 |  | 0 | 0 | 729 | 0 | 0 | 729 | 0 | 0 | 657 | 0 | 0 | 657 |  |  | 2 | Health/Medical - Nursing Home | Existing | Blue Canyon (Mount Shasta for pre-2014) | SCE
NG-WtrHt-SmlInst-Gas-150kBtuh-lt2G-0p82EF-40g | DEER2015 | WaterHeater-Calculator-v1.1 | 2015-03-19 14:45 | SCE | Nrs | Ex | Any | IOU | Each | 3.27 | 120000 |  | 0 | 0 | 547 | 0 | 0 | 547 | 0 | 0 | 489 | 0 | 0 | 489 |  |  | 2 | Health/Medical - Nursing Home | Existing | IOU Territory | SCE
NG-WtrHt-SmlInst-Gas-150kBtuh-lt2G-0p82EF-40g | DEER2015 | WaterHeater-Calculator-v1.1 | 2015-03-19 14:45 | SCE | OfL | Ex | Any | CZ05 | Each | 1.26 | 175000 |  | 0 | 0 | 408 | 0 | 0 | 408 | 0 | 0 | 346 | 0 | 0 | 346 |  |  | 2 | Office - Large | Existing | Santa Maria Area | SCE
NG-WtrHt-SmlInst-Gas-150kBtuh-lt2G-0p82EF-40g | DEER2015 | WaterHeater-Calculator-v1.1 | 2015-03-19 14:45 | SCE | OfL | Ex | Any | CZ06 | Each | 1.26 | 175000 |  | 0 | 0 | 325 | 0 | 0 | 325 | 0 | 0 | 272 | 0 | 0 | 272 |  |  | 2 | Office - Large | Existing | Torrance (Los Angeles for pre-2014) | SCE
NG-WtrHt-SmlInst-Gas-150kBtuh-lt2G-0p82EF-40g | DEER2015 | WaterHeater-Calculator-v1.1 | 2015-03-19 14:45 | SCE | OfL | Ex | Any | CZ08 | Each | 1.26 | 175000 |  | 0 | 0 | 319 | 0 | 0 | 319 | 0 | 0 | 267 | 0 | 0 | 267 |  |  | 2 | Office - Large | Existing | Fullerton (El Toro for pre-2014) | SCE
NG-WtrHt-SmlInst-Gas-150kBtuh-lt2G-0p82EF-40g | DEER2015 | WaterHeater-Calculator-v1.1 | 2015-03-19 14:45 | SCE | OfL | Ex | Any | CZ09 | Each | 1.26 | 175000 |  | 0 | 0 | 318 | 0 | 0 | 318 | 0 | 0 | 267 | 0 | 0 | 267 |  |  | 2 | Office - Large | Existing | Burbank-Glendale (Pasadena for pre-2014) | SCE
NG-WtrHt-SmlInst-Gas-150kBtuh-lt2G-0p82EF-40g | DEER2015 | WaterHeater-Calculator-v1.1 | 2015-03-19 14:45 | SCE | OfL | Ex | Any | CZ10 | Each | 1.26 | 175000 |  | 0 | 0 | 314 | 0 | 0 | 314 | 0 | 0 | 266 | 0 | 0 | 266 |  |  | 2 | Office - Large | Existing | Riverside | SCE
NG-WtrHt-SmlInst-Gas-150kBtuh-lt2G-0p82EF-40g | DEER2015 | WaterHeater-Calculator-v1.1 | 2015-03-19 14:45 | SCE | OfL | Ex | Any | CZ13 | Each | 1.26 | 175000 |  | 0 | 0 | 344 | 0 | 0 | 344 | 0 | 0 | 289 | 0 | 0 | 289 |  |  | 2 | Office - Large | Existing | Fresno Area | SCE
NG-WtrHt-SmlInst-Gas-150kBtuh-lt2G-0p82EF-40g | DEER2015 | WaterHeater-Calculator-v1.1 | 2015-03-19 14:45 | SCE | OfL | Ex | Any | CZ14 | Each | 1.26 | 175000 |  | 0 | 0 | 364 | 0 | 0 | 364 | 0 | 0 | 310 | 0 | 0 | 310 |  |  | 2 | Office - Large | Existing | Palmdale (China Lake for pre-2014) | SCE
NG-WtrHt-SmlInst-Gas-150kBtuh-lt2G-0p82EF-40g | DEER2015 | WaterHeater-Calculator-v1.1 | 2015-03-19 14:45 | SCE | OfL | Ex | Any | CZ15 | Each | 1.26 | 175000 |  | 0 | 0 | 281 | 0 | 0 | 281 | 0 | 0 | 235 | 0 | 0 | 235 |  |  | 2 | Office - Large | Existing | Palm Springs-Intl (El Centro for pre-2014) | SCE
NG-WtrHt-SmlInst-Gas-150kBtuh-lt2G-0p82EF-40g | DEER2015 | WaterHeater-Calculator-v1.1 | 2015-03-19 14:45 | SCE | OfL | Ex | Any | CZ16 | Each | 1.26 | 175000 |  | 0 | 0 | 571 | 0 | 0 | 571 | 0 | 0 | 508 | 0 | 0 | 508 |  |  | 2 | Office - Large | Existing | Blue Canyon (Mount Shasta for pre-2014) | SCE
NG-WtrHt-SmlInst-Gas-150kBtuh-lt2G-0p82EF-40g | DEER2015 | WaterHeater-Calculator-v1.1 | 2015-03-19 14:45 | SCE | OfL | Ex | Any | IOU | Each | 1.26 | 175000 |  | 0 | 0 | 323 | 0 | 0 | 323 | 0 | 0 | 271 | 0 | 0 | 271 |  |  | 2 | Office - Large | Existing | IOU Territory | SCE
NG-WtrHt-SmlInst-Gas-150kBtuh-lt2G-0p82EF-40g | DEER2015 | WaterHeater-Calculator-v1.1 | 2015-03-19 14:45 | SCE | OfS | Ex | Any | CZ05 | Each | 0.072 | 10000 |  | 0 | 0 | 391 | 0 | 0 | 391 | 0 | 0 | 330 | 0 | 0 | 330 |  |  | 2 | Office - Small | Existing | Santa Maria Area | SCE
NG-WtrHt-SmlInst-Gas-150kBtuh-lt2G-0p82EF-40g | DEER2015 | WaterHeater-Calculator-v1.1 | 2015-03-19 14:45 | SCE | OfS | Ex | Any | CZ06 | Each | 0.072 | 10000 |  | 0 | 0 | 309 | 0 | 0 | 309 | 0 | 0 | 258 | 0 | 0 | 258 |  |  | 2 | Office - Small | Existing | Torrance (Los Angeles for pre-2014) | SCE
NG-WtrHt-SmlInst-Gas-150kBtuh-lt2G-0p82EF-40g | DEER2015 | WaterHeater-Calculator-v1.1 | 2015-03-19 14:45 | SCE | OfS | Ex | Any | CZ08 | Each | 0.072 | 10000 |  | 0 | 0 | 303 | 0 | 0 | 303 | 0 | 0 | 253 | 0 | 0 | 253 |  |  | 2 | Office - Small | Existing | Fullerton (El Toro for pre-2014) | SCE
NG-WtrHt-SmlInst-Gas-150kBtuh-lt2G-0p82EF-40g | DEER2015 | WaterHeater-Calculator-v1.1 | 2015-03-19 14:45 | SCE | OfS | Ex | Any | CZ09 | Each | 0.072 | 10000 |  | 0 | 0 | 303 | 0 | 0 | 303 | 0 | 0 | 253 | 0 | 0 | 253 |  |  | 2 | Office - Small | Existing | Burbank-Glendale (Pasadena for pre-2014) | SCE
NG-WtrHt-SmlInst-Gas-150kBtuh-lt2G-0p82EF-40g | DEER2015 | WaterHeater-Calculator-v1.1 | 2015-03-19 14:45 | SCE | OfS | Ex | Any | CZ10 | Each | 0.072 | 10000 |  | 0 | 0 | 300 | 0 | 0 | 300 | 0 | 0 | 252 | 0 | 0 | 252 |  |  | 2 | Office - Small | Existing | Riverside | SCE
NG-WtrHt-SmlInst-Gas-150kBtuh-lt2G-0p82EF-40g | DEER2015 | WaterHeater-Calculator-v1.1 | 2015-03-19 14:45 | SCE | OfS | Ex | Any | CZ13 | Each | 0.072 | 10000 |  | 0 | 0 | 329 | 0 | 0 | 329 | 0 | 0 | 275 | 0 | 0 | 275 |  |  | 2 | Office - Small | Existing | Fresno Area | SCE
NG-WtrHt-SmlInst-Gas-150kBtuh-lt2G-0p82EF-40g | DEER2015 | WaterHeater-Calculator-v1.1 | 2015-03-19 14:45 | SCE | OfS | Ex | Any | CZ14 | Each | 0.072 | 10000 |  | 0 | 0 | 349 | 0 | 0 | 349 | 0 | 0 | 296 | 0 | 0 | 296 |  |  | 2 | Office - Small | Existing | Palmdale (China Lake for pre-2014) | SCE
NG-WtrHt-SmlInst-Gas-150kBtuh-lt2G-0p82EF-40g | DEER2015 | WaterHeater-Calculator-v1.1 | 2015-03-19 14:45 | SCE | OfS | Ex | Any | CZ15 | Each | 0.072 | 10000 |  | 0 | 0 | 269 | 0 | 0 | 269 | 0 | 0 | 223 | 0 | 0 | 223 |  |  | 2 | Office - Small | Existing | Palm Springs-Intl (El Centro for pre-2014) | SCE
NG-WtrHt-SmlInst-Gas-150kBtuh-lt2G-0p82EF-40g | DEER2015 | WaterHeater-Calculator-v1.1 | 2015-03-19 14:45 | SCE | OfS | Ex | Any | CZ16 | Each | 0.072 | 10000 |  | 0 | 0 | 554 | 0 | 0 | 554 | 0 | 0 | 492 | 0 | 0 | 492 |  |  | 2 | Office - Small | Existing | Blue Canyon (Mount Shasta for pre-2014) | SCE
NG-WtrHt-SmlInst-Gas-150kBtuh-lt2G-0p82EF-40g | DEER2015 | WaterHeater-Calculator-v1.1 | 2015-03-19 14:45 | SCE | OfS | Ex | Any | IOU | Each | 0.072 | 10000 |  | 0 | 0 | 309 | 0 | 0 | 309 | 0 | 0 | 259 | 0 | 0 | 259 |  |  | 2 | Office - Small | Existing | IOU Territory | SCE
NG-WtrHt-SmlInst-Gas-150kBtuh-lt2G-0p82EF-40g | DEER2015 | WaterHeater-Calculator-v1.1 | 2015-03-19 14:45 | SCE | RFF | Ex | Any | CZ05 | Each | 0.441 | 4000 |  | 0 | 0 | 353 | 0 | 0 | 353 | 0 | 0 | 298 | 0 | 0 | 298 |  |  | 2 | Restaurant - Fast-Food | Existing | Santa Maria Area | SCE
NG-WtrHt-SmlInst-Gas-150kBtuh-lt2G-0p82EF-40g | DEER2015 | WaterHeater-Calculator-v1.1 | 2015-03-19 14:45 | SCE | RFF | Ex | Any | CZ06 | Each | 0.441 | 4000 |  | 0 | 0 | 324 | 0 | 0 | 324 | 0 | 0 | 272 | 0 | 0 | 272 |  |  | 2 | Restaurant - Fast-Food | Existing | Torrance (Los Angeles for pre-2014) | SCE
NG-WtrHt-SmlInst-Gas-150kBtuh-lt2G-0p82EF-40g | DEER2015 | WaterHeater-Calculator-v1.1 | 2015-03-19 14:45 | SCE | RFF | Ex | Any | CZ08 | Each | 0.441 | 4000 |  | 0 | 0 | 317 | 0 | 0 | 317 | 0 | 0 | 266 | 0 | 0 | 266 |  |  | 2 | Restaurant - Fast-Food | Existing | Fullerton (El Toro for pre-2014) | SCE
NG-WtrHt-SmlInst-Gas-150kBtuh-lt2G-0p82EF-40g | DEER2015 | WaterHeater-Calculator-v1.1 | 2015-03-19 14:45 | SCE | RFF | Ex | Any | CZ09 | Each | 0.441 | 4000 |  | 0 | 0 | 316 | 0 | 0 | 316 | 0 | 0 | 265 | 0 | 0 | 265 |  |  | 2 | Restaurant - Fast-Food | Existing | Burbank-Glendale (Pasadena for pre-2014) | SCE
NG-WtrHt-SmlInst-Gas-150kBtuh-lt2G-0p82EF-40g | DEER2015 | WaterHeater-Calculator-v1.1 | 2015-03-19 14:45 | SCE | RFF | Ex | Any | CZ10 | Each | 0.441 | 4000 |  | 0 | 0 | 312 | 0 | 0 | 312 | 0 | 0 | 264 | 0 | 0 | 264 |  |  | 2 | Restaurant - Fast-Food | Existing | Riverside | SCE
NG-WtrHt-SmlInst-Gas-150kBtuh-lt2G-0p82EF-40g | DEER2015 | WaterHeater-Calculator-v1.1 | 2015-03-19 14:45 | SCE | RFF | Ex | Any | CZ13 | Each | 0.441 | 4000 |  | 0 | 0 | 316 | 0 | 0 | 316 | 0 | 0 | 266 | 0 | 0 | 266 |  |  | 2 | Restaurant - Fast-Food | Existing | Fresno Area | SCE
NG-WtrHt-SmlInst-Gas-150kBtuh-lt2G-0p82EF-40g | DEER2015 | WaterHeater-Calculator-v1.1 | 2015-03-19 14:45 | SCE | RFF | Ex | Any | CZ14 | Each | 0.441 | 4000 |  | 0 | 0 | 322 | 0 | 0 | 322 | 0 | 0 | 272 | 0 | 0 | 272 |  |  | 2 | Restaurant - Fast-Food | Existing | Palmdale (China Lake for pre-2014) | SCE
NG-WtrHt-SmlInst-Gas-150kBtuh-lt2G-0p82EF-40g | DEER2015 | WaterHeater-Calculator-v1.1 | 2015-03-19 14:45 | SCE | RFF | Ex | Any | CZ15 | Each | 0.441 | 4000 |  | 0 | 0 | 276 | 0 | 0 | 276 | 0 | 0 | 231 | 0 | 0 | 231 |  |  | 2 | Restaurant - Fast-Food | Existing | Palm Springs-Intl (El Centro for pre-2014) | SCE
NG-WtrHt-SmlInst-Gas-150kBtuh-lt2G-0p82EF-40g | DEER2015 | WaterHeater-Calculator-v1.1 | 2015-03-19 14:45 | SCE | RFF | Ex | Any | CZ16 | Each | 0.441 | 4000 |  | 0 | 0 | 370 | 0 | 0 | 370 | 0 | 0 | 317 | 0 | 0 | 317 |  |  | 2 | Restaurant - Fast-Food | Existing | Blue Canyon (Mount Shasta for pre-2014) | SCE
NG-WtrHt-SmlInst-Gas-150kBtuh-lt2G-0p82EF-40g | DEER2015 | WaterHeater-Calculator-v1.1 | 2015-03-19 14:45 | SCE | RFF | Ex | Any | IOU | Each | 0.441 | 4000 |  | 0 | 0 | 317 | 0 | 0 | 317 | 0 | 0 | 267 | 0 | 0 | 267 |  |  | 2 | Restaurant - Fast-Food | Existing | IOU Territory | SCE
NG-WtrHt-SmlInst-Gas-150kBtuh-lt2G-0p82EF-40g | DEER2015 | WaterHeater-Calculator-v1.1 | 2015-03-19 14:45 | SCE | RSD | Ex | Any | CZ05 | Each | 0.758 | 2000 |  | 0 | 0 | 363 | 0 | 0 | 363 | 0 | 0 | 307 | 0 | 0 | 307 |  |  | 2 | Restaurant - Sit-Down | Existing | Santa Maria Area | SCE
NG-WtrHt-SmlInst-Gas-150kBtuh-lt2G-0p82EF-40g | DEER2015 | WaterHeater-Calculator-v1.1 | 2015-03-19 14:45 | SCE | RSD | Ex | Any | CZ06 | Each | 0.758 | 2000 |  | 0 | 0 | 336 | 0 | 0 | 336 | 0 | 0 | 284 | 0 | 0 | 284 |  |  | 2 | Restaurant - Sit-Down | Existing | Torrance (Los Angeles for pre-2014) | SCE
NG-WtrHt-SmlInst-Gas-150kBtuh-lt2G-0p82EF-40g | DEER2015 | WaterHeater-Calculator-v1.1 | 2015-03-19 14:45 | SCE | RSD | Ex | Any | CZ08 | Each | 0.758 | 2000 |  | 0 | 0 | 328 | 0 | 0 | 328 | 0 | 0 | 277 | 0 | 0 | 277 |  |  | 2 | Restaurant - Sit-Down | Existing | Fullerton (El Toro for pre-2014) | SCE
NG-WtrHt-SmlInst-Gas-150kBtuh-lt2G-0p82EF-40g | DEER2015 | WaterHeater-Calculator-v1.1 | 2015-03-19 14:45 | SCE | RSD | Ex | Any | CZ09 | Each | 0.758 | 2000 |  | 0 | 0 | 327 | 0 | 0 | 327 | 0 | 0 | 276 | 0 | 0 | 276 |  |  | 2 | Restaurant - Sit-Down | Existing | Burbank-Glendale (Pasadena for pre-2014) | SCE
NG-WtrHt-SmlInst-Gas-150kBtuh-lt2G-0p82EF-40g | DEER2015 | WaterHeater-Calculator-v1.1 | 2015-03-19 14:45 | SCE | RSD | Ex | Any | CZ10 | Each | 0.758 | 2000 |  | 0 | 0 | 323 | 0 | 0 | 323 | 0 | 0 | 275 | 0 | 0 | 275 |  |  | 2 | Restaurant - Sit-Down | Existing | Riverside | SCE
NG-WtrHt-SmlInst-Gas-150kBtuh-lt2G-0p82EF-40g | DEER2015 | WaterHeater-Calculator-v1.1 | 2015-03-19 14:45 | SCE | RSD | Ex | Any | CZ13 | Each | 0.758 | 2000 |  | 0 | 0 | 326 | 0 | 0 | 326 | 0 | 0 | 276 | 0 | 0 | 276 |  |  | 2 | Restaurant - Sit-Down | Existing | Fresno Area | SCE
NG-WtrHt-SmlInst-Gas-150kBtuh-lt2G-0p82EF-40g | DEER2015 | WaterHeater-Calculator-v1.1 | 2015-03-19 14:45 | SCE | RSD | Ex | Any | CZ14 | Each | 0.758 | 2000 |  | 0 | 0 | 331 | 0 | 0 | 331 | 0 | 0 | 281 | 0 | 0 | 281 |  |  | 2 | Restaurant - Sit-Down | Existing | Palmdale (China Lake for pre-2014) | SCE
NG-WtrHt-SmlInst-Gas-150kBtuh-lt2G-0p82EF-40g | DEER2015 | WaterHeater-Calculator-v1.1 | 2015-03-19 14:45 | SCE | RSD | Ex | Any | CZ15 | Each | 0.758 | 2000 |  | 0 | 0 | 285 | 0 | 0 | 285 | 0 | 0 | 240 | 0 | 0 | 240 |  |  | 2 | Restaurant - Sit-Down | Existing | Palm Springs-Intl (El Centro for pre-2014) | SCE
NG-WtrHt-SmlInst-Gas-150kBtuh-lt2G-0p82EF-40g | DEER2015 | WaterHeater-Calculator-v1.1 | 2015-03-19 14:45 | SCE | RSD | Ex | Any | CZ16 | Each | 0.758 | 2000 |  | 0 | 0 | 389 | 0 | 0 | 389 | 0 | 0 | 334 | 0 | 0 | 334 |  |  | 2 | Restaurant - Sit-Down | Existing | Blue Canyon (Mount Shasta for pre-2014) | SCE
NG-WtrHt-SmlInst-Gas-150kBtuh-lt2G-0p82EF-40g | DEER2015 | WaterHeater-Calculator-v1.1 | 2015-03-19 14:45 | SCE | RSD | Ex | Any | IOU | Each | 0.758 | 2000 |  | 0 | 0 | 328 | 0 | 0 | 328 | 0 | 0 | 278 | 0 | 0 | 278 |  |  | 2 | Restaurant - Sit-Down | Existing | IOU Territory | SCE
NG-WtrHt-SmlInst-Gas-150kBtuh-lt2G-0p82EF-40g | DEER2015 | WaterHeater-Calculator-v1.1 | 2015-03-19 14:45 | SCE | Rt3 | Ex | Any | CZ05 | Each | 0.27 | 120000 |  | 0 | 0 | 391 | 0 | 0 | 391 | 0 | 0 | 334 | 0 | 0 | 334 |  |  | 2 | Retail - Multistory Large | Existing | Santa Maria Area | SCE
NG-WtrHt-SmlInst-Gas-150kBtuh-lt2G-0p82EF-40g | DEER2015 | WaterHeater-Calculator-v1.1 | 2015-03-19 14:45 | SCE | Rt3 | Ex | Any | CZ06 | Each | 0.27 | 120000 |  | 0 | 0 | 358 | 0 | 0 | 358 | 0 | 0 | 304 | 0 | 0 | 304 |  |  | 2 | Retail - Multistory Large | Existing | Torrance (Los Angeles for pre-2014) | SCE
NG-WtrHt-SmlInst-Gas-150kBtuh-lt2G-0p82EF-40g | DEER2015 | WaterHeater-Calculator-v1.1 | 2015-03-19 14:45 | SCE | Rt3 | Ex | Any | CZ08 | Each | 0.27 | 120000 |  | 0 | 0 | 349 | 0 | 0 | 349 | 0 | 0 | 297 | 0 | 0 | 297 |  |  | 2 | Retail - Multistory Large | Existing | Fullerton (El Toro for pre-2014) | SCE
NG-WtrHt-SmlInst-Gas-150kBtuh-lt2G-0p82EF-40g | DEER2015 | WaterHeater-Calculator-v1.1 | 2015-03-19 14:45 | SCE | Rt3 | Ex | Any | CZ09 | Each | 0.27 | 120000 |  | 0 | 0 | 348 | 0 | 0 | 348 | 0 | 0 | 296 | 0 | 0 | 296 |  |  | 2 | Retail - Multistory Large | Existing | Burbank-Glendale (Pasadena for pre-2014) | SCE
NG-WtrHt-SmlInst-Gas-150kBtuh-lt2G-0p82EF-40g | DEER2015 | WaterHeater-Calculator-v1.1 | 2015-03-19 14:45 | SCE | Rt3 | Ex | Any | CZ10 | Each | 0.27 | 120000 |  | 0 | 0 | 343 | 0 | 0 | 343 | 0 | 0 | 295 | 0 | 0 | 295 |  |  | 2 | Retail - Multistory Large | Existing | Riverside | SCE
NG-WtrHt-SmlInst-Gas-150kBtuh-lt2G-0p82EF-40g | DEER2015 | WaterHeater-Calculator-v1.1 | 2015-03-19 14:45 | SCE | Rt3 | Ex | Any | CZ13 | Each | 0.27 | 120000 |  | 0 | 0 | 348 | 0 | 0 | 348 | 0 | 0 | 298 | 0 | 0 | 298 |  |  | 2 | Retail - Multistory Large | Existing | Fresno Area | SCE
NG-WtrHt-SmlInst-Gas-150kBtuh-lt2G-0p82EF-40g | DEER2015 | WaterHeater-Calculator-v1.1 | 2015-03-19 14:45 | SCE | Rt3 | Ex | Any | CZ14 | Each | 0.27 | 120000 |  | 0 | 0 | 356 | 0 | 0 | 356 | 0 | 0 | 305 | 0 | 0 | 305 |  |  | 2 | Retail - Multistory Large | Existing | Palmdale (China Lake for pre-2014) | SCE
NG-WtrHt-SmlInst-Gas-150kBtuh-lt2G-0p82EF-40g | DEER2015 | WaterHeater-Calculator-v1.1 | 2015-03-19 14:45 | SCE | Rt3 | Ex | Any | CZ15 | Each | 0.27 | 120000 |  | 0 | 0 | 302 | 0 | 0 | 302 | 0 | 0 | 257 | 0 | 0 | 257 |  |  | 2 | Retail - Multistory Large | Existing | Palm Springs-Intl (El Centro for pre-2014) | SCE
NG-WtrHt-SmlInst-Gas-150kBtuh-lt2G-0p82EF-40g | DEER2015 | WaterHeater-Calculator-v1.1 | 2015-03-19 14:45 | SCE | Rt3 | Ex | Any | CZ16 | Each | 0.27 | 120000 |  | 0 | 0 | 428 | 0 | 0 | 428 | 0 | 0 | 372 | 0 | 0 | 372 |  |  | 2 | Retail - Multistory Large | Existing | Blue Canyon (Mount Shasta for pre-2014) | SCE
NG-WtrHt-SmlInst-Gas-150kBtuh-lt2G-0p82EF-40g | DEER2015 | WaterHeater-Calculator-v1.1 | 2015-03-19 14:45 | SCE | Rt3 | Ex | Any | IOU | Each | 0.27 | 120000 |  | 0 | 0 | 349 | 0 | 0 | 349 | 0 | 0 | 298 | 0 | 0 | 298 |  |  | 2 | Retail - Multistory Large | Existing | IOU Territory | SCE
NG-WtrHt-SmlInst-Gas-150kBtuh-lt2G-0p82EF-40g | DEER2015 | WaterHeater-Calculator-v1.1 | 2015-03-19 14:45 | SCE | RtL | Ex | Any | CZ05 | Each | 0.15 | 131000 |  | 0 | 0 | 437 | 0 | 0 | 437 | 0 | 0 | 376 | 0 | 0 | 376 |  |  | 2 | Retail - Single-Story Large | Existing | Santa Maria Area | SCE
NG-WtrHt-SmlInst-Gas-150kBtuh-lt2G-0p82EF-40g | DEER2015 | WaterHeater-Calculator-v1.1 | 2015-03-19 14:45 | SCE | RtL | Ex | Any | CZ06 | Each | 0.15 | 131000 |  | 0 | 0 | 384 | 0 | 0 | 384 | 0 | 0 | 329 | 0 | 0 | 329 |  |  | 2 | Retail - Single-Story Large | Existing | Torrance (Los Angeles for pre-2014) | SCE
NG-WtrHt-SmlInst-Gas-150kBtuh-lt2G-0p82EF-40g | DEER2015 | WaterHeater-Calculator-v1.1 | 2015-03-19 14:45 | SCE | RtL | Ex | Any | CZ08 | Each | 0.15 | 131000 |  | 0 | 0 | 374 | 0 | 0 | 374 | 0 | 0 | 321 | 0 | 0 | 321 |  |  | 2 | Retail - Single-Story Large | Existing | Fullerton (El Toro for pre-2014) | SCE
NG-WtrHt-SmlInst-Gas-150kBtuh-lt2G-0p82EF-40g | DEER2015 | WaterHeater-Calculator-v1.1 | 2015-03-19 14:45 | SCE | RtL | Ex | Any | CZ09 | Each | 0.15 | 131000 |  | 0 | 0 | 373 | 0 | 0 | 373 | 0 | 0 | 320 | 0 | 0 | 320 |  |  | 2 | Retail - Single-Story Large | Existing | Burbank-Glendale (Pasadena for pre-2014) | SCE
NG-WtrHt-SmlInst-Gas-150kBtuh-lt2G-0p82EF-40g | DEER2015 | WaterHeater-Calculator-v1.1 | 2015-03-19 14:45 | SCE | RtL | Ex | Any | CZ10 | Each | 0.15 | 131000 |  | 0 | 0 | 368 | 0 | 0 | 368 | 0 | 0 | 319 | 0 | 0 | 319 |  |  | 2 | Retail - Single-Story Large | Existing | Riverside | SCE
NG-WtrHt-SmlInst-Gas-150kBtuh-lt2G-0p82EF-40g | DEER2015 | WaterHeater-Calculator-v1.1 | 2015-03-19 14:45 | SCE | RtL | Ex | Any | CZ13 | Each | 0.15 | 131000 |  | 0 | 0 | 380 | 0 | 0 | 380 | 0 | 0 | 328 | 0 | 0 | 328 |  |  | 2 | Retail - Single-Story Large | Existing | Fresno Area | SCE
NG-WtrHt-SmlInst-Gas-150kBtuh-lt2G-0p82EF-40g | DEER2015 | WaterHeater-Calculator-v1.1 | 2015-03-19 14:45 | SCE | RtL | Ex | Any | CZ14 | Each | 0.15 | 131000 |  | 0 | 0 | 393 | 0 | 0 | 393 | 0 | 0 | 340 | 0 | 0 | 340 |  |  | 2 | Retail - Single-Story Large | Existing | Palmdale (China Lake for pre-2014) | SCE
NG-WtrHt-SmlInst-Gas-150kBtuh-lt2G-0p82EF-40g | DEER2015 | WaterHeater-Calculator-v1.1 | 2015-03-19 14:45 | SCE | RtL | Ex | Any | CZ15 | Each | 0.15 | 131000 |  | 0 | 0 | 323 | 0 | 0 | 323 | 0 | 0 | 277 | 0 | 0 | 277 |  |  | 2 | Retail - Single-Story Large | Existing | Palm Springs-Intl (El Centro for pre-2014) | SCE
NG-WtrHt-SmlInst-Gas-150kBtuh-lt2G-0p82EF-40g | DEER2015 | WaterHeater-Calculator-v1.1 | 2015-03-19 14:45 | SCE | RtL | Ex | Any | CZ16 | Each | 0.15 | 131000 |  | 0 | 0 | 494 | 0 | 0 | 494 | 0 | 0 | 436 | 0 | 0 | 436 |  |  | 2 | Retail - Single-Story Large | Existing | Blue Canyon (Mount Shasta for pre-2014) | SCE
NG-WtrHt-SmlInst-Gas-150kBtuh-lt2G-0p82EF-40g | DEER2015 | WaterHeater-Calculator-v1.1 | 2015-03-19 14:45 | SCE | RtL | Ex | Any | IOU | Each | 0.15 | 131000 |  | 0 | 0 | 376 | 0 | 0 | 376 | 0 | 0 | 323 | 0 | 0 | 323 |  |  | 2 | Retail - Single-Story Large | Existing | IOU Territory | SCE
NG-WtrHt-SmlInst-Gas-150kBtuh-lt2G-0p82EF-40g | DEER2015 | WaterHeater-Calculator-v1.1 | 2015-03-19 14:45 | SCE | RtS | Ex | Any | CZ05 | Each | 0.0657 | 8000 |  | 0 | 0 | 366 | 0 | 0 | 366 | 0 | 0 | 309 | 0 | 0 | 309 |  |  | 2 | Retail - Small | Existing | Santa Maria Area | SCE
NG-WtrHt-SmlInst-Gas-150kBtuh-lt2G-0p82EF-40g | DEER2015 | WaterHeater-Calculator-v1.1 | 2015-03-19 14:45 | SCE | RtS | Ex | Any | CZ06 | Each | 0.0657 | 8000 |  | 0 | 0 | 335 | 0 | 0 | 335 | 0 | 0 | 283 | 0 | 0 | 283 |  |  | 2 | Retail - Small | Existing | Torrance (Los Angeles for pre-2014) | SCE
NG-WtrHt-SmlInst-Gas-150kBtuh-lt2G-0p82EF-40g | DEER2015 | WaterHeater-Calculator-v1.1 | 2015-03-19 14:45 | SCE | RtS | Ex | Any | CZ08 | Each | 0.0657 | 8000 |  | 0 | 0 | 327 | 0 | 0 | 327 | 0 | 0 | 275 | 0 | 0 | 275 |  |  | 2 | Retail - Small | Existing | Fullerton (El Toro for pre-2014) | SCE
NG-WtrHt-SmlInst-Gas-150kBtuh-lt2G-0p82EF-40g | DEER2015 | WaterHeater-Calculator-v1.1 | 2015-03-19 14:45 | SCE | RtS | Ex | Any | CZ09 | Each | 0.0657 | 8000 |  | 0 | 0 | 326 | 0 | 0 | 326 | 0 | 0 | 275 | 0 | 0 | 275 |  |  | 2 | Retail - Small | Existing | Burbank-Glendale (Pasadena for pre-2014) | SCE
NG-WtrHt-SmlInst-Gas-150kBtuh-lt2G-0p82EF-40g | DEER2015 | WaterHeater-Calculator-v1.1 | 2015-03-19 14:45 | SCE | RtS | Ex | Any | CZ10 | Each | 0.0657 | 8000 |  | 0 | 0 | 322 | 0 | 0 | 322 | 0 | 0 | 274 | 0 | 0 | 274 |  |  | 2 | Retail - Small | Existing | Riverside | SCE
NG-WtrHt-SmlInst-Gas-150kBtuh-lt2G-0p82EF-40g | DEER2015 | WaterHeater-Calculator-v1.1 | 2015-03-19 14:45 | SCE | RtS | Ex | Any | CZ13 | Each | 0.0657 | 8000 |  | 0 | 0 | 325 | 0 | 0 | 325 | 0 | 0 | 276 | 0 | 0 | 276 |  |  | 2 | Retail - Small | Existing | Fresno Area | SCE
NG-WtrHt-SmlInst-Gas-150kBtuh-lt2G-0p82EF-40g | DEER2015 | WaterHeater-Calculator-v1.1 | 2015-03-19 14:45 | SCE | RtS | Ex | Any | CZ14 | Each | 0.0657 | 8000 |  | 0 | 0 | 334 | 0 | 0 | 334 | 0 | 0 | 283 | 0 | 0 | 283 |  |  | 2 | Retail - Small | Existing | Palmdale (China Lake for pre-2014) | SCE
NG-WtrHt-SmlInst-Gas-150kBtuh-lt2G-0p82EF-40g | DEER2015 | WaterHeater-Calculator-v1.1 | 2015-03-19 14:45 | SCE | RtS | Ex | Any | CZ15 | Each | 0.0657 | 8000 |  | 0 | 0 | 283 | 0 | 0 | 283 | 0 | 0 | 239 | 0 | 0 | 239 |  |  | 2 | Retail - Small | Existing | Palm Springs-Intl (El Centro for pre-2014) | SCE
NG-WtrHt-SmlInst-Gas-150kBtuh-lt2G-0p82EF-40g | DEER2015 | WaterHeater-Calculator-v1.1 | 2015-03-19 14:45 | SCE | RtS | Ex | Any | CZ16 | Each | 0.0657 | 8000 |  | 0 | 0 | 413 | 0 | 0 | 413 | 0 | 0 | 358 | 0 | 0 | 358 |  |  | 2 | Retail - Small | Existing | Blue Canyon (Mount Shasta for pre-2014) | SCE
NG-WtrHt-SmlInst-Gas-150kBtuh-lt2G-0p82EF-40g | DEER2015 | WaterHeater-Calculator-v1.1 | 2015-03-19 14:45 | SCE | RtS | Ex | Any | IOU | Each | 0.0657 | 8000 |  | 0 | 0 | 328 | 0 | 0 | 328 | 0 | 0 | 277 | 0 | 0 | 277 |  |  | 2 | Retail - Small | Existing | IOU Territory | SCE
NG-WtrHt-SmlInst-Gas-150kBtuh-lt2G-0p82EF-40g | DEER2015 | WaterHeater-Calculator-v1.1 | 2015-03-19 14:45 | SCE | s_Agr | Ex | Any | CZ05 | Each | 0.807 | 82000 |  | 0 | 0 | 408 | 0 | 0 | 408 | 0 | 0 | 345 | 0 | 0 | 345 |  |  | 2 | SCE Agricultrural | Existing | Santa Maria Area | SCE
NG-WtrHt-SmlInst-Gas-150kBtuh-lt2G-0p82EF-40g | DEER2015 | WaterHeater-Calculator-v1.1 | 2015-03-19 14:45 | SCE | s_Agr | Ex | Any | CZ06 | Each | 0.807 | 82000 |  | 0 | 0 | 332 | 0 | 0 | 332 | 0 | 0 | 279 | 0 | 0 | 279 |  |  | 2 | SCE Agricultrural | Existing | Torrance (Los Angeles for pre-2014) | SCE
NG-WtrHt-SmlInst-Gas-150kBtuh-lt2G-0p82EF-40g | DEER2015 | WaterHeater-Calculator-v1.1 | 2015-03-19 14:45 | SCE | s_Agr | Ex | Any | CZ08 | Each | 0.807 | 82000 |  | 0 | 0 | 323 | 0 | 0 | 323 | 0 | 0 | 272 | 0 | 0 | 272 |  |  | 2 | SCE Agricultrural | Existing | Fullerton (El Toro for pre-2014) | SCE
NG-WtrHt-SmlInst-Gas-150kBtuh-lt2G-0p82EF-40g | DEER2015 | WaterHeater-Calculator-v1.1 | 2015-03-19 14:45 | SCE | s_Agr | Ex | Any | CZ09 | Each | 0.807 | 82000 |  | 0 | 0 | 323 | 0 | 0 | 323 | 0 | 0 | 271 | 0 | 0 | 271 |  |  | 2 | SCE Agricultrural | Existing | Burbank-Glendale (Pasadena for pre-2014) | SCE
NG-WtrHt-SmlInst-Gas-150kBtuh-lt2G-0p82EF-40g | DEER2015 | WaterHeater-Calculator-v1.1 | 2015-03-19 14:45 | SCE | s_Agr | Ex | Any | CZ10 | Each | 0.807 | 82000 |  | 0 | 0 | 317 | 0 | 0 | 317 | 0 | 0 | 270 | 0 | 0 | 270 |  |  | 2 | SCE Agricultrural | Existing | Riverside | SCE
NG-WtrHt-SmlInst-Gas-150kBtuh-lt2G-0p82EF-40g | DEER2015 | WaterHeater-Calculator-v1.1 | 2015-03-19 14:45 | SCE | s_Agr | Ex | Any | CZ13 | Each | 0.807 | 82000 |  | 0 | 0 | 343 | 0 | 0 | 343 | 0 | 0 | 289 | 0 | 0 | 289 |  |  | 2 | SCE Agricultrural | Existing | Fresno Area | SCE
NG-WtrHt-SmlInst-Gas-150kBtuh-lt2G-0p82EF-40g | DEER2015 | WaterHeater-Calculator-v1.1 | 2015-03-19 14:45 | SCE | s_Agr | Ex | Any | CZ14 | Each | 0.807 | 82000 |  | 0 | 0 | 362 | 0 | 0 | 362 | 0 | 0 | 309 | 0 | 0 | 309 |  |  | 2 | SCE Agricultrural | Existing | Palmdale (China Lake for pre-2014) | SCE
NG-WtrHt-SmlInst-Gas-150kBtuh-lt2G-0p82EF-40g | DEER2015 | WaterHeater-Calculator-v1.1 | 2015-03-19 14:45 | SCE | s_Agr | Ex | Any | CZ15 | Each | 0.807 | 82000 |  | 0 | 0 | 281 | 0 | 0 | 281 | 0 | 0 | 237 | 0 | 0 | 237 |  |  | 2 | SCE Agricultrural | Existing | Palm Springs-Intl (El Centro for pre-2014) | SCE
NG-WtrHt-SmlInst-Gas-150kBtuh-lt2G-0p82EF-40g | DEER2015 | WaterHeater-Calculator-v1.1 | 2015-03-19 14:45 | SCE | s_Agr | Ex | Any | CZ16 | Each | 0.807 | 82000 |  | 0 | 0 | 582 | 0 | 0 | 582 | 0 | 0 | 518 | 0 | 0 | 518 |  |  | 2 | SCE Agricultrural | Existing | Blue Canyon (Mount Shasta for pre-2014) | SCE
NG-WtrHt-SmlInst-Gas-150kBtuh-lt2G-0p82EF-40g | DEER2015 | WaterHeater-Calculator-v1.1 | 2015-03-19 14:45 | SCE | s_Agr | Ex | Any | IOU | Each | 0.807 | 82000 |  | 0 | 0 | 329 | 0 | 0 | 329 | 0 | 0 | 278 | 0 | 0 | 278 |  |  | 2 | SCE Agricultrural | Existing | IOU Territory | SCE
NG-WtrHt-SmlInst-Gas-150kBtuh-lt2G-0p82EF-40g | DEER2015 | WaterHeater-Calculator-v1.1 | 2015-03-19 14:45 | SCE | s_Cli | Ex | Any | CZ05 | Each | 1.67 | 65000 |  | 0 | 0 | 495 | 0 | 0 | 495 | 0 | 0 | 434 | 0 | 0 | 434 |  |  | 2 | SCE Health/Medical Clinic | Existing | Santa Maria Area | SCE
NG-WtrHt-SmlInst-Gas-150kBtuh-lt2G-0p82EF-40g | DEER2015 | WaterHeater-Calculator-v1.1 | 2015-03-19 14:45 | SCE | s_Cli | Ex | Any | CZ06 | Each | 1.67 | 65000 |  | 0 | 0 | 432 | 0 | 0 | 432 | 0 | 0 | 376 | 0 | 0 | 376 |  |  | 2 | SCE Health/Medical Clinic | Existing | Torrance (Los Angeles for pre-2014) | SCE
NG-WtrHt-SmlInst-Gas-150kBtuh-lt2G-0p82EF-40g | DEER2015 | WaterHeater-Calculator-v1.1 | 2015-03-19 14:45 | SCE | s_Cli | Ex | Any | CZ08 | Each | 1.67 | 65000 |  | 0 | 0 | 423 | 0 | 0 | 423 | 0 | 0 | 368 | 0 | 0 | 368 |  |  | 2 | SCE Health/Medical Clinic | Existing | Fullerton (El Toro for pre-2014) | SCE
NG-WtrHt-SmlInst-Gas-150kBtuh-lt2G-0p82EF-40g | DEER2015 | WaterHeater-Calculator-v1.1 | 2015-03-19 14:45 | SCE | s_Cli | Ex | Any | CZ09 | Each | 1.67 | 65000 |  | 0 | 0 | 422 | 0 | 0 | 422 | 0 | 0 | 368 | 0 | 0 | 368 |  |  | 2 | SCE Health/Medical Clinic | Existing | Burbank-Glendale (Pasadena for pre-2014) | SCE
NG-WtrHt-SmlInst-Gas-150kBtuh-lt2G-0p82EF-40g | DEER2015 | WaterHeater-Calculator-v1.1 | 2015-03-19 14:45 | SCE | s_Cli | Ex | Any | CZ10 | Each | 1.67 | 65000 |  | 0 | 0 | 419 | 0 | 0 | 419 | 0 | 0 | 366 | 0 | 0 | 366 |  |  | 2 | SCE Health/Medical Clinic | Existing | Riverside | SCE
NG-WtrHt-SmlInst-Gas-150kBtuh-lt2G-0p82EF-40g | DEER2015 | WaterHeater-Calculator-v1.1 | 2015-03-19 14:45 | SCE | s_Cli | Ex | Any | CZ13 | Each | 1.67 | 65000 |  | 0 | 0 | 436 | 0 | 0 | 436 | 0 | 0 | 380 | 0 | 0 | 380 |  |  | 2 | SCE Health/Medical Clinic | Existing | Fresno Area | SCE
NG-WtrHt-SmlInst-Gas-150kBtuh-lt2G-0p82EF-40g | DEER2015 | WaterHeater-Calculator-v1.1 | 2015-03-19 14:45 | SCE | s_Cli | Ex | Any | CZ14 | Each | 1.67 | 65000 |  | 0 | 0 | 451 | 0 | 0 | 451 | 0 | 0 | 396 | 0 | 0 | 396 |  |  | 2 | SCE Health/Medical Clinic | Existing | Palmdale (China Lake for pre-2014) | SCE
NG-WtrHt-SmlInst-Gas-150kBtuh-lt2G-0p82EF-40g | DEER2015 | WaterHeater-Calculator-v1.1 | 2015-03-19 14:45 | SCE | s_Cli | Ex | Any | CZ15 | Each | 1.67 | 65000 |  | 0 | 0 | 369 | 0 | 0 | 369 | 0 | 0 | 320 | 0 | 0 | 320 |  |  | 2 | SCE Health/Medical Clinic | Existing | Palm Springs-Intl (El Centro for pre-2014) | SCE
NG-WtrHt-SmlInst-Gas-150kBtuh-lt2G-0p82EF-40g | DEER2015 | WaterHeater-Calculator-v1.1 | 2015-03-19 14:45 | SCE | s_Cli | Ex | Any | CZ16 | Each | 1.67 | 65000 |  | 0 | 0 | 641 | 0 | 0 | 641 | 0 | 0 | 574 | 0 | 0 | 574 |  |  | 2 | SCE Health/Medical Clinic | Existing | Blue Canyon (Mount Shasta for pre-2014) | SCE
NG-WtrHt-SmlInst-Gas-150kBtuh-lt2G-0p82EF-40g | DEER2015 | WaterHeater-Calculator-v1.1 | 2015-03-19 14:45 | SCE | s_Cli | Ex | Any | IOU | Each | 1.67 | 65000 |  | 0 | 0 | 428 | 0 | 0 | 428 | 0 | 0 | 374 | 0 | 0 | 374 |  |  | 2 | SCE Health/Medical Clinic | Existing | IOU Territory | SCE
NG-WtrHt-SmlInst-Gas-150kBtuh-lt2G-0p82EF-40g | DEER2015 | WaterHeater-Calculator-v1.1 | 2015-03-19 14:45 | SCE | SCn | Ex | Any | CZ05 | Each | 0.333 | 500000 |  | 0 | 0 | 589 | 0 | 0 | 589 | 0 | 0 | 505 | 0 | 0 | 505 |  |  | 2 | Storage - Conditioned | Existing | Santa Maria Area | SCE
NG-WtrHt-SmlInst-Gas-150kBtuh-lt2G-0p82EF-40g | DEER2015 | WaterHeater-Calculator-v1.1 | 2015-03-19 14:45 | SCE | SCn | Ex | Any | CZ06 | Each | 0.333 | 500000 |  | 0 | 0 | 361 | 0 | 0 | 361 | 0 | 0 | 304 | 0 | 0 | 304 |  |  | 2 | Storage - Conditioned | Existing | Torrance (Los Angeles for pre-2014) | SCE
NG-WtrHt-SmlInst-Gas-150kBtuh-lt2G-0p82EF-40g | DEER2015 | WaterHeater-Calculator-v1.1 | 2015-03-19 14:45 | SCE | SCn | Ex | Any | CZ08 | Each | 0.333 | 500000 |  | 0 | 0 | 349 | 0 | 0 | 349 | 0 | 0 | 297 | 0 | 0 | 297 |  |  | 2 | Storage - Conditioned | Existing | Fullerton (El Toro for pre-2014) | SCE
NG-WtrHt-SmlInst-Gas-150kBtuh-lt2G-0p82EF-40g | DEER2015 | WaterHeater-Calculator-v1.1 | 2015-03-19 14:45 | SCE | SCn | Ex | Any | CZ09 | Each | 0.333 | 500000 |  | 0 | 0 | 348 | 0 | 0 | 348 | 0 | 0 | 296 | 0 | 0 | 296 |  |  | 2 | Storage - Conditioned | Existing | Burbank-Glendale (Pasadena for pre-2014) | SCE
NG-WtrHt-SmlInst-Gas-150kBtuh-lt2G-0p82EF-40g | DEER2015 | WaterHeater-Calculator-v1.1 | 2015-03-19 14:45 | SCE | SCn | Ex | Any | CZ10 | Each | 0.333 | 500000 |  | 0 | 0 | 339 | 0 | 0 | 339 | 0 | 0 | 295 | 0 | 0 | 295 |  |  | 2 | Storage - Conditioned | Existing | Riverside | SCE
NG-WtrHt-SmlInst-Gas-150kBtuh-lt2G-0p82EF-40g | DEER2015 | WaterHeater-Calculator-v1.1 | 2015-03-19 14:45 | SCE | SCn | Ex | Any | CZ13 | Each | 0.333 | 500000 |  | 0 | 0 | 427 | 0 | 0 | 427 | 0 | 0 | 367 | 0 | 0 | 367 |  |  | 2 | Storage - Conditioned | Existing | Fresno Area | SCE
NG-WtrHt-SmlInst-Gas-150kBtuh-lt2G-0p82EF-40g | DEER2015 | WaterHeater-Calculator-v1.1 | 2015-03-19 14:45 | SCE | SCn | Ex | Any | CZ14 | Each | 0.333 | 500000 |  | 0 | 0 | 484 | 0 | 0 | 484 | 0 | 0 | 425 | 0 | 0 | 425 |  |  | 2 | Storage - Conditioned | Existing | Palmdale (China Lake for pre-2014) | SCE
NG-WtrHt-SmlInst-Gas-150kBtuh-lt2G-0p82EF-40g | DEER2015 | WaterHeater-Calculator-v1.1 | 2015-03-19 14:45 | SCE | SCn | Ex | Any | CZ15 | Each | 0.333 | 500000 |  | 0 | 0 | 298 | 0 | 0 | 298 | 0 | 0 | 257 | 0 | 0 | 257 |  |  | 2 | Storage - Conditioned | Existing | Palm Springs-Intl (El Centro for pre-2014) | SCE
NG-WtrHt-SmlInst-Gas-150kBtuh-lt2G-0p82EF-40g | DEER2015 | WaterHeater-Calculator-v1.1 | 2015-03-19 14:45 | SCE | SCn | Ex | Any | CZ16 | Each | 0.333 | 500000 |  | 0 | 0 | 994 | 0 | 0 | 994 | 0 | 0 | 922 | 0 | 0 | 922 |  |  | 2 | Storage - Conditioned | Existing | Blue Canyon (Mount Shasta for pre-2014) | SCE
NG-WtrHt-SmlInst-Gas-150kBtuh-lt2G-0p82EF-40g | DEER2015 | WaterHeater-Calculator-v1.1 | 2015-03-19 14:45 | SCE | SCn | Ex | Any | IOU | Each | 0.333 | 500000 |  | 0 | 0 | 353 | 0 | 0 | 353 | 0 | 0 | 303 | 0 | 0 | 303 |  |  | 2 | Storage - Conditioned | Existing | IOU Territory | SCE
NG-WtrHt-SmlInst-Gas-150kBtuh-lt2G-0p82EF-40g | DEER2015 | WaterHeater-Calculator-v1.1 | 2015-03-19 14:45 | SCE | s_FSt | Ex | Any | CZ05 | Each | 0.513 | 29000 |  | 0 | 0 | 467 | 0 | 0 | 467 | 0 | 0 | 405 | 0 | 0 | 405 |  |  | 2 | SCE Food Store | Existing | Santa Maria Area | SCE
NG-WtrHt-SmlInst-Gas-150kBtuh-lt2G-0p82EF-40g | DEER2015 | WaterHeater-Calculator-v1.1 | 2015-03-19 14:45 | SCE | s_FSt | Ex | Any | CZ06 | Each | 0.513 | 29000 |  | 0 | 0 | 410 | 0 | 0 | 410 | 0 | 0 | 355 | 0 | 0 | 355 |  |  | 2 | SCE Food Store | Existing | Torrance (Los Angeles for pre-2014) | SCE
NG-WtrHt-SmlInst-Gas-150kBtuh-lt2G-0p82EF-40g | DEER2015 | WaterHeater-Calculator-v1.1 | 2015-03-19 14:45 | SCE | s_FSt | Ex | Any | CZ08 | Each | 0.513 | 29000 |  | 0 | 0 | 400 | 0 | 0 | 400 | 0 | 0 | 346 | 0 | 0 | 346 |  |  | 2 | SCE Food Store | Existing | Fullerton (El Toro for pre-2014) | SCE
NG-WtrHt-SmlInst-Gas-150kBtuh-lt2G-0p82EF-40g | DEER2015 | WaterHeater-Calculator-v1.1 | 2015-03-19 14:45 | SCE | s_FSt | Ex | Any | CZ09 | Each | 0.513 | 29000 |  | 0 | 0 | 399 | 0 | 0 | 399 | 0 | 0 | 345 | 0 | 0 | 345 |  |  | 2 | SCE Food Store | Existing | Burbank-Glendale (Pasadena for pre-2014) | SCE
NG-WtrHt-SmlInst-Gas-150kBtuh-lt2G-0p82EF-40g | DEER2015 | WaterHeater-Calculator-v1.1 | 2015-03-19 14:45 | SCE | s_FSt | Ex | Any | CZ10 | Each | 0.513 | 29000 |  | 0 | 0 | 394 | 0 | 0 | 394 | 0 | 0 | 344 | 0 | 0 | 344 |  |  | 2 | SCE Food Store | Existing | Riverside | SCE
NG-WtrHt-SmlInst-Gas-150kBtuh-lt2G-0p82EF-40g | DEER2015 | WaterHeater-Calculator-v1.1 | 2015-03-19 14:45 | SCE | s_FSt | Ex | Any | CZ13 | Each | 0.513 | 29000 |  | 0 | 0 | 406 | 0 | 0 | 406 | 0 | 0 | 353 | 0 | 0 | 353 |  |  | 2 | SCE Food Store | Existing | Fresno Area | SCE
NG-WtrHt-SmlInst-Gas-150kBtuh-lt2G-0p82EF-40g | DEER2015 | WaterHeater-Calculator-v1.1 | 2015-03-19 14:45 | SCE | s_FSt | Ex | Any | CZ14 | Each | 0.513 | 29000 |  | 0 | 0 | 420 | 0 | 0 | 420 | 0 | 0 | 366 | 0 | 0 | 366 |  |  | 2 | SCE Food Store | Existing | Palmdale (China Lake for pre-2014) | SCE
NG-WtrHt-SmlInst-Gas-150kBtuh-lt2G-0p82EF-40g | DEER2015 | WaterHeater-Calculator-v1.1 | 2015-03-19 14:45 | SCE | s_FSt | Ex | Any | CZ15 | Each | 0.513 | 29000 |  | 0 | 0 | 345 | 0 | 0 | 345 | 0 | 0 | 298 | 0 | 0 | 298 |  |  | 2 | SCE Food Store | Existing | Palm Springs-Intl (El Centro for pre-2014) | SCE
NG-WtrHt-SmlInst-Gas-150kBtuh-lt2G-0p82EF-40g | DEER2015 | WaterHeater-Calculator-v1.1 | 2015-03-19 14:45 | SCE | s_FSt | Ex | Any | CZ16 | Each | 0.513 | 29000 |  | 0 | 0 | 556 | 0 | 0 | 556 | 0 | 0 | 494 | 0 | 0 | 494 |  |  | 2 | SCE Food Store | Existing | Blue Canyon (Mount Shasta for pre-2014) | SCE
NG-WtrHt-SmlInst-Gas-150kBtuh-lt2G-0p82EF-40g | DEER2015 | WaterHeater-Calculator-v1.1 | 2015-03-19 14:45 | SCE | s_FSt | Ex | Any | IOU | Each | 0.513 | 29000 |  | 0 | 0 | 403 | 0 | 0 | 403 | 0 | 0 | 350 | 0 | 0 | 350 |  |  | 2 | SCE Food Store | Existing | IOU Territory | SCE
NG-WtrHt-SmlInst-Gas-150kBtuh-lt2G-0p82EF-40g | DEER2015 | WaterHeater-Calculator-v1.1 | 2015-03-19 14:45 | SCE | s_Ind | Ex | Any | CZ05 | Each | 1.32 | 150000 |  | 0 | 0 | 406 | 0 | 0 | 406 | 0 | 0 | 344 | 0 | 0 | 344 |  |  | 2 | SCE Industrial | Existing | Santa Maria Area | SCE
NG-WtrHt-SmlInst-Gas-150kBtuh-lt2G-0p82EF-40g | DEER2015 | WaterHeater-Calculator-v1.1 | 2015-03-19 14:45 | SCE | s_Ind | Ex | Any | CZ06 | Each | 1.32 | 150000 |  | 0 | 0 | 334 | 0 | 0 | 334 | 0 | 0 | 282 | 0 | 0 | 282 |  |  | 2 | SCE Industrial | Existing | Torrance (Los Angeles for pre-2014) | SCE
NG-WtrHt-SmlInst-Gas-150kBtuh-lt2G-0p82EF-40g | DEER2015 | WaterHeater-Calculator-v1.1 | 2015-03-19 14:45 | SCE | s_Ind | Ex | Any | CZ08 | Each | 1.32 | 150000 |  | 0 | 0 | 326 | 0 | 0 | 326 | 0 | 0 | 275 | 0 | 0 | 275 |  |  | 2 | SCE Industrial | Existing | Fullerton (El Toro for pre-2014) | SCE
NG-WtrHt-SmlInst-Gas-150kBtuh-lt2G-0p82EF-40g | DEER2015 | WaterHeater-Calculator-v1.1 | 2015-03-19 14:45 | SCE | s_Ind | Ex | Any | CZ09 | Each | 1.32 | 150000 |  | 0 | 0 | 326 | 0 | 0 | 326 | 0 | 0 | 274 | 0 | 0 | 274 |  |  | 2 | SCE Industrial | Existing | Burbank-Glendale (Pasadena for pre-2014) | SCE
NG-WtrHt-SmlInst-Gas-150kBtuh-lt2G-0p82EF-40g | DEER2015 | WaterHeater-Calculator-v1.1 | 2015-03-19 14:45 | SCE | s_Ind | Ex | Any | CZ10 | Each | 1.32 | 150000 |  | 0 | 0 | 320 | 0 | 0 | 320 | 0 | 0 | 274 | 0 | 0 | 274 |  |  | 2 | SCE Industrial | Existing | Riverside | SCE
NG-WtrHt-SmlInst-Gas-150kBtuh-lt2G-0p82EF-40g | DEER2015 | WaterHeater-Calculator-v1.1 | 2015-03-19 14:45 | SCE | s_Ind | Ex | Any | CZ13 | Each | 1.32 | 150000 |  | 0 | 0 | 344 | 0 | 0 | 344 | 0 | 0 | 292 | 0 | 0 | 292 |  |  | 2 | SCE Industrial | Existing | Fresno Area | SCE
NG-WtrHt-SmlInst-Gas-150kBtuh-lt2G-0p82EF-40g | DEER2015 | WaterHeater-Calculator-v1.1 | 2015-03-19 14:45 | SCE | s_Ind | Ex | Any | CZ14 | Each | 1.32 | 150000 |  | 0 | 0 | 363 | 0 | 0 | 363 | 0 | 0 | 310 | 0 | 0 | 310 |  |  | 2 | SCE Industrial | Existing | Palmdale (China Lake for pre-2014) | SCE
NG-WtrHt-SmlInst-Gas-150kBtuh-lt2G-0p82EF-40g | DEER2015 | WaterHeater-Calculator-v1.1 | 2015-03-19 14:45 | SCE | s_Ind | Ex | Any | CZ15 | Each | 1.32 | 150000 |  | 0 | 0 | 283 | 0 | 0 | 283 | 0 | 0 | 240 | 0 | 0 | 240 |  |  | 2 | SCE Industrial | Existing | Palm Springs-Intl (El Centro for pre-2014) | SCE
NG-WtrHt-SmlInst-Gas-150kBtuh-lt2G-0p82EF-40g | DEER2015 | WaterHeater-Calculator-v1.1 | 2015-03-19 14:45 | SCE | s_Ind | Ex | Any | CZ16 | Each | 1.32 | 150000 |  | 0 | 0 | 584 | 0 | 0 | 584 | 0 | 0 | 522 | 0 | 0 | 522 |  |  | 2 | SCE Industrial | Existing | Blue Canyon (Mount Shasta for pre-2014) | SCE
NG-WtrHt-SmlInst-Gas-150kBtuh-lt2G-0p82EF-40g | DEER2015 | WaterHeater-Calculator-v1.1 | 2015-03-19 14:45 | SCE | s_Ind | Ex | Any | IOU | Each | 1.32 | 150000 |  | 0 | 0 | 332 | 0 | 0 | 332 | 0 | 0 | 281 | 0 | 0 | 281 |  |  | 2 | SCE Industrial | Existing | IOU Territory | SCE
NG-WtrHt-SmlInst-Gas-150kBtuh-lt2G-0p82EF-40g | DEER2015 | WaterHeater-Calculator-v1.1 | 2015-03-19 14:45 | SCE | s_MiC | Ex | Any | CZ05 | Each | 0.299 | 6670 |  | 0 | 0 | 373 | 0 | 0 | 373 | 0 | 0 | 315 | 0 | 0 | 315 |  |  | 2 | SCE Miscellaneous Commercial | Existing | Santa Maria Area | SCE
NG-WtrHt-SmlInst-Gas-150kBtuh-lt2G-0p82EF-40g | DEER2015 | WaterHeater-Calculator-v1.1 | 2015-03-19 14:45 | SCE | s_MiC | Ex | Any | CZ06 | Each | 0.299 | 6670 |  | 0 | 0 | 327 | 0 | 0 | 327 | 0 | 0 | 275 | 0 | 0 | 275 |  |  | 2 | SCE Miscellaneous Commercial | Existing | Torrance (Los Angeles for pre-2014) | SCE
NG-WtrHt-SmlInst-Gas-150kBtuh-lt2G-0p82EF-40g | DEER2015 | WaterHeater-Calculator-v1.1 | 2015-03-19 14:45 | SCE | s_MiC | Ex | Any | CZ08 | Each | 0.299 | 6670 |  | 0 | 0 | 319 | 0 | 0 | 319 | 0 | 0 | 268 | 0 | 0 | 268 |  |  | 2 | SCE Miscellaneous Commercial | Existing | Fullerton (El Toro for pre-2014) | SCE
NG-WtrHt-SmlInst-Gas-150kBtuh-lt2G-0p82EF-40g | DEER2015 | WaterHeater-Calculator-v1.1 | 2015-03-19 14:45 | SCE | s_MiC | Ex | Any | CZ09 | Each | 0.299 | 6670 |  | 0 | 0 | 319 | 0 | 0 | 319 | 0 | 0 | 268 | 0 | 0 | 268 |  |  | 2 | SCE Miscellaneous Commercial | Existing | Burbank-Glendale (Pasadena for pre-2014) | SCE
NG-WtrHt-SmlInst-Gas-150kBtuh-lt2G-0p82EF-40g | DEER2015 | WaterHeater-Calculator-v1.1 | 2015-03-19 14:45 | SCE | s_MiC | Ex | Any | CZ10 | Each | 0.299 | 6670 |  | 0 | 0 | 315 | 0 | 0 | 315 | 0 | 0 | 267 | 0 | 0 | 267 |  |  | 2 | SCE Miscellaneous Commercial | Existing | Riverside | SCE
NG-WtrHt-SmlInst-Gas-150kBtuh-lt2G-0p82EF-40g | DEER2015 | WaterHeater-Calculator-v1.1 | 2015-03-19 14:45 | SCE | s_MiC | Ex | Any | CZ13 | Each | 0.299 | 6670 |  | 0 | 0 | 327 | 0 | 0 | 327 | 0 | 0 | 276 | 0 | 0 | 276 |  |  | 2 | SCE Miscellaneous Commercial | Existing | Fresno Area | SCE
NG-WtrHt-SmlInst-Gas-150kBtuh-lt2G-0p82EF-40g | DEER2015 | WaterHeater-Calculator-v1.1 | 2015-03-19 14:45 | SCE | s_MiC | Ex | Any | CZ14 | Each | 0.299 | 6670 |  | 0 | 0 | 338 | 0 | 0 | 338 | 0 | 0 | 287 | 0 | 0 | 287 |  |  | 2 | SCE Miscellaneous Commercial | Existing | Palmdale (China Lake for pre-2014) | SCE
NG-WtrHt-SmlInst-Gas-150kBtuh-lt2G-0p82EF-40g | DEER2015 | WaterHeater-Calculator-v1.1 | 2015-03-19 14:45 | SCE | s_MiC | Ex | Any | CZ15 | Each | 0.299 | 6670 |  | 0 | 0 | 279 | 0 | 0 | 279 | 0 | 0 | 234 | 0 | 0 | 234 |  |  | 2 | SCE Miscellaneous Commercial | Existing | Palm Springs-Intl (El Centro for pre-2014) | SCE
NG-WtrHt-SmlInst-Gas-150kBtuh-lt2G-0p82EF-40g | DEER2015 | WaterHeater-Calculator-v1.1 | 2015-03-19 14:45 | SCE | s_MiC | Ex | Any | CZ16 | Each | 0.299 | 6670 |  | 0 | 0 | 452 | 0 | 0 | 452 | 0 | 0 | 395 | 0 | 0 | 395 |  |  | 2 | SCE Miscellaneous Commercial | Existing | Blue Canyon (Mount Shasta for pre-2014) | SCE
NG-WtrHt-SmlInst-Gas-150kBtuh-lt2G-0p82EF-40g | DEER2015 | WaterHeater-Calculator-v1.1 | 2015-03-19 14:45 | SCE | s_MiC | Ex | Any | IOU | Each | 0.299 | 6670 |  | 0 | 0 | 321 | 0 | 0 | 321 | 0 | 0 | 271 | 0 | 0 | 271 |  |  | 2 | SCE Miscellaneous Commercial | Existing | IOU Territory | SCE
NG-WtrHt-SmlInst-Gas-150kBtuh-lt2G-0p82EF-40g | DEER2015 | WaterHeater-Calculator-v1.1 | 2015-03-19 14:45 | SCE | s_TCU | Ex | Any | CZ05 | Each | 0.598 | 257000 |  | 0 | 0 | 478 | 0 | 0 | 478 | 0 | 0 | 407 | 0 | 0 | 407 |  |  | 2 | SCE Transportation - Communication - Utilities | Existing | Santa Maria Area | SCE
NG-WtrHt-SmlInst-Gas-150kBtuh-lt2G-0p82EF-40g | DEER2015 | WaterHeater-Calculator-v1.1 | 2015-03-19 14:45 | SCE | s_TCU | Ex | Any | CZ06 | Each | 0.598 | 257000 |  | 0 | 0 | 337 | 0 | 0 | 337 | 0 | 0 | 284 | 0 | 0 | 284 |  |  | 2 | SCE Transportation - Communication - Utilities | Existing | Torrance (Los Angeles for pre-2014) | SCE
NG-WtrHt-SmlInst-Gas-150kBtuh-lt2G-0p82EF-40g | DEER2015 | WaterHeater-Calculator-v1.1 | 2015-03-19 14:45 | SCE | s_TCU | Ex | Any | CZ08 | Each | 0.598 | 257000 |  | 0 | 0 | 328 | 0 | 0 | 328 | 0 | 0 | 277 | 0 | 0 | 277 |  |  | 2 | SCE Transportation - Communication - Utilities | Existing | Fullerton (El Toro for pre-2014) | SCE
NG-WtrHt-SmlInst-Gas-150kBtuh-lt2G-0p82EF-40g | DEER2015 | WaterHeater-Calculator-v1.1 | 2015-03-19 14:45 | SCE | s_TCU | Ex | Any | CZ09 | Each | 0.598 | 257000 |  | 0 | 0 | 326 | 0 | 0 | 326 | 0 | 0 | 276 | 0 | 0 | 276 |  |  | 2 | SCE Transportation - Communication - Utilities | Existing | Burbank-Glendale (Pasadena for pre-2014) | SCE
NG-WtrHt-SmlInst-Gas-150kBtuh-lt2G-0p82EF-40g | DEER2015 | WaterHeater-Calculator-v1.1 | 2015-03-19 14:45 | SCE | s_TCU | Ex | Any | CZ10 | Each | 0.598 | 257000 |  | 0 | 0 | 320 | 0 | 0 | 320 | 0 | 0 | 275 | 0 | 0 | 275 |  |  | 2 | SCE Transportation - Communication - Utilities | Existing | Riverside | SCE
NG-WtrHt-SmlInst-Gas-150kBtuh-lt2G-0p82EF-40g | DEER2015 | WaterHeater-Calculator-v1.1 | 2015-03-19 14:45 | SCE | s_TCU | Ex | Any | CZ13 | Each | 0.598 | 257000 |  | 0 | 0 | 372 | 0 | 0 | 372 | 0 | 0 | 316 | 0 | 0 | 316 |  |  | 2 | SCE Transportation - Communication - Utilities | Existing | Fresno Area | SCE
NG-WtrHt-SmlInst-Gas-150kBtuh-lt2G-0p82EF-40g | DEER2015 | WaterHeater-Calculator-v1.1 | 2015-03-19 14:45 | SCE | s_TCU | Ex | Any | CZ14 | Each | 0.598 | 257000 |  | 0 | 0 | 408 | 0 | 0 | 408 | 0 | 0 | 353 | 0 | 0 | 353 |  |  | 2 | SCE Transportation - Communication - Utilities | Existing | Palmdale (China Lake for pre-2014) | SCE
NG-WtrHt-SmlInst-Gas-150kBtuh-lt2G-0p82EF-40g | DEER2015 | WaterHeater-Calculator-v1.1 | 2015-03-19 14:45 | SCE | s_TCU | Ex | Any | CZ15 | Each | 0.598 | 257000 |  | 0 | 0 | 280 | 0 | 0 | 280 | 0 | 0 | 238 | 0 | 0 | 238 |  |  | 2 | SCE Transportation - Communication - Utilities | Existing | Palm Springs-Intl (El Centro for pre-2014) | SCE
NG-WtrHt-SmlInst-Gas-150kBtuh-lt2G-0p82EF-40g | DEER2015 | WaterHeater-Calculator-v1.1 | 2015-03-19 14:45 | SCE | s_TCU | Ex | Any | CZ16 | Each | 0.598 | 257000 |  | 0 | 0 | 746 | 0 | 0 | 746 | 0 | 0 | 678 | 0 | 0 | 678 |  |  | 2 | SCE Transportation - Communication - Utilities | Existing | Blue Canyon (Mount Shasta for pre-2014) | SCE
NG-WtrHt-SmlInst-Gas-150kBtuh-lt2G-0p82EF-40g | DEER2015 | WaterHeater-Calculator-v1.1 | 2015-03-19 14:45 | SCE | s_TCU | Ex | Any | IOU | Each | 0.598 | 257000 |  | 0 | 0 | 332 | 0 | 0 | 332 | 0 | 0 | 282 | 0 | 0 | 282 |  |  | 2 | SCE Transportation - Communication - Utilities | Existing | IOU Territory | SCE
NG-WtrHt-SmlInst-Gas-150kBtuh-lt2G-0p82EF-40g | DEER2015 | WaterHeater-Calculator-v1.1 | 2015-03-19 14:45 | SCE | SUn | Ex | Any | CZ05 | Each | 0.333 | 500000 |  | 0 | 0 | 591 | 0 | 0 | 591 | 0 | 0 | 506 | 0 | 0 | 506 |  |  | 2 | Storage - Unconditioned | Existing | Santa Maria Area | SCE
NG-WtrHt-SmlInst-Gas-150kBtuh-lt2G-0p82EF-40g | DEER2015 | WaterHeater-Calculator-v1.1 | 2015-03-19 14:45 | SCE | SUn | Ex | Any | CZ06 | Each | 0.333 | 500000 |  | 0 | 0 | 354 | 0 | 0 | 354 | 0 | 0 | 300 | 0 | 0 | 300 |  |  | 2 | Storage - Unconditioned | Existing | Torrance (Los Angeles for pre-2014) | SCE
NG-WtrHt-SmlInst-Gas-150kBtuh-lt2G-0p82EF-40g | DEER2015 | WaterHeater-Calculator-v1.1 | 2015-03-19 14:45 | SCE | SUn | Ex | Any | CZ08 | Each | 0.333 | 500000 |  | 0 | 0 | 339 | 0 | 0 | 339 | 0 | 0 | 289 | 0 | 0 | 289 |  |  | 2 | Storage - Unconditioned | Existing | Fullerton (El Toro for pre-2014) | SCE
NG-WtrHt-SmlInst-Gas-150kBtuh-lt2G-0p82EF-40g | DEER2015 | WaterHeater-Calculator-v1.1 | 2015-03-19 14:45 | SCE | SUn | Ex | Any | CZ09 | Each | 0.333 | 500000 |  | 0 | 0 | 336 | 0 | 0 | 336 | 0 | 0 | 287 | 0 | 0 | 287 |  |  | 2 | Storage - Unconditioned | Existing | Burbank-Glendale (Pasadena for pre-2014) | SCE
NG-WtrHt-SmlInst-Gas-150kBtuh-lt2G-0p82EF-40g | DEER2015 | WaterHeater-Calculator-v1.1 | 2015-03-19 14:45 | SCE | SUn | Ex | Any | CZ10 | Each | 0.333 | 500000 |  | 0 | 0 | 326 | 0 | 0 | 326 | 0 | 0 | 285 | 0 | 0 | 285 |  |  | 2 | Storage - Unconditioned | Existing | Riverside | SCE
NG-WtrHt-SmlInst-Gas-150kBtuh-lt2G-0p82EF-40g | DEER2015 | WaterHeater-Calculator-v1.1 | 2015-03-19 14:45 | SCE | SUn | Ex | Any | CZ13 | Each | 0.333 | 500000 |  | 0 | 0 | 415 | 0 | 0 | 415 | 0 | 0 | 358 | 0 | 0 | 358 |  |  | 2 | Storage - Unconditioned | Existing | Fresno Area | SCE
NG-WtrHt-SmlInst-Gas-150kBtuh-lt2G-0p82EF-40g | DEER2015 | WaterHeater-Calculator-v1.1 | 2015-03-19 14:45 | SCE | SUn | Ex | Any | CZ14 | Each | 0.333 | 500000 |  | 0 | 0 | 478 | 0 | 0 | 478 | 0 | 0 | 421 | 0 | 0 | 421 |  |  | 2 | Storage - Unconditioned | Existing | Palmdale (China Lake for pre-2014) | SCE
NG-WtrHt-SmlInst-Gas-150kBtuh-lt2G-0p82EF-40g | DEER2015 | WaterHeater-Calculator-v1.1 | 2015-03-19 14:45 | SCE | SUn | Ex | Any | CZ15 | Each | 0.333 | 500000 |  | 0 | 0 | 266 | 0 | 0 | 266 | 0 | 0 | 236 | 0 | 0 | 236 |  |  | 2 | Storage - Unconditioned | Existing | Palm Springs-Intl (El Centro for pre-2014) | SCE
NG-WtrHt-SmlInst-Gas-150kBtuh-lt2G-0p82EF-40g | DEER2015 | WaterHeater-Calculator-v1.1 | 2015-03-19 14:45 | SCE | SUn | Ex | Any | CZ16 | Each | 0.333 | 500000 |  | 0 | 0 | 1020 | 0 | 0 | 1020 | 0 | 0 | 941 | 0 | 0 | 941 |  |  | 2 | Storage - Unconditioned | Existing | Blue Canyon (Mount Shasta for pre-2014) | SCE
NG-WtrHt-SmlInst-Gas-150kBtuh-lt2G-0p82EF-40g | DEER2015 | WaterHeater-Calculator-v1.1 | 2015-03-19 14:45 | SCE | SUn | Ex | Any | IOU | Each | 0.333 | 500000 |  | 0 | 0 | 343 | 0 | 0 | 343 | 0 | 0 | 295 | 0 | 0 | 295 |  |  | 2 | Storage - Unconditioned | Existing | IOU Territory | SCE
NG-WtrHt-SmlInst-Gas-150kBtuh-lt2G-0p82EF-40g | DEER2015 | WaterHeater-Calculator-v1.1 | 2015-03-19 14:45 | SCE | WRf | Ex | Any | CZ06 | Each | 0.333 | 100000 |  | 0 | 0 | 554 | 0 | 0 | 554 | 0 | 0 | 493 | 0 | 0 | 493 |  |  | 2 | Warehouse - Refrigerated | Existing | Torrance (Los Angeles for pre-2014) | SCE
NG-WtrHt-SmlInst-Gas-150kBtuh-lt2G-0p82EF-40g | DEER2015 | WaterHeater-Calculator-v1.1 | 2015-03-19 14:45 | SCE | WRf | Ex | Any | CZ08 | Each | 0.333 | 100000 |  | 0 | 0 | 539 | 0 | 0 | 539 | 0 | 0 | 482 | 0 | 0 | 482 |  |  | 2 | Warehouse - Refrigerated | Existing | Fullerton (El Toro for pre-2014) | SCE
NG-WtrHt-SmlInst-Gas-150kBtuh-lt2G-0p82EF-40g | DEER2015 | WaterHeater-Calculator-v1.1 | 2015-03-19 14:45 | SCE | WRf | Ex | Any | CZ09 | Each | 0.333 | 100000 |  | 0 | 0 | 538 | 0 | 0 | 538 | 0 | 0 | 481 | 0 | 0 | 481 |  |  | 2 | Warehouse - Refrigerated | Existing | Burbank-Glendale (Pasadena for pre-2014) | SCE
NG-WtrHt-SmlInst-Gas-150kBtuh-lt2G-0p82EF-40g | DEER2015 | WaterHeater-Calculator-v1.1 | 2015-03-19 14:45 | SCE | WRf | Ex | Any | CZ10 | Each | 0.333 | 100000 |  | 0 | 0 | 535 | 0 | 0 | 535 | 0 | 0 | 479 | 0 | 0 | 479 |  |  | 2 | Warehouse - Refrigerated | Existing | Riverside | SCE
NG-WtrHt-SmlInst-Gas-150kBtuh-lt2G-0p82EF-40g | DEER2015 | WaterHeater-Calculator-v1.1 | 2015-03-19 14:45 | SCE | WRf | Ex | Any | CZ13 | Each | 0.333 | 100000 |  | 0 | 0 | 652 | 0 | 0 | 652 | 0 | 0 | 580 | 0 | 0 | 580 |  |  | 2 | Warehouse - Refrigerated | Existing | Fresno Area | SCE
NG-WtrHt-SmlInst-Gas-150kBtuh-lt2G-0p82EF-40g | DEER2015 | WaterHeater-Calculator-v1.1 | 2015-03-19 14:45 | SCE | WRf | Ex | Any | CZ14 | Each | 0.333 | 100000 |  | 0 | 0 | 740 | 0 | 0 | 740 | 0 | 0 | 664 | 0 | 0 | 664 |  |  | 2 | Warehouse - Refrigerated | Existing | Palmdale (China Lake for pre-2014) | SCE
NG-WtrHt-SmlInst-Gas-150kBtuh-lt2G-0p82EF-40g | DEER2015 | WaterHeater-Calculator-v1.1 | 2015-03-19 14:45 | SCE | WRf | Ex | Any | CZ15 | Each | 0.333 | 100000 |  | 0 | 0 | 467 | 0 | 0 | 467 | 0 | 0 | 414 | 0 | 0 | 414 |  |  | 2 | Warehouse - Refrigerated | Existing | Palm Springs-Intl (El Centro for pre-2014) | SCE
NG-WtrHt-SmlInst-Gas-150kBtuh-lt2G-0p82EF-40g | DEER2015 | WaterHeater-Calculator-v1.1 | 2015-03-19 14:45 | SCE | WRf | Ex | Any | CZ16 | Each | 0.333 | 100000 |  | 0 | 0 | 1500 | 0 | 0 | 1500 | 0 | 0 | 1400 | 0 | 0 | 1400 |  |  | 2 | Warehouse - Refrigerated | Existing | Blue Canyon (Mount Shasta for pre-2014) | SCE
NG-WtrHt-SmlInst-Gas-150kBtuh-lt2G-0p82EF-40g | DEER2015 | WaterHeater-Calculator-v1.1 | 2015-03-19 14:45 | SCE | WRf | Ex | Any | IOU | Each | 0.333 | 100000 |  | 0 | 0 | 562 | 0 | 0 | 562 | 0 | 0 | 502 | 0 | 0 | 502 |  |  | 2 | Warehouse - Refrigerated | Existing | IOU Territory | SCE
NG-WtrHt-SmlInst-Gas-150kBtuh-lt2G-0p82EF-40g | DEER2015 | WaterHeater-Calculator-v1.1 | 2015-03-19 14:45 | SCG | Asm | Ex | Any | CZ05 | Each | 2.02 | 34000 |  | 0 | 0 | 441 | 0 | 0 | 441 | 0 | 0 | 385 | 0 | 0 | 385 |  |  | 2 | Assembly | Existing | Santa Maria Area | SCG
NG-WtrHt-SmlInst-Gas-150kBtuh-lt2G-0p82EF-40g | DEER2015 | WaterHeater-Calculator-v1.1 | 2015-03-19 14:45 | SCG | Asm | Ex | Any | CZ06 | Each | 2.02 | 34000 |  | 0 | 0 | 403 | 0 | 0 | 403 | 0 | 0 | 349 | 0 | 0 | 349 |  |  | 2 | Assembly | Existing | Torrance (Los Angeles for pre-2014) | SCG
NG-WtrHt-SmlInst-Gas-150kBtuh-lt2G-0p82EF-40g | DEER2015 | WaterHeater-Calculator-v1.1 | 2015-03-19 14:45 | SCG | Asm | Ex | Any | CZ08 | Each | 2.02 | 34000 |  | 0 | 0 | 395 | 0 | 0 | 395 | 0 | 0 | 342 | 0 | 0 | 342 |  |  | 2 | Assembly | Existing | Fullerton (El Toro for pre-2014) | SCG
NG-WtrHt-SmlInst-Gas-150kBtuh-lt2G-0p82EF-40g | DEER2015 | WaterHeater-Calculator-v1.1 | 2015-03-19 14:45 | SCG | Asm | Ex | Any | CZ09 | Each | 2.02 | 34000 |  | 0 | 0 | 395 | 0 | 0 | 395 | 0 | 0 | 342 | 0 | 0 | 342 |  |  | 2 | Assembly | Existing | Burbank-Glendale (Pasadena for pre-2014) | SCG
NG-WtrHt-SmlInst-Gas-150kBtuh-lt2G-0p82EF-40g | DEER2015 | WaterHeater-Calculator-v1.1 | 2015-03-19 14:45 | SCG | Asm | Ex | Any | CZ10 | Each | 2.02 | 34000 |  | 0 | 0 | 388 | 0 | 0 | 388 | 0 | 0 | 340 | 0 | 0 | 340 |  |  | 2 | Assembly | Existing | Riverside | SCG
NG-WtrHt-SmlInst-Gas-150kBtuh-lt2G-0p82EF-40g | DEER2015 | WaterHeater-Calculator-v1.1 | 2015-03-19 14:45 | SCG | Asm | Ex | Any | CZ13 | Each | 2.02 | 34000 |  | 0 | 0 | 398 | 0 | 0 | 398 | 0 | 0 | 346 | 0 | 0 | 346 |  |  | 2 | Assembly | Existing | Fresno Area | SCG
NG-WtrHt-SmlInst-Gas-150kBtuh-lt2G-0p82EF-40g | DEER2015 | WaterHeater-Calculator-v1.1 | 2015-03-19 14:45 | SCG | Asm | Ex | Any | CZ14 | Each | 2.02 | 34000 |  | 0 | 0 | 407 | 0 | 0 | 407 | 0 | 0 | 355 | 0 | 0 | 355 |  |  | 2 | Assembly | Existing | Palmdale (China Lake for pre-2014) | SCG
NG-WtrHt-SmlInst-Gas-150kBtuh-lt2G-0p82EF-40g | DEER2015 | WaterHeater-Calculator-v1.1 | 2015-03-19 14:45 | SCG | Asm | Ex | Any | CZ15 | Each | 2.02 | 34000 |  | 0 | 0 | 343 | 0 | 0 | 343 | 0 | 0 | 297 | 0 | 0 | 297 |  |  | 2 | Assembly | Existing | Palm Springs-Intl (El Centro for pre-2014) | SCG
NG-WtrHt-SmlInst-Gas-150kBtuh-lt2G-0p82EF-40g | DEER2015 | WaterHeater-Calculator-v1.1 | 2015-03-19 14:45 | SCG | Asm | Ex | Any | CZ16 | Each | 2.02 | 34000 |  | 0 | 0 | 518 | 0 | 0 | 518 | 0 | 0 | 459 | 0 | 0 | 459 |  |  | 2 | Assembly | Existing | Blue Canyon (Mount Shasta for pre-2014) | SCG
NG-WtrHt-SmlInst-Gas-150kBtuh-lt2G-0p82EF-40g | DEER2015 | WaterHeater-Calculator-v1.1 | 2015-03-19 14:45 | SCG | Asm | Ex | Any | IOU | Each | 2.02 | 34000 |  | 0 | 0 | 396 | 0 | 0 | 396 | 0 | 0 | 344 | 0 | 0 | 344 |  |  | 2 | Assembly | Existing | IOU Territory | SCG
NG-WtrHt-SmlInst-Gas-150kBtuh-lt2G-0p82EF-40g | DEER2015 | WaterHeater-Calculator-v1.1 | 2015-03-19 14:45 | SCG | Com | Ex | Any | CZ05 | Each | 3.87 | 157000 |  | 0 | 0 | 457 | 0 | 0 | 457 | 0 | 0 | 396 | 0 | 0 | 396 |  |  | 2 | Commercial | Existing | Santa Maria Area | SCG
NG-WtrHt-SmlInst-Gas-150kBtuh-lt2G-0p82EF-40g | DEER2015 | WaterHeater-Calculator-v1.1 | 2015-03-19 14:45 | SCG | Com | Ex | Any | CZ06 | Each | 2.4 | 178000 |  | 0 | 0 | 361 | 0 | 0 | 361 | 0 | 0 | 307 | 0 | 0 | 307 |  |  | 2 | Commercial | Existing | Torrance (Los Angeles for pre-2014) | SCG
NG-WtrHt-SmlInst-Gas-150kBtuh-lt2G-0p82EF-40g | DEER2015 | WaterHeater-Calculator-v1.1 | 2015-03-19 14:45 | SCG | Com | Ex | Any | CZ08 | Each | 2.23 | 211000 |  | 0 | 0 | 346 | 0 | 0 | 346 | 0 | 0 | 295 | 0 | 0 | 295 |  |  | 2 | Commercial | Existing | Fullerton (El Toro for pre-2014) | SCG
NG-WtrHt-SmlInst-Gas-150kBtuh-lt2G-0p82EF-40g | DEER2015 | WaterHeater-Calculator-v1.1 | 2015-03-19 14:45 | SCG | Com | Ex | Any | CZ09 | Each | 2.3 | 189000 |  | 0 | 0 | 346 | 0 | 0 | 346 | 0 | 0 | 295 | 0 | 0 | 295 |  |  | 2 | Commercial | Existing | Burbank-Glendale (Pasadena for pre-2014) | SCG
NG-WtrHt-SmlInst-Gas-150kBtuh-lt2G-0p82EF-40g | DEER2015 | WaterHeater-Calculator-v1.1 | 2015-03-19 14:45 | SCG | Com | Ex | Any | CZ10 | Each | 1.6 | 221000 |  | 0 | 0 | 341 | 0 | 0 | 341 | 0 | 0 | 294 | 0 | 0 | 294 |  |  | 2 | Commercial | Existing | Riverside | SCG
NG-WtrHt-SmlInst-Gas-150kBtuh-lt2G-0p82EF-40g | DEER2015 | WaterHeater-Calculator-v1.1 | 2015-03-19 14:45 | SCG | Com | Ex | Any | CZ13 | Each | 2.16 | 159000 |  | 0 | 0 | 379 | 0 | 0 | 379 | 0 | 0 | 325 | 0 | 0 | 325 |  |  | 2 | Commercial | Existing | Fresno Area | SCG
NG-WtrHt-SmlInst-Gas-150kBtuh-lt2G-0p82EF-40g | DEER2015 | WaterHeater-Calculator-v1.1 | 2015-03-19 14:45 | SCG | Com | Ex | Any | CZ14 | Each | 2.35 | 141000 |  | 0 | 0 | 379 | 0 | 0 | 379 | 0 | 0 | 326 | 0 | 0 | 326 |  |  | 2 | Commercial | Existing | Palmdale (China Lake for pre-2014) | SCG
NG-WtrHt-SmlInst-Gas-150kBtuh-lt2G-0p82EF-40g | DEER2015 | WaterHeater-Calculator-v1.1 | 2015-03-19 14:45 | SCG | Com | Ex | Any | CZ15 | Each | 2.55 | 141000 |  | 0 | 0 | 312 | 0 | 0 | 312 | 0 | 0 | 268 | 0 | 0 | 268 |  |  | 2 | Commercial | Existing | Palm Springs-Intl (El Centro for pre-2014) | SCG
NG-WtrHt-SmlInst-Gas-150kBtuh-lt2G-0p82EF-40g | DEER2015 | WaterHeater-Calculator-v1.1 | 2015-03-19 14:45 | SCG | Com | Ex | Any | CZ16 | Each | 4.19 | 206000 |  | 0 | 0 | 559 | 0 | 0 | 559 | 0 | 0 | 498 | 0 | 0 | 498 |  |  | 2 | Commercial | Existing | Blue Canyon (Mount Shasta for pre-2014) | SCG
NG-WtrHt-SmlInst-Gas-150kBtuh-lt2G-0p82EF-40g | DEER2015 | WaterHeater-Calculator-v1.1 | 2015-03-19 14:45 | SCG | Com | Ex | Any | IOU | Each | 2.24 | 195000 |  | 0 | 0 | 352 | 0 | 0 | 352 | 0 | 0 | 301 | 0 | 0 | 301 |  |  | 2 | Commercial | Existing | IOU Territory | SCG
NG-WtrHt-SmlInst-Gas-150kBtuh-lt2G-0p82EF-40g | DEER2015 | WaterHeater-Calculator-v1.1 | 2015-03-19 14:45 | SCG | ECC | Ex | Any | CZ05 | Each | 9.02 | 300000 |  | 0 | 0 | 387 | 0 | 0 | 387 | 0 | 0 | 327 | 0 | 0 | 327 |  |  | 2 | Education - Community College | Existing | Santa Maria Area | SCG
NG-WtrHt-SmlInst-Gas-150kBtuh-lt2G-0p82EF-40g | DEER2015 | WaterHeater-Calculator-v1.1 | 2015-03-19 14:45 | SCG | ECC | Ex | Any | CZ06 | Each | 9.02 | 300000 |  | 0 | 0 | 325 | 0 | 0 | 325 | 0 | 0 | 272 | 0 | 0 | 272 |  |  | 2 | Education - Community College | Existing | Torrance (Los Angeles for pre-2014) | SCG
NG-WtrHt-SmlInst-Gas-150kBtuh-lt2G-0p82EF-40g | DEER2015 | WaterHeater-Calculator-v1.1 | 2015-03-19 14:45 | SCG | ECC | Ex | Any | CZ08 | Each | 9.02 | 300000 |  | 0 | 0 | 317 | 0 | 0 | 317 | 0 | 0 | 265 | 0 | 0 | 265 |  |  | 2 | Education - Community College | Existing | Fullerton (El Toro for pre-2014) | SCG
NG-WtrHt-SmlInst-Gas-150kBtuh-lt2G-0p82EF-40g | DEER2015 | WaterHeater-Calculator-v1.1 | 2015-03-19 14:45 | SCG | ECC | Ex | Any | CZ09 | Each | 9.02 | 300000 |  | 0 | 0 | 317 | 0 | 0 | 317 | 0 | 0 | 264 | 0 | 0 | 264 |  |  | 2 | Education - Community College | Existing | Burbank-Glendale (Pasadena for pre-2014) | SCG
NG-WtrHt-SmlInst-Gas-150kBtuh-lt2G-0p82EF-40g | DEER2015 | WaterHeater-Calculator-v1.1 | 2015-03-19 14:45 | SCG | ECC | Ex | Any | CZ10 | Each | 9.02 | 300000 |  | 0 | 0 | 312 | 0 | 0 | 312 | 0 | 0 | 263 | 0 | 0 | 263 |  |  | 2 | Education - Community College | Existing | Riverside | SCG
NG-WtrHt-SmlInst-Gas-150kBtuh-lt2G-0p82EF-40g | DEER2015 | WaterHeater-Calculator-v1.1 | 2015-03-19 14:45 | SCG | ECC | Ex | Any | CZ13 | Each | 9.02 | 300000 |  | 0 | 0 | 331 | 0 | 0 | 331 | 0 | 0 | 281 | 0 | 0 | 281 |  |  | 2 | Education - Community College | Existing | Fresno Area | SCG
NG-WtrHt-SmlInst-Gas-150kBtuh-lt2G-0p82EF-40g | DEER2015 | WaterHeater-Calculator-v1.1 | 2015-03-19 14:45 | SCG | ECC | Ex | Any | CZ14 | Each | 9.02 | 300000 |  | 0 | 0 | 349 | 0 | 0 | 349 | 0 | 0 | 297 | 0 | 0 | 297 |  |  | 2 | Education - Community College | Existing | Palmdale (China Lake for pre-2014) | SCG
NG-WtrHt-SmlInst-Gas-150kBtuh-lt2G-0p82EF-40g | DEER2015 | WaterHeater-Calculator-v1.1 | 2015-03-19 14:45 | SCG | ECC | Ex | Any | CZ15 | Each | 9.02 | 300000 |  | 0 | 0 | 276 | 0 | 0 | 276 | 0 | 0 | 231 | 0 | 0 | 231 |  |  | 2 | Education - Community College | Existing | Palm Springs-Intl (El Centro for pre-2014) | SCG
NG-WtrHt-SmlInst-Gas-150kBtuh-lt2G-0p82EF-40g | DEER2015 | WaterHeater-Calculator-v1.1 | 2015-03-19 14:45 | SCG | ECC | Ex | Any | CZ16 | Each | 9.02 | 300000 |  | 0 | 0 | 520 | 0 | 0 | 520 | 0 | 0 | 458 | 0 | 0 | 458 |  |  | 2 | Education - Community College | Existing | Blue Canyon (Mount Shasta for pre-2014) | SCG
NG-WtrHt-SmlInst-Gas-150kBtuh-lt2G-0p82EF-40g | DEER2015 | WaterHeater-Calculator-v1.1 | 2015-03-19 14:45 | SCG | ECC | Ex | Any | IOU | Each | 9.02 | 300000 |  | 0 | 0 | 329 | 0 | 0 | 329 | 0 | 0 | 276 | 0 | 0 | 276 |  |  | 2 | Education - Community College | Existing | IOU Territory | SCG
NG-WtrHt-SmlInst-Gas-150kBtuh-lt2G-0p82EF-40g | DEER2015 | WaterHeater-Calculator-v1.1 | 2015-03-19 14:45 | SCG | EPr | Ex | Any | CZ05 | Each | 1.34 | 48200 |  | 0 | 0 | 358 | 0 | 0 | 358 | 0 | 0 | 294 | 0 | 0 | 294 |  |  | 2 | Education - Primary School | Existing | Santa Maria Area | SCG
NG-WtrHt-SmlInst-Gas-150kBtuh-lt2G-0p82EF-40g | DEER2015 | WaterHeater-Calculator-v1.1 | 2015-03-19 14:45 | SCG | EPr | Ex | Any | CZ06 | Each | 1.34 | 48200 |  | 0 | 0 | 277 | 0 | 0 | 277 | 0 | 0 | 223 | 0 | 0 | 223 |  |  | 2 | Education - Primary School | Existing | Torrance (Los Angeles for pre-2014) | SCG
NG-WtrHt-SmlInst-Gas-150kBtuh-lt2G-0p82EF-40g | DEER2015 | WaterHeater-Calculator-v1.1 | 2015-03-19 14:45 | SCG | EPr | Ex | Any | CZ08 | Each | 1.34 | 48200 |  | 0 | 0 | 269 | 0 | 0 | 269 | 0 | 0 | 218 | 0 | 0 | 218 |  |  | 2 | Education - Primary School | Existing | Fullerton (El Toro for pre-2014) | SCG
NG-WtrHt-SmlInst-Gas-150kBtuh-lt2G-0p82EF-40g | DEER2015 | WaterHeater-Calculator-v1.1 | 2015-03-19 14:45 | SCG | EPr | Ex | Any | CZ09 | Each | 1.34 | 48200 |  | 0 | 0 | 269 | 0 | 0 | 269 | 0 | 0 | 218 | 0 | 0 | 218 |  |  | 2 | Education - Primary School | Existing | Burbank-Glendale (Pasadena for pre-2014) | SCG
NG-WtrHt-SmlInst-Gas-150kBtuh-lt2G-0p82EF-40g | DEER2015 | WaterHeater-Calculator-v1.1 | 2015-03-19 14:45 | SCG | EPr | Ex | Any | CZ10 | Each | 1.34 | 48200 |  | 0 | 0 | 265 | 0 | 0 | 265 | 0 | 0 | 217 | 0 | 0 | 217 |  |  | 2 | Education - Primary School | Existing | Riverside | SCG
NG-WtrHt-SmlInst-Gas-150kBtuh-lt2G-0p82EF-40g | DEER2015 | WaterHeater-Calculator-v1.1 | 2015-03-19 14:45 | SCG | EPr | Ex | Any | CZ13 | Each | 1.34 | 48200 |  | 0 | 0 | 295 | 0 | 0 | 295 | 0 | 0 | 242 | 0 | 0 | 242 |  |  | 2 | Education - Primary School | Existing | Fresno Area | SCG
NG-WtrHt-SmlInst-Gas-150kBtuh-lt2G-0p82EF-40g | DEER2015 | WaterHeater-Calculator-v1.1 | 2015-03-19 14:45 | SCG | EPr | Ex | Any | CZ14 | Each | 1.34 | 48200 |  | 0 | 0 | 317 | 0 | 0 | 317 | 0 | 0 | 263 | 0 | 0 | 263 |  |  | 2 | Education - Primary School | Existing | Palmdale (China Lake for pre-2014) | SCG
NG-WtrHt-SmlInst-Gas-150kBtuh-lt2G-0p82EF-40g | DEER2015 | WaterHeater-Calculator-v1.1 | 2015-03-19 14:45 | SCG | EPr | Ex | Any | CZ15 | Each | 1.34 | 48200 |  | 0 | 0 | 238 | 0 | 0 | 238 | 0 | 0 | 192 | 0 | 0 | 192 |  |  | 2 | Education - Primary School | Existing | Palm Springs-Intl (El Centro for pre-2014) | SCG
NG-WtrHt-SmlInst-Gas-150kBtuh-lt2G-0p82EF-40g | DEER2015 | WaterHeater-Calculator-v1.1 | 2015-03-19 14:45 | SCG | EPr | Ex | Any | CZ16 | Each | 1.34 | 48200 |  | 0 | 0 | 488 | 0 | 0 | 488 | 0 | 0 | 426 | 0 | 0 | 426 |  |  | 2 | Education - Primary School | Existing | Blue Canyon (Mount Shasta for pre-2014) | SCG
NG-WtrHt-SmlInst-Gas-150kBtuh-lt2G-0p82EF-40g | DEER2015 | WaterHeater-Calculator-v1.1 | 2015-03-19 14:45 | SCG | EPr | Ex | Any | IOU | Each | 1.34 | 48200 |  | 0 | 0 | 277 | 0 | 0 | 277 | 0 | 0 | 225 | 0 | 0 | 225 |  |  | 2 | Education - Primary School | Existing | IOU Territory | SCG
NG-WtrHt-SmlInst-Gas-150kBtuh-lt2G-0p82EF-40g | DEER2015 | WaterHeater-Calculator-v1.1 | 2015-03-19 14:45 | SCG | ERC | Ex | Any | CZ05 | Each | 0.12 | 1920 |  | 0 | 0 | 347 | 0 | 0 | 347 | 0 | 0 | 286 | 0 | 0 | 286 |  |  | 2 | Education - Relocatable Classroom | Existing | Santa Maria Area | SCG
NG-WtrHt-SmlInst-Gas-150kBtuh-lt2G-0p82EF-40g | DEER2015 | WaterHeater-Calculator-v1.1 | 2015-03-19 14:45 | SCG | ERC | Ex | Any | CZ06 | Each | 0.12 | 1920 |  | 0 | 0 | 272 | 0 | 0 | 272 | 0 | 0 | 220 | 0 | 0 | 220 |  |  | 2 | Education - Relocatable Classroom | Existing | Torrance (Los Angeles for pre-2014) | SCG
NG-WtrHt-SmlInst-Gas-150kBtuh-lt2G-0p82EF-40g | DEER2015 | WaterHeater-Calculator-v1.1 | 2015-03-19 14:45 | SCG | ERC | Ex | Any | CZ08 | Each | 0.12 | 1920 |  | 0 | 0 | 266 | 0 | 0 | 266 | 0 | 0 | 216 | 0 | 0 | 216 |  |  | 2 | Education - Relocatable Classroom | Existing | Fullerton (El Toro for pre-2014) | SCG
NG-WtrHt-SmlInst-Gas-150kBtuh-lt2G-0p82EF-40g | DEER2015 | WaterHeater-Calculator-v1.1 | 2015-03-19 14:45 | SCG | ERC | Ex | Any | CZ09 | Each | 0.12 | 1920 |  | 0 | 0 | 266 | 0 | 0 | 266 | 0 | 0 | 216 | 0 | 0 | 216 |  |  | 2 | Education - Relocatable Classroom | Existing | Burbank-Glendale (Pasadena for pre-2014) | SCG
NG-WtrHt-SmlInst-Gas-150kBtuh-lt2G-0p82EF-40g | DEER2015 | WaterHeater-Calculator-v1.1 | 2015-03-19 14:45 | SCG | ERC | Ex | Any | CZ10 | Each | 0.12 | 1920 |  | 0 | 0 | 263 | 0 | 0 | 263 | 0 | 0 | 215 | 0 | 0 | 215 |  |  | 2 | Education - Relocatable Classroom | Existing | Riverside | SCG
NG-WtrHt-SmlInst-Gas-150kBtuh-lt2G-0p82EF-40g | DEER2015 | WaterHeater-Calculator-v1.1 | 2015-03-19 14:45 | SCG | ERC | Ex | Any | CZ13 | Each | 0.12 | 1920 |  | 0 | 0 | 295 | 0 | 0 | 295 | 0 | 0 | 242 | 0 | 0 | 242 |  |  | 2 | Education - Relocatable Classroom | Existing | Fresno Area | SCG
NG-WtrHt-SmlInst-Gas-150kBtuh-lt2G-0p82EF-40g | DEER2015 | WaterHeater-Calculator-v1.1 | 2015-03-19 14:45 | SCG | ERC | Ex | Any | CZ14 | Each | 0.12 | 1920 |  | 0 | 0 | 316 | 0 | 0 | 316 | 0 | 0 | 262 | 0 | 0 | 262 |  |  | 2 | Education - Relocatable Classroom | Existing | Palmdale (China Lake for pre-2014) | SCG
NG-WtrHt-SmlInst-Gas-150kBtuh-lt2G-0p82EF-40g | DEER2015 | WaterHeater-Calculator-v1.1 | 2015-03-19 14:45 | SCG | ERC | Ex | Any | CZ15 | Each | 0.12 | 1920 |  | 0 | 0 | 237 | 0 | 0 | 237 | 0 | 0 | 192 | 0 | 0 | 192 |  |  | 2 | Education - Relocatable Classroom | Existing | Palm Springs-Intl (El Centro for pre-2014) | SCG
NG-WtrHt-SmlInst-Gas-150kBtuh-lt2G-0p82EF-40g | DEER2015 | WaterHeater-Calculator-v1.1 | 2015-03-19 14:45 | SCG | ERC | Ex | Any | CZ16 | Each | 0.12 | 1920 |  | 0 | 0 | 486 | 0 | 0 | 486 | 0 | 0 | 425 | 0 | 0 | 425 |  |  | 2 | Education - Relocatable Classroom | Existing | Blue Canyon (Mount Shasta for pre-2014) | SCG
NG-WtrHt-SmlInst-Gas-150kBtuh-lt2G-0p82EF-40g | DEER2015 | WaterHeater-Calculator-v1.1 | 2015-03-19 14:45 | SCG | ERC | Ex | Any | IOU | Each | 0.12 | 1920 |  | 0 | 0 | 274 | 0 | 0 | 274 | 0 | 0 | 223 | 0 | 0 | 223 |  |  | 2 | Education - Relocatable Classroom | Existing | IOU Territory | SCG
NG-WtrHt-SmlInst-Gas-150kBtuh-lt2G-0p82EF-40g | DEER2015 | WaterHeater-Calculator-v1.1 | 2015-03-19 14:45 | SCG | ESe | Ex | Any | CZ05 | Each | 6.17 | 150000 |  | 0 | 0 | 358 | 0 | 0 | 358 | 0 | 0 | 294 | 0 | 0 | 294 |  |  | 2 | Education - Secondary School | Existing | Santa Maria Area | SCG
NG-WtrHt-SmlInst-Gas-150kBtuh-lt2G-0p82EF-40g | DEER2015 | WaterHeater-Calculator-v1.1 | 2015-03-19 14:45 | SCG | ESe | Ex | Any | CZ06 | Each | 6.17 | 150000 |  | 0 | 0 | 277 | 0 | 0 | 277 | 0 | 0 | 223 | 0 | 0 | 223 |  |  | 2 | Education - Secondary School | Existing | Torrance (Los Angeles for pre-2014) | SCG
NG-WtrHt-SmlInst-Gas-150kBtuh-lt2G-0p82EF-40g | DEER2015 | WaterHeater-Calculator-v1.1 | 2015-03-19 14:45 | SCG | ESe | Ex | Any | CZ08 | Each | 6.17 | 150000 |  | 0 | 0 | 269 | 0 | 0 | 269 | 0 | 0 | 218 | 0 | 0 | 218 |  |  | 2 | Education - Secondary School | Existing | Fullerton (El Toro for pre-2014) | SCG
NG-WtrHt-SmlInst-Gas-150kBtuh-lt2G-0p82EF-40g | DEER2015 | WaterHeater-Calculator-v1.1 | 2015-03-19 14:45 | SCG | ESe | Ex | Any | CZ09 | Each | 6.17 | 150000 |  | 0 | 0 | 269 | 0 | 0 | 269 | 0 | 0 | 218 | 0 | 0 | 218 |  |  | 2 | Education - Secondary School | Existing | Burbank-Glendale (Pasadena for pre-2014) | SCG
NG-WtrHt-SmlInst-Gas-150kBtuh-lt2G-0p82EF-40g | DEER2015 | WaterHeater-Calculator-v1.1 | 2015-03-19 14:45 | SCG | ESe | Ex | Any | CZ10 | Each | 6.17 | 150000 |  | 0 | 0 | 265 | 0 | 0 | 265 | 0 | 0 | 217 | 0 | 0 | 217 |  |  | 2 | Education - Secondary School | Existing | Riverside | SCG
NG-WtrHt-SmlInst-Gas-150kBtuh-lt2G-0p82EF-40g | DEER2015 | WaterHeater-Calculator-v1.1 | 2015-03-19 14:45 | SCG | ESe | Ex | Any | CZ13 | Each | 6.17 | 150000 |  | 0 | 0 | 295 | 0 | 0 | 295 | 0 | 0 | 242 | 0 | 0 | 242 |  |  | 2 | Education - Secondary School | Existing | Fresno Area | SCG
NG-WtrHt-SmlInst-Gas-150kBtuh-lt2G-0p82EF-40g | DEER2015 | WaterHeater-Calculator-v1.1 | 2015-03-19 14:45 | SCG | ESe | Ex | Any | CZ14 | Each | 6.17 | 150000 |  | 0 | 0 | 317 | 0 | 0 | 317 | 0 | 0 | 263 | 0 | 0 | 263 |  |  | 2 | Education - Secondary School | Existing | Palmdale (China Lake for pre-2014) | SCG
NG-WtrHt-SmlInst-Gas-150kBtuh-lt2G-0p82EF-40g | DEER2015 | WaterHeater-Calculator-v1.1 | 2015-03-19 14:45 | SCG | ESe | Ex | Any | CZ15 | Each | 6.17 | 150000 |  | 0 | 0 | 238 | 0 | 0 | 238 | 0 | 0 | 192 | 0 | 0 | 192 |  |  | 2 | Education - Secondary School | Existing | Palm Springs-Intl (El Centro for pre-2014) | SCG
NG-WtrHt-SmlInst-Gas-150kBtuh-lt2G-0p82EF-40g | DEER2015 | WaterHeater-Calculator-v1.1 | 2015-03-19 14:45 | SCG | ESe | Ex | Any | CZ16 | Each | 6.17 | 150000 |  | 0 | 0 | 488 | 0 | 0 | 488 | 0 | 0 | 426 | 0 | 0 | 426 |  |  | 2 | Education - Secondary School | Existing | Blue Canyon (Mount Shasta for pre-2014) | SCG
NG-WtrHt-SmlInst-Gas-150kBtuh-lt2G-0p82EF-40g | DEER2015 | WaterHeater-Calculator-v1.1 | 2015-03-19 14:45 | SCG | ESe | Ex | Any | IOU | Each | 6.17 | 150000 |  | 0 | 0 | 277 | 0 | 0 | 277 | 0 | 0 | 225 | 0 | 0 | 225 |  |  | 2 | Education - Secondary School | Existing | IOU Territory | SCG
NG-WtrHt-SmlInst-Gas-150kBtuh-lt2G-0p82EF-40g | DEER2015 | WaterHeater-Calculator-v1.1 | 2015-03-19 14:45 | SCG | EUD | Ex | Any | CZ05 | Each | 5.92 | 170000 |  | 0 | 0 | 248 | 0 | 0 | 248 | 0 | 0 | 212 | 0 | 0 | 212 |  |  | 2 | University Dormitory | Existing | Santa Maria Area | SCG
NG-WtrHt-SmlInst-Gas-150kBtuh-lt2G-0p82EF-40g | DEER2015 | WaterHeater-Calculator-v1.1 | 2015-03-19 14:45 | SCG | EUD | Ex | Any | CZ06 | Each | 5.92 | 170000 |  | 0 | 0 | 222 | 0 | 0 | 222 | 0 | 0 | 190 | 0 | 0 | 190 |  |  | 2 | University Dormitory | Existing | Torrance (Los Angeles for pre-2014) | SCG
NG-WtrHt-SmlInst-Gas-150kBtuh-lt2G-0p82EF-40g | DEER2015 | WaterHeater-Calculator-v1.1 | 2015-03-19 14:45 | SCG | EUD | Ex | Any | CZ08 | Each | 5.92 | 170000 |  | 0 | 0 | 214 | 0 | 0 | 214 | 0 | 0 | 182 | 0 | 0 | 182 |  |  | 2 | University Dormitory | Existing | Fullerton (El Toro for pre-2014) | SCG
NG-WtrHt-SmlInst-Gas-150kBtuh-lt2G-0p82EF-40g | DEER2015 | WaterHeater-Calculator-v1.1 | 2015-03-19 14:45 | SCG | EUD | Ex | Any | CZ09 | Each | 5.92 | 170000 |  | 0 | 0 | 214 | 0 | 0 | 214 | 0 | 0 | 182 | 0 | 0 | 182 |  |  | 2 | University Dormitory | Existing | Burbank-Glendale (Pasadena for pre-2014) | SCG
NG-WtrHt-SmlInst-Gas-150kBtuh-lt2G-0p82EF-40g | DEER2015 | WaterHeater-Calculator-v1.1 | 2015-03-19 14:45 | SCG | EUD | Ex | Any | CZ10 | Each | 5.92 | 170000 |  | 0 | 0 | 210 | 0 | 0 | 210 | 0 | 0 | 180 | 0 | 0 | 180 |  |  | 2 | University Dormitory | Existing | Riverside | SCG
NG-WtrHt-SmlInst-Gas-150kBtuh-lt2G-0p82EF-40g | DEER2015 | WaterHeater-Calculator-v1.1 | 2015-03-19 14:45 | SCG | EUD | Ex | Any | CZ13 | Each | 5.92 | 170000 |  | 0 | 0 | 210 | 0 | 0 | 210 | 0 | 0 | 181 | 0 | 0 | 181 |  |  | 2 | University Dormitory | Existing | Fresno Area | SCG
NG-WtrHt-SmlInst-Gas-150kBtuh-lt2G-0p82EF-40g | DEER2015 | WaterHeater-Calculator-v1.1 | 2015-03-19 14:45 | SCG | EUD | Ex | Any | CZ14 | Each | 5.92 | 170000 |  | 0 | 0 | 216 | 0 | 0 | 216 | 0 | 0 | 186 | 0 | 0 | 186 |  |  | 2 | University Dormitory | Existing | Palmdale (China Lake for pre-2014) | SCG
NG-WtrHt-SmlInst-Gas-150kBtuh-lt2G-0p82EF-40g | DEER2015 | WaterHeater-Calculator-v1.1 | 2015-03-19 14:45 | SCG | EUD | Ex | Any | CZ15 | Each | 5.92 | 170000 |  | 0 | 0 | 168 | 0 | 0 | 168 | 0 | 0 | 142 | 0 | 0 | 142 |  |  | 2 | University Dormitory | Existing | Palm Springs-Intl (El Centro for pre-2014) | SCG
NG-WtrHt-SmlInst-Gas-150kBtuh-lt2G-0p82EF-40g | DEER2015 | WaterHeater-Calculator-v1.1 | 2015-03-19 14:45 | SCG | EUD | Ex | Any | CZ16 | Each | 5.92 | 170000 |  | 0 | 0 | 256 | 0 | 0 | 256 | 0 | 0 | 223 | 0 | 0 | 223 |  |  | 2 | University Dormitory | Existing | Blue Canyon (Mount Shasta for pre-2014) | SCG
NG-WtrHt-SmlInst-Gas-150kBtuh-lt2G-0p82EF-40g | DEER2015 | WaterHeater-Calculator-v1.1 | 2015-03-19 14:45 | SCG | EUD | Ex | Any | IOU | Each | 5.92 | 170000 |  | 0 | 0 | 216 | 0 | 0 | 216 | 0 | 0 | 185 | 0 | 0 | 185 |  |  | 2 | University Dormitory | Existing | IOU Territory | SCG
NG-WtrHt-SmlInst-Gas-150kBtuh-lt2G-0p82EF-40g | DEER2015 | WaterHeater-Calculator-v1.1 | 2015-03-19 14:45 | SCG | EUn | Ex | Any | CZ05 | Each | 17.4 | 830000 |  | 0 | 0 | 442 | 0 | 0 | 442 | 0 | 0 | 378 | 0 | 0 | 378 |  |  | 2 | Education - University | Existing | Santa Maria Area | SCG
NG-WtrHt-SmlInst-Gas-150kBtuh-lt2G-0p82EF-40g | DEER2015 | WaterHeater-Calculator-v1.1 | 2015-03-19 14:45 | SCG | EUn | Ex | Any | CZ06 | Each | 17.4 | 830000 |  | 0 | 0 | 364 | 0 | 0 | 364 | 0 | 0 | 309 | 0 | 0 | 309 |  |  | 2 | Education - University | Existing | Torrance (Los Angeles for pre-2014) | SCG
NG-WtrHt-SmlInst-Gas-150kBtuh-lt2G-0p82EF-40g | DEER2015 | WaterHeater-Calculator-v1.1 | 2015-03-19 14:45 | SCG | EUn | Ex | Any | CZ08 | Each | 17.4 | 830000 |  | 0 | 0 | 354 | 0 | 0 | 354 | 0 | 0 | 301 | 0 | 0 | 301 |  |  | 2 | Education - University | Existing | Fullerton (El Toro for pre-2014) | SCG
NG-WtrHt-SmlInst-Gas-150kBtuh-lt2G-0p82EF-40g | DEER2015 | WaterHeater-Calculator-v1.1 | 2015-03-19 14:45 | SCG | EUn | Ex | Any | CZ09 | Each | 17.4 | 830000 |  | 0 | 0 | 355 | 0 | 0 | 355 | 0 | 0 | 301 | 0 | 0 | 301 |  |  | 2 | Education - University | Existing | Burbank-Glendale (Pasadena for pre-2014) | SCG
NG-WtrHt-SmlInst-Gas-150kBtuh-lt2G-0p82EF-40g | DEER2015 | WaterHeater-Calculator-v1.1 | 2015-03-19 14:45 | SCG | EUn | Ex | Any | CZ10 | Each | 17.4 | 830000 |  | 0 | 0 | 349 | 0 | 0 | 349 | 0 | 0 | 299 | 0 | 0 | 299 |  |  | 2 | Education - University | Existing | Riverside | SCG
NG-WtrHt-SmlInst-Gas-150kBtuh-lt2G-0p82EF-40g | DEER2015 | WaterHeater-Calculator-v1.1 | 2015-03-19 14:45 | SCG | EUn | Ex | Any | CZ13 | Each | 17.4 | 830000 |  | 0 | 0 | 374 | 0 | 0 | 374 | 0 | 0 | 322 | 0 | 0 | 322 |  |  | 2 | Education - University | Existing | Fresno Area | SCG
NG-WtrHt-SmlInst-Gas-150kBtuh-lt2G-0p82EF-40g | DEER2015 | WaterHeater-Calculator-v1.1 | 2015-03-19 14:45 | SCG | EUn | Ex | Any | CZ14 | Each | 17.4 | 830000 |  | 0 | 0 | 399 | 0 | 0 | 399 | 0 | 0 | 343 | 0 | 0 | 343 |  |  | 2 | Education - University | Existing | Palmdale (China Lake for pre-2014) | SCG
NG-WtrHt-SmlInst-Gas-150kBtuh-lt2G-0p82EF-40g | DEER2015 | WaterHeater-Calculator-v1.1 | 2015-03-19 14:45 | SCG | EUn | Ex | Any | CZ15 | Each | 17.4 | 830000 |  | 0 | 0 | 307 | 0 | 0 | 307 | 0 | 0 | 261 | 0 | 0 | 261 |  |  | 2 | Education - University | Existing | Palm Springs-Intl (El Centro for pre-2014) | SCG
NG-WtrHt-SmlInst-Gas-150kBtuh-lt2G-0p82EF-40g | DEER2015 | WaterHeater-Calculator-v1.1 | 2015-03-19 14:45 | SCG | EUn | Ex | Any | CZ16 | Each | 17.4 | 830000 |  | 0 | 0 | 656 | 0 | 0 | 656 | 0 | 0 | 583 | 0 | 0 | 583 |  |  | 2 | Education - University | Existing | Blue Canyon (Mount Shasta for pre-2014) | SCG
NG-WtrHt-SmlInst-Gas-150kBtuh-lt2G-0p82EF-40g | DEER2015 | WaterHeater-Calculator-v1.1 | 2015-03-19 14:45 | SCG | EUn | Ex | Any | IOU | Each | 17.4 | 830000 |  | 0 | 0 | 372 | 0 | 0 | 372 | 0 | 0 | 317 | 0 | 0 | 317 |  |  | 2 | Education - University | Existing | IOU Territory | SCG
NG-WtrHt-SmlInst-Gas-150kBtuh-lt2G-0p82EF-40g | DEER2015 | WaterHeater-Calculator-v1.1 | 2015-03-19 14:45 | SCG | Gro | Ex | Any | CZ05 | Each | 0.96 | 50000 |  | 0 | 0 | 569 | 0 | 0 | 569 | 0 | 0 | 501 | 0 | 0 | 501 |  |  | 2 | Grocery | Existing | Santa Maria Area | SCG
NG-WtrHt-SmlInst-Gas-150kBtuh-lt2G-0p82EF-40g | DEER2015 | WaterHeater-Calculator-v1.1 | 2015-03-19 14:45 | SCG | Gro | Ex | Any | CZ06 | Each | 0.96 | 50000 |  | 0 | 0 | 485 | 0 | 0 | 485 | 0 | 0 | 427 | 0 | 0 | 427 |  |  | 2 | Grocery | Existing | Torrance (Los Angeles for pre-2014) | SCG
NG-WtrHt-SmlInst-Gas-150kBtuh-lt2G-0p82EF-40g | DEER2015 | WaterHeater-Calculator-v1.1 | 2015-03-19 14:45 | SCG | Gro | Ex | Any | CZ08 | Each | 0.96 | 50000 |  | 0 | 0 | 472 | 0 | 0 | 472 | 0 | 0 | 416 | 0 | 0 | 416 |  |  | 2 | Grocery | Existing | Fullerton (El Toro for pre-2014) | SCG
NG-WtrHt-SmlInst-Gas-150kBtuh-lt2G-0p82EF-40g | DEER2015 | WaterHeater-Calculator-v1.1 | 2015-03-19 14:45 | SCG | Gro | Ex | Any | CZ09 | Each | 0.96 | 50000 |  | 0 | 0 | 471 | 0 | 0 | 471 | 0 | 0 | 415 | 0 | 0 | 415 |  |  | 2 | Grocery | Existing | Burbank-Glendale (Pasadena for pre-2014) | SCG
NG-WtrHt-SmlInst-Gas-150kBtuh-lt2G-0p82EF-40g | DEER2015 | WaterHeater-Calculator-v1.1 | 2015-03-19 14:45 | SCG | Gro | Ex | Any | CZ10 | Each | 0.96 | 50000 |  | 0 | 0 | 466 | 0 | 0 | 466 | 0 | 0 | 413 | 0 | 0 | 413 |  |  | 2 | Grocery | Existing | Riverside | SCG
NG-WtrHt-SmlInst-Gas-150kBtuh-lt2G-0p82EF-40g | DEER2015 | WaterHeater-Calculator-v1.1 | 2015-03-19 14:45 | SCG | Gro | Ex | Any | CZ13 | Each | 0.96 | 50000 |  | 0 | 0 | 488 | 0 | 0 | 488 | 0 | 0 | 430 | 0 | 0 | 430 |  |  | 2 | Grocery | Existing | Fresno Area | SCG
NG-WtrHt-SmlInst-Gas-150kBtuh-lt2G-0p82EF-40g | DEER2015 | WaterHeater-Calculator-v1.1 | 2015-03-19 14:45 | SCG | Gro | Ex | Any | CZ14 | Each | 0.96 | 50000 |  | 0 | 0 | 507 | 0 | 0 | 507 | 0 | 0 | 450 | 0 | 0 | 450 |  |  | 2 | Grocery | Existing | Palmdale (China Lake for pre-2014) | SCG
NG-WtrHt-SmlInst-Gas-150kBtuh-lt2G-0p82EF-40g | DEER2015 | WaterHeater-Calculator-v1.1 | 2015-03-19 14:45 | SCG | Gro | Ex | Any | CZ15 | Each | 0.96 | 50000 |  | 0 | 0 | 406 | 0 | 0 | 406 | 0 | 0 | 356 | 0 | 0 | 356 |  |  | 2 | Grocery | Existing | Palm Springs-Intl (El Centro for pre-2014) | SCG
NG-WtrHt-SmlInst-Gas-150kBtuh-lt2G-0p82EF-40g | DEER2015 | WaterHeater-Calculator-v1.1 | 2015-03-19 14:45 | SCG | Gro | Ex | Any | CZ16 | Each | 0.96 | 50000 |  | 0 | 0 | 699 | 0 | 0 | 699 | 0 | 0 | 631 | 0 | 0 | 631 |  |  | 2 | Grocery | Existing | Blue Canyon (Mount Shasta for pre-2014) | SCG
NG-WtrHt-SmlInst-Gas-150kBtuh-lt2G-0p82EF-40g | DEER2015 | WaterHeater-Calculator-v1.1 | 2015-03-19 14:45 | SCG | Gro | Ex | Any | IOU | Each | 0.96 | 50000 |  | 0 | 0 | 478 | 0 | 0 | 478 | 0 | 0 | 421 | 0 | 0 | 421 |  |  | 2 | Grocery | Existing | IOU Territory | SCG
NG-WtrHt-SmlInst-Gas-150kBtuh-lt2G-0p82EF-40g | DEER2015 | WaterHeater-Calculator-v1.1 | 2015-03-19 14:45 | SCG | HGR | Ex | Any | CZ05 | Each | 9.55 | 321000 |  | 0 | 0 | 327 | 0 | 0 | 327 | 0 | 0 | 290 | 0 | 0 | 290 |  |  | 2 | Hotel Guest Room | Existing | Santa Maria Area | SCG
NG-WtrHt-SmlInst-Gas-150kBtuh-lt2G-0p82EF-40g | DEER2015 | WaterHeater-Calculator-v1.1 | 2015-03-19 14:45 | SCG | HGR | Ex | Any | CZ06 | Each | 9.55 | 321000 |  | 0 | 0 | 296 | 0 | 0 | 296 | 0 | 0 | 262 | 0 | 0 | 262 |  |  | 2 | Hotel Guest Room | Existing | Torrance (Los Angeles for pre-2014) | SCG
NG-WtrHt-SmlInst-Gas-150kBtuh-lt2G-0p82EF-40g | DEER2015 | WaterHeater-Calculator-v1.1 | 2015-03-19 14:45 | SCG | HGR | Ex | Any | CZ08 | Each | 9.55 | 321000 |  | 0 | 0 | 285 | 0 | 0 | 285 | 0 | 0 | 252 | 0 | 0 | 252 |  |  | 2 | Hotel Guest Room | Existing | Fullerton (El Toro for pre-2014) | SCG
NG-WtrHt-SmlInst-Gas-150kBtuh-lt2G-0p82EF-40g | DEER2015 | WaterHeater-Calculator-v1.1 | 2015-03-19 14:45 | SCG | HGR | Ex | Any | CZ09 | Each | 9.55 | 321000 |  | 0 | 0 | 284 | 0 | 0 | 284 | 0 | 0 | 251 | 0 | 0 | 251 |  |  | 2 | Hotel Guest Room | Existing | Burbank-Glendale (Pasadena for pre-2014) | SCG
NG-WtrHt-SmlInst-Gas-150kBtuh-lt2G-0p82EF-40g | DEER2015 | WaterHeater-Calculator-v1.1 | 2015-03-19 14:45 | SCG | HGR | Ex | Any | CZ10 | Each | 9.55 | 321000 |  | 0 | 0 | 281 | 0 | 0 | 281 | 0 | 0 | 250 | 0 | 0 | 250 |  |  | 2 | Hotel Guest Room | Existing | Riverside | SCG
NG-WtrHt-SmlInst-Gas-150kBtuh-lt2G-0p82EF-40g | DEER2015 | WaterHeater-Calculator-v1.1 | 2015-03-19 14:45 | SCG | HGR | Ex | Any | CZ13 | Each | 9.55 | 321000 |  | 0 | 0 | 285 | 0 | 0 | 285 | 0 | 0 | 252 | 0 | 0 | 252 |  |  | 2 | Hotel Guest Room | Existing | Fresno Area | SCG
NG-WtrHt-SmlInst-Gas-150kBtuh-lt2G-0p82EF-40g | DEER2015 | WaterHeater-Calculator-v1.1 | 2015-03-19 14:45 | SCG | HGR | Ex | Any | CZ14 | Each | 9.55 | 321000 |  | 0 | 0 | 291 | 0 | 0 | 291 | 0 | 0 | 258 | 0 | 0 | 258 |  |  | 2 | Hotel Guest Room | Existing | Palmdale (China Lake for pre-2014) | SCG
NG-WtrHt-SmlInst-Gas-150kBtuh-lt2G-0p82EF-40g | DEER2015 | WaterHeater-Calculator-v1.1 | 2015-03-19 14:45 | SCG | HGR | Ex | Any | CZ15 | Each | 9.55 | 321000 |  | 0 | 0 | 223 | 0 | 0 | 223 | 0 | 0 | 195 | 0 | 0 | 195 |  |  | 2 | Hotel Guest Room | Existing | Palm Springs-Intl (El Centro for pre-2014) | SCG
NG-WtrHt-SmlInst-Gas-150kBtuh-lt2G-0p82EF-40g | DEER2015 | WaterHeater-Calculator-v1.1 | 2015-03-19 14:45 | SCG | HGR | Ex | Any | CZ16 | Each | 9.55 | 321000 |  | 0 | 0 | 348 | 0 | 0 | 348 | 0 | 0 | 312 | 0 | 0 | 312 |  |  | 2 | Hotel Guest Room | Existing | Blue Canyon (Mount Shasta for pre-2014) | SCG
NG-WtrHt-SmlInst-Gas-150kBtuh-lt2G-0p82EF-40g | DEER2015 | WaterHeater-Calculator-v1.1 | 2015-03-19 14:45 | SCG | HGR | Ex | Any | IOU | Each | 9.55 | 321000 |  | 0 | 0 | 283 | 0 | 0 | 283 | 0 | 0 | 250 | 0 | 0 | 250 |  |  | 2 | Hotel Guest Room | Existing | IOU Territory | SCG
NG-WtrHt-SmlInst-Gas-150kBtuh-lt2G-0p82EF-40g | DEER2015 | WaterHeater-Calculator-v1.1 | 2015-03-19 14:45 | SCG | Hsp | Ex | Any | CZ05 | Each | 22.2 | 500000 |  | 0 | 0 | 554 | 0 | 0 | 554 | 0 | 0 | 493 | 0 | 0 | 493 |  |  | 2 | Health/Medical - Hospital | Existing | Santa Maria Area | SCG
NG-WtrHt-SmlInst-Gas-150kBtuh-lt2G-0p82EF-40g | DEER2015 | WaterHeater-Calculator-v1.1 | 2015-03-19 14:45 | SCG | Hsp | Ex | Any | CZ06 | Each | 22.2 | 500000 |  | 0 | 0 | 512 | 0 | 0 | 512 | 0 | 0 | 454 | 0 | 0 | 454 |  |  | 2 | Health/Medical - Hospital | Existing | Torrance (Los Angeles for pre-2014) | SCG
NG-WtrHt-SmlInst-Gas-150kBtuh-lt2G-0p82EF-40g | DEER2015 | WaterHeater-Calculator-v1.1 | 2015-03-19 14:45 | SCG | Hsp | Ex | Any | CZ08 | Each | 22.2 | 500000 |  | 0 | 0 | 501 | 0 | 0 | 501 | 0 | 0 | 444 | 0 | 0 | 444 |  |  | 2 | Health/Medical - Hospital | Existing | Fullerton (El Toro for pre-2014) | SCG
NG-WtrHt-SmlInst-Gas-150kBtuh-lt2G-0p82EF-40g | DEER2015 | WaterHeater-Calculator-v1.1 | 2015-03-19 14:45 | SCG | Hsp | Ex | Any | CZ09 | Each | 22.2 | 500000 |  | 0 | 0 | 500 | 0 | 0 | 500 | 0 | 0 | 443 | 0 | 0 | 443 |  |  | 2 | Health/Medical - Hospital | Existing | Burbank-Glendale (Pasadena for pre-2014) | SCG
NG-WtrHt-SmlInst-Gas-150kBtuh-lt2G-0p82EF-40g | DEER2015 | WaterHeater-Calculator-v1.1 | 2015-03-19 14:45 | SCG | Hsp | Ex | Any | CZ10 | Each | 22.2 | 500000 |  | 0 | 0 | 497 | 0 | 0 | 497 | 0 | 0 | 442 | 0 | 0 | 442 |  |  | 2 | Health/Medical - Hospital | Existing | Riverside | SCG
NG-WtrHt-SmlInst-Gas-150kBtuh-lt2G-0p82EF-40g | DEER2015 | WaterHeater-Calculator-v1.1 | 2015-03-19 14:45 | SCG | Hsp | Ex | Any | CZ13 | Each | 22.2 | 500000 |  | 0 | 0 | 502 | 0 | 0 | 502 | 0 | 0 | 445 | 0 | 0 | 445 |  |  | 2 | Health/Medical - Hospital | Existing | Fresno Area | SCG
NG-WtrHt-SmlInst-Gas-150kBtuh-lt2G-0p82EF-40g | DEER2015 | WaterHeater-Calculator-v1.1 | 2015-03-19 14:45 | SCG | Hsp | Ex | Any | CZ14 | Each | 22.2 | 500000 |  | 0 | 0 | 512 | 0 | 0 | 512 | 0 | 0 | 455 | 0 | 0 | 455 |  |  | 2 | Health/Medical - Hospital | Existing | Palmdale (China Lake for pre-2014) | SCG
NG-WtrHt-SmlInst-Gas-150kBtuh-lt2G-0p82EF-40g | DEER2015 | WaterHeater-Calculator-v1.1 | 2015-03-19 14:45 | SCG | Hsp | Ex | Any | CZ15 | Each | 22.2 | 500000 |  | 0 | 0 | 435 | 0 | 0 | 435 | 0 | 0 | 383 | 0 | 0 | 383 |  |  | 2 | Health/Medical - Hospital | Existing | Palm Springs-Intl (El Centro for pre-2014) | SCG
NG-WtrHt-SmlInst-Gas-150kBtuh-lt2G-0p82EF-40g | DEER2015 | WaterHeater-Calculator-v1.1 | 2015-03-19 14:45 | SCG | Hsp | Ex | Any | CZ16 | Each | 22.2 | 500000 |  | 0 | 0 | 621 | 0 | 0 | 621 | 0 | 0 | 558 | 0 | 0 | 558 |  |  | 2 | Health/Medical - Hospital | Existing | Blue Canyon (Mount Shasta for pre-2014) | SCG
NG-WtrHt-SmlInst-Gas-150kBtuh-lt2G-0p82EF-40g | DEER2015 | WaterHeater-Calculator-v1.1 | 2015-03-19 14:45 | SCG | Hsp | Ex | Any | IOU | Each | 22.2 | 500000 |  | 0 | 0 | 504 | 0 | 0 | 504 | 0 | 0 | 447 | 0 | 0 | 447 |  |  | 2 | Health/Medical - Hospital | Existing | IOU Territory | SCG
NG-WtrHt-SmlInst-Gas-150kBtuh-lt2G-0p82EF-40g | DEER2015 | WaterHeater-Calculator-v1.1 | 2015-03-19 14:45 | SCG | Htl | Ex | Any | CZ05 | Each | 1.83 | 78900 |  | 0 | 0 | 675 | 0 | 0 | 675 | 0 | 0 | 608 | 0 | 0 | 608 |  |  | 2 | Lodging - Hotel | Existing | Santa Maria Area | SCG
NG-WtrHt-SmlInst-Gas-150kBtuh-lt2G-0p82EF-40g | DEER2015 | WaterHeater-Calculator-v1.1 | 2015-03-19 14:45 | SCG | Htl | Ex | Any | CZ06 | Each | 1.83 | 78900 |  | 0 | 0 | 624 | 0 | 0 | 624 | 0 | 0 | 562 | 0 | 0 | 562 |  |  | 2 | Lodging - Hotel | Existing | Torrance (Los Angeles for pre-2014) | SCG
NG-WtrHt-SmlInst-Gas-150kBtuh-lt2G-0p82EF-40g | DEER2015 | WaterHeater-Calculator-v1.1 | 2015-03-19 14:45 | SCG | Htl | Ex | Any | CZ08 | Each | 1.83 | 78900 |  | 0 | 0 | 610 | 0 | 0 | 610 | 0 | 0 | 549 | 0 | 0 | 549 |  |  | 2 | Lodging - Hotel | Existing | Fullerton (El Toro for pre-2014) | SCG
NG-WtrHt-SmlInst-Gas-150kBtuh-lt2G-0p82EF-40g | DEER2015 | WaterHeater-Calculator-v1.1 | 2015-03-19 14:45 | SCG | Htl | Ex | Any | CZ09 | Each | 1.83 | 78900 |  | 0 | 0 | 609 | 0 | 0 | 609 | 0 | 0 | 549 | 0 | 0 | 549 |  |  | 2 | Lodging - Hotel | Existing | Burbank-Glendale (Pasadena for pre-2014) | SCG
NG-WtrHt-SmlInst-Gas-150kBtuh-lt2G-0p82EF-40g | DEER2015 | WaterHeater-Calculator-v1.1 | 2015-03-19 14:45 | SCG | Htl | Ex | Any | CZ10 | Each | 1.83 | 78900 |  | 0 | 0 | 604 | 0 | 0 | 604 | 0 | 0 | 546 | 0 | 0 | 546 |  |  | 2 | Lodging - Hotel | Existing | Riverside | SCG
NG-WtrHt-SmlInst-Gas-150kBtuh-lt2G-0p82EF-40g | DEER2015 | WaterHeater-Calculator-v1.1 | 2015-03-19 14:45 | SCG | Htl | Ex | Any | CZ13 | Each | 1.83 | 78900 |  | 0 | 0 | 609 | 0 | 0 | 609 | 0 | 0 | 548 | 0 | 0 | 548 |  |  | 2 | Lodging - Hotel | Existing | Fresno Area | SCG
NG-WtrHt-SmlInst-Gas-150kBtuh-lt2G-0p82EF-40g | DEER2015 | WaterHeater-Calculator-v1.1 | 2015-03-19 14:45 | SCG | Htl | Ex | Any | CZ14 | Each | 1.83 | 78900 |  | 0 | 0 | 622 | 0 | 0 | 622 | 0 | 0 | 562 | 0 | 0 | 562 |  |  | 2 | Lodging - Hotel | Existing | Palmdale (China Lake for pre-2014) | SCG
NG-WtrHt-SmlInst-Gas-150kBtuh-lt2G-0p82EF-40g | DEER2015 | WaterHeater-Calculator-v1.1 | 2015-03-19 14:45 | SCG | Htl | Ex | Any | CZ15 | Each | 1.83 | 78900 |  | 0 | 0 | 524 | 0 | 0 | 524 | 0 | 0 | 471 | 0 | 0 | 471 |  |  | 2 | Lodging - Hotel | Existing | Palm Springs-Intl (El Centro for pre-2014) | SCG
NG-WtrHt-SmlInst-Gas-150kBtuh-lt2G-0p82EF-40g | DEER2015 | WaterHeater-Calculator-v1.1 | 2015-03-19 14:45 | SCG | Htl | Ex | Any | CZ16 | Each | 1.83 | 78900 |  | 0 | 0 | 912 | 0 | 0 | 912 | 0 | 0 | 823 | 0 | 0 | 823 |  |  | 2 | Lodging - Hotel | Existing | Blue Canyon (Mount Shasta for pre-2014) | SCG
NG-WtrHt-SmlInst-Gas-150kBtuh-lt2G-0p82EF-40g | DEER2015 | WaterHeater-Calculator-v1.1 | 2015-03-19 14:45 | SCG | Htl | Ex | Any | IOU | Each | 1.83 | 78900 |  | 0 | 0 | 613 | 0 | 0 | 613 | 0 | 0 | 552 | 0 | 0 | 552 |  |  | 2 | Lodging - Hotel | Existing | IOU Territory | SCG
NG-WtrHt-SmlInst-Gas-150kBtuh-lt2G-0p82EF-40g | DEER2015 | WaterHeater-Calculator-v1.1 | 2015-03-19 14:45 | SCG | MBT | Ex | Any | CZ05 | Each | 1.66 | 200000 |  | 0 | 0 | 398 | 0 | 0 | 398 | 0 | 0 | 339 | 0 | 0 | 339 |  |  | 2 | Manufacturing Biotech | Existing | Santa Maria Area | SCG
NG-WtrHt-SmlInst-Gas-150kBtuh-lt2G-0p82EF-40g | DEER2015 | WaterHeater-Calculator-v1.1 | 2015-03-19 14:45 | SCG | MBT | Ex | Any | CZ06 | Each | 1.66 | 200000 |  | 0 | 0 | 330 | 0 | 0 | 330 | 0 | 0 | 279 | 0 | 0 | 279 |  |  | 2 | Manufacturing Biotech | Existing | Torrance (Los Angeles for pre-2014) | SCG
NG-WtrHt-SmlInst-Gas-150kBtuh-lt2G-0p82EF-40g | DEER2015 | WaterHeater-Calculator-v1.1 | 2015-03-19 14:45 | SCG | MBT | Ex | Any | CZ08 | Each | 1.66 | 200000 |  | 0 | 0 | 324 | 0 | 0 | 324 | 0 | 0 | 273 | 0 | 0 | 273 |  |  | 2 | Manufacturing Biotech | Existing | Fullerton (El Toro for pre-2014) | SCG
NG-WtrHt-SmlInst-Gas-150kBtuh-lt2G-0p82EF-40g | DEER2015 | WaterHeater-Calculator-v1.1 | 2015-03-19 14:45 | SCG | MBT | Ex | Any | CZ09 | Each | 1.66 | 200000 |  | 0 | 0 | 324 | 0 | 0 | 324 | 0 | 0 | 273 | 0 | 0 | 273 |  |  | 2 | Manufacturing Biotech | Existing | Burbank-Glendale (Pasadena for pre-2014) | SCG
NG-WtrHt-SmlInst-Gas-150kBtuh-lt2G-0p82EF-40g | DEER2015 | WaterHeater-Calculator-v1.1 | 2015-03-19 14:45 | SCG | MBT | Ex | Any | CZ10 | Each | 1.66 | 200000 |  | 0 | 0 | 318 | 0 | 0 | 318 | 0 | 0 | 272 | 0 | 0 | 272 |  |  | 2 | Manufacturing Biotech | Existing | Riverside | SCG
NG-WtrHt-SmlInst-Gas-150kBtuh-lt2G-0p82EF-40g | DEER2015 | WaterHeater-Calculator-v1.1 | 2015-03-19 14:45 | SCG | MBT | Ex | Any | CZ13 | Each | 1.66 | 200000 |  | 0 | 0 | 342 | 0 | 0 | 342 | 0 | 0 | 290 | 0 | 0 | 290 |  |  | 2 | Manufacturing Biotech | Existing | Fresno Area | SCG
NG-WtrHt-SmlInst-Gas-150kBtuh-lt2G-0p82EF-40g | DEER2015 | WaterHeater-Calculator-v1.1 | 2015-03-19 14:45 | SCG | MBT | Ex | Any | CZ14 | Each | 1.66 | 200000 |  | 0 | 0 | 360 | 0 | 0 | 360 | 0 | 0 | 308 | 0 | 0 | 308 |  |  | 2 | Manufacturing Biotech | Existing | Palmdale (China Lake for pre-2014) | SCG
NG-WtrHt-SmlInst-Gas-150kBtuh-lt2G-0p82EF-40g | DEER2015 | WaterHeater-Calculator-v1.1 | 2015-03-19 14:45 | SCG | MBT | Ex | Any | CZ15 | Each | 1.66 | 200000 |  | 0 | 0 | 283 | 0 | 0 | 283 | 0 | 0 | 240 | 0 | 0 | 240 |  |  | 2 | Manufacturing Biotech | Existing | Palm Springs-Intl (El Centro for pre-2014) | SCG
NG-WtrHt-SmlInst-Gas-150kBtuh-lt2G-0p82EF-40g | DEER2015 | WaterHeater-Calculator-v1.1 | 2015-03-19 14:45 | SCG | MBT | Ex | Any | CZ16 | Each | 1.66 | 200000 |  | 0 | 0 | 580 | 0 | 0 | 580 | 0 | 0 | 518 | 0 | 0 | 518 |  |  | 2 | Manufacturing Biotech | Existing | Blue Canyon (Mount Shasta for pre-2014) | SCG
NG-WtrHt-SmlInst-Gas-150kBtuh-lt2G-0p82EF-40g | DEER2015 | WaterHeater-Calculator-v1.1 | 2015-03-19 14:45 | SCG | MBT | Ex | Any | IOU | Each | 1.66 | 200000 |  | 0 | 0 | 328 | 0 | 0 | 328 | 0 | 0 | 278 | 0 | 0 | 278 |  |  | 2 | Manufacturing Biotech | Existing | IOU Territory | SCG
NG-WtrHt-SmlInst-Gas-150kBtuh-lt2G-0p82EF-40g | DEER2015 | WaterHeater-Calculator-v1.1 | 2015-03-19 14:45 | SCG | MLI | Ex | Any | CZ05 | Each | 0.991 | 100000 |  | 0 | 0 | 413 | 0 | 0 | 413 | 0 | 0 | 349 | 0 | 0 | 349 |  |  | 2 | Manufacturing Light Industrial | Existing | Santa Maria Area | SCG
NG-WtrHt-SmlInst-Gas-150kBtuh-lt2G-0p82EF-40g | DEER2015 | WaterHeater-Calculator-v1.1 | 2015-03-19 14:45 | SCG | MLI | Ex | Any | CZ06 | Each | 0.991 | 100000 |  | 0 | 0 | 338 | 0 | 0 | 338 | 0 | 0 | 284 | 0 | 0 | 284 |  |  | 2 | Manufacturing Light Industrial | Existing | Torrance (Los Angeles for pre-2014) | SCG
NG-WtrHt-SmlInst-Gas-150kBtuh-lt2G-0p82EF-40g | DEER2015 | WaterHeater-Calculator-v1.1 | 2015-03-19 14:45 | SCG | MLI | Ex | Any | CZ08 | Each | 0.991 | 100000 |  | 0 | 0 | 329 | 0 | 0 | 329 | 0 | 0 | 277 | 0 | 0 | 277 |  |  | 2 | Manufacturing Light Industrial | Existing | Fullerton (El Toro for pre-2014) | SCG
NG-WtrHt-SmlInst-Gas-150kBtuh-lt2G-0p82EF-40g | DEER2015 | WaterHeater-Calculator-v1.1 | 2015-03-19 14:45 | SCG | MLI | Ex | Any | CZ09 | Each | 0.991 | 100000 |  | 0 | 0 | 328 | 0 | 0 | 328 | 0 | 0 | 276 | 0 | 0 | 276 |  |  | 2 | Manufacturing Light Industrial | Existing | Burbank-Glendale (Pasadena for pre-2014) | SCG
NG-WtrHt-SmlInst-Gas-150kBtuh-lt2G-0p82EF-40g | DEER2015 | WaterHeater-Calculator-v1.1 | 2015-03-19 14:45 | SCG | MLI | Ex | Any | CZ10 | Each | 0.991 | 100000 |  | 0 | 0 | 321 | 0 | 0 | 321 | 0 | 0 | 275 | 0 | 0 | 275 |  |  | 2 | Manufacturing Light Industrial | Existing | Riverside | SCG
NG-WtrHt-SmlInst-Gas-150kBtuh-lt2G-0p82EF-40g | DEER2015 | WaterHeater-Calculator-v1.1 | 2015-03-19 14:45 | SCG | MLI | Ex | Any | CZ13 | Each | 0.991 | 100000 |  | 0 | 0 | 346 | 0 | 0 | 346 | 0 | 0 | 293 | 0 | 0 | 293 |  |  | 2 | Manufacturing Light Industrial | Existing | Fresno Area | SCG
NG-WtrHt-SmlInst-Gas-150kBtuh-lt2G-0p82EF-40g | DEER2015 | WaterHeater-Calculator-v1.1 | 2015-03-19 14:45 | SCG | MLI | Ex | Any | CZ14 | Each | 0.991 | 100000 |  | 0 | 0 | 365 | 0 | 0 | 365 | 0 | 0 | 312 | 0 | 0 | 312 |  |  | 2 | Manufacturing Light Industrial | Existing | Palmdale (China Lake for pre-2014) | SCG
NG-WtrHt-SmlInst-Gas-150kBtuh-lt2G-0p82EF-40g | DEER2015 | WaterHeater-Calculator-v1.1 | 2015-03-19 14:45 | SCG | MLI | Ex | Any | CZ15 | Each | 0.991 | 100000 |  | 0 | 0 | 284 | 0 | 0 | 284 | 0 | 0 | 240 | 0 | 0 | 240 |  |  | 2 | Manufacturing Light Industrial | Existing | Palm Springs-Intl (El Centro for pre-2014) | SCG
NG-WtrHt-SmlInst-Gas-150kBtuh-lt2G-0p82EF-40g | DEER2015 | WaterHeater-Calculator-v1.1 | 2015-03-19 14:45 | SCG | MLI | Ex | Any | CZ16 | Each | 0.991 | 100000 |  | 0 | 0 | 589 | 0 | 0 | 589 | 0 | 0 | 525 | 0 | 0 | 525 |  |  | 2 | Manufacturing Light Industrial | Existing | Blue Canyon (Mount Shasta for pre-2014) | SCG
NG-WtrHt-SmlInst-Gas-150kBtuh-lt2G-0p82EF-40g | DEER2015 | WaterHeater-Calculator-v1.1 | 2015-03-19 14:45 | SCG | MLI | Ex | Any | IOU | Each | 0.991 | 100000 |  | 0 | 0 | 333 | 0 | 0 | 333 | 0 | 0 | 282 | 0 | 0 | 282 |  |  | 2 | Manufacturing Light Industrial | Existing | IOU Territory | SCG
NG-WtrHt-SmlInst-Gas-150kBtuh-lt2G-0p82EF-40g | DEER2015 | WaterHeater-Calculator-v1.1 | 2015-03-19 14:45 | SCG | Mtl | Ex | Any | CZ05 | Each | 0.519 | 60000 |  | 0 | 0 | 428 | 0 | 0 | 428 | 0 | 0 | 369 | 0 | 0 | 369 |  |  | 2 | Lodging - Motel | Existing | Santa Maria Area | SCG
NG-WtrHt-SmlInst-Gas-150kBtuh-lt2G-0p82EF-40g | DEER2015 | WaterHeater-Calculator-v1.1 | 2015-03-19 14:45 | SCG | Mtl | Ex | Any | CZ06 | Each | 0.519 | 60000 |  | 0 | 0 | 380 | 0 | 0 | 380 | 0 | 0 | 326 | 0 | 0 | 326 |  |  | 2 | Lodging - Motel | Existing | Torrance (Los Angeles for pre-2014) | SCG
NG-WtrHt-SmlInst-Gas-150kBtuh-lt2G-0p82EF-40g | DEER2015 | WaterHeater-Calculator-v1.1 | 2015-03-19 14:45 | SCG | Mtl | Ex | Any | CZ08 | Each | 0.519 | 60000 |  | 0 | 0 | 371 | 0 | 0 | 371 | 0 | 0 | 318 | 0 | 0 | 318 |  |  | 2 | Lodging - Motel | Existing | Fullerton (El Toro for pre-2014) | SCG
NG-WtrHt-SmlInst-Gas-150kBtuh-lt2G-0p82EF-40g | DEER2015 | WaterHeater-Calculator-v1.1 | 2015-03-19 14:45 | SCG | Mtl | Ex | Any | CZ09 | Each | 0.519 | 60000 |  | 0 | 0 | 371 | 0 | 0 | 371 | 0 | 0 | 318 | 0 | 0 | 318 |  |  | 2 | Lodging - Motel | Existing | Burbank-Glendale (Pasadena for pre-2014) | SCG
NG-WtrHt-SmlInst-Gas-150kBtuh-lt2G-0p82EF-40g | DEER2015 | WaterHeater-Calculator-v1.1 | 2015-03-19 14:45 | SCG | Mtl | Ex | Any | CZ10 | Each | 0.519 | 60000 |  | 0 | 0 | 367 | 0 | 0 | 367 | 0 | 0 | 317 | 0 | 0 | 317 |  |  | 2 | Lodging - Motel | Existing | Riverside | SCG
NG-WtrHt-SmlInst-Gas-150kBtuh-lt2G-0p82EF-40g | DEER2015 | WaterHeater-Calculator-v1.1 | 2015-03-19 14:45 | SCG | Mtl | Ex | Any | CZ13 | Each | 0.519 | 60000 |  | 0 | 0 | 382 | 0 | 0 | 382 | 0 | 0 | 328 | 0 | 0 | 328 |  |  | 2 | Lodging - Motel | Existing | Fresno Area | SCG
NG-WtrHt-SmlInst-Gas-150kBtuh-lt2G-0p82EF-40g | DEER2015 | WaterHeater-Calculator-v1.1 | 2015-03-19 14:45 | SCG | Mtl | Ex | Any | CZ14 | Each | 0.519 | 60000 |  | 0 | 0 | 392 | 0 | 0 | 392 | 0 | 0 | 339 | 0 | 0 | 339 |  |  | 2 | Lodging - Motel | Existing | Palmdale (China Lake for pre-2014) | SCG
NG-WtrHt-SmlInst-Gas-150kBtuh-lt2G-0p82EF-40g | DEER2015 | WaterHeater-Calculator-v1.1 | 2015-03-19 14:45 | SCG | Mtl | Ex | Any | CZ15 | Each | 0.519 | 60000 |  | 0 | 0 | 323 | 0 | 0 | 323 | 0 | 0 | 277 | 0 | 0 | 277 |  |  | 2 | Lodging - Motel | Existing | Palm Springs-Intl (El Centro for pre-2014) | SCG
NG-WtrHt-SmlInst-Gas-150kBtuh-lt2G-0p82EF-40g | DEER2015 | WaterHeater-Calculator-v1.1 | 2015-03-19 14:45 | SCG | Mtl | Ex | Any | CZ16 | Each | 0.519 | 60000 |  | 0 | 0 | 494 | 0 | 0 | 494 | 0 | 0 | 435 | 0 | 0 | 435 |  |  | 2 | Lodging - Motel | Existing | Blue Canyon (Mount Shasta for pre-2014) | SCG
NG-WtrHt-SmlInst-Gas-150kBtuh-lt2G-0p82EF-40g | DEER2015 | WaterHeater-Calculator-v1.1 | 2015-03-19 14:45 | SCG | Mtl | Ex | Any | IOU | Each | 0.519 | 60000 |  | 0 | 0 | 372 | 0 | 0 | 372 | 0 | 0 | 320 | 0 | 0 | 320 |  |  | 2 | Lodging - Motel | Existing | IOU Territory | SCG
NG-WtrHt-SmlInst-Gas-150kBtuh-lt2G-0p82EF-40g | DEER2015 | WaterHeater-Calculator-v1.1 | 2015-03-19 14:45 | SCG | Nrs | Ex | Any | CZ05 | Each | 3.27 | 120000 |  | 0 | 0 | 599 | 0 | 0 | 599 | 0 | 0 | 537 | 0 | 0 | 537 |  |  | 2 | Health/Medical - Nursing Home | Existing | Santa Maria Area | SCG
NG-WtrHt-SmlInst-Gas-150kBtuh-lt2G-0p82EF-40g | DEER2015 | WaterHeater-Calculator-v1.1 | 2015-03-19 14:45 | SCG | Nrs | Ex | Any | CZ06 | Each | 3.27 | 120000 |  | 0 | 0 | 554 | 0 | 0 | 554 | 0 | 0 | 495 | 0 | 0 | 495 |  |  | 2 | Health/Medical - Nursing Home | Existing | Torrance (Los Angeles for pre-2014) | SCG
NG-WtrHt-SmlInst-Gas-150kBtuh-lt2G-0p82EF-40g | DEER2015 | WaterHeater-Calculator-v1.1 | 2015-03-19 14:45 | SCG | Nrs | Ex | Any | CZ08 | Each | 3.27 | 120000 |  | 0 | 0 | 542 | 0 | 0 | 542 | 0 | 0 | 484 | 0 | 0 | 484 |  |  | 2 | Health/Medical - Nursing Home | Existing | Fullerton (El Toro for pre-2014) | SCG
NG-WtrHt-SmlInst-Gas-150kBtuh-lt2G-0p82EF-40g | DEER2015 | WaterHeater-Calculator-v1.1 | 2015-03-19 14:45 | SCG | Nrs | Ex | Any | CZ09 | Each | 3.27 | 120000 |  | 0 | 0 | 541 | 0 | 0 | 541 | 0 | 0 | 483 | 0 | 0 | 483 |  |  | 2 | Health/Medical - Nursing Home | Existing | Burbank-Glendale (Pasadena for pre-2014) | SCG
NG-WtrHt-SmlInst-Gas-150kBtuh-lt2G-0p82EF-40g | DEER2015 | WaterHeater-Calculator-v1.1 | 2015-03-19 14:45 | SCG | Nrs | Ex | Any | CZ10 | Each | 3.27 | 120000 |  | 0 | 0 | 538 | 0 | 0 | 538 | 0 | 0 | 481 | 0 | 0 | 481 |  |  | 2 | Health/Medical - Nursing Home | Existing | Riverside | SCG
NG-WtrHt-SmlInst-Gas-150kBtuh-lt2G-0p82EF-40g | DEER2015 | WaterHeater-Calculator-v1.1 | 2015-03-19 14:45 | SCG | Nrs | Ex | Any | CZ13 | Each | 3.27 | 120000 |  | 0 | 0 | 543 | 0 | 0 | 543 | 0 | 0 | 485 | 0 | 0 | 485 |  |  | 2 | Health/Medical - Nursing Home | Existing | Fresno Area | SCG
NG-WtrHt-SmlInst-Gas-150kBtuh-lt2G-0p82EF-40g | DEER2015 | WaterHeater-Calculator-v1.1 | 2015-03-19 14:45 | SCG | Nrs | Ex | Any | CZ14 | Each | 3.27 | 120000 |  | 0 | 0 | 554 | 0 | 0 | 554 | 0 | 0 | 495 | 0 | 0 | 495 |  |  | 2 | Health/Medical - Nursing Home | Existing | Palmdale (China Lake for pre-2014) | SCG
NG-WtrHt-SmlInst-Gas-150kBtuh-lt2G-0p82EF-40g | DEER2015 | WaterHeater-Calculator-v1.1 | 2015-03-19 14:45 | SCG | Nrs | Ex | Any | CZ15 | Each | 3.27 | 120000 |  | 0 | 0 | 469 | 0 | 0 | 469 | 0 | 0 | 416 | 0 | 0 | 416 |  |  | 2 | Health/Medical - Nursing Home | Existing | Palm Springs-Intl (El Centro for pre-2014) | SCG
NG-WtrHt-SmlInst-Gas-150kBtuh-lt2G-0p82EF-40g | DEER2015 | WaterHeater-Calculator-v1.1 | 2015-03-19 14:45 | SCG | Nrs | Ex | Any | CZ16 | Each | 3.27 | 120000 |  | 0 | 0 | 729 | 0 | 0 | 729 | 0 | 0 | 657 | 0 | 0 | 657 |  |  | 2 | Health/Medical - Nursing Home | Existing | Blue Canyon (Mount Shasta for pre-2014) | SCG
NG-WtrHt-SmlInst-Gas-150kBtuh-lt2G-0p82EF-40g | DEER2015 | WaterHeater-Calculator-v1.1 | 2015-03-19 14:45 | SCG | Nrs | Ex | Any | IOU | Each | 3.27 | 120000 |  | 0 | 0 | 546 | 0 | 0 | 546 | 0 | 0 | 488 | 0 | 0 | 488 |  |  | 2 | Health/Medical - Nursing Home | Existing | IOU Territory | SCG
NG-WtrHt-SmlInst-Gas-150kBtuh-lt2G-0p82EF-40g | DEER2015 | WaterHeater-Calculator-v1.1 | 2015-03-19 14:45 | SCG | OfL | Ex | Any | CZ05 | Each | 1.26 | 175000 |  | 0 | 0 | 408 | 0 | 0 | 408 | 0 | 0 | 346 | 0 | 0 | 346 |  |  | 2 | Office - Large | Existing | Santa Maria Area | SCG
NG-WtrHt-SmlInst-Gas-150kBtuh-lt2G-0p82EF-40g | DEER2015 | WaterHeater-Calculator-v1.1 | 2015-03-19 14:45 | SCG | OfL | Ex | Any | CZ06 | Each | 1.26 | 175000 |  | 0 | 0 | 325 | 0 | 0 | 325 | 0 | 0 | 272 | 0 | 0 | 272 |  |  | 2 | Office - Large | Existing | Torrance (Los Angeles for pre-2014) | SCG
NG-WtrHt-SmlInst-Gas-150kBtuh-lt2G-0p82EF-40g | DEER2015 | WaterHeater-Calculator-v1.1 | 2015-03-19 14:45 | SCG | OfL | Ex | Any | CZ08 | Each | 1.26 | 175000 |  | 0 | 0 | 319 | 0 | 0 | 319 | 0 | 0 | 267 | 0 | 0 | 267 |  |  | 2 | Office - Large | Existing | Fullerton (El Toro for pre-2014) | SCG
NG-WtrHt-SmlInst-Gas-150kBtuh-lt2G-0p82EF-40g | DEER2015 | WaterHeater-Calculator-v1.1 | 2015-03-19 14:45 | SCG | OfL | Ex | Any | CZ09 | Each | 1.26 | 175000 |  | 0 | 0 | 318 | 0 | 0 | 318 | 0 | 0 | 267 | 0 | 0 | 267 |  |  | 2 | Office - Large | Existing | Burbank-Glendale (Pasadena for pre-2014) | SCG
NG-WtrHt-SmlInst-Gas-150kBtuh-lt2G-0p82EF-40g | DEER2015 | WaterHeater-Calculator-v1.1 | 2015-03-19 14:45 | SCG | OfL | Ex | Any | CZ10 | Each | 1.26 | 175000 |  | 0 | 0 | 314 | 0 | 0 | 314 | 0 | 0 | 266 | 0 | 0 | 266 |  |  | 2 | Office - Large | Existing | Riverside | SCG
NG-WtrHt-SmlInst-Gas-150kBtuh-lt2G-0p82EF-40g | DEER2015 | WaterHeater-Calculator-v1.1 | 2015-03-19 14:45 | SCG | OfL | Ex | Any | CZ13 | Each | 1.26 | 175000 |  | 0 | 0 | 344 | 0 | 0 | 344 | 0 | 0 | 289 | 0 | 0 | 289 |  |  | 2 | Office - Large | Existing | Fresno Area | SCG
NG-WtrHt-SmlInst-Gas-150kBtuh-lt2G-0p82EF-40g | DEER2015 | WaterHeater-Calculator-v1.1 | 2015-03-19 14:45 | SCG | OfL | Ex | Any | CZ14 | Each | 1.26 | 175000 |  | 0 | 0 | 364 | 0 | 0 | 364 | 0 | 0 | 310 | 0 | 0 | 310 |  |  | 2 | Office - Large | Existing | Palmdale (China Lake for pre-2014) | SCG
NG-WtrHt-SmlInst-Gas-150kBtuh-lt2G-0p82EF-40g | DEER2015 | WaterHeater-Calculator-v1.1 | 2015-03-19 14:45 | SCG | OfL | Ex | Any | CZ15 | Each | 1.26 | 175000 |  | 0 | 0 | 281 | 0 | 0 | 281 | 0 | 0 | 235 | 0 | 0 | 235 |  |  | 2 | Office - Large | Existing | Palm Springs-Intl (El Centro for pre-2014) | SCG
NG-WtrHt-SmlInst-Gas-150kBtuh-lt2G-0p82EF-40g | DEER2015 | WaterHeater-Calculator-v1.1 | 2015-03-19 14:45 | SCG | OfL | Ex | Any | CZ16 | Each | 1.26 | 175000 |  | 0 | 0 | 571 | 0 | 0 | 571 | 0 | 0 | 508 | 0 | 0 | 508 |  |  | 2 | Office - Large | Existing | Blue Canyon (Mount Shasta for pre-2014) | SCG
NG-WtrHt-SmlInst-Gas-150kBtuh-lt2G-0p82EF-40g | DEER2015 | WaterHeater-Calculator-v1.1 | 2015-03-19 14:45 | SCG | OfL | Ex | Any | IOU | Each | 1.26 | 175000 |  | 0 | 0 | 321 | 0 | 0 | 321 | 0 | 0 | 270 | 0 | 0 | 270 |  |  | 2 | Office - Large | Existing | IOU Territory | SCG
NG-WtrHt-SmlInst-Gas-150kBtuh-lt2G-0p82EF-40g | DEER2015 | WaterHeater-Calculator-v1.1 | 2015-03-19 14:45 | SCG | OfS | Ex | Any | CZ05 | Each | 0.072 | 10000 |  | 0 | 0 | 391 | 0 | 0 | 391 | 0 | 0 | 330 | 0 | 0 | 330 |  |  | 2 | Office - Small | Existing | Santa Maria Area | SCG
NG-WtrHt-SmlInst-Gas-150kBtuh-lt2G-0p82EF-40g | DEER2015 | WaterHeater-Calculator-v1.1 | 2015-03-19 14:45 | SCG | OfS | Ex | Any | CZ06 | Each | 0.072 | 10000 |  | 0 | 0 | 309 | 0 | 0 | 309 | 0 | 0 | 258 | 0 | 0 | 258 |  |  | 2 | Office - Small | Existing | Torrance (Los Angeles for pre-2014) | SCG
NG-WtrHt-SmlInst-Gas-150kBtuh-lt2G-0p82EF-40g | DEER2015 | WaterHeater-Calculator-v1.1 | 2015-03-19 14:45 | SCG | OfS | Ex | Any | CZ08 | Each | 0.072 | 10000 |  | 0 | 0 | 303 | 0 | 0 | 303 | 0 | 0 | 253 | 0 | 0 | 253 |  |  | 2 | Office - Small | Existing | Fullerton (El Toro for pre-2014) | SCG
NG-WtrHt-SmlInst-Gas-150kBtuh-lt2G-0p82EF-40g | DEER2015 | WaterHeater-Calculator-v1.1 | 2015-03-19 14:45 | SCG | OfS | Ex | Any | CZ09 | Each | 0.072 | 10000 |  | 0 | 0 | 303 | 0 | 0 | 303 | 0 | 0 | 253 | 0 | 0 | 253 |  |  | 2 | Office - Small | Existing | Burbank-Glendale (Pasadena for pre-2014) | SCG
NG-WtrHt-SmlInst-Gas-150kBtuh-lt2G-0p82EF-40g | DEER2015 | WaterHeater-Calculator-v1.1 | 2015-03-19 14:45 | SCG | OfS | Ex | Any | CZ10 | Each | 0.072 | 10000 |  | 0 | 0 | 300 | 0 | 0 | 300 | 0 | 0 | 252 | 0 | 0 | 252 |  |  | 2 | Office - Small | Existing | Riverside | SCG
NG-WtrHt-SmlInst-Gas-150kBtuh-lt2G-0p82EF-40g | DEER2015 | WaterHeater-Calculator-v1.1 | 2015-03-19 14:45 | SCG | OfS | Ex | Any | CZ13 | Each | 0.072 | 10000 |  | 0 | 0 | 329 | 0 | 0 | 329 | 0 | 0 | 275 | 0 | 0 | 275 |  |  | 2 | Office - Small | Existing | Fresno Area | SCG
NG-WtrHt-SmlInst-Gas-150kBtuh-lt2G-0p82EF-40g | DEER2015 | WaterHeater-Calculator-v1.1 | 2015-03-19 14:45 | SCG | OfS | Ex | Any | CZ14 | Each | 0.072 | 10000 |  | 0 | 0 | 349 | 0 | 0 | 349 | 0 | 0 | 296 | 0 | 0 | 296 |  |  | 2 | Office - Small | Existing | Palmdale (China Lake for pre-2014) | SCG
NG-WtrHt-SmlInst-Gas-150kBtuh-lt2G-0p82EF-40g | DEER2015 | WaterHeater-Calculator-v1.1 | 2015-03-19 14:45 | SCG | OfS | Ex | Any | CZ15 | Each | 0.072 | 10000 |  | 0 | 0 | 269 | 0 | 0 | 269 | 0 | 0 | 223 | 0 | 0 | 223 |  |  | 2 | Office - Small | Existing | Palm Springs-Intl (El Centro for pre-2014) | SCG
NG-WtrHt-SmlInst-Gas-150kBtuh-lt2G-0p82EF-40g | DEER2015 | WaterHeater-Calculator-v1.1 | 2015-03-19 14:45 | SCG | OfS | Ex | Any | CZ16 | Each | 0.072 | 10000 |  | 0 | 0 | 554 | 0 | 0 | 554 | 0 | 0 | 492 | 0 | 0 | 492 |  |  | 2 | Office - Small | Existing | Blue Canyon (Mount Shasta for pre-2014) | SCG
NG-WtrHt-SmlInst-Gas-150kBtuh-lt2G-0p82EF-40g | DEER2015 | WaterHeater-Calculator-v1.1 | 2015-03-19 14:45 | SCG | OfS | Ex | Any | IOU | Each | 0.072 | 10000 |  | 0 | 0 | 308 | 0 | 0 | 308 | 0 | 0 | 258 | 0 | 0 | 258 |  |  | 2 | Office - Small | Existing | IOU Territory | SCG
NG-WtrHt-SmlInst-Gas-150kBtuh-lt2G-0p82EF-40g | DEER2015 | WaterHeater-Calculator-v1.1 | 2015-03-19 14:45 | SCG | RFF | Ex | Any | CZ05 | Each | 0.441 | 4000 |  | 0 | 0 | 353 | 0 | 0 | 353 | 0 | 0 | 298 | 0 | 0 | 298 |  |  | 2 | Restaurant - Fast-Food | Existing | Santa Maria Area | SCG
NG-WtrHt-SmlInst-Gas-150kBtuh-lt2G-0p82EF-40g | DEER2015 | WaterHeater-Calculator-v1.1 | 2015-03-19 14:45 | SCG | RFF | Ex | Any | CZ06 | Each | 0.441 | 4000 |  | 0 | 0 | 324 | 0 | 0 | 324 | 0 | 0 | 272 | 0 | 0 | 272 |  |  | 2 | Restaurant - Fast-Food | Existing | Torrance (Los Angeles for pre-2014) | SCG
NG-WtrHt-SmlInst-Gas-150kBtuh-lt2G-0p82EF-40g | DEER2015 | WaterHeater-Calculator-v1.1 | 2015-03-19 14:45 | SCG | RFF | Ex | Any | CZ08 | Each | 0.441 | 4000 |  | 0 | 0 | 317 | 0 | 0 | 317 | 0 | 0 | 266 | 0 | 0 | 266 |  |  | 2 | Restaurant - Fast-Food | Existing | Fullerton (El Toro for pre-2014) | SCG
NG-WtrHt-SmlInst-Gas-150kBtuh-lt2G-0p82EF-40g | DEER2015 | WaterHeater-Calculator-v1.1 | 2015-03-19 14:45 | SCG | RFF | Ex | Any | CZ09 | Each | 0.441 | 4000 |  | 0 | 0 | 317 | 0 | 0 | 317 | 0 | 0 | 265 | 0 | 0 | 265 |  |  | 2 | Restaurant - Fast-Food | Existing | Burbank-Glendale (Pasadena for pre-2014) | SCG
NG-WtrHt-SmlInst-Gas-150kBtuh-lt2G-0p82EF-40g | DEER2015 | WaterHeater-Calculator-v1.1 | 2015-03-19 14:45 | SCG | RFF | Ex | Any | CZ10 | Each | 0.441 | 4000 |  | 0 | 0 | 312 | 0 | 0 | 312 | 0 | 0 | 264 | 0 | 0 | 264 |  |  | 2 | Restaurant - Fast-Food | Existing | Riverside | SCG
NG-WtrHt-SmlInst-Gas-150kBtuh-lt2G-0p82EF-40g | DEER2015 | WaterHeater-Calculator-v1.1 | 2015-03-19 14:45 | SCG | RFF | Ex | Any | CZ13 | Each | 0.441 | 4000 |  | 0 | 0 | 316 | 0 | 0 | 316 | 0 | 0 | 266 | 0 | 0 | 266 |  |  | 2 | Restaurant - Fast-Food | Existing | Fresno Area | SCG
NG-WtrHt-SmlInst-Gas-150kBtuh-lt2G-0p82EF-40g | DEER2015 | WaterHeater-Calculator-v1.1 | 2015-03-19 14:45 | SCG | RFF | Ex | Any | CZ14 | Each | 0.441 | 4000 |  | 0 | 0 | 322 | 0 | 0 | 322 | 0 | 0 | 272 | 0 | 0 | 272 |  |  | 2 | Restaurant - Fast-Food | Existing | Palmdale (China Lake for pre-2014) | SCG
NG-WtrHt-SmlInst-Gas-150kBtuh-lt2G-0p82EF-40g | DEER2015 | WaterHeater-Calculator-v1.1 | 2015-03-19 14:45 | SCG | RFF | Ex | Any | CZ15 | Each | 0.441 | 4000 |  | 0 | 0 | 276 | 0 | 0 | 276 | 0 | 0 | 231 | 0 | 0 | 231 |  |  | 2 | Restaurant - Fast-Food | Existing | Palm Springs-Intl (El Centro for pre-2014) | SCG
NG-WtrHt-SmlInst-Gas-150kBtuh-lt2G-0p82EF-40g | DEER2015 | WaterHeater-Calculator-v1.1 | 2015-03-19 14:45 | SCG | RFF | Ex | Any | CZ16 | Each | 0.441 | 4000 |  | 0 | 0 | 370 | 0 | 0 | 370 | 0 | 0 | 317 | 0 | 0 | 317 |  |  | 2 | Restaurant - Fast-Food | Existing | Blue Canyon (Mount Shasta for pre-2014) | SCG
NG-WtrHt-SmlInst-Gas-150kBtuh-lt2G-0p82EF-40g | DEER2015 | WaterHeater-Calculator-v1.1 | 2015-03-19 14:45 | SCG | RFF | Ex | Any | IOU | Each | 0.441 | 4000 |  | 0 | 0 | 317 | 0 | 0 | 317 | 0 | 0 | 266 | 0 | 0 | 266 |  |  | 2 | Restaurant - Fast-Food | Existing | IOU Territory | SCG
NG-WtrHt-SmlInst-Gas-150kBtuh-lt2G-0p82EF-40g | DEER2015 | WaterHeater-Calculator-v1.1 | 2015-03-19 14:45 | SCG | RSD | Ex | Any | CZ05 | Each | 0.758 | 2000 |  | 0 | 0 | 363 | 0 | 0 | 363 | 0 | 0 | 307 | 0 | 0 | 307 |  |  | 2 | Restaurant - Sit-Down | Existing | Santa Maria Area | SCG
NG-WtrHt-SmlInst-Gas-150kBtuh-lt2G-0p82EF-40g | DEER2015 | WaterHeater-Calculator-v1.1 | 2015-03-19 14:45 | SCG | RSD | Ex | Any | CZ06 | Each | 0.758 | 2000 |  | 0 | 0 | 336 | 0 | 0 | 336 | 0 | 0 | 284 | 0 | 0 | 284 |  |  | 2 | Restaurant - Sit-Down | Existing | Torrance (Los Angeles for pre-2014) | SCG
NG-WtrHt-SmlInst-Gas-150kBtuh-lt2G-0p82EF-40g | DEER2015 | WaterHeater-Calculator-v1.1 | 2015-03-19 14:45 | SCG | RSD | Ex | Any | CZ08 | Each | 0.758 | 2000 |  | 0 | 0 | 328 | 0 | 0 | 328 | 0 | 0 | 277 | 0 | 0 | 277 |  |  | 2 | Restaurant - Sit-Down | Existing | Fullerton (El Toro for pre-2014) | SCG
NG-WtrHt-SmlInst-Gas-150kBtuh-lt2G-0p82EF-40g | DEER2015 | WaterHeater-Calculator-v1.1 | 2015-03-19 14:45 | SCG | RSD | Ex | Any | CZ09 | Each | 0.758 | 2000 |  | 0 | 0 | 328 | 0 | 0 | 328 | 0 | 0 | 276 | 0 | 0 | 276 |  |  | 2 | Restaurant - Sit-Down | Existing | Burbank-Glendale (Pasadena for pre-2014) | SCG
NG-WtrHt-SmlInst-Gas-150kBtuh-lt2G-0p82EF-40g | DEER2015 | WaterHeater-Calculator-v1.1 | 2015-03-19 14:45 | SCG | RSD | Ex | Any | CZ10 | Each | 0.758 | 2000 |  | 0 | 0 | 323 | 0 | 0 | 323 | 0 | 0 | 275 | 0 | 0 | 275 |  |  | 2 | Restaurant - Sit-Down | Existing | Riverside | SCG
NG-WtrHt-SmlInst-Gas-150kBtuh-lt2G-0p82EF-40g | DEER2015 | WaterHeater-Calculator-v1.1 | 2015-03-19 14:45 | SCG | RSD | Ex | Any | CZ13 | Each | 0.758 | 2000 |  | 0 | 0 | 326 | 0 | 0 | 326 | 0 | 0 | 276 | 0 | 0 | 276 |  |  | 2 | Restaurant - Sit-Down | Existing | Fresno Area | SCG
NG-WtrHt-SmlInst-Gas-150kBtuh-lt2G-0p82EF-40g | DEER2015 | WaterHeater-Calculator-v1.1 | 2015-03-19 14:45 | SCG | RSD | Ex | Any | CZ14 | Each | 0.758 | 2000 |  | 0 | 0 | 331 | 0 | 0 | 331 | 0 | 0 | 281 | 0 | 0 | 281 |  |  | 2 | Restaurant - Sit-Down | Existing | Palmdale (China Lake for pre-2014) | SCG
NG-WtrHt-SmlInst-Gas-150kBtuh-lt2G-0p82EF-40g | DEER2015 | WaterHeater-Calculator-v1.1 | 2015-03-19 14:45 | SCG | RSD | Ex | Any | CZ15 | Each | 0.758 | 2000 |  | 0 | 0 | 285 | 0 | 0 | 285 | 0 | 0 | 240 | 0 | 0 | 240 |  |  | 2 | Restaurant - Sit-Down | Existing | Palm Springs-Intl (El Centro for pre-2014) | SCG
NG-WtrHt-SmlInst-Gas-150kBtuh-lt2G-0p82EF-40g | DEER2015 | WaterHeater-Calculator-v1.1 | 2015-03-19 14:45 | SCG | RSD | Ex | Any | CZ16 | Each | 0.758 | 2000 |  | 0 | 0 | 389 | 0 | 0 | 389 | 0 | 0 | 334 | 0 | 0 | 334 |  |  | 2 | Restaurant - Sit-Down | Existing | Blue Canyon (Mount Shasta for pre-2014) | SCG
NG-WtrHt-SmlInst-Gas-150kBtuh-lt2G-0p82EF-40g | DEER2015 | WaterHeater-Calculator-v1.1 | 2015-03-19 14:45 | SCG | RSD | Ex | Any | IOU | Each | 0.758 | 2000 |  | 0 | 0 | 328 | 0 | 0 | 328 | 0 | 0 | 278 | 0 | 0 | 278 |  |  | 2 | Restaurant - Sit-Down | Existing | IOU Territory | SCG
NG-WtrHt-SmlInst-Gas-150kBtuh-lt2G-0p82EF-40g | DEER2015 | WaterHeater-Calculator-v1.1 | 2015-03-19 14:45 | SCG | Rt3 | Ex | Any | CZ05 | Each | 0.27 | 120000 |  | 0 | 0 | 391 | 0 | 0 | 391 | 0 | 0 | 334 | 0 | 0 | 334 |  |  | 2 | Retail - Multistory Large | Existing | Santa Maria Area | SCG
NG-WtrHt-SmlInst-Gas-150kBtuh-lt2G-0p82EF-40g | DEER2015 | WaterHeater-Calculator-v1.1 | 2015-03-19 14:45 | SCG | Rt3 | Ex | Any | CZ06 | Each | 0.27 | 120000 |  | 0 | 0 | 358 | 0 | 0 | 358 | 0 | 0 | 304 | 0 | 0 | 304 |  |  | 2 | Retail - Multistory Large | Existing | Torrance (Los Angeles for pre-2014) | SCG
NG-WtrHt-SmlInst-Gas-150kBtuh-lt2G-0p82EF-40g | DEER2015 | WaterHeater-Calculator-v1.1 | 2015-03-19 14:45 | SCG | Rt3 | Ex | Any | CZ08 | Each | 0.27 | 120000 |  | 0 | 0 | 349 | 0 | 0 | 349 | 0 | 0 | 297 | 0 | 0 | 297 |  |  | 2 | Retail - Multistory Large | Existing | Fullerton (El Toro for pre-2014) | SCG
NG-WtrHt-SmlInst-Gas-150kBtuh-lt2G-0p82EF-40g | DEER2015 | WaterHeater-Calculator-v1.1 | 2015-03-19 14:45 | SCG | Rt3 | Ex | Any | CZ09 | Each | 0.27 | 120000 |  | 0 | 0 | 348 | 0 | 0 | 348 | 0 | 0 | 296 | 0 | 0 | 296 |  |  | 2 | Retail - Multistory Large | Existing | Burbank-Glendale (Pasadena for pre-2014) | SCG
NG-WtrHt-SmlInst-Gas-150kBtuh-lt2G-0p82EF-40g | DEER2015 | WaterHeater-Calculator-v1.1 | 2015-03-19 14:45 | SCG | Rt3 | Ex | Any | CZ10 | Each | 0.27 | 120000 |  | 0 | 0 | 343 | 0 | 0 | 343 | 0 | 0 | 295 | 0 | 0 | 295 |  |  | 2 | Retail - Multistory Large | Existing | Riverside | SCG
NG-WtrHt-SmlInst-Gas-150kBtuh-lt2G-0p82EF-40g | DEER2015 | WaterHeater-Calculator-v1.1 | 2015-03-19 14:45 | SCG | Rt3 | Ex | Any | CZ13 | Each | 0.27 | 120000 |  | 0 | 0 | 348 | 0 | 0 | 348 | 0 | 0 | 298 | 0 | 0 | 298 |  |  | 2 | Retail - Multistory Large | Existing | Fresno Area | SCG
NG-WtrHt-SmlInst-Gas-150kBtuh-lt2G-0p82EF-40g | DEER2015 | WaterHeater-Calculator-v1.1 | 2015-03-19 14:45 | SCG | Rt3 | Ex | Any | CZ14 | Each | 0.27 | 120000 |  | 0 | 0 | 356 | 0 | 0 | 356 | 0 | 0 | 305 | 0 | 0 | 305 |  |  | 2 | Retail - Multistory Large | Existing | Palmdale (China Lake for pre-2014) | SCG
NG-WtrHt-SmlInst-Gas-150kBtuh-lt2G-0p82EF-40g | DEER2015 | WaterHeater-Calculator-v1.1 | 2015-03-19 14:45 | SCG | Rt3 | Ex | Any | CZ15 | Each | 0.27 | 120000 |  | 0 | 0 | 302 | 0 | 0 | 302 | 0 | 0 | 257 | 0 | 0 | 257 |  |  | 2 | Retail - Multistory Large | Existing | Palm Springs-Intl (El Centro for pre-2014) | SCG
NG-WtrHt-SmlInst-Gas-150kBtuh-lt2G-0p82EF-40g | DEER2015 | WaterHeater-Calculator-v1.1 | 2015-03-19 14:45 | SCG | Rt3 | Ex | Any | CZ16 | Each | 0.27 | 120000 |  | 0 | 0 | 428 | 0 | 0 | 428 | 0 | 0 | 372 | 0 | 0 | 372 |  |  | 2 | Retail - Multistory Large | Existing | Blue Canyon (Mount Shasta for pre-2014) | SCG
NG-WtrHt-SmlInst-Gas-150kBtuh-lt2G-0p82EF-40g | DEER2015 | WaterHeater-Calculator-v1.1 | 2015-03-19 14:45 | SCG | Rt3 | Ex | Any | IOU | Each | 0.27 | 120000 |  | 0 | 0 | 349 | 0 | 0 | 349 | 0 | 0 | 298 | 0 | 0 | 298 |  |  | 2 | Retail - Multistory Large | Existing | IOU Territory | SCG
NG-WtrHt-SmlInst-Gas-150kBtuh-lt2G-0p82EF-40g | DEER2015 | WaterHeater-Calculator-v1.1 | 2015-03-19 14:45 | SCG | RtL | Ex | Any | CZ05 | Each | 0.15 | 131000 |  | 0 | 0 | 437 | 0 | 0 | 437 | 0 | 0 | 376 | 0 | 0 | 376 |  |  | 2 | Retail - Single-Story Large | Existing | Santa Maria Area | SCG
NG-WtrHt-SmlInst-Gas-150kBtuh-lt2G-0p82EF-40g | DEER2015 | WaterHeater-Calculator-v1.1 | 2015-03-19 14:45 | SCG | RtL | Ex | Any | CZ06 | Each | 0.15 | 131000 |  | 0 | 0 | 384 | 0 | 0 | 384 | 0 | 0 | 329 | 0 | 0 | 329 |  |  | 2 | Retail - Single-Story Large | Existing | Torrance (Los Angeles for pre-2014) | SCG
NG-WtrHt-SmlInst-Gas-150kBtuh-lt2G-0p82EF-40g | DEER2015 | WaterHeater-Calculator-v1.1 | 2015-03-19 14:45 | SCG | RtL | Ex | Any | CZ08 | Each | 0.15 | 131000 |  | 0 | 0 | 374 | 0 | 0 | 374 | 0 | 0 | 321 | 0 | 0 | 321 |  |  | 2 | Retail - Single-Story Large | Existing | Fullerton (El Toro for pre-2014) | SCG
NG-WtrHt-SmlInst-Gas-150kBtuh-lt2G-0p82EF-40g | DEER2015 | WaterHeater-Calculator-v1.1 | 2015-03-19 14:45 | SCG | RtL | Ex | Any | CZ09 | Each | 0.15 | 131000 |  | 0 | 0 | 373 | 0 | 0 | 373 | 0 | 0 | 320 | 0 | 0 | 320 |  |  | 2 | Retail - Single-Story Large | Existing | Burbank-Glendale (Pasadena for pre-2014) | SCG
NG-WtrHt-SmlInst-Gas-150kBtuh-lt2G-0p82EF-40g | DEER2015 | WaterHeater-Calculator-v1.1 | 2015-03-19 14:45 | SCG | RtL | Ex | Any | CZ10 | Each | 0.15 | 131000 |  | 0 | 0 | 368 | 0 | 0 | 368 | 0 | 0 | 319 | 0 | 0 | 319 |  |  | 2 | Retail - Single-Story Large | Existing | Riverside | SCG
NG-WtrHt-SmlInst-Gas-150kBtuh-lt2G-0p82EF-40g | DEER2015 | WaterHeater-Calculator-v1.1 | 2015-03-19 14:45 | SCG | RtL | Ex | Any | CZ13 | Each | 0.15 | 131000 |  | 0 | 0 | 380 | 0 | 0 | 380 | 0 | 0 | 328 | 0 | 0 | 328 |  |  | 2 | Retail - Single-Story Large | Existing | Fresno Area | SCG
NG-WtrHt-SmlInst-Gas-150kBtuh-lt2G-0p82EF-40g | DEER2015 | WaterHeater-Calculator-v1.1 | 2015-03-19 14:45 | SCG | RtL | Ex | Any | CZ14 | Each | 0.15 | 131000 |  | 0 | 0 | 393 | 0 | 0 | 393 | 0 | 0 | 340 | 0 | 0 | 340 |  |  | 2 | Retail - Single-Story Large | Existing | Palmdale (China Lake for pre-2014) | SCG
NG-WtrHt-SmlInst-Gas-150kBtuh-lt2G-0p82EF-40g | DEER2015 | WaterHeater-Calculator-v1.1 | 2015-03-19 14:45 | SCG | RtL | Ex | Any | CZ15 | Each | 0.15 | 131000 |  | 0 | 0 | 323 | 0 | 0 | 323 | 0 | 0 | 277 | 0 | 0 | 277 |  |  | 2 | Retail - Single-Story Large | Existing | Palm Springs-Intl (El Centro for pre-2014) | SCG
NG-WtrHt-SmlInst-Gas-150kBtuh-lt2G-0p82EF-40g | DEER2015 | WaterHeater-Calculator-v1.1 | 2015-03-19 14:45 | SCG | RtL | Ex | Any | CZ16 | Each | 0.15 | 131000 |  | 0 | 0 | 494 | 0 | 0 | 494 | 0 | 0 | 436 | 0 | 0 | 436 |  |  | 2 | Retail - Single-Story Large | Existing | Blue Canyon (Mount Shasta for pre-2014) | SCG
NG-WtrHt-SmlInst-Gas-150kBtuh-lt2G-0p82EF-40g | DEER2015 | WaterHeater-Calculator-v1.1 | 2015-03-19 14:45 | SCG | RtL | Ex | Any | IOU | Each | 0.15 | 131000 |  | 0 | 0 | 375 | 0 | 0 | 375 | 0 | 0 | 323 | 0 | 0 | 323 |  |  | 2 | Retail - Single-Story Large | Existing | IOU Territory | SCG
NG-WtrHt-SmlInst-Gas-150kBtuh-lt2G-0p82EF-40g | DEER2015 | WaterHeater-Calculator-v1.1 | 2015-03-19 14:45 | SCG | RtS | Ex | Any | CZ05 | Each | 0.0657 | 8000 |  | 0 | 0 | 366 | 0 | 0 | 366 | 0 | 0 | 309 | 0 | 0 | 309 |  |  | 2 | Retail - Small | Existing | Santa Maria Area | SCG
NG-WtrHt-SmlInst-Gas-150kBtuh-lt2G-0p82EF-40g | DEER2015 | WaterHeater-Calculator-v1.1 | 2015-03-19 14:45 | SCG | RtS | Ex | Any | CZ06 | Each | 0.0657 | 8000 |  | 0 | 0 | 335 | 0 | 0 | 335 | 0 | 0 | 283 | 0 | 0 | 283 |  |  | 2 | Retail - Small | Existing | Torrance (Los Angeles for pre-2014) | SCG
NG-WtrHt-SmlInst-Gas-150kBtuh-lt2G-0p82EF-40g | DEER2015 | WaterHeater-Calculator-v1.1 | 2015-03-19 14:45 | SCG | RtS | Ex | Any | CZ08 | Each | 0.0657 | 8000 |  | 0 | 0 | 327 | 0 | 0 | 327 | 0 | 0 | 275 | 0 | 0 | 275 |  |  | 2 | Retail - Small | Existing | Fullerton (El Toro for pre-2014) | SCG
NG-WtrHt-SmlInst-Gas-150kBtuh-lt2G-0p82EF-40g | DEER2015 | WaterHeater-Calculator-v1.1 | 2015-03-19 14:45 | SCG | RtS | Ex | Any | CZ09 | Each | 0.0657 | 8000 |  | 0 | 0 | 326 | 0 | 0 | 326 | 0 | 0 | 275 | 0 | 0 | 275 |  |  | 2 | Retail - Small | Existing | Burbank-Glendale (Pasadena for pre-2014) | SCG
NG-WtrHt-SmlInst-Gas-150kBtuh-lt2G-0p82EF-40g | DEER2015 | WaterHeater-Calculator-v1.1 | 2015-03-19 14:45 | SCG | RtS | Ex | Any | CZ10 | Each | 0.0657 | 8000 |  | 0 | 0 | 322 | 0 | 0 | 322 | 0 | 0 | 274 | 0 | 0 | 274 |  |  | 2 | Retail - Small | Existing | Riverside | SCG
NG-WtrHt-SmlInst-Gas-150kBtuh-lt2G-0p82EF-40g | DEER2015 | WaterHeater-Calculator-v1.1 | 2015-03-19 14:45 | SCG | RtS | Ex | Any | CZ13 | Each | 0.0657 | 8000 |  | 0 | 0 | 325 | 0 | 0 | 325 | 0 | 0 | 276 | 0 | 0 | 276 |  |  | 2 | Retail - Small | Existing | Fresno Area | SCG
NG-WtrHt-SmlInst-Gas-150kBtuh-lt2G-0p82EF-40g | DEER2015 | WaterHeater-Calculator-v1.1 | 2015-03-19 14:45 | SCG | RtS | Ex | Any | CZ14 | Each | 0.0657 | 8000 |  | 0 | 0 | 334 | 0 | 0 | 334 | 0 | 0 | 283 | 0 | 0 | 283 |  |  | 2 | Retail - Small | Existing | Palmdale (China Lake for pre-2014) | SCG
NG-WtrHt-SmlInst-Gas-150kBtuh-lt2G-0p82EF-40g | DEER2015 | WaterHeater-Calculator-v1.1 | 2015-03-19 14:45 | SCG | RtS | Ex | Any | CZ15 | Each | 0.0657 | 8000 |  | 0 | 0 | 283 | 0 | 0 | 283 | 0 | 0 | 239 | 0 | 0 | 239 |  |  | 2 | Retail - Small | Existing | Palm Springs-Intl (El Centro for pre-2014) | SCG
NG-WtrHt-SmlInst-Gas-150kBtuh-lt2G-0p82EF-40g | DEER2015 | WaterHeater-Calculator-v1.1 | 2015-03-19 14:45 | SCG | RtS | Ex | Any | CZ16 | Each | 0.0657 | 8000 |  | 0 | 0 | 413 | 0 | 0 | 413 | 0 | 0 | 358 | 0 | 0 | 358 |  |  | 2 | Retail - Small | Existing | Blue Canyon (Mount Shasta for pre-2014) | SCG
NG-WtrHt-SmlInst-Gas-150kBtuh-lt2G-0p82EF-40g | DEER2015 | WaterHeater-Calculator-v1.1 | 2015-03-19 14:45 | SCG | RtS | Ex | Any | IOU | Each | 0.0657 | 8000 |  | 0 | 0 | 327 | 0 | 0 | 327 | 0 | 0 | 277 | 0 | 0 | 277 |  |  | 2 | Retail - Small | Existing | IOU Territory | SCG
NG-WtrHt-SmlInst-Gas-150kBtuh-lt2G-0p82EF-40g | DEER2015 | WaterHeater-Calculator-v1.1 | 2015-03-19 14:45 | SCG | SCn | Ex | Any | CZ05 | Each | 0.333 | 500000 |  | 0 | 0 | 589 | 0 | 0 | 589 | 0 | 0 | 505 | 0 | 0 | 505 |  |  | 2 | Storage - Conditioned | Existing | Santa Maria Area | SCG
NG-WtrHt-SmlInst-Gas-150kBtuh-lt2G-0p82EF-40g | DEER2015 | WaterHeater-Calculator-v1.1 | 2015-03-19 14:45 | SCG | SCn | Ex | Any | CZ06 | Each | 0.333 | 500000 |  | 0 | 0 | 361 | 0 | 0 | 361 | 0 | 0 | 304 | 0 | 0 | 304 |  |  | 2 | Storage - Conditioned | Existing | Torrance (Los Angeles for pre-2014) | SCG
NG-WtrHt-SmlInst-Gas-150kBtuh-lt2G-0p82EF-40g | DEER2015 | WaterHeater-Calculator-v1.1 | 2015-03-19 14:45 | SCG | SCn | Ex | Any | CZ08 | Each | 0.333 | 500000 |  | 0 | 0 | 349 | 0 | 0 | 349 | 0 | 0 | 297 | 0 | 0 | 297 |  |  | 2 | Storage - Conditioned | Existing | Fullerton (El Toro for pre-2014) | SCG
NG-WtrHt-SmlInst-Gas-150kBtuh-lt2G-0p82EF-40g | DEER2015 | WaterHeater-Calculator-v1.1 | 2015-03-19 14:45 | SCG | SCn | Ex | Any | CZ09 | Each | 0.333 | 500000 |  | 0 | 0 | 348 | 0 | 0 | 348 | 0 | 0 | 296 | 0 | 0 | 296 |  |  | 2 | Storage - Conditioned | Existing | Burbank-Glendale (Pasadena for pre-2014) | SCG
NG-WtrHt-SmlInst-Gas-150kBtuh-lt2G-0p82EF-40g | DEER2015 | WaterHeater-Calculator-v1.1 | 2015-03-19 14:45 | SCG | SCn | Ex | Any | CZ10 | Each | 0.333 | 500000 |  | 0 | 0 | 339 | 0 | 0 | 339 | 0 | 0 | 295 | 0 | 0 | 295 |  |  | 2 | Storage - Conditioned | Existing | Riverside | SCG
NG-WtrHt-SmlInst-Gas-150kBtuh-lt2G-0p82EF-40g | DEER2015 | WaterHeater-Calculator-v1.1 | 2015-03-19 14:45 | SCG | SCn | Ex | Any | CZ13 | Each | 0.333 | 500000 |  | 0 | 0 | 427 | 0 | 0 | 427 | 0 | 0 | 367 | 0 | 0 | 367 |  |  | 2 | Storage - Conditioned | Existing | Fresno Area | SCG
NG-WtrHt-SmlInst-Gas-150kBtuh-lt2G-0p82EF-40g | DEER2015 | WaterHeater-Calculator-v1.1 | 2015-03-19 14:45 | SCG | SCn | Ex | Any | CZ14 | Each | 0.333 | 500000 |  | 0 | 0 | 484 | 0 | 0 | 484 | 0 | 0 | 425 | 0 | 0 | 425 |  |  | 2 | Storage - Conditioned | Existing | Palmdale (China Lake for pre-2014) | SCG
NG-WtrHt-SmlInst-Gas-150kBtuh-lt2G-0p82EF-40g | DEER2015 | WaterHeater-Calculator-v1.1 | 2015-03-19 14:45 | SCG | SCn | Ex | Any | CZ15 | Each | 0.333 | 500000 |  | 0 | 0 | 298 | 0 | 0 | 298 | 0 | 0 | 257 | 0 | 0 | 257 |  |  | 2 | Storage - Conditioned | Existing | Palm Springs-Intl (El Centro for pre-2014) | SCG
NG-WtrHt-SmlInst-Gas-150kBtuh-lt2G-0p82EF-40g | DEER2015 | WaterHeater-Calculator-v1.1 | 2015-03-19 14:45 | SCG | SCn | Ex | Any | CZ16 | Each | 0.333 | 500000 |  | 0 | 0 | 994 | 0 | 0 | 994 | 0 | 0 | 922 | 0 | 0 | 922 |  |  | 2 | Storage - Conditioned | Existing | Blue Canyon (Mount Shasta for pre-2014) | SCG
NG-WtrHt-SmlInst-Gas-150kBtuh-lt2G-0p82EF-40g | DEER2015 | WaterHeater-Calculator-v1.1 | 2015-03-19 14:45 | SCG | SCn | Ex | Any | IOU | Each | 0.333 | 500000 |  | 0 | 0 | 352 | 0 | 0 | 352 | 0 | 0 | 302 | 0 | 0 | 302 |  |  | 2 | Storage - Conditioned | Existing | IOU Territory | SCG
NG-WtrHt-SmlInst-Gas-150kBtuh-lt2G-0p82EF-40g | DEER2015 | WaterHeater-Calculator-v1.1 | 2015-03-19 14:45 | SCG | SUn | Ex | Any | CZ05 | Each | 0.333 | 500000 |  | 0 | 0 | 591 | 0 | 0 | 591 | 0 | 0 | 506 | 0 | 0 | 506 |  |  | 2 | Storage - Unconditioned | Existing | Santa Maria Area | SCG
NG-WtrHt-SmlInst-Gas-150kBtuh-lt2G-0p82EF-40g | DEER2015 | WaterHeater-Calculator-v1.1 | 2015-03-19 14:45 | SCG | SUn | Ex | Any | CZ06 | Each | 0.333 | 500000 |  | 0 | 0 | 354 | 0 | 0 | 354 | 0 | 0 | 300 | 0 | 0 | 300 |  |  | 2 | Storage - Unconditioned | Existing | Torrance (Los Angeles for pre-2014) | SCG
NG-WtrHt-SmlInst-Gas-150kBtuh-lt2G-0p82EF-40g | DEER2015 | WaterHeater-Calculator-v1.1 | 2015-03-19 14:45 | SCG | SUn | Ex | Any | CZ08 | Each | 0.333 | 500000 |  | 0 | 0 | 339 | 0 | 0 | 339 | 0 | 0 | 289 | 0 | 0 | 289 |  |  | 2 | Storage - Unconditioned | Existing | Fullerton (El Toro for pre-2014) | SCG
NG-WtrHt-SmlInst-Gas-150kBtuh-lt2G-0p82EF-40g | DEER2015 | WaterHeater-Calculator-v1.1 | 2015-03-19 14:45 | SCG | SUn | Ex | Any | CZ09 | Each | 0.333 | 500000 |  | 0 | 0 | 336 | 0 | 0 | 336 | 0 | 0 | 287 | 0 | 0 | 287 |  |  | 2 | Storage - Unconditioned | Existing | Burbank-Glendale (Pasadena for pre-2014) | SCG
NG-WtrHt-SmlInst-Gas-150kBtuh-lt2G-0p82EF-40g | DEER2015 | WaterHeater-Calculator-v1.1 | 2015-03-19 14:45 | SCG | SUn | Ex | Any | CZ10 | Each | 0.333 | 500000 |  | 0 | 0 | 326 | 0 | 0 | 326 | 0 | 0 | 285 | 0 | 0 | 285 |  |  | 2 | Storage - Unconditioned | Existing | Riverside | SCG
NG-WtrHt-SmlInst-Gas-150kBtuh-lt2G-0p82EF-40g | DEER2015 | WaterHeater-Calculator-v1.1 | 2015-03-19 14:45 | SCG | SUn | Ex | Any | CZ13 | Each | 0.333 | 500000 |  | 0 | 0 | 415 | 0 | 0 | 415 | 0 | 0 | 358 | 0 | 0 | 358 |  |  | 2 | Storage - Unconditioned | Existing | Fresno Area | SCG
NG-WtrHt-SmlInst-Gas-150kBtuh-lt2G-0p82EF-40g | DEER2015 | WaterHeater-Calculator-v1.1 | 2015-03-19 14:45 | SCG | SUn | Ex | Any | CZ14 | Each | 0.333 | 500000 |  | 0 | 0 | 478 | 0 | 0 | 478 | 0 | 0 | 421 | 0 | 0 | 421 |  |  | 2 | Storage - Unconditioned | Existing | Palmdale (China Lake for pre-2014) | SCG
NG-WtrHt-SmlInst-Gas-150kBtuh-lt2G-0p82EF-40g | DEER2015 | WaterHeater-Calculator-v1.1 | 2015-03-19 14:45 | SCG | SUn | Ex | Any | CZ15 | Each | 0.333 | 500000 |  | 0 | 0 | 266 | 0 | 0 | 266 | 0 | 0 | 236 | 0 | 0 | 236 |  |  | 2 | Storage - Unconditioned | Existing | Palm Springs-Intl (El Centro for pre-2014) | SCG
NG-WtrHt-SmlInst-Gas-150kBtuh-lt2G-0p82EF-40g | DEER2015 | WaterHeater-Calculator-v1.1 | 2015-03-19 14:45 | SCG | SUn | Ex | Any | CZ16 | Each | 0.333 | 500000 |  | 0 | 0 | 1020 | 0 | 0 | 1020 | 0 | 0 | 941 | 0 | 0 | 941 |  |  | 2 | Storage - Unconditioned | Existing | Blue Canyon (Mount Shasta for pre-2014) | SCG
NG-WtrHt-SmlInst-Gas-150kBtuh-lt2G-0p82EF-40g | DEER2015 | WaterHeater-Calculator-v1.1 | 2015-03-19 14:45 | SCG | SUn | Ex | Any | IOU | Each | 0.333 | 500000 |  | 0 | 0 | 342 | 0 | 0 | 342 | 0 | 0 | 294 | 0 | 0 | 294 |  |  | 2 | Storage - Unconditioned | Existing | IOU Territory | SCG
NG-WtrHt-SmlInst-Gas-150kBtuh-lt2G-0p82EF-40g | DEER2015 | WaterHeater-Calculator-v1.1 | 2015-03-19 14:45 | SCG | WRf | Ex | Any | CZ06 | Each | 0.333 | 100000 |  | 0 | 0 | 554 | 0 | 0 | 554 | 0 | 0 | 493 | 0 | 0 | 493 |  |  | 2 | Warehouse - Refrigerated | Existing | Torrance (Los Angeles for pre-2014) | SCG
NG-WtrHt-SmlInst-Gas-150kBtuh-lt2G-0p82EF-40g | DEER2015 | WaterHeater-Calculator-v1.1 | 2015-03-19 14:45 | SCG | WRf | Ex | Any | CZ08 | Each | 0.333 | 100000 |  | 0 | 0 | 539 | 0 | 0 | 539 | 0 | 0 | 482 | 0 | 0 | 482 |  |  | 2 | Warehouse - Refrigerated | Existing | Fullerton (El Toro for pre-2014) | SCG
NG-WtrHt-SmlInst-Gas-150kBtuh-lt2G-0p82EF-40g | DEER2015 | WaterHeater-Calculator-v1.1 | 2015-03-19 14:45 | SCG | WRf | Ex | Any | CZ09 | Each | 0.333 | 100000 |  | 0 | 0 | 538 | 0 | 0 | 538 | 0 | 0 | 481 | 0 | 0 | 481 |  |  | 2 | Warehouse - Refrigerated | Existing | Burbank-Glendale (Pasadena for pre-2014) | SCG
NG-WtrHt-SmlInst-Gas-150kBtuh-lt2G-0p82EF-40g | DEER2015 | WaterHeater-Calculator-v1.1 | 2015-03-19 14:45 | SCG | WRf | Ex | Any | CZ10 | Each | 0.333 | 100000 |  | 0 | 0 | 535 | 0 | 0 | 535 | 0 | 0 | 479 | 0 | 0 | 479 |  |  | 2 | Warehouse - Refrigerated | Existing | Riverside | SCG
NG-WtrHt-SmlInst-Gas-150kBtuh-lt2G-0p82EF-40g | DEER2015 | WaterHeater-Calculator-v1.1 | 2015-03-19 14:45 | SCG | WRf | Ex | Any | CZ13 | Each | 0.333 | 100000 |  | 0 | 0 | 652 | 0 | 0 | 652 | 0 | 0 | 580 | 0 | 0 | 580 |  |  | 2 | Warehouse - Refrigerated | Existing | Fresno Area | SCG
NG-WtrHt-SmlInst-Gas-150kBtuh-lt2G-0p82EF-40g | DEER2015 | WaterHeater-Calculator-v1.1 | 2015-03-19 14:45 | SCG | WRf | Ex | Any | CZ14 | Each | 0.333 | 100000 |  | 0 | 0 | 740 | 0 | 0 | 740 | 0 | 0 | 664 | 0 | 0 | 664 |  |  | 2 | Warehouse - Refrigerated | Existing | Palmdale (China Lake for pre-2014) | SCG
NG-WtrHt-SmlInst-Gas-150kBtuh-lt2G-0p82EF-40g | DEER2015 | WaterHeater-Calculator-v1.1 | 2015-03-19 14:45 | SCG | WRf | Ex | Any | CZ15 | Each | 0.333 | 100000 |  | 0 | 0 | 467 | 0 | 0 | 467 | 0 | 0 | 414 | 0 | 0 | 414 |  |  | 2 | Warehouse - Refrigerated | Existing | Palm Springs-Intl (El Centro for pre-2014) | SCG
NG-WtrHt-SmlInst-Gas-150kBtuh-lt2G-0p82EF-40g | DEER2015 | WaterHeater-Calculator-v1.1 | 2015-03-19 14:45 | SCG | WRf | Ex | Any | CZ16 | Each | 0.333 | 100000 |  | 0 | 0 | 1500 | 0 | 0 | 1500 | 0 | 0 | 1400 | 0 | 0 | 1400 |  |  | 2 | Warehouse - Refrigerated | Existing | Blue Canyon (Mount Shasta for pre-2014) | SCG
NG-WtrHt-SmlInst-Gas-150kBtuh-lt2G-0p82EF-40g | DEER2015 | WaterHeater-Calculator-v1.1 | 2015-03-19 14:45 | SCG | WRf | Ex | Any | IOU | Each | 0.333 | 100000 |  | 0 | 0 | 558 | 0 | 0 | 558 | 0 | 0 | 498 | 0 | 0 | 498 |  |  | 2 | Warehouse - Refrigerated | Existing | IOU Territory | SCG
NG-WtrHt-SmlInst-Gas-150kBtuh-lt2G-0p82EF-40g | DEER2015 | WaterHeater-Calculator-v1.1 | 2015-03-19 14:45 | SDG | Asm | Ex | Any | CZ06 | Each | 2.02 | 34000 |  | 0 | 0 | 401 | 0 | 0 | 401 | 0 | 0 | 349 | 0 | 0 | 349 |  |  | 2 | Assembly | Existing | Torrance (Los Angeles for pre-2014) | SDG&E
NG-WtrHt-SmlInst-Gas-150kBtuh-lt2G-0p82EF-40g | DEER2015 | WaterHeater-Calculator-v1.1 | 2015-03-19 14:45 | SDG | Asm | Ex | Any | CZ07 | Each | 2.02 | 34000 |  | 0 | 0 | 397 | 0 | 0 | 397 | 0 | 0 | 346 | 0 | 0 | 346 |  |  | 2 | Assembly | Existing | San Diego-Lindbergh | SDG&E
NG-WtrHt-SmlInst-Gas-150kBtuh-lt2G-0p82EF-40g | DEER2015 | WaterHeater-Calculator-v1.1 | 2015-03-19 14:45 | SDG | Asm | Ex | Any | CZ08 | Each | 2.02 | 34000 |  | 0 | 0 | 393 | 0 | 0 | 393 | 0 | 0 | 342 | 0 | 0 | 342 |  |  | 2 | Assembly | Existing | Fullerton (El Toro for pre-2014) | SDG&E
NG-WtrHt-SmlInst-Gas-150kBtuh-lt2G-0p82EF-40g | DEER2015 | WaterHeater-Calculator-v1.1 | 2015-03-19 14:45 | SDG | Asm | Ex | Any | CZ10 | Each | 2.02 | 34000 |  | 0 | 0 | 391 | 0 | 0 | 391 | 0 | 0 | 340 | 0 | 0 | 340 |  |  | 2 | Assembly | Existing | Riverside | SDG&E
NG-WtrHt-SmlInst-Gas-150kBtuh-lt2G-0p82EF-40g | DEER2015 | WaterHeater-Calculator-v1.1 | 2015-03-19 14:45 | SDG | Asm | Ex | Any | CZ14 | Each | 2.02 | 34000 |  | 0 | 0 | 407 | 0 | 0 | 407 | 0 | 0 | 355 | 0 | 0 | 355 |  |  | 2 | Assembly | Existing | Palmdale (China Lake for pre-2014) | SDG&E
NG-WtrHt-SmlInst-Gas-150kBtuh-lt2G-0p82EF-40g | DEER2015 | WaterHeater-Calculator-v1.1 | 2015-03-19 14:45 | SDG | Asm | Ex | Any | CZ15 | Each | 2.02 | 34000 |  | 0 | 0 | 346 | 0 | 0 | 346 | 0 | 0 | 297 | 0 | 0 | 297 |  |  | 2 | Assembly | Existing | Palm Springs-Intl (El Centro for pre-2014) | SDG&E
NG-WtrHt-SmlInst-Gas-150kBtuh-lt2G-0p82EF-40g | DEER2015 | WaterHeater-Calculator-v1.1 | 2015-03-19 14:45 | SDG | Asm | Ex | Any | IOU | Each | 2.02 | 34000 |  | 0 | 0 | 395 | 0 | 0 | 395 | 0 | 0 | 344 | 0 | 0 | 344 |  |  | 2 | Assembly | Existing | IOU Territory | SDG&E
NG-WtrHt-SmlInst-Gas-150kBtuh-lt2G-0p82EF-40g | DEER2015 | WaterHeater-Calculator-v1.1 | 2015-03-19 14:45 | SDG | Com | Ex | Any | CZ06 | Each | 2.01 | 146000 |  | 0 | 0 | 369 | 0 | 0 | 369 | 0 | 0 | 317 | 0 | 0 | 317 |  |  | 2 | Commercial | Existing | Torrance (Los Angeles for pre-2014) | SDG&E
NG-WtrHt-SmlInst-Gas-150kBtuh-lt2G-0p82EF-40g | DEER2015 | WaterHeater-Calculator-v1.1 | 2015-03-19 14:45 | SDG | Com | Ex | Any | CZ07 | Each | 2.6 | 180000 |  | 0 | 0 | 357 | 0 | 0 | 357 | 0 | 0 | 307 | 0 | 0 | 307 |  |  | 2 | Commercial | Existing | San Diego-Lindbergh | SDG&E
NG-WtrHt-SmlInst-Gas-150kBtuh-lt2G-0p82EF-40g | DEER2015 | WaterHeater-Calculator-v1.1 | 2015-03-19 14:45 | SDG | Com | Ex | Any | CZ08 | Each | 2.07 | 139000 |  | 0 | 0 | 349 | 0 | 0 | 349 | 0 | 0 | 297 | 0 | 0 | 297 |  |  | 2 | Commercial | Existing | Fullerton (El Toro for pre-2014) | SDG&E
NG-WtrHt-SmlInst-Gas-150kBtuh-lt2G-0p82EF-40g | DEER2015 | WaterHeater-Calculator-v1.1 | 2015-03-19 14:45 | SDG | Com | Ex | Any | CZ10 | Each | 2.15 | 184000 |  | 0 | 0 | 341 | 0 | 0 | 341 | 0 | 0 | 292 | 0 | 0 | 292 |  |  | 2 | Commercial | Existing | Riverside | SDG&E
NG-WtrHt-SmlInst-Gas-150kBtuh-lt2G-0p82EF-40g | DEER2015 | WaterHeater-Calculator-v1.1 | 2015-03-19 14:45 | SDG | Com | Ex | Any | CZ14 | Each | 2.58 | 161000 |  | 0 | 0 | 385 | 0 | 0 | 385 | 0 | 0 | 332 | 0 | 0 | 332 |  |  | 2 | Commercial | Existing | Palmdale (China Lake for pre-2014) | SDG&E
NG-WtrHt-SmlInst-Gas-150kBtuh-lt2G-0p82EF-40g | DEER2015 | WaterHeater-Calculator-v1.1 | 2015-03-19 14:45 | SDG | Com | Ex | Any | CZ15 | Each | 2.58 | 152000 |  | 0 | 0 | 323 | 0 | 0 | 323 | 0 | 0 | 278 | 0 | 0 | 278 |  |  | 2 | Commercial | Existing | Palm Springs-Intl (El Centro for pre-2014) | SDG&E
NG-WtrHt-SmlInst-Gas-150kBtuh-lt2G-0p82EF-40g | DEER2015 | WaterHeater-Calculator-v1.1 | 2015-03-19 14:45 | SDG | Com | Ex | Any | IOU | Each | 2.47 | 179000 |  | 0 | 0 | 354 | 0 | 0 | 354 | 0 | 0 | 303 | 0 | 0 | 303 |  |  | 2 | Commercial | Existing | IOU Territory | SDG&E
NG-WtrHt-SmlInst-Gas-150kBtuh-lt2G-0p82EF-40g | DEER2015 | WaterHeater-Calculator-v1.1 | 2015-03-19 14:45 | SDG | ECC | Ex | Any | CZ06 | Each | 9.02 | 300000 |  | 0 | 0 | 323 | 0 | 0 | 323 | 0 | 0 | 272 | 0 | 0 | 272 |  |  | 2 | Education - Community College | Existing | Torrance (Los Angeles for pre-2014) | SDG&E
NG-WtrHt-SmlInst-Gas-150kBtuh-lt2G-0p82EF-40g | DEER2015 | WaterHeater-Calculator-v1.1 | 2015-03-19 14:45 | SDG | ECC | Ex | Any | CZ07 | Each | 9.02 | 300000 |  | 0 | 0 | 321 | 0 | 0 | 321 | 0 | 0 | 270 | 0 | 0 | 270 |  |  | 2 | Education - Community College | Existing | San Diego-Lindbergh | SDG&E
NG-WtrHt-SmlInst-Gas-150kBtuh-lt2G-0p82EF-40g | DEER2015 | WaterHeater-Calculator-v1.1 | 2015-03-19 14:45 | SDG | ECC | Ex | Any | CZ08 | Each | 9.02 | 300000 |  | 0 | 0 | 315 | 0 | 0 | 315 | 0 | 0 | 265 | 0 | 0 | 265 |  |  | 2 | Education - Community College | Existing | Fullerton (El Toro for pre-2014) | SDG&E
NG-WtrHt-SmlInst-Gas-150kBtuh-lt2G-0p82EF-40g | DEER2015 | WaterHeater-Calculator-v1.1 | 2015-03-19 14:45 | SDG | ECC | Ex | Any | CZ10 | Each | 9.02 | 300000 |  | 0 | 0 | 313 | 0 | 0 | 313 | 0 | 0 | 263 | 0 | 0 | 263 |  |  | 2 | Education - Community College | Existing | Riverside | SDG&E
NG-WtrHt-SmlInst-Gas-150kBtuh-lt2G-0p82EF-40g | DEER2015 | WaterHeater-Calculator-v1.1 | 2015-03-19 14:45 | SDG | ECC | Ex | Any | CZ14 | Each | 9.02 | 300000 |  | 0 | 0 | 350 | 0 | 0 | 350 | 0 | 0 | 297 | 0 | 0 | 297 |  |  | 2 | Education - Community College | Existing | Palmdale (China Lake for pre-2014) | SDG&E
NG-WtrHt-SmlInst-Gas-150kBtuh-lt2G-0p82EF-40g | DEER2015 | WaterHeater-Calculator-v1.1 | 2015-03-19 14:45 | SDG | ECC | Ex | Any | IOU | Each | 9.02 | 300000 |  | 0 | 0 | 320 | 0 | 0 | 320 | 0 | 0 | 268 | 0 | 0 | 268 |  |  | 2 | Education - Community College | Existing | IOU Territory | SDG&E
NG-WtrHt-SmlInst-Gas-150kBtuh-lt2G-0p82EF-40g | DEER2015 | WaterHeater-Calculator-v1.1 | 2015-03-19 14:45 | SDG | EPr | Ex | Any | CZ06 | Each | 1.34 | 48200 |  | 0 | 0 | 276 | 0 | 0 | 276 | 0 | 0 | 223 | 0 | 0 | 223 |  |  | 2 | Education - Primary School | Existing | Torrance (Los Angeles for pre-2014) | SDG&E
NG-WtrHt-SmlInst-Gas-150kBtuh-lt2G-0p82EF-40g | DEER2015 | WaterHeater-Calculator-v1.1 | 2015-03-19 14:45 | SDG | EPr | Ex | Any | CZ07 | Each | 1.34 | 48200 |  | 0 | 0 | 273 | 0 | 0 | 273 | 0 | 0 | 222 | 0 | 0 | 222 |  |  | 2 | Education - Primary School | Existing | San Diego-Lindbergh | SDG&E
NG-WtrHt-SmlInst-Gas-150kBtuh-lt2G-0p82EF-40g | DEER2015 | WaterHeater-Calculator-v1.1 | 2015-03-19 14:45 | SDG | EPr | Ex | Any | CZ08 | Each | 1.34 | 48200 |  | 0 | 0 | 268 | 0 | 0 | 268 | 0 | 0 | 218 | 0 | 0 | 218 |  |  | 2 | Education - Primary School | Existing | Fullerton (El Toro for pre-2014) | SDG&E
NG-WtrHt-SmlInst-Gas-150kBtuh-lt2G-0p82EF-40g | DEER2015 | WaterHeater-Calculator-v1.1 | 2015-03-19 14:45 | SDG | EPr | Ex | Any | CZ10 | Each | 1.34 | 48200 |  | 0 | 0 | 267 | 0 | 0 | 267 | 0 | 0 | 217 | 0 | 0 | 217 |  |  | 2 | Education - Primary School | Existing | Riverside | SDG&E
NG-WtrHt-SmlInst-Gas-150kBtuh-lt2G-0p82EF-40g | DEER2015 | WaterHeater-Calculator-v1.1 | 2015-03-19 14:45 | SDG | EPr | Ex | Any | CZ14 | Each | 1.34 | 48200 |  | 0 | 0 | 318 | 0 | 0 | 318 | 0 | 0 | 263 | 0 | 0 | 263 |  |  | 2 | Education - Primary School | Existing | Palmdale (China Lake for pre-2014) | SDG&E
NG-WtrHt-SmlInst-Gas-150kBtuh-lt2G-0p82EF-40g | DEER2015 | WaterHeater-Calculator-v1.1 | 2015-03-19 14:45 | SDG | EPr | Ex | Any | CZ15 | Each | 1.34 | 48200 |  | 0 | 0 | 239 | 0 | 0 | 239 | 0 | 0 | 192 | 0 | 0 | 192 |  |  | 2 | Education - Primary School | Existing | Palm Springs-Intl (El Centro for pre-2014) | SDG&E
NG-WtrHt-SmlInst-Gas-150kBtuh-lt2G-0p82EF-40g | DEER2015 | WaterHeater-Calculator-v1.1 | 2015-03-19 14:45 | SDG | EPr | Ex | Any | IOU | Each | 1.34 | 48200 |  | 0 | 0 | 271 | 0 | 0 | 271 | 0 | 0 | 220 | 0 | 0 | 220 |  |  | 2 | Education - Primary School | Existing | IOU Territory | SDG&E
NG-WtrHt-SmlInst-Gas-150kBtuh-lt2G-0p82EF-40g | DEER2015 | WaterHeater-Calculator-v1.1 | 2015-03-19 14:45 | SDG | ERC | Ex | Any | CZ06 | Each | 0.12 | 1920 |  | 0 | 0 | 271 | 0 | 0 | 271 | 0 | 0 | 220 | 0 | 0 | 220 |  |  | 2 | Education - Relocatable Classroom | Existing | Torrance (Los Angeles for pre-2014) | SDG&E
NG-WtrHt-SmlInst-Gas-150kBtuh-lt2G-0p82EF-40g | DEER2015 | WaterHeater-Calculator-v1.1 | 2015-03-19 14:45 | SDG | ERC | Ex | Any | CZ07 | Each | 0.12 | 1920 |  | 0 | 0 | 267 | 0 | 0 | 267 | 0 | 0 | 218 | 0 | 0 | 218 |  |  | 2 | Education - Relocatable Classroom | Existing | San Diego-Lindbergh | SDG&E
NG-WtrHt-SmlInst-Gas-150kBtuh-lt2G-0p82EF-40g | DEER2015 | WaterHeater-Calculator-v1.1 | 2015-03-19 14:45 | SDG | ERC | Ex | Any | CZ08 | Each | 0.12 | 1920 |  | 0 | 0 | 265 | 0 | 0 | 265 | 0 | 0 | 216 | 0 | 0 | 216 |  |  | 2 | Education - Relocatable Classroom | Existing | Fullerton (El Toro for pre-2014) | SDG&E
NG-WtrHt-SmlInst-Gas-150kBtuh-lt2G-0p82EF-40g | DEER2015 | WaterHeater-Calculator-v1.1 | 2015-03-19 14:45 | SDG | ERC | Ex | Any | CZ10 | Each | 0.12 | 1920 |  | 0 | 0 | 265 | 0 | 0 | 265 | 0 | 0 | 215 | 0 | 0 | 215 |  |  | 2 | Education - Relocatable Classroom | Existing | Riverside | SDG&E
NG-WtrHt-SmlInst-Gas-150kBtuh-lt2G-0p82EF-40g | DEER2015 | WaterHeater-Calculator-v1.1 | 2015-03-19 14:45 | SDG | ERC | Ex | Any | CZ14 | Each | 0.12 | 1920 |  | 0 | 0 | 317 | 0 | 0 | 317 | 0 | 0 | 262 | 0 | 0 | 262 |  |  | 2 | Education - Relocatable Classroom | Existing | Palmdale (China Lake for pre-2014) | SDG&E
NG-WtrHt-SmlInst-Gas-150kBtuh-lt2G-0p82EF-40g | DEER2015 | WaterHeater-Calculator-v1.1 | 2015-03-19 14:45 | SDG | ERC | Ex | Any | CZ15 | Each | 0.12 | 1920 |  | 0 | 0 | 239 | 0 | 0 | 239 | 0 | 0 | 192 | 0 | 0 | 192 |  |  | 2 | Education - Relocatable Classroom | Existing | Palm Springs-Intl (El Centro for pre-2014) | SDG&E
NG-WtrHt-SmlInst-Gas-150kBtuh-lt2G-0p82EF-40g | DEER2015 | WaterHeater-Calculator-v1.1 | 2015-03-19 14:45 | SDG | ERC | Ex | Any | IOU | Each | 0.12 | 1920 |  | 0 | 0 | 267 | 0 | 0 | 267 | 0 | 0 | 217 | 0 | 0 | 217 |  |  | 2 | Education - Relocatable Classroom | Existing | IOU Territory | SDG&E
NG-WtrHt-SmlInst-Gas-150kBtuh-lt2G-0p82EF-40g | DEER2015 | WaterHeater-Calculator-v1.1 | 2015-03-19 14:45 | SDG | ESe | Ex | Any | CZ06 | Each | 6.17 | 150000 |  | 0 | 0 | 276 | 0 | 0 | 276 | 0 | 0 | 223 | 0 | 0 | 223 |  |  | 2 | Education - Secondary School | Existing | Torrance (Los Angeles for pre-2014) | SDG&E
NG-WtrHt-SmlInst-Gas-150kBtuh-lt2G-0p82EF-40g | DEER2015 | WaterHeater-Calculator-v1.1 | 2015-03-19 14:45 | SDG | ESe | Ex | Any | CZ07 | Each | 6.17 | 150000 |  | 0 | 0 | 273 | 0 | 0 | 273 | 0 | 0 | 222 | 0 | 0 | 222 |  |  | 2 | Education - Secondary School | Existing | San Diego-Lindbergh | SDG&E
NG-WtrHt-SmlInst-Gas-150kBtuh-lt2G-0p82EF-40g | DEER2015 | WaterHeater-Calculator-v1.1 | 2015-03-19 14:45 | SDG | ESe | Ex | Any | CZ08 | Each | 6.17 | 150000 |  | 0 | 0 | 268 | 0 | 0 | 268 | 0 | 0 | 218 | 0 | 0 | 218 |  |  | 2 | Education - Secondary School | Existing | Fullerton (El Toro for pre-2014) | SDG&E
NG-WtrHt-SmlInst-Gas-150kBtuh-lt2G-0p82EF-40g | DEER2015 | WaterHeater-Calculator-v1.1 | 2015-03-19 14:45 | SDG | ESe | Ex | Any | CZ10 | Each | 6.17 | 150000 |  | 0 | 0 | 267 | 0 | 0 | 267 | 0 | 0 | 217 | 0 | 0 | 217 |  |  | 2 | Education - Secondary School | Existing | Riverside | SDG&E
NG-WtrHt-SmlInst-Gas-150kBtuh-lt2G-0p82EF-40g | DEER2015 | WaterHeater-Calculator-v1.1 | 2015-03-19 14:45 | SDG | ESe | Ex | Any | CZ14 | Each | 6.17 | 150000 |  | 0 | 0 | 318 | 0 | 0 | 318 | 0 | 0 | 263 | 0 | 0 | 263 |  |  | 2 | Education - Secondary School | Existing | Palmdale (China Lake for pre-2014) | SDG&E
NG-WtrHt-SmlInst-Gas-150kBtuh-lt2G-0p82EF-40g | DEER2015 | WaterHeater-Calculator-v1.1 | 2015-03-19 14:45 | SDG | ESe | Ex | Any | CZ15 | Each | 6.17 | 150000 |  | 0 | 0 | 239 | 0 | 0 | 239 | 0 | 0 | 192 | 0 | 0 | 192 |  |  | 2 | Education - Secondary School | Existing | Palm Springs-Intl (El Centro for pre-2014) | SDG&E
NG-WtrHt-SmlInst-Gas-150kBtuh-lt2G-0p82EF-40g | DEER2015 | WaterHeater-Calculator-v1.1 | 2015-03-19 14:45 | SDG | ESe | Ex | Any | IOU | Each | 6.17 | 150000 |  | 0 | 0 | 271 | 0 | 0 | 271 | 0 | 0 | 220 | 0 | 0 | 220 |  |  | 2 | Education - Secondary School | Existing | IOU Territory | SDG&E
NG-WtrHt-SmlInst-Gas-150kBtuh-lt2G-0p82EF-40g | DEER2015 | WaterHeater-Calculator-v1.1 | 2015-03-19 14:45 | SDG | EUD | Ex | Any | CZ06 | Each | 5.92 | 170000 |  | 0 | 0 | 221 | 0 | 0 | 221 | 0 | 0 | 190 | 0 | 0 | 190 |  |  | 2 | University Dormitory | Existing | Torrance (Los Angeles for pre-2014) | SDG&E
NG-WtrHt-SmlInst-Gas-150kBtuh-lt2G-0p82EF-40g | DEER2015 | WaterHeater-Calculator-v1.1 | 2015-03-19 14:45 | SDG | EUD | Ex | Any | CZ07 | Each | 5.92 | 170000 |  | 0 | 0 | 219 | 0 | 0 | 219 | 0 | 0 | 188 | 0 | 0 | 188 |  |  | 2 | University Dormitory | Existing | San Diego-Lindbergh | SDG&E
NG-WtrHt-SmlInst-Gas-150kBtuh-lt2G-0p82EF-40g | DEER2015 | WaterHeater-Calculator-v1.1 | 2015-03-19 14:45 | SDG | EUD | Ex | Any | CZ08 | Each | 5.92 | 170000 |  | 0 | 0 | 213 | 0 | 0 | 213 | 0 | 0 | 182 | 0 | 0 | 182 |  |  | 2 | University Dormitory | Existing | Fullerton (El Toro for pre-2014) | SDG&E
NG-WtrHt-SmlInst-Gas-150kBtuh-lt2G-0p82EF-40g | DEER2015 | WaterHeater-Calculator-v1.1 | 2015-03-19 14:45 | SDG | EUD | Ex | Any | CZ10 | Each | 5.92 | 170000 |  | 0 | 0 | 210 | 0 | 0 | 210 | 0 | 0 | 180 | 0 | 0 | 180 |  |  | 2 | University Dormitory | Existing | Riverside | SDG&E
NG-WtrHt-SmlInst-Gas-150kBtuh-lt2G-0p82EF-40g | DEER2015 | WaterHeater-Calculator-v1.1 | 2015-03-19 14:45 | SDG | EUD | Ex | Any | CZ14 | Each | 5.92 | 170000 |  | 0 | 0 | 217 | 0 | 0 | 217 | 0 | 0 | 186 | 0 | 0 | 186 |  |  | 2 | University Dormitory | Existing | Palmdale (China Lake for pre-2014) | SDG&E
NG-WtrHt-SmlInst-Gas-150kBtuh-lt2G-0p82EF-40g | DEER2015 | WaterHeater-Calculator-v1.1 | 2015-03-19 14:45 | SDG | EUD | Ex | Any | IOU | Each | 5.92 | 170000 |  | 0 | 0 | 217 | 0 | 0 | 217 | 0 | 0 | 186 | 0 | 0 | 186 |  |  | 2 | University Dormitory | Existing | IOU Territory | SDG&E
NG-WtrHt-SmlInst-Gas-150kBtuh-lt2G-0p82EF-40g | DEER2015 | WaterHeater-Calculator-v1.1 | 2015-03-19 14:45 | SDG | EUn | Ex | Any | CZ06 | Each | 17.4 | 830000 |  | 0 | 0 | 362 | 0 | 0 | 362 | 0 | 0 | 309 | 0 | 0 | 309 |  |  | 2 | Education - University | Existing | Torrance (Los Angeles for pre-2014) | SDG&E
NG-WtrHt-SmlInst-Gas-150kBtuh-lt2G-0p82EF-40g | DEER2015 | WaterHeater-Calculator-v1.1 | 2015-03-19 14:45 | SDG | EUn | Ex | Any | CZ07 | Each | 17.4 | 830000 |  | 0 | 0 | 359 | 0 | 0 | 359 | 0 | 0 | 307 | 0 | 0 | 307 |  |  | 2 | Education - University | Existing | San Diego-Lindbergh | SDG&E
NG-WtrHt-SmlInst-Gas-150kBtuh-lt2G-0p82EF-40g | DEER2015 | WaterHeater-Calculator-v1.1 | 2015-03-19 14:45 | SDG | EUn | Ex | Any | CZ08 | Each | 17.4 | 830000 |  | 0 | 0 | 352 | 0 | 0 | 352 | 0 | 0 | 301 | 0 | 0 | 301 |  |  | 2 | Education - University | Existing | Fullerton (El Toro for pre-2014) | SDG&E
NG-WtrHt-SmlInst-Gas-150kBtuh-lt2G-0p82EF-40g | DEER2015 | WaterHeater-Calculator-v1.1 | 2015-03-19 14:45 | SDG | EUn | Ex | Any | CZ10 | Each | 17.4 | 830000 |  | 0 | 0 | 350 | 0 | 0 | 350 | 0 | 0 | 299 | 0 | 0 | 299 |  |  | 2 | Education - University | Existing | Riverside | SDG&E
NG-WtrHt-SmlInst-Gas-150kBtuh-lt2G-0p82EF-40g | DEER2015 | WaterHeater-Calculator-v1.1 | 2015-03-19 14:45 | SDG | EUn | Ex | Any | CZ14 | Each | 17.4 | 830000 |  | 0 | 0 | 400 | 0 | 0 | 400 | 0 | 0 | 343 | 0 | 0 | 343 |  |  | 2 | Education - University | Existing | Palmdale (China Lake for pre-2014) | SDG&E
NG-WtrHt-SmlInst-Gas-150kBtuh-lt2G-0p82EF-40g | DEER2015 | WaterHeater-Calculator-v1.1 | 2015-03-19 14:45 | SDG | EUn | Ex | Any | IOU | Each | 17.4 | 830000 |  | 0 | 0 | 357 | 0 | 0 | 357 | 0 | 0 | 305 | 0 | 0 | 305 |  |  | 2 | Education - University | Existing | IOU Territory | SDG&E
NG-WtrHt-SmlInst-Gas-150kBtuh-lt2G-0p82EF-40g | DEER2015 | WaterHeater-Calculator-v1.1 | 2015-03-19 14:45 | SDG | Gro | Ex | Any | CZ06 | Each | 0.96 | 50000 |  | 0 | 0 | 484 | 0 | 0 | 484 | 0 | 0 | 427 | 0 | 0 | 427 |  |  | 2 | Grocery | Existing | Torrance (Los Angeles for pre-2014) | SDG&E
NG-WtrHt-SmlInst-Gas-150kBtuh-lt2G-0p82EF-40g | DEER2015 | WaterHeater-Calculator-v1.1 | 2015-03-19 14:45 | SDG | Gro | Ex | Any | CZ07 | Each | 0.96 | 50000 |  | 0 | 0 | 480 | 0 | 0 | 480 | 0 | 0 | 423 | 0 | 0 | 423 |  |  | 2 | Grocery | Existing | San Diego-Lindbergh | SDG&E
NG-WtrHt-SmlInst-Gas-150kBtuh-lt2G-0p82EF-40g | DEER2015 | WaterHeater-Calculator-v1.1 | 2015-03-19 14:45 | SDG | Gro | Ex | Any | CZ08 | Each | 0.96 | 50000 |  | 0 | 0 | 471 | 0 | 0 | 471 | 0 | 0 | 416 | 0 | 0 | 416 |  |  | 2 | Grocery | Existing | Fullerton (El Toro for pre-2014) | SDG&E
NG-WtrHt-SmlInst-Gas-150kBtuh-lt2G-0p82EF-40g | DEER2015 | WaterHeater-Calculator-v1.1 | 2015-03-19 14:45 | SDG | Gro | Ex | Any | CZ10 | Each | 0.96 | 50000 |  | 0 | 0 | 468 | 0 | 0 | 468 | 0 | 0 | 413 | 0 | 0 | 413 |  |  | 2 | Grocery | Existing | Riverside | SDG&E
NG-WtrHt-SmlInst-Gas-150kBtuh-lt2G-0p82EF-40g | DEER2015 | WaterHeater-Calculator-v1.1 | 2015-03-19 14:45 | SDG | Gro | Ex | Any | CZ14 | Each | 0.96 | 50000 |  | 0 | 0 | 509 | 0 | 0 | 509 | 0 | 0 | 450 | 0 | 0 | 450 |  |  | 2 | Grocery | Existing | Palmdale (China Lake for pre-2014) | SDG&E
NG-WtrHt-SmlInst-Gas-150kBtuh-lt2G-0p82EF-40g | DEER2015 | WaterHeater-Calculator-v1.1 | 2015-03-19 14:45 | SDG | Gro | Ex | Any | CZ15 | Each | 0.96 | 50000 |  | 0 | 0 | 407 | 0 | 0 | 407 | 0 | 0 | 356 | 0 | 0 | 356 |  |  | 2 | Grocery | Existing | Palm Springs-Intl (El Centro for pre-2014) | SDG&E
NG-WtrHt-SmlInst-Gas-150kBtuh-lt2G-0p82EF-40g | DEER2015 | WaterHeater-Calculator-v1.1 | 2015-03-19 14:45 | SDG | Gro | Ex | Any | IOU | Each | 0.96 | 50000 |  | 0 | 0 | 477 | 0 | 0 | 477 | 0 | 0 | 420 | 0 | 0 | 420 |  |  | 2 | Grocery | Existing | IOU Territory | SDG&E
NG-WtrHt-SmlInst-Gas-150kBtuh-lt2G-0p82EF-40g | DEER2015 | WaterHeater-Calculator-v1.1 | 2015-03-19 14:45 | SDG | HGR | Ex | Any | CZ06 | Each | 9.55 | 321000 |  | 0 | 0 | 294 | 0 | 0 | 294 | 0 | 0 | 262 | 0 | 0 | 262 |  |  | 2 | Hotel Guest Room | Existing | Torrance (Los Angeles for pre-2014) | SDG&E
NG-WtrHt-SmlInst-Gas-150kBtuh-lt2G-0p82EF-40g | DEER2015 | WaterHeater-Calculator-v1.1 | 2015-03-19 14:45 | SDG | HGR | Ex | Any | CZ07 | Each | 9.55 | 321000 |  | 0 | 0 | 289 | 0 | 0 | 289 | 0 | 0 | 257 | 0 | 0 | 257 |  |  | 2 | Hotel Guest Room | Existing | San Diego-Lindbergh | SDG&E
NG-WtrHt-SmlInst-Gas-150kBtuh-lt2G-0p82EF-40g | DEER2015 | WaterHeater-Calculator-v1.1 | 2015-03-19 14:45 | SDG | HGR | Ex | Any | CZ08 | Each | 9.55 | 321000 |  | 0 | 0 | 283 | 0 | 0 | 283 | 0 | 0 | 252 | 0 | 0 | 252 |  |  | 2 | Hotel Guest Room | Existing | Fullerton (El Toro for pre-2014) | SDG&E
NG-WtrHt-SmlInst-Gas-150kBtuh-lt2G-0p82EF-40g | DEER2015 | WaterHeater-Calculator-v1.1 | 2015-03-19 14:45 | SDG | HGR | Ex | Any | CZ10 | Each | 9.55 | 321000 |  | 0 | 0 | 281 | 0 | 0 | 281 | 0 | 0 | 250 | 0 | 0 | 250 |  |  | 2 | Hotel Guest Room | Existing | Riverside | SDG&E
NG-WtrHt-SmlInst-Gas-150kBtuh-lt2G-0p82EF-40g | DEER2015 | WaterHeater-Calculator-v1.1 | 2015-03-19 14:45 | SDG | HGR | Ex | Any | CZ14 | Each | 9.55 | 321000 |  | 0 | 0 | 290 | 0 | 0 | 290 | 0 | 0 | 258 | 0 | 0 | 258 |  |  | 2 | Hotel Guest Room | Existing | Palmdale (China Lake for pre-2014) | SDG&E
NG-WtrHt-SmlInst-Gas-150kBtuh-lt2G-0p82EF-40g | DEER2015 | WaterHeater-Calculator-v1.1 | 2015-03-19 14:45 | SDG | HGR | Ex | Any | CZ15 | Each | 9.55 | 321000 |  | 0 | 0 | 223 | 0 | 0 | 223 | 0 | 0 | 195 | 0 | 0 | 195 |  |  | 2 | Hotel Guest Room | Existing | Palm Springs-Intl (El Centro for pre-2014) | SDG&E
NG-WtrHt-SmlInst-Gas-150kBtuh-lt2G-0p82EF-40g | DEER2015 | WaterHeater-Calculator-v1.1 | 2015-03-19 14:45 | SDG | HGR | Ex | Any | IOU | Each | 9.55 | 321000 |  | 0 | 0 | 288 | 0 | 0 | 288 | 0 | 0 | 256 | 0 | 0 | 256 |  |  | 2 | Hotel Guest Room | Existing | IOU Territory | SDG&E
NG-WtrHt-SmlInst-Gas-150kBtuh-lt2G-0p82EF-40g | DEER2015 | WaterHeater-Calculator-v1.1 | 2015-03-19 14:45 | SDG | Hsp | Ex | Any | CZ06 | Each | 22.2 | 500000 |  | 0 | 0 | 512 | 0 | 0 | 512 | 0 | 0 | 454 | 0 | 0 | 454 |  |  | 2 | Health/Medical - Hospital | Existing | Torrance (Los Angeles for pre-2014) | SDG&E
NG-WtrHt-SmlInst-Gas-150kBtuh-lt2G-0p82EF-40g | DEER2015 | WaterHeater-Calculator-v1.1 | 2015-03-19 14:45 | SDG | Hsp | Ex | Any | CZ07 | Each | 22.2 | 500000 |  | 0 | 0 | 506 | 0 | 0 | 506 | 0 | 0 | 449 | 0 | 0 | 449 |  |  | 2 | Health/Medical - Hospital | Existing | San Diego-Lindbergh | SDG&E
NG-WtrHt-SmlInst-Gas-150kBtuh-lt2G-0p82EF-40g | DEER2015 | WaterHeater-Calculator-v1.1 | 2015-03-19 14:45 | SDG | Hsp | Ex | Any | CZ08 | Each | 22.2 | 500000 |  | 0 | 0 | 501 | 0 | 0 | 501 | 0 | 0 | 444 | 0 | 0 | 444 |  |  | 2 | Health/Medical - Hospital | Existing | Fullerton (El Toro for pre-2014) | SDG&E
NG-WtrHt-SmlInst-Gas-150kBtuh-lt2G-0p82EF-40g | DEER2015 | WaterHeater-Calculator-v1.1 | 2015-03-19 14:45 | SDG | Hsp | Ex | Any | CZ10 | Each | 22.2 | 500000 |  | 0 | 0 | 498 | 0 | 0 | 498 | 0 | 0 | 442 | 0 | 0 | 442 |  |  | 2 | Health/Medical - Hospital | Existing | Riverside | SDG&E
NG-WtrHt-SmlInst-Gas-150kBtuh-lt2G-0p82EF-40g | DEER2015 | WaterHeater-Calculator-v1.1 | 2015-03-19 14:45 | SDG | Hsp | Ex | Any | CZ14 | Each | 22.2 | 500000 |  | 0 | 0 | 513 | 0 | 0 | 513 | 0 | 0 | 455 | 0 | 0 | 455 |  |  | 2 | Health/Medical - Hospital | Existing | Palmdale (China Lake for pre-2014) | SDG&E
NG-WtrHt-SmlInst-Gas-150kBtuh-lt2G-0p82EF-40g | DEER2015 | WaterHeater-Calculator-v1.1 | 2015-03-19 14:45 | SDG | Hsp | Ex | Any | IOU | Each | 22.2 | 500000 |  | 0 | 0 | 505 | 0 | 0 | 505 | 0 | 0 | 448 | 0 | 0 | 448 |  |  | 2 | Health/Medical - Hospital | Existing | IOU Territory | SDG&E
NG-WtrHt-SmlInst-Gas-150kBtuh-lt2G-0p82EF-40g | DEER2015 | WaterHeater-Calculator-v1.1 | 2015-03-19 14:45 | SDG | Htl | Ex | Any | CZ06 | Each | 1.83 | 78900 |  | 0 | 0 | 621 | 0 | 0 | 621 | 0 | 0 | 562 | 0 | 0 | 562 |  |  | 2 | Lodging - Hotel | Existing | Torrance (Los Angeles for pre-2014) | SDG&E
NG-WtrHt-SmlInst-Gas-150kBtuh-lt2G-0p82EF-40g | DEER2015 | WaterHeater-Calculator-v1.1 | 2015-03-19 14:45 | SDG | Htl | Ex | Any | CZ07 | Each | 1.83 | 78900 |  | 0 | 0 | 614 | 0 | 0 | 614 | 0 | 0 | 557 | 0 | 0 | 557 |  |  | 2 | Lodging - Hotel | Existing | San Diego-Lindbergh | SDG&E
NG-WtrHt-SmlInst-Gas-150kBtuh-lt2G-0p82EF-40g | DEER2015 | WaterHeater-Calculator-v1.1 | 2015-03-19 14:45 | SDG | Htl | Ex | Any | CZ08 | Each | 1.83 | 78900 |  | 0 | 0 | 607 | 0 | 0 | 607 | 0 | 0 | 549 | 0 | 0 | 549 |  |  | 2 | Lodging - Hotel | Existing | Fullerton (El Toro for pre-2014) | SDG&E
NG-WtrHt-SmlInst-Gas-150kBtuh-lt2G-0p82EF-40g | DEER2015 | WaterHeater-Calculator-v1.1 | 2015-03-19 14:45 | SDG | Htl | Ex | Any | CZ10 | Each | 1.83 | 78900 |  | 0 | 0 | 604 | 0 | 0 | 604 | 0 | 0 | 546 | 0 | 0 | 546 |  |  | 2 | Lodging - Hotel | Existing | Riverside | SDG&E
NG-WtrHt-SmlInst-Gas-150kBtuh-lt2G-0p82EF-40g | DEER2015 | WaterHeater-Calculator-v1.1 | 2015-03-19 14:45 | SDG | Htl | Ex | Any | CZ14 | Each | 1.83 | 78900 |  | 0 | 0 | 622 | 0 | 0 | 622 | 0 | 0 | 562 | 0 | 0 | 562 |  |  | 2 | Lodging - Hotel | Existing | Palmdale (China Lake for pre-2014) | SDG&E
NG-WtrHt-SmlInst-Gas-150kBtuh-lt2G-0p82EF-40g | DEER2015 | WaterHeater-Calculator-v1.1 | 2015-03-19 14:45 | SDG | Htl | Ex | Any | CZ15 | Each | 1.83 | 78900 |  | 0 | 0 | 524 | 0 | 0 | 524 | 0 | 0 | 471 | 0 | 0 | 471 |  |  | 2 | Lodging - Hotel | Existing | Palm Springs-Intl (El Centro for pre-2014) | SDG&E
NG-WtrHt-SmlInst-Gas-150kBtuh-lt2G-0p82EF-40g | DEER2015 | WaterHeater-Calculator-v1.1 | 2015-03-19 14:45 | SDG | Htl | Ex | Any | IOU | Each | 1.83 | 78900 |  | 0 | 0 | 612 | 0 | 0 | 612 | 0 | 0 | 555 | 0 | 0 | 555 |  |  | 2 | Lodging - Hotel | Existing | IOU Territory | SDG&E
NG-WtrHt-SmlInst-Gas-150kBtuh-lt2G-0p82EF-40g | DEER2015 | WaterHeater-Calculator-v1.1 | 2015-03-19 14:45 | SDG | MBT | Ex | Any | CZ06 | Each | 1.66 | 200000 |  | 0 | 0 | 328 | 0 | 0 | 328 | 0 | 0 | 279 | 0 | 0 | 279 |  |  | 2 | Manufacturing Biotech | Existing | Torrance (Los Angeles for pre-2014) | SDG&E
NG-WtrHt-SmlInst-Gas-150kBtuh-lt2G-0p82EF-40g | DEER2015 | WaterHeater-Calculator-v1.1 | 2015-03-19 14:45 | SDG | MBT | Ex | Any | CZ07 | Each | 1.66 | 200000 |  | 0 | 0 | 325 | 0 | 0 | 325 | 0 | 0 | 276 | 0 | 0 | 276 |  |  | 2 | Manufacturing Biotech | Existing | San Diego-Lindbergh | SDG&E
NG-WtrHt-SmlInst-Gas-150kBtuh-lt2G-0p82EF-40g | DEER2015 | WaterHeater-Calculator-v1.1 | 2015-03-19 14:45 | SDG | MBT | Ex | Any | CZ08 | Each | 1.66 | 200000 |  | 0 | 0 | 322 | 0 | 0 | 322 | 0 | 0 | 273 | 0 | 0 | 273 |  |  | 2 | Manufacturing Biotech | Existing | Fullerton (El Toro for pre-2014) | SDG&E
NG-WtrHt-SmlInst-Gas-150kBtuh-lt2G-0p82EF-40g | DEER2015 | WaterHeater-Calculator-v1.1 | 2015-03-19 14:45 | SDG | MBT | Ex | Any | CZ10 | Each | 1.66 | 200000 |  | 0 | 0 | 321 | 0 | 0 | 321 | 0 | 0 | 272 | 0 | 0 | 272 |  |  | 2 | Manufacturing Biotech | Existing | Riverside | SDG&E
NG-WtrHt-SmlInst-Gas-150kBtuh-lt2G-0p82EF-40g | DEER2015 | WaterHeater-Calculator-v1.1 | 2015-03-19 14:45 | SDG | MBT | Ex | Any | CZ14 | Each | 1.66 | 200000 |  | 0 | 0 | 361 | 0 | 0 | 361 | 0 | 0 | 308 | 0 | 0 | 308 |  |  | 2 | Manufacturing Biotech | Existing | Palmdale (China Lake for pre-2014) | SDG&E
NG-WtrHt-SmlInst-Gas-150kBtuh-lt2G-0p82EF-40g | DEER2015 | WaterHeater-Calculator-v1.1 | 2015-03-19 14:45 | SDG | MBT | Ex | Any | CZ15 | Each | 1.66 | 200000 |  | 0 | 0 | 286 | 0 | 0 | 286 | 0 | 0 | 240 | 0 | 0 | 240 |  |  | 2 | Manufacturing Biotech | Existing | Palm Springs-Intl (El Centro for pre-2014) | SDG&E
NG-WtrHt-SmlInst-Gas-150kBtuh-lt2G-0p82EF-40g | DEER2015 | WaterHeater-Calculator-v1.1 | 2015-03-19 14:45 | SDG | MBT | Ex | Any | IOU | Each | 1.66 | 200000 |  | 0 | 0 | 324 | 0 | 0 | 324 | 0 | 0 | 275 | 0 | 0 | 275 |  |  | 2 | Manufacturing Biotech | Existing | IOU Territory | SDG&E
NG-WtrHt-SmlInst-Gas-150kBtuh-lt2G-0p82EF-40g | DEER2015 | WaterHeater-Calculator-v1.1 | 2015-03-19 14:45 | SDG | MLI | Ex | Any | CZ06 | Each | 0.991 | 100000 |  | 0 | 0 | 335 | 0 | 0 | 335 | 0 | 0 | 284 | 0 | 0 | 284 |  |  | 2 | Manufacturing Light Industrial | Existing | Torrance (Los Angeles for pre-2014) | SDG&E
NG-WtrHt-SmlInst-Gas-150kBtuh-lt2G-0p82EF-40g | DEER2015 | WaterHeater-Calculator-v1.1 | 2015-03-19 14:45 | SDG | MLI | Ex | Any | CZ07 | Each | 0.991 | 100000 |  | 0 | 0 | 332 | 0 | 0 | 332 | 0 | 0 | 282 | 0 | 0 | 282 |  |  | 2 | Manufacturing Light Industrial | Existing | San Diego-Lindbergh | SDG&E
NG-WtrHt-SmlInst-Gas-150kBtuh-lt2G-0p82EF-40g | DEER2015 | WaterHeater-Calculator-v1.1 | 2015-03-19 14:45 | SDG | MLI | Ex | Any | CZ08 | Each | 0.991 | 100000 |  | 0 | 0 | 326 | 0 | 0 | 326 | 0 | 0 | 277 | 0 | 0 | 277 |  |  | 2 | Manufacturing Light Industrial | Existing | Fullerton (El Toro for pre-2014) | SDG&E
NG-WtrHt-SmlInst-Gas-150kBtuh-lt2G-0p82EF-40g | DEER2015 | WaterHeater-Calculator-v1.1 | 2015-03-19 14:45 | SDG | MLI | Ex | Any | CZ10 | Each | 0.991 | 100000 |  | 0 | 0 | 324 | 0 | 0 | 324 | 0 | 0 | 275 | 0 | 0 | 275 |  |  | 2 | Manufacturing Light Industrial | Existing | Riverside | SDG&E
NG-WtrHt-SmlInst-Gas-150kBtuh-lt2G-0p82EF-40g | DEER2015 | WaterHeater-Calculator-v1.1 | 2015-03-19 14:45 | SDG | MLI | Ex | Any | CZ14 | Each | 0.991 | 100000 |  | 0 | 0 | 366 | 0 | 0 | 366 | 0 | 0 | 312 | 0 | 0 | 312 |  |  | 2 | Manufacturing Light Industrial | Existing | Palmdale (China Lake for pre-2014) | SDG&E
NG-WtrHt-SmlInst-Gas-150kBtuh-lt2G-0p82EF-40g | DEER2015 | WaterHeater-Calculator-v1.1 | 2015-03-19 14:45 | SDG | MLI | Ex | Any | CZ15 | Each | 0.991 | 100000 |  | 0 | 0 | 287 | 0 | 0 | 287 | 0 | 0 | 240 | 0 | 0 | 240 |  |  | 2 | Manufacturing Light Industrial | Existing | Palm Springs-Intl (El Centro for pre-2014) | SDG&E
NG-WtrHt-SmlInst-Gas-150kBtuh-lt2G-0p82EF-40g | DEER2015 | WaterHeater-Calculator-v1.1 | 2015-03-19 14:45 | SDG | MLI | Ex | Any | IOU | Each | 0.991 | 100000 |  | 0 | 0 | 330 | 0 | 0 | 330 | 0 | 0 | 280 | 0 | 0 | 280 |  |  | 2 | Manufacturing Light Industrial | Existing | IOU Territory | SDG&E
NG-WtrHt-SmlInst-Gas-150kBtuh-lt2G-0p82EF-40g | DEER2015 | WaterHeater-Calculator-v1.1 | 2015-03-19 14:45 | SDG | Mtl | Ex | Any | CZ06 | Each | 0.519 | 60000 |  | 0 | 0 | 377 | 0 | 0 | 377 | 0 | 0 | 326 | 0 | 0 | 326 |  |  | 2 | Lodging - Motel | Existing | Torrance (Los Angeles for pre-2014) | SDG&E
NG-WtrHt-SmlInst-Gas-150kBtuh-lt2G-0p82EF-40g | DEER2015 | WaterHeater-Calculator-v1.1 | 2015-03-19 14:45 | SDG | Mtl | Ex | Any | CZ07 | Each | 0.519 | 60000 |  | 0 | 0 | 373 | 0 | 0 | 373 | 0 | 0 | 322 | 0 | 0 | 322 |  |  | 2 | Lodging - Motel | Existing | San Diego-Lindbergh | SDG&E
NG-WtrHt-SmlInst-Gas-150kBtuh-lt2G-0p82EF-40g | DEER2015 | WaterHeater-Calculator-v1.1 | 2015-03-19 14:45 | SDG | Mtl | Ex | Any | CZ08 | Each | 0.519 | 60000 |  | 0 | 0 | 368 | 0 | 0 | 368 | 0 | 0 | 318 | 0 | 0 | 318 |  |  | 2 | Lodging - Motel | Existing | Fullerton (El Toro for pre-2014) | SDG&E
NG-WtrHt-SmlInst-Gas-150kBtuh-lt2G-0p82EF-40g | DEER2015 | WaterHeater-Calculator-v1.1 | 2015-03-19 14:45 | SDG | Mtl | Ex | Any | CZ10 | Each | 0.519 | 60000 |  | 0 | 0 | 367 | 0 | 0 | 367 | 0 | 0 | 317 | 0 | 0 | 317 |  |  | 2 | Lodging - Motel | Existing | Riverside | SDG&E
NG-WtrHt-SmlInst-Gas-150kBtuh-lt2G-0p82EF-40g | DEER2015 | WaterHeater-Calculator-v1.1 | 2015-03-19 14:45 | SDG | Mtl | Ex | Any | CZ14 | Each | 0.519 | 60000 |  | 0 | 0 | 391 | 0 | 0 | 391 | 0 | 0 | 339 | 0 | 0 | 339 |  |  | 2 | Lodging - Motel | Existing | Palmdale (China Lake for pre-2014) | SDG&E
NG-WtrHt-SmlInst-Gas-150kBtuh-lt2G-0p82EF-40g | DEER2015 | WaterHeater-Calculator-v1.1 | 2015-03-19 14:45 | SDG | Mtl | Ex | Any | CZ15 | Each | 0.519 | 60000 |  | 0 | 0 | 323 | 0 | 0 | 323 | 0 | 0 | 277 | 0 | 0 | 277 |  |  | 2 | Lodging - Motel | Existing | Palm Springs-Intl (El Centro for pre-2014) | SDG&E
NG-WtrHt-SmlInst-Gas-150kBtuh-lt2G-0p82EF-40g | DEER2015 | WaterHeater-Calculator-v1.1 | 2015-03-19 14:45 | SDG | Mtl | Ex | Any | IOU | Each | 0.519 | 60000 |  | 0 | 0 | 372 | 0 | 0 | 372 | 0 | 0 | 321 | 0 | 0 | 321 |  |  | 2 | Lodging - Motel | Existing | IOU Territory | SDG&E
NG-WtrHt-SmlInst-Gas-150kBtuh-lt2G-0p82EF-40g | DEER2015 | WaterHeater-Calculator-v1.1 | 2015-03-19 14:45 | SDG | Nrs | Ex | Any | CZ06 | Each | 3.27 | 120000 |  | 0 | 0 | 554 | 0 | 0 | 554 | 0 | 0 | 495 | 0 | 0 | 495 |  |  | 2 | Health/Medical - Nursing Home | Existing | Torrance (Los Angeles for pre-2014) | SDG&E
NG-WtrHt-SmlInst-Gas-150kBtuh-lt2G-0p82EF-40g | DEER2015 | WaterHeater-Calculator-v1.1 | 2015-03-19 14:45 | SDG | Nrs | Ex | Any | CZ07 | Each | 3.27 | 120000 |  | 0 | 0 | 548 | 0 | 0 | 548 | 0 | 0 | 490 | 0 | 0 | 490 |  |  | 2 | Health/Medical - Nursing Home | Existing | San Diego-Lindbergh | SDG&E
NG-WtrHt-SmlInst-Gas-150kBtuh-lt2G-0p82EF-40g | DEER2015 | WaterHeater-Calculator-v1.1 | 2015-03-19 14:45 | SDG | Nrs | Ex | Any | CZ08 | Each | 3.27 | 120000 |  | 0 | 0 | 542 | 0 | 0 | 542 | 0 | 0 | 484 | 0 | 0 | 484 |  |  | 2 | Health/Medical - Nursing Home | Existing | Fullerton (El Toro for pre-2014) | SDG&E
NG-WtrHt-SmlInst-Gas-150kBtuh-lt2G-0p82EF-40g | DEER2015 | WaterHeater-Calculator-v1.1 | 2015-03-19 14:45 | SDG | Nrs | Ex | Any | CZ10 | Each | 3.27 | 120000 |  | 0 | 0 | 539 | 0 | 0 | 539 | 0 | 0 | 481 | 0 | 0 | 481 |  |  | 2 | Health/Medical - Nursing Home | Existing | Riverside | SDG&E
NG-WtrHt-SmlInst-Gas-150kBtuh-lt2G-0p82EF-40g | DEER2015 | WaterHeater-Calculator-v1.1 | 2015-03-19 14:45 | SDG | Nrs | Ex | Any | CZ14 | Each | 3.27 | 120000 |  | 0 | 0 | 555 | 0 | 0 | 555 | 0 | 0 | 495 | 0 | 0 | 495 |  |  | 2 | Health/Medical - Nursing Home | Existing | Palmdale (China Lake for pre-2014) | SDG&E
NG-WtrHt-SmlInst-Gas-150kBtuh-lt2G-0p82EF-40g | DEER2015 | WaterHeater-Calculator-v1.1 | 2015-03-19 14:45 | SDG | Nrs | Ex | Any | IOU | Each | 3.27 | 120000 |  | 0 | 0 | 547 | 0 | 0 | 547 | 0 | 0 | 489 | 0 | 0 | 489 |  |  | 2 | Health/Medical - Nursing Home | Existing | IOU Territory | SDG&E
NG-WtrHt-SmlInst-Gas-150kBtuh-lt2G-0p82EF-40g | DEER2015 | WaterHeater-Calculator-v1.1 | 2015-03-19 14:45 | SDG | OfL | Ex | Any | CZ06 | Each | 1.26 | 175000 |  | 0 | 0 | 323 | 0 | 0 | 323 | 0 | 0 | 272 | 0 | 0 | 272 |  |  | 2 | Office - Large | Existing | Torrance (Los Angeles for pre-2014) | SDG&E
NG-WtrHt-SmlInst-Gas-150kBtuh-lt2G-0p82EF-40g | DEER2015 | WaterHeater-Calculator-v1.1 | 2015-03-19 14:45 | SDG | OfL | Ex | Any | CZ07 | Each | 1.26 | 175000 |  | 0 | 0 | 320 | 0 | 0 | 320 | 0 | 0 | 270 | 0 | 0 | 270 |  |  | 2 | Office - Large | Existing | San Diego-Lindbergh | SDG&E
NG-WtrHt-SmlInst-Gas-150kBtuh-lt2G-0p82EF-40g | DEER2015 | WaterHeater-Calculator-v1.1 | 2015-03-19 14:45 | SDG | OfL | Ex | Any | CZ08 | Each | 1.26 | 175000 |  | 0 | 0 | 317 | 0 | 0 | 317 | 0 | 0 | 267 | 0 | 0 | 267 |  |  | 2 | Office - Large | Existing | Fullerton (El Toro for pre-2014) | SDG&E
NG-WtrHt-SmlInst-Gas-150kBtuh-lt2G-0p82EF-40g | DEER2015 | WaterHeater-Calculator-v1.1 | 2015-03-19 14:45 | SDG | OfL | Ex | Any | CZ10 | Each | 1.26 | 175000 |  | 0 | 0 | 316 | 0 | 0 | 316 | 0 | 0 | 266 | 0 | 0 | 266 |  |  | 2 | Office - Large | Existing | Riverside | SDG&E
NG-WtrHt-SmlInst-Gas-150kBtuh-lt2G-0p82EF-40g | DEER2015 | WaterHeater-Calculator-v1.1 | 2015-03-19 14:45 | SDG | OfL | Ex | Any | CZ14 | Each | 1.26 | 175000 |  | 0 | 0 | 365 | 0 | 0 | 365 | 0 | 0 | 310 | 0 | 0 | 310 |  |  | 2 | Office - Large | Existing | Palmdale (China Lake for pre-2014) | SDG&E
NG-WtrHt-SmlInst-Gas-150kBtuh-lt2G-0p82EF-40g | DEER2015 | WaterHeater-Calculator-v1.1 | 2015-03-19 14:45 | SDG | OfL | Ex | Any | CZ15 | Each | 1.26 | 175000 |  | 0 | 0 | 283 | 0 | 0 | 283 | 0 | 0 | 235 | 0 | 0 | 235 |  |  | 2 | Office - Large | Existing | Palm Springs-Intl (El Centro for pre-2014) | SDG&E
NG-WtrHt-SmlInst-Gas-150kBtuh-lt2G-0p82EF-40g | DEER2015 | WaterHeater-Calculator-v1.1 | 2015-03-19 14:45 | SDG | OfL | Ex | Any | IOU | Each | 1.26 | 175000 |  | 0 | 0 | 319 | 0 | 0 | 319 | 0 | 0 | 269 | 0 | 0 | 269 |  |  | 2 | Office - Large | Existing | IOU Territory | SDG&E
NG-WtrHt-SmlInst-Gas-150kBtuh-lt2G-0p82EF-40g | DEER2015 | WaterHeater-Calculator-v1.1 | 2015-03-19 14:45 | SDG | OfS | Ex | Any | CZ06 | Each | 0.072 | 10000 |  | 0 | 0 | 309 | 0 | 0 | 309 | 0 | 0 | 258 | 0 | 0 | 258 |  |  | 2 | Office - Small | Existing | Torrance (Los Angeles for pre-2014) | SDG&E
NG-WtrHt-SmlInst-Gas-150kBtuh-lt2G-0p82EF-40g | DEER2015 | WaterHeater-Calculator-v1.1 | 2015-03-19 14:45 | SDG | OfS | Ex | Any | CZ07 | Each | 0.072 | 10000 |  | 0 | 0 | 305 | 0 | 0 | 305 | 0 | 0 | 255 | 0 | 0 | 255 |  |  | 2 | Office - Small | Existing | San Diego-Lindbergh | SDG&E
NG-WtrHt-SmlInst-Gas-150kBtuh-lt2G-0p82EF-40g | DEER2015 | WaterHeater-Calculator-v1.1 | 2015-03-19 14:45 | SDG | OfS | Ex | Any | CZ08 | Each | 0.072 | 10000 |  | 0 | 0 | 303 | 0 | 0 | 303 | 0 | 0 | 253 | 0 | 0 | 253 |  |  | 2 | Office - Small | Existing | Fullerton (El Toro for pre-2014) | SDG&E
NG-WtrHt-SmlInst-Gas-150kBtuh-lt2G-0p82EF-40g | DEER2015 | WaterHeater-Calculator-v1.1 | 2015-03-19 14:45 | SDG | OfS | Ex | Any | CZ10 | Each | 0.072 | 10000 |  | 0 | 0 | 302 | 0 | 0 | 302 | 0 | 0 | 252 | 0 | 0 | 252 |  |  | 2 | Office - Small | Existing | Riverside | SDG&E
NG-WtrHt-SmlInst-Gas-150kBtuh-lt2G-0p82EF-40g | DEER2015 | WaterHeater-Calculator-v1.1 | 2015-03-19 14:45 | SDG | OfS | Ex | Any | CZ14 | Each | 0.072 | 10000 |  | 0 | 0 | 351 | 0 | 0 | 351 | 0 | 0 | 296 | 0 | 0 | 296 |  |  | 2 | Office - Small | Existing | Palmdale (China Lake for pre-2014) | SDG&E
NG-WtrHt-SmlInst-Gas-150kBtuh-lt2G-0p82EF-40g | DEER2015 | WaterHeater-Calculator-v1.1 | 2015-03-19 14:45 | SDG | OfS | Ex | Any | CZ15 | Each | 0.072 | 10000 |  | 0 | 0 | 271 | 0 | 0 | 271 | 0 | 0 | 223 | 0 | 0 | 223 |  |  | 2 | Office - Small | Existing | Palm Springs-Intl (El Centro for pre-2014) | SDG&E
NG-WtrHt-SmlInst-Gas-150kBtuh-lt2G-0p82EF-40g | DEER2015 | WaterHeater-Calculator-v1.1 | 2015-03-19 14:45 | SDG | OfS | Ex | Any | IOU | Each | 0.072 | 10000 |  | 0 | 0 | 305 | 0 | 0 | 305 | 0 | 0 | 255 | 0 | 0 | 255 |  |  | 2 | Office - Small | Existing | IOU Territory | SDG&E
NG-WtrHt-SmlInst-Gas-150kBtuh-lt2G-0p82EF-40g | DEER2015 | WaterHeater-Calculator-v1.1 | 2015-03-19 14:45 | SDG | RFF | Ex | Any | CZ06 | Each | 0.441 | 4000 |  | 0 | 0 | 325 | 0 | 0 | 325 | 0 | 0 | 272 | 0 | 0 | 272 |  |  | 2 | Restaurant - Fast-Food | Existing | Torrance (Los Angeles for pre-2014) | SDG&E
NG-WtrHt-SmlInst-Gas-150kBtuh-lt2G-0p82EF-40g | DEER2015 | WaterHeater-Calculator-v1.1 | 2015-03-19 14:45 | SDG | RFF | Ex | Any | CZ07 | Each | 0.441 | 4000 |  | 0 | 0 | 324 | 0 | 0 | 324 | 0 | 0 | 271 | 0 | 0 | 271 |  |  | 2 | Restaurant - Fast-Food | Existing | San Diego-Lindbergh | SDG&E
NG-WtrHt-SmlInst-Gas-150kBtuh-lt2G-0p82EF-40g | DEER2015 | WaterHeater-Calculator-v1.1 | 2015-03-19 14:45 | SDG | RFF | Ex | Any | CZ08 | Each | 0.441 | 4000 |  | 0 | 0 | 318 | 0 | 0 | 318 | 0 | 0 | 266 | 0 | 0 | 266 |  |  | 2 | Restaurant - Fast-Food | Existing | Fullerton (El Toro for pre-2014) | SDG&E
NG-WtrHt-SmlInst-Gas-150kBtuh-lt2G-0p82EF-40g | DEER2015 | WaterHeater-Calculator-v1.1 | 2015-03-19 14:45 | SDG | RFF | Ex | Any | CZ10 | Each | 0.441 | 4000 |  | 0 | 0 | 315 | 0 | 0 | 315 | 0 | 0 | 264 | 0 | 0 | 264 |  |  | 2 | Restaurant - Fast-Food | Existing | Riverside | SDG&E
NG-WtrHt-SmlInst-Gas-150kBtuh-lt2G-0p82EF-40g | DEER2015 | WaterHeater-Calculator-v1.1 | 2015-03-19 14:45 | SDG | RFF | Ex | Any | CZ14 | Each | 0.441 | 4000 |  | 0 | 0 | 325 | 0 | 0 | 325 | 0 | 0 | 272 | 0 | 0 | 272 |  |  | 2 | Restaurant - Fast-Food | Existing | Palmdale (China Lake for pre-2014) | SDG&E
NG-WtrHt-SmlInst-Gas-150kBtuh-lt2G-0p82EF-40g | DEER2015 | WaterHeater-Calculator-v1.1 | 2015-03-19 14:45 | SDG | RFF | Ex | Any | CZ15 | Each | 0.441 | 4000 |  | 0 | 0 | 279 | 0 | 0 | 279 | 0 | 0 | 231 | 0 | 0 | 231 |  |  | 2 | Restaurant - Fast-Food | Existing | Palm Springs-Intl (El Centro for pre-2014) | SDG&E
NG-WtrHt-SmlInst-Gas-150kBtuh-lt2G-0p82EF-40g | DEER2015 | WaterHeater-Calculator-v1.1 | 2015-03-19 14:45 | SDG | RFF | Ex | Any | IOU | Each | 0.441 | 4000 |  | 0 | 0 | 322 | 0 | 0 | 322 | 0 | 0 | 269 | 0 | 0 | 269 |  |  | 2 | Restaurant - Fast-Food | Existing | IOU Territory | SDG&E
NG-WtrHt-SmlInst-Gas-150kBtuh-lt2G-0p82EF-40g | DEER2015 | WaterHeater-Calculator-v1.1 | 2015-03-19 14:45 | SDG | RSD | Ex | Any | CZ06 | Each | 0.758 | 2000 |  | 0 | 0 | 337 | 0 | 0 | 337 | 0 | 0 | 284 | 0 | 0 | 284 |  |  | 2 | Restaurant - Sit-Down | Existing | Torrance (Los Angeles for pre-2014) | SDG&E
NG-WtrHt-SmlInst-Gas-150kBtuh-lt2G-0p82EF-40g | DEER2015 | WaterHeater-Calculator-v1.1 | 2015-03-19 14:45 | SDG | RSD | Ex | Any | CZ07 | Each | 0.758 | 2000 |  | 0 | 0 | 335 | 0 | 0 | 335 | 0 | 0 | 282 | 0 | 0 | 282 |  |  | 2 | Restaurant - Sit-Down | Existing | San Diego-Lindbergh | SDG&E
NG-WtrHt-SmlInst-Gas-150kBtuh-lt2G-0p82EF-40g | DEER2015 | WaterHeater-Calculator-v1.1 | 2015-03-19 14:45 | SDG | RSD | Ex | Any | CZ08 | Each | 0.758 | 2000 |  | 0 | 0 | 329 | 0 | 0 | 329 | 0 | 0 | 277 | 0 | 0 | 277 |  |  | 2 | Restaurant - Sit-Down | Existing | Fullerton (El Toro for pre-2014) | SDG&E
NG-WtrHt-SmlInst-Gas-150kBtuh-lt2G-0p82EF-40g | DEER2015 | WaterHeater-Calculator-v1.1 | 2015-03-19 14:45 | SDG | RSD | Ex | Any | CZ10 | Each | 0.758 | 2000 |  | 0 | 0 | 327 | 0 | 0 | 327 | 0 | 0 | 275 | 0 | 0 | 275 |  |  | 2 | Restaurant - Sit-Down | Existing | Riverside | SDG&E
NG-WtrHt-SmlInst-Gas-150kBtuh-lt2G-0p82EF-40g | DEER2015 | WaterHeater-Calculator-v1.1 | 2015-03-19 14:45 | SDG | RSD | Ex | Any | CZ14 | Each | 0.758 | 2000 |  | 0 | 0 | 334 | 0 | 0 | 334 | 0 | 0 | 281 | 0 | 0 | 281 |  |  | 2 | Restaurant - Sit-Down | Existing | Palmdale (China Lake for pre-2014) | SDG&E
NG-WtrHt-SmlInst-Gas-150kBtuh-lt2G-0p82EF-40g | DEER2015 | WaterHeater-Calculator-v1.1 | 2015-03-19 14:45 | SDG | RSD | Ex | Any | CZ15 | Each | 0.758 | 2000 |  | 0 | 0 | 288 | 0 | 0 | 288 | 0 | 0 | 240 | 0 | 0 | 240 |  |  | 2 | Restaurant - Sit-Down | Existing | Palm Springs-Intl (El Centro for pre-2014) | SDG&E
NG-WtrHt-SmlInst-Gas-150kBtuh-lt2G-0p82EF-40g | DEER2015 | WaterHeater-Calculator-v1.1 | 2015-03-19 14:45 | SDG | RSD | Ex | Any | IOU | Each | 0.758 | 2000 |  | 0 | 0 | 333 | 0 | 0 | 333 | 0 | 0 | 280 | 0 | 0 | 280 |  |  | 2 | Restaurant - Sit-Down | Existing | IOU Territory | SDG&E
NG-WtrHt-SmlInst-Gas-150kBtuh-lt2G-0p82EF-40g | DEER2015 | WaterHeater-Calculator-v1.1 | 2015-03-19 14:45 | SDG | Rt3 | Ex | Any | CZ06 | Each | 0.27 | 120000 |  | 0 | 0 | 357 | 0 | 0 | 357 | 0 | 0 | 304 | 0 | 0 | 304 |  |  | 2 | Retail - Multistory Large | Existing | Torrance (Los Angeles for pre-2014) | SDG&E
NG-WtrHt-SmlInst-Gas-150kBtuh-lt2G-0p82EF-40g | DEER2015 | WaterHeater-Calculator-v1.1 | 2015-03-19 14:45 | SDG | Rt3 | Ex | Any | CZ07 | Each | 0.27 | 120000 |  | 0 | 0 | 355 | 0 | 0 | 355 | 0 | 0 | 302 | 0 | 0 | 302 |  |  | 2 | Retail - Multistory Large | Existing | San Diego-Lindbergh | SDG&E
NG-WtrHt-SmlInst-Gas-150kBtuh-lt2G-0p82EF-40g | DEER2015 | WaterHeater-Calculator-v1.1 | 2015-03-19 14:45 | SDG | Rt3 | Ex | Any | CZ08 | Each | 0.27 | 120000 |  | 0 | 0 | 349 | 0 | 0 | 349 | 0 | 0 | 297 | 0 | 0 | 297 |  |  | 2 | Retail - Multistory Large | Existing | Fullerton (El Toro for pre-2014) | SDG&E
NG-WtrHt-SmlInst-Gas-150kBtuh-lt2G-0p82EF-40g | DEER2015 | WaterHeater-Calculator-v1.1 | 2015-03-19 14:45 | SDG | Rt3 | Ex | Any | CZ10 | Each | 0.27 | 120000 |  | 0 | 0 | 346 | 0 | 0 | 346 | 0 | 0 | 295 | 0 | 0 | 295 |  |  | 2 | Retail - Multistory Large | Existing | Riverside | SDG&E
NG-WtrHt-SmlInst-Gas-150kBtuh-lt2G-0p82EF-40g | DEER2015 | WaterHeater-Calculator-v1.1 | 2015-03-19 14:45 | SDG | Rt3 | Ex | Any | CZ14 | Each | 0.27 | 120000 |  | 0 | 0 | 357 | 0 | 0 | 357 | 0 | 0 | 305 | 0 | 0 | 305 |  |  | 2 | Retail - Multistory Large | Existing | Palmdale (China Lake for pre-2014) | SDG&E
NG-WtrHt-SmlInst-Gas-150kBtuh-lt2G-0p82EF-40g | DEER2015 | WaterHeater-Calculator-v1.1 | 2015-03-19 14:45 | SDG | Rt3 | Ex | Any | CZ15 | Each | 0.27 | 120000 |  | 0 | 0 | 305 | 0 | 0 | 305 | 0 | 0 | 257 | 0 | 0 | 257 |  |  | 2 | Retail - Multistory Large | Existing | Palm Springs-Intl (El Centro for pre-2014) | SDG&E
NG-WtrHt-SmlInst-Gas-150kBtuh-lt2G-0p82EF-40g | DEER2015 | WaterHeater-Calculator-v1.1 | 2015-03-19 14:45 | SDG | Rt3 | Ex | Any | IOU | Each | 0.27 | 120000 |  | 0 | 0 | 352 | 0 | 0 | 352 | 0 | 0 | 300 | 0 | 0 | 300 |  |  | 2 | Retail - Multistory Large | Existing | IOU Territory | SDG&E
NG-WtrHt-SmlInst-Gas-150kBtuh-lt2G-0p82EF-40g | DEER2015 | WaterHeater-Calculator-v1.1 | 2015-03-19 14:45 | SDG | RtL | Ex | Any | CZ06 | Each | 0.15 | 131000 |  | 0 | 0 | 383 | 0 | 0 | 383 | 0 | 0 | 329 | 0 | 0 | 329 |  |  | 2 | Retail - Single-Story Large | Existing | Torrance (Los Angeles for pre-2014) | SDG&E
NG-WtrHt-SmlInst-Gas-150kBtuh-lt2G-0p82EF-40g | DEER2015 | WaterHeater-Calculator-v1.1 | 2015-03-19 14:45 | SDG | RtL | Ex | Any | CZ07 | Each | 0.15 | 131000 |  | 0 | 0 | 380 | 0 | 0 | 380 | 0 | 0 | 327 | 0 | 0 | 327 |  |  | 2 | Retail - Single-Story Large | Existing | San Diego-Lindbergh | SDG&E
NG-WtrHt-SmlInst-Gas-150kBtuh-lt2G-0p82EF-40g | DEER2015 | WaterHeater-Calculator-v1.1 | 2015-03-19 14:45 | SDG | RtL | Ex | Any | CZ08 | Each | 0.15 | 131000 |  | 0 | 0 | 374 | 0 | 0 | 374 | 0 | 0 | 321 | 0 | 0 | 321 |  |  | 2 | Retail - Single-Story Large | Existing | Fullerton (El Toro for pre-2014) | SDG&E
NG-WtrHt-SmlInst-Gas-150kBtuh-lt2G-0p82EF-40g | DEER2015 | WaterHeater-Calculator-v1.1 | 2015-03-19 14:45 | SDG | RtL | Ex | Any | CZ10 | Each | 0.15 | 131000 |  | 0 | 0 | 371 | 0 | 0 | 371 | 0 | 0 | 319 | 0 | 0 | 319 |  |  | 2 | Retail - Single-Story Large | Existing | Riverside | SDG&E
NG-WtrHt-SmlInst-Gas-150kBtuh-lt2G-0p82EF-40g | DEER2015 | WaterHeater-Calculator-v1.1 | 2015-03-19 14:45 | SDG | RtL | Ex | Any | CZ14 | Each | 0.15 | 131000 |  | 0 | 0 | 395 | 0 | 0 | 395 | 0 | 0 | 340 | 0 | 0 | 340 |  |  | 2 | Retail - Single-Story Large | Existing | Palmdale (China Lake for pre-2014) | SDG&E
NG-WtrHt-SmlInst-Gas-150kBtuh-lt2G-0p82EF-40g | DEER2015 | WaterHeater-Calculator-v1.1 | 2015-03-19 14:45 | SDG | RtL | Ex | Any | CZ15 | Each | 0.15 | 131000 |  | 0 | 0 | 326 | 0 | 0 | 326 | 0 | 0 | 277 | 0 | 0 | 277 |  |  | 2 | Retail - Single-Story Large | Existing | Palm Springs-Intl (El Centro for pre-2014) | SDG&E
NG-WtrHt-SmlInst-Gas-150kBtuh-lt2G-0p82EF-40g | DEER2015 | WaterHeater-Calculator-v1.1 | 2015-03-19 14:45 | SDG | RtL | Ex | Any | IOU | Each | 0.15 | 131000 |  | 0 | 0 | 378 | 0 | 0 | 378 | 0 | 0 | 325 | 0 | 0 | 325 |  |  | 2 | Retail - Single-Story Large | Existing | IOU Territory | SDG&E
NG-WtrHt-SmlInst-Gas-150kBtuh-lt2G-0p82EF-40g | DEER2015 | WaterHeater-Calculator-v1.1 | 2015-03-19 14:45 | SDG | RtS | Ex | Any | CZ06 | Each | 0.0657 | 8000 |  | 0 | 0 | 334 | 0 | 0 | 334 | 0 | 0 | 283 | 0 | 0 | 283 |  |  | 2 | Retail - Small | Existing | Torrance (Los Angeles for pre-2014) | SDG&E
NG-WtrHt-SmlInst-Gas-150kBtuh-lt2G-0p82EF-40g | DEER2015 | WaterHeater-Calculator-v1.1 | 2015-03-19 14:45 | SDG | RtS | Ex | Any | CZ07 | Each | 0.0657 | 8000 |  | 0 | 0 | 333 | 0 | 0 | 333 | 0 | 0 | 281 | 0 | 0 | 281 |  |  | 2 | Retail - Small | Existing | San Diego-Lindbergh | SDG&E
NG-WtrHt-SmlInst-Gas-150kBtuh-lt2G-0p82EF-40g | DEER2015 | WaterHeater-Calculator-v1.1 | 2015-03-19 14:45 | SDG | RtS | Ex | Any | CZ08 | Each | 0.0657 | 8000 |  | 0 | 0 | 327 | 0 | 0 | 327 | 0 | 0 | 275 | 0 | 0 | 275 |  |  | 2 | Retail - Small | Existing | Fullerton (El Toro for pre-2014) | SDG&E
NG-WtrHt-SmlInst-Gas-150kBtuh-lt2G-0p82EF-40g | DEER2015 | WaterHeater-Calculator-v1.1 | 2015-03-19 14:45 | SDG | RtS | Ex | Any | CZ10 | Each | 0.0657 | 8000 |  | 0 | 0 | 325 | 0 | 0 | 325 | 0 | 0 | 274 | 0 | 0 | 274 |  |  | 2 | Retail - Small | Existing | Riverside | SDG&E
NG-WtrHt-SmlInst-Gas-150kBtuh-lt2G-0p82EF-40g | DEER2015 | WaterHeater-Calculator-v1.1 | 2015-03-19 14:45 | SDG | RtS | Ex | Any | CZ14 | Each | 0.0657 | 8000 |  | 0 | 0 | 335 | 0 | 0 | 335 | 0 | 0 | 283 | 0 | 0 | 283 |  |  | 2 | Retail - Small | Existing | Palmdale (China Lake for pre-2014) | SDG&E
NG-WtrHt-SmlInst-Gas-150kBtuh-lt2G-0p82EF-40g | DEER2015 | WaterHeater-Calculator-v1.1 | 2015-03-19 14:45 | SDG | RtS | Ex | Any | CZ15 | Each | 0.0657 | 8000 |  | 0 | 0 | 286 | 0 | 0 | 286 | 0 | 0 | 239 | 0 | 0 | 239 |  |  | 2 | Retail - Small | Existing | Palm Springs-Intl (El Centro for pre-2014) | SDG&E
NG-WtrHt-SmlInst-Gas-150kBtuh-lt2G-0p82EF-40g | DEER2015 | WaterHeater-Calculator-v1.1 | 2015-03-19 14:45 | SDG | RtS | Ex | Any | IOU | Each | 0.0657 | 8000 |  | 0 | 0 | 330 | 0 | 0 | 330 | 0 | 0 | 279 | 0 | 0 | 279 |  |  | 2 | Retail - Small | Existing | IOU Territory | SDG&E
NG-WtrHt-SmlInst-Gas-150kBtuh-lt2G-0p82EF-40g | DEER2015 | WaterHeater-Calculator-v1.1 | 2015-03-19 14:45 | SDG | SCn | Ex | Any | CZ06 | Each | 0.333 | 500000 |  | 0 | 0 | 360 | 0 | 0 | 360 | 0 | 0 | 304 | 0 | 0 | 304 |  |  | 2 | Storage - Conditioned | Existing | Torrance (Los Angeles for pre-2014) | SDG&E
NG-WtrHt-SmlInst-Gas-150kBtuh-lt2G-0p82EF-40g | DEER2015 | WaterHeater-Calculator-v1.1 | 2015-03-19 14:45 | SDG | SCn | Ex | Any | CZ07 | Each | 0.333 | 500000 |  | 0 | 0 | 355 | 0 | 0 | 355 | 0 | 0 | 302 | 0 | 0 | 302 |  |  | 2 | Storage - Conditioned | Existing | San Diego-Lindbergh | SDG&E
NG-WtrHt-SmlInst-Gas-150kBtuh-lt2G-0p82EF-40g | DEER2015 | WaterHeater-Calculator-v1.1 | 2015-03-19 14:45 | SDG | SCn | Ex | Any | CZ08 | Each | 0.333 | 500000 |  | 0 | 0 | 349 | 0 | 0 | 349 | 0 | 0 | 297 | 0 | 0 | 297 |  |  | 2 | Storage - Conditioned | Existing | Fullerton (El Toro for pre-2014) | SDG&E
NG-WtrHt-SmlInst-Gas-150kBtuh-lt2G-0p82EF-40g | DEER2015 | WaterHeater-Calculator-v1.1 | 2015-03-19 14:45 | SDG | SCn | Ex | Any | CZ10 | Each | 0.333 | 500000 |  | 0 | 0 | 346 | 0 | 0 | 346 | 0 | 0 | 295 | 0 | 0 | 295 |  |  | 2 | Storage - Conditioned | Existing | Riverside | SDG&E
NG-WtrHt-SmlInst-Gas-150kBtuh-lt2G-0p82EF-40g | DEER2015 | WaterHeater-Calculator-v1.1 | 2015-03-19 14:45 | SDG | SCn | Ex | Any | CZ14 | Each | 0.333 | 500000 |  | 0 | 0 | 491 | 0 | 0 | 491 | 0 | 0 | 425 | 0 | 0 | 425 |  |  | 2 | Storage - Conditioned | Existing | Palmdale (China Lake for pre-2014) | SDG&E
NG-WtrHt-SmlInst-Gas-150kBtuh-lt2G-0p82EF-40g | DEER2015 | WaterHeater-Calculator-v1.1 | 2015-03-19 14:45 | SDG | SCn | Ex | Any | CZ15 | Each | 0.333 | 500000 |  | 0 | 0 | 305 | 0 | 0 | 305 | 0 | 0 | 257 | 0 | 0 | 257 |  |  | 2 | Storage - Conditioned | Existing | Palm Springs-Intl (El Centro for pre-2014) | SDG&E
NG-WtrHt-SmlInst-Gas-150kBtuh-lt2G-0p82EF-40g | DEER2015 | WaterHeater-Calculator-v1.1 | 2015-03-19 14:45 | SDG | SCn | Ex | Any | IOU | Each | 0.333 | 500000 |  | 0 | 0 | 352 | 0 | 0 | 352 | 0 | 0 | 300 | 0 | 0 | 300 |  |  | 2 | Storage - Conditioned | Existing | IOU Territory | SDG&E
NG-WtrHt-SmlInst-Gas-150kBtuh-lt2G-0p82EF-40g | DEER2015 | WaterHeater-Calculator-v1.1 | 2015-03-19 14:45 | SDG | SUn | Ex | Any | CZ06 | Each | 0.333 | 500000 |  | 0 | 0 | 353 | 0 | 0 | 353 | 0 | 0 | 300 | 0 | 0 | 300 |  |  | 2 | Storage - Unconditioned | Existing | Torrance (Los Angeles for pre-2014) | SDG&E
NG-WtrHt-SmlInst-Gas-150kBtuh-lt2G-0p82EF-40g | DEER2015 | WaterHeater-Calculator-v1.1 | 2015-03-19 14:45 | SDG | SUn | Ex | Any | CZ07 | Each | 0.333 | 500000 |  | 0 | 0 | 346 | 0 | 0 | 346 | 0 | 0 | 296 | 0 | 0 | 296 |  |  | 2 | Storage - Unconditioned | Existing | San Diego-Lindbergh | SDG&E
NG-WtrHt-SmlInst-Gas-150kBtuh-lt2G-0p82EF-40g | DEER2015 | WaterHeater-Calculator-v1.1 | 2015-03-19 14:45 | SDG | SUn | Ex | Any | CZ08 | Each | 0.333 | 500000 |  | 0 | 0 | 338 | 0 | 0 | 338 | 0 | 0 | 289 | 0 | 0 | 289 |  |  | 2 | Storage - Unconditioned | Existing | Fullerton (El Toro for pre-2014) | SDG&E
NG-WtrHt-SmlInst-Gas-150kBtuh-lt2G-0p82EF-40g | DEER2015 | WaterHeater-Calculator-v1.1 | 2015-03-19 14:45 | SDG | SUn | Ex | Any | CZ10 | Each | 0.333 | 500000 |  | 0 | 0 | 333 | 0 | 0 | 333 | 0 | 0 | 285 | 0 | 0 | 285 |  |  | 2 | Storage - Unconditioned | Existing | Riverside | SDG&E
NG-WtrHt-SmlInst-Gas-150kBtuh-lt2G-0p82EF-40g | DEER2015 | WaterHeater-Calculator-v1.1 | 2015-03-19 14:45 | SDG | SUn | Ex | Any | CZ14 | Each | 0.333 | 500000 |  | 0 | 0 | 485 | 0 | 0 | 485 | 0 | 0 | 421 | 0 | 0 | 421 |  |  | 2 | Storage - Unconditioned | Existing | Palmdale (China Lake for pre-2014) | SDG&E
NG-WtrHt-SmlInst-Gas-150kBtuh-lt2G-0p82EF-40g | DEER2015 | WaterHeater-Calculator-v1.1 | 2015-03-19 14:45 | SDG | SUn | Ex | Any | CZ15 | Each | 0.333 | 500000 |  | 0 | 0 | 271 | 0 | 0 | 271 | 0 | 0 | 236 | 0 | 0 | 236 |  |  | 2 | Storage - Unconditioned | Existing | Palm Springs-Intl (El Centro for pre-2014) | SDG&E
NG-WtrHt-SmlInst-Gas-150kBtuh-lt2G-0p82EF-40g | DEER2015 | WaterHeater-Calculator-v1.1 | 2015-03-19 14:45 | SDG | SUn | Ex | Any | IOU | Each | 0.333 | 500000 |  | 0 | 0 | 342 | 0 | 0 | 342 | 0 | 0 | 293 | 0 | 0 | 293 |  |  | 2 | Storage - Unconditioned | Existing | IOU Territory | SDG&E
NG-WtrHt-SmlInst-Gas-150kBtuh-lt2G-0p82EF-40g | DEER2015 | WaterHeater-Calculator-v1.1 | 2015-03-19 14:45 | SDG | WRf | Ex | Any | CZ06 | Each | 0.333 | 100000 |  | 0 | 0 | 553 | 0 | 0 | 553 | 0 | 0 | 493 | 0 | 0 | 493 |  |  | 2 | Warehouse - Refrigerated | Existing | Torrance (Los Angeles for pre-2014) | SDG&E
NG-WtrHt-SmlInst-Gas-150kBtuh-lt2G-0p82EF-40g | DEER2015 | WaterHeater-Calculator-v1.1 | 2015-03-19 14:45 | SDG | WRf | Ex | Any | CZ07 | Each | 0.333 | 100000 |  | 0 | 0 | 545 | 0 | 0 | 545 | 0 | 0 | 488 | 0 | 0 | 488 |  |  | 2 | Warehouse - Refrigerated | Existing | San Diego-Lindbergh | SDG&E
NG-WtrHt-SmlInst-Gas-150kBtuh-lt2G-0p82EF-40g | DEER2015 | WaterHeater-Calculator-v1.1 | 2015-03-19 14:45 | SDG | WRf | Ex | Any | CZ10 | Each | 0.333 | 100000 |  | 0 | 0 | 536 | 0 | 0 | 536 | 0 | 0 | 479 | 0 | 0 | 479 |  |  | 2 | Warehouse - Refrigerated | Existing | Riverside | SDG&E
NG-WtrHt-SmlInst-Gas-150kBtuh-lt2G-0p82EF-40g | DEER2015 | WaterHeater-Calculator-v1.1 | 2015-03-19 14:45 | SDG | WRf | Ex | Any | IOU | Each | 0.333 | 100000 |  | 0 | 0 | 543 | 0 | 0 | 543 | 0 | 0 | 486 | 0 | 0 | 486 |  |  | 2 | Warehouse - Refrigerated | Existing | IOU Territory | SDG&E

## Msr001 & Msr002
Measure ID | WPSCGNRWH120206B_Rev07_Msr001 |  |  | Measure ID | WPSCGNRWH120206B_Rev07_Msr002
Energy Impact ID | NG-WtrHt-SmlInst-Gas-150kBtuh-lt2G-0p82EF-40g |  |  | Energy Impact ID | NG-WtrHt-SmlInst-Gas-150kBtuh-lt2G-0p92EF-40g |  |  | Annual Energy Savings for Instant Waters Heaters Replacing Storage Water Heaters
PA | Building Type | Climate Zone | Cap-kBtuh Savings | PA | BldgType | BldgLoc | Cap-kBtuh Savings
PGE | Asm | CZ01 | 2.8933 | PGE | Asm | CZ01 | 6.18 | Equipment Type | Small, Tier 1 | Small, Tier 2
PGE | Asm | CZ02 | 2.52 | PGE | Asm | CZ02 | 5.56 | Rated Input (Mbtuh) | ≤ 200 | ≤ 200
PGE | Asm | CZ03 | 2.5133 | PGE | Asm | CZ03 | 5.5533 | 2015 DEER
PGE | Asm | CZ04 | 2.42 | PGE | Asm | CZ04 | 5.3733 | Units | Each | Each
PGE | Asm | CZ05 | 2.5667 | PGE | Asm | CZ05 | 5.66 | Unit Conversion (Mbtuh/Each) | 150 | 150
PGE | Asm | CZ11 | 2.3467 | PGE | Asm | CZ11 | 5.16
PGE | Asm | CZ12 | 2.4 | PGE | Asm | CZ12 | 5.2933
PGE | Asm | CZ13 | 2.3067 | PGE | Asm | CZ13 | 5.08
PGE | Asm | CZ16 | 3.06 | PGE | Asm | CZ16 | 6.36
PGE | Asm | IOU | 2.4533 | PGE | Asm | IOU | 5.4067
PGE | Com | CZ01 | 3.24 | PGE | Com | CZ01 | 6.1
PGE | Com | CZ02 | 2.4933 | PGE | Com | CZ02 | 5.1333
PGE | Com | CZ03 | 2.4133 | PGE | Com | CZ03 | 4.9933
PGE | Com | CZ04 | 2.2267 | PGE | Com | CZ04 | 4.6733
PGE | Com | CZ05 | 2.5 | PGE | Com | CZ05 | 5.24
PGE | Com | CZ11 | 2.24 | PGE | Com | CZ11 | 4.64
PGE | Com | CZ12 | 2.28 | PGE | Com | CZ12 | 4.74
PGE | Com | CZ13 | 2.1733 | PGE | Com | CZ13 | 4.5467
PGE | Com | CZ16 | 3.66 | PGE | Com | CZ16 | 6.6533
PGE | Com | IOU | 2.3467 | PGE | Com | IOU | 4.8533
PGE | ECC | CZ01 | 2.6867 | PGE | ECC | CZ01 | 5
PGE | ECC | CZ02 | 2.1267 | PGE | ECC | CZ02 | 4.2333
PGE | ECC | CZ03 | 2.1 | PGE | ECC | CZ03 | 4.2133
PGE | ECC | CZ04 | 1.9733 | PGE | ECC | CZ04 | 4.0133
PGE | ECC | CZ05 | 2.18 | PGE | ECC | CZ05 | 4.3267
PGE | ECC | CZ11 | 1.9467 | PGE | ECC | CZ11 | 3.9
PGE | ECC | CZ12 | 1.9667 | PGE | ECC | CZ12 | 3.98
PGE | ECC | CZ13 | 1.8733 | PGE | ECC | CZ13 | 3.8
PGE | ECC | CZ16 | 3.0533 | PGE | ECC | CZ16 | 5.4133
PGE | ECC | IOU | 2.0533 | PGE | ECC | IOU | 4.1133
PGE | EPr | CZ01 | 2.6733 | PGE | EPr | CZ01 | 4.4333
PGE | EPr | CZ02 | 1.9 | PGE | EPr | CZ02 | 3.4733
PGE | EPr | CZ03 | 1.8533 | PGE | EPr | CZ03 | 3.42
PGE | EPr | CZ04 | 1.7 | PGE | EPr | CZ04 | 3.2133
PGE | EPr | CZ05 | 1.96 | PGE | EPr | CZ05 | 3.56
PGE | EPr | CZ11 | 1.7067 | PGE | EPr | CZ11 | 3.1667
PGE | EPr | CZ12 | 1.7133 | PGE | EPr | CZ12 | 3.2067
PGE | EPr | CZ13 | 1.6133 | PGE | EPr | CZ13 | 3.0467
PGE | EPr | CZ16 | 2.84 | PGE | EPr | CZ16 | 4.6267
PGE | EPr | IOU | 1.7733 | PGE | EPr | IOU | 3.2933
PGE | ERC | CZ01 | 2.6333 | PGE | ERC | CZ01 | 4.3867
PGE | ERC | CZ02 | 1.8933 | PGE | ERC | CZ02 | 3.46
PGE | ERC | CZ03 | 1.8067 | PGE | ERC | CZ03 | 3.3667
PGE | ERC | CZ04 | 1.6933 | PGE | ERC | CZ04 | 3.2
PGE | ERC | CZ05 | 1.9067 | PGE | ERC | CZ05 | 3.5
PGE | ERC | CZ11 | 1.7 | PGE | ERC | CZ11 | 3.16
PGE | ERC | CZ12 | 1.7133 | PGE | ERC | CZ12 | 3.2
PGE | ERC | CZ13 | 1.6133 | PGE | ERC | CZ13 | 3.04
PGE | ERC | CZ16 | 2.8333 | PGE | ERC | CZ16 | 4.62
PGE | ERC | IOU | 1.76 | PGE | ERC | IOU | 3.2667
PGE | ESe | CZ01 | 2.6733 | PGE | ESe | CZ01 | 4.4333
PGE | ESe | CZ02 | 1.9 | PGE | ESe | CZ02 | 3.4733
PGE | ESe | CZ03 | 1.8533 | PGE | ESe | CZ03 | 3.42
PGE | ESe | CZ04 | 1.7 | PGE | ESe | CZ04 | 3.2133
PGE | ESe | CZ05 | 1.96 | PGE | ESe | CZ05 | 3.56
PGE | ESe | CZ11 | 1.7067 | PGE | ESe | CZ11 | 3.1667
PGE | ESe | CZ12 | 1.7133 | PGE | ESe | CZ12 | 3.2067
PGE | ESe | CZ13 | 1.6133 | PGE | ESe | CZ13 | 3.0467
PGE | ESe | CZ16 | 2.84 | PGE | ESe | CZ16 | 4.6267
PGE | ESe | IOU | 1.7733 | PGE | ESe | IOU | 3.2933
PGE | EUD | CZ01 | 1.5267 | PGE | EUD | CZ01 | 3.42
PGE | EUD | CZ02 | 1.3667 | PGE | EUD | CZ02 | 3.0733
PGE | EUD | CZ03 | 1.3867 | PGE | EUD | CZ03 | 3.1067
PGE | EUD | CZ04 | 1.3133 | PGE | EUD | CZ04 | 2.9533
PGE | EUD | CZ05 | 1.4133 | PGE | EUD | CZ05 | 3.1733
PGE | EUD | CZ11 | 1.2333 | PGE | EUD | CZ11 | 2.76
PGE | EUD | CZ12 | 1.28 | PGE | EUD | CZ12 | 2.88
PGE | EUD | CZ13 | 1.2067 | PGE | EUD | CZ13 | 2.7067
PGE | EUD | CZ16 | 1.4867 | PGE | EUD | CZ16 | 3.3733
PGE | EUD | IOU | 1.3333 | PGE | EUD | IOU | 2.9867
PGE | EUn | CZ01 | 3.2533 | PGE | EUn | CZ01 | 6.06
PGE | EUn | CZ02 | 2.4667 | PGE | EUn | CZ02 | 5.0067
PGE | EUn | CZ03 | 2.42 | PGE | EUn | CZ03 | 4.9667
PGE | EUn | CZ04 | 2.2667 | PGE | EUn | CZ04 | 4.7267
PGE | EUn | CZ05 | 2.52 | PGE | EUn | CZ05 | 5.1133
PGE | EUn | CZ11 | 2.24 | PGE | EUn | CZ11 | 4.6
PGE | EUn | CZ12 | 2.26 | PGE | EUn | CZ12 | 4.68
PGE | EUn | CZ13 | 2.1467 | PGE | EUn | CZ13 | 4.4667
PGE | EUn | CZ16 | 3.8867 | PGE | EUn | CZ16 | 6.7333
PGE | EUn | IOU | 2.3733 | PGE | EUn | IOU | 4.8533
PGE | Gro | CZ01 | 4.0667 | PGE | Gro | CZ01 | 8.3333
PGE | Gro | CZ02 | 3.24 | PGE | Gro | CZ02 | 7.1333
PGE | Gro | CZ03 | 3.2267 | PGE | Gro | CZ03 | 7.1333
PGE | Gro | CZ04 | 3.0467 | PGE | Gro | CZ04 | 6.8
PGE | Gro | CZ05 | 3.34 | PGE | Gro | CZ05 | 7.3333
PGE | Gro | CZ11 | 2.9533 | PGE | Gro | CZ11 | 6.5533
PGE | Gro | CZ12 | 3.0133 | PGE | Gro | CZ12 | 6.7333
PGE | Gro | CZ13 | 2.8667 | PGE | Gro | CZ13 | 6.4133
PGE | Gro | CZ16 | 4.2067 | PGE | Gro | CZ16 | 8.4667
PGE | Gro | IOU | 3.1 | PGE | Gro | IOU | 6.8667
PGE | HGR | CZ01 | 2.1 | PGE | HGR | CZ01 | 4.98
PGE | HGR | CZ02 | 1.9067 | PGE | HGR | CZ02 | 4.5
PGE | HGR | CZ03 | 1.9 | PGE | HGR | CZ03 | 4.5067
PGE | HGR | CZ04 | 1.8267 | PGE | HGR | CZ04 | 4.3133
PGE | HGR | CZ05 | 1.9333 | PGE | HGR | CZ05 | 4.6
PGE | HGR | CZ11 | 1.7067 | PGE | HGR | CZ11 | 4.02
PGE | HGR | CZ12 | 1.7867 | PGE | HGR | CZ12 | 4.2067
PGE | HGR | CZ13 | 1.68 | PGE | HGR | CZ13 | 3.9467
PGE | HGR | CZ16 | 2.08 | PGE | HGR | CZ16 | 4.94
PGE | HGR | IOU | 1.86 | PGE | HGR | IOU | 4.3933
PGE | Hsp | CZ01 | 3.5867 | PGE | Hsp | CZ01 | 8.1333
PGE | Hsp | CZ02 | 3.2333 | PGE | Hsp | CZ02 | 7.4667
PGE | Hsp | CZ03 | 3.2333 | PGE | Hsp | CZ03 | 7.4667
PGE | Hsp | CZ04 | 3.1267 | PGE | Hsp | CZ04 | 7.2667
PGE | Hsp | CZ05 | 3.2867 | PGE | Hsp | CZ05 | 7.6
PGE | Hsp | CZ11 | 3.0133 | PGE | Hsp | CZ11 | 6.9333
PGE | Hsp | CZ12 | 3.0867 | PGE | Hsp | CZ12 | 7.1333
PGE | Hsp | CZ13 | 2.9667 | PGE | Hsp | CZ13 | 6.8667
PGE | Hsp | CZ16 | 3.72 | PGE | Hsp | CZ16 | 8.2667
PGE | Hsp | IOU | 3.1333 | PGE | Hsp | IOU | 7.2667
PGE | Htl | CZ01 | 4.58 | PGE | Htl | CZ01 | 10.5333
PGE | Htl | CZ02 | 3.9933 | PGE | Htl | CZ02 | 9.4667
PGE | Htl | CZ03 | 3.98 | PGE | Htl | CZ03 | 9.4667
PGE | Htl | CZ04 | 3.86 | PGE | Htl | CZ04 | 9.2
PGE | Htl | CZ05 | 4.0533 | PGE | Htl | CZ05 | 9.6667
PGE | Htl | CZ11 | 3.7133 | PGE | Htl | CZ11 | 8.8
PGE | Htl | CZ12 | 3.8067 | PGE | Htl | CZ12 | 9.0667
PGE | Htl | CZ13 | 3.6533 | PGE | Htl | CZ13 | 8.6667
PGE | Htl | CZ16 | 5.4867 | PGE | Htl | CZ16 | 11.5333
PGE | Htl | IOU | 3.94 | PGE | Htl | IOU | 9.3333
PGE | MBT | CZ01 | 3.1267 | PGE | MBT | CZ01 | 5.64
PGE | MBT | CZ02 | 2.2133 | PGE | MBT | CZ02 | 4.46
PGE | MBT | CZ03 | 2.16 | PGE | MBT | CZ03 | 4.4133
PGE | MBT | CZ04 | 2.0333 | PGE | MBT | CZ04 | 4.2067
PGE | MBT | CZ05 | 2.26 | PGE | MBT | CZ05 | 4.5533
PGE | MBT | CZ11 | 2.0067 | PGE | MBT | CZ11 | 4.0867
PGE | MBT | CZ12 | 2.0333 | PGE | MBT | CZ12 | 4.1733
PGE | MBT | CZ13 | 1.9333 | PGE | MBT | CZ13 | 3.98
PGE | MBT | CZ16 | 3.4533 | PGE | MBT | CZ16 | 5.9933
PGE | MBT | IOU | 2.1067 | PGE | MBT | IOU | 4.2933
PGE | MLI | CZ01 | 3.2133 | PGE | MLI | CZ01 | 5.7333
PGE | MLI | CZ02 | 2.2533 | PGE | MLI | CZ02 | 4.5067
PGE | MLI | CZ03 | 2.22 | PGE | MLI | CZ03 | 4.48
PGE | MLI | CZ04 | 2.0733 | PGE | MLI | CZ04 | 4.2467
PGE | MLI | CZ05 | 2.3267 | PGE | MLI | CZ05 | 4.6267
PGE | MLI | CZ11 | 2.0333 | PGE | MLI | CZ11 | 4.1133
PGE | MLI | CZ12 | 2.06 | PGE | MLI | CZ12 | 4.2067
PGE | MLI | CZ13 | 1.9533 | PGE | MLI | CZ13 | 4
PGE | MLI | CZ16 | 3.5 | PGE | MLI | CZ16 | 6.0467
PGE | MLI | IOU | 2.1467 | PGE | MLI | IOU | 4.34
PGE | Mtl | CZ01 | 2.8867 | PGE | Mtl | CZ01 | 5.8867
PGE | Mtl | CZ02 | 2.4267 | PGE | Mtl | CZ02 | 5.1867
PGE | Mtl | CZ03 | 2.3933 | PGE | Mtl | CZ03 | 5.1533
PGE | Mtl | CZ04 | 2.3 | PGE | Mtl | CZ04 | 4.9733
PGE | Mtl | CZ05 | 2.46 | PGE | Mtl | CZ05 | 5.2667
PGE | Mtl | CZ11 | 2.24 | PGE | Mtl | CZ11 | 4.7867
PGE | Mtl | CZ12 | 2.2867 | PGE | Mtl | CZ12 | 4.9133
PGE | Mtl | CZ13 | 2.1867 | PGE | Mtl | CZ13 | 4.7
PGE | Mtl | CZ16 | 2.9 | PGE | Mtl | CZ16 | 5.8867
PGE | Mtl | IOU | 2.3667 | PGE | Mtl | IOU | 5.0733
PGE | Nrs | CZ01 | 3.9933 | PGE | Nrs | CZ01 | 9.0667
PGE | Nrs | CZ02 | 3.52 | PGE | Nrs | CZ02 | 8.2
PGE | Nrs | CZ03 | 3.52 | PGE | Nrs | CZ03 | 8.2667
PGE | Nrs | CZ04 | 3.4133 | PGE | Nrs | CZ04 | 8
PGE | Nrs | CZ05 | 3.58 | PGE | Nrs | CZ05 | 8.4
PGE | Nrs | CZ11 | 3.28 | PGE | Nrs | CZ11 | 7.6667
PGE | Nrs | CZ12 | 3.3667 | PGE | Nrs | CZ12 | 7.8667
PGE | Nrs | CZ13 | 3.2333 | PGE | Nrs | CZ13 | 7.5333
PGE | Nrs | CZ16 | 4.38 | PGE | Nrs | CZ16 | 9.5333
PGE | Nrs | IOU | 3.42 | PGE | Nrs | IOU | 8
PGE | OfL | CZ01 | 3.2267 | PGE | OfL | CZ01 | 5.6733
PGE | OfL | CZ02 | 2.24 | PGE | OfL | CZ02 | 4.4267
PGE | OfL | CZ03 | 2.18 | PGE | OfL | CZ03 | 4.3667
PGE | OfL | CZ04 | 2.0333 | PGE | OfL | CZ04 | 4.14
PGE | OfL | CZ05 | 2.3067 | PGE | OfL | CZ05 | 4.5333
PGE | OfL | CZ11 | 2.02 | PGE | OfL | CZ11 | 4.04
PGE | OfL | CZ12 | 2.04 | PGE | OfL | CZ12 | 4.1133
PGE | OfL | CZ13 | 1.9267 | PGE | OfL | CZ13 | 3.9133
PGE | OfL | CZ16 | 3.3867 | PGE | OfL | CZ16 | 5.8533
PGE | OfL | IOU | 2.12 | PGE | OfL | IOU | 4.26
PGE | OfS | CZ01 | 3.1133 | PGE | OfS | CZ01 | 5.38
PGE | OfS | CZ02 | 2.14 | PGE | OfS | CZ02 | 4.1533
PGE | OfS | CZ03 | 2.0733 | PGE | OfS | CZ03 | 4.0933
PGE | OfS | CZ04 | 1.9267 | PGE | OfS | CZ04 | 3.8733
PGE | OfS | CZ05 | 2.2 | PGE | OfS | CZ05 | 4.2533
PGE | OfS | CZ11 | 1.9267 | PGE | OfS | CZ11 | 3.7867
PGE | OfS | CZ12 | 1.94 | PGE | OfS | CZ12 | 3.8533
PGE | OfS | CZ13 | 1.8333 | PGE | OfS | CZ13 | 3.66
PGE | OfS | CZ16 | 3.28 | PGE | OfS | CZ16 | 5.56
PGE | OfS | IOU | 1.9867 | PGE | OfS | IOU | 3.9267
PGE | RFF | CZ01 | 2.1533 | PGE | RFF | CZ01 | 4.4133
PGE | RFF | CZ02 | 1.9333 | PGE | RFF | CZ02 | 4.0267
PGE | RFF | CZ03 | 1.9533 | PGE | RFF | CZ03 | 4.0533
PGE | RFF | CZ04 | 1.8733 | PGE | RFF | CZ04 | 3.9067
PGE | RFF | CZ05 | 1.9867 | PGE | RFF | CZ05 | 4.12
PGE | RFF | CZ11 | 1.8 | PGE | RFF | CZ11 | 3.74
PGE | RFF | CZ12 | 1.8467 | PGE | RFF | CZ12 | 3.84
PGE | RFF | CZ13 | 1.7733 | PGE | RFF | CZ13 | 3.6867
PGE | RFF | CZ16 | 2.1133 | PGE | RFF | CZ16 | 4.36
PGE | RFF | IOU | 1.8867 | PGE | RFF | IOU | 3.92
PGE | RSD | CZ01 | 2.2067 | PGE | RSD | CZ01 | 4.6067
PGE | RSD | CZ02 | 1.9933 | PGE | RSD | CZ02 | 4.22
PGE | RSD | CZ03 | 2.02 | PGE | RSD | CZ03 | 4.2467
PGE | RSD | CZ04 | 1.94 | PGE | RSD | CZ04 | 4.1
PGE | RSD | CZ05 | 2.0467 | PGE | RSD | CZ05 | 4.3133
PGE | RSD | CZ11 | 1.8667 | PGE | RSD | CZ11 | 3.9267
PGE | RSD | CZ12 | 1.9133 | PGE | RSD | CZ12 | 4.0333
PGE | RSD | CZ13 | 1.84 | PGE | RSD | CZ13 | 3.8733
PGE | RSD | CZ16 | 2.2267 | PGE | RSD | CZ16 | 4.62
PGE | RSD | IOU | 1.9533 | PGE | RSD | IOU | 4.1133
PGE | Rt3 | CZ01 | 2.4467 | PGE | Rt3 | CZ01 | 5.1067
PGE | Rt3 | CZ02 | 2.1667 | PGE | Rt3 | CZ02 | 4.6267
PGE | Rt3 | CZ03 | 2.1867 | PGE | Rt3 | CZ03 | 4.6533
PGE | Rt3 | CZ04 | 2.0933 | PGE | Rt3 | CZ04 | 4.4867
PGE | Rt3 | CZ05 | 2.2267 | PGE | Rt3 | CZ05 | 4.7333
PGE | Rt3 | CZ11 | 2.0133 | PGE | Rt3 | CZ11 | 4.2933
PGE | Rt3 | CZ12 | 2.0667 | PGE | Rt3 | CZ12 | 4.4133
PGE | Rt3 | CZ13 | 1.9867 | PGE | Rt3 | CZ13 | 4.2333
PGE | Rt3 | CZ16 | 2.48 | PGE | Rt3 | CZ16 | 5.14
PGE | Rt3 | IOU | 2.1133 | PGE | Rt3 | IOU | 4.5
PGE | RtL | CZ01 | 2.9267 | PGE | RtL | CZ01 | 5.9333
PGE | RtL | CZ02 | 2.4333 | PGE | RtL | CZ02 | 5.1933
PGE | RtL | CZ03 | 2.4333 | PGE | RtL | CZ03 | 5.2
PGE | RtL | CZ04 | 2.3133 | PGE | RtL | CZ04 | 4.9867
PGE | RtL | CZ05 | 2.5067 | PGE | RtL | CZ05 | 5.32
PGE | RtL | CZ11 | 2.24 | PGE | RtL | CZ11 | 4.7933
PGE | RtL | CZ12 | 2.2867 | PGE | RtL | CZ12 | 4.9133
PGE | RtL | CZ13 | 2.1867 | PGE | RtL | CZ13 | 4.7
PGE | RtL | CZ16 | 2.9067 | PGE | RtL | CZ16 | 5.9
PGE | RtL | IOU | 2.3467 | PGE | RtL | IOU | 5.02
PGE | RtS | CZ01 | 2.3133 | PGE | RtS | CZ01 | 4.7067
PGE | RtS | CZ02 | 2.0067 | PGE | RtS | CZ02 | 4.22
PGE | RtS | CZ03 | 2.02 | PGE | RtS | CZ03 | 4.24
PGE | RtS | CZ04 | 1.94 | PGE | RtS | CZ04 | 4.0867
PGE | RtS | CZ05 | 2.06 | PGE | RtS | CZ05 | 4.3133
PGE | RtS | CZ11 | 1.8733 | PGE | RtS | CZ11 | 3.92
PGE | RtS | CZ12 | 1.9133 | PGE | RtS | CZ12 | 4.02
PGE | RtS | CZ13 | 1.84 | PGE | RtS | CZ13 | 3.86
PGE | RtS | CZ16 | 2.3867 | PGE | RtS | CZ16 | 4.78
PGE | RtS | IOU | 1.9533 | PGE | RtS | IOU | 4.1
PGE | SCn | CZ01 | 5.86 | PGE | SCn | CZ01 | 8.9333
PGE | SCn | CZ02 | 3.1933 | PGE | SCn | CZ02 | 5.78
PGE | SCn | CZ03 | 3.0133 | PGE | SCn | CZ03 | 5.5867
PGE | SCn | CZ04 | 2.62 | PGE | SCn | CZ04 | 5.08
PGE | SCn | CZ05 | 3.3667 | PGE | SCn | CZ05 | 6.0133
PGE | SCn | CZ11 | 2.7 | PGE | SCn | CZ11 | 5.0667
PGE | SCn | CZ12 | 2.68 | PGE | SCn | CZ12 | 5.1067
PGE | SCn | CZ13 | 2.4467 | PGE | SCn | CZ13 | 4.7533
PGE | SCn | CZ16 | 6.1467 | PGE | SCn | CZ16 | 9.2667
PGE | SCn | IOU | 2.8467 | PGE | SCn | IOU | 5.3267
PGE | SUn | CZ01 | 5.94 | PGE | SUn | CZ01 | 9
PGE | SUn | CZ02 | 3.1933 | PGE | SUn | CZ02 | 5.78
PGE | SUn | CZ03 | 3.02 | PGE | SUn | CZ03 | 5.5933
PGE | SUn | CZ04 | 2.6067 | PGE | SUn | CZ04 | 5.06
PGE | SUn | CZ05 | 3.3733 | PGE | SUn | CZ05 | 6.0267
PGE | SUn | CZ11 | 2.6733 | PGE | SUn | CZ11 | 5.0333
PGE | SUn | CZ12 | 2.66 | PGE | SUn | CZ12 | 5.0867
PGE | SUn | CZ13 | 2.3867 | PGE | SUn | CZ13 | 4.6867
PGE | SUn | CZ16 | 6.2733 | PGE | SUn | CZ16 | 9.4
PGE | SUn | IOU | 2.8333 | PGE | SUn | IOU | 5.3133
PGE | WRf | CZ01 | 8.8667 | PGE | WRf | CZ01 | 14.4667
PGE | WRf | CZ02 | 4.9867 | PGE | WRf | CZ02 | 9.8667
PGE | WRf | CZ03 | 4.7 | PGE | WRf | CZ03 | 9.5333
PGE | WRf | CZ04 | 4.14 | PGE | WRf | CZ04 | 8.8
PGE | WRf | CZ05 | 5.2 | PGE | WRf | CZ05 | 10.2
PGE | WRf | CZ11 | 4.24 | PGE | WRf | CZ11 | 8.6667
PGE | WRf | CZ12 | 4.2267 | PGE | WRf | CZ12 | 8.8
PGE | WRf | CZ13 | 3.8667 | PGE | WRf | CZ13 | 8.2
PGE | WRf | CZ16 | 9.3333 | PGE | WRf | CZ16 | 15
PGE | WRf | IOU | 4.36 | PGE | WRf | IOU | 9
SCE | Asm | CZ05 | 2.5667 | SCE | Asm | CZ05 | 5.66
SCE | Asm | CZ06 | 2.3267 | SCE | Asm | CZ06 | 5.1867
SCE | Asm | CZ08 | 2.28 | SCE | Asm | CZ08 | 5.0667
SCE | Asm | CZ09 | 2.28 | SCE | Asm | CZ09 | 5.06
SCE | Asm | CZ10 | 2.2667 | SCE | Asm | CZ10 | 5.04
SCE | Asm | CZ13 | 2.3067 | SCE | Asm | CZ13 | 5.08
SCE | Asm | CZ14 | 2.3667 | SCE | Asm | CZ14 | 5.2
SCE | Asm | CZ15 | 1.98 | SCE | Asm | CZ15 | 4.32
SCE | Asm | CZ16 | 3.06 | SCE | Asm | CZ16 | 6.36
SCE | Asm | IOU | 2.2933 | SCE | Asm | IOU | 5.08
SCE | Com | CZ05 | 2.64 | SCE | Com | CZ05 | 5.6933
SCE | Com | CZ06 | 2.0533 | SCE | Com | CZ06 | 4.4667
SCE | Com | CZ08 | 1.9667 | SCE | Com | CZ08 | 4.24
SCE | Com | CZ09 | 1.9667 | SCE | Com | CZ09 | 4.2533
SCE | Com | CZ10 | 1.96 | SCE | Com | CZ10 | 4.2333
SCE | Com | CZ13 | 2.1667 | SCE | Com | CZ13 | 4.5267
SCE | Com | CZ14 | 2.1733 | SCE | Com | CZ14 | 4.5133
SCE | Com | CZ15 | 1.7867 | SCE | Com | CZ15 | 3.8533
SCE | Com | CZ16 | 3.32 | SCE | Com | CZ16 | 6.16
SCE | Com | IOU | 2.02 | SCE | Com | IOU | 4.3333
SCE | ECC | CZ05 | 2.18 | SCE | ECC | CZ05 | 4.3267
SCE | ECC | CZ06 | 1.8133 | SCE | ECC | CZ06 | 3.7733
SCE | ECC | CZ08 | 1.7667 | SCE | ECC | CZ08 | 3.68
SCE | ECC | CZ09 | 1.76 | SCE | ECC | CZ09 | 3.6733
SCE | ECC | CZ10 | 1.7533 | SCE | ECC | CZ10 | 3.66
SCE | ECC | CZ13 | 1.8733 | SCE | ECC | CZ13 | 3.8
SCE | ECC | CZ14 | 1.98 | SCE | ECC | CZ14 | 3.9533
SCE | ECC | CZ15 | 1.54 | SCE | ECC | CZ15 | 3.1533
SCE | ECC | CZ16 | 3.0533 | SCE | ECC | CZ16 | 5.4133
SCE | ECC | IOU | 1.8733 | SCE | ECC | IOU | 3.82
SCE | EPr | CZ05 | 1.96 | SCE | EPr | CZ05 | 3.56
SCE | EPr | CZ06 | 1.4867 | SCE | EPr | CZ06 | 2.9333
SCE | EPr | CZ08 | 1.4533 | SCE | EPr | CZ08 | 2.86
SCE | EPr | CZ09 | 1.4533 | SCE | EPr | CZ09 | 2.86
SCE | EPr | CZ10 | 1.4467 | SCE | EPr | CZ10 | 2.8467
SCE | EPr | CZ13 | 1.6133 | SCE | EPr | CZ13 | 3.0467
SCE | EPr | CZ14 | 1.7533 | SCE | EPr | CZ14 | 3.2267
SCE | EPr | CZ15 | 1.28 | SCE | EPr | CZ15 | 2.48
SCE | EPr | CZ16 | 2.84 | SCE | EPr | CZ16 | 4.6267
SCE | EPr | IOU | 1.5133 | SCE | EPr | IOU | 2.9333
SCE | ERC | CZ05 | 1.9067 | SCE | ERC | CZ05 | 3.5
SCE | ERC | CZ06 | 1.4667 | SCE | ERC | CZ06 | 2.9067
SCE | ERC | CZ08 | 1.44 | SCE | ERC | CZ08 | 2.84
SCE | ERC | CZ09 | 1.44 | SCE | ERC | CZ09 | 2.84
SCE | ERC | CZ10 | 1.4333 | SCE | ERC | CZ10 | 2.8333
SCE | ERC | CZ13 | 1.6133 | SCE | ERC | CZ13 | 3.04
SCE | ERC | CZ14 | 1.7467 | SCE | ERC | CZ14 | 3.22
SCE | ERC | CZ15 | 1.28 | SCE | ERC | CZ15 | 2.48
SCE | ERC | CZ16 | 2.8333 | SCE | ERC | CZ16 | 4.62
SCE | ERC | IOU | 1.5 | SCE | ERC | IOU | 2.92
SCE | ESe | CZ05 | 1.96 | SCE | ESe | CZ05 | 3.56
SCE | ESe | CZ06 | 1.4867 | SCE | ESe | CZ06 | 2.9333
SCE | ESe | CZ08 | 1.4533 | SCE | ESe | CZ08 | 2.86
SCE | ESe | CZ09 | 1.4533 | SCE | ESe | CZ09 | 2.86
SCE | ESe | CZ10 | 1.4467 | SCE | ESe | CZ10 | 2.8467
SCE | ESe | CZ13 | 1.6133 | SCE | ESe | CZ13 | 3.0467
SCE | ESe | CZ14 | 1.7533 | SCE | ESe | CZ14 | 3.2267
SCE | ESe | CZ15 | 1.28 | SCE | ESe | CZ15 | 2.48
SCE | ESe | CZ16 | 2.84 | SCE | ESe | CZ16 | 4.6267
SCE | ESe | IOU | 1.5133 | SCE | ESe | IOU | 2.9333
SCE | EUD | CZ05 | 1.4133 | SCE | EUD | CZ05 | 3.1733
SCE | EUD | CZ06 | 1.2667 | SCE | EUD | CZ06 | 2.8333
SCE | EUD | CZ08 | 1.2133 | SCE | EUD | CZ08 | 2.72
SCE | EUD | CZ09 | 1.2133 | SCE | EUD | CZ09 | 2.7133
SCE | EUD | CZ10 | 1.2 | SCE | EUD | CZ10 | 2.6933
SCE | EUD | CZ13 | 1.2067 | SCE | EUD | CZ13 | 2.7067
SCE | EUD | CZ14 | 1.24 | SCE | EUD | CZ14 | 2.7867
SCE | EUD | CZ15 | 0.94667 | SCE | EUD | CZ15 | 2.0867
SCE | EUD | CZ16 | 1.4867 | SCE | EUD | CZ16 | 3.3733
SCE | EUD | IOU | 1.24 | SCE | EUD | IOU | 2.7733
SCE | EUn | CZ05 | 2.52 | SCE | EUn | CZ05 | 5.1133
SCE | EUn | CZ06 | 2.06 | SCE | EUn | CZ06 | 4.4267
SCE | EUn | CZ08 | 2.0067 | SCE | EUn | CZ08 | 4.3133
SCE | EUn | CZ09 | 2.0067 | SCE | EUn | CZ09 | 4.3067
SCE | EUn | CZ10 | 1.9933 | SCE | EUn | CZ10 | 4.2867
SCE | EUn | CZ13 | 2.1467 | SCE | EUn | CZ13 | 4.4667
SCE | EUn | CZ14 | 2.2867 | SCE | EUn | CZ14 | 4.6667
SCE | EUn | CZ15 | 1.74 | SCE | EUn | CZ15 | 3.6867
SCE | EUn | CZ16 | 3.8867 | SCE | EUn | CZ16 | 6.7333
SCE | EUn | IOU | 2.16 | SCE | EUn | IOU | 4.5133
SCE | Gro | CZ05 | 3.34 | SCE | Gro | CZ05 | 7.3333
SCE | Gro | CZ06 | 2.8467 | SCE | Gro | CZ06 | 6.4933
SCE | Gro | CZ08 | 2.7733 | SCE | Gro | CZ08 | 6.32
SCE | Gro | CZ09 | 2.7667 | SCE | Gro | CZ09 | 6.3133
SCE | Gro | CZ10 | 2.7533 | SCE | Gro | CZ10 | 6.2867
SCE | Gro | CZ13 | 2.8667 | SCE | Gro | CZ13 | 6.4133
SCE | Gro | CZ14 | 3 | SCE | Gro | CZ14 | 6.6267
SCE | Gro | CZ15 | 2.3733 | SCE | Gro | CZ15 | 5.3533
SCE | Gro | CZ16 | 4.2067 | SCE | Gro | CZ16 | 8.4667
SCE | Gro | IOU | 2.82 | SCE | Gro | IOU | 6.3867
SCE | HGR | CZ05 | 1.9333 | SCE | HGR | CZ05 | 4.6
SCE | HGR | CZ06 | 1.7467 | SCE | HGR | CZ06 | 4.1267
SCE | HGR | CZ08 | 1.68 | SCE | HGR | CZ08 | 3.96
SCE | HGR | CZ09 | 1.6733 | SCE | HGR | CZ09 | 3.9533
SCE | HGR | CZ10 | 1.6667 | SCE | HGR | CZ10 | 3.9267
SCE | HGR | CZ13 | 1.68 | SCE | HGR | CZ13 | 3.9467
SCE | HGR | CZ14 | 1.72 | SCE | HGR | CZ14 | 4.06
SCE | HGR | CZ15 | 1.3 | SCE | HGR | CZ15 | 3.0133
SCE | HGR | CZ16 | 2.08 | SCE | HGR | CZ16 | 4.94
SCE | HGR | IOU | 1.6667 | SCE | HGR | IOU | 3.92
SCE | Hsp | CZ05 | 3.2867 | SCE | Hsp | CZ05 | 7.6
SCE | Hsp | CZ06 | 3.0267 | SCE | Hsp | CZ06 | 7
SCE | Hsp | CZ08 | 2.96 | SCE | Hsp | CZ08 | 6.8667
SCE | Hsp | CZ09 | 2.9533 | SCE | Hsp | CZ09 | 6.8667
SCE | Hsp | CZ10 | 2.9467 | SCE | Hsp | CZ10 | 6.8
SCE | Hsp | CZ13 | 2.9667 | SCE | Hsp | CZ13 | 6.8667
SCE | Hsp | CZ14 | 3.0333 | SCE | Hsp | CZ14 | 7
SCE | Hsp | CZ15 | 2.5533 | SCE | Hsp | CZ15 | 5.8133
SCE | Hsp | CZ16 | 3.72 | SCE | Hsp | CZ16 | 8.2667
SCE | Hsp | IOU | 2.9867 | SCE | Hsp | IOU | 6.9333
SCE | Htl | CZ05 | 4.0533 | SCE | Htl | CZ05 | 9.6667
SCE | Htl | CZ06 | 3.7467 | SCE | Htl | CZ06 | 8.9333
SCE | Htl | CZ08 | 3.66 | SCE | Htl | CZ08 | 8.6667
SCE | Htl | CZ09 | 3.66 | SCE | Htl | CZ09 | 8.6667
SCE | Htl | CZ10 | 3.64 | SCE | Htl | CZ10 | 8.6667
SCE | Htl | CZ13 | 3.6533 | SCE | Htl | CZ13 | 8.6667
SCE | Htl | CZ14 | 3.7467 | SCE | Htl | CZ14 | 8.8667
SCE | Htl | CZ15 | 3.14 | SCE | Htl | CZ15 | 7.3333
SCE | Htl | CZ16 | 5.4867 | SCE | Htl | CZ16 | 11.5333
SCE | Htl | IOU | 3.6867 | SCE | Htl | IOU | 8.6667
SCE | MBT | CZ05 | 2.26 | SCE | MBT | CZ05 | 4.5533
SCE | MBT | CZ06 | 1.86 | SCE | MBT | CZ06 | 3.9533
SCE | MBT | CZ08 | 1.82 | SCE | MBT | CZ08 | 3.86
SCE | MBT | CZ09 | 1.82 | SCE | MBT | CZ09 | 3.86
SCE | MBT | CZ10 | 1.8133 | SCE | MBT | CZ10 | 3.84
SCE | MBT | CZ13 | 1.9333 | SCE | MBT | CZ13 | 3.98
SCE | MBT | CZ14 | 2.0533 | SCE | MBT | CZ14 | 4.1467
SCE | MBT | CZ15 | 1.6 | SCE | MBT | CZ15 | 3.32
SCE | MBT | CZ16 | 3.4533 | SCE | MBT | CZ16 | 5.9933
SCE | MBT | IOU | 1.8667 | SCE | MBT | IOU | 3.9067
SCE | MLI | CZ05 | 2.3267 | SCE | MLI | CZ05 | 4.6267
SCE | MLI | CZ06 | 1.8933 | SCE | MLI | CZ06 | 3.9933
SCE | MLI | CZ08 | 1.8467 | SCE | MLI | CZ08 | 3.8867
SCE | MLI | CZ09 | 1.84 | SCE | MLI | CZ09 | 3.88
SCE | MLI | CZ10 | 1.8333 | SCE | MLI | CZ10 | 3.8667
SCE | MLI | CZ13 | 1.9533 | SCE | MLI | CZ13 | 4
SCE | MLI | CZ14 | 2.08 | SCE | MLI | CZ14 | 4.18
SCE | MLI | CZ15 | 1.6 | SCE | MLI | CZ15 | 3.32
SCE | MLI | CZ16 | 3.5 | SCE | MLI | CZ16 | 6.0467
SCE | MLI | IOU | 1.8867 | SCE | MLI | IOU | 3.9333
SCE | Mtl | CZ05 | 2.46 | SCE | Mtl | CZ05 | 5.2667
SCE | Mtl | CZ06 | 2.1733 | SCE | Mtl | CZ06 | 4.76
SCE | Mtl | CZ08 | 2.12 | SCE | Mtl | CZ08 | 4.64
SCE | Mtl | CZ09 | 2.12 | SCE | Mtl | CZ09 | 4.64
SCE | Mtl | CZ10 | 2.1133 | SCE | Mtl | CZ10 | 4.62
SCE | Mtl | CZ13 | 2.1867 | SCE | Mtl | CZ13 | 4.7
SCE | Mtl | CZ14 | 2.26 | SCE | Mtl | CZ14 | 4.8333
SCE | Mtl | CZ15 | 1.8467 | SCE | Mtl | CZ15 | 3.96
SCE | Mtl | CZ16 | 2.9 | SCE | Mtl | CZ16 | 5.8867
SCE | Mtl | IOU | 2.1333 | SCE | Mtl | IOU | 4.64
SCE | Nrs | CZ05 | 3.58 | SCE | Nrs | CZ05 | 8.4
SCE | Nrs | CZ06 | 3.3 | SCE | Nrs | CZ06 | 7.7333
SCE | Nrs | CZ08 | 3.2267 | SCE | Nrs | CZ08 | 7.5333
SCE | Nrs | CZ09 | 3.22 | SCE | Nrs | CZ09 | 7.5333
SCE | Nrs | CZ10 | 3.2067 | SCE | Nrs | CZ10 | 7.5333
SCE | Nrs | CZ13 | 3.2333 | SCE | Nrs | CZ13 | 7.5333
SCE | Nrs | CZ14 | 3.3 | SCE | Nrs | CZ14 | 7.6667
SCE | Nrs | CZ15 | 2.7733 | SCE | Nrs | CZ15 | 6.3933
SCE | Nrs | CZ16 | 4.38 | SCE | Nrs | CZ16 | 9.5333
SCE | Nrs | IOU | 3.26 | SCE | Nrs | IOU | 7.6
SCE | OfL | CZ05 | 2.3067 | SCE | OfL | CZ05 | 4.5333
SCE | OfL | CZ06 | 1.8133 | SCE | OfL | CZ06 | 3.8467
SCE | OfL | CZ08 | 1.78 | SCE | OfL | CZ08 | 3.7533
SCE | OfL | CZ09 | 1.78 | SCE | OfL | CZ09 | 3.7533
SCE | OfL | CZ10 | 1.7733 | SCE | OfL | CZ10 | 3.74
SCE | OfL | CZ13 | 1.9267 | SCE | OfL | CZ13 | 3.9133
SCE | OfL | CZ14 | 2.0667 | SCE | OfL | CZ14 | 4.1067
SCE | OfL | CZ15 | 1.5667 | SCE | OfL | CZ15 | 3.2267
SCE | OfL | CZ16 | 3.3867 | SCE | OfL | CZ16 | 5.8533
SCE | OfL | IOU | 1.8067 | SCE | OfL | IOU | 3.7933
SCE | OfS | CZ05 | 2.2 | SCE | OfS | CZ05 | 4.2533
SCE | OfS | CZ06 | 1.72 | SCE | OfS | CZ06 | 3.5867
SCE | OfS | CZ08 | 1.6867 | SCE | OfS | CZ08 | 3.5067
SCE | OfS | CZ09 | 1.6867 | SCE | OfS | CZ09 | 3.5
SCE | OfS | CZ10 | 1.68 | SCE | OfS | CZ10 | 3.4867
SCE | OfS | CZ13 | 1.8333 | SCE | OfS | CZ13 | 3.66
SCE | OfS | CZ14 | 1.9733 | SCE | OfS | CZ14 | 3.8467
SCE | OfS | CZ15 | 1.4867 | SCE | OfS | CZ15 | 3.02
SCE | OfS | CZ16 | 3.28 | SCE | OfS | CZ16 | 5.56
SCE | OfS | IOU | 1.7267 | SCE | OfS | IOU | 3.5467
SCE | RFF | CZ05 | 1.9867 | SCE | RFF | CZ05 | 4.12
SCE | RFF | CZ06 | 1.8133 | SCE | RFF | CZ06 | 3.7867
SCE | RFF | CZ08 | 1.7733 | SCE | RFF | CZ08 | 3.6933
SCE | RFF | CZ09 | 1.7667 | SCE | RFF | CZ09 | 3.6867
SCE | RFF | CZ10 | 1.76 | SCE | RFF | CZ10 | 3.6667
SCE | RFF | CZ13 | 1.7733 | SCE | RFF | CZ13 | 3.6867
SCE | RFF | CZ14 | 1.8133 | SCE | RFF | CZ14 | 3.7667
SCE | RFF | CZ15 | 1.54 | SCE | RFF | CZ15 | 3.1533
SCE | RFF | CZ16 | 2.1133 | SCE | RFF | CZ16 | 4.36
SCE | RFF | IOU | 1.78 | SCE | RFF | IOU | 3.7
SCE | RSD | CZ05 | 2.0467 | SCE | RSD | CZ05 | 4.3133
SCE | RSD | CZ06 | 1.8933 | SCE | RSD | CZ06 | 3.9933
SCE | RSD | CZ08 | 1.8467 | SCE | RSD | CZ08 | 3.8867
SCE | RSD | CZ09 | 1.84 | SCE | RSD | CZ09 | 3.88
SCE | RSD | CZ10 | 1.8333 | SCE | RSD | CZ10 | 3.8667
SCE | RSD | CZ13 | 1.84 | SCE | RSD | CZ13 | 3.8733
SCE | RSD | CZ14 | 1.8733 | SCE | RSD | CZ14 | 3.9467
SCE | RSD | CZ15 | 1.6 | SCE | RSD | CZ15 | 3.32
SCE | RSD | CZ16 | 2.2267 | SCE | RSD | CZ16 | 4.62
SCE | RSD | IOU | 1.8533 | SCE | RSD | IOU | 3.9
SCE | Rt3 | CZ05 | 2.2267 | SCE | Rt3 | CZ05 | 4.7333
SCE | Rt3 | CZ06 | 2.0267 | SCE | Rt3 | CZ06 | 4.3467
SCE | Rt3 | CZ08 | 1.98 | SCE | Rt3 | CZ08 | 4.24
SCE | Rt3 | CZ09 | 1.9733 | SCE | Rt3 | CZ09 | 4.2333
SCE | Rt3 | CZ10 | 1.9667 | SCE | Rt3 | CZ10 | 4.2133
SCE | Rt3 | CZ13 | 1.9867 | SCE | Rt3 | CZ13 | 4.2333
SCE | Rt3 | CZ14 | 2.0333 | SCE | Rt3 | CZ14 | 4.3267
SCE | Rt3 | CZ15 | 1.7133 | SCE | Rt3 | CZ15 | 3.6133
SCE | Rt3 | CZ16 | 2.48 | SCE | Rt3 | CZ16 | 5.14
SCE | Rt3 | IOU | 1.9867 | SCE | Rt3 | IOU | 4.2533
SCE | RtL | CZ05 | 2.5067 | SCE | RtL | CZ05 | 5.32
SCE | RtL | CZ06 | 2.1933 | SCE | RtL | CZ06 | 4.7867
SCE | RtL | CZ08 | 2.14 | SCE | RtL | CZ08 | 4.66
SCE | RtL | CZ09 | 2.1333 | SCE | RtL | CZ09 | 4.6533
SCE | RtL | CZ10 | 2.1267 | SCE | RtL | CZ10 | 4.6333
SCE | RtL | CZ13 | 2.1867 | SCE | RtL | CZ13 | 4.7
SCE | RtL | CZ14 | 2.2667 | SCE | RtL | CZ14 | 4.8333
SCE | RtL | CZ15 | 1.8467 | SCE | RtL | CZ15 | 3.9667
SCE | RtL | CZ16 | 2.9067 | SCE | RtL | CZ16 | 5.9
SCE | RtL | IOU | 2.1533 | SCE | RtL | IOU | 4.6867
SCE | RtS | CZ05 | 2.06 | SCE | RtS | CZ05 | 4.3133
SCE | RtS | CZ06 | 1.8867 | SCE | RtS | CZ06 | 3.9667
SCE | RtS | CZ08 | 1.8333 | SCE | RtS | CZ08 | 3.8667
SCE | RtS | CZ09 | 1.8333 | SCE | RtS | CZ09 | 3.86
SCE | RtS | CZ10 | 1.8267 | SCE | RtS | CZ10 | 3.84
SCE | RtS | CZ13 | 1.84 | SCE | RtS | CZ13 | 3.86
SCE | RtS | CZ14 | 1.8867 | SCE | RtS | CZ14 | 3.9467
SCE | RtS | CZ15 | 1.5933 | SCE | RtS | CZ15 | 3.3
SCE | RtS | CZ16 | 2.3867 | SCE | RtS | CZ16 | 4.78
SCE | RtS | IOU | 1.8467 | SCE | RtS | IOU | 3.88
SCE | s_Agr | CZ05 | 2.3 | SCE | s_Agr | CZ05 | 4.5533
SCE | s_Agr | CZ06 | 1.86 | SCE | s_Agr | CZ06 | 3.9133
SCE | s_Agr | CZ08 | 1.8133 | SCE | s_Agr | CZ08 | 3.8133
SCE | s_Agr | CZ09 | 1.8067 | SCE | s_Agr | CZ09 | 3.8067
SCE | s_Agr | CZ10 | 1.8 | SCE | s_Agr | CZ10 | 3.7933
SCE | s_Agr | CZ13 | 1.9267 | SCE | s_Agr | CZ13 | 3.9333
SCE | s_Agr | CZ14 | 2.06 | SCE | s_Agr | CZ14 | 4.1133
SCE | s_Agr | CZ15 | 1.58 | SCE | s_Agr | CZ15 | 3.26
SCE | s_Agr | CZ16 | 3.4533 | SCE | s_Agr | CZ16 | 5.9467
SCE | s_Agr | IOU | 1.8533 | SCE | s_Agr | IOU | 3.86
SCE | s_Cli | CZ05 | 2.8933 | SCE | s_Cli | CZ05 | 6.3267
SCE | s_Cli | CZ06 | 2.5067 | SCE | s_Cli | CZ06 | 5.66
SCE | s_Cli | CZ08 | 2.4533 | SCE | s_Cli | CZ08 | 5.52
SCE | s_Cli | CZ09 | 2.4533 | SCE | s_Cli | CZ09 | 5.52
SCE | s_Cli | CZ10 | 2.44 | SCE | s_Cli | CZ10 | 5.5067
SCE | s_Cli | CZ13 | 2.5333 | SCE | s_Cli | CZ13 | 5.6
SCE | s_Cli | CZ14 | 2.64 | SCE | s_Cli | CZ14 | 5.76
SCE | s_Cli | CZ15 | 2.1333 | SCE | s_Cli | CZ15 | 4.7067
SCE | s_Cli | CZ16 | 3.8267 | SCE | s_Cli | CZ16 | 7.5333
SCE | s_Cli | IOU | 2.4933 | SCE | s_Cli | IOU | 5.58
SCE | SCn | CZ05 | 3.3667 | SCE | SCn | CZ05 | 6.0133
SCE | SCn | CZ06 | 2.0267 | SCE | SCn | CZ06 | 4.3467
SCE | SCn | CZ08 | 1.98 | SCE | SCn | CZ08 | 4.24
SCE | SCn | CZ09 | 1.9733 | SCE | SCn | CZ09 | 4.2333
SCE | SCn | CZ10 | 1.9667 | SCE | SCn | CZ10 | 4.2133
SCE | SCn | CZ13 | 2.4467 | SCE | SCn | CZ13 | 4.7533
SCE | SCn | CZ14 | 2.8333 | SCE | SCn | CZ14 | 5.22
SCE | SCn | CZ15 | 1.7133 | SCE | SCn | CZ15 | 3.6133
SCE | SCn | CZ16 | 6.1467 | SCE | SCn | CZ16 | 9.2667
SCE | SCn | IOU | 2.02 | SCE | SCn | IOU | 4.2867
SCE | s_FSt | CZ05 | 2.7 | SCE | s_FSt | CZ05 | 5.8267
SCE | s_FSt | CZ06 | 2.3667 | SCE | s_FSt | CZ06 | 5.2267
SCE | s_FSt | CZ08 | 2.3067 | SCE | s_FSt | CZ08 | 5.0933
SCE | s_FSt | CZ09 | 2.3 | SCE | s_FSt | CZ09 | 5.0867
SCE | s_FSt | CZ10 | 2.2933 | SCE | s_FSt | CZ10 | 5.0667
SCE | s_FSt | CZ13 | 2.3533 | SCE | s_FSt | CZ13 | 5.1333
SCE | s_FSt | CZ14 | 2.44 | SCE | s_FSt | CZ14 | 5.2867
SCE | s_FSt | CZ15 | 1.9867 | SCE | s_FSt | CZ15 | 4.3267
SCE | s_FSt | CZ16 | 3.2933 | SCE | s_FSt | CZ16 | 6.6267
SCE | s_FSt | IOU | 2.3333 | SCE | s_FSt | IOU | 5.1333
SCE | s_Ind | CZ05 | 2.2933 | SCE | s_Ind | CZ05 | 4.5867
SCE | s_Ind | CZ06 | 1.88 | SCE | s_Ind | CZ06 | 3.9733
SCE | s_Ind | CZ08 | 1.8333 | SCE | s_Ind | CZ08 | 3.8733
SCE | s_Ind | CZ09 | 1.8267 | SCE | s_Ind | CZ09 | 3.8667
SCE | s_Ind | CZ10 | 1.8267 | SCE | s_Ind | CZ10 | 3.8533
SCE | s_Ind | CZ13 | 1.9467 | SCE | s_Ind | CZ13 | 3.9867
SCE | s_Ind | CZ14 | 2.0667 | SCE | s_Ind | CZ14 | 4.16
SCE | s_Ind | CZ15 | 1.6 | SCE | s_Ind | CZ15 | 3.32
SCE | s_Ind | CZ16 | 3.48 | SCE | s_Ind | CZ16 | 6.02
SCE | s_Ind | IOU | 1.8733 | SCE | s_Ind | IOU | 3.92
SCE | s_MiC | CZ05 | 2.1 | SCE | s_MiC | CZ05 | 4.2933
SCE | s_MiC | CZ06 | 1.8333 | SCE | s_MiC | CZ06 | 3.8467
SCE | s_MiC | CZ08 | 1.7867 | SCE | s_MiC | CZ08 | 3.7533
SCE | s_MiC | CZ09 | 1.7867 | SCE | s_MiC | CZ09 | 3.7467
SCE | s_MiC | CZ10 | 1.78 | SCE | s_MiC | CZ10 | 3.7333
SCE | s_MiC | CZ13 | 1.84 | SCE | s_MiC | CZ13 | 3.8
SCE | s_MiC | CZ14 | 1.9133 | SCE | s_MiC | CZ14 | 3.9133
SCE | s_MiC | CZ15 | 1.56 | SCE | s_MiC | CZ15 | 3.2133
SCE | s_MiC | CZ16 | 2.6333 | SCE | s_MiC | CZ16 | 4.9867
SCE | s_MiC | IOU | 1.8067 | SCE | s_MiC | IOU | 3.7733
SCE | s_TCU | CZ05 | 2.7133 | SCE | s_TCU | CZ05 | 5.0933
SCE | s_TCU | CZ06 | 1.8933 | SCE | s_TCU | CZ06 | 4.02
SCE | s_TCU | CZ08 | 1.8467 | SCE | s_TCU | CZ08 | 3.9133
SCE | s_TCU | CZ09 | 1.84 | SCE | s_TCU | CZ09 | 3.9067
SCE | s_TCU | CZ10 | 1.8333 | SCE | s_TCU | CZ10 | 3.8867
SCE | s_TCU | CZ13 | 2.1067 | SCE | s_TCU | CZ13 | 4.2
SCE | s_TCU | CZ14 | 2.3533 | SCE | s_TCU | CZ14 | 4.5067
SCE | s_TCU | CZ15 | 1.5867 | SCE | s_TCU | CZ15 | 3.3267
SCE | s_TCU | CZ16 | 4.52 | SCE | s_TCU | CZ16 | 7.2
SCE | s_TCU | IOU | 1.88 | SCE | s_TCU | IOU | 3.96
SCE | SUn | CZ05 | 3.3733 | SCE | SUn | CZ05 | 6.0267
SCE | SUn | CZ06 | 2 | SCE | SUn | CZ06 | 4.3133
SCE | SUn | CZ08 | 1.9267 | SCE | SUn | CZ08 | 4.18
SCE | SUn | CZ09 | 1.9133 | SCE | SUn | CZ09 | 4.1667
SCE | SUn | CZ10 | 1.9 | SCE | SUn | CZ10 | 4.14
SCE | SUn | CZ13 | 2.3867 | SCE | SUn | CZ13 | 4.6867
SCE | SUn | CZ14 | 2.8067 | SCE | SUn | CZ14 | 5.1933
SCE | SUn | CZ15 | 1.5733 | SCE | SUn | CZ15 | 3.4533
SCE | SUn | CZ16 | 6.2733 | SCE | SUn | CZ16 | 9.4
SCE | SUn | IOU | 1.9667 | SCE | SUn | IOU | 4.2267
SCE | WRf | CZ06 | 3.2867 | SCE | WRf | CZ06 | 7.7333
SCE | WRf | CZ08 | 3.2133 | SCE | WRf | CZ08 | 7.5333
SCE | WRf | CZ09 | 3.2067 | SCE | WRf | CZ09 | 7.5333
SCE | WRf | CZ10 | 3.1933 | SCE | WRf | CZ10 | 7.4667
SCE | WRf | CZ13 | 3.8667 | SCE | WRf | CZ13 | 8.2
SCE | WRf | CZ14 | 4.4267 | SCE | WRf | CZ14 | 8.9333
SCE | WRf | CZ15 | 2.76 | SCE | WRf | CZ15 | 6.3667
SCE | WRf | CZ16 | 9.3333 | SCE | WRf | CZ16 | 15
SCE | WRf | IOU | 3.3467 | SCE | WRf | IOU | 7.6667
SCG | Asm | CZ05 | 2.5667 | SCG | Asm | CZ05 | 5.66
SCG | Asm | CZ06 | 2.3267 | SCG | Asm | CZ06 | 5.1867
SCG | Asm | CZ08 | 2.28 | SCG | Asm | CZ08 | 5.0667
SCG | Asm | CZ09 | 2.28 | SCG | Asm | CZ09 | 5.06
SCG | Asm | CZ10 | 2.2667 | SCG | Asm | CZ10 | 5.04
SCG | Asm | CZ13 | 2.3067 | SCG | Asm | CZ13 | 5.08
SCG | Asm | CZ14 | 2.3667 | SCG | Asm | CZ14 | 5.2
SCG | Asm | CZ15 | 1.98 | SCG | Asm | CZ15 | 4.32
SCG | Asm | CZ16 | 3.06 | SCG | Asm | CZ16 | 6.36
SCG | Asm | IOU | 2.2933 | SCG | Asm | IOU | 5.08
SCG | Com | CZ05 | 2.64 | SCG | Com | CZ05 | 5.6933
SCG | Com | CZ06 | 2.0467 | SCG | Com | CZ06 | 4.46
SCG | Com | CZ08 | 1.9667 | SCG | Com | CZ08 | 4.2467
SCG | Com | CZ09 | 1.9667 | SCG | Com | CZ09 | 4.26
SCG | Com | CZ10 | 1.96 | SCG | Com | CZ10 | 4.2333
SCG | Com | CZ13 | 2.1667 | SCG | Com | CZ13 | 4.5267
SCG | Com | CZ14 | 2.1733 | SCG | Com | CZ14 | 4.5133
SCG | Com | CZ15 | 1.7867 | SCG | Com | CZ15 | 3.8533
SCG | Com | CZ16 | 3.32 | SCG | Com | CZ16 | 6.16
SCG | Com | IOU | 2.0067 | SCG | Com | IOU | 4.32
SCG | ECC | CZ05 | 2.18 | SCG | ECC | CZ05 | 4.3267
SCG | ECC | CZ06 | 1.8133 | SCG | ECC | CZ06 | 3.7733
SCG | ECC | CZ08 | 1.7667 | SCG | ECC | CZ08 | 3.68
SCG | ECC | CZ09 | 1.76 | SCG | ECC | CZ09 | 3.6733
SCG | ECC | CZ10 | 1.7533 | SCG | ECC | CZ10 | 3.66
SCG | ECC | CZ13 | 1.8733 | SCG | ECC | CZ13 | 3.8
SCG | ECC | CZ14 | 1.98 | SCG | ECC | CZ14 | 3.9533
SCG | ECC | CZ15 | 1.54 | SCG | ECC | CZ15 | 3.1533
SCG | ECC | CZ16 | 3.0533 | SCG | ECC | CZ16 | 5.4133
SCG | ECC | IOU | 1.84 | SCG | ECC | IOU | 3.78
SCG | EPr | CZ05 | 1.96 | SCG | EPr | CZ05 | 3.56
SCG | EPr | CZ06 | 1.4867 | SCG | EPr | CZ06 | 2.9333
SCG | EPr | CZ08 | 1.4533 | SCG | EPr | CZ08 | 2.86
SCG | EPr | CZ09 | 1.4533 | SCG | EPr | CZ09 | 2.86
SCG | EPr | CZ10 | 1.4467 | SCG | EPr | CZ10 | 2.8467
SCG | EPr | CZ13 | 1.6133 | SCG | EPr | CZ13 | 3.0467
SCG | EPr | CZ14 | 1.7533 | SCG | EPr | CZ14 | 3.2267
SCG | EPr | CZ15 | 1.28 | SCG | EPr | CZ15 | 2.48
SCG | EPr | CZ16 | 2.84 | SCG | EPr | CZ16 | 4.6267
SCG | EPr | IOU | 1.5 | SCG | EPr | IOU | 2.92
SCG | ERC | CZ05 | 1.9067 | SCG | ERC | CZ05 | 3.5
SCG | ERC | CZ06 | 1.4667 | SCG | ERC | CZ06 | 2.9067
SCG | ERC | CZ08 | 1.44 | SCG | ERC | CZ08 | 2.84
SCG | ERC | CZ09 | 1.44 | SCG | ERC | CZ09 | 2.84
SCG | ERC | CZ10 | 1.4333 | SCG | ERC | CZ10 | 2.8333
SCG | ERC | CZ13 | 1.6133 | SCG | ERC | CZ13 | 3.04
SCG | ERC | CZ14 | 1.7467 | SCG | ERC | CZ14 | 3.22
SCG | ERC | CZ15 | 1.28 | SCG | ERC | CZ15 | 2.48
SCG | ERC | CZ16 | 2.8333 | SCG | ERC | CZ16 | 4.62
SCG | ERC | IOU | 1.4867 | SCG | ERC | IOU | 2.9067
SCG | ESe | CZ05 | 1.96 | SCG | ESe | CZ05 | 3.56
SCG | ESe | CZ06 | 1.4867 | SCG | ESe | CZ06 | 2.9333
SCG | ESe | CZ08 | 1.4533 | SCG | ESe | CZ08 | 2.86
SCG | ESe | CZ09 | 1.4533 | SCG | ESe | CZ09 | 2.86
SCG | ESe | CZ10 | 1.4467 | SCG | ESe | CZ10 | 2.8467
SCG | ESe | CZ13 | 1.6133 | SCG | ESe | CZ13 | 3.0467
SCG | ESe | CZ14 | 1.7533 | SCG | ESe | CZ14 | 3.2267
SCG | ESe | CZ15 | 1.28 | SCG | ESe | CZ15 | 2.48
SCG | ESe | CZ16 | 2.84 | SCG | ESe | CZ16 | 4.6267
SCG | ESe | IOU | 1.5 | SCG | ESe | IOU | 2.92
SCG | EUD | CZ05 | 1.4133 | SCG | EUD | CZ05 | 3.1733
SCG | EUD | CZ06 | 1.2667 | SCG | EUD | CZ06 | 2.8333
SCG | EUD | CZ08 | 1.2133 | SCG | EUD | CZ08 | 2.72
SCG | EUD | CZ09 | 1.2133 | SCG | EUD | CZ09 | 2.7133
SCG | EUD | CZ10 | 1.2 | SCG | EUD | CZ10 | 2.6933
SCG | EUD | CZ13 | 1.2067 | SCG | EUD | CZ13 | 2.7067
SCG | EUD | CZ14 | 1.24 | SCG | EUD | CZ14 | 2.7867
SCG | EUD | CZ15 | 0.94667 | SCG | EUD | CZ15 | 2.0867
SCG | EUD | CZ16 | 1.4867 | SCG | EUD | CZ16 | 3.3733
SCG | EUD | IOU | 1.2333 | SCG | EUD | IOU | 2.76
SCG | EUn | CZ05 | 2.52 | SCG | EUn | CZ05 | 5.1133
SCG | EUn | CZ06 | 2.06 | SCG | EUn | CZ06 | 4.4267
SCG | EUn | CZ08 | 2.0067 | SCG | EUn | CZ08 | 4.3133
SCG | EUn | CZ09 | 2.0067 | SCG | EUn | CZ09 | 4.3067
SCG | EUn | CZ10 | 1.9933 | SCG | EUn | CZ10 | 4.2867
SCG | EUn | CZ13 | 2.1467 | SCG | EUn | CZ13 | 4.4667
SCG | EUn | CZ14 | 2.2867 | SCG | EUn | CZ14 | 4.6667
SCG | EUn | CZ15 | 1.74 | SCG | EUn | CZ15 | 3.6867
SCG | EUn | CZ16 | 3.8867 | SCG | EUn | CZ16 | 6.7333
SCG | EUn | IOU | 2.1133 | SCG | EUn | IOU | 4.4533
SCG | Gro | CZ05 | 3.34 | SCG | Gro | CZ05 | 7.3333
SCG | Gro | CZ06 | 2.8467 | SCG | Gro | CZ06 | 6.4933
SCG | Gro | CZ08 | 2.7733 | SCG | Gro | CZ08 | 6.32
SCG | Gro | CZ09 | 2.7667 | SCG | Gro | CZ09 | 6.3133
SCG | Gro | CZ10 | 2.7533 | SCG | Gro | CZ10 | 6.2867
SCG | Gro | CZ13 | 2.8667 | SCG | Gro | CZ13 | 6.4133
SCG | Gro | CZ14 | 3 | SCG | Gro | CZ14 | 6.6267
SCG | Gro | CZ15 | 2.3733 | SCG | Gro | CZ15 | 5.3533
SCG | Gro | CZ16 | 4.2067 | SCG | Gro | CZ16 | 8.4667
SCG | Gro | IOU | 2.8067 | SCG | Gro | IOU | 6.3733
SCG | HGR | CZ05 | 1.9333 | SCG | HGR | CZ05 | 4.6
SCG | HGR | CZ06 | 1.7467 | SCG | HGR | CZ06 | 4.1267
SCG | HGR | CZ08 | 1.68 | SCG | HGR | CZ08 | 3.96
SCG | HGR | CZ09 | 1.6733 | SCG | HGR | CZ09 | 3.9533
SCG | HGR | CZ10 | 1.6667 | SCG | HGR | CZ10 | 3.9267
SCG | HGR | CZ13 | 1.68 | SCG | HGR | CZ13 | 3.9467
SCG | HGR | CZ14 | 1.72 | SCG | HGR | CZ14 | 4.06
SCG | HGR | CZ15 | 1.3 | SCG | HGR | CZ15 | 3.0133
SCG | HGR | CZ16 | 2.08 | SCG | HGR | CZ16 | 4.94
SCG | HGR | IOU | 1.6667 | SCG | HGR | IOU | 3.9333
SCG | Hsp | CZ05 | 3.2867 | SCG | Hsp | CZ05 | 7.6
SCG | Hsp | CZ06 | 3.0267 | SCG | Hsp | CZ06 | 7
SCG | Hsp | CZ08 | 2.96 | SCG | Hsp | CZ08 | 6.8667
SCG | Hsp | CZ09 | 2.9533 | SCG | Hsp | CZ09 | 6.8667
SCG | Hsp | CZ10 | 2.9467 | SCG | Hsp | CZ10 | 6.8
SCG | Hsp | CZ13 | 2.9667 | SCG | Hsp | CZ13 | 6.8667
SCG | Hsp | CZ14 | 3.0333 | SCG | Hsp | CZ14 | 7
SCG | Hsp | CZ15 | 2.5533 | SCG | Hsp | CZ15 | 5.8133
SCG | Hsp | CZ16 | 3.72 | SCG | Hsp | CZ16 | 8.2667
SCG | Hsp | IOU | 2.98 | SCG | Hsp | IOU | 6.8667
SCG | Htl | CZ05 | 4.0533 | SCG | Htl | CZ05 | 9.6667
SCG | Htl | CZ06 | 3.7467 | SCG | Htl | CZ06 | 8.9333
SCG | Htl | CZ08 | 3.66 | SCG | Htl | CZ08 | 8.6667
SCG | Htl | CZ09 | 3.66 | SCG | Htl | CZ09 | 8.6667
SCG | Htl | CZ10 | 3.64 | SCG | Htl | CZ10 | 8.6667
SCG | Htl | CZ13 | 3.6533 | SCG | Htl | CZ13 | 8.6667
SCG | Htl | CZ14 | 3.7467 | SCG | Htl | CZ14 | 8.8667
SCG | Htl | CZ15 | 3.14 | SCG | Htl | CZ15 | 7.3333
SCG | Htl | CZ16 | 5.4867 | SCG | Htl | CZ16 | 11.5333
SCG | Htl | IOU | 3.68 | SCG | Htl | IOU | 8.6667
SCG | MBT | CZ05 | 2.26 | SCG | MBT | CZ05 | 4.5533
SCG | MBT | CZ06 | 1.86 | SCG | MBT | CZ06 | 3.9533
SCG | MBT | CZ08 | 1.82 | SCG | MBT | CZ08 | 3.86
SCG | MBT | CZ09 | 1.82 | SCG | MBT | CZ09 | 3.86
SCG | MBT | CZ10 | 1.8133 | SCG | MBT | CZ10 | 3.84
SCG | MBT | CZ13 | 1.9333 | SCG | MBT | CZ13 | 3.98
SCG | MBT | CZ14 | 2.0533 | SCG | MBT | CZ14 | 4.1467
SCG | MBT | CZ15 | 1.6 | SCG | MBT | CZ15 | 3.32
SCG | MBT | CZ16 | 3.4533 | SCG | MBT | CZ16 | 5.9933
SCG | MBT | IOU | 1.8533 | SCG | MBT | IOU | 3.9
SCG | MLI | CZ05 | 2.3267 | SCG | MLI | CZ05 | 4.6267
SCG | MLI | CZ06 | 1.8933 | SCG | MLI | CZ06 | 3.9933
SCG | MLI | CZ08 | 1.8467 | SCG | MLI | CZ08 | 3.8867
SCG | MLI | CZ09 | 1.84 | SCG | MLI | CZ09 | 3.88
SCG | MLI | CZ10 | 1.8333 | SCG | MLI | CZ10 | 3.8667
SCG | MLI | CZ13 | 1.9533 | SCG | MLI | CZ13 | 4
SCG | MLI | CZ14 | 2.08 | SCG | MLI | CZ14 | 4.18
SCG | MLI | CZ15 | 1.6 | SCG | MLI | CZ15 | 3.32
SCG | MLI | CZ16 | 3.5 | SCG | MLI | CZ16 | 6.0467
SCG | MLI | IOU | 1.88 | SCG | MLI | IOU | 3.9267
SCG | Mtl | CZ05 | 2.46 | SCG | Mtl | CZ05 | 5.2667
SCG | Mtl | CZ06 | 2.1733 | SCG | Mtl | CZ06 | 4.76
SCG | Mtl | CZ08 | 2.12 | SCG | Mtl | CZ08 | 4.64
SCG | Mtl | CZ09 | 2.12 | SCG | Mtl | CZ09 | 4.64
SCG | Mtl | CZ10 | 2.1133 | SCG | Mtl | CZ10 | 4.62
SCG | Mtl | CZ13 | 2.1867 | SCG | Mtl | CZ13 | 4.7
SCG | Mtl | CZ14 | 2.26 | SCG | Mtl | CZ14 | 4.8333
SCG | Mtl | CZ15 | 1.8467 | SCG | Mtl | CZ15 | 3.96
SCG | Mtl | CZ16 | 2.9 | SCG | Mtl | CZ16 | 5.8867
SCG | Mtl | IOU | 2.1333 | SCG | Mtl | IOU | 4.64
SCG | Nrs | CZ05 | 3.58 | SCG | Nrs | CZ05 | 8.4
SCG | Nrs | CZ06 | 3.3 | SCG | Nrs | CZ06 | 7.7333
SCG | Nrs | CZ08 | 3.2267 | SCG | Nrs | CZ08 | 7.5333
SCG | Nrs | CZ09 | 3.22 | SCG | Nrs | CZ09 | 7.5333
SCG | Nrs | CZ10 | 3.2067 | SCG | Nrs | CZ10 | 7.5333
SCG | Nrs | CZ13 | 3.2333 | SCG | Nrs | CZ13 | 7.5333
SCG | Nrs | CZ14 | 3.3 | SCG | Nrs | CZ14 | 7.6667
SCG | Nrs | CZ15 | 2.7733 | SCG | Nrs | CZ15 | 6.3933
SCG | Nrs | CZ16 | 4.38 | SCG | Nrs | CZ16 | 9.5333
SCG | Nrs | IOU | 3.2533 | SCG | Nrs | IOU | 7.6
SCG | OfL | CZ05 | 2.3067 | SCG | OfL | CZ05 | 4.5333
SCG | OfL | CZ06 | 1.8133 | SCG | OfL | CZ06 | 3.8467
SCG | OfL | CZ08 | 1.78 | SCG | OfL | CZ08 | 3.7533
SCG | OfL | CZ09 | 1.78 | SCG | OfL | CZ09 | 3.7533
SCG | OfL | CZ10 | 1.7733 | SCG | OfL | CZ10 | 3.74
SCG | OfL | CZ13 | 1.9267 | SCG | OfL | CZ13 | 3.9133
SCG | OfL | CZ14 | 2.0667 | SCG | OfL | CZ14 | 4.1067
SCG | OfL | CZ15 | 1.5667 | SCG | OfL | CZ15 | 3.2267
SCG | OfL | CZ16 | 3.3867 | SCG | OfL | CZ16 | 5.8533
SCG | OfL | IOU | 1.8 | SCG | OfL | IOU | 3.7867
SCG | OfS | CZ05 | 2.2 | SCG | OfS | CZ05 | 4.2533
SCG | OfS | CZ06 | 1.72 | SCG | OfS | CZ06 | 3.5867
SCG | OfS | CZ08 | 1.6867 | SCG | OfS | CZ08 | 3.5067
SCG | OfS | CZ09 | 1.6867 | SCG | OfS | CZ09 | 3.5
SCG | OfS | CZ10 | 1.68 | SCG | OfS | CZ10 | 3.4867
SCG | OfS | CZ13 | 1.8333 | SCG | OfS | CZ13 | 3.66
SCG | OfS | CZ14 | 1.9733 | SCG | OfS | CZ14 | 3.8467
SCG | OfS | CZ15 | 1.4867 | SCG | OfS | CZ15 | 3.02
SCG | OfS | CZ16 | 3.28 | SCG | OfS | CZ16 | 5.56
SCG | OfS | IOU | 1.72 | SCG | OfS | IOU | 3.54
SCG | RFF | CZ05 | 1.9867 | SCG | RFF | CZ05 | 4.12
SCG | RFF | CZ06 | 1.8133 | SCG | RFF | CZ06 | 3.7867
SCG | RFF | CZ08 | 1.7733 | SCG | RFF | CZ08 | 3.6933
SCG | RFF | CZ09 | 1.7667 | SCG | RFF | CZ09 | 3.6867
SCG | RFF | CZ10 | 1.76 | SCG | RFF | CZ10 | 3.6667
SCG | RFF | CZ13 | 1.7733 | SCG | RFF | CZ13 | 3.6867
SCG | RFF | CZ14 | 1.8133 | SCG | RFF | CZ14 | 3.7667
SCG | RFF | CZ15 | 1.54 | SCG | RFF | CZ15 | 3.1533
SCG | RFF | CZ16 | 2.1133 | SCG | RFF | CZ16 | 4.36
SCG | RFF | IOU | 1.7733 | SCG | RFF | IOU | 3.7
SCG | RSD | CZ05 | 2.0467 | SCG | RSD | CZ05 | 4.3133
SCG | RSD | CZ06 | 1.8933 | SCG | RSD | CZ06 | 3.9933
SCG | RSD | CZ08 | 1.8467 | SCG | RSD | CZ08 | 3.8867
SCG | RSD | CZ09 | 1.84 | SCG | RSD | CZ09 | 3.88
SCG | RSD | CZ10 | 1.8333 | SCG | RSD | CZ10 | 3.8667
SCG | RSD | CZ13 | 1.84 | SCG | RSD | CZ13 | 3.8733
SCG | RSD | CZ14 | 1.8733 | SCG | RSD | CZ14 | 3.9467
SCG | RSD | CZ15 | 1.6 | SCG | RSD | CZ15 | 3.32
SCG | RSD | CZ16 | 2.2267 | SCG | RSD | CZ16 | 4.62
SCG | RSD | IOU | 1.8533 | SCG | RSD | IOU | 3.8933
SCG | Rt3 | CZ05 | 2.2267 | SCG | Rt3 | CZ05 | 4.7333
SCG | Rt3 | CZ06 | 2.0267 | SCG | Rt3 | CZ06 | 4.3467
SCG | Rt3 | CZ08 | 1.98 | SCG | Rt3 | CZ08 | 4.24
SCG | Rt3 | CZ09 | 1.9733 | SCG | Rt3 | CZ09 | 4.2333
SCG | Rt3 | CZ10 | 1.9667 | SCG | Rt3 | CZ10 | 4.2133
SCG | Rt3 | CZ13 | 1.9867 | SCG | Rt3 | CZ13 | 4.2333
SCG | Rt3 | CZ14 | 2.0333 | SCG | Rt3 | CZ14 | 4.3267
SCG | Rt3 | CZ15 | 1.7133 | SCG | Rt3 | CZ15 | 3.6133
SCG | Rt3 | CZ16 | 2.48 | SCG | Rt3 | CZ16 | 5.14
SCG | Rt3 | IOU | 1.9867 | SCG | Rt3 | IOU | 4.2533
SCG | RtL | CZ05 | 2.5067 | SCG | RtL | CZ05 | 5.32
SCG | RtL | CZ06 | 2.1933 | SCG | RtL | CZ06 | 4.7867
SCG | RtL | CZ08 | 2.14 | SCG | RtL | CZ08 | 4.66
SCG | RtL | CZ09 | 2.1333 | SCG | RtL | CZ09 | 4.6533
SCG | RtL | CZ10 | 2.1267 | SCG | RtL | CZ10 | 4.6333
SCG | RtL | CZ13 | 2.1867 | SCG | RtL | CZ13 | 4.7
SCG | RtL | CZ14 | 2.2667 | SCG | RtL | CZ14 | 4.8333
SCG | RtL | CZ15 | 1.8467 | SCG | RtL | CZ15 | 3.9667
SCG | RtL | CZ16 | 2.9067 | SCG | RtL | CZ16 | 5.9
SCG | RtL | IOU | 2.1533 | SCG | RtL | IOU | 4.68
SCG | RtS | CZ05 | 2.06 | SCG | RtS | CZ05 | 4.3133
SCG | RtS | CZ06 | 1.8867 | SCG | RtS | CZ06 | 3.9667
SCG | RtS | CZ08 | 1.8333 | SCG | RtS | CZ08 | 3.8667
SCG | RtS | CZ09 | 1.8333 | SCG | RtS | CZ09 | 3.86
SCG | RtS | CZ10 | 1.8267 | SCG | RtS | CZ10 | 3.84
SCG | RtS | CZ13 | 1.84 | SCG | RtS | CZ13 | 3.86
SCG | RtS | CZ14 | 1.8867 | SCG | RtS | CZ14 | 3.9467
SCG | RtS | CZ15 | 1.5933 | SCG | RtS | CZ15 | 3.3
SCG | RtS | CZ16 | 2.3867 | SCG | RtS | CZ16 | 4.78
SCG | RtS | IOU | 1.8467 | SCG | RtS | IOU | 3.88
SCG | SCn | CZ05 | 3.3667 | SCG | SCn | CZ05 | 6.0133
SCG | SCn | CZ06 | 2.0267 | SCG | SCn | CZ06 | 4.3467
SCG | SCn | CZ08 | 1.98 | SCG | SCn | CZ08 | 4.24
SCG | SCn | CZ09 | 1.9733 | SCG | SCn | CZ09 | 4.2333
SCG | SCn | CZ10 | 1.9667 | SCG | SCn | CZ10 | 4.2133
SCG | SCn | CZ13 | 2.4467 | SCG | SCn | CZ13 | 4.7533
SCG | SCn | CZ14 | 2.8333 | SCG | SCn | CZ14 | 5.22
SCG | SCn | CZ15 | 1.7133 | SCG | SCn | CZ15 | 3.6133
SCG | SCn | CZ16 | 6.1467 | SCG | SCn | CZ16 | 9.2667
SCG | SCn | IOU | 2.0133 | SCG | SCn | IOU | 4.28
SCG | SUn | CZ05 | 3.3733 | SCG | SUn | CZ05 | 6.0267
SCG | SUn | CZ06 | 2 | SCG | SUn | CZ06 | 4.3133
SCG | SUn | CZ08 | 1.9267 | SCG | SUn | CZ08 | 4.18
SCG | SUn | CZ09 | 1.9133 | SCG | SUn | CZ09 | 4.1667
SCG | SUn | CZ10 | 1.9 | SCG | SUn | CZ10 | 4.14
SCG | SUn | CZ13 | 2.3867 | SCG | SUn | CZ13 | 4.6867
SCG | SUn | CZ14 | 2.8067 | SCG | SUn | CZ14 | 5.1933
SCG | SUn | CZ15 | 1.5733 | SCG | SUn | CZ15 | 3.4533
SCG | SUn | CZ16 | 6.2733 | SCG | SUn | CZ16 | 9.4
SCG | SUn | IOU | 1.96 | SCG | SUn | IOU | 4.22
SCG | WRf | CZ06 | 3.2867 | SCG | WRf | CZ06 | 7.7333
SCG | WRf | CZ08 | 3.2133 | SCG | WRf | CZ08 | 7.5333
SCG | WRf | CZ09 | 3.2067 | SCG | WRf | CZ09 | 7.5333
SCG | WRf | CZ10 | 3.1933 | SCG | WRf | CZ10 | 7.4667
SCG | WRf | CZ13 | 3.8667 | SCG | WRf | CZ13 | 8.2
SCG | WRf | CZ14 | 4.4267 | SCG | WRf | CZ14 | 8.9333
SCG | WRf | CZ15 | 2.76 | SCG | WRf | CZ15 | 6.3667
SCG | WRf | CZ16 | 9.3333 | SCG | WRf | CZ16 | 15
SCG | WRf | IOU | 3.32 | SCG | WRf | IOU | 7.6667
SDG | Asm | CZ06 | 2.3267 | SDG | Asm | CZ06 | 5.1867
SDG | Asm | CZ07 | 2.3067 | SDG | Asm | CZ07 | 5.1333
SDG | Asm | CZ08 | 2.28 | SDG | Asm | CZ08 | 5.0667
SDG | Asm | CZ10 | 2.2667 | SDG | Asm | CZ10 | 5.04
SDG | Asm | CZ14 | 2.3667 | SDG | Asm | CZ14 | 5.2
SDG | Asm | CZ15 | 1.98 | SDG | Asm | CZ15 | 4.32
SDG | Asm | IOU | 2.2933 | SDG | Asm | IOU | 5.1067
SDG | Com | CZ06 | 2.1133 | SDG | Com | CZ06 | 4.6267
SDG | Com | CZ07 | 2.0467 | SDG | Com | CZ07 | 4.4533
SDG | Com | CZ08 | 1.98 | SDG | Com | CZ08 | 4.2667
SDG | Com | CZ10 | 1.9467 | SDG | Com | CZ10 | 4.1933
SDG | Com | CZ14 | 2.2133 | SDG | Com | CZ14 | 4.5867
SDG | Com | CZ15 | 1.8533 | SDG | Com | CZ15 | 4.0733
SDG | Com | IOU | 2.02 | SDG | Com | IOU | 4.3933
SDG | ECC | CZ06 | 1.8133 | SDG | ECC | CZ06 | 3.7733
SDG | ECC | CZ07 | 1.8 | SDG | ECC | CZ07 | 3.7467
SDG | ECC | CZ08 | 1.7667 | SDG | ECC | CZ08 | 3.68
SDG | ECC | CZ10 | 1.7533 | SDG | ECC | CZ10 | 3.66
SDG | ECC | CZ14 | 1.98 | SDG | ECC | CZ14 | 3.9533
SDG | ECC | IOU | 1.7867 | SDG | ECC | IOU | 3.7267
SDG | EPr | CZ06 | 1.4867 | SDG | EPr | CZ06 | 2.9333
SDG | EPr | CZ07 | 1.48 | SDG | EPr | CZ07 | 2.9067
SDG | EPr | CZ08 | 1.4533 | SDG | EPr | CZ08 | 2.86
SDG | EPr | CZ10 | 1.4467 | SDG | EPr | CZ10 | 2.8467
SDG | EPr | CZ14 | 1.7533 | SDG | EPr | CZ14 | 3.2267
SDG | EPr | CZ15 | 1.28 | SDG | EPr | CZ15 | 2.48
SDG | EPr | IOU | 1.4667 | SDG | EPr | IOU | 2.8867
SDG | ERC | CZ06 | 1.4667 | SDG | ERC | CZ06 | 2.9067
SDG | ERC | CZ07 | 1.4533 | SDG | ERC | CZ07 | 2.8733
SDG | ERC | CZ08 | 1.44 | SDG | ERC | CZ08 | 2.84
SDG | ERC | CZ10 | 1.4333 | SDG | ERC | CZ10 | 2.8333
SDG | ERC | CZ14 | 1.7467 | SDG | ERC | CZ14 | 3.22
SDG | ERC | CZ15 | 1.28 | SDG | ERC | CZ15 | 2.48
SDG | ERC | IOU | 1.4467 | SDG | ERC | IOU | 2.86
SDG | ESe | CZ06 | 1.4867 | SDG | ESe | CZ06 | 2.9333
SDG | ESe | CZ07 | 1.48 | SDG | ESe | CZ07 | 2.9067
SDG | ESe | CZ08 | 1.4533 | SDG | ESe | CZ08 | 2.86
SDG | ESe | CZ10 | 1.4467 | SDG | ESe | CZ10 | 2.8467
SDG | ESe | CZ14 | 1.7533 | SDG | ESe | CZ14 | 3.2267
SDG | ESe | CZ15 | 1.28 | SDG | ESe | CZ15 | 2.48
SDG | ESe | IOU | 1.4667 | SDG | ESe | IOU | 2.8867
SDG | EUD | CZ06 | 1.2667 | SDG | EUD | CZ06 | 2.8333
SDG | EUD | CZ07 | 1.2533 | SDG | EUD | CZ07 | 2.7933
SDG | EUD | CZ08 | 1.2133 | SDG | EUD | CZ08 | 2.72
SDG | EUD | CZ10 | 1.2 | SDG | EUD | CZ10 | 2.6933
SDG | EUD | CZ14 | 1.24 | SDG | EUD | CZ14 | 2.7867
SDG | EUD | IOU | 1.24 | SDG | EUD | IOU | 2.7667
SDG | EUn | CZ06 | 2.06 | SDG | EUn | CZ06 | 4.4267
SDG | EUn | CZ07 | 2.0467 | SDG | EUn | CZ07 | 4.3867
SDG | EUn | CZ08 | 2.0067 | SDG | EUn | CZ08 | 4.3133
SDG | EUn | CZ10 | 1.9933 | SDG | EUn | CZ10 | 4.2867
SDG | EUn | CZ14 | 2.2867 | SDG | EUn | CZ14 | 4.6667
SDG | EUn | IOU | 2.0333 | SDG | EUn | IOU | 4.3667
SDG | Gro | CZ06 | 2.8467 | SDG | Gro | CZ06 | 6.4933
SDG | Gro | CZ07 | 2.82 | SDG | Gro | CZ07 | 6.4333
SDG | Gro | CZ08 | 2.7733 | SDG | Gro | CZ08 | 6.32
SDG | Gro | CZ10 | 2.7533 | SDG | Gro | CZ10 | 6.2867
SDG | Gro | CZ14 | 3 | SDG | Gro | CZ14 | 6.6267
SDG | Gro | CZ15 | 2.3733 | SDG | Gro | CZ15 | 5.3533
SDG | Gro | IOU | 2.8 | SDG | Gro | IOU | 6.3933
SDG | HGR | CZ06 | 1.7467 | SDG | HGR | CZ06 | 4.1267
SDG | HGR | CZ07 | 1.7133 | SDG | HGR | CZ07 | 4.0533
SDG | HGR | CZ08 | 1.68 | SDG | HGR | CZ08 | 3.96
SDG | HGR | CZ10 | 1.6667 | SDG | HGR | CZ10 | 3.9267
SDG | HGR | CZ14 | 1.72 | SDG | HGR | CZ14 | 4.06
SDG | HGR | CZ15 | 1.3 | SDG | HGR | CZ15 | 3.0133
SDG | HGR | IOU | 1.7067 | SDG | HGR | IOU | 4.0333
SDG | Hsp | CZ06 | 3.0267 | SDG | Hsp | CZ06 | 7
SDG | Hsp | CZ07 | 2.9933 | SDG | Hsp | CZ07 | 6.9333
SDG | Hsp | CZ08 | 2.96 | SDG | Hsp | CZ08 | 6.8667
SDG | Hsp | CZ10 | 2.9467 | SDG | Hsp | CZ10 | 6.8
SDG | Hsp | CZ14 | 3.0333 | SDG | Hsp | CZ14 | 7
SDG | Hsp | IOU | 2.9867 | SDG | Hsp | IOU | 6.9333
SDG | Htl | CZ06 | 3.7467 | SDG | Htl | CZ06 | 8.9333
SDG | Htl | CZ07 | 3.7133 | SDG | Htl | CZ07 | 8.8
SDG | Htl | CZ08 | 3.66 | SDG | Htl | CZ08 | 8.6667
SDG | Htl | CZ10 | 3.64 | SDG | Htl | CZ10 | 8.6667
SDG | Htl | CZ14 | 3.7467 | SDG | Htl | CZ14 | 8.8667
SDG | Htl | CZ15 | 3.14 | SDG | Htl | CZ15 | 7.3333
SDG | Htl | IOU | 3.7 | SDG | Htl | IOU | 8.8
SDG | MBT | CZ06 | 1.86 | SDG | MBT | CZ06 | 3.9533
SDG | MBT | CZ07 | 1.84 | SDG | MBT | CZ07 | 3.9133
SDG | MBT | CZ08 | 1.82 | SDG | MBT | CZ08 | 3.86
SDG | MBT | CZ10 | 1.8133 | SDG | MBT | CZ10 | 3.84
SDG | MBT | CZ14 | 2.0533 | SDG | MBT | CZ14 | 4.1467
SDG | MBT | CZ15 | 1.6 | SDG | MBT | CZ15 | 3.32
SDG | MBT | IOU | 1.8333 | SDG | MBT | IOU | 3.8933
SDG | MLI | CZ06 | 1.8933 | SDG | MLI | CZ06 | 3.9933
SDG | MLI | CZ07 | 1.88 | SDG | MLI | CZ07 | 3.96
SDG | MLI | CZ08 | 1.8467 | SDG | MLI | CZ08 | 3.8867
SDG | MLI | CZ10 | 1.8333 | SDG | MLI | CZ10 | 3.8667
SDG | MLI | CZ14 | 2.08 | SDG | MLI | CZ14 | 4.18
SDG | MLI | CZ15 | 1.6 | SDG | MLI | CZ15 | 3.32
SDG | MLI | IOU | 1.8667 | SDG | MLI | IOU | 3.9333
SDG | Mtl | CZ06 | 2.1733 | SDG | Mtl | CZ06 | 4.76
SDG | Mtl | CZ07 | 2.1467 | SDG | Mtl | CZ07 | 4.7067
SDG | Mtl | CZ08 | 2.12 | SDG | Mtl | CZ08 | 4.64
SDG | Mtl | CZ10 | 2.1133 | SDG | Mtl | CZ10 | 4.62
SDG | Mtl | CZ14 | 2.26 | SDG | Mtl | CZ14 | 4.8333
SDG | Mtl | CZ15 | 1.8467 | SDG | Mtl | CZ15 | 3.96
SDG | Mtl | IOU | 2.14 | SDG | Mtl | IOU | 4.6933
SDG | Nrs | CZ06 | 3.3 | SDG | Nrs | CZ06 | 7.7333
SDG | Nrs | CZ07 | 3.2667 | SDG | Nrs | CZ07 | 7.6667
SDG | Nrs | CZ08 | 3.2267 | SDG | Nrs | CZ08 | 7.5333
SDG | Nrs | CZ10 | 3.2067 | SDG | Nrs | CZ10 | 7.5333
SDG | Nrs | CZ14 | 3.3 | SDG | Nrs | CZ14 | 7.6667
SDG | Nrs | IOU | 3.26 | SDG | Nrs | IOU | 7.6667
SDG | OfL | CZ06 | 1.8133 | SDG | OfL | CZ06 | 3.8467
SDG | OfL | CZ07 | 1.8 | SDG | OfL | CZ07 | 3.8067
SDG | OfL | CZ08 | 1.78 | SDG | OfL | CZ08 | 3.7533
SDG | OfL | CZ10 | 1.7733 | SDG | OfL | CZ10 | 3.74
SDG | OfL | CZ14 | 2.0667 | SDG | OfL | CZ14 | 4.1067
SDG | OfL | CZ15 | 1.5667 | SDG | OfL | CZ15 | 3.2267
SDG | OfL | IOU | 1.7933 | SDG | OfL | IOU | 3.7933
SDG | OfS | CZ06 | 1.72 | SDG | OfS | CZ06 | 3.5867
SDG | OfS | CZ07 | 1.7 | SDG | OfS | CZ07 | 3.5467
SDG | OfS | CZ08 | 1.6867 | SDG | OfS | CZ08 | 3.5067
SDG | OfS | CZ10 | 1.68 | SDG | OfS | CZ10 | 3.4867
SDG | OfS | CZ14 | 1.9733 | SDG | OfS | CZ14 | 3.8467
SDG | OfS | CZ15 | 1.4867 | SDG | OfS | CZ15 | 3.02
SDG | OfS | IOU | 1.7 | SDG | OfS | IOU | 3.54
SDG | RFF | CZ06 | 1.8133 | SDG | RFF | CZ06 | 3.7867
SDG | RFF | CZ07 | 1.8067 | SDG | RFF | CZ07 | 3.76
SDG | RFF | CZ08 | 1.7733 | SDG | RFF | CZ08 | 3.6933
SDG | RFF | CZ10 | 1.76 | SDG | RFF | CZ10 | 3.6667
SDG | RFF | CZ14 | 1.8133 | SDG | RFF | CZ14 | 3.7667
SDG | RFF | CZ15 | 1.54 | SDG | RFF | CZ15 | 3.1533
SDG | RFF | IOU | 1.7933 | SDG | RFF | IOU | 3.74
SDG | RSD | CZ06 | 1.8933 | SDG | RSD | CZ06 | 3.9933
SDG | RSD | CZ07 | 1.88 | SDG | RSD | CZ07 | 3.96
SDG | RSD | CZ08 | 1.8467 | SDG | RSD | CZ08 | 3.8867
SDG | RSD | CZ10 | 1.8333 | SDG | RSD | CZ10 | 3.8667
SDG | RSD | CZ14 | 1.8733 | SDG | RSD | CZ14 | 3.9467
SDG | RSD | CZ15 | 1.6 | SDG | RSD | CZ15 | 3.32
SDG | RSD | IOU | 1.8667 | SDG | RSD | IOU | 3.94
SDG | Rt3 | CZ06 | 2.0267 | SDG | Rt3 | CZ06 | 4.3467
SDG | Rt3 | CZ07 | 2.0133 | SDG | Rt3 | CZ07 | 4.3133
SDG | Rt3 | CZ08 | 1.98 | SDG | Rt3 | CZ08 | 4.24
SDG | Rt3 | CZ10 | 1.9667 | SDG | Rt3 | CZ10 | 4.2133
SDG | Rt3 | CZ14 | 2.0333 | SDG | Rt3 | CZ14 | 4.3267
SDG | Rt3 | CZ15 | 1.7133 | SDG | Rt3 | CZ15 | 3.6133
SDG | Rt3 | IOU | 2 | SDG | Rt3 | IOU | 4.2867
SDG | RtL | CZ06 | 2.1933 | SDG | RtL | CZ06 | 4.7867
SDG | RtL | CZ07 | 2.18 | SDG | RtL | CZ07 | 4.74
SDG | RtL | CZ08 | 2.14 | SDG | RtL | CZ08 | 4.66
SDG | RtL | CZ10 | 2.1267 | SDG | RtL | CZ10 | 4.6333
SDG | RtL | CZ14 | 2.2667 | SDG | RtL | CZ14 | 4.8333
SDG | RtL | CZ15 | 1.8467 | SDG | RtL | CZ15 | 3.9667
SDG | RtL | IOU | 2.1667 | SDG | RtL | IOU | 4.7133
SDG | RtS | CZ06 | 1.8867 | SDG | RtS | CZ06 | 3.9667
SDG | RtS | CZ07 | 1.8733 | SDG | RtS | CZ07 | 3.9333
SDG | RtS | CZ08 | 1.8333 | SDG | RtS | CZ08 | 3.8667
SDG | RtS | CZ10 | 1.8267 | SDG | RtS | CZ10 | 3.84
SDG | RtS | CZ14 | 1.8867 | SDG | RtS | CZ14 | 3.9467
SDG | RtS | CZ15 | 1.5933 | SDG | RtS | CZ15 | 3.3
SDG | RtS | IOU | 1.86 | SDG | RtS | IOU | 3.9067
SDG | SCn | CZ06 | 2.0267 | SDG | SCn | CZ06 | 4.3467
SDG | SCn | CZ07 | 2.0133 | SDG | SCn | CZ07 | 4.3133
SDG | SCn | CZ08 | 1.98 | SDG | SCn | CZ08 | 4.24
SDG | SCn | CZ10 | 1.9667 | SDG | SCn | CZ10 | 4.2133
SDG | SCn | CZ14 | 2.8333 | SDG | SCn | CZ14 | 5.22
SDG | SCn | CZ15 | 1.7133 | SDG | SCn | CZ15 | 3.6133
SDG | SCn | IOU | 2 | SDG | SCn | IOU | 4.2867
SDG | SUn | CZ06 | 2 | SDG | SUn | CZ06 | 4.3133
SDG | SUn | CZ07 | 1.9733 | SDG | SUn | CZ07 | 4.2667
SDG | SUn | CZ08 | 1.9267 | SDG | SUn | CZ08 | 4.18
SDG | SUn | CZ10 | 1.9 | SDG | SUn | CZ10 | 4.14
SDG | SUn | CZ14 | 2.8067 | SDG | SUn | CZ14 | 5.1933
SDG | SUn | CZ15 | 1.5733 | SDG | SUn | CZ15 | 3.4533
SDG | SUn | IOU | 1.9533 | SDG | SUn | IOU | 4.2333
SDG | WRf | CZ06 | 3.2867 | SDG | WRf | CZ06 | 7.7333
SDG | WRf | CZ07 | 3.2533 | SDG | WRf | CZ07 | 7.6
SDG | WRf | CZ10 | 3.1933 | SDG | WRf | CZ10 | 7.4667
SDG | WRf | IOU | 3.24 | SDG | WRf | IOU | 7.6

## UEF Calcs
A
gas
[6 empty] | Very Small | 0.026915
[6 empty] | Low | 0.010917
[6 empty] | Medium | 0.008362
[6 empty] | High | 0.005534
Draw Patterns
Recovery EF | Very Small | Low | Medium | High | Percent Difference between Med/High
0.66 | 0.65972 | 0.66558 | 0.66653 | 0.66758 | 0.1577%
0.67 | 0.66804 | 0.67408 | 0.67506 | 0.67614 | 0.1604%
0.68 | 0.67636 | 0.68258 | 0.68358 | 0.6847 | 0.1631%
0.69 | 0.68467 | 0.69107 | 0.69211 | 0.69325 | 0.1659%
0.7 | 0.69298 | 0.69956 | 0.70063 | 0.70181 | 0.1686%
0.71 | 0.70128 | 0.70805 | 0.70915 | 0.71037 | 0.1713%
0.72 | 0.70958 | 0.71654 | 0.71767 | 0.71892 | 0.1741%
0.73 | 0.71788 | 0.72503 | 0.72619 | 0.72747 | 0.1768%
0.74 | 0.72617 | 0.73351 | 0.7347 | 0.73603 | 0.1796%
0.75 | 0.73445 | 0.742 | 0.74322 | 0.74458 | 0.1823%
0.76 | 0.74274 | 0.75048 | 0.75173 | 0.75313 | 0.185%
0.77 | 0.75101 | 0.75896 | 0.76025 | 0.76168 | 0.1878%
0.78 | 0.75929 | 0.76744 | 0.76876 | 0.77023 | 0.1905%
0.79 | 0.76756 | 0.77591 | 0.77727 | 0.77877 | 0.1933%
0.8 | 0.77582 | 0.78439 | 0.78578 | 0.78732 | 0.196%
0.81 | 0.78408 | 0.79286 | 0.79428 | 0.79587 | 0.1988%
0.82 | 0.79234 | 0.80133 | 0.80279 | 0.80441 | 0.2015%
0.83 | 0.80059 | 0.8098 | 0.81129 | 0.81295 | 0.2043%
0.84 | 0.80884 | 0.81827 | 0.8198 | 0.8215 | 0.207%
0.85 | 0.81708 | 0.82673 | 0.8283 | 0.83004 | 0.2098%
0.86 | 0.82532 | 0.8352 | 0.8368 | 0.83858 | 0.2125%
0.87 | 0.83355 | 0.84366 | 0.8453 | 0.84712 | 0.2153%
0.88 | 0.84178 | 0.85212 | 0.85379 | 0.85566 | 0.218%
0.89 | 0.85001 | 0.86057 | 0.86229 | 0.8642 | 0.2208%
0.9 | 0.85823 | 0.86903 | 0.87078 | 0.87273 | 0.2235% | *Condensing Specification
0.91 | 0.86644 | 0.87748 | 0.87928 | 0.88127 | 0.2262%
0.92 | 0.87466 | 0.88594 | 0.88777 | 0.88981 | 0.229%
0.93 | 0.88287 | 0.89439 | 0.89626 | 0.89834 | 0.2317%
0.94 | 0.89107 | 0.90284 | 0.90475 | 0.90687 | 0.2345%
0.95 | 0.89927 | 0.91128 | 0.91323 | 0.91541 | 0.2373%
0.96 | 0.90746 | 0.91973 | 0.92172 | 0.92394 | 0.24%
0.97 | 0.91565 | 0.92817 | 0.9302 | 0.93247 | 0.2428%
0.98 | 0.92384 | 0.93661 | 0.93869 | 0.941 | 0.2455%
0.99 | 0.93202 | 0.94505 | 0.94717 | 0.94953 | 0.2483%

## CEC Database
Manufacturer | Brand | Model Number | Energy Source | Pilot Light? (T/F) | Heattraps | Insulation Type | Mobile Home? | Rated Volume | First Hour Rating | Maximum GPM | Input BTUH | Recovery Efficiency | Annual Energy Consumption KBTU | Energy Factor | Energy Factor Std | Tested Uniform Energy Factor (T/F) | Pilot Light BTUH | Uniform Energy Factor | Regulatory Status | Uniform Energy Factor Std | Add Date
Rheem Sales Co.¦ Inc. | PALOMA/WAIWELA | PH2-20RDVSLN | Natural Gas | TRUE |  |  | FALSE | 0 |  | 3 | 150000 | 84 |  | 0.82 | 0.82 |  | 0 |  | Federally-Regulated Consumer Product |  | 2015-10-01
Rinnai America | Rinnai | REU-KB2530FFUD-US | Natural Gas | TRUE |  |  | TRUE | 0 |  | 3 | 152000 | 96 |  | 0.96 | 0.82 |  | 0 |  | Federally-Regulated Consumer Product |  | 2015-11-17
Rinnai America | Rinnai | REU-KB3237FFUD-US | Natural Gas | TRUE |  |  | TRUE | 0 |  | 5 | 199000 | 95 |  | 0.95 | 0.82 |  | 0 |  | Federally-Regulated Consumer Product |  | 2015-11-17
Rinnai America | Rinnai | REU-VC2528FFU-US | Natural Gas | TRUE |  |  | TRUE | 0 |  | 3 | 180000 | 83 |  | 0.82 | 0.82 |  | 0 |  | Federally-Regulated Consumer Product |  | 2015-11-17
Rinnai America | Rinnai | REU-VC2528W-US | Natural Gas | TRUE |  |  | TRUE | 0 |  | 3 | 180000 | 83 | 0.5 | 0.82 | 0.82 |  | 0 |  | Federally-Regulated Consumer Product |  | 2015-11-17
Rinnai America | Rinnai | REU-KBD2530FFUD-US | Natural Gas | TRUE |  |  | TRUE | 0 |  | 3 | 152000 | 96 |  | 0.96 | 0.82 |  | 0 |  | Federally-Regulated Consumer Product |  | 2015-11-17
Rinnai America | Rinnai | REU-KBD3237FFUD-US | Natural Gas | TRUE |  |  | TRUE | 0 |  | 5 | 199000 | 95 |  | 0.95 | 0.82 |  | 0 |  | Federally-Regulated Consumer Product |  | 2015-11-17
Rinnai America | Rinnai | REU-KBP3237FFUD-US | Natural Gas | TRUE |  |  | TRUE | 0 |  | 5 | 199000 | 95 |  | 0.95 | 0.82 |  | 0 |  | Federally-Regulated Consumer Product |  | 2015-11-17
Rinnai America | Rinnai | REU-VC2025FFU-US | Natural Gas | TRUE |  |  | TRUE | 0 |  | 3 | 150000 | 83 |  | 0.82 | 0.82 |  | 6 |  | Federally-Regulated Consumer Product |  | 2016-01-05
Rinnai America | Rinnai | REU-VC2025W-US | Natural Gas | TRUE |  |  | TRUE | 0 |  | 3 | 150000 | 83 |  | 0.82 | 0.82 |  | 6 |  | Federally-Regulated Consumer Product |  | 2016-01-05
Rinnai America | Signature | J-SN180F2/J-SP180F2 | Natural Gas | TRUE |  |  | TRUE | 0 |  | 3 | 180000 | 83 |  | 0.82 | 0.82 |  | 6 |  | Federally-Regulated Consumer Product |  | 2016-01-05
Rinnai America | Signature | J-SN180W2/J-SP180W2 | Natural Gas | TRUE |  |  | TRUE | 0 |  | 3 | 180000 | 82 |  | 0.82 | 0.82 |  | 6 |  | Federally-Regulated Consumer Product |  | 2016-01-05
Rinnai America | GIANT | UGT--180 | Natural Gas | TRUE |  |  | TRUE | 0 |  | 3 | 180000 | 83 |  | 0.82 | 0.82 |  | 6 |  | Federally-Regulated Consumer Product |  | 2016-01-05
Rheem Sales Company¦ Inc. | PALOMA/WAIWELA | PH2-20RDVSLN-1 | Natural Gas | TRUE |  |  | FALSE | 0 |  | 3 | 150000 | 84 |  | 0.82 | 0.82 |  | 0 |  | Federally-Regulated Consumer Product |  | 2016-06-17
Rheem Sales Company¦ Inc. | PALOMA/WAIWELA | PH2-20ROFLN-1 | Natural Gas | TRUE |  |  | FALSE | 0 |  | 3 | 150000 | 83 |  | 0.82 | 0.82 |  | 0 |  | Federally-Regulated Consumer Product |  | 2016-06-17
Rheem Sales Company¦ Inc. | PALOMA/WAIWELA | PH2-25RDVSLN-1 | Natural Gas | TRUE |  |  | FALSE | 0 |  | 3 | 180000 | 84 |  | 0.82 | 0.82 |  | 0 |  | Federally-Regulated Consumer Product |  | 2016-06-17
Rheem Sales Company¦ Inc. | PALOMA/WAIWELA | PH2-25ROFLN-1 | Natural Gas | TRUE |  |  | FALSE | 0 |  | 3 | 180000 | 83 |  | 0.82 | 0.82 |  | 0 |  | Federally-Regulated Consumer Product |  | 2016-06-17
Rheem Sales Company¦ Inc. | PALOMA/WAIWELA | PH2-28RDVSLN-1 | Natural Gas | TRUE |  |  | FALSE | 0 |  | 4 | 199900 | 82 |  | 0.82 | 0.82 |  | 0 |  | Federally-Regulated Consumer Product |  | 2016-06-17
Rheem Sales Company¦ Inc. | PALOMA/WAIWELA | PH2-28ROFLN-1 | Natural Gas | TRUE |  |  | FALSE | 0 |  | 4 | 199900 | 83 |  | 0.82 | 0.82 |  | 0 |  | Federally-Regulated Consumer Product |  | 2016-06-17
Bosch Thermotechnology Corp. | Aquastar | 2400ES | Natural Gas | TRUE |  |  | FALSE | 0 |  | 3 | 175000 | 82 |  | 0.83 | 0.82 |  | 0 |  | Federally-Regulated Consumer Product |  | 2017-05-24
Bosch Thermotechnology Corp. | Aquastar | 2700ES | Natural Gas | TRUE |  |  | FALSE | 0 |  | 4 | 199000 | 82 |  | 0.83 | 0.82 |  | 0 |  | Federally-Regulated Consumer Product |  | 2017-05-24
Bosch Thermotechnology Corp. | Pro Tankless | GWH 715 ES | Natural Gas | TRUE |  |  | FALSE | 0 |  | 4 | 199000 | 82 |  | 0.83 | 0.82 |  | 0 |  | Federally-Regulated Consumer Product |  | 2017-05-25
Bosch Thermotechnology Corp. | Pro Tankless | 635ESO | Natural Gas | TRUE |  |  | FALSE | 0 |  | 3 | 175000 | 83 |  | 0.82 | 0.82 |  | 0 |  | Federally-Regulated Consumer Product |  | 2017-05-25
Bosch Thermotechnology Corp. | Pro Tankless | 635ES | Natural Gas | TRUE |  |  | FALSE | 0 |  | 3 | 175000 | 83 |  | 0.82 | 0.82 |  | 0 |  | Federally-Regulated Consumer Product |  | 2017-05-25
Bosch Thermotechnology Corp. | Pro Tankless | GWH C 800ES | Natural Gas | TRUE |  |  | FALSE | 0 |  | 4 | 199000 | 92 |  | 0.91 | 0.82 |  | 0 |  | Federally-Regulated Consumer Product |  | 2017-05-25
Bosch Thermotechnology Corp. | Bosch | T4600 S 140 LP | Natural Gas | TRUE |  |  | FALSE | 0 |  | 2 | 140700 | 82 |  | 0.82 | 0.82 |  | 0 |  | Federally-Regulated Consumer Product |  | 2017-05-25
Bosch Thermotechnology Corp. | Bosch | T4600 S 140 NG | Natural Gas | TRUE |  |  | FALSE | 0 |  | 2 | 140700 | 82 |  | 0.82 | 0.82 |  | 0 |  | Federally-Regulated Consumer Product |  | 2017-05-25
Bosch Thermotechnology Corp. | Bosch | 940 ES | Natural Gas | TRUE |  |  | FALSE | 0 |  | 4 | 199000 | 82 |  | 0.83 | 0.82 |  | 0 |  | Federally-Regulated Consumer Product |  | 2017-05-25
Bosch Thermotechnology Corp. | Bosch | 830 ES | Natural Gas | TRUE |  |  | FALSE | 0 |  | 3 | 175000 | 82 |  | 0.82 | 0.82 |  | 0 |  | Federally-Regulated Consumer Product |  | 2017-05-25
Bosch Thermotechnology Corp. | Bosch | 940 ESO | Natural Gas | TRUE |  |  | FALSE | 0 |  | 4 | 199000 | 82 |  | 0.83 | 0.82 |  | 0 |  | Federally-Regulated Consumer Product |  | 2017-05-25
Navien¦ Inc. | Navien | NR-180 | Natural Gas | TRUE |  |  | FALSE | 0 |  | 3 | 150000 | 96 |  | 0.96 | 0.82 |  | 0 |  | Federally-Regulated Consumer Product |  | 2017-05-31
Navien¦ Inc. | Navien | NR-180A | Natural Gas | TRUE |  |  | FALSE | 0 |  | 3 | 150000 | 95 |  | 0.94 | 0.82 |  | 0 |  | Federally-Regulated Consumer Product |  | 2017-05-31
Navien¦ Inc. | Navien | NR-180-NG | Natural Gas | TRUE |  |  | FALSE | 0 |  | 3 | 150000 | 96 |  | 0.96 | 0.82 |  | 0 |  | Federally-Regulated Consumer Product |  | 2017-05-31
Navien¦ Inc. | Navien | NR-180A-NG | Natural Gas | TRUE |  |  | FALSE | 0 |  | 3 | 150000 | 95 |  | 0.94 | 0.82 |  | 0 |  | Federally-Regulated Consumer Product |  | 2017-05-31
Navien¦ Inc. | Navien | NR-210-NG | Natural Gas | TRUE |  |  | FALSE | 0 |  | 4 | 180000 | 96 |  | 0.95 | 0.82 |  | 0 |  | Federally-Regulated Consumer Product |  | 2017-05-31
Navien¦ Inc. | Navien | NR-210A-NG | Natural Gas | TRUE |  |  | FALSE | 0 |  | 4 | 180000 | 95 |  | 0.94 | 0.82 |  | 0 |  | Federally-Regulated Consumer Product |  | 2017-05-31
Navien¦ Inc. | Navien | NR-240-NG | Natural Gas | TRUE |  |  | FALSE | 0 |  | 4 | 199000 | 96 |  | 0.95 | 0.82 |  | 0 |  | Federally-Regulated Consumer Product |  | 2017-05-31
Navien¦ Inc. | Navien | NR-240A-NG | Natural Gas | TRUE |  |  | FALSE | 0 |  | 4 | 199000 | 95 |  | 0.95 | 0.82 |  | 0 |  | Federally-Regulated Consumer Product |  | 2017-05-31
Navien¦ Inc. | Navien | NP-240-NG | Natural Gas | TRUE |  |  | FALSE | 0 |  | 5 | 199000 | 96 |  | 0.95 | 0.82 |  | 0 |  | Federally-Regulated Consumer Product |  | 2017-05-31
Navien¦ Inc. | Navien | NP-240A-NG | Natural Gas | TRUE |  |  | FALSE | 0 |  | 5 | 199000 | 95 |  | 0.95 | 0.82 |  | 0 |  | Federally-Regulated Consumer Product |  | 2017-05-31
Navien¦ Inc. | Navien | NPE-180A-NG | Natural Gas | TRUE |  |  | TRUE | 0 |  | 3 | 150000 | 98 |  | 0.97 | 0.82 |  | 0 |  | Federally-Regulated Consumer Product |  | 2017-05-31
Navien¦ Inc. | Navien | NPE-210A-NG | Natural Gas | TRUE |  |  | TRUE | 0 |  | 4 | 180000 | 98 |  | 0.97 | 0.82 |  | 0 |  | Federally-Regulated Consumer Product |  | 2017-05-31
Navien¦ Inc. | Navien | NPE-240A-NG | Natural Gas | TRUE |  |  | TRUE | 0 |  | 4 | 199900 | 98 |  | 0.97 | 0.82 |  | 0 |  | Federally-Regulated Consumer Product |  | 2017-05-31
Noritz America Corp. | NORITZ | NR83-DVC-NG | Natural Gas | TRUE |  |  | TRUE | 0 |  | 4 | 180000 | 85 |  | 0.85 | 0.82 |  | 0 |  | Federally-Regulated Consumer Product |  | 2017-05-31
Noritz America Corp. | NORITZ | NR501-OD-NG | Natural Gas | TRUE |  |  | TRUE | 0 |  | 2 | 120000 | 87 |  | 0.86 | 0.82 |  | 0 |  | Federally-Regulated Consumer Product |  | 2017-05-31
Noritz America Corp. | NORITZ | NR662-OD-NG | Natural Gas | TRUE |  |  | TRUE | 0 |  | 3 | 140000 | 87 |  | 0.85 | 0.82 |  | 0 |  | Federally-Regulated Consumer Product |  | 2017-05-31
Noritz America Corp. | NORITZ | NR981-DVC-NG | Natural Gas | TRUE |  |  | TRUE | 0 |  | 4 | 199900 | 84 |  | 0.82 | 0.82 |  | 0 |  | Federally-Regulated Consumer Product |  | 2017-05-31
Noritz America Corp. | NORITZ | NR981-OD-NG | Natural Gas | TRUE |  |  | TRUE | 0 |  | 4 | 199900 | 86 |  | 0.84 | 0.82 |  | 0 |  | Federally-Regulated Consumer Product |  | 2017-05-31
Noritz America Corp. | NORITZ | NR981-SV-NG | Natural Gas | TRUE |  |  | TRUE | 0 |  | 4 | 199900 | 84 |  | 0.83 | 0.82 |  | 0 |  | Federally-Regulated Consumer Product |  | 2017-05-31
Rheem Sales Company¦ Inc. | Rheem | RTG-64DVN | Natural Gas | TRUE |  |  | FALSE | 0 |  | 3 | 150000 | 82 |  | 0.82 | 0.82 |  | 0 |  | Federally-Regulated Consumer Product |  | 2017-05-31
Noritz America Corp. | NORITZ | NRC661-DV-NG | Natural Gas | TRUE |  |  | TRUE | 0 |  | 3 | 120000 | 93 |  | 0.91 | 0.82 |  | 0 |  | Federally-Regulated Consumer Product |  | 2017-05-31
Noritz America Corp. | NORITZ | NRC661-OD-NG | Natural Gas | TRUE |  |  | TRUE | 0 |  | 3 | 120000 | 93 |  | 0.91 | 0.82 |  | 0 |  | Federally-Regulated Consumer Product |  | 2017-05-31
Rheem Sales Company¦ Inc. | Rheem | RTG-64XN | Natural Gas | TRUE |  |  | FALSE | 0 |  | 3 | 150000 | 82 |  | 0.82 | 0.82 |  | 0 |  | Federally-Regulated Consumer Product |  | 2017-05-31
Rheem Sales Company¦ Inc. | Rheem | RTGH-95DVN | Natural Gas | TRUE |  |  | FALSE | 0 |  | 4 | 199900 | 94 |  | 0.94 | 0.82 |  | 0 |  | Federally-Regulated Consumer Product |  | 2017-05-31
Rheem Sales Company¦ Inc. | Rheem | RTGH-95XN | Natural Gas | TRUE |  |  | FALSE | 0 |  | 4 | 199900 | 94 |  | 0.94 | 0.82 |  | 0 |  | Federally-Regulated Consumer Product |  | 2017-05-31
Rheem Sales Company¦ Inc. | Rheem | RTG-84DVN | Natural Gas | TRUE |  |  | FALSE | 0 |  | 3 | 180000 | 82 |  | 0.82 | 0.82 |  | 0 |  | Federally-Regulated Consumer Product |  | 2017-05-31
Rheem Sales Company¦ Inc. | Rheem | RTG-84XN | Natural Gas | TRUE |  |  | FALSE | 0 |  | 4 | 180000 | 82 |  | 0.82 | 0.82 |  | 0 |  | Federally-Regulated Consumer Product |  | 2017-05-31
Rheem Sales Company¦ Inc. | Rheem | RTG-95DVN | Natural Gas | TRUE |  |  | FALSE | 0 |  | 4 | 199900 | 82 |  | 0.82 | 0.82 |  | 0 |  | Federally-Regulated Consumer Product |  | 2017-05-31
Rheem Sales Company¦ Inc. | Rheem | RTG-95DVLN | Natural Gas | TRUE |  |  | FALSE | 0 |  | 4 | 199900 | 84 |  | 0.82 | 0.82 |  | 0 |  | Federally-Regulated Consumer Product |  | 2017-05-31
Rheem Sales Company¦ Inc. | Rheem | RTG-95XLN | Natural Gas | TRUE |  |  | FALSE | 0 |  | 4 | 199900 | 83 |  | 0.82 | 0.82 |  | 0 |  | Federally-Regulated Consumer Product |  | 2017-05-31
Rheem Sales Company¦ Inc. | Rheem | RTGH-84DVN | Natural Gas | TRUE |  |  | FALSE | 0 |  | 4 | 157000 | 94 |  | 0.94 | 0.82 |  | 0 |  | Federally-Regulated Consumer Product |  | 2017-05-31
Rheem Sales Company¦ Inc. | Rheem | RTG-84DVLN | Natural Gas | TRUE |  |  | FALSE | 0 |  | 3 | 180000 | 84 |  | 0.82 | 0.82 |  | 0 |  | Federally-Regulated Consumer Product |  | 2017-05-31
Rheem Sales Company¦ Inc. | Rheem | RTG-64DVLN | Natural Gas | TRUE |  |  | FALSE | 0 |  | 3 | 150000 | 84 |  | 0.82 | 0.82 |  | 0 |  | Federally-Regulated Consumer Product |  | 2017-05-31
Rheem Sales Company¦ Inc. | Rheem | RTG-84XLN | Natural Gas | TRUE |  |  | FALSE | 0 |  | 3 | 180000 | 83 |  | 0.82 | 0.82 |  | 0 |  | Federally-Regulated Consumer Product |  | 2017-05-31
Rheem Sales Company¦ Inc. | Rheem | RTG-64XLN | Natural Gas | TRUE |  |  | FALSE | 0 |  | 3 | 150000 | 83 |  | 0.82 | 0.82 |  | 0 |  | Federally-Regulated Consumer Product |  | 2017-05-31
Rheem Sales Company¦ Inc. | Rheem | RTG-84DVLN-1 | Natural Gas | TRUE |  |  | FALSE | 0 |  | 3 | 180000 | 84 |  | 0.82 | 0.82 |  | 0 |  | Federally-Regulated Consumer Product |  | 2017-05-31
Rheem Sales Company¦ Inc. | Rheem | RTG-64DVLNWA-1 | Natural Gas | TRUE |  |  | FALSE | 0 |  | 3 | 150000 | 84 |  | 0.82 | 0.82 |  | 0 |  | Federally-Regulated Consumer Product |  | 2017-05-31
Quietside | Quietside | DPW-199B | Natural Gas | TRUE |  |  | FALSE | 0 |  | 4 | 199000 | 89 |  | 0.82 | 0.82 |  | 0 |  | Federally-Regulated Consumer Product |  | 2017-06-01
Quietside | Quietside | DPW-199A | Natural Gas | TRUE |  |  | FALSE | 0 |  | 4 | 199000 | 89 |  | 0.82 | 0.82 |  | 0 |  | Federally-Regulated Consumer Product |  | 2017-06-01
Rheem Sales Company¦ Inc. | Ruud | RUTG-64DVN | Natural Gas | TRUE |  |  | FALSE | 0 |  | 3 | 150000 | 82 |  | 0.82 | 0.82 |  | 0 |  | Federally-Regulated Consumer Product |  | 2017-06-01
Rheem Sales Company¦ Inc. | Ruud | RUTG-84DVN | Natural Gas | TRUE |  |  | FALSE | 0 |  | 3 | 180000 | 82 |  | 0.82 | 0.82 |  | 0 |  | Federally-Regulated Consumer Product |  | 2017-06-01
Rheem Sales Company¦ Inc. | Ruud | RUTG-95DVN | Natural Gas | TRUE |  |  | FALSE | 0 |  | 4 | 199900 | 82 |  | 0.82 | 0.82 |  | 0 |  | Federally-Regulated Consumer Product |  | 2017-06-01
Quietside | Quietside | ODW-120A | Natural Gas | TRUE |  |  | FALSE | 0 |  | 2 | 120000 | 93 |  | 0.91 | 0.82 |  | 0 |  | Federally-Regulated Consumer Product |  | 2017-06-01
Quietside | Quietside | ODW-099A | Natural Gas | TRUE |  |  | FALSE | 0 |  | 2 | 99000 | 93 |  | 0.91 | 0.82 |  | 0 |  | Federally-Regulated Consumer Product |  | 2017-06-01
Quietside | Quietside | DPW-099B | Natural Gas | TRUE |  |  | FALSE | 0 |  | 2 | 99000 | 83 |  | 0.83 | 0.82 |  | 0 |  | Federally-Regulated Consumer Product |  | 2017-06-01
Quietside | Quietside | DPW-120B | Natural Gas | TRUE |  |  | FALSE | 0 |  | 2 | 120000 | 85 |  | 0.85 | 0.82 |  | 0 |  | Federally-Regulated Consumer Product |  | 2017-06-01
Rheem Sales Company¦ Inc. | Ruud | RUTG-95DVLN-1 | Natural Gas | TRUE |  |  | FALSE | 0 |  | 4 | 199900 | 82 |  | 0.82 | 0.82 |  | 0 |  | Federally-Regulated Consumer Product |  | 2017-06-01
Quietside | Quietside | ODW-099B | Natural Gas | TRUE |  |  | FALSE | 0 |  | 2 | 99000 | 93 |  | 0.91 | 0.82 |  | 0 |  | Federally-Regulated Consumer Product |  | 2017-06-01
Quietside | Quietside | ODW-120B | Natural Gas | TRUE |  |  | FALSE | 0 |  | 2 | 120000 | 93 |  | 0.91 | 0.82 |  | 0 |  | Federally-Regulated Consumer Product |  | 2017-06-01
Rheem Sales Company¦ Inc. | Ruud | RUTG-95DVLNWA-1 | Natural Gas | TRUE |  |  | FALSE | 0 |  | 4 | 199900 | 82 |  | 0.82 | 0.82 |  | 0 |  | Federally-Regulated Consumer Product |  | 2017-06-01
Rheem Sales Company¦ Inc. | Ruud | RUTG-64DVLN-1 | Natural Gas | TRUE |  |  | FALSE | 0 |  | 3 | 150000 | 84 |  | 0.82 | 0.82 |  | 0 |  | Federally-Regulated Consumer Product |  | 2017-06-01
Rheem Sales Company¦ Inc. | Ruud | RUTG-64DVLNWA-1 | Natural Gas | TRUE |  |  | FALSE | 0 |  | 3 | 150000 | 84 |  | 0.82 | 0.82 |  | 0 |  | Federally-Regulated Consumer Product |  | 2017-06-01
Quietside | Quietside | DPW-120A | Natural Gas | TRUE |  |  | FALSE | 0 |  | 2 | 120000 | 85 |  | 0.85 | 0.82 |  | 0 |  | Federally-Regulated Consumer Product |  | 2017-06-01
Quietside | Quietside | DPW-099A | Natural Gas | TRUE |  |  | FALSE | 0 |  | 2 | 99000 | 83 |  | 0.83 | 0.82 |  | 0 |  | Federally-Regulated Consumer Product |  | 2017-06-01
Rheem Sales Company¦ Inc. | Sure Comfort | SCT200DVLN | Natural Gas | TRUE |  |  | FALSE | 0 |  | 4 | 199900 | 84 |  | 0.82 | 0.82 |  | 0 |  | Federally-Regulated Consumer Product |  | 2017-06-01
Rheem Sales Company¦ Inc. | Sure Comfort | SCT200XLN | Natural Gas | TRUE |  |  | FALSE | 0 |  | 4 | 199900 | 83 |  | 0.82 | 0.82 |  | 0 |  | Federally-Regulated Consumer Product |  | 2017-06-01
Rheem Sales Company¦ Inc. | Sure Comfort | SCT180DVLN | Natural Gas | TRUE |  |  | FALSE | 0 |  | 3 | 180000 | 84 |  | 0.82 | 0.82 |  | 0 |  | Federally-Regulated Consumer Product |  | 2017-06-01
Rheem Sales Company¦ Inc. | Ruud | RUTGH-84DVN | Natural Gas | TRUE |  |  | FALSE | 0 |  | 3 | 157000 | 94 |  | 0.94 | 0.82 |  | 0 |  | Federally-Regulated Consumer Product |  | 2017-06-01
Rheem Sales Company¦ Inc. | Sure Comfort | SCT150DVLN | Natural Gas | TRUE |  |  | FALSE | 0 |  | 3 | 150000 | 84 |  | 0.82 | 0.82 |  | 0 |  | Federally-Regulated Consumer Product |  | 2017-06-01
Rheem Sales Company¦ Inc. | Ruud | RUTGH-95XLN | Natural Gas | TRUE |  |  | FALSE | 0 |  | 4 | 199900 | 95 |  | 0.94 | 0.82 |  | 0 |  | Federally-Regulated Consumer Product |  | 2017-06-01
Rheem Sales Company¦ Inc. | Sure Comfort | SCT180XLN | Natural Gas | TRUE |  |  | FALSE | 0 |  | 3 | 180000 | 83 |  | 0.82 | 0.82 |  | 0 |  | Federally-Regulated Consumer Product |  | 2017-06-01
Rheem Sales Company¦ Inc. | Sure Comfort | SCT150XLN | Natural Gas | TRUE |  |  | FALSE | 0 |  | 3 | 150000 | 83 |  | 0.82 | 0.82 |  | 0 |  | Federally-Regulated Consumer Product |  | 2017-06-01
Rheem Sales Co.¦ Inc.¦ Water Heater Products | Paloma | PH-25CIFSN | Natural Gas | TRUE |  |  | FALSE | 0 |  | 4 | 199900 | 82 |  | 0.82 | 0.82 |  | 0 |  | Federally-Regulated Consumer Product |  | 2017-06-01
Rheem Sales Co.¦ Inc.¦ Water Heater Products | Paloma | PH-25COFN | Natural Gas | TRUE |  |  | FALSE | 0 |  | 4 | 199900 | 82 |  | 0.82 | 0.82 |  | 0 |  | Federally-Regulated Consumer Product |  | 2017-06-01
Rheem Sales Co.¦ Inc.¦ Water Heater Products | PALOMA WAIWELA | PHH-32DVLN | Natural Gas | FALSE |  |  | FALSE | 0 |  | 4 | 199900 | 94 |  | 0.94 | 0.82 |  | 0 |  | Federally-Regulated Consumer Product |  | 2017-06-01
Rheem Sales Co.¦ Inc.¦ Water Heater Products | Paloma | PTG-74DVN | Natural Gas | TRUE |  |  | FALSE | 0 |  | 4 | 199900 | 82 |  | 0.82 | 0.82 |  | 0 |  | Federally-Regulated Consumer Product |  | 2017-06-01
Rheem Sales Co.¦ Inc.¦ Water Heater Products | Paloma | PTG-74PVN | Natural Gas | TRUE |  |  | FALSE | 0 |  | 4 | 199900 | 82 |  | 0.82 | 0.82 |  | 0 |  | Federally-Regulated Consumer Product |  | 2017-06-01
Rheem Sales Co.¦ Inc.¦ Water Heater Products | Paloma | PTG-74XN | Natural Gas | TRUE |  |  | FALSE | 0 |  | 4 | 199900 | 82 |  | 0.82 | 0.82 |  | 0 |  | Federally-Regulated Consumer Product |  | 2017-06-01
Rheem Sales Co.¦ Inc.¦ Water Heater Products | RHEEM ECOSENSE | CECO200XLN3 | Natural Gas | TRUE |  |  | FALSE | 0 |  | 4 | 199900 | 83 |  | 0.82 | 0.82 |  | 0 |  | Federally-Regulated Consumer Product |  | 2017-06-01
Rheem Sales Co.¦ Inc.¦ Water Heater Products | RHEEM ECOSENSE | ECO150DVLNP3 | Natural Gas | TRUE |  |  | FALSE | 0 |  | 3 | 150000 | 84 |  | 0.82 | 0.82 |  | 0 |  | Federally-Regulated Consumer Product |  | 2017-06-01
Rheem Sales Co.¦ Inc.¦ Water Heater Products | EcoSense | ECO-180DVN | Natural Gas | TRUE |  |  | FALSE | 0 |  | 4 | 180000 | 82 |  | 0.82 | 0.82 |  | 0 |  | Federally-Regulated Consumer Product |  | 2017-06-01
Rheem Sales Co.¦ Inc.¦ Water Heater Products | EcoSense | ECO200PVN(H)(UH) | Natural Gas | TRUE |  |  | FALSE | 0 |  | 4 | 199900 | 82 |  | 0.82 | 0.82 |  | 0 |  | Federally-Regulated Consumer Product |  | 2017-06-01
Rheem Sales Company¦ Inc. | Sure Comfort | SCTH200DVLN | Natural Gas | TRUE |  |  | FALSE | 0 |  | 4 | 199900 | 94 |  | 0.94 | 0.82 |  | 0 |  | Federally-Regulated Consumer Product |  | 2017-06-01
Rheem Sales Co.¦ Inc.¦ Water Heater Products | EcoSense | ECO200XN(H)(UH) | Natural Gas | TRUE |  |  | FALSE | 0 |  | 4 | 199900 | 82 |  | 0.82 | 0.82 |  | 0 |  | Federally-Regulated Consumer Product |  | 2017-06-01
Rheem Sales Company¦ Inc. | Sure Comfort | SCTH200XLN | Natural Gas | TRUE |  |  | FALSE | 0 |  | 4 | 199900 | 95 |  | 0.94 | 0.82 |  | 0 |  | Federally-Regulated Consumer Product |  | 2017-06-01
Rheem Sales Co.¦ Inc.¦ Water Heater Products | EcoSense | RTG-53DVN | Natural Gas | TRUE |  |  | FALSE | 0 |  | 3 | 141000 | 81 |  | 0.82 | 0.82 |  | 0 |  | Federally-Regulated Consumer Product |  | 2017-06-01
Rheem Sales Co.¦ Inc.¦ Water Heater Products | EcoSense | RTG-53PVN | Natural Gas | TRUE |  |  | FALSE | 0 |  | 3 | 145000 | 82 |  | 0.82 | 0.82 |  | 0 |  | Federally-Regulated Consumer Product |  | 2017-06-01
Rheem Sales Co.¦ Inc.¦ Water Heater Products | EcoSense | RTG-53XN | Natural Gas | TRUE |  |  | FALSE | 0 |  | 3 | 141000 | 81 |  | 0.82 | 0.82 |  | 0 |  | Federally-Regulated Consumer Product |  | 2017-06-01
Rheem Sales Co.¦ Inc.¦ Water Heater Products | Richmond | RMTG64XN | Natural Gas | TRUE |  |  | FALSE | 0 |  | 3 | 150000 | 82 |  | 0.82 | 0.82 |  | 0 |  | Federally-Regulated Consumer Product |  | 2017-06-01
Rheem Sales Co.¦ Inc.¦ Water Heater Products | Richmond | RMTG64DVN | Natural Gas | TRUE |  |  | FALSE | 0 |  | 3 | 150000 | 82 |  | 0.82 | 0.82 |  | 0 |  | Federally-Regulated Consumer Product |  | 2017-06-01
Rheem Sales Co.¦ Inc.¦ Water Heater Products | Richmond | CRMTG95XLN | Natural Gas | TRUE |  |  | FALSE | 0 |  | 4 | 199900 | 83 |  | 0.82 | 0.82 |  | 0 |  | Federally-Regulated Consumer Product |  | 2017-06-01
Rheem Sales Co.¦ Inc.¦ Water Heater Products | Richmond | RTG-84X | Natural Gas | TRUE |  |  | FALSE | 0 |  | 3 | 180000 | 82 |  | 0.82 | 0.82 |  | 0 |  | Federally-Regulated Consumer Product |  | 2017-06-01
Rheem Sales Company¦ Inc. | Natco | NT199XL | Natural Gas | FALSE |  |  | FALSE | 0 |  | 4 | 199000 | 83 |  | 0.82 | 0.82 |  | 0 |  | Federally-Regulated Consumer Product |  | 2017-06-01
Rheem Sales Company¦ Inc. | Natco | NT180XN | Natural Gas | FALSE |  |  | FALSE | 0 |  | 3 | 199000 | 83 |  | 0.82 | 0.82 |  | 0 |  | Federally-Regulated Consumer Product |  | 2017-06-01
Rheem Sales Company¦ Inc. | Natco | NT180DVLN-1 | Natural Gas | TRUE |  |  | FALSE | 0 |  | 3 | 180000 | 84 |  | 0.82 | 0.82 |  | 0 |  | Federally-Regulated Consumer Product |  | 2017-06-01
Rheem Sales Company¦ Inc. | Natco | NT150DVLN-1 | Natural Gas | TRUE |  |  | FALSE | 0 |  | 3 | 150000 | 84 |  | 0.82 | 0.82 |  | 0 |  | Federally-Regulated Consumer Product |  | 2017-06-01
Rheem Sales Co.¦ Inc.¦ Water Heater Products | EcoSense | RTG2-42PVN | Natural Gas | TRUE |  |  | FALSE | 0 |  | 2 | 118000 | 82 |  | 0.83 | 0.82 |  | 0 |  | Federally-Regulated Consumer Product |  | 2017-06-01
Rheem Sales Company¦ Inc. | Natco | NT199XLN-1 | Natural Gas | TRUE |  |  | FALSE | 0 |  | 4 | 199900 | 83 |  | 0.82 | 0.82 |  | 0 |  | Federally-Regulated Consumer Product |  | 2017-06-01
Rheem Sales Company¦ Inc. | Natco | NT180XLN-1 | Natural Gas | TRUE |  |  | FALSE | 0 |  | 3 | 180000 | 83 |  | 0.82 | 0.82 |  | 0 |  | Federally-Regulated Consumer Product |  | 2017-06-01
Rheem Sales Company¦ Inc. | Natco | NT150XLN-1 | Natural Gas | TRUE |  |  | FALSE | 0 |  | 3 | 150000 | 83 |  | 0.82 | 0.82 |  | 0 |  | Federally-Regulated Consumer Product |  | 2017-06-01
Rheem Sales Co.¦ Inc.¦ Water Heater Products | EcoSense | ECOH90DVLN | Natural Gas | TRUE |  |  | FALSE | 0 |  | 4 | 180000 | 93 |  | 0.93 | 0.82 |  | 0 |  | Federally-Regulated Consumer Product |  | 2017-06-01
Rheem Sales Co.¦ Inc.¦ Water Heater Products | EcoSense | ECOH90XLN | Natural Gas | TRUE |  |  | FALSE | 0 |  | 4 | 180000 | 93 |  | 0.93 | 0.82 |  | 0 |  | Federally-Regulated Consumer Product |  | 2017-06-01
Rheem Sales Company¦ Inc. | PALOMA WAIWELA | PH2-28RDVSLN-1 | Natural Gas | TRUE |  |  | FALSE | 0 |  | 4 | 199900 | 82 |  | 0.82 | 0.82 |  | 0 |  | Federally-Regulated Consumer Product |  | 2017-06-01
Rheem Sales Company¦ Inc. | PALOMA WAIWELA | PH2-20RDVSLN-1 | Natural Gas | TRUE |  |  | FALSE | 0 |  | 3 | 150000 | 84 |  | 0.82 | 0.82 |  | 0 |  | Federally-Regulated Consumer Product |  | 2017-06-01
Rheem Sales Company¦ Inc. | Raypak | NH-208DVN | Natural Gas | TRUE |  |  | FALSE | 0 |  | 4 | 199000 | 82 |  | 0.82 | 0.82 |  | 0 |  | Federally-Regulated Consumer Product |  | 2017-06-01
Rheem Sales Company¦ Inc. | Raypak | NH-208XN | Natural Gas | TRUE |  |  | FALSE | 0 |  | 4 | 199000 | 82 |  | 0.82 | 0.82 |  | 0 |  | Federally-Regulated Consumer Product |  | 2017-06-01
Rheem Sales Co.¦ Inc.¦ Water Heater Products | Sure Comfort | SCTGH160DVN | Natural Gas | TRUE |  |  | FALSE | 0 |  | 3 | 157000 | 94 |  | 0.94 | 0.82 |  | 0 |  | Federally-Regulated Consumer Product |  | 2017-06-01
Rheem Sales Company¦ Inc. | Raypak | NH-188XN | Natural Gas | TRUE |  |  | FALSE | 0 |  | 4 | 180000 | 82 |  | 0.82 | 0.82 |  | 0 |  | Federally-Regulated Consumer Product |  | 2017-06-01
Rheem Sales Company¦ Inc. | Raypak | NH-188DVN | Natural Gas | TRUE |  |  | FALSE | 0 |  | 3 | 180000 | 82 |  | 0.82 | 0.82 |  | 0 |  | Federally-Regulated Consumer Product |  | 2017-06-01
Rheem Sales Company¦ Inc. | Raypak | NH-208DVLN-1 | Natural Gas | TRUE |  |  | FALSE | 0 |  | 4 | 199900 | 82 |  | 0.82 | 0.82 |  | 0 |  | Federally-Regulated Consumer Product |  | 2017-06-01
Rheem Sales Company¦ Inc. | RHEEM ECOSENSE | ECO150DVN3 | Natural Gas | TRUE |  |  | FALSE | 0 |  | 3 | 150000 | 82 |  | 0.82 | 0.82 |  | 0 |  | Federally-Regulated Consumer Product |  | 2017-06-01
Rheem Sales Company¦ Inc. | RHEEM ECOSENSE | ECO180DVN3 | Natural Gas | TRUE |  |  | FALSE | 0 |  | 3 | 180000 | 82 |  | 0.82 | 0.82 |  | 0 |  | Federally-Regulated Consumer Product |  | 2017-06-01
Rheem Sales Company¦ Inc. | RHEEM ECOSENSE | ECO200DVN3 | Natural Gas | TRUE |  |  | FALSE | 0 |  | 4 | 199900 | 82 |  | 0.82 | 0.82 |  | 0 |  | Federally-Regulated Consumer Product |  | 2017-06-01
Rheem Sales Company¦ Inc. | RHEEM ECOSENSE | ECO200DVLN3-1 | Natural Gas | TRUE |  |  | FALSE | 0 |  | 4 | 199900 | 82 |  | 0.82 | 0.82 |  | 0 |  | Federally-Regulated Consumer Product |  | 2017-06-01
Rheem Sales Company¦ Inc. | RHEEM ECOSENSE | ECO150DVLN3-1 | Natural Gas | TRUE |  |  | FALSE | 0 |  | 3 | 150000 | 84 |  | 0.82 | 0.82 |  | 0 |  | Federally-Regulated Consumer Product |  | 2017-06-01
Rheem Sales Company¦ Inc. | Richmond | RMTG95DVN | Natural Gas | TRUE |  |  | FALSE | 0 |  | 4 | 199900 | 82 |  | 0.82 | 0.82 |  | 0 |  | Federally-Regulated Consumer Product |  | 2017-06-01
Rheem Sales Company¦ Inc. | Raypak | NH-159DVN | Natural Gas | TRUE |  |  | FALSE | 0 |  | 3 | 157000 | 94 |  | 0.94 | 0.82 |  | 0 |  | Federally-Regulated Consumer Product |  | 2017-06-01
Rheem Sales Company¦ Inc. | Richmond | RMTG84X | Natural Gas | FALSE |  |  | FALSE | 0 |  | 4 | 180000 | 82 |  | 0.82 | 0.82 |  | 0 |  | Federally-Regulated Consumer Product |  | 2017-06-01
Rheem Sales Company¦ Inc. | Richmond | RMTGH84XN | Natural Gas | TRUE |  |  | FALSE | 0 |  | 4 | 180000 | 82 |  | 0.82 | 0.82 |  | 0 |  | Federally-Regulated Consumer Product |  | 2017-06-01
Rheem Sales Company¦ Inc. | Richmond | RMTG95DVLN-1 | Natural Gas | TRUE |  |  | FALSE | 0 |  | 4 | 199900 | 82 |  | 0.82 | 0.82 |  | 0 |  | Federally-Regulated Consumer Product |  | 2017-06-01
Rheem Sales Company¦ Inc. | Richmond | RMTG64DVLN-1 | Natural Gas | TRUE |  |  | FALSE | 0 |  | 3 | 150000 | 84 |  | 0.82 | 0.82 |  | 0 |  | Federally-Regulated Consumer Product |  | 2017-06-01
A O Smith Water Products | A O Smith Water Products | ATI 110U 100 | Natural Gas | TRUE |  |  | FALSE | 0 |  | 3 | 140000 | 83 |  | 0.82 | 0.62 |  | 0 |  | Federally-Regulated Consumer Product |  | 2012-08-11
A O Smith Water Products | A O Smith Water Products | ATI 310U 100 | Natural Gas | TRUE |  |  | FALSE | 0 |  | 4.1 | 190000 | 84 |  | 0.82 | 0.62 |  | 0 |  | Federally-Regulated Consumer Product |  | 2012-08-11
A O Smith Water Products | A O Smith Water Products | ATI 510U 100 | Natural Gas | TRUE |  |  | FALSE | 0 |  | 4.2 | 199000 | 83 |  | 0.82 | 0.62 |  | 0 |  | Federally-Regulated Consumer Product |  | 2012-08-11
A O Smith Water Products | A.O. SMITH | ATI-110U 200 | Natural Gas | TRUE |  |  | FALSE | 0 |  | 3 | 140000 | 82 |  | 0.82 | 0.82 |  | 0 |  | Federally-Regulated Consumer Product |  | 2017-05-25
A O Smith Water Products | A.O. SMITH | ATI-310U 200 | Natural Gas | TRUE |  |  | FALSE | 0 |  | 4 | 190000 | 82 |  | 0.82 | 0.82 |  | 0 |  | Federally-Regulated Consumer Product |  | 2017-05-25
Rheem Sales Company¦ Inc. | RHEEM ECOSENSE | ECOH160DVN | Natural Gas | TRUE |  |  | FALSE | 0 |  | 3 | 157000 | 94 |  | 0.94 | 0.82 |  | 0 |  | Federally-Regulated Consumer Product |  | 2017-06-01
A O Smith Water Products | A O Smith Water Products | ATO 110U 100 | Natural Gas | TRUE |  |  | FALSE | 0 |  | 3 | 140000 | 83 |  | 0.82 | 0.62 |  | 0 |  | Federally-Regulated Consumer Product |  | 2012-08-11
A O Smith Water Products | A O Smith Water Products | ATO 310U 100 | Natural Gas | TRUE |  |  | FALSE | 0 |  | 4.1 | 190000 | 84 |  | 0.82 | 0.62 |  | 0 |  | Federally-Regulated Consumer Product |  | 2012-08-11
A O Smith Water Products | A.O. SMITH | ATO 510U 100 | Natural Gas | TRUE |  |  | FALSE | 0 |  | 4 | 199000 | 83 |  | 0.82 | 0.82 |  | 0 |  | Federally-Regulated Consumer Product |  | 2017-05-25
Rheem Sales Company¦ Inc. | Richmond | RMTGH-95DVN | Natural Gas | TRUE |  |  | FALSE | 0 |  | 4 | 199900 | 94 |  | 0.94 | 0.82 |  | 0 |  | Federally-Regulated Consumer Product |  | 2017-06-01
Rheem Sales Company¦ Inc. | Richmond | RMTGH-95XN | Natural Gas | TRUE |  |  | FALSE | 0 |  | 4 | 199900 | 94 |  | 0.94 | 0.82 |  | 0 |  | Federally-Regulated Consumer Product |  | 2017-06-01
A O Smith Water Products | A O Smith Water Products | ATO 510U 100 | Natural Gas | TRUE |  |  | FALSE | 0 |  | 4.2 | 199000 | 83 |  | 0.82 | 0.62 |  | 0 |  | Federally-Regulated Consumer Product |  | 2012-08-11
Rheem Sales Company¦ Inc. | Richmond | RMTGH84DVN | Natural Gas | TRUE |  |  | FALSE | 0 |  | 3 | 157000 | 94 |  | 0.94 | 0.82 |  | 0 |  | Federally-Regulated Consumer Product |  | 2017-06-01
A O Smith Water Products | A.O. SMITH | ATO-110U 200 | Natural Gas | TRUE |  |  | FALSE | 0 |  | 3 | 140000 | 83 |  | 0.82 | 0.82 |  | 0 |  | Federally-Regulated Consumer Product |  | 2017-05-25
A O Smith Water Products | A.O. SMITH | ATO-310U 200 | Natural Gas | TRUE |  |  | FALSE | 0 |  | 4 | 190000 | 82 |  | 0.82 | 0.82 |  | 0 |  | Federally-Regulated Consumer Product |  | 2017-05-25
A O Smith Water Products | A.O. SMITH | ATO-510U 200 | Natural Gas | TRUE |  |  | FALSE | 0 |  | 4 | 199000 | 83 |  | 0.82 | 0.82 |  | 0 |  | Federally-Regulated Consumer Product |  | 2017-05-25
Rheem Sales Co.¦ Inc. | EcoSense | ECO150DVLN3 | Natural Gas | TRUE |  |  | FALSE | 0 |  | 3 | 150000 | 84 |  | 0.82 | 0.82 |  | 0 |  | Federally-Regulated Consumer Product |  | 2015-10-01
Rheem Sales Co.¦ Inc. | Sure Comfort | SCT200XLN | Natural Gas | TRUE |  |  | FALSE | 0 |  | 4 | 199900 | 83 |  | 0.82 | 0.82 |  | 0 |  | Federally-Regulated Consumer Product |  | 2015-10-01
Vesta DS Inc | VESTA DS INC | VRP-150 | Natural Gas | FALSE |  |  | TRUE | 0 | 0 | 4 | 150000 | 94 |  | 0.91 |  | TRUE | 0 | 0.91 | Federally-Regulated Consumer Product | 0.81 | 2017-08-24
Rheem Sales Co.¦ Inc. | Natco | NT199XL | Natural Gas | FALSE |  |  | FALSE | 0 |  | 4 | 199000 | 83 |  | 0.82 | 0.82 |  | 0 |  | Federally-Regulated Consumer Product |  | 2015-10-01
Vesta DS Inc | VESTA DS INC | VRS-150 | Natural Gas | FALSE |  |  | TRUE | 0 | 0 | 4 | 150000 | 94 |  | 0.91 |  | TRUE | 0 | 0.91 | Federally-Regulated Consumer Product | 0.81 | 2017-08-24
Vesta DS Inc | VESTA DS INC | VH-199 | Natural Gas | FALSE |  |  | TRUE | 0 | 0 | 5 | 199000 | 94 |  | 0.91 |  | TRUE | 0 | 0.91 | Federally-Regulated Consumer Product | 0.81 | 2017-08-24
Vesta DS Inc | VESTA DS INC | VH-150 | Natural Gas | FALSE |  |  | TRUE | 0 | 0 | 4 | 150000 | 94 |  | 0.91 |  | TRUE | 0 | 0.91 | Federally-Regulated Consumer Product | 0.81 | 2017-08-24
Rheem Sales Company¦ Inc. | EcoSmart | ESG-95-DVLN-1 | Natural Gas | TRUE |  |  | FALSE | 0 |  | 5 | 199900 | 84 |  |  |  | TRUE | 0 | 0.82 | Federally-Regulated Consumer Product | 0.81 | 2017-12-04
Rheem Sales Company¦ Inc. | EcoSmart | ESG-84-DVLN-1 | Natural Gas | TRUE |  |  | FALSE | 0 |  | 4.5 | 180000 | 85 |  |  |  | TRUE | 0 | 0.82 | Federally-Regulated Consumer Product | 0.81 | 2017-12-04
Rheem Sales Company¦ Inc. | EcoSmart | ESG-95-XLN-1-1 | Natural Gas | TRUE |  |  | FALSE | 0 |  | 4.5 | 199900 | 85 |  |  |  | TRUE | 0 | 0.82 | Federally-Regulated Consumer Product | 0.81 | 2017-12-04
Rheem Sales Company¦ Inc. | EcoSmart | ESG-95-XLN-1 | Natural Gas | TRUE |  |  | FALSE | 0 |  | 4.9 | 199900 | 83 |  |  |  | TRUE | 0 | 0.81 | Federally-Regulated Consumer Product | 0.81 | 2017-12-04
Rheem Sales Company¦ Inc. | EcoSmart | ESGH-95-DVLN-1 | Natural Gas | TRUE |  |  | FALSE | 0 |  | 5.7 | 199900 | 96 |  |  |  | TRUE | 0 | 0.93 | Federally-Regulated Consumer Product | 0.81 | 2017-12-04
Rheem Sales Company¦ Inc. | EcoSmart | ESGH-90-DVLN-1 | Natural Gas | TRUE |  |  | FALSE | 0 |  | 5.2 | 180000 | 95 |  |  |  | TRUE | 0 | 0.93 | Federally-Regulated Consumer Product | 0.81 | 2017-12-04
Rheem Sales Company¦ Inc. | EcoSmart | ESGH-84-DVLN-1 | Natural Gas | TRUE |  |  | FALSE | 0 |  | 4.6 | 157000 | 96 |  |  |  | TRUE | 0 | 0.93 | Federally-Regulated Consumer Product | 0.81 | 2017-12-04
Rheem Sales Company¦ Inc. | EcoSmart | ESGH-95-XLN-1 | Natural Gas | TRUE |  |  | FALSE | 0 |  | 5.6 | 199900 | 96 |  |  |  | TRUE | 0 | 0.93 | Federally-Regulated Consumer Product | 0.81 | 2017-12-04
Rheem Sales Company¦ Inc. | EcoSmart | ESGH-90-XLN-1 | Natural Gas | TRUE |  |  | FALSE | 0 |  | 5.2 | 180000 | 95 |  |  |  | TRUE | 0 | 0.93 | Federally-Regulated Consumer Product | 0.81 | 2017-12-04
Rheem Sales Company¦ Inc. | EcoSmart | ESGH-84-XLN-1 | Natural Gas | TRUE |  |  | FALSE | 0 |  | 4.5 | 157000 | 96 |  |  |  | TRUE | 0 | 0.93 | Federally-Regulated Consumer Product | 0.81 | 2017-12-04
A O Smith Water Products | A O Smith Water Products | AT0 340H 100 | Natural Gas | TRUE |  |  | FALSE | 0 |  | 4.4 | 180000 | 95 |  | 0.95 | 0.62 |  | 0 |  | Federally-Regulated Consumer Product |  | 2012-08-28
Rheem Sales Co.¦ Inc. | Rheem | ECO200XLN3-1 | Natural Gas | TRUE |  |  | FALSE | 0 |  | 4 | 199900 | 83 |  | 0.82 | 0.82 |  | 0 |  | Federally-Regulated Consumer Product |  | 2015-10-01
A O Smith Water Products | A.O. SMITH | ATI 140H 100 | Natural Gas | TRUE |  |  | FALSE | 0 |  | 2 | 120000 | 93 |  | 0.93 | 0.82 |  | 0 |  | Federally-Regulated Consumer Product |  | 2017-05-25
A O Smith Water Products | A O Smith Water Products | ATI 140H 100 | Natural Gas | TRUE |  |  | FALSE | 0 |  | 2.9 | 120000 | 93 |  | 0.93 | 0.62 |  | 0 |  | Federally-Regulated Consumer Product |  | 2014-09-02
Rheem Sales Company¦ Inc. | PALOMA WAIWELA | PHH-25RDVLN-1 | Natural Gas | TRUE |  |  | FALSE | 0 |  | 4.6 | 157000 | 96 |  |  |  | TRUE | 0 | 0.93 | Federally-Regulated Consumer Product | 0.81 | 2017-12-26
Rheem Sales Company¦ Inc. | PALOMA WAIWELA | PHH-32RDVLN-1 | Natural Gas | TRUE |  |  | FALSE | 0 |  | 5.7 | 199900 | 96 |  |  |  | TRUE | 0 | 0.93 | Federally-Regulated Consumer Product | 0.81 | 2017-12-26
Rheem Sales Company¦ Inc. | PALOMA WAIWELA | PHH-32ROFLN-1 | Natural Gas | TRUE |  |  | FALSE | 0 |  | 5.6 | 199900 | 96 |  |  |  | TRUE | 0 | 0.93 | Federally-Regulated Consumer Product | 0.81 | 2017-12-26
Rheem Sales Company¦ Inc. | PALOMA WAIWELA | CPHH-32RDVLN-1 | Natural Gas | TRUE |  |  | FALSE | 0 |  | 5.7 | 199900 | 96 |  |  |  | TRUE | 0 | 0.93 | Federally-Regulated Consumer Product | 0.81 | 2017-12-26
Rheem Sales Company¦ Inc. | PALOMA WAIWELA | CPHH-25RDVLN-1 | Natural Gas | TRUE |  |  | FALSE | 0 |  | 4.6 | 157000 | 96 |  |  |  | TRUE | 0 | 0.93 | Federally-Regulated Consumer Product | 0.81 | 2017-12-26
Rheem Sales Company¦ Inc. | PALOMA WAIWELA | CPHH-32ROFLN-1 | Natural Gas | TRUE |  |  | FALSE | 0 |  | 5.6 | 199900 | 96 |  |  |  | TRUE | 0 | 0.93 | Federally-Regulated Consumer Product | 0.81 | 2017-12-26
Rheem Sales Company¦ Inc. | PALOMA WAIWELA | PHH-25ROFLN-1 | Natural Gas | TRUE |  |  | FALSE | 0 |  | 4.5 | 157000 | 96 |  |  |  | TRUE | 0 | 0.93 | Federally-Regulated Consumer Product | 0.81 | 2017-12-26
Rheem Sales Company¦ Inc. | PALOMA WAIWELA | CPHH-25ROFLN-1 | Natural Gas | TRUE |  |  | FALSE | 0 |  | 4.5 | 157000 | 96 |  |  |  | TRUE | 0 | 0.93 | Federally-Regulated Consumer Product | 0.81 | 2017-12-26
Rheem Sales Company¦ Inc. | PALOMA WAIWELA | PH2-25RDVSLN-1 | Natural Gas | TRUE |  |  | FALSE | 0 |  | 4.5 | 180000 | 84 |  |  |  | FALSE | 0 | 0.82 | Federally-Regulated Consumer Product | 0.81 | 2017-12-26
Rheem Sales Company¦ Inc. | PALOMA WAIWELA | PH2-28ROFLN-1 | Natural Gas | TRUE |  |  | FALSE | 0 |  | 4.9 | 199900 | 83 |  |  |  | FALSE | 0 | 0.81 | Federally-Regulated Consumer Product | 0.81 | 2017-12-26
Rheem Sales Company¦ Inc. | PALOMA WAIWELA | PH2-25ROFLN-1 | Natural Gas | TRUE |  |  | FALSE | 0 |  | 4.5 | 180000 | 83 |  |  |  | FALSE | 0 | 0.81 | Federally-Regulated Consumer Product | 0.81 | 2017-12-26
Rheem Sales Company¦ Inc. | PALOMA WAIWELA | PH2-20ROFLN-1 | Natural Gas | TRUE |  |  | FALSE | 0 |  | 3.8 | 150000 | 83 |  |  |  | FALSE | 0 | 0.81 | Federally-Regulated Consumer Product | 0.81 | 2017-12-26
Rheem Sales Company¦ Inc. | Waiwela | RTGH-90XLNWA-1 | Natural Gas | TRUE |  |  | FALSE | 0 |  | 5.2 | 180000 | 95 |  |  |  | TRUE | 0 | 0.93 | Federally-Regulated Consumer Product | 0.81 | 2017-12-26
Rheem Sales Company¦ Inc. | RHEEM ECOSENSE | ECO180DVLN3-1 | Natural Gas | TRUE |  |  | FALSE | 0 |  | 4.5 | 180000 | 84 |  |  |  | FALSE | 0 | 0.82 | Federally-Regulated Consumer Product | 0.81 | 2017-12-26
Rheem Sales Company¦ Inc. | RHEEM ECOSENSE | ECO200XLN3-1 | Natural Gas | TRUE |  |  | FALSE | 0 |  | 4.9 | 199900 | 83 |  |  |  | FALSE | 0 | 0.81 | Federally-Regulated Consumer Product | 0.81 | 2017-12-26
Rheem Sales Company¦ Inc. | RHEEM ECOSENSE | ECO180XLN3-1 | Natural Gas | TRUE |  |  | FALSE | 0 |  | 4.5 | 180000 | 83 |  |  |  | FALSE | 0 | 0.81 | Federally-Regulated Consumer Product | 0.81 | 2017-12-26
Rheem Sales Company¦ Inc. | RHEEM ECOSENSE | ECO150XLN3-1 | Natural Gas | TRUE |  |  | FALSE | 0 |  | 3.8 | 150000 | 83 |  |  |  | FALSE | 0 | 0.81 | Federally-Regulated Consumer Product | 0.81 | 2017-12-26
Rheem Sales Company¦ Inc. | Raypak | NH-159DVLN-1 | Natural Gas | TRUE |  |  | FALSE | 0 |  | 4.6 | 157000 | 96 |  |  |  | TRUE | 0 | 0.93 | Federally-Regulated Consumer Product | 0.81 | 2017-12-26
Rheem Sales Company¦ Inc. | Raypak | NH-209DVLN-1 | Natural Gas | TRUE |  |  | FALSE | 0 |  | 5.7 | 199900 | 96 |  |  |  | TRUE | 0 | 0.93 | Federally-Regulated Consumer Product | 0.81 | 2017-12-26
Rheem Sales Company¦ Inc. | Raypak | NH-209XLN-1 | Natural Gas | TRUE |  |  | FALSE | 0 |  | 5.6 | 199900 | 96 |  |  |  | TRUE | 0 | 0.93 | Federally-Regulated Consumer Product | 0.81 | 2017-12-26
Rheem Sales Company¦ Inc. | Raypak | NH-159XLN-1 | Natural Gas | TRUE |  |  | FALSE | 0 |  | 4.5 | 157000 | 96 |  |  |  | TRUE | 0 | 0.93 | Federally-Regulated Consumer Product | 0.81 | 2017-12-26
Rheem Sales Company¦ Inc. | Raypak | NH-188DVLN-1 | Natural Gas | TRUE |  |  | FALSE | 0 |  | 4.5 | 180000 | 84 |  |  |  | FALSE | 0 | 0.82 | Federally-Regulated Consumer Product | 0.81 | 2017-12-26
Rheem Sales Company¦ Inc. | Raypak | NH-208XLN-1 | Natural Gas | TRUE |  |  | FALSE | 0 |  | 4.9 | 199900 | 83 |  |  |  | FALSE | 0 | 0.81 | Federally-Regulated Consumer Product | 0.81 | 2017-12-26
Rheem Sales Company¦ Inc. | Raypak | NH-188XLN-1 | Natural Gas | TRUE |  |  | FALSE | 0 |  | 4.5 | 180000 | 83 |  |  |  | FALSE | 0 | 0.81 | Federally-Regulated Consumer Product | 0.81 | 2017-12-26
Rheem Sales Company¦ Inc. | Rheem | RTGH-84DVLN-1 | Natural Gas | TRUE |  |  | FALSE | 0 |  | 4.6 | 157000 | 96 |  |  |  | TRUE | 0 | 0.93 | Federally-Regulated Consumer Product | 0.81 | 2017-12-26
Rheem Sales Company¦ Inc. | Rheem | RTGH-84DVLNWA-1 | Natural Gas | TRUE |  |  | FALSE | 0 |  | 4.6 | 157000 | 96 |  |  |  | TRUE | 0 | 0.93 | Federally-Regulated Consumer Product | 0.81 | 2017-12-26
Rheem Sales Company¦ Inc. | Rheem | RTGH-84DVLPWA-1 | Natural Gas | TRUE |  |  | FALSE | 0 |  | 4.6 | 157000 | 96 |  |  |  | TRUE | 0 | 0.93 | Federally-Regulated Consumer Product | 0.81 | 2017-12-26
Rheem Sales Company¦ Inc. | Rheem | DCRTGH-84DVLN-1 | Natural Gas | TRUE |  |  | FALSE | 0 |  | 4.6 | 157000 | 96 |  |  |  | TRUE | 0 | 0.93 | Federally-Regulated Consumer Product | 0.81 | 2017-12-26
Rheem Sales Company¦ Inc. | Rheem | ECOH160DVLN-1 | Natural Gas | TRUE |  |  | FALSE | 0 |  | 4.6 | 157000 | 96 |  |  |  | TRUE | 0 | 0.93 | Federally-Regulated Consumer Product | 0.81 | 2017-12-26
Rheem Sales Company¦ Inc. | Rheem | CECOH160DVLN-1 | Natural Gas | TRUE |  |  | FALSE | 0 |  | 4.6 | 157000 | 96 |  |  |  | TRUE | 0 | 0.93 | Federally-Regulated Consumer Product | 0.81 | 2017-12-26
Rheem Sales Company¦ Inc. | Rheem | CRTGH-95DVLN-1 | Natural Gas | TRUE |  |  | FALSE | 0 |  | 5.7 | 199900 | 96 |  |  |  | TRUE | 0 | 0.93 | Federally-Regulated Consumer Product | 0.81 | 2017-12-26
Rheem Sales Company¦ Inc. | Rheem | DCRTGH-95DVLN-1 | Natural Gas | TRUE |  |  | FALSE | 0 |  | 5.7 | 199900 | 96 |  |  |  | TRUE | 0 | 0.93 | Federally-Regulated Consumer Product | 0.81 | 2017-12-26
Rheem Sales Company¦ Inc. | Rheem | ECOH200DVLN-1 | Natural Gas | TRUE |  |  | FALSE | 0 |  | 5.7 | 199900 | 96 |  |  |  | TRUE | 0 | 0.93 | Federally-Regulated Consumer Product | 0.81 | 2017-12-26
Rheem Sales Company¦ Inc. | Rheem | RTGH-90DVLN-1 | Natural Gas | TRUE |  |  | FALSE | 0 |  | 5.2 | 180000 | 95 |  |  |  | TRUE | 0 | 0.93 | Federally-Regulated Consumer Product | 0.81 | 2017-12-26
Rheem Sales Company¦ Inc. | Rheem | CRTGH-90DVLN-1 | Natural Gas | TRUE |  |  | FALSE | 0 |  | 5.2 | 180000 | 95 |  |  |  | TRUE | 0 | 0.93 | Federally-Regulated Consumer Product | 0.81 | 2017-12-26
Rheem Sales Company¦ Inc. | Rheem | ECOH180DVLN-1 | Natural Gas | TRUE |  |  | FALSE | 0 |  | 5.2 | 180000 | 95 |  |  |  | TRUE | 0 | 0.93 | Federally-Regulated Consumer Product | 0.81 | 2017-12-26
Rheem Sales Company¦ Inc. | Rheem | CECOH180DVLN-1 | Natural Gas | TRUE |  |  | FALSE | 0 |  | 5.2 | 180000 | 95 |  |  |  | TRUE | 0 | 0.93 | Federally-Regulated Consumer Product | 0.81 | 2017-12-26
Rheem Sales Company¦ Inc. | Rheem | RTGH-95XLN-1 | Natural Gas | TRUE |  |  | FALSE | 0 |  | 5.6 | 199900 | 96 |  |  |  | TRUE | 0 | 0.93 | Federally-Regulated Consumer Product | 0.81 | 2017-12-26
Rheem Sales Company¦ Inc. | Rheem | RTGH-95XLNWA-1 | Natural Gas | TRUE |  |  | FALSE | 0 |  | 5.6 | 199900 | 96 |  |  |  | TRUE | 0 | 0.93 | Federally-Regulated Consumer Product | 0.81 | 2017-12-26
Rheem Sales Company¦ Inc. | Rheem | CRTGH-95XLN-1 | Natural Gas | TRUE |  |  | FALSE | 0 |  | 5.6 | 199900 | 96 |  |  |  | TRUE | 0 | 0.93 | Federally-Regulated Consumer Product | 0.81 | 2017-12-26
Rheem Sales Company¦ Inc. | Rheem | ECOH200XLN-1 | Natural Gas | TRUE |  |  | FALSE | 0 |  | 5.6 | 199900 | 96 |  |  |  | TRUE | 0 | 0.93 | Federally-Regulated Consumer Product | 0.81 | 2017-12-26
Rheem Sales Company¦ Inc. | Rheem | CECOH200XLN-1 | Natural Gas | TRUE |  |  | FALSE | 0 |  | 5.6 | 199900 | 96 |  |  |  | TRUE | 0 | 0.93 | Federally-Regulated Consumer Product | 0.81 | 2017-12-26
Rheem Sales Company¦ Inc. | Rheem | RTGH-90XLN-1 | Natural Gas | TRUE |  |  | FALSE | 0 |  | 5.2 | 180000 | 95 |  |  |  | TRUE | 0 | 0.93 | Federally-Regulated Consumer Product | 0.81 | 2017-12-26
Rheem Sales Company¦ Inc. | Rheem | ECOH180XLN-1 | Natural Gas | TRUE |  |  | FALSE | 0 |  | 5.2 | 180000 | 95 |  |  |  | TRUE | 0 | 0.93 | Federally-Regulated Consumer Product | 0.81 | 2017-12-26
Rheem Sales Company¦ Inc. | Rheem | CECOH180XLN-1 | Natural Gas | TRUE |  |  | FALSE | 0 |  | 5.2 | 180000 | 95 |  |  |  | TRUE | 0 | 0.93 | Federally-Regulated Consumer Product | 0.81 | 2017-12-26
Rheem Sales Company¦ Inc. | Rheem | RTGH-84XLN-1 | Natural Gas | TRUE |  |  | FALSE | 0 |  | 4.5 | 157000 | 96 |  |  |  | TRUE | 0 | 0.93 | Federally-Regulated Consumer Product | 0.81 | 2017-12-26
Rheem Sales Company¦ Inc. | Rheem | RTGH-84XLNWA-1 | Natural Gas | TRUE |  |  | FALSE | 0 |  | 4.5 | 157000 | 96 |  |  |  | TRUE | 0 | 0.93 | Federally-Regulated Consumer Product | 0.81 | 2017-12-26
Rheem Sales Company¦ Inc. | Rheem | CRTGH-84XLN-1 | Natural Gas | TRUE |  |  | FALSE | 0 |  | 4.5 | 157000 | 96 |  |  |  | TRUE | 0 | 0.93 | Federally-Regulated Consumer Product | 0.81 | 2017-12-26
Rheem Sales Company¦ Inc. | Rheem | ECOH160XLN-1 | Natural Gas | TRUE |  |  | FALSE | 0 |  | 4.5 | 157000 | 96 |  |  |  | TRUE | 0 | 0.93 | Federally-Regulated Consumer Product | 0.81 | 2017-12-26
Rheem Sales Company¦ Inc. | Rheem | CECOH160XLN-1 | Natural Gas | TRUE |  |  | FALSE | 0 |  | 4.5 | 157000 | 96 |  |  |  | TRUE | 0 | 0.93 | Federally-Regulated Consumer Product | 0.81 | 2017-12-26
Rheem Sales Company¦ Inc. | Rheem | CRTGH-90XLN-1 | Natural Gas | TRUE |  |  | FALSE | 0 |  | 5.2 | 180000 | 95 |  |  |  | TRUE | 0 | 0.93 | Federally-Regulated Consumer Product | 0.81 | 2017-12-26
Rheem Sales Company¦ Inc. | Rheem | RTGH-90DVLNWA-1 | Natural Gas | TRUE |  |  | FALSE | 0 |  | 5.2 | 180000 | 95 |  |  |  | TRUE | 0 | 0.93 | Federally-Regulated Consumer Product | 0.81 | 2017-12-26
Rheem Sales Company¦ Inc. | Rheem | RTGH-84DVLN | Natural Gas | TRUE |  |  | FALSE | 0 |  | 4.4 | 157000 | 92 |  |  |  | FALSE | 0 | 0.89 | Federally-Regulated Consumer Product | 0.81 | 2017-12-26
Rheem Sales Company¦ Inc. | Rheem | RTGH-95XLN | Natural Gas | TRUE |  |  | FALSE | 0 |  | 5.5 | 199900 | 95 |  |  |  | FALSE | 0 | 0.92 | Federally-Regulated Consumer Product | 0.81 | 2017-12-26
Rheem Sales Company¦ Inc. | Rheem | RTGH-84XLN | Natural Gas | TRUE |  |  | FALSE | 0 |  | 4.4 | 157000 | 92 |  |  |  | FALSE | 0 | 0.89 | Federally-Regulated Consumer Product | 0.81 | 2017-12-26
Rheem Sales Company¦ Inc. | Rheem | RTGH-90DVLN | Natural Gas | TRUE |  |  | FALSE | 0 |  | 5 | 180000 | 93 |  |  |  | FALSE | 0 | 0.9 | Federally-Regulated Consumer Product | 0.81 | 2017-12-26
Rheem Sales Company¦ Inc. | Rheem | RTGH-90XLN | Natural Gas | TRUE |  |  | FALSE | 0 |  | 5 | 180000 | 93 |  |  |  | FALSE | 0 | 0.9 | Federally-Regulated Consumer Product | 0.81 | 2017-12-26
Rheem Sales Company¦ Inc. | Rheem | RTG-95DVLN-1 | Natural Gas | TRUE |  |  | FALSE | 0 |  | 5 | 199900 | 84 |  |  |  | FALSE | 0 | 0.82 | Federally-Regulated Consumer Product | 0.81 | 2017-12-26
Rheem Sales Company¦ Inc. | Rheem | RTG-64DVLN-1 | Natural Gas | TRUE |  |  | FALSE | 0 |  | 3.8 | 180000 | 84 |  |  |  | FALSE | 0 | 0.82 | Federally-Regulated Consumer Product | 0.81 | 2017-12-26
Rheem Sales Company¦ Inc. | Rheem | RTG-95DVLNWA-1 | Natural Gas | TRUE |  |  | FALSE | 0 |  | 5 | 199900 | 84 |  |  |  | FALSE | 0 | 0.82 | Federally-Regulated Consumer Product | 0.81 | 2017-12-26
Rheem Sales Company¦ Inc. | Rheem | RTG-84DVLNWA-1 | Natural Gas | TRUE |  |  | FALSE | 0 |  | 4.5 | 180000 | 84 |  |  |  | FALSE | 0 | 0.82 | Federally-Regulated Consumer Product | 0.81 | 2017-12-26
Rheem Sales Company¦ Inc. | Rheem | RTG-95XLN-1 | Natural Gas | TRUE |  |  | FALSE | 0 |  | 4.9 | 199900 | 83 |  |  |  | FALSE | 0 | 0.81 | Federally-Regulated Consumer Product | 0.81 | 2017-12-26
Rheem Sales Company¦ Inc. | Rheem | RTG-95XLNWA-1 | Natural Gas | TRUE |  |  | FALSE | 0 |  | 4.9 | 199900 | 83 |  |  |  | FALSE | 0 | 0.81 | Federally-Regulated Consumer Product | 0.81 | 2017-12-26
Rheem Sales Company¦ Inc. | Rheem | RTG-84XLN-1 | Natural Gas | TRUE |  |  | FALSE | 0 |  | 4.5 | 180000 | 83 |  |  |  | FALSE | 0 | 0.81 | Federally-Regulated Consumer Product | 0.81 | 2017-12-26
Rheem Sales Company¦ Inc. | Rheem | RTG-84XLNWA-1 | Natural Gas | TRUE |  |  | FALSE | 0 |  | 4.5 | 180000 | 83 |  |  |  | FALSE | 0 | 0.81 | Federally-Regulated Consumer Product | 0.81 | 2017-12-26
Rheem Sales Company¦ Inc. | Rheem | RTG-64XLN-1 | Natural Gas | TRUE |  |  | FALSE | 0 |  | 3.8 | 150000 | 83 |  |  |  | FALSE | 0 | 0.81 | Federally-Regulated Consumer Product | 0.81 | 2017-12-26
Rheem Sales Company¦ Inc. | Rheem | RTG-64XLNWA-1 | Natural Gas | TRUE |  |  | FALSE | 0 |  | 3.8 | 150000 | 83 |  |  |  | FALSE | 0 | 0.81 | Federally-Regulated Consumer Product | 0.81 | 2017-12-26
Rheem Sales Company¦ Inc. | Richmond | RMTGH95DVLN-1 | Natural Gas | TRUE |  |  | FALSE | 0 |  | 5.7 | 199900 | 96 |  |  |  | TRUE | 0 | 0.93 | Federally-Regulated Consumer Product | 0.81 | 2017-12-26
Rheem Sales Company¦ Inc. | Richmond | CRMTGH95DVLN-1 | Natural Gas | TRUE |  |  | FALSE | 0 |  | 5.7 | 199900 | 96 |  |  |  | TRUE | 0 | 0.93 | Federally-Regulated Consumer Product | 0.81 | 2017-12-26
Rheem Sales Company¦ Inc. | Richmond | RMTGH90DVLN-1 | Natural Gas | TRUE |  |  | FALSE | 0 |  | 5.2 | 180000 | 95 |  |  |  | TRUE | 0 | 0.93 | Federally-Regulated Consumer Product | 0.81 | 2017-12-26
Rheem Sales Company¦ Inc. | Richmond | RMTGH84DVLN-1 | Natural Gas | TRUE |  |  | FALSE | 0 |  | 4.6 | 157000 | 96 |  |  |  | TRUE | 0 | 0.93 | Federally-Regulated Consumer Product | 0.81 | 2017-12-26
Rheem Sales Company¦ Inc. | Richmond | RMTGH95XLN-1 | Natural Gas | TRUE |  |  | FALSE | 0 |  | 5.6 | 199900 | 96 |  |  |  | TRUE | 0 | 0.93 | Federally-Regulated Consumer Product | 0.81 | 2017-12-26
Rheem Sales Company¦ Inc. | Richmond | RMTGH90XLN-1 | Natural Gas | TRUE |  |  | FALSE | 0 |  | 5.2 | 180000 | 95 |  |  |  | TRUE | 0 | 0.93 | Federally-Regulated Consumer Product | 0.81 | 2017-12-26
Rheem Sales Company¦ Inc. | Richmond | RMTGH84XLN-1 | Natural Gas | TRUE |  |  | FALSE | 0 |  | 4.5 | 157000 | 96 |  |  |  | TRUE | 0 | 0.93 | Federally-Regulated Consumer Product | 0.81 | 2017-12-26
Rheem Sales Company¦ Inc. | Richmond | RMTG84DVLN-1 | Natural Gas | TRUE |  |  | FALSE | 0 |  | 4.5 | 180000 | 84 |  |  |  | FALSE | 0 | 0.82 | Federally-Regulated Consumer Product | 0.81 | 2017-12-26
Rheem Sales Company¦ Inc. | Richmond | RMTG95XLN-1 | Natural Gas | TRUE |  |  | FALSE | 0 |  | 4.9 | 199900 | 83 |  |  |  | FALSE | 0 | 0.81 | Federally-Regulated Consumer Product | 0.81 | 2017-12-26
Rheem Sales Company¦ Inc. | Richmond | RMTG84XLN-1 | Natural Gas | TRUE |  |  | FALSE | 0 |  | 4.5 | 180000 | 83 |  |  |  | FALSE | 0 | 0.81 | Federally-Regulated Consumer Product | 0.81 | 2017-12-26
Rheem Sales Company¦ Inc. | Richmond | RMTG64XLN-1 | Natural Gas | TRUE |  |  | FALSE | 0 |  | 3.8 | 150000 | 83 |  |  |  | FALSE | 0 | 0.81 | Federally-Regulated Consumer Product | 0.81 | 2017-12-26
A O Smith Water Products | A.O. SMITH | ATI 240H 100 | Natural Gas | TRUE |  |  | FALSE | 0 |  | 4 | 160000 | 95 |  | 0.95 | 0.82 |  | 0 |  | Federally-Regulated Consumer Product |  | 2017-05-25
A O Smith Water Products | A O Smith Water Products | ATI 240H 100 | Natural Gas | TRUE |  |  | FALSE | 0 |  | 4 | 160000 | 95 |  | 0.95 | 0.62 |  | 0 |  | Federally-Regulated Consumer Product |  | 2012-08-28
A O Smith Water Products | A.O. SMITH | ATI 240H 101 | Natural Gas | TRUE |  |  | FALSE | 0 |  | 4 | 160000 | 95 |  | 0.95 | 0.82 |  | 0 |  | Federally-Regulated Consumer Product |  | 2017-05-25
A O Smith Water Products | A O Smith Water Products | ATI 240H 101 | Natural Gas | TRUE |  |  | FALSE | 0 |  | 4 | 160000 | 95 |  | 0.95 | 0.62 |  | 0 |  | Federally-Regulated Consumer Product |  | 2012-08-28
Rheem Sales Co.¦ Inc. | Ruud | RUTG-84XLNWA-1 | Natural Gas | TRUE |  |  | FALSE | 0 |  | 3 | 180000 | 83 |  | 0.82 | 0.82 |  | 0 |  | Federally-Regulated Consumer Product |  | 2015-10-01
A O Smith Water Products | A O Smith Water Products | ATI 320H 100 | Natural Gas | TRUE |  |  | FALSE | 0 |  | 4.3 | 180000 | 90 |  | 0.91 | 0.62 |  | 0 |  | Federally-Regulated Consumer Product |  | 2011-10-27
A O Smith Water Products | A.O. SMITH | ATI 340H 100 | Natural Gas | TRUE |  |  | FALSE | 0 |  | 4 | 180000 | 95 |  | 0.95 | 0.82 |  | 0 |  | Federally-Regulated Consumer Product |  | 2017-05-25
A O Smith Water Products | A O Smith Water Products | ATI 340H 100 | Natural Gas | TRUE |  |  | FALSE | 0 |  | 4.4 | 180000 | 95 |  | 0.95 | 0.62 |  | 0 |  | Federally-Regulated Consumer Product |  | 2012-08-28
Rheem Sales Co.¦ Inc. | Rheem | RTG-64DVLNWA-1 | Natural Gas | TRUE |  |  | FALSE | 0 |  | 3 | 150000 | 84 |  | 0.82 | 0.82 |  | 0 |  | Federally-Regulated Consumer Product |  | 2015-10-01
A O Smith Water Products | A.O. SMITH | ATI 540H 100 | Natural Gas | TRUE |  |  | FALSE | 0 |  | 4 | 199000 | 95 |  | 0.95 | 0.82 |  | 0 |  | Federally-Regulated Consumer Product |  | 2017-05-25
A O Smith Water Products | A O Smith Water Products | ATI 540H 100 | Natural Gas | TRUE |  |  | FALSE | 0 |  | 4.9 | 199000 | 95 |  | 0.95 | 0.62 |  | 0 |  | Federally-Regulated Consumer Product |  | 2012-08-28
Rheem | Rheem | RTG-84XN | Natural Gas | TRUE |  |  | FALSE | 0 |  | 4 | 180000 | 82 |  | 0.82 | 0.62 |  | 0 |  | Federally-Regulated Consumer Product |  | 2015-04-14
Rheem | Ruud | RUTG-74XN | Natural Gas | FALSE |  |  | FALSE | 0 |  | 4.3 | 199900 | 82 | 18270 | 0.82 | 0.62 |  | 0 |  | Federally-Regulated Consumer Product |  | 2007-12-11
Rheem Sales Co.¦ Inc. | EcoSense | ECO200XLN3-1 | Natural Gas | TRUE |  |  | FALSE | 0 |  | 4 | 199900 | 83 |  | 0.82 | 0.82 |  | 0 |  | Federally-Regulated Consumer Product |  | 2015-10-01
A O Smith Water Products | A.O. SMITH | ATO 140H 100 | Natural Gas | TRUE |  |  | FALSE | 0 |  | 2 | 120000 | 93 |  | 0.93 | 0.82 |  | 0 |  | Federally-Regulated Consumer Product |  | 2017-05-25
A O Smith Water Products | A O Smith Water Products | ATO 140H 100 | Natural Gas | TRUE |  |  | FALSE | 0 |  | 2.9 | 120000 | 93 |  | 0.93 | 0.62 |  | 0 |  | Federally-Regulated Consumer Product |  | 2014-09-02
A O Smith Water Products | A.O. SMITH | ATO 240H 100 | Natural Gas | TRUE |  |  | FALSE | 0 |  | 4 | 160000 | 95 |  | 0.95 | 0.82 |  | 0 |  | Federally-Regulated Consumer Product |  | 2017-05-25
A O Smith Water Products | A O Smith Water Products | ATO 240H 100 | Natural Gas | TRUE |  |  | FALSE | 0 |  | 4 | 160000 | 95 |  | 0.95 | 0.62 |  | 0 |  | Federally-Regulated Consumer Product |  | 2012-08-28
Rheem Sales Co.¦ Inc. | Rheem | RTG-64XLN-1 | Natural Gas | TRUE |  |  | FALSE | 0 |  | 3 | 150000 | 83 |  | 0.82 | 0.82 |  | 0 |  | Federally-Regulated Consumer Product |  | 2015-10-01
A O Smith Water Products | A O Smith Water Products | ATO 320H 100 | Natural Gas | TRUE |  |  | FALSE | 0 |  | 4.3 | 180000 | 90 |  | 0.91 | 0.62 |  | 0 |  | Federally-Regulated Consumer Product |  | 2011-10-27
Rheem Sales Co.¦ Inc. | PALOMA/WAIWELA | PH2-25ROFLN-1 | Natural Gas | TRUE |  |  | FALSE | 0 |  | 3 | 180000 | 83 |  | 0.82 | 0.82 |  | 0 |  | Federally-Regulated Consumer Product |  | 2015-10-01
Rheem Sales Co.¦ Inc. | Rheem | RTG-95DVLNWA-1 | Natural Gas | TRUE |  |  | FALSE | 0 |  | 4 | 199900 | 84 |  | 0.82 | 0.82 |  | 0 |  | Federally-Regulated Consumer Product |  | 2015-10-01
A O Smith Water Products | A.O. SMITH | ATO 540H 100 | Natural Gas | TRUE |  |  | FALSE | 0 |  | 4 | 199000 | 95 |  | 0.95 | 0.82 |  | 0 |  | Federally-Regulated Consumer Product |  | 2017-05-25
A O Smith Water Products | A O Smith Water Products | ATO 540H 100 | Natural Gas | TRUE |  |  | FALSE | 0 |  | 4.9 | 199000 | 95 |  | 0.95 | 0.62 |  | 0 |  | Federally-Regulated Consumer Product |  | 2012-08-28
Rheem Sales Co.¦ Inc. | Ruud | RUTG-95DVN | Natural Gas | TRUE |  |  | FALSE | 0 |  | 4 | 199900 | 82 |  | 0.82 | 0.82 |  | 0 |  | Federally-Regulated Consumer Product |  | 2015-10-01
Rheem Sales Co.¦ Inc. | Natco | NT180XN | Natural Gas | FALSE |  |  | FALSE | 0 |  | 3 | 199000 | 83 |  | 0.82 | 0.82 |  | 0 |  | Federally-Regulated Consumer Product |  | 2015-10-01
Rheem | Rheem | RTG-84DVLNWA | Natural Gas | TRUE |  |  | FALSE | 0 |  | 3.9 | 180000 | 84 |  | 0.82 | 0.62 |  | 0 |  | Federally-Regulated Consumer Product |  | 2014-09-02
Rheem Sales Company¦ Inc. | Ruud | RUTGH-84DVLN-1 | Natural Gas | TRUE |  |  | FALSE | 0 |  | 4.6 | 157000 | 96 |  |  |  | TRUE | 0 | 0.93 | Federally-Regulated Consumer Product | 0.81 | 2017-12-28
Rheem Sales Company¦ Inc. | Ruud | RUTGH-84DVLNWA-1 | Natural Gas | TRUE |  |  | FALSE | 0 |  | 4.6 | 157000 | 96 |  |  |  | TRUE | 0 | 0.93 | Federally-Regulated Consumer Product | 0.81 | 2017-12-28
Rheem Sales Company¦ Inc. | Ruud | RUTGH-95DVLN-1 | Natural Gas | TRUE |  |  | FALSE | 0 |  | 5.7 | 199900 | 96 |  |  |  | TRUE | 0 | 0.93 | Federally-Regulated Consumer Product | 0.81 | 2017-12-28
Rheem Sales Company¦ Inc. | Ruud | RUTGH-95DVLNWA-1 | Natural Gas | TRUE |  |  | FALSE | 0 |  | 5.7 | 199900 | 96 |  |  |  | TRUE | 0 | 0.93 | Federally-Regulated Consumer Product | 0.81 | 2017-12-28
Rheem Sales Company¦ Inc. | Ruud | RUTGH-90DVLN-1 | Natural Gas | TRUE |  |  | FALSE | 0 |  | 5.2 | 180000 | 95 |  |  |  | TRUE | 0 | 0.93 | Federally-Regulated Consumer Product | 0.81 | 2017-12-28
Rheem Sales Company¦ Inc. | Ruud | RUTGH-95XLNWA-1 | Natural Gas | TRUE |  |  | FALSE | 0 |  | 5.6 | 199900 | 96 |  |  |  | TRUE | 0 | 0.93 | Federally-Regulated Consumer Product | 0.81 | 2017-12-28
Rheem Sales Company¦ Inc. | Ruud | RUTGH-95XLN-1 | Natural Gas | TRUE |  |  | FALSE | 0 |  | 5.6 | 199900 | 96 |  |  |  | TRUE | 0 | 0.93 | Federally-Regulated Consumer Product | 0.81 | 2017-12-28
Rheem Sales Company¦ Inc. | Ruud | RUTGH-84XLN-1 | Natural Gas | TRUE |  |  | FALSE | 0 |  | 4.5 | 157000 | 96 |  |  |  | TRUE | 0 | 0.93 | Federally-Regulated Consumer Product | 0.81 | 2017-12-28
Rheem Sales Company¦ Inc. | Ruud | RUTGH-84XLNWA-1 | Natural Gas | TRUE |  |  | FALSE | 0 |  | 4.5 | 157000 | 96 |  |  |  | TRUE | 0 | 0.93 | Federally-Regulated Consumer Product | 0.81 | 2017-12-28
Rheem Sales Company¦ Inc. | Ruud | RUTG-84DVLN-1 | Natural Gas | TRUE |  |  | FALSE | 0 |  | 4.5 | 180000 | 84 |  |  |  | FALSE | 0 | 0.82 | Federally-Regulated Consumer Product | 0.81 | 2017-12-28
Rheem Sales Company¦ Inc. | Ruud | RUTG-84DVLNWA-1 | Natural Gas | TRUE |  |  | FALSE | 0 |  | 4.5 | 180000 | 84 |  |  |  | FALSE | 0 | 0.82 | Federally-Regulated Consumer Product | 0.81 | 2017-12-28
Rheem Sales Company¦ Inc. | Ruud | RUTG-95XLN-1 | Natural Gas | TRUE |  |  | FALSE | 0 |  | 4.9 | 199900 | 83 |  |  |  | FALSE | 0 | 0.81 | Federally-Regulated Consumer Product | 0.81 | 2017-12-28
Rheem Sales Company¦ Inc. | Ruud | RUTG-95XLNWA-1 | Natural Gas | TRUE |  |  | FALSE | 0 |  | 4.9 | 199900 | 83 |  |  |  | FALSE | 0 | 0.81 | Federally-Regulated Consumer Product | 0.81 | 2017-12-28
Rheem Sales Company¦ Inc. | Ruud | RUTG-84XLN-1 | Natural Gas | TRUE |  |  | FALSE | 0 |  | 4.5 | 180000 | 83 |  |  |  | FALSE | 0 | 0.81 | Federally-Regulated Consumer Product | 0.81 | 2017-12-28
Rheem Sales Company¦ Inc. | Ruud | RUTG-84XLNWA-1 | Natural Gas | TRUE |  |  | FALSE | 0 |  | 4.5 | 180000 | 83 |  |  |  | FALSE | 0 | 0.81 | Federally-Regulated Consumer Product | 0.81 | 2017-12-28
Rheem Sales Company¦ Inc. | Ruud | RUTG-64XLN-1 | Natural Gas | TRUE |  |  | FALSE | 0 |  | 3.8 | 150000 | 83 |  |  |  | FALSE | 0 | 0.81 | Federally-Regulated Consumer Product | 0.81 | 2017-12-28
Rheem Sales Company¦ Inc. | Ruud | RUTG-64XLNWA-1 | Natural Gas | TRUE |  |  | FALSE | 0 |  | 3.8 | 150000 | 83 |  |  |  | FALSE | 0 | 0.81 | Federally-Regulated Consumer Product | 0.81 | 2017-12-28
Rheem Sales Company¦ Inc. | Rheem | RTG-RC84DVLN-1 | Natural Gas | TRUE |  |  | FALSE | 0 |  | 4.5 | 180000 | 85 |  |  |  | TRUE | 0 | 0.82 | Federally-Regulated Consumer Product | 0.81 | 2018-01-30
Rheem Sales Company¦ Inc. | Richmond | RMTGRC95DVLN-1 | Natural Gas | TRUE |  |  | FALSE | 0 |  | 5 | 199000 | 84 |  |  |  | TRUE | 0 | 0.82 | Federally-Regulated Consumer Product | 0.81 | 2018-01-30
Rheem Sales Company¦ Inc. | EcoSmart | ESG-70XLN-1 | Natural Gas | TRUE |  |  | FALSE | 0 |  | 4 | 160000 | 84 |  |  |  | TRUE | 0 | 0.81 | Federally-Regulated Consumer Product | 0.81 | 2018-05-07
Rinnai America | Rinnai | REU-VA2019FFUD-UC | Natural Gas | TRUE |  |  | FALSE | 0 |  | 3.4 | 150000 | 83 |  | 0.82 | 0.62 |  | 0 |  | Federally-Regulated Consumer Product |  | 2014-10-24
Rinnai America | Rinnai | REU-VA2535WD-UC | Natural Gas | TRUE |  |  | FALSE | 0 |  | 4.3 | 199000 | 83 |  | 0.82 | 0.62 |  | 0 |  | Federally-Regulated Consumer Product |  | 2014-10-24
Rheem | Rheem | RMTGH95XLN | Natural Gas | FALSE |  |  | FALSE | 0 |  | 4.8 | 199900 | 95 |  | 0.94 | 0.62 |  | 0 |  | Federally-Regulated Consumer Product |  | 2012-11-16
Rheem | Rheem | NT199XLN | Natural Gas | FALSE |  |  | FALSE | 0 |  | 4.3 | 199000 | 83 |  | 0.82 | 0.62 |  | 0 |  | Federally-Regulated Consumer Product |  | 2014-10-24
Noritz America Corp. | Noritz America Corp. | NRC661A-DV-NG | Natural Gas | TRUE |  |  | TRUE | 0 |  | 2 | 120000 | 96 |  | 0.95 | 0.62 |  | 0 |  | Federally-Regulated Consumer Product |  | 2015-04-10
Rheem Sales Co.¦ Inc. | Sure Comfort | SCT150DVLN | Natural Gas | TRUE |  |  | FALSE | 0 |  | 3 | 150000 | 84 |  | 0.82 | 0.82 |  | 0 |  | Federally-Regulated Consumer Product |  | 2015-10-01
Rheem | Rheem | RTG-84XLNWA | Natural Gas | TRUE |  |  | FALSE | 0 |  | 3.9 | 180000 | 83 |  | 0.82 | 0.62 |  | 0 |  | Federally-Regulated Consumer Product |  | 2014-09-02
Navien¦ Inc. | Navien America¦ Inc. | NPE-210S | Natural Gas | TRUE |  |  | TRUE | 0 |  | 4.6 | 180000 | 99 |  | 0.99 | 0.62 |  | 0 |  | Federally-Regulated Consumer Product |  | 2014-10-24
Rheem | Rheem | RMTG84XLN | Natural Gas | TRUE |  |  | FALSE | 0 |  | 3.9 | 180000 | 83 |  | 0.82 | 0.62 |  | 0 |  | Federally-Regulated Consumer Product |  | 2012-11-16
Rheem | Rheem | NH-159DVN | Natural Gas | TRUE |  |  | FALSE | 0 |  | 3.9 | 157000 | 94 |  | 0.94 | 0.62 |  | 0 |  | Federally-Regulated Consumer Product |  | 2011-10-27
Bosch Thermotechnology Corp. | Bosch | 250SXO | Natural Gas | FALSE |  | Non-Ozone-Depleting | FALSE | 0 |  | 3.7 | 175000 | 83 | 18727 | 0.8 | 0.62 |  | 0 |  | Federally-Regulated Consumer Product |  | 2007-12-11
Rheem | Rheem | RTG-64DVN | Natural Gas | TRUE |  |  | FALSE | 0 |  | 3.3 | 150000 | 82 |  | 0.82 | 0.62 |  | 0 |  | Federally-Regulated Consumer Product |  | 2014-10-24
Rheem | Rheem | RMTG95DVLN | Natural Gas | TRUE |  |  | FALSE | 0 |  | 4.4 | 199900 | 84 |  | 0.82 | 0.62 |  | 0 |  | Federally-Regulated Consumer Product |  | 2011-10-27
Rheem Sales Co.¦ Inc. | Rheem | ECO180DVLN3-1 | Natural Gas | TRUE |  |  | FALSE | 0 |  | 3 | 180000 | 84 |  | 0.82 | 0.82 |  | 0 |  | Federally-Regulated Consumer Product |  | 2015-10-01
Rinnai America | Bradford-White Corp. | TG-150E-N¦ TG-150E-X | Natural Gas | TRUE |  |  | FALSE | 0 |  | 3.3 | 150000 | 83 |  | 0.82 | 0.62 |  | 0 |  | Federally-Regulated Consumer Product |  | 2014-10-24
EccoTemp Systems¦ LLC | EccoTemp Systems¦ LLC | 40-H | Natural Gas | FALSE |  |  | FALSE | 0 |  | 2.6 | 134700 | 82 | 18727 | 0.8 | 0.62 |  | 0 |  | Federally-Regulated Consumer Product |  | 2007-12-11
Rheem | Rheem | GT-199DV-N | Natural Gas | FALSE |  |  | FALSE | 0 |  | 4.3 | 199900 | 82 | 18270 | 0.82 | 0.62 |  | 0 |  | Federally-Regulated Consumer Product |  | 2007-12-11
Rheem Sales Co.¦ Inc. | PALOMA/WAIWELA | PH2-20ROFLN-1 | Natural Gas | TRUE |  |  | FALSE | 0 |  | 3 | 150000 | 83 |  | 0.82 | 0.82 |  | 0 |  | Federally-Regulated Consumer Product |  | 2015-10-01
Rheem | Rheem | RUTG-84DVLN | Natural Gas | TRUE |  |  | FALSE | 0 |  | 3.9 | 180000 | 84 |  | 0.82 | 0.62 |  | 0 |  | Federally-Regulated Consumer Product |  | 2012-03-02
Rheem | Rheem | NT180DVLN | Natural Gas | FALSE |  |  | FALSE | 0 |  | 3.9 | 180000 | 84 |  | 0.82 | 0.62 |  | 0 |  | Federally-Regulated Consumer Product |  | 2014-10-24
Rheem | Rheem | NH-209XLN | Natural Gas | FALSE |  |  | FALSE | 0 |  | 4.8 | 199900 | 95 |  | 0.94 | 0.62 |  | 0 |  | Federally-Regulated Consumer Product |  | 2012-11-16
Bosch Thermotechnology Corp. | Bosch | 425HNO | Natural Gas | FALSE |  | Non-Ozone-Depleting | FALSE | 0 |  | 2.4 | 117000 | 80 | 18727 | 0.8 | 0.62 |  | 0 |  | Federally-Regulated Consumer Product |  | 2007-12-11
Rheem | Rheem | RUTG-95XLNWA | Natural Gas | TRUE |  |  | FALSE | 0 |  | 4.3 | 199900 | 83 |  | 0.82 | 0.62 |  | 0 |  | Federally-Regulated Consumer Product |  | 2014-09-02
Noritz America Corp. | Noritz America Corp. | NRC663-FSV-NG | Natural Gas | TRUE |  |  | FALSE | 0 |  | 2.9 | 120000 | 92 |  | 0.91 | 0.62 |  | 0 |  | Federally-Regulated Consumer Product |  | 2014-09-02
Rheem | Rheem | PH2-20ROFLN | Natural Gas | TRUE |  |  | FALSE | 0 |  | 3 | 150000 | 83 |  | 0.82 | 0.62 |  | 0 |  | Federally-Regulated Consumer Product |  | 2014-10-24
Rinnai America | Rinnai | REU-KBD2530FFUD-US | Natural Gas | TRUE |  |  | TRUE | 0 |  | 3.9 | 152000 | 96 |  | 0.96 | 0.62 |  | 0 |  | Federally-Regulated Consumer Product |  | 2014-09-02
Rheem Sales Co.¦ Inc. | Rheem | RTG-84DVN | Natural Gas | TRUE |  |  | FALSE | 0 |  | 3 | 180000 | 82 |  | 0.82 | 0.82 |  | 0 |  | Federally-Regulated Consumer Product |  | 2015-10-01
Rheem | Rheem | CECO200DVLN3 | Natural Gas | TRUE |  |  | FALSE | 0 |  | 4.4 | 199900 | 84 |  | 0.82 | 0.62 |  | 0 |  | Federally-Regulated Consumer Product |  | 2011-10-27
Rheem | Rheem | PTG-74PVN | Natural Gas | FALSE |  |  | FALSE | 0 |  | 4.3 | 199900 | 82 | 18270 | 0.82 | 0.62 |  | 0 |  | Federally-Regulated Consumer Product |  | 2007-12-11
Noritz America Corp. | Noritz America Corp. | NR981-DVC-NG | Natural Gas | TRUE |  |  | TRUE | 0 |  | 4.3 | 199900 | 84 |  | 0.82 | 0.62 |  | 0 |  | Federally-Regulated Consumer Product |  | 2014-09-02
Rinnai America | Rinnai | REU-VC2837FFUD-US | Natural Gas | TRUE |  |  | TRUE | 0 |  | 4.3 | 199000 | 83 |  | 0.82 | 0.62 |  | 6 |  | Federally-Regulated Consumer Product |  | 2012-03-02
Rheem Sales Co.¦ Inc. | Natco | NT180XLN-1 | Natural Gas | TRUE |  |  | FALSE | 0 |  | 3 | 180000 | 83 |  | 0.82 | 0.82 |  | 0 |  | Federally-Regulated Consumer Product |  | 2015-10-01
Rinnai America | Rinnai | REU-V2520FFU-US | Natural Gas | TRUE |  | Non-Ozone-Depleting | FALSE | 0 |  | 3.9 | 180000 | 83 | 18270 | 0.82 | 0.62 |  | 6 |  | Federally-Regulated Consumer Product |  | 2007-11-21
Rinnai America | Rinnai | REU-VC2528WD-US | Natural Gas | TRUE |  |  | TRUE | 0 |  | 3.9 | 180000 | 82 |  | 0.82 | 0.62 |  | 6 |  | Federally-Regulated Consumer Product |  | 2013-11-18
Noritz America Corp. | Noritz America Corp. | NR981-OD-NG | Natural Gas | TRUE |  |  | TRUE | 0 |  | 4.5 | 199900 | 86 |  | 0.84 | 0.62 |  | 0 |  | Federally-Regulated Consumer Product |  | 2014-09-02
Rheem Sales Co.¦ Inc. | Rheem | RTG-95XLN-1 | Natural Gas | TRUE |  |  | FALSE | 0 |  | 4 | 199900 | 83 |  | 0.82 | 0.82 |  | 0 |  | Federally-Regulated Consumer Product |  | 2015-10-01
Noritz America Corp. | Noritz America Corp. | NRC661-OD-NG | Natural Gas | TRUE |  |  | TRUE | 0 |  | 3 | 120000 | 93 |  | 0.91 | 0.62 |  | 0 |  | Federally-Regulated Consumer Product |  | 2015-04-10
Rheem | Rheem | NT180XN | Natural Gas | FALSE |  |  | FALSE | 0 |  | 3.9 | 199000 | 83 |  | 0.82 | 0.62 |  | 0 |  | Federally-Regulated Consumer Product |  | 2014-10-24
Rinnai America | Jacuzzi Luxury Bath | J-SN180F2/J-SP180F2 | Natural Gas | TRUE |  |  | TRUE | 0 |  | 3.9 | 180000 | 83 |  | 0.82 | 0.62 |  | 6 |  | Federally-Regulated Consumer Product |  | 2014-09-02
Rheem | Rheem | PH2-25RDVSLN | Natural Gas | TRUE |  |  | FALSE | 0 |  | 3.9 | 180000 | 84 |  | 0.82 | 0.62 |  | 0 |  | Federally-Regulated Consumer Product |  | 2014-10-24
Rheem | Rheem | ECO180XLN3 | Natural Gas | TRUE |  |  | FALSE | 0 |  | 3.9 | 180000 | 83 |  | 0.82 | 0.62 |  | 0 |  | Federally-Regulated Consumer Product |  | 2012-11-16
Rheem | Rheem | PH2-28ROFLN | Natural Gas | TRUE |  |  | FALSE | 0 |  | 4.3 | 199900 | 83 |  | 0.82 | 0.62 |  | 0 |  | Federally-Regulated Consumer Product |  | 2014-10-24
Rheem | Rheem | NH-209DVLN | Natural Gas | FALSE |  |  | FALSE | 0 |  | 4.8 | 199900 | 94 |  | 0.94 | 0.62 |  | 0 |  | Federally-Regulated Consumer Product |  | 2012-07-06
Noritz America Corp. | Noritz America Corp. | NRC98-OD-NG | Natural Gas | TRUE |  |  | TRUE | 0 |  | 4.6 | 180000 | 97 |  | 0.96 | 0.62 |  | 0 |  | Federally-Regulated Consumer Product |  | 2014-09-02
Rheem | Rheem | NH-208DVN | Natural Gas | TRUE |  |  | FALSE | 0 |  | 4.4 | 199000 | 82 |  | 82 | 0.62 |  | 0 |  | Federally-Regulated Consumer Product |  | 2011-10-27
Rheem | Rheem | SCT180XLN | Natural Gas | TRUE |  |  | FALSE | 0 |  | 3 | 180000 | 83 |  | 0.82 | 0.62 |  | 0 |  | Federally-Regulated Consumer Product |  | 2015-04-14
Rheem Sales Co.¦ Inc. | Rheem | RTG-95XLNWA-1 | Natural Gas | TRUE |  |  | FALSE | 0 |  | 4 | 199900 | 83 |  | 0.82 | 0.82 |  | 0 |  | Federally-Regulated Consumer Product |  | 2015-10-01
Rheem | Rheem | PH2-20ROFLN | Natural Gas | FALSE |  |  | FALSE | 0 |  | 3 | 150000 | 83 |  | 0.82 | 0.62 |  | 0 |  | Federally-Regulated Consumer Product |  | 2012-12-21
Rheem | Rheem | ECO150XLN3 | Natural Gas | TRUE |  |  | FALSE | 0 |  | 3.3 | 150000 | 83 |  | 0.82 | 0.62 |  | 0 |  | Federally-Regulated Consumer Product |  | 2012-11-16
Noritz America Corp. | Noritz America Corp. | NRCP982-DV-NG | Natural Gas | TRUE |  |  | FALSE | 0 |  | 4.4 | 180000 | 97 |  | 0.95 | 0.62 |  | 0 |  | Federally-Regulated Consumer Product |  | 2014-10-24
Rinnai America | Rinnai | (RC98HPI) REU-KA3237FFUD-US | Natural Gas | TRUE |  |  | FALSE | 0 |  | 5 | 199000 | 95 |  | 0.94 | 0.62 |  | 0 |  | Federally-Regulated Consumer Product |  | 2014-10-24
Rheem Sales Co.¦ Inc. | Sure Comfort | SCTH200DVLN | Natural Gas | TRUE |  |  | FALSE | 0 |  | 4 | 199900 | 94 |  | 0.94 | 0.82 |  | 0 |  | Federally-Regulated Consumer Product |  | 2015-10-01
Noritz America Corp. | Noritz America Corp. | NRC711-OD-NG | Natural Gas | TRUE |  |  | TRUE | 0 |  | 3.9 | 157000 | 94 |  | 0.94 | 0.62 |  | 0 |  | Federally-Regulated Consumer Product |  | 2014-09-02
Rheem | Rheem | PH2-28RDVSLN | Natural Gas | TRUE |  |  | FALSE | 0 |  | 4.4 | 199900 | 84 |  | 0.82 | 0.62 |  | 0 |  | Federally-Regulated Consumer Product |  | 2014-10-24
Rheem | Rheem | RTG-64XLNWA | Natural Gas | TRUE |  |  | FALSE | 0 |  | 3.3 | 150000 | 83 |  | 0.82 | 0.62 |  | 0 |  | Federally-Regulated Consumer Product |  | 2014-09-02
Bosch Thermotechnology Corp. | Bosch | 635ESO | Natural Gas | FALSE |  | Non-Ozone-Depleting | FALSE | 0 |  | 3.7 | 175000 | 83 | 17625 | 0.85 | 0.62 |  | 0 |  | Federally-Regulated Consumer Product |  | 2007-12-11
Rheem Sales Co.¦ Inc. | Ruud | RUTG-95XLNWA-1 | Natural Gas | TRUE |  |  | FALSE | 0 |  | 4 | 199900 | 83 |  | 0.82 | 0.82 |  | 0 |  | Federally-Regulated Consumer Product |  | 2015-10-01
Rheem | Rheem | RMTG84DVLN | Natural Gas | TRUE |  |  | FALSE | 0 |  | 3.9 | 180000 | 84 |  | 0.82 | 0.62 |  | 0 |  | Federally-Regulated Consumer Product |  | 2012-03-02
Rheem Sales Co.¦ Inc. | PALOMA/WAIWELA | PH2-20ROFLN | Natural Gas | TRUE |  |  | FALSE | 0 |  | 3 | 150000 | 83 |  | 0.82 | 0.82 |  | 0 |  | Federally-Regulated Consumer Product |  | 2015-10-01
Rheem Sales Co.¦ Inc. | Natco | NT150DVLN-1 | Natural Gas | TRUE |  |  | FALSE | 0 |  | 3 | 150000 | 84 |  | 0.82 | 0.82 |  | 0 |  | Federally-Regulated Consumer Product |  | 2015-10-01
Rheem Sales Co.¦ Inc. | Raypak | NH-208XLN-1 | Natural Gas | TRUE |  |  | FALSE | 0 |  | 4 | 199900 | 83 |  | 0.82 | 0.82 |  | 0 |  | Federally-Regulated Consumer Product |  | 2015-10-01
Rheem Sales Co.¦ Inc. | Rheem | RTG-84XN | Natural Gas | TRUE |  |  | FALSE | 0 |  | 4 | 180000 | 82 |  | 0.82 | 0.82 |  | 0 |  | Federally-Regulated Consumer Product |  | 2015-10-01
Rheem | Rheem | SCT180DVLN | Natural Gas | TRUE |  |  | FALSE | 0 |  | 3 | 180000 | 84 |  | 0.82 | 0.62 |  | 0 |  | Federally-Regulated Consumer Product |  | 2015-04-14
Rheem | Rheem | ECOH200XLN | Natural Gas | FALSE |  |  | FALSE | 0 |  | 4.8 | 199900 | 95 |  | 0.94 | 0.62 |  | 0 |  | Federally-Regulated Consumer Product |  | 2012-11-16
Bosch Thermotechnology Corp. | Bosch | 635ES | Natural Gas | FALSE |  | Non-Ozone-Depleting | FALSE | 0 |  | 3.7 | 175000 | 83 | 17625 | 0.85 | 0.62 |  | 0 |  | Federally-Regulated Consumer Product |  | 2007-12-11
Rinnai America | Bradford-White Corp. | TGHE-199E | Natural Gas | TRUE |  |  | FALSE | 0 |  | 5 | 199000 | 95 |  | 0.93 | 0.62 |  | 0 |  | Federally-Regulated Consumer Product |  | 2014-10-24
Noritz America Corp. | Noritz America Corp. | NR662-OD-NG | Natural Gas | TRUE |  |  | TRUE | 0 |  | 3.2 | 140000 | 87 |  | 0.85 | 0.62 |  | 0 |  | Federally-Regulated Consumer Product |  | 2014-09-02
Rheem Sales Co.¦ Inc. | Ruud | RUTG-84DVLN-1 | Natural Gas | TRUE |  |  | FALSE | 0 |  | 3 | 180000 | 84 |  | 0.82 | 0.82 |  | 0 |  | Federally-Regulated Consumer Product |  | 2015-10-01
Rheem | Ruud | RUTG-74PVN | Natural Gas | FALSE |  |  | FALSE | 0 |  | 4.3 | 199900 | 82 | 18270 | 0.82 | 0.62 |  | 0 |  | Federally-Regulated Consumer Product |  | 2007-12-11
Rinnai America | Jacuzzi Luxury Bath | J-SN199F2-X | Natural Gas | TRUE |  |  | TRUE | 0 |  | 4 | 192000 | 83 |  | 0.82 | 0.62 |  | 0 |  | Federally-Regulated Consumer Product |  | 2014-10-24
Rinnai America | Rinnai | REU-V2520FFUD-US | Natural Gas | TRUE |  | Non-Ozone-Depleting | FALSE | 0 |  | 3.9 | 180000 | 83 | 18270 | 0.82 | 0.62 |  | 6 |  | Federally-Regulated Consumer Product |  | 2007-11-21
Rinnai America | Bradford-White Corp. | TG-180I | Natural Gas | TRUE |  |  | FALSE | 0 |  | 3.9 | 180000 | 83 |  | 0.82 | 0.62 |  | 0 |  | Federally-Regulated Consumer Product |  | 2014-10-24
Rheem Sales Co.¦ Inc. | EcoSense | ECO180DVLN3-1 | Natural Gas | TRUE |  |  | FALSE | 0 |  | 3 | 180000 | 84 |  | 0.82 | 0.82 |  | 0 |  | Federally-Regulated Consumer Product |  | 2015-10-01
Rheem Sales Co.¦ Inc. | Ruud | RUTG-64DVLNWA-1 | Natural Gas | TRUE |  |  | FALSE | 0 |  | 3 | 150000 | 84 |  | 0.82 | 0.82 |  | 0 |  | Federally-Regulated Consumer Product |  | 2015-10-01
Rinnai America | Rinnai | (RC80HPI) REU-KA2530FFUD-US | Natural Gas | TRUE |  |  | FALSE | 0 |  | 3.9 | 157000 | 97 |  | 0.96 | 0.62 |  | 0 |  | Federally-Regulated Consumer Product |  | 2014-10-24
Rheem Sales Co.¦ Inc. | Natco | NT199DVLN-1 | Natural Gas | TRUE |  |  | FALSE | 0 |  | 4 | 199900 | 82 |  | 0.82 | 0.82 |  | 0 |  | Federally-Regulated Consumer Product |  | 2015-10-01
Rheem | Rheem | RTG-84DVLN | Natural Gas | TRUE |  |  | FALSE | 0 |  | 3.9 | 180000 | 84 |  | 0.82 | 0.62 |  | 0 |  | Federally-Regulated Consumer Product |  | 2012-03-02
Rheem Sales Co.¦ Inc. | Rheem | RTG-64DVLN-1 | Natural Gas | TRUE |  |  | FALSE | 0 |  | 3 | 180000 | 84 |  | 0.82 | 0.82 |  | 0 |  | Federally-Regulated Consumer Product |  | 2015-10-01
Rheem | Rheem | RTG-95DVN | Natural Gas | TRUE |  |  | FALSE | 0 |  | 4 | 199900 | 82 |  | 0.82 | 0.62 |  | 0 |  | Federally-Regulated Consumer Product |  | 2015-04-14
Rheem | Rheem | RMTG64DVLN | Natural Gas | TRUE |  |  | FALSE | 0 |  | 3.3 | 150000 | 84 |  | 0.82 | 0.62 |  | 0 |  | Federally-Regulated Consumer Product |  | 2012-03-02
Rheem | Rheem | PHH-32ROFLN | Natural Gas | FALSE |  |  | FALSE | 0 |  | 4.8 | 199900 | 95 |  | 0.94 | 0.62 |  | 0 |  | Federally-Regulated Consumer Product |  | 2012-11-16
Rheem Sales Co.¦ Inc. | Rheem | RTG-64XLNWA-1 | Natural Gas | TRUE |  |  | FALSE | 0 |  | 3 | 150000 | 83 |  | 0.82 | 0.82 |  | 0 |  | Federally-Regulated Consumer Product |  | 2015-10-01
Bosch Thermotechnology Corp. | Bradford-White Corp. | RTG-199ME | Natural Gas | TRUE |  |  | FALSE | 0 |  | 4.2 | 199000 | 82 |  | 0.83 | 0.62 |  | 0 |  | Federally-Regulated Consumer Product |  | 2014-10-24
Rheem Sales Co.¦ Inc. | Sure Comfort | SCTH200XLN | Natural Gas | TRUE |  |  | FALSE | 0 |  | 4 | 199900 | 95 |  | 0.94 | 0.82 |  | 0 |  | Federally-Regulated Consumer Product |  | 2015-10-01
Rinnai America | Jacuzzi Luxury Bath | J-DN199F/J-DP199F | Natural Gas | TRUE |  |  | FALSE | 0 |  | 5 | 199000 | 95 |  | 0.94 | 0.62 |  | 0 |  | Federally-Regulated Consumer Product |  | 2012-06-11
Rheem | Rheem | RMTGH95DVLN | Natural Gas | FALSE |  |  | FALSE | 0 |  | 4.8 | 199900 | 94 |  | 0.94 | 0.62 |  | 0 |  | Federally-Regulated Consumer Product |  | 2012-07-06
Rheem | Rheem | CRMTG95DVLN | Natural Gas | TRUE |  |  | FALSE | 0 |  | 4.4 | 199900 | 84 |  | 0.82 | 0.62 |  | 0 |  | Federally-Regulated Consumer Product |  | 2011-10-27
Rheem | Rheem | RTGH-95XLN | Natural Gas | FALSE |  |  | FALSE | 0 |  | 4.8 | 199900 | 95 |  | 0.94 | 0.62 |  | 0 |  | Federally-Regulated Consumer Product |  | 2012-11-16
Rheem | Rheem | ECO200XLN3 | Natural Gas | TRUE |  |  | FALSE | 0 |  | 4.3 | 199900 | 83 |  | 0.82 | 0.62 |  | 0 |  | Federally-Regulated Consumer Product |  | 2011-10-27
Rheem | Rheem | RUTG-95DVLNWA | Natural Gas | FALSE |  |  | FALSE | 0 |  | 4.4 | 199900 | 84 |  | 0.82 | 0.62 |  | 0 |  | Federally-Regulated Consumer Product |  | 2014-09-02
Rheem | Ruud | RUTG-42PVN | Natural Gas | FALSE |  |  | FALSE | 0 |  | 2.4 | 118000 | 81 | 18496 | 0.81 | 0.62 |  | 0 |  | Federally-Regulated Consumer Product |  | 2007-12-11
Navien¦ Inc. | Navien America¦ Inc. | NPE-240S | Natural Gas | TRUE |  |  | TRUE | 0 |  | 5.1 | 199900 | 99 |  | 0.99 | 0.62 |  | 0 |  | Federally-Regulated Consumer Product |  | 2014-10-24
Rheem | Rheem | ECO180DVLN3 | Natural Gas | TRUE |  |  | FALSE | 0 |  | 3.9 | 180000 | 84 |  | 0.82 | 0.62 |  | 0 |  | Federally-Regulated Consumer Product |  | 2012-03-02
Rheem | Rheem | RTG-42PVN | Natural Gas | FALSE |  |  | FALSE | 0 |  | 2.4 | 118000 | 81 | 18496 | 0.81 | 0.62 |  | 0 |  | Federally-Regulated Consumer Product |  | 2007-12-11
Rinnai America | Rinnai | REU-V1616W-US | Natural Gas | FALSE |  |  | FALSE | 0 |  | 2.5 | 120000 | 79 | 19207 | 0.78 | 0.62 |  | 0 |  | Federally-Regulated Consumer Product |  | 2007-12-11
Rinnai America | Rinnai | REU-VC2025FFU-US | Natural Gas | TRUE |  |  | TRUE | 0 |  | 3 | 150000 | 83 |  | 0.82 | 0.62 |  | 6 |  | Federally-Regulated Consumer Product |  | 2012-06-11
Rheem Sales Co.¦ Inc. | Rheem | RTG-95DVLNWA | Natural Gas | TRUE |  |  | FALSE | 0 |  | 4 | 199900 | 94 |  | 0.94 | 0.82 |  | 0 |  | Federally-Regulated Consumer Product |  | 2015-10-01
Rheem | Rheem | CRTG-95DVLN | Natural Gas | TRUE |  |  | FALSE | 0 |  | 4.4 | 199900 | 84 |  | 0.82 | 0.62 |  | 0 |  | Federally-Regulated Consumer Product |  | 2011-10-27
Rheem | Rheem | SCT150XLN | Natural Gas | TRUE |  |  | FALSE | 0 |  | 3 | 150000 | 83 |  | 0.82 | 0.62 |  | 0 |  | Federally-Regulated Consumer Product |  | 2015-04-14
Rinnai America | Rinnai | REU-KB2530WD-US | Natural Gas | TRUE |  |  | TRUE | 0 |  | 3.9 | 152000 | 96 |  | 0.96 | 0.62 |  | 6 |  | Federally-Regulated Consumer Product |  | 2014-10-24
Rheem | Rheem | PTG-74XN | Natural Gas | FALSE |  |  | FALSE | 0 |  | 4.3 | 199900 | 82 | 18270 | 0.82 | 0.62 |  | 0 |  | Federally-Regulated Consumer Product |  | 2007-12-11
Rheem Sales Co.¦ Inc. | Rheem | RTG-95DVN | Natural Gas | TRUE |  |  | FALSE | 0 |  | 4 | 199900 | 82 |  | 0.82 | 0.82 |  | 0 |  | Federally-Regulated Consumer Product |  | 2015-10-01
Navien¦ Inc. | Navien America¦ Inc. | NPE-180A | Natural Gas | TRUE |  |  | TRUE | 0 |  | 3.8 | 150000 | 98 |  | 0.97 | 0.62 |  | 0 |  | Federally-Regulated Consumer Product |  | 2014-02-04
Rheem Sales Co.¦ Inc. | PALOMA/WAIWELA | PH2-28ROFLN-1 | Natural Gas | TRUE |  |  | FALSE | 0 |  | 4 | 199900 | 83 |  | 0.82 | 0.82 |  | 0 |  | Federally-Regulated Consumer Product |  | 2015-10-01
Rheem Sales Co.¦ Inc. | Rheem | ECO150DVLN3 | Natural Gas | TRUE |  |  | FALSE | 0 |  | 3 | 150000 | 84 |  | 0.82 | 0.82 |  | 0 |  | Federally-Regulated Consumer Product |  | 2015-10-01
Rheem | Rheem | RMTG95XLN | Natural Gas | TRUE |  |  | FALSE | 0 |  | 4.3 | 199900 | 83 |  | 0.82 | 0.62 |  | 0 |  | Federally-Regulated Consumer Product |  | 2011-10-27
Bosch Thermotechnology Corp. | Bosch | 125FX | Natural Gas | FALSE |  | Non-Ozone-Depleting | FALSE | 0 |  | 2.7 | 130000 | 80 | 19207 | 0.78 | 0.62 |  | 0 |  | Federally-Regulated Consumer Product |  | 2007-12-11
Rheem | Rheem | ECO200DVLN3 | Natural Gas | TRUE |  |  | FALSE | 0 |  | 4.4 | 199900 | 84 |  | 0.82 | 0.62 |  | 0 |  | Federally-Regulated Consumer Product |  | 2011-10-27
A O Smith Water Products | A O Smith Water Products | GT 110UE 100 | Natural Gas | TRUE |  |  | FALSE | 0 |  | 3 | 140000 | 83 |  | 0.82 | 0.62 |  | 0 |  | Federally-Regulated Consumer Product |  | 2012-08-11
Rheem Sales Co.¦ Inc. | PALOMA/WAIWELA | PH2-28RDVSLN-1 | Natural Gas | TRUE |  |  | FALSE | 0 |  | 4 | 199900 | 82 |  | 0.82 | 0.82 |  | 0 |  | Federally-Regulated Consumer Product |  | 2015-10-01
A O Smith Water Products | A O Smith Water Products | GT 110UI 100 | Natural Gas | TRUE |  |  | FALSE | 0 |  | 3 | 140000 | 83 |  | 0.82 | 0.62 |  | 0 |  | Federally-Regulated Consumer Product |  | 2012-08-11
Rheem Sales Co.¦ Inc. | Rheem | RTG-84XLNWA-1 | Natural Gas | TRUE |  |  | FALSE | 0 |  | 3 | 180000 | 83 |  | 0.82 | 0.82 |  | 0 |  | Federally-Regulated Consumer Product |  | 2015-10-01
Rinnai America | Giant Factories¦ Inc. | UGT-199 | Natural Gas | TRUE |  |  | TRUE | 0 |  | 4.3 | 199000 | 83 |  | 0.82 | 0.62 |  | 6 |  | Federally-Regulated Consumer Product |  | 2013-11-18
A O Smith Water Products | A O Smith Water Products | GT 310UE 100 | Natural Gas | TRUE |  |  | FALSE | 0 |  | 4.1 | 190000 | 84 |  | 0.82 | 0.62 |  | 0 |  | Federally-Regulated Consumer Product |  | 2012-08-11
Rinnai America | Bradford-White Corp. | TGHE-199I | Natural Gas | TRUE |  |  | FALSE | 0 |  | 5 | 199000 | 95 |  | 0.94 | 0.62 |  | 0 |  | Federally-Regulated Consumer Product |  | 2014-10-24
A O Smith Water Products | A O Smith Water Products | GT 310UI 100 | Natural Gas | TRUE |  |  | FALSE | 0 |  | 4.1 | 190000 | 84 |  | 0.82 | 0.62 |  | 0 |  | Federally-Regulated Consumer Product |  | 2012-08-11
Rheem Sales Co.¦ Inc. | Rheem | ECO180XLN3-1 | Natural Gas | TRUE |  |  | FALSE | 0 |  | 3 | 180000 | 83 |  | 0.82 | 0.82 |  | 0 |  | Federally-Regulated Consumer Product |  | 2015-10-01
Rheem | Rheem | RTG-95XLNWA | Natural Gas | TRUE |  |  | FALSE | 0 |  | 4.3 | 199900 | 83 |  | 0.82 | 0.62 |  | 0 |  | Federally-Regulated Consumer Product |  | 2014-09-02
Rheem Sales Co.¦ Inc. | Rheem | ECO200DVLN3-1 | Natural Gas | TRUE |  |  | FALSE | 0 |  | 4 | 199900 | 82 |  | 0.82 | 0.82 |  | 0 |  | Federally-Regulated Consumer Product |  | 2015-10-01
Rheem | Rheem | ECOH200DVLN | Natural Gas | FALSE |  |  | FALSE | 0 |  | 4.8 | 199900 | 94 |  | 0.94 | 0.62 |  | 0 |  | Federally-Regulated Consumer Product |  | 2012-07-06
Rheem | Rheem | RUTG-95XLN | Natural Gas | TRUE |  |  | FALSE | 0 |  | 4.3 | 199900 | 83 |  | 0.82 | 0.62 |  | 0 |  | Federally-Regulated Consumer Product |  | 2011-10-27
Rheem | Rheem | RUTG-64XLN | Natural Gas | TRUE |  |  | FALSE | 0 |  | 3.3 | 150000 | 83 |  | 0.82 | 0.62 |  | 0 |  | Federally-Regulated Consumer Product |  | 2012-11-16
Rinnai America | Jacuzzi Luxury Bath | J-SN199W2/J-SP199W2 | Natural Gas | TRUE |  |  | TRUE | 0 |  | 4.3 | 199000 | 83 |  | 0.82 | 0.62 |  | 6 |  | Federally-Regulated Consumer Product |  | 2014-09-02
Rheem | Rheem | RMTGH84XN | Natural Gas | TRUE |  |  | FALSE | 0 |  | 4 | 180000 | 82 |  | 0.82 | 0.62 |  | 0 |  | Federally-Regulated Consumer Product |  | 2015-04-14
Noritz America Corp. | Noritz America Corp. | NRC98-DV-NG | Natural Gas | TRUE |  |  | TRUE | 0 |  | 4.3 | 180000 | 93 |  | 0.91 | 0.62 |  | 0 |  | Federally-Regulated Consumer Product |  | 2014-10-24
Bosch Thermotechnology Corp. | Bosch | 125BO | Natural Gas | FALSE |  |  | FALSE | 0 |  | 2.4 | 117000 | 80 | 21712 | 0.69 | 0.62 |  | 0 |  | Federally-Regulated Consumer Product |  | 2007-11-21
Rinnai America | Bradford-White Corp. | TGHE-160I | Natural Gas | TRUE |  |  | FALSE | 0 |  | 3.9 | 157000 | 97 |  | 0.96 | 0.62 |  | 0 |  | Federally-Regulated Consumer Product |  | 2014-10-24
Rheem Sales Co.¦ Inc. | Rheem | RTG-95DVLN-1 | Natural Gas | TRUE |  |  | FALSE | 0 |  | 4 | 199900 | 84 |  | 0.82 | 0.82 |  | 0 |  | Federally-Regulated Consumer Product |  | 2015-10-01
A O Smith Water Products | A O Smith Water Products | GT 510UE 100 | Natural Gas | TRUE |  |  | FALSE | 0 |  | 4.2 | 199000 | 83 |  | 0.82 | 0.62 |  | 0 |  | Federally-Regulated Consumer Product |  | 2012-08-11
Rinnai America | Rinnai | REU-KB2934WD-US | Natural Gas | TRUE |  |  | TRUE | 0 |  | 4 | 180000 | 96 |  | 0.96 | 0.82 |  | 0 |  | Federally-Regulated Consumer Product |  | 2015-09-30
A O Smith Water Products | A O Smith Water Products | GT 510UI 100 | Natural Gas | TRUE |  |  | FALSE | 0 |  | 4.2 | 199000 | 83 |  | 0.82 | 0.62 |  | 0 |  | Federally-Regulated Consumer Product |  | 2012-08-11
Rheem Sales Co.¦ Inc. | Ruud | RUTG-95DVLNWA-1 | Natural Gas | TRUE |  |  | FALSE | 0 |  | 4 | 199900 | 82 |  | 0.82 | 0.82 |  | 0 |  | Federally-Regulated Consumer Product |  | 2015-10-01
Rheem | Rheem | PH2-20RDVSLN | Natural Gas | TRUE |  |  | FALSE | 0 |  | 3 | 150000 | 84 |  | 0.82 | 0.62 |  | 0 |  | Federally-Regulated Consumer Product |  | 2014-10-24
Rinnai America | Bradford-White Corp. | TG-199I | Natural Gas | TRUE |  |  | FALSE | 0 |  | 4.3 | 199000 | 83 |  | 0.82 | 0.62 |  | 0 |  | Federally-Regulated Consumer Product |  | 2014-10-24
Rheem | Rheem | RUTG-64DVN | Natural Gas | TRUE |  |  | FALSE | 0 |  | 3.3 | 150000 | 82 |  | 0.82 | 0.62 |  | 0 |  | Federally-Regulated Consumer Product |  | 2011-10-27
Rheem | Rheem | NH-208XLN | Natural Gas | TRUE |  |  | FALSE | 0 |  | 4.3 | 199900 | 83 |  | 0.82 | 0.62 |  | 0 |  | Federally-Regulated Consumer Product |  | 2011-10-27
Rinnai America | Rinnai | REU-VAM1620W-US | Natural Gas | TRUE |  |  | TRUE | 0 |  | 2.5 | 120000 | 83 |  | 0.82 | 0.62 |  | 0 |  | Federally-Regulated Consumer Product |  | 2013-11-18
Rheem | Rheem | NT199XL | Natural Gas | FALSE |  |  | FALSE | 0 |  | 4.3 | 199000 | 83 |  | 0.82 | 0.62 |  | 0 |  | Federally-Regulated Consumer Product |  | 2014-10-24
Rheem | Rheem | RTG-84DVN | Natural Gas | TRUE |  |  | FALSE | 0 |  | 3 | 180000 | 82 |  | 0.82 | 0.62 |  | 0 |  | Federally-Regulated Consumer Product |  | 2015-04-14
A O Smith Water Products | A O Smith Water Products | GT 140NEH 100 | Natural Gas | TRUE |  |  | FALSE | 0 |  | 2.9 | 120000 | 93 |  | 0.93 | 0.62 |  | 0 |  | Federally-Regulated Consumer Product |  | 2014-09-02
A O Smith Water Products | A O Smith Water Products | GT 140NIH 100 | Natural Gas | TRUE |  |  | FALSE | 0 |  | 2.9 | 120000 | 93 |  | 0.93 | 0.62 |  | 0 |  | Federally-Regulated Consumer Product |  | 2014-09-02
Rinnai America | Bradford-White Corp. | IGI-180R | Natural Gas | FALSE |  |  | FALSE | 0 |  | 3.8 | 180000 | 81 | 18727 | 0.8 | 0.62 |  | 0 |  | Federally-Regulated Consumer Product |  | 2007-12-11
A O Smith Water Products | Reliance | GT 240GEH 100 | Natural Gas | TRUE |  |  | FALSE | 0 |  | 4 | 160000 | 95 |  | 0.95 | 0.82 |  | 0 |  | Federally-Regulated Consumer Product |  | 2017-05-24
A O Smith Water Products | A O Smith Water Products | GTS 110UE 100 | Natural Gas | TRUE |  |  | FALSE | 0 |  | 3 | 140000 | 83 |  | 0.82 | 0.62 |  | 0 |  | Federally-Regulated Consumer Product |  | 2012-08-11
A O Smith Water Products | A O Smith Water Products | GT 240NEH 100 | Natural Gas | TRUE |  |  | FALSE | 0 |  | 4 | 160000 | 95 |  | 0.95 | 0.62 |  | 0 |  | Federally-Regulated Consumer Product |  | 2012-08-28
Rheem | Rheem | PHH-32RDVLN | Natural Gas | TRUE |  |  | FALSE | 0 |  | 4.8 | 199900 | 94 |  | 0.94 | 0.62 |  | 0 |  | Federally-Regulated Consumer Product |  | 2014-10-24
A O Smith Water Products | A O Smith Water Products | GT 240NIH 100 | Natural Gas | TRUE |  |  | FALSE | 0 |  | 4 | 160000 | 95 |  | 0.95 | 0.62 |  | 0 |  | Federally-Regulated Consumer Product |  | 2012-08-28
A O Smith Water Products | A O Smith Water Products | GTS 110UI 100 | Natural Gas | TRUE |  |  | FALSE | 0 |  | 3 | 140000 | 83 |  | 0.82 | 0.62 |  | 0 |  | Federally-Regulated Consumer Product |  | 2012-08-11
Rinnai America | Rinnai | REU-VA2528WD(A)-UC | Natural Gas | TRUE |  |  | FALSE | 0 |  | 3.9 | 180000 | 82 |  | 0.82 | 0.62 |  | 0 |  | Federally-Regulated Consumer Product |  | 2014-10-24
A O Smith Water Products | A O Smith Water Products | GTS 310UE 100 | Natural Gas | TRUE |  |  | FALSE | 0 |  | 4.1 | 190000 | 84 |  | 0.82 | 0.62 |  | 0 |  | Federally-Regulated Consumer Product |  | 2012-08-11
A O Smith Water Products | A O Smith Water Products | GTS 310UI 100 | Natural Gas | TRUE |  |  | FALSE | 0 |  | 4.1 | 190000 | 84 |  | 0.82 | 0.62 |  | 0 |  | Federally-Regulated Consumer Product |  | 2012-08-11
A O Smith Water Products | A O Smith Water Products | GT 320NEH 100 | Natural Gas | TRUE |  |  | FALSE | 0 |  | 4.3 | 180000 | 90 |  | 0.91 | 0.62 |  | 0 |  | Federally-Regulated Consumer Product |  | 2011-10-27
A O Smith Water Products | A O Smith Water Products | GT 320NIH 100 | Natural Gas | TRUE |  |  | FALSE | 0 |  | 4.3 | 180000 | 90 |  | 0.91 | 0.62 |  | 0 |  | Federally-Regulated Consumer Product |  | 2011-10-27
Rheem | Rheem | RUTG-64DVLNWA | Natural Gas | TRUE |  |  | FALSE | 0 |  | 3.3 | 150000 | 84 |  | 0.82 | 0.62 |  | 0 |  | Federally-Regulated Consumer Product |  | 2014-09-02
Bosch Thermotechnology Corp. | Bosch | 425EF | Natural Gas | FALSE |  | Non-Ozone-Depleting | FALSE | 0 |  | 2.7 | 130000 | 80 | 19207 | 0.78 | 0.62 |  | 0 |  | Federally-Regulated Consumer Product |  | 2007-12-11
A O Smith Water Products | A O Smith Water Products | GTS 510UE 100 | Natural Gas | TRUE |  |  | FALSE | 0 |  | 4.2 | 199000 | 83 |  | 0.82 | 0.62 |  | 0 |  | Federally-Regulated Consumer Product |  | 2012-08-11
Rinnai America | Rinnai | (RC80I) REU-KA2530FFUD-US | Natural Gas | TRUE |  |  | FALSE | 0 |  | 3.9 | 157000 | 97 |  | 0.96 | 0.62 |  | 0 |  | Federally-Regulated Consumer Product |  | 2014-10-24
A O Smith Water Products | A O Smith Water Products | GT 340NEH 100 | Natural Gas | TRUE |  |  | FALSE | 0 |  | 4.4 | 180000 | 95 |  | 0.95 | 0.62 |  | 0 |  | Federally-Regulated Consumer Product |  | 2012-08-28
A O Smith Water Products | A O Smith Water Products | GTS 510UI 100 | Natural Gas | TRUE |  |  | FALSE | 0 |  | 4.2 | 199000 | 83 |  | 0.82 | 0.62 |  | 0 |  | Federally-Regulated Consumer Product |  | 2012-08-11
A O Smith Water Products | A O Smith Water Products | GT 340NIH 100 | Natural Gas | TRUE |  |  | FALSE | 0 |  | 4.4 | 180000 | 95 |  | 0.95 | 0.62 |  | 0 |  | Federally-Regulated Consumer Product |  | 2012-08-28
Rheem | Rheem | NH-208XN | Natural Gas | TRUE |  |  | FALSE | 0 |  | 4.4 | 199000 | 82 |  | 82 | 0.62 |  | 0 |  | Federally-Regulated Consumer Product |  | 2011-10-27
A O Smith Water Products | State | GTS-110U 200 | Natural Gas | TRUE |  |  | FALSE | 0 |  | 3 | 140000 | 82 |  | 0.82 | 0.82 |  | 0 |  | Federally-Regulated Consumer Product |  | 2017-05-24
Navien¦ Inc. | Navien America¦ Inc. | NPE-180S | Natural Gas | TRUE |  |  | TRUE | 0 |  | 3.9 | 150000 | 99 |  | 0.99 | 0.62 |  | 0 |  | Federally-Regulated Consumer Product |  | 2014-10-24
Rheem | Rheem | PH2-20RDVSLN | Natural Gas | FALSE |  |  | FALSE | 0 |  | 3 | 150000 | 84 |  | 0.82 | 0.62 |  | 0 |  | Federally-Regulated Consumer Product |  | 2012-12-21
Rheem | Rheem | SCT200DVLN | Natural Gas | TRUE |  |  | FALSE | 0 |  | 4 | 199900 | 84 |  | 0.82 | 0.62 |  | 0 |  | Federally-Regulated Consumer Product |  | 2015-04-14
Rinnai America | Jacuzzi Luxury Bath | J-SN199F2/J-SP199F2 | Natural Gas | TRUE |  |  | TRUE | 0 |  | 4.3 | 199000 | 83 |  | 0.82 | 0.62 |  | 6 |  | Federally-Regulated Consumer Product |  | 2014-09-02
Rheem Sales Co.¦ Inc. | Richmond | RMTG84DVLN-1 | Natural Gas | TRUE |  |  | FALSE | 0 |  | 3 | 180000 | 84 |  | 0.82 | 0.82 |  | 0 |  | Federally-Regulated Consumer Product |  | 2015-10-01
A O Smith Water Products | A O Smith Water Products | GTU 110UI 100 | Natural Gas | TRUE |  |  | FALSE | 0 |  | 3 | 140000 | 83 |  | 0.82 | 0.62 |  | 0 |  | Federally-Regulated Consumer Product |  | 2012-08-11
Bosch Thermotechnology Corp. | Bosch | 38B | Natural Gas | FALSE |  |  | FALSE | 0 |  | 0.8 | 40000 | 80 | 23408 | 0.64 | 0.62 |  | 0 |  | Federally-Regulated Consumer Product |  | 2007-11-21
A O Smith Water Products | A O Smith Water Products | GT 540NEH 100 | Natural Gas | TRUE |  |  | FALSE | 0 |  | 4.9 | 199000 | 95 |  | 0.95 | 0.62 |  | 0 |  | Federally-Regulated Consumer Product |  | 2012-08-28
A O Smith Water Products | A O Smith Water Products | GT 540NIH 100 | Natural Gas | TRUE |  |  | FALSE | 0 |  | 4.9 | 199000 | 95 |  | 0.95 | 0.62 |  | 0 |  | Federally-Regulated Consumer Product |  | 2012-08-28
Noritz America Corp. | Noritz America Corp. | NRC661A-OD-NG | Natural Gas | TRUE |  |  | TRUE | 0 |  | 2 | 120000 | 95 |  | 0.95 | 0.62 |  | 0 |  | Federally-Regulated Consumer Product |  | 2015-04-10
Bosch Thermotechnology Corp. | Bosch | 125B | Natural Gas | FALSE |  |  | FALSE | 0 |  | 2.4 | 117000 | 80 | 21712 | 0.69 | 0.62 |  | 0 |  | Federally-Regulated Consumer Product |  | 2007-11-21
Rheem Sales Co.¦ Inc. | Ruud | RUTG-84XLN-1 | Natural Gas | TRUE |  |  | FALSE | 0 |  | 3 | 180000 | 83 |  | 0.82 | 0.82 |  | 0 |  | Federally-Regulated Consumer Product |  | 2015-10-01
Rheem | Rheem | RUTG-74DVN | Natural Gas | FALSE |  |  | FALSE | 0 |  | 4.3 | 199900 | 82 | 18270 | 0.82 | 0.62 |  | 0 |  | Federally-Regulated Consumer Product |  | 2007-12-11
Rheem | Rheem | RTG-64XLN | Natural Gas | TRUE |  |  | FALSE | 0 |  | 3.3 | 150000 | 83 |  | 0.82 | 0.62 |  | 0 |  | Federally-Regulated Consumer Product |  | 2012-11-16
Rheem | Rheem | RUTGH-95DVLN | Natural Gas | FALSE |  |  | FALSE | 0 |  | 4.8 | 199900 | 94 |  | 0.94 | 0.62 |  | 0 |  | Federally-Regulated Consumer Product |  | 2012-07-06
Rinnai America | Bradford-White Corp. | TG-180E | Natural Gas | TRUE |  |  | FALSE | 0 |  | 3.9 | 180000 | 82 |  | 0.82 | 0.62 |  | 0 |  | Federally-Regulated Consumer Product |  | 2014-10-24
Bosch Thermotechnology Corp. | Bosch | 830 ES | Natural Gas | TRUE |  |  | FALSE | 0 |  | 3.8 | 175000 | 82 |  | 0.82 | 0.62 |  | 0 |  | Federally-Regulated Consumer Product |  | 2014-03-28
Rheem | Rheem | PH2-25ROFLN | Natural Gas | TRUE |  |  | FALSE | 0 |  | 4 | 180000 | 84 |  | 0.82 | 0.62 |  | 0 |  | Federally-Regulated Consumer Product |  | 2014-10-24
Rheem Sales Co.¦ Inc. | Raypak | NH-188DVLN-1 | Natural Gas | TRUE |  |  | FALSE | 0 |  | 3 | 180000 | 84 |  | 0.82 | 0.82 |  | 0 |  | Federally-Regulated Consumer Product |  | 2015-10-01
A O Smith Water Products | U.S. CRAFTSMASTER | GTU-110U-E 200 | Natural Gas | TRUE |  |  | FALSE | 0 |  | 4 | 140000 | 83 |  | 0.82 | 0.82 |  | 0 |  | Federally-Regulated Consumer Product |  | 2016-05-28
A O Smith Water Products | U.S. CRAFTSMASTER | GTU-110U-I 200 | Natural Gas | TRUE |  |  | FALSE | 0 |  | 3 | 140000 | 82 |  | 0.82 | 0.82 |  | 0 |  | Federally-Regulated Consumer Product |  | 2016-05-28
A O Smith Water Products | U.S. CRAFTSMASTER | GTU-310U-E 200 | Natural Gas | TRUE |  |  | FALSE | 0 |  | 4 | 190000 | 82 |  | 0.82 | 0.82 |  | 0 |  | Federally-Regulated Consumer Product |  | 2016-05-28
A O Smith Water Products | U.S. CRAFTSMASTER | GTU-310U-I 200 | Natural Gas | TRUE |  |  | FALSE | 0 |  | 4 | 190000 | 82 |  | 0.82 | 0.82 |  | 0 |  | Federally-Regulated Consumer Product |  | 2016-05-28
A O Smith Water Products | A O Smith Water Products | GTS 140NEH 100 | Natural Gas | TRUE |  |  | FALSE | 0 |  | 2.9 | 120000 | 93 |  | 0.93 | 0.62 |  | 0 |  | Federally-Regulated Consumer Product |  | 2014-09-02
A O Smith Water Products | A O Smith Water Products | GTS 140NIH 100 | Natural Gas | TRUE |  |  | FALSE | 0 |  | 2.9 | 120000 | 93 |  | 0.93 | 0.62 |  | 0 |  | Federally-Regulated Consumer Product |  | 2014-09-02
Rheem | Rheem | ECOH160DVN | Natural Gas | TRUE |  |  | FALSE | 0 |  | 3.9 | 157000 | 94 |  | 0.94 | 0.62 |  | 0 |  | Federally-Regulated Consumer Product |  | 2011-10-27
A O Smith Water Products | A O Smith Water Products | GTS 240NEH 100 | Natural Gas | TRUE |  |  | FALSE | 0 |  | 4 | 160000 | 95 |  | 0.95 | 0.62 |  | 0 |  | Federally-Regulated Consumer Product |  | 2012-08-28
A O Smith Water Products | A O Smith Water Products | GTS 240NIH 100 | Natural Gas | TRUE |  |  | FALSE | 0 |  | 4 | 160000 | 95 |  | 0.95 | 0.62 |  | 0 |  | Federally-Regulated Consumer Product |  | 2012-08-28
A O Smith Water Products | U.S. CRAFTSMASTER | GTU-510-I 200 | Natural Gas | TRUE |  |  | FALSE | 0 |  | 4 | 199000 | 83 |  | 0.82 | 0.82 |  | 0 |  | Federally-Regulated Consumer Product |  | 2016-05-28
Bosch Thermotechnology Corp. | Bradford-White Corp. | RTG-199HE | Natural Gas | TRUE |  |  | FALSE | 0 |  | 4.8 | 199000 | 96 |  | 0.95 | 0.62 |  | 0 |  | Federally-Regulated Consumer Product |  | 2014-10-24
Navien¦ Inc. | Navien America¦ Inc. | NPE-210A | Natural Gas | TRUE |  |  | TRUE | 0 |  | 4.4 | 180000 | 98 |  | 0.97 | 0.62 |  | 0 |  | Federally-Regulated Consumer Product |  | 2014-02-04
A O Smith Water Products | U.S. CRAFTSMASTER | GTU-510U-E 200 | Natural Gas | TRUE |  |  | FALSE | 0 |  | 4 | 199000 | 83 |  | 0.82 | 0.82 |  | 0 |  | Federally-Regulated Consumer Product |  | 2016-05-28
Rheem Sales Co.¦ Inc. | Sure Comfort | SCT180DVLN | Natural Gas | TRUE |  |  | FALSE | 0 |  | 3 | 180000 | 84 |  | 0.82 | 0.82 |  | 0 |  | Federally-Regulated Consumer Product |  | 2015-10-01
Rinnai America | Rinnai | REU-KBD3237FFUD-US | Natural Gas | TRUE |  |  | TRUE | 0 |  | 5 | 199000 | 95 |  | 0.95 | 0.62 |  | 0 |  | Federally-Regulated Consumer Product |  | 2014-09-02
A O Smith Water Products | A O Smith Water Products | GTS 320NEH 100 | Natural Gas | TRUE |  |  | FALSE | 0 |  | 4.3 | 180000 | 90 |  | 0.91 | 0.62 |  | 0 |  | Federally-Regulated Consumer Product |  | 2011-10-27
Rheem | Rheem | RUTG-95DVLN | Natural Gas | TRUE |  |  | FALSE | 0 |  | 4.4 | 199900 | 84 |  | 0.82 | 0.62 |  | 0 |  | Federally-Regulated Consumer Product |  | 2011-10-27
A O Smith Water Products | A O Smith Water Products | GTS 320NIH 100 | Natural Gas | TRUE |  |  | FALSE | 0 |  | 4.3 | 180000 | 90 |  | 0.91 | 0.62 |  | 0 |  | Federally-Regulated Consumer Product |  | 2011-10-27
Rheem | Rheem | RTG-74XN | Natural Gas | FALSE |  |  | FALSE | 0 |  | 4.3 | 199900 | 82 | 18270 | 0.82 | 0.62 |  | 0 |  | Federally-Regulated Consumer Product |  | 2007-12-11
A O Smith Water Products | A O Smith Water Products | GTS 340NEH 100 | Natural Gas | TRUE |  |  | FALSE | 0 |  | 4.4 | 180000 | 95 |  | 0.95 | 0.62 |  | 0 |  | Federally-Regulated Consumer Product |  | 2012-08-28
A O Smith Water Products | A O Smith Water Products | GTS 340NIH 100 | Natural Gas | TRUE |  |  | FALSE | 0 |  | 4.4 | 180000 | 95 |  | 0.95 | 0.62 |  | 0 |  | Federally-Regulated Consumer Product |  | 2012-08-28
Rinnai America | Bradford-White Corp. | TGHE-160E | Natural Gas | TRUE |  |  | FALSE | 0 |  | 3.9 | 157000 | 97 |  | 0.96 | 0.62 |  | 0 |  | Federally-Regulated Consumer Product |  | 2014-10-24
Rheem Sales Co.¦ Inc. | Richmond | RMTG64XLN-1 | Natural Gas | TRUE |  |  | FALSE | 0 |  | 3 | 150000 | 83 |  | 0.82 | 0.82 |  | 0 |  | Federally-Regulated Consumer Product |  | 2015-10-01
Rheem | Rheem | NT150DVLN | Natural Gas | FALSE |  |  | FALSE | 0 |  | 3.3 | 150000 | 84 |  | 0.82 | 0.62 |  | 0 |  | Federally-Regulated Consumer Product |  | 2014-10-24
Rinnai America | Rinnai | REU-KB3237FFUD-US | Natural Gas | TRUE |  |  | TRUE | 0 |  | 5 | 199000 | 95 |  | 0.95 | 0.62 |  | 6 |  | Federally-Regulated Consumer Product |  | 2014-10-24
A O Smith Water Products | A O Smith Water Products | GTS 540NEH 100 | Natural Gas | TRUE |  |  | FALSE | 0 |  | 4.9 | 199000 | 95 |  | 0.95 | 0.62 |  | 0 |  | Federally-Regulated Consumer Product |  | 2012-08-28
Rheem | Rheem | RTG-53XN | Natural Gas | FALSE |  |  | FALSE | 0 |  | 3 | 141000 | 81 | 18496 | 0.81 | 0.62 |  | 0 |  | Federally-Regulated Consumer Product |  | 2007-12-11
A O Smith Water Products | A O Smith Water Products | GTS 540NIH 100 | Natural Gas | TRUE |  |  | FALSE | 0 |  | 4.9 | 199000 | 95 |  | 0.95 | 0.62 |  | 0 |  | Federally-Regulated Consumer Product |  | 2012-08-28
Rheem | Rheem | RUTG-84XLN | Natural Gas | TRUE |  |  | FALSE | 0 |  | 3.9 | 180000 | 83 |  | 0.82 | 0.62 |  | 0 |  | Federally-Regulated Consumer Product |  | 2012-11-16
Rheem | Rheem | RUTG-84DVLNWA | Natural Gas | FALSE |  |  | FALSE | 0 |  | 3.9 | 180000 | 84 |  | 0.82 | 0.62 |  | 0 |  | Federally-Regulated Consumer Product |  | 2014-09-02
Rinnai America | Bradford-White Corp. | TG-150I | Natural Gas | TRUE |  |  | FALSE | 0 |  | 3.4 | 150000 | 83 |  | 0.82 | 0.62 |  | 0 |  | Federally-Regulated Consumer Product |  | 2014-10-24
Rheem | Rheem | PHH-32RDVLN | Natural Gas | FALSE |  |  | FALSE | 0 |  | 4.8 | 199900 | 94 |  | 0.94 | 0.62 |  | 0 |  | Federally-Regulated Consumer Product |  | 2012-07-06
Rinnai America | Jacuzzi Luxury Bath | J-DN199W/J-DP199W | Natural Gas | TRUE |  |  | FALSE | 0 |  | 5 | 199000 | 95 |  | 0.93 | 0.62 |  | 0 |  | Federally-Regulated Consumer Product |  | 2012-06-11
Rheem Sales Co.¦ Inc. | Rheem | ECO150XLN3-1 | Natural Gas | TRUE |  |  | FALSE | 0 |  | 3 | 150000 | 83 |  | 0.82 | 0.82 |  | 0 |  | Federally-Regulated Consumer Product |  | 2015-10-01
Rheem | Richmond | RMTG95DVN | Natural Gas | TRUE |  |  | FALSE | 0 |  | 4.4 | 199900 | 82 |  | 0.82 | 0.62 |  | 0 |  | Federally-Regulated Consumer Product |  | 2011-10-27
Rheem Sales Co.¦ Inc. | Rheem | ECO150DVLN3-1 | Natural Gas | TRUE |  |  | FALSE | 0 |  | 3 | 150000 | 84 |  | 0.82 | 0.82 |  | 0 |  | Federally-Regulated Consumer Product |  | 2015-10-01
Rheem Sales Co.¦ Inc. | Ruud | RUTG-95XLN-1 | Natural Gas | TRUE |  |  | FALSE | 0 |  | 4 | 199900 | 83 |  | 0.82 | 0.82 |  | 0 |  | Federally-Regulated Consumer Product |  | 2015-10-01
A O Smith Water Products | U.S. Craftmaster | GTU 140NEH 100 | Natural Gas | TRUE |  |  | FALSE | 0 |  | 2.9 | 120000 | 93 |  | 0.93 | 0.62 |  | 0 |  | Federally-Regulated Consumer Product |  | 2014-09-02
Rheem Sales Co.¦ Inc. | Sure Comfort | SCT180XLN | Natural Gas | TRUE |  |  | FALSE | 0 |  | 3 | 180000 | 83 |  | 0.82 | 0.82 |  | 0 |  | Federally-Regulated Consumer Product |  | 2015-10-01
A O Smith Water Products | U.S. Craftmaster | GTU 140NIH 100 | Natural Gas | TRUE |  |  | FALSE | 0 |  | 2.9 | 120000 | 93 |  | 0.93 | 0.62 |  | 0 |  | Federally-Regulated Consumer Product |  | 2014-09-02
Rinnai America | Rinnai | REU-V2532W-US | Natural Gas | TRUE |  | Non-Ozone-Depleting | FALSE | 0 |  | 4.1 | 199000 | 83 | 18270 | 0.82 | 0.62 |  | 6 |  | Federally-Regulated Consumer Product |  | 2007-11-21
Rinnai America | Rinnai | REU-VC2737FFUD-US | Natural Gas | TRUE |  |  | TRUE | 0 |  | 4 | 192000 | 83 |  | 0.82 | 0.62 |  | 0 |  | Federally-Regulated Consumer Product |  | 2014-10-24
Rinnai America | Rinnai | REU-V2526W-US | Natural Gas | TRUE |  | Non-Ozone-Depleting | FALSE | 0 |  | 4.1 | 199000 | 82 | 18496 | 0.81 | 0.62 |  | 6 |  | Federally-Regulated Consumer Product |  | 2007-11-21
A O Smith Water Products | U.S. Craftmaster | GTU 240NEH 100 | Natural Gas | TRUE |  |  | FALSE | 0 |  | 4 | 160000 | 95 |  | 0.95 | 0.62 |  | 0 |  | Federally-Regulated Consumer Product |  | 2012-08-28
Rinnai America | Rinnai | REU-VB2735FFUD-US | Natural Gas | TRUE |  |  | TRUE | 0 |  | 4.3 | 199000 | 83 |  | 0.82 | 0.62 |  | 0 |  | Federally-Regulated Consumer Product |  | 2014-10-24
Rheem | Rheem | RTG-64DVLN | Natural Gas | TRUE |  |  | FALSE | 0 |  | 3.3 | 150000 | 84 |  | 0.82 | 0.62 |  | 0 |  | Federally-Regulated Consumer Product |  | 2012-03-02
A O Smith Water Products | U.S. Craftmaster | GTU 320NEH 100 | Natural Gas | TRUE |  |  | FALSE | 0 |  | 4.3 | 180000 | 90 |  | 0.91 | 0.62 |  | 0 |  | Federally-Regulated Consumer Product |  | 2011-10-27
A O Smith Water Products | U.S. Craftmaster | GTU 320NIH 100 | Natural Gas | TRUE |  |  | FALSE | 0 |  | 4.3 | 180000 | 90 |  | 0.91 | 0.62 |  | 0 |  | Federally-Regulated Consumer Product |  | 2011-10-27
A O Smith Water Products | U.S. Craftmaster | GTU 340NEH 100 | Natural Gas | TRUE |  |  | FALSE | 0 |  | 4.4 | 180000 | 95 |  | 0.95 | 0.62 |  | 0 |  | Federally-Regulated Consumer Product |  | 2012-08-28
Rheem | Rheem | RMTG64XLN | Natural Gas | TRUE |  |  | FALSE | 0 |  | 3.3 | 150000 | 83 |  | 0.82 | 0.62 |  | 0 |  | Federally-Regulated Consumer Product |  | 2012-11-16
Rheem Sales Co.¦ Inc. | Ruud | RUTG-84DVLNWA-1 | Natural Gas | TRUE |  |  | FALSE | 0 |  | 3 | 180000 | 84 |  | 0.82 | 0.82 |  | 0 |  | Federally-Regulated Consumer Product |  | 2015-10-01
A O Smith Water Products | U.S. Craftmaster | GTU 540NEH 100 | Natural Gas | TRUE |  |  | FALSE | 0 |  | 4.9 | 199000 | 95 |  | 0.95 | 0.62 |  | 0 |  | Federally-Regulated Consumer Product |  | 2012-08-28
Rheem Sales Co.¦ Inc. | Natco | NT199DVLN | Natural Gas | FALSE |  |  | FALSE | 0 |  | 4 | 199900 | 84 |  | 0.82 | 0.82 |  | 0 |  | Federally-Regulated Consumer Product |  | 2015-10-01
Rheem Sales Co.¦ Inc. | Rheem | RTG-84DVLN-1 | Natural Gas | TRUE |  |  | FALSE | 0 |  | 3 | 180000 | 84 |  | 0.82 | 0.82 |  | 0 |  | Federally-Regulated Consumer Product |  | 2015-10-01
Rheem | Rheem | SCT200XLN | Natural Gas | TRUE |  |  | FALSE | 0 |  | 4 | 199900 | 83 |  | 0.82 | 0.62 |  | 0 |  | Federally-Regulated Consumer Product |  | 2015-04-14
Rheem | Rheem | NH-208DVLN | Natural Gas | TRUE |  |  | FALSE | 0 |  | 4.4 | 199900 | 84 |  | 0.82 | 0.62 |  | 0 |  | Federally-Regulated Consumer Product |  | 2011-10-27
Rinnai America | Bradford-White Corp. | IGE-199R | Natural Gas | FALSE |  |  | FALSE | 0 |  | 4.1 | 199000 | 83 | 18270 | 0.82 | 0.62 |  | 0 |  | Federally-Regulated Consumer Product |  | 2007-12-11
Rheem | Rheem | RTG-64DVLNWA | Natural Gas | TRUE |  |  | FALSE | 0 |  | 3.3 | 150000 | 84 |  | 0.82 | 0.62 |  | 0 |  | Federally-Regulated Consumer Product |  | 2014-09-02
Rinnai America | Rinnai | REU-VA2528FFUD(A)-UC | Natural Gas | TRUE |  |  | FALSE | 0 |  | 3.9 | 180000 | 83 |  | 0.82 | 0.62 |  | 0 |  | Federally-Regulated Consumer Product |  | 2014-10-24
Rheem Sales Co.¦ Inc. | Richmond | RMTG84XLN-1 | Natural Gas | TRUE |  |  | FALSE | 0 |  | 3 | 180000 | 83 |  | 0.82 | 0.82 |  | 0 |  | Federally-Regulated Consumer Product |  | 2015-10-01
Rinnai America | Bradford-White Corp. | TG-199E | Natural Gas | TRUE |  |  | FALSE | 0 |  | 4.3 | 199000 | 83 |  | 0.82 | 0.62 |  | 0 |  | Federally-Regulated Consumer Product |  | 2014-10-24
Rheem | Rheem | RUTG-64DVLN | Natural Gas | TRUE |  |  | FALSE | 0 |  | 3.3 | 150000 | 84 |  | 0.82 | 0.62 |  | 0 |  | Federally-Regulated Consumer Product |  | 2012-03-02
Rheem | Rheem | ECO200DVN3 | Natural Gas | TRUE |  |  | FALSE | 0 |  | 4.4 | 199900 | 82 |  | 0.82 | 0.62 |  | 0 |  | Federally-Regulated Consumer Product |  | 2012-12-21
Rinnai America | Rinnai | REU-VA2535WD-US | Natural Gas | FALSE |  | Non-Ozone-Depleting | FALSE | 0 |  | 4.3 | 199000 | 83 | 18270 | 0.82 | 0.62 |  | 0 |  | Federally-Regulated Consumer Product |  | 2007-12-11
Rinnai America | Rinnai | REU-VC2528FFU-US | Natural Gas | TRUE |  |  | TRUE | 0 |  | 3.9 | 180000 | 83 |  | 0.82 | 0.62 |  | 6 |  | Federally-Regulated Consumer Product |  | 2012-06-11
Rheem | Rheem | SCTH200XLN | Natural Gas | FALSE |  |  | FALSE | 0 |  | 4.8 | 199900 | 95 |  | 0.94 | 0.62 |  | 0 |  | Federally-Regulated Consumer Product |  | 2012-11-16
Rinnai America | Giant Factories¦ Inc. | UGT-180 | Natural Gas | TRUE |  |  | TRUE | 0 |  | 3.9 | 180000 | 83 |  | 0.82 | 0.62 |  | 6 |  | Federally-Regulated Consumer Product |  | 2013-11-18
Navien¦ Inc. | Navien America¦ Inc. | NPE-240A | Natural Gas | TRUE |  |  | TRUE | 0 |  | 4.9 | 199900 | 98 |  | 0.97 | 0.62 |  | 0 |  | Federally-Regulated Consumer Product |  | 2014-02-04
Rheem | Rheem | RTG-53PVN | Natural Gas | FALSE |  |  | FALSE | 0 |  | 3.1 | 145000 | 81 | 18270 | 0.82 | 0.62 |  | 0 |  | Federally-Regulated Consumer Product |  | 2007-12-11
Noritz America Corp. | Noritz America Corp. | NR981-SV-NG | Natural Gas | TRUE |  |  | TRUE | 0 |  | 4.4 | 199900 | 84 |  | 0.83 | 0.62 |  | 0 |  | Federally-Regulated Consumer Product |  | 2014-09-02
Rinnai America | Rinnai | REU-KB2530FFUD-US | Natural Gas | TRUE |  |  | TRUE | 0 |  | 3.9 | 152000 | 96 |  | 0.96 | 0.62 |  | 6 |  | Federally-Regulated Consumer Product |  | 2014-10-24
Rheem Sales Co.¦ Inc. | Rheem | RTG-84XLN-1 | Natural Gas | TRUE |  |  | FALSE | 0 |  | 3 | 180000 | 83 |  | 0.82 | 0.82 |  | 0 |  | Federally-Regulated Consumer Product |  | 2015-10-01
Rheem Sales Co.¦ Inc. | Ruud | RUTG-64XLNWA-1 | Natural Gas | TRUE |  |  | FALSE | 0 |  | 3 | 150000 | 83 |  | 0.82 | 0.82 |  | 0 |  | Federally-Regulated Consumer Product |  | 2015-10-01
Grand Hall Enterprises Co.¦ Ltd. | Grand Hall USA | GU145S | Natural Gas | TRUE |  |  | TRUE | 0 |  | 3.5 | 145000 | 96 |  | 0.95 | 0.62 |  | 0 |  | Federally-Regulated Consumer Product |  | 2014-03-28
A O Smith Water Products | Lochinvar | LTI-110U | Natural Gas | TRUE |  |  | FALSE | 0 |  | 3 | 140000 | 82 |  | 0.82 | 0.82 |  | 0 |  | Federally-Regulated Consumer Product |  | 2016-12-22
Rheem Sales Co.¦ Inc. | Ruud | RUTG-64XLNWA | Natural Gas | TRUE |  |  | FALSE | 0 |  | 3 | 150000 | 83 |  | 0.82 | 0.82 |  | 0 |  | Federally-Regulated Consumer Product |  | 2015-10-01
A O Smith Water Products | Lochinvar | LTI-310U | Natural Gas | TRUE |  |  | FALSE | 0 |  | 4 | 190000 | 82 |  | 0.82 | 0.82 |  | 0 |  | Federally-Regulated Consumer Product |  | 2016-12-22
A O Smith Water Products | Lochinvar | LTI-510U | Natural Gas | TRUE |  |  | FALSE | 0 |  | 4 | 199000 | 83 |  | 0.82 | 0.82 |  | 0 |  | Federally-Regulated Consumer Product |  | 2016-12-22
Rheem | Ruud | RUTG-74DVN | Natural Gas | FALSE |  |  | FALSE | 0 |  | 4.3 | 199900 | 82 | 18270 | 0.82 | 0.62 |  | 0 |  | Federally-Regulated Consumer Product |  | 2007-12-11
Rheem Sales Co.¦ Inc. | Rheem | RTG-84DVLNWA-1 | Natural Gas | TRUE |  |  | FALSE | 0 |  | 3 | 180000 | 84 |  | 0.82 | 0.82 |  | 0 |  | Federally-Regulated Consumer Product |  | 2015-10-01
A O Smith Water Products | Lochinvar | LTO-110U | Natural Gas | TRUE |  |  | FALSE | 0 |  | 3 | 140000 | 83 |  | 0.82 | 0.82 |  | 0 |  | Federally-Regulated Consumer Product |  | 2016-12-22
Rheem | Rheem | RMTGH-95XN | Natural Gas | TRUE |  |  | FALSE | 0 |  | 4.9 | 199900 | 94 |  | 0.94 | 0.62 |  | 0 |  | Federally-Regulated Consumer Product |  | 2011-10-27
Rheem | Rheem | RTG-95XLN | Natural Gas | TRUE |  |  | FALSE | 0 |  | 4.3 | 199900 | 83 |  | 0.82 | 0.62 |  | 0 |  | Federally-Regulated Consumer Product |  | 2011-10-27
Rheem | Rheem | SCT150DVLN | Natural Gas | TRUE |  |  | FALSE | 0 |  | 3 | 150000 | 84 |  | 0.82 | 0.62 |  | 0 |  | Federally-Regulated Consumer Product |  | 2015-04-14
A O Smith Water Products | Lochinvar | LTO-310U | Natural Gas | TRUE |  |  | FALSE | 0 |  | 4 | 190000 | 82 |  | 0.82 | 0.82 |  | 0 |  | Federally-Regulated Consumer Product |  | 2016-12-22
Rinnai America | Rinnai | REU-VA2528FFUD-US | Natural Gas | FALSE |  | Non-Ozone-Depleting | FALSE | 0 |  | 4.3 | 199000 | 82 | 18496 | 0.81 | 0.62 |  | 0 |  | Federally-Regulated Consumer Product |  | 2007-12-11
Rheem Sales Co.¦ Inc. | Rheem | RTGH-95DVN | Natural Gas | TRUE |  |  | FALSE | 0 |  | 4 | 199900 | 94 |  | 0.94 | 0.82 |  | 0 |  | Federally-Regulated Consumer Product |  | 2015-10-01
A O Smith Water Products | Lochinvar | LTO-510U | Natural Gas | TRUE |  |  | FALSE | 0 |  | 4 | 199000 | 83 |  | 0.82 | 0.82 |  | 0 |  | Federally-Regulated Consumer Product |  | 2016-12-22
Rheem | Rheem | NT150XLN | Natural Gas | FALSE |  |  | FALSE | 0 |  | 3.3 | 150000 | 83 |  | 0.82 | 0.62 |  | 0 |  | Federally-Regulated Consumer Product |  | 2014-10-24
Rheem | Rheem | SCTH200DVLN | Natural Gas | FALSE |  |  | FALSE | 0 |  | 4.8 | 199900 | 94 |  | 0.94 | 0.62 |  | 0 |  | Federally-Regulated Consumer Product |  | 2012-07-06
Rheem Sales Co.¦ Inc. | EcoSense | ECO200DVLN3-1 | Natural Gas | TRUE |  |  | FALSE | 0 |  | 4 | 199900 | 82 |  | 0.82 | 0.82 |  | 0 |  | Federally-Regulated Consumer Product |  | 2015-10-01
Rheem Sales Co.¦ Inc. | Ruud | RUTG-64XLN-1 | Natural Gas | TRUE |  |  | FALSE | 0 |  | 3 | 150000 | 83 |  | 0.82 | 0.82 |  | 0 |  | Federally-Regulated Consumer Product |  | 2015-10-01
Rheem | Rheem | RTG-74PVN | Natural Gas | FALSE |  |  | FALSE | 0 |  | 4.3 | 199900 | 82 | 18270 | 0.82 | 0.62 |  | 0 |  | Federally-Regulated Consumer Product |  | 2007-12-11
Noritz America Corp. | Noritz America Corp. | NRC711-DV-NG | Natural Gas | TRUE |  |  | TRUE | 0 |  | 3.9 | 157000 | 95 |  | 0.94 | 0.62 |  | 0 |  | Federally-Regulated Consumer Product |  | 2014-09-02
Rheem Sales Co.¦ Inc. | PALOMA/WAIWELA | PH2-25RDVSLN-1 | Natural Gas | TRUE |  |  | FALSE | 0 |  | 3 | 180000 | 84 |  | 0.82 | 0.82 |  | 0 |  | Federally-Regulated Consumer Product |  | 2015-10-01
Rheem Sales Co.¦ Inc. | Richmond | RMTG64DVLN-1 | Natural Gas | TRUE |  |  | FALSE | 0 |  | 3 | 150000 | 84 |  | 0.82 | 0.82 |  | 0 |  | Federally-Regulated Consumer Product |  | 2015-10-01
Rheem Sales Co.¦ Inc. | EcoSense | ECO150DVLN3-1 | Natural Gas | TRUE |  |  | FALSE | 0 |  | 3 | 150000 | 84 |  | 0.82 | 0.82 |  | 0 |  | Federally-Regulated Consumer Product |  | 2015-10-01
Rheem | Rheem | RMTG95DVN | Natural Gas | TRUE |  |  | FALSE | 0 |  | 4.4 | 199900 | 82 |  | 0.82 | 0.62 |  | 0 |  | Federally-Regulated Consumer Product |  | 2011-10-27
Rheem Sales Co.¦ Inc. | Natco | NT150XLN-1 | Natural Gas | TRUE |  |  | FALSE | 0 |  | 3 | 150000 | 83 |  | 0.82 | 0.82 |  | 0 |  | Federally-Regulated Consumer Product |  | 2015-10-01
Grand Hall Enterprises Co.¦ Ltd. | Grand Hall USA | GU120 | Natural Gas | TRUE |  |  | TRUE | 0 |  | 2.8 | 120000 | 95 |  | 0.94 | 0.62 |  | 0 |  | Federally-Regulated Consumer Product |  | 2014-03-28
Rheem Sales Co.¦ Inc. | Richmond | RMTG95XLN-1 | Natural Gas | TRUE |  |  | FALSE | 0 |  | 4 | 199900 | 83 |  | 0.82 | 0.82 |  | 0 |  | Federally-Regulated Consumer Product |  | 2015-10-01
Rinnai America | Rinnai | REU-VA2535FFU-UC | Natural Gas | TRUE |  |  | FALSE | 0 |  | 4.3 | 199000 | 83 |  | 0.82 | 0.62 |  | 0 |  | Federally-Regulated Consumer Product |  | 2014-10-24
Rheem | Rheem | RUTGH-95XLN | Natural Gas | FALSE |  |  | FALSE | 0 |  | 4.8 | 199900 | 95 |  | 0.94 | 0.62 |  | 0 |  | Federally-Regulated Consumer Product |  | 2012-11-16
Rheem | Rheem | NH-188XLN | Natural Gas | TRUE |  |  | FALSE | 0 |  | 3.9 | 180000 | 83 |  | 0.82 | 0.62 |  | 0 |  | Federally-Regulated Consumer Product |  | 2012-11-16
Rheem | Rheem | RMTGH-95DVP | Natural Gas | TRUE |  |  | FALSE | 0 |  | 4.9 | 199900 | 94 |  | 0.94 | 0.62 |  | 0 |  | Federally-Regulated Consumer Product |  | 2011-10-27
Rinnai America | Rinnai | REU-VC2025W-US | Natural Gas | TRUE |  |  | TRUE | 0 |  | 3 | 150000 | 83 |  | 0.82 | 0.62 |  | 6 |  | Federally-Regulated Consumer Product |  | 2012-06-11
Rheem | Rheem | RMTGH95DVLP | Natural Gas | FALSE |  |  | FALSE | 0 |  | 4.8 | 199900 | 94 |  | 0.94 | 0.62 |  | 0 |  | Federally-Regulated Consumer Product |  | 2012-07-06
Rheem | Rheem | RUTG-84XLNWA | Natural Gas | TRUE |  |  | FALSE | 0 |  | 3.9 | 180000 | 83 |  | 0.82 | 0.62 |  | 0 |  | Federally-Regulated Consumer Product |  | 2014-09-02
A O Smith Water Products | A O Smith Water Products | T-D2U-IN-N | Natural Gas | TRUE |  |  | FALSE | 0 |  | 4.2 | 199000 | 83 |  | 0.82 | 0.62 |  | 0 |  | Federally-Regulated Consumer Product |  | 2012-08-11
A O Smith Water Products | A O Smith Water Products | T-D2U-OS-N | Natural Gas | TRUE |  |  | FALSE | 0 |  | 4.2 | 199000 | 83 |  | 0.82 | 0.62 |  | 0 |  | Federally-Regulated Consumer Product |  | 2012-08-11
Rheem | Rheem | RTG-74DVN | Natural Gas | FALSE |  |  | FALSE | 0 |  | 4.3 | 199900 | 82 | 18270 | 0.82 | 0.62 |  | 0 |  | Federally-Regulated Consumer Product |  | 2007-12-11
Bosch Thermotechnology Corp. | Bosch | 425HN | Natural Gas | FALSE |  | Non-Ozone-Depleting | FALSE | 0 |  | 2.4 | 117000 | 80 | 18727 | 0.8 | 0.62 |  | 0 |  | Federally-Regulated Consumer Product |  | 2007-12-11
Rinnai America | Jacuzzi Luxury Bath | J-SN199F/J-SP199F | Natural Gas | TRUE |  |  | TRUE | 0 |  | 4.3 | 199000 | 83 |  | 0.82 | 0.62 |  | 0 |  | Federally-Regulated Consumer Product |  | 2014-10-24
Rheem Sales Co.¦ Inc. | Raypak | NH-188XLN-1 | Natural Gas | TRUE |  |  | FALSE | 0 |  | 3 | 180000 | 83 |  | 0.82 | 0.82 |  | 0 |  | Federally-Regulated Consumer Product |  | 2015-10-01
Rheem | Rheem | RTG-84XLN | Natural Gas | TRUE |  |  | FALSE | 0 |  | 3.9 | 180000 | 83 |  | 0.82 | 0.62 |  | 0 |  | Federally-Regulated Consumer Product |  | 2012-11-16
Rheem | Rheem | RUTG-95DVN | Natural Gas | TRUE |  |  | FALSE | 0 |  | 4 | 199900 | 82 |  | 0.82 | 0.62 |  | 0 |  | Federally-Regulated Consumer Product |  | 2015-04-14
Rinnai America | Rinnai | REU-KBD2934FFUD-US | Natural Gas | TRUE |  |  | TRUE | 0 |  | 4 | 180000 | 96 |  | 0.96 | 0.82 |  | 0 |  | Federally-Regulated Consumer Product |  | 2015-09-30
A O Smith Water Products | Lochinvar | LTI-140H-N | Natural Gas | TRUE |  |  | FALSE | 0 |  | 2 | 120000 | 93 |  | 0.93 | 0.82 |  | 0 |  | Federally-Regulated Consumer Product |  | 2016-12-22
A O Smith Water Products | Lochinvar | LTI-240H-N | Natural Gas | TRUE |  |  | FALSE | 0 |  | 4 | 160000 | 95 |  | 0.95 | 0.82 |  | 0 |  | Federally-Regulated Consumer Product |  | 2016-12-22
Rinnai America | Jacuzzi Luxury Bath | J-SN180W2/J-SP180W2 | Natural Gas | TRUE |  |  | TRUE | 0 |  | 3.9 | 180000 | 82 |  | 0.82 | 0.62 |  | 6 |  | Federally-Regulated Consumer Product |  | 2014-09-02
Rheem | Rheem | PH2-25ROFLN | Natural Gas | FALSE |  |  | FALSE | 0 |  | 4 | 180000 | 84 |  | 0.82 | 0.62 |  | 0 |  | Federally-Regulated Consumer Product |  | 2012-12-21
A O Smith Water Products | Lochinvar | LTI-340H-N | Natural Gas | TRUE |  |  | FALSE | 0 |  | 4 | 180000 | 95 |  | 0.95 | 0.82 |  | 0 |  | Federally-Regulated Consumer Product |  | 2016-12-22
Rheem Sales Co.¦ Inc. | Rheem | RTGH-95XN | Natural Gas | TRUE |  |  | FALSE | 0 |  | 4 | 199900 | 94 |  | 0.94 | 0.82 |  | 0 |  | Federally-Regulated Consumer Product |  | 2015-10-01
Rheem | Rheem | NT180XLN | Natural Gas | FALSE |  |  | FALSE | 0 |  | 3.9 | 180000 | 83 |  | 0.82 | 0.62 |  | 0 |  | Federally-Regulated Consumer Product |  | 2014-10-24
A O Smith Water Products | Lochinvar | LTI-540H-N | Natural Gas | TRUE |  |  | FALSE | 0 |  | 4 | 199000 | 95 |  | 0.95 | 0.82 |  | 0 |  | Federally-Regulated Consumer Product |  | 2016-12-22
Rinnai America | Rinnai | (RC80E) REU-KA2530WD-US | Natural Gas | TRUE |  |  | FALSE | 0 |  | 3.9 | 157000 | 97 |  | 0.96 | 0.62 |  | 0 |  | Federally-Regulated Consumer Product |  | 2014-10-24
Rheem Sales Co.¦ Inc. | Ruud | RUTG-64DVLN-1 | Natural Gas | TRUE |  |  | FALSE | 0 |  | 3 | 150000 | 84 |  | 0.82 | 0.82 |  | 0 |  | Federally-Regulated Consumer Product |  | 2015-10-01
Bosch Thermotechnology Corp. | Bosch | 250SX | Natural Gas | FALSE |  | Non-Ozone-Depleting | FALSE | 0 |  | 3.7 | 175000 | 83 | 18727 | 0.8 | 0.62 |  | 0 |  | Federally-Regulated Consumer Product |  | 2007-12-11
Rinnai America | Rinnai | REU-V2020W-US | Natural Gas | FALSE |  |  | FALSE | 0 |  | 3.1 | 150000 | 78 | 19207 | 0.78 | 0.62 |  | 0 |  | Federally-Regulated Consumer Product |  | 2007-12-11
Rheem | Rheem | RTG-53DVN | Natural Gas | FALSE |  |  | FALSE | 0 |  | 3 | 145000 | 81 | 18270 | 0.82 | 0.62 |  | 0 |  | Federally-Regulated Consumer Product |  | 2007-12-11
Rheem Sales Co.¦ Inc. | Sure Comfort | SCT150XLN | Natural Gas | TRUE |  |  | FALSE | 0 |  | 3 | 150000 | 83 |  | 0.82 | 0.82 |  | 0 |  | Federally-Regulated Consumer Product |  | 2015-10-01
A O Smith Water Products | Lochinvar | LTO-140H-N | Natural Gas | TRUE |  |  | FALSE | 0 |  | 2 | 120000 | 93 |  | 0.93 | 0.82 |  | 0 |  | Federally-Regulated Consumer Product |  | 2016-12-22
Rinnai America | Rinnai | (RL94E) REU-VB2735WD-US | Natural Gas | TRUE |  |  | TRUE | 0 |  | 4.3 | 199000 | 83 |  | 0.82 | 0.62 |  | 0 |  | Federally-Regulated Consumer Product |  | 2014-10-24
A O Smith Water Products | A O Smith Water Products | T-K4U-IN-N | Natural Gas | TRUE |  |  | FALSE | 0 |  | 4.1 | 190000 | 84 |  | 0.82 | 0.62 |  | 0 |  | Federally-Regulated Consumer Product |  | 2012-08-11
A O Smith Water Products | Lochinvar | LTO-240H-N | Natural Gas | TRUE |  |  | FALSE | 0 |  | 4 | 160000 | 95 |  | 0.95 | 0.82 |  | 0 |  | Federally-Regulated Consumer Product |  | 2016-12-22
A O Smith Water Products | A O Smith Water Products | T-K4U-OS-N | Natural Gas | TRUE |  |  | FALSE | 0 |  | 4.1 | 190000 | 84 |  | 0.82 | 0.62 |  | 0 |  | Federally-Regulated Consumer Product |  | 2012-08-11
A O Smith Water Products | Lochinvar | LTO-340H-N | Natural Gas | TRUE |  |  | FALSE | 0 |  | 4 | 180000 | 95 |  | 0.95 | 0.82 |  | 0 |  | Federally-Regulated Consumer Product |  | 2016-12-22
Rheem Sales Co.¦ Inc. | EcoSense | ECO150XLN3-1 | Natural Gas | TRUE |  |  | FALSE | 0 |  | 3 | 150000 | 83 |  | 0.82 | 0.82 |  | 0 |  | Federally-Regulated Consumer Product |  | 2015-10-01
A O Smith Water Products | Lochinvar | LTO-540H-N | Natural Gas | TRUE |  |  | FALSE | 0 |  | 4 | 199000 | 95 |  | 0.95 | 0.82 |  | 0 |  | Federally-Regulated Consumer Product |  | 2016-12-22
Rinnai America | Giant Factories¦ Inc. | UGTC-152 | Natural Gas | TRUE |  |  | TRUE | 0 |  | 3.9 | 152000 | 96 |  | 0.96 | 0.62 |  | 6 |  | Federally-Regulated Consumer Product |  | 2014-10-24
Rheem | Richmond | RMTG-74DVN | Natural Gas | FALSE |  |  | FALSE | 0 |  | 4.3 | 199900 | 82 | 18270 | 0.82 | 0.62 |  | 0 |  | Federally-Regulated Consumer Product |  | 2007-12-11
A O Smith Water Products | A O Smith Water Products | T-KJR2U-IN-N | Natural Gas | TRUE |  |  | FALSE | 0 |  | 3 | 140000 | 83 |  | 0.82 | 0.62 |  | 0 |  | Federally-Regulated Consumer Product |  | 2012-08-11
Rinnai America | Giant Factories¦ Inc. | UGTC-199 | Natural Gas | TRUE |  |  | TRUE | 0 |  | 5 | 199000 | 95 |  | 0.95 | 0.62 |  | 6 |  | Federally-Regulated Consumer Product |  | 2014-10-24
Rinnai America | Rinnai | REU-V2532FFUD-US | Natural Gas | TRUE |  | Non-Ozone-Depleting | FALSE | 0 |  | 3.8 | 180000 | 81 | 18727 | 0.8 | 0.62 |  | 6 |  | Federally-Regulated Consumer Product |  | 2007-11-21
A O Smith Water Products | A O Smith Water Products | T-KJR2U-OS-N | Natural Gas | TRUE |  |  | FALSE | 0 |  | 3 | 140000 | 83 |  | 0.82 | 0.62 |  | 0 |  | Federally-Regulated Consumer Product |  | 2012-08-11
A O Smith Water Products | A O Smith Water Products | TS 110UE 100 | Natural Gas | TRUE |  |  | FALSE | 0 |  | 3 | 140000 | 83 |  | 0.82 | 0.62 |  | 0 |  | Federally-Regulated Consumer Product |  | 2012-08-11
Rheem Sales Co.¦ Inc. | Natco | NT199XLN-1 | Natural Gas | TRUE |  |  | FALSE | 0 |  | 4 | 199900 | 83 |  | 0.82 | 0.82 |  | 0 |  | Federally-Regulated Consumer Product |  | 2015-10-01
A O Smith Water Products | A O Smith Water Products | TS 110UI 100 | Natural Gas | TRUE |  |  | FALSE | 0 |  | 3 | 140000 | 83 |  | 0.82 | 0.62 |  | 0 |  | Federally-Regulated Consumer Product |  | 2012-08-11
Bosch Thermotechnology Corp. | Bosch | 125HX | Natural Gas | FALSE |  | Non-Ozone-Depleting | FALSE | 0 |  | 2.4 | 117000 | 80 | 18727 | 0.8 | 0.62 |  | 0 |  | Federally-Regulated Consumer Product |  | 2007-12-11
Rinnai America | Rinnai | REU-V2532WD-US | Natural Gas | TRUE |  | Non-Ozone-Depleting | FALSE | 0 |  | 4.1 | 199000 | 83 | 18270 | 0.82 | 0.62 |  | 6 |  | Federally-Regulated Consumer Product |  | 2007-11-21
Rheem | Rheem | PTG-42PVN | Natural Gas | FALSE |  |  | FALSE | 0 |  | 2.4 | 118000 | 81 | 18496 | 0.81 | 0.62 |  | 0 |  | Federally-Regulated Consumer Product |  | 2007-12-11
Rheem | Rheem | PHH-32ROFLN | Natural Gas | TRUE |  |  | FALSE | 0 |  | 4.8 | 199900 | 95 |  | 0.94 | 0.62 |  | 0 |  | Federally-Regulated Consumer Product |  | 2014-10-24
Noritz America Corp. | Noritz America Corp. | NR83-DVC-NG | Natural Gas | TRUE |  |  | TRUE | 0 |  | 4 | 180000 | 85 |  | 0.85 | 0.62 |  | 0 |  | Federally-Regulated Consumer Product |  | 2014-09-02
Rinnai America | Jacuzzi Luxury Bath | J-SN199W/J-SP199W | Natural Gas | TRUE |  |  | TRUE | 0 |  | 4.3 | 199000 | 83 |  | 0.82 | 0.62 |  | 0 |  | Federally-Regulated Consumer Product |  | 2014-10-24
Bosch Thermotechnology Corp. | Bosch | 125BS | Natural Gas | FALSE |  |  | FALSE | 0 |  | 2.4 | 117000 | 80 | 21712 | 0.69 | 0.62 |  | 0 |  | Federally-Regulated Consumer Product |  | 2007-11-21
Rheem | Rheem | NT199DVLN | Natural Gas | FALSE |  |  | FALSE | 0 |  | 4.4 | 199000 | 84 |  | 0.82 | 0.62 |  | 0 |  | Federally-Regulated Consumer Product |  | 2014-10-24
Rinnai America | Jacuzzi Luxury Bath | J-SN199F | Natural Gas | TRUE |  |  | TRUE | 0 |  | 4.3 | 199000 | 83 |  | 0.82 | 0.62 |  | 0 |  | Federally-Regulated Consumer Product |  | 2012-06-11
Rheem Sales Co.¦ Inc. | Ruud | RUTG-95DVLN-1 | Natural Gas | TRUE |  |  | FALSE | 0 |  | 4 | 199900 | 82 |  | 0.82 | 0.82 |  | 0 |  | Federally-Regulated Consumer Product |  | 2015-10-01
Rheem | Rheem | RMTG84XN | Natural Gas | TRUE |  |  | FALSE | 0 |  | 4 | 180000 | 82 |  | 0.82 | 0.62 |  | 0 |  | Federally-Regulated Consumer Product |  | 2012-12-21
Rinnai America | Rinnai | REU-KB3237WD-US | Natural Gas | TRUE |  |  | TRUE | 0 |  | 5 | 199000 | 95 |  | 0.95 | 0.62 |  | 6 |  | Federally-Regulated Consumer Product |  | 2014-10-24
Noritz America Corp. | Noritz America Corp. | NRC661-DV-NG | Natural Gas | TRUE |  |  | TRUE | 0 |  | 3 | 120000 | 93 |  | 0.91 | 0.62 |  | 0 |  | Federally-Regulated Consumer Product |  | 2015-04-10
A O Smith Water Products | A O Smith Water Products | TS 310UE 100 | Natural Gas | TRUE |  |  | FALSE | 0 |  | 4.1 | 190000 | 84 |  | 0.82 | 0.62 |  | 0 |  | Federally-Regulated Consumer Product |  | 2012-08-11
A O Smith Water Products | A O Smith Water Products | TS 310UI 100 | Natural Gas | TRUE |  |  | FALSE | 0 |  | 4.1 | 190000 | 84 |  | 0.82 | 0.62 |  | 0 |  | Federally-Regulated Consumer Product |  | 2012-08-11
Rheem Sales Co.¦ Inc. | Sure Comfort | SCT200DVLN | Natural Gas | TRUE |  |  | FALSE | 0 |  | 4 | 199900 | 84 |  | 0.82 | 0.82 |  | 0 |  | Federally-Regulated Consumer Product |  | 2015-10-01
Rheem Sales Co.¦ Inc. | EcoSense | ECO180XLN3-1 | Natural Gas | TRUE |  |  | FALSE | 0 |  | 3 | 180000 | 83 |  | 0.82 | 0.82 |  | 0 |  | Federally-Regulated Consumer Product |  | 2015-10-01
Rinnai America | Rinnai | REU-VC2528FFUD-US | Natural Gas | TRUE |  |  | TRUE | 0 |  | 3.9 | 180000 | 83 |  | 0.82 | 0.62 |  | 6 |  | Federally-Regulated Consumer Product |  | 2013-11-18
Rinnai America | Rinnai | (RC98HPE) REU-KA3237WD-US | Natural Gas | TRUE |  |  | FALSE | 0 |  | 5 | 199000 | 95 |  | 0.93 | 0.62 |  | 0 |  | Federally-Regulated Consumer Product |  | 2014-10-24
Rheem Sales Co.¦ Inc. | PALOMA/WAIWELA | PH2-25ROFLN | Natural Gas | TRUE |  |  | FALSE | 0 |  | 3 | 180000 | 84 |  | 0.82 | 0.82 |  | 0 |  | Federally-Regulated Consumer Product |  | 2015-10-01
A O Smith Water Products | Takagi | T-H2S-DV-N | Natural Gas | TRUE |  |  | FALSE | 0 |  | 4 | 180000 | 90 |  | 0.91 | 0.82 |  | 0 |  | Federally-Regulated Consumer Product |  | 2017-05-24
A O Smith Water Products | A O Smith Water Products | T-H2S-DV-N | Natural Gas | TRUE |  |  | FALSE | 0 |  | 4.3 | 180000 | 90 |  | 0.91 | 0.62 |  | 0 |  | Federally-Regulated Consumer Product |  | 2011-10-27
A O Smith Water Products | Takagi | T-H2S-OS-N | Natural Gas | TRUE |  |  | FALSE | 0 |  | 4 | 180000 | 90 |  | 0.91 | 0.82 |  | 0 |  | Federally-Regulated Consumer Product |  | 2017-05-24
A O Smith Water Products | A O Smith Water Products | T-H2S-OS-N | Natural Gas | TRUE |  |  | FALSE | 0 |  | 4.3 | 180000 | 90 |  | 0.91 | 0.62 |  | 0 |  | Federally-Regulated Consumer Product |  | 2011-10-27
Rheem | Rheem | RUTG-64XLNWA | Natural Gas | TRUE |  |  | FALSE | 0 |  | 3.3 | 180000 | 83 |  | 0.82 | 0.62 |  | 0 |  | Federally-Regulated Consumer Product |  | 2014-09-02
A O Smith Water Products | A O Smith Water Products | TS 510UE 100 | Natural Gas | TRUE |  |  | FALSE | 0 |  | 4.2 | 199000 | 83 |  | 0.82 | 0.62 |  | 0 |  | Federally-Regulated Consumer Product |  | 2012-08-11
A O Smith Water Products | A O Smith Water Products | T-H3-DV-N | Natural Gas | TRUE |  |  | FALSE | 0 |  | 4.9 | 199000 | 95 |  | 0.95 | 0.62 |  | 0 |  | Federally-Regulated Consumer Product |  | 2012-08-28
A O Smith Water Products | A O Smith Water Products | TS 510UI 100 | Natural Gas | TRUE |  |  | FALSE | 0 |  | 4.2 | 199000 | 83 |  | 0.82 | 0.62 |  | 0 |  | Federally-Regulated Consumer Product |  | 2012-08-11
Rheem | Rheem | NH-188DVLN | Natural Gas | TRUE |  |  | FALSE | 0 |  | 3.9 | 180000 | 84 |  | 0.82 | 0.62 |  | 0 |  | Federally-Regulated Consumer Product |  | 2012-03-02
A O Smith Water Products | Takagi | T-H3J-DV-N | Natural Gas | TRUE |  |  | FALSE | 0 |  | 4.7 | 160000 | 97 |  |  |  | TRUE | 0 | 0.94 | Federally-Regulated Consumer Product | 0.81 | 2017-12-27
Rheem | Rheem | RMTGH-95DVN | Natural Gas | TRUE |  |  | FALSE | 0 |  | 4.9 | 199900 | 94 |  | 0.94 | 0.62 |  | 0 |  | Federally-Regulated Consumer Product |  | 2011-10-27
A O Smith Water Products | A O Smith Water Products | T-H3J-DV-N | Natural Gas | TRUE |  |  | FALSE | 0 |  | 4 | 160000 | 95 |  | 0.95 | 0.62 |  | 0 |  | Federally-Regulated Consumer Product |  | 2012-08-28
A O Smith Water Products | A O Smith Water Products | T-H3J-OS-N | Natural Gas | TRUE |  |  | FALSE | 0 |  | 4 | 160000 | 95 |  | 0.95 | 0.62 |  | 0 |  | Federally-Regulated Consumer Product |  | 2012-08-28
Rheem | Rheem | RUTG-84DVN | Natural Gas | TRUE |  |  | FALSE | 0 |  | 3.9 | 180000 | 82 |  | 0.82 | 0.62 |  | 0 |  | Federally-Regulated Consumer Product |  | 2011-10-27
Rheem Sales Co.¦ Inc. | Richmond | RMTG95DVLN-1 | Natural Gas | TRUE |  |  | FALSE | 0 |  | 4 | 199900 | 82 |  | 0.82 | 0.82 |  | 0 |  | Federally-Regulated Consumer Product |  | 2015-10-01
Rinnai America | Rinnai | REU-VC2837WD-US | Natural Gas | TRUE |  |  | TRUE | 0 |  | 4.3 | 199000 | 83 |  | 0.82 | 0.62 |  | 6 |  | Federally-Regulated Consumer Product |  | 2012-03-02
A O Smith Water Products | Reliance | TS-110U-E 200 | Natural Gas | TRUE |  |  | FALSE | 0 |  | 3 | 140000 | 83 |  | 0.82 | 0.82 |  | 0 |  | Federally-Regulated Consumer Product |  | 2017-05-24
A O Smith Water Products | Takagi | T-H3M-DV-N | Natural Gas | TRUE |  |  | FALSE | 0 |  | 3.3 | 120000 | 94 |  |  |  | TRUE | 0 | 0.9 | Federally-Regulated Consumer Product | 0.81 | 2017-12-27
Rinnai America | Rinnai | REU-VA2528WD-US | Natural Gas | FALSE |  | Non-Ozone-Depleting | FALSE | 0 |  | 4.3 | 199000 | 81 | 18496 | 0.81 | 0.62 |  | 0 |  | Federally-Regulated Consumer Product |  | 2007-12-11
Rheem | Rheem | RTG-95DVLNWA | Natural Gas | TRUE |  |  | FALSE | 0 |  | 4.4 | 199900 | 84 |  | 0.82 | 0.62 |  | 0 |  | Federally-Regulated Consumer Product |  | 2014-09-02
A O Smith Water Products | A O Smith Water Products | T-H3M-DV-N | Natural Gas | TRUE |  |  | FALSE | 0 |  | 2.9 | 120000 | 93 |  | 0.93 | 0.62 |  | 0 |  | Federally-Regulated Consumer Product |  | 2014-09-02
A O Smith Water Products | Reliance | TS-110U-I 200 | Natural Gas | TRUE |  |  | FALSE | 0 |  | 3 | 140000 | 82 |  | 0.82 | 0.82 |  | 0 |  | Federally-Regulated Consumer Product |  | 2017-05-24
A O Smith Water Products | Reliance | TS-310U-E 200 | Natural Gas | TRUE |  |  | FALSE | 0 |  | 4 | 190000 | 82 |  | 0.82 | 0.82 |  | 0 |  | Federally-Regulated Consumer Product |  | 2017-05-24
A O Smith Water Products | Takagi | T-H3M-OS-N | Natural Gas | TRUE |  |  | FALSE | 0 |  | 3.5 | 120000 | 96 |  |  |  | TRUE | 0 | 0.91 | Federally-Regulated Consumer Product | 0.81 | 2017-12-27
Rheem | Rheem | RMTGH84DVN | Natural Gas | TRUE |  |  | FALSE | 0 |  | 3.9 | 157000 | 94 |  | 0.94 | 0.62 |  | 0 |  | Federally-Regulated Consumer Product |  | 2014-10-24
A O Smith Water Products | A O Smith Water Products | T-H3M-OS-N | Natural Gas | TRUE |  |  | FALSE | 0 |  | 2.9 | 120000 | 93 |  | 0.93 | 0.62 |  | 0 |  | Federally-Regulated Consumer Product |  | 2014-09-02
A O Smith Water Products | Reliance | TS-310U-I 200 | Natural Gas | TRUE |  |  | FALSE | 0 |  | 4 | 190000 | 82 |  | 0.82 | 0.82 |  | 0 |  | Federally-Regulated Consumer Product |  | 2017-05-24
A O Smith Water Products | Reliance | TS-510U-E 200 | Natural Gas | TRUE |  |  | FALSE | 0 |  | 4 | 199000 | 83 |  | 0.82 | 0.82 |  | 0 |  | Federally-Regulated Consumer Product |  | 2017-05-24
A O Smith Water Products | A O Smith Water Products | T-H3-OS-N | Natural Gas | TRUE |  |  | FALSE | 0 |  | 4.9 | 199000 | 95 |  | 0.95 | 0.62 |  | 0 |  | Federally-Regulated Consumer Product |  | 2012-08-28
A O Smith Water Products | Reliance | TS-510U-I 200 | Natural Gas | TRUE |  |  | FALSE | 0 |  | 4 | 199000 | 83 |  | 0.82 | 0.82 |  | 0 |  | Federally-Regulated Consumer Product |  | 2017-05-24
Rheem Sales Co.¦ Inc. | PALOMA/WAIWELA | PH2-20RDVSLN-1 | Natural Gas | TRUE |  |  | FALSE | 0 |  | 3 | 150000 | 84 |  | 0.82 | 0.82 |  | 0 |  | Federally-Regulated Consumer Product |  | 2015-10-01
A O Smith Water Products | A O Smith Water Products | T-H3S-DV-N | Natural Gas | TRUE |  |  | FALSE | 0 |  | 4.4 | 180000 | 95 |  | 0.95 | 0.62 |  | 0 |  | Federally-Regulated Consumer Product |  | 2012-08-28
A O Smith Water Products | A O Smith Water Products | T-H3S-OS-N | Natural Gas | TRUE |  |  | FALSE | 0 |  | 4.4 | 180000 | 95 |  | 0.95 | 0.62 |  | 0 |  | Federally-Regulated Consumer Product |  | 2012-08-28
Rheem Sales Co.¦ Inc. | Raypak | NH-208DVLN-1 | Natural Gas | TRUE |  |  | FALSE | 0 |  | 4 | 199900 | 82 |  | 0.82 | 0.82 |  | 0 |  | Federally-Regulated Consumer Product |  | 2015-10-01
Rheem Sales Co.¦ Inc. | Natco | NT180DVLN-1 | Natural Gas | TRUE |  |  | FALSE | 0 |  | 3 | 180000 | 84 |  | 0.82 | 0.82 |  | 0 |  | Federally-Regulated Consumer Product |  | 2015-10-01
Rinnai America | Rinnai | REU-V2532FFU-US | Natural Gas | TRUE |  | Non-Ozone-Depleting | FALSE | 0 |  | 3.8 | 180000 | 81 | 18727 | 0.8 | 0.62 |  | 6 |  | Federally-Regulated Consumer Product |  | 2007-11-21
A O Smith Water Products | Takagi | TK-540P-NEH | Natural Gas | TRUE |  |  | FALSE | 0 |  | 5.8 | 199000 | 96 |  |  |  | TRUE | 0 | 0.95 | Federally-Regulated Consumer Product | 0.81 | 2017-12-27
Rheem | Rheem | RTG-95DVLN | Natural Gas | TRUE |  |  | FALSE | 0 |  | 4.4 | 199900 | 84 |  | 0.82 | 0.62 |  | 0 |  | Federally-Regulated Consumer Product |  | 2011-10-27
Rheem Sales Co.¦ Inc. | Richmond | RMTGH84XN | Natural Gas | TRUE |  |  | FALSE | 0 |  | 4 | 180000 | 82 |  | 0.82 | 0.82 |  | 0 |  | Federally-Regulated Consumer Product |  | 2015-10-01
Rheem Sales Co.¦ Inc. | Natco | NT199XLN | Natural Gas | FALSE |  |  | FALSE | 0 |  | 4 | 199900 | 83 |  | 0.82 | 0.82 |  | 0 |  | Federally-Regulated Consumer Product |  | 2015-10-01
Rinnai America | Rinnai | (R63LSE) REU-VA2024WD(A)-UC | Natural Gas | TRUE |  |  | FALSE | 0 |  | 3.3 | 150000 | 83 |  | 0.82 | 0.62 |  | 0 |  | Federally-Regulated Consumer Product |  | 2014-10-24
Laars Heating Systems Company | Mascot ST | MSTWW199 | Natural Gas | FALSE |  | Non-Ozone-Depleting | FALSE | 0 |  | 4.8 | 199900 | 96 |  | 0.96 | 0.82 |  | 0 |  | Federally-Regulated Consumer Product |  | 2015-08-18
Rinnai America | Rinnai | REU-VC2528W-US | Natural Gas | TRUE |  |  | TRUE | 0 |  | 3.9 | 180000 | 83 |  | 0.82 | 0.62 |  | 6 |  | Federally-Regulated Consumer Product |  | 2012-06-11
Rinnai America | Rinnai | REU-VA2535FFUD-US | Natural Gas | FALSE |  | Non-Ozone-Depleting | FALSE | 0 |  | 4.3 | 199000 | 83 | 18270 | 0.82 | 0.62 |  | 0 |  | Federally-Regulated Consumer Product |  | 2007-12-11
Takagi Industrial | Takagi | T-KD20 | Natural Gas | FALSE |  | No Match | TRUE | 0.1 |  | 4 | 185000 | 82 | 18681 | 0.82 |  |  | 0 |  | Federally-Regulated Consumer Product |  | 2002-05-09
Noritz America Corp. | Noritz America Corp. | N-042 | Natural Gas | FALSE |  | No Match | FALSE | 0.1 |  | 3 | 119000 | 82.6 | 18514 | 0.82 | 0.62 |  |  |  | Federally-Regulated Consumer Product |  | 2002-10-15
A O Smith Water Products | Reliance | TS 140GEH 100 | Natural Gas | TRUE |  |  | FALSE | 0 |  | 2 | 120000 | 93 |  | 0.93 | 0.82 |  | 0 |  | Federally-Regulated Consumer Product |  | 2017-05-24
A O Smith Water Products | Kenmore | 154.332 | Natural Gas | FALSE |  | Non-Ozone-Depleting | FALSE | 0.2 |  | 2.9 | 140000 | 82 | 18362 | 0.82 | 0.62 |  | 0 |  | Federally-Regulated Consumer Product |  | 2011-03-04
A O Smith Water Products | A O Smith Water Products | TS 140GEH 100 | Natural Gas | TRUE |  |  | FALSE | 0 |  | 2.9 | 120000 | 93 |  | 0.93 | 0.62 |  | 0 |  | Federally-Regulated Consumer Product |  | 2014-09-02
A O Smith Water Products | Reliance | TS 140GIH 100 | Natural Gas | TRUE |  |  | FALSE | 0 |  | 2 | 120000 | 93 |  | 0.93 | 0.82 |  | 0 |  | Federally-Regulated Consumer Product |  | 2017-05-24
A O Smith Water Products | A O Smith Water Products | TS 140GIH 100 | Natural Gas | TRUE |  |  | FALSE | 0 |  | 2.9 | 120000 | 93 |  | 0.93 | 0.62 |  | 0 |  | Federally-Regulated Consumer Product |  | 2014-09-02
A O Smith Water Products | Kenmore | 154.332 | Natural Gas | FALSE |  | Non-Ozone-Depleting | FALSE | 0.2 |  | 3 | 140000 | 82 | 18303 | 0.82 | 0.62 |  | 0 |  | Federally-Regulated Consumer Product |  | 2011-03-04
Rheem | Rheem | RTG-42DVN | Natural Gas | FALSE |  |  | FALSE | 0 |  | 2.4 | 118000 | 81 | 18496 | 0.81 | 0.62 |  | 0 |  | Federally-Regulated Consumer Product |  | 2007-12-11
A O Smith Water Products | Reliance | TS 240GEH 100 | Natural Gas | TRUE |  |  | FALSE | 0 |  | 4 | 160000 | 95 |  | 0.95 | 0.82 |  | 0 |  | Federally-Regulated Consumer Product |  | 2017-05-24
A O Smith Water Products | Kenmore | 154.352 | Natural Gas | FALSE |  | Non-Ozone-Depleting | FALSE | 0.2 |  | 4 | 190000 | 82 | 18429 | 0.82 | 0.62 |  | 0 |  | Federally-Regulated Consumer Product |  | 2011-03-04
A O Smith Water Products | A O Smith Water Products | TS 240GEH 100 | Natural Gas | TRUE |  |  | FALSE | 0 |  | 4 | 160000 | 95 |  | 0.95 | 0.62 |  | 0 |  | Federally-Regulated Consumer Product |  | 2012-08-28
A O Smith Water Products | Reliance | TS 240GIH 100 | Natural Gas | TRUE |  |  | FALSE | 0 |  | 4 | 160000 | 95 |  | 0.95 | 0.82 |  | 0 |  | Federally-Regulated Consumer Product |  | 2017-05-24
A O Smith Water Products | A O Smith Water Products | TS 240GIH 100 | Natural Gas | TRUE |  |  | FALSE | 0 |  | 4 | 160000 | 95 |  | 0.95 | 0.62 |  | 0 |  | Federally-Regulated Consumer Product |  | 2012-08-28
Noritz America Corp. | Electrolux Home Products | EN18WI30LS | Natural Gas | TRUE |  |  | TRUE | 0 |  | 4.3 | 180000 | 93 |  | 0.91 | 0.62 |  | 0 |  | Federally-Regulated Consumer Product |  | 2014-10-24
A O Smith Water Products | Kenmore | 154.352 | Natural Gas | FALSE |  | Non-Ozone-Depleting | FALSE | 0.2 |  | 4 | 190000 | 82 | 18425 | 0.82 | 0.62 |  | 0 |  | Federally-Regulated Consumer Product |  | 2011-03-04
A O Smith Water Products | Kenmore | 154.362 | Natural Gas | FALSE |  | Non-Ozone-Depleting | FALSE | 0.2 |  | 4.2 | 199000 | 82 | 18084 | 0.82 | 0.62 |  | 0 |  | Federally-Regulated Consumer Product |  | 2011-03-04
A O Smith Water Products | Kenmore | 154.362 | Natural Gas | FALSE |  | Non-Ozone-Depleting | FALSE | 0.2 |  | 4.3 | 199000 | 82 | 18418 | 0.82 | 0.62 |  | 0 |  | Federally-Regulated Consumer Product |  | 2011-03-04
A O Smith Water Products | A O Smith Water Products | ATI 110 100 | Natural Gas | FALSE |  | Non-Ozone-Depleting | FALSE | 0.2 |  | 2.9 | 140000 | 82 | 18362 | 0.82 | 0.62 |  | 0 |  | Federally-Regulated Consumer Product |  | 2011-03-04
A O Smith Water Products | A O Smith Water Products | ATI 110U 100 | Natural Gas | FALSE |  | Non-Ozone-Depleting | FALSE | 0.2 |  | 3 | 140000 | 83 | 17591 | 0.82 | 0.62 |  | 0 |  | Federally-Regulated Consumer Product |  | 2012-09-14
A O Smith Water Products | A O Smith Water Products | ATI 310 100 | Natural Gas | FALSE |  | Non-Ozone-Depleting | FALSE | 0.2 |  | 4 | 190000 | 82 | 18429 | 0.82 | 0.62 |  | 0 |  | Federally-Regulated Consumer Product |  | 2011-03-04
A O Smith Water Products | A O Smith Water Products | TS 320GEH 100 | Natural Gas | TRUE |  |  | FALSE | 0 |  | 4.3 | 180000 | 90 |  | 0.91 | 0.62 |  | 0 |  | Federally-Regulated Consumer Product |  | 2011-10-27
A O Smith Water Products | A O Smith Water Products | TS 320GIH 100 | Natural Gas | TRUE |  |  | FALSE | 0 |  | 4.3 | 180000 | 90 |  | 0.91 | 0.62 |  | 0 |  | Federally-Regulated Consumer Product |  | 2011-10-27
A O Smith Water Products | A O Smith Water Products | ATI 310U 100 | Natural Gas | FALSE |  | Non-Ozone-Depleting | FALSE | 0.2 |  | 4.1 | 190000 | 84 | 17667 | 0.82 | 0.62 |  | 0 |  | Federally-Regulated Consumer Product |  | 2012-09-14
A O Smith Water Products | Reliance | TS 340GEH 100 | Natural Gas | TRUE |  |  | FALSE | 0 |  | 4 | 180000 | 95 |  | 0.95 | 0.82 |  | 0 |  | Federally-Regulated Consumer Product |  | 2017-05-24
A O Smith Water Products | A O Smith Water Products | TS 340GEH 100 | Natural Gas | TRUE |  |  | FALSE | 0 |  | 4.4 | 180000 | 95 |  | 0.95 | 0.62 |  | 0 |  | Federally-Regulated Consumer Product |  | 2012-08-28
A O Smith Water Products | Reliance | TS 340GIH 100 | Natural Gas | TRUE |  |  | FALSE | 0 |  | 4 | 180000 | 95 |  | 0.95 | 0.82 |  | 0 |  | Federally-Regulated Consumer Product |  | 2017-05-24
A O Smith Water Products | A O Smith Water Products | TS 340GIH 100 | Natural Gas | TRUE |  |  | FALSE | 0 |  | 4.4 | 180000 | 95 |  | 0.95 | 0.62 |  | 0 |  | Federally-Regulated Consumer Product |  | 2012-08-28
Rinnai America | Rinnai | (RC80HPE) REU-KA2530WD-US | Natural Gas | TRUE |  |  | FALSE | 0 |  | 3.9 | 157000 | 97 |  | 0.96 | 0.62 |  | 0 |  | Federally-Regulated Consumer Product |  | 2014-10-24
A O Smith Water Products | A O Smith Water Products | ATI 510 100 | Natural Gas | FALSE |  | Non-Ozone-Depleting | FALSE | 0.2 |  | 4.2 | 199000 | 82 | 18084 | 0.82 | 0.62 |  | 0 |  | Federally-Regulated Consumer Product |  | 2011-03-04
A O Smith Water Products | A O Smith Water Products | ATI 510U 100 | Natural Gas | FALSE |  | Non-Ozone-Depleting | FALSE | 0.2 |  | 4.2 | 199000 | 83 | 17722 | 0.82 | 0.62 |  | 0 |  | Federally-Regulated Consumer Product |  | 2012-09-14
A O Smith Water Products | A O Smith Water Products | ATO 110 100 | Natural Gas | FALSE |  | Non-Ozone-Depleting | FALSE | 0.2 |  | 3 | 140000 | 82 | 18303 | 0.82 | 0.62 |  | 0 |  | Federally-Regulated Consumer Product |  | 2011-03-04
A O Smith Water Products | A O Smith Water Products | ATO 110U 100 | Natural Gas | FALSE |  | Non-Ozone-Depleting | FALSE | 0.2 |  | 3 | 140000 | 83 | 17454 | 0.82 | 0.62 |  | 0 |  | Federally-Regulated Consumer Product |  | 2012-09-14
A O Smith Water Products | A O Smith Water Products | ATO 310 100 | Natural Gas | FALSE |  | Non-Ozone-Depleting | FALSE | 0.2 |  | 4 | 190000 | 82 | 18425 | 0.82 | 0.62 |  | 0 |  | Federally-Regulated Consumer Product |  | 2011-03-04
A O Smith Water Products | A O Smith Water Products | ATO 310U 100 | Natural Gas | FALSE |  | Non-Ozone-Depleting | FALSE | 0.2 |  | 4.1 | 190000 | 84 | 17588 | 0.82 | 0.62 |  | 0 |  | Federally-Regulated Consumer Product |  | 2012-09-14
A O Smith Water Products | Reliance | TS 540GEH 100 | Natural Gas | TRUE |  |  | FALSE | 0 |  | 4 | 199000 | 95 |  | 0.95 | 0.82 |  | 0 |  | Federally-Regulated Consumer Product |  | 2017-05-24
A O Smith Water Products | A O Smith Water Products | TS 540GEH 100 | Natural Gas | TRUE |  |  | FALSE | 0 |  | 4.9 | 199000 | 95 |  | 0.95 | 0.62 |  | 0 |  | Federally-Regulated Consumer Product |  | 2012-08-28
A O Smith Water Products | Reliance | TS 540GIH 100 | Natural Gas | TRUE |  |  | FALSE | 0 |  | 4 | 199000 | 95 |  | 0.95 | 0.82 |  | 0 |  | Federally-Regulated Consumer Product |  | 2017-05-24
A O Smith Water Products | A O Smith Water Products | ATO 510 100 | Natural Gas | FALSE |  | Non-Ozone-Depleting | FALSE | 0.2 |  | 4.3 | 199000 | 82 | 18418 | 0.82 | 0.62 |  | 0 |  | Federally-Regulated Consumer Product |  | 2011-03-04
A O Smith Water Products | A O Smith Water Products | TS 540GIH 100 | Natural Gas | TRUE |  |  | FALSE | 0 |  | 4.9 | 199000 | 95 |  | 0.95 | 0.62 |  | 0 |  | Federally-Regulated Consumer Product |  | 2012-08-28
A O Smith Water Products | A O Smith Water Products | ATO 510U 100 | Natural Gas | FALSE |  | Non-Ozone-Depleting | FALSE | 0.2 |  | 4.2 | 199000 | 83 | 17589 | 0.82 | 0.62 |  | 0 |  | Federally-Regulated Consumer Product |  | 2012-09-14
Noritz America Corp. | Noritz America Corp. | NR71-OD | Natural Gas | FALSE |  | Non-Ozone-Depleting | TRUE | 0.2 |  | 3.8 | 180000 | 82 |  | 0.82 | 0.62 |  | 0 |  | Federally-Regulated Consumer Product |  | 2009-11-12
Noritz America Corp. | Noritz America Corp. | NR98-DVC | Natural Gas | FALSE |  | Non-Ozone-Depleting | TRUE | 0.2 |  | 4.3 | 199900 | 82.6 |  | 0.82 | 0.62 |  | 0 |  | Federally-Regulated Consumer Product |  | 2009-11-12
Paloma Industries | Richmond | RMTG95DVN | Natural Gas | FALSE |  | Non-Ozone-Depleting | FALSE | 0.2 |  | 4.4 | 199900 | 84.3 | 18270 | 0.82 | 0.62 |  | 0 |  | Federally-Regulated Consumer Product |  | 2009-11-04
Noritz America Corp. | Noritz America Corp. | NRCP1112-DV-NG | Natural Gas | TRUE |  |  | FALSE | 0 |  | 5 | 199000 | 96 |  | 0.95 | 0.62 |  | 0 |  | Federally-Regulated Consumer Product |  | 2014-12-02
Paloma Industries | Ruud | RUTG-64DVN | Natural Gas | FALSE |  | Non-Ozone-Depleting | FALSE | 0.2 |  | 3.3 | 150000 | 84.7 | 18270 | 0.82 | 0.62 |  | 0 |  | Federally-Regulated Consumer Product |  | 2010-02-26
Paloma Industries | Waiwela | PH-28ROFN | Natural Gas | FALSE |  | Non-Ozone-Depleting | FALSE | 0.2 |  | 4 | 199900 | 84 | 18270 | 0.82 | 0.62 |  |  |  | Federally-Regulated Consumer Product |  | 2007-06-25
Paloma Industries | Richmond | RMTG84XLN | Natural Gas | FALSE |  | Non-Ozone-Depleting | FALSE | 0.2 |  | 3.9 | 180000 | 84.3 | 18270 | 0.82 | 0.62 |  | 0 |  | Federally-Regulated Consumer Product |  | 2011-12-19
Noritz America Corp. | Bosch | 660 EF | Natural Gas | FALSE |  | Non-Ozone-Depleting | FALSE | 0.2 |  | 3 | 140000 | 81.9 |  | 0.82 | 0.62 |  | 0 |  | Federally-Regulated Consumer Product |  | 2010-06-30
Paloma Industries | Richmond | RMTG-74DVN | Natural Gas | TRUE |  | Non-Ozone-Depleting | FALSE | 0.2 |  | 4 | 199900 | 83 | 18270 | 0.82 | 0.62 |  |  |  | Federally-Regulated Consumer Product |  | 2006-05-04
Paloma Industries | Waiwela | PH2-25ROFLN | Natural Gas | FALSE |  | Non-Ozone-Depleting | FALSE | 0.2 |  | 3.9 | 180000 | 84.3 | 18270 | 0.82 | 0.62 |  | 0 |  | Federally-Regulated Consumer Product |  | 2011-12-19
Paloma Industries | Paloma | PTG-74DVN | Natural Gas | TRUE |  | Non-Ozone-Depleting | FALSE | 0.2 |  | 4 | 199900 | 83 | 18270 | 0.82 | 0.62 |  |  |  | Federally-Regulated Consumer Product |  | 2006-05-04
Rheem | Rheem | RTG2-42PVN | Natural Gas | FALSE |  |  | FALSE | 0 |  | 3.1 | 118000 | 81 | 18050 | 0.83 | 0.62 |  | 0 |  | Federally-Regulated Consumer Product |  | 2007-12-11
Paloma Industries | Richmond | RMTG-74XN | Natural Gas | FALSE |  | Non-Ozone-Depleting | FALSE | 0.2 |  | 4 | 199900 | 84 | 18270 | 0.82 | 0.62 |  |  |  | Federally-Regulated Consumer Product |  | 2004-07-01
Paloma Industries | Rheem | RTG-74PXN | Natural Gas | FALSE |  | Non-Ozone-Depleting | FALSE | 0.2 |  | 4 | 199900 | 84 | 18270 | 0.82 | 0.62 |  |  |  | Federally-Regulated Consumer Product |  | 2004-07-01
Paloma Industries | Paloma | PTG-53XN | Natural Gas | TRUE |  | Non-Ozone-Depleting | FALSE | 0.2 |  | 3 | 141000 | 82 | 18270 | 0.82 | 0.62 |  |  |  | Federally-Regulated Consumer Product |  | 2006-07-10
Paloma Industries | Paloma | PH2-28RDVSLN | Natural Gas | FALSE |  | Non-Ozone-Depleting | FALSE | 0.2 |  | 4.4 | 199900 | 84 | 18270 | 0.82 | 0.62 |  | 0 |  | Federally-Regulated Consumer Product |  | 2011-08-23
Paloma Industries | EcoSense | ECO200DVN | Natural Gas | FALSE |  | Non-Ozone-Depleting | FALSE | 0.2 |  | 4.3 | 199900 | 83 | 18270 | 0.82 | 0.62 |  | 0 |  | Federally-Regulated Consumer Product |  | 2008-06-05
Paloma Industries | Paloma | PH2-28R OFN | Natural Gas | FALSE |  | Non-Ozone-Depleting | FALSE | 0.2 |  | 4.4 | 199900 | 84.8 | 18270 | 0.82 | 0.62 |  | 0 |  | Federally-Regulated Consumer Product |  | 2009-11-04
Paloma Industries | Waiwela | PH2-28R OFN | Natural Gas | FALSE |  | Non-Ozone-Depleting | FALSE | 0.2 |  | 4.4 | 199900 | 84.8 | 18270 | 0.82 | 0.62 |  | 0 |  | Federally-Regulated Consumer Product |  | 2009-11-04
Paloma Industries | Rheem | RTG-53XN | Natural Gas | TRUE |  | Non-Ozone-Depleting | FALSE | 0.2 |  | 3 | 141000 | 82 | 18270 | 0.82 | 0.62 |  |  |  | Federally-Regulated Consumer Product |  | 2006-07-10
Monitor Products¦ Inc. | Monitor Products¦ Inc. | MWH180 | Natural Gas | FALSE |  | Non-Ozone-Depleting | FALSE | 0.2 |  | 4 | 180000 | 82.2 | 18466 | 0.82 | 0.62 |  | 0 |  | Federally-Regulated Consumer Product |  | 2008-01-16
Paloma Industries | Paloma | PTG-74XN | Natural Gas | FALSE |  | Non-Ozone-Depleting | FALSE | 0.2 |  | 4 | 199900 | 84 | 18270 | 0.82 | 0.62 |  |  |  | Federally-Regulated Consumer Product |  | 2004-07-01
Paloma Industries | Waiwela | PH-20R DVSN | Natural Gas | FALSE |  | Non-Ozone-Depleting | FALSE | 0.2 |  | 3 | 141000 | 82 | 18270 | 0.82 | 0.62 |  |  |  | Federally-Regulated Consumer Product |  | 2007-06-25
Paloma Industries | Sure Comfort | SCT200XN | Natural Gas | FALSE |  | Non-Ozone-Depleting | FALSE | 0.2 |  | 4.4 | 199900 | 84.8 | 18270 | 0.82 | 0.62 |  | 0 |  | Federally-Regulated Consumer Product |  | 2010-04-26
Grand Hall Enterprises Co.¦ Ltd. | Grand Hall USA | GU195(S¦M) | Natural Gas | TRUE |  |  | TRUE | 0 |  | 4.5 | 195000 | 95 |  | 0.96 | 0.62 |  | 0 |  | Federally-Regulated Consumer Product |  | 2014-03-28
Quietside Boilers | Quietside | QVM9-150W1-NG | Natural Gas | FALSE |  | No Match | FALSE | 0.1 |  | 4 | 135000 | 87.7 | 17134 | 0.88 |  |  |  |  | Federally-Regulated Consumer Product |  | 2002-06-12
Paloma Industries | Paloma | PH-6DN | Natural Gas | FALSE |  | No Match | FALSE | 0.1 |  | 1 | 43000 | 80 | 21101 | 0.71 | 0.62 |  | 380 |  | Federally-Regulated Consumer Product |  | 1992-10-26
Quietside Boilers | Quietside | QVM8-140W1-NG | Natural Gas | FALSE |  | No Match | FALSE | 0.1 |  | 4 | 140000 | 85 | 18200 | 0.86 |  |  |  |  | Federally-Regulated Consumer Product |  | 2002-06-12
Glowcore Corp. | Glowcore | GWH150 | Natural Gas | FALSE |  | No Match | FALSE | 0.1 |  | 0 | 150000 | 83.6 | 17024 | 0.88 | 0.62 |  | 0 |  | Federally-Regulated Consumer Product |  | 1994-07-27
Bosch Thermotechnology Corp. | Therm | 520 HN NG | Natural Gas | FALSE |  | Non-Ozone-Depleting | FALSE | 0.1 |  | 5.2 | 117000 | 82.9 |  | 0.77 | 0.62 |  | 0 |  | Federally-Regulated Consumer Product |  | 2010-09-22
Paloma Industries | Waiwela | PH-25R OFN | Natural Gas | FALSE |  | Non-Ozone-Depleting | FALSE | 0.2 |  | 3.9 | 180000 | 80.6 | 18270 | 0.82 | 0.62 |  | 0 |  | Federally-Regulated Consumer Product |  | 2008-09-23
Takagi Industrial | Takagi | T-K1 | Natural Gas | FALSE |  | No Match | FALSE | 0.1 |  | 4 | 165000 | 82.3 | 18728 | 0.81 | 0.62 |  | 0 |  | Federally-Regulated Consumer Product |  | 1999-06-09
Quietside Boilers | Quietside | QVM8-075W1-NG | Natural Gas | FALSE |  | No Match | FALSE | 0.1 |  | 2 | 75000 | 84 | 9840 | 0.85 |  |  |  |  | Federally-Regulated Consumer Product |  | 2002-06-12
Takagi Industrial | Takagi | T-K2 | Natural Gas | FALSE |  | No Match | TRUE | 0.1 |  | 4 | 185000 | 85 | 17974 | 0.84 |  |  |  |  | Federally-Regulated Consumer Product |  | 2001-11-20
Quietside Boilers | Quietside | QVM9-125W1-NG | Natural Gas | FALSE |  | No Match | FALSE | 0.1 |  | 3 | 115000 | 87.5 | 14500 | 0.88 |  |  |  |  | Federally-Regulated Consumer Product |  | 2002-06-12
Paloma Industries | Paloma | PH-28 C DVSN | Natural Gas | TRUE |  | Non-Ozone-Depleting | FALSE | 0.2 |  | 4 | 199900 | 83 | 18270 | 0.82 | 0.62 |  |  |  | Federally-Regulated Consumer Product |  | 2006-05-04
Quietside Boilers | Quietside | QVM9-090W1-NG | Natural Gas | FALSE |  | No Match | FALSE | 0.1 |  | 3 | 79000 | 87.2 | 10025 | 0.88 |  |  |  |  | Federally-Regulated Consumer Product |  | 2002-06-12
Quietside Boilers | Quietside | QVM8-120W1-NG | Natural Gas | FALSE |  | No Match | FALSE | 0.1 |  | 3 | 120000 | 85 | 15750 | 0.86 |  |  |  |  | Federally-Regulated Consumer Product |  | 2002-06-12
Bosch Thermotechnology Corp. | Therm | 520 PN NG | Natural Gas | TRUE |  | Non-Ozone-Depleting | FALSE | 0.1 |  | 5.2 | 117000 | 82.9 |  | 0.77 | 0.62 |  | 300 |  | Federally-Regulated Consumer Product |  | 2010-09-22
Quietside Boilers | Quietside | QVM8-095W1-NG | Natural Gas | FALSE |  | No Match | FALSE | 0.1 |  | 3 | 95000 | 84 | 12600 | 0.85 |  |  |  |  | Federally-Regulated Consumer Product |  | 2002-06-12
Paloma Industries | Paloma | PH-5-3FN | Natural Gas | FALSE |  | No Match | FALSE | 0.1 |  | 1 | 38000 | 78.1 | 22699 | 0.66 | 0.62 |  | 600 |  | Federally-Regulated Consumer Product |  | 1992-10-26
Paloma Industries | Rheem / Ruud | GT-200XN | Natural Gas | FALSE |  | Non-Ozone-Depleting | FALSE | 0.2 |  | 4.4 | 199900 | 84.8 | 18270 | 0.82 | 0.62 |  | 0 |  | Federally-Regulated Consumer Product |  | 2009-11-16
Paloma Industries | Rheem | RTG-84DVN | Natural Gas | FALSE |  | Non-Ozone-Depleting | FALSE | 0.2 |  | 3.9 | 180000 | 84.2 | 18270 | 0.82 | 0.62 |  | 0 |  | Federally-Regulated Consumer Product |  | 2010-02-26
Noritz America Corp. | Noritz America Corp. | NR50-OD | Natural Gas | FALSE |  | Non-Ozone-Depleting | TRUE | 0.2 |  | 2.5 | 120000 | 81.9 |  | 0.82 | 0.62 |  | 0 |  | Federally-Regulated Consumer Product |  | 2011-04-27
Paloma Industries | Ruud | RUTG-66XN | Natural Gas | FALSE |  | Non-Ozone-Depleting | FALSE | 0.2 |  | 3.9 | 180000 | 80.6 | 18270 | 0.82 | 0.62 |  | 0 |  | Federally-Regulated Consumer Product |  | 2008-09-23
Paloma Industries | Ruud | RUTG-74XN | Natural Gas | FALSE |  | Non-Ozone-Depleting | FALSE | 0.2 |  | 4 | 199900 | 84 | 18270 | 0.82 | 0.62 |  |  |  | Federally-Regulated Consumer Product |  | 2004-07-01
Paloma Industries | EcoSense | ECO180XLN3 | Natural Gas | FALSE |  | Non-Ozone-Depleting | FALSE | 0.2 |  | 3.9 | 180000 | 84.3 | 18270 | 0.82 | 0.62 |  | 0 |  | Federally-Regulated Consumer Product |  | 2011-12-19
Noritz America Corp. | NORITZ | NR83OD (GQ-2457WS US) | Natural Gas | TRUE |  |  | FALSE | 0.2 |  | 4.7 | 180000 | 84 |  |  |  | TRUE | 0 | 0.81 | Federally-Regulated Consumer Product | 0.81 | 2017-12-06
Paloma Industries | Raypak | NH-208DVLN | Natural Gas | FALSE |  | Non-Ozone-Depleting | FALSE | 0.2 |  | 4.4 | 199900 | 84 | 18270 | 0.82 | 0.62 |  | 0 |  | Federally-Regulated Consumer Product |  | 2011-08-23
Paloma Industries | Ruud | RUTGL74XN | Natural Gas | FALSE |  | Non-Ozone-Depleting | FALSE | 0.2 |  | 4.3 | 199900 | 83 | 18270 | 0.82 | 0.62 |  | 0 |  | Federally-Regulated Consumer Product |  | 2008-06-05
A O Smith Water Products | A O Smith Water Products | ATI 140H 100 | Natural Gas | FALSE |  | Non-Ozone-Depleting | FALSE | 0.2 |  | 3 | 120000 | 93 | 16100 | 0.93 | 0.62 |  | 0 |  | Federally-Regulated Consumer Product |  | 2014-05-06
A O Smith Water Products | A O Smith Water Products | ATI 240H 100 | Natural Gas | FALSE |  | Non-Ozone-Depleting | FALSE | 0.2 |  | 4 | 160000 | 95 | 15558 | 0.95 | 0.62 |  | 0 |  | Federally-Regulated Consumer Product |  | 2012-09-14
Paloma Industries | Rheem | RTG-95XN | Natural Gas | FALSE |  | Non-Ozone-Depleting | FALSE | 0.2 |  | 4.4 | 199900 | 84.8 | 18270 | 0.82 | 0.62 |  | 0 |  | Federally-Regulated Consumer Product |  | 2009-11-04
Paloma Industries | Richmond | RMTG64XN | Natural Gas | FALSE |  | Non-Ozone-Depleting | FALSE | 0.2 |  | 3.3 | 150000 | 84 | 18270 | 0.82 | 0.62 |  | 0 |  | Federally-Regulated Consumer Product |  | 2010-02-26
A O Smith Water Products | A O Smith Water Products | ATI 320H 100 | Natural Gas | FALSE |  | Non-Ozone-Depleting | FALSE | 0.2 |  | 4.3 | 180000 | 90 | 16097 | 0.91 | 0.62 |  | 0 |  | Federally-Regulated Consumer Product |  | 2011-09-14
A O Smith Water Products | A O Smith Water Products | ATI 340H 100 | Natural Gas | FALSE |  | Non-Ozone-Depleting | FALSE | 0.2 |  | 4.4 | 180000 | 95 | 15743 | 0.95 | 0.62 |  | 0 |  | Federally-Regulated Consumer Product |  | 2012-09-14
Paloma Industries | Rheem | RTG-95DVLN | Natural Gas | FALSE |  | Non-Ozone-Depleting | FALSE | 0.2 |  | 4.4 | 199900 | 84 | 18270 | 0.82 | 0.62 |  | 0 |  | Federally-Regulated Consumer Product |  | 2011-08-23
Paloma Industries | Ruud | RUTG-84XLN | Natural Gas | FALSE |  | Non-Ozone-Depleting | FALSE | 0.2 |  | 3.9 | 180000 | 84.3 | 18270 | 0.82 | 0.62 |  | 0 |  | Federally-Regulated Consumer Product |  | 2011-12-19
A O Smith Water Products | A O Smith Water Products | ATI 520H 100 | Natural Gas | FALSE |  | Non-Ozone-Depleting | FALSE | 0.2 |  | 4.7 | 199000 | 92 | 16283 | 0.91 | 0.62 |  | 0 |  | Federally-Regulated Consumer Product |  | 2011-03-04
A O Smith Water Products | A O Smith Water Products | ATI 540H 100 | Natural Gas | FALSE |  | Non-Ozone-Depleting | FALSE | 0.2 |  | 4.9 | 199000 | 95 | 15350 | 0.95 | 0.62 |  | 0 |  | Federally-Regulated Consumer Product |  | 2012-09-14
Paloma Industries | EcoSense | PTG-53XN | Natural Gas | FALSE |  | Non-Ozone-Depleting | FALSE | 0.2 |  | 3 | 141000 | 82 | 18270 | 0.82 | 0.62 |  | 0 |  | Federally-Regulated Consumer Product |  | 2008-07-31
Paloma Industries | Waiwela | PH2-25R OFN | Natural Gas | FALSE |  | Non-Ozone-Depleting | FALSE | 0.2 |  | 4 | 180000 | 83.9 | 18270 | 0.82 | 0.62 |  | 0 |  | Federally-Regulated Consumer Product |  | 2010-02-26
A O Smith Water Products | A O Smith Water Products | ATO 140H 100 | Natural Gas | FALSE |  | Non-Ozone-Depleting | FALSE | 0.2 |  | 3 | 120000 | 93 | 16100 | 0.93 | 0.62 |  | 0 |  | Federally-Regulated Consumer Product |  | 2014-05-06
A O Smith Water Products | A O Smith Water Products | ATO 240H 101 | Natural Gas | FALSE |  | Non-Ozone-Depleting | FALSE | 0.2 |  | 4 | 160000 | 95 | 15308 | 0.95 | 0.62 |  | 0 |  | Federally-Regulated Consumer Product |  | 2012-09-14
Paloma Industries | Paloma | PH-28 R DVSN | Natural Gas | TRUE |  | Non-Ozone-Depleting | FALSE | 0.2 |  | 4 | 199900 | 83 | 18270 | 0.82 | 0.62 |  |  |  | Federally-Regulated Consumer Product |  | 2006-05-04
Paloma Industries | Sure Comfort | SCT200XLN | Natural Gas | FALSE |  | Non-Ozone-Depleting | FALSE | 0.2 |  | 4.3 | 199900 | 83 | 18270 | 0.82 | 0.62 |  | 0 |  | Federally-Regulated Consumer Product |  | 2011-08-23
A O Smith Water Products | A O Smith Water Products | ATO 320H 100 | Natural Gas | FALSE |  | Non-Ozone-Depleting | FALSE | 0.2 |  | 4.3 | 180000 | 90 | 16241 | 0.91 | 0.62 |  | 0 |  | Federally-Regulated Consumer Product |  | 2011-09-14
A O Smith Water Products | A O Smith Water Products | ATO 340H 101 | Natural Gas | FALSE |  | Non-Ozone-Depleting | FALSE | 0.2 |  | 4.4 | 180000 | 95 | 15586 | 0.95 | 0.62 |  | 0 |  | Federally-Regulated Consumer Product |  | 2012-09-14
Paloma Industries | Sure Comfort | SCT150XLN | Natural Gas | FALSE |  | Non-Ozone-Depleting | FALSE | 0.2 |  | 3.3 | 150000 | 85.4 | 18270 | 0.82 | 0.62 |  | 0 |  | Federally-Regulated Consumer Product |  | 2011-12-19
Paloma Industries | Richmond | RMTG84XN | Natural Gas | FALSE |  | Non-Ozone-Depleting | FALSE | 0.2 |  | 4 | 180000 | 83.9 | 18270 | 0.82 | 0.62 |  | 0 |  | Federally-Regulated Consumer Product |  | 2010-02-26
A O Smith Water Products | A O Smith Water Products | ATO 520H 100 | Natural Gas | FALSE |  | Non-Ozone-Depleting | FALSE | 0.2 |  | 4.7 | 199000 | 92 | 16571 | 0.91 | 0.62 |  | 0 |  | Federally-Regulated Consumer Product |  | 2011-03-04
A O Smith Water Products | A O Smith Water Products | ATO 540H 101 | Natural Gas | FALSE |  | Non-Ozone-Depleting | FALSE | 0.2 |  | 4.9 | 199000 | 95 | 15236 | 0.95 | 0.62 |  | 0 |  | Federally-Regulated Consumer Product |  | 2012-09-14
Paloma Industries | Richmond | RMTG-66DVN | Natural Gas | FALSE |  | Non-Ozone-Depleting | FALSE | 0.2 |  | 4 | 180000 | 80.6 | 17835 | 0.84 | 0.62 |  | 0 |  | Federally-Regulated Consumer Product |  | 2008-05-01
Takagi Industrial | Takagi | T-K3-Pro | Natural Gas | FALSE |  | Non-Ozone-Depleting | FALSE | 0.2 |  | 4.1 | 199000 | 82.5 | 18288 | 0.83 | 0.62 |  | 0 |  | Federally-Regulated Consumer Product |  | 2008-11-24
Paloma Industries | EcoSense | PTG-74PVN | Natural Gas | FALSE |  | Non-Ozone-Depleting | FALSE | 0.2 |  | 4.3 | 199900 | 83 | 18270 | 0.82 | 0.62 |  | 0 |  | Federally-Regulated Consumer Product |  | 2008-07-31
Paloma Industries | Paloma | PH2-28ROFLN | Natural Gas | FALSE |  | Non-Ozone-Depleting | FALSE | 0.2 |  | 4.3 | 199900 | 83 | 18270 | 0.82 | 0.62 |  | 0 |  | Federally-Regulated Consumer Product |  | 2011-08-23
Paloma Industries | Waiwela | PHH-29ROFLN | Natural Gas | FALSE |  | Non-Ozone-Depleting | FALSE | 0.2 |  | 4.4 | 180000 | 94.3 | 16109 | 0.93 | 0.62 |  | 0 |  | Federally-Regulated Consumer Product |  | 2013-06-17
Paloma Industries | EcoSense | ECOH160XN | Natural Gas | FALSE |  | Non-Ozone-Depleting | FALSE | 0.2 |  | 3.9 | 157000 | 93 | 16109 | 0.93 | 0.62 |  | 0 |  | Federally-Regulated Consumer Product |  | 2011-02-04
Noritz America Corp. | Noritz America Corp. | N-063 | Natural Gas | FALSE |  | No Match | FALSE | 0.2 |  | 4 | 179000 | 81.4 | 18563 | 0.81 | 0.62 |  |  |  | Federally-Regulated Consumer Product |  | 2002-10-15
Paloma Industries | Sure Comfort | SCT150DVLN | Natural Gas | FALSE |  | Non-Ozone-Depleting | FALSE | 0.2 |  | 3.3 | 150000 | 85.9 | 18270 | 0.82 | 0.62 |  | 0 |  | Federally-Regulated Consumer Product |  | 2011-12-19
Paloma Industries | Richmond | RMTGH84DVN | Natural Gas | FALSE |  | Non-Ozone-Depleting | FALSE | 0.2 |  | 3.9 | 157000 | 94 | 15938 | 0.94 | 0.62 |  | 0 |  | Federally-Regulated Consumer Product |  | 2011-02-04
Grand Hall Enterprises Co.¦ Ltd. | Grand Hall | GHW-U150N | Natural Gas | FALSE |  | No Match | FALSE | 0.2 |  |  | 178000 | 80.6 | 18606 | 0.81 | 0.62 |  |  |  | Federally-Regulated Consumer Product |  | 2003-06-05
Paloma Industries | Sure Comfort | SCTH160DVN | Natural Gas | FALSE |  | Non-Ozone-Depleting | FALSE | 0.2 |  | 3.9 | 157000 | 94 | 15938 | 0.94 | 0.62 |  | 0 |  | Federally-Regulated Consumer Product |  | 2011-02-04
Noritz America Corp. | Noritz America Corp. | N-069M-1 | Natural Gas | FALSE |  | Non-Ozone-Depleting | FALSE | 0.2 |  | 4 | 190000 | 80.9 | 18705 | 0.81 | 0.62 |  |  |  | Federally-Regulated Consumer Product |  | 2006-11-01
Paloma Industries | Ruud | RUTGL74PVN | Natural Gas | FALSE |  | Non-Ozone-Depleting | FALSE | 0.2 |  | 4.3 | 199900 | 83 | 18270 | 0.82 | 0.62 |  | 0 |  | Federally-Regulated Consumer Product |  | 2008-06-05
Paloma Industries | EcoSense | ECO180DVN3 | Natural Gas | FALSE |  | Non-Ozone-Depleting | FALSE | 0.2 |  | 3.9 | 180000 | 84.2 | 18270 | 0.82 | 0.62 |  | 0 |  | Federally-Regulated Consumer Product |  | 2010-02-26
Paloma Industries | Paloma | PTG-53DVN | Natural Gas | TRUE |  | Non-Ozone-Depleting | FALSE | 0.2 |  | 3 | 141000 | 82 | 18270 | 0.82 | 0.62 |  |  |  | Federally-Regulated Consumer Product |  | 2006-07-10
Contractors Supply Club¦ LLC / DBA Greenworks Unlimited | EcoHot | WH-201061-NG | Natural Gas | FALSE |  | Non-Ozone-Depleting | FALSE | 0.2 |  | 2.8 | 135000 | 82.2 | 18345 | 0.82 | 0.62 |  | 0 |  | Federally-Regulated Consumer Product |  | 2009-02-27
Paloma Industries | Ruud | RUTG-95XN | Natural Gas | FALSE |  | Non-Ozone-Depleting | FALSE | 0.2 |  | 4.4 | 199900 | 84.8 | 18270 | 0.82 | 0.62 |  | 0 |  | Federally-Regulated Consumer Product |  | 2009-11-04
Paloma Industries | Rheem / Ruud | GT-180DVN | Natural Gas | FALSE |  | Non-Ozone-Depleting | FALSE | 0.2 |  | 3.9 | 180000 | 84.2 | 18270 | 0.82 | 0.62 |  | 0 |  | Federally-Regulated Consumer Product |  | 2010-02-26
Noritz America Corp. | Noritz America Corp. | N-069M-OD | Natural Gas | FALSE |  | Non-Ozone-Depleting | FALSE | 0.2 |  | 4 | 190000 | 81.5 | 18551 | 0.82 | 0.62 |  |  |  | Federally-Regulated Consumer Product |  | 2006-11-01
Paloma Industries | Ruud | RUTG-53DVN | Natural Gas | TRUE |  | Non-Ozone-Depleting | FALSE | 0.2 |  | 3 | 141000 | 82 | 18270 | 0.82 | 0.62 |  |  |  | Federally-Regulated Consumer Product |  | 2006-07-10
Paloma Industries | Waiwela | PH2-20RDVSLN | Natural Gas | FALSE |  | Non-Ozone-Depleting | FALSE | 0.2 |  | 3.3 | 150000 | 85.9 | 18270 | 0.82 | 0.62 |  | 0 |  | Federally-Regulated Consumer Product |  | 2011-12-19
Paloma Industries | Rheem | RTG-42PVN | Natural Gas | FALSE |  | Non-Ozone-Depleting | FALSE | 0.2 |  | 2 | 118000 | 80 | 18496 | 0.81 | 0.62 |  |  |  | Federally-Regulated Consumer Product |  | 2004-07-01
Paloma Industries | EcoSense | ECO-141XN | Natural Gas | FALSE |  | Non-Ozone-Depleting | FALSE | 0.2 |  | 3 | 141000 | 82 | 18270 | 0.82 | 0.62 |  | 0 |  | Federally-Regulated Consumer Product |  | 2008-06-05
Paloma Industries | Waiwela | PH2-20ROFLN | Natural Gas | FALSE |  | Non-Ozone-Depleting | FALSE | 0.2 |  | 3.3 | 150000 | 85.4 | 18270 | 0.82 | 0.62 |  | 0 |  | Federally-Regulated Consumer Product |  | 2011-12-19
Paloma Industries | Rheem | RTG-74PVN | Natural Gas | FALSE |  | Non-Ozone-Depleting | FALSE | 0.2 |  | 4 | 199900 | 84 | 18270 | 0.82 | 0.62 |  |  |  | Federally-Regulated Consumer Product |  | 2004-07-01
Paloma Industries | EcoSense | ECO150XN3 | Natural Gas | FALSE |  | Non-Ozone-Depleting | FALSE | 0.2 |  | 3.3 | 150000 | 84 | 18270 | 0.82 | 0.62 |  | 0 |  | Federally-Regulated Consumer Product |  | 2010-02-26
Paloma Industries | EcoSense | ECO-145PVN | Natural Gas | FALSE |  | Non-Ozone-Depleting | FALSE | 0.2 |  | 3.1 | 145000 | 82 | 18270 | 0.82 | 0.62 |  | 0 |  | Federally-Regulated Consumer Product |  | 2008-06-05
Paloma Industries | Paloma | PH2-20R DVSN | Natural Gas | FALSE |  | Non-Ozone-Depleting | FALSE | 0.2 |  | 3.3 | 150000 | 84.7 | 18270 | 0.82 | 0.62 |  | 0 |  | Federally-Regulated Consumer Product |  | 2010-02-26
Paloma Industries | Rheem | RTG-84XN | Natural Gas | FALSE |  | Non-Ozone-Depleting | FALSE | 0.2 |  | 4 | 180000 | 83.9 | 18270 | 0.82 | 0.62 |  | 0 |  | Federally-Regulated Consumer Product |  | 2010-02-26
Takagi Industrial | Takagi | T-K3-SP | Natural Gas | TRUE |  | Non-Ozone-Depleting | FALSE | 0.2 |  | 4 | 190000 | 80 | 18659 | 0.81 | 0.62 |  | 0 |  | Federally-Regulated Consumer Product |  | 2007-06-22
Paloma Industries | Paloma | PHH-29ROFLN | Natural Gas | FALSE |  | Non-Ozone-Depleting | FALSE | 0.2 |  | 4.4 | 180000 | 94.3 | 16109 | 0.93 | 0.62 |  | 0 |  | Federally-Regulated Consumer Product |  | 2013-06-17
Paloma Industries | Richmond | RMTG64DVLN | Natural Gas | FALSE |  | Non-Ozone-Depleting | FALSE | 0.2 |  | 3.3 | 150000 | 85.9 | 18270 | 0.82 | 0.62 |  | 0 |  | Federally-Regulated Consumer Product |  | 2011-12-19
Paloma Industries | Raypak | NH-188DVLN | Natural Gas | FALSE |  | Non-Ozone-Depleting | FALSE | 0.2 |  | 3.9 | 180000 | 85.4 | 18270 | 0.82 | 0.62 |  | 0 |  | Federally-Regulated Consumer Product |  | 2011-12-19
Paloma Industries | EcoSense | ECO150DVN3 | Natural Gas | FALSE |  | Non-Ozone-Depleting | FALSE | 0.2 |  | 3.3 | 150000 | 84.7 | 18270 | 0.82 | 0.62 |  | 0 |  | Federally-Regulated Consumer Product |  | 2010-02-26
Paloma Industries | Ruud | RUTG-95XLN | Natural Gas | FALSE |  | Non-Ozone-Depleting | FALSE | 0.2 |  | 4.3 | 199900 | 83 | 18270 | 0.82 | 0.62 |  | 0 |  | Federally-Regulated Consumer Product |  | 2011-08-23
Noritz America Corp. | Noritz America Corp. | NR66-SV | Natural Gas | FALSE |  | Non-Ozone-Depleting | FALSE | 0.2 |  | 3 | 140000 | 81.9 |  | 0.82 | 0.62 |  | 0 |  | Federally-Regulated Consumer Product |  | 2009-11-12
Noritz America Corp. | Noritz America Corp. | N-0531S-OD | Natural Gas | FALSE |  | Non-Ozone-Depleting | TRUE | 0.2 |  | 3 | 140000 | 82.4 |  | 0.83 | 0.62 |  | 0 |  | Federally-Regulated Consumer Product |  | 2009-09-24
Paloma Industries | Ruud | RUTG-53XN | Natural Gas | TRUE |  | Non-Ozone-Depleting | FALSE | 0.2 |  | 3 | 141000 | 82 | 18270 | 0.82 | 0.62 |  |  |  | Federally-Regulated Consumer Product |  | 2006-07-10
Bosch Thermotechnology Corp. | Therm | 330 PN NG | Natural Gas | TRUE |  | Non-Ozone-Depleting | FALSE | 0.2 |  | 3.3 | 74900 | 78 |  | 0.64 | 0.62 |  | 300 |  | Federally-Regulated Consumer Product |  | 2010-09-22
Paloma Industries | EcoSense | ECO150DVLN3 | Natural Gas | FALSE |  | Non-Ozone-Depleting | FALSE | 0.2 |  | 3.3 | 150000 | 85.9 | 18270 | 0.82 | 0.62 |  | 0 |  | Federally-Regulated Consumer Product |  | 2011-12-19
Paloma Industries | Paloma | PH2-25RDVSLN | Natural Gas | FALSE |  | Non-Ozone-Depleting | FALSE | 0.2 |  | 3.9 | 180000 | 85.4 | 18270 | 0.82 | 0.62 |  | 0 |  | Federally-Regulated Consumer Product |  | 2011-12-19
Paloma Industries | Sure Comfort | SCTH200XLN | Natural Gas | FALSE |  | Non-Ozone-Depleting | FALSE | 0.2 |  | 4.8 | 199900 | 94.1 | 15938 | 0.94 | 0.62 |  | 0 |  | Federally-Regulated Consumer Product |  | 2012-05-10
Bosch Thermotechnology Corp. | Pro Tankless | GWH-345ESR | Natural Gas | FALSE |  | Non-Ozone-Depleting | FALSE | 0.2 |  | 3.5 | 95000 | 82 |  | 0.75 | 0.62 |  | 0 |  | Federally-Regulated Consumer Product |  | 2009-11-19
Paloma Industries | Waiwela | PH-28COFN | Natural Gas | FALSE |  | Non-Ozone-Depleting | FALSE | 0.2 |  | 4 | 199900 | 84 | 18270 | 0.82 | 0.62 |  |  |  | Federally-Regulated Consumer Product |  | 2007-06-25
Paloma Industries | EcoSense | ECOH160DVN | Natural Gas | FALSE |  | Non-Ozone-Depleting | FALSE | 0.2 |  | 3.9 | 157000 | 94 | 15938 | 0.94 | 0.62 |  | 0 |  | Federally-Regulated Consumer Product |  | 2011-02-04
Paloma Industries | Paloma | PHH-32ROFLN | Natural Gas | FALSE |  | Non-Ozone-Depleting | FALSE | 0.2 |  | 4.8 | 199900 | 94.1 | 15938 | 0.94 | 0.62 |  | 0 |  | Federally-Regulated Consumer Product |  | 2012-05-10
Bosch Thermotechnology Corp. | Pro Tankless | GWH-715ES | Natural Gas | FALSE |  | Non-Ozone-Depleting | FALSE | 0.2 |  | 7.2 | 199000 | 82 |  | 0.83 | 0.62 |  | 0 |  | Federally-Regulated Consumer Product |  | 2009-11-19
Paloma Industries | EcoSense | ECO200XN | Natural Gas | FALSE |  | Non-Ozone-Depleting | FALSE | 0.2 |  | 4.3 | 199900 | 83 | 18270 | 0.82 | 0.62 |  | 0 |  | Federally-Regulated Consumer Product |  | 2008-06-05
Paloma Industries | Raypak | NH-208XLN | Natural Gas | FALSE |  | Non-Ozone-Depleting | FALSE | 0.2 |  | 4.3 | 199900 | 83 | 18270 | 0.82 | 0.62 |  | 0 |  | Federally-Regulated Consumer Product |  | 2011-08-23
Paloma Industries | Rheem | RTGL74PVN | Natural Gas | FALSE |  | Non-Ozone-Depleting | FALSE | 0.2 |  | 4.3 | 199900 | 83 | 18270 | 0.82 | 0.62 |  | 0 |  | Federally-Regulated Consumer Product |  | 2008-06-05
Paloma Industries | Raypak | 159XN | Natural Gas | FALSE |  | Non-Ozone-Depleting | FALSE | 0.2 |  | 3.9 | 157000 | 93 | 16109 | 0.93 | 0.62 |  | 0 |  | Federally-Regulated Consumer Product |  | 2011-02-04
Paloma Industries | EcoSense | PTG2-42PVN | Natural Gas | FALSE |  | Non-Ozone-Depleting | FALSE | 0.2 |  | 2.5 | 118000 | 83 | 18050 | 0.83 | 0.62 |  | 0 |  | Federally-Regulated Consumer Product |  | 2008-07-31
A O Smith Water Products | American | GT 110NE 100 | Natural Gas | FALSE |  | Non-Ozone-Depleting | FALSE | 0.2 |  | 3 | 140000 | 82 | 18303 | 0.82 | 0.62 |  | 0 |  | Federally-Regulated Consumer Product |  | 2011-03-04
Paloma Industries | Ruud | RUTG-64XN | Natural Gas | FALSE |  | Non-Ozone-Depleting | FALSE | 0.2 |  | 3.3 | 150000 | 84 | 18270 | 0.82 | 0.62 |  | 0 |  | Federally-Regulated Consumer Product |  | 2010-02-26
A O Smith Water Products | American | GT 110NI 100 | Natural Gas | FALSE |  | Non-Ozone-Depleting | FALSE | 0.2 |  | 2.9 | 140000 | 82 | 18362 | 0.82 | 0.62 |  | 0 |  | Federally-Regulated Consumer Product |  | 2011-03-04
Paloma Industries | Sure Comfort | SCTH200DVN | Natural Gas | FALSE |  | Non-Ozone-Depleting | FALSE | 0.2 |  | 4.9 | 199900 | 93 | 15938 | 0.94 | 0.62 |  | 0 |  | Federally-Regulated Consumer Product |  | 2010-09-22
A O Smith Water Products | American | GT 110UE 100 | Natural Gas | FALSE |  | Non-Ozone-Depleting | FALSE | 0.2 |  | 3 | 140000 | 83 | 17454 | 0.82 | 0.62 |  | 0 |  | Federally-Regulated Consumer Product |  | 2012-09-14
A O Smith Water Products | American | GT 110UI 100 | Natural Gas | FALSE |  | Non-Ozone-Depleting | FALSE | 0.2 |  | 3 | 140000 | 83 | 17591 | 0.82 | 0.62 |  | 0 |  | Federally-Regulated Consumer Product |  | 2012-09-14
Paloma Industries | Rheem | RTG-64DVN | Natural Gas | FALSE |  | Non-Ozone-Depleting | FALSE | 0.2 |  | 3.3 | 150000 | 84.7 | 18270 | 0.82 | 0.62 |  | 0 |  | Federally-Regulated Consumer Product |  | 2010-02-26
Paloma Industries | Rheem | RTGH-90DVLN | Natural Gas | FALSE |  | Non-Ozone-Depleting | FALSE | 0.2 |  | 4.4 | 180000 | 94.3 | 16109 | 0.93 | 0.62 |  | 0 |  | Federally-Regulated Consumer Product |  | 2013-06-17
Paloma Industries | Raypak | 159DVN | Natural Gas | FALSE |  | Non-Ozone-Depleting | FALSE | 0.2 |  | 3.9 | 157000 | 94 | 15938 | 0.94 | 0.62 |  | 0 |  | Federally-Regulated Consumer Product |  | 2011-02-04
Paloma Industries | Waiwela | PH-20R IFSN | Natural Gas | FALSE |  | Non-Ozone-Depleting | FALSE | 0.2 |  | 3 | 145000 | 82 | 18270 | 0.82 | 0.62 |  |  |  | Federally-Regulated Consumer Product |  | 2007-06-25
A O Smith Water Products | American | GT 310NE 100 | Natural Gas | FALSE |  | Non-Ozone-Depleting | FALSE | 0.2 |  | 4 | 190000 | 82 | 18425 | 0.82 | 0.62 |  | 0 |  | Federally-Regulated Consumer Product |  | 2011-03-04
A O Smith Water Products | American | GT 310NI 100 | Natural Gas | FALSE |  | Non-Ozone-Depleting | FALSE | 0.2 |  | 4 | 190000 | 82 | 18429 | 0.82 | 0.62 |  | 0 |  | Federally-Regulated Consumer Product |  | 2011-03-04
A O Smith Water Products | American | GT 310UE 100 | Natural Gas | FALSE |  | Non-Ozone-Depleting | FALSE | 0.2 |  | 4.1 | 190000 | 84 | 17588 | 0.82 | 0.62 |  | 0 |  | Federally-Regulated Consumer Product |  | 2012-09-14
A O Smith Water Products | American | GT 310UI 100 | Natural Gas | FALSE |  | Non-Ozone-Depleting | FALSE | 0.2 |  | 4.1 | 190000 | 84 | 17667 | 0.82 | 0.62 |  | 0 |  | Federally-Regulated Consumer Product |  | 2012-09-14
Noritz America Corp. | Noritz America Corp. | N-0631S-0D | Natural Gas | FALSE |  | Non-Ozone-Depleting | FALSE | 0.2 |  | 4 | 180000 | 82 | 18518 | 0.82 | 0.62 |  |  |  | Federally-Regulated Consumer Product |  | 2007-05-31
Paloma Industries | Paloma | PH-28COFN | Natural Gas | FALSE |  | Non-Ozone-Depleting | FALSE | 0.2 |  | 4 | 199900 | 84 | 18270 | 0.82 | 0.62 |  |  |  | Federally-Regulated Consumer Product |  | 2005-06-16
Paloma Industries | Richmond | RMTGH95XLN | Natural Gas | FALSE |  | Non-Ozone-Depleting | FALSE | 0.2 |  | 4.8 | 199900 | 94.1 | 15938 | 0.94 | 0.62 |  | 0 |  | Federally-Regulated Consumer Product |  | 2012-05-10
Paloma Industries | Waiwela | PHH-25RDVN | Natural Gas | FALSE |  | Non-Ozone-Depleting | FALSE | 0.2 |  | 3.9 | 157000 | 94 | 15938 | 0.94 | 0.62 |  | 0 |  | Federally-Regulated Consumer Product |  | 2011-02-04
Paloma Industries | Waiwela | PH2-28ROFLN | Natural Gas | FALSE |  | Non-Ozone-Depleting | FALSE | 0.2 |  | 4.3 | 199900 | 83 | 18270 | 0.82 | 0.62 |  | 0 |  | Federally-Regulated Consumer Product |  | 2011-08-23
A O Smith Water Products | American | GT 510NE 100 | Natural Gas | FALSE |  | Non-Ozone-Depleting | FALSE | 0.2 |  | 4.3 | 199000 | 82 | 18418 | 0.82 | 0.62 |  | 0 |  | Federally-Regulated Consumer Product |  | 2011-03-04
A O Smith Water Products | American | GT 510NI 100 | Natural Gas | FALSE |  | Non-Ozone-Depleting | FALSE | 0.2 |  | 4.2 | 199000 | 82 | 18084 | 0.82 | 0.62 |  | 0 |  | Federally-Regulated Consumer Product |  | 2011-03-04
A O Smith Water Products | American | GT 510UE 100 | Natural Gas | FALSE |  | Non-Ozone-Depleting | FALSE | 0.2 |  | 4.2 | 199000 | 83 | 17589 | 0.82 | 0.62 |  | 0 |  | Federally-Regulated Consumer Product |  | 2012-09-14
A O Smith Water Products | American | GT 510UI 100 | Natural Gas | FALSE |  | Non-Ozone-Depleting | FALSE | 0.2 |  | 4.2 | 199000 | 83 | 17722 | 0.82 | 0.62 |  | 0 |  | Federally-Regulated Consumer Product |  | 2012-09-14
Paloma Industries | Rheem | RTG-64DVLN | Natural Gas | FALSE |  | Non-Ozone-Depleting | FALSE | 0.2 |  | 3.3 | 150000 | 85.9 | 18270 | 0.82 | 0.62 |  | 0 |  | Federally-Regulated Consumer Product |  | 2011-12-19
Takagi Industrial | Takagi | T-K3 | Natural Gas | FALSE |  | Non-Ozone-Depleting | FALSE | 0.2 |  | 4 | 199000 | 83.9 | 18112 | 0.84 | 0.62 |  | 0 |  | Federally-Regulated Consumer Product |  | 2007-03-26
Paloma Industries | Richmond | RMTG-74PVN | Natural Gas | FALSE |  | Non-Ozone-Depleting | FALSE | 0.2 |  | 4 | 199900 | 84 | 18270 | 0.82 | 0.62 |  |  |  | Federally-Regulated Consumer Product |  | 2004-07-01
Paloma Industries | Waiwela | PH2-25R DVSN | Natural Gas | FALSE |  | Non-Ozone-Depleting | FALSE | 0.2 |  | 3.9 | 180000 | 84.2 | 18270 | 0.82 | 0.62 |  | 0 |  | Federally-Regulated Consumer Product |  | 2010-02-26
Paloma Industries | Sure Comfort | SCT150DVN | Natural Gas | FALSE |  | Non-Ozone-Depleting | FALSE | 0.2 |  | 3.3 | 150000 | 84.7 | 18270 | 0.82 | 0.62 |  | 0 |  | Federally-Regulated Consumer Product |  | 2010-04-26
Noritz America Corp. | Noritz America Corp. | N-0751M-DV | Natural Gas | FALSE |  | Non-Ozone-Depleting | FALSE | 0.2 |  | 4 | 199900 | 83.1 | 18282 | 0.83 | 0.62 |  |  |  | Federally-Regulated Consumer Product |  | 2007-04-27
Paloma Industries | Paloma | PH-28ROFN | Natural Gas | FALSE |  | Non-Ozone-Depleting | FALSE | 0.2 |  | 4 | 199900 | 84 | 18270 | 0.82 | 0.62 |  |  |  | Federally-Regulated Consumer Product |  | 2004-07-01
Paloma Industries | Paloma | PH-12MDN | Natural Gas | FALSE |  | No Match | FALSE | 0.2 |  | 2 | 89300 | 81 | 20245 | 0.74 | 0.62 |  | 380 |  | Federally-Regulated Consumer Product |  | 1992-10-28
A O Smith Water Products | State | GTS 110NE 100 | Natural Gas | FALSE |  | Non-Ozone-Depleting | FALSE | 0.2 |  | 3 | 140000 | 82 | 18303 | 0.82 | 0.62 |  | 0 |  | Federally-Regulated Consumer Product |  | 2011-03-04
A O Smith Water Products | State | GTS 110NI 100 | Natural Gas | FALSE |  | Non-Ozone-Depleting | FALSE | 0.2 |  | 2.9 | 140000 | 82 | 18362 | 0.82 | 0.62 |  | 0 |  | Federally-Regulated Consumer Product |  | 2011-03-04
A O Smith Water Products | State | GTS 110UE 100 | Natural Gas | FALSE |  | Non-Ozone-Depleting | FALSE | 0.2 |  | 3 | 140000 | 83 | 17454 | 0.82 | 0.62 |  | 0 |  | Federally-Regulated Consumer Product |  | 2012-09-14
Noritz America Corp. | Noritz America Corp. | N-063S-1 | Natural Gas | FALSE |  | Non-Ozone-Depleting | FALSE | 0.2 |  | 4 | 190000 | 80.9 | 18705 | 0.81 | 0.62 |  |  |  | Federally-Regulated Consumer Product |  | 2006-11-01
Paloma Industries | Raypak | 209DVN | Natural Gas | FALSE |  | Non-Ozone-Depleting | FALSE | 0.2 |  | 4.9 | 199900 | 93 | 15938 | 0.94 | 0.62 |  | 0 |  | Federally-Regulated Consumer Product |  | 2010-09-22
Noritz America Corp. | Noritz America Corp. | NR66-OD | Natural Gas | FALSE |  | Non-Ozone-Depleting | TRUE | 0.2 |  | 3 | 140000 | 82.4 |  | 0.83 | 0.62 |  | 0 |  | Federally-Regulated Consumer Product |  | 2009-11-12
A O Smith Water Products | State | GTS 110UI 100 | Natural Gas | FALSE |  | Non-Ozone-Depleting | FALSE | 0.2 |  | 3 | 140000 | 83 | 17591 | 0.82 | 0.62 |  | 0 |  | Federally-Regulated Consumer Product |  | 2012-09-14
Paloma Industries | Rheem | RTGH-84DVN | Natural Gas | FALSE |  | Non-Ozone-Depleting | FALSE | 0.2 |  | 3.9 | 157000 | 94 | 15938 | 0.94 | 0.62 |  | 0 |  | Federally-Regulated Consumer Product |  | 2011-02-04
Paloma Industries | Sure Comfort | SCT180DVLN | Natural Gas | FALSE |  | Non-Ozone-Depleting | FALSE | 0.2 |  | 3.9 | 180000 | 85.4 | 18270 | 0.82 | 0.62 |  | 0 |  | Federally-Regulated Consumer Product |  | 2011-12-19
Noritz America Corp. | Noritz America Corp. | NC199-OD | Natural Gas | FALSE |  | Non-Ozone-Depleting | TRUE | 0.2 |  | 4.3 | 199900 | 82.2 |  | 0.82 | 0.62 |  | 0 |  | Federally-Regulated Consumer Product |  | 2009-11-12
Paloma Industries | Paloma | PTG2-42PVN | Natural Gas | TRUE |  | Non-Ozone-Depleting | FALSE | 0.2 |  | 3 | 118000 | 83 | 18050 | 0.83 | 0.62 |  |  |  | Federally-Regulated Consumer Product |  | 2006-07-10
Paloma Industries | Rheem / Ruud | GT-180XN | Natural Gas | FALSE |  | Non-Ozone-Depleting | FALSE | 0.2 |  | 4 | 180000 | 83.9 | 18270 | 0.82 | 0.62 |  | 0 |  | Federally-Regulated Consumer Product |  | 2010-02-26
Paloma Industries | Paloma | PH-28CIFSN | Natural Gas | FALSE |  | Non-Ozone-Depleting | FALSE | 0.2 |  | 4 | 199900 | 84 | 18270 | 0.82 | 0.62 |  |  |  | Federally-Regulated Consumer Product |  | 2005-06-16
A O Smith Water Products | State | GTS 310NE 100 | Natural Gas | FALSE |  | Non-Ozone-Depleting | FALSE | 0.2 |  | 4 | 190000 | 82 | 18425 | 0.82 | 0.62 |  | 0 |  | Federally-Regulated Consumer Product |  | 2011-03-04
A O Smith Water Products | State | GTS 310NI 100 | Natural Gas | FALSE |  | Non-Ozone-Depleting | FALSE | 0.2 |  | 4 | 190000 | 82 | 18429 | 0.82 | 0.62 |  | 0 |  | Federally-Regulated Consumer Product |  | 2011-03-04
Paloma Industries | Rheem | RTG2-42PVN | Natural Gas | TRUE |  | Non-Ozone-Depleting | FALSE | 0.2 |  | 3 | 118000 | 83 | 18050 | 0.83 | 0.62 |  |  |  | Federally-Regulated Consumer Product |  | 2006-07-10
Noritz America Corp. | Noritz America Corp. | NRC661-OD | Natural Gas | FALSE |  | Non-Ozone-Depleting | TRUE | 0.2 |  | 3 | 120000 | 92.9 | 16399 | 0.91 | 0.62 |  | 0 |  | Federally-Regulated Consumer Product |  | 2013-02-25
Paloma Industries | Waiwela | PHH-32ROFN | Natural Gas | FALSE |  | Non-Ozone-Depleting | FALSE | 0.2 |  | 4.9 | 199900 | 93 | 15938 | 0.94 | 0.62 |  | 0 |  | Federally-Regulated Consumer Product |  | 2010-09-22
A O Smith Water Products | State | GTS 310UE 100 | Natural Gas | FALSE |  | Non-Ozone-Depleting | FALSE | 0.2 |  | 4.1 | 190000 | 84 | 17588 | 0.82 | 0.62 |  | 0 |  | Federally-Regulated Consumer Product |  | 2012-09-14
Paloma Industries | Waiwela | PHH-29RDVLN | Natural Gas | FALSE |  | Non-Ozone-Depleting | FALSE | 0.2 |  | 4.4 | 180000 | 94.3 | 16109 | 0.93 | 0.62 |  | 0 |  | Federally-Regulated Consumer Product |  | 2013-06-17
Noritz America Corp. | Noritz America Corp. | NRC661A-DV-NG | Natural Gas | FALSE |  | Non-Ozone-Depleting | TRUE | 0.2 |  | 2.9 | 120000 | 95.5 | 15718 | 2.9 | 0.62 |  | 0 |  | Federally-Regulated Consumer Product |  | 2014-03-20
Paloma Industries | Raypak | NH-209XLN | Natural Gas | FALSE |  | Non-Ozone-Depleting | FALSE | 0.2 |  | 4.8 | 199900 | 94.1 | 15938 | 0.94 | 0.62 |  | 0 |  | Federally-Regulated Consumer Product |  | 2012-05-10
A O Smith Water Products | State | GTS 310UI 100 | Natural Gas | FALSE |  | Non-Ozone-Depleting | FALSE | 0.2 |  | 4.1 | 190000 | 84 | 17667 | 0.82 | 0.62 |  | 0 |  | Federally-Regulated Consumer Product |  | 2012-09-14
Paloma Industries | Waiwela | PH-28CIFSN | Natural Gas | FALSE |  | Non-Ozone-Depleting | FALSE | 0.2 |  | 4 | 199900 | 84 | 18270 | 0.82 | 0.62 |  |  |  | Federally-Regulated Consumer Product |  | 2007-06-25
Paloma Industries | Sure Comfort | SCT180XN | Natural Gas | FALSE |  | Non-Ozone-Depleting | FALSE | 0.2 |  | 4 | 180000 | 83.9 | 18270 | 0.82 | 0.62 |  | 0 |  | Federally-Regulated Consumer Product |  | 2010-04-26
Paloma Industries | Ruud | RUTG-53PVN | Natural Gas | TRUE |  | Non-Ozone-Depleting | FALSE | 0.2 |  | 3 | 145000 | 82 | 18270 | 0.82 | 0.62 |  |  |  | Federally-Regulated Consumer Product |  | 2006-07-10
Paloma Industries | EcoSense | ECO-141DVN | Natural Gas | FALSE |  | Non-Ozone-Depleting | FALSE | 0.2 |  | 3 | 141000 | 82 | 18270 | 0.82 | 0.62 |  | 0 |  | Federally-Regulated Consumer Product |  | 2008-06-05
A O Smith Water Products | State | GTS 510NE 100 | Natural Gas | FALSE |  | Non-Ozone-Depleting | FALSE | 0.2 |  | 4.3 | 199000 | 82 | 18418 | 0.82 | 0.62 |  | 0 |  | Federally-Regulated Consumer Product |  | 2011-03-04
A O Smith Water Products | State | GTS 510NI 100 | Natural Gas | FALSE |  | Non-Ozone-Depleting | FALSE | 0.2 |  | 4.2 | 199000 | 82 | 18084 | 0.82 | 0.62 |  | 0 |  | Federally-Regulated Consumer Product |  | 2011-03-04
A O Smith Water Products | State | GTS 510UE 100 | Natural Gas | FALSE |  | Non-Ozone-Depleting | FALSE | 0.2 |  | 4.2 | 199000 | 83 | 17589 | 0.82 | 0.62 |  | 0 |  | Federally-Regulated Consumer Product |  | 2012-09-14
Paloma Industries | Paloma | PH2-25R OFN | Natural Gas | FALSE |  | Non-Ozone-Depleting | FALSE | 0.2 |  | 4 | 180000 | 83.9 | 18270 | 0.82 | 0.62 |  | 0 |  | Federally-Regulated Consumer Product |  | 2010-02-26
A O Smith Water Products | State | GTS 510UI 100 | Natural Gas | FALSE |  | Non-Ozone-Depleting | FALSE | 0.2 |  | 4.2 | 199000 | 83 | 17722 | 0.82 | 0.62 |  | 0 |  | Federally-Regulated Consumer Product |  | 2012-09-14
Paloma Industries | Paloma | PH2-25R DVSN | Natural Gas | FALSE |  | Non-Ozone-Depleting | FALSE | 0.2 |  | 3.9 | 180000 | 84.2 | 18270 | 0.82 | 0.62 |  | 0 |  | Federally-Regulated Consumer Product |  | 2010-02-26
Paloma Industries | Raypak | NH-208XN | Natural Gas | FALSE |  | Non-Ozone-Depleting | FALSE | 0.2 |  | 4.4 | 199900 | 84.8 | 18270 | 0.82 | 0.62 |  | 0 |  | Federally-Regulated Consumer Product |  | 2011-04-20
Paloma Industries | Rheem | RIG16PVN | Natural Gas | FALSE |  | No Match | FALSE | 0.2 |  | 0 | 118000 | 80 | 18496 | 0.81 | 0.62 |  | 0 |  | Federally-Regulated Consumer Product |  | 2002-07-12
Paloma Industries | Ruud | RUTGH-84XN | Natural Gas | FALSE |  | Non-Ozone-Depleting | FALSE | 0.2 |  | 3.9 | 157000 | 93 | 16109 | 0.93 | 0.62 |  | 0 |  | Federally-Regulated Consumer Product |  | 2011-02-04
Paloma Industries | Richmond | RMTG64DVN | Natural Gas | FALSE |  | Non-Ozone-Depleting | FALSE | 0.2 |  | 3.3 | 150000 | 84.7 | 18270 | 0.82 | 0.62 |  | 0 |  | Federally-Regulated Consumer Product |  | 2010-02-26
Paloma Industries | Rheem | RTGH-95XLN | Natural Gas | FALSE |  | Non-Ozone-Depleting | FALSE | 0.2 |  | 4.8 | 199900 | 94.1 | 15938 | 0.94 | 0.62 |  | 0 |  | Federally-Regulated Consumer Product |  | 2012-05-10
A O Smith Water Products | U.S. Craftmaster | GTU 110NE 100 | Natural Gas | FALSE |  | Non-Ozone-Depleting | FALSE | 0.2 |  | 3 | 140000 | 82 | 18303 | 0.82 | 0.62 |  | 0 |  | Federally-Regulated Consumer Product |  | 2011-09-14
Noritz America Corp. | Noritz America Corp. | NRC661A-OD-NG | Natural Gas | FALSE |  | Non-Ozone-Depleting | TRUE | 0.2 |  | 2.9 | 120000 | 95.4 | 15631 | 2.9 | 0.62 |  | 0 |  | Federally-Regulated Consumer Product |  | 2014-03-20
Bosch Thermotechnology Corp. | Therm | 940 ES NG | Natural Gas | FALSE |  | Non-Ozone-Depleting | FALSE | 0.2 |  | 9.4 | 199000 | 82 |  | 0.83 | 0.62 |  | 0 |  | Federally-Regulated Consumer Product |  | 2010-09-22
Noritz America Corp. | Noritz America Corp. | NRC711-OD-NG | Natural Gas | FALSE |  | Non-Ozone-Depleting | TRUE | 0.2 |  | 3.9 | 157000 | 93.9 | 15827 | 0.94 | 0.62 |  | 0 |  | Federally-Regulated Consumer Product |  | 2013-11-22
Noritz America Corp. | Noritz America Corp. | NRC711-DV-NG | Natural Gas | FALSE |  | Non-Ozone-Depleting | TRUE | 0.2 |  | 3.9 | 157000 | 94.6 | 15747 | 0.94 | 0.62 |  | 0 |  | Federally-Regulated Consumer Product |  | 2013-11-22
Paloma Industries | Richmond | RMTGH95DVLN | Natural Gas | FALSE |  | Non-Ozone-Depleting | FALSE | 0.2 |  | 4.8 | 199900 | 94.8 | 15938 | 0.94 | 0.62 |  | 0 |  | Federally-Regulated Consumer Product |  | 2012-05-10
A O Smith Water Products | U.S. Craftmaster | GTU 110NI 100 | Natural Gas | FALSE |  | Non-Ozone-Depleting | FALSE | 0.2 |  | 2.9 | 140000 | 82 | 18362 | 0.82 | 0.62 |  | 0 |  | Federally-Regulated Consumer Product |  | 2011-09-14
A O Smith Water Products | U.S. Craftmaster | GTU 110UE 100 | Natural Gas | FALSE |  | Non-Ozone-Depleting | FALSE | 0.2 |  | 3 | 140000 | 83 | 17454 | 0.82 | 0.62 |  | 0 |  | Federally-Regulated Consumer Product |  | 2012-09-14
A O Smith Water Products | U.S. Craftmaster | GTU 110UI 100 | Natural Gas | FALSE |  | Non-Ozone-Depleting | FALSE | 0.2 |  | 3 | 140000 | 83 | 17591 | 0.82 | 0.62 |  | 0 |  | Federally-Regulated Consumer Product |  | 2012-09-14
Paloma Industries | Paloma | PH-28RIFSN | Natural Gas | FALSE |  | Non-Ozone-Depleting | FALSE | 0.2 |  | 4 | 199900 | 84 | 18270 | 0.82 | 0.62 |  |  |  | Federally-Regulated Consumer Product |  | 2004-07-01
A O Smith Water Products | U.S. Craftmaster | GTU 310NE 100 | Natural Gas | FALSE |  | Non-Ozone-Depleting | FALSE | 0.2 |  | 4 | 190000 | 82 | 18425 | 0.82 | 0.62 |  | 0 |  | Federally-Regulated Consumer Product |  | 2011-09-14
A O Smith Water Products | U.S. Craftmaster | GTU 310NI 100 | Natural Gas | FALSE |  | Non-Ozone-Depleting | FALSE | 0.2 |  | 4 | 190000 | 82 | 18429 | 0.82 | 0.62 |  | 0 |  | Federally-Regulated Consumer Product |  | 2011-09-14
A O Smith Water Products | U.S. Craftmaster | GTU 310UE 100 | Natural Gas | FALSE |  | Non-Ozone-Depleting | FALSE | 0.2 |  | 4.1 | 190000 | 84 | 17588 | 0.82 | 0.62 |  | 0 |  | Federally-Regulated Consumer Product |  | 2012-09-14
A O Smith Water Products | U.S. Craftmaster | GTU 310UI 100 | Natural Gas | FALSE |  | Non-Ozone-Depleting | FALSE | 0.2 |  | 4.1 | 190000 | 84 | 17667 | 0.82 | 0.62 |  | 0 |  | Federally-Regulated Consumer Product |  | 2012-09-14
A O Smith Water Products | U.S. Craftmaster | GTU 510NE 100 | Natural Gas | FALSE |  | Non-Ozone-Depleting | FALSE | 0.2 |  | 4.3 | 199000 | 82 | 18418 | 0.82 | 0.62 |  | 0 |  | Federally-Regulated Consumer Product |  | 2011-09-14
A O Smith Water Products | U.S. Craftmaster | GTU 510NI 100 | Natural Gas | FALSE |  | Non-Ozone-Depleting | FALSE | 0.2 |  | 4.2 | 199000 | 82 | 18084 | 0.82 | 0.62 |  | 0 |  | Federally-Regulated Consumer Product |  | 2011-09-14
A O Smith Water Products | American | GT 140NEH 100 | Natural Gas | FALSE |  | Non-Ozone-Depleting | FALSE | 0.2 |  | 3 | 120000 | 93 | 16100 | 0.93 | 0.62 |  | 0 |  | Federally-Regulated Consumer Product |  | 2014-05-06
A O Smith Water Products | American | GT 140NIH 100 | Natural Gas | FALSE |  | Non-Ozone-Depleting | FALSE | 0.2 |  | 3 | 120000 | 93 | 16100 | 0.93 | 0.62 |  | 0 |  | Federally-Regulated Consumer Product |  | 2014-05-06
A O Smith Water Products | American | GT 240NEH 101 | Natural Gas | FALSE |  | Non-Ozone-Depleting | FALSE | 0.2 |  | 4 | 160000 | 95 | 15308 | 0.95 | 0.62 |  | 0 |  | Federally-Regulated Consumer Product |  | 2012-09-14
A O Smith Water Products | American | GT 240NIH 100 | Natural Gas | FALSE |  | Non-Ozone-Depleting | FALSE | 0.2 |  | 4 | 160000 | 95 | 15558 | 0.95 | 0.62 |  | 0 |  | Federally-Regulated Consumer Product |  | 2012-09-14
A O Smith Water Products | U.S. Craftmaster | GTU 510UE 100 | Natural Gas | FALSE |  | Non-Ozone-Depleting | FALSE | 0.2 |  | 4.2 | 199000 | 83 | 17589 | 0.82 | 0.62 |  | 0 |  | Federally-Regulated Consumer Product |  | 2012-09-14
A O Smith Water Products | U.S. Craftmaster | GTU 510UI 100 | Natural Gas | FALSE |  | Non-Ozone-Depleting | FALSE | 0.2 |  | 4.2 | 199000 | 83 | 17722 | 0.82 | 0.62 |  | 0 |  | Federally-Regulated Consumer Product |  | 2012-09-14
Paloma Industries | EcoSense | ECO200PVN | Natural Gas | FALSE |  | Non-Ozone-Depleting | FALSE | 0.2 |  | 4.3 | 199900 | 83 | 18270 | 0.82 | 0.62 |  | 0 |  | Federally-Regulated Consumer Product |  | 2008-06-05
Paloma Industries | Raypak | NH-188DVN | Natural Gas | FALSE |  | Non-Ozone-Depleting | FALSE | 0.2 |  | 3.9 | 180000 | 84.2 | 18270 | 0.82 | 0.62 |  | 0 |  | Federally-Regulated Consumer Product |  | 2011-04-20
Noritz America Corp. | Noritz America Corp. | NC199-DVC | Natural Gas | FALSE |  | Non-Ozone-Depleting | TRUE | 0.2 |  | 4.3 | 199900 | 82.6 |  | 0.82 | 0.62 |  | 0 |  | Federally-Regulated Consumer Product |  | 2009-11-12
A O Smith Water Products | American | GT 320NEH 100 | Natural Gas | FALSE |  | Non-Ozone-Depleting | FALSE | 0.2 |  | 4.3 | 180000 | 90 | 16241 | 0.91 | 0.62 |  | 0 |  | Federally-Regulated Consumer Product |  | 2011-09-14
A O Smith Water Products | American | GT 320NIH 100 | Natural Gas | FALSE |  | Non-Ozone-Depleting | FALSE | 0.2 |  | 4.3 | 180000 | 90 | 16097 | 0.91 | 0.62 |  | 0 |  | Federally-Regulated Consumer Product |  | 2011-09-14
Noritz America Corp. | Noritz America Corp. | N-063S-OD | Natural Gas | FALSE |  | Non-Ozone-Depleting | FALSE | 0.2 |  | 4 | 190000 | 81.5 | 18551 | 0.82 | 0.62 |  |  |  | Federally-Regulated Consumer Product |  | 2006-11-01
A O Smith Water Products | American | GT 340NEH 101 | Natural Gas | FALSE |  | Non-Ozone-Depleting | FALSE | 0.2 |  | 4.4 | 180000 | 95 | 15586 | 0.95 | 0.62 |  | 0 |  | Federally-Regulated Consumer Product |  | 2012-09-14
A O Smith Water Products | American | GT 340NIH100 | Natural Gas | FALSE |  | Non-Ozone-Depleting | FALSE | 0.2 |  | 4.4 | 180000 | 95 | 15743 | 0.95 | 0.62 |  | 0 |  | Federally-Regulated Consumer Product |  | 2012-09-14
Paloma Industries | EcoSense | ECO200XN3 | Natural Gas | FALSE |  | Non-Ozone-Depleting | FALSE | 0.2 |  | 4.4 | 199900 | 84.8 | 18270 | 0.82 | 0.62 |  | 0 |  | Federally-Regulated Consumer Product |  | 2009-11-04
Paloma Industries | Ruud | RUTG-74PVN | Natural Gas | FALSE |  | Non-Ozone-Depleting | FALSE | 0.2 |  | 4 | 199900 | 84 | 18270 | 0.82 | 0.62 |  |  |  | Federally-Regulated Consumer Product |  | 2004-07-01
Takagi Industrial | Takagi | T-H2-DV | Natural Gas | FALSE |  | Non-Ozone-Depleting | FALSE | 0.2 |  | 4.7 | 199000 | 93.3 | 16283 | 0.93 | 0.62 |  | 0 |  | Federally-Regulated Consumer Product |  | 2009-12-16
Paloma Industries | EcoSense | ECO200XLN3 | Natural Gas | FALSE |  | Non-Ozone-Depleting | FALSE | 0.2 |  | 4.3 | 199900 | 83 | 18270 | 0.82 | 0.62 |  | 0 |  | Federally-Regulated Consumer Product |  | 2011-08-23
Paloma Industries | Paloma | PH2-20ROFLN | Natural Gas | FALSE |  | Non-Ozone-Depleting | FALSE | 0.2 |  | 3.3 | 150000 | 85.4 | 18270 | 0.82 | 0.62 |  | 0 |  | Federally-Regulated Consumer Product |  | 2011-12-19
Paloma Industries | Rheem | RTGH-90XLN | Natural Gas | FALSE |  | Non-Ozone-Depleting | FALSE | 0.2 |  | 4.4 | 180000 | 94.3 | 16109 | 0.93 | 0.62 |  | 0 |  | Federally-Regulated Consumer Product |  | 2013-06-17
Paloma Industries | EcoSense | PTG-74XN | Natural Gas | FALSE |  | Non-Ozone-Depleting | FALSE | 0.2 |  | 4.3 | 199900 | 83 | 18270 | 0.82 | 0.62 |  | 0 |  | Federally-Regulated Consumer Product |  | 2008-07-31
Paloma Industries | EcoSense | PTG-53PVN | Natural Gas | FALSE |  | Non-Ozone-Depleting | FALSE | 0.2 |  | 3.1 | 145000 | 82 | 18270 | 0.82 | 0.62 |  | 0 |  | Federally-Regulated Consumer Product |  | 2008-07-31
Noritz America Corp. | Noritz America Corp. | N-0751M-OD | Natural Gas | FALSE |  | Non-Ozone-Depleting | FALSE | 0.2 |  | 4 | 199900 | 82.2 | 18366 | 0.82 | 0.62 |  |  |  | Federally-Regulated Consumer Product |  | 2007-04-27
A O Smith Water Products | American | GT 520NEH 100 | Natural Gas | FALSE |  | Non-Ozone-Depleting | FALSE | 0.2 |  | 4.7 | 199000 | 92 | 16571 | 0.91 | 0.62 |  | 0 |  | Federally-Regulated Consumer Product |  | 2011-03-04
Paloma Industries | Richmond | RMTG-42PVN | Natural Gas | FALSE |  | Non-Ozone-Depleting | FALSE | 0.2 |  | 2 | 118000 | 80 | 18496 | 0.81 | 0.62 |  |  |  | Federally-Regulated Consumer Product |  | 2004-07-01
A O Smith Water Products | American | GT 520NIH 100 | Natural Gas | FALSE |  | Non-Ozone-Depleting | FALSE | 0.2 |  | 4.7 | 199000 | 92 | 16283 | 0.91 | 0.62 |  | 0 |  | Federally-Regulated Consumer Product |  | 2011-03-04
A O Smith Water Products | American | GT 540NEH 101 | Natural Gas | FALSE |  | Non-Ozone-Depleting | FALSE | 0.2 |  | 4.9 | 199000 | 95 | 15236 | 0.95 | 0.62 |  | 0 |  | Federally-Regulated Consumer Product |  | 2012-09-14
A O Smith Water Products | American | GT 540NIH 100 | Natural Gas | FALSE |  | Non-Ozone-Depleting | FALSE | 0.2 |  | 4.9 | 199000 | 95 | 15350 | 0.95 | 0.62 |  | 0 |  | Federally-Regulated Consumer Product |  | 2012-09-14
Noritz America Corp. | Noritz America Corp. | N-0631S | Natural Gas | FALSE |  | Non-Ozone-Depleting | FALSE | 0.2 |  | 4 | 180000 | 82.7 | 18334 | 0.83 | 0.62 |  |  |  | Federally-Regulated Consumer Product |  | 2007-04-27
Paloma Industries | Richmond | RMTG-53PVN | Natural Gas | TRUE |  | Non-Ozone-Depleting | FALSE | 0.2 |  | 3 | 145000 | 82 | 18270 | 0.82 | 0.62 |  |  |  | Federally-Regulated Consumer Product |  | 2006-07-10
Paloma Industries | Raypak | NH-188XN | Natural Gas | FALSE |  | Non-Ozone-Depleting | FALSE | 0.2 |  | 4 | 180000 | 83.9 | 18270 | 0.82 | 0.62 |  | 0 |  | Federally-Regulated Consumer Product |  | 2011-04-20
Paloma Industries | Rheem | RTG-53PVN | Natural Gas | TRUE |  | Non-Ozone-Depleting | FALSE | 0.2 |  | 3 | 145000 | 82 | 18270 | 0.82 | 0.62 |  |  |  | Federally-Regulated Consumer Product |  | 2006-07-10
Paloma Industries | Richmond | RMTG2-42PVN | Natural Gas | TRUE |  | Non-Ozone-Depleting | FALSE | 0.2 |  | 3 | 118000 | 83 | 18050 | 0.83 | 0.62 |  |  |  | Federally-Regulated Consumer Product |  | 2006-07-10
Noritz America Corp. | Noritz America Corp. | N-0751M | Natural Gas | FALSE |  | Non-Ozone-Depleting | FALSE | 0.2 |  | 4 | 199900 | 83 | 18309 | 0.83 | 0.62 |  |  |  | Federally-Regulated Consumer Product |  | 2007-04-27
Paloma Industries | Ruud | RUTG-95DVN | Natural Gas | FALSE |  | Non-Ozone-Depleting | FALSE | 0.2 |  | 4.4 | 199900 | 84.3 | 18270 | 0.82 | 0.62 |  | 0 |  | Federally-Regulated Consumer Product |  | 2009-11-04
Paloma Industries | EcoSense | ECO180DVLN3 | Natural Gas | FALSE |  | Non-Ozone-Depleting | FALSE | 0.2 |  | 3.9 | 180000 | 85.4 | 18270 | 0.82 | 0.62 |  | 0 |  | Federally-Regulated Consumer Product |  | 2011-12-19
Paloma Industries | EcoSense | ECOH200XN | Natural Gas | FALSE |  | Non-Ozone-Depleting | FALSE | 0.2 |  | 4.9 | 199900 | 93 | 15938 | 0.94 | 0.62 |  | 0 |  | Federally-Regulated Consumer Product |  | 2010-09-22
Paloma Industries | Ruud | RUTG-84XN | Natural Gas | FALSE |  | Non-Ozone-Depleting | FALSE | 0.2 |  | 4 | 180000 | 83.9 | 18270 | 0.82 | 0.62 |  | 0 |  | Federally-Regulated Consumer Product |  | 2010-02-26
Paloma Industries | Rheem | RTG-74DVN | Natural Gas | TRUE |  | Non-Ozone-Depleting | FALSE | 0.2 |  | 4 | 199900 | 83 | 18270 | 0.82 | 0.62 |  |  |  | Federally-Regulated Consumer Product |  | 2006-05-04
Paloma Industries | Ruud | RUTG-84DVN | Natural Gas | FALSE |  | Non-Ozone-Depleting | FALSE | 0.2 |  | 3.9 | 180000 | 84.2 | 18270 | 0.82 | 0.62 |  | 0 |  | Federally-Regulated Consumer Product |  | 2010-02-26
Paloma Industries | Paloma | PH-20R DVSN | Natural Gas | TRUE |  | Non-Ozone-Depleting | FALSE | 0.2 |  | 3 | 141000 | 82 | 18270 | 0.82 | 0.62 |  |  |  | Federally-Regulated Consumer Product |  | 2006-07-10
Noritz America Corp. | Noritz America Corp. | NR98-OD | Natural Gas | FALSE |  | Non-Ozone-Depleting | TRUE | 0.2 |  | 4.3 | 199900 | 82.2 |  | 0.82 | 0.62 |  | 0 |  | Federally-Regulated Consumer Product |  | 2009-11-12
Noritz America Corp. | Noritz America Corp. | NR501-OD-NG | Natural Gas | FALSE |  | Non-Ozone-Depleting | TRUE | 0.2 |  | 2.7 | 120000 | 86.9 | 17287 | 0.86 | 0.62 |  | 0 |  | Federally-Regulated Consumer Product |  | 2013-11-22
Paloma Industries | EcoSense | ECOH200DVN | Natural Gas | FALSE |  | Non-Ozone-Depleting | FALSE | 0.2 |  | 4.9 | 199900 | 93 | 15938 | 0.94 | 0.62 |  | 0 |  | Federally-Regulated Consumer Product |  | 2010-09-22
Paloma Industries | Paloma | PH-16FSN | Natural Gas | FALSE |  | No Match | FALSE | 0.2 |  | 0 | 118000 | 80 | 18496 | 0.81 | 0.62 |  | 0 |  | Federally-Regulated Consumer Product |  | 2002-07-12
A O Smith Water Products | State | GTS 140NEH 100 | Natural Gas | FALSE |  | Non-Ozone-Depleting | FALSE | 0.2 |  | 3 | 120000 | 93 | 16100 | 0.93 | 0.62 |  | 0 |  | Federally-Regulated Consumer Product |  | 2014-05-06
A O Smith Water Products | State | GTS 140NIH 100 | Natural Gas | FALSE |  | Non-Ozone-Depleting | FALSE | 0.2 |  | 3 | 120000 | 93 | 16100 | 0.93 | 0.62 |  | 0 |  | Federally-Regulated Consumer Product |  | 2014-05-06
Paloma Industries | Rheem | RTGL74XN | Natural Gas | FALSE |  | Non-Ozone-Depleting | FALSE | 0.2 |  | 4.3 | 199900 | 83 | 18270 | 0.82 | 0.62 |  | 0 |  | Federally-Regulated Consumer Product |  | 2008-06-05
Paloma Industries | Rheem / Ruud | GT-200DVN | Natural Gas | FALSE |  | Non-Ozone-Depleting | FALSE | 0.2 |  | 4.4 | 199900 | 84.3 | 18270 | 0.82 | 0.62 |  | 0 |  | Federally-Regulated Consumer Product |  | 2009-11-16
A O Smith Water Products | State | GTS 240NEH 101 | Natural Gas | FALSE |  | Non-Ozone-Depleting | FALSE | 0.2 |  | 4 | 160000 | 95 | 15308 | 0.95 | 0.62 |  | 0 |  | Federally-Regulated Consumer Product |  | 2012-09-14
A O Smith Water Products | State | GTS 240NIH 100 | Natural Gas | FALSE |  | Non-Ozone-Depleting | FALSE | 0.2 |  | 4 | 160000 | 95 | 15558 | 0.95 | 0.62 |  | 0 |  | Federally-Regulated Consumer Product |  | 2012-09-14
Noritz America Corp. | Noritz America Corp. | NR83-DVC | Natural Gas | FALSE |  | Non-Ozone-Depleting | TRUE | 0.2 |  | 3.9 | 180000 | 82.8 |  | 0.82 | 0.62 |  | 0 |  | Federally-Regulated Consumer Product |  | 2010-09-06
Paloma Industries | Ruud | RUTGH-90DVLN | Natural Gas | FALSE |  | Non-Ozone-Depleting | FALSE | 0.2 |  | 4.4 | 180000 | 94.3 | 16109 | 0.93 | 0.62 |  | 0 |  | Federally-Regulated Consumer Product |  | 2013-06-17
Paloma Industries | Richmond | RMTGH90DVLN | Natural Gas | FALSE |  | Non-Ozone-Depleting | FALSE | 0.2 |  | 4.4 | 180000 | 94.3 | 16109 | 0.93 | 0.62 |  | 0 |  | Federally-Regulated Consumer Product |  | 2013-06-17
Paloma Industries | Rheem | RTG-95XLN | Natural Gas | FALSE |  | Non-Ozone-Depleting | FALSE | 0.2 |  | 4.3 | 199900 | 83 | 18270 | 0.82 | 0.62 |  | 0 |  | Federally-Regulated Consumer Product |  | 2011-08-23
Paloma Industries | Paloma | PH-20R OFN | Natural Gas | TRUE |  | Non-Ozone-Depleting | FALSE | 0.2 |  | 3 | 141000 | 82 | 18270 | 0.82 | 0.62 |  |  |  | Federally-Regulated Consumer Product |  | 2006-07-10
Paloma Industries | Paloma | PH2-28R DVSN | Natural Gas | FALSE |  | Non-Ozone-Depleting | FALSE | 0.2 |  | 4.4 | 199900 | 84.3 | 18270 | 0.82 | 0.62 |  | 0 |  | Federally-Regulated Consumer Product |  | 2009-11-04
Paloma Industries | Richmond | RMTG95DVLN | Natural Gas | FALSE |  | Non-Ozone-Depleting | FALSE | 0.2 |  | 4.4 | 199900 | 84 | 18270 | 0.82 | 0.62 |  | 0 |  | Federally-Regulated Consumer Product |  | 2011-08-23
Paloma Industries | Richmond | RMTG95XN | Natural Gas | FALSE |  | Non-Ozone-Depleting | FALSE | 0.2 |  | 4.4 | 199900 | 84.8 | 18270 | 0.82 | 0.62 |  | 0 |  | Federally-Regulated Consumer Product |  | 2009-11-04
A O Smith Water Products | State | GTS 320NEH 100 | Natural Gas | FALSE |  | Non-Ozone-Depleting | FALSE | 0.2 |  | 4.3 | 180000 | 90 | 16241 | 0.91 | 0.62 |  | 0 |  | Federally-Regulated Consumer Product |  | 2011-09-14
Paloma Industries | EcoSense | ECOH180XLN | Natural Gas | FALSE |  | Non-Ozone-Depleting | FALSE | 0.2 |  | 4.4 | 180000 | 94.3 | 16109 | 0.93 | 0.62 |  | 0 |  | Federally-Regulated Consumer Product |  | 2013-06-17
A O Smith Water Products | State | GTS 320NIH 100 | Natural Gas | FALSE |  | Non-Ozone-Depleting | FALSE | 0.2 |  | 4.3 | 180000 | 90 | 16097 | 0.91 | 0.62 |  | 0 |  | Federally-Regulated Consumer Product |  | 2011-09-14
Paloma Industries | Ruud | RUTG-64DVLN | Natural Gas | FALSE |  | Non-Ozone-Depleting | FALSE | 0.2 |  | 3.3 | 150000 | 85.9 | 18270 | 0.82 | 0.62 |  | 0 |  | Federally-Regulated Consumer Product |  | 2011-12-19
Paloma Industries | Rheem | RTGL74DVN | Natural Gas | FALSE |  | Non-Ozone-Depleting | FALSE | 0.2 |  | 4.3 | 199900 | 83 | 18270 | 0.82 | 0.62 |  | 0 |  | Federally-Regulated Consumer Product |  | 2008-06-05
Paloma Industries | Ruud | RUTGH-90XLN | Natural Gas | FALSE |  | Non-Ozone-Depleting | FALSE | 0.2 |  | 4.4 | 180000 | 94.3 | 16109 | 0.93 | 0.62 |  | 0 |  | Federally-Regulated Consumer Product |  | 2013-06-17
A O Smith Water Products | State | GTS 340NEH 101 | Natural Gas | FALSE |  | Non-Ozone-Depleting | FALSE | 0.2 |  | 4.4 | 180000 | 95 | 15586 | 0.95 | 0.62 |  | 0 |  | Federally-Regulated Consumer Product |  | 2012-09-14
A O Smith Water Products | State | GTS 340NIH100 | Natural Gas | FALSE |  | Non-Ozone-Depleting | FALSE | 0.2 |  | 4.4 | 180000 | 95 | 15743 | 0.95 | 0.62 |  | 0 |  | Federally-Regulated Consumer Product |  | 2012-09-14
Paloma Industries | Sure Comfort | SCT150XN | Natural Gas | FALSE |  | Non-Ozone-Depleting | FALSE | 0.2 |  | 3.3 | 150000 | 84 | 18270 | 0.82 | 0.62 |  | 0 |  | Federally-Regulated Consumer Product |  | 2010-04-26
Paloma Industries | Paloma | PTG-53PVN | Natural Gas | TRUE |  | Non-Ozone-Depleting | FALSE | 0.2 |  | 3 | 145000 | 82 | 18270 | 0.82 | 0.62 |  |  |  | Federally-Regulated Consumer Product |  | 2006-07-10
Paloma Industries | Rheem | RTG-53DVN | Natural Gas | TRUE |  | Non-Ozone-Depleting | FALSE | 0.2 |  | 3 | 141000 | 82 | 18270 | 0.82 | 0.62 |  |  |  | Federally-Regulated Consumer Product |  | 2006-07-10
Paloma Industries | Waiwela | PH-28RIFSN | Natural Gas | FALSE |  | Non-Ozone-Depleting | FALSE | 0.2 |  | 4 | 199900 | 84 | 18270 | 0.82 | 0.62 |  |  |  | Federally-Regulated Consumer Product |  | 2007-06-25
Paloma Industries | Ruud | RUTG-84DVLN | Natural Gas | FALSE |  | Non-Ozone-Depleting | FALSE | 0.2 |  | 3.9 | 180000 | 85.4 | 18270 | 0.82 | 0.62 |  | 0 |  | Federally-Regulated Consumer Product |  | 2011-12-19
Noritz America Corp. | Noritz America Corp. | N-0531S | Natural Gas | FALSE |  | Non-Ozone-Depleting | FALSE | 0.2 |  | 3 | 140000 | 81.9 |  | 0.82 | 0.62 |  | 0 |  | Federally-Regulated Consumer Product |  | 2009-09-24
Paloma Industries | Rheem / Ruud | GT-199X-N | Natural Gas | FALSE |  | Non-Ozone-Depleting | FALSE | 0.2 |  | 4 | 199900 | 84 | 18270 | 0.82 | 0.62 |  |  |  | Federally-Regulated Consumer Product |  | 2005-06-16
Paloma Industries | Paloma | PTG-74PVN | Natural Gas | FALSE |  | Non-Ozone-Depleting | FALSE | 0.2 |  | 4 | 199900 | 84 | 18270 | 0.82 | 0.62 |  |  |  | Federally-Regulated Consumer Product |  | 2004-07-01
A O Smith Water Products | State | GTS 520NEH 100 | Natural Gas | FALSE |  | Non-Ozone-Depleting | FALSE | 0.2 |  | 4.7 | 199000 | 92 | 16571 | 0.91 | 0.62 |  | 0 |  | Federally-Regulated Consumer Product |  | 2011-03-04
A O Smith Water Products | State | GTS 520NIH 100 | Natural Gas | FALSE |  | Non-Ozone-Depleting | FALSE | 0.2 |  | 4.7 | 199000 | 92 | 16283 | 0.91 | 0.62 |  | 0 |  | Federally-Regulated Consumer Product |  | 2011-03-04
Paloma Industries | Richmond | RMTG84DVLN | Natural Gas | FALSE |  | Non-Ozone-Depleting | FALSE | 0.2 |  | 3.9 | 180000 | 85.4 | 18270 | 0.82 | 0.62 |  | 0 |  | Federally-Regulated Consumer Product |  | 2011-12-19
A O Smith Water Products | Takagi | T-D2-IN-N | Natural Gas | FALSE |  | Non-Ozone-Depleting | FALSE | 0.2 |  | 4.2 | 199000 | 82 | 18084 | 0.82 | 0.62 |  | 0 |  | Federally-Regulated Consumer Product |  | 2011-03-04
A O Smith Water Products | State | GTS 540NEH 101 | Natural Gas | FALSE |  | Non-Ozone-Depleting | FALSE | 0.2 |  | 4.9 | 199000 | 95 | 15236 | 0.95 | 0.62 |  | 0 |  | Federally-Regulated Consumer Product |  | 2012-09-14
A O Smith Water Products | State | GTS 540NIH 100 | Natural Gas | FALSE |  | Non-Ozone-Depleting | FALSE | 0.2 |  | 4.9 | 199000 | 95 | 15350 | 0.95 | 0.62 |  | 0 |  | Federally-Regulated Consumer Product |  | 2012-09-14
Noritz America Corp. | Noritz America Corp. | NR662-OD-NG | Natural Gas | FALSE |  | Non-Ozone-Depleting | TRUE | 0.2 |  | 3.2 | 140000 | 86.6 | 17516 | 0.85 | 0.62 |  | 0 |  | Federally-Regulated Consumer Product |  | 2013-11-22
A O Smith Water Products | Takagi | T-D2-OS-N | Natural Gas | FALSE |  | Non-Ozone-Depleting | FALSE | 0.2 |  | 4.3 | 199000 | 82 | 18418 | 0.82 | 0.62 |  | 0 |  | Federally-Regulated Consumer Product |  | 2011-03-04
Paloma Industries | Paloma | PHH-32ROFN | Natural Gas | FALSE |  | Non-Ozone-Depleting | FALSE | 0.2 |  | 4.9 | 199900 | 93 | 15938 | 0.94 | 0.62 |  | 0 |  | Federally-Regulated Consumer Product |  | 2010-09-22
Paloma Industries | Raypak | 209XN | Natural Gas | FALSE |  | Non-Ozone-Depleting | FALSE | 0.2 |  | 4.9 | 199900 | 93 | 15938 | 0.94 | 0.62 |  | 0 |  | Federally-Regulated Consumer Product |  | 2010-09-22
A O Smith Water Products | Takagi | T-D2U-IN-N | Natural Gas | FALSE |  | Non-Ozone-Depleting | FALSE | 0.2 |  | 4.2 | 199000 | 83 | 17722 | 0.82 | 0.62 |  | 0 |  | Federally-Regulated Consumer Product |  | 2012-09-14
Paloma Industries | Rheem | RTG-95DVN | Natural Gas | FALSE |  | Non-Ozone-Depleting | FALSE | 0.2 |  | 4.4 | 199900 | 84.3 | 18270 | 0.82 | 0.62 |  | 0 |  | Federally-Regulated Consumer Product |  | 2009-11-04
A O Smith Water Products | Takagi | T-D2U-OS-N | Natural Gas | FALSE |  | Non-Ozone-Depleting | FALSE | 0.2 |  | 4.2 | 199000 | 83 | 17589 | 0.82 | 0.62 |  | 0 |  | Federally-Regulated Consumer Product |  | 2012-09-14
Paloma Industries | Richmond | RMTG84DVN | Natural Gas | FALSE |  | Non-Ozone-Depleting | FALSE | 0.2 |  | 3.9 | 180000 | 84.2 | 18270 | 0.82 | 0.62 |  | 0 |  | Federally-Regulated Consumer Product |  | 2010-02-26
Paloma Industries | EcoSense | ECO200DVLN3 | Natural Gas | FALSE |  | Non-Ozone-Depleting | FALSE | 0.2 |  | 4.4 | 199900 | 84 | 18270 | 0.82 | 0.62 |  | 0 |  | Federally-Regulated Consumer Product |  | 2011-08-23
A O Smith Water Products | U.S. Craftmaster | GTU 140NEH100 | Natural Gas | FALSE |  | Non-Ozone-Depleting | FALSE | 0.2 |  | 3 | 120000 | 93 | 16100 | 0.93 | 0.62 |  | 0 |  | Federally-Regulated Consumer Product |  | 2014-05-06
A O Smith Water Products | U.S. Craftmaster | GTU 140NIH 100 | Natural Gas | FALSE |  | Non-Ozone-Depleting | FALSE | 0.2 |  | 3 | 120000 | 93 | 16100 | 0.93 | 0.62 |  | 0 |  | Federally-Regulated Consumer Product |  | 2014-05-06
Contractors Supply Club¦ LLC / DBA Greenworks Unlimited | EcoHot | WHO-201059-NG | Natural Gas | FALSE |  | Non-Ozone-Depleting | FALSE | 0.2 |  | 2.7 | 135000 | 82 | 18449 | 0.82 | 0.62 |  | 0 |  | Federally-Regulated Consumer Product |  | 2009-02-27
A O Smith Water Products | U.S. Craftmaster | GTU 240NEH 101 | Natural Gas | FALSE |  | Non-Ozone-Depleting | FALSE | 0.2 |  | 4 | 160000 | 95 | 15308 | 0.95 | 0.62 |  | 0 |  | Federally-Regulated Consumer Product |  | 2012-09-14
Paloma Industries | Waiwela | PH-16 FISN | Natural Gas | FALSE |  | Non-Ozone-Depleting | FALSE | 0.2 |  | 3 | 118000 | 83 | 18050 | 0.83 | 0.62 |  |  |  | Federally-Regulated Consumer Product |  | 2007-06-25
A O Smith Water Products | U.S. Craftmaster | GTU 240NIH 100 | Natural Gas | FALSE |  | Non-Ozone-Depleting | FALSE | 0.2 |  | 4 | 160000 | 95 | 15558 | 0.95 | 0.62 |  | 0 |  | Federally-Regulated Consumer Product |  | 2012-09-14
Paloma Industries | Waiwela | PH-28 R DVSN | Natural Gas | FALSE |  | Non-Ozone-Depleting | FALSE | 0.2 |  | 4 | 199900 | 84 | 18270 | 0.82 | 0.62 |  |  |  | Federally-Regulated Consumer Product |  | 2007-06-25
Takagi Industrial | Takagi | T-M199 | Natural Gas | FALSE |  | Non-Ozone-Depleting | FALSE | 0.2 |  | 4 | 199000 | 82.3 | 18466 | 0.82 | 0.62 |  | 0 |  | Federally-Regulated Consumer Product |  | 2007-03-26
Paloma Industries | Ruud | RUTGL74DVN | Natural Gas | FALSE |  | Non-Ozone-Depleting | FALSE | 0.2 |  | 4.3 | 199900 | 83 | 18270 | 0.82 | 0.62 |  | 0 |  | Federally-Regulated Consumer Product |  | 2008-06-05
Paloma Industries | Richmond | RMTG64XLN | Natural Gas | FALSE |  | Non-Ozone-Depleting | FALSE | 0.2 |  | 3.3 | 150000 | 85.4 | 18270 | 0.82 | 0.62 |  | 0 |  | Federally-Regulated Consumer Product |  | 2011-12-19
A O Smith Water Products | U.S. Craftmaster | GTU 340NEH 101 | Natural Gas | FALSE |  | Non-Ozone-Depleting | FALSE | 0.2 |  | 4.4 | 180000 | 95 | 15586 | 0.95 | 0.62 |  | 0 |  | Federally-Regulated Consumer Product |  | 2012-09-14
A O Smith Water Products | U.S. Craftmaster | GTU 340NIH 100 | Natural Gas | FALSE |  | Non-Ozone-Depleting | FALSE | 0.2 |  | 4.4 | 180000 | 95 | 15743 | 0.95 | 0.62 |  | 0 |  | Federally-Regulated Consumer Product |  | 2012-09-14
Paloma Industries | Richmond | RMTG-53DVN | Natural Gas | TRUE |  | Non-Ozone-Depleting | FALSE | 0.2 |  | 3 | 141000 | 82 | 18270 | 0.82 | 0.62 |  |  |  | Federally-Regulated Consumer Product |  | 2006-07-10
Paloma Industries | Ruud | RUTG-64XLN | Natural Gas | FALSE |  | Non-Ozone-Depleting | FALSE | 0.2 |  | 3.3 | 150000 | 85.4 | 18270 | 0.82 | 0.62 |  | 0 |  | Federally-Regulated Consumer Product |  | 2011-12-19
A O Smith Water Products | Takagi | T-K4-IN-N | Natural Gas | FALSE |  | Non-Ozone-Depleting | FALSE | 0.2 |  | 4 | 190000 | 82 | 18429 | 0.82 | 0.62 |  | 0 |  | Federally-Regulated Consumer Product |  | 2011-03-04
A O Smith Water Products | Takagi | T-K4-OS-N | Natural Gas | FALSE |  | Non-Ozone-Depleting | FALSE | 0.2 |  | 4 | 190000 | 82 | 18425 | 0.82 | 0.62 |  | 0 |  | Federally-Regulated Consumer Product |  | 2011-03-04
A O Smith Water Products | U.S. Craftmaster | GTU 520NEH 100 | Natural Gas | FALSE |  | Non-Ozone-Depleting | FALSE | 0.2 |  | 4.7 | 199000 | 92 | 16571 | 0.91 | 0.62 |  | 0 |  | Federally-Regulated Consumer Product |  | 2011-09-14
A O Smith Water Products | Takagi | T-K4U-IN-N | Natural Gas | FALSE |  | Non-Ozone-Depleting | FALSE | 0.2 |  | 4.1 | 190000 | 84 | 17667 | 0.82 | 0.62 |  | 0 |  | Federally-Regulated Consumer Product |  | 2012-09-14
A O Smith Water Products | U.S. Craftmaster | GTU 520NIH 100 | Natural Gas | FALSE |  | Non-Ozone-Depleting | FALSE | 0.2 |  | 4.7 | 199000 | 92 | 16283 | 0.91 | 0.62 |  | 0 |  | Federally-Regulated Consumer Product |  | 2011-09-14
A O Smith Water Products | Takagi | T-K4U-OS-N | Natural Gas | FALSE |  | Non-Ozone-Depleting | FALSE | 0.2 |  | 4.1 | 190000 | 84 | 17588 | 0.82 | 0.62 |  | 0 |  | Federally-Regulated Consumer Product |  | 2012-09-14
A O Smith Water Products | U.S. Craftmaster | GTU 540NEH 101 | Natural Gas | FALSE |  | Non-Ozone-Depleting | FALSE | 0.2 |  | 4.9 | 199000 | 95 | 15236 | 0.95 | 0.62 |  | 0 |  | Federally-Regulated Consumer Product |  | 2012-09-14
A O Smith Water Products | U.S. Craftmaster | GTU 540NIH 100 | Natural Gas | FALSE |  | Non-Ozone-Depleting | FALSE | 0.2 |  | 4.9 | 199000 | 95 | 15350 | 0.95 | 0.62 |  | 0 |  | Federally-Regulated Consumer Product |  | 2012-09-14
Paloma Industries | Waiwela | PHH-32RDVN | Natural Gas | FALSE |  | Non-Ozone-Depleting | FALSE | 0.2 |  | 4.9 | 199900 | 93 | 15938 | 0.94 | 0.62 |  | 0 |  | Federally-Regulated Consumer Product |  | 2010-09-22
A O Smith Water Products | Takagi | T-KJr2-IN-N | Natural Gas | FALSE |  | Non-Ozone-Depleting | FALSE | 0.2 |  | 2.9 | 140000 | 82 | 18362 | 0.82 | 0.62 |  | 0 |  | Federally-Regulated Consumer Product |  | 2011-03-04
Paloma Industries | Paloma | PTG-42PVN | Natural Gas | FALSE |  | Non-Ozone-Depleting | FALSE | 0.2 |  | 2 | 118000 | 80 | 18496 | 0.81 | 0.62 |  |  |  | Federally-Regulated Consumer Product |  | 2004-07-01
A O Smith Water Products | Takagi | T-KJr2-OS-N | Natural Gas | FALSE |  | Non-Ozone-Depleting | FALSE | 0.2 |  | 3 | 140000 | 82 | 18303 | 0.82 | 0.62 |  | 0 |  | Federally-Regulated Consumer Product |  | 2011-03-04
Noritz America Corp. | Noritz America Corp. | N-069M | Natural Gas | FALSE |  | Non-Ozone-Depleting | FALSE | 0.2 |  | 4 | 194000 | 80.2 | 19330 | 0.81 | 0.62 |  | 0 |  | Federally-Regulated Consumer Product |  | 2004-07-15
Paloma Industries | Sure Comfort | SCTH200DVLN | Natural Gas | FALSE |  | Non-Ozone-Depleting | FALSE | 0.2 |  | 4.8 | 199900 | 94.8 | 15938 | 0.94 | 0.62 |  | 0 |  | Federally-Regulated Consumer Product |  | 2012-05-10
Monitor Products¦ Inc. | Monitor Products¦ Inc. | MWH180EX | Natural Gas | FALSE |  | Non-Ozone-Depleting | FALSE | 0.2 |  | 4 | 180000 | 80.6 | 18757 | 0.81 | 0.62 |  | 0 |  | Federally-Regulated Consumer Product |  | 2008-01-16
Quietside Boilers | Quietside | QVW8-175W1-NG | Natural Gas | FALSE |  | No Match | FALSE | 0.2 |  | 5 | 175000 | 85 | 22700 | 0.86 |  |  |  |  | Federally-Regulated Consumer Product |  | 2002-06-12
A O Smith Water Products | Takagi | T-KJr2U-IN-N | Natural Gas | FALSE |  | Non-Ozone-Depleting | FALSE | 0.2 |  | 3 | 140000 | 83 | 17591 | 0.82 | 0.62 |  | 0 |  | Federally-Regulated Consumer Product |  | 2012-09-14
Noritz America Corp. | Noritz America Corp. | NRC661-DV | Natural Gas | FALSE |  | Non-Ozone-Depleting | TRUE | 0.2 |  | 3 | 120000 | 92.9 | 16399 | 0.91 | 0.62 |  | 0 |  | Federally-Regulated Consumer Product |  | 2013-02-25
Paloma Industries | EcoSense | ECOH200DVLN | Natural Gas | FALSE |  | Non-Ozone-Depleting | FALSE | 0.2 |  | 4.8 | 199900 | 94.8 | 15938 | 0.94 | 0.62 |  | 0 |  | Federally-Regulated Consumer Product |  | 2012-05-10
Quietside Boilers | Quietside | QVW8-100W1-NG | Natural Gas | FALSE |  | No Match | FALSE | 0.2 |  | 3 | 100000 | 85 | 13100 | 0.86 |  |  |  |  | Federally-Regulated Consumer Product |  | 2002-06-12
Paloma Industries | Waiwela | PHH-25ROFN | Natural Gas | FALSE |  | Non-Ozone-Depleting | FALSE | 0.2 |  | 3.9 | 157000 | 93 | 16109 | 0.93 | 0.62 |  | 0 |  | Federally-Regulated Consumer Product |  | 2011-02-04
Paloma Industries | Richmond | RMTG95XLN | Natural Gas | FALSE |  | Non-Ozone-Depleting | FALSE | 0.2 |  | 4.3 | 199900 | 83 | 18270 | 0.82 | 0.62 |  | 0 |  | Federally-Regulated Consumer Product |  | 2011-08-23
A O Smith Water Products | Takagi | T-KJr2U-OS-N | Natural Gas | FALSE |  | Non-Ozone-Depleting | FALSE | 0.2 |  | 3 | 140000 | 83 | 17454 | 0.82 | 0.62 |  | 0 |  | Federally-Regulated Consumer Product |  | 2012-09-14
A O Smith Water Products | Reliance | TS 110GE 100 | Natural Gas | FALSE |  | Non-Ozone-Depleting | FALSE | 0.2 |  | 3 | 140000 | 82 | 18303 | 0.82 | 0.62 |  | 0 |  | Federally-Regulated Consumer Product |  | 2011-09-14
A O Smith Water Products | Reliance | TS 110GI 100 | Natural Gas | FALSE |  | Non-Ozone-Depleting | FALSE | 0.2 |  | 2.9 | 140000 | 82 | 18362 | 0.82 | 0.62 |  | 0 |  | Federally-Regulated Consumer Product |  | 2011-09-14
Paloma Industries | Sure Comfort | SCT180XLN | Natural Gas | FALSE |  | Non-Ozone-Depleting | FALSE | 0.2 |  | 3.9 | 180000 | 84.3 | 18270 | 0.82 | 0.62 |  | 0 |  | Federally-Regulated Consumer Product |  | 2011-12-19
A O Smith Water Products | Reliance | TS 110UE 100 | Natural Gas | FALSE |  | Non-Ozone-Depleting | FALSE | 0.2 |  | 3 | 140000 | 83 | 17454 | 0.82 | 0.62 |  | 0 |  | Federally-Regulated Consumer Product |  | 2012-09-14
A O Smith Water Products | Reliance | TS 110UI 100 | Natural Gas | FALSE |  | Non-Ozone-Depleting | FALSE | 0.2 |  | 3 | 140000 | 83 | 17591 | 0.82 | 0.62 |  | 0 |  | Federally-Regulated Consumer Product |  | 2012-09-14
Paloma Industries | Waiwela | PH-28 C DVSN | Natural Gas | FALSE |  | Non-Ozone-Depleting | FALSE | 0.2 |  | 4 | 199900 | 84 | 18270 | 0.82 | 0.62 |  |  |  | Federally-Regulated Consumer Product |  | 2007-06-25
Paloma Industries | Raypak | NH-209DVLN | Natural Gas | FALSE |  | Non-Ozone-Depleting | FALSE | 0.2 |  | 4.8 | 199900 | 94.8 | 15938 | 0.94 | 0.62 |  | 0 |  | Federally-Regulated Consumer Product |  | 2012-05-10
Paloma Industries | Rheem / Ruud | GT-100PV-N | Natural Gas | FALSE |  | Non-Ozone-Depleting | FALSE | 0.2 |  | 4 | 199900 | 84 | 18270 | 0.82 | 0.62 |  |  |  | Federally-Regulated Consumer Product |  | 2005-06-16
Paloma Industries | Richmond | RMTG-53XN | Natural Gas | TRUE |  | Non-Ozone-Depleting | FALSE | 0.2 |  | 3 | 141000 | 82 | 18270 | 0.82 | 0.62 |  |  |  | Federally-Regulated Consumer Product |  | 2006-07-10
Paloma Industries | Paloma | PH2-20RDVSLN | Natural Gas | FALSE |  | Non-Ozone-Depleting | FALSE | 0.2 |  | 3.3 | 150000 | 85.9 | 18270 | 0.82 | 0.62 |  | 0 |  | Federally-Regulated Consumer Product |  | 2011-12-19
Paloma Industries | EcoSense | ECOH200XLN | Natural Gas | FALSE |  | Non-Ozone-Depleting | FALSE | 0.2 |  | 4.8 | 199900 | 94.1 | 15938 | 0.94 | 0.62 |  | 0 |  | Federally-Regulated Consumer Product |  | 2012-05-10
A O Smith Water Products | Reliance | TS 310GE 100 | Natural Gas | FALSE |  | Non-Ozone-Depleting | FALSE | 0.2 |  | 4 | 190000 | 82 | 18425 | 0.82 | 0.62 |  | 0 |  | Federally-Regulated Consumer Product |  | 2011-09-14
A O Smith Water Products | Reliance | TS 310GI 100 | Natural Gas | FALSE |  | Non-Ozone-Depleting | FALSE | 0.2 |  | 4 | 190000 | 82 | 18429 | 0.82 | 0.62 |  | 0 |  | Federally-Regulated Consumer Product |  | 2011-09-14
A O Smith Water Products | Reliance | TS 310UE 100 | Natural Gas | FALSE |  | Non-Ozone-Depleting | FALSE | 0.2 |  | 4.1 | 190000 | 84 | 17588 | 0.82 | 0.62 |  | 0 |  | Federally-Regulated Consumer Product |  | 2012-09-14
A O Smith Water Products | Reliance | TS 310UI 100 | Natural Gas | FALSE |  | Non-Ozone-Depleting | FALSE | 0.2 |  | 4.1 | 190000 | 84 | 17667 | 0.82 | 0.62 |  | 0 |  | Federally-Regulated Consumer Product |  | 2012-09-14
Paloma Industries | Rheem | RTGH-84XN | Natural Gas | FALSE |  | Non-Ozone-Depleting | FALSE | 0.2 |  | 3.9 | 157000 | 93 | 16109 | 0.93 | 0.62 |  | 0 |  | Federally-Regulated Consumer Product |  | 2011-02-04
Paloma Industries | EcoSense | PTG-74DVN | Natural Gas | FALSE |  | Non-Ozone-Depleting | FALSE | 0.2 |  | 4.3 | 199900 | 83 | 18270 | 0.82 | 0.62 |  | 0 |  | Federally-Regulated Consumer Product |  | 2008-07-31
Paloma Industries | EcoSense | ECOH180DVLN | Natural Gas | FALSE |  | Non-Ozone-Depleting | FALSE | 0.2 |  | 4.4 | 180000 | 94.3 | 16109 | 0.93 | 0.62 |  | 0 |  | Federally-Regulated Consumer Product |  | 2013-06-17
Paloma Industries | Paloma | PHH-32RDVN | Natural Gas | FALSE |  | Non-Ozone-Depleting | FALSE | 0.2 |  | 4.9 | 199900 | 93 | 15938 | 0.94 | 0.62 |  | 0 |  | Federally-Regulated Consumer Product |  | 2010-09-22
Grand Hall Enterprises Co.¦ Ltd. | Grand Hall | GHW-U151N | Natural Gas | FALSE |  | No Match | FALSE | 0.2 |  |  | 178000 | 80.6 | 18606 | 0.81 | 0.62 |  |  |  | Federally-Regulated Consumer Product |  | 2003-06-05
Bosch Thermotechnology Corp. | Aquastar | GWH-1600P | Natural Gas | TRUE |  | Non-Ozone-Depleting | FALSE | 0.2 |  | 4.3 | 117000 | 78 |  | 0.69 | 0.62 |  | 0 |  | Federally-Regulated Consumer Product |  | 2009-11-19
Paloma Industries | Raypak | NH-209XN | Natural Gas | FALSE |  | Non-Ozone-Depleting | FALSE | 0.2 |  | 4.9 | 199900 | 93 | 15938 | 0.94 | 0.62 |  | 0 |  | Federally-Regulated Consumer Product |  | 2011-04-20
Bosch Thermotechnology Corp. | Pro Tankless | GWH-C800ES | Natural Gas | FALSE |  | Non-Ozone-Depleting | FALSE | 0.2 |  | 8 | 199000 | 92 |  | 0.89 | 0.62 |  | 0 |  | Federally-Regulated Consumer Product |  | 2009-11-19
Paloma Industries | Paloma | PH2-25ROFLN | Natural Gas | FALSE |  | Non-Ozone-Depleting | FALSE | 0.2 |  | 3.9 | 180000 | 84.3 | 18270 | 0.82 | 0.62 |  | 0 |  | Federally-Regulated Consumer Product |  | 2011-12-19
Paloma Industries | EcoSense | PTG-53DVN | Natural Gas | FALSE |  | Non-Ozone-Depleting | FALSE | 0.2 |  | 3 | 141000 | 82 | 18270 | 0.82 | 0.62 |  | 0 |  | Federally-Regulated Consumer Product |  | 2008-07-31
Paloma Industries | Raypak | NH-208DVN | Natural Gas | FALSE |  | Non-Ozone-Depleting | FALSE | 0.2 |  | 4.4 | 199900 | 84.3 | 18270 | 0.82 | 0.62 |  | 0 |  | Federally-Regulated Consumer Product |  | 2011-04-20
Paloma Industries | Waiwela | PH2-20R DVSN | Natural Gas | FALSE |  | Non-Ozone-Depleting | FALSE | 0.2 |  | 3.3 | 150000 | 84.7 | 18270 | 0.82 | 0.62 |  | 0 |  | Federally-Regulated Consumer Product |  | 2010-02-26
Paloma Industries | Rheem | RTG-64XN | Natural Gas | FALSE |  | Non-Ozone-Depleting | FALSE | 0.2 |  | 3.3 | 150000 | 84 | 18270 | 0.82 | 0.62 |  | 0 |  | Federally-Regulated Consumer Product |  | 2010-02-26
A O Smith Water Products | Reliance | TS 510GE 100 | Natural Gas | FALSE |  | Non-Ozone-Depleting | FALSE | 0.2 |  | 4.3 | 199000 | 82 | 18418 | 0.82 | 0.62 |  | 0 |  | Federally-Regulated Consumer Product |  | 2011-09-14
A O Smith Water Products | Reliance | TS 510GI 100 | Natural Gas | FALSE |  | Non-Ozone-Depleting | FALSE | 0.2 |  | 4.2 | 199000 | 82 | 18084 | 0.82 | 0.62 |  | 0 |  | Federally-Regulated Consumer Product |  | 2011-09-14
Quietside Boilers | Quietside | QVW8-120W1-NG | Natural Gas | FALSE |  | No Match | FALSE | 0.2 |  | 3 | 120000 | 85 | 15750 | 0.86 |  |  |  |  | Federally-Regulated Consumer Product |  | 2002-06-12
Paloma Industries | Ruud | RUTG-42PVN | Natural Gas | FALSE |  | Non-Ozone-Depleting | FALSE | 0.2 |  | 2 | 118000 | 80 | 18496 | 0.81 | 0.62 |  |  |  | Federally-Regulated Consumer Product |  | 2004-07-01
Paloma Industries | Paloma | PHH-29RDVLN | Natural Gas | FALSE |  | Non-Ozone-Depleting | FALSE | 0.2 |  | 4.4 | 180000 | 94.3 | 16109 | 0.93 | 0.62 |  | 0 |  | Federally-Regulated Consumer Product |  | 2013-06-17
Paloma Industries | Richmond | RMTGH95XN | Natural Gas | FALSE |  | Non-Ozone-Depleting | FALSE | 0.2 |  | 4.9 | 199900 | 93 | 15938 | 0.94 | 0.62 |  | 0 |  | Federally-Regulated Consumer Product |  | 2010-09-22
Noritz America Corp. | Noritz America Corp. | N-063S | Natural Gas | FALSE |  | Non-Ozone-Depleting | FALSE | 0.2 |  | 4 | 194000 | 80.2 | 19330 | 0.81 | 0.62 |  | 0 |  | Federally-Regulated Consumer Product |  | 2004-07-15
Paloma Industries | Sure Comfort | SCT200DVN | Natural Gas | FALSE |  | Non-Ozone-Depleting | FALSE | 0.2 |  | 4.4 | 199900 | 84.3 | 18270 | 0.82 | 0.62 |  | 0 |  | Federally-Regulated Consumer Product |  | 2010-04-26
A O Smith Water Products | Reliance | TS 510UE 100 | Natural Gas | FALSE |  | Non-Ozone-Depleting | FALSE | 0.2 |  | 4.2 | 199000 | 83 | 17589 | 0.82 | 0.62 |  | 0 |  | Federally-Regulated Consumer Product |  | 2012-09-14
Noritz America Corp. | Bosch | 660 EFO | Natural Gas | FALSE |  | Non-Ozone-Depleting | TRUE | 0.2 |  | 3 | 140000 | 82.4 |  | 0.83 | 0.62 |  | 0 |  | Federally-Regulated Consumer Product |  | 2010-06-30
Paloma Industries | Richmond | RMTGH90XLN | Natural Gas | FALSE |  | Non-Ozone-Depleting | FALSE | 0.2 |  | 4.4 | 180000 | 94.3 | 16109 | 0.93 | 0.62 |  | 0 |  | Federally-Regulated Consumer Product |  | 2013-06-17
Paloma Industries | Waiwela | PH-25R DVSN | Natural Gas | FALSE |  | Non-Ozone-Depleting | FALSE | 0.2 |  | 4 | 180000 | 80.6 | 17835 | 0.84 | 0.62 |  | 0 |  | Federally-Regulated Consumer Product |  | 2008-05-01
A O Smith Water Products | Reliance | TS 510UI 100 | Natural Gas | FALSE |  | Non-Ozone-Depleting | FALSE | 0.2 |  | 4.2 | 199000 | 83 | 17722 | 0.82 | 0.62 |  | 0 |  | Federally-Regulated Consumer Product |  | 2012-09-14
Paloma Industries | Rheem / Ruud | GT-199DV-N | Natural Gas | TRUE |  | Non-Ozone-Depleting | FALSE | 0.2 |  | 4 | 199900 | 83 | 18270 | 0.82 | 0.62 |  |  |  | Federally-Regulated Consumer Product |  | 2006-05-04
Takagi Industrial | Takagi | T-K1S | Natural Gas | FALSE |  | Non-Ozone-Depleting | FALSE | 0.2 |  | 4 | 190000 | 84.4 | 17681 | 0.85 | 0.62 |  | 0 |  | Federally-Regulated Consumer Product |  | 2005-01-27
Paloma Industries | Ruud | RUTG2-42PVN | Natural Gas | TRUE |  | Non-Ozone-Depleting | FALSE | 0.2 |  | 3 | 118000 | 83 | 18050 | 0.83 | 0.62 |  |  |  | Federally-Regulated Consumer Product |  | 2006-07-10
Paloma Industries | Paloma | PH-16 FISN | Natural Gas | TRUE |  | Non-Ozone-Depleting | FALSE | 0.2 |  | 3 | 118000 | 83 | 18050 | 0.83 | 0.62 |  |  |  | Federally-Regulated Consumer Product |  | 2006-07-10
Paloma Industries | Waiwela | PH2-28RDVSLN | Natural Gas | FALSE |  | Non-Ozone-Depleting | FALSE | 0.2 |  | 4.4 | 199900 | 84 | 18270 | 0.82 | 0.62 |  | 0 |  | Federally-Regulated Consumer Product |  | 2011-08-23
Noritz America Corp. | Noritz America Corp. | NR71-SV | Natural Gas | FALSE |  | Non-Ozone-Depleting | FALSE | 0.2 |  | 3.8 | 180000 | 82.7 |  | 0.83 | 0.62 |  | 0 |  | Federally-Regulated Consumer Product |  | 2009-11-12
Paloma Industries | Sure Comfort | SCTH200XN | Natural Gas | FALSE |  | Non-Ozone-Depleting | FALSE | 0.2 |  | 4.9 | 199900 | 93 | 15938 | 0.94 | 0.62 |  | 0 |  | Federally-Regulated Consumer Product |  | 2010-09-22
Paloma Industries | EcoSense | ECO200DVN3 | Natural Gas | FALSE |  | Non-Ozone-Depleting | FALSE | 0.2 |  | 4.4 | 199900 | 84.3 | 18270 | 0.82 | 0.62 |  | 0 |  | Federally-Regulated Consumer Product |  | 2009-11-04
Paloma Industries | Ruud | RUTG-95DVLN | Natural Gas | FALSE |  | Non-Ozone-Depleting | FALSE | 0.2 |  | 4.4 | 199900 | 84 | 18270 | 0.82 | 0.62 |  | 0 |  | Federally-Regulated Consumer Product |  | 2011-08-23
Paloma Industries | EcoSense | ECO-180DVN | Natural Gas | FALSE |  | Non-Ozone-Depleting | FALSE | 0.2 |  | 4 | 180000 | 80.6 | 17835 | 0.84 | 0.62 |  | 0 |  | Federally-Regulated Consumer Product |  | 2008-05-01
Takagi Industrial | Takagi | T-KJR. | Natural Gas | FALSE |  | Non-Ozone-Depleting | FALSE | 0.2 |  | 4 | 140000 | 81.6 | 18576 | 0.81 | 0.62 |  | 0 |  | Federally-Regulated Consumer Product |  | 2005-01-27
Paloma Industries | Paloma | PH-25R OFN | Natural Gas | FALSE |  | Non-Ozone-Depleting | FALSE | 0.2 |  | 3.9 | 180000 | 80.6 | 18270 | 0.82 | 0.62 |  | 0 |  | Federally-Regulated Consumer Product |  | 2008-09-23
Paloma Industries | EcoSense | ECO150XLN3 | Natural Gas | FALSE |  | Non-Ozone-Depleting | FALSE | 0.2 |  | 3.3 | 150000 | 85.4 | 18270 | 0.82 | 0.62 |  | 0 |  | Federally-Regulated Consumer Product |  | 2011-12-19
Paloma Industries | Raypak | NH-159DVN | Natural Gas | FALSE |  | Non-Ozone-Depleting | FALSE | 0.2 |  | 3.9 | 157000 | 94 | 15938 | 0.94 | 0.62 |  | 0 |  | Federally-Regulated Consumer Product |  | 2011-04-20
Paloma Industries | Sure Comfort | SCT180DVN | Natural Gas | FALSE |  | Non-Ozone-Depleting | FALSE | 0.2 |  | 3.9 | 180000 | 84.2 | 18270 | 0.82 | 0.62 |  | 0 |  | Federally-Regulated Consumer Product |  | 2010-04-26
Paloma Industries | EcoSense | ECO-180XN | Natural Gas | FALSE |  | Non-Ozone-Depleting | FALSE | 0.2 |  | 3.9 | 180000 | 80.6 | 18270 | 0.82 | 0.62 |  | 0 |  | Federally-Regulated Consumer Product |  | 2008-09-23
Paloma Industries | Ruud | RUTGH-95XLN | Natural Gas | FALSE |  | Non-Ozone-Depleting | FALSE | 0.2 |  | 4.8 | 199900 | 94.1 | 15938 | 0.94 | 0.62 |  | 0 |  | Federally-Regulated Consumer Product |  | 2012-05-10
Paloma Industries | Waiwela | PH2-28R DVSN | Natural Gas | FALSE |  | Non-Ozone-Depleting | FALSE | 0.2 |  | 4.4 | 199900 | 84.3 | 18270 | 0.82 | 0.62 |  | 0 |  | Federally-Regulated Consumer Product |  | 2009-11-04
Paloma Industries | Waiwela | PH-20R OFN | Natural Gas | FALSE |  | Non-Ozone-Depleting | FALSE | 0.2 |  | 3 | 141000 | 82 | 18270 | 0.82 | 0.62 |  |  |  | Federally-Regulated Consumer Product |  | 2007-06-25
Paloma Industries | Ruud | RUTG-66DVN | Natural Gas | FALSE |  | Non-Ozone-Depleting | FALSE | 0.2 |  | 4 | 180000 | 80.6 | 17835 | 0.84 | 0.62 |  | 0 |  | Federally-Regulated Consumer Product |  | 2008-05-01
Paloma Industries | Waiwela | PHH-32RDVLN | Natural Gas | FALSE |  | Non-Ozone-Depleting | FALSE | 0.2 |  | 4.8 | 199900 | 94.8 | 15938 | 0.94 | 0.62 |  | 0 |  | Federally-Regulated Consumer Product |  | 2012-05-10
Takagi Industrial | Takagi | T-H2-OS | Natural Gas | FALSE |  | Non-Ozone-Depleting | FALSE | 0.2 |  | 4.7 | 199000 | 91.1 | 16571 | 0.91 | 0.62 |  | 0 |  | Federally-Regulated Consumer Product |  | 2009-12-16
Paloma Industries | Raypak | NH-209DVN | Natural Gas | FALSE |  | Non-Ozone-Depleting | FALSE | 0.2 |  | 4.9 | 199900 | 93 | 15938 | 0.94 | 0.62 |  | 0 |  | Federally-Regulated Consumer Product |  | 2011-04-20
Paloma Industries | Rheem | RTG-66XN | Natural Gas | FALSE |  | Non-Ozone-Depleting | FALSE | 0.2 |  | 3.9 | 180000 | 80.6 | 18270 | 0.82 | 0.62 |  | 0 |  | Federally-Regulated Consumer Product |  | 2008-09-23
Bosch Thermotechnology Corp. | Therm | 830 ES NG | Natural Gas | FALSE |  | Non-Ozone-Depleting | FALSE | 0.2 |  | 8.3 | 175000 | 82 |  | 0.82 | 0.62 |  | 0 |  | Federally-Regulated Consumer Product |  | 2010-09-22
Paloma Industries | Rheem | RTGH-95XN | Natural Gas | FALSE |  | Non-Ozone-Depleting | FALSE | 0.2 |  | 4.9 | 199900 | 93 | 15938 | 0.94 | 0.62 |  | 0 |  | Federally-Regulated Consumer Product |  | 2010-09-22
Paloma Industries | Paloma | PH-20R IFSN | Natural Gas | TRUE |  | Non-Ozone-Depleting | FALSE | 0.2 |  | 3 | 145000 | 82 | 18270 | 0.82 | 0.62 |  |  |  | Federally-Regulated Consumer Product |  | 2006-07-10
Paloma Industries | Raypak | NH-188XLN | Natural Gas | FALSE |  | Non-Ozone-Depleting | FALSE | 0.2 |  | 3.9 | 180000 | 85.9 | 18270 | 0.82 | 0.62 |  | 0 |  | Federally-Regulated Consumer Product |  | 2011-12-19
Paloma Industries | Rheem | RTG-84XLN | Natural Gas | FALSE |  | Non-Ozone-Depleting | FALSE | 0.2 |  | 3.9 | 180000 | 84.3 | 18270 | 0.82 | 0.62 |  | 0 |  | Federally-Regulated Consumer Product |  | 2011-12-19
Paloma Industries | Paloma | PH2-20R OFN | Natural Gas | FALSE |  | Non-Ozone-Depleting | FALSE | 0.2 |  | 3.3 | 150000 | 84 | 18270 | 0.82 | 0.62 |  | 0 |  | Federally-Regulated Consumer Product |  | 2010-02-26
Paloma Industries | EcoSense | ECO180XN3 | Natural Gas | FALSE |  | Non-Ozone-Depleting | FALSE | 0.2 |  | 4 | 180000 | 83.9 | 18270 | 0.82 | 0.62 |  | 0 |  | Federally-Regulated Consumer Product |  | 2010-02-26
Paloma Industries | Richmond | RMTG-66XN | Natural Gas | FALSE |  | Non-Ozone-Depleting | FALSE | 0.2 |  | 3.9 | 180000 | 80.6 | 18270 | 0.82 | 0.62 |  | 0 |  | Federally-Regulated Consumer Product |  | 2008-09-23
Bosch Thermotechnology Corp. | Aquastar | GWH-2700ES | Natural Gas | FALSE |  | Non-Ozone-Depleting | FALSE | 0.2 |  | 7.2 | 199000 | 82 |  | 0.82 | 0.62 |  | 0 |  | Federally-Regulated Consumer Product |  | 2009-11-19
Paloma Industries | Rheem | RTG-84DVLN | Natural Gas | FALSE |  | Non-Ozone-Depleting | FALSE | 0.2 |  | 3.9 | 180000 | 85.4 | 18270 | 0.82 | 0.62 |  | 0 |  | Federally-Regulated Consumer Product |  | 2011-12-19
Paloma Industries | Rheem | RTG-64XLN | Natural Gas | FALSE |  | Non-Ozone-Depleting | FALSE | 0.2 |  | 3.3 | 150000 | 85.4 | 18270 | 0.82 | 0.62 |  | 0 |  | Federally-Regulated Consumer Product |  | 2011-12-19
A O Smith Water Products | Takagi | T-H2-DV-N | Natural Gas | FALSE |  | Non-Ozone-Depleting | FALSE | 0.2 |  | 4.7 | 199000 | 92 | 16283 | 0.91 | 0.62 |  | 0 |  | Federally-Regulated Consumer Product |  | 2011-03-04
A O Smith Water Products | Takagi | T-H2-OS-N | Natural Gas | FALSE |  | Non-Ozone-Depleting | FALSE | 0.2 |  | 4.7 | 199000 | 92 | 16571 | 0.91 | 0.62 |  | 0 |  | Federally-Regulated Consumer Product |  | 2011-03-04
Paloma Industries | Waiwela | PH2-25RDVSLN | Natural Gas | FALSE |  | Non-Ozone-Depleting | FALSE | 0.2 |  | 3.9 | 180000 | 85.4 | 18270 | 0.82 | 0.62 |  | 0 |  | Federally-Regulated Consumer Product |  | 2011-12-19
A O Smith Water Products | Takagi | T-H2S-DV-N | Natural Gas | FALSE |  | Non-Ozone-Depleting | FALSE | 0.2 |  | 4.3 | 180000 | 90 | 16097 | 0.91 | 0.62 |  | 0 |  | Federally-Regulated Consumer Product |  | 2011-09-14
Paloma Industries | Waiwela | PH2-20R OFN | Natural Gas | FALSE |  | Non-Ozone-Depleting | FALSE | 0.2 |  | 3.3 | 150000 | 84 | 18270 | 0.82 | 0.62 |  | 0 |  | Federally-Regulated Consumer Product |  | 2010-02-26
A O Smith Water Products | Takagi | T-H2S-OS-N | Natural Gas | FALSE |  | Non-Ozone-Depleting | FALSE | 0.2 |  | 4.3 | 180000 | 90 | 16241 | 0.91 | 0.62 |  | 0 |  | Federally-Regulated Consumer Product |  | 2011-09-14
Paloma Industries | Sure Comfort | SCT200DVLN | Natural Gas | FALSE |  | Non-Ozone-Depleting | FALSE | 0.2 |  | 4.4 | 199900 | 84 | 18270 | 0.82 | 0.62 |  | 0 |  | Federally-Regulated Consumer Product |  | 2011-08-23
Contractors Supply Club¦ LLC / DBA Greenworks Unlimited | EcoHot | WH-321063-L-NG | Natural Gas | FALSE |  | Non-Ozone-Depleting | FALSE | 0.3 |  | 3.7 | 185000 | 82.1 | 18357 | 0.82 | 0.62 |  | 0 |  | Federally-Regulated Consumer Product |  | 2009-02-27
A O Smith Water Products | Takagi | T-H3-DV-N | Natural Gas | FALSE |  | Non-Ozone-Depleting | FALSE | 0.2 |  | 4.9 | 199000 | 95 | 15350 | 0.95 | 0.62 |  | 0 |  | Federally-Regulated Consumer Product |  | 2012-09-14
Noritz America Corp. | Noritz America Corp. | NC1991-DVC | Natural Gas | FALSE |  | Non-Ozone-Depleting | TRUE | 0.5 |  | 4.3 | 199900 | 84 | 18140 | 0.82 | 0.62 |  | 0 |  | Federally-Regulated Consumer Product |  | 2012-04-02
A O Smith Water Products | Takagi | T-H3J-DV-N | Natural Gas | FALSE |  | Non-Ozone-Depleting | FALSE | 0.2 |  | 4 | 160000 | 95 | 15558 | 0.95 | 0.62 |  | 0 |  | Federally-Regulated Consumer Product |  | 2012-09-14
Noritz America Corp. | Noritz America Corp. | NR981-SV | Natural Gas | FALSE |  | Non-Ozone-Depleting | FALSE | 0.5 |  | 4.3 | 199900 | 84 | 18140 | 0.82 | 0.62 |  | 0 |  | Federally-Regulated Consumer Product |  | 2012-04-02
Noritz America Corp. | A O Smith Water Products | XT190 | Natural Gas | FALSE |  | Non-Ozone-Depleting | FALSE | 0.5 |  | 4 | 190000 | 81.5 | 18551 | 0.82 | 0.62 |  | 0 |  | Federally-Regulated Consumer Product |  | 2009-01-28
Paloma Industries | Paloma | PHH-32RDVLN | Natural Gas | FALSE |  | Non-Ozone-Depleting | FALSE | 0.2 |  | 4.8 | 199900 | 94.8 | 15938 | 0.94 | 0.62 |  | 0 |  | Federally-Regulated Consumer Product |  | 2012-05-10
A O Smith Water Products | Takagi | T-H3J-OS-N | Natural Gas | FALSE |  | Non-Ozone-Depleting | FALSE | 0.2 |  | 4 | 160000 | 95 | 15308 | 0.95 | 0.62 |  | 0 |  | Federally-Regulated Consumer Product |  | 2012-09-14
Elite International Co.¦ Inc. | Elite | G19-02 | Natural Gas | FALSE |  | No Match | FALSE | 0.2 |  |  | 77000 | 77.8 | 19096 | 0.79 |  |  | 0 |  | Federally-Regulated Consumer Product |  | 2003-06-17
Noritz America Corp. | Noritz America Corp. | NR981-OD | Natural Gas | FALSE |  | Non-Ozone-Depleting | TRUE | 0.5 |  | 4.3 | 199900 | 84 | 18140 | 0.82 | 0.62 |  | 0 |  | Federally-Regulated Consumer Product |  | 2012-04-02
A O Smith Water Products | Takagi | T-H3M-DV-N | Natural Gas | FALSE |  | Non-Ozone-Depleting | FALSE | 0.2 |  | 3 | 120000 | 93 | 16100 | 0.93 | 0.62 |  | 0 |  | Federally-Regulated Consumer Product |  | 2014-05-06
Noritz America Corp. | State | GAX190 | Natural Gas | FALSE |  | Non-Ozone-Depleting | FALSE | 0.5 |  | 4 | 190000 | 81.5 | 18551 | 0.82 | 0.62 |  | 0 |  | Federally-Regulated Consumer Product |  | 2009-01-28
A O Smith Water Products | Takagi | T-H3M-OS-N | Natural Gas | FALSE |  | Non-Ozone-Depleting | FALSE | 0.2 |  | 3 | 120000 | 93 | 16100 | 0.93 | 0.62 |  | 0 |  | Federally-Regulated Consumer Product |  | 2014-05-06
A O Smith Water Products | Takagi | T-H3-OS-N | Natural Gas | FALSE |  | Non-Ozone-Depleting | FALSE | 0.2 |  | 4.9 | 199000 | 95 | 15236 | 0.95 | 0.62 |  | 0 |  | Federally-Regulated Consumer Product |  | 2012-09-14
Paloma Industries | Paloma | PHH-25RDVN | Natural Gas | FALSE |  | Non-Ozone-Depleting | FALSE | 0.2 |  | 3.9 | 157000 | 94 | 15938 | 0.94 | 0.62 |  | 0 |  | Federally-Regulated Consumer Product |  | 2011-02-04
Paloma Industries | Ruud | RUTGH-95DVN | Natural Gas | FALSE |  | Non-Ozone-Depleting | FALSE | 0.2 |  | 4.9 | 199900 | 93 | 15938 | 0.94 | 0.62 |  | 0 |  | Federally-Regulated Consumer Product |  | 2010-09-22
A O Smith Water Products | Takagi | T-H3S-DV-N | Natural Gas | FALSE |  | Non-Ozone-Depleting | FALSE | 0.2 |  | 4.4 | 180000 | 95 | 15743 | 0.95 | 0.62 |  | 0 |  | Federally-Regulated Consumer Product |  | 2012-09-14
Noritz America Corp. | Noritz America Corp. | N-0751M-DVC | Natural Gas | FALSE |  | Non-Ozone-Depleting | TRUE | 0.5 |  | 4.3 | 199900 | 82.6 |  | 0.82 | 0.62 |  | 0 |  | Federally-Regulated Consumer Product |  | 2009-09-24
A O Smith Water Products | Takagi | T-H3S-OS-N | Natural Gas | FALSE |  | Non-Ozone-Depleting | FALSE | 0.2 |  | 4.4 | 180000 | 95 | 15586 | 0.95 | 0.62 |  | 0 |  | Federally-Regulated Consumer Product |  | 2012-09-14
Noritz America Corp. | Noritz America Corp. | NR981-DVC | Natural Gas | FALSE |  | Non-Ozone-Depleting | TRUE | 0.5 |  | 4.3 | 199900 | 84 | 18140 | 0.82 | 0.62 |  | 0 |  | Federally-Regulated Consumer Product |  | 2012-04-02
Quietside Boilers | Quietside | QXM8-070F1-NG | Natural Gas | FALSE |  | No Match | FALSE | 0.2 |  | 2 | 70000 | 86 | 8600 | 0.87 |  |  |  |  | Federally-Regulated Consumer Product |  | 2002-06-12
Noritz America Corp. | Noritz America Corp. | NC1991-OD | Natural Gas | FALSE |  | Non-Ozone-Depleting | TRUE | 0.5 |  | 4.3 | 199900 | 84 | 18140 | 0.82 | 0.62 |  | 0 |  | Federally-Regulated Consumer Product |  | 2012-04-02
Rinnai America | Rinnai | (V94E) REU-VC2837W-US | Natural Gas | TRUE |  |  | TRUE | 1 |  | 4.8 | 199000 | 83 |  | 0.82 |  | TRUE | 0 | 0.81 | Federally-Regulated Consumer Product | 0.81 | 2017-12-26
Takagi Industrial | Takagi | T-K3-OS | Natural Gas | TRUE |  | Non-Ozone-Depleting | FALSE | 0.2 |  | 4 | 190000 | 81.3 | 18721 | 0.81 | 0.62 |  | 0 |  | Federally-Regulated Consumer Product |  | 2007-06-22
Rinnai America | Rinnai | (V94I) REU-VC2837FFU-US | Natural Gas | TRUE |  |  | TRUE | 1 |  | 4.9 | 199000 | 83 |  | 0.82 |  | TRUE | 0 | 0.81 | Federally-Regulated Consumer Product | 0.81 | 2017-12-26
Rinnai America | Rinnai | (V94XI) REU-VC2737FFU-US | Natural Gas | TRUE |  |  | TRUE | 1 |  | 4.7 | 192000 | 84 |  | 0.82 |  | TRUE | 0 | 0.82 | Federally-Regulated Consumer Product | 0.81 | 2017-12-26
A O Smith Water Products | A.O. SMITH | ATI-110C-N | Natural Gas | TRUE |  |  | FALSE | 1 |  | 3 | 140000 | 83 |  | 0.82 | 0.82 |  | 0 |  | Federally-Regulated Consumer Product |  | 2016-01-22
Bosch Thermotechnology Corp. | Therm | 940 ESO NG | Natural Gas | FALSE |  | Non-Ozone-Depleting | FALSE | 0.2 |  | 9.4 | 199000 | 82 |  | 0.83 | 0.62 |  | 0 |  | Federally-Regulated Consumer Product |  | 2010-09-22
A O Smith Water Products | A.O. SMITH | ATI-310C-N | Natural Gas | TRUE |  |  | FALSE | 1 |  | 4 | 190000 | 83 |  | 0.82 | 0.82 |  | 0 |  | Federally-Regulated Consumer Product |  | 2016-01-22
A O Smith Water Products | A.O. SMITH | ATI-510C-N | Natural Gas | TRUE |  |  | FALSE | 1 |  | 4 | 199000 | 83 |  | 0.82 | 0.82 |  | 0 |  | Federally-Regulated Consumer Product |  | 2016-01-22
Noritz America Corp. | NORITZ | NR83DVC (GQ-2457WS-FFA US) | Natural Gas | TRUE |  |  | FALSE | 1 |  | 4.5 | 180000 | 85 |  | 0.82 |  | TRUE | 0 | 0.81 | Federally-Regulated Consumer Product | 0.81 | 2018-01-24
Noritz America Corp. | NORITZ | NR98SV (GQ-2857WX-F US) | Natural Gas | TRUE |  |  | FALSE | 1 |  | 5.3 | 199900 | 85 |  | 0.82 |  | TRUE | 0 | 0.81 | Federally-Regulated Consumer Product | 0.81 | 2018-01-24
Noritz America Corp. | NORITZ | NR98DVC (GQ-2857WX-FFA US) | Natural Gas | TRUE |  |  | FALSE | 1 |  | 5.1 | 199900 | 85 |  | 0.82 |  | TRUE | 0 | 0.81 | Federally-Regulated Consumer Product | 0.81 | 2018-01-24
A O Smith Water Products | U.S. CRAFTSMASTER | GTU-110C-NI | Natural Gas | TRUE |  |  | FALSE | 1 |  | 3 | 140000 | 83 |  | 0.82 | 0.82 |  | 0 |  | Federally-Regulated Consumer Product |  | 2016-01-22
A O Smith Water Products | U.S. CRAFTSMASTER | GTU-310C-NI | Natural Gas | TRUE |  |  | FALSE | 1 |  | 4 | 190000 | 83 |  | 0.82 | 0.82 |  | 0 |  | Federally-Regulated Consumer Product |  | 2016-01-22
A O Smith Water Products | U.S. CRAFTSMASTER | GTU-510C-NI | Natural Gas | TRUE |  |  | FALSE | 1 |  | 4 | 199000 | 83 |  | 0.82 | 0.82 |  | 0 |  | Federally-Regulated Consumer Product |  | 2016-01-22
A O Smith Water Products | Lochinvar | LTI-110C | Natural Gas | TRUE |  |  | FALSE | 1 |  | 3 | 140000 | 83 |  | 0.82 | 0.82 |  | 0 |  | Federally-Regulated Consumer Product |  | 2016-12-22
A O Smith Water Products | Lochinvar | LTI-310C | Natural Gas | TRUE |  |  | FALSE | 1 |  | 4 | 190000 | 83 |  | 0.82 | 0.82 |  | 0 |  | Federally-Regulated Consumer Product |  | 2016-12-22
Paloma Industries | Rheem | RTGH-95DVN | Natural Gas | FALSE |  | Non-Ozone-Depleting | FALSE | 0.2 |  | 4.9 | 199900 | 93 | 15938 | 0.94 | 0.62 |  | 0 |  | Federally-Regulated Consumer Product |  | 2010-09-22
A O Smith Water Products | Reliance | TS 140GEH 100 | Natural Gas | FALSE |  | Non-Ozone-Depleting | FALSE | 0.2 |  | 3 | 120000 | 93 | 16100 | 0.93 | 0.62 |  | 0 |  | Federally-Regulated Consumer Product |  | 2014-05-06
A O Smith Water Products | Reliance | TS 140GIH 100 | Natural Gas | FALSE |  | Non-Ozone-Depleting | FALSE | 0.2 |  | 3 | 120000 | 93 | 16100 | 0.93 | 0.62 |  | 0 |  | Federally-Regulated Consumer Product |  | 2014-05-06
A O Smith Water Products | Lochinvar | LTI-510C | Natural Gas | TRUE |  |  | FALSE | 1 |  | 4 | 199000 | 83 |  | 0.82 | 0.82 |  | 0 |  | Federally-Regulated Consumer Product |  | 2016-12-22
A O Smith Water Products | Takagi | T-KJR2-IN-N | Natural Gas | TRUE |  |  | FALSE | 1 |  | 3.5 | 140000 | 82 |  | 0.82 |  | TRUE | 0 | 0.81 | Federally-Regulated Consumer Product | 0.81 | 2018-01-22
A O Smith Water Products | Reliance | TS 240GEH 101 | Natural Gas | FALSE |  | Non-Ozone-Depleting | FALSE | 0.2 |  | 4 | 160000 | 95 | 15308 | 0.95 | 0.62 |  | 0 |  | Federally-Regulated Consumer Product |  | 2012-09-14
A O Smith Water Products | Reliance | TS 240GIH 100 | Natural Gas | FALSE |  | Non-Ozone-Depleting | FALSE | 0.2 |  | 4 | 160000 | 95 | 15558 | 0.95 | 0.62 |  | 0 |  | Federally-Regulated Consumer Product |  | 2012-09-14
A O Smith Water Products | Takagi | T-KJR2-OS-N | Natural Gas | TRUE |  |  | FALSE | 1 |  | 3.5 | 140000 | 81 |  | 0.82 |  | TRUE | 0 | 0.81 | Federally-Regulated Consumer Product | 0.81 | 2018-01-22
Paloma Industries | Ruud | RUTGH-95XN | Natural Gas | FALSE |  | Non-Ozone-Depleting | FALSE | 0.2 |  | 4.9 | 199900 | 93 | 15938 | 0.94 | 0.62 |  | 0 |  | Federally-Regulated Consumer Product |  | 2010-09-22
Quietside Boilers | Quietside | QXM8-095F1-NG | Natural Gas | FALSE |  | No Match | FALSE | 0.2 |  | 3 | 93000 | 84 | 12500 | 0.85 |  |  |  |  | Federally-Regulated Consumer Product |  | 2002-06-12
A O Smith Water Products | Reliance | TS-110C-GI | Natural Gas | TRUE |  |  | FALSE | 1 |  | 3 | 140000 | 83 |  | 0.82 | 0.82 |  | 0 |  | Federally-Regulated Consumer Product |  | 2016-01-22
A O Smith Water Products | Reliance | TS-310C-GI | Natural Gas | TRUE |  |  | FALSE | 1 |  | 4 | 190000 | 83 |  | 0.82 | 0.82 |  | 0 |  | Federally-Regulated Consumer Product |  | 2016-01-22
Paloma Industries | Ruud | RUTGH-84DVN | Natural Gas | FALSE |  | Non-Ozone-Depleting | FALSE | 0.2 |  | 3.9 | 157000 | 94 | 15938 | 0.94 | 0.62 |  | 0 |  | Federally-Regulated Consumer Product |  | 2011-02-04
A O Smith Water Products | Reliance | TS-510C-NI | Natural Gas | TRUE |  |  | FALSE | 1 |  | 4 | 199000 | 83 |  | 0.82 | 0.82 |  | 0 |  | Federally-Regulated Consumer Product |  | 2016-01-22
Grand Hall Enterprises Co.¦ Ltd. | Grand Hall USA | GU125T | Natural Gas | TRUE | TRUE |  | FALSE | 20 | 120 |  | 75000 | 97 |  | 0.82 | 0.58 |  |  |  | Federally-Regulated Consumer Product |  | 2014-12-02
Paloma Industries | Raypak | NH-159XN | Natural Gas | FALSE |  | Non-Ozone-Depleting | FALSE | 0.2 |  | 3.9 | 157000 | 93 | 16109 | 0.93 | 0.62 |  | 0 |  | Federally-Regulated Consumer Product |  | 2011-04-20
A O Smith Water Products | Reliance | TS 320GEH 100 | Natural Gas | FALSE |  | Non-Ozone-Depleting | FALSE | 0.2 |  | 4.3 | 180000 | 90 | 16241 | 0.91 | 0.62 |  | 0 |  | Federally-Regulated Consumer Product |  | 2011-09-14
Noritz America Corp. | NORITZ | NRC98-DV-NG | Natural Gas | TRUE |  |  | TRUE | 0 |  | 4 | 180000 | 93 |  | 0.92 | 0.82 |  | 0 |  | Federally-Regulated Consumer Product |  | 2017-05-31
A O Smith Water Products | Reliance | TS 320GIH 100 | Natural Gas | FALSE |  | Non-Ozone-Depleting | FALSE | 0.2 |  | 4.3 | 180000 | 90 | 16097 | 0.91 | 0.62 |  | 0 |  | Federally-Regulated Consumer Product |  | 2011-09-14
A O Smith Water Products | Reliance | TS 340GEH 101 | Natural Gas | FALSE |  | Non-Ozone-Depleting | FALSE | 0.2 |  | 4.4 | 180000 | 95 | 15586 | 0.95 | 0.62 |  | 0 |  | Federally-Regulated Consumer Product |  | 2012-09-14
Noritz America Corp. | NORITZ | NRC1111-DV-NG | Natural Gas | TRUE |  |  | TRUE | 0 |  | 5 | 199900 | 95 |  | 0.92 | 0.82 |  | 0 |  | Federally-Regulated Consumer Product |  | 2017-05-31
Rheem Sales Company¦ Inc. | Rheem | RTGH-84XN | Natural Gas | TRUE |  |  | FALSE | 0 |  | 3 | 157000 | 93 |  | 0.92 | 0.82 |  | 0 |  | Federally-Regulated Consumer Product |  | 2017-05-31
A O Smith Water Products | Reliance | TS 340GIH100 | Natural Gas | FALSE |  | Non-Ozone-Depleting | FALSE | 0.2 |  | 4.4 | 180000 | 95 | 15743 | 0.95 | 0.62 |  | 0 |  | Federally-Regulated Consumer Product |  | 2012-09-14
Quietside | Quietside | ODW-199A | Natural Gas | TRUE |  |  | FALSE | 0 |  | 4 | 199000 | 95 |  | 0.92 | 0.82 |  | 0 |  | Federally-Regulated Consumer Product |  | 2017-06-01
Quietside | Quietside | ODW-180A | Natural Gas | TRUE |  |  | FALSE | 0 |  | 4 | 180000 | 95 |  | 0.92 | 0.82 |  | 0 |  | Federally-Regulated Consumer Product |  | 2017-06-01
Quietside | Quietside | ODW-180B | Natural Gas | TRUE |  |  | FALSE | 0 |  | 4 | 180000 | 95 |  | 0.92 | 0.82 |  | 0 |  | Federally-Regulated Consumer Product |  | 2017-06-01
Paloma Industries | Rheem | RTG-66DVN | Natural Gas | FALSE |  | Non-Ozone-Depleting | FALSE | 0.2 |  | 4 | 180000 | 80.6 | 17835 | 0.84 | 0.62 |  | 0 |  | Federally-Regulated Consumer Product |  | 2008-05-01
Quietside | Quietside | ODW-199B | Natural Gas | TRUE |  |  | FALSE | 0 |  | 5 | 199000 | 95 |  | 0.92 | 0.82 |  | 0 |  | Federally-Regulated Consumer Product |  | 2017-06-01
Rheem Sales Company¦ Inc. | Ruud | RUTGH-84XN | Natural Gas | TRUE |  |  | FALSE | 0 |  | 3 | 157000 | 93 |  | 0.92 | 0.82 |  | 0 |  | Federally-Regulated Consumer Product |  | 2017-06-01
Quietside Boilers | Quietside | ODW-099A | Natural Gas | FALSE |  | Non-Ozone-Depleting | FALSE | 0.2 |  | 2.4 | 99000 | 91.3 | 164000 | 0.91 | 0.62 |  | 0 |  | Federally-Regulated Consumer Product |  | 2008-07-29
Rheem Sales Company¦ Inc. | Sure Comfort | SCTH160XN | Natural Gas | TRUE |  |  | FALSE | 0 |  | 3 | 157000 | 93 |  | 0.92 | 0.82 |  | 0 |  | Federally-Regulated Consumer Product |  | 2017-06-01
Rheem Sales Company¦ Inc. | Sure Comfort | SCTH160DVLN | Natural Gas | TRUE |  |  | FALSE | 0 |  | 3 | 157000 | 92 |  | 0.92 | 0.82 |  | 0 |  | Federally-Regulated Consumer Product |  | 2017-06-01
Rheem Sales Company¦ Inc. | Sure Comfort | SCTH160XLN | Natural Gas | TRUE |  |  | FALSE | 0 |  | 3 | 157000 | 92 |  | 0.92 | 0.82 |  | 0 |  | Federally-Regulated Consumer Product |  | 2017-06-01
A O Smith Water Products | Reliance | TS 520GEH 100 | Natural Gas | FALSE |  | Non-Ozone-Depleting | FALSE | 0.2 |  | 4.7 | 199000 | 92 | 16571 | 0.91 | 0.62 |  | 0 |  | Federally-Regulated Consumer Product |  | 2011-09-14
A O Smith Water Products | Reliance | TS 520GIH 100 | Natural Gas | FALSE |  | Non-Ozone-Depleting | FALSE | 0.2 |  | 4.7 | 199000 | 92 | 16283 | 0.91 | 0.62 |  | 0 |  | Federally-Regulated Consumer Product |  | 2011-09-14
Paloma Industries | Richmond | RMTGH84XN | Natural Gas | FALSE |  | Non-Ozone-Depleting | FALSE | 0.2 |  | 3.9 | 157000 | 93 | 16109 | 0.93 | 0.62 |  | 0 |  | Federally-Regulated Consumer Product |  | 2011-02-04
A O Smith Water Products | Reliance | TS 540GEH 101 | Natural Gas | FALSE |  | Non-Ozone-Depleting | FALSE | 0.2 |  | 4.9 | 199000 | 95 | 15236 | 0.95 | 0.62 |  | 0 |  | Federally-Regulated Consumer Product |  | 2012-09-14
A O Smith Water Products | Reliance | TS 540GIH 100 | Natural Gas | FALSE |  | Non-Ozone-Depleting | FALSE | 0.2 |  | 4.9 | 199000 | 95 | 15350 | 0.95 | 0.62 |  | 0 |  | Federally-Regulated Consumer Product |  | 2012-09-14
Rheem Sales Company¦ Inc. | Raypak | NH-159XN | Natural Gas | TRUE |  |  | FALSE | 0 |  | 3 | 157000 | 93 |  | 0.92 | 0.82 |  | 0 |  | Federally-Regulated Consumer Product |  | 2017-06-01
Rheem Sales Company¦ Inc. | RHEEM ECOSENSE | ECOH160XN | Natural Gas | TRUE |  |  | FALSE | 0 |  | 3 | 157000 | 93 |  | 0.92 | 0.82 |  | 0 |  | Federally-Regulated Consumer Product |  | 2017-06-01
Paloma Industries | Sure Comfort | SCTH160XN | Natural Gas | FALSE |  | Non-Ozone-Depleting | FALSE | 0.2 |  | 3.9 | 157000 | 93 | 16109 | 0.93 | 0.62 |  | 0 |  | Federally-Regulated Consumer Product |  | 2011-02-04
Paloma Industries | Rheem | RTGH-95DVLN | Natural Gas | FALSE |  | Non-Ozone-Depleting | FALSE | 0.2 |  | 4.8 | 199900 | 94.8 | 15938 | 0.94 | 0.62 |  | 0 |  | Federally-Regulated Consumer Product |  | 2012-05-10
Vesta DS Inc | VESTA DS INC | VRP-199 | Natural Gas | FALSE |  |  | TRUE | 0 | 0 | 6 | 199000 | 95 |  | 0.92 |  | TRUE | 0 | 0.92 | Federally-Regulated Consumer Product | 0.81 | 2017-08-24
Vesta DS Inc | VESTA DS INC | VRS-199 | Natural Gas | FALSE |  |  | TRUE | 0 | 0 | 6 | 199000 | 95 |  | 0.92 |  | TRUE | 0 | 0.92 | Federally-Regulated Consumer Product | 0.81 | 2017-08-24
Rheem | Rheem | SCTH160DVLN | Natural Gas | FALSE |  |  | FALSE | 0 |  | 3.8 | 157000 | 92 |  | 0.92 | 0.62 |  | 0 |  | Federally-Regulated Consumer Product |  | 2012-07-06
Rheem | Rheem | NH-159XN | Natural Gas | TRUE |  |  | FALSE | 0 |  | 3.9 | 157000 | 93 |  | 0.92 | 0.62 |  | 0 |  | Federally-Regulated Consumer Product |  | 2011-10-27
Rheem Sales Co.¦ Inc. | Sure Comfort | SCTH160DVLN | Natural Gas | TRUE |  |  | FALSE | 0 |  | 3 | 157000 | 92 |  | 0.92 | 0.82 |  | 0 |  | Federally-Regulated Consumer Product |  | 2015-10-01
Rheem | Rheem | RTGH-84XLN | Natural Gas | FALSE |  |  | FALSE | 0 |  | 3.8 | 157000 | 92 |  | 0.92 | 0.62 |  | 0 |  | Federally-Regulated Consumer Product |  | 2012-11-16
Noritz America Corp. | Noritz America Corp. | NR98-SV | Natural Gas | FALSE |  | Non-Ozone-Depleting | FALSE | 0.2 |  | 4.3 | 199900 | 83 |  | 0.83 | 0.62 |  | 0 |  | Federally-Regulated Consumer Product |  | 2009-11-12
Rheem | Rheem | RTGH-84DVLN | Natural Gas | FALSE |  |  | FALSE | 0 |  | 3.8 | 157000 | 92 |  | 0.92 | 0.62 |  | 0 |  | Federally-Regulated Consumer Product |  | 2012-07-06
Bosch Thermotechnology Corp. | Aquastar | GWH-1600H | Natural Gas | FALSE |  | Non-Ozone-Depleting | FALSE | 0.2 |  | 4.3 | 117000 | 80 |  | 0.8 | 0.62 |  | 0 |  | Federally-Regulated Consumer Product |  | 2009-11-19
Rheem | Rheem | RMTGH84DVLN | Natural Gas | FALSE |  |  | FALSE | 0 |  | 3.8 | 157000 | 92 |  | 0.92 | 0.62 |  | 0 |  | Federally-Regulated Consumer Product |  | 2012-07-06
Paloma Industries | Paloma | PH-25R DVSN | Natural Gas | FALSE |  | Non-Ozone-Depleting | FALSE | 0.2 |  | 4 | 180000 | 80.6 | 17835 | 0.84 | 0.62 |  | 0 |  | Federally-Regulated Consumer Product |  | 2008-05-01
Rheem Sales Co.¦ Inc. | Ruud | RUTGH-84XN | Natural Gas | TRUE |  |  | FALSE | 0 |  | 3 | 157000 | 93 |  | 0.92 | 0.82 |  | 0 |  | Federally-Regulated Consumer Product |  | 2015-10-01
Noritz America Corp. | Electrolux Home Products | EN19WI30LS | Natural Gas | TRUE |  |  | TRUE | 0 |  | 5 | 199900 | 95 |  | 0.92 | 0.62 |  | 0 |  | Federally-Regulated Consumer Product |  | 2014-10-24
Rheem Sales Co.¦ Inc. | Sure Comfort | SCTH160XN | Natural Gas | TRUE |  |  | FALSE | 0 |  | 3 | 157000 | 93 |  | 0.92 | 0.82 |  | 0 |  | Federally-Regulated Consumer Product |  | 2015-10-01
Bosch Thermotechnology Corp. | Pro Tankless | GWH-450ESR | Natural Gas | FALSE |  | Non-Ozone-Depleting | FALSE | 0.2 |  | 4.5 | 120000 | 81 |  | 0.71 | 0.62 |  | 0 |  | Federally-Regulated Consumer Product |  | 2009-11-19
Rheem | Rheem | PHH-25RDVLN | Natural Gas | TRUE |  |  | FALSE | 0 |  | 3.8 | 157000 | 92 |  | 0.92 | 0.62 |  | 0 |  | Federally-Regulated Consumer Product |  | 2014-10-24
Paloma Industries | Waiwela | PHH-32ROFLN | Natural Gas | FALSE |  | Non-Ozone-Depleting | FALSE | 0.2 |  | 4.8 | 199900 | 94.1 | 15938 | 0.94 | 0.62 |  | 0 |  | Federally-Regulated Consumer Product |  | 2012-05-10
Rheem | Rheem | RMTGH84XLN | Natural Gas | FALSE |  |  | FALSE | 0 |  | 3.8 | 157000 | 92 |  | 0.92 | 0.62 |  | 0 |  | Federally-Regulated Consumer Product |  | 2012-11-16
Rheem | Rheem | RUTGH-84DVLN | Natural Gas | FALSE |  |  | FALSE | 0 |  | 3.8 | 157000 | 92 |  | 0.92 | 0.62 |  | 0 |  | Federally-Regulated Consumer Product |  | 2012-07-06
Rheem | Rheem | RUTGH-84XLN | Natural Gas | FALSE |  |  | FALSE | 0 |  | 3.8 | 157000 | 92 |  | 0.92 | 0.62 |  | 0 |  | Federally-Regulated Consumer Product |  | 2012-11-16
Rheem Sales Co.¦ Inc. | Rheem | RTGH-84XN | Natural Gas | TRUE |  |  | FALSE | 0 |  | 3 | 157000 | 93 |  | 0.92 | 0.82 |  | 0 |  | Federally-Regulated Consumer Product |  | 2015-10-01
Paloma Industries | Paloma | PHH-25ROFN | Natural Gas | FALSE |  | Non-Ozone-Depleting | FALSE | 0.2 |  | 3.9 | 157000 | 93 | 16109 | 0.93 | 0.62 |  | 0 |  | Federally-Regulated Consumer Product |  | 2011-02-04
Rheem | Rheem | ECOH160XLN | Natural Gas | FALSE |  |  | FALSE | 0 |  | 3.8 | 157000 | 92 |  | 0.92 | 0.62 |  | 0 |  | Federally-Regulated Consumer Product |  | 2012-11-16
Rheem | Rheem | RUTGH-84XN | Natural Gas | TRUE |  |  | FALSE | 0 |  | 3 | 157000 | 93 |  | 0.92 | 0.62 |  | 0 |  | Federally-Regulated Consumer Product |  | 2015-04-14
Paloma Industries | Ruud | RUTGH-95DVLN | Natural Gas | FALSE |  | Non-Ozone-Depleting | FALSE | 0.2 |  | 4.8 | 199900 | 94.8 | 15938 | 0.94 | 0.62 |  | 0 |  | Federally-Regulated Consumer Product |  | 2012-05-10
Rheem | Rheem | RTGH-84XN | Natural Gas | TRUE |  |  | FALSE | 0 |  | 3 | 157000 | 93 |  | 0.92 | 0.62 |  | 0 |  | Federally-Regulated Consumer Product |  | 2015-04-14
Rheem | Rheem | ECOH160DVLN | Natural Gas | FALSE |  |  | FALSE | 0 |  | 3.8 | 157000 | 92 |  | 0.92 | 0.62 |  | 0 |  | Federally-Regulated Consumer Product |  | 2012-07-06
Rheem | Rheem | NH-159DVLN | Natural Gas | FALSE |  |  | FALSE | 0 |  | 3.8 | 157000 | 92 |  | 0.92 | 0.62 |  | 0 |  | Federally-Regulated Consumer Product |  | 2012-07-06
Paloma Industries | Richmond | RMTGH95DVN | Natural Gas | FALSE |  | Non-Ozone-Depleting | FALSE | 0.2 |  | 4.9 | 199900 | 93 | 15938 | 0.94 | 0.62 |  | 0 |  | Federally-Regulated Consumer Product |  | 2010-09-22
Rheem | Rheem | ECOH160XN | Natural Gas | TRUE |  |  | FALSE | 0 |  | 3.9 | 157000 | 93 |  | 0.92 | 0.62 |  | 0 |  | Federally-Regulated Consumer Product |  | 2011-10-27
Rheem Sales Co.¦ Inc. | Sure Comfort | SCTH160XLN | Natural Gas | TRUE |  |  | FALSE | 0 |  | 3 | 157000 | 92 |  | 0.92 | 0.82 |  | 0 |  | Federally-Regulated Consumer Product |  | 2015-10-01
Contractors Supply Club¦ LLC / DBA Greenworks Unlimited | EcoHot | WHO-321064-L-NG | Natural Gas | FALSE |  | Non-Ozone-Depleting | FALSE | 0.3 |  | 3.7 | 185000 | 80.3 | 18854 | 0.8 | 0.62 |  | 0 |  | Federally-Regulated Consumer Product |  | 2009-02-27
Quietside Boilers | Quietside | QXM8-140F1-NG | Natural Gas | FALSE |  | No Match | FALSE | 0.3 |  | 4 | 140000 | 84 | 18300 | 0.85 |  |  |  |  | Federally-Regulated Consumer Product |  | 2002-06-12
Quietside Boilers | Quietside | QXM8-SS-170F1-NG | Natural Gas | FALSE |  | No Match | FALSE | 0.3 |  | 5 | 168000 | 83 | 20800 | 0.85 |  |  |  |  | Federally-Regulated Consumer Product |  | 2002-06-12
Heat Cell Technologies¦ Inc. / ECO Heating Systems | Hamilton Engineering - EVO Micro | HWDN00129ASME | Natural Gas | FALSE |  | Non-Ozone-Depleting | FALSE | 0.3 |  | 15 | 136000 | 98 |  | 0.98 | 0.62 |  | 0 |  | Federally-Regulated Consumer Product |  | 2007-02-07
Rheem | Rheem | SCTH160XLN | Natural Gas | FALSE |  |  | FALSE | 0 |  | 3.8 | 157000 | 92 |  | 0.92 | 0.62 |  | 0 |  | Federally-Regulated Consumer Product |  | 2012-11-16
Rheem | Rheem | PHH-25RDVLN | Natural Gas | FALSE |  |  | FALSE | 0 |  | 3.8 | 157000 | 92 |  | 0.92 | 0.62 |  | 0 |  | Federally-Regulated Consumer Product |  | 2012-07-06
Quietside Boilers | Quietside | ODW-199A | Natural Gas | FALSE |  | Non-Ozone-Depleting | FALSE | 0.4 |  | 4.7 | 199000 | 92.2 | 163000 | 0.91 | 0.62 |  | 0 |  | Federally-Regulated Consumer Product |  | 2008-07-29
Heat Cell Technologies¦ Inc. / ECO Heating Systems | Hamilton Engineering - EVO Duo | HWDN00199ASME | Natural Gas | FALSE |  | Non-Ozone-Depleting | FALSE | 0.4 |  | 17 | 199000 | 98 |  | 0.98 | 0.62 |  | 0 |  | Federally-Regulated Consumer Product |  | 2007-02-07
Quietside Boilers | Quietside | ODW-180A | Natural Gas | FALSE |  | Non-Ozone-Depleting | FALSE | 0.4 |  | 4.4 | 180000 | 93 | 166000 | 0.9 | 0.62 |  | 0 |  | Federally-Regulated Consumer Product |  | 2008-07-29
Paloma Industries | Paloma | PH-16MDN | Natural Gas | FALSE |  | No Match | FALSE | 0.4 |  | 2 | 121500 | 80 | 22699 | 0.66 | 0.62 |  | 600 |  | Federally-Regulated Consumer Product |  | 1992-10-26
Rheem | Rheem | NH-159XLN | Natural Gas | FALSE |  |  | FALSE | 0 |  | 3.8 | 157000 | 92 |  | 0.92 | 0.62 |  | 0 |  | Federally-Regulated Consumer Product |  | 2012-11-16
Myson¦ Inc. | Myson | CF-325-2 | Natural Gas | FALSE |  | No Match | FALSE | 0.5 |  | 2 | 100000 | 78.5 | 23408 | 0.64 | 0.62 |  | 308 |  | Federally-Regulated Consumer Product |  | 1993-01-07
Rheem | Rheem | SCTH160XN | Natural Gas | TRUE |  |  | FALSE | 0 |  | 3 | 157000 | 93 |  | 0.92 | 0.62 |  | 0 |  | Federally-Regulated Consumer Product |  | 2015-04-14
Noritz America Corp. | Noritz America Corp. | NRC1111-OD-NG | Natural Gas | TRUE |  |  | TRUE | 0 |  | 5 | 199900 | 95 |  | 0.92 | 0.62 |  | 0 |  | Federally-Regulated Consumer Product |  | 2014-09-02
Junkers | Bosch | W325 | Natural Gas | FALSE |  | No Match | FALSE | 0.5 |  | 2 | 100000 | 77 | 19975 | 0.75 | 0.62 |  | 420 |  | Federally-Regulated Consumer Product |  | 1993-01-15
Noritz America Corp. | Noritz America Corp. | NRC1111-DV-NG | Natural Gas | TRUE |  |  | TRUE | 0 |  | 5 | 199900 | 95 |  | 0.92 | 0.62 |  | 0 |  | Federally-Regulated Consumer Product |  | 2014-09-02
Paloma Industries | Rheem | RTGH-84DVLN | Natural Gas | FALSE |  | Non-Ozone-Depleting | FALSE | 0.2 |  | 3.8 | 157000 | 92.3 | 16284 | 0.92 | 0.62 |  | 0 |  | Federally-Regulated Consumer Product |  | 2012-05-10
Paloma Industries | EcoSense | ECOH160XLN | Natural Gas | FALSE |  | Non-Ozone-Depleting | FALSE | 0.2 |  | 3.8 | 157000 | 92.6 | 16284 | 0.92 | 0.62 |  | 0 |  | Federally-Regulated Consumer Product |  | 2012-05-10
Noritz America Corp. | A O Smith Water Products | XT199 | Natural Gas | FALSE |  | Non-Ozone-Depleting | FALSE | 0.5 |  | 4.1 | 190000 | 80.9 | 18705 | 0.81 | 0.62 |  | 0 |  | Federally-Regulated Consumer Product |  | 2009-01-28
Noritz America Corp. | State | GAX194 | Natural Gas | FALSE |  | Non-Ozone-Depleting | FALSE | 0.5 |  | 4 | 194000 | 80.2 | 19330 | 0.78 | 0.62 |  | 0 |  | Federally-Regulated Consumer Product |  | 2009-01-28
Bosch Thermotechnology Corp. | Therm | C 1050 ES NG | Natural Gas | FALSE |  | Non-Ozone-Depleting | FALSE | 0.2 |  | 4.7 | 199000 | 92 |  | 0.92 | 0.62 |  | 0 |  | Federally-Regulated Consumer Product |  | 2010-10-12
Noritz America Corp. | A O Smith Water Products | XT194 | Natural Gas | FALSE |  | Non-Ozone-Depleting | FALSE | 0.5 |  | 4 | 194000 | 80.2 | 19330 | 0.78 | 0.62 |  | 0 |  | Federally-Regulated Consumer Product |  | 2009-01-28
Heat Cell Technologies¦ Inc. / ECO Heating Systems | Propak TM - By Huron Valley Sales | HWDN00129 | Natural Gas | FALSE |  | Non-Ozone-Depleting | FALSE | 0.2 |  | 3 | 136600 | 92.7 | 16437 | 0.92 | 0.62 |  | 0 |  | Federally-Regulated Consumer Product |  | 2006-04-07
Myson¦ Inc. | Myson | CF-325 | Natural Gas | FALSE |  | No Match | FALSE | 0.5 |  | 2 | 100000 | 78.5 | 23408 | 0.64 | 0.62 |  | 308 |  | Federally-Regulated Consumer Product |  | 1993-01-07
Paloma Industries | Paloma | PH-24MDN | Natural Gas | FALSE |  | No Match | FALSE | 0.5 |  | 3 | 178500 | 80 | 19712 | 0.76 | 0.62 |  | 380 |  | Federally-Regulated Consumer Product |  | 1992-10-28
Noritz America Corp. | Noritz America Corp. | NCC199-SV | Natural Gas | FALSE |  | Non-Ozone-Depleting | FALSE | 0.5 |  | 4.9 | 199900 | 90.2 |  | 0.91 | 0.62 |  | 0 |  | Federally-Regulated Consumer Product |  | 2009-11-12
Paloma Industries | Sure Comfort | SCTH160XLN | Natural Gas | FALSE |  | Non-Ozone-Depleting | FALSE | 0.2 |  | 3.8 | 157000 | 92.6 | 16284 | 0.92 | 0.62 |  | 0 |  | Federally-Regulated Consumer Product |  | 2012-05-10
Paloma Industries | Paloma | PH-24BDN | Natural Gas | FALSE |  | No Match | FALSE | 0.5 |  | 3 | 178500 | 80 | 19712 | 0.76 |  |  | 380 |  | Federally-Regulated Consumer Product |  | 2001-12-24
Paloma Industries | Paloma | PHH-25ROFLN | Natural Gas | FALSE |  | Non-Ozone-Depleting | FALSE | 0.2 |  | 3.8 | 157000 | 92.6 | 16284 | 0.92 | 0.62 |  | 0 |  | Federally-Regulated Consumer Product |  | 2012-05-10
Noritz America Corp. | Noritz America Corp. | N-0842MC | Natural Gas | FALSE |  | Non-Ozone-Depleting | FALSE | 0.5 |  | 4.9 | 199900 | 90.2 |  | 0.91 | 0.62 |  | 0 |  | Federally-Regulated Consumer Product |  | 2009-09-24
Paloma Industries | Ruud | RUTGH-84XLN | Natural Gas | FALSE |  | Non-Ozone-Depleting | FALSE | 0.2 |  | 3.8 | 157000 | 92.6 | 16284 | 0.92 | 0.62 |  | 0 |  | Federally-Regulated Consumer Product |  | 2012-05-10
Noritz America Corp. | Noritz America Corp. | NRC98-DV | Natural Gas | FALSE |  | Non-Ozone-Depleting | TRUE | 0.5 |  | 4.3 | 180000 | 93.7 |  | 0.91 | 0.62 |  | 0 |  | Federally-Regulated Consumer Product |  | 2011-08-26
Noritz America Corp. | Electrolux Home Products | EN18WI30LS | Natural Gas | FALSE |  | Non-Ozone-Depleting | TRUE | 0.5 |  | 4.3 | 180000 | 93.7 | 16321 | 0.91 | 0.62 |  | 0 |  | Federally-Regulated Consumer Product |  | 2012-11-27
Myson¦ Inc. | Myson | DV-325 | Natural Gas | FALSE |  | No Match | FALSE | 0.5 |  | 2 | 100000 | 78.5 | 23408 | 0.64 | 0.62 |  | 308 |  | Federally-Regulated Consumer Product |  | 1993-01-07
Noritz America Corp. | Noritz America Corp. | NCC1992-DV | Natural Gas | FALSE |  | Non-Ozone-Depleting | TRUE | 0.5 |  | 5 | 199900 | 97.2 | 15589 | 0.95 | 0.62 |  | 0 |  | Federally-Regulated Consumer Product |  | 2013-11-18
Noritz America Corp. | State | GAX199 | Natural Gas | FALSE |  | Non-Ozone-Depleting | FALSE | 0.5 |  | 4.1 | 190000 | 80.9 | 18705 | 0.81 | 0.62 |  | 0 |  | Federally-Regulated Consumer Product |  | 2009-01-28
Paloma Industries | Paloma | PHH-25RDVLN | Natural Gas | FALSE |  | Non-Ozone-Depleting | FALSE | 0.2 |  | 3.8 | 157000 | 92.3 | 16284 | 0.92 | 0.62 |  | 0 |  | Federally-Regulated Consumer Product |  | 2012-05-10
Quietside Boilers | Quietside | ODW-120A | Natural Gas | FALSE |  | Non-Ozone-Depleting | FALSE | 0.2 |  | 2.9 | 120000 | 92.6 | 163000 | 0.92 | 0.62 |  | 0 |  | Federally-Regulated Consumer Product |  | 2008-07-29
Heat Cell Technologies¦ Inc. / ECO Heating Systems | Propak TM - By Huron Valley Sales | HWDN00179 | Natural Gas | FALSE |  | Non-Ozone-Depleting | FALSE | 0.2 |  | 3 | 180000 | 92.7 | 16437 | 0.92 | 0.62 |  | 0 |  | Federally-Regulated Consumer Product |  | 2006-04-07
Heat Cell Technologies¦ Inc. / ECO Heating Systems | Propak TM - By Huron Valley Sales | HWDN00129ASME | Natural Gas | FALSE |  | Non-Ozone-Depleting | FALSE | 0.2 |  | 3 | 136600 | 92.7 | 16437 | 0.92 | 0.62 |  | 0 |  | Federally-Regulated Consumer Product |  | 2006-04-07
Noritz America Corp. | Noritz America Corp. | NRC111-SV | Natural Gas | FALSE |  | Non-Ozone-Depleting | FALSE | 0.5 |  | 4.9 | 199900 | 90.2 |  | 0.91 | 0.62 |  | 0 |  | Federally-Regulated Consumer Product |  | 2009-11-12
Heat Cell Technologies¦ Inc. / ECO Heating Systems | Propak TM - By Huron Valley Sales | HWDN00199ASME | Natural Gas | FALSE |  | Non-Ozone-Depleting | FALSE | 0.2 |  | 3 | 199999 | 92.7 | 16437 | 0.92 | 0.62 |  | 0 |  | Federally-Regulated Consumer Product |  | 2006-04-07
Paloma Industries | Ruud | RUTGH-84DVLN | Natural Gas | FALSE |  | Non-Ozone-Depleting | FALSE | 0.2 |  | 3.8 | 157000 | 92.3 | 16284 | 0.92 | 0.62 |  | 0 |  | Federally-Regulated Consumer Product |  | 2012-05-10
Heat Cell Technologies¦ Inc. / ECO Heating Systems | Propak TM - By Huron Valley Sales | HWDN00199 | Natural Gas | FALSE |  | Non-Ozone-Depleting | FALSE | 0.2 |  | 3 | 199999 | 92.7 | 16437 | 0.92 | 0.62 |  | 0 |  | Federally-Regulated Consumer Product |  | 2006-04-07
Myson¦ Inc. | Myson | DV-325-2 | Natural Gas | FALSE |  | No Match | FALSE | 0.5 |  | 2 | 100000 | 78.5 | 23408 | 0.64 | 0.62 |  | 308 |  | Federally-Regulated Consumer Product |  | 1993-01-07
Noritz America Corp. | Noritz America Corp. | NRC98-OD | Natural Gas | FALSE |  | Non-Ozone-Depleting | TRUE | 0.5 |  | 4.3 | 180000 | 93.7 |  | 0.91 | 0.62 |  | 0 |  | Federally-Regulated Consumer Product |  | 2011-08-26
Paloma Industries | Waiwela | PHH-25RDVLN | Natural Gas | FALSE |  | Non-Ozone-Depleting | FALSE | 0.2 |  | 3.8 | 157000 | 92.3 | 16284 | 0.92 | 0.62 |  | 0 |  | Federally-Regulated Consumer Product |  | 2012-05-10
Noritz America Corp. | Noritz America Corp. | N-0841MC | Natural Gas | FALSE |  | Non-Ozone-Depleting | FALSE | 0.5 |  | 4.9 | 199900 | 90.2 |  | 0.91 | 0.62 |  | 0 |  | Federally-Regulated Consumer Product |  | 2009-09-24
Paloma Industries | Richmond | RMTGH84DVLN | Natural Gas | FALSE |  | Non-Ozone-Depleting | FALSE | 0.2 |  | 3.8 | 157000 | 92.3 | 16284 | 0.92 | 0.62 |  | 0 |  | Federally-Regulated Consumer Product |  | 2012-05-10
Junkers | Bosch | W400 | Natural Gas | FALSE |  | No Match | FALSE | 0.7 |  | 2 | 117000 | 77 | 19975 | 0.75 | 0.62 |  | 420 |  | Federally-Regulated Consumer Product |  | 1993-01-15
Lochinvar¦ LLC. | Lochinvar Water Heater | RWN090 | Natural Gas | FALSE |  | No Match | FALSE | 0.8 |  | 2 | 90000 | 82 | 24164 | 0.62 | 0.62 |  | 0 |  | Federally-Regulated Consumer Product |  | 1993-02-11
Lochinvar¦ LLC. | Lochinvar Water Heater | RWN135 | Natural Gas | FALSE |  | No Match | FALSE | 0.9 |  | 2 | 135000 | 82 | 24164 | 0.62 | 0.62 |  | 0 |  | Federally-Regulated Consumer Product |  | 1993-02-11
HTP Comfort Solutions LLC | Ruud | RUTGH-RH11DVLN | Natural Gas | TRUE |  |  | TRUE | 1 |  | 5.9 | 199000 | 96 |  |  |  | TRUE | 0 | 0.9 | Federally-Regulated Consumer Product | 0.81 | 2017-11-15
HTP Comfort Solutions LLC | Ruud | RUTGH-RH11DVLP | Natural Gas | TRUE |  |  | TRUE | 1 |  | 5.9 | 199000 | 96 |  |  |  | TRUE | 0 | 0.9 | Federally-Regulated Consumer Product | 0.81 | 2017-11-15
HTP Comfort Solutions LLC | Ruud | RUTGH-RH10DVLN | Natural Gas | TRUE |  |  | TRUE | 1 |  | 5.2 | 180000 | 96 |  |  |  | TRUE | 0 | 0.9 | Federally-Regulated Consumer Product | 0.81 | 2017-11-15
HTP Comfort Solutions LLC | Ruud | RUTGH-RH10DVLP | Natural Gas | TRUE |  |  | TRUE | 1 |  | 5.2 | 180000 | 96 |  |  |  | TRUE | 0 | 0.9 | Federally-Regulated Consumer Product | 0.81 | 2017-11-15
Bosch Thermotechnology Corp. | Bosch | T9800 SE 160 | Natural Gas | TRUE |  |  | FALSE | 1 |  | 4.7 | 160000 | 100 |  |  |  | TRUE | 0 | 1 | Federally-Regulated Consumer Product | 0.81 | 2017-11-21
Bosch Thermotechnology Corp. | Bosch | T9800 SEO 160 | Natural Gas | FALSE |  |  | FALSE | 1 |  | 4.7 | 160000 | 100 |  |  |  | TRUE | 1 | 1 | Federally-Regulated Consumer Product | 0.81 | 2017-11-21
Bosch Thermotechnology Corp. | Bosch | T9900 SE 160 | Natural Gas | FALSE |  |  | FALSE | 1 |  | 4.7 | 160000 | 100 |  |  |  | TRUE | 1 | 1 | Federally-Regulated Consumer Product | 0.81 | 2017-11-21
Bosch Thermotechnology Corp. | Bosch | T9800 SE 199 | Natural Gas | FALSE |  |  | FALSE | 1 |  | 5.4 | 199000 | 100 |  |  |  | TRUE | 1 | 1 | Federally-Regulated Consumer Product | 0.81 | 2017-11-21
Bosch Thermotechnology Corp. | Bosch | T9800 SEO 199 | Natural Gas | FALSE |  |  | FALSE | 1 |  | 5.4 | 199000 | 100 |  |  |  | TRUE | 1 | 1 | Federally-Regulated Consumer Product | 0.81 | 2017-11-21
Bosch Thermotechnology Corp. | Bosch | T9900 SE 199 | Natural Gas | FALSE |  |  | FALSE | 1 |  | 5.4 | 199000 | 100 |  |  |  | TRUE | 1 | 1 | Federally-Regulated Consumer Product | 0.81 | 2017-11-21
Bosch Thermotechnology Corp. | Bosch | T9800 SEC 199 | Natural Gas | FALSE |  |  | FALSE | 1 |  | 5.4 | 199000 | 100 |  |  |  | TRUE | 1 | 1 | Federally-Regulated Consumer Product | 0.81 | 2017-11-21
Bosch Thermotechnology Corp. | Bosch | T9800 SECO 199 | Natural Gas | FALSE |  |  | FALSE | 1 |  | 5.4 | 199000 | 100 |  |  |  | TRUE | 1 | 1 | Federally-Regulated Consumer Product | 0.81 | 2017-11-21
Bosch Thermotechnology Corp. | Bosch | T9900I SE 199 | Natural Gas | TRUE |  |  | FALSE | 1 |  | 5.4 | 199000 | 100 |  |  |  | TRUE | 0 | 1 | Federally-Regulated Consumer Product | 0.81 | 2017-11-21
Rinnai America | Rinnai | REU-VC2528WD(A)-US | Natural Gas | TRUE |  |  | TRUE | 1 |  | 4.5 | 180000 | 83 |  |  |  | FALSE | 0 | 0.81 | Federally-Regulated Consumer Product | 0.81 | 2017-12-04
HTP Comfort Solutions LLC | Westinghouse | WGRTONG199 | Natural Gas | TRUE |  |  | TRUE | 1 |  | 5.4 | 199000 | 99 |  |  |  | TRUE | 0 | 0.96 | Federally-Regulated Consumer Product | 0.81 | 2017-12-04
Bosch Thermotechnology Corp. | Bosch | C 1050 ES | Natural Gas | TRUE |  |  | FALSE | 1 |  | 5.1 | 199000 | 95 |  |  |  | TRUE | 0 | 0.92 | Federally-Regulated Consumer Product | 0.81 | 2017-12-06
Bosch Thermotechnology Corp. | Bosch | C 950 ES | Natural Gas | TRUE |  |  | FALSE | 1 |  | 4.9 | 175000 | 94 |  |  |  | TRUE | 0 | 0.91 | Federally-Regulated Consumer Product | 0.81 | 2017-12-06
Triangle Tube | Triangle Tube | TWH200 | Natural Gas | TRUE |  |  | FALSE | 1 |  | 5.6 | 199000 | 98 |  |  |  | FALSE | 0 | 0.94 | Federally-Regulated Consumer Product | 0.81 | 2017-12-19
Triangle Tube | Triangle Tube | TWH180 | Natural Gas | TRUE |  |  | FALSE | 1 |  | 5.1 | 180000 | 98 |  |  |  | TRUE | 0 | 0.94 | Federally-Regulated Consumer Product | 0.81 | 2017-12-19
A O Smith Water Products | A.O. SMITH | ACT-199I-N | Natural Gas | FALSE | FALSE |  | FALSE | 1 |  | 5.8 | 199000 | 96 |  | 0.93 |  | TRUE |  | 0.93 | Federally-Regulated Consumer Product | 0.81 | 2017-10-17
A O Smith Water Products | A.O. SMITH | ACT-199O-N | Natural Gas | FALSE | FALSE |  | FALSE | 1 |  | 5.8 | 199000 | 96 |  | 0.95 |  | TRUE |  | 0.95 | Federally-Regulated Consumer Product | 0.81 | 2017-10-17
Noritz America Corp. | NORITZ | GQ-2857WX US | Natural Gas | TRUE |  |  | FALSE | 1 |  | 5.2 | 199900 | 85 |  |  |  | TRUE | 0 | 0.81 | Federally-Regulated Consumer Product | 0.81 | 2017-12-26
Noritz America Corp. | NORITZ | GQ-C2857WS US | Natural Gas | TRUE |  |  | FALSE | 1 |  | 5.2 | 180000 | 96 |  |  |  | TRUE | 0 | 0.92 | Federally-Regulated Consumer Product | 0.81 | 2017-12-26
Noritz America Corp. | NORITZ | GQ-C3257WX US | Natural Gas | TRUE |  |  | FALSE | 1 |  | 5.7 | 199900 | 96 |  |  |  | TRUE | 0 | 0.91 | Federally-Regulated Consumer Product | 0.81 | 2017-12-26
Noritz America Corp. | NORITZ | GQ-C3259WX-FF US | Natural Gas | TRUE |  |  | TRUE | 1 |  | 5.8 | 199900 | 99 |  |  |  | TRUE | 0 | 0.96 | Federally-Regulated Consumer Product | 0.81 | 2017-12-26
Noritz America Corp. | NORITZ | GQ-C2859WX-FF US | Natural Gas | TRUE |  |  | TRUE | 1 |  | 5.3 | 180000 | 99 |  |  |  | TRUE | 0 | 0.96 | Federally-Regulated Consumer Product | 0.81 | 2017-12-26
Navien¦ Inc. | Navien | NPE-180S | Natural Gas | TRUE |  |  | TRUE | 1 |  | 4.2 | 150000 | 99 |  |  |  | TRUE | 0 | 0.97 | Federally-Regulated Consumer Product | 0.81 | 2017-12-26
Navien¦ Inc. | Navien | NPE-210S | Natural Gas | TRUE |  |  | TRUE | 1 |  | 5.2 | 180000 | 99 |  |  |  | TRUE | 0 | 0.97 | Federally-Regulated Consumer Product | 0.81 | 2017-12-26
Navien¦ Inc. | Navien | NPE-240S | Natural Gas | TRUE |  |  | TRUE | 1 |  | 5.7 | 199900 | 99 |  |  |  | TRUE | 0 | 0.97 | Federally-Regulated Consumer Product | 0.81 | 2017-12-26
Navien¦ Inc. | Navien | NPE-180A | Natural Gas | TRUE |  |  | TRUE | 1 |  | 4.3 | 150000 | 99 |  |  |  | TRUE | 0 | 0.96 | Federally-Regulated Consumer Product | 0.81 | 2017-12-26
Navien¦ Inc. | Navien | NPE-210A | Natural Gas | TRUE |  |  | TRUE | 1 |  | 5 | 180000 | 99 |  |  |  | TRUE | 0 | 0.96 | Federally-Regulated Consumer Product | 0.81 | 2017-12-26
Navien¦ Inc. | Navien | NPE-240A | Natural Gas | TRUE |  |  | TRUE | 1 |  | 5.6 | 199900 | 99 |  |  |  | TRUE | 0 | 0.96 | Federally-Regulated Consumer Product | 0.81 | 2017-12-26
Navien¦ Inc. | Navien | NPE-150S | Natural Gas | TRUE |  |  | TRUE | 1 |  | 3.2 | 120000 | 99 |  |  |  | TRUE | 0 | 0.96 | Federally-Regulated Consumer Product | 0.81 | 2017-12-26
Triangle Tube | MARQUIS | TWH200 | Natural Gas | TRUE |  |  | FALSE | 1 |  | 5.6 | 199000 | 98 |  |  |  | FALSE | 0 | 0.94 | Federally-Regulated Consumer Product | 0.81 | 2017-12-26
Triangle Tube | MARQUIS | TWH180 | Natural Gas | TRUE |  |  | FALSE | 1 |  | 5.1 | 180000 | 98 |  |  |  | TRUE | 0 | 0.94 | Federally-Regulated Consumer Product | 0.81 | 2017-12-26
Paloma Industries | Waiwela | PHH-25ROFLN | Natural Gas | FALSE |  | Non-Ozone-Depleting | FALSE | 0.2 |  | 3.8 | 157000 | 92.6 | 16284 | 0.92 | 0.62 |  | 0 |  | Federally-Regulated Consumer Product |  | 2012-05-10
Paloma Industries | EcoSense | ECOH160DVLN | Natural Gas | FALSE |  | Non-Ozone-Depleting | FALSE | 0.2 |  | 3.8 | 157000 | 92.3 | 16284 | 0.92 | 0.62 |  | 0 |  | Federally-Regulated Consumer Product |  | 2012-05-10
Paloma Industries | Raypak | NH-159XLN | Natural Gas | FALSE |  | Non-Ozone-Depleting | FALSE | 0.2 |  | 3.8 | 157000 | 92.6 | 16284 | 0.92 | 0.62 |  | 0 |  | Federally-Regulated Consumer Product |  | 2012-05-10
Paloma Industries | Sure Comfort | SCTH160DVLN | Natural Gas | FALSE |  | Non-Ozone-Depleting | FALSE | 0.2 |  | 3.8 | 157000 | 92.3 | 16284 | 0.92 | 0.62 |  | 0 |  | Federally-Regulated Consumer Product |  | 2012-05-10
A O Smith Water Products | A. O. SMITH | ATI-110C-N | Natural Gas | TRUE |  |  | FALSE | 1 |  | 3.5 | 140000 | 82 |  |  |  | TRUE | 0 | 0.81 | Federally-Regulated Consumer Product | 0.81 | 2018-01-22
Paloma Industries | Rheem | RTGH-84XLN | Natural Gas | FALSE |  | Non-Ozone-Depleting | FALSE | 0.2 |  | 3.8 | 157000 | 92.6 | 16284 | 0.92 | 0.62 |  | 0 |  | Federally-Regulated Consumer Product |  | 2012-05-10
Heat Cell Technologies¦ Inc. / ECO Heating Systems | Propak TM - By Huron Valley Sales | HWDN00179ASME | Natural Gas | FALSE |  | Non-Ozone-Depleting | FALSE | 0.2 |  | 3 | 180000 | 92.7 | 16437 | 0.92 | 0.62 |  | 0 |  | Federally-Regulated Consumer Product |  | 2006-04-07
A O Smith Water Products | A.O. SMITH | ATI-540P-N | Natural Gas | TRUE |  |  | FALSE | 1 |  | 4 | 199000 | 95 |  | 0.95 | 0.82 |  | 0 |  | Federally-Regulated Consumer Product |  | 2017-05-25
A O Smith Water Products | A. O. SMITH | ATO 510U 100 | Natural Gas | TRUE |  |  | FALSE | 1 |  | 4.8 | 199000 | 83 |  |  |  | FALSE | 0 | 0.81 | Federally-Regulated Consumer Product | 0.81 | 2018-01-22
Bosch Thermotechnology Corp. | Bosch | T4600 S 103 NG | Natural Gas | TRUE |  |  | FALSE | 1 |  | 2.5 | 103200 | 84 |  |  |  | TRUE | 0 | 0.82 | Federally-Regulated Consumer Product | 0.81 | 2017-12-28
Bosch Thermotechnology Corp. | Bosch | T4600 SO 103 NG | Natural Gas | TRUE |  |  | FALSE | 1 |  | 2.5 | 103200 | 84 |  |  |  | TRUE | 0 | 0.82 | Federally-Regulated Consumer Product | 0.81 | 2017-12-28
HTP Comfort Solutions LLC | Westinghouse | WGRTCNG199 | Natural Gas | TRUE |  |  | TRUE | 1 |  | 5.8 | 199000 | 96 |  |  |  | TRUE | 0 | 0.93 | Federally-Regulated Consumer Product | 0.81 | 2017-12-29
HTP Comfort Solutions LLC | Westinghouse | WGRTCONG199 | Natural Gas | TRUE |  |  | TRUE | 1 |  | 5.8 | 199000 | 96 |  |  |  | TRUE | 0 | 0.93 | Federally-Regulated Consumer Product | 0.81 | 2017-12-29
HTP Comfort Solutions LLC | Westinghouse | WGRTNG150 | Natural Gas | TRUE |  |  | FALSE | 1 |  | 4.5 | 150000 | 95 |  |  |  | TRUE | 0 | 0.93 | Federally-Regulated Consumer Product | 0.81 | 2017-12-29
HTP Comfort Solutions LLC | Westinghouse | WGRTONG150 | Natural Gas | TRUE |  |  | FALSE | 1 |  | 4.5 | 150000 | 95 |  |  |  | TRUE | 0 | 0.93 | Federally-Regulated Consumer Product | 0.81 | 2017-12-29
A O Smith Water Products | A.O. SMITH | ATO-540P-N | Natural Gas | TRUE |  |  | FALSE | 1 |  | 4 | 199000 | 95 |  | 0.95 | 0.82 |  | 0 |  | Federally-Regulated Consumer Product |  | 2017-05-25
HTP Comfort Solutions LLC | Westinghouse | WGRTNG199 | Natural Gas | TRUE |  |  | FALSE | 1 |  | 5.4 | 199000 | 99 |  |  |  | TRUE | 0 | 0.96 | Federally-Regulated Consumer Product | 0.81 | 2018-01-24
HTP Comfort Solutions LLC | HTP | RTP-199 | Natural Gas | TRUE |  |  | TRUE | 1 |  | 5.9 | 199000 | 96 |  |  |  | TRUE | 0 | 0.94 | Federally-Regulated Consumer Product | 0.81 | 2018-01-24
HTP Comfort Solutions LLC | HTP | RTP-180 | Natural Gas | TRUE |  |  | TRUE | 1 |  | 5.2 | 180000 | 96 |  |  |  | TRUE | 0 | 0.94 | Federally-Regulated Consumer Product | 0.81 | 2018-01-24
HTP Comfort Solutions LLC | Rheem | RTGH-RH11DVLN | Natural Gas | TRUE |  |  | TRUE | 1 |  | 5.9 | 199000 | 96 |  |  |  | TRUE | 0 | 0.94 | Federally-Regulated Consumer Product | 0.81 | 2018-01-24
HTP Comfort Solutions LLC | Rheem | RTGH-RH11DVLP | Natural Gas | TRUE |  |  | TRUE | 1 |  | 5.9 | 199000 | 96 |  |  |  | TRUE | 0 | 0.94 | Federally-Regulated Consumer Product | 0.81 | 2018-01-24
HTP Comfort Solutions LLC | Rheem | ECOH200DVRHLN | Natural Gas | TRUE |  |  | TRUE | 1 |  | 5.9 | 199000 | 96 |  |  |  | TRUE | 0 | 0.94 | Federally-Regulated Consumer Product | 0.81 | 2018-01-24
HTP Comfort Solutions LLC | Rheem | ECOH200DVRHLP | Natural Gas | TRUE |  |  | TRUE | 1 |  | 5.9 | 199000 | 96 |  |  |  | TRUE | 0 | 0.94 | Federally-Regulated Consumer Product | 0.81 | 2018-01-24
HTP Comfort Solutions LLC | Rheem | CRTGH-RH11DVLN | Natural Gas | TRUE |  |  | TRUE | 1 |  | 5.9 | 199000 | 96 |  |  |  | TRUE | 0 | 0.94 | Federally-Regulated Consumer Product | 0.81 | 2018-01-24
HTP Comfort Solutions LLC | Rheem | ECRTGH-RH11DVLN | Natural Gas | TRUE |  |  | TRUE | 1 |  | 5.9 | 199000 | 96 |  |  |  | TRUE | 0 | 0.94 | Federally-Regulated Consumer Product | 0.81 | 2018-01-24
HTP Comfort Solutions LLC | Rheem | CRTGH-RH11DVLP | Natural Gas | TRUE |  |  | TRUE | 1 |  | 5.9 | 199000 | 96 |  |  |  | TRUE | 0 | 0.94 | Federally-Regulated Consumer Product | 0.81 | 2018-01-24
HTP Comfort Solutions LLC | Rheem | ECRTGH-RH11DVLP | Natural Gas | TRUE |  |  | TRUE | 1 |  | 5.9 | 199000 | 96 |  |  |  | TRUE | 0 | 0.94 | Federally-Regulated Consumer Product | 0.81 | 2018-01-24
HTP Comfort Solutions LLC | Rheem | RTGH-RH10DVLN | Natural Gas | TRUE |  |  | TRUE | 1 |  | 5.2 | 180000 | 96 |  |  |  | TRUE | 0 | 0.94 | Federally-Regulated Consumer Product | 0.81 | 2018-01-24
HTP Comfort Solutions LLC | Rheem | RTGH-RH10DVLP | Natural Gas | TRUE |  |  | TRUE | 1 |  | 5.2 | 180000 | 96 |  |  |  | TRUE | 0 | 0.94 | Federally-Regulated Consumer Product | 0.81 | 2018-01-24
HTP Comfort Solutions LLC | Rheem | ECOH180DVRHLN | Natural Gas | TRUE |  |  | TRUE | 1 |  | 5.2 | 180000 | 96 |  |  |  | TRUE | 0 | 0.94 | Federally-Regulated Consumer Product | 0.81 | 2018-01-24
HTP Comfort Solutions LLC | Rheem | ECOH180DVRHLP | Natural Gas | TRUE |  |  | TRUE | 1 |  | 5.2 | 180000 | 96 |  |  |  | TRUE | 0 | 0.94 | Federally-Regulated Consumer Product | 0.81 | 2018-01-24
HTP Comfort Solutions LLC | Richmond | RMTGHRH111DVLN | Natural Gas | TRUE |  |  | TRUE | 1 |  | 5.9 | 199000 | 96 |  |  |  | TRUE | 0 | 0.94 | Federally-Regulated Consumer Product | 0.81 | 2018-01-24
HTP Comfort Solutions LLC | Richmond | RMTGHRH111DVLP | Natural Gas | TRUE |  |  | TRUE | 1 |  | 5.9 | 199000 | 96 |  |  |  | TRUE | 0 | 0.94 | Federally-Regulated Consumer Product | 0.81 | 2018-01-24
HTP Comfort Solutions LLC | RUDD | RUTGH-RH11DVLN | Natural Gas | TRUE |  |  | TRUE | 1 |  | 5.9 | 199000 | 96 |  |  |  | TRUE | 0 | 0.94 | Federally-Regulated Consumer Product | 0.81 | 2018-01-24
HTP Comfort Solutions LLC | RUDD | RUTGH-RH11DVLP | Natural Gas | TRUE |  |  | TRUE | 1 |  | 5.9 | 199000 | 96 |  |  |  | TRUE | 0 | 0.94 | Federally-Regulated Consumer Product | 0.81 | 2018-01-24
HTP Comfort Solutions LLC | RUDD | RUTGH-RH10DVLN | Natural Gas | TRUE |  |  | TRUE | 1 |  | 5.2 | 180000 | 96 |  |  |  | TRUE | 0 | 0.94 | Federally-Regulated Consumer Product | 0.81 | 2018-01-24
HTP Comfort Solutions LLC | RUDD | RUTGH-RH10DVLP | Natural Gas | TRUE |  |  | TRUE | 1 |  | 5.2 | 180000 | 96 |  |  |  | TRUE | 0 | 0.94 | Federally-Regulated Consumer Product | 0.81 | 2018-01-24
Paloma Industries | Raypak | NH-159DVLN | Natural Gas | FALSE |  | Non-Ozone-Depleting | FALSE | 0.2 |  | 3.8 | 157000 | 92.3 | 16284 | 0.92 | 0.62 |  | 0 |  | Federally-Regulated Consumer Product |  | 2012-05-10
Paloma Industries | Richmond | RMTGH84XLN | Natural Gas | FALSE |  | Non-Ozone-Depleting | FALSE | 0.2 |  | 3.8 | 157000 | 92.6 | 16284 | 0.92 | 0.62 |  | 0 |  | Federally-Regulated Consumer Product |  | 2012-05-10
Takagi Industrial | Takagi | T-H1 | Natural Gas | FALSE |  | Non-Ozone-Depleting | FALSE | 0.3 |  | 5 | 199000 | 92.7 | 16380 | 0.92 | 0.62 |  | 0 |  | Federally-Regulated Consumer Product |  | 2005-01-27
Noritz America Corp. | NORITZ | NRC98DV (GQ-C2857WS-FF US) | Natural Gas | TRUE |  |  | FALSE | 1 |  | 5.1 | 180000 | 94 |  |  |  | TRUE | 0 | 0.9 | Federally-Regulated Consumer Product | 0.81 | 2018-01-24
Noritz America Corp. | NORITZ | EZ98DV (GQ-C2859WX-FF US) | Natural Gas | TRUE |  |  | TRUE | 1 |  | 5.3 | 180000 | 99 |  |  |  | TRUE | 0 | 0.96 | Federally-Regulated Consumer Product | 0.81 | 2018-01-24
Noritz America Corp. | NORITZ | EZ111DV (GQ-C3259WX-FF US) | Natural Gas | TRUE |  |  | TRUE | 1 |  | 5.8 | 199900 | 99 |  |  |  | TRUE | 0 | 0.96 | Federally-Regulated Consumer Product | 0.81 | 2018-01-24
Noritz America Corp. | NORITZ | NRC711-DV-NG | Natural Gas | TRUE |  |  | TRUE | 1 |  | 4.3 | 157000 | 92 |  |  |  | TRUE | 0 | 0.89 | Federally-Regulated Consumer Product | 0.81 | 2018-05-07
Noritz America Corp. | NORITZ | NRCP982-DV-NG | Natural Gas | TRUE |  |  | FALSE | 1 |  | 5.4 | 180000 | 99 |  |  |  | TRUE | 0 | 0.94 | Federally-Regulated Consumer Product | 0.81 | 2018-05-07
Noritz America Corp. | NORITZ | NRCP1112-DV-NG | Natural Gas | TRUE |  |  | FALSE | 1 |  | 5.7 | 199000 | 99 |  |  |  | TRUE | 0 | 0.94 | Federally-Regulated Consumer Product | 0.81 | 2018-05-07
Noritz America Corp. | NORITZ | NRC711-OD-NG | Natural Gas | TRUE |  |  | TRUE | 1 |  | 4.3 | 157000 | 91 |  |  |  | TRUE | 0 | 0.89 | Federally-Regulated Consumer Product | 0.81 | 2018-05-07
Noritz America Corp. | NORITZ | NRC663-FSV-NG | Natural Gas | TRUE |  |  | FALSE | 1 |  | 3.4 | 120000 | 91 |  |  |  | TRUE | 0 | 0.87 | Federally-Regulated Consumer Product | 0.81 | 2018-05-07
Noritz America Corp. | NORITZ | NRC661A-OD-NG | Natural Gas | TRUE |  |  | TRUE | 1 |  | 3.4 | 120000 | 92 |  |  |  | TRUE | 0 | 0.89 | Federally-Regulated Consumer Product | 0.81 | 2018-05-07
Noritz America Corp. | NORITZ | NRC661A-DV-NG | Natural Gas | TRUE |  |  | TRUE | 1 |  | 3.4 | 120000 | 92 |  |  |  | TRUE | 0 | 0.89 | Federally-Regulated Consumer Product | 0.81 | 2018-05-07
Intellihot Green Technologies¦ Inc. | Intellihot | i200X | Natural Gas | FALSE |  | Non-Ozone-Depleting | FALSE | 1 |  | 4.9 | 199950 | 93.6 |  | 0.93 | 0.62 |  | 0 |  | Federally-Regulated Consumer Product |  | 2013-05-28
Rinnai America | Rinnai | (RUCS65I) REU-KCM2025FFU-US | Natural Gas | FALSE |  |  | TRUE | 1 |  | 3 | 130000 | 93 |  | 0.93 | 0.82 |  | 0 |  | Federally-Regulated Consumer Product |  | 2015-09-30
Rinnai America | Rinnai | (RUS65E) REU-KCM2025W-US | Natural Gas | FALSE |  |  | TRUE | 1 |  | 3 | 130000 | 93 |  | 0.93 | 0.82 |  | 0 |  | Federally-Regulated Consumer Product |  | 2015-09-30
A O Smith Water Products | American | GT 140NEH 100 | Natural Gas | TRUE |  |  | FALSE | 1 |  | 3.5 | 120000 | 96 |  |  |  | TRUE | 0 | 0.91 | Federally-Regulated Consumer Product | 0.81 | 2017-12-27
A O Smith Water Products | American | GT 140NIH 100 | Natural Gas | TRUE |  |  | FALSE | 1 |  | 3.3 | 120000 | 94 |  |  |  | TRUE | 0 | 0.9 | Federally-Regulated Consumer Product | 0.81 | 2017-12-27
A O Smith Water Products | American | GT 240NEH 100 | Natural Gas | TRUE |  |  | FALSE | 1 |  | 4.7 | 160000 | 96 |  |  |  | TRUE | 0 | 0.95 | Federally-Regulated Consumer Product | 0.81 | 2017-12-27
A O Smith Water Products | American | GT 240NIH 100 | Natural Gas | TRUE |  |  | FALSE | 1 |  | 4.7 | 160000 | 97 |  |  |  | TRUE | 0 | 0.94 | Federally-Regulated Consumer Product | 0.81 | 2017-12-27
A O Smith Water Products | American | GT 340NEH 100 | Natural Gas | TRUE |  |  | FALSE | 1 |  | 5.3 | 180000 | 97 |  |  |  | TRUE | 0 | 0.94 | Federally-Regulated Consumer Product | 0.81 | 2017-12-27
A O Smith Water Products | American | GT 340NIH 100 | Natural Gas | TRUE |  |  | FALSE | 1 |  | 5.4 | 180000 | 97 |  |  |  | TRUE | 0 | 0.95 | Federally-Regulated Consumer Product | 0.81 | 2017-12-27
A O Smith Water Products | American | GT 540NEH 100 | Natural Gas | TRUE |  |  | FALSE | 1 |  | 5.8 | 199000 | 96 |  |  |  | TRUE | 0 | 0.95 | Federally-Regulated Consumer Product | 0.81 | 2017-12-27
A O Smith Water Products | American | GT 540NIH 100 | Natural Gas | TRUE |  |  | FALSE | 1 |  | 5.8 | 199000 | 96 |  |  |  | TRUE | 0 | 0.93 | Federally-Regulated Consumer Product | 0.81 | 2017-12-27
A O Smith Water Products | American | GT-110C-NI | Natural Gas | TRUE |  |  | FALSE | 1 |  | 3.5 | 140000 | 82 |  |  |  | TRUE | 0 | 0.81 | Federally-Regulated Consumer Product | 0.81 | 2018-01-22
A O Smith Water Products | American | GT-110U-E 200 | Natural Gas | TRUE |  |  | FALSE | 1 |  | 3.5 | 140000 | 83 |  |  |  | TRUE | 0 | 0.81 | Federally-Regulated Consumer Product | 0.81 | 2017-12-27
A O Smith Water Products | American | GT-110U-I-200 | Natural Gas | TRUE |  |  | FALSE | 1 |  | 3.5 | 140000 | 85 |  |  |  | TRUE | 0 | 0.81 | Federally-Regulated Consumer Product | 0.81 | 2017-12-27
A O Smith Water Products | American | GT-310C-NI | Natural Gas | TRUE |  |  | FALSE | 1 |  | 4.6 | 190000 | 85 |  |  |  | TRUE | 0 | 0.82 | Federally-Regulated Consumer Product | 0.81 | 2017-12-27
A O Smith Water Products | American | GT-310U-E 200 | Natural Gas | TRUE |  |  | FALSE | 1 |  | 4.8 | 190000 | 86 |  |  |  | TRUE | 0 | 0.82 | Federally-Regulated Consumer Product | 0.81 | 2017-12-27
A O Smith Water Products | American | GT-310U-I 200 | Natural Gas | TRUE |  |  | FALSE | 1 |  | 4.7 | 190000 | 84 |  |  |  | TRUE | 0 | 0.82 | Federally-Regulated Consumer Product | 0.81 | 2017-12-27
A O Smith Water Products | American | GT-510C-NI | Natural Gas | TRUE |  |  | FALSE | 1 |  | 4.7 | 199000 | 82 |  |  |  | TRUE | 0 | 0.81 | Federally-Regulated Consumer Product | 0.81 | 2017-12-27
A O Smith Water Products | American | GT-510U-E 200 | Natural Gas | TRUE |  |  | FALSE | 1 |  | 5 | 199000 | 84 |  |  |  | TRUE | 0 | 0.81 | Federally-Regulated Consumer Product | 0.81 | 2017-12-27
A O Smith Water Products | American | GT-510U-I 200 | Natural Gas | TRUE |  |  | FALSE | 1 |  | 5 | 199000 | 84 |  |  |  | TRUE | 0 | 0.82 | Federally-Regulated Consumer Product | 0.81 | 2017-12-27
A O Smith Water Products | American | GT-540P-NEH | Natural Gas | TRUE |  |  | FALSE | 1 |  | 5.8 | 199000 | 96 |  |  |  | TRUE | 0 | 0.95 | Federally-Regulated Consumer Product | 0.81 | 2017-12-27
A O Smith Water Products | American | GT-540P-NIH | Natural Gas | TRUE |  |  | FALSE | 1 |  | 5.8 | 199000 | 96 |  |  |  | TRUE | 0 | 0.93 | Federally-Regulated Consumer Product | 0.81 | 2017-12-27
A O Smith Water Products | State | GTS 140NEH 100 | Natural Gas | TRUE |  |  | FALSE | 1 |  | 3.5 | 120000 | 96 |  |  |  | TRUE | 0 | 0.91 | Federally-Regulated Consumer Product | 0.81 | 2017-12-27
A O Smith Water Products | State | GTS 140NIH 100 | Natural Gas | TRUE |  |  | FALSE | 1 |  | 3.3 | 120000 | 94 |  |  |  | TRUE | 0 | 0.9 | Federally-Regulated Consumer Product | 0.81 | 2017-12-27
A O Smith Water Products | State | GTS 240NEH 100 | Natural Gas | TRUE |  |  | FALSE | 1 |  | 4.7 | 160000 | 96 |  |  |  | TRUE | 0 | 0.95 | Federally-Regulated Consumer Product | 0.81 | 2017-12-27
A O Smith Water Products | State | GTS 240NIH 100 | Natural Gas | TRUE |  |  | FALSE | 1 |  | 4.7 | 160000 | 97 |  |  |  | TRUE | 0 | 0.94 | Federally-Regulated Consumer Product | 0.81 | 2017-12-27
A O Smith Water Products | State | GTS 340NEH 100 | Natural Gas | TRUE |  |  | FALSE | 1 |  | 5.3 | 180000 | 97 |  |  |  | TRUE | 0 | 0.94 | Federally-Regulated Consumer Product | 0.81 | 2017-12-27
A O Smith Water Products | State | GTS 340NIH 100 | Natural Gas | TRUE |  |  | FALSE | 1 |  | 5.4 | 180000 | 97 |  |  |  | TRUE | 0 | 0.95 | Federally-Regulated Consumer Product | 0.81 | 2017-12-27
A O Smith Water Products | State | GTS 540NEH 100 | Natural Gas | TRUE |  |  | FALSE | 1 |  | 5.8 | 199000 | 96 |  |  |  | TRUE | 0 | 0.95 | Federally-Regulated Consumer Product | 0.81 | 2017-12-27
A O Smith Water Products | State | GTS 540NIH 100 | Natural Gas | TRUE |  |  | FALSE | 1 |  | 5.8 | 199000 | 96 |  |  |  | TRUE | 0 | 0.93 | Federally-Regulated Consumer Product | 0.81 | 2017-12-27
A O Smith Water Products | State | GTS-110C-NI | Natural Gas | TRUE |  |  | FALSE | 1 |  | 3.5 | 140000 | 82 |  |  |  | TRUE | 0 | 0.81 | Federally-Regulated Consumer Product | 0.81 | 2018-01-22
A O Smith Water Products | State | GTS-110U-E 200 | Natural Gas | TRUE |  |  | FALSE | 1 |  | 3.5 | 140000 | 83 |  |  |  | TRUE | 0 | 0.81 | Federally-Regulated Consumer Product | 0.81 | 2017-12-27
A O Smith Water Products | State | GTS-110U-I 200 | Natural Gas | TRUE |  |  | FALSE | 1 |  | 3.5 | 140000 | 85 |  |  |  | TRUE | 0 | 0.81 | Federally-Regulated Consumer Product | 0.81 | 2017-12-27
A O Smith Water Products | State | GTS-310C-NI | Natural Gas | TRUE |  |  | FALSE | 1 |  | 4.6 | 190000 | 85 |  |  |  | TRUE | 0 | 0.82 | Federally-Regulated Consumer Product | 0.81 | 2017-12-27
A O Smith Water Products | State | GTS-310U-E 200 | Natural Gas | TRUE |  |  | FALSE | 1 |  | 4.8 | 190000 | 86 |  |  |  | TRUE | 0 | 0.82 | Federally-Regulated Consumer Product | 0.81 | 2017-12-27
A O Smith Water Products | State | GTS-310U-I 200 | Natural Gas | TRUE |  |  | FALSE | 1 |  | 4.7 | 190000 | 84 |  |  |  | TRUE | 0 | 0.82 | Federally-Regulated Consumer Product | 0.81 | 2017-12-27
A O Smith Water Products | State | GTS-510C-NI | Natural Gas | TRUE |  |  | FALSE | 1 |  | 4.7 | 199000 | 82 |  |  |  | TRUE | 0 | 0.81 | Federally-Regulated Consumer Product | 0.81 | 2017-12-27
A O Smith Water Products | State | GTS-510U-E 200 | Natural Gas | TRUE |  |  | FALSE | 1 |  | 5 | 199000 | 84 |  |  |  | TRUE | 0 | 0.81 | Federally-Regulated Consumer Product | 0.81 | 2017-12-27
A O Smith Water Products | State | GTS-510U-I 200 | Natural Gas | TRUE |  |  | FALSE | 1 |  | 5 | 199000 | 84 |  |  |  | TRUE | 0 | 0.82 | Federally-Regulated Consumer Product | 0.81 | 2017-12-27
A O Smith Water Products | State | GTS-540P-NEH | Natural Gas | TRUE |  |  | FALSE | 1 |  | 5.8 | 199000 | 96 |  |  |  | TRUE | 0 | 0.95 | Federally-Regulated Consumer Product | 0.81 | 2017-12-27
A O Smith Water Products | State | GTS-540P-NIH | Natural Gas | TRUE |  |  | FALSE | 1 |  | 5.8 | 199000 | 96 |  |  |  | TRUE | 0 | 0.93 | Federally-Regulated Consumer Product | 0.81 | 2017-12-27
Intellihot Green Technologies¦ Inc. | Intellihot Green Technologies¦ Inc. | i201X | Natural Gas | FALSE |  |  | FALSE | 0.5 |  | 9 | 200000 | 94 |  | 0.92 | 0.82 |  | 0 |  | Federally-Regulated Consumer Product |  | 2016-11-30
Noritz America Corp. | Electrolux Home Products | EN19WI30LS | Natural Gas | FALSE |  | Non-Ozone-Depleting | TRUE | 0.5 |  | 5 | 199900 | 95 | 16045 | 0.92 | 0.62 |  | 0 |  | Federally-Regulated Consumer Product |  | 2012-11-27
Noritz America Corp. | Noritz America Corp. | NRC83-DV | Natural Gas | FALSE |  | Non-Ozone-Depleting | TRUE | 0.5 |  | 3.7 | 157000 | 93.9 |  | 0.92 | 0.62 |  | 0 |  | Federally-Regulated Consumer Product |  | 2011-08-26
A O Smith Water Products | U.S. CRAFTSMASTER | GTU-540P-NEH | Natural Gas | TRUE |  |  | FALSE | 1 |  | 4 | 199000 | 95 |  | 0.95 | 0.82 |  | 0 |  | Federally-Regulated Consumer Product |  | 2017-01-31
A O Smith Water Products | U.S. CRAFTSMASTER | GTU-540P-NIH | Natural Gas | TRUE |  |  | FALSE | 1 |  | 4 | 199000 | 95 |  | 0.95 | 0.82 |  | 0 |  | Federally-Regulated Consumer Product |  | 2017-01-31
Intellihot Green Technologies¦ Inc. | Intellihot | i200 | Natural Gas | FALSE |  | Non-Ozone-Depleting | FALSE | 1 |  | 4.9 | 199950 | 92.6 |  | 0.93 | 0.62 |  | 0 |  | Federally-Regulated Consumer Product |  | 2013-05-28
Noritz America Corp. | Noritz America Corp. | NRC1111-DV | Natural Gas | FALSE |  | Non-Ozone-Depleting | TRUE | 0.5 |  | 5 | 199900 | 95 |  | 0.92 | 0.62 |  | 0 |  | Federally-Regulated Consumer Product |  | 2012-01-20
Noritz America Corp. | Noritz America Corp. | NRC111-DV | Natural Gas | FALSE |  | Non-Ozone-Depleting | TRUE | 0.5 |  | 4.8 | 199900 | 92.2 |  | 0.92 | 0.62 |  | 0 |  | Federally-Regulated Consumer Product |  | 2009-11-12
Noritz America Corp. | Noritz America Corp. | NCC199-DV | Natural Gas | FALSE |  | Non-Ozone-Depleting | TRUE | 0.5 |  | 4.8 | 199900 | 92.2 |  | 0.92 | 0.62 |  | 0 |  | Federally-Regulated Consumer Product |  | 2009-11-12
A O Smith Water Products | Lochinvar | LTI-540P-N | Natural Gas | TRUE |  |  | FALSE | 1 |  | 4 | 199000 | 95 |  | 0.95 | 0.82 |  | 0 |  | Federally-Regulated Consumer Product |  | 2017-01-31
A O Smith Water Products | Lochinvar | LTO-540P-N | Natural Gas | TRUE |  |  | FALSE | 1 |  | 4 | 199000 | 95 |  | 0.95 | 0.82 |  | 0 |  | Federally-Regulated Consumer Product |  | 2017-01-31
A O Smith Water Products | American | MCT-199I-N | Natural Gas | FALSE | FALSE |  | FALSE | 1 |  | 5.8 | 199000 | 96 |  | 0.93 |  | TRUE |  | 0.93 | Federally-Regulated Consumer Product | 0.81 | 2017-10-17
A O Smith Water Products | American | MCT-199O-N | Natural Gas | FALSE | FALSE |  | FALSE | 1 |  | 5.8 | 199000 | 96 |  | 0.95 |  | TRUE |  | 0.95 | Federally-Regulated Consumer Product | 0.81 | 2017-10-17
Rinnai America | Rinnai | (RUS75E) REU-KCM2528W-US | Natural Gas | FALSE |  |  | TRUE | 1 |  | 3 | 160000 | 93 |  | 0.93 | 0.82 |  | 0 |  | Federally-Regulated Consumer Product |  | 2015-09-30
Rinnai America | Rinnai | REU-KBP3237WD-US | Natural Gas | TRUE |  |  | TRUE | 1 |  | 5 | 199000 | 95 |  | 0.95 | 0.82 |  | 0 |  | Federally-Regulated Consumer Product |  | 2015-09-30
Intellihot Green Technologies¦ Inc. | Intellihot | i200P | Natural Gas | FALSE |  | Non-Ozone-Depleting | FALSE | 1 |  | 4.9 | 199950 | 92.6 |  | 0.93 | 0.62 |  | 0 |  | Federally-Regulated Consumer Product |  | 2013-05-28
A O Smith Water Products | State | SCT-199I-N | Natural Gas | FALSE | FALSE |  | FALSE | 1 |  | 5.8 | 199000 | 96 |  | 0.93 |  | TRUE |  | 0.93 | Federally-Regulated Consumer Product | 0.81 | 2017-10-17
A O Smith Water Products | State | SCT-199O-N | Natural Gas | FALSE | FALSE |  | FALSE | 1 |  | 5.8 | 199000 | 96 |  | 0.95 |  | TRUE |  | 0.95 | Federally-Regulated Consumer Product | 0.81 | 2017-10-17
A O Smith Water Products | Takagi | TCT-199I-N | Natural Gas | FALSE | FALSE |  | FALSE | 1 |  | 5.8 | 199000 | 96 |  | 0.93 |  | TRUE |  | 0.93 | Federally-Regulated Consumer Product | 0.81 | 2017-10-17
A O Smith Water Products | Takagi | TCT-199O-N | Natural Gas | FALSE | FALSE |  | FALSE | 1 |  | 5.8 | 199000 | 96 |  | 0.95 |  | TRUE |  | 0.95 | Federally-Regulated Consumer Product | 0.81 | 2017-10-17
Rinnai America | Rinnai | (RUCS75I) REU-KCM2528FFU-US | Natural Gas | FALSE |  |  | TRUE | 1 |  | 3 | 160000 | 93 |  | 0.93 | 0.82 |  | 0 |  | Federally-Regulated Consumer Product |  | 2015-09-30
A O Smith Water Products | Takagi | T-H3-DV-N | Natural Gas | TRUE |  |  | FALSE | 1 |  | 5.8 | 199000 | 96 |  |  |  | TRUE | 0 | 0.93 | Federally-Regulated Consumer Product | 0.81 | 2017-12-27
A O Smith Water Products | Takagi | T-H3J-OS-N | Natural Gas | TRUE |  |  | FALSE | 1 |  | 4.7 | 160000 | 96 |  |  |  | TRUE | 0 | 0.95 | Federally-Regulated Consumer Product | 0.81 | 2017-12-27
A O Smith Water Products | Takagi | T-H3-OS-N | Natural Gas | TRUE |  |  | FALSE | 1 |  | 5.8 | 199000 | 96 |  |  |  | TRUE | 0 | 0.95 | Federally-Regulated Consumer Product | 0.81 | 2017-12-27
A O Smith Water Products | Takagi | T-H3S-DV-N | Natural Gas | TRUE |  |  | FALSE | 1 |  | 5.4 | 180000 | 97 |  |  |  | TRUE | 0 | 0.95 | Federally-Regulated Consumer Product | 0.81 | 2017-12-27
Lochinvar¦ LLC. | Lochinvar Water Heater | RWN180 | Natural Gas | FALSE |  | No Match | FALSE | 1 |  | 3 | 180000 | 82 | 24164 | 0.62 | 0.62 |  | 0 |  | Federally-Regulated Consumer Product |  | 1993-02-11
A O Smith Water Products | Takagi | T-H3S-OS-N | Natural Gas | TRUE |  |  | FALSE | 1 |  | 5.3 | 180000 | 97 |  |  |  | TRUE | 0 | 0.94 | Federally-Regulated Consumer Product | 0.81 | 2017-12-27
A O Smith Water Products | Takagi | TK-110C-NI | Natural Gas | TRUE |  |  | FALSE | 1 |  | 3.5 | 140000 | 81 |  |  |  | TRUE | 0 | 0.81 | Federally-Regulated Consumer Product | 0.81 | 2018-01-22
A O Smith Water Products | Takagi | TK-110U-E 200 | Natural Gas | TRUE |  |  | FALSE | 1 |  | 3.5 | 140000 | 83 |  |  |  | TRUE | 0 | 0.81 | Federally-Regulated Consumer Product | 0.81 | 2017-12-27
A O Smith Water Products | Takagi | TK-110U-I 200 | Natural Gas | TRUE |  |  | FALSE | 1 |  | 3.5 | 140000 | 85 |  |  |  | TRUE | 0 | 0.81 | Federally-Regulated Consumer Product | 0.81 | 2017-12-27
A O Smith Water Products | Takagi | TK-310C-NI | Natural Gas | TRUE |  |  | FALSE | 1 |  | 4.6 | 190000 | 85 |  |  |  | TRUE | 0 | 0.82 | Federally-Regulated Consumer Product | 0.81 | 2017-12-27
A O Smith Water Products | Takagi | TK-310U-E 200 | Natural Gas | TRUE |  |  | FALSE | 1 |  | 4.8 | 190000 | 86 |  |  |  | TRUE | 0 | 0.82 | Federally-Regulated Consumer Product | 0.81 | 2017-12-27
A O Smith Water Products | Takagi | TK-310U-I 200 | Natural Gas | TRUE |  |  | FALSE | 1 |  | 4.7 | 190000 | 84 |  |  |  | TRUE | 0 | 0.82 | Federally-Regulated Consumer Product | 0.81 | 2017-12-27
A O Smith Water Products | Takagi | TK-510C-NI | Natural Gas | TRUE |  |  | FALSE | 1 |  | 4.7 | 199000 | 82 |  |  |  | TRUE | 0 | 0.81 | Federally-Regulated Consumer Product | 0.81 | 2017-12-27
A O Smith Water Products | Takagi | TK-510U-E 200 | Natural Gas | TRUE |  |  | FALSE | 1 |  | 5 | 199000 | 84 |  |  |  | TRUE | 0 | 0.81 | Federally-Regulated Consumer Product | 0.81 | 2017-12-27
A O Smith Water Products | Takagi | TK-510U-I 200 | Natural Gas | TRUE |  |  | FALSE | 1 |  | 5 | 199000 | 84 |  |  |  | TRUE | 0 | 0.82 | Federally-Regulated Consumer Product | 0.81 | 2017-12-27
A O Smith Water Products | Takagi | TK-540P-NIH | Natural Gas | TRUE |  |  | FALSE | 1 |  | 5.8 | 199000 | 96 |  |  |  | TRUE | 0 | 0.93 | Federally-Regulated Consumer Product | 0.81 | 2017-12-27
Noritz America Corp. | Noritz America Corp. | N-0842MC-DV | Natural Gas | FALSE |  | Non-Ozone-Depleting | TRUE | 0.5 |  | 4.8 | 199900 | 92.2 |  | 0.92 | 0.62 |  | 0 |  | Federally-Regulated Consumer Product |  | 2009-09-24
Noritz America Corp. | Noritz America Corp. | NRC1111-OD | Natural Gas | FALSE |  | Non-Ozone-Depleting | TRUE | 0.5 |  | 5 | 199900 | 95 |  | 0.92 | 0.62 |  | 0 |  | Federally-Regulated Consumer Product |  | 2012-01-20
A O Smith Water Products | RELIANCE WATER HEATERS | TS 140GEH 100 | Natural Gas | TRUE |  |  | FALSE | 1 |  | 3.5 | 120000 | 96 |  |  |  | TRUE | 0 | 0.91 | Federally-Regulated Consumer Product | 0.81 | 2017-12-26
A O Smith Water Products | RELIANCE WATER HEATERS | TS 140GIH 100 | Natural Gas | TRUE |  |  | FALSE | 1 |  | 3.3 | 120000 | 94 |  |  |  | TRUE | 0 | 0.9 | Federally-Regulated Consumer Product | 0.81 | 2017-12-26
A O Smith Water Products | RELIANCE WATER HEATERS | TS 240GEH 100 | Natural Gas | TRUE |  |  | FALSE | 1 |  | 4.7 | 160000 | 96 |  |  |  | TRUE | 0 | 0.95 | Federally-Regulated Consumer Product | 0.81 | 2017-12-26
A O Smith Water Products | RELIANCE WATER HEATERS | TS 240GIH 100 | Natural Gas | TRUE |  |  | FALSE | 1 |  | 4.7 | 160000 | 97 |  |  |  | TRUE | 0 | 0.94 | Federally-Regulated Consumer Product | 0.81 | 2017-12-26
A O Smith Water Products | RELIANCE WATER HEATERS | TS 340GEH 100 | Natural Gas | TRUE |  |  | FALSE | 1 |  | 5.3 | 180000 | 97 |  |  |  | TRUE | 0 | 0.94 | Federally-Regulated Consumer Product | 0.81 | 2017-12-26
A O Smith Water Products | RELIANCE WATER HEATERS | TS 340GIH 100 | Natural Gas | TRUE |  |  | FALSE | 1 |  | 5.4 | 180000 | 97 |  |  |  | TRUE | 0 | 0.95 | Federally-Regulated Consumer Product | 0.81 | 2017-12-26
A O Smith Water Products | RELIANCE WATER HEATERS | TS 540GEH 100 | Natural Gas | TRUE |  |  | FALSE | 1 |  | 5.8 | 199000 | 96 |  |  |  | TRUE | 0 | 0.95 | Federally-Regulated Consumer Product | 0.81 | 2017-12-26
A O Smith Water Products | RELIANCE WATER HEATERS | TS 540GIH 100 | Natural Gas | TRUE |  |  | FALSE | 1 |  | 5.8 | 199000 | 96 |  |  |  | TRUE | 0 | 0.93 | Federally-Regulated Consumer Product | 0.81 | 2017-12-26
Noritz America Corp. | Noritz America Corp. | NRC83-OD | Natural Gas | FALSE |  | Non-Ozone-Depleting | TRUE | 0.5 |  | 3.7 | 157000 | 93.9 |  | 0.92 | 0.62 |  | 0 |  | Federally-Regulated Consumer Product |  | 2011-08-26
A O Smith Water Products | RELIANCE WATER HEATERS | TS-110C-GI | Natural Gas | TRUE |  |  | FALSE | 1 |  | 3.5 | 140000 | 82 |  |  |  | TRUE | 0 | 0.81 | Federally-Regulated Consumer Product | 0.81 | 2018-01-22
A O Smith Water Products | RELIANCE WATER HEATERS | TS-110U-E 200 | Natural Gas | TRUE |  |  | FALSE | 1 |  | 3.5 | 140000 | 83 |  |  |  | TRUE | 0 | 0.81 | Federally-Regulated Consumer Product | 0.81 | 2017-12-26
A O Smith Water Products | RELIANCE WATER HEATERS | TS-110U-I 200 | Natural Gas | TRUE |  |  | FALSE | 1 |  | 3.5 | 140000 | 85 |  |  |  | TRUE | 0 | 0.81 | Federally-Regulated Consumer Product | 0.81 | 2017-12-26
Noritz America Corp. | Noritz America Corp. | NCC1991-OD | Natural Gas | FALSE |  | Non-Ozone-Depleting | TRUE | 0.5 |  | 5 | 199900 | 95 |  | 0.92 | 0.62 |  | 0 |  | Federally-Regulated Consumer Product |  | 2012-01-20
A O Smith Water Products | RELIANCE WATER HEATERS | TS-310C-GI | Natural Gas | TRUE |  |  | FALSE | 1 |  | 4.6 | 190000 | 85 |  |  |  | TRUE | 0 | 0.82 | Federally-Regulated Consumer Product | 0.81 | 2017-12-26
A O Smith Water Products | RELIANCE WATER HEATERS | TS-310U-E 200 | Natural Gas | TRUE |  |  | FALSE | 1 |  | 4.8 | 190000 | 86 |  |  |  | TRUE | 0 | 0.82 | Federally-Regulated Consumer Product | 0.81 | 2017-12-26
A O Smith Water Products | RELIANCE WATER HEATERS | TS-310U-I 200 | Natural Gas | TRUE |  |  | FALSE | 1 |  | 4.7 | 190000 | 84 |  |  |  | TRUE | 0 | 0.82 | Federally-Regulated Consumer Product | 0.81 | 2017-12-26
Noritz America Corp. | Noritz America Corp. | NCC1991-DV | Natural Gas | FALSE |  | Non-Ozone-Depleting | TRUE | 0.5 |  | 5 | 199900 | 95 |  | 0.92 | 0.62 |  | 0 |  | Federally-Regulated Consumer Product |  | 2012-01-20
A O Smith Water Products | RELIANCE WATER HEATERS | TS-510C-NI | Natural Gas | TRUE |  |  | FALSE | 1 |  | 4.7 | 199000 | 82 |  |  |  | TRUE | 0 | 0.81 | Federally-Regulated Consumer Product | 0.81 | 2017-12-26
A O Smith Water Products | RELIANCE WATER HEATERS | TS-510U-E 200 | Natural Gas | TRUE |  |  | FALSE | 1 |  | 5 | 199000 | 84 |  |  |  | TRUE | 0 | 0.81 | Federally-Regulated Consumer Product | 0.81 | 2017-12-26
A O Smith Water Products | RELIANCE WATER HEATERS | TS-510U-I 200 | Natural Gas | TRUE |  |  | FALSE | 1 |  | 5 | 199000 | 84 |  |  |  | TRUE | 0 | 0.82 | Federally-Regulated Consumer Product | 0.81 | 2017-12-26
A O Smith Water Products | Reliance | TS-540P-NEH | Natural Gas | TRUE |  |  | FALSE | 1 |  | 4 | 199000 | 95 |  | 0.95 | 0.82 |  | 0 |  | Federally-Regulated Consumer Product |  | 2017-05-24
A O Smith Water Products | RELIANCE WATER HEATERS | TS-540P-NEH | Natural Gas | TRUE |  |  | FALSE | 1 |  | 5.8 | 199000 | 96 |  |  |  | TRUE | 0 | 0.95 | Federally-Regulated Consumer Product | 0.81 | 2017-12-26
A O Smith Water Products | Reliance | TS-540P-NIH | Natural Gas | TRUE |  |  | FALSE | 1 |  | 4 | 199000 | 95 |  | 0.95 | 0.82 |  | 0 |  | Federally-Regulated Consumer Product |  | 2017-05-24
A O Smith Water Products | RELIANCE WATER HEATERS | TS-540P-NIH | Natural Gas | TRUE |  |  | FALSE | 1 |  | 5.8 | 199000 | 96 |  |  |  | TRUE | 0 | 0.93 | Federally-Regulated Consumer Product | 0.81 | 2017-12-26
Intellihot Green Technologies¦ Inc. | Intellihot | eNG200i | Natural Gas | FALSE |  | Non-Ozone-Depleting | FALSE | 1 |  | 4.9 | 199999 | 92.6 |  | 0.93 | 0.62 |  | 0 |  | Federally-Regulated Consumer Product |  | 2013-05-28
Lochinvar¦ LLC. | Lochinvar | CWN090PM-F7 | Natural Gas | FALSE |  | Non-Ozone-Depleting | FALSE | 1.1 |  | 30 | 90000 | 89 |  | 82 | 0.62 |  | 0 |  | Federally-Regulated Consumer Product |  | 2007-10-25
Lochinvar¦ LLC. | Lochinvar | CWN199PM-F7 | Natural Gas | FALSE |  | Non-Ozone-Depleting | FALSE | 1.2 |  | 30 | 199000 | 198 |  | 82 | 0.62 |  | 0 |  | Federally-Regulated Consumer Product |  | 2007-10-25
Lochinvar¦ LLC. | Lochinvar | CWN180PM-F7 | Natural Gas | FALSE |  | Non-Ozone-Depleting | FALSE | 1.2 |  | 30 | 180000 | 179 |  | 82 | 0.62 |  | 0 |  | Federally-Regulated Consumer Product |  | 2007-10-25
Lochinvar¦ LLC. | Lochinvar | CWN135PM-F7 | Natural Gas | FALSE |  | Non-Ozone-Depleting | FALSE | 1.2 |  | 30 | 135000 | 134 |  | 82 | 0.62 |  | 0 |  | Federally-Regulated Consumer Product |  | 2007-10-25
Lochinvar¦ LLC. | Lochinvar | AWN150PM-F7 | Natural Gas | FALSE |  | Non-Ozone-Depleting | FALSE | 1.3 |  | 16 | 150000 | 171 |  | 95 | 0.62 |  | 0 |  | Federally-Regulated Consumer Product |  | 2007-10-25
Lochinvar¦ LLC. | Lochinvar | EWN150PM-F7 | Natural Gas | FALSE |  | Non-Ozone-Depleting | FALSE | 1.3 |  | 55 | 150000 | 153 |  | 84 | 0.62 |  | 0 |  | Federally-Regulated Consumer Product |  | 2007-10-25
Lochinvar¦ LLC. | Lochinvar | EWN200PM-F7 | Natural Gas | FALSE |  | Non-Ozone-Depleting | FALSE | 1.4 |  | 55 | 199999 | 204 |  | 84 | 0.62 |  | 0 |  | Federally-Regulated Consumer Product |  | 2007-10-25
Grand Hall Enterprises Co.¦ Ltd. | Eternal | 508(11¦12¦21¦22)1100 / GU100 | Natural Gas | FALSE |  | Non-Ozone-Depleting | TRUE | 1.7 |  | 10 | 100000 | 0.9 | 161 | 0.94 | 0.62 |  | 0 |  | Federally-Regulated Consumer Product |  | 2012-02-01
Lochinvar¦ LLC. | Lochinvar | AWN199PM-F7 | Natural Gas | FALSE |  | Non-Ozone-Depleting | FALSE | 1.7 |  | 21 | 199999 | 235 |  | 98 | 0.62 |  | 0 |  | Federally-Regulated Consumer Product |  | 2007-10-25
HTP Comfort Solutions LLC | HTP | RGH-150 | Natural Gas | TRUE |  |  | FALSE | 2 |  | 4.4 | 150000 | 97 |  |  |  | TRUE | 0 | 0.94 | Federally-Regulated Consumer Product | 0.81 | 2017-12-27
HTP Comfort Solutions LLC | Westinghouse | WGRGH**150* | Natural Gas | TRUE |  |  | FALSE | 2 |  | 4.4 | 150000 | 97 |  |  |  | TRUE | 0 | 0.94 | Federally-Regulated Consumer Product | 0.81 | 2017-12-29
Grand Hall Enterprises Co.¦ Ltd. | Eternal | 508(11¦12¦21¦22)1145(S) / GU145(S) | Natural Gas | FALSE |  | Non-Ozone-Depleting | TRUE | 2 |  | 14.5 | 145000 | 1 | 160 | 0.95 | 0.62 |  | 0 |  | Federally-Regulated Consumer Product |  | 2012-02-01
Grand Hall Enterprises Co.¦ Ltd. | Eternal | 508(11¦12¦21¦22)1195(S¦M) / GU195(S¦M) | Natural Gas | FALSE |  | Non-Ozone-Depleting | TRUE | 2 |  | 19.5 | 195000 | 1 | 158 | 0.96 | 0.62 |  | 0 |  | Federally-Regulated Consumer Product |  | 2012-02-01
Grand Hall Enterprises Co.¦ Ltd. | Grand Hall | 501111261 | Natural Gas | FALSE |  | Non-Ozone-Depleting | FALSE | 3.8 |  | 4 | 180000 | 81 | 18951 | 0.8 | 0.61 |  | 0 |  | Non Federally-Regulated |  | 2006-07-13
HTP Comfort Solutions LLC | HTP | RGH20-76F | Natural Gas | TRUE | FALSE |  | FALSE | 20 | 131 |  | 76000 | 96 |  |  |  | TRUE |  | 0.89 | Federally-Regulated Consumer Product | 0.64 | 2017-12-27
HTP Comfort Solutions LLC | Westinghouse | WGRGH20**76F | Natural Gas | TRUE | FALSE |  | FALSE | 20 | 131 |  | 76000 | 96 |  |  |  | TRUE |  | 0.89 | Federally-Regulated Consumer Product | 0.64 | 2017-12-29
HTP Comfort Solutions LLC | Westinghouse | WGRGH20**75F | Natural Gas | TRUE | FALSE |  | FALSE | 20 | 127 |  | 75000 | 98 |  |  |  | TRUE |  | 0.88 | Federally-Regulated Consumer Product | 0.67 | 2017-12-29
HTP Comfort Solutions LLC | Westinghouse | WGRGH20NG75F | Natural Gas | TRUE | FALSE |  | TRUE | 20 | 127 |  | 75000 | 98 |  |  |  | TRUE |  | 0.88 | Federally-Regulated Consumer Product | 0.67 | 2017-12-29
Noritz America Corp. | Noritz America Corp. | N-0841MC-DV | Natural Gas | FALSE |  | Non-Ozone-Depleting | TRUE | 0.5 |  | 4.8 | 199900 | 92.2 |  | 0.92 | 0.62 |  | 0 |  | Federally-Regulated Consumer Product |  | 2009-09-24
Rheem Sales Company¦ Inc. | Rheem | 22V30FN | Natural Gas | FALSE | TRUE |  | FALSE | 28 | 53 |  | 30000 | 76 |  | 0.62 | 0.62 |  |  |  | Federally-Regulated Consumer Product |  | 2017-05-31
Rheem Sales Company¦ Inc. | Rheem | 22V30 PROFN | Natural Gas | FALSE | TRUE |  | FALSE | 28 | 53 |  | 30000 | 76 |  | 0.62 | 0.62 |  |  |  | Federally-Regulated Consumer Product |  | 2017-05-31
Rheem Sales Company¦ Inc. | Rheem | 22X30FN | Natural Gas | FALSE | TRUE |  | FALSE | 28 | 53 |  | 30000 | 76 |  | 0.62 | 0.62 |  |  |  | Federally-Regulated Consumer Product |  | 2017-05-31
Rheem Sales Company¦ Inc. | Rheem | PROG28-30U RH62 | Natural Gas | FALSE | TRUE |  | FALSE | 28 | 53 |  | 30000 | 76 |  | 0.62 | 0.62 |  |  |  | Federally-Regulated Consumer Product |  | 2017-05-31
Rheem Sales Company¦ Inc. | Rheem | 22V30FNVE | Natural Gas | FALSE | TRUE |  | FALSE | 28 | 53 |  | 30000 | 76 |  | 0.62 | 0.62 |  |  |  | Federally-Regulated Consumer Product |  | 2017-05-31
Rheem Sales Company¦ Inc. | Rheem | XG28T06EN30U0 | Natural Gas | FALSE | TRUE |  | FALSE | 28 | 53 |  | 30000 | 76 |  | 0.62 | 0.62 |  |  |  | Federally-Regulated Consumer Product |  | 2017-05-31
Rheem Sales Company¦ Inc. | Ruud | P2-30 PROFN | Natural Gas | FALSE | TRUE |  | FALSE | 28 | 53 |  | 30000 | 76 |  | 0.62 | 0.62 |  |  |  | Federally-Regulated Consumer Product |  | 2017-06-01
Rheem Sales Company¦ Inc. | Ruud | M2-30FN | Natural Gas | FALSE | TRUE |  | FALSE | 28 | 53 |  | 30000 | 76 |  | 0.62 | 0.62 |  |  |  | Federally-Regulated Consumer Product |  | 2017-06-01
Rheem Sales Company¦ Inc. | Ruud | P2-30FN | Natural Gas | FALSE | TRUE |  | FALSE | 28 | 53 |  | 30000 | 76 |  | 0.62 | 0.62 |  |  |  | Federally-Regulated Consumer Product |  | 2017-06-01
Rheem Sales Company¦ Inc. | Ruud | PROG28-30U RU62 | Natural Gas | FALSE | TRUE |  | FALSE | 28 | 53 |  | 30000 | 76 |  | 0.62 | 0.62 |  |  |  | Federally-Regulated Consumer Product |  | 2017-06-01
Rheem Sales Company¦ Inc. | GE | SG28T12AXD | Natural Gas | FALSE | TRUE |  | FALSE | 28 | 53 |  | 30000 | 76 |  | 0.62 | 0.62 |  |  |  | Federally-Regulated Consumer Product |  | 2017-06-01
Rheem Sales Company¦ Inc. | Richmond | 6G30-30FN | Natural Gas | FALSE | TRUE |  | FALSE | 28 | 53 |  | 30000 | 76 |  | 0.62 | 0.62 |  |  |  | Federally-Regulated Consumer Product |  | 2017-06-01
Bradford White Corporation | BRADFORD WHITE | RG1D30T*N | Natural Gas | TRUE | TRUE |  | FALSE | 28 | 53 |  | 32000 | 78 |  | 0.65 |  | TRUE |  | 0.6 | Federally-Regulated Consumer Product | 0.6 | 2017-12-06
Bradford White Corporation | Jetglas | RG1D30T*N | Natural Gas | TRUE | TRUE |  | FALSE | 28 | 53 |  | 32000 | 78 |  | 0.65 |  | TRUE |  | 0.6 | Federally-Regulated Consumer Product | 0.6 | 2017-12-06
American Water Heater Co. | American | G(3¦6¦9¦10¦12)230S30 400 | Natural Gas | FALSE | TRUE |  | FALSE | 28 | 52 |  | 30000 | 75 |  |  |  | TRUE |  | 0.6 | Federally-Regulated Consumer Product | 0.6 | 2017-12-26
Rheem Sales Company¦ Inc. | Rheem | 24X30FN1 | Natural Gas | FALSE | TRUE |  | FALSE | 28 | 51 |  | 30000 | 77 |  |  |  | TRUE |  | 0.6 | Federally-Regulated Consumer Product | 0.6 | 2017-12-26
Rheem Sales Company¦ Inc. | Rheem | PRO+G29-30U RH63 EC1 | Natural Gas | FALSE | TRUE |  | FALSE | 28 | 51 |  | 30000 | 77 |  |  |  | TRUE |  | 0.6 | Federally-Regulated Consumer Product | 0.6 | 2017-12-26
Rheem Sales Company¦ Inc. | Rheem | XG29T06EN30U0 | Natural Gas | FALSE | TRUE |  | FALSE | 28 | 51 |  | 30000 | 77 |  |  |  | TRUE |  | 0.6 | Federally-Regulated Consumer Product | 0.6 | 2017-12-26
Rheem Sales Company¦ Inc. | Richmond | 6G30-30FN4 | Natural Gas | FALSE | TRUE |  | FALSE | 28 | 51 |  | 30000 | 77 |  |  |  | TRUE |  | 0.6 | Federally-Regulated Consumer Product | 0.6 | 2017-12-26
Rheem Sales Company¦ Inc. | Ruud | M4-30FN1 | Natural Gas | FALSE | TRUE |  | FALSE | 28 | 51 |  | 30000 | 77 |  |  |  | TRUE |  | 0.6 | Federally-Regulated Consumer Product | 0.6 | 2017-12-28
Rheem Sales Company¦ Inc. | Ruud | PRO+G29-30U RU63 EC1 | Natural Gas | FALSE | TRUE |  | FALSE | 28 | 51 |  | 30000 | 77 |  |  |  | TRUE |  | 0.6 | Federally-Regulated Consumer Product | 0.6 | 2017-12-28
Rheem Sales Company¦ Inc. | Ruud | PROG29-30U RU63 EC1 | Natural Gas | FALSE | TRUE |  | FALSE | 28 | 51 |  | 30000 | 77 |  |  |  | TRUE |  | 0.6 | Federally-Regulated Consumer Product | 0.6 | 2017-12-28
Rheem Sales Company¦ Inc. | EcoSense | 43V30-60RE6 * | Natural Gas | TRUE | TRUE |  | FALSE | 28 | 93 |  | 60000 | 78 |  |  |  | TRUE |  | 0.71 | Federally-Regulated Consumer Product | 0.66 | 2018-01-22
Rheem Sales Company¦ Inc. | EcoSense | 43V30-60RE12 * | Natural Gas | TRUE | TRUE |  | FALSE | 28 | 93 |  | 60000 | 78 |  |  |  | TRUE |  | 0.71 | Federally-Regulated Consumer Product | 0.66 | 2018-01-22
Rheem Sales Company¦ Inc. | Rheem | XG29T12XR60U0 | Natural Gas | TRUE | TRUE |  | FALSE | 28 | 93 |  | 60000 | 78 |  |  |  | TRUE |  | 0.71 | Federally-Regulated Consumer Product | 0.66 | 2018-01-30
Rheem Sales Company¦ Inc. | Rheem | PROG29-32N RU63 * | Natural Gas | FALSE | TRUE |  | FALSE | 28 | 63 |  | 32000 | 74 |  |  |  | TRUE |  | 0.6 | Federally-Regulated Consumer Product | 0.6 | 2018-01-30
Rheem Sales Company¦ Inc. | Rheem | PROG29-32N RH63 * | Natural Gas | FALSE | TRUE |  | FALSE | 28 | 63 |  | 32000 | 74 |  |  |  | TRUE |  | 0.6 | Federally-Regulated Consumer Product | 0.6 | 2018-01-30
Rheem Sales Company¦ Inc. | Rheem | PROG30-32N RH63 MH * | Natural Gas | FALSE | TRUE |  | TRUE | 28 | 52 |  | 32000 | 75 |  |  |  | TRUE |  | 0.6 | Federally-Regulated Consumer Product | 0.6 | 2018-01-30
Rheem Sales Company¦ Inc. | Rheem | XG29T06EC32U1 * | Natural Gas | FALSE | TRUE |  | TRUE | 28 | 62 |  | 32000 | 75 |  |  |  | TRUE |  | 0.6 | Federally-Regulated Consumer Product | 0.6 | 2018-01-30
Rheem Sales Company¦ Inc. | Rheem | 24X30F1 * | Natural Gas | FALSE | TRUE |  | FALSE | 28 | 63 |  | 32000 | 74 |  |  |  | TRUE |  | 0.6 | Federally-Regulated Consumer Product | 0.6 | 2018-01-30
Rheem Sales Company¦ Inc. | Rheem | 24I30FT1 * | Natural Gas | FALSE | TRUE |  | TRUE | 28 | 52 |  | 32000 | 75 |  |  |  | TRUE |  | 0.6 | Federally-Regulated Consumer Product | 0.6 | 2018-01-30
Rheem Sales Company¦ Inc. | Richmond | 6G30-32F3 * | Natural Gas | FALSE | TRUE |  | FALSE | 28 | 63 |  | 32000 | 74 |  |  |  | TRUE |  | 0.6 | Federally-Regulated Consumer Product | 0.6 | 2018-01-30
Rheem | Richmond | 6G30-30FN | Natural Gas | FALSE | TRUE | Non-Ozone-Depleting | FALSE | 28 | 53 |  | 30000 | 76 | 24164 | 0.62 | 0.62 |  |  |  | Federally-Regulated Consumer Product |  | 2014-12-02
Rheem Sales Co.¦ Inc. | Ruud | P2-30FN | Natural Gas | FALSE | TRUE |  | FALSE | 28 | 53 |  | 30000 | 76 |  | 0.62 | 0.62 |  |  |  | Federally-Regulated Consumer Product |  | 2015-10-01
Rheem Sales Co.¦ Inc. | Richmond | 6G30-30FN | Natural Gas | FALSE | TRUE |  | FALSE | 28 | 53 |  | 30000 | 76 |  | 0.62 | 0.62 |  |  |  | Federally-Regulated Consumer Product |  | 2015-10-01
A O Smith Water Products | A.O. SMITH | GCBL 30 400 | Natural Gas | FALSE | TRUE |  | FALSE | 28 | 68 |  | 35500 | 75 |  | 0.63 |  | TRUE |  | 0.6 | Federally-Regulated Consumer Product | 0.6 | 2017-11-15
Rheem Sales Co.¦ Inc. | Rheem | 22V30 PROFN | Natural Gas | FALSE | TRUE |  | FALSE | 28 | 53 |  | 30000 | 76 |  | 0.62 | 0.62 |  |  |  | Federally-Regulated Consumer Product |  | 2015-10-01
A O Smith Water Products | A.O. SMITH | GCRL 30 400 | Natural Gas | FALSE | TRUE |  | FALSE | 28 | 66 |  | 35500 | 76 |  | 0.63 |  | TRUE |  | 0.6 | Federally-Regulated Consumer Product | 0.6 | 2017-11-15
A O Smith Water Products | A O Smith Water Products | GCV-30-100 | Natural Gas | FALSE | TRUE | Non-Ozone-Depleting | FALSE | 28 | 66 |  | 40000 | 76 | 24164 | 0.62 | 0.62 |  |  |  | Federally-Regulated Consumer Product |  | 2007-11-21
Rheem | Rheem | 24X30FN | Natural Gas | FALSE | TRUE |  | FALSE | 28 | 53 |  | 30000 | 80 |  | 0.63 | 0.63 |  |  |  | Federally-Regulated Consumer Product |  | 2015-07-06
A O Smith Water Products | State Industries | GS6 30 YBRT | Natural Gas | FALSE | TRUE | Non-Ozone-Depleting | FALSE | 28 | 66 |  | 40000 | 76 | 24164 | 0.62 | 0.62 |  |  |  | Federally-Regulated Consumer Product |  | 2007-11-21
Rheem Sales Co.¦ Inc. | Rheem | PROG28-30U RH63 | Natural Gas | FALSE | TRUE |  | FALSE | 28 | 53 |  | 30000 | 80 |  | 0.63 | 0.62 |  |  |  | Federally-Regulated Consumer Product |  | 2015-10-01
Rheem | Rheem | PROG28-30U RU63 | Natural Gas | FALSE | TRUE |  | FALSE | 28 | 53 |  | 30000 | 80 |  | 0.63 | 0.63 |  |  |  | Federally-Regulated Consumer Product |  | 2015-07-06
Rheem Sales Co.¦ Inc. | Rheem | PROG28-30U RH62 | Natural Gas | FALSE | TRUE |  | FALSE | 28 | 53 |  | 30000 | 76 |  | 0.62 | 0.62 |  |  |  | Federally-Regulated Consumer Product |  | 2015-10-01
A O Smith Water Products | State Industries | GSX 30 YBRT | Natural Gas | FALSE | TRUE | Non-Ozone-Depleting | FALSE | 28 | 66 |  | 40000 | 76 | 24164 | 0.62 | 0.62 |  |  |  | Federally-Regulated Consumer Product |  | 2007-11-21
Rheem | Rheem | XG28T06EN30U1 | Natural Gas | FALSE | TRUE |  | FALSE | 28 | 53 |  | 30000 | 80 |  | 0.63 | 0.63 |  |  |  | Federally-Regulated Consumer Product |  | 2015-07-06
Rheem Sales Co.¦ Inc. | Ruud | PROG28-30U RU63 | Natural Gas | FALSE | TRUE |  | FALSE | 28 | 53 |  | 30000 | 80 |  | 0.63 | 0.62 |  |  |  | Federally-Regulated Consumer Product |  | 2015-10-01
Rheem | Rheem | SG28T12AXD | Natural Gas | FALSE | TRUE |  | FALSE | 28 | 53 |  | 30000 | 76 |  | 0.62 | 0.62 |  |  |  | Federally-Regulated Consumer Product |  | 2014-12-23
Rheem Sales Co.¦ Inc. | Rheem | 22X30FN | Natural Gas | FALSE | TRUE |  | FALSE | 28 | 53 |  | 30000 | 76 |  | 0.62 | 0.62 |  |  |  | Federally-Regulated Consumer Product |  | 2015-10-01
Rheem Sales Co.¦ Inc. | Ruud | M2-30FN | Natural Gas | FALSE | TRUE |  | FALSE | 28 | 53 |  | 30000 | 76 |  | 0.62 | 0.62 |  |  |  | Federally-Regulated Consumer Product |  | 2015-10-01
Rheem Sales Co.¦ Inc. | Rheem | XG28T06EN30U1 | Natural Gas | FALSE | TRUE |  | FALSE | 28 | 53 |  | 30000 | 80 |  | 0.63 | 0.62 |  |  |  | Federally-Regulated Consumer Product |  | 2015-10-01
A O Smith Water Products | Maytag | HRN49 30T | Natural Gas | FALSE | TRUE | Non-Ozone-Depleting | FALSE | 28 | 66 |  | 40000 | 76 | 24164 | 0.62 | 0.62 |  |  |  | Federally-Regulated Consumer Product |  | 2007-11-21
A O Smith Water Products | State Industries | IN1 30 YBRT | Natural Gas | FALSE | TRUE | Non-Ozone-Depleting | FALSE | 28 | 66 |  | 40000 | 76 | 24164 | 0.62 | 0.62 |  |  |  | Federally-Regulated Consumer Product |  | 2007-11-21
Rheem Sales Co.¦ Inc. | Rheem | 22V30FNVE | Natural Gas | FALSE | TRUE |  | FALSE | 28 | 53 |  | 30000 | 76 |  | 0.62 | 0.62 |  |  |  | Federally-Regulated Consumer Product |  | 2015-10-01
Rheem Sales Co.¦ Inc. | Ruud | P2-30 PROFN | Natural Gas | FALSE | TRUE |  | FALSE | 28 | 53 |  | 30000 | 76 |  | 0.62 | 0.62 |  |  |  | Federally-Regulated Consumer Product |  | 2015-10-01
Rheem | Rheem | PROG28-30U RH63 | Natural Gas | FALSE | TRUE |  | FALSE | 28 | 53 |  | 30000 | 80 |  | 0.63 | 0.63 |  |  |  | Federally-Regulated Consumer Product |  | 2015-07-06
Rheem | Rheem | M4-30FN | Natural Gas | FALSE | TRUE |  | FALSE | 28 | 53 |  | 30000 | 80 |  | 0.63 | 0.63 |  |  |  | Federally-Regulated Consumer Product |  | 2015-07-06
Rheem | Rheem | PRO+G28-30U RH63 | Natural Gas | FALSE | TRUE |  | FALSE | 28 | 53 |  | 30000 | 80 |  | 0.63 | 0.63 |  |  |  | Federally-Regulated Consumer Product |  | 2015-07-06
Rheem | Rheem | 6G30-30FN3 | Natural Gas | FALSE | TRUE |  | FALSE | 28 | 53 |  | 30000 | 80 |  | 0.63 | 0.63 |  |  |  | Federally-Regulated Consumer Product |  | 2015-07-06
Rheem Sales Co.¦ Inc. | Richmond | 6G30-30FN3 | Natural Gas | FALSE | TRUE |  | FALSE | 28 | 53 |  | 30000 | 80 |  | 0.63 | 0.62 |  |  |  | Federally-Regulated Consumer Product |  | 2015-10-01
Rheem Sales Co.¦ Inc. | Rheem | PRO+G28-30U RH63 | Natural Gas | FALSE | TRUE |  | FALSE | 28 | 53 |  | 30000 | 80 |  | 0.63 | 0.62 |  |  |  | Federally-Regulated Consumer Product |  | 2015-10-01
Rheem Sales Co.¦ Inc. | Rheem | XG28T06EN30U0 | Natural Gas | FALSE | TRUE |  | FALSE | 28 | 53 |  | 30000 | 76 |  | 0.62 | 0.62 |  |  |  | Federally-Regulated Consumer Product |  | 2015-10-01
Rheem Sales Co.¦ Inc. | Ruud | M4-30FN | Natural Gas | FALSE | TRUE |  | FALSE | 28 | 53 |  | 30000 | 80 |  | 0.63 | 0.62 |  |  |  | Federally-Regulated Consumer Product |  | 2015-10-01
Rheem Sales Co.¦ Inc. | Rheem | 22V30FN | Natural Gas | FALSE | TRUE |  | FALSE | 28 | 53 |  | 30000 | 76 |  | 0.62 | 0.62 |  |  |  | Federally-Regulated Consumer Product |  | 2015-10-01
Rheem | Rheem | PRO+G28-30U RU63 | Natural Gas | FALSE | TRUE |  | FALSE | 28 | 53 |  | 30000 | 80 |  | 0.63 | 0.63 |  |  |  | Federally-Regulated Consumer Product |  | 2015-07-06
Rheem Sales Co.¦ Inc. | Ruud | PRO+G28-30U RU63 | Natural Gas | FALSE | TRUE |  | FALSE | 28 | 53 |  | 30000 | 80 |  | 0.63 | 0.62 |  |  |  | Federally-Regulated Consumer Product |  | 2015-10-01
Rheem Sales Co.¦ Inc. | Rheem | 24X30FN | Natural Gas | FALSE | TRUE |  | FALSE | 28 | 53 |  | 30000 | 80 |  | 0.63 | 0.62 |  |  |  | Federally-Regulated Consumer Product |  | 2015-10-01
Rheem Sales Co.¦ Inc. | Ruud | PROG28-30U RU62 | Natural Gas | FALSE | TRUE |  | FALSE | 28 | 53 |  | 30000 | 76 |  | 0.62 | 0.62 |  |  |  | Federally-Regulated Consumer Product |  | 2015-10-01
Bradford White Corporation | BRADFORD WHITE | MI303T**FBN(C) | Natural Gas | FALSE | TRUE |  | FALSE | 29 | 68 |  | 40000 | 79 |  | 0.61 | 0.61 |  |  |  | Federally-Regulated Consumer Product |  | 2017-05-25
Rheem Sales Company¦ Inc. | Rheem | 22V30FT | Natural Gas | FALSE | TRUE |  | TRUE | 29 | 48 |  | 32000 | 76 |  | 0.61 | 0.61 |  |  |  | Federally-Regulated Consumer Product |  | 2017-05-31
Rheem Sales Company¦ Inc. | Rheem | 43V30 | Natural Gas | FALSE | TRUE |  | FALSE | 29 | 90 |  | 60000 | 81 |  | 0.7 | 0.61 |  |  |  | Federally-Regulated Consumer Product |  | 2017-05-31
Rheem Sales Company¦ Inc. | Rheem | PROG30-32N RH61 MH | Natural Gas | FALSE | TRUE |  | TRUE | 29 | 48 |  | 32000 | 76 |  | 0.61 | 0.61 |  |  |  | Federally-Regulated Consumer Product |  | 2017-05-31
Rheem Sales Company¦ Inc. | Rheem | PROG30-26N RH61 MH H | Natural Gas | FALSE | TRUE |  | TRUE | 29 | 48 |  | 26000 | 76 |  | 0.61 | 0.61 |  |  |  | Federally-Regulated Consumer Product |  | 2017-05-31
Rheem Sales Company¦ Inc. | Rheem | XG29T12XR60U0 | Natural Gas | FALSE | TRUE |  | FALSE | 29 | 90 |  | 60000 | 81 |  | 0.7 | 0.61 |  |  |  | Federally-Regulated Consumer Product |  | 2017-05-31
Rheem Sales Company¦ Inc. | Rheem | XG29T06MH32U1 * | Natural Gas | FALSE | TRUE |  | TRUE | 29 | 58 |  | 32000 | 80 |  | 0.63 | 0.61 |  |  |  | Federally-Regulated Consumer Product |  | 2017-05-31
Rheem Sales Company¦ Inc. | Rheem | PRO+G29-60N RH70 ID | Natural Gas | TRUE | TRUE |  | FALSE | 29 | 90 |  | 60000 | 81 |  | 0.7 | 0.61 |  |  |  | Federally-Regulated Consumer Product |  | 2017-05-31
Rheem Sales Company¦ Inc. | Ruud | P30-60 | Natural Gas | TRUE | TRUE |  | FALSE | 29 | 90 |  | 60000 | 81 |  | 0.7 | 0.61 |  |  |  | Federally-Regulated Consumer Product |  | 2017-06-01
Rheem Sales Company¦ Inc. | Ruud | PRO+G29-60N RU70 ID | Natural Gas | TRUE | TRUE |  | FALSE | 29 | 90 |  | 60000 | 81 |  | 0.7 | 0.61 |  |  |  | Federally-Regulated Consumer Product |  | 2017-06-01
Rheem Sales Company¦ Inc. | GE | PG28T09AZXD | Natural Gas | FALSE | TRUE |  | FALSE | 29 | 53 |  | 30000 | 76 |  | 0.62 | 0.61 |  |  |  | Federally-Regulated Consumer Product |  | 2017-06-01
Rheem Sales Company¦ Inc. | Richmond | 6V30FT | Natural Gas | TRUE | TRUE |  | TRUE | 29 | 48 |  | 32000 | 76 |  | 0.61 | 0.61 |  |  |  | Federally-Regulated Consumer Product |  | 2017-06-01
Rheem Sales Company¦ Inc. | Richmond | 12G30-60 | Natural Gas | TRUE | TRUE |  | FALSE | 29 | 90 |  | 60000 | 81 |  | 0.7 | 0.61 |  |  |  | Federally-Regulated Consumer Product |  | 2017-06-01
Rheem Sales Company¦ Inc. | Richmond | 6G30-60 | Natural Gas | TRUE | TRUE |  | FALSE | 29 | 90 |  | 60000 | 81 |  | 0.7 | 0.61 |  |  |  | Federally-Regulated Consumer Product |  | 2017-06-01
Rheem Sales Company¦ Inc. | Richmond | 6V30FT3 * | Natural Gas | FALSE | TRUE |  | TRUE | 29 | 58 |  | 32000 | 80 |  | 0.63 | 0.61 |  |  |  | Federally-Regulated Consumer Product |  | 2017-06-01
Rheem Sales Company¦ Inc. | Rheem | PROG29-30U RH63 EC1 | Natural Gas | FALSE | TRUE |  | FALSE | 29 | 53 |  | 30000 | 78 |  | 0.63 | 0.61 |  |  |  | Federally-Regulated Consumer Product |  | 2017-07-27
American Water Heater Co. | American | G(3¦6¦9¦10¦12)230T30 400 | Natural Gas | FALSE | TRUE |  | FALSE | 29 | 52 |  | 30000 | 74 |  | 0.63 |  | TRUE |  | 0.6 | Federally-Regulated Consumer Product | 0.6 | 2017-11-15
American Water Heater Co. | American | MHG(3¦6¦9¦10¦12)230T30 400 | Natural Gas | FALSE | TRUE |  | TRUE | 29 | 56 |  | 30000 | 75 |  | 0.63 |  | TRUE |  | 0.6 | Federally-Regulated Consumer Product | 0.6 | 2017-11-15
American Water Heater Co. | American | GU(3¦6¦9¦10¦12)230T30 400 | Natural Gas | FALSE | TRUE |  | FALSE | 29 | 67 |  | 30000 | 73 |  | 0.63 |  | TRUE |  | 0.6 | Federally-Regulated Consumer Product | 0.6 | 2017-11-15
Bradford White Corporation | Jetglas | RG230S*N | Natural Gas | FALSE | TRUE |  | FALSE | 29 | 49 |  | 30000 | 78 |  | 0.63 |  | TRUE |  | 0.54 | Federally-Regulated Consumer Product | 0.54 | 2017-12-04
Bradford White Corporation | Jetglas | RG2MH30T*N | Natural Gas | FALSE | TRUE |  | TRUE | 29 | 50 |  | 32000 | 79 |  | 0.63 |  | TRUE |  | 0.54 | Federally-Regulated Consumer Product | 0.54 | 2017-12-04
Bradford White Corporation | Jetglas | RG130T*N | Natural Gas | FALSE | TRUE |  | FALSE | 29 | 46 |  | 27000 | 78 |  | 0.63 |  | TRUE |  | 0.54 | Federally-Regulated Consumer Product | 0.54 | 2017-12-04
Bradford White Corporation | Jetglas | URG130T*N | Natural Gas | FALSE | TRUE |  | FALSE | 29 | 46 |  | 27000 | 78 |  | 0.63 |  | TRUE |  | 0.54 | Federally-Regulated Consumer Product | 0.54 | 2017-12-04
Bradford White Corporation | Jetglas | RG230T*N | Natural Gas | FALSE | TRUE |  | FALSE | 29 | 60 |  | 32000 | 79 |  | 0.64 |  | TRUE |  | 0.6 | Federally-Regulated Consumer Product | 0.6 | 2017-12-04
Bradford White Corporation | Jetglas | URG230T*N | Natural Gas | FALSE | TRUE |  | FALSE | 29 | 60 |  | 32000 | 79 |  | 0.64 |  | TRUE |  | 0.6 | Federally-Regulated Consumer Product | 0.6 | 2017-12-04
Bradford White Corporation | BRADFORD WHITE | RG230T*N | Natural Gas | FALSE | TRUE |  | FALSE | 29 | 60 |  | 32000 | 79 |  | 0.64 |  | TRUE |  | 0.6 | Federally-Regulated Consumer Product | 0.6 | 2017-12-04
Bradford White Corporation | BRADFORD WHITE | URG230T*N | Natural Gas | FALSE | TRUE |  | FALSE | 29 | 60 |  | 32000 | 79 |  | 0.64 |  | TRUE |  | 0.6 | Federally-Regulated Consumer Product | 0.6 | 2017-12-04
Bradford White Corporation | BRADFORD WHITE | RG230S*N | Natural Gas | FALSE | TRUE |  | FALSE | 29 | 49 |  | 30000 | 78 |  | 0.63 |  | TRUE |  | 0.54 | Federally-Regulated Consumer Product | 0.54 | 2017-12-04
Bradford White Corporation | BRADFORD WHITE | RG2MH30T*N | Natural Gas | FALSE | TRUE |  | TRUE | 29 | 50 |  | 32000 | 79 |  | 0.63 |  | TRUE |  | 0.54 | Federally-Regulated Consumer Product | 0.54 | 2017-12-04
Bradford White Corporation | BRADFORD WHITE | RG130T*N | Natural Gas | FALSE | TRUE |  | FALSE | 29 | 46 |  | 27000 | 78 |  | 0.63 |  | TRUE |  | 0.54 | Federally-Regulated Consumer Product | 0.54 | 2017-12-04
Bradford White Corporation | BRADFORD WHITE | URG130T*N | Natural Gas | FALSE | TRUE |  | FALSE | 29 | 46 |  | 27000 | 78 |  | 0.63 |  | TRUE |  | 0.54 | Federally-Regulated Consumer Product | 0.54 | 2017-12-04
Bradford White Corporation | BRADFORD WHITE | RG2DVMH30T*N | Natural Gas | FALSE | TRUE |  | TRUE | 29 | 56 |  | 30000 | 76 |  | 0.63 |  | TRUE |  | 0.6 | Federally-Regulated Consumer Product | 0.6 | 2017-12-06
Bradford White Corporation | Jetglas | RG2DVMH30T*N | Natural Gas | FALSE | TRUE |  | TRUE | 29 | 56 |  | 30000 | 76 |  | 0.63 |  | TRUE |  | 0.6 | Federally-Regulated Consumer Product | 0.6 | 2017-12-06
Rheem Sales Company¦ Inc. | Ruud | PROG30S-30N RU63 | Natural Gas | FALSE | TRUE |  | FALSE | 29 | 51 |  | 30000 | 75 |  |  |  | TRUE |  | 0.6 | Federally-Regulated Consumer Product | 0.6 | 2018-01-24
Rheem Sales Company¦ Inc. | Rheem | XG30S06EC30U1 | Natural Gas | FALSE | TRUE |  | FALSE | 29 | 55 |  | 30000 | 78 |  |  |  | TRUE |  | 0.6 | Federally-Regulated Consumer Product | 0.6 | 2018-01-30
Rheem Sales Company¦ Inc. | Rheem | 24IR30DV1 | Natural Gas | FALSE | TRUE |  | TRUE | 29 | 46 |  | 30000 | 78 |  |  |  | TRUE |  | 0.57 | Federally-Regulated Consumer Product | 0.54 | 2018-01-30
Rheem Sales Company¦ Inc. | Rheem | PROG30-30N RH63 MH DV | Natural Gas | FALSE | TRUE |  | TRUE | 29 | 46 |  | 30000 | 78 |  |  |  | TRUE |  | 0.57 | Federally-Regulated Consumer Product | 0.54 | 2018-01-30
Rheem Sales Company¦ Inc. | Rheem | XG30T06MD30U1 | Natural Gas | FALSE | TRUE |  | TRUE | 29 | 46 |  | 30000 | 78 |  |  |  | TRUE |  | 0.57 | Federally-Regulated Consumer Product | 0.54 | 2018-01-30
Rheem Sales Company¦ Inc. | Rheem | PROG30S-30N RH63 | Natural Gas | FALSE | TRUE |  | FALSE | 29 | 51 |  | 30000 | 75 |  |  |  | TRUE |  | 0.6 | Federally-Regulated Consumer Product | 0.6 | 2018-01-30
Rheem Sales Company¦ Inc. | Richmond | MVR30DV3 | Natural Gas | FALSE | TRUE |  | TRUE | 29 | 46 |  | 30000 | 78 |  |  |  | TRUE |  | 0.57 | Federally-Regulated Consumer Product | 0.54 | 2018-01-30
Rheem Sales Company¦ Inc. | Richmond | 6G30S-30F3 | Natural Gas | FALSE | TRUE |  | FALSE | 29 | 51 |  | 30000 | 75 |  |  |  | TRUE |  | 0.6 | Federally-Regulated Consumer Product | 0.6 | 2018-01-30
Rheem Sales Co.¦ Inc. | EcoSense | 43V30-60RE6 | Natural Gas | TRUE | TRUE |  | FALSE | 29 | 90 |  | 60000 | 81 |  | 0.7 | 0.61 |  |  |  | Federally-Regulated Consumer Product |  | 2015-10-01
Rheem Sales Co.¦ Inc. | Richmond | 12G30-60 | Natural Gas | TRUE | TRUE |  | FALSE | 29 | 90 |  | 60000 | 81 |  | 0.7 | 0.61 |  |  |  | Federally-Regulated Consumer Product |  | 2015-10-01
Rheem | Rheem | 6V30FT3 * | Natural Gas | FALSE | TRUE |  | TRUE | 29 | 58 |  | 32000 | 80 |  | 0.63 | 0.63 |  |  |  | Federally-Regulated Consumer Product |  | 2015-07-06
Rheem Sales Co.¦ Inc. | Rheem | 22V30FT | Natural Gas | FALSE | TRUE |  | TRUE | 29 | 48 |  | 32000 | 76 |  | 0.61 | 0.61 |  |  |  | Federally-Regulated Consumer Product |  | 2015-10-01
Rheem | Rheem | 9G30-60 | Natural Gas | TRUE | TRUE |  | FALSE | 29 | 90 |  | 60000 | 81 |  | 0.7 | 0.61 |  |  |  | Federally-Regulated Consumer Product |  | 2011-11-30
Rheem | Rheem | RUPRO30-60 | Natural Gas | TRUE | TRUE |  | FALSE | 29 | 90 |  | 60000 | 81 |  | 0.7 | 0.61 |  |  |  | Federally-Regulated Consumer Product |  | 2011-11-30
Rheem Sales Co.¦ Inc. | Richmond | 6V30FT3 * | Natural Gas | FALSE | TRUE |  | TRUE | 29 | 58 |  | 32000 | 80 |  | 0.63 | 0.61 |  |  |  | Federally-Regulated Consumer Product |  | 2015-10-01
Rheem Sales Co.¦ Inc. | Ruud | RUPRO30-60 | Natural Gas | TRUE | TRUE |  | FALSE | 29 | 90 |  | 60000 | 81 |  | 0.7 | 0.61 |  |  |  | Federally-Regulated Consumer Product |  | 2015-10-01
Rheem | Rheem | PRO+G29-60N RH70 ID | Natural Gas | TRUE | TRUE |  | FALSE | 29 | 90 |  | 60000 | 81 |  | 0.7 | 0.61 |  |  |  | Federally-Regulated Consumer Product |  | 2015-04-14
Rheem | Rheem | 12G30-60 | Natural Gas | TRUE | TRUE |  | FALSE | 29 | 90 |  | 60000 | 81 |  | 0.7 | 0.61 |  |  |  | Federally-Regulated Consumer Product |  | 2011-11-30
Bradford White Corporation | Bradford-White Corp. | MI303T*FBN(A) | Natural Gas | FALSE | TRUE |  | FALSE | 29 | 67 |  | 40000 | 79 | 24560 | 0.61 | 0.61 |  |  |  | Federally-Regulated Consumer Product |  | 2008-05-08
Rheem Sales Co.¦ Inc. | Rheem | 43V30-60 | Natural Gas | TRUE | TRUE |  | FALSE | 29 | 90 |  | 60000 | 81 |  | 0.7 | 0.61 |  |  |  | Federally-Regulated Consumer Product |  | 2015-10-01
Rheem Sales Co.¦ Inc. | Rheem | 43V30 | Natural Gas | FALSE | TRUE |  | FALSE | 29 | 90 |  | 60000 | 81 |  | 0.7 | 0.61 |  |  |  | Federally-Regulated Consumer Product |  | 2015-10-01
Rheem | Rheem | PRO+G29-60N RU70 ID | Natural Gas | TRUE | TRUE |  | FALSE | 29 | 90 |  | 60000 | 81 |  | 0.7 | 0.61 |  |  |  | Federally-Regulated Consumer Product |  | 2015-04-14
Rheem | Rheem | 43V30-60 | Natural Gas | TRUE | TRUE |  | FALSE | 29 | 90 |  | 60000 | 81 |  | 0.7 | 0.61 |  |  |  | Federally-Regulated Consumer Product |  | 2015-04-14
Rheem Sales Co.¦ Inc. | Richmond | 6G30-60 | Natural Gas | TRUE | TRUE |  | FALSE | 29 | 90 |  | 60000 | 81 |  | 0.7 | 0.61 |  |  |  | Federally-Regulated Consumer Product |  | 2015-10-01
Rheem | Rheem | RHPRO30-60 | Natural Gas | TRUE | TRUE |  | FALSE | 29 | 90 |  | 60000 | 81 |  | 0.7 | 0.61 |  |  |  | Federally-Regulated Consumer Product |  | 2011-11-30
Rheem Sales Co.¦ Inc. | Ruud | P30-60 | Natural Gas | TRUE | TRUE |  | FALSE | 29 | 90 |  | 60000 | 81 |  | 0.7 | 0.61 |  |  |  | Federally-Regulated Consumer Product |  | 2015-10-01
Bradford White Corporation | Bradford-White Corp. | MI303T***N7-ATO******* | Natural Gas | FALSE | TRUE |  | FALSE | 29 | 67 |  | 40000 | 78 | 24560 | 0.61 | 0.61 |  |  |  | Federally-Regulated Consumer Product |  | 2008-05-08
Rheem | Rheem | 43V30-60RE12 | Natural Gas | TRUE | TRUE |  | FALSE | 29 | 90 |  | 60000 | 81 |  | 0.7 | 0.61 |  |  |  | Federally-Regulated Consumer Product |  | 2011-11-30
Bradford White Corporation | Bradford-White Corp. | MI303T**FBN(B) | Natural Gas | FALSE | TRUE | Non-Ozone-Depleting | FALSE | 29 | 67 |  | 40000 | 79 | 24560 | 0.61 | 0.61 |  |  |  | Federally-Regulated Consumer Product |  | 2009-05-06
Rheem | Rheem | 43V30-60RE6 | Natural Gas | TRUE | TRUE |  | FALSE | 29 | 90 |  | 60000 | 81 |  | 0.7 | 0.61 |  |  |  | Federally-Regulated Consumer Product |  | 2011-11-30
Rheem Sales Co.¦ Inc. | EcoSense | 43V30-60RE12 | Natural Gas | TRUE | TRUE |  | FALSE | 29 | 90 |  | 60000 | 81 |  | 0.7 | 0.61 |  |  |  | Federally-Regulated Consumer Product |  | 2015-10-01
Rheem Sales Co.¦ Inc. | Rheem | XG29T12XR60U0 | Natural Gas | FALSE | TRUE |  | FALSE | 29 | 90 |  | 60000 | 81 |  | 0.7 | 0.61 |  |  |  | Federally-Regulated Consumer Product |  | 2015-10-01
Rheem Sales Co.¦ Inc. | Richmond | 9G30-60 | Natural Gas | TRUE | TRUE |  | FALSE | 29 | 90 |  | 60000 | 81 |  | 0.7 | 0.61 |  |  |  | Federally-Regulated Consumer Product |  | 2015-10-01
A O Smith Water Products | A.O. SMITH | GUC 30 400 | Natural Gas | FALSE | TRUE |  | FALSE | 29 | 62 |  | 33000 | 79 |  | 0.63 |  | TRUE |  | 0.6 | Federally-Regulated Consumer Product | 0.6 | 2017-11-15
Rheem | Richmond | 6V30FT | Natural Gas | TRUE | TRUE |  | TRUE | 29 | 48 |  | 32000 | 76 | 24560 | 0.61 | 0.61 |  |  |  | Federally-Regulated Consumer Product |  | 2013-06-17
Rheem Sales Co.¦ Inc. | Rheem | RHPRO30-60 | Natural Gas | TRUE | TRUE |  | FALSE | 29 | 90 |  | 60000 | 81 |  | 0.7 | 0.61 |  |  |  | Federally-Regulated Consumer Product |  | 2015-10-01
Bradford White Corporation | Bradford-White Corp. | MI303T***N7 | Natural Gas | FALSE | TRUE |  | FALSE | 29 | 67 |  | 40000 | 78 | 24560 | 0.61 | 0.61 |  |  |  | Federally-Regulated Consumer Product |  | 2008-05-08
Rheem | Rheem | 6G30-60 | Natural Gas | TRUE | TRUE |  | FALSE | 29 | 90 |  | 60000 | 81 |  | 0.7 | 0.61 |  |  |  | Federally-Regulated Consumer Product |  | 2011-11-30
Bradford White Corporation | Bradford-White Corp. | MI303T*FBN(B) | Natural Gas | FALSE | TRUE | Non-Ozone-Depleting | FALSE | 29 | 67 |  | 40000 | 79 | 24560 | 0.61 | 0.61 |  |  |  | Federally-Regulated Consumer Product |  | 2008-05-08
Rheem Sales Co.¦ Inc. | Rheem | XG29T06MH32U1 * | Natural Gas | FALSE | TRUE |  | TRUE | 29 | 48 |  | 32000 | 80 |  | 0.63 | 0.61 |  |  |  | Federally-Regulated Consumer Product |  | 2015-10-01
Rheem | Rheem | XG29T06MH32U1 * | Natural Gas | FALSE | TRUE |  | TRUE | 29 | 48 |  | 32000 | 80 |  | 0.63 | 0.63 |  |  |  | Federally-Regulated Consumer Product |  | 2015-07-06
Rheem Sales Co.¦ Inc. | Ruud | PRO+G29-60N RU70 ID | Natural Gas | TRUE | TRUE |  | FALSE | 29 | 90 |  | 60000 | 81 |  | 0.7 | 0.61 |  |  |  | Federally-Regulated Consumer Product |  | 2015-10-01
Rheem Sales Co.¦ Inc. | Richmond | 6V30FT | Natural Gas | TRUE | TRUE |  | TRUE | 29 | 48 |  | 32000 | 76 |  | 0.61 | 0.61 |  |  |  | Federally-Regulated Consumer Product |  | 2015-10-01
Rheem | Rheem | XG29T12XR60U0 | Natural Gas | FALSE | TRUE |  | FALSE | 29 | 90 |  | 60000 | 80 |  | 0.7 | 0.61 |  |  |  | Federally-Regulated Consumer Product |  | 2015-01-05
Rheem | Rheem | P30-60 | Natural Gas | TRUE | TRUE |  | FALSE | 29 | 90 |  | 60000 | 81 |  | 0.7 | 0.61 |  |  |  | Federally-Regulated Consumer Product |  | 2011-11-30
Rheem | Rheem | PG28T09AZXD | Natural Gas | FALSE | TRUE |  | FALSE | 29 | 53 |  | 30000 | 76 |  | 0.62 | 0.61 |  |  |  | Federally-Regulated Consumer Product |  | 2015-04-14
Rheem | Rheem | 22V30FT | Natural Gas | TRUE | TRUE | Non-Ozone-Depleting | TRUE | 29 | 48 |  | 32000 | 76 | 24560 | 0.61 | 0.61 |  |  |  | Federally-Regulated Consumer Product |  | 2013-06-17
Rheem Sales Co.¦ Inc. | Rheem | PROG30-26N RH61 MH H | Natural Gas | FALSE | TRUE |  | TRUE | 29 | 48 |  | 26000 | 76 |  | 0.61 | 0.61 |  |  |  | Federally-Regulated Consumer Product |  | 2015-10-01
Rheem Sales Co.¦ Inc. | Rheem | PROG30-32N RH61 MH | Natural Gas | FALSE | TRUE |  | TRUE | 29 | 48 |  | 32000 | 76 |  | 0.61 | 0.61 |  |  |  | Federally-Regulated Consumer Product |  | 2015-10-01
Bradford White Corporation | Bradford-White Corp. | MI303T***N4 | Natural Gas | FALSE | FALSE |  | FALSE | 29 | 67 |  | 40000 | 78 | 24560 | 0.61 | 0.61 |  |  |  | Federally-Regulated Consumer Product |  | 2008-05-08
Rheem | Paloma | RHPRO30-60 | Natural Gas | TRUE | TRUE |  | FALSE | 29 | 90 |  | 60000 | 80 |  | 0.7 | 0.61 |  |  |  | Federally-Regulated Consumer Product |  | 2012-12-21
Rheem Sales Co.¦ Inc. | Rheem | PRO+G29-60N RH70 ID | Natural Gas | TRUE | TRUE |  | FALSE | 29 | 90 |  | 60000 | 81 |  | 0.7 | 0.61 |  |  |  | Federally-Regulated Consumer Product |  | 2015-10-01
American Water Heater Co. | American | MHSCG62-30T30-3NV | Natural Gas | FALSE | FALSE |  | TRUE | 30 | 54 |  | 30000 | 76 |  | 0.61 | 0.61 |  |  |  | Federally-Regulated Consumer Product |  | 2016-03-30
American Water Heater Co. | American | MHSCG62-30T30-3NV 300 | Natural Gas | FALSE | TRUE |  | TRUE | 30 | 48 |  | 30000 | 76 |  | 0.61 | 0.61 |  |  |  | Federally-Regulated Consumer Product |  | 2016-03-30
A O Smith Water Products | Sears Brand Management Corp. | 153.3316 | Natural Gas | FALSE | TRUE |  | FALSE | 30 | 60 |  | 35500 | 78 |  | 0.61 | 0.61 |  |  |  | Federally-Regulated Consumer Product |  | 2011-11-30
A O Smith Water Products | Sears Brand Management Corp. | 153.3316 | Natural Gas | FALSE | TRUE |  | FALSE | 30 | 67 |  | 35500 | 76 |  | 0.61 | 0.61 |  |  |  | Federally-Regulated Consumer Product |  | 2011-11-30
A O Smith Water Products | Sears¦ Roebuck¦ & Co. | 153.3333 | Natural Gas | FALSE | TRUE | Non-Ozone-Depleting | FALSE | 30 | 59 |  | 35500 | 73 | 24560 | 0.61 | 0.61 |  |  |  | Federally-Regulated Consumer Product |  | 2007-11-21
A O Smith Water Products | Sears¦ Roebuck¦ & Co. | 153.3333 | Natural Gas | FALSE | TRUE | Non-Ozone-Depleting | FALSE | 30 | 59 |  | 35500 | 73 | 24560 | 0.61 | 0.61 |  |  |  | Federally-Regulated Consumer Product |  | 2007-11-21
A O Smith Water Products | Sears¦ Roebuck¦ & Co. | 153.3338 | Natural Gas | FALSE | FALSE | Non-Ozone-Depleting | TRUE | 30 | 54 |  | 30000 | 76 | 24560 | 0.61 | 0.61 |  |  |  | Federally-Regulated Consumer Product |  | 2007-11-21
A O Smith Water Products | Sears¦ Roebuck¦ & Co. | 153.3339 | Natural Gas | FALSE | FALSE |  | TRUE | 30 | 59 |  | 35500 | 73 | 24560 | 0.61 | 0.61 |  |  |  | Federally-Regulated Consumer Product |  | 2009-02-27
A O Smith Water Products | Sears¦ Roebuck¦ & Co. | 153.3362 | Natural Gas | FALSE | TRUE | Non-Ozone-Depleting | FALSE | 30 | 54 |  | 32000 | 71 | 24560 | 0.61 | 0.61 |  |  |  | Federally-Regulated Consumer Product |  | 2007-11-21
A O Smith Water Products | Sears¦ Roebuck¦ & Co. | 153.3362 | Natural Gas | FALSE | TRUE | Non-Ozone-Depleting | FALSE | 30 | 54 |  | 32000 | 71 | 24560 | 0.61 | 0.61 |  |  |  | Federally-Regulated Consumer Product |  | 2007-11-21
A O Smith Water Products | Sears¦ Roebuck¦ & Co. | 153.3363 | Natural Gas | FALSE | TRUE | Non-Ozone-Depleting | FALSE | 30 | 59 |  | 35500 | 73 | 24560 | 0.61 | 0.61 |  |  |  | Federally-Regulated Consumer Product |  | 2007-11-21
A O Smith Water Products | Sears¦ Roebuck¦ & Co. | 153.3363 | Natural Gas | FALSE | TRUE |  | FALSE | 30 | 60 |  | 35500 | 80 | 24560 | 0.61 | 0.61 |  |  |  | Federally-Regulated Consumer Product |  | 2009-02-27
A O Smith Water Products | Sears Brand Management Corp. | 153.3363 | Natural Gas | FALSE | TRUE |  | TRUE | 30 | 62 |  | 35500 | 76 |  | 0.61 | 0.61 |  |  |  | Federally-Regulated Consumer Product |  | 2011-11-30
A O Smith Water Products | Sears¦ Roebuck¦ & Co. | 153.3363 | Natural Gas | FALSE | TRUE |  | TRUE | 30 | 62 |  | 35500 | 76 | 24560 | 0.61 | 0.61 |  |  |  | Federally-Regulated Consumer Product |  | 2011-02-17
A O Smith Water Products | Sears¦ Roebuck¦ & Co. | 153.3364 | Natural Gas | FALSE | TRUE | Non-Ozone-Depleting | FALSE | 30 | 59 |  | 35500 | 73 | 24560 | 0.61 | 0.61 |  |  |  | Federally-Regulated Consumer Product |  | 2007-11-21
A O Smith Water Products | Sears¦ Roebuck¦ & Co. | 153.3364 | Natural Gas | FALSE | TRUE | Non-Ozone-Depleting | FALSE | 30 | 59 |  | 35500 | 73 | 24560 | 0.61 | 0.61 |  |  |  | Federally-Regulated Consumer Product |  | 2007-11-21
A O Smith Water Products | Sears¦ Roebuck¦ & Co. | 153.3364 | Natural Gas | FALSE | TRUE |  | FALSE | 30 | 67 |  | 35500 | 76 | 24560 | 0.61 | 0.61 |  |  |  | Federally-Regulated Consumer Product |  | 2010-03-16
A O Smith Water Products | Sears Brand Management Corp. | 153.3369 | Natural Gas | FALSE | TRUE |  | TRUE | 30 | 50 |  | 35500 | 76 |  | 0.61 | 0.61 |  |  |  | Federally-Regulated Consumer Product |  | 2014-12-23
A O Smith Water Products | Kenmore | 153.3369 | Natural Gas | FALSE | TRUE |  | TRUE | 30 | 55 |  | 35500 | 78 |  | 0.63 | 0.61 |  |  |  | Federally-Regulated Consumer Product |  | 2015-10-01
A O Smith Water Products | Sears¦ Roebuck¦ & Co. | 153.3393 | Natural Gas | FALSE | TRUE | Non-Ozone-Depleting | FALSE | 30 | 66 |  | 40000 | 77 | 24560 | 0.61 | 0.61 |  |  |  | Federally-Regulated Consumer Product |  | 2007-11-21
A O Smith Water Products | Sears¦ Roebuck¦ & Co. | 153.3394 | Natural Gas | FALSE | TRUE | Non-Ozone-Depleting | FALSE | 30 | 66 |  | 40000 | 77 | 24560 | 0.61 | 0.61 |  |  |  | Federally-Regulated Consumer Product |  | 2007-11-21
A O Smith Water Products | A O Smith Water Products | 153.3394 | Natural Gas | FALSE | TRUE | Non-Ozone-Depleting | FALSE | 30 | 66 |  | 40000 | 77 | 24560 | 0.61 | 0.61 |  |  |  | Federally-Regulated Consumer Product |  | 2007-11-21
A O Smith Water Products | Sears¦ Roebuck¦ & Co. | 153.3394 | Natural Gas | FALSE | TRUE | Non-Ozone-Depleting | FALSE | 30 | 66 |  | 40000 | 77 | 24560 | 0.61 | 0.61 |  |  |  | Federally-Regulated Consumer Product |  | 2007-11-21
A O Smith Water Products | Sears¦ Roebuck¦ & Co. | 153.3394 | Natural Gas | FALSE | TRUE |  | FALSE | 30 | 67 |  | 35500 | 76 | 24560 | 0.61 | 0.61 |  |  |  | Federally-Regulated Consumer Product |  | 2010-03-16
A O Smith Water Products | Kenmore | 153.5763 | Natural Gas | FALSE | TRUE |  | FALSE | 30 | 62 |  | 35500 | 78 |  | 0.63 | 0.61 |  |  |  | Federally-Regulated Consumer Product |  | 2015-10-01
A O Smith Water Products | Sears Brand Management Corp. | 153.5763 | Natural Gas | FALSE | TRUE |  | FALSE | 30 | 62 |  | 35500 | 78 |  | 0.63 | 0.61 |  |  |  | Federally-Regulated Consumer Product |  | 2015-04-10
A O Smith Water Products | Sears Brand Management Corp. | 153.5763 | Natural Gas | FALSE | TRUE |  | FALSE | 30 | 67 |  | 35500 | 78 |  | 0.63 | 0.61 |  |  |  | Federally-Regulated Consumer Product |  | 2015-04-10
A O Smith Water Products | Kenmore | 153.5763 | Natural Gas | FALSE | TRUE |  | FALSE | 30 | 67 |  | 35500 | 78 |  | 0.63 | 0.61 |  |  |  | Federally-Regulated Consumer Product |  | 2015-10-01
American Water Heater Co. | A.O. SMITH | G6-T3030NV 400 | Natural Gas | FALSE | TRUE |  | FALSE | 30 | 55 |  | 30000 | 76 |  | 0.63 | 0.61 |  |  |  | Federally-Regulated Consumer Product |  | 2017-05-10
American Water Heater Co. | A.O. SMITH | G6-S3030NV 400 | Natural Gas | FALSE | TRUE |  | FALSE | 30 | 50 |  | 30000 | 77 |  | 0.63 | 0.61 |  |  |  | Federally-Regulated Consumer Product |  | 2017-05-10
American Water Heater Co. | A.O. SMITH | G6-MH3030NV 400 | Natural Gas | FALSE | TRUE |  | TRUE | 30 | 54 |  | 30000 | 76 |  | 0.63 | 0.61 |  |  |  | Federally-Regulated Consumer Product |  | 2017-05-10
American Water Heater Co. | A.O. SMITH | G6-UT3030NV 400 | Natural Gas | FALSE | TRUE |  | FALSE | 30 | 52 |  | 30000 | 78 |  | 0.63 | 0.61 |  |  |  | Federally-Regulated Consumer Product |  | 2017-05-10
American Water Heater Co. | U.S. Craftmaster | MHG2F3030T 400 | Natural Gas | FALSE | TRUE |  | TRUE | 30 | 54 |  | 30000 | 76 |  | 0.63 | 0.61 |  |  |  | Federally-Regulated Consumer Product |  | 2017-05-10
American Water Heater Co. | AMERICAS BEST | UG6130T303N*** | Natural Gas | FALSE | TRUE |  | FALSE | 30 | 50 |  | 30000 | 77 |  | 0.61 | 0.61 |  |  |  | Federally-Regulated Consumer Product |  | 2017-05-22
American Water Heater Co. | AMERICAS BEST | BFG6130S303N*** | Natural Gas | FALSE | TRUE |  | FALSE | 30 | 50 |  | 30000 | 76 |  | 0.61 | 0.61 |  |  |  | Federally-Regulated Consumer Product |  | 2017-05-22
American Water Heater Co. | AMERICAS BEST | BFG6130T303NHV*** | Natural Gas | FALSE | TRUE |  | FALSE | 30 | 54 |  | 30000 | 76 |  | 0.61 | 0.61 |  |  |  | Federally-Regulated Consumer Product |  | 2017-05-22
American Water Heater Co. | AMERICAS BEST | MFG6130T303N*** | Natural Gas | FALSE | TRUE |  | TRUE | 30 | 54 |  | 30000 | 76 |  | 0.61 | 0.61 |  |  |  | Federally-Regulated Consumer Product |  | 2017-05-22
American Water Heater Co. | Craftmaster | UG6130T303N*** | Natural Gas | FALSE | TRUE |  | FALSE | 30 | 50 |  | 30000 | 77 |  | 0.61 | 0.61 |  |  |  | Federally-Regulated Consumer Product |  | 2017-05-22
American Water Heater Co. | Craftmaster | BFG6130S303N*** | Natural Gas | FALSE | TRUE |  | FALSE | 30 | 50 |  | 30000 | 76 |  | 0.61 | 0.61 |  |  |  | Federally-Regulated Consumer Product |  | 2017-05-22
American Water Heater Co. | Craftmaster | BFG6130T303NHV*** | Natural Gas | FALSE | TRUE |  | FALSE | 30 | 54 |  | 30000 | 76 |  | 0.61 | 0.61 |  |  |  | Federally-Regulated Consumer Product |  | 2017-05-22
American Water Heater Co. | Craftmaster | MFG6130T303N*** | Natural Gas | FALSE | TRUE |  | TRUE | 30 | 54 |  | 30000 | 76 |  | 0.61 | 0.61 |  |  |  | Federally-Regulated Consumer Product |  | 2017-05-22
American Water Heater Co. | Revere | UG6130T303N*** | Natural Gas | FALSE | TRUE |  | FALSE | 30 | 50 |  | 30000 | 77 |  | 0.61 | 0.61 |  |  |  | Federally-Regulated Consumer Product |  | 2017-05-23
American Water Heater Co. | Revere | BFG6130S303N*** | Natural Gas | FALSE | TRUE |  | FALSE | 30 | 50 |  | 30000 | 76 |  | 0.61 | 0.61 |  |  |  | Federally-Regulated Consumer Product |  | 2017-05-23
American Water Heater Co. | Revere | BFG6130T303NHV*** | Natural Gas | FALSE | TRUE |  | FALSE | 30 | 54 |  | 30000 | 76 |  | 0.61 | 0.61 |  |  |  | Federally-Regulated Consumer Product |  | 2017-05-23
American Water Heater Co. | Revere | MFG6130T303N*** | Natural Gas | FALSE | TRUE |  | TRUE | 30 | 54 |  | 30000 | 76 |  | 0.61 | 0.61 |  |  |  | Federally-Regulated Consumer Product |  | 2017-05-23
American Water Heater Co. | THE EARLS ENERGY | UG6130T303N*** | Natural Gas | FALSE | TRUE |  | FALSE | 30 | 50 |  | 30000 | 77 |  | 0.61 | 0.61 |  |  |  | Federally-Regulated Consumer Product |  | 2017-05-23
American Water Heater Co. | THE EARLS ENERGY | BFG6130S303N*** | Natural Gas | FALSE | TRUE |  | FALSE | 30 | 50 |  | 30000 | 76 |  | 0.61 | 0.61 |  |  |  | Federally-Regulated Consumer Product |  | 2017-05-23
American Water Heater Co. | THE EARLS ENERGY | BFG6130T303NHV*** | Natural Gas | FALSE | TRUE |  | FALSE | 30 | 54 |  | 30000 | 76 |  | 0.61 | 0.61 |  |  |  | Federally-Regulated Consumer Product |  | 2017-05-23
American Water Heater Co. | THE EARLS ENERGY | MFG6130T303N*** | Natural Gas | FALSE | TRUE |  | TRUE | 30 | 54 |  | 30000 | 76 |  | 0.61 | 0.61 |  |  |  | Federally-Regulated Consumer Product |  | 2017-05-23
American Water Heater Co. | THE EARLS ENERGY SAVER PLUS | UG6130T303N*** | Natural Gas | FALSE | TRUE |  | FALSE | 30 | 50 |  | 30000 | 77 |  | 0.61 | 0.61 |  |  |  | Federally-Regulated Consumer Product |  | 2017-05-23
American Water Heater Co. | THE EARLS ENERGY SAVER PLUS | BFG6130S303N*** | Natural Gas | FALSE | TRUE |  | FALSE | 30 | 50 |  | 30000 | 76 |  | 0.61 | 0.61 |  |  |  | Federally-Regulated Consumer Product |  | 2017-05-23
American Water Heater Co. | THE EARLS ENERGY SAVER PLUS | BFG6130T303NHV*** | Natural Gas | FALSE | TRUE |  | FALSE | 30 | 54 |  | 30000 | 76 |  | 0.61 | 0.61 |  |  |  | Federally-Regulated Consumer Product |  | 2017-05-23
American Water Heater Co. | THE EARLS ENERGY SAVER PLUS | MFG6130T303N*** | Natural Gas | FALSE | TRUE |  | TRUE | 30 | 54 |  | 30000 | 76 |  | 0.61 | 0.61 |  |  |  | Federally-Regulated Consumer Product |  | 2017-05-23
American Water Heater Co. | SURE-FIRE | UG6130T303N*** | Natural Gas | FALSE | TRUE |  | FALSE | 30 | 50 |  | 30000 | 77 |  | 0.61 | 0.61 |  |  |  | Federally-Regulated Consumer Product |  | 2017-05-23
American Water Heater Co. | SURE-FIRE | BFG6130S303N*** | Natural Gas | FALSE | TRUE |  | FALSE | 30 | 50 |  | 30000 | 76 |  | 0.61 | 0.61 |  |  |  | Federally-Regulated Consumer Product |  | 2017-05-23
American Water Heater Co. | SURE-FIRE | BFG6130T303NHV*** | Natural Gas | FALSE | TRUE |  | FALSE | 30 | 54 |  | 30000 | 76 |  | 0.61 | 0.61 |  |  |  | Federally-Regulated Consumer Product |  | 2017-05-23
American Water Heater Co. | SURE-FIRE | MFG6130T303N*** | Natural Gas | FALSE | TRUE |  | TRUE | 30 | 54 |  | 30000 | 76 |  | 0.61 | 0.61 |  |  |  | Federally-Regulated Consumer Product |  | 2017-05-23
American Water Heater Co. | SUPER EAGLE | UG6130T303N*** | Natural Gas | FALSE | TRUE |  | FALSE | 30 | 50 |  | 30000 | 77 |  | 0.61 | 0.61 |  |  |  | Federally-Regulated Consumer Product |  | 2017-05-23
American Water Heater Co. | SUPER EAGLE | BFG6130S303N*** | Natural Gas | FALSE | TRUE |  | FALSE | 30 | 50 |  | 30000 | 76 |  | 0.61 | 0.61 |  |  |  | Federally-Regulated Consumer Product |  | 2017-05-23
American Water Heater Co. | SUPER EAGLE | BFG6130T303NHV*** | Natural Gas | FALSE | TRUE |  | FALSE | 30 | 54 |  | 30000 | 76 |  | 0.61 | 0.61 |  |  |  | Federally-Regulated Consumer Product |  | 2017-05-23
American Water Heater Co. | SUPER EAGLE | MFG6130T303N*** | Natural Gas | FALSE | TRUE |  | TRUE | 30 | 54 |  | 30000 | 76 |  | 0.61 | 0.61 |  |  |  | Federally-Regulated Consumer Product |  | 2017-05-23
American Water Heater Co. | Super-Flo | UG6130T303N*** | Natural Gas | FALSE | TRUE |  | FALSE | 30 | 50 |  | 30000 | 77 |  | 0.61 | 0.61 |  |  |  | Federally-Regulated Consumer Product |  | 2017-05-23
American Water Heater Co. | Super-Flo | BFG6130S303N*** | Natural Gas | FALSE | TRUE |  | FALSE | 30 | 50 |  | 30000 | 76 |  | 0.61 | 0.61 |  |  |  | Federally-Regulated Consumer Product |  | 2017-05-23
American Water Heater Co. | Super-Flo | BFG6130T303NHV*** | Natural Gas | FALSE | TRUE |  | FALSE | 30 | 54 |  | 30000 | 76 |  | 0.61 | 0.61 |  |  |  | Federally-Regulated Consumer Product |  | 2017-05-23
American Water Heater Co. | Super-Flo | MFG6130T303N*** | Natural Gas | FALSE | TRUE |  | TRUE | 30 | 54 |  | 30000 | 76 |  | 0.61 | 0.61 |  |  |  | Federally-Regulated Consumer Product |  | 2017-05-23
American Water Heater Co. | Supreme | UG6130T303N*** | Natural Gas | FALSE | TRUE |  | FALSE | 30 | 50 |  | 30000 | 77 |  | 0.61 | 0.61 |  |  |  | Federally-Regulated Consumer Product |  | 2017-05-23
American Water Heater Co. | Supreme | BFG6130S303N*** | Natural Gas | FALSE | TRUE |  | FALSE | 30 | 50 |  | 30000 | 76 |  | 0.61 | 0.61 |  |  |  | Federally-Regulated Consumer Product |  | 2017-05-23
American Water Heater Co. | Supreme | BFG6130T303NHV*** | Natural Gas | FALSE | TRUE |  | FALSE | 30 | 54 |  | 30000 | 76 |  | 0.61 | 0.61 |  |  |  | Federally-Regulated Consumer Product |  | 2017-05-23
American Water Heater Co. | Supreme | MFG6130T303N*** | Natural Gas | FALSE | TRUE |  | TRUE | 30 | 54 |  | 30000 | 76 |  | 0.61 | 0.61 |  |  |  | Federally-Regulated Consumer Product |  | 2017-05-23
American Water Heater Co. | Standard | UG6130T303N*** | Natural Gas | FALSE | TRUE |  | FALSE | 30 | 50 |  | 30000 | 77 |  | 0.61 | 0.61 |  |  |  | Federally-Regulated Consumer Product |  | 2017-05-23
American Water Heater Co. | Standard | BFG6130S303N*** | Natural Gas | FALSE | TRUE |  | FALSE | 30 | 50 |  | 30000 | 76 |  | 0.61 | 0.61 |  |  |  | Federally-Regulated Consumer Product |  | 2017-05-23
American Water Heater Co. | Standard | BFG6130T303NHV*** | Natural Gas | FALSE | TRUE |  | FALSE | 30 | 54 |  | 30000 | 76 |  | 0.61 | 0.61 |  |  |  | Federally-Regulated Consumer Product |  | 2017-05-23
American Water Heater Co. | Standard | MFG6130T303N*** | Natural Gas | FALSE | TRUE |  | TRUE | 30 | 54 |  | 30000 | 76 |  | 0.61 | 0.61 |  |  |  | Federally-Regulated Consumer Product |  | 2017-05-23
American Water Heater Co. | Special Deluxe | UG6130T303N*** | Natural Gas | FALSE | TRUE |  | FALSE | 30 | 50 |  | 30000 | 77 |  | 0.61 | 0.61 |  |  |  | Federally-Regulated Consumer Product |  | 2017-05-23
American Water Heater Co. | Special Deluxe | BFG6130S303N*** | Natural Gas | FALSE | TRUE |  | FALSE | 30 | 50 |  | 30000 | 76 |  | 0.61 | 0.61 |  |  |  | Federally-Regulated Consumer Product |  | 2017-05-23
American Water Heater Co. | Special Deluxe | BFG6130T303NHV*** | Natural Gas | FALSE | TRUE |  | FALSE | 30 | 54 |  | 30000 | 76 |  | 0.61 | 0.61 |  |  |  | Federally-Regulated Consumer Product |  | 2017-05-23
American Water Heater Co. | Special Deluxe | MFG6130T303N*** | Natural Gas | FALSE | TRUE |  | TRUE | 30 | 54 |  | 30000 | 76 |  | 0.61 | 0.61 |  |  |  | Federally-Regulated Consumer Product |  | 2017-05-23
American Water Heater Co. | PREMIER PLUS | UG6130T303N*** | Natural Gas | FALSE | TRUE |  | FALSE | 30 | 50 |  | 30000 | 77 |  | 0.61 | 0.61 |  |  |  | Federally-Regulated Consumer Product |  | 2017-05-23
American Water Heater Co. | PREMIER PLUS | BFG6130S303N*** | Natural Gas | FALSE | TRUE |  | FALSE | 30 | 50 |  | 30000 | 76 |  | 0.61 | 0.61 |  |  |  | Federally-Regulated Consumer Product |  | 2017-05-23
American Water Heater Co. | PREMIER PLUS | BFG6130T303NHV*** | Natural Gas | FALSE | TRUE |  | FALSE | 30 | 54 |  | 30000 | 76 |  | 0.61 | 0.61 |  |  |  | Federally-Regulated Consumer Product |  | 2017-05-23
American Water Heater Co. | PREMIER PLUS | MFG6130T303N*** | Natural Gas | FALSE | TRUE |  | TRUE | 30 | 54 |  | 30000 | 76 |  | 0.61 | 0.61 |  |  |  | Federally-Regulated Consumer Product |  | 2017-05-23
American Water Heater Co. | Prestige | UG6130T303N*** | Natural Gas | FALSE | TRUE |  | FALSE | 30 | 50 |  | 30000 | 77 |  | 0.61 | 0.61 |  |  |  | Federally-Regulated Consumer Product |  | 2017-05-23
American Water Heater Co. | Prestige | BFG6130S303N*** | Natural Gas | FALSE | TRUE |  | FALSE | 30 | 50 |  | 30000 | 76 |  | 0.61 | 0.61 |  |  |  | Federally-Regulated Consumer Product |  | 2017-05-23
American Water Heater Co. | Prestige | BFG6130T303NHV*** | Natural Gas | FALSE | TRUE |  | FALSE | 30 | 54 |  | 30000 | 76 |  | 0.61 | 0.61 |  |  |  | Federally-Regulated Consumer Product |  | 2017-05-23
American Water Heater Co. | Prestige | MFG6130T303N*** | Natural Gas | FALSE | TRUE |  | TRUE | 30 | 54 |  | 30000 | 76 |  | 0.61 | 0.61 |  |  |  | Federally-Regulated Consumer Product |  | 2017-05-23
American Water Heater Co. | PRO-LINE PLUS | UG6130T303N*** | Natural Gas | FALSE | TRUE |  | FALSE | 30 | 50 |  | 30000 | 77 |  | 0.61 | 0.61 |  |  |  | Federally-Regulated Consumer Product |  | 2017-05-23
American Water Heater Co. | PRO-LINE PLUS | BFG6130S303N*** | Natural Gas | FALSE | TRUE |  | FALSE | 30 | 50 |  | 30000 | 76 |  | 0.61 | 0.61 |  |  |  | Federally-Regulated Consumer Product |  | 2017-05-23
American Water Heater Co. | PRO-LINE PLUS | BFG6130T303NHV*** | Natural Gas | FALSE | TRUE |  | FALSE | 30 | 54 |  | 30000 | 76 |  | 0.61 | 0.61 |  |  |  | Federally-Regulated Consumer Product |  | 2017-05-23
American Water Heater Co. | PRO-LINE PLUS | MFG6130T303N*** | Natural Gas | FALSE | TRUE |  | TRUE | 30 | 54 |  | 30000 | 76 |  | 0.61 | 0.61 |  |  |  | Federally-Regulated Consumer Product |  | 2017-05-23
American Water Heater Co. | Ace | UG6130T303N*** | Natural Gas | FALSE | TRUE |  | FALSE | 30 | 50 |  | 30000 | 77 |  | 0.61 | 0.61 |  |  |  | Federally-Regulated Consumer Product |  | 2017-05-23
American Water Heater Co. | Ace | BFG6130S303N*** | Natural Gas | FALSE | TRUE |  | FALSE | 30 | 50 |  | 30000 | 76 |  | 0.61 | 0.61 |  |  |  | Federally-Regulated Consumer Product |  | 2017-05-23
American Water Heater Co. | Ace | BFG6130T303NHV*** | Natural Gas | FALSE | TRUE |  | FALSE | 30 | 54 |  | 30000 | 76 |  | 0.61 | 0.61 |  |  |  | Federally-Regulated Consumer Product |  | 2017-05-23
American Water Heater Co. | Ace | MFG6130T303N*** | Natural Gas | FALSE | TRUE |  | TRUE | 30 | 54 |  | 30000 | 76 |  | 0.61 | 0.61 |  |  |  | Federally-Regulated Consumer Product |  | 2017-05-23
American Water Heater Co. | American Hardware | UG6130T303N*** | Natural Gas | FALSE | TRUE |  | FALSE | 30 | 50 |  | 30000 | 77 |  | 0.61 | 0.61 |  |  |  | Federally-Regulated Consumer Product |  | 2017-05-23
American Water Heater Co. | American Hardware | BFG6130S303N*** | Natural Gas | FALSE | TRUE |  | FALSE | 30 | 50 |  | 30000 | 76 |  | 0.61 | 0.61 |  |  |  | Federally-Regulated Consumer Product |  | 2017-05-23
American Water Heater Co. | American Hardware | BFG6130T303NHV*** | Natural Gas | FALSE | TRUE |  | FALSE | 30 | 54 |  | 30000 | 76 |  | 0.61 | 0.61 |  |  |  | Federally-Regulated Consumer Product |  | 2017-05-23
American Water Heater Co. | American Hardware | MFG6130T303N*** | Natural Gas | FALSE | TRUE |  | TRUE | 30 | 54 |  | 30000 | 76 |  | 0.61 | 0.61 |  |  |  | Federally-Regulated Consumer Product |  | 2017-05-23
American Water Heater Co. | Apex | UG6130T303N*** | Natural Gas | FALSE | TRUE |  | FALSE | 30 | 50 |  | 30000 | 77 |  | 0.61 | 0.61 |  |  |  | Federally-Regulated Consumer Product |  | 2017-05-23
American Water Heater Co. | Apex | BFG6130S303N*** | Natural Gas | FALSE | TRUE |  | FALSE | 30 | 50 |  | 30000 | 76 |  | 0.61 | 0.61 |  |  |  | Federally-Regulated Consumer Product |  | 2017-05-23
American Water Heater Co. | Apex | BFG6130T303NHV*** | Natural Gas | FALSE | TRUE |  | FALSE | 30 | 54 |  | 30000 | 76 |  | 0.61 | 0.61 |  |  |  | Federally-Regulated Consumer Product |  | 2017-05-23
American Water Heater Co. | Apex | MFG6130T303N*** | Natural Gas | FALSE | TRUE |  | TRUE | 30 | 54 |  | 30000 | 76 |  | 0.61 | 0.61 |  |  |  | Federally-Regulated Consumer Product |  | 2017-05-23
American Water Heater Co. | Aqua Temp | UG6130T303N*** | Natural Gas | FALSE | TRUE |  | FALSE | 30 | 50 |  | 30000 | 77 |  | 0.61 | 0.61 |  |  |  | Federally-Regulated Consumer Product |  | 2017-05-23
American Water Heater Co. | Aqua Temp | BFG6130S303N*** | Natural Gas | FALSE | TRUE |  | FALSE | 30 | 50 |  | 30000 | 76 |  | 0.61 | 0.61 |  |  |  | Federally-Regulated Consumer Product |  | 2017-05-23
American Water Heater Co. | Aqua Temp | BFG6130T303NHV*** | Natural Gas | FALSE | TRUE |  | FALSE | 30 | 54 |  | 30000 | 76 |  | 0.61 | 0.61 |  |  |  | Federally-Regulated Consumer Product |  | 2017-05-23
American Water Heater Co. | Aqua Temp | MFG6130T303N*** | Natural Gas | FALSE | TRUE |  | TRUE | 30 | 54 |  | 30000 | 76 |  | 0.61 | 0.61 |  |  |  | Federally-Regulated Consumer Product |  | 2017-05-23
American Water Heater Co. | Aqua Therm | UG6130T303N*** | Natural Gas | FALSE | TRUE |  | FALSE | 30 | 50 |  | 30000 | 77 |  | 0.61 | 0.61 |  |  |  | Federally-Regulated Consumer Product |  | 2017-05-23
American Water Heater Co. | Aqua Therm | BFG6130S303N*** | Natural Gas | FALSE | TRUE |  | FALSE | 30 | 50 |  | 30000 | 76 |  | 0.61 | 0.61 |  |  |  | Federally-Regulated Consumer Product |  | 2017-05-23
American Water Heater Co. | Aqua Therm | BFG6130T303NHV*** | Natural Gas | FALSE | TRUE |  | FALSE | 30 | 54 |  | 30000 | 76 |  | 0.61 | 0.61 |  |  |  | Federally-Regulated Consumer Product |  | 2017-05-23
American Water Heater Co. | Aqua Therm | MFG6130T303N*** | Natural Gas | FALSE | TRUE |  | TRUE | 30 | 54 |  | 30000 | 76 |  | 0.61 | 0.61 |  |  |  | Federally-Regulated Consumer Product |  | 2017-05-23
American Water Heater Co. | AQUAMATIC | UG6130T303N*** | Natural Gas | FALSE | TRUE |  | FALSE | 30 | 50 |  | 30000 | 77 |  | 0.61 | 0.61 |  |  |  | Federally-Regulated Consumer Product |  | 2017-05-23
American Water Heater Co. | AQUAMATIC | BFG6130S303N*** | Natural Gas | FALSE | TRUE |  | FALSE | 30 | 50 |  | 30000 | 76 |  | 0.61 | 0.61 |  |  |  | Federally-Regulated Consumer Product |  | 2017-05-23
American Water Heater Co. | AQUAMATIC | BFG6130T303NHV*** | Natural Gas | FALSE | TRUE |  | FALSE | 30 | 54 |  | 30000 | 76 |  | 0.61 | 0.61 |  |  |  | Federally-Regulated Consumer Product |  | 2017-05-23
American Water Heater Co. | AQUAMATIC | MFG6130T303N*** | Natural Gas | FALSE | TRUE |  | TRUE | 30 | 54 |  | 30000 | 76 |  | 0.61 | 0.61 |  |  |  | Federally-Regulated Consumer Product |  | 2017-05-23
American Water Heater Co. | Best Deluxe | UG6130T303N*** | Natural Gas | FALSE | TRUE |  | FALSE | 30 | 50 |  | 30000 | 77 |  | 0.61 | 0.61 |  |  |  | Federally-Regulated Consumer Product |  | 2017-05-23
American Water Heater Co. | Best Deluxe | BFG6130S303N*** | Natural Gas | FALSE | TRUE |  | FALSE | 30 | 50 |  | 30000 | 76 |  | 0.61 | 0.61 |  |  |  | Federally-Regulated Consumer Product |  | 2017-05-23
American Water Heater Co. | Best Deluxe | BFG6130T303NHV*** | Natural Gas | FALSE | TRUE |  | FALSE | 30 | 54 |  | 30000 | 76 |  | 0.61 | 0.61 |  |  |  | Federally-Regulated Consumer Product |  | 2017-05-23
American Water Heater Co. | Best Deluxe | MFG6130T303N*** | Natural Gas | FALSE | TRUE |  | TRUE | 30 | 54 |  | 30000 | 76 |  | 0.61 | 0.61 |  |  |  | Federally-Regulated Consumer Product |  | 2017-05-23
American Water Heater Co. | Best | UG6130T303N*** | Natural Gas | FALSE | TRUE |  | FALSE | 30 | 50 |  | 30000 | 77 |  | 0.61 | 0.61 |  |  |  | Federally-Regulated Consumer Product |  | 2017-05-23
American Water Heater Co. | Best | BFG6130S303N*** | Natural Gas | FALSE | TRUE |  | FALSE | 30 | 50 |  | 30000 | 76 |  | 0.61 | 0.61 |  |  |  | Federally-Regulated Consumer Product |  | 2017-05-23
American Water Heater Co. | Best | BFG6130T303NHV*** | Natural Gas | FALSE | TRUE |  | FALSE | 30 | 54 |  | 30000 | 76 |  | 0.61 | 0.61 |  |  |  | Federally-Regulated Consumer Product |  | 2017-05-23
American Water Heater Co. | Best | MFG6130T303N*** | Natural Gas | FALSE | TRUE |  | TRUE | 30 | 54 |  | 30000 | 76 |  | 0.61 | 0.61 |  |  |  | Federally-Regulated Consumer Product |  | 2017-05-23
American Water Heater Co. | Champion | UG6130T303N*** | Natural Gas | FALSE | TRUE |  | FALSE | 30 | 50 |  | 30000 | 77 |  | 0.61 | 0.61 |  |  |  | Federally-Regulated Consumer Product |  | 2017-05-23
American Water Heater Co. | Champion | BFG6130S303N*** | Natural Gas | FALSE | TRUE |  | FALSE | 30 | 50 |  | 30000 | 76 |  | 0.61 | 0.61 |  |  |  | Federally-Regulated Consumer Product |  | 2017-05-23
American Water Heater Co. | Champion | BFG6130T303NHV*** | Natural Gas | FALSE | TRUE |  | FALSE | 30 | 54 |  | 30000 | 76 |  | 0.61 | 0.61 |  |  |  | Federally-Regulated Consumer Product |  | 2017-05-23
American Water Heater Co. | Champion | MFG6130T303N*** | Natural Gas | FALSE | TRUE |  | TRUE | 30 | 54 |  | 30000 | 76 |  | 0.61 | 0.61 |  |  |  | Federally-Regulated Consumer Product |  | 2017-05-23
American Water Heater Co. | De-Limer | UG6130T303N*** | Natural Gas | FALSE | TRUE |  | FALSE | 30 | 50 |  | 30000 | 77 |  | 0.61 | 0.61 |  |  |  | Federally-Regulated Consumer Product |  | 2017-05-23
American Water Heater Co. | De-Limer | BFG6130S303N*** | Natural Gas | FALSE | TRUE |  | FALSE | 30 | 50 |  | 30000 | 76 |  | 0.61 | 0.61 |  |  |  | Federally-Regulated Consumer Product |  | 2017-05-23
American Water Heater Co. | De-Limer | BFG6130T303NHV*** | Natural Gas | FALSE | TRUE |  | FALSE | 30 | 54 |  | 30000 | 76 |  | 0.61 | 0.61 |  |  |  | Federally-Regulated Consumer Product |  | 2017-05-23
American Water Heater Co. | De-Limer | MFG6130T303N*** | Natural Gas | FALSE | TRUE |  | TRUE | 30 | 54 |  | 30000 | 76 |  | 0.61 | 0.61 |  |  |  | Federally-Regulated Consumer Product |  | 2017-05-23
American Water Heater Co. | DELUXE | UG6130T303N*** | Natural Gas | FALSE | TRUE |  | FALSE | 30 | 50 |  | 30000 | 77 |  | 0.61 | 0.61 |  |  |  | Federally-Regulated Consumer Product |  | 2017-05-23
American Water Heater Co. | DELUXE | BFG6130S303N*** | Natural Gas | FALSE | TRUE |  | FALSE | 30 | 50 |  | 30000 | 76 |  | 0.61 | 0.61 |  |  |  | Federally-Regulated Consumer Product |  | 2017-05-23
American Water Heater Co. | DELUXE | BFG6130T303NHV*** | Natural Gas | FALSE | TRUE |  | FALSE | 30 | 54 |  | 30000 | 76 |  | 0.61 | 0.61 |  |  |  | Federally-Regulated Consumer Product |  | 2017-05-23
American Water Heater Co. | DELUXE | MFG6130T303N*** | Natural Gas | FALSE | TRUE |  | TRUE | 30 | 54 |  | 30000 | 76 |  | 0.61 | 0.61 |  |  |  | Federally-Regulated Consumer Product |  | 2017-05-23
American Water Heater Co. | Eagle | UG6130T303N*** | Natural Gas | FALSE | TRUE |  | FALSE | 30 | 50 |  | 30000 | 77 |  | 0.61 | 0.61 |  |  |  | Federally-Regulated Consumer Product |  | 2017-05-23
American Water Heater Co. | Eagle | BFG6130S303N*** | Natural Gas | FALSE | TRUE |  | FALSE | 30 | 50 |  | 30000 | 76 |  | 0.61 | 0.61 |  |  |  | Federally-Regulated Consumer Product |  | 2017-05-23
American Water Heater Co. | Eagle | BFG6130T303NHV*** | Natural Gas | FALSE | TRUE |  | FALSE | 30 | 54 |  | 30000 | 76 |  | 0.61 | 0.61 |  |  |  | Federally-Regulated Consumer Product |  | 2017-05-23
American Water Heater Co. | Eagle | MFG6130T303N*** | Natural Gas | FALSE | TRUE |  | TRUE | 30 | 54 |  | 30000 | 76 |  | 0.61 | 0.61 |  |  |  | Federally-Regulated Consumer Product |  | 2017-05-23
American Water Heater Co. | ENVIROTEMP | UG6130T303N*** | Natural Gas | FALSE | TRUE |  | FALSE | 30 | 50 |  | 30000 | 77 |  | 0.61 | 0.61 |  |  |  | Federally-Regulated Consumer Product |  | 2017-05-23
American Water Heater Co. | ENVIROTEMP | BFG6130S303N*** | Natural Gas | FALSE | TRUE |  | FALSE | 30 | 50 |  | 30000 | 76 |  | 0.61 | 0.61 |  |  |  | Federally-Regulated Consumer Product |  | 2017-05-23
American Water Heater Co. | ENVIROTEMP | BFG6130T303NHV*** | Natural Gas | FALSE | TRUE |  | FALSE | 30 | 54 |  | 30000 | 76 |  | 0.61 | 0.61 |  |  |  | Federally-Regulated Consumer Product |  | 2017-05-23
American Water Heater Co. | ENVIROTEMP | MFG6130T303N*** | Natural Gas | FALSE | TRUE |  | TRUE | 30 | 54 |  | 30000 | 76 |  | 0.61 | 0.61 |  |  |  | Federally-Regulated Consumer Product |  | 2017-05-23
American Water Heater Co. | FOUR MOST | UG6130T303N*** | Natural Gas | FALSE | TRUE |  | FALSE | 30 | 50 |  | 30000 | 77 |  | 0.61 | 0.61 |  |  |  | Federally-Regulated Consumer Product |  | 2017-05-23
American Water Heater Co. | FOUR MOST | BFG6130S303N*** | Natural Gas | FALSE | TRUE |  | FALSE | 30 | 50 |  | 30000 | 76 |  | 0.61 | 0.61 |  |  |  | Federally-Regulated Consumer Product |  | 2017-05-23
American Water Heater Co. | FOUR MOST | BFG6130T303NHV*** | Natural Gas | FALSE | TRUE |  | FALSE | 30 | 54 |  | 30000 | 76 |  | 0.61 | 0.61 |  |  |  | Federally-Regulated Consumer Product |  | 2017-05-23
American Water Heater Co. | FOUR MOST | MFG6130T303N*** | Natural Gas | FALSE | TRUE |  | TRUE | 30 | 54 |  | 30000 | 76 |  | 0.61 | 0.61 |  |  |  | Federally-Regulated Consumer Product |  | 2017-05-23
American Water Heater Co. | Hotmaster | UG6130T303N*** | Natural Gas | FALSE | TRUE |  | FALSE | 30 | 50 |  | 30000 | 77 |  | 0.61 | 0.61 |  |  |  | Federally-Regulated Consumer Product |  | 2017-05-23
American Water Heater Co. | Hotmaster | BFG6130S303N*** | Natural Gas | FALSE | TRUE |  | FALSE | 30 | 50 |  | 30000 | 76 |  | 0.61 | 0.61 |  |  |  | Federally-Regulated Consumer Product |  | 2017-05-23
American Water Heater Co. | Hotmaster | BFG6130T303NHV*** | Natural Gas | FALSE | TRUE |  | FALSE | 30 | 54 |  | 30000 | 76 |  | 0.61 | 0.61 |  |  |  | Federally-Regulated Consumer Product |  | 2017-05-23
American Water Heater Co. | Hotmaster | MFG6130T303N*** | Natural Gas | FALSE | TRUE |  | TRUE | 30 | 54 |  | 30000 | 76 |  | 0.61 | 0.61 |  |  |  | Federally-Regulated Consumer Product |  | 2017-05-23
American Water Heater Co. | Hotstream | UG6130T303N*** | Natural Gas | FALSE | TRUE |  | FALSE | 30 | 50 |  | 30000 | 77 |  | 0.61 | 0.61 |  |  |  | Federally-Regulated Consumer Product |  | 2017-05-23
American Water Heater Co. | Hotstream | BFG6130S303N*** | Natural Gas | FALSE | TRUE |  | FALSE | 30 | 50 |  | 30000 | 76 |  | 0.61 | 0.61 |  |  |  | Federally-Regulated Consumer Product |  | 2017-05-23
American Water Heater Co. | Hotstream | BFG6130T303NHV*** | Natural Gas | FALSE | TRUE |  | FALSE | 30 | 54 |  | 30000 | 76 |  | 0.61 | 0.61 |  |  |  | Federally-Regulated Consumer Product |  | 2017-05-23
American Water Heater Co. | Hotstream | MFG6130T303N*** | Natural Gas | FALSE | TRUE |  | TRUE | 30 | 54 |  | 30000 | 76 |  | 0.61 | 0.61 |  |  |  | Federally-Regulated Consumer Product |  | 2017-05-23
American Water Heater Co. | Kenmore | UG6130T303N*** | Natural Gas | FALSE | TRUE |  | FALSE | 30 | 50 |  | 30000 | 77 |  | 0.61 | 0.61 |  |  |  | Federally-Regulated Consumer Product |  | 2017-05-23
American Water Heater Co. | Kenmore | BFG6130S303N*** | Natural Gas | FALSE | TRUE |  | FALSE | 30 | 50 |  | 30000 | 76 |  | 0.61 | 0.61 |  |  |  | Federally-Regulated Consumer Product |  | 2017-05-23
American Water Heater Co. | Kenmore | BFG6130T303NHV*** | Natural Gas | FALSE | TRUE |  | FALSE | 30 | 54 |  | 30000 | 76 |  | 0.61 | 0.61 |  |  |  | Federally-Regulated Consumer Product |  | 2017-05-23
American Water Heater Co. | Kenmore | MFG6130T303N*** | Natural Gas | FALSE | TRUE |  | TRUE | 30 | 54 |  | 30000 | 76 |  | 0.61 | 0.61 |  |  |  | Federally-Regulated Consumer Product |  | 2017-05-23
American Water Heater Co. | King-Kleen | UG6130T303N*** | Natural Gas | FALSE | TRUE |  | FALSE | 30 | 50 |  | 30000 | 77 |  | 0.61 | 0.61 |  |  |  | Federally-Regulated Consumer Product |  | 2017-05-23
American Water Heater Co. | King-Kleen | BFG6130S303N*** | Natural Gas | FALSE | TRUE |  | FALSE | 30 | 50 |  | 30000 | 76 |  | 0.61 | 0.61 |  |  |  | Federally-Regulated Consumer Product |  | 2017-05-23
American Water Heater Co. | King-Kleen | BFG6130T303NHV*** | Natural Gas | FALSE | TRUE |  | FALSE | 30 | 54 |  | 30000 | 76 |  | 0.61 | 0.61 |  |  |  | Federally-Regulated Consumer Product |  | 2017-05-23
American Water Heater Co. | King-Kleen | MFG6130T303N*** | Natural Gas | FALSE | TRUE |  | TRUE | 30 | 54 |  | 30000 | 76 |  | 0.61 | 0.61 |  |  |  | Federally-Regulated Consumer Product |  | 2017-05-23
American Water Heater Co. | King-Line | UG6130T303N*** | Natural Gas | FALSE | TRUE |  | FALSE | 30 | 50 |  | 30000 | 77 |  | 0.61 | 0.61 |  |  |  | Federally-Regulated Consumer Product |  | 2017-05-23
American Water Heater Co. | King-Line | BFG6130S303N*** | Natural Gas | FALSE | TRUE |  | FALSE | 30 | 50 |  | 30000 | 76 |  | 0.61 | 0.61 |  |  |  | Federally-Regulated Consumer Product |  | 2017-05-23
American Water Heater Co. | King-Line | BFG6130T303NHV*** | Natural Gas | FALSE | TRUE |  | FALSE | 30 | 54 |  | 30000 | 76 |  | 0.61 | 0.61 |  |  |  | Federally-Regulated Consumer Product |  | 2017-05-23
American Water Heater Co. | King-Line | MFG6130T303N*** | Natural Gas | FALSE | TRUE |  | TRUE | 30 | 54 |  | 30000 | 76 |  | 0.61 | 0.61 |  |  |  | Federally-Regulated Consumer Product |  | 2017-05-23
American Water Heater Co. | Master Plumber | UG6130T303N*** | Natural Gas | FALSE | TRUE |  | FALSE | 30 | 50 |  | 30000 | 77 |  | 0.61 | 0.61 |  |  |  | Federally-Regulated Consumer Product |  | 2017-05-23
American Water Heater Co. | Master Plumber | BFG6130S303N*** | Natural Gas | FALSE | TRUE |  | FALSE | 30 | 50 |  | 30000 | 76 |  | 0.61 | 0.61 |  |  |  | Federally-Regulated Consumer Product |  | 2017-05-23
American Water Heater Co. | Master Plumber | BFG6130T303NHV*** | Natural Gas | FALSE | TRUE |  | FALSE | 30 | 54 |  | 30000 | 76 |  | 0.61 | 0.61 |  |  |  | Federally-Regulated Consumer Product |  | 2017-05-23
American Water Heater Co. | Master Plumber | MFG6130T303N*** | Natural Gas | FALSE | TRUE |  | TRUE | 30 | 54 |  | 30000 | 76 |  | 0.61 | 0.61 |  |  |  | Federally-Regulated Consumer Product |  | 2017-05-23
American Water Heater Co. | Nationaline | UG6130T303N*** | Natural Gas | FALSE | TRUE |  | FALSE | 30 | 50 |  | 30000 | 77 |  | 0.61 | 0.61 |  |  |  | Federally-Regulated Consumer Product |  | 2017-05-23
American Water Heater Co. | Nationaline | BFG6130S303N*** | Natural Gas | FALSE | TRUE |  | FALSE | 30 | 50 |  | 30000 | 76 |  | 0.61 | 0.61 |  |  |  | Federally-Regulated Consumer Product |  | 2017-05-23
American Water Heater Co. | Nationaline | BFG6130T303NHV*** | Natural Gas | FALSE | TRUE |  | FALSE | 30 | 54 |  | 30000 | 76 |  | 0.61 | 0.61 |  |  |  | Federally-Regulated Consumer Product |  | 2017-05-23
American Water Heater Co. | Nationaline | MFG6130T303N*** | Natural Gas | FALSE | TRUE |  | TRUE | 30 | 54 |  | 30000 | 76 |  | 0.61 | 0.61 |  |  |  | Federally-Regulated Consumer Product |  | 2017-05-23
American Water Heater Co. | NEPTUNE | UG6130T303N*** | Natural Gas | FALSE | TRUE |  | FALSE | 30 | 50 |  | 30000 | 77 |  | 0.61 | 0.61 |  |  |  | Federally-Regulated Consumer Product |  | 2017-05-23
American Water Heater Co. | NEPTUNE | BFG6130S303N*** | Natural Gas | FALSE | TRUE |  | FALSE | 30 | 50 |  | 30000 | 76 |  | 0.61 | 0.61 |  |  |  | Federally-Regulated Consumer Product |  | 2017-05-23
American Water Heater Co. | NEPTUNE | BFG6130T303NHV*** | Natural Gas | FALSE | TRUE |  | FALSE | 30 | 54 |  | 30000 | 76 |  | 0.61 | 0.61 |  |  |  | Federally-Regulated Consumer Product |  | 2017-05-23
American Water Heater Co. | NEPTUNE | MFG6130T303N*** | Natural Gas | FALSE | TRUE |  | TRUE | 30 | 54 |  | 30000 | 76 |  | 0.61 | 0.61 |  |  |  | Federally-Regulated Consumer Product |  | 2017-05-23
American Water Heater Co. | PENQUIN | UG6130T303N*** | Natural Gas | FALSE | TRUE |  | FALSE | 30 | 50 |  | 30000 | 77 |  | 0.61 | 0.61 |  |  |  | Federally-Regulated Consumer Product |  | 2017-05-23
American Water Heater Co. | PENQUIN | BFG6130S303N*** | Natural Gas | FALSE | TRUE |  | FALSE | 30 | 50 |  | 30000 | 76 |  | 0.61 | 0.61 |  |  |  | Federally-Regulated Consumer Product |  | 2017-05-23
American Water Heater Co. | PENQUIN | BFG6130T303NHV*** | Natural Gas | FALSE | TRUE |  | FALSE | 30 | 54 |  | 30000 | 76 |  | 0.61 | 0.61 |  |  |  | Federally-Regulated Consumer Product |  | 2017-05-23
American Water Heater Co. | PENQUIN | MFG6130T303N*** | Natural Gas | FALSE | TRUE |  | TRUE | 30 | 54 |  | 30000 | 76 |  | 0.61 | 0.61 |  |  |  | Federally-Regulated Consumer Product |  | 2017-05-23
American Water Heater Co. | Polaris | UG6130T303N*** | Natural Gas | FALSE | TRUE |  | FALSE | 30 | 50 |  | 30000 | 77 |  | 0.61 | 0.61 |  |  |  | Federally-Regulated Consumer Product |  | 2017-05-23
American Water Heater Co. | Polaris | BFG6130S303N*** | Natural Gas | FALSE | TRUE |  | FALSE | 30 | 50 |  | 30000 | 76 |  | 0.61 | 0.61 |  |  |  | Federally-Regulated Consumer Product |  | 2017-05-23
American Water Heater Co. | Polaris | BFG6130T303NHV*** | Natural Gas | FALSE | TRUE |  | FALSE | 30 | 54 |  | 30000 | 76 |  | 0.61 | 0.61 |  |  |  | Federally-Regulated Consumer Product |  | 2017-05-23
American Water Heater Co. | Polaris | MFG6130T303N*** | Natural Gas | FALSE | TRUE |  | TRUE | 30 | 54 |  | 30000 | 76 |  | 0.61 | 0.61 |  |  |  | Federally-Regulated Consumer Product |  | 2017-05-23
American Water Heater Co. | PREMIER PLUS SELF CLEANING PRESTIGE | UG6130T303N*** | Natural Gas | FALSE | TRUE |  | FALSE | 30 | 50 |  | 30000 | 77 |  | 0.61 | 0.61 |  |  |  | Federally-Regulated Consumer Product |  | 2017-05-23
American Water Heater Co. | PREMIER PLUS SELF CLEANING PRESTIGE | BFG6130S303N*** | Natural Gas | FALSE | TRUE |  | FALSE | 30 | 50 |  | 30000 | 76 |  | 0.61 | 0.61 |  |  |  | Federally-Regulated Consumer Product |  | 2017-05-23
American Water Heater Co. | PREMIER PLUS SELF CLEANING PRESTIGE | BFG6130T303NHV*** | Natural Gas | FALSE | TRUE |  | FALSE | 30 | 54 |  | 30000 | 76 |  | 0.61 | 0.61 |  |  |  | Federally-Regulated Consumer Product |  | 2017-05-23
American Water Heater Co. | PREMIER PLUS SELF CLEANING PRESTIGE | MFG6130T303N*** | Natural Gas | FALSE | TRUE |  | TRUE | 30 | 54 |  | 30000 | 76 |  | 0.61 | 0.61 |  |  |  | Federally-Regulated Consumer Product |  | 2017-05-23
American Water Heater Co. | Pro-Line | UG6130T303N*** | Natural Gas | FALSE | TRUE |  | FALSE | 30 | 50 |  | 30000 | 77 |  | 0.61 | 0.61 |  |  |  | Federally-Regulated Consumer Product |  | 2017-05-23
American Water Heater Co. | Pro-Line | BFG6130S303N*** | Natural Gas | FALSE | TRUE |  | FALSE | 30 | 50 |  | 30000 | 76 |  | 0.61 | 0.61 |  |  |  | Federally-Regulated Consumer Product |  | 2017-05-23
American Water Heater Co. | Pro-Line | BFG6130T303NHV*** | Natural Gas | FALSE | TRUE |  | FALSE | 30 | 54 |  | 30000 | 76 |  | 0.61 | 0.61 |  |  |  | Federally-Regulated Consumer Product |  | 2017-05-23
American Water Heater Co. | Pro-Line | MFG6130T303N*** | Natural Gas | FALSE | TRUE |  | TRUE | 30 | 54 |  | 30000 | 76 |  | 0.61 | 0.61 |  |  |  | Federally-Regulated Consumer Product |  | 2017-05-23
American Water Heater Co. | Quaker | UG6130T303N*** | Natural Gas | FALSE | TRUE |  | FALSE | 30 | 50 |  | 30000 | 77 |  | 0.61 | 0.61 |  |  |  | Federally-Regulated Consumer Product |  | 2017-05-23
American Water Heater Co. | Quaker | BFG6130S303N*** | Natural Gas | FALSE | TRUE |  | FALSE | 30 | 50 |  | 30000 | 76 |  | 0.61 | 0.61 |  |  |  | Federally-Regulated Consumer Product |  | 2017-05-23
American Water Heater Co. | Quaker | BFG6130T303NHV*** | Natural Gas | FALSE | TRUE |  | FALSE | 30 | 54 |  | 30000 | 76 |  | 0.61 | 0.61 |  |  |  | Federally-Regulated Consumer Product |  | 2017-05-23
American Water Heater Co. | Quaker | MFG6130T303N*** | Natural Gas | FALSE | TRUE |  | TRUE | 30 | 54 |  | 30000 | 76 |  | 0.61 | 0.61 |  |  |  | Federally-Regulated Consumer Product |  | 2017-05-23
American Water Heater Co. | QUICK-FLO | UG6130T303N*** | Natural Gas | FALSE | TRUE |  | FALSE | 30 | 50 |  | 30000 | 77 |  | 0.61 | 0.61 |  |  |  | Federally-Regulated Consumer Product |  | 2017-05-23
American Water Heater Co. | QUICK-FLO | BFG6130S303N*** | Natural Gas | FALSE | TRUE |  | FALSE | 30 | 50 |  | 30000 | 76 |  | 0.61 | 0.61 |  |  |  | Federally-Regulated Consumer Product |  | 2017-05-23
American Water Heater Co. | QUICK-FLO | BFG6130T303NHV*** | Natural Gas | FALSE | TRUE |  | FALSE | 30 | 54 |  | 30000 | 76 |  | 0.61 | 0.61 |  |  |  | Federally-Regulated Consumer Product |  | 2017-05-23
American Water Heater Co. | QUICK-FLO | MFG6130T303N*** | Natural Gas | FALSE | TRUE |  | TRUE | 30 | 54 |  | 30000 | 76 |  | 0.61 | 0.61 |  |  |  | Federally-Regulated Consumer Product |  | 2017-05-23
American Water Heater Co. | Raywall | UG6130T303N*** | Natural Gas | FALSE | TRUE |  | FALSE | 30 | 50 |  | 30000 | 77 |  | 0.61 | 0.61 |  |  |  | Federally-Regulated Consumer Product |  | 2017-05-23
American Water Heater Co. | Raywall | BFG6130S303N*** | Natural Gas | FALSE | TRUE |  | FALSE | 30 | 50 |  | 30000 | 76 |  | 0.61 | 0.61 |  |  |  | Federally-Regulated Consumer Product |  | 2017-05-23
American Water Heater Co. | Raywall | BFG6130T303NHV*** | Natural Gas | FALSE | TRUE |  | FALSE | 30 | 54 |  | 30000 | 76 |  | 0.61 | 0.61 |  |  |  | Federally-Regulated Consumer Product |  | 2017-05-23
American Water Heater Co. | Raywall | MFG6130T303N*** | Natural Gas | FALSE | TRUE |  | TRUE | 30 | 54 |  | 30000 | 76 |  | 0.61 | 0.61 |  |  |  | Federally-Regulated Consumer Product |  | 2017-05-23
American Water Heater Co. | RIVERIA | UG6130T303N*** | Natural Gas | FALSE | TRUE |  | FALSE | 30 | 50 |  | 30000 | 77 |  | 0.61 | 0.61 |  |  |  | Federally-Regulated Consumer Product |  | 2017-05-23
American Water Heater Co. | RIVERIA | BFG6130S303N*** | Natural Gas | FALSE | TRUE |  | FALSE | 30 | 50 |  | 30000 | 76 |  | 0.61 | 0.61 |  |  |  | Federally-Regulated Consumer Product |  | 2017-05-23
American Water Heater Co. | RIVERIA | BFG6130T303NHV*** | Natural Gas | FALSE | TRUE |  | FALSE | 30 | 54 |  | 30000 | 76 |  | 0.61 | 0.61 |  |  |  | Federally-Regulated Consumer Product |  | 2017-05-23
American Water Heater Co. | RIVERIA | MFG6130T303N*** | Natural Gas | FALSE | TRUE |  | TRUE | 30 | 54 |  | 30000 | 76 |  | 0.61 | 0.61 |  |  |  | Federally-Regulated Consumer Product |  | 2017-05-23
American Water Heater Co. | Sands | UG6130T303N*** | Natural Gas | FALSE | TRUE |  | FALSE | 30 | 50 |  | 30000 | 77 |  | 0.61 | 0.61 |  |  |  | Federally-Regulated Consumer Product |  | 2017-05-23
American Water Heater Co. | Sands | BFG6130S303N*** | Natural Gas | FALSE | TRUE |  | FALSE | 30 | 50 |  | 30000 | 76 |  | 0.61 | 0.61 |  |  |  | Federally-Regulated Consumer Product |  | 2017-05-23
American Water Heater Co. | Sands | BFG6130T303NHV*** | Natural Gas | FALSE | TRUE |  | FALSE | 30 | 54 |  | 30000 | 76 |  | 0.61 | 0.61 |  |  |  | Federally-Regulated Consumer Product |  | 2017-05-23
American Water Heater Co. | Sands | MFG6130T303N*** | Natural Gas | FALSE | TRUE |  | TRUE | 30 | 54 |  | 30000 | 76 |  | 0.61 | 0.61 |  |  |  | Federally-Regulated Consumer Product |  | 2017-05-23
American Water Heater Co. | SENTINAL | UG6130T303N*** | Natural Gas | FALSE | TRUE |  | FALSE | 30 | 50 |  | 30000 | 77 |  | 0.61 | 0.61 |  |  |  | Federally-Regulated Consumer Product |  | 2017-05-24
American Water Heater Co. | SENTINAL | BFG6130S303N*** | Natural Gas | FALSE | TRUE |  | FALSE | 30 | 50 |  | 30000 | 76 |  | 0.61 | 0.61 |  |  |  | Federally-Regulated Consumer Product |  | 2017-05-24
American Water Heater Co. | SENTINAL | BFG6130T303NHV*** | Natural Gas | FALSE | TRUE |  | FALSE | 30 | 54 |  | 30000 | 76 |  | 0.61 | 0.61 |  |  |  | Federally-Regulated Consumer Product |  | 2017-05-24
American Water Heater Co. | SENTINAL | MFG6130T303N*** | Natural Gas | FALSE | TRUE |  | TRUE | 30 | 54 |  | 30000 | 76 |  | 0.61 | 0.61 |  |  |  | Federally-Regulated Consumer Product |  | 2017-05-24
American Water Heater Co. | THE ENERGY SAVER PLUS | UG6130T303N*** | Natural Gas | FALSE | TRUE |  | FALSE | 30 | 50 |  | 30000 | 77 |  | 0.61 | 0.61 |  |  |  | Federally-Regulated Consumer Product |  | 2017-05-24
American Water Heater Co. | THE ENERGY SAVER PLUS | BFG6130S303N*** | Natural Gas | FALSE | TRUE |  | FALSE | 30 | 50 |  | 30000 | 76 |  | 0.61 | 0.61 |  |  |  | Federally-Regulated Consumer Product |  | 2017-05-24
American Water Heater Co. | THE ENERGY SAVER PLUS | BFG6130T303NHV*** | Natural Gas | FALSE | TRUE |  | FALSE | 30 | 54 |  | 30000 | 76 |  | 0.61 | 0.61 |  |  |  | Federally-Regulated Consumer Product |  | 2017-05-24
American Water Heater Co. | THE ENERGY SAVER PLUS | MFG6130T303N*** | Natural Gas | FALSE | TRUE |  | TRUE | 30 | 54 |  | 30000 | 76 |  | 0.61 | 0.61 |  |  |  | Federally-Regulated Consumer Product |  | 2017-05-24
American Water Heater Co. | Thoro-Clean | UG6130T303N*** | Natural Gas | FALSE | TRUE |  | FALSE | 30 | 50 |  | 30000 | 77 |  | 0.61 | 0.61 |  |  |  | Federally-Regulated Consumer Product |  | 2017-05-24
American Water Heater Co. | Thoro-Clean | BFG6130S303N*** | Natural Gas | FALSE | TRUE |  | FALSE | 30 | 50 |  | 30000 | 76 |  | 0.61 | 0.61 |  |  |  | Federally-Regulated Consumer Product |  | 2017-05-24
American Water Heater Co. | Thoro-Clean | BFG6130T303NHV*** | Natural Gas | FALSE | TRUE |  | FALSE | 30 | 54 |  | 30000 | 76 |  | 0.61 | 0.61 |  |  |  | Federally-Regulated Consumer Product |  | 2017-05-24
American Water Heater Co. | Thoro-Clean | MFG6130T303N*** | Natural Gas | FALSE | TRUE |  | TRUE | 30 | 54 |  | 30000 | 76 |  | 0.61 | 0.61 |  |  |  | Federally-Regulated Consumer Product |  | 2017-05-24
American Water Heater Co. | TRU VALUE | UG6130T303N*** | Natural Gas | FALSE | TRUE |  | FALSE | 30 | 50 |  | 30000 | 77 |  | 0.61 | 0.61 |  |  |  | Federally-Regulated Consumer Product |  | 2017-05-24
American Water Heater Co. | TRU VALUE | BFG6130S303N*** | Natural Gas | FALSE | TRUE |  | FALSE | 30 | 50 |  | 30000 | 76 |  | 0.61 | 0.61 |  |  |  | Federally-Regulated Consumer Product |  | 2017-05-24
American Water Heater Co. | TRU VALUE | BFG6130T303NHV*** | Natural Gas | FALSE | TRUE |  | FALSE | 30 | 54 |  | 30000 | 76 |  | 0.61 | 0.61 |  |  |  | Federally-Regulated Consumer Product |  | 2017-05-24
American Water Heater Co. | TRU VALUE | MFG6130T303N*** | Natural Gas | FALSE | TRUE |  | TRUE | 30 | 54 |  | 30000 | 76 |  | 0.61 | 0.61 |  |  |  | Federally-Regulated Consumer Product |  | 2017-05-24
American Water Heater Co. | TRUE-TEST | UG6130T303N*** | Natural Gas | FALSE | TRUE |  | FALSE | 30 | 50 |  | 30000 | 77 |  | 0.61 | 0.61 |  |  |  | Federally-Regulated Consumer Product |  | 2017-05-24
American Water Heater Co. | TRUE-TEST | BFG6130S303N*** | Natural Gas | FALSE | TRUE |  | FALSE | 30 | 50 |  | 30000 | 76 |  | 0.61 | 0.61 |  |  |  | Federally-Regulated Consumer Product |  | 2017-05-24
American Water Heater Co. | TRUE-TEST | BFG6130T303NHV*** | Natural Gas | FALSE | TRUE |  | FALSE | 30 | 54 |  | 30000 | 76 |  | 0.61 | 0.61 |  |  |  | Federally-Regulated Consumer Product |  | 2017-05-24
American Water Heater Co. | TRUE-TEST | MFG6130T303N*** | Natural Gas | FALSE | TRUE |  | TRUE | 30 | 54 |  | 30000 | 76 |  | 0.61 | 0.61 |  |  |  | Federally-Regulated Consumer Product |  | 2017-05-24
American Water Heater Co. | U.S. SUPPLY | UG6130T303N*** | Natural Gas | FALSE | TRUE |  | FALSE | 30 | 50 |  | 30000 | 77 |  | 0.61 | 0.61 |  |  |  | Federally-Regulated Consumer Product |  | 2017-05-24
American Water Heater Co. | U.S. SUPPLY | BFG6130S303N*** | Natural Gas | FALSE | TRUE |  | FALSE | 30 | 50 |  | 30000 | 76 |  | 0.61 | 0.61 |  |  |  | Federally-Regulated Consumer Product |  | 2017-05-24
American Water Heater Co. | U.S. SUPPLY | BFG6130T303NHV*** | Natural Gas | FALSE | TRUE |  | FALSE | 30 | 54 |  | 30000 | 76 |  | 0.61 | 0.61 |  |  |  | Federally-Regulated Consumer Product |  | 2017-05-24
American Water Heater Co. | U.S. SUPPLY | MFG6130T303N*** | Natural Gas | FALSE | TRUE |  | TRUE | 30 | 54 |  | 30000 | 76 |  | 0.61 | 0.61 |  |  |  | Federally-Regulated Consumer Product |  | 2017-05-24
American Water Heater Co. | Whirlpool | UG6130T303N*** | Natural Gas | FALSE | TRUE |  | FALSE | 30 | 50 |  | 30000 | 77 |  | 0.61 | 0.61 |  |  |  | Federally-Regulated Consumer Product |  | 2017-05-24
American Water Heater Co. | Whirlpool | BFG6130S303N*** | Natural Gas | FALSE | TRUE |  | FALSE | 30 | 50 |  | 30000 | 76 |  | 0.61 | 0.61 |  |  |  | Federally-Regulated Consumer Product |  | 2017-05-24
American Water Heater Co. | Whirlpool | BFG6130T303NHV*** | Natural Gas | FALSE | TRUE |  | FALSE | 30 | 54 |  | 30000 | 76 |  | 0.61 | 0.61 |  |  |  | Federally-Regulated Consumer Product |  | 2017-05-24
American Water Heater Co. | Whirlpool | MFG6130T303N*** | Natural Gas | FALSE | TRUE |  | TRUE | 30 | 54 |  | 30000 | 76 |  | 0.61 | 0.61 |  |  |  | Federally-Regulated Consumer Product |  | 2017-05-24
American Water Heater Co. | XCL Energy Saver | UG6130T303N*** | Natural Gas | FALSE | TRUE |  | FALSE | 30 | 50 |  | 30000 | 77 |  | 0.61 | 0.61 |  |  |  | Federally-Regulated Consumer Product |  | 2017-05-24
American Water Heater Co. | XCL Energy Saver | BFG6130S303N*** | Natural Gas | FALSE | TRUE |  | FALSE | 30 | 50 |  | 30000 | 76 |  | 0.61 | 0.61 |  |  |  | Federally-Regulated Consumer Product |  | 2017-05-24
American Water Heater Co. | XCL Energy Saver | BFG6130T303NHV*** | Natural Gas | FALSE | TRUE |  | FALSE | 30 | 54 |  | 30000 | 76 |  | 0.61 | 0.61 |  |  |  | Federally-Regulated Consumer Product |  | 2017-05-24
American Water Heater Co. | XCL Energy Saver | MFG6130T303N*** | Natural Gas | FALSE | TRUE |  | TRUE | 30 | 54 |  | 30000 | 76 |  | 0.61 | 0.61 |  |  |  | Federally-Regulated Consumer Product |  | 2017-05-24
American Water Heater Co. | Servistar | UG6130T303N*** | Natural Gas | FALSE | TRUE |  | FALSE | 30 | 50 |  | 30000 | 77 |  | 0.61 | 0.61 |  |  |  | Federally-Regulated Consumer Product |  | 2017-05-24
American Water Heater Co. | Servistar | BFG6130S303N*** | Natural Gas | FALSE | TRUE |  | FALSE | 30 | 50 |  | 30000 | 76 |  | 0.61 | 0.61 |  |  |  | Federally-Regulated Consumer Product |  | 2017-05-24
American Water Heater Co. | Servistar | BFG6130T303NHV*** | Natural Gas | FALSE | TRUE |  | FALSE | 30 | 54 |  | 30000 | 76 |  | 0.61 | 0.61 |  |  |  | Federally-Regulated Consumer Product |  | 2017-05-24
American Water Heater Co. | Servistar | MFG6130T303N*** | Natural Gas | FALSE | TRUE |  | TRUE | 30 | 54 |  | 30000 | 76 |  | 0.61 | 0.61 |  |  |  | Federally-Regulated Consumer Product |  | 2017-05-24
American Water Heater Co. | Shamrock | UG6130T303N*** | Natural Gas | FALSE | TRUE |  | FALSE | 30 | 50 |  | 30000 | 77 |  | 0.61 | 0.61 |  |  |  | Federally-Regulated Consumer Product |  | 2017-05-24
American Water Heater Co. | Shamrock | BFG6130S303N*** | Natural Gas | FALSE | TRUE |  | FALSE | 30 | 50 |  | 30000 | 76 |  | 0.61 | 0.61 |  |  |  | Federally-Regulated Consumer Product |  | 2017-05-24
American Water Heater Co. | Shamrock | BFG6130T303NHV*** | Natural Gas | FALSE | TRUE |  | FALSE | 30 | 54 |  | 30000 | 76 |  | 0.61 | 0.61 |  |  |  | Federally-Regulated Consumer Product |  | 2017-05-24
American Water Heater Co. | Shamrock | MFG6130T303N*** | Natural Gas | FALSE | TRUE |  | TRUE | 30 | 54 |  | 30000 | 76 |  | 0.61 | 0.61 |  |  |  | Federally-Regulated Consumer Product |  | 2017-05-24
A O Smith Water Products | A.O. SMITH | (G¦X)CR 30 400 | Natural Gas | FALSE | TRUE |  | FALSE | 30 | 67 |  | 35500 | 78 |  | 0.63 | 0.61 |  |  |  | Federally-Regulated Consumer Product |  | 2017-05-25
A O Smith Water Products | A O Smith Water Products | (G¦X)CR 30 400 | Natural Gas | FALSE | TRUE |  | FALSE | 30 | 67 |  | 35500 | 78 |  | 0.63 | 0.61 |  |  |  | Federally-Regulated Consumer Product |  | 2015-04-10
American Water Heater Co. | American | UG6130T303N*** | Natural Gas | FALSE | TRUE |  | FALSE | 30 | 50 |  | 30000 | 77 |  | 0.61 | 0.61 |  |  |  | Federally-Regulated Consumer Product |  | 2017-05-25
American Water Heater Co. | American | BFG6130S303N*** | Natural Gas | FALSE | TRUE |  | FALSE | 30 | 50 |  | 30000 | 76 |  | 0.61 | 0.61 |  |  |  | Federally-Regulated Consumer Product |  | 2017-05-25
American Water Heater Co. | American | BFG6130T303NHV*** | Natural Gas | FALSE | TRUE |  | FALSE | 30 | 54 |  | 30000 | 76 |  | 0.61 | 0.61 |  |  |  | Federally-Regulated Consumer Product |  | 2017-05-25
American Water Heater Co. | American | MFG6130T303N*** | Natural Gas | FALSE | TRUE |  | TRUE | 30 | 54 |  | 30000 | 76 |  | 0.61 | 0.61 |  |  |  | Federally-Regulated Consumer Product |  | 2017-05-25
American Water Heater Co. | American | GU(3¦6¦9¦10¦12)30T30 400 | Natural Gas | FALSE | TRUE |  | FALSE | 30 | 52 |  | 30000 | 78 |  | 0.63 | 0.61 |  |  |  | Federally-Regulated Consumer Product |  | 2017-05-25
Bradford White Corporation | BRADFORD WHITE | MI30T**FBN(C) | Natural Gas | FALSE | TRUE |  | FALSE | 30 | 58 |  | 32000 | 79 |  | 0.61 | 0.61 |  |  |  | Federally-Regulated Consumer Product |  | 2017-05-25
Bradford White Corporation | BRADFORD WHITE | MI30S**FBN(C) | Natural Gas | FALSE | TRUE |  | FALSE | 30 | 56 |  | 30000 | 79 |  | 0.61 | 0.61 |  |  |  | Federally-Regulated Consumer Product |  | 2017-05-25
Bradford White Corporation | BRADFORD WHITE | M430T**FBN(C) | Natural Gas | FALSE | TRUE |  | FALSE | 30 | 58 |  | 32000 | 80 |  | 0.62 | 0.61 |  |  |  | Federally-Regulated Consumer Product |  | 2017-05-25
Bradford White Corporation | BRADFORD WHITE | MIMH30T**FLN(A) | Natural Gas | FALSE | TRUE |  | TRUE | 30 | 56 |  | 32000 | 79 |  | 0.61 | 0.61 |  |  |  | Federally-Regulated Consumer Product |  | 2017-05-25
Bradford White Corporation | BRADFORD WHITE | MIMH30T*LN(B) | Natural Gas | FALSE | TRUE |  | TRUE | 30 | 56 |  | 32000 | 79 |  | 0.61 | 0.61 |  |  |  | Federally-Regulated Consumer Product |  | 2017-05-25
Bradford White Corporation | BRADFORD WHITE | MIMH30T**N13 | Natural Gas | FALSE | TRUE |  | TRUE | 30 | 56 |  | 32000 | 79 |  | 0.61 | 0.61 |  |  |  | Federally-Regulated Consumer Product |  | 2017-05-25
Bradford White Corporation | BRADFORD WHITE | MIMH30T**N12 | Natural Gas | FALSE | TRUE |  | TRUE | 30 | 56 |  | 32000 | 79 |  | 0.61 | 0.61 |  |  |  | Federally-Regulated Consumer Product |  | 2017-05-25
Bradford White Corporation | BRADFORD WHITE | MIMH30T**N13-ATO****** | Natural Gas | FALSE | TRUE |  | TRUE | 30 | 56 |  | 32000 | 79 |  | 0.61 | 0.61 |  |  |  | Federally-Regulated Consumer Product |  | 2017-05-25
Bradford White Corporation | BRADFORD WHITE | MIMS30T***N13-ATO****** | Natural Gas | FALSE | TRUE |  | TRUE | 30 | 52 |  | 30000 | 79 |  | 0.61 | 0.61 |  |  |  | Federally-Regulated Consumer Product |  | 2017-05-25
Bradford White Corporation | BRADFORD WHITE | MIMS30T**LN(B) | Natural Gas | FALSE | TRUE |  | TRUE | 30 | 52 |  | 30000 | 79 |  | 0.61 | 0.61 |  |  |  | Federally-Regulated Consumer Product |  | 2017-05-25
Bradford White Corporation | BRADFORD WHITE | MIMS30T**N13 | Natural Gas | FALSE | TRUE |  | TRUE | 30 | 52 |  | 30000 | 79 |  | 0.61 | 0.61 |  |  |  | Federally-Regulated Consumer Product |  | 2017-05-25
Bradford White Corporation | BRADFORD WHITE | U130T**FRN(A) | Natural Gas | FALSE | TRUE |  | FALSE | 30 | 56 |  | 32000 | 79 |  | 0.61 | 0.61 |  |  |  | Federally-Regulated Consumer Product |  | 2017-05-25
Bradford White Corporation | BRADFORD WHITE | U130S**FRN(A) | Natural Gas | FALSE | TRUE |  | FALSE | 30 | 54 |  | 30000 | 79 |  | 0.61 | 0.61 |  |  |  | Federally-Regulated Consumer Product |  | 2017-05-25
Bradford White Corporation | BRADFORD WHITE | U430T**FRN(A) | Natural Gas | FALSE | TRUE |  | FALSE | 30 | 56 |  | 32000 | 80 |  | 0.62 | 0.61 |  |  |  | Federally-Regulated Consumer Product |  | 2017-05-25
A O Smith Water Products | Reliance | 1 30 YOPT | Natural Gas | FALSE | TRUE | Non-Ozone-Depleting | FALSE | 30 | 59 |  | 35500 | 73 | 24560 | 0.61 | 0.61 |  |  |  | Federally-Regulated Consumer Product |  | 2007-11-21
A O Smith Water Products | Reliance | 12 30 YART | Natural Gas | FALSE | TRUE | Non-Ozone-Depleting | FALSE | 30 | 66 |  | 40000 | 77 | 24560 | 0.61 | 0.61 |  |  |  | Federally-Regulated Consumer Product |  | 2007-11-21
A O Smith Water Products | Sears¦ Roebuck¦ & Co. | 153.333316 HA | Natural Gas | FALSE | TRUE | Non-Ozone-Depleting | FALSE | 30 | 59 |  | 35500 | 73 | 24560 | 0.61 | 0.61 |  |  |  | Federally-Regulated Consumer Product |  | 2007-11-21
A O Smith Water Products | A O Smith Water Products | 153.336161 HA | Natural Gas | FALSE | TRUE | Non-Ozone-Depleting | FALSE | 30 | 54 |  | 32000 | 71 | 24560 | 0.61 | 0.61 |  |  |  | Federally-Regulated Consumer Product |  | 2007-11-21
A O Smith Water Products | Sears¦ Roebuck¦ & Co. | 153.336301 HA | Natural Gas | FALSE | TRUE | Non-Ozone-Depleting | FALSE | 30 | 59 |  | 35500 | 73 | 24560 | 0.61 | 0.61 |  |  |  | Federally-Regulated Consumer Product |  | 2007-11-21
A O Smith Water Products | Reliance | 6 30 GORS 200 | Natural Gas | FALSE | TRUE |  | FALSE | 30 | 60 |  | 35500 | 80 | 24560 | 0.61 | 0.61 |  |  |  | Federally-Regulated Consumer Product |  | 2009-02-27
A O Smith Water Products | Reliance | 6 30 GORT 200 | Natural Gas | FALSE | TRUE |  | FALSE | 30 | 67 |  | 35500 | 76 | 24560 | 0.61 | 0.61 |  |  |  | Federally-Regulated Consumer Product |  | 2010-03-16
A O Smith Water Products | Reliance | 6 30 MDV* 250 | Natural Gas | FALSE | TRUE |  | TRUE | 30 | 49 |  | 30000 | 80 |  | 0.63 | 0.61 |  |  |  | Federally-Regulated Consumer Product |  | 2016-10-28
A O Smith Water Products | Reliance | 6 30 NOCS* 400 | Natural Gas | FALSE | TRUE |  | FALSE | 30 | 62 |  | 35500 | 78 |  | 0.63 | 0.61 |  |  |  | Federally-Regulated Consumer Product |  | 2015-10-01
A O Smith Water Products | Reliance | 6 30 NOCT* 250 | Natural Gas | FALSE | TRUE |  | FALSE | 30 | 62 |  | 35500 | 78 |  | 0.63 | 0.61 |  |  |  | Federally-Regulated Consumer Product |  | 2015-10-01
A O Smith Water Products | Reliance | 6 30 NOCT* 400 | Natural Gas | FALSE | TRUE |  | FALSE | 30 | 67 |  | 35500 | 78 |  | 0.63 | 0.61 |  |  |  | Federally-Regulated Consumer Product |  | 2015-10-01
A O Smith Water Products | Reliance | 6 30 NOMT* 400 | Natural Gas | FALSE | TRUE |  | TRUE | 30 | 55 |  | 35500 | 78 |  | 0.63 | 0.61 |  |  |  | Federally-Regulated Consumer Product |  | 2015-10-01
A O Smith Water Products | Reliance | 6 30 NOMT2 | Natural Gas | FALSE | FALSE | Non-Ozone-Depleting | TRUE | 30 | 54 |  | 30000 | 76 | 24560 | 0.61 | 0.61 |  |  |  | Federally-Regulated Consumer Product |  | 2007-11-21
A O Smith Water Products | Reliance | 6 30 NORBS* 400 | Natural Gas | FALSE | TRUE |  | FALSE | 30 | 56 |  | 35500 | 77 |  | 0.63 | 0.61 |  |  |  | Federally-Regulated Consumer Product |  | 2015-10-01
A O Smith Water Products | Reliance | 6 30 NORBT* 400 | Natural Gas | FALSE | TRUE |  | FALSE | 30 | 64 |  | 35500 | 78 |  | 0.63 | 0.61 |  |  |  | Federally-Regulated Consumer Product |  | 2015-10-01
A O Smith Water Products | Reliance | 6 30 UNORT* 400 | Natural Gas | FALSE | TRUE |  | FALSE | 30 | 55 |  | 33000 | 80 |  | 0.63 | 0.61 |  |  |  | Federally-Regulated Consumer Product |  | 2015-10-01
A O Smith Water Products | Reliance | 6 30 YBRT 4N* | Natural Gas | FALSE | TRUE | Non-Ozone-Depleting | FALSE | 30 | 66 |  | 40000 | 77 | 24560 | 0.61 | 0.61 |  |  |  | Federally-Regulated Consumer Product |  | 2007-11-21
A O Smith Water Products | Reliance | 6 30 YOCT | Natural Gas | FALSE | TRUE | Non-Ozone-Depleting | FALSE | 30 | 66 |  | 40000 | 76 | 23780 | 0.63 | 0.61 |  |  |  | Federally-Regulated Consumer Product |  | 2007-11-21
A O Smith Water Products | State Industries | 6 30 YOMT 200 | Natural Gas | FALSE | TRUE |  | TRUE | 30 | 62 |  | 35500 | 76 | 24560 | 0.61 | 0.61 |  |  |  | Federally-Regulated Consumer Product |  | 2011-11-30
A O Smith Water Products | State Industries | 6 30 YOMT 300 | Natural Gas | FALSE | TRUE |  | TRUE | 30 | 50 |  | 35500 | 76 |  | 0.61 | 0.61 |  |  |  | Federally-Regulated Consumer Product |  | 2014-12-23
A O Smith Water Products | Reliance | 6 30 YORS | Natural Gas | FALSE | TRUE | Non-Ozone-Depleting | FALSE | 30 | 54 |  | 32000 | 71 | 24560 | 0.61 | 0.61 |  |  |  | Federally-Regulated Consumer Product |  | 2007-11-21
A O Smith Water Products | State Industries | 6 30 YORS 200 | Natural Gas | FALSE | TRUE |  | FALSE | 30 | 60 |  | 35500 | 80 | 24560 | 0.61 | 0.61 |  |  |  | Federally-Regulated Consumer Product |  | 2009-02-27
A O Smith Water Products | Reliance | 6 30 YORT | Natural Gas | FALSE | TRUE | Non-Ozone-Depleting | FALSE | 30 | 59 |  | 35500 | 73 | 24560 | 0.61 | 0.61 |  |  |  | Federally-Regulated Consumer Product |  | 2007-11-21
A O Smith Water Products | State Industries | 6 30 YORT 200 | Natural Gas | FALSE | TRUE |  | FALSE | 30 | 67 |  | 35500 | 76 | 24560 | 0.61 | 0.61 |  |  |  | Federally-Regulated Consumer Product |  | 2010-03-16
A O Smith Water Products | State Industries | 6 30YORS 300 | Natural Gas | FALSE | TRUE |  | FALSE | 30 | 60 |  | 35500 | 78 |  | 0.61 | 0.61 |  |  |  | Federally-Regulated Consumer Product |  | 2011-11-30
A O Smith Water Products | State Industries | 6 30YORT 300 | Natural Gas | FALSE | TRUE |  | FALSE | 30 | 67 |  | 35500 | 76 |  | 0.61 | 0.61 |  |  |  | Federally-Regulated Consumer Product |  | 2011-11-30
Rheem Sales Company¦ Inc. | Rheem | XG30T06MD30U0 | Natural Gas | FALSE | TRUE |  | TRUE | 30 | 48 |  | 30000 | 76 |  | 0.61 | 0.61 |  |  |  | Federally-Regulated Consumer Product |  | 2017-05-31
Rheem Sales Co.¦ Inc.¦ Water Heater Products | General Electric | PG28T09AVD | Natural Gas | FALSE | TRUE |  | FALSE | 30 | 53 |  | 30000 | 76 |  | 0.62 | 0.61 |  |  |  | Federally-Regulated Consumer Product |  | 2017-06-01
Rheem Sales Company¦ Inc. | GE | GG28T06AXK00 | Natural Gas | FALSE | TRUE |  | FALSE | 30 | 53 |  | 30000 | 76 |  | 0.62 | 0.61 |  |  |  | Federally-Regulated Consumer Product |  | 2017-06-01
Rheem Sales Company¦ Inc. | Hotpoint | HG28T01AXK00 | Natural Gas | FALSE | TRUE |  | FALSE | 30 | 53 |  | 30000 | 76 |  | 0.62 | 0.61 |  |  |  | Federally-Regulated Consumer Product |  | 2017-06-01
A O Smith Water Products | Reliance | 9 30 YKRT | Natural Gas | FALSE | TRUE | Non-Ozone-Depleting | FALSE | 30 | 59 |  | 35500 | 73 | 24560 | 0.61 | 0.61 |  |  |  | Federally-Regulated Consumer Product |  | 2007-11-21
A O Smith Water Products | A.O. SMITH | FMD 30 300 | Natural Gas | FALSE | TRUE |  | TRUE | 30 | 48 |  | 30000 | 76 |  | 0.61 | 0.61 |  |  |  | Federally-Regulated Consumer Product |  | 2017-05-25
A O Smith Water Products | A O Smith Water Products | FMD 30 300 | Natural Gas | FALSE | TRUE |  | TRUE | 30 | 48 |  | 30000 | 76 |  | 0.61 | 0.61 |  |  |  | Federally-Regulated Consumer Product |  | 2014-02-04
A O Smith Water Products | A.O. SMITH | FMD-30-100 | Natural Gas | FALSE | FALSE |  | TRUE | 30 | 54 |  | 30000 | 76 |  | 0.61 | 0.61 |  |  |  | Federally-Regulated Consumer Product |  | 2017-05-25
A O Smith Water Products | A O Smith Water Products | FMD-30-100 | Natural Gas | FALSE | FALSE | Non-Ozone-Depleting | TRUE | 30 | 54 |  | 30000 | 76 | 24560 | 0.61 | 0.61 |  |  |  | Federally-Regulated Consumer Product |  | 2007-11-21
Rheem | Rheem | GG30T06MSK01 | Natural Gas | TRUE | TRUE |  | TRUE | 30 | 48 |  | 32000 | 76 | 24560 | 0.61 | 0.61 |  |  |  | Federally-Regulated Consumer Product |  | 2008-10-20
A O Smith Water Products | A.O. SMITH | FMDV 30 250 | Natural Gas | FALSE | TRUE |  | TRUE | 30 | 49 |  | 30000 | 80 |  | 0.63 | 0.61 |  |  |  | Federally-Regulated Consumer Product |  | 2016-11-02
Bradford White Corporation | Bradford-White Corp. | MI30S***N7-ATO******* | Natural Gas | FALSE | TRUE |  | FALSE | 30 | 54 |  | 30000 | 77 | 24560 | 0.61 | 0.61 |  |  |  | Federally-Regulated Consumer Product |  | 2007-11-21
American Water Heater Co. | American Water Heater Co. | BFG12130S303N*** | Natural Gas | FALSE | TRUE | Non-Ozone-Depleting | FALSE | 30 | 54 |  | 30000 | 76 | 24560 | 0.61 | 0.61 |  |  |  | Federally-Regulated Consumer Product |  | 2007-11-21
Lochinvar¦ LLC. | Lochinvar Corp. | LTN 030 35EF 300 | Natural Gas | FALSE | TRUE |  | FALSE | 30 | 67 |  | 35500 | 76 |  | 0.62 | 0.61 |  |  |  | Federally-Regulated Consumer Product |  | 2011-11-30
Bradford White Corporation | Lochinvar Corp. | XTN030G-EF | Natural Gas | FALSE | TRUE |  | FALSE | 30 | 51 |  | 32000 | 79 | 24164 | 0.62 | 0.61 |  |  |  | Federally-Regulated Consumer Product |  | 2007-11-21
Bradford White Corporation | Bradford-White Corp. | MI30S*FBN(B) | Natural Gas | FALSE | TRUE | Non-Ozone-Depleting | FALSE | 30 | 54 |  | 30000 | 79 | 24560 | 0.61 | 0.61 |  |  |  | Federally-Regulated Consumer Product |  | 2007-11-21
A O Smith Water Products | A O Smith Water Products | FMG-30-100 | Natural Gas | FALSE | FALSE | Non-Ozone-Depleting | TRUE | 30 | 54 |  | 30000 | 76 | 24560 | 0.61 | 0.61 |  |  |  | Federally-Regulated Consumer Product |  | 2007-11-21
American Water Heater Co. | U.S. Craftmaster | 30T(3¦6¦9¦12)-30NG 400 | Natural Gas | FALSE | TRUE |  | FALSE | 30 | 55 |  | 30000 | 76 |  | 0.63 | 0.61 |  |  |  | Federally-Regulated Consumer Product |  | 2015-04-10
A O Smith Water Products | A.O. SMITH | FMHR 30 400 | Natural Gas | FALSE | TRUE |  | TRUE | 30 | 55 |  | 35500 | 78 |  | 0.63 | 0.61 |  |  |  | Federally-Regulated Consumer Product |  | 2017-05-25
American Water Heater Co. | Whirlpool | BFG1H3030S3N*** | Natural Gas | TRUE | TRUE | Non-Ozone-Depleting | FALSE | 30 | 54 |  | 30000 | 76 |  | 0.61 | 0.61 |  |  |  | Federally-Regulated Consumer Product |  | 2009-12-22
A O Smith Water Products | A.O. SMITH | FMV 30 200 | Natural Gas | FALSE | TRUE |  | TRUE | 30 | 62 |  | 35500 | 76 |  | 0.61 | 0.61 |  |  |  | Federally-Regulated Consumer Product |  | 2017-05-25
A O Smith Water Products | A O Smith Water Products | FMV 30 200 | Natural Gas | FALSE | TRUE | Non-Ozone-Depleting | TRUE | 30 | 62 |  | 35500 | 76 | 24560 | 0.61 | 0.61 |  |  |  | Federally-Regulated Consumer Product |  | 2011-11-30
American Water Heater Co. | U.S. Craftmaster | MFG1A3030T3N*** | Natural Gas | FALSE | TRUE | Non-Ozone-Depleting | TRUE | 30 | 54 |  | 30000 | 76 | 24560 | 0.61 | 0.61 |  |  |  | Federally-Regulated Consumer Product |  | 2008-09-25
American Standard Water Heater Co. | Dura-Glass | GR-30L-1-3-6 | Natural Gas | TRUE | TRUE | Non-Ozone-Depleting | FALSE | 30 | 55 |  | 35000 | 77.9 | 24160 | 0.61 | 0.61 |  |  |  | Federally-Regulated Consumer Product |  | 2010-04-30
A O Smith Water Products | A.O. SMITH | FMV 30 300 | Natural Gas | FALSE | TRUE |  | TRUE | 30 | 50 |  | 35500 | 76 |  | 0.61 | 0.61 |  |  |  | Federally-Regulated Consumer Product |  | 2017-05-25
American Water Heater Co. | Reliance | 6 30 UORT 200 | Natural Gas | FALSE | TRUE |  | FALSE | 30 | 50 |  | 30000 | 77 |  | 0.61 | 0.61 |  |  |  | Federally-Regulated Consumer Product |  | 2011-11-30
Bradford White Corporation | Bradford-White Corp. | MI30S***N7 | Natural Gas | FALSE | TRUE |  | FALSE | 30 | 54 |  | 30000 | 77 | 24560 | 0.61 | 0.61 |  |  |  | Federally-Regulated Consumer Product |  | 2007-11-21
American Water Heater Co. | State Industries | GS6 30 UORT G 200 | Natural Gas | FALSE | TRUE |  | FALSE | 30 | 50 |  | 30000 | 77 |  | 0.61 | 0.61 |  |  |  | Federally-Regulated Consumer Product |  | 2011-11-30
A O Smith Water Products | A O Smith Water Products | FMV 30 300 | Natural Gas | FALSE | TRUE |  | TRUE | 30 | 50 |  | 35500 | 76 |  | 0.61 | 0.61 |  |  |  | Federally-Regulated Consumer Product |  | 2014-12-23
American Water Heater Co. | U.S. Craftmaster | NU30T91-303 | Natural Gas | FALSE | TRUE | Non-Ozone-Depleting | FALSE | 30 | 50 |  | 30000 | 77 | 24560 | 0.61 | 0.61 |  |  |  | Federally-Regulated Consumer Product |  | 2011-11-30
American Water Heater Co. | American Water Heater Co. | G(3¦6¦9¦10¦12)230T30 400 | Natural Gas | FALSE | TRUE |  | FALSE | 30 | 55 |  | 30000 | 76 |  | 0.63 | 0.61 |  |  |  | Federally-Regulated Consumer Product |  | 2015-04-10
American Water Heater Co. | Whirlpool | UG1F3030T3N*** | Natural Gas | TRUE | TRUE | Non-Ozone-Depleting | FALSE | 30 | 50 |  | 30000 | 77 |  | 0.61 | 0.61 |  |  |  | Federally-Regulated Consumer Product |  | 2009-12-22
A O Smith Water Products | American | G62 30T35 250 | Natural Gas | FALSE | TRUE |  | FALSE | 30 | 62 |  | 35500 | 78 |  | 0.63 | 0.61 |  |  |  | Federally-Regulated Consumer Product |  | 2015-10-01
A.O. Smith (McBee) | American Water Heater Co. | G62 30T35 250 | Natural Gas | FALSE | TRUE |  | FALSE | 30 | 62 |  | 35500 | 78 |  | 0.63 | 0.63 |  |  |  | Federally-Regulated Consumer Product |  | 2015-07-06
American Water Heater Co. | U.S. Craftmaster | UG1F3030T3N*** | Natural Gas | FALSE | TRUE | Non-Ozone-Depleting | FALSE | 30 | 50 |  | 30000 | 77 | 24560 | 0.61 | 0.61 |  |  |  | Federally-Regulated Consumer Product |  | 2011-11-30
American Water Heater Co. | Whirlpool | MFG1A3030T3N*** | Natural Gas | TRUE | TRUE | Non-Ozone-Depleting | TRUE | 30 | 54 |  | 30000 | 76 |  | 0.61 | 0.61 |  |  |  | Federally-Regulated Consumer Product |  | 2009-12-22
A O Smith Water Products | A.O. SMITH | G6-DMH3030NV 250 | Natural Gas | FALSE | TRUE |  | TRUE | 30 | 49 |  | 30000 | 80 |  | 0.63 | 0.61 |  |  |  | Federally-Regulated Consumer Product |  | 2017-05-10
A O Smith Water Products | American Water Heater Co. | GB61 30S35 400 | Natural Gas | FALSE | TRUE |  | FALSE | 30 | 56 |  | 35500 | 77 |  | 0.63 | 0.61 |  |  |  | Federally-Regulated Consumer Product |  | 2015-04-10
A O Smith Water Products | American | GB61 30S35 400 | Natural Gas | FALSE | TRUE |  | FALSE | 30 | 56 |  | 35500 | 77 |  | 0.63 | 0.61 |  |  |  | Federally-Regulated Consumer Product |  | 2015-10-01
A O Smith Water Products | American | GB61 30T35 400 | Natural Gas | FALSE | TRUE |  | FALSE | 30 | 64 |  | 35500 | 78 |  | 0.63 | 0.61 |  |  |  | Federally-Regulated Consumer Product |  | 2015-10-01
A.O. Smith (McBee) | American Water Heater Co. | GB61 30T35 400 | Natural Gas | FALSE | TRUE |  | FALSE | 30 | 64 |  | 35500 | 78 |  | 0.63 | 0.63 |  |  |  | Federally-Regulated Consumer Product |  | 2015-07-06
A O Smith Water Products | State Industries | GC1 30 YORS | Natural Gas | FALSE | TRUE | Non-Ozone-Depleting | FALSE | 30 | 54 |  | 32000 | 71 | 24560 | 0.61 | 0.61 |  |  |  | Federally-Regulated Consumer Product |  | 2007-11-21
Bradford White Corporation | Lochinvar Corp. | XSN030G | Natural Gas | FALSE | FALSE |  | FALSE | 30 | 52 |  | 30000 | 77 | 24560 | 0.61 | 0.61 |  |  |  | Federally-Regulated Consumer Product |  | 2007-11-21
A O Smith Water Products | A.O. SMITH | GCB 30 400 | Natural Gas | FALSE | TRUE |  | FALSE | 30 | 64 |  | 35500 | 78 |  | 0.63 | 0.61 |  |  |  | Federally-Regulated Consumer Product |  | 2017-05-25
A O Smith Water Products | A O Smith Water Products | GCB 30 400 | Natural Gas | FALSE | TRUE |  | FALSE | 30 | 64 |  | 35500 | 78 |  | 0.63 | 0.61 |  |  |  | Federally-Regulated Consumer Product |  | 2015-04-10
A O Smith Water Products | A O Smith Water Products | GCBL 30 400 | Natural Gas | FALSE | TRUE |  | FALSE | 30 | 56 |  | 35500 | 77 |  | 0.63 | 0.61 |  |  |  | Federally-Regulated Consumer Product |  | 2015-04-10
Bradford White Corporation | Bradford-White Corp. | M430T***N7 | Natural Gas | FALSE | TRUE |  | FALSE | 30 | 55 |  | 32000 | 79 | 24164 | 0.62 | 0.61 |  |  |  | Federally-Regulated Consumer Product |  | 2007-11-21
American Water Heater Co. | Sears Brand Management Corp. | 153.3339 | Natural Gas | FALSE | TRUE |  | TRUE | 30 | 54 |  | 30000 | 76 |  | 0.61 | 0.61 |  |  |  | Federally-Regulated Consumer Product |  | 2011-09-27
Bradford White Corporation | Bradford-White Corp. | U130T*FRN(A) | Natural Gas | FALSE | TRUE | Non-Ozone-Depleting | FALSE | 30 | 55 |  | 32000 | 79 | 24560 | 0.61 | 0.61 |  |  |  | Federally-Regulated Consumer Product |  | 2008-09-25
Lochinvar¦ LLC. | Lochinvar Corp. | MHN 030 35 200 | Natural Gas | FALSE | TRUE |  | TRUE | 30 | 62 |  | 35500 | 76 |  | 0.61 | 0.61 |  |  |  | Federally-Regulated Consumer Product |  | 2011-11-30
Bradford White Corporation | Bradford-White Corp. | MI30T***N7-ATO****** | Natural Gas | FALSE | TRUE | Non-Ozone-Depleting | FALSE | 30 | 55 |  | 32000 | 79 | 24560 | 0.61 | 0.61 |  |  |  | Federally-Regulated Consumer Product |  | 2009-04-22
A O Smith Water Products | A.O. SMITH | GCR 30 250 | Natural Gas | FALSE | TRUE |  | FALSE | 30 | 62 |  | 35500 | 78 |  | 0.63 | 0.61 |  |  |  | Federally-Regulated Consumer Product |  | 2017-05-25
A O Smith Water Products | A O Smith Water Products | GCR 30 250 | Natural Gas | FALSE | TRUE |  | FALSE | 30 | 62 |  | 35500 | 78 |  | 0.63 | 0.61 |  |  |  | Federally-Regulated Consumer Product |  | 2015-04-10
American Water Heater Co. | Sears | 153.5563 | Natural Gas | FALSE | TRUE |  | FALSE | 30 | 52 |  | 30000 | 78 |  | 0.63 | 0.61 |  |  |  | Federally-Regulated Consumer Product |  | 2015-10-01
A O Smith Water Products | A O Smith Water Products | GCRL 30 400 | Natural Gas | FALSE | TRUE |  | FALSE | 30 | 62 |  | 35500 | 78 |  | 0.63 | 0.61 |  |  |  | Federally-Regulated Consumer Product |  | 2015-04-10
A O Smith Water Products | A O Smith Water Products | GCV 30 200 | Natural Gas | FALSE | TRUE |  | FALSE | 30 | 67 |  | 35500 | 76 | 24560 | 0.61 | 0.61 |  |  |  | Federally-Regulated Consumer Product |  | 2010-03-16
A O Smith Water Products | A.O. SMITH | GCV 30 300 | Natural Gas | FALSE | TRUE |  | FALSE | 30 | 67 |  | 35500 | 76 |  | 0.61 | 0.61 |  |  |  | Federally-Regulated Consumer Product |  | 2017-05-25
A O Smith Water Products | A O Smith Water Products | GCV 30 300 | Natural Gas | FALSE | TRUE |  | FALSE | 30 | 67 |  | 35500 | 76 |  | 0.61 | 0.61 |  |  |  | Federally-Regulated Consumer Product |  | 2015-07-13
Bradford White Corporation | Bradford-White Corp. | M430T**FBN(B) | Natural Gas | FALSE | TRUE | Non-Ozone-Depleting | FALSE | 30 | 55 |  | 32000 | 80 | 24164 | 0.62 | 0.61 |  |  |  | Federally-Regulated Consumer Product |  | 2009-04-22
Bradford White Corporation | Bradford-White Corp. | RG230T*N | Natural Gas | FALSE | TRUE |  | FALSE | 30 | 58 |  | 32000 | 80 |  | 0.64 | 0.63 |  |  |  | Federally-Regulated Consumer Product |  | 2015-07-06
Rheem | Rheem | GG28T06AXK00 | Natural Gas | FALSE | TRUE | Non-Ozone-Depleting | FALSE | 30 | 53 |  | 30000 | 76 | 24164 | 0.62 | 0.61 |  |  |  | Federally-Regulated Consumer Product |  | 2014-12-23
American Standard Water Heater Co. | Dura-Glass | GR-30L-1-3-12 | Natural Gas | TRUE | TRUE | Non-Ozone-Depleting | FALSE | 30 | 55 |  | 35000 | 77.8 | 24160 | 0.61 | 0.61 |  |  |  | Federally-Regulated Consumer Product |  | 2010-04-30
A O Smith Water Products | A O Smith Water Products | GCVH-30-100 | Natural Gas | FALSE | TRUE | Non-Ozone-Depleting | FALSE | 30 | 66 |  | 40000 | 77 | 24560 | 0.61 | 0.61 |  |  |  | Federally-Regulated Consumer Product |  | 2007-11-21
A O Smith Water Products | A O Smith Water Products | GCVL 30 200 | Natural Gas | FALSE | TRUE |  | FALSE | 30 | 60 |  | 35500 | 80 | 24560 | 0.61 | 0.61 |  |  |  | Federally-Regulated Consumer Product |  | 2009-02-27
A O Smith Water Products | A.O. SMITH | GCVL 30 202 | Natural Gas | FALSE | TRUE |  | FALSE | 30 | 60 |  | 35500 | 78 |  | 0.61 | 0.61 |  |  |  | Federally-Regulated Consumer Product |  | 2017-05-25
A O Smith Water Products | A.O. SMITH | GCVL 30 300 | Natural Gas | FALSE | TRUE |  | FALSE | 30 | 60 |  | 35500 | 78 |  | 0.61 | 0.61 |  |  |  | Federally-Regulated Consumer Product |  | 2017-05-25
A O Smith Water Products | A O Smith Water Products | GCVL 30 300 | Natural Gas | FALSE | TRUE |  | FALSE | 30 | 60 |  | 35500 | 78 |  | 0.61 | 0.61 |  |  |  | Federally-Regulated Consumer Product |  | 2015-07-13
Bradford White Corporation | Bradford-White Corp. | URG230T*N | Natural Gas | FALSE | TRUE |  | FALSE | 30 | 58 |  | 32000 | 80 |  | 0.64 | 0.63 |  |  |  | Federally-Regulated Consumer Product |  | 2015-07-06
A O Smith Water Products | A O Smith Water Products | GCVL-30-100 | Natural Gas | FALSE | TRUE | Non-Ozone-Depleting | FALSE | 30 | 66 |  | 40000 | 74 | 24560 | 0.61 | 0.61 |  |  |  | Federally-Regulated Consumer Product |  | 2007-11-21
American Water Heater Co. | American Water Heater Co. | GU(3¦6¦9¦10¦12)230T30 400 | Natural Gas | FALSE | TRUE |  | FALSE | 30 | 52 |  | 30000 | 78 |  | 0.63 | 0.61 |  |  |  | Federally-Regulated Consumer Product |  | 2015-04-10
American Water Heater Co. | Whirlpool | BFG1J3030S3N*** | Natural Gas | TRUE | TRUE | Non-Ozone-Depleting | FALSE | 30 | 54 |  | 30000 | 76 |  | 0.61 | 0.61 |  |  |  | Federally-Regulated Consumer Product |  | 2009-12-22
Bradford White Corporation | Lochinvar Corp. | MDN030G | Natural Gas | FALSE | FALSE |  | TRUE | 30 | 48 |  | 30000 | 77 | 24560 | 0.61 | 0.61 |  |  |  | Federally-Regulated Consumer Product |  | 2007-11-21
Rheem | Rheem | GG30S06AVG00 | Natural Gas | FALSE | TRUE |  | FALSE | 30 | 50 |  | 30000 | 76 | 24560 | 0.61 | 0.61 |  |  |  | Federally-Regulated Consumer Product |  | 2009-04-22
Lochinvar¦ LLC. | Lochinvar Corp. | LSN 030 35 300 | Natural Gas | FALSE | TRUE |  | FALSE | 30 | 60 |  | 35500 | 78 |  | 0.61 | 0.61 |  |  |  | Federally-Regulated Consumer Product |  | 2011-11-30
Rheem Sales Co.¦ Inc. | Rheem | XG30T06MD30U0 | Natural Gas | FALSE | TRUE |  | TRUE | 30 | 48 |  | 30000 | 76 |  | 0.61 | 0.61 |  |  |  | Federally-Regulated Consumer Product |  | 2015-10-01
Bradford White Corporation | Lochinvar Corp. | UTN030G | Natural Gas | FALSE | TRUE | Non-Ozone-Depleting | FALSE | 30 | 51 |  | 32000 | 77 | 24560 | 0.61 | 0.61 |  |  |  | Federally-Regulated Consumer Product |  | 2008-09-25
Bradford White Corporation | Bradford-White Corp. | RG2DVMH30T*N | Natural Gas | FALSE | TRUE |  | TRUE | 30 | 52 |  | 30000 | 79 |  | 0.63 | 0.63 |  |  |  | Federally-Regulated Consumer Product |  | 2015-07-06
Bradford White Corporation | Bradford-White Corp. | RG230S*N | Natural Gas | FALSE | TRUE |  | FALSE | 30 | 56 |  | 30000 | 79 |  | 0.63 | 0.63 |  |  |  | Federally-Regulated Consumer Product |  | 2015-07-06
A O Smith Water Products | Garrison | GGR6 30 YORT 200 | Natural Gas | FALSE | TRUE |  | FALSE | 30 | 67 |  | 35500 | 76 | 24560 | 0.61 | 0.61 |  |  |  | Federally-Regulated Consumer Product |  | 2010-03-16
Rheem | Rheem | GG40S06AQJ01 | Natural Gas | FALSE | TRUE |  | FALSE | 30 | 50 |  | 32000 | 76 | 23780 | 0.63 | 0.61 |  |  |  | Federally-Regulated Consumer Product |  | 2009-04-22
American Water Heater Co. | American Water Heater Co. | BFG12130T303N*** | Natural Gas | FALSE | TRUE | Non-Ozone-Depleting | FALSE | 30 | 54 |  | 30000 | 76 | 24560 | 0.61 | 0.61 |  |  |  | Federally-Regulated Consumer Product |  | 2007-11-21
Rheem | Rheem | 22V30F | Natural Gas | FALSE | TRUE |  | FALSE | 30 | 50 |  | 32000 | 76 | 23780 | 0.63 | 0.61 |  |  |  | Federally-Regulated Consumer Product |  | 2009-04-22
Rheem | Rheem | 21VR30DV | Natural Gas | FALSE | FALSE |  | TRUE | 30 | 48 |  | 30000 | 76 | 24560 | 0.61 | 0.61 |  |  |  | Federally-Regulated Consumer Product |  | 2007-11-21
Bradford White Corporation | Lochinvar Corp. | LSN030G | Natural Gas | FALSE | FALSE |  | FALSE | 30 | 52 |  | 30000 | 77 | 24560 | 0.61 | 0.61 |  |  |  | Federally-Regulated Consumer Product |  | 2007-11-21
Rheem | Rheem | 22V30FSQ | Natural Gas | FALSE | TRUE |  | FALSE | 30 | 50 |  | 32000 | 76 | 23780 | 0.63 | 0.61 |  |  |  | Federally-Regulated Consumer Product |  | 2009-04-22
Bradford White Corporation | Bradford-White Corp. | MIMH30T**N13-ATO******* | Natural Gas | FALSE | TRUE |  | TRUE | 30 | 56 |  | 32000 | 77 | 24560 | 0.61 | 0.61 |  |  |  | Federally-Regulated Consumer Product |  | 2007-11-21
American Water Heater Co. | Whirlpool | UG1J3030T3N*** | Natural Gas | TRUE | TRUE | Non-Ozone-Depleting | FALSE | 30 | 50 |  | 30000 | 77 |  | 0.61 | 0.61 |  |  |  | Federally-Regulated Consumer Product |  | 2009-12-22
A O Smith Water Products | State | GS(6¦X) 30 OCT* 400 | Natural Gas | FALSE | TRUE |  | FALSE | 30 | 67 |  | 35500 | 78 |  | 0.63 | 0.61 |  |  |  | Federally-Regulated Consumer Product |  | 2015-10-01
A O Smith Water Products | State Industries | GS(6¦X) 30 OCT* 400 | Natural Gas | FALSE | TRUE |  | FALSE | 30 | 67 |  | 35500 | 78 |  | 0.63 | 0.61 |  |  |  | Federally-Regulated Consumer Product |  | 2015-04-10
American Water Heater Co. | A O Smith Water Products | GCNH 30 200 | Natural Gas | FALSE | TRUE |  | FALSE | 30 | 50 |  | 30000 | 77 |  | 0.61 | 0.61 |  |  |  | Federally-Regulated Consumer Product |  | 2011-11-30
American Water Heater Co. | American Water Heater Co. | UG12130T303N*** | Natural Gas | FALSE | TRUE | Non-Ozone-Depleting | FALSE | 30 | 50 |  | 30000 | 77 | 24560 | 0.61 | 0.61 |  |  |  | Federally-Regulated Consumer Product |  | 2011-11-30
American Water Heater Co. | U.S. Craftmaster | BFG1F3030T3NHV*** | Natural Gas | FALSE | TRUE | Non-Ozone-Depleting | FALSE | 30 | 54 |  | 30000 | 76 | 24560 | 0.61 | 0.61 |  |  |  | Federally-Regulated Consumer Product |  | 2007-11-21
A O Smith Water Products | State Industries | GS6 30 YORT 200 | Natural Gas | FALSE | TRUE |  | FALSE | 30 | 67 |  | 35500 | 76 | 24560 | 0.61 | 0.61 |  |  |  | Federally-Regulated Consumer Product |  | 2010-03-16
A O Smith Water Products | State | GS6 30 MDV* 250 | Natural Gas | FALSE | TRUE |  | TRUE | 30 | 49 |  | 30000 | 80 |  | 0.63 | 0.61 |  |  |  | Federally-Regulated Consumer Product |  | 2016-10-28
A O Smith Water Products | State | GS6 30 MHG* 400 | Natural Gas | FALSE | TRUE |  | TRUE | 30 | 55 |  | 35500 | 78 |  | 0.63 | 0.61 |  |  |  | Federally-Regulated Consumer Product |  | 2015-10-01
American Water Heater Co. | Whirlpool | 30T(3¦6¦9¦12)-30NG 400 | Natural Gas | FALSE | TRUE |  | FALSE | 30 | 55 |  | 30000 | 76 |  | 0.63 | 0.61 |  |  |  | Federally-Regulated Consumer Product |  | 2015-10-01
A O Smith Water Products | State | GS6 30 OCS* 400 | Natural Gas | FALSE | TRUE |  | FALSE | 30 | 62 |  | 35500 | 78 |  | 0.63 | 0.61 |  |  |  | Federally-Regulated Consumer Product |  | 2015-10-01
A O Smith Water Products | State Industries | GS6 30 OCS* 400 | Natural Gas | FALSE | TRUE |  | FALSE | 30 | 62 |  | 35500 | 78 |  | 0.63 | 0.61 |  |  |  | Federally-Regulated Consumer Product |  | 2015-04-10
American Water Heater Co. | Sears¦ Roebuck¦ & Co. | 153.3302 | Natural Gas | FALSE | TRUE | Non-Ozone-Depleting | FALSE | 30 | 50 |  | 30000 | 77 | 24560 | 0.61 | 0.61 |  |  |  | Federally-Regulated Consumer Product |  | 2011-02-17
American Water Heater Co. | American Water Heater Co. | MHG11-30T31-3N*** | Natural Gas | FALSE | TRUE | Non-Ozone-Depleting | TRUE | 30 | 53 |  | 31000 | 75 | 24560 | 0.61 | 0.61 |  |  |  | Federally-Regulated Consumer Product |  | 2007-11-21
A O Smith Water Products | State | GS6 30 OCT* 250 | Natural Gas | FALSE | TRUE |  | FALSE | 30 | 62 |  | 35500 | 78 |  | 0.63 | 0.61 |  |  |  | Federally-Regulated Consumer Product |  | 2015-10-01
A O Smith Water Products | State Industries | GS6 30 OCT* 250 | Natural Gas | FALSE | TRUE |  | FALSE | 30 | 62 |  | 35500 | 78 |  | 0.63 | 0.61 |  |  |  | Federally-Regulated Consumer Product |  | 2015-04-10
A O Smith Water Products | State Industries | GS6 30 ORBS* 400 | Natural Gas | FALSE | TRUE |  | FALSE | 30 | 56 |  | 35500 | 77 |  | 0.63 | 0.61 |  |  |  | Federally-Regulated Consumer Product |  | 2015-04-10
American Water Heater Co. | U.S. Craftmaster | NU30T11-303 | Natural Gas | FALSE | TRUE | Non-Ozone-Depleting | FALSE | 30 | 50 |  | 30000 | 77 | 24560 | 0.61 | 0.61 |  |  |  | Federally-Regulated Consumer Product |  | 2011-11-30
A O Smith Water Products | State | GS6 30 ORBS* 400 | Natural Gas | FALSE | TRUE |  | FALSE | 30 | 56 |  | 35500 | 77 |  | 0.63 | 0.61 |  |  |  | Federally-Regulated Consumer Product |  | 2015-10-01
A O Smith Water Products | State | GS6 30 ORBT* 400 | Natural Gas | FALSE | TRUE |  | FALSE | 30 | 64 |  | 35500 | 78 |  | 0.63 | 0.61 |  |  |  | Federally-Regulated Consumer Product |  | 2015-10-01
A O Smith Water Products | State Industries | GS6 30 ORBT* 400 | Natural Gas | FALSE | TRUE |  | FALSE | 30 | 64 |  | 35500 | 78 |  | 0.63 | 0.61 |  |  |  | Federally-Regulated Consumer Product |  | 2015-04-10
A O Smith Water Products | State Industries | GS6 30 YBRS | Natural Gas | FALSE | TRUE | Non-Ozone-Depleting | FALSE | 30 | 66 |  | 40000 | 74 | 24560 | 0.61 | 0.61 |  |  |  | Federally-Regulated Consumer Product |  | 2007-11-21
A O Smith Water Products | State Industries | GS6 30 YBRT4 | Natural Gas | FALSE | TRUE | Non-Ozone-Depleting | FALSE | 30 | 66 |  | 40000 | 77 | 24560 | 0.61 | 0.61 |  |  |  | Federally-Regulated Consumer Product |  | 2007-11-21
American Water Heater Co. | American Water Heater Co. | BFG12130T303NHV*** | Natural Gas | FALSE | TRUE | Non-Ozone-Depleting | FALSE | 30 | 54 |  | 30000 | 76 | 24560 | 0.61 | 0.61 |  |  |  | Federally-Regulated Consumer Product |  | 2007-11-21
A O Smith Water Products | State Industries | GS6 30 YOCT | Natural Gas | FALSE | TRUE | Non-Ozone-Depleting | FALSE | 30 | 66 |  | 40000 | 76 | 23780 | 0.63 | 0.61 |  |  |  | Federally-Regulated Consumer Product |  | 2007-11-21
A O Smith Water Products | State Industries | GS6 30 YOMT 200 | Natural Gas | FALSE | TRUE |  | TRUE | 30 | 62 |  | 35500 | 76 | 24560 | 0.61 | 0.61 |  |  |  | Federally-Regulated Consumer Product |  | 2011-11-30
A O Smith Water Products | State Industries | GS6 30 YOMT 300 | Natural Gas | FALSE | TRUE |  | TRUE | 30 | 50 |  | 35500 | 76 |  | 0.61 | 0.61 |  |  |  | Federally-Regulated Consumer Product |  | 2014-12-23
A O Smith Water Products | State Industries | GS6 30 YORS 200 | Natural Gas | FALSE | TRUE |  | FALSE | 30 | 60 |  | 35500 | 80 | 24560 | 0.61 | 0.61 |  |  |  | Federally-Regulated Consumer Product |  | 2009-02-27
A O Smith Water Products | State Industries | GS6 30YOCT 300 | Natural Gas | FALSE | TRUE |  | FALSE | 30 | 67 |  | 35500 | 76 |  | 0.62 | 0.61 |  |  |  | Federally-Regulated Consumer Product |  | 2011-11-30
A O Smith Water Products | State Industries | GS6 30YORS 300 | Natural Gas | FALSE | TRUE |  | FALSE | 30 | 60 |  | 35500 | 78 |  | 0.61 | 0.61 |  |  |  | Federally-Regulated Consumer Product |  | 2011-11-30
A O Smith Water Products | State Industries | GS6 30YORT 300 | Natural Gas | FALSE | TRUE |  | FALSE | 30 | 67 |  | 35500 | 76 |  | 0.61 | 0.61 |  |  |  | Federally-Regulated Consumer Product |  | 2011-11-30
Lochinvar¦ LLC. | Lochinvar Corp. | UTN 030 30 200 | Natural Gas | FALSE | TRUE |  | FALSE | 30 | 50 |  | 30000 | 77 |  | 0.61 | 0.61 |  |  |  | Federally-Regulated Consumer Product |  | 2011-11-30
American Standard Water Heater Co. | Dura-Glass | G-30L-1-3-12 | Natural Gas | TRUE | TRUE | Non-Ozone-Depleting | FALSE | 30 | 55 |  | 35000 | 77.8 | 24160 | 0.61 | 0.61 |  |  |  | Federally-Regulated Consumer Product |  | 2010-04-30
Bradford White Corporation | Bradford-White Corp. | M430T***N7-ATO****** | Natural Gas | FALSE | TRUE | Non-Ozone-Depleting | FALSE | 30 | 55 |  | 32000 | 80 | 24164 | 0.62 | 0.61 |  |  |  | Federally-Regulated Consumer Product |  | 2009-04-22
Bradford White Corporation | Bradford-White Corp. | MI30T***N4 | Natural Gas | FALSE | FALSE |  | FALSE | 30 | 55 |  | 32000 | 77 | 24560 | 0.61 | 0.61 |  |  |  | Federally-Regulated Consumer Product |  | 2007-11-21
Bradford White Corporation | Lochinvar Corp. | LTN030G-EF | Natural Gas | FALSE | TRUE |  | FALSE | 30 | 51 |  | 32000 | 79 | 24164 | 0.62 | 0.61 |  |  |  | Federally-Regulated Consumer Product |  | 2007-11-21
American Water Heater Co. | U.S. Craftmaster | NU30T61-303 | Natural Gas | FALSE | TRUE | Non-Ozone-Depleting | FALSE | 30 | 50 |  | 30000 | 77 | 24560 | 0.61 | 0.61 |  |  |  | Federally-Regulated Consumer Product |  | 2011-11-30
Bradford White Corporation | Bradford-White Corp. | M430T***N7-ATO******* | Natural Gas | FALSE | TRUE |  | FALSE | 30 | 55 |  | 32000 | 79 | 24164 | 0.62 | 0.61 |  |  |  | Federally-Regulated Consumer Product |  | 2007-11-21
American Water Heater Co. | Reliance | 6 30YJMT 100 | Natural Gas | FALSE | TRUE | Non-Ozone-Depleting | TRUE | 30 | 54 |  | 30000 | 76 | 24560 | 0.61 | 0.61 |  |  |  | Federally-Regulated Consumer Product |  | 2008-09-25
American Water Heater Co. | Whirlpool | BFG1F3030T3NHV*** | Natural Gas | TRUE | TRUE | Non-Ozone-Depleting | FALSE | 30 | 54 |  | 30000 | 76 |  | 0.61 | 0.61 |  |  |  | Federally-Regulated Consumer Product |  | 2009-12-22
Bradford White Corporation | Bradford-White Corp. | MI30T**FBN(B) | Natural Gas | FALSE | TRUE | Non-Ozone-Depleting | FALSE | 30 | 55 |  | 32000 | 79 | 24560 | 0.61 | 0.61 |  |  |  | Federally-Regulated Consumer Product |  | 2009-04-22
American Water Heater Co. | American Water Heater Co. | BFG9130T303N*** | Natural Gas | FALSE | TRUE | Non-Ozone-Depleting | FALSE | 30 | 54 |  | 30000 | 76 | 24560 | 0.61 | 0.61 |  |  |  | Federally-Regulated Consumer Product |  | 2007-11-21
American Water Heater Co. | Whirlpool | UG1H3030T3N*** | Natural Gas | TRUE | TRUE | Non-Ozone-Depleting | FALSE | 30 | 50 |  | 30000 | 77 |  | 0.61 | 0.61 |  |  |  | Federally-Regulated Consumer Product |  | 2009-12-22
A O Smith Water Products | State Industries | GS6 60 ORUT* 400 | Natural Gas | FALSE | TRUE |  | FALSE | 30 | 55 |  | 33000 | 80 |  | 0.63 | 0.61 |  |  |  | Federally-Regulated Consumer Product |  | 2015-04-10
A O Smith Water Products | State | GS6 60 ORUT* 400 | Natural Gas | FALSE | TRUE |  | FALSE | 30 | 55 |  | 33000 | 80 |  | 0.63 | 0.61 |  |  |  | Federally-Regulated Consumer Product |  | 2015-10-01
American Standard Water Heater Co. | Dura-Glass | GR-30T-1-3-6 | Natural Gas | TRUE | TRUE | Non-Ozone-Depleting | FALSE | 30 | 56 |  | 35000 | 78.8 | 24170 | 0.61 | 0.61 |  |  |  | Federally-Regulated Consumer Product |  | 2010-04-30
A O Smith Water Products | Lochinvar | GSN030 35 400 | Natural Gas | FALSE | TRUE |  | FALSE | 30 | 62 |  | 35500 | 78 |  | 0.63 | 0.61 |  |  |  | Federally-Regulated Consumer Product |  | 2015-10-01
A O Smith Water Products | Lochinvar Corp. | GSN030 35 400 | Natural Gas | FALSE | TRUE |  | FALSE | 30 | 62 |  | 35500 | 78 |  | 0.63 | 0.61 |  |  |  | Federally-Regulated Consumer Product |  | 2015-04-10
A O Smith Water Products | Lochinvar | GSN030 35B 400 | Natural Gas | FALSE | TRUE |  | FALSE | 30 | 56 |  | 35500 | 77 |  | 0.63 | 0.61 |  |  |  | Federally-Regulated Consumer Product |  | 2015-10-01
A O Smith Water Products | Lochinvar Corp. | GSN030 35B 400 | Natural Gas | FALSE | TRUE |  | FALSE | 30 | 56 |  | 35500 | 77 |  | 0.63 | 0.61 |  |  |  | Federally-Regulated Consumer Product |  | 2015-04-10
Bradford White Corporation | Bradford-White Corp. | U430T*FRN(A) | Natural Gas | FALSE | TRUE | Non-Ozone-Depleting | FALSE | 30 | 55 |  | 32000 | 80 | 24164 | 0.62 | 0.61 |  |  |  | Federally-Regulated Consumer Product |  | 2008-09-25
A O Smith Water Products | State Industries | GSX 30 YBRS | Natural Gas | FALSE | TRUE | Non-Ozone-Depleting | FALSE | 30 | 66 |  | 40000 | 74 | 24560 | 0.61 | 0.61 |  |  |  | Federally-Regulated Consumer Product |  | 2007-11-21
A O Smith Water Products | State Industries | GSX 30 YOCT | Natural Gas | FALSE | TRUE | Non-Ozone-Depleting | FALSE | 30 | 66 |  | 40000 | 76 | 23780 | 0.63 | 0.61 |  |  |  | Federally-Regulated Consumer Product |  | 2007-11-21
A O Smith Water Products | State Industries | GSX 30 YORT 200 | Natural Gas | FALSE | TRUE |  | FALSE | 30 | 67 |  | 35500 | 76 | 24560 | 0.61 | 0.61 |  |  |  | Federally-Regulated Consumer Product |  | 2010-03-16
A O Smith Water Products | State Industries | GSX 30YOCT 300 | Natural Gas | FALSE | TRUE |  | FALSE | 30 | 67 |  | 35500 | 76 |  | 0.62 | 0.61 |  |  |  | Federally-Regulated Consumer Product |  | 2011-11-30
A O Smith Water Products | State Industries | GSX 30YORS 300 | Natural Gas | FALSE | TRUE |  | FALSE | 30 | 60 |  | 35500 | 78 |  | 0.61 | 0.61 |  |  |  | Federally-Regulated Consumer Product |  | 2011-11-30
A O Smith Water Products | State Industries | GSX 30YORT 300 | Natural Gas | FALSE | TRUE |  | FALSE | 30 | 67 |  | 35500 | 76 |  | 0.61 | 0.61 |  |  |  | Federally-Regulated Consumer Product |  | 2011-11-30
American Water Heater Co. | American Water Heater Co. | MFG1130T303N*** | Natural Gas | FALSE | TRUE | Non-Ozone-Depleting | TRUE | 30 | 54 |  | 30000 | 76 | 24560 | 0.61 | 0.61 |  |  |  | Federally-Regulated Consumer Product |  | 2008-09-25
Bradford White Corporation | Bradford-White Corp. | M430T*FBN(B) | Natural Gas | FALSE | TRUE | Non-Ozone-Depleting | FALSE | 30 | 55 |  | 32000 | 80 | 24164 | 0.62 | 0.61 |  |  |  | Federally-Regulated Consumer Product |  | 2007-11-21
American Water Heater Co. | Sears Brand Management Corp. | 153.5563 | Natural Gas | FALSE | TRUE |  | FALSE | 30 | 52 |  | 30000 | 78 |  | 0.63 | 0.61 |  |  |  | Federally-Regulated Consumer Product |  | 2015-04-10
American Water Heater Co. | U.S. Craftmaster | NU30T121-303 | Natural Gas | FALSE | TRUE | Non-Ozone-Depleting | FALSE | 30 | 50 |  | 30000 | 77 | 24560 | 0.61 | 0.61 |  |  |  | Federally-Regulated Consumer Product |  | 2011-11-30
Bradford White Corporation | Bradford-White Corp. | MIMH30T*LN(A) | Natural Gas | FALSE | TRUE |  | TRUE | 30 | 56 |  | 32000 | 79 | 24560 | 0.61 | 0.61 |  |  |  | Federally-Regulated Consumer Product |  | 2007-11-21
American Water Heater Co. | Sears Brand Management Corp. | 153.3302 | Natural Gas | FALSE | TRUE |  | FALSE | 30 | 50 |  | 30000 | 77 |  | 0.61 | 0.61 |  |  |  | Federally-Regulated Consumer Product |  | 2011-11-30
Bradford White Corporation | Bradford-White Corp. | MIMS30T***N13-ATO******* | Natural Gas | FALSE | TRUE |  | TRUE | 30 | 52 |  | 30000 | 77 | 24560 | 0.61 | 0.61 |  |  |  | Federally-Regulated Consumer Product |  | 2007-11-21
American Water Heater Co. | Whirlpool | MFG1F3030T3N*** | Natural Gas | TRUE | TRUE | Non-Ozone-Depleting | TRUE | 30 | 54 |  | 30000 | 76 |  | 0.61 | 0.61 |  |  |  | Federally-Regulated Consumer Product |  | 2009-12-22
Bradford White Corporation | Bradford-White Corp. | MI30T***N7 | Natural Gas | FALSE | TRUE |  | FALSE | 30 | 55 |  | 32000 | 77 | 24560 | 0.61 | 0.61 |  |  |  | Federally-Regulated Consumer Product |  | 2007-11-21
Lochinvar¦ LLC. | Lochinvar Corp. | LTN 030 35 300 | Natural Gas | FALSE | TRUE |  | FALSE | 30 | 67 |  | 35500 | 76 |  | 0.61 | 0.61 |  |  |  | Federally-Regulated Consumer Product |  | 2011-11-30
American Water Heater Co. | U.S. Craftmaster | BFG1H3030T3NHV*** | Natural Gas | FALSE | TRUE | Non-Ozone-Depleting | FALSE | 30 | 54 |  | 30000 | 76 | 24560 | 0.61 | 0.61 |  |  |  | Federally-Regulated Consumer Product |  | 2007-11-21
American Water Heater Co. | U.S. Craftmaster | NG2(C¦F¦H¦J)3030S 400 | Natural Gas | FALSE | TRUE |  | FALSE | 30 | 50 |  | 30000 | 77 |  | 0.63 | 0.61 |  |  |  | Federally-Regulated Consumer Product |  | 2015-10-01
Rheem | Ruud | P40-36F1 | Natural Gas | FALSE | TRUE |  | FALSE | 30 | 50 |  | 32000 | 76 | 23780 | 0.63 | 0.61 |  |  |  | Federally-Regulated Consumer Product |  | 2009-04-22
Bradford White Corporation | Bradford-White Corp. | M-4-30T***N-11 | Natural Gas | FALSE | TRUE |  | FALSE | 30 | 55 |  | 32000 | 78 | 24560 | 0.61 | 0.61 |  |  |  | Federally-Regulated Consumer Product |  | 2007-11-21
Rheem | Ruud | P2-30S-30F | Natural Gas | FALSE | TRUE |  | FALSE | 30 | 50 |  | 30000 | 76 | 24560 | 0.61 | 0.61 |  |  |  | Federally-Regulated Consumer Product |  | 2009-04-22
American Water Heater Co. | Whirlpool | BFG1H3030T3NHV*** | Natural Gas | TRUE | TRUE | Non-Ozone-Depleting | FALSE | 30 | 54 |  | 30000 | 76 |  | 0.61 | 0.61 |  |  |  | Federally-Regulated Consumer Product |  | 2009-12-22
American Water Heater Co. | Whirlpool | MFG1H3030T3N*** | Natural Gas | TRUE | TRUE | Non-Ozone-Depleting | TRUE | 30 | 54 |  | 30000 | 76 |  | 0.61 | 0.61 |  |  |  | Federally-Regulated Consumer Product |  | 2009-12-22
Bradford White Corporation | Bradford-White Corp. | MIMS30T*LN(B) | Natural Gas | FALSE | TRUE | Non-Ozone-Depleting | TRUE | 30 | 52 |  | 30000 | 79 | 24560 | 0.61 | 0.61 |  |  |  | Federally-Regulated Consumer Product |  | 2007-11-21
American Water Heater Co. | U.S. Craftmaster | 30S(3¦6¦9¦12)-30NG 400 | Natural Gas | FALSE | TRUE |  | FALSE | 30 | 50 |  | 30000 | 77 |  | 0.63 | 0.61 |  |  |  | Federally-Regulated Consumer Product |  | 2015-04-10
American Water Heater Co. | State Industries | GS6 30YBRA* 100 | Natural Gas | FALSE | TRUE | Non-Ozone-Depleting | FALSE | 30 | 54 |  | 30000 | 76 | 24560 | 0.61 | 0.61 |  |  |  | Federally-Regulated Consumer Product |  | 2008-09-25
Bradford White Corporation | Bradford-White Corp. | MI30T*FBN(A) | Natural Gas | FALSE | TRUE |  | FALSE | 30 | 55 |  | 32000 | 79 | 24560 | 0.61 | 0.61 |  |  |  | Federally-Regulated Consumer Product |  | 2007-11-21
Bradford White Corporation | Bradford-White Corp. | MIMS30T*LN(A) | Natural Gas | FALSE | TRUE |  | TRUE | 30 | 52 |  | 30000 | 79 | 24560 | 0.61 | 0.61 |  |  |  | Federally-Regulated Consumer Product |  | 2007-11-21
American Water Heater Co. | U.S. Craftmaster | UNG2(C¦F¦H¦J)3030T 400 | Natural Gas | FALSE | TRUE |  | FALSE | 30 | 52 |  | 30000 | 78 |  | 0.63 | 0.61 |  |  |  | Federally-Regulated Consumer Product |  | 2015-10-01
A O Smith Water Products | Lochinvar Corp. | GTN030 35 400 | Natural Gas | FALSE | TRUE |  | FALSE | 30 | 67 |  | 35500 | 78 |  | 0.63 | 0.61 |  |  |  | Federally-Regulated Consumer Product |  | 2015-04-10
A O Smith Water Products | Lochinvar | GTN030 35 400 | Natural Gas | FALSE | TRUE |  | FALSE | 30 | 67 |  | 35500 | 78 |  | 0.63 | 0.61 |  |  |  | Federally-Regulated Consumer Product |  | 2015-10-01
American Water Heater Co. | A O Smith Water Products | GVCA 30 100 | Natural Gas | FALSE | TRUE | Non-Ozone-Depleting | FALSE | 30 | 54 |  | 30000 | 76 | 24560 | 0.61 | 0.61 |  |  |  | Federally-Regulated Consumer Product |  | 2008-09-25
A O Smith Water Products | Lochinvar Corp. | GTN030 35B 400 | Natural Gas | FALSE | TRUE |  | FALSE | 30 | 64 |  | 35500 | 78 |  | 0.63 | 0.61 |  |  |  | Federally-Regulated Consumer Product |  | 2015-04-10
A O Smith Water Products | Lochinvar | GTN030 35B 400 | Natural Gas | FALSE | TRUE |  | FALSE | 30 | 64 |  | 35500 | 78 |  | 0.63 | 0.61 |  |  |  | Federally-Regulated Consumer Product |  | 2015-10-01
Bradford White Corporation | Bradford-White Corp. | MI30S*FBN(A) | Natural Gas | FALSE | TRUE |  | FALSE | 30 | 54 |  | 30000 | 79 | 24560 | 0.61 | 0.61 |  |  |  | Federally-Regulated Consumer Product |  | 2007-11-21
Rheem | Richmond | 6G40S-36F1SQ | Natural Gas | FALSE | TRUE |  | FALSE | 30 | 50 |  | 32000 | 76 | 23780 | 0.63 | 0.61 |  |  |  | Federally-Regulated Consumer Product |  | 2009-04-22
American Water Heater Co. | Whirlpool | BFG1F3030S3N*** | Natural Gas | TRUE | TRUE | Non-Ozone-Depleting | FALSE | 30 | 54 |  | 30000 | 76 |  | 0.61 | 0.61 |  |  |  | Federally-Regulated Consumer Product |  | 2009-12-22
Rheem | Ruud | P2-30FN | Natural Gas | FALSE | TRUE | Non-Ozone-Depleting | FALSE | 30 | 53 |  | 30000 | 76 | 24164 | 0.62 | 0.61 |  |  |  | Federally-Regulated Consumer Product |  | 2008-04-14
American Water Heater Co. | State Industries | SCI 30 YOMAT 100 | Natural Gas | FALSE | TRUE |  | TRUE | 30 | 54 |  | 30000 | 76 | 24560 | 0.61 | 0.61 |  |  |  | Federally-Regulated Consumer Product |  | 2008-09-25
American Water Heater Co. | American Water Heater Co. | BFG9130S303N*** | Natural Gas | FALSE | TRUE | Non-Ozone-Depleting | FALSE | 30 | 54 |  | 30000 | 76 | 24560 | 0.61 | 0.61 |  |  |  | Federally-Regulated Consumer Product |  | 2007-11-21
Bradford White Corporation | Lochinvar Corp. | XTN030G | Natural Gas | FALSE | FALSE |  | FALSE | 30 | 51 |  | 32000 | 77 | 24560 | 0.61 | 0.61 |  |  |  | Federally-Regulated Consumer Product |  | 2007-11-21
Bradford White Corporation | Bradford-White Corp. | MI30S***N4 | Natural Gas | FALSE | FALSE |  | FALSE | 30 | 54 |  | 30000 | 77 | 24560 | 0.61 | 0.61 |  |  |  | Federally-Regulated Consumer Product |  | 2007-11-21
Bradford White Corporation | Bradford-White Corp. | RG1D30T*N | Natural Gas | TRUE | TRUE |  | FALSE | 30 | 58 |  | 32000 | 79 |  | 0.65 | 0.63 |  |  |  | Federally-Regulated Consumer Product |  | 2015-07-06
American Standard Water Heater Co. | Dura-Glass | G-30T-1-3-6 | Natural Gas | TRUE | TRUE | Non-Ozone-Depleting | FALSE | 30 | 56 |  | 35000 | 78.9 | 24170 | 0.61 | 0.61 |  |  |  | Federally-Regulated Consumer Product |  | 2010-04-30
American Water Heater Co. | U.S. Craftmaster | BFG1J3030T3NHV*** | Natural Gas | FALSE | TRUE | Non-Ozone-Depleting | FALSE | 30 | 54 |  | 30000 | 76 | 24560 | 0.61 | 0.61 |  |  |  | Federally-Regulated Consumer Product |  | 2007-11-21
Rheem | Ruud | P2-30-30F | Natural Gas | FALSE | TRUE |  | FALSE | 30 | 50 |  | 30000 | 76 | 24164 | 0.62 | 0.61 |  |  |  | Federally-Regulated Consumer Product |  | 2009-04-22
American Water Heater Co. | Whirlpool | BFG1J3030T3NHV*** | Natural Gas | TRUE | TRUE | Non-Ozone-Depleting | FALSE | 30 | 54 |  | 30000 | 76 |  | 0.61 | 0.61 |  |  |  | Federally-Regulated Consumer Product |  | 2009-12-22
Bradford White Corporation | Bradford-White Corp. | MIMH30T*FLN(A) | Natural Gas | FALSE | TRUE | Non-Ozone-Depleting | TRUE | 30 | 56 |  | 32000 | 79 | 24560 | 0.61 | 0.61 |  |  |  | Federally-Regulated Consumer Product |  | 2007-11-21
American Water Heater Co. | American Water Heater Co. | G(3¦6¦9¦10¦12)230S30 400 | Natural Gas | FALSE | TRUE |  | FALSE | 30 | 50 |  | 30000 | 77 |  | 0.63 | 0.61 |  |  |  | Federally-Regulated Consumer Product |  | 2015-04-10
American Water Heater Co. | U.S. Craftmaster | BFG1J3030S3N*** | Natural Gas | FALSE | TRUE | Non-Ozone-Depleting | FALSE | 30 | 54 |  | 30000 | 76 | 24560 | 0.61 | 0.61 |  |  |  | Federally-Regulated Consumer Product |  | 2007-11-21
American Water Heater Co. | U.S. Craftmaster | 30T(3¦6¦9¦12)-30UNG 400 | Natural Gas | FALSE | TRUE |  | FALSE | 30 | 52 |  | 30000 | 78 |  | 0.63 | 0.61 |  |  |  | Federally-Regulated Consumer Product |  | 2015-04-10
American Water Heater Co. | U.S. Craftmaster | UG1H3030T3N*** | Natural Gas | FALSE | TRUE | Non-Ozone-Depleting | FALSE | 30 | 50 |  | 30000 | 77 | 24560 | 0.61 | 0.61 |  |  |  | Federally-Regulated Consumer Product |  | 2011-11-30
Rheem | Ruud | M2-40SFSQ | Natural Gas | FALSE | TRUE |  | FALSE | 30 | 50 |  | 32000 | 76 | 23780 | 0.63 | 0.61 |  |  |  | Federally-Regulated Consumer Product |  | 2009-04-22
American Water Heater Co. | Lochinvar Corp. | UTN030 30 400 | Natural Gas | FALSE | TRUE |  | FALSE | 30 | 52 |  | 30000 | 78 |  | 0.63 | 0.61 |  |  |  | Federally-Regulated Consumer Product |  | 2015-04-10
American Water Heater Co. | Whirlpool | 30S(3¦6¦9¦12)-30NG 400 | Natural Gas | FALSE | TRUE |  | FALSE | 30 | 50 |  | 30000 | 77 |  | 0.63 | 0.61 |  |  |  | Federally-Regulated Consumer Product |  | 2015-10-01
Bradford White Corporation | Bradford-White Corp. | M430T***N5 | Natural Gas | FALSE | TRUE |  | FALSE | 30 | 55 |  | 32000 | 79 | 23408 | 0.64 | 0.61 |  |  |  | Federally-Regulated Consumer Product |  | 2007-11-21
A O Smith Water Products | American Water Heater Co. | GU61 30T30 400 | Natural Gas | FALSE | TRUE |  | FALSE | 30 | 55 |  | 33000 | 80 |  | 0.63 | 0.61 |  |  |  | Federally-Regulated Consumer Product |  | 2015-04-10
A O Smith Water Products | American | GU61 30T30 400 | Natural Gas | FALSE | TRUE |  | FALSE | 30 | 55 |  | 33000 | 80 |  | 0.63 | 0.61 |  |  |  | Federally-Regulated Consumer Product |  | 2015-10-01
Bradford White Corporation | Lochinvar Corp. | LTN030G | Natural Gas | FALSE | FALSE |  | FALSE | 30 | 51 |  | 32000 | 77 | 24560 | 0.61 | 0.61 |  |  |  | Federally-Regulated Consumer Product |  | 2007-11-21
A O Smith Water Products | A O Smith Water Products | GUC 30 400 | Natural Gas | FALSE | TRUE |  | FALSE | 30 | 55 |  | 33000 | 80 |  | 0.63 | 0.61 |  |  |  | Federally-Regulated Consumer Product |  | 2015-04-10
Rheem | Richmond | MVR30DV | Natural Gas | FALSE | FALSE |  | TRUE | 30 | 48 |  | 30000 | 76 | 24560 | 0.61 | 0.61 |  |  |  | Federally-Regulated Consumer Product |  | 2007-11-21
A O Smith Water Products | A O Smith Water Products | GVGL-30-100 | Natural Gas | FALSE | TRUE | Non-Ozone-Depleting | FALSE | 30 | 54 |  | 32000 | 71 | 24560 | 0.61 | 0.61 |  |  |  | Federally-Regulated Consumer Product |  | 2007-11-21
A O Smith Water Products | A.O. SMITH | GVR 30 300 | Natural Gas | FALSE | TRUE |  | FALSE | 30 | 67 |  | 35500 | 76 |  | 0.62 | 0.61 |  |  |  | Federally-Regulated Consumer Product |  | 2017-05-25
A O Smith Water Products | A O Smith Water Products | GVR 30 300 | Natural Gas | FALSE | TRUE |  | FALSE | 30 | 67 |  | 35500 | 76 |  | 0.62 | 0.61 |  |  |  | Federally-Regulated Consumer Product |  | 2015-07-13
Rheem | Rheem | HG30T01AVG00 | Natural Gas | FALSE | TRUE |  | FALSE | 30 | 50 |  | 30000 | 76 | 24164 | 0.62 | 0.61 |  |  |  | Federally-Regulated Consumer Product |  | 2009-04-22
American Water Heater Co. | Reliance | 6 30YJRS* 100 | Natural Gas | FALSE | TRUE | Non-Ozone-Depleting | FALSE | 30 | 54 |  | 30000 | 76 | 24560 | 0.61 | 0.61 |  |  |  | Federally-Regulated Consumer Product |  | 2008-09-25
A O Smith Water Products | A.O. SMITH | GVR-30 200 | Natural Gas | FALSE | TRUE |  | FALSE | 30 | 67 |  | 35500 | 76 |  | 0.62 | 0.61 |  |  |  | Federally-Regulated Consumer Product |  | 2017-05-25
A O Smith Water Products | A O Smith Water Products | GVR-30-100 | Natural Gas | FALSE | TRUE | Non-Ozone-Depleting | FALSE | 30 | 66 |  | 40000 | 76 | 23780 | 0.63 | 0.61 |  |  |  | Federally-Regulated Consumer Product |  | 2007-11-21
American Water Heater Co. | State Industries | GS6 30 YOMAT 100 | Natural Gas | FALSE | TRUE | Non-Ozone-Depleting | TRUE | 30 | 54 |  | 30000 | 76 | 24560 | 0.61 | 0.61 |  |  |  | Federally-Regulated Consumer Product |  | 2008-09-25
Rheem | Rheem | 21VR30T | Natural Gas | FALSE | FALSE |  | TRUE | 30 | 49 |  | 34000 | 76 | 24560 | 0.61 | 0.61 |  |  |  | Federally-Regulated Consumer Product |  | 2007-11-21
Rheem | Ruud | P2-30 PROFN | Natural Gas | FALSE | TRUE | Non-Ozone-Depleting | FALSE | 30 | 53 |  | 30000 | 76 | 24164 | 0.62 | 0.61 |  |  |  | Federally-Regulated Consumer Product |  | 2008-04-14
A O Smith Water Products | Maytag | HR6 30 YORT | Natural Gas | FALSE | TRUE | Non-Ozone-Depleting | FALSE | 30 | 59 |  | 35500 | 73 | 24560 | 0.61 | 0.61 |  |  |  | Federally-Regulated Consumer Product |  | 2007-11-21
American Water Heater Co. | U.S. Craftmaster | BFG1H3030T3N*** | Natural Gas | FALSE | TRUE | Non-Ozone-Depleting | FALSE | 30 | 54 |  | 30000 | 76 | 24560 | 0.61 | 0.61 |  |  |  | Federally-Regulated Consumer Product |  | 2007-11-21
American Water Heater Co. | Reliance | 6 30YJMTD 100 | Natural Gas | FALSE | TRUE |  | TRUE | 30 | 54 |  | 30000 | 76 | 24560 | 0.61 | 0.61 |  |  |  | Federally-Regulated Consumer Product |  | 2008-09-25
Rheem | Rheem | 22I30FT | Natural Gas | TRUE | TRUE |  | TRUE | 30 | 48 |  | 32000 | 76 | 24560 | 0.61 | 0.61 |  |  |  | Federally-Regulated Consumer Product |  | 2008-10-20
Rheem | Rheem | 3WA59 | Natural Gas | FALSE | TRUE |  | FALSE | 30 | 50 |  | 30000 | 76 | 24560 | 0.61 | 0.61 |  |  |  | Federally-Regulated Consumer Product |  | 2009-04-22
Bradford White Corporation | Bradford-White Corp. | MI30T*FBN(B) | Natural Gas | FALSE | TRUE | Non-Ozone-Depleting | FALSE | 30 | 55 |  | 32000 | 79 | 24560 | 0.61 | 0.61 |  |  |  | Federally-Regulated Consumer Product |  | 2007-11-21
Rheem | Rheem | GG30T06AVG00 | Natural Gas | FALSE | TRUE |  | FALSE | 30 | 50 |  | 30000 | 76 | 24164 | 0.62 | 0.61 |  |  |  | Federally-Regulated Consumer Product |  | 2009-04-22
Rheem | Richmond | 6G30-30F | Natural Gas | FALSE | TRUE |  | FALSE | 30 | 50 |  | 30000 | 76 | 24164 | 0.62 | 0.61 |  |  |  | Federally-Regulated Consumer Product |  | 2009-04-22
American Water Heater Co. | U.S. Craftmaster | MHG1A3031T3N*** | Natural Gas | FALSE | TRUE | Non-Ozone-Depleting | TRUE | 30 | 53 |  | 31000 | 75 | 24560 | 0.61 | 0.61 |  |  |  | Federally-Regulated Consumer Product |  | 2007-11-21
Bradford White Corporation | Bradford-White Corp. | URG1D30T*N | Natural Gas | TRUE | TRUE |  | FALSE | 30 | 58 |  | 32000 | 79 |  | 0.65 | 0.63 |  |  |  | Federally-Regulated Consumer Product |  | 2015-07-06
A O Smith Water Products | State Industries | IN1 30NHDST2 | Natural Gas | FALSE | FALSE | Non-Ozone-Depleting | TRUE | 30 | 54 |  | 30000 | 76 | 24560 | 0.61 | 0.61 |  |  |  | Federally-Regulated Consumer Product |  | 2007-11-21
A O Smith Water Products | State Industries | IN1 30NHMT2 | Natural Gas | FALSE | FALSE | Non-Ozone-Depleting | TRUE | 30 | 54 |  | 30000 | 76 | 24560 | 0.61 | 0.61 |  |  |  | Federally-Regulated Consumer Product |  | 2007-11-21
American Water Heater Co. | U.S. Craftmaster | MHG1F3031T3N*** | Natural Gas | FALSE | TRUE | Non-Ozone-Depleting | TRUE | 30 | 53 |  | 31000 | 75 | 24560 | 0.61 | 0.61 |  |  |  | Federally-Regulated Consumer Product |  | 2007-11-21
American Water Heater Co. | American Water Heater Co. | MFG9130T303N*** | Natural Gas | FALSE | TRUE | Non-Ozone-Depleting | TRUE | 30 | 54 |  | 30000 | 76 | 24560 | 0.61 | 0.61 |  |  |  | Federally-Regulated Consumer Product |  | 2008-09-25
American Water Heater Co. | U.S. Craftmaster | UG1J3030T3N*** | Natural Gas | FALSE | TRUE | Non-Ozone-Depleting | FALSE | 30 | 50 |  | 30000 | 77 | 24560 | 0.61 | 0.61 |  |  |  | Federally-Regulated Consumer Product |  | 2011-11-30
American Water Heater Co. | American Water Heater Co. | BFG6130T303N*** | Natural Gas | FALSE | TRUE | Non-Ozone-Depleting | FALSE | 30 | 54 |  | 30000 | 76 | 24560 | 0.61 | 0.61 |  |  |  | Federally-Regulated Consumer Product |  | 2007-11-21
Bradford White Corporation | Lochinvar Corp. | XHN030G | Natural Gas | FALSE | TRUE |  | TRUE | 30 | 50 |  | 32000 | 79 | 24560 | 0.61 | 0.61 |  |  |  | Federally-Regulated Consumer Product |  | 2007-11-21
Bradford White Corporation | Bradford-White Corp. | M-4-30T**FBN2 | Natural Gas | FALSE | FALSE |  | FALSE | 30 | 55 |  | 32000 | 78 | 24560 | 0.61 | 0.61 |  |  |  | Federally-Regulated Consumer Product |  | 2007-11-21
Bradford White Corporation | Bradford-White Corp. | U130S*FRN(A) | Natural Gas | FALSE | TRUE | Non-Ozone-Depleting | FALSE | 30 | 54 |  | 30000 | 79 | 24560 | 0.61 | 0.61 |  |  |  | Federally-Regulated Consumer Product |  | 2008-09-25
Rheem | Rheem | XG30T06MD30U0 | Natural Gas | FALSE | TRUE |  | TRUE | 30 | 48 |  | 30000 | 76 |  | 0.61 | 0.61 |  |  |  | Federally-Regulated Consumer Product |  | 2015-07-13
A O Smith Water Products | Lochinvar Corp. | MDN 030 30 | Natural Gas | FALSE | TRUE |  | TRUE | 30 | 48 |  | 30000 | 76 |  | 0.61 | 0.61 |  |  |  | Federally-Regulated Consumer Product |  | 2014-02-04
A O Smith Water Products | Lochinvar | MFN030 35 400 | Natural Gas | FALSE | TRUE |  | TRUE | 30 | 55 |  | 35500 | 78 |  | 0.63 | 0.61 |  |  |  | Federally-Regulated Consumer Product |  | 2015-10-01
A O Smith Water Products | Lochinvar | MGN030 30 250 | Natural Gas | FALSE | TRUE |  | TRUE | 30 | 49 |  | 30000 | 80 |  | 0.63 | 0.61 |  |  |  | Federally-Regulated Consumer Product |  | 2016-10-28
American Water Heater Co. | American Water Heater Co. | MHG61-30T31-3N*** | Natural Gas | FALSE | TRUE | Non-Ozone-Depleting | TRUE | 30 | 53 |  | 31000 | 75 | 24560 | 0.61 | 0.61 |  |  |  | Federally-Regulated Consumer Product |  | 2007-11-21
A O Smith Water Products | U.S. CRAFTSMASTER | MHDV2F3030T 250 | Natural Gas | FALSE | TRUE |  | TRUE | 30 | 49 |  | 30000 | 80 |  | 0.63 | 0.61 |  |  |  | Federally-Regulated Consumer Product |  | 2017-05-10
A O Smith Water Products | American | MHDV62 30T30 250 | Natural Gas | FALSE | TRUE |  | TRUE | 30 | 49 |  | 30000 | 80 |  | 0.63 | 0.61 |  |  |  | Federally-Regulated Consumer Product |  | 2016-10-28
Bradford White Corporation | Bradford-White Corp. | RG2MH30T*N | Natural Gas | FALSE | TRUE |  | TRUE | 30 | 55 |  | 32000 | 79 |  | 0.63 | 0.63 |  |  |  | Federally-Regulated Consumer Product |  | 2015-07-06
A O Smith Water Products | Lochinvar Corp. | MHN 030 35 300 | Natural Gas | FALSE | TRUE |  | TRUE | 30 | 50 |  | 35500 | 76 |  | 0.61 | 0.61 |  |  |  | Federally-Regulated Consumer Product |  | 2014-12-23
A O Smith Water Products | American Water Heater Co. | MHSCG62-30T30-3NV | Natural Gas | FALSE | FALSE | Non-Ozone-Depleting | TRUE | 30 | 54 |  | 30000 | 76 | 24560 | 0.61 | 0.61 |  |  |  | Federally-Regulated Consumer Product |  | 2007-11-21
A O Smith Water Products | American Water Heater Co. | MHSCG62-30T30-3NV 300 | Natural Gas | FALSE | TRUE |  | TRUE | 30 | 48 |  | 30000 | 76 |  | 0.61 | 0.61 |  |  |  | Federally-Regulated Consumer Product |  | 2014-02-04
Bradford White Corporation | Lochinvar Corp. | UTN030G-EF | Natural Gas | FALSE | TRUE | Non-Ozone-Depleting | FALSE | 30 | 51 |  | 32000 | 79 | 24164 | 0.62 | 0.61 |  |  |  | Federally-Regulated Consumer Product |  | 2008-09-25
Rheem | Rheem | HG40S01AQJ00 | Natural Gas | FALSE | TRUE |  | FALSE | 30 | 50 |  | 32000 | 76 | 23780 | 0.63 | 0.61 |  |  |  | Federally-Regulated Consumer Product |  | 2009-04-22
A O Smith Water Products | U.S. CRAFTSMASTER | NG1F3035SB 400 | Natural Gas | FALSE | TRUE |  | FALSE | 30 | 56 |  | 35500 | 77 |  | 0.63 | 0.61 |  |  |  | Federally-Regulated Consumer Product |  | 2015-10-01
A O Smith Water Products | U.S. Craftmaster | NG1F3035SB 400 | Natural Gas | FALSE | TRUE |  | FALSE | 30 | 56 |  | 35500 | 77 |  | 0.63 | 0.61 |  |  |  | Federally-Regulated Consumer Product |  | 2015-04-10
A.O. Smith (McBee) | U.S. Craftmaster | NG1F3035TB 400 | Natural Gas | FALSE | TRUE |  | FALSE | 30 | 64 |  | 35500 | 78 |  | 0.63 | 0.63 |  |  |  | Federally-Regulated Consumer Product |  | 2015-07-06
A O Smith Water Products | U.S. CRAFTSMASTER | NG1F3035TB 400 | Natural Gas | FALSE | TRUE |  | FALSE | 30 | 64 |  | 35500 | 78 |  | 0.63 | 0.61 |  |  |  | Federally-Regulated Consumer Product |  | 2015-10-01
A O Smith Water Products | U.S. CRAFTSMASTER | NG2F3035ST 250 | Natural Gas | FALSE | TRUE |  | FALSE | 30 | 62 |  | 35500 | 78 |  | 0.63 | 0.61 |  |  |  | Federally-Regulated Consumer Product |  | 2015-10-01
A.O. Smith (McBee) | U.S. Craftmaster | NG2F3035ST 250 | Natural Gas | FALSE | TRUE |  | FALSE | 30 | 62 |  | 35500 | 78 |  | 0.63 | 0.63 |  |  |  | Federally-Regulated Consumer Product |  | 2015-07-06
American Water Heater Co. | State Industries | GS6 30 UORT 200 | Natural Gas | FALSE | TRUE |  | FALSE | 30 | 50 |  | 30000 | 77 |  | 0.61 | 0.61 |  |  |  | Federally-Regulated Consumer Product |  | 2011-11-30
American Standard Water Heater Co. | Dura-Glass | G-30T-1-3-12 | Natural Gas | TRUE | TRUE | Non-Ozone-Depleting | FALSE | 30 | 56 |  | 35000 | 78.8 | 24170 | 0.61 | 0.61 |  |  |  | Federally-Regulated Consumer Product |  | 2010-04-30
Rheem | Richmond | 5VR30T | Natural Gas | FALSE | FALSE |  | TRUE | 30 | 49 |  | 34000 | 76 | 24560 | 0.61 | 0.61 |  |  |  | Federally-Regulated Consumer Product |  | 2007-11-21
A O Smith Water Products | State Industries | PR6 30 NHDST2 | Natural Gas | FALSE | FALSE | Non-Ozone-Depleting | TRUE | 30 | 54 |  | 30000 | 76 | 24560 | 0.61 | 0.61 |  |  |  | Federally-Regulated Consumer Product |  | 2007-11-21
A O Smith Water Products | State Industries | PR6 30 NHDST2 300 | Natural Gas | FALSE | TRUE |  | TRUE | 30 | 48 |  | 30000 | 76 |  | 0.61 | 0.61 |  |  |  | Federally-Regulated Consumer Product |  | 2014-02-04
A O Smith Water Products | State Industries | PR6 30 NOMT2 | Natural Gas | FALSE | FALSE | Non-Ozone-Depleting | TRUE | 30 | 54 |  | 30000 | 76 | 24560 | 0.61 | 0.61 |  |  |  | Federally-Regulated Consumer Product |  | 2007-11-21
Rheem | Rheem | 3WA57 | Natural Gas | FALSE | TRUE |  | FALSE | 30 | 50 |  | 30000 | 76 | 24164 | 0.62 | 0.61 |  |  |  | Federally-Regulated Consumer Product |  | 2009-04-22
American Water Heater Co. | Lochinvar | UTN030 30 400 | Natural Gas | FALSE | TRUE |  | FALSE | 30 | 52 |  | 30000 | 78 |  | 0.63 | 0.61 |  |  |  | Federally-Regulated Consumer Product |  | 2015-10-01
A O Smith Water Products | State | SCI 30 MDV* 250 | Natural Gas | FALSE | TRUE |  | TRUE | 30 | 49 |  | 30000 | 80 |  | 0.63 | 0.61 |  |  |  | Federally-Regulated Consumer Product |  | 2016-10-28
A O Smith Water Products | State | SCI 30 MHG* 400 | Natural Gas | FALSE | TRUE |  | TRUE | 30 | 55 |  | 35500 | 78 |  | 0.63 | 0.61 |  |  |  | Federally-Regulated Consumer Product |  | 2015-10-01
Rheem | Rheem | 22V30S-30F | Natural Gas | FALSE | TRUE |  | FALSE | 30 | 50 |  | 30000 | 76 | 24560 | 0.61 | 0.61 |  |  |  | Federally-Regulated Consumer Product |  | 2009-04-22
A O Smith Water Products | State Industries | SCI 30 NHDST2 300 | Natural Gas | FALSE | TRUE |  | TRUE | 30 | 48 |  | 30000 | 76 |  | 0.61 | 0.61 |  |  |  | Federally-Regulated Consumer Product |  | 2014-02-04
A O Smith Water Products | State Industries | SCI 30 YOMT 200 | Natural Gas | FALSE | TRUE |  | TRUE | 30 | 62 |  | 35500 | 76 | 24560 | 0.61 | 0.61 |  |  |  | Federally-Regulated Consumer Product |  | 2011-11-30
A O Smith Water Products | State Industries | SCI 30 YOMT 300 | Natural Gas | FALSE | TRUE |  | TRUE | 30 | 50 |  | 35500 | 76 |  | 0.61 | 0.61 |  |  |  | Federally-Regulated Consumer Product |  | 2014-12-23
Rheem | Rheem | HG40T01AVG01 | Natural Gas | FALSE | TRUE |  | FALSE | 30 | 50 |  | 32000 | 76 | 23780 | 0.63 | 0.61 |  |  |  | Federally-Regulated Consumer Product |  | 2009-04-22
American Water Heater Co. | U.S. Craftmaster | MFG1H3030T3N*** | Natural Gas | FALSE | TRUE | Non-Ozone-Depleting | TRUE | 30 | 54 |  | 30000 | 76 | 24560 | 0.61 | 0.61 |  |  |  | Federally-Regulated Consumer Product |  | 2008-09-25
Bradford White Corporation | Bradford-White Corp. | M430T*FBN(A) | Natural Gas | FALSE | TRUE |  | FALSE | 30 | 55 |  | 32000 | 80 | 24164 | 0.62 | 0.61 |  |  |  | Federally-Regulated Consumer Product |  | 2007-11-21
American Water Heater Co. | American Water Heater Co. | BFG9130T303NHV*** | Natural Gas | FALSE | TRUE | Non-Ozone-Depleting | FALSE | 30 | 54 |  | 30000 | 76 | 24560 | 0.61 | 0.61 |  |  |  | Federally-Regulated Consumer Product |  | 2007-11-21
American Standard Water Heater Co. | Dura-Glass | GR-30T-1-3-12 | Natural Gas | TRUE | TRUE | Non-Ozone-Depleting | FALSE | 30 | 56 |  | 35000 | 78.8 | 24170 | 0.61 | 0.61 |  |  |  | Federally-Regulated Consumer Product |  | 2010-04-30
Rheem | Ruud | M2-30FN | Natural Gas | FALSE | TRUE | Non-Ozone-Depleting | FALSE | 30 | 53 |  | 30000 | 76 | 24164 | 0.62 | 0.61 |  |  |  | Federally-Regulated Consumer Product |  | 2008-04-14
Rheem | Rheem | GG40T06AVG01 | Natural Gas | FALSE | TRUE |  | FALSE | 30 | 50 |  | 32000 | 76 | 23780 | 0.63 | 0.61 |  |  |  | Federally-Regulated Consumer Product |  | 2009-04-22
Bradford White Corporation | Bradford-White Corp. | MI30S**FBN(B) | Natural Gas | FALSE | TRUE | Non-Ozone-Depleting | FALSE | 30 | 54 |  | 30000 | 79 | 24560 | 0.61 | 0.61 |  |  |  | Federally-Regulated Consumer Product |  | 2009-04-22
Bradford White Corporation | Bradford-White Corp. | MI30T***N7-ATO******* | Natural Gas | FALSE | TRUE |  | FALSE | 30 | 55 |  | 32000 | 77 | 24560 | 0.61 | 0.61 |  |  |  | Federally-Regulated Consumer Product |  | 2007-11-21
Rheem | Rheem | 22V30PF | Natural Gas | FALSE | TRUE |  | FALSE | 30 | 50 |  | 30000 | 76 | 23780 | 0.63 | 0.61 |  |  |  | Federally-Regulated Consumer Product |  | 2009-04-22
Rheem | Richmond | 6G30S-30F | Natural Gas | FALSE | TRUE |  | FALSE | 30 | 50 |  | 30000 | 76 | 24560 | 0.61 | 0.61 |  |  |  | Federally-Regulated Consumer Product |  | 2009-04-22
American Water Heater Co. | U.S. Craftmaster | BFG1J3030T3N*** | Natural Gas | FALSE | TRUE | Non-Ozone-Depleting | FALSE | 30 | 54 |  | 30000 | 76 | 24560 | 0.61 | 0.61 |  |  |  | Federally-Regulated Consumer Product |  | 2007-11-21
American Water Heater Co. | U.S. Craftmaster | BFG1F3030S3N*** | Natural Gas | FALSE | TRUE | Non-Ozone-Depleting | FALSE | 30 | 54 |  | 30000 | 76 | 24560 | 0.61 | 0.61 |  |  |  | Federally-Regulated Consumer Product |  | 2007-11-21
American Water Heater Co. | U.S. Craftmaster | BFG1H3030S3N*** | Natural Gas | FALSE | TRUE | Non-Ozone-Depleting | FALSE | 30 | 54 |  | 30000 | 76 | 24560 | 0.61 | 0.61 |  |  |  | Federally-Regulated Consumer Product |  | 2007-11-21
American Water Heater Co. | American Water Heater Co. | UG9130T303N*** | Natural Gas | FALSE | TRUE | Non-Ozone-Depleting | FALSE | 30 | 50 |  | 30000 | 77 | 24560 | 0.61 | 0.61 |  |  |  | Federally-Regulated Consumer Product |  | 2011-11-30
American Water Heater Co. | U.S. Craftmaster | MFG1F3030T3N*** | Natural Gas | FALSE | TRUE | Non-Ozone-Depleting | TRUE | 30 | 54 |  | 30000 | 76 | 24560 | 0.61 | 0.61 |  |  |  | Federally-Regulated Consumer Product |  | 2008-09-25
Bradford White Corporation | Lochinvar Corp. | USN030G | Natural Gas | FALSE | TRUE | Non-Ozone-Depleting | FALSE | 30 | 52 |  | 30000 | 79 | 24560 | 0.61 | 0.61 |  |  |  | Federally-Regulated Consumer Product |  | 2008-09-25
Bradford White Corporation | Lochinvar Corp. | MHL030 | Natural Gas | FALSE | FALSE |  | TRUE | 30 | 50 |  | 32000 | 77 | 24560 | 0.61 | 0.61 |  |  |  | Federally-Regulated Consumer Product |  | 2007-11-21
Bradford White Corporation | Lochinvar Corp. | MHN030G | Natural Gas | FALSE | TRUE | Non-Ozone-Depleting | TRUE | 30 | 50 |  | 32000 | 79 | 24560 | 0.61 | 0.61 |  |  |  | Federally-Regulated Consumer Product |  | 2007-11-21
Rheem | Richmond | 6G40-36F1 | Natural Gas | FALSE | TRUE |  | FALSE | 30 | 50 |  | 32000 | 76 | 23780 | 0.63 | 0.61 |  |  |  | Federally-Regulated Consumer Product |  | 2009-04-22
American Water Heater Co. | Whirlpool | 30T(3¦6¦9¦12)-30UNG 400 | Natural Gas | FALSE | TRUE |  | FALSE | 30 | 52 |  | 30000 | 78 |  | 0.63 | 0.61 |  |  |  | Federally-Regulated Consumer Product |  | 2015-10-01
Rheem | Rheem | 22X30F | Natural Gas | FALSE | TRUE |  | FALSE | 30 | 50 |  | 32000 | 76 | 23780 | 0.63 | 0.61 |  |  |  | Federally-Regulated Consumer Product |  | 2009-04-22
American Water Heater Co. | A O Smith Water Products | AFMV 30 100 | Natural Gas | FALSE | TRUE |  | TRUE | 30 | 54 |  | 30000 | 76 | 24560 | 0.61 | 0.61 |  |  |  | Federally-Regulated Consumer Product |  | 2008-09-25
American Standard Water Heater Co. | Dura-Glass | G-30L-1-3-6 | Natural Gas | TRUE | TRUE | Non-Ozone-Depleting | FALSE | 30 | 55 |  | 35000 | 77.9 | 24160 | 0.61 | 0.61 |  |  |  | Federally-Regulated Consumer Product |  | 2010-04-30
A O Smith Water Products | A O Smith Water Products | XCV 30 200 | Natural Gas | FALSE | TRUE |  | FALSE | 30 | 67 |  | 35500 | 76 | 24560 | 0.61 | 0.61 |  |  |  | Federally-Regulated Consumer Product |  | 2010-03-16
A O Smith Water Products | A O Smith Water Products | XCV 30 300 | Natural Gas | FALSE | TRUE |  | FALSE | 30 | 67 |  | 35500 | 76 |  | 0.61 | 0.61 |  |  |  | Federally-Regulated Consumer Product |  | 2011-11-30
Bradford White Corporation | Bradford-White Corp. | MI30S***N7-ATO****** | Natural Gas | FALSE | TRUE | Non-Ozone-Depleting | FALSE | 30 | 54 |  | 30000 | 79 | 24560 | 0.61 | 0.61 |  |  |  | Federally-Regulated Consumer Product |  | 2009-04-22
American Water Heater Co. | U.S. Craftmaster | BFG1F3030T3N*** | Natural Gas | FALSE | TRUE | Non-Ozone-Depleting | FALSE | 30 | 54 |  | 30000 | 76 | 24560 | 0.61 | 0.61 |  |  |  | Federally-Regulated Consumer Product |  | 2007-11-21
A O Smith Water Products | A O Smith Water Products | XCVL 30 200 | Natural Gas | FALSE | TRUE |  | FALSE | 30 | 60 |  | 35500 | 80 | 24560 | 0.61 | 0.61 |  |  |  | Federally-Regulated Consumer Product |  | 2009-02-27
A O Smith Water Products | A.O. SMITH | XCVL 30 202 | Natural Gas | FALSE | TRUE |  | FALSE | 30 | 60 |  | 35500 | 78 |  | 0.61 | 0.61 |  |  |  | Federally-Regulated Consumer Product |  | 2017-05-25
A O Smith Water Products | A O Smith Water Products | XCVL 30 300 | Natural Gas | FALSE | TRUE |  | FALSE | 30 | 60 |  | 35500 | 78 |  | 0.61 | 0.61 |  |  |  | Federally-Regulated Consumer Product |  | 2011-11-30
Rheem | Rheem | 22V30-30F | Natural Gas | FALSE | TRUE |  | FALSE | 30 | 50 |  | 30000 | 76 | 24164 | 0.62 | 0.61 |  |  |  | Federally-Regulated Consumer Product |  | 2009-04-22
American Water Heater Co. | U.S. Craftmaster | NG2(C¦F¦H¦J)3030T 400 | Natural Gas | FALSE | TRUE |  | FALSE | 30 | 55 |  | 30000 | 76 |  | 0.63 | 0.61 |  |  |  | Federally-Regulated Consumer Product |  | 2015-10-01
American Water Heater Co. | Sears Brand Management Corp. | 153.3339 | Natural Gas | FALSE | TRUE |  | TRUE | 30 | 54 |  | 30000 | 76 |  | 0.61 | 0.61 |  |  |  | Federally-Regulated Consumer Product |  | 2011-09-27
Rheem | Rheem | 4UB46 | Natural Gas | FALSE | TRUE |  | FALSE | 30 | 50 |  | 32000 | 76 | 23780 | 0.63 | 0.61 |  |  |  | Federally-Regulated Consumer Product |  | 2009-04-22
A O Smith Water Products | A O Smith Water Products | XVR-30 200 | Natural Gas | FALSE | TRUE |  | FALSE | 30 | 67 |  | 35500 | 76 | 24164 | 0.62 | 0.61 |  |  |  | Federally-Regulated Consumer Product |  | 2010-03-16
American Water Heater Co. | A.O. SMITH | GSP 100 200 | Natural Gas | TRUE | TRUE |  | FALSE | 33 | 170 |  | 100000 | 95 |  |  |  | TRUE |  | 0.9 | Federally-Regulated Consumer Product | 0.63 | 2017-11-09
American Water Heater Co. | A. O. SMITH | GSP 100 200 | Natural Gas | TRUE | TRUE |  | FALSE | 33 | 170 |  | 100000 | 95 |  |  |  | TRUE |  | 0.9 | Federally-Regulated Consumer Product | 0.63 | 2017-12-19
American Water Heater Co. | American | PG10 34 100 2NV 200 | Natural Gas | TRUE | TRUE |  | FALSE | 33 | 170 |  | 100000 | 95 |  |  |  | TRUE |  | 0.9 | Federally-Regulated Consumer Product | 0.63 | 2017-12-26
American Water Heater Co. | American | PR 34 100 N 200 | Natural Gas | TRUE | TRUE |  | FALSE | 33 | 170 |  | 100000 | 95 |  |  |  | TRUE |  | 0.9 | Federally-Regulated Consumer Product | 0.63 | 2017-12-26
American Water Heater Co. | Lochinvar | SWN100 035 200 | Natural Gas | TRUE | TRUE |  | FALSE | 33 | 170 |  | 100000 | 95 |  |  |  | TRUE |  | 0.9 | Federally-Regulated Consumer Product | 0.63 | 2017-12-26
American Water Heater Co. | State | GHX 34 100 N 200 | Natural Gas | TRUE | TRUE |  | FALSE | 33 | 170 |  | 100000 | 95 |  |  |  | TRUE |  | 0.9 | Federally-Regulated Consumer Product | 0.63 | 2018-05-07
American Water Heater Co. | American Water Heater Co. | PGC6 34-150-2NV | Natural Gas | FALSE |  | Ozone-Depleting | FALSE | 34 |  | 3 | 150000 | 98 | 185 | 0.81 | 0.56 |  |  |  | Non Federally-Regulated |  | 2004-05-14
American Water Heater Co. | American Water Heater Co. | PG10 34-150-2NV | Natural Gas | FALSE |  | Ozone-Depleting | FALSE | 34 |  | 3 | 150000 | 98 | 185 | 0.81 | 0.56 |  |  |  | Non Federally-Regulated |  | 2004-05-14
American Water Heater Co. | American Water Heater Co. | PGC5 34-150-2NV | Natural Gas | FALSE |  | Ozone-Depleting | FALSE | 34 |  | 3 | 150000 | 98 | 185 | 0.81 | 0.56 |  |  |  | Non Federally-Regulated |  | 2004-05-14
American Water Heater Co. | American Water Heater Co. | PG12 34-150-2NV | Natural Gas | FALSE |  | Ozone-Depleting | FALSE | 34 |  | 3 | 150000 | 98 | 185 | 0.81 | 0.56 |  |  |  | Non Federally-Regulated |  | 2004-05-14
American Water Heater Co. | American Water Heater Co. | PGC3 34-150-2NV | Natural Gas | FALSE |  | Ozone-Depleting | FALSE | 34 |  | 3 | 150000 | 98 | 185 | 0.81 | 0.56 |  |  |  | Non Federally-Regulated |  | 2004-05-14
American Water Heater Co. | American Water Heater Co. | PGC10 34-150-2NV | Natural Gas | FALSE |  | Ozone-Depleting | FALSE | 34 |  | 3 | 150000 | 98 | 185 | 0.81 | 0.56 |  |  |  | Non Federally-Regulated |  | 2004-05-14
American Water Heater Co. | American Water Heater Co. | PGC12 34-150-2NV | Natural Gas | FALSE |  | Ozone-Depleting | FALSE | 34 |  | 3 | 150000 | 98 | 185 | 0.81 | 0.56 |  |  |  | Non Federally-Regulated |  | 2004-05-14
American Water Heater Co. | American Water Heater Co. | PG5 34-150-2NV | Natural Gas | FALSE |  | Ozone-Depleting | FALSE | 34 |  | 3 | 150000 | 98 | 185 | 0.81 | 0.56 |  |  |  | Non Federally-Regulated |  | 2004-05-14
American Water Heater Co. | American Water Heater Co. | PG6 34-150-2NV | Natural Gas | FALSE |  | Ozone-Depleting | FALSE | 34 |  | 3 | 150000 | 98 | 185 | 0.81 | 0.56 |  |  |  | Non Federally-Regulated |  | 2004-05-14
American Water Heater Co. | American Water Heater Co. | PG3 34-150-2NV | Natural Gas | FALSE |  | Ozone-Depleting | FALSE | 34 |  | 3 | 150000 | 98 | 185 | 0.81 | 0.56 |  |  |  | Non Federally-Regulated |  | 2004-05-14
Bradford White Corporation | BRADFORD WHITE | RG2MH40T*N | Natural Gas | FALSE | TRUE |  | TRUE | 37 | 54 |  | 34000 | 78 |  | 0.63 |  | TRUE |  | 0.59 | Federally-Regulated Consumer Product | 0.59 | 2017-12-06
Bradford White Corporation | Jetglas | RG2MH40T*N | Natural Gas | FALSE | TRUE |  | TRUE | 37 | 54 |  | 34000 | 78 |  | 0.63 |  | TRUE |  | 0.59 | Federally-Regulated Consumer Product | 0.59 | 2017-12-06
Rheem Sales Company¦ Inc. | Rheem | 24X40SFN | Natural Gas | FALSE | TRUE |  | FALSE | 37 | 0.6 |  | 36000 | 78 |  |  |  | FALSE |  | 0.59 | Federally-Regulated Consumer Product | 0.27 | 2017-12-26
Rheem Sales Company¦ Inc. | Rheem | PROG38S-36U RH62 | Natural Gas | FALSE | TRUE |  | FALSE | 37 | 0.6 |  | 36000 | 78 |  |  |  | FALSE |  | 0.59 | Federally-Regulated Consumer Product | 0.27 | 2017-12-26
Rheem Sales Company¦ Inc. | Rheem | XG38S06EN36U1 | Natural Gas | FALSE | TRUE |  | FALSE | 37 | 0.6 |  | 36000 | 78 |  |  |  | FALSE |  | 0.59 | Federally-Regulated Consumer Product | 0.27 | 2017-12-26
Rheem Sales Company¦ Inc. | Richmond | 6G40S-36FN3 | Natural Gas | FALSE | TRUE |  | FALSE | 37 | 0.6 |  | 36000 | 78 |  |  |  | FALSE |  | 0.59 | Federally-Regulated Consumer Product | 0.27 | 2017-12-26
Rheem Sales Company¦ Inc. | Richmond | 9G40S-36FN3 | Natural Gas | FALSE | TRUE |  | FALSE | 37 | 0.6 |  | 36000 | 78 |  |  |  | FALSE |  | 0.59 | Federally-Regulated Consumer Product | 0.27 | 2017-12-26
Rheem Sales Company¦ Inc. | Ruud | M4-40SFN | Natural Gas | FALSE | TRUE |  | FALSE | 37 | 0.6 |  | 36000 | 78 |  |  |  | FALSE |  | 0.59 | Federally-Regulated Consumer Product | 0.27 | 2017-12-28
Rheem Sales Company¦ Inc. | Ruud | PROG38S-36U RU62 | Natural Gas | FALSE | TRUE |  | FALSE | 37 | 0.6 |  | 36000 | 78 |  |  |  | FALSE |  | 0.59 | Federally-Regulated Consumer Product | 0.27 | 2017-12-28
Rheem Sales Company¦ Inc. | Ruud | PRO+G38-40N RU69 PD | Natural Gas | TRUE | TRUE |  | FALSE | 37 | 85 |  | 40000 | 76 |  |  |  | TRUE |  | 0.7 | Federally-Regulated Consumer Product | 0.64 | 2018-01-24
Rheem Sales Company¦ Inc. | Ruud | PROUG38-40N RU69 PD | Natural Gas | TRUE | TRUE |  | FALSE | 37 | 85 |  | 40000 | 76 |  |  |  | TRUE |  | 0.7 | Federally-Regulated Consumer Product | 0.64 | 2018-01-24
Rheem Sales Company¦ Inc. | Rheem | RHE40S | Natural Gas | TRUE | TRUE |  | FALSE | 37 | 87 |  | 40000 | 92 |  |  |  | TRUE |  | 0.83 | Federally-Regulated Consumer Product | 0.64 | 2018-01-30
Rheem Sales Company¦ Inc. | Rheem | PRO+G38-40N RH69 PD | Natural Gas | TRUE | TRUE |  | FALSE | 37 | 85 |  | 40000 | 76 |  |  |  | TRUE |  | 0.7 | Federally-Regulated Consumer Product | 0.64 | 2018-01-30
Rheem Sales Company¦ Inc. | Rheem | XG40T12DM40U0 | Natural Gas | TRUE | TRUE |  | FALSE | 37 | 85 |  | 40000 | 76 |  |  |  | TRUE |  | 0.7 | Federally-Regulated Consumer Product | 0.64 | 2018-01-30
Rheem Sales Company¦ Inc. | Rheem | PROPG38-40N RH69 PD | Natural Gas | TRUE | TRUE |  | FALSE | 37 | 85 |  | 40000 | 76 |  |  |  | TRUE |  | 0.7 | Federally-Regulated Consumer Product | 0.64 | 2018-01-30
Rheem Sales Company¦ Inc. | Rheem | XG40T12DM40U0W | Natural Gas | TRUE | TRUE |  | FALSE | 37 | 85 |  | 40000 | 76 |  |  |  | TRUE |  | 0.7 | Federally-Regulated Consumer Product | 0.64 | 2018-01-30
Rheem Sales Company¦ Inc. | Richmond | 6G40-40E2 | Natural Gas | TRUE | TRUE |  | FALSE | 37 | 85 |  | 40000 | 76 |  |  |  | TRUE |  | 0.7 | Federally-Regulated Consumer Product | 0.64 | 2018-01-30
Rheem Sales Company¦ Inc. | Richmond | 9G40-40E2 | Natural Gas | TRUE | TRUE |  | FALSE | 37 | 85 |  | 40000 | 76 |  |  |  | TRUE |  | 0.7 | Federally-Regulated Consumer Product | 0.64 | 2018-01-30
Rheem Sales Company¦ Inc. | Richmond | 12G40-40E2 | Natural Gas | TRUE | TRUE |  | FALSE | 37 | 85 |  | 40000 | 76 |  |  |  | TRUE |  | 0.7 | Federally-Regulated Consumer Product | 0.64 | 2018-01-30
Rheem Sales Company¦ Inc. | Richmond | 6RHE40S | Natural Gas | TRUE | TRUE |  | FALSE | 37 | 87 |  | 40000 | 92 |  |  |  | TRUE |  | 0.83 | Federally-Regulated Consumer Product | 0.64 | 2018-01-30
A O Smith Water Products | Sears | 153.3326 | Natural Gas | FALSE | TRUE |  | FALSE | 38 | 68 |  | 40000 | 78 |  |  |  | TRUE |  | 0.7 | Federally-Regulated Consumer Product | 0.58 | 2017-11-15
A O Smith Water Products | Kenmore | 153.3326 | Natural Gas | FALSE | TRUE |  | FALSE | 38 | 68 |  | 40000 | 78 |  |  |  | TRUE |  | 0.66 | Federally-Regulated Consumer Product | 0.58 | 2017-12-05
A O Smith Water Products | Kenmore | 153.5564 | Natural Gas | TRUE | TRUE |  | FALSE | 38 | 68 |  | 40000 | 73 |  |  |  | TRUE |  | 0.65 | Federally-Regulated Consumer Product | 0.58 | 2018-01-22
A O Smith Water Products | Reliance | 12 40 GPCT 102 | Natural Gas | FALSE | TRUE |  | FALSE | 38 | 68 |  | 40000 | 78 |  |  |  | TRUE |  | 0.7 | Federally-Regulated Consumer Product | 0.58 | 2017-11-15
A O Smith Water Products | RELIANCE WATER HEATERS | 12 40 GPCT 102 | Natural Gas | FALSE | TRUE |  | FALSE | 38 | 68 |  | 40000 | 78 |  |  |  | TRUE |  | 0.66 | Federally-Regulated Consumer Product | 0.58 | 2017-12-04
A O Smith Water Products | Reliance | 12 40 YQRT | Natural Gas | FALSE | TRUE | Non-Ozone-Depleting | FALSE | 38 | 88 |  | 50000 | 71 | 24969 | 0.6 | 0.6 |  |  |  | Federally-Regulated Consumer Product |  | 2007-11-21
Rheem Sales Company¦ Inc. | Rheem | 22V40FN | Natural Gas | FALSE | TRUE |  | FALSE | 38 | 72 |  | 38000 | 76 |  | 0.6 | 0.6 |  |  |  | Federally-Regulated Consumer Product |  | 2017-05-31
Rheem Sales Company¦ Inc. | Rheem | 22V40 PROFN | Natural Gas | FALSE | TRUE |  | FALSE | 38 | 72 |  | 38000 | 76 |  | 0.6 | 0.6 |  |  |  | Federally-Regulated Consumer Product |  | 2017-05-31
Rheem Sales Company¦ Inc. | Rheem | 22V40SFN | Natural Gas | FALSE | TRUE |  | FALSE | 38 | 68 |  | 36000 | 76 |  | 0.6 | 0.6 |  |  |  | Federally-Regulated Consumer Product |  | 2017-05-31
Rheem Sales Company¦ Inc. | Rheem | 22V40S PROFN | Natural Gas | FALSE | TRUE |  | FALSE | 38 | 68 |  | 36000 | 76 |  | 0.6 | 0.6 |  |  |  | Federally-Regulated Consumer Product |  | 2017-05-31
Rheem Sales Company¦ Inc. | Rheem | 22X40FN | Natural Gas | FALSE | TRUE |  | FALSE | 38 | 72 |  | 38000 | 76 |  | 0.6 | 0.6 |  |  |  | Federally-Regulated Consumer Product |  | 2017-05-31
Rheem Sales Company¦ Inc. | Rheem | 22X40SFN | Natural Gas | FALSE | TRUE |  | FALSE | 38 | 68 |  | 36000 | 76 |  | 0.6 | 0.6 |  |  |  | Federally-Regulated Consumer Product |  | 2017-05-31
Rheem Sales Company¦ Inc. | Rheem | PROG38-38U RH60 | Natural Gas | FALSE | TRUE |  | FALSE | 38 | 72 |  | 38000 | 76 |  | 0.6 | 0.6 |  |  |  | Federally-Regulated Consumer Product |  | 2017-05-31
Rheem Sales Company¦ Inc. | Rheem | PROG38S-36U RH60 | Natural Gas | FALSE | TRUE |  | FALSE | 38 | 68 |  | 36000 | 76 |  | 0.6 | 0.6 |  |  |  | Federally-Regulated Consumer Product |  | 2017-05-31
Rheem Sales Company¦ Inc. | Rheem | 22V40SFNVE | Natural Gas | FALSE | TRUE |  | FALSE | 38 | 68 |  | 36000 | 76 |  | 0.6 | 0.6 |  |  |  | Federally-Regulated Consumer Product |  | 2017-05-31
Rheem Sales Company¦ Inc. | Rheem | XG38S06EN36U0 | Natural Gas | FALSE | TRUE |  | FALSE | 38 | 68 |  | 36000 | 76 |  | 0.6 | 0.6 |  |  |  | Federally-Regulated Consumer Product |  | 2017-05-31
Rheem Sales Company¦ Inc. | Rheem | 22V40FNVE | Natural Gas | FALSE | TRUE |  | FALSE | 38 | 72 |  | 38000 | 76 |  | 0.6 | 0.6 |  |  |  | Federally-Regulated Consumer Product |  | 2017-05-31
Rheem Sales Company¦ Inc. | Rheem | XG38T06EN38U0 | Natural Gas | FALSE | TRUE |  | FALSE | 38 | 67 |  | 38000 | 76 |  | 0.6 | 0.6 |  |  |  | Federally-Regulated Consumer Product |  | 2017-05-31
Rheem Sales Company¦ Inc. | Rheem | PROG38S-38U RH62 | Natural Gas | FALSE | TRUE |  | FALSE | 38 | 68 |  | 36000 | 78 |  | 0.62 | 0.6 |  |  |  | Federally-Regulated Consumer Product |  | 2017-05-31
Rheem Sales Company¦ Inc. | Rheem | PRO+G38S-36U RH62 | Natural Gas | FALSE | TRUE |  | FALSE | 38 | 68 |  | 36000 | 78 |  | 0.62 | 0.6 |  |  |  | Federally-Regulated Consumer Product |  | 2017-05-31
Rheem Sales Company¦ Inc. | Ruud | P2-40 PROFN | Natural Gas | FALSE | TRUE |  | FALSE | 38 | 72 |  | 38000 | 76 |  | 0.6 | 0.6 |  |  |  | Federally-Regulated Consumer Product |  | 2017-06-01
Rheem Sales Company¦ Inc. | Ruud | P2-40S PROFN | Natural Gas | FALSE | TRUE |  | FALSE | 38 | 68 |  | 36000 | 76 |  | 0.6 | 0.6 |  |  |  | Federally-Regulated Consumer Product |  | 2017-06-01
Rheem Sales Company¦ Inc. | Ruud | M2-40FN | Natural Gas | FALSE | TRUE |  | FALSE | 38 | 72 |  | 38000 | 76 |  | 0.6 | 0.6 |  |  |  | Federally-Regulated Consumer Product |  | 2017-06-01
Rheem Sales Company¦ Inc. | Ruud | M2-40SFN | Natural Gas | FALSE | TRUE |  | FALSE | 38 | 68 |  | 36000 | 76 |  | 0.6 | 0.6 |  |  |  | Federally-Regulated Consumer Product |  | 2017-06-01
Rheem Sales Company¦ Inc. | Ruud | P2-40FN | Natural Gas | FALSE | TRUE |  | FALSE | 38 | 72 |  | 38000 | 76 |  | 0.6 | 0.6 |  |  |  | Federally-Regulated Consumer Product |  | 2017-06-01
Rheem Sales Company¦ Inc. | Ruud | P2-40SFN | Natural Gas | FALSE | TRUE |  | FALSE | 38 | 68 |  | 36000 | 76 |  | 0.6 | 0.6 |  |  |  | Federally-Regulated Consumer Product |  | 2017-06-01
Rheem Sales Company¦ Inc. | Ruud | PROG38-38U RU60 | Natural Gas | FALSE | TRUE |  | FALSE | 38 | 72 |  | 38000 | 76 |  | 0.6 | 0.6 |  |  |  | Federally-Regulated Consumer Product |  | 2017-06-01
Rheem Sales Company¦ Inc. | Ruud | PROG38S-36U RU60 | Natural Gas | FALSE | TRUE |  | FALSE | 38 | 68 |  | 36000 | 76 |  | 0.6 | 0.6 |  |  |  | Federally-Regulated Consumer Product |  | 2017-06-01
Rheem Sales Company¦ Inc. | Sure Comfort | XG38T03UN38U0 | Natural Gas | FALSE | TRUE |  | FALSE | 38 | 72 |  | 38000 | 76 |  | 0.6 | 0.6 |  |  |  | Federally-Regulated Consumer Product |  | 2017-06-01
Rheem Sales Company¦ Inc. | Sure Comfort | SCG38T03UN38U0 | Natural Gas | FALSE | TRUE |  | FALSE | 38 | 72 |  | 38000 | 76 |  | 0.6 | 0.6 |  |  |  | Federally-Regulated Consumer Product |  | 2017-06-01
Rheem Sales Company¦ Inc. | Sure Comfort | G38-38U SC59 | Natural Gas | TRUE | TRUE |  | FALSE | 38 | 72 |  | 38000 | 76 |  | 0.6 | 0.6 |  |  |  | Federally-Regulated Consumer Product |  | 2017-06-01
Rheem Sales Company¦ Inc. | Richmond | 9G40-38FN | Natural Gas | FALSE | TRUE |  | FALSE | 38 | 72 |  | 38000 | 76 |  | 0.6 | 0.6 |  |  |  | Federally-Regulated Consumer Product |  | 2017-06-01
Rheem Sales Company¦ Inc. | Richmond | 12G40-38FN | Natural Gas | FALSE | TRUE |  | FALSE | 38 | 72 |  | 38000 | 76 |  | 0.6 | 0.6 |  |  |  | Federally-Regulated Consumer Product |  | 2017-06-01
Rheem Sales Company¦ Inc. | Richmond | 6G40-38FN | Natural Gas | FALSE | TRUE |  | FALSE | 38 | 72 |  | 38000 | 76 |  | 0.6 | 0.6 |  |  |  | Federally-Regulated Consumer Product |  | 2017-06-01
Rheem Sales Company¦ Inc. | Richmond | 9G40S-36FN | Natural Gas | FALSE | TRUE |  | FALSE | 38 | 68 |  | 36000 | 76 |  | 0.6 | 0.6 |  |  |  | Federally-Regulated Consumer Product |  | 2017-06-01
Rheem Sales Company¦ Inc. | Richmond | 6G40S-36FN | Natural Gas | FALSE | TRUE |  | FALSE | 38 | 68 |  | 36000 | 76 |  | 0.6 | 0.6 |  |  |  | Federally-Regulated Consumer Product |  | 2017-06-01
American Water Heater Co. | American | G(3¦6¦9¦10¦12)240T40 400 | Natural Gas | FALSE | TRUE |  | FALSE | 38 | 67 |  | 40000 | 76 |  | 0.62 |  | TRUE |  | 0.6 | Federally-Regulated Consumer Product | 0.58 | 2017-11-15
American Water Heater Co. | American | MHG(3¦6¦9¦10¦12)240T40 400 | Natural Gas | FALSE | TRUE |  | TRUE | 38 | 69 |  | 40000 | 73 |  | 0.62 |  | TRUE |  | 0.6 | Federally-Regulated Consumer Product | 0.58 | 2017-11-15
American Water Heater Co. | American | GU(3¦6¦9¦10¦12)240T40 400 | Natural Gas | FALSE | TRUE |  | FALSE | 38 | 69 |  | 40000 | 75 |  | 0.62 |  | TRUE |  | 0.6 | Federally-Regulated Consumer Product | 0.58 | 2017-11-15
Bradford White Corporation | BRADFORD WHITE | RG2PV40S*N | Natural Gas | TRUE | TRUE |  | FALSE | 38 | 70 |  | 40000 | 77 |  | 0.67 |  | TRUE |  | 0.7 | Federally-Regulated Consumer Product | 0.58 | 2017-11-15
Bradford White Corporation | Jetglas | RG2PV40S*N | Natural Gas | TRUE | TRUE |  | FALSE | 38 | 70 |  | 40000 | 77 |  | 0.67 |  | TRUE |  | 0.7 | Federally-Regulated Consumer Product | 0.58 | 2017-11-15
A O Smith Water Products | Apollo | A10 40 YQRT L | Natural Gas | FALSE | TRUE | Non-Ozone-Depleting | FALSE | 38 | 88 |  | 50000 | 71 | 24969 | 0.6 | 0.6 |  |  |  | Federally-Regulated Consumer Product |  | 2007-11-21
A O Smith Water Products | Apollo | A10 40 YRRT L | Natural Gas | FALSE | TRUE | Non-Ozone-Depleting | FALSE | 38 | 88 |  | 50000 | 71 | 24969 | 0.6 | 0.6 |  |  |  | Federally-Regulated Consumer Product |  | 2007-11-21
Bradford White Corporation | Jetglas | RG2F40S*N | Natural Gas | TRUE | TRUE |  | FALSE | 38 | 62 |  | 38000 | 78 |  | 0.7 |  | TRUE |  | 0.64 | Federally-Regulated Consumer Product | 0.58 | 2017-12-04
Bradford White Corporation | Jetglas | RG2PV40T*N | Natural Gas | TRUE | TRUE |  | FALSE | 38 | 75 |  | 40000 | 79 |  | 0.7 |  | TRUE |  | 0.68 | Federally-Regulated Consumer Product | 0.64 | 2017-12-04
Bradford White Corporation | Jetglas | URG2PV40T*N | Natural Gas | TRUE | TRUE |  | FALSE | 38 | 75 |  | 40000 | 79 |  | 0.7 |  | TRUE |  | 0.68 | Federally-Regulated Consumer Product | 0.64 | 2017-12-04
Bradford White Corporation | Jetglas | RG2PDV40S*N | Natural Gas | TRUE | TRUE |  | FALSE | 38 | 73 |  | 40000 | 76 |  | 0.7 |  | TRUE |  | 0.64 | Federally-Regulated Consumer Product | 0.58 | 2017-12-04
Bradford White Corporation | Jetglas | URG2PDV40S*N | Natural Gas | TRUE | TRUE |  | FALSE | 38 | 73 |  | 40000 | 77 |  | 0.7 |  | TRUE |  | 0.64 | Federally-Regulated Consumer Product | 0.58 | 2017-12-04
Bradford White Corporation | Jetglas | RG2DV40S*N-*** | Natural Gas | FALSE | TRUE |  | FALSE | 38 | 62 |  | 38000 | 75 |  | 0.62 |  | TRUE |  | 0.6 | Federally-Regulated Consumer Product | 0.58 | 2017-12-04
Bradford White Corporation | Jetglas | URG2DV40S*N-*** | Natural Gas | FALSE | TRUE |  | FALSE | 38 | 62 |  | 38000 | 75 |  | 0.62 |  | TRUE |  | 0.6 | Federally-Regulated Consumer Product | 0.58 | 2017-12-04
Bradford White Corporation | Jetglas | RG2DVMH40T*N | Natural Gas | FALSE | TRUE |  | TRUE | 38 | 51 |  | 30000 | 78 |  | 0.62 |  | TRUE |  | 0.58 | Federally-Regulated Consumer Product | 0.58 | 2017-12-04
Bradford White Corporation | Jetglas | RG140T*N | Natural Gas | FALSE | TRUE |  | FALSE | 38 | 64 |  | 34000 | 78 |  | 0.62 |  | TRUE |  | 0.59 | Federally-Regulated Consumer Product | 0.58 | 2017-12-04
Bradford White Corporation | Jetglas | URG140T*N | Natural Gas | FALSE | TRUE |  | FALSE | 38 | 64 |  | 34000 | 78 |  | 0.62 |  | TRUE |  | 0.59 | Federally-Regulated Consumer Product | 0.58 | 2017-12-04
Bradford White Corporation | Jetglas | RG240S*N | Natural Gas | FALSE | TRUE |  | FALSE | 38 | 69 |  | 40000 | 77 |  | 0.62 |  | TRUE |  | 0.58 | Federally-Regulated Consumer Product | 0.58 | 2017-12-04
Bradford White Corporation | Jetglas | URG240S*N | Natural Gas | FALSE | TRUE |  | FALSE | 38 | 69 |  | 40000 | 77 |  | 0.62 |  | TRUE |  | 0.58 | Federally-Regulated Consumer Product | 0.58 | 2017-12-04
Bradford White Corporation | Jetglas | RG1D40S*N | Natural Gas | TRUE | TRUE |  | FALSE | 38 | 67 |  | 40000 | 74 |  | 0.62 |  | TRUE |  | 0.59 | Federally-Regulated Consumer Product | 0.58 | 2017-12-04
Bradford White Corporation | Jetglas | RG240T*N | Natural Gas | FALSE | TRUE |  | FALSE | 38 | 75 |  | 40000 | 77 |  | 0.62 |  | TRUE |  | 0.64 | Federally-Regulated Consumer Product | 0.64 | 2017-12-04
Bradford White Corporation | Jetglas | RG1D40T*N | Natural Gas | TRUE | TRUE |  | FALSE | 38 | 65 |  | 40000 | 73 |  | 0.62 |  | TRUE |  | 0.58 | Federally-Regulated Consumer Product | 0.58 | 2017-12-04
Rheem Sales Company¦ Inc. | Rheem | XG40T06DV36U0 | Natural Gas | FALSE | TRUE |  | FALSE | 38 | 0.6 |  | 36000 | 80 |  |  |  | FALSE |  | 0.59 | Federally-Regulated Consumer Product | 0.27 | 2017-12-04
A O Smith Water Products | Apollo | A6 40 YQRT L | Natural Gas | FALSE | TRUE | Non-Ozone-Depleting | FALSE | 38 | 88 |  | 50000 | 71 | 24969 | 0.6 | 0.6 |  |  |  | Federally-Regulated Consumer Product |  | 2007-11-21
Bradford White Corporation | BRADFORD WHITE | RG240S*N | Natural Gas | FALSE | TRUE |  | FALSE | 38 | 69 |  | 40000 | 77 |  | 0.62 |  | TRUE |  | 0.58 | Federally-Regulated Consumer Product | 0.58 | 2017-12-04
Bradford White Corporation | BRADFORD WHITE | URG240S*N | Natural Gas | FALSE | TRUE |  | FALSE | 38 | 69 |  | 40000 | 77 |  | 0.62 |  | TRUE |  | 0.58 | Federally-Regulated Consumer Product | 0.58 | 2017-12-04
Bradford White Corporation | BRADFORD WHITE | RG1D40S*N | Natural Gas | TRUE | TRUE |  | FALSE | 38 | 67 |  | 40000 | 74 |  | 0.62 |  | TRUE |  | 0.59 | Federally-Regulated Consumer Product | 0.58 | 2017-12-04
Bradford White Corporation | BRADFORD WHITE | RG240T*N | Natural Gas | FALSE | TRUE |  | FALSE | 38 | 75 |  | 40000 | 77 |  | 0.62 |  | TRUE |  | 0.64 | Federally-Regulated Consumer Product | 0.64 | 2017-12-04
Bradford White Corporation | BRADFORD WHITE | RG1D40T*N | Natural Gas | TRUE | TRUE |  | FALSE | 38 | 65 |  | 40000 | 73 |  | 0.62 |  | TRUE |  | 0.58 | Federally-Regulated Consumer Product | 0.58 | 2017-12-04
Bradford White Corporation | BRADFORD WHITE | RG2F40S*N | Natural Gas | TRUE | TRUE |  | FALSE | 38 | 62 |  | 38000 | 78 |  | 0.7 |  | TRUE |  | 0.64 | Federally-Regulated Consumer Product | 0.58 | 2017-12-04
Bradford White Corporation | BRADFORD WHITE | RG2PV40T*N | Natural Gas | TRUE | TRUE |  | FALSE | 38 | 75 |  | 40000 | 79 |  | 0.7 |  | TRUE |  | 0.68 | Federally-Regulated Consumer Product | 0.64 | 2017-12-04
Bradford White Corporation | BRADFORD WHITE | URG2PV40T*N | Natural Gas | TRUE | TRUE |  | FALSE | 38 | 75 |  | 40000 | 79 |  | 0.7 |  | TRUE |  | 0.68 | Federally-Regulated Consumer Product | 0.64 | 2017-12-04
Bradford White Corporation | BRADFORD WHITE | RG2PDV40S*N | Natural Gas | TRUE | TRUE |  | FALSE | 38 | 73 |  | 40000 | 76 |  | 0.7 |  | TRUE |  | 0.64 | Federally-Regulated Consumer Product | 0.58 | 2017-12-04
Bradford White Corporation | BRADFORD WHITE | URG2PDV40S*N | Natural Gas | TRUE | TRUE |  | FALSE | 38 | 73 |  | 40000 | 77 |  | 0.7 |  | TRUE |  | 0.64 | Federally-Regulated Consumer Product | 0.58 | 2017-12-04
Bradford White Corporation | BRADFORD WHITE | RG2DV40S*N-*** | Natural Gas | FALSE | TRUE |  | FALSE | 38 | 62 |  | 38000 | 75 |  | 0.62 |  | TRUE |  | 0.6 | Federally-Regulated Consumer Product | 0.58 | 2017-12-04
Bradford White Corporation | BRADFORD WHITE | URG2DV40S*N-*** | Natural Gas | FALSE | TRUE |  | FALSE | 38 | 62 |  | 38000 | 75 |  | 0.62 |  | TRUE |  | 0.6 | Federally-Regulated Consumer Product | 0.58 | 2017-12-04
Bradford White Corporation | BRADFORD WHITE | RG2DVMH40T*N | Natural Gas | FALSE | TRUE |  | TRUE | 38 | 51 |  | 30000 | 78 |  | 0.62 |  | TRUE |  | 0.58 | Federally-Regulated Consumer Product | 0.58 | 2017-12-04
Bradford White Corporation | BRADFORD WHITE | RG140T*N | Natural Gas | FALSE | TRUE |  | FALSE | 38 | 64 |  | 34000 | 78 |  | 0.62 |  | TRUE |  | 0.59 | Federally-Regulated Consumer Product | 0.58 | 2017-12-04
Bradford White Corporation | BRADFORD WHITE | URG140T*N | Natural Gas | FALSE | TRUE |  | FALSE | 38 | 64 |  | 34000 | 78 |  | 0.62 |  | TRUE |  | 0.59 | Federally-Regulated Consumer Product | 0.58 | 2017-12-04
A O Smith Water Products | Apollo | A6 40 YRRT L | Natural Gas | FALSE | TRUE | Non-Ozone-Depleting | FALSE | 38 | 88 |  | 50000 | 71 | 24969 | 0.6 | 0.6 |  |  |  | Federally-Regulated Consumer Product |  | 2007-11-21
Bradford White Corporation | BRADFORD WHITE | RG2D40S*N | Natural Gas | TRUE | TRUE |  | FALSE | 38 | 62 |  | 38000 | 78 |  | 0.67 |  | TRUE |  | 0.64 | Federally-Regulated Consumer Product | 0.58 | 2017-12-06
Bradford White Corporation | BRADFORD WHITE | RG1PV40S*N | Natural Gas | TRUE | TRUE |  | FALSE | 38 | 62 |  | 40000 | 76 |  | 0.66 |  | TRUE |  | 0.61 | Federally-Regulated Consumer Product | 0.58 | 2017-12-06
Bradford White Corporation | BRADFORD WHITE | URG1PV40S*N | Natural Gas | TRUE | TRUE |  | FALSE | 38 | 62 |  | 40000 | 76 |  | 0.66 |  | TRUE |  | 0.61 | Federally-Regulated Consumer Product | 0.58 | 2017-12-06
Bradford White Corporation | BRADFORD WHITE | URG2D40S*N | Natural Gas | TRUE | TRUE |  | FALSE | 38 | 62 |  | 38000 | 78 |  |  |  | TRUE |  | 0.64 | Federally-Regulated Consumer Product | 0.58 | 2017-12-06
Bradford White Corporation | Jetglas | RG2D40S*N | Natural Gas | TRUE | TRUE |  | FALSE | 38 | 62 |  | 38000 | 78 |  | 0.67 |  | TRUE |  | 0.64 | Federally-Regulated Consumer Product | 0.58 | 2017-12-06
Bradford White Corporation | Jetglas | RG1PV40S*N | Natural Gas | TRUE | TRUE |  | FALSE | 38 | 62 |  | 40000 | 76 |  | 0.66 |  | TRUE |  | 0.61 | Federally-Regulated Consumer Product | 0.58 | 2017-12-06
Bradford White Corporation | Jetglas | URG1PV40S*N | Natural Gas | TRUE | TRUE |  | FALSE | 38 | 62 |  | 40000 | 76 |  | 0.66 |  | TRUE |  | 0.61 | Federally-Regulated Consumer Product | 0.58 | 2017-12-06
American Water Heater Co. | American | FDG6240T403N | Natural Gas | TRUE | TRUE |  | FALSE | 38 | 67 |  | 40000 | 73 |  |  |  | TRUE |  | 0.64 | Federally-Regulated Consumer Product | 0.58 | 2017-12-26
American Water Heater Co. | American | FDG6240S403N | Natural Gas | TRUE | TRUE |  | FALSE | 38 | 70 |  | 40000 | 74 |  |  |  | TRUE |  | 0.65 | Federally-Regulated Consumer Product | 0.58 | 2017-12-26
American Water Heater Co. | American | UPVG6240T42NV | Natural Gas | TRUE | TRUE |  | FALSE | 38 | 76 |  | 42000 | 77 |  |  |  | TRUE |  | 0.7 | Federally-Regulated Consumer Product | 0.64 | 2017-12-26
Rheem Sales Company¦ Inc. | Rheem | PROG40-38U RH62 EC1 | Natural Gas | FALSE | TRUE |  | FALSE | 38 | 71 |  | 38000 | 76 |  |  |  | TRUE |  | 0.58 | Federally-Regulated Consumer Product | 0.58 | 2017-12-26
Rheem Sales Company¦ Inc. | Rheem | 24X40FN1 | Natural Gas | FALSE | TRUE |  | FALSE | 38 | 71 |  | 38000 | 76 |  |  |  | TRUE |  | 0.58 | Federally-Regulated Consumer Product | 0.58 | 2017-12-26
Rheem Sales Company¦ Inc. | Rheem | PRO+G40-38U RH62 EC1 | Natural Gas | FALSE | TRUE |  | FALSE | 38 | 71 |  | 38000 | 76 |  |  |  | TRUE |  | 0.58 | Federally-Regulated Consumer Product | 0.58 | 2017-12-26
Rheem Sales Company¦ Inc. | Rheem | XG40T12EN38U0 | Natural Gas | FALSE | TRUE |  | FALSE | 38 | 71 |  | 38000 | 76 |  |  |  | TRUE |  | 0.58 | Federally-Regulated Consumer Product | 0.58 | 2017-12-26
Rheem Sales Company¦ Inc. | Rheem | XG40T09EN38U0 | Natural Gas | FALSE | TRUE |  | FALSE | 38 | 71 |  | 38000 | 76 |  |  |  | TRUE |  | 0.58 | Federally-Regulated Consumer Product | 0.58 | 2017-12-26
Rheem Sales Company¦ Inc. | Rheem | XG40T06EN38U0 | Natural Gas | FALSE | TRUE |  | FALSE | 38 | 71 |  | 38000 | 76 |  |  |  | TRUE |  | 0.58 | Federally-Regulated Consumer Product | 0.58 | 2017-12-26
Rheem Sales Company¦ Inc. | Richmond | 9G40-38FN4 | Natural Gas | FALSE | TRUE |  | FALSE | 38 | 71 |  | 38000 | 76 |  |  |  | TRUE |  | 0.58 | Federally-Regulated Consumer Product | 0.58 | 2017-12-26
Rheem Sales Company¦ Inc. | Richmond | 12G40-38FN4 | Natural Gas | FALSE | TRUE |  | FALSE | 38 | 71 |  | 38000 | 76 |  |  |  | TRUE |  | 0.58 | Federally-Regulated Consumer Product | 0.58 | 2017-12-26
Rheem Sales Company¦ Inc. | Richmond | 6G40-38FN4 | Natural Gas | FALSE | TRUE |  | FALSE | 38 | 71 |  | 38000 | 76 |  |  |  | TRUE |  | 0.58 | Federally-Regulated Consumer Product | 0.58 | 2017-12-26
Rheem Sales Company¦ Inc. | Ruud | PRO+G40-38U RU62 EC1 | Natural Gas | FALSE | TRUE |  | FALSE | 38 | 71 |  | 38000 | 76 |  |  |  | TRUE |  | 0.58 | Federally-Regulated Consumer Product | 0.58 | 2017-12-28
Rheem Sales Company¦ Inc. | Ruud | M4-40FN1 | Natural Gas | FALSE | TRUE |  | FALSE | 38 | 71 |  | 38000 | 76 |  |  |  | TRUE |  | 0.58 | Federally-Regulated Consumer Product | 0.58 | 2017-12-28
Rheem Sales Company¦ Inc. | Ruud | PROG40-38U RU62 EC1 | Natural Gas | FALSE | TRUE |  | FALSE | 38 | 71 |  | 38000 | 76 |  |  |  | TRUE |  | 0.58 | Federally-Regulated Consumer Product | 0.58 | 2017-12-28
Rheem Sales Company¦ Inc. | Sure Comfort | SCG40T03UN38U0 | Natural Gas | FALSE | TRUE |  | FALSE | 38 | 71 |  | 38000 | 76 |  |  |  | TRUE |  | 0.58 | Federally-Regulated Consumer Product | 0.58 | 2017-12-28
Rheem Sales Company¦ Inc. | Sure Comfort | 3G40-36F3 | Natural Gas | FALSE | TRUE |  | FALSE | 38 | 64 |  | 36000 | 74 |  |  |  | TRUE |  | 0.58 | Federally-Regulated Consumer Product | 0.58 | 2018-01-22
American Water Heater Co. | American | G(3¦6¦9¦10¦12)240S40 400 | Natural Gas | FALSE | TRUE |  | FALSE | 38 | 67 |  | 40000 | 74 |  | 0.62 |  | TRUE |  | 0.59 | Federally-Regulated Consumer Product | 0.58 | 2018-01-22
American Water Heater Co. | American | FDG6240S403P | Natural Gas | TRUE | TRUE |  | FALSE | 38 | 70 |  | 40000 | 74 |  |  |  | TRUE |  | 0.65 | Federally-Regulated Consumer Product | 0.58 | 2018-01-22
Bradford White Corporation | BRADFORD WHITE | URG240T*N | Natural Gas | FALSE | TRUE |  | FALSE | 38 | 75 |  | 40000 | 77 |  | 0.62 |  | TRUE |  | 0.64 | Federally-Regulated Consumer Product | 0.64 | 2018-01-22
Bradford White Corporation | Jetglas | URG240T*N | Natural Gas | FALSE | TRUE |  | FALSE | 38 | 75 |  | 40000 | 77 |  | 0.62 |  | TRUE |  | 0.64 | Federally-Regulated Consumer Product | 0.64 | 2018-01-22
Rheem Sales Company¦ Inc. | Ruud | PROG40-40N RU62 | Natural Gas | FALSE | TRUE |  | FALSE | 38 | 84 |  | 40000 | 80 |  |  |  | TRUE |  | 0.66 | Federally-Regulated Consumer Product | 0.64 | 2018-01-24
Rheem Sales Company¦ Inc. | Ruud | PRO+G40-40N RU62 | Natural Gas | FALSE | TRUE |  | FALSE | 38 | 84 |  | 40000 | 80 |  |  |  | TRUE |  | 0.66 | Federally-Regulated Consumer Product | 0.64 | 2018-01-24
Rheem Sales Company¦ Inc. | Ruud | PROG40-38N RU62 | Natural Gas | FALSE | TRUE |  | FALSE | 38 | 64 |  | 38000 | 74 |  |  |  | TRUE |  | 0.58 | Federally-Regulated Consumer Product | 0.58 | 2018-01-24
Rheem Sales Company¦ Inc. | Ruud | M2-40F2 | Natural Gas | FALSE | TRUE |  | FALSE | 38 | 64 |  | 38000 | 74 |  |  |  | TRUE |  | 0.58 | Federally-Regulated Consumer Product | 0.58 | 2018-01-24
Rheem Sales Company¦ Inc. | Ruud | PROG40-36N RU62 | Natural Gas | FALSE | TRUE |  | FALSE | 38 | 64 |  | 36000 | 74 |  |  |  | TRUE |  | 0.58 | Federally-Regulated Consumer Product | 0.58 | 2018-01-24
Rheem Sales Company¦ Inc. | Ruud | PROG40S-34N RU62 * | Natural Gas | FALSE | TRUE |  | FALSE | 38 | 64 |  | 34000 | 75 |  |  |  | TRUE |  | 0.59 | Federally-Regulated Consumer Product | 0.58 | 2018-01-24
Rheem Sales Company¦ Inc. | Ruud | M2-40SF1 * | Natural Gas | FALSE | TRUE |  | FALSE | 38 | 64 |  | 34000 | 75 |  |  |  | TRUE |  | 0.59 | Federally-Regulated Consumer Product | 0.58 | 2018-01-24
Rheem Sales Company¦ Inc. | Ruud | PH2R40-40F3 | Natural Gas | FALSE | TRUE |  | FALSE | 38 | 84 |  | 40000 | 80 |  |  |  | TRUE |  | 0.66 | Federally-Regulated Consumer Product | 0.64 | 2018-01-24
Giant Factories¦ Inc. | GIANT | UG40-40LFPV1-N1U-US | Natural Gas | TRUE | TRUE |  | FALSE | 38 | 80 |  | 40000 | 75 |  |  |  | TRUE |  | 0.66 | Federally-Regulated Consumer Product | 0.64 | 2018-01-24
Giant Factories¦ Inc. | GIANT | UG40-40LFPV1-N2U-US | Natural Gas | TRUE | TRUE |  | FALSE | 38 | 84 |  | 40000 | 78 |  |  |  | TRUE |  | 0.69 | Federally-Regulated Consumer Product | 0.64 | 2018-01-24
Giant Factories¦ Inc. | GIANT | UG40-38TFPDV1-N2U | Natural Gas | TRUE | TRUE |  | FALSE | 38 | 77 |  | 38000 | 77 |  |  |  | TRUE |  | 0.7 | Federally-Regulated Consumer Product | 0.64 | 2018-01-24
Giant Factories¦ Inc. | GIANT | UG40-40LFPV2-N2U | Natural Gas | TRUE | TRUE |  | FALSE | 38 | 84 |  | 40000 | 78 |  |  |  | TRUE |  | 0.69 | Federally-Regulated Consumer Product | 0.64 | 2018-01-24
Giant Factories¦ Inc. | GIANT | UG40-38LFD-N1U-US | Natural Gas | TRUE | TRUE |  | FALSE | 38 | 73 |  | 38000 | 77 |  |  |  | TRUE |  | 0.67 | Federally-Regulated Consumer Product | 0.58 | 2018-01-24
Giant Factories¦ Inc. | GIANT | UG40-38TFPDV-N2U-US | Natural Gas | TRUE | TRUE |  | FALSE | 38 | 77 |  | 38000 | 77 |  |  |  | TRUE |  | 0.7 | Federally-Regulated Consumer Product | 0.64 | 2018-01-24
Giant Factories¦ Inc. | GIANT | UG40-38LFD-N1U | Natural Gas | TRUE | TRUE |  | FALSE | 38 | 73 |  | 38000 | 77 |  |  |  | TRUE |  | 0.67 | Federally-Regulated Consumer Product | 0.58 | 2018-01-24
Giant Factories¦ Inc. | GIANT | UG40-38TFPDV-N2U | Natural Gas | TRUE | TRUE |  | FALSE | 38 | 77 |  | 38000 | 77 |  |  |  | TRUE |  | 0.7 | Federally-Regulated Consumer Product | 0.64 | 2018-01-24
Giant Factories¦ Inc. | GIANT | UG40-40LFPV1-N2U | Natural Gas | TRUE | TRUE |  | FALSE | 38 | 84 |  | 40000 | 78 |  |  |  | TRUE |  | 0.69 | Federally-Regulated Consumer Product | 0.64 | 2018-01-24
Giant Factories¦ Inc. | GIANT | UG40-40LFPV2-N1U-US | Natural Gas | TRUE | TRUE |  | FALSE | 38 | 80 |  | 40000 | 75 |  |  |  | TRUE |  | 0.66 | Federally-Regulated Consumer Product | 0.64 | 2018-01-24
Giant Factories¦ Inc. | GIANT | UG40-38LF-N2U-US | Natural Gas | FALSE | TRUE |  | FALSE | 38 | 82 |  | 38000 | 76 |  |  |  | TRUE |  | 0.65 | Federally-Regulated Consumer Product | 0.64 | 2018-01-24
Rheem Sales Company¦ Inc. | Rheem | PROG40-40N RH62 | Natural Gas | FALSE | TRUE |  | FALSE | 38 | 84 |  | 40000 | 80 |  |  |  | TRUE |  | 0.66 | Federally-Regulated Consumer Product | 0.64 | 2018-01-30
Rheem Sales Company¦ Inc. | Rheem | PROG40-40N RH67 PV | Natural Gas | TRUE | TRUE |  | FALSE | 38 | 86 |  | 40000 | 79 |  |  |  | TRUE |  | 0.69 | Federally-Regulated Consumer Product | 0.64 | 2018-01-30
Rheem Sales Company¦ Inc. | Rheem | XG40T09HE40U0 | Natural Gas | FALSE | TRUE |  | FALSE | 38 | 81 |  | 40000 | 77 |  |  |  | TRUE |  | 0.65 | Federally-Regulated Consumer Product | 0.64 | 2018-01-30
Rheem Sales Company¦ Inc. | Rheem | XG40T12HE40U0 | Natural Gas | FALSE | TRUE |  | FALSE | 38 | 84 |  | 40000 | 77 |  |  |  | TRUE |  | 0.65 | Federally-Regulated Consumer Product | 0.64 | 2018-01-30
Rheem Sales Company¦ Inc. | Rheem | PRO+G40-40N RH62 | Natural Gas | FALSE | TRUE |  | FALSE | 38 | 84 |  | 40000 | 80 |  |  |  | TRUE |  | 0.66 | Federally-Regulated Consumer Product | 0.64 | 2018-01-30
Rheem Sales Company¦ Inc. | Rheem | XG40S06EC34U0 | Natural Gas | FALSE | TRUE |  | FALSE | 38 | 64 |  | 34000 | 78 |  |  |  | TRUE |  | 0.58 | Federally-Regulated Consumer Product | 0.58 | 2018-01-30
Rheem Sales Company¦ Inc. | Rheem | XG40T06EC36U1 | Natural Gas | FALSE | TRUE |  | FALSE | 38 | 68 |  | 36000 | 77 |  |  |  | TRUE |  | 0.58 | Federally-Regulated Consumer Product | 0.58 | 2018-01-30
Rheem Sales Company¦ Inc. | Rheem | 24IR40DV1 | Natural Gas | FALSE | TRUE |  | TRUE | 38 | 58 |  | 30000 | 80 |  |  |  | TRUE |  | 0.59 | Federally-Regulated Consumer Product | 0.58 | 2018-01-30
Rheem Sales Company¦ Inc. | Rheem | PROG40-30N RH62 MH DV | Natural Gas | FALSE | TRUE |  | TRUE | 38 | 58 |  | 30000 | 80 |  |  |  | TRUE |  | 0.59 | Federally-Regulated Consumer Product | 0.58 | 2018-01-30
Rheem Sales Company¦ Inc. | Rheem | XG40T06MD30U1 | Natural Gas | FALSE | TRUE |  | TRUE | 38 | 58 |  | 30000 | 80 |  |  |  | TRUE |  | 0.59 | Federally-Regulated Consumer Product | 0.58 | 2018-01-30
Rheem Sales Company¦ Inc. | Rheem | PROG40-34N RH62 MH | Natural Gas | FALSE | TRUE |  | TRUE | 38 | 57 |  | 34000 | 75 |  |  |  | TRUE |  | 0.59 | Federally-Regulated Consumer Product | 0.58 | 2018-01-30
Rheem Sales Company¦ Inc. | Rheem | XG40T06MH34U1 | Natural Gas | FALSE | TRUE |  | TRUE | 38 | 57 |  | 34000 | 75 |  |  |  | TRUE |  | 0.59 | Federally-Regulated Consumer Product | 0.58 | 2018-01-30
Rheem Sales Company¦ Inc. | Rheem | PROG40-38N RH62 | Natural Gas | FALSE | TRUE |  | FALSE | 38 | 64 |  | 38000 | 74 |  |  |  | TRUE |  | 0.58 | Federally-Regulated Consumer Product | 0.58 | 2018-01-30
Rheem Sales Company¦ Inc. | Rheem | PROG40-36N RH62 | Natural Gas | FALSE | TRUE |  | FALSE | 38 | 64 |  | 36000 | 74 |  |  |  | TRUE |  | 0.58 | Federally-Regulated Consumer Product | 0.58 | 2018-01-30
Rheem Sales Company¦ Inc. | Rheem | PROG40S-34N RH62 * | Natural Gas | FALSE | TRUE |  | FALSE | 38 | 64 |  | 34000 | 75 |  |  |  | TRUE |  | 0.59 | Federally-Regulated Consumer Product | 0.58 | 2018-01-30
Rheem Sales Company¦ Inc. | Rheem | 24I40FT1 | Natural Gas | FALSE | TRUE |  | TRUE | 38 | 57 |  | 34000 | 75 |  |  |  | TRUE |  | 0.59 | Federally-Regulated Consumer Product | 0.58 | 2018-01-30
Rheem Sales Company¦ Inc. | Rheem | 24X40SF1 * | Natural Gas | FALSE | TRUE |  | FALSE | 38 | 64 |  | 34000 | 75 |  |  |  | TRUE |  | 0.59 | Federally-Regulated Consumer Product | 0.58 | 2018-01-30
Rheem Sales Company¦ Inc. | Rheem | 24X40F2 | Natural Gas | FALSE | TRUE |  | FALSE | 38 | 64 |  | 38000 | 74 |  |  |  | TRUE |  | 0.58 | Federally-Regulated Consumer Product | 0.58 | 2018-01-30
Rheem Sales Company¦ Inc. | Rheem | 42XR40-40F3 | Natural Gas | FALSE | TRUE |  | FALSE | 38 | 84 |  | 40000 | 80 |  |  |  | TRUE |  | 0.66 | Federally-Regulated Consumer Product | 0.64 | 2018-01-30
Rheem Sales Company¦ Inc. | Rheem | XG40T12DU36U0W | Natural Gas | TRUE | TRUE |  | FALSE | 38 | 65 |  | 36000 | 71 |  |  |  | TRUE |  | 0.64 | Federally-Regulated Consumer Product | 0.58 | 2018-01-30
Rheem Sales Company¦ Inc. | Richmond | 6G40S-34F3 | Natural Gas | FALSE | TRUE |  | FALSE | 38 | 64 |  | 34000 | 75 |  |  |  | TRUE |  | 0.59 | Federally-Regulated Consumer Product | 0.58 | 2018-01-30
Rheem Sales Company¦ Inc. | Richmond | MVR40DV3 | Natural Gas | FALSE | TRUE |  | TRUE | 38 | 58 |  | 30000 | 80 |  |  |  | TRUE |  | 0.59 | Federally-Regulated Consumer Product | 0.58 | 2018-01-30
Rheem Sales Company¦ Inc. | Richmond | 6V40FT3 | Natural Gas | FALSE | TRUE |  | TRUE | 38 | 57 |  | 34000 | 75 |  |  |  | TRUE |  | 0.59 | Federally-Regulated Consumer Product | 0.58 | 2018-01-30
Rheem Sales Company¦ Inc. | Richmond | 9G40-38F3 | Natural Gas | FALSE | TRUE |  | FALSE | 38 | 64 |  | 38000 | 74 |  |  |  | TRUE |  | 0.58 | Federally-Regulated Consumer Product | 0.58 | 2018-01-30
Rheem Sales Company¦ Inc. | Richmond | 6G40-36F3 | Natural Gas | FALSE | TRUE |  | FALSE | 38 | 64 |  | 36000 | 74 |  |  |  | TRUE |  | 0.58 | Federally-Regulated Consumer Product | 0.58 | 2018-01-30
Rheem Sales Company¦ Inc. | Richmond | 6GR40-40F3 | Natural Gas | FALSE | TRUE |  | FALSE | 38 | 84 |  | 40000 | 80 |  |  |  | TRUE |  | 0.66 | Federally-Regulated Consumer Product | 0.64 | 2018-01-30
Rheem Sales Company¦ Inc. | Richmond | 12GR40-40F3 | Natural Gas | FALSE | TRUE |  | FALSE | 38 | 84 |  | 40000 | 80 |  |  |  | TRUE |  | 0.66 | Federally-Regulated Consumer Product | 0.64 | 2018-01-30
American Water Heater Co. | SELECT | GS6 40 UBVIT 100 | Natural Gas | TRUE | TRUE |  | FALSE | 38 | 76 |  | 42000 | 77 |  |  |  | TRUE |  | 0.7 | Federally-Regulated Consumer Product | 0.64 | 2018-05-07
Rheem | Rheem | 42V40F | Natural Gas | FALSE | TRUE |  | FALSE | 38 | 68 |  | 40000 | 76 | 24969 | 0.6 | 0.6 |  |  |  | Federally-Regulated Consumer Product |  | 2009-04-22
Rheem | Ruud | P40NE2 | Natural Gas | TRUE | TRUE |  | FALSE | 38 | 71 |  | 36000 | 80 | 22032 | 0.68 | 0.6 |  |  |  | Federally-Regulated Consumer Product |  | 2011-02-17
Rheem Sales Co.¦ Inc. | Ruud | PROG38-38U RU60 | Natural Gas | FALSE | TRUE |  | FALSE | 38 | 72 |  | 38000 | 76 |  | 0.6 | 0.6 |  |  |  | Federally-Regulated Consumer Product |  | 2015-10-01
Rheem Sales Co.¦ Inc. | Rheem | 22X40SFN | Natural Gas | FALSE | TRUE |  | FALSE | 38 | 68 |  | 36000 | 76 |  | 0.6 | 0.6 |  |  |  | Federally-Regulated Consumer Product |  | 2015-10-01
A O Smith Water Products | A.O. SMITH | GAHH 40 102 | Natural Gas | FALSE | TRUE |  | FALSE | 38 | 68 |  | 40000 | 78 |  |  |  | TRUE |  | 0.7 | Federally-Regulated Consumer Product | 0.58 | 2017-11-15
Rheem | Rheem | M4-40SFN | Natural Gas | FALSE | TRUE |  | FALSE | 38 | 68 |  | 36000 | 78 |  | 0.62 | 0.62 |  |  |  | Federally-Regulated Consumer Product |  | 2015-07-06
A O Smith Water Products | A.O. SMITH | GCBL 40 400 | Natural Gas | FALSE | TRUE |  | FALSE | 38 | 68 |  | 40000 | 75 |  | 0.62 |  | TRUE |  | 0.6 | Federally-Regulated Consumer Product | 0.58 | 2017-11-15
Rheem Sales Co.¦ Inc. | Rheem | 22V40FNVE | Natural Gas | FALSE | TRUE |  | FALSE | 38 | 72 |  | 38000 | 76 |  | 0.6 | 0.6 |  |  |  | Federally-Regulated Consumer Product |  | 2015-10-01
Rheem | Ruud | PH2-40HF | Natural Gas | FALSE | TRUE |  | FALSE | 38 | 68 |  | 40000 | 76 | 24969 | 0.6 | 0.6 |  |  |  | Federally-Regulated Consumer Product |  | 2009-04-22
A O Smith Water Products | A O Smith Water Products | GCV-40-100 | Natural Gas | FALSE | TRUE | Non-Ozone-Depleting | FALSE | 38 | 71 |  | 40000 | 73 | 24969 | 0.6 | 0.6 |  |  |  | Federally-Regulated Consumer Product |  | 2007-11-21
Rheem Sales Co.¦ Inc. | Rheem | 24X40FN | Natural Gas | FALSE | TRUE |  | FALSE | 38 | 72 |  | 38000 | 80 |  | 0.62 | 0.6 |  |  |  | Federally-Regulated Consumer Product |  | 2015-10-01
A O Smith Water Products | A.O. SMITH | GCVT-40-100 | Natural Gas | FALSE | TRUE |  | FALSE | 38 | 88 |  | 50000 | 71 |  | 0.6 | 0.6 |  |  |  | Federally-Regulated Consumer Product |  | 2017-05-25
A O Smith Water Products | A O Smith Water Products | GCVT-40-100 | Natural Gas | FALSE | TRUE | Non-Ozone-Depleting | FALSE | 38 | 88 |  | 50000 | 71 | 24969 | 0.6 | 0.6 |  |  |  | Federally-Regulated Consumer Product |  | 2007-11-21
A O Smith Water Products | A.O. SMITH | GCVT-40L-100 | Natural Gas | FALSE | TRUE |  | FALSE | 38 | 88 |  | 50000 | 71 |  | 0.6 | 0.6 |  |  |  | Federally-Regulated Consumer Product |  | 2017-05-25
A O Smith Water Products | A O Smith Water Products | GCVT-40L-100 | Natural Gas | FALSE | TRUE | Non-Ozone-Depleting | FALSE | 38 | 88 |  | 50000 | 71 | 24969 | 0.6 | 0.6 |  |  |  | Federally-Regulated Consumer Product |  | 2007-11-21
A O Smith Water Products | A O Smith Water Products | GCVT-40Q-100 | Natural Gas | FALSE | TRUE | Non-Ozone-Depleting | FALSE | 38 | 88 |  | 50000 | 71 | 24969 | 0.6 | 0.6 |  |  |  | Federally-Regulated Consumer Product |  | 2007-11-21
Rheem Sales Co.¦ Inc. | Rheem | XG38S06EN36U0 | Natural Gas | FALSE | TRUE |  | FALSE | 38 | 68 |  | 36000 | 76 |  | 0.6 | 0.6 |  |  |  | Federally-Regulated Consumer Product |  | 2015-10-01
A O Smith Water Products | State | GP6 40 YPCT 102 | Natural Gas | FALSE | TRUE |  | FALSE | 38 | 68 |  | 40000 | 78 |  |  |  | TRUE |  | 0.66 | Federally-Regulated Consumer Product | 0.58 | 2017-12-04
Rheem | Rheem | 42V40HF | Natural Gas | FALSE | TRUE |  | FALSE | 38 | 68 |  | 40000 | 76 | 24969 | 0.6 | 0.6 |  |  |  | Federally-Regulated Consumer Product |  | 2009-04-22
Rheem | Rheem | 6G40-36NE2 | Natural Gas | TRUE | TRUE |  | FALSE | 38 | 71 |  | 36000 | 80 |  | 0.68 | 0.6 |  |  |  | Federally-Regulated Consumer Product |  | 2011-09-27
Rheem | Rheem | 42V38-40PROF | Natural Gas | FALSE | TRUE |  | FALSE | 38 | 68 |  | 40000 | 76 | 24969 | 0.6 | 0.6 |  |  |  | Federally-Regulated Consumer Product |  | 2009-04-22
Rheem Sales Co.¦ Inc. | Richmond | 6G40-38FN | Natural Gas | FALSE | TRUE |  | FALSE | 38 | 72 |  | 38000 | 76 |  | 0.6 | 0.6 |  |  |  | Federally-Regulated Consumer Product |  | 2015-10-01
Rheem Sales Co.¦ Inc. | Sure Comfort | SCG38T03UN38U1 | Natural Gas | FALSE | TRUE |  | FALSE | 38 | 72 |  | 38000 | 80 |  | 0.62 | 0.6 |  |  |  | Federally-Regulated Consumer Product |  | 2015-10-01
Rheem Sales Co.¦ Inc. | Richmond | 9G40-38FN | Natural Gas | FALSE | TRUE |  | FALSE | 38 | 72 |  | 38000 | 76 |  | 0.6 | 0.6 |  |  |  | Federally-Regulated Consumer Product |  | 2015-10-01
Rheem | Rheem | 42V38-40PROHF | Natural Gas | FALSE | TRUE |  | FALSE | 38 | 68 |  | 40000 | 76 | 24969 | 0.6 | 0.6 |  |  |  | Federally-Regulated Consumer Product |  | 2009-04-22
Rheem Sales Co.¦ Inc. | Rheem | PROG38-38U RH62 | Natural Gas | FALSE | TRUE |  | FALSE | 38 | 72 |  | 38000 | 80 |  | 0.62 | 0.6 |  |  |  | Federally-Regulated Consumer Product |  | 2015-10-01
Rheem | Ruud | PH2-40PROF | Natural Gas | FALSE | TRUE |  | FALSE | 38 | 68 |  | 40000 | 76 | 24969 | 0.6 | 0.6 |  |  |  | Federally-Regulated Consumer Product |  | 2009-04-22
Rheem Sales Co.¦ Inc. | Ruud | P2-40 PROFN | Natural Gas | FALSE | TRUE |  | FALSE | 38 | 72 |  | 38000 | 76 |  | 0.6 | 0.6 |  |  |  | Federally-Regulated Consumer Product |  | 2015-10-01
Rheem Sales Co.¦ Inc. | Rheem | PRO+G38S-36U RH62 | Natural Gas | FALSE | TRUE |  | FALSE | 38 | 68 |  | 36000 | 78 |  | 0.62 | 0.6 |  |  |  | Federally-Regulated Consumer Product |  | 2015-10-01
Rheem Sales Co.¦ Inc. | Ruud | M2-40FN | Natural Gas | FALSE | TRUE |  | FALSE | 38 | 72 |  | 38000 | 76 |  | 0.6 | 0.6 |  |  |  | Federally-Regulated Consumer Product |  | 2015-10-01
Rheem Sales Co.¦ Inc. | Ruud | PROG38S-36U RU60 | Natural Gas | FALSE | TRUE |  | FALSE | 38 | 68 |  | 36000 | 76 |  | 0.6 | 0.6 |  |  |  | Federally-Regulated Consumer Product |  | 2015-10-01
A O Smith Water Products | State Industries | GS6 40 YBRT | Natural Gas | FALSE | TRUE | Non-Ozone-Depleting | FALSE | 38 | 71 |  | 40000 | 73 | 24969 | 0.6 | 0.6 |  |  |  | Federally-Regulated Consumer Product |  | 2007-11-21
Rheem Sales Co.¦ Inc. | Richmond | 12G40-38FN | Natural Gas | FALSE | TRUE |  | FALSE | 38 | 72 |  | 38000 | 76 |  | 0.6 | 0.6 |  |  |  | Federally-Regulated Consumer Product |  | 2015-10-01
A O Smith Water Products | State Industries | GS6 40 YRRT | Natural Gas | FALSE | TRUE | Non-Ozone-Depleting | FALSE | 38 | 88 |  | 50000 | 71 | 24969 | 0.6 | 0.6 |  |  |  | Federally-Regulated Consumer Product |  | 2007-11-21
Rheem Sales Co.¦ Inc. | Sure Comfort | XG38T03UN38U0 | Natural Gas | FALSE | TRUE |  | FALSE | 38 | 72 |  | 38000 | 76 |  | 0.6 | 0.6 |  |  |  | Federally-Regulated Consumer Product |  | 2015-10-01
Rheem Sales Co.¦ Inc. | Sure Comfort | SCG38T03UN38U0 | Natural Gas | FALSE | TRUE |  | FALSE | 38 | 72 |  | 38000 | 76 |  | 0.6 | 0.6 |  |  |  | Federally-Regulated Consumer Product |  | 2015-10-01
Rheem Sales Co.¦ Inc. | Richmond | 6G40S-36FN | Natural Gas | FALSE | TRUE |  | FALSE | 38 | 68 |  | 36000 | 76 |  | 0.6 | 0.6 |  |  |  | Federally-Regulated Consumer Product |  | 2015-10-01
Rheem Sales Co.¦ Inc. | Richmond | 9G40S-36FN | Natural Gas | FALSE | TRUE |  | FALSE | 38 | 68 |  | 36000 | 76 |  | 0.6 | 0.6 |  |  |  | Federally-Regulated Consumer Product |  | 2015-10-01
Rheem Sales Co.¦ Inc. | Rheem | 22V40FN | Natural Gas | FALSE | TRUE |  | FALSE | 38 | 72 |  | 38000 | 76 |  | 0.6 | 0.6 |  |  |  | Federally-Regulated Consumer Product |  | 2015-10-01
Rheem Sales Co.¦ Inc. | Rheem | XG38T06EN38U0 | Natural Gas | FALSE | TRUE |  | FALSE | 38 | 67 |  | 38000 | 76 |  | 0.6 | 0.6 |  |  |  | Federally-Regulated Consumer Product |  | 2015-10-01
Rheem | Rheem | 24X40FN | Natural Gas | FALSE | TRUE |  | FALSE | 38 | 72 |  | 38000 | 80 |  | 0.62 | 0.62 |  |  |  | Federally-Regulated Consumer Product |  | 2015-07-06
Rheem Sales Co.¦ Inc. | Rheem | PROG38S-36U RH62 | Natural Gas | FALSE | TRUE |  | FALSE | 38 | 68 |  | 36000 | 78 |  | 0.62 | 0.6 |  |  |  | Federally-Regulated Consumer Product |  | 2015-10-01
Rheem | Rheem | 42V38-40HF | Natural Gas | FALSE | TRUE |  | FALSE | 38 | 68 |  | 40000 | 76 | 24969 | 0.6 | 0.6 |  |  |  | Federally-Regulated Consumer Product |  | 2009-04-22
Rheem Sales Co.¦ Inc. | Richmond | 9G40-38FN3 | Natural Gas | FALSE | TRUE |  | FALSE | 38 | 72 |  | 38000 | 80 |  | 0.62 | 0.6 |  |  |  | Federally-Regulated Consumer Product |  | 2015-10-01
Rheem | Rheem | M4-40FN | Natural Gas | FALSE | TRUE |  | FALSE | 38 | 72 |  | 38000 | 80 |  | 0.62 | 0.62 |  |  |  | Federally-Regulated Consumer Product |  | 2015-07-06
Rheem Sales Co.¦ Inc. | Richmond | 6G40S-36FN3 | Natural Gas | FALSE | TRUE |  | FALSE | 38 | 68 |  | 36000 | 78 |  | 0.62 | 0.6 |  |  |  | Federally-Regulated Consumer Product |  | 2015-10-01
A O Smith Water Products | State Industries | GSX 40 YBRT | Natural Gas | FALSE | TRUE | Non-Ozone-Depleting | FALSE | 38 | 71 |  | 40000 | 73 | 24969 | 0.6 | 0.6 |  |  |  | Federally-Regulated Consumer Product |  | 2007-11-21
A O Smith Water Products | State Industries | GSX 40 YRRT | Natural Gas | FALSE | TRUE | Non-Ozone-Depleting | FALSE | 38 | 88 |  | 50000 | 71 | 24969 | 0.6 | 0.6 |  |  |  | Federally-Regulated Consumer Product |  | 2007-11-21
Rheem | Rheem | XG38S06EN36U1 | Natural Gas | FALSE | TRUE |  | FALSE | 38 | 68 |  | 36000 | 78 |  | 0.62 | 0.62 |  |  |  | Federally-Regulated Consumer Product |  | 2015-07-06
Rheem Sales Co.¦ Inc. | Ruud | M2-40SFN | Natural Gas | FALSE | TRUE |  | FALSE | 38 | 68 |  | 36000 | 76 |  | 0.6 | 0.6 |  |  |  | Federally-Regulated Consumer Product |  | 2015-10-01
Rheem | Rheem | 12G40-38FN3 | Natural Gas | FALSE | TRUE |  | FALSE | 38 | 72 |  | 38000 | 80 |  | 0.62 | 0.62 |  |  |  | Federally-Regulated Consumer Product |  | 2015-07-06
Rheem | Ruud | PH2-40F | Natural Gas | FALSE | TRUE |  | FALSE | 38 | 68 |  | 40000 | 76 | 24969 | 0.6 | 0.6 |  |  |  | Federally-Regulated Consumer Product |  | 2009-04-22
Rheem | Richmond | 6G40-36NE2 | Natural Gas | TRUE | TRUE |  | FALSE | 38 | 71 |  | 36000 | 80 | 22032 | 0.68 | 0.6 |  |  |  | Federally-Regulated Consumer Product |  | 2011-02-17
Rheem | Rheem | SCG38T03UN38U1 | Natural Gas | FALSE | TRUE |  | FALSE | 38 | 72 |  | 38000 | 80 |  | 0.62 | 0.62 |  |  |  | Federally-Regulated Consumer Product |  | 2015-07-06
Rheem | Rheem | 9G40-36NE2 | Natural Gas | TRUE | TRUE |  | FALSE | 38 | 71 |  | 36000 | 80 |  | 0.68 | 0.6 |  |  |  | Federally-Regulated Consumer Product |  | 2011-09-27
Rheem | Rheem | PRO+G38-38U RH62 | Natural Gas | FALSE | TRUE |  | FALSE | 38 | 72 |  | 38000 | 80 |  | 0.62 | 0.62 |  |  |  | Federally-Regulated Consumer Product |  | 2015-07-06
Rheem | Rheem | 42V40PROHF | Natural Gas | FALSE | TRUE |  | FALSE | 38 | 68 |  | 40000 | 76 | 24969 | 0.6 | 0.6 |  |  |  | Federally-Regulated Consumer Product |  | 2009-04-22
Rheem Sales Co.¦ Inc. | Ruud | P2-40FN | Natural Gas | FALSE | TRUE |  | FALSE | 38 | 72 |  | 38000 | 76 |  | 0.6 | 0.6 |  |  |  | Federally-Regulated Consumer Product |  | 2015-10-01
Rheem Sales Co.¦ Inc. | Ruud | PROG38S-36U RU62 | Natural Gas | FALSE | TRUE |  | FALSE | 38 | 68 |  | 36000 | 78 |  | 0.62 | 0.6 |  |  |  | Federally-Regulated Consumer Product |  | 2015-10-01
Rheem | Rheem | 23X40NE2 | Natural Gas | TRUE | TRUE | Non-Ozone-Depleting | FALSE | 38 | 71 |  | 36000 | 80 | 22032 | 0.68 | 0.6 |  |  |  | Federally-Regulated Consumer Product |  | 2012-06-11
Rheem Sales Co.¦ Inc. | Richmond | 9G40S-36FN3 | Natural Gas | FALSE | TRUE |  | FALSE | 38 | 68 |  | 36000 | 78 |  | 0.62 | 0.6 |  |  |  | Federally-Regulated Consumer Product |  | 2015-10-01
Rheem | Rheem | 12G40-36NE2 | Natural Gas | TRUE | TRUE |  | FALSE | 38 | 71 |  | 36000 | 80 |  | 0.68 | 0.6 |  |  |  | Federally-Regulated Consumer Product |  | 2011-09-27
Rheem | Richmond | 12G40-36NE2 | Natural Gas | TRUE | TRUE |  | FALSE | 38 | 71 |  | 36000 | 80 | 22032 | 0.68 | 0.6 |  |  |  | Federally-Regulated Consumer Product |  | 2011-02-17
Rheem | Rheem | 9G40-38FN3 | Natural Gas | FALSE | TRUE |  | FALSE | 38 | 72 |  | 38000 | 80 |  | 0.62 | 0.62 |  |  |  | Federally-Regulated Consumer Product |  | 2015-07-06
Rheem Sales Co.¦ Inc. | Ruud | M4-40FN | Natural Gas | FALSE | TRUE |  | FALSE | 38 | 72 |  | 38000 | 80 |  | 0.62 | 0.6 |  |  |  | Federally-Regulated Consumer Product |  | 2015-10-01
Rheem | Rheem | PROG38-38U RH62 | Natural Gas | FALSE | TRUE |  | FALSE | 38 | 72 |  | 38000 | 80 |  | 0.62 | 0.62 |  |  |  | Federally-Regulated Consumer Product |  | 2015-07-06
Rheem Sales Co.¦ Inc. | Rheem | XG38S06EN36U1 | Natural Gas | FALSE | TRUE |  | FALSE | 38 | 68 |  | 36000 | 78 |  | 0.62 | 0.6 |  |  |  | Federally-Regulated Consumer Product |  | 2015-10-01
Rheem | Rheem | PRO+G38-38U RU62 | Natural Gas | FALSE | TRUE |  | FALSE | 38 | 72 |  | 38000 | 80 |  | 0.62 | 0.62 |  |  |  | Federally-Regulated Consumer Product |  | 2015-07-06
Rheem Sales Co.¦ Inc. | Rheem | PRO+G38-38U RH62 | Natural Gas | FALSE | TRUE |  | FALSE | 38 | 72 |  | 38000 | 80 |  | 0.62 | 0.6 |  |  |  | Federally-Regulated Consumer Product |  | 2015-10-01
Rheem | Rheem | SG40T12TXT | Natural Gas | TRUE | TRUE |  | FALSE | 38 | 71 |  | 36000 | 80 | 22032 | 0.68 | 0.6 |  |  |  | Federally-Regulated Consumer Product |  | 2011-02-17
Rheem Sales Co.¦ Inc. | Richmond | 12G40-38FN3 | Natural Gas | FALSE | TRUE |  | FALSE | 38 | 72 |  | 38000 | 80 |  | 0.62 | 0.6 |  |  |  | Federally-Regulated Consumer Product |  | 2015-10-01
Rheem Sales Co.¦ Inc. | Rheem | XG38T06EN38U1 | Natural Gas | FALSE | TRUE |  | FALSE | 38 | 67 |  | 38000 | 80 |  | 0.62 | 0.6 |  |  |  | Federally-Regulated Consumer Product |  | 2015-10-01
A O Smith Water Products | A.O. SMITH | GUC 40 400 | Natural Gas | FALSE | TRUE |  | FALSE | 38 | 72 |  | 40000 | 74 |  | 0.62 |  | TRUE |  | 0.6 | Federally-Regulated Consumer Product | 0.58 | 2017-11-15
Rheem | Richmond | 6G38-40F | Natural Gas | FALSE | TRUE |  | FALSE | 38 | 68 |  | 40000 | 76 | 24969 | 0.6 | 0.6 |  |  |  | Federally-Regulated Consumer Product |  | 2009-04-22
Rheem Sales Co.¦ Inc. | Rheem | PROG38-38U RH60 | Natural Gas | FALSE | TRUE |  | FALSE | 38 | 72 |  | 38000 | 76 |  | 0.6 | 0.6 |  |  |  | Federally-Regulated Consumer Product |  | 2015-10-01
A O Smith Water Products | A.O. SMITH | GURL 40 400 | Natural Gas | FALSE | TRUE |  | FALSE | 38 | 72 |  | 40000 | 76 |  | 0.62 |  | TRUE |  | 0.6 | Federally-Regulated Consumer Product | 0.58 | 2017-11-15
Rheem | Rheem | PRO+G38S-36U RH62 | Natural Gas | FALSE | TRUE |  | FALSE | 38 | 68 |  | 36000 | 78 |  | 0.62 | 0.62 |  |  |  | Federally-Regulated Consumer Product |  | 2015-07-06
Rheem Sales Co.¦ Inc. | Ruud | PRO+G38-38U RU62 | Natural Gas | FALSE | TRUE |  | FALSE | 38 | 72 |  | 38000 | 80 |  | 0.62 | 0.6 |  |  |  | Federally-Regulated Consumer Product |  | 2015-10-01
Rheem | Rheem | 42V40PROF | Natural Gas | FALSE | TRUE |  | FALSE | 38 | 68 |  | 40000 | 76 | 24969 | 0.6 | 0.6 |  |  |  | Federally-Regulated Consumer Product |  | 2009-04-22
A O Smith Water Products | Maytag | HR6 40 YBRT | Natural Gas | FALSE | TRUE | Non-Ozone-Depleting | FALSE | 38 | 71 |  | 40000 | 73 | 24969 | 0.6 | 0.6 |  |  |  | Federally-Regulated Consumer Product |  | 2007-11-21
Rheem | Rheem | PG40T09TXT | Natural Gas | TRUE | TRUE |  | FALSE | 38 | 71 |  | 36000 | 80 | 22032 | 0.68 | 0.6 |  |  |  | Federally-Regulated Consumer Product |  | 2011-02-17
A O Smith Water Products | Maytag | HRN49 40T | Natural Gas | FALSE | TRUE | Non-Ozone-Depleting | FALSE | 38 | 71 |  | 40000 | 73 | 24969 | 0.6 | 0.6 |  |  |  | Federally-Regulated Consumer Product |  | 2007-11-21
A O Smith Water Products | Maytag | HRN49 40TN | Natural Gas | FALSE | TRUE | Non-Ozone-Depleting | FALSE | 38 | 71 |  | 40000 | 73 | 24969 | 0.6 | 0.6 |  |  |  | Federally-Regulated Consumer Product |  | 2007-11-21
A O Smith Water Products | Maytag | HRX 40 YART | Natural Gas | FALSE | TRUE | Non-Ozone-Depleting | FALSE | 38 | 71 |  | 40000 | 73 | 24969 | 0.6 | 0.6 |  |  |  | Federally-Regulated Consumer Product |  | 2007-11-21
A O Smith Water Products | Maytag | HRX 40 YQRT | Natural Gas | FALSE | TRUE | Non-Ozone-Depleting | FALSE | 38 | 88 |  | 50000 | 71 | 24969 | 0.6 | 0.6 |  |  |  | Federally-Regulated Consumer Product |  | 2007-11-21
Rheem Sales Co.¦ Inc. | Rheem | 22V40S PROFN | Natural Gas | FALSE | TRUE |  | FALSE | 38 | 68 |  | 36000 | 76 |  | 0.6 | 0.6 |  |  |  | Federally-Regulated Consumer Product |  | 2015-10-01
Rheem | Rheem | PROG38S-36U RH62 | Natural Gas | FALSE | TRUE |  | FALSE | 38 | 68 |  | 36000 | 78 |  | 0.62 | 0.62 |  |  |  | Federally-Regulated Consumer Product |  | 2015-07-06
Rheem | Rheem | XG38T12EN38U0 | Natural Gas | FALSE | TRUE |  | FALSE | 38 | 72 |  | 38000 | 80 |  | 0.62 | 0.62 |  |  |  | Federally-Regulated Consumer Product |  | 2015-07-06
A O Smith Water Products | State Industries | IN1 40 YBRT | Natural Gas | FALSE | TRUE | Non-Ozone-Depleting | FALSE | 38 | 71 |  | 40000 | 73 | 24969 | 0.6 | 0.6 |  |  |  | Federally-Regulated Consumer Product |  | 2007-11-21
Rheem Sales Co.¦ Inc. | Rheem | 22V40SFN | Natural Gas | FALSE | TRUE |  | FALSE | 38 | 68 |  | 36000 | 76 |  | 0.6 | 0.6 |  |  |  | Federally-Regulated Consumer Product |  | 2015-10-01
Rheem Sales Co.¦ Inc. | Ruud | PROG38-38U RU62 | Natural Gas | FALSE | TRUE |  | FALSE | 38 | 72 |  | 38000 | 80 |  | 0.62 | 0.6 |  |  |  | Federally-Regulated Consumer Product |  | 2015-10-01
Rheem | Rheem | 42V38-40F | Natural Gas | FALSE | TRUE |  | FALSE | 38 | 68 |  | 40000 | 76 | 24969 | 0.6 | 0.6 |  |  |  | Federally-Regulated Consumer Product |  | 2009-04-22
Rheem | Rheem | XG38T06EN38U1 | Natural Gas | FALSE | TRUE |  | FALSE | 38 | 67 |  | 38000 | 80 |  | 0.62 | 0.62 |  |  |  | Federally-Regulated Consumer Product |  | 2015-07-06
Rheem Sales Co.¦ Inc. | Rheem | XG38T09EN38U0 | Natural Gas | FALSE | TRUE |  | FALSE | 38 | 70 |  | 38000 | 80 |  | 0.62 | 0.6 |  |  |  | Federally-Regulated Consumer Product |  | 2015-10-01
Rheem | Rheem | 24X40SFN | Natural Gas | FALSE | TRUE |  | FALSE | 38 | 68 |  | 36000 | 78 |  | 0.62 | 0.62 |  |  |  | Federally-Regulated Consumer Product |  | 2015-07-06
Rheem Sales Co.¦ Inc. | Ruud | P2-40SFN | Natural Gas | FALSE | TRUE |  | FALSE | 38 | 68 |  | 36000 | 76 |  | 0.6 | 0.6 |  |  |  | Federally-Regulated Consumer Product |  | 2015-10-01
Rheem | Rheem | 9G40S-36FN3 | Natural Gas | FALSE | TRUE |  | FALSE | 38 | 68 |  | 36000 | 78 |  | 0.62 | 0.62 |  |  |  | Federally-Regulated Consumer Product |  | 2015-07-06
A O Smith Water Products | American | PCG12240T403NOV 102 | Natural Gas | FALSE | TRUE |  | FALSE | 38 | 68 |  | 40000 | 78 |  |  |  | TRUE |  | 0.66 | Federally-Regulated Consumer Product | 0.58 | 2017-12-04
A O Smith Water Products | U.S. CRAFTSMASTER | PCG2F4040T3NOV | Natural Gas | FALSE | TRUE |  | FALSE | 38 | 68 |  | 40000 | 78 |  |  |  | TRUE |  | 0.7 | Federally-Regulated Consumer Product | 0.58 | 2017-11-15
A O Smith Water Products | U.S. Craftmaster | PCG2F4040T3NOV | Natural Gas | FALSE | TRUE |  | FALSE | 38 | 68 |  | 40000 | 78 |  |  |  | TRUE |  | 0.66 | Federally-Regulated Consumer Product | 0.58 | 2017-12-04
A O Smith Water Products | Whirlpool | PCG2J4040T3NOV | Natural Gas | FALSE | TRUE |  | FALSE | 38 | 68 |  | 40000 | 78 |  |  |  | TRUE |  | 0.7 | Federally-Regulated Consumer Product | 0.58 | 2017-11-15
A O Smith Water Products | American | PCG6240T403NOV 102 | Natural Gas | FALSE | TRUE |  | FALSE | 38 | 68 |  | 40000 | 78 |  |  |  | TRUE |  | 0.66 | Federally-Regulated Consumer Product | 0.58 | 2017-12-04
A O Smith Water Products | American | PCG9240T403NOV 102 | Natural Gas | FALSE | TRUE |  | FALSE | 38 | 68 |  | 40000 | 78 |  |  |  | TRUE |  | 0.66 | Federally-Regulated Consumer Product | 0.58 | 2017-12-04
Rheem Sales Co.¦ Inc. | Ruud | P2-40S PROFN | Natural Gas | FALSE | TRUE |  | FALSE | 38 | 68 |  | 36000 | 76 |  | 0.6 | 0.6 |  |  |  | Federally-Regulated Consumer Product |  | 2015-10-01
Rheem Sales Co.¦ Inc. | Ruud | M4-40SFN | Natural Gas | FALSE | TRUE |  | FALSE | 38 | 68 |  | 36000 | 78 |  | 0.62 | 0.6 |  |  |  | Federally-Regulated Consumer Product |  | 2015-10-01
Rheem Sales Co.¦ Inc. | Rheem | 22V40SFNVE | Natural Gas | FALSE | TRUE |  | FALSE | 38 | 68 |  | 36000 | 76 |  | 0.6 | 0.6 |  |  |  | Federally-Regulated Consumer Product |  | 2015-10-01
Rheem | Ruud | PH2-40PROHF | Natural Gas | FALSE | TRUE |  | FALSE | 38 | 68 |  | 40000 | 76 | 24969 | 0.6 | 0.6 |  |  |  | Federally-Regulated Consumer Product |  | 2009-04-22
Rheem | Rheem | PROG38S-36U RU62 | Natural Gas | FALSE | TRUE |  | FALSE | 38 | 68 |  | 36000 | 78 |  | 0.62 | 0.62 |  |  |  | Federally-Regulated Consumer Product |  | 2015-07-06
Rheem Sales Co.¦ Inc. | Richmond | 6G40-38FN3 | Natural Gas | FALSE | TRUE |  | FALSE | 38 | 72 |  | 38000 | 80 |  | 0.62 | 0.6 |  |  |  | Federally-Regulated Consumer Product |  | 2015-10-01
Rheem | Richmond | 6G38-40HF | Natural Gas | FALSE | TRUE |  | FALSE | 38 | 68 |  | 40000 | 76 | 24969 | 0.6 | 0.6 |  |  |  | Federally-Regulated Consumer Product |  | 2009-04-22
Rheem | Rheem | GG40T06TXT | Natural Gas | TRUE | TRUE |  | FALSE | 38 | 71 |  | 36000 | 80 | 22032 | 0.68 | 0.6 |  |  |  | Federally-Regulated Consumer Product |  | 2011-02-17
Rheem Sales Co.¦ Inc. | Rheem | 22X40FN | Natural Gas | FALSE | TRUE |  | FALSE | 38 | 72 |  | 38000 | 76 |  | 0.6 | 0.6 |  |  |  | Federally-Regulated Consumer Product |  | 2015-10-01
Rheem | Rheem | 6G40-38FN3 | Natural Gas | FALSE | TRUE |  | FALSE | 38 | 72 |  | 38000 | 80 |  | 0.62 | 0.62 |  |  |  | Federally-Regulated Consumer Product |  | 2015-07-06
Rheem Sales Co.¦ Inc. | Sure Comfort | G38-38U SC59 | Natural Gas | TRUE | TRUE |  | FALSE | 38 | 72 |  | 38000 | 76 |  | 0.6 | 0.6 |  |  |  | Federally-Regulated Consumer Product |  | 2015-10-01
Rheem | Richmond | 9G40-36NE2 | Natural Gas | TRUE | TRUE |  | FALSE | 38 | 71 |  | 36000 | 80 | 22032 | 0.68 | 0.6 |  |  |  | Federally-Regulated Consumer Product |  | 2011-02-17
Rheem Sales Co.¦ Inc. | Rheem | XG38T12EN38U0 | Natural Gas | FALSE | TRUE |  | FALSE | 38 | 72 |  | 38000 | 80 |  | 0.62 | 0.6 |  |  |  | Federally-Regulated Consumer Product |  | 2015-10-01
Rheem | Ruud | P40PRONE2 | Natural Gas | TRUE | TRUE |  | FALSE | 38 | 71 |  | 36000 | 80 | 22032 | 0.68 | 0.6 |  |  |  | Federally-Regulated Consumer Product |  | 2011-02-17
Rheem Sales Co.¦ Inc. | Rheem | 22V40 PROFN | Natural Gas | FALSE | TRUE |  | FALSE | 38 | 72 |  | 38000 | 76 |  | 0.6 | 0.6 |  |  |  | Federally-Regulated Consumer Product |  | 2015-10-01
Rheem | Rheem | XG38T09EN38U0 | Natural Gas | FALSE | TRUE |  | FALSE | 38 | 70 |  | 38000 | 80 |  | 0.62 | 0.62 |  |  |  | Federally-Regulated Consumer Product |  | 2015-07-06
Rheem | Ruud | 23X40NE2 | Natural Gas | TRUE | TRUE | Non-Ozone-Depleting | FALSE | 38 | 71 |  | 36000 | 80 | 22032 | 0.68 | 0.6 |  |  |  | Federally-Regulated Consumer Product |  | 2011-02-17
Rheem Sales Co.¦ Inc. | Rheem | PROG38S-36U RH60 | Natural Gas | FALSE | TRUE |  | FALSE | 38 | 68 |  | 36000 | 76 |  | 0.6 | 0.6 |  |  |  | Federally-Regulated Consumer Product |  | 2015-10-01
Rheem | Rheem | 6G40S-36FN3 | Natural Gas | FALSE | TRUE |  | FALSE | 38 | 68 |  | 36000 | 78 |  | 0.62 | 0.62 |  |  |  | Federally-Regulated Consumer Product |  | 2015-07-06
Rheem | Rheem | PROG38-38U RU62 | Natural Gas | FALSE | TRUE |  | FALSE | 38 | 72 |  | 38000 | 80 |  | 0.62 | 0.62 |  |  |  | Federally-Regulated Consumer Product |  | 2015-07-06
Rheem Sales Co.¦ Inc. | Rheem | 24X40SFN | Natural Gas | FALSE | TRUE |  | FALSE | 38 | 68 |  | 36000 | 78 |  | 0.62 | 0.6 |  |  |  | Federally-Regulated Consumer Product |  | 2015-10-01
American Water Heater Co. | American | G(3¦6¦9¦10¦12)240T34 400 | Natural Gas | FALSE | TRUE |  | FALSE | 39 | 66 |  | 34000 | 74 |  | 0.62 |  | TRUE |  | 0.6 | Federally-Regulated Consumer Product | 0.58 | 2017-11-15
American Water Heater Co. | American | DVUG(1¦3¦5¦6¦8¦10¦12)240S36-(D)N(V) | Natural Gas | FALSE | TRUE |  | FALSE | 39 | 64 |  | 36000 | 74 |  |  |  | TRUE |  | 0.59 | Federally-Regulated Consumer Product | 0.58 | 2017-12-26
Rheem Sales Company¦ Inc. | Ruud | PROG40S-38N RU62 | Natural Gas | FALSE | TRUE |  | FALSE | 39 | 65 |  | 38000 | 77 |  |  |  | TRUE |  | 0.58 | Federally-Regulated Consumer Product | 0.58 | 2018-01-24
Rheem Sales Company¦ Inc. | Ruud | PRO+G40S-40N RU67 PD | Natural Gas | TRUE | TRUE |  | FALSE | 39 | 69 |  | 40000 | 75 |  |  |  | TRUE |  | 0.65 | Federally-Regulated Consumer Product | 0.58 | 2018-01-24
Rheem Sales Company¦ Inc. | Rheem | XG40S06HE38U0 | Natural Gas | FALSE | TRUE |  | FALSE | 39 | 67 |  | 38000 | 76 |  |  |  | TRUE |  | 0.58 | Federally-Regulated Consumer Product | 0.58 | 2018-01-30
Rheem Sales Company¦ Inc. | Rheem | XG40S09HE38U0 | Natural Gas | FALSE | TRUE |  | FALSE | 39 | 68 |  | 38000 | 76 |  |  |  | TRUE |  | 0.58 | Federally-Regulated Consumer Product | 0.58 | 2018-01-30
Rheem Sales Company¦ Inc. | Rheem | XG40S12HE38U0 | Natural Gas | FALSE | TRUE |  | FALSE | 39 | 69 |  | 38000 | 76 |  |  |  | TRUE |  | 0.58 | Federally-Regulated Consumer Product | 0.58 | 2018-01-30
Rheem Sales Company¦ Inc. | Rheem | PROG40S-38N RH62 | Natural Gas | FALSE | TRUE |  | FALSE | 39 | 65 |  | 38000 | 77 |  |  |  | TRUE |  | 0.58 | Federally-Regulated Consumer Product | 0.58 | 2018-01-30
Rheem Sales Company¦ Inc. | Rheem | 42X40SF3 | Natural Gas | FALSE | TRUE |  | FALSE | 39 | 65 |  | 38000 | 77 |  |  |  | TRUE |  | 0.58 | Federally-Regulated Consumer Product | 0.58 | 2018-01-30
Rheem Sales Company¦ Inc. | Rheem | PRO+G40S-40N RH67 PD | Natural Gas | TRUE | TRUE |  | FALSE | 39 | 69 |  | 40000 | 75 |  |  |  | TRUE |  | 0.65 | Federally-Regulated Consumer Product | 0.58 | 2018-01-30
Rheem Sales Company¦ Inc. | Rheem | XG40S12DM40U0W | Natural Gas | TRUE | TRUE |  | FALSE | 39 | 69 |  | 40000 | 75 |  |  |  | TRUE |  | 0.65 | Federally-Regulated Consumer Product | 0.58 | 2018-01-30
Rheem Sales Company¦ Inc. | Richmond | 6G40S-38F3 | Natural Gas | FALSE | TRUE |  | FALSE | 39 | 65 |  | 38000 | 77 |  |  |  | TRUE |  | 0.58 | Federally-Regulated Consumer Product | 0.58 | 2018-01-30
Rheem Sales Company¦ Inc. | Richmond | 9G40S-40E2 | Natural Gas | TRUE | TRUE |  | FALSE | 39 | 69 |  | 40000 | 75 |  |  |  | TRUE |  | 0.65 | Federally-Regulated Consumer Product | 0.58 | 2018-01-30
Rheem Sales Company¦ Inc. | Richmond | 12G40S-40E2 | Natural Gas | TRUE | TRUE |  | FALSE | 39 | 69 |  | 40000 | 75 |  |  |  | TRUE |  | 0.65 | Federally-Regulated Consumer Product | 0.58 | 2018-01-30
Rheem Sales Company¦ Inc. | Richmond | 6G40S-40E2 | Natural Gas | TRUE | TRUE |  | FALSE | 39 | 69 |  | 40000 | 75 |  |  |  | TRUE |  | 0.65 | Federally-Regulated Consumer Product | 0.58 | 2018-01-30
Rheem Sales Company¦ Inc. | Richmond | 6GR40SPVE2-36 | Natural Gas | TRUE | TRUE |  | FALSE | 39 | 64 |  | 36000 | 73 |  |  |  | TRUE |  | 0.61 | Federally-Regulated Consumer Product | 0.58 | 2018-01-30
Rheem Sales Company¦ Inc. | Richmond | 9G40S-38F3 | Natural Gas | FALSE | TRUE |  | FALSE | 39 | 65 |  | 38000 | 77 |  |  |  | TRUE |  | 0.58 | Federally-Regulated Consumer Product | 0.58 | 2018-01-30
American Water Heater Co. | SELECT | GS6 40 UBDS L | Natural Gas | TRUE | TRUE |  | FALSE | 39 | 64 |  | 36000 | 74 |  |  |  | TRUE |  | 0.59 | Federally-Regulated Consumer Product | 0.58 | 2018-05-07
GSW Water Heating | A O Smith Water Products | GPDL 40 *** 200 | Natural Gas | TRUE | TRUE |  | FALSE | 40 | 71 |  | 40000 | 84 |  | 0.71 | 0.59 |  |  |  | Federally-Regulated Consumer Product |  | 2015-01-05
American Water Heater Co. | American Water Heater Co. | PDVG12240T42N*** | Natural Gas | TRUE | TRUE | Non-Ozone-Depleting | FALSE | 40 | 67 |  | 42000 | 76 | 22699 | 0.66 | 0.59 |  |  |  | Federally-Regulated Consumer Product |  | 2008-04-14
A O Smith Water Products | Sears¦ Roebuck¦ & Co. | 153.3305 | Natural Gas | FALSE | TRUE |  | FALSE | 40 | 76 |  | 40000 | 85 | 23780 | 0.63 | 0.59 |  |  |  | Federally-Regulated Consumer Product |  | 2007-11-21
A O Smith Water Products | Sears¦ Roebuck¦ & Co. | 153.3305 | Natural Gas | FALSE | TRUE |  | FALSE | 40 | 76 |  | 40000 | 85 | 23780 | 0.63 | 0.59 |  |  |  | Federally-Regulated Consumer Product |  | 2007-11-21
American Water Heater Co. | Whirlpool | 40S(3¦6¦9¦10¦12)-40NG 400 | Natural Gas | FALSE | TRUE |  | FALSE | 40 | 67 |  | 40000 | 76 |  | 0.62 | 0.59 |  |  |  | Federally-Regulated Consumer Product |  | 2015-10-12
American Water Heater Co. | Whirlpool | 40T(3¦6¦9¦10¦12)-40NG 400 | Natural Gas | FALSE | TRUE |  | FALSE | 40 | 70 |  | 40000 | 78 |  | 0.62 | 0.59 |  |  |  | Federally-Regulated Consumer Product |  | 2015-10-12
A O Smith Water Products | A O Smith Water Products | 153.3311 | Natural Gas | FALSE | TRUE |  | FALSE | 40 | 70 |  | 40000 | 76 |  | 0.62 | 0.59 |  |  |  | Federally-Regulated Consumer Product |  | 2011-11-30
A O Smith Water Products | Sears Brand Management Corp. | 153.3311 | Natural Gas | FALSE | TRUE |  | FALSE | 40 | 69 |  | 40000 | 76 |  | 0.62 | 0.59 |  |  |  | Federally-Regulated Consumer Product |  | 2014-12-23
A O Smith Water Products | Sears | 153.3312 | Natural Gas | FALSE | TRUE |  | FALSE | 40 | 90 |  | 40000 | 78 |  | 0.62 | 0.59 |  |  |  | Federally-Regulated Consumer Product |  | 2017-05-24
A O Smith Water Products | A O Smith Water Products | 153.3312 | Natural Gas | FALSE | TRUE | Non-Ozone-Depleting | FALSE | 40 | 90 |  | 40000 | 78 | 24164 | 0.62 | 0.59 |  |  |  | Federally-Regulated Consumer Product |  | 2009-02-27
A O Smith Water Products | Sears¦ Roebuck¦ & Co. | 153.3314 | Natural Gas | FALSE | TRUE | Non-Ozone-Depleting | FALSE | 40 | 81 |  | 40000 | 76 | 23780 | 0.63 | 0.59 |  |  |  | Federally-Regulated Consumer Product |  | 2007-11-21
A O Smith Water Products | Sears¦ Roebuck¦ & Co. | 153.3314 | Natural Gas | FALSE | TRUE | Non-Ozone-Depleting | FALSE | 40 | 81 |  | 40000 | 76 | 23780 | 0.63 | 0.59 |  |  |  | Federally-Regulated Consumer Product |  | 2007-11-21
American Water Heater Co. | American | MHSCG62-40T32-3NV | Natural Gas | FALSE | TRUE |  | TRUE | 40 | 64 |  | 32000 | 76 |  | 0.59 | 0.59 |  |  |  | Federally-Regulated Consumer Product |  | 2016-03-30
American Water Heater Co. | American | MHSCG62-40T32-3NV 300 | Natural Gas | FALSE | TRUE |  | TRUE | 40 | 61 |  | 32000 | 76 |  | 0.59 | 0.59 |  |  |  | Federally-Regulated Consumer Product |  | 2016-03-30
A O Smith Water Products | Sears¦ Roebuck¦ & Co. | 153.3314 | Natural Gas | FALSE | TRUE | Non-Ozone-Depleting | FALSE | 40 | 81 |  | 40000 | 76 | 23780 | 0.63 | 0.59 |  |  |  | Federally-Regulated Consumer Product |  | 2007-11-21
A O Smith Water Products | A O Smith Water Products | 153.3315 | Natural Gas | FALSE | TRUE | Non-Ozone-Depleting | FALSE | 40 | 67 |  | 40000 | 78 | 23780 | 0.63 | 0.59 |  |  |  | Federally-Regulated Consumer Product |  | 2011-11-30
A O Smith Water Products | Sears Brand Management Corp. | 153.3317 | Natural Gas | FALSE | TRUE |  | FALSE | 40 | 67 |  | 35500 | 76 |  | 0.59 | 0.59 |  |  |  | Federally-Regulated Consumer Product |  | 2011-09-27
A O Smith Water Products | Sears Brand Management Corp. | 153.3317 | Natural Gas | FALSE | TRUE |  | FALSE | 40 | 68 |  | 35500 | 76 |  | 0.59 | 0.59 |  |  |  | Federally-Regulated Consumer Product |  | 2012-06-11
A O Smith Water Products | Sears | 153.3318 | Natural Gas | FALSE | TRUE |  | FALSE | 40 | 67 |  | 40000 | 76 |  | 0.6 | 0.59 |  |  |  | Federally-Regulated Consumer Product |  | 2017-05-24
A O Smith Water Products | Sears Brand Management Corp. | 153.3318 | Natural Gas | FALSE | TRUE |  | FALSE | 40 | 67 |  | 40000 | 76 |  | 0.6 | 0.59 |  |  |  | Federally-Regulated Consumer Product |  | 2011-11-30
A O Smith Water Products | A O Smith Water Products | 153.3318 | Natural Gas | FALSE | TRUE |  | FALSE | 40 | 67 |  | 40000 | 76 |  | 0.6 | 0.59 |  |  |  | Federally-Regulated Consumer Product |  | 2015-07-13
A O Smith Water Products | Sears | 153.3318 | Natural Gas | FALSE | TRUE |  | FALSE | 40 | 70 |  | 40000 | 76 |  | 0.6 | 0.59 |  |  |  | Federally-Regulated Consumer Product |  | 2017-05-24
A O Smith Water Products | A O Smith Water Products | 153.3318 | Natural Gas | FALSE | TRUE |  | FALSE | 40 | 70 |  | 40000 | 76 |  | 0.6 | 0.59 |  |  |  | Federally-Regulated Consumer Product |  | 2015-07-13
A O Smith Water Products | Sears Brand Management Corp. | 153.3318 | Natural Gas | FALSE | TRUE |  | FALSE | 40 | 70 |  | 40000 | 76 |  | 0.6 | 0.59 |  |  |  | Federally-Regulated Consumer Product |  | 2012-06-11
A O Smith Water Products | Sears¦ Roebuck¦ & Co. | 153.332 | Natural Gas | TRUE | FALSE | Non-Ozone-Depleting | FALSE | 40 | 69 |  | 40000 | 81 | 23048 | 0.65 | 0.59 |  |  |  | Federally-Regulated Consumer Product |  | 2007-11-21
A O Smith Water Products | Sears Brand Management Corp. | 153.3324 | Natural Gas | FALSE | TRUE |  | FALSE | 40 | 68 |  | 35500 | 76 |  | 0.59 | 0.59 |  |  |  | Federally-Regulated Consumer Product |  | 2012-06-11
A O Smith Water Products | Sears Brand Management Corp. | 153.3326 | Natural Gas | FALSE | TRUE |  | FALSE | 40 | 70 |  | 40000 | 80 |  | 0.7 | 0.59 |  |  |  | Federally-Regulated Consumer Product |  | 2014-02-04
A O Smith Water Products | Sears¦ Roebuck¦ & Co. | 153.3327 | Natural Gas | FALSE | TRUE | Non-Ozone-Depleting | FALSE | 40 | 68 |  | 36000 | 75 | 25392 | 0.59 | 0.59 |  |  |  | Federally-Regulated Consumer Product |  | 2007-11-21
A O Smith Water Products | Sears¦ Roebuck¦ & Co. | 153.333 | Natural Gas | TRUE | TRUE | Non-Ozone-Depleting | FALSE | 40 | 74 |  | 40000 | 78 | 24969 | 0.6 | 0.59 |  |  |  | Federally-Regulated Consumer Product |  | 2007-11-21
American Water Heater Co. | American | G82 40T40 400 | Natural Gas | FALSE | TRUE |  | FALSE | 40 | 70 |  | 40000 | 78 |  | 0.62 | 0.59 |  |  |  | Federally-Regulated Consumer Product |  | 2016-12-22
American Water Heater Co. | American | G82 40S40 400 | Natural Gas | FALSE | TRUE |  | FALSE | 40 | 67 |  | 40000 | 76 |  | 0.62 | 0.59 |  |  |  | Federally-Regulated Consumer Product |  | 2016-12-22
American Water Heater Co. | American | GU82 40T40 400 | Natural Gas | FALSE | TRUE |  | FALSE | 40 | 70 |  | 40000 | 76 |  | 0.62 | 0.59 |  |  |  | Federally-Regulated Consumer Product |  | 2016-12-22
American Water Heater Co. | Lochinvar | UTN040 40-8(T) 400 | Natural Gas | FALSE | TRUE |  | FALSE | 40 | 70 |  | 40000 | 76 |  | 0.62 | 0.59 |  |  |  | Federally-Regulated Consumer Product |  | 2016-12-22
A O Smith Water Products | Sears¦ Roebuck¦ & Co. | 153.3339 | Natural Gas | FALSE | FALSE | Non-Ozone-Depleting | TRUE | 40 | 63 |  | 30000 | 76 | 25392 | 0.59 | 0.59 |  |  |  | Federally-Regulated Consumer Product |  | 2007-11-21
A O Smith Water Products | Sears¦ Roebuck¦ & Co. | 153.3339 | Natural Gas | FALSE | FALSE |  | TRUE | 40 | 62 |  | 35500 | 74 | 25392 | 0.59 | 0.59 |  |  |  | Federally-Regulated Consumer Product |  | 2009-02-27
A O Smith Water Products | Sears¦ Roebuck¦ & Co. | 153.3344 | Natural Gas | FALSE | TRUE | Non-Ozone-Depleting | FALSE | 40 | 70 |  | 40000 | 82 | 23780 | 0.63 | 0.59 |  |  |  | Federally-Regulated Consumer Product |  | 2007-11-21
A O Smith Water Products | A O Smith Water Products | 153.3363 | Natural Gas | FALSE | TRUE | Non-Ozone-Depleting | FALSE | 40 | 63 |  | 35500 | 74 | 25392 | 0.59 | 0.59 |  |  |  | Federally-Regulated Consumer Product |  | 2007-11-21
A O Smith Water Products | Sears¦ Roebuck¦ & Co. | 153.3363 | Natural Gas | FALSE | TRUE | Non-Ozone-Depleting | FALSE | 40 | 63 |  | 35500 | 74 | 25392 | 0.59 | 0.59 |  |  |  | Federally-Regulated Consumer Product |  | 2007-11-21
A O Smith Water Products | Sears¦ Roebuck¦ & Co. | 153.3363 | Natural Gas | FALSE | TRUE | Non-Ozone-Depleting | FALSE | 40 | 67 |  | 35500 | 76 | 25392 | 0.59 | 0.59 |  |  |  | Federally-Regulated Consumer Product |  | 2008-10-20
A O Smith Water Products | Sears¦ Roebuck¦ & Co. | 153.3364 | Natural Gas | FALSE | FALSE | Non-Ozone-Depleting | FALSE | 40 | 62 |  | 35500 | 74 | 25392 | 0.59 | 0.59 |  |  |  | Federally-Regulated Consumer Product |  | 2007-11-21
A O Smith Water Products | Sears¦ Roebuck¦ & Co. | 153.3364 | Natural Gas | FALSE | TRUE | Non-Ozone-Depleting | FALSE | 40 | 67 |  | 35500 | 76 | 25392 | 0.59 | 0.59 |  |  |  | Federally-Regulated Consumer Product |  | 2011-02-17
A O Smith Water Products | Sears¦ Roebuck¦ & Co. | 153.3364 | Natural Gas | FALSE | TRUE |  | TRUE | 40 | 57 |  | 35500 | 76 | 25392 | 0.59 | 0.59 |  |  |  | Federally-Regulated Consumer Product |  | 2010-03-16
A O Smith Water Products | Sears¦ Roebuck¦ & Co. | 153.3365 | Natural Gas | FALSE | TRUE | Non-Ozone-Depleting | FALSE | 40 | 62 |  | 35500 | 74 | 25392 | 0.59 | 0.59 |  |  |  | Federally-Regulated Consumer Product |  | 2007-11-21
A O Smith Water Products | Sears¦ Roebuck¦ & Co. | 153.3365 | Natural Gas | FALSE | TRUE | Non-Ozone-Depleting | FALSE | 40 | 62 |  | 35500 | 74 | 25392 | 0.59 | 0.59 |  |  |  | Federally-Regulated Consumer Product |  | 2007-11-21
A O Smith Water Products | Sears¦ Roebuck¦ & Co. | 153.3365 | Natural Gas | FALSE | TRUE | Non-Ozone-Depleting | FALSE | 40 | 68 |  | 35500 | 76 | 25392 | 0.59 | 0.59 |  |  |  | Federally-Regulated Consumer Product |  | 2008-11-21
A O Smith Water Products | Sears Brand Management Corp. | 153.3369 | Natural Gas | FALSE | TRUE |  | TRUE | 40 | 60 |  | 35500 | 76 |  | 0.59 | 0.59 |  |  |  | Federally-Regulated Consumer Product |  | 2014-12-23
A O Smith Water Products | Kenmore | 153.3369 | Natural Gas | FALSE | TRUE |  | TRUE | 40 | 62 |  | 35500 | 80 |  | 0.62 | 0.59 |  |  |  | Federally-Regulated Consumer Product |  | 2015-10-01
A O Smith Water Products | Sears Brand Management Corp. | 153.337 | Natural Gas | TRUE | TRUE |  | FALSE | 40 | 67 |  | 40000 | 79 |  | 0.67 | 0.59 |  |  |  | Federally-Regulated Consumer Product |  | 2011-11-30
A O Smith Water Products | Sears¦ Roebuck¦ & Co. | 153.337 | Natural Gas | TRUE | TRUE | Non-Ozone-Depleting | FALSE | 40 | 67 |  | 40000 | 79 | 22360 | 0.67 | 0.59 |  |  |  | Federally-Regulated Consumer Product |  | 2011-02-17
A O Smith Water Products | Sears¦ Roebuck¦ & Co. | 153.3393 | Natural Gas | FALSE | TRUE | Non-Ozone-Depleting | FALSE | 40 | 71 |  | 40000 | 76 | 24969 | 0.6 | 0.59 |  |  |  | Federally-Regulated Consumer Product |  | 2007-11-21
A O Smith Water Products | A O Smith Water Products | 153.3393 | Natural Gas | FALSE | TRUE | Non-Ozone-Depleting | FALSE | 40 | 71 |  | 40000 | 76 | 25392 | 0.59 | 0.59 |  |  |  | Federally-Regulated Consumer Product |  | 2007-11-21
A O Smith Water Products | Sears¦ Roebuck¦ & Co. | 153.3393 | Natural Gas | FALSE | TRUE | Non-Ozone-Depleting | FALSE | 40 | 71 |  | 40000 | 76 | 24969 | 0.6 | 0.59 |  |  |  | Federally-Regulated Consumer Product |  | 2007-11-21
A O Smith Water Products | Sears¦ Roebuck¦ & Co. | 153.3393 | Natural Gas | FALSE | TRUE | Non-Ozone-Depleting | FALSE | 40 | 71 |  | 40000 | 76 | 24969 | 0.6 | 0.59 |  |  |  | Federally-Regulated Consumer Product |  | 2007-11-21
A O Smith Water Products | Sears¦ Roebuck¦ & Co. | 153.3395 | Natural Gas | FALSE | TRUE | Non-Ozone-Depleting | FALSE | 40 | 71 |  | 40000 | 74 | 24969 | 0.6 | 0.59 |  |  |  | Federally-Regulated Consumer Product |  | 2007-11-21
A O Smith Water Products | A O Smith Water Products | 153.3395 | Natural Gas | FALSE | TRUE | Non-Ozone-Depleting | FALSE | 40 | 71 |  | 40000 | 74 | 25392 | 0.59 | 0.59 |  |  |  | Federally-Regulated Consumer Product |  | 2007-11-21
A O Smith Water Products | Sears¦ Roebuck¦ & Co. | 153.3395 | Natural Gas | FALSE | TRUE | Non-Ozone-Depleting | FALSE | 40 | 71 |  | 40000 | 74 | 24969 | 0.6 | 0.59 |  |  |  | Federally-Regulated Consumer Product |  | 2007-11-21
A O Smith Water Products | Sears¦ Roebuck¦ & Co. | 153.3395 | Natural Gas | FALSE | TRUE | Non-Ozone-Depleting | FALSE | 40 | 71 |  | 40000 | 74 | 24969 | 0.6 | 0.59 |  |  |  | Federally-Regulated Consumer Product |  | 2007-11-21
A O Smith Water Products | Kenmore | 153.5724 | Natural Gas | FALSE | TRUE |  | FALSE | 40 | 70 |  | 40000 | 78 |  | 0.62 | 0.59 |  |  |  | Federally-Regulated Consumer Product |  | 2015-10-01
A.O. Smith (McBee) | Sears Brand Management Corp. | 153.5724 | Natural Gas | FALSE | TRUE |  | FALSE | 40 | 70 |  | 40000 | 78 |  | 0.62 | 0.62 |  |  |  | Federally-Regulated Consumer Product |  | 2015-07-06
A O Smith Water Products | Kenmore | 153.5734 | Natural Gas | FALSE | TRUE |  | FALSE | 40 | 67 |  | 35500 | 79 |  | 0.62 | 0.59 |  |  |  | Federally-Regulated Consumer Product |  | 2015-10-01
A O Smith Water Products | Sears Brand Management Corp. | 153.5734 | Natural Gas | FALSE | TRUE |  | FALSE | 40 | 67 |  | 35500 | 79 |  | 0.62 | 0.59 |  |  |  | Federally-Regulated Consumer Product |  | 2015-04-10
A O Smith Water Products | Sears Brand Management Corp. | 153.5764 | Natural Gas | FALSE | TRUE |  | FALSE | 40 | 69 |  | 40000 | 76 |  | 0.62 | 0.59 |  |  |  | Federally-Regulated Consumer Product |  | 2015-04-10
A O Smith Water Products | Kenmore | 153.5764 | Natural Gas | FALSE | TRUE |  | FALSE | 40 | 69 |  | 40000 | 76 |  | 0.62 | 0.59 |  |  |  | Federally-Regulated Consumer Product |  | 2015-10-01
A O Smith Water Products | Kenmore | 153.5764 | Natural Gas | FALSE | TRUE |  | FALSE | 40 | 67 |  | 35500 | 79 |  | 0.62 | 0.59 |  |  |  | Federally-Regulated Consumer Product |  | 2015-10-01
American Water Heater Co. | A.O. SMITH | G12-FDT4040NV | Natural Gas | TRUE | TRUE |  | FALSE | 40 | 67 |  | 40000 | 79 |  | 0.67 | 0.59 |  |  |  | Federally-Regulated Consumer Product |  | 2017-03-24
American Water Heater Co. | A.O. SMITH | G6-UPVT4042NV | Natural Gas | TRUE | TRUE |  | FALSE | 40 | 69 |  | 42000 | 80 |  | 0.68 | 0.59 |  |  |  | Federally-Regulated Consumer Product |  | 2017-03-24
A O Smith Water Products | Sears Brand Management Corp. | 153.5764 | Natural Gas | FALSE | TRUE |  | FALSE | 40 | 67 |  | 35500 | 79 |  | 0.62 | 0.59 |  |  |  | Federally-Regulated Consumer Product |  | 2015-04-10
American Water Heater Co. | A.O. SMITH | G6-UDVS4036NV | Natural Gas | FALSE | TRUE |  | FALSE | 40 | 59 |  | 36000 | 80 |  | 0.62 | 0.59 |  |  |  | Federally-Regulated Consumer Product |  | 2017-05-10
American Water Heater Co. | A.O. SMITH | G6-T4034NV 400 | Natural Gas | FALSE | TRUE |  | FALSE | 40 | 56 |  | 34000 | 78 |  | 0.62 | 0.59 |  |  |  | Federally-Regulated Consumer Product |  | 2017-05-10
American Water Heater Co. | A.O. SMITH | G(6¦9¦12)-T4040NV 400 | Natural Gas | FALSE | TRUE |  | FALSE | 40 | 70 |  | 40000 | 78 |  | 0.62 | 0.59 |  |  |  | Federally-Regulated Consumer Product |  | 2017-05-10
American Water Heater Co. | A.O. SMITH | G(6¦9¦12)-S4040NV 400 | Natural Gas | FALSE | TRUE |  | FALSE | 40 | 67 |  | 40000 | 76 |  | 0.62 | 0.59 |  |  |  | Federally-Regulated Consumer Product |  | 2017-05-10
American Water Heater Co. | A.O. SMITH | G6-MH4040NV 400 | Natural Gas | FALSE | TRUE |  | TRUE | 40 | 71 |  | 40000 | 78 |  | 0.62 | 0.59 |  |  |  | Federally-Regulated Consumer Product |  | 2017-05-10
American Water Heater Co. | A.O. SMITH | G6N-UT4040NV 400 | Natural Gas | FALSE | TRUE |  | FALSE | 40 | 74 |  | 40000 | 80 |  | 0.62 | 0.59 |  |  |  | Federally-Regulated Consumer Product |  | 2017-05-10
American Water Heater Co. | A.O. SMITH | G(9¦12)-UT4040NV 400 | Natural Gas | FALSE | TRUE |  | FALSE | 40 | 70 |  | 40000 | 76 |  | 0.62 | 0.59 |  |  |  | Federally-Regulated Consumer Product |  | 2017-05-10
American Water Heater Co. | U.S. Craftmaster | MHG2F4040T 400 | Natural Gas | FALSE | TRUE |  | TRUE | 40 | 71 |  | 40000 | 78 |  | 0.62 | 0.59 |  |  |  | Federally-Regulated Consumer Product |  | 2017-05-10
A O Smith Water Products | Kenmore | 153.5794 | Natural Gas | FALSE | TRUE |  | FALSE | 40 | 69 |  | 40000 | 76 |  | 0.62 | 0.59 |  |  |  | Federally-Regulated Consumer Product |  | 2015-10-01
A O Smith Water Products | Sears Brand Management Corp. | 153.5794 | Natural Gas | FALSE | TRUE |  | FALSE | 40 | 69 |  | 40000 | 76 |  | 0.62 | 0.59 |  |  |  | Federally-Regulated Consumer Product |  | 2015-04-10
A.O. Smith (McBee) | Sears Brand Management Corp. | 153.5794 | Natural Gas | FALSE | TRUE |  | FALSE | 40 | 70 |  | 40000 | 78 |  | 0.62 | 0.62 |  |  |  | Federally-Regulated Consumer Product |  | 2015-07-06
A O Smith Water Products | Kenmore | 153.5794 | Natural Gas | FALSE | TRUE |  | FALSE | 40 | 70 |  | 40000 | 78 |  | 0.62 | 0.59 |  |  |  | Federally-Regulated Consumer Product |  | 2015-10-01
GSW Water Heating | A.O. SMITH | G6-PVS4040NV | Natural Gas | TRUE | TRUE |  | FALSE | 40 | 72 |  | 40000 | 83 |  | 0.7 | 0.59 |  |  |  | Federally-Regulated Consumer Product |  | 2017-05-10
GSW Water Heating | A.O. SMITH | G6-PVT4050NV | Natural Gas | TRUE | TRUE |  | FALSE | 40 | 93 |  | 50000 | 82 |  | 0.7 | 0.59 |  |  |  | Federally-Regulated Consumer Product |  | 2017-05-10
GSW Water Heating | A.O. SMITH | G6-PDS4040NV | Natural Gas | TRUE | TRUE |  | FALSE | 40 | 71 |  | 40000 | 84 |  | 0.71 | 0.59 |  |  |  | Federally-Regulated Consumer Product |  | 2017-05-10
GSW Water Heating | A.O. SMITH | G6-DVS4038NV | Natural Gas | FALSE | TRUE |  | FALSE | 40 | 72 |  | 38000 | 82 |  | 0.63 | 0.59 |  |  |  | Federally-Regulated Consumer Product |  | 2017-05-10
American Water Heater Co. | AMERICAS BEST | DVG62-40S38-N*** | Natural Gas | FALSE | TRUE |  | FALSE | 40 | 60 |  | 38000 | 76 |  | 0.59 | 0.59 |  |  |  | Federally-Regulated Consumer Product |  | 2017-05-22
American Water Heater Co. | AMERICAS BEST | BFG6240T403N*** | Natural Gas | FALSE | TRUE |  | FALSE | 40 | 69 |  | 40000 | 76 |  | 0.63 | 0.59 |  |  |  | Federally-Regulated Consumer Product |  | 2017-05-22
American Water Heater Co. | AMERICAS BEST | BFG6140T343N*** | Natural Gas | FALSE | TRUE |  | FALSE | 40 | 53 |  | 34000 | 77 |  | 0.59 | 0.59 |  |  |  | Federally-Regulated Consumer Product |  | 2017-05-22
American Water Heater Co. | AMERICAS BEST | BFG6140T403N*** | Natural Gas | FALSE | TRUE |  | FALSE | 40 | 69 |  | 40000 | 76 |  | 0.59 | 0.59 |  |  |  | Federally-Regulated Consumer Product |  | 2017-05-22
American Water Heater Co. | AMERICAS BEST | BFG6240S403N*** | Natural Gas | FALSE | TRUE |  | FALSE | 40 | 67 |  | 40000 | 76 |  | 0.62 | 0.59 |  |  |  | Federally-Regulated Consumer Product |  | 2017-05-22
American Water Heater Co. | AMERICAS BEST | BFG6240T343N*** | Natural Gas | FALSE | TRUE |  | FALSE | 40 | 53 |  | 34000 | 77 |  | 0.61 | 0.59 |  |  |  | Federally-Regulated Consumer Product |  | 2017-05-22
American Water Heater Co. | AMERICAS BEST | MFG6140T403N*** | Natural Gas | FALSE | TRUE |  | TRUE | 40 | 69 |  | 40000 | 76 |  | 0.59 | 0.59 |  |  |  | Federally-Regulated Consumer Product |  | 2017-05-22
American Water Heater Co. | AMERICAS BEST | PDVG6240T42N*** | Natural Gas | TRUE | TRUE |  | FALSE | 40 | 67 |  | 42000 | 76 |  | 0.67 | 0.59 |  |  |  | Federally-Regulated Consumer Product |  | 2017-05-22
American Water Heater Co. | AMERICAS BEST | PVG6240T42N*** | Natural Gas | TRUE | TRUE |  | FALSE | 40 | 67 |  | 42000 | 76 |  | 0.67 | 0.59 |  |  |  | Federally-Regulated Consumer Product |  | 2017-05-22
American Water Heater Co. | AMERICAS BEST | SG6140T403N*** | Natural Gas | FALSE | TRUE |  | FALSE | 40 | 77 |  | 40000 | 76 |  | 0.59 | 0.59 |  |  |  | Federally-Regulated Consumer Product |  | 2017-05-22
American Water Heater Co. | AMERICAS BEST | UG6140T403N*** | Natural Gas | FALSE | TRUE |  | FALSE | 40 | 65 |  | 40000 | 77 |  | 0.59 | 0.59 |  |  |  | Federally-Regulated Consumer Product |  | 2017-05-22
American Water Heater Co. | AMERICAS BEST | UG6240T403N*** | Natural Gas | FALSE | TRUE |  | FALSE | 40 | 70 |  | 40000 | 77 |  | 0.62 | 0.59 |  |  |  | Federally-Regulated Consumer Product |  | 2017-05-22
American Water Heater Co. | Craftmaster | DVG62-40S38-N*** | Natural Gas | FALSE | TRUE |  | FALSE | 40 | 60 |  | 38000 | 76 |  | 0.59 | 0.59 |  |  |  | Federally-Regulated Consumer Product |  | 2017-05-22
American Water Heater Co. | Craftmaster | BFG6240T403N*** | Natural Gas | FALSE | TRUE |  | FALSE | 40 | 69 |  | 40000 | 76 |  | 0.63 | 0.59 |  |  |  | Federally-Regulated Consumer Product |  | 2017-05-22
American Water Heater Co. | Craftmaster | BFG6140T343N*** | Natural Gas | FALSE | TRUE |  | FALSE | 40 | 53 |  | 34000 | 77 |  | 0.59 | 0.59 |  |  |  | Federally-Regulated Consumer Product |  | 2017-05-22
American Water Heater Co. | Craftmaster | BFG6140T403N*** | Natural Gas | FALSE | TRUE |  | FALSE | 40 | 69 |  | 40000 | 76 |  | 0.59 | 0.59 |  |  |  | Federally-Regulated Consumer Product |  | 2017-05-22
American Water Heater Co. | Craftmaster | BFG6240S403N*** | Natural Gas | FALSE | TRUE |  | FALSE | 40 | 67 |  | 40000 | 76 |  | 0.62 | 0.59 |  |  |  | Federally-Regulated Consumer Product |  | 2017-05-22
American Water Heater Co. | Craftmaster | BFG6240T343N*** | Natural Gas | FALSE | TRUE |  | FALSE | 40 | 53 |  | 34000 | 77 |  | 0.61 | 0.59 |  |  |  | Federally-Regulated Consumer Product |  | 2017-05-22
American Water Heater Co. | Craftmaster | MFG6140T403N*** | Natural Gas | FALSE | TRUE |  | TRUE | 40 | 69 |  | 40000 | 76 |  | 0.59 | 0.59 |  |  |  | Federally-Regulated Consumer Product |  | 2017-05-22
American Water Heater Co. | Craftmaster | PDVG6240T42N*** | Natural Gas | TRUE | TRUE |  | FALSE | 40 | 67 |  | 42000 | 76 |  | 0.67 | 0.59 |  |  |  | Federally-Regulated Consumer Product |  | 2017-05-22
American Water Heater Co. | Craftmaster | PVG6240T42N*** | Natural Gas | TRUE | TRUE |  | FALSE | 40 | 67 |  | 42000 | 76 |  | 0.67 | 0.59 |  |  |  | Federally-Regulated Consumer Product |  | 2017-05-22
American Water Heater Co. | Craftmaster | SG6140T403N*** | Natural Gas | FALSE | TRUE |  | FALSE | 40 | 77 |  | 40000 | 76 |  | 0.59 | 0.59 |  |  |  | Federally-Regulated Consumer Product |  | 2017-05-22
American Water Heater Co. | Craftmaster | UG6140T403N*** | Natural Gas | FALSE | TRUE |  | FALSE | 40 | 65 |  | 40000 | 77 |  | 0.59 | 0.59 |  |  |  | Federally-Regulated Consumer Product |  | 2017-05-22
American Water Heater Co. | Craftmaster | UG6240T403N*** | Natural Gas | FALSE | TRUE |  | FALSE | 40 | 70 |  | 40000 | 77 |  | 0.62 | 0.59 |  |  |  | Federally-Regulated Consumer Product |  | 2017-05-22
American Water Heater Co. | Revere | DVG62-40S38-N*** | Natural Gas | FALSE | TRUE |  | FALSE | 40 | 60 |  | 38000 | 76 |  | 0.59 | 0.59 |  |  |  | Federally-Regulated Consumer Product |  | 2017-05-23
American Water Heater Co. | Revere | BFG6240T403N*** | Natural Gas | FALSE | TRUE |  | FALSE | 40 | 69 |  | 40000 | 76 |  | 0.63 | 0.59 |  |  |  | Federally-Regulated Consumer Product |  | 2017-05-23
American Water Heater Co. | Revere | BFG6140T343N*** | Natural Gas | FALSE | TRUE |  | FALSE | 40 | 53 |  | 34000 | 77 |  | 0.59 | 0.59 |  |  |  | Federally-Regulated Consumer Product |  | 2017-05-23
American Water Heater Co. | Revere | BFG6140T403N*** | Natural Gas | FALSE | TRUE |  | FALSE | 40 | 69 |  | 40000 | 76 |  | 0.59 | 0.59 |  |  |  | Federally-Regulated Consumer Product |  | 2017-05-23
American Water Heater Co. | Revere | BFG6240S403N*** | Natural Gas | FALSE | TRUE |  | FALSE | 40 | 67 |  | 40000 | 76 |  | 0.62 | 0.59 |  |  |  | Federally-Regulated Consumer Product |  | 2017-05-23
American Water Heater Co. | Revere | BFG6240T343N*** | Natural Gas | FALSE | TRUE |  | FALSE | 40 | 53 |  | 34000 | 77 |  | 0.61 | 0.59 |  |  |  | Federally-Regulated Consumer Product |  | 2017-05-23
American Water Heater Co. | Revere | MFG6140T403N*** | Natural Gas | FALSE | TRUE |  | TRUE | 40 | 69 |  | 40000 | 76 |  | 0.59 | 0.59 |  |  |  | Federally-Regulated Consumer Product |  | 2017-05-23
American Water Heater Co. | Revere | PDVG6240T42N*** | Natural Gas | TRUE | TRUE |  | FALSE | 40 | 67 |  | 42000 | 76 |  | 0.67 | 0.59 |  |  |  | Federally-Regulated Consumer Product |  | 2017-05-23
American Water Heater Co. | Revere | PVG6240T42N*** | Natural Gas | TRUE | TRUE |  | FALSE | 40 | 67 |  | 42000 | 76 |  | 0.67 | 0.59 |  |  |  | Federally-Regulated Consumer Product |  | 2017-05-23
American Water Heater Co. | Revere | SG6140T403N*** | Natural Gas | FALSE | TRUE |  | FALSE | 40 | 77 |  | 40000 | 76 |  | 0.59 | 0.59 |  |  |  | Federally-Regulated Consumer Product |  | 2017-05-23
American Water Heater Co. | Revere | UG6140T403N*** | Natural Gas | FALSE | TRUE |  | FALSE | 40 | 65 |  | 40000 | 77 |  | 0.59 | 0.59 |  |  |  | Federally-Regulated Consumer Product |  | 2017-05-23
American Water Heater Co. | Revere | UG6240T403N*** | Natural Gas | FALSE | TRUE |  | FALSE | 40 | 70 |  | 40000 | 77 |  | 0.62 | 0.59 |  |  |  | Federally-Regulated Consumer Product |  | 2017-05-23
American Water Heater Co. | THE EARLS ENERGY | DVG62-40S38-N*** | Natural Gas | FALSE | TRUE |  | FALSE | 40 | 60 |  | 38000 | 76 |  | 0.59 | 0.59 |  |  |  | Federally-Regulated Consumer Product |  | 2017-05-23
American Water Heater Co. | THE EARLS ENERGY | BFG6240T403N*** | Natural Gas | FALSE | TRUE |  | FALSE | 40 | 69 |  | 40000 | 76 |  | 0.63 | 0.59 |  |  |  | Federally-Regulated Consumer Product |  | 2017-05-23
American Water Heater Co. | THE EARLS ENERGY | BFG6140T343N*** | Natural Gas | FALSE | TRUE |  | FALSE | 40 | 53 |  | 34000 | 77 |  | 0.59 | 0.59 |  |  |  | Federally-Regulated Consumer Product |  | 2017-05-23
American Water Heater Co. | THE EARLS ENERGY | BFG6140T403N*** | Natural Gas | FALSE | TRUE |  | FALSE | 40 | 69 |  | 40000 | 76 |  | 0.59 | 0.59 |  |  |  | Federally-Regulated Consumer Product |  | 2017-05-23
American Water Heater Co. | THE EARLS ENERGY | BFG6240S403N*** | Natural Gas | FALSE | TRUE |  | FALSE | 40 | 67 |  | 40000 | 76 |  | 0.62 | 0.59 |  |  |  | Federally-Regulated Consumer Product |  | 2017-05-23
American Water Heater Co. | THE EARLS ENERGY | BFG6240T343N*** | Natural Gas | FALSE | TRUE |  | FALSE | 40 | 53 |  | 34000 | 77 |  | 0.61 | 0.59 |  |  |  | Federally-Regulated Consumer Product |  | 2017-05-23
American Water Heater Co. | THE EARLS ENERGY | MFG6140T403N*** | Natural Gas | FALSE | TRUE |  | TRUE | 40 | 69 |  | 40000 | 76 |  | 0.59 | 0.59 |  |  |  | Federally-Regulated Consumer Product |  | 2017-05-23
American Water Heater Co. | THE EARLS ENERGY | PDVG6240T42N*** | Natural Gas | TRUE | TRUE |  | FALSE | 40 | 67 |  | 42000 | 76 |  | 0.67 | 0.59 |  |  |  | Federally-Regulated Consumer Product |  | 2017-05-23
American Water Heater Co. | THE EARLS ENERGY | PVG6240T42N*** | Natural Gas | TRUE | TRUE |  | FALSE | 40 | 67 |  | 42000 | 76 |  | 0.67 | 0.59 |  |  |  | Federally-Regulated Consumer Product |  | 2017-05-23
American Water Heater Co. | THE EARLS ENERGY | SG6140T403N*** | Natural Gas | FALSE | TRUE |  | FALSE | 40 | 77 |  | 40000 | 76 |  | 0.59 | 0.59 |  |  |  | Federally-Regulated Consumer Product |  | 2017-05-23
American Water Heater Co. | THE EARLS ENERGY | UG6140T403N*** | Natural Gas | FALSE | TRUE |  | FALSE | 40 | 65 |  | 40000 | 77 |  | 0.59 | 0.59 |  |  |  | Federally-Regulated Consumer Product |  | 2017-05-23
American Water Heater Co. | THE EARLS ENERGY | UG6240T403N*** | Natural Gas | FALSE | TRUE |  | FALSE | 40 | 70 |  | 40000 | 77 |  | 0.62 | 0.59 |  |  |  | Federally-Regulated Consumer Product |  | 2017-05-23
American Water Heater Co. | THE EARLS ENERGY SAVER PLUS | DVG62-40S38-N*** | Natural Gas | FALSE | TRUE |  | FALSE | 40 | 60 |  | 38000 | 76 |  | 0.59 | 0.59 |  |  |  | Federally-Regulated Consumer Product |  | 2017-05-23
American Water Heater Co. | THE EARLS ENERGY SAVER PLUS | BFG6240T403N*** | Natural Gas | FALSE | TRUE |  | FALSE | 40 | 69 |  | 40000 | 76 |  | 0.63 | 0.59 |  |  |  | Federally-Regulated Consumer Product |  | 2017-05-23
American Water Heater Co. | THE EARLS ENERGY SAVER PLUS | BFG6140T343N*** | Natural Gas | FALSE | TRUE |  | FALSE | 40 | 53 |  | 34000 | 77 |  | 0.59 | 0.59 |  |  |  | Federally-Regulated Consumer Product |  | 2017-05-23
American Water Heater Co. | THE EARLS ENERGY SAVER PLUS | BFG6140T403N*** | Natural Gas | FALSE | TRUE |  | FALSE | 40 | 69 |  | 40000 | 76 |  | 0.59 | 0.59 |  |  |  | Federally-Regulated Consumer Product |  | 2017-05-23
American Water Heater Co. | THE EARLS ENERGY SAVER PLUS | BFG6240S403N*** | Natural Gas | FALSE | TRUE |  | FALSE | 40 | 67 |  | 40000 | 76 |  | 0.62 | 0.59 |  |  |  | Federally-Regulated Consumer Product |  | 2017-05-23
American Water Heater Co. | THE EARLS ENERGY SAVER PLUS | BFG6240T343N*** | Natural Gas | FALSE | TRUE |  | FALSE | 40 | 53 |  | 34000 | 77 |  | 0.61 | 0.59 |  |  |  | Federally-Regulated Consumer Product |  | 2017-05-23
American Water Heater Co. | THE EARLS ENERGY SAVER PLUS | MFG6140T403N*** | Natural Gas | FALSE | TRUE |  | TRUE | 40 | 69 |  | 40000 | 76 |  | 0.59 | 0.59 |  |  |  | Federally-Regulated Consumer Product |  | 2017-05-23
American Water Heater Co. | THE EARLS ENERGY SAVER PLUS | PDVG6240T42N*** | Natural Gas | TRUE | TRUE |  | FALSE | 40 | 67 |  | 42000 | 76 |  | 0.67 | 0.59 |  |  |  | Federally-Regulated Consumer Product |  | 2017-05-23
American Water Heater Co. | THE EARLS ENERGY SAVER PLUS | PVG6240T42N*** | Natural Gas | TRUE | TRUE |  | FALSE | 40 | 67 |  | 42000 | 76 |  | 0.67 | 0.59 |  |  |  | Federally-Regulated Consumer Product |  | 2017-05-23
American Water Heater Co. | THE EARLS ENERGY SAVER PLUS | SG6140T403N*** | Natural Gas | FALSE | TRUE |  | FALSE | 40 | 77 |  | 40000 | 76 |  | 0.59 | 0.59 |  |  |  | Federally-Regulated Consumer Product |  | 2017-05-23
American Water Heater Co. | THE EARLS ENERGY SAVER PLUS | UG6140T403N*** | Natural Gas | FALSE | TRUE |  | FALSE | 40 | 65 |  | 40000 | 77 |  | 0.59 | 0.59 |  |  |  | Federally-Regulated Consumer Product |  | 2017-05-23
American Water Heater Co. | THE EARLS ENERGY SAVER PLUS | UG6240T403N*** | Natural Gas | FALSE | TRUE |  | FALSE | 40 | 70 |  | 40000 | 77 |  | 0.62 | 0.59 |  |  |  | Federally-Regulated Consumer Product |  | 2017-05-23
American Water Heater Co. | SURE-FIRE | DVG62-40S38-N*** | Natural Gas | FALSE | TRUE |  | FALSE | 40 | 60 |  | 38000 | 76 |  | 0.59 | 0.59 |  |  |  | Federally-Regulated Consumer Product |  | 2017-05-23
American Water Heater Co. | SURE-FIRE | BFG6240T403N*** | Natural Gas | FALSE | TRUE |  | FALSE | 40 | 69 |  | 40000 | 76 |  | 0.63 | 0.59 |  |  |  | Federally-Regulated Consumer Product |  | 2017-05-23
American Water Heater Co. | SURE-FIRE | BFG6140T343N*** | Natural Gas | FALSE | TRUE |  | FALSE | 40 | 53 |  | 34000 | 77 |  | 0.59 | 0.59 |  |  |  | Federally-Regulated Consumer Product |  | 2017-05-23
American Water Heater Co. | SURE-FIRE | BFG6140T403N*** | Natural Gas | FALSE | TRUE |  | FALSE | 40 | 69 |  | 40000 | 76 |  | 0.59 | 0.59 |  |  |  | Federally-Regulated Consumer Product |  | 2017-05-23
American Water Heater Co. | SURE-FIRE | BFG6240S403N*** | Natural Gas | FALSE | TRUE |  | FALSE | 40 | 67 |  | 40000 | 76 |  | 0.62 | 0.59 |  |  |  | Federally-Regulated Consumer Product |  | 2017-05-23
American Water Heater Co. | SURE-FIRE | BFG6240T343N*** | Natural Gas | FALSE | TRUE |  | FALSE | 40 | 53 |  | 34000 | 77 |  | 0.61 | 0.59 |  |  |  | Federally-Regulated Consumer Product |  | 2017-05-23
American Water Heater Co. | SURE-FIRE | MFG6140T403N*** | Natural Gas | FALSE | TRUE |  | TRUE | 40 | 69 |  | 40000 | 76 |  | 0.59 | 0.59 |  |  |  | Federally-Regulated Consumer Product |  | 2017-05-23
American Water Heater Co. | SURE-FIRE | PDVG6240T42N*** | Natural Gas | TRUE | TRUE |  | FALSE | 40 | 67 |  | 42000 | 76 |  | 0.67 | 0.59 |  |  |  | Federally-Regulated Consumer Product |  | 2017-05-23
American Water Heater Co. | SURE-FIRE | PVG6240T42N*** | Natural Gas | TRUE | TRUE |  | FALSE | 40 | 67 |  | 42000 | 76 |  | 0.67 | 0.59 |  |  |  | Federally-Regulated Consumer Product |  | 2017-05-23
American Water Heater Co. | SURE-FIRE | SG6140T403N*** | Natural Gas | FALSE | TRUE |  | FALSE | 40 | 77 |  | 40000 | 76 |  | 0.59 | 0.59 |  |  |  | Federally-Regulated Consumer Product |  | 2017-05-23
American Water Heater Co. | SURE-FIRE | UG6140T403N*** | Natural Gas | FALSE | TRUE |  | FALSE | 40 | 65 |  | 40000 | 77 |  | 0.59 | 0.59 |  |  |  | Federally-Regulated Consumer Product |  | 2017-05-23
American Water Heater Co. | SURE-FIRE | UG6240T403N*** | Natural Gas | FALSE | TRUE |  | FALSE | 40 | 70 |  | 40000 | 77 |  | 0.62 | 0.59 |  |  |  | Federally-Regulated Consumer Product |  | 2017-05-23
American Water Heater Co. | SUPER EAGLE | DVG62-40S38-N*** | Natural Gas | FALSE | TRUE |  | FALSE | 40 | 60 |  | 38000 | 76 |  | 0.59 | 0.59 |  |  |  | Federally-Regulated Consumer Product |  | 2017-05-23
American Water Heater Co. | SUPER EAGLE | BFG6240T403N*** | Natural Gas | FALSE | TRUE |  | FALSE | 40 | 69 |  | 40000 | 76 |  | 0.63 | 0.59 |  |  |  | Federally-Regulated Consumer Product |  | 2017-05-23
American Water Heater Co. | SUPER EAGLE | BFG6140T343N*** | Natural Gas | FALSE | TRUE |  | FALSE | 40 | 53 |  | 34000 | 77 |  | 0.59 | 0.59 |  |  |  | Federally-Regulated Consumer Product |  | 2017-05-23
American Water Heater Co. | SUPER EAGLE | BFG6140T403N*** | Natural Gas | FALSE | TRUE |  | FALSE | 40 | 69 |  | 40000 | 76 |  | 0.59 | 0.59 |  |  |  | Federally-Regulated Consumer Product |  | 2017-05-23
American Water Heater Co. | SUPER EAGLE | BFG6240S403N*** | Natural Gas | FALSE | TRUE |  | FALSE | 40 | 67 |  | 40000 | 76 |  | 0.62 | 0.59 |  |  |  | Federally-Regulated Consumer Product |  | 2017-05-23
American Water Heater Co. | SUPER EAGLE | BFG6240T343N*** | Natural Gas | FALSE | TRUE |  | FALSE | 40 | 53 |  | 34000 | 77 |  | 0.61 | 0.59 |  |  |  | Federally-Regulated Consumer Product |  | 2017-05-23
American Water Heater Co. | SUPER EAGLE | MFG6140T403N*** | Natural Gas | FALSE | TRUE |  | TRUE | 40 | 69 |  | 40000 | 76 |  | 0.59 | 0.59 |  |  |  | Federally-Regulated Consumer Product |  | 2017-05-23
American Water Heater Co. | SUPER EAGLE | PDVG6240T42N*** | Natural Gas | TRUE | TRUE |  | FALSE | 40 | 67 |  | 42000 | 76 |  | 0.67 | 0.59 |  |  |  | Federally-Regulated Consumer Product |  | 2017-05-23
American Water Heater Co. | SUPER EAGLE | PVG6240T42N*** | Natural Gas | TRUE | TRUE |  | FALSE | 40 | 67 |  | 42000 | 76 |  | 0.67 | 0.59 |  |  |  | Federally-Regulated Consumer Product |  | 2017-05-23
American Water Heater Co. | SUPER EAGLE | SG6140T403N*** | Natural Gas | FALSE | TRUE |  | FALSE | 40 | 77 |  | 40000 | 76 |  | 0.59 | 0.59 |  |  |  | Federally-Regulated Consumer Product |  | 2017-05-23
American Water Heater Co. | SUPER EAGLE | UG6140T403N*** | Natural Gas | FALSE | TRUE |  | FALSE | 40 | 65 |  | 40000 | 77 |  | 0.59 | 0.59 |  |  |  | Federally-Regulated Consumer Product |  | 2017-05-23
American Water Heater Co. | SUPER EAGLE | UG6240T403N*** | Natural Gas | FALSE | TRUE |  | FALSE | 40 | 70 |  | 40000 | 77 |  | 0.62 | 0.59 |  |  |  | Federally-Regulated Consumer Product |  | 2017-05-23
American Water Heater Co. | Super-Flo | DVG62-40S38-N*** | Natural Gas | FALSE | TRUE |  | FALSE | 40 | 60 |  | 38000 | 76 |  | 0.59 | 0.59 |  |  |  | Federally-Regulated Consumer Product |  | 2017-05-23
American Water Heater Co. | Super-Flo | BFG6240T403N*** | Natural Gas | FALSE | TRUE |  | FALSE | 40 | 69 |  | 40000 | 76 |  | 0.63 | 0.59 |  |  |  | Federally-Regulated Consumer Product |  | 2017-05-23
American Water Heater Co. | Super-Flo | BFG6140T343N*** | Natural Gas | FALSE | TRUE |  | FALSE | 40 | 53 |  | 34000 | 77 |  | 0.59 | 0.59 |  |  |  | Federally-Regulated Consumer Product |  | 2017-05-23
American Water Heater Co. | Super-Flo | BFG6140T403N*** | Natural Gas | FALSE | TRUE |  | FALSE | 40 | 69 |  | 40000 | 76 |  | 0.59 | 0.59 |  |  |  | Federally-Regulated Consumer Product |  | 2017-05-23
American Water Heater Co. | Super-Flo | BFG6240S403N*** | Natural Gas | FALSE | TRUE |  | FALSE | 40 | 67 |  | 40000 | 76 |  | 0.62 | 0.59 |  |  |  | Federally-Regulated Consumer Product |  | 2017-05-23
American Water Heater Co. | Super-Flo | BFG6240T343N*** | Natural Gas | FALSE | TRUE |  | FALSE | 40 | 53 |  | 34000 | 77 |  | 0.61 | 0.59 |  |  |  | Federally-Regulated Consumer Product |  | 2017-05-23
American Water Heater Co. | Super-Flo | MFG6140T403N*** | Natural Gas | FALSE | TRUE |  | TRUE | 40 | 69 |  | 40000 | 76 |  | 0.59 | 0.59 |  |  |  | Federally-Regulated Consumer Product |  | 2017-05-23
American Water Heater Co. | Super-Flo | PDVG6240T42N*** | Natural Gas | TRUE | TRUE |  | FALSE | 40 | 67 |  | 42000 | 76 |  | 0.67 | 0.59 |  |  |  | Federally-Regulated Consumer Product |  | 2017-05-23
American Water Heater Co. | Super-Flo | PVG6240T42N*** | Natural Gas | TRUE | TRUE |  | FALSE | 40 | 67 |  | 42000 | 76 |  | 0.67 | 0.59 |  |  |  | Federally-Regulated Consumer Product |  | 2017-05-23
American Water Heater Co. | Super-Flo | SG6140T403N*** | Natural Gas | FALSE | TRUE |  | FALSE | 40 | 77 |  | 40000 | 76 |  | 0.59 | 0.59 |  |  |  | Federally-Regulated Consumer Product |  | 2017-05-23
American Water Heater Co. | Super-Flo | UG6140T403N*** | Natural Gas | FALSE | TRUE |  | FALSE | 40 | 65 |  | 40000 | 77 |  | 0.59 | 0.59 |  |  |  | Federally-Regulated Consumer Product |  | 2017-05-23
American Water Heater Co. | Super-Flo | UG6240T403N*** | Natural Gas | FALSE | TRUE |  | FALSE | 40 | 70 |  | 40000 | 77 |  | 0.62 | 0.59 |  |  |  | Federally-Regulated Consumer Product |  | 2017-05-23
American Water Heater Co. | Supreme | DVG62-40S38-N*** | Natural Gas | FALSE | TRUE |  | FALSE | 40 | 60 |  | 38000 | 76 |  | 0.59 | 0.59 |  |  |  | Federally-Regulated Consumer Product |  | 2017-05-23
American Water Heater Co. | Supreme | BFG6240T403N*** | Natural Gas | FALSE | TRUE |  | FALSE | 40 | 69 |  | 40000 | 76 |  | 0.63 | 0.59 |  |  |  | Federally-Regulated Consumer Product |  | 2017-05-23
American Water Heater Co. | Supreme | BFG6140T343N*** | Natural Gas | FALSE | TRUE |  | FALSE | 40 | 53 |  | 34000 | 77 |  | 0.59 | 0.59 |  |  |  | Federally-Regulated Consumer Product |  | 2017-05-23
American Water Heater Co. | Supreme | BFG6140T403N*** | Natural Gas | FALSE | TRUE |  | FALSE | 40 | 69 |  | 40000 | 76 |  | 0.59 | 0.59 |  |  |  | Federally-Regulated Consumer Product |  | 2017-05-23
American Water Heater Co. | Supreme | BFG6240S403N*** | Natural Gas | FALSE | TRUE |  | FALSE | 40 | 67 |  | 40000 | 76 |  | 0.62 | 0.59 |  |  |  | Federally-Regulated Consumer Product |  | 2017-05-23
American Water Heater Co. | Supreme | BFG6240T343N*** | Natural Gas | FALSE | TRUE |  | FALSE | 40 | 53 |  | 34000 | 77 |  | 0.61 | 0.59 |  |  |  | Federally-Regulated Consumer Product |  | 2017-05-23
American Water Heater Co. | Supreme | MFG6140T403N*** | Natural Gas | FALSE | TRUE |  | TRUE | 40 | 69 |  | 40000 | 76 |  | 0.59 | 0.59 |  |  |  | Federally-Regulated Consumer Product |  | 2017-05-23
American Water Heater Co. | Supreme | PDVG6240T42N*** | Natural Gas | TRUE | TRUE |  | FALSE | 40 | 67 |  | 42000 | 76 |  | 0.67 | 0.59 |  |  |  | Federally-Regulated Consumer Product |  | 2017-05-23
American Water Heater Co. | Supreme | PVG6240T42N*** | Natural Gas | TRUE | TRUE |  | FALSE | 40 | 67 |  | 42000 | 76 |  | 0.67 | 0.59 |  |  |  | Federally-Regulated Consumer Product |  | 2017-05-23
American Water Heater Co. | Supreme | SG6140T403N*** | Natural Gas | FALSE | TRUE |  | FALSE | 40 | 77 |  | 40000 | 76 |  | 0.59 | 0.59 |  |  |  | Federally-Regulated Consumer Product |  | 2017-05-23
American Water Heater Co. | Supreme | UG6140T403N*** | Natural Gas | FALSE | TRUE |  | FALSE | 40 | 65 |  | 40000 | 77 |  | 0.59 | 0.59 |  |  |  | Federally-Regulated Consumer Product |  | 2017-05-23
American Water Heater Co. | Supreme | UG6240T403N*** | Natural Gas | FALSE | TRUE |  | FALSE | 40 | 70 |  | 40000 | 77 |  | 0.62 | 0.59 |  |  |  | Federally-Regulated Consumer Product |  | 2017-05-23
American Water Heater Co. | Standard | DVG62-40S38-N*** | Natural Gas | FALSE | TRUE |  | FALSE | 40 | 60 |  | 38000 | 76 |  | 0.59 | 0.59 |  |  |  | Federally-Regulated Consumer Product |  | 2017-05-23
American Water Heater Co. | Standard | BFG6240T403N*** | Natural Gas | FALSE | TRUE |  | FALSE | 40 | 69 |  | 40000 | 76 |  | 0.63 | 0.59 |  |  |  | Federally-Regulated Consumer Product |  | 2017-05-23
American Water Heater Co. | Standard | BFG6140T343N*** | Natural Gas | FALSE | TRUE |  | FALSE | 40 | 53 |  | 34000 | 77 |  | 0.59 | 0.59 |  |  |  | Federally-Regulated Consumer Product |  | 2017-05-23
American Water Heater Co. | Standard | BFG6140T403N*** | Natural Gas | FALSE | TRUE |  | FALSE | 40 | 69 |  | 40000 | 76 |  | 0.59 | 0.59 |  |  |  | Federally-Regulated Consumer Product |  | 2017-05-23
American Water Heater Co. | Standard | BFG6240S403N*** | Natural Gas | FALSE | TRUE |  | FALSE | 40 | 67 |  | 40000 | 76 |  | 0.62 | 0.59 |  |  |  | Federally-Regulated Consumer Product |  | 2017-05-23
American Water Heater Co. | Standard | BFG6240T343N*** | Natural Gas | FALSE | TRUE |  | FALSE | 40 | 53 |  | 34000 | 77 |  | 0.61 | 0.59 |  |  |  | Federally-Regulated Consumer Product |  | 2017-05-23
American Water Heater Co. | Standard | MFG6140T403N*** | Natural Gas | FALSE | TRUE |  | TRUE | 40 | 69 |  | 40000 | 76 |  | 0.59 | 0.59 |  |  |  | Federally-Regulated Consumer Product |  | 2017-05-23
American Water Heater Co. | Standard | PDVG6240T42N*** | Natural Gas | TRUE | TRUE |  | FALSE | 40 | 67 |  | 42000 | 76 |  | 0.67 | 0.59 |  |  |  | Federally-Regulated Consumer Product |  | 2017-05-23
American Water Heater Co. | Standard | PVG6240T42N*** | Natural Gas | TRUE | TRUE |  | FALSE | 40 | 67 |  | 42000 | 76 |  | 0.67 | 0.59 |  |  |  | Federally-Regulated Consumer Product |  | 2017-05-23
American Water Heater Co. | Standard | SG6140T403N*** | Natural Gas | FALSE | TRUE |  | FALSE | 40 | 77 |  | 40000 | 76 |  | 0.59 | 0.59 |  |  |  | Federally-Regulated Consumer Product |  | 2017-05-23
American Water Heater Co. | Standard | UG6140T403N*** | Natural Gas | FALSE | TRUE |  | FALSE | 40 | 65 |  | 40000 | 77 |  | 0.59 | 0.59 |  |  |  | Federally-Regulated Consumer Product |  | 2017-05-23
American Water Heater Co. | Standard | UG6240T403N*** | Natural Gas | FALSE | TRUE |  | FALSE | 40 | 70 |  | 40000 | 77 |  | 0.62 | 0.59 |  |  |  | Federally-Regulated Consumer Product |  | 2017-05-23
American Water Heater Co. | Special Deluxe | DVG62-40S38-N*** | Natural Gas | FALSE | TRUE |  | FALSE | 40 | 60 |  | 38000 | 76 |  | 0.59 | 0.59 |  |  |  | Federally-Regulated Consumer Product |  | 2017-05-23
American Water Heater Co. | Special Deluxe | BFG6240T403N*** | Natural Gas | FALSE | TRUE |  | FALSE | 40 | 69 |  | 40000 | 76 |  | 0.63 | 0.59 |  |  |  | Federally-Regulated Consumer Product |  | 2017-05-23
American Water Heater Co. | Special Deluxe | BFG6140T343N*** | Natural Gas | FALSE | TRUE |  | FALSE | 40 | 53 |  | 34000 | 77 |  | 0.59 | 0.59 |  |  |  | Federally-Regulated Consumer Product |  | 2017-05-23
American Water Heater Co. | Special Deluxe | BFG6140T403N*** | Natural Gas | FALSE | TRUE |  | FALSE | 40 | 69 |  | 40000 | 76 |  | 0.59 | 0.59 |  |  |  | Federally-Regulated Consumer Product |  | 2017-05-23
American Water Heater Co. | Special Deluxe | BFG6240S403N*** | Natural Gas | FALSE | TRUE |  | FALSE | 40 | 67 |  | 40000 | 76 |  | 0.62 | 0.59 |  |  |  | Federally-Regulated Consumer Product |  | 2017-05-23
American Water Heater Co. | Special Deluxe | BFG6240T343N*** | Natural Gas | FALSE | TRUE |  | FALSE | 40 | 53 |  | 34000 | 77 |  | 0.61 | 0.59 |  |  |  | Federally-Regulated Consumer Product |  | 2017-05-23
American Water Heater Co. | Special Deluxe | MFG6140T403N*** | Natural Gas | FALSE | TRUE |  | TRUE | 40 | 69 |  | 40000 | 76 |  | 0.59 | 0.59 |  |  |  | Federally-Regulated Consumer Product |  | 2017-05-23
American Water Heater Co. | Special Deluxe | PDVG6240T42N*** | Natural Gas | TRUE | TRUE |  | FALSE | 40 | 67 |  | 42000 | 76 |  | 0.67 | 0.59 |  |  |  | Federally-Regulated Consumer Product |  | 2017-05-23
American Water Heater Co. | Special Deluxe | PVG6240T42N*** | Natural Gas | TRUE | TRUE |  | FALSE | 40 | 67 |  | 42000 | 76 |  | 0.67 | 0.59 |  |  |  | Federally-Regulated Consumer Product |  | 2017-05-23
American Water Heater Co. | Special Deluxe | SG6140T403N*** | Natural Gas | FALSE | TRUE |  | FALSE | 40 | 77 |  | 40000 | 76 |  | 0.59 | 0.59 |  |  |  | Federally-Regulated Consumer Product |  | 2017-05-23
American Water Heater Co. | Special Deluxe | UG6140T403N*** | Natural Gas | FALSE | TRUE |  | FALSE | 40 | 65 |  | 40000 | 77 |  | 0.59 | 0.59 |  |  |  | Federally-Regulated Consumer Product |  | 2017-05-23
American Water Heater Co. | Special Deluxe | UG6240T403N*** | Natural Gas | FALSE | TRUE |  | FALSE | 40 | 70 |  | 40000 | 77 |  | 0.62 | 0.59 |  |  |  | Federally-Regulated Consumer Product |  | 2017-05-23
American Water Heater Co. | PREMIER PLUS | DVG62-40S38-N*** | Natural Gas | FALSE | TRUE |  | FALSE | 40 | 60 |  | 38000 | 76 |  | 0.59 | 0.59 |  |  |  | Federally-Regulated Consumer Product |  | 2017-05-23
American Water Heater Co. | PREMIER PLUS | BFG6240T403N*** | Natural Gas | FALSE | TRUE |  | FALSE | 40 | 69 |  | 40000 | 76 |  | 0.63 | 0.59 |  |  |  | Federally-Regulated Consumer Product |  | 2017-05-23
American Water Heater Co. | PREMIER PLUS | BFG6140T343N*** | Natural Gas | FALSE | TRUE |  | FALSE | 40 | 53 |  | 34000 | 77 |  | 0.59 | 0.59 |  |  |  | Federally-Regulated Consumer Product |  | 2017-05-23
American Water Heater Co. | PREMIER PLUS | BFG6140T403N*** | Natural Gas | FALSE | TRUE |  | FALSE | 40 | 69 |  | 40000 | 76 |  | 0.59 | 0.59 |  |  |  | Federally-Regulated Consumer Product |  | 2017-05-23
American Water Heater Co. | PREMIER PLUS | BFG6240S403N*** | Natural Gas | FALSE | TRUE |  | FALSE | 40 | 67 |  | 40000 | 76 |  | 0.62 | 0.59 |  |  |  | Federally-Regulated Consumer Product |  | 2017-05-23
American Water Heater Co. | PREMIER PLUS | BFG6240T343N*** | Natural Gas | FALSE | TRUE |  | FALSE | 40 | 53 |  | 34000 | 77 |  | 0.61 | 0.59 |  |  |  | Federally-Regulated Consumer Product |  | 2017-05-23
American Water Heater Co. | PREMIER PLUS | MFG6140T403N*** | Natural Gas | FALSE | TRUE |  | TRUE | 40 | 69 |  | 40000 | 76 |  | 0.59 | 0.59 |  |  |  | Federally-Regulated Consumer Product |  | 2017-05-23
American Water Heater Co. | PREMIER PLUS | PDVG6240T42N*** | Natural Gas | TRUE | TRUE |  | FALSE | 40 | 67 |  | 42000 | 76 |  | 0.67 | 0.59 |  |  |  | Federally-Regulated Consumer Product |  | 2017-05-23
American Water Heater Co. | PREMIER PLUS | PVG6240T42N*** | Natural Gas | TRUE | TRUE |  | FALSE | 40 | 67 |  | 42000 | 76 |  | 0.67 | 0.59 |  |  |  | Federally-Regulated Consumer Product |  | 2017-05-23
American Water Heater Co. | PREMIER PLUS | SG6140T403N*** | Natural Gas | FALSE | TRUE |  | FALSE | 40 | 77 |  | 40000 | 76 |  | 0.59 | 0.59 |  |  |  | Federally-Regulated Consumer Product |  | 2017-05-23
American Water Heater Co. | PREMIER PLUS | UG6140T403N*** | Natural Gas | FALSE | TRUE |  | FALSE | 40 | 65 |  | 40000 | 77 |  | 0.59 | 0.59 |  |  |  | Federally-Regulated Consumer Product |  | 2017-05-23
American Water Heater Co. | PREMIER PLUS | UG6240T403N*** | Natural Gas | FALSE | TRUE |  | FALSE | 40 | 70 |  | 40000 | 77 |  | 0.62 | 0.59 |  |  |  | Federally-Regulated Consumer Product |  | 2017-05-23
American Water Heater Co. | Prestige | DVG62-40S38-N*** | Natural Gas | FALSE | TRUE |  | FALSE | 40 | 60 |  | 38000 | 76 |  | 0.59 | 0.59 |  |  |  | Federally-Regulated Consumer Product |  | 2017-05-23
American Water Heater Co. | Prestige | BFG6240T403N*** | Natural Gas | FALSE | TRUE |  | FALSE | 40 | 69 |  | 40000 | 76 |  | 0.63 | 0.59 |  |  |  | Federally-Regulated Consumer Product |  | 2017-05-23
American Water Heater Co. | Prestige | BFG6140T343N*** | Natural Gas | FALSE | TRUE |  | FALSE | 40 | 53 |  | 34000 | 77 |  | 0.59 | 0.59 |  |  |  | Federally-Regulated Consumer Product |  | 2017-05-23
American Water Heater Co. | Prestige | BFG6140T403N*** | Natural Gas | FALSE | TRUE |  | FALSE | 40 | 69 |  | 40000 | 76 |  | 0.59 | 0.59 |  |  |  | Federally-Regulated Consumer Product |  | 2017-05-23
American Water Heater Co. | Prestige | BFG6240S403N*** | Natural Gas | FALSE | TRUE |  | FALSE | 40 | 67 |  | 40000 | 76 |  | 0.62 | 0.59 |  |  |  | Federally-Regulated Consumer Product |  | 2017-05-23
American Water Heater Co. | Prestige | BFG6240T343N*** | Natural Gas | FALSE | TRUE |  | FALSE | 40 | 53 |  | 34000 | 77 |  | 0.61 | 0.59 |  |  |  | Federally-Regulated Consumer Product |  | 2017-05-23
American Water Heater Co. | Prestige | MFG6140T403N*** | Natural Gas | FALSE | TRUE |  | TRUE | 40 | 69 |  | 40000 | 76 |  | 0.59 | 0.59 |  |  |  | Federally-Regulated Consumer Product |  | 2017-05-23
American Water Heater Co. | Prestige | PDVG6240T42N*** | Natural Gas | TRUE | TRUE |  | FALSE | 40 | 67 |  | 42000 | 76 |  | 0.67 | 0.59 |  |  |  | Federally-Regulated Consumer Product |  | 2017-05-23
American Water Heater Co. | Prestige | PVG6240T42N*** | Natural Gas | TRUE | TRUE |  | FALSE | 40 | 67 |  | 42000 | 76 |  | 0.67 | 0.59 |  |  |  | Federally-Regulated Consumer Product |  | 2017-05-23
American Water Heater Co. | Prestige | SG6140T403N*** | Natural Gas | FALSE | TRUE |  | FALSE | 40 | 77 |  | 40000 | 76 |  | 0.59 | 0.59 |  |  |  | Federally-Regulated Consumer Product |  | 2017-05-23
American Water Heater Co. | Prestige | UG6140T403N*** | Natural Gas | FALSE | TRUE |  | FALSE | 40 | 65 |  | 40000 | 77 |  | 0.59 | 0.59 |  |  |  | Federally-Regulated Consumer Product |  | 2017-05-23
American Water Heater Co. | Prestige | UG6240T403N*** | Natural Gas | FALSE | TRUE |  | FALSE | 40 | 70 |  | 40000 | 77 |  | 0.62 | 0.59 |  |  |  | Federally-Regulated Consumer Product |  | 2017-05-23
American Water Heater Co. | PRO-LINE PLUS | DVG62-40S38-N*** | Natural Gas | FALSE | TRUE |  | FALSE | 40 | 60 |  | 38000 | 76 |  | 0.59 | 0.59 |  |  |  | Federally-Regulated Consumer Product |  | 2017-05-23
American Water Heater Co. | PRO-LINE PLUS | BFG6240T403N*** | Natural Gas | FALSE | TRUE |  | FALSE | 40 | 69 |  | 40000 | 76 |  | 0.63 | 0.59 |  |  |  | Federally-Regulated Consumer Product |  | 2017-05-23
American Water Heater Co. | PRO-LINE PLUS | BFG6140T343N*** | Natural Gas | FALSE | TRUE |  | FALSE | 40 | 53 |  | 34000 | 77 |  | 0.59 | 0.59 |  |  |  | Federally-Regulated Consumer Product |  | 2017-05-23
American Water Heater Co. | PRO-LINE PLUS | BFG6140T403N*** | Natural Gas | FALSE | TRUE |  | FALSE | 40 | 69 |  | 40000 | 76 |  | 0.59 | 0.59 |  |  |  | Federally-Regulated Consumer Product |  | 2017-05-23
American Water Heater Co. | PRO-LINE PLUS | BFG6240S403N*** | Natural Gas | FALSE | TRUE |  | FALSE | 40 | 67 |  | 40000 | 76 |  | 0.62 | 0.59 |  |  |  | Federally-Regulated Consumer Product |  | 2017-05-23
American Water Heater Co. | PRO-LINE PLUS | BFG6240T343N*** | Natural Gas | FALSE | TRUE |  | FALSE | 40 | 53 |  | 34000 | 77 |  | 0.61 | 0.59 |  |  |  | Federally-Regulated Consumer Product |  | 2017-05-23
American Water Heater Co. | PRO-LINE PLUS | MFG6140T403N*** | Natural Gas | FALSE | TRUE |  | TRUE | 40 | 69 |  | 40000 | 76 |  | 0.59 | 0.59 |  |  |  | Federally-Regulated Consumer Product |  | 2017-05-23
American Water Heater Co. | PRO-LINE PLUS | PDVG6240T42N*** | Natural Gas | TRUE | TRUE |  | FALSE | 40 | 67 |  | 42000 | 76 |  | 0.67 | 0.59 |  |  |  | Federally-Regulated Consumer Product |  | 2017-05-23
American Water Heater Co. | PRO-LINE PLUS | PVG6240T42N*** | Natural Gas | TRUE | TRUE |  | FALSE | 40 | 67 |  | 42000 | 76 |  | 0.67 | 0.59 |  |  |  | Federally-Regulated Consumer Product |  | 2017-05-23
American Water Heater Co. | PRO-LINE PLUS | SG6140T403N*** | Natural Gas | FALSE | TRUE |  | FALSE | 40 | 77 |  | 40000 | 76 |  | 0.59 | 0.59 |  |  |  | Federally-Regulated Consumer Product |  | 2017-05-23
American Water Heater Co. | PRO-LINE PLUS | UG6140T403N*** | Natural Gas | FALSE | TRUE |  | FALSE | 40 | 65 |  | 40000 | 77 |  | 0.59 | 0.59 |  |  |  | Federally-Regulated Consumer Product |  | 2017-05-23
American Water Heater Co. | PRO-LINE PLUS | UG6240T403N*** | Natural Gas | FALSE | TRUE |  | FALSE | 40 | 70 |  | 40000 | 77 |  | 0.62 | 0.59 |  |  |  | Federally-Regulated Consumer Product |  | 2017-05-23
American Water Heater Co. | Ace | DVG62-40S38-N*** | Natural Gas | FALSE | TRUE |  | FALSE | 40 | 60 |  | 38000 | 76 |  | 0.59 | 0.59 |  |  |  | Federally-Regulated Consumer Product |  | 2017-05-23
American Water Heater Co. | Ace | BFG6240T403N*** | Natural Gas | FALSE | TRUE |  | FALSE | 40 | 69 |  | 40000 | 76 |  | 0.63 | 0.59 |  |  |  | Federally-Regulated Consumer Product |  | 2017-05-23
American Water Heater Co. | Ace | BFG6140T343N*** | Natural Gas | FALSE | TRUE |  | FALSE | 40 | 53 |  | 34000 | 77 |  | 0.59 | 0.59 |  |  |  | Federally-Regulated Consumer Product |  | 2017-05-23
American Water Heater Co. | Ace | BFG6140T403N*** | Natural Gas | FALSE | TRUE |  | FALSE | 40 | 69 |  | 40000 | 76 |  | 0.59 | 0.59 |  |  |  | Federally-Regulated Consumer Product |  | 2017-05-23
American Water Heater Co. | Ace | BFG6240S403N*** | Natural Gas | FALSE | TRUE |  | FALSE | 40 | 67 |  | 40000 | 76 |  | 0.62 | 0.59 |  |  |  | Federally-Regulated Consumer Product |  | 2017-05-23
American Water Heater Co. | Ace | BFG6240T343N*** | Natural Gas | FALSE | TRUE |  | FALSE | 40 | 53 |  | 34000 | 77 |  | 0.61 | 0.59 |  |  |  | Federally-Regulated Consumer Product |  | 2017-05-23
American Water Heater Co. | Ace | MFG6140T403N*** | Natural Gas | FALSE | TRUE |  | TRUE | 40 | 69 |  | 40000 | 76 |  | 0.59 | 0.59 |  |  |  | Federally-Regulated Consumer Product |  | 2017-05-23
American Water Heater Co. | Ace | PDVG6240T42N*** | Natural Gas | TRUE | TRUE |  | FALSE | 40 | 67 |  | 42000 | 76 |  | 0.67 | 0.59 |  |  |  | Federally-Regulated Consumer Product |  | 2017-05-23
American Water Heater Co. | Ace | PVG6240T42N*** | Natural Gas | TRUE | TRUE |  | FALSE | 40 | 67 |  | 42000 | 76 |  | 0.67 | 0.59 |  |  |  | Federally-Regulated Consumer Product |  | 2017-05-23
American Water Heater Co. | Ace | SG6140T403N*** | Natural Gas | FALSE | TRUE |  | FALSE | 40 | 77 |  | 40000 | 76 |  | 0.59 | 0.59 |  |  |  | Federally-Regulated Consumer Product |  | 2017-05-23
American Water Heater Co. | Ace | UG6140T403N*** | Natural Gas | FALSE | TRUE |  | FALSE | 40 | 65 |  | 40000 | 77 |  | 0.59 | 0.59 |  |  |  | Federally-Regulated Consumer Product |  | 2017-05-23
American Water Heater Co. | Ace | UG6240T403N*** | Natural Gas | FALSE | TRUE |  | FALSE | 40 | 70 |  | 40000 | 77 |  | 0.62 | 0.59 |  |  |  | Federally-Regulated Consumer Product |  | 2017-05-23
American Water Heater Co. | American Hardware | DVG62-40S38-N*** | Natural Gas | FALSE | TRUE |  | FALSE | 40 | 60 |  | 38000 | 76 |  | 0.59 | 0.59 |  |  |  | Federally-Regulated Consumer Product |  | 2017-05-23
American Water Heater Co. | American Hardware | BFG6240T403N*** | Natural Gas | FALSE | TRUE |  | FALSE | 40 | 69 |  | 40000 | 76 |  | 0.63 | 0.59 |  |  |  | Federally-Regulated Consumer Product |  | 2017-05-23
American Water Heater Co. | American Hardware | BFG6140T343N*** | Natural Gas | FALSE | TRUE |  | FALSE | 40 | 53 |  | 34000 | 77 |  | 0.59 | 0.59 |  |  |  | Federally-Regulated Consumer Product |  | 2017-05-23
American Water Heater Co. | American Hardware | BFG6140T403N*** | Natural Gas | FALSE | TRUE |  | FALSE | 40 | 69 |  | 40000 | 76 |  | 0.59 | 0.59 |  |  |  | Federally-Regulated Consumer Product |  | 2017-05-23
American Water Heater Co. | American Hardware | BFG6240S403N*** | Natural Gas | FALSE | TRUE |  | FALSE | 40 | 67 |  | 40000 | 76 |  | 0.62 | 0.59 |  |  |  | Federally-Regulated Consumer Product |  | 2017-05-23
American Water Heater Co. | American Hardware | BFG6240T343N*** | Natural Gas | FALSE | TRUE |  | FALSE | 40 | 53 |  | 34000 | 77 |  | 0.61 | 0.59 |  |  |  | Federally-Regulated Consumer Product |  | 2017-05-23
American Water Heater Co. | American Hardware | MFG6140T403N*** | Natural Gas | FALSE | TRUE |  | TRUE | 40 | 69 |  | 40000 | 76 |  | 0.59 | 0.59 |  |  |  | Federally-Regulated Consumer Product |  | 2017-05-23
American Water Heater Co. | American Hardware | PDVG6240T42N*** | Natural Gas | TRUE | TRUE |  | FALSE | 40 | 67 |  | 42000 | 76 |  | 0.67 | 0.59 |  |  |  | Federally-Regulated Consumer Product |  | 2017-05-23
American Water Heater Co. | American Hardware | PVG6240T42N*** | Natural Gas | TRUE | TRUE |  | FALSE | 40 | 67 |  | 42000 | 76 |  | 0.67 | 0.59 |  |  |  | Federally-Regulated Consumer Product |  | 2017-05-23
American Water Heater Co. | American Hardware | SG6140T403N*** | Natural Gas | FALSE | TRUE |  | FALSE | 40 | 77 |  | 40000 | 76 |  | 0.59 | 0.59 |  |  |  | Federally-Regulated Consumer Product |  | 2017-05-23
American Water Heater Co. | American Hardware | UG6140T403N*** | Natural Gas | FALSE | TRUE |  | FALSE | 40 | 65 |  | 40000 | 77 |  | 0.59 | 0.59 |  |  |  | Federally-Regulated Consumer Product |  | 2017-05-23
American Water Heater Co. | American Hardware | UG6240T403N*** | Natural Gas | FALSE | TRUE |  | FALSE | 40 | 70 |  | 40000 | 77 |  | 0.62 | 0.59 |  |  |  | Federally-Regulated Consumer Product |  | 2017-05-23
American Water Heater Co. | Apex | DVG62-40S38-N*** | Natural Gas | FALSE | TRUE |  | FALSE | 40 | 60 |  | 38000 | 76 |  | 0.59 | 0.59 |  |  |  | Federally-Regulated Consumer Product |  | 2017-05-23
American Water Heater Co. | Apex | BFG6240T403N*** | Natural Gas | FALSE | TRUE |  | FALSE | 40 | 69 |  | 40000 | 76 |  | 0.63 | 0.59 |  |  |  | Federally-Regulated Consumer Product |  | 2017-05-23
American Water Heater Co. | Apex | BFG6140T343N*** | Natural Gas | FALSE | TRUE |  | FALSE | 40 | 53 |  | 34000 | 77 |  | 0.59 | 0.59 |  |  |  | Federally-Regulated Consumer Product |  | 2017-05-23
American Water Heater Co. | Apex | BFG6140T403N*** | Natural Gas | FALSE | TRUE |  | FALSE | 40 | 69 |  | 40000 | 76 |  | 0.59 | 0.59 |  |  |  | Federally-Regulated Consumer Product |  | 2017-05-23
American Water Heater Co. | Apex | BFG6240S403N*** | Natural Gas | FALSE | TRUE |  | FALSE | 40 | 67 |  | 40000 | 76 |  | 0.62 | 0.59 |  |  |  | Federally-Regulated Consumer Product |  | 2017-05-23
American Water Heater Co. | Apex | BFG6240T343N*** | Natural Gas | FALSE | TRUE |  | FALSE | 40 | 53 |  | 34000 | 77 |  | 0.61 | 0.59 |  |  |  | Federally-Regulated Consumer Product |  | 2017-05-23
American Water Heater Co. | Apex | MFG6140T403N*** | Natural Gas | FALSE | TRUE |  | TRUE | 40 | 69 |  | 40000 | 76 |  | 0.59 | 0.59 |  |  |  | Federally-Regulated Consumer Product |  | 2017-05-23
American Water Heater Co. | Apex | PDVG6240T42N*** | Natural Gas | TRUE | TRUE |  | FALSE | 40 | 67 |  | 42000 | 76 |  | 0.67 | 0.59 |  |  |  | Federally-Regulated Consumer Product |  | 2017-05-23
American Water Heater Co. | Apex | PVG6240T42N*** | Natural Gas | TRUE | TRUE |  | FALSE | 40 | 67 |  | 42000 | 76 |  | 0.67 | 0.59 |  |  |  | Federally-Regulated Consumer Product |  | 2017-05-23
American Water Heater Co. | Apex | SG6140T403N*** | Natural Gas | FALSE | TRUE |  | FALSE | 40 | 77 |  | 40000 | 76 |  | 0.59 | 0.59 |  |  |  | Federally-Regulated Consumer Product |  | 2017-05-23
American Water Heater Co. | Apex | UG6140T403N*** | Natural Gas | FALSE | TRUE |  | FALSE | 40 | 65 |  | 40000 | 77 |  | 0.59 | 0.59 |  |  |  | Federally-Regulated Consumer Product |  | 2017-05-23
American Water Heater Co. | Apex | UG6240T403N*** | Natural Gas | FALSE | TRUE |  | FALSE | 40 | 70 |  | 40000 | 77 |  | 0.62 | 0.59 |  |  |  | Federally-Regulated Consumer Product |  | 2017-05-23
American Water Heater Co. | Aqua Temp | DVG62-40S38-N*** | Natural Gas | FALSE | TRUE |  | FALSE | 40 | 60 |  | 38000 | 76 |  | 0.59 | 0.59 |  |  |  | Federally-Regulated Consumer Product |  | 2017-05-23
American Water Heater Co. | Aqua Temp | BFG6240T403N*** | Natural Gas | FALSE | TRUE |  | FALSE | 40 | 69 |  | 40000 | 76 |  | 0.63 | 0.59 |  |  |  | Federally-Regulated Consumer Product |  | 2017-05-23
American Water Heater Co. | Aqua Temp | BFG6140T343N*** | Natural Gas | FALSE | TRUE |  | FALSE | 40 | 53 |  | 34000 | 77 |  | 0.59 | 0.59 |  |  |  | Federally-Regulated Consumer Product |  | 2017-05-23
American Water Heater Co. | Aqua Temp | BFG6140T403N*** | Natural Gas | FALSE | TRUE |  | FALSE | 40 | 69 |  | 40000 | 76 |  | 0.59 | 0.59 |  |  |  | Federally-Regulated Consumer Product |  | 2017-05-23
American Water Heater Co. | Aqua Temp | BFG6240S403N*** | Natural Gas | FALSE | TRUE |  | FALSE | 40 | 67 |  | 40000 | 76 |  | 0.62 | 0.59 |  |  |  | Federally-Regulated Consumer Product |  | 2017-05-23
American Water Heater Co. | Aqua Temp | BFG6240T343N*** | Natural Gas | FALSE | TRUE |  | FALSE | 40 | 53 |  | 34000 | 77 |  | 0.61 | 0.59 |  |  |  | Federally-Regulated Consumer Product |  | 2017-05-23
American Water Heater Co. | Aqua Temp | MFG6140T403N*** | Natural Gas | FALSE | TRUE |  | TRUE | 40 | 69 |  | 40000 | 76 |  | 0.59 | 0.59 |  |  |  | Federally-Regulated Consumer Product |  | 2017-05-23
American Water Heater Co. | Aqua Temp | PDVG6240T42N*** | Natural Gas | TRUE | TRUE |  | FALSE | 40 | 67 |  | 42000 | 76 |  | 0.67 | 0.59 |  |  |  | Federally-Regulated Consumer Product |  | 2017-05-23
American Water Heater Co. | Aqua Temp | PVG6240T42N*** | Natural Gas | TRUE | TRUE |  | FALSE | 40 | 67 |  | 42000 | 76 |  | 0.67 | 0.59 |  |  |  | Federally-Regulated Consumer Product |  | 2017-05-23
American Water Heater Co. | Aqua Temp | SG6140T403N*** | Natural Gas | FALSE | TRUE |  | FALSE | 40 | 77 |  | 40000 | 76 |  | 0.59 | 0.59 |  |  |  | Federally-Regulated Consumer Product |  | 2017-05-23
American Water Heater Co. | Aqua Temp | UG6140T403N*** | Natural Gas | FALSE | TRUE |  | FALSE | 40 | 65 |  | 40000 | 77 |  | 0.59 | 0.59 |  |  |  | Federally-Regulated Consumer Product |  | 2017-05-23
American Water Heater Co. | Aqua Temp | UG6240T403N*** | Natural Gas | FALSE | TRUE |  | FALSE | 40 | 70 |  | 40000 | 77 |  | 0.62 | 0.59 |  |  |  | Federally-Regulated Consumer Product |  | 2017-05-23
American Water Heater Co. | Aqua Therm | DVG62-40S38-N*** | Natural Gas | FALSE | TRUE |  | FALSE | 40 | 60 |  | 38000 | 76 |  | 0.59 | 0.59 |  |  |  | Federally-Regulated Consumer Product |  | 2017-05-23
American Water Heater Co. | Aqua Therm | BFG6240T403N*** | Natural Gas | FALSE | TRUE |  | FALSE | 40 | 69 |  | 40000 | 76 |  | 0.63 | 0.59 |  |  |  | Federally-Regulated Consumer Product |  | 2017-05-23
American Water Heater Co. | Aqua Therm | BFG6140T343N*** | Natural Gas | FALSE | TRUE |  | FALSE | 40 | 53 |  | 34000 | 77 |  | 0.59 | 0.59 |  |  |  | Federally-Regulated Consumer Product |  | 2017-05-23
American Water Heater Co. | Aqua Therm | BFG6140T403N*** | Natural Gas | FALSE | TRUE |  | FALSE | 40 | 69 |  | 40000 | 76 |  | 0.59 | 0.59 |  |  |  | Federally-Regulated Consumer Product |  | 2017-05-23
American Water Heater Co. | Aqua Therm | BFG6240S403N*** | Natural Gas | FALSE | TRUE |  | FALSE | 40 | 67 |  | 40000 | 76 |  | 0.62 | 0.59 |  |  |  | Federally-Regulated Consumer Product |  | 2017-05-23
American Water Heater Co. | Aqua Therm | BFG6240T343N*** | Natural Gas | FALSE | TRUE |  | FALSE | 40 | 53 |  | 34000 | 77 |  | 0.61 | 0.59 |  |  |  | Federally-Regulated Consumer Product |  | 2017-05-23
American Water Heater Co. | Aqua Therm | MFG6140T403N*** | Natural Gas | FALSE | TRUE |  | TRUE | 40 | 69 |  | 40000 | 76 |  | 0.59 | 0.59 |  |  |  | Federally-Regulated Consumer Product |  | 2017-05-23
American Water Heater Co. | Aqua Therm | PDVG6240T42N*** | Natural Gas | TRUE | TRUE |  | FALSE | 40 | 67 |  | 42000 | 76 |  | 0.67 | 0.59 |  |  |  | Federally-Regulated Consumer Product |  | 2017-05-23
American Water Heater Co. | Aqua Therm | PVG6240T42N*** | Natural Gas | TRUE | TRUE |  | FALSE | 40 | 67 |  | 42000 | 76 |  | 0.67 | 0.59 |  |  |  | Federally-Regulated Consumer Product |  | 2017-05-23
American Water Heater Co. | Aqua Therm | SG6140T403N*** | Natural Gas | FALSE | TRUE |  | FALSE | 40 | 77 |  | 40000 | 76 |  | 0.59 | 0.59 |  |  |  | Federally-Regulated Consumer Product |  | 2017-05-23
American Water Heater Co. | Aqua Therm | UG6140T403N*** | Natural Gas | FALSE | TRUE |  | FALSE | 40 | 65 |  | 40000 | 77 |  | 0.59 | 0.59 |  |  |  | Federally-Regulated Consumer Product |  | 2017-05-23
American Water Heater Co. | Aqua Therm | UG6240T403N*** | Natural Gas | FALSE | TRUE |  | FALSE | 40 | 70 |  | 40000 | 77 |  | 0.62 | 0.59 |  |  |  | Federally-Regulated Consumer Product |  | 2017-05-23
American Water Heater Co. | AQUAMATIC | DVG62-40S38-N*** | Natural Gas | FALSE | TRUE |  | FALSE | 40 | 60 |  | 38000 | 76 |  | 0.59 | 0.59 |  |  |  | Federally-Regulated Consumer Product |  | 2017-05-23
American Water Heater Co. | AQUAMATIC | BFG6240T403N*** | Natural Gas | FALSE | TRUE |  | FALSE | 40 | 69 |  | 40000 | 76 |  | 0.63 | 0.59 |  |  |  | Federally-Regulated Consumer Product |  | 2017-05-23
American Water Heater Co. | AQUAMATIC | BFG6140T343N*** | Natural Gas | FALSE | TRUE |  | FALSE | 40 | 53 |  | 34000 | 77 |  | 0.59 | 0.59 |  |  |  | Federally-Regulated Consumer Product |  | 2017-05-23
American Water Heater Co. | AQUAMATIC | BFG6140T403N*** | Natural Gas | FALSE | TRUE |  | FALSE | 40 | 69 |  | 40000 | 76 |  | 0.59 | 0.59 |  |  |  | Federally-Regulated Consumer Product |  | 2017-05-23
American Water Heater Co. | AQUAMATIC | BFG6240S403N*** | Natural Gas | FALSE | TRUE |  | FALSE | 40 | 67 |  | 40000 | 76 |  | 0.62 | 0.59 |  |  |  | Federally-Regulated Consumer Product |  | 2017-05-23
American Water Heater Co. | AQUAMATIC | BFG6240T343N*** | Natural Gas | FALSE | TRUE |  | FALSE | 40 | 53 |  | 34000 | 77 |  | 0.61 | 0.59 |  |  |  | Federally-Regulated Consumer Product |  | 2017-05-23
American Water Heater Co. | AQUAMATIC | MFG6140T403N*** | Natural Gas | FALSE | TRUE |  | TRUE | 40 | 69 |  | 40000 | 76 |  | 0.59 | 0.59 |  |  |  | Federally-Regulated Consumer Product |  | 2017-05-23
American Water Heater Co. | AQUAMATIC | PDVG6240T42N*** | Natural Gas | TRUE | TRUE |  | FALSE | 40 | 67 |  | 42000 | 76 |  | 0.67 | 0.59 |  |  |  | Federally-Regulated Consumer Product |  | 2017-05-23
American Water Heater Co. | AQUAMATIC | PVG6240T42N*** | Natural Gas | TRUE | TRUE |  | FALSE | 40 | 67 |  | 42000 | 76 |  | 0.67 | 0.59 |  |  |  | Federally-Regulated Consumer Product |  | 2017-05-23
American Water Heater Co. | AQUAMATIC | SG6140T403N*** | Natural Gas | FALSE | TRUE |  | FALSE | 40 | 77 |  | 40000 | 76 |  | 0.59 | 0.59 |  |  |  | Federally-Regulated Consumer Product |  | 2017-05-23
American Water Heater Co. | AQUAMATIC | UG6140T403N*** | Natural Gas | FALSE | TRUE |  | FALSE | 40 | 65 |  | 40000 | 77 |  | 0.59 | 0.59 |  |  |  | Federally-Regulated Consumer Product |  | 2017-05-23
American Water Heater Co. | AQUAMATIC | UG6240T403N*** | Natural Gas | FALSE | TRUE |  | FALSE | 40 | 70 |  | 40000 | 77 |  | 0.62 | 0.59 |  |  |  | Federally-Regulated Consumer Product |  | 2017-05-23
American Water Heater Co. | Best Deluxe | DVG62-40S38-N*** | Natural Gas | FALSE | TRUE |  | FALSE | 40 | 60 |  | 38000 | 76 |  | 0.59 | 0.59 |  |  |  | Federally-Regulated Consumer Product |  | 2017-05-23
American Water Heater Co. | Best Deluxe | BFG6240T403N*** | Natural Gas | FALSE | TRUE |  | FALSE | 40 | 69 |  | 40000 | 76 |  | 0.63 | 0.59 |  |  |  | Federally-Regulated Consumer Product |  | 2017-05-23
American Water Heater Co. | Best Deluxe | BFG6140T343N*** | Natural Gas | FALSE | TRUE |  | FALSE | 40 | 53 |  | 34000 | 77 |  | 0.59 | 0.59 |  |  |  | Federally-Regulated Consumer Product |  | 2017-05-23
American Water Heater Co. | Best Deluxe | BFG6140T403N*** | Natural Gas | FALSE | TRUE |  | FALSE | 40 | 69 |  | 40000 | 76 |  | 0.59 | 0.59 |  |  |  | Federally-Regulated Consumer Product |  | 2017-05-23
American Water Heater Co. | Best Deluxe | BFG6240S403N*** | Natural Gas | FALSE | TRUE |  | FALSE | 40 | 67 |  | 40000 | 76 |  | 0.62 | 0.59 |  |  |  | Federally-Regulated Consumer Product |  | 2017-05-23
American Water Heater Co. | Best Deluxe | BFG6240T343N*** | Natural Gas | FALSE | TRUE |  | FALSE | 40 | 53 |  | 34000 | 77 |  | 0.61 | 0.59 |  |  |  | Federally-Regulated Consumer Product |  | 2017-05-23
American Water Heater Co. | Best Deluxe | MFG6140T403N*** | Natural Gas | FALSE | TRUE |  | TRUE | 40 | 69 |  | 40000 | 76 |  | 0.59 | 0.59 |  |  |  | Federally-Regulated Consumer Product |  | 2017-05-23
American Water Heater Co. | Best Deluxe | PDVG6240T42N*** | Natural Gas | TRUE | TRUE |  | FALSE | 40 | 67 |  | 42000 | 76 |  | 0.67 | 0.59 |  |  |  | Federally-Regulated Consumer Product |  | 2017-05-23
American Water Heater Co. | Best Deluxe | PVG6240T42N*** | Natural Gas | TRUE | TRUE |  | FALSE | 40 | 67 |  | 42000 | 76 |  | 0.67 | 0.59 |  |  |  | Federally-Regulated Consumer Product |  | 2017-05-23
American Water Heater Co. | Best Deluxe | SG6140T403N*** | Natural Gas | FALSE | TRUE |  | FALSE | 40 | 77 |  | 40000 | 76 |  | 0.59 | 0.59 |  |  |  | Federally-Regulated Consumer Product |  | 2017-05-23
American Water Heater Co. | Best Deluxe | UG6140T403N*** | Natural Gas | FALSE | TRUE |  | FALSE | 40 | 65 |  | 40000 | 77 |  | 0.59 | 0.59 |  |  |  | Federally-Regulated Consumer Product |  | 2017-05-23
American Water Heater Co. | Best Deluxe | UG6240T403N*** | Natural Gas | FALSE | TRUE |  | FALSE | 40 | 70 |  | 40000 | 77 |  | 0.62 | 0.59 |  |  |  | Federally-Regulated Consumer Product |  | 2017-05-23
American Water Heater Co. | Best | DVG62-40S38-N*** | Natural Gas | FALSE | TRUE |  | FALSE | 40 | 60 |  | 38000 | 76 |  | 0.59 | 0.59 |  |  |  | Federally-Regulated Consumer Product |  | 2017-05-23
American Water Heater Co. | Best | BFG6240T403N*** | Natural Gas | FALSE | TRUE |  | FALSE | 40 | 69 |  | 40000 | 76 |  | 0.63 | 0.59 |  |  |  | Federally-Regulated Consumer Product |  | 2017-05-23
American Water Heater Co. | Best | BFG6140T343N*** | Natural Gas | FALSE | TRUE |  | FALSE | 40 | 53 |  | 34000 | 77 |  | 0.59 | 0.59 |  |  |  | Federally-Regulated Consumer Product |  | 2017-05-23
American Water Heater Co. | Best | BFG6140T403N*** | Natural Gas | FALSE | TRUE |  | FALSE | 40 | 69 |  | 40000 | 76 |  | 0.59 | 0.59 |  |  |  | Federally-Regulated Consumer Product |  | 2017-05-23
American Water Heater Co. | Best | BFG6240S403N*** | Natural Gas | FALSE | TRUE |  | FALSE | 40 | 67 |  | 40000 | 76 |  | 0.62 | 0.59 |  |  |  | Federally-Regulated Consumer Product |  | 2017-05-23
American Water Heater Co. | Best | BFG6240T343N*** | Natural Gas | FALSE | TRUE |  | FALSE | 40 | 53 |  | 34000 | 77 |  | 0.61 | 0.59 |  |  |  | Federally-Regulated Consumer Product |  | 2017-05-23
American Water Heater Co. | Best | MFG6140T403N*** | Natural Gas | FALSE | TRUE |  | TRUE | 40 | 69 |  | 40000 | 76 |  | 0.59 | 0.59 |  |  |  | Federally-Regulated Consumer Product |  | 2017-05-23
American Water Heater Co. | Best | PDVG6240T42N*** | Natural Gas | TRUE | TRUE |  | FALSE | 40 | 67 |  | 42000 | 76 |  | 0.67 | 0.59 |  |  |  | Federally-Regulated Consumer Product |  | 2017-05-23
American Water Heater Co. | Best | PVG6240T42N*** | Natural Gas | TRUE | TRUE |  | FALSE | 40 | 67 |  | 42000 | 76 |  | 0.67 | 0.59 |  |  |  | Federally-Regulated Consumer Product |  | 2017-05-23
American Water Heater Co. | Best | SG6140T403N*** | Natural Gas | FALSE | TRUE |  | FALSE | 40 | 77 |  | 40000 | 76 |  | 0.59 | 0.59 |  |  |  | Federally-Regulated Consumer Product |  | 2017-05-23
American Water Heater Co. | Best | UG6140T403N*** | Natural Gas | FALSE | TRUE |  | FALSE | 40 | 65 |  | 40000 | 77 |  | 0.59 | 0.59 |  |  |  | Federally-Regulated Consumer Product |  | 2017-05-23
American Water Heater Co. | Best | UG6240T403N*** | Natural Gas | FALSE | TRUE |  | FALSE | 40 | 70 |  | 40000 | 77 |  | 0.62 | 0.59 |  |  |  | Federally-Regulated Consumer Product |  | 2017-05-23
American Water Heater Co. | Champion | DVG62-40S38-N*** | Natural Gas | FALSE | TRUE |  | FALSE | 40 | 60 |  | 38000 | 76 |  | 0.59 | 0.59 |  |  |  | Federally-Regulated Consumer Product |  | 2017-05-23
American Water Heater Co. | Champion | BFG6240T403N*** | Natural Gas | FALSE | TRUE |  | FALSE | 40 | 69 |  | 40000 | 76 |  | 0.63 | 0.59 |  |  |  | Federally-Regulated Consumer Product |  | 2017-05-23
American Water Heater Co. | Champion | BFG6140T343N*** | Natural Gas | FALSE | TRUE |  | FALSE | 40 | 53 |  | 34000 | 77 |  | 0.59 | 0.59 |  |  |  | Federally-Regulated Consumer Product |  | 2017-05-23
American Water Heater Co. | Champion | BFG6140T403N*** | Natural Gas | FALSE | TRUE |  | FALSE | 40 | 69 |  | 40000 | 76 |  | 0.59 | 0.59 |  |  |  | Federally-Regulated Consumer Product |  | 2017-05-23
American Water Heater Co. | Champion | BFG6240S403N*** | Natural Gas | FALSE | TRUE |  | FALSE | 40 | 67 |  | 40000 | 76 |  | 0.62 | 0.59 |  |  |  | Federally-Regulated Consumer Product |  | 2017-05-23
American Water Heater Co. | Champion | BFG6240T343N*** | Natural Gas | FALSE | TRUE |  | FALSE | 40 | 53 |  | 34000 | 77 |  | 0.61 | 0.59 |  |  |  | Federally-Regulated Consumer Product |  | 2017-05-23
American Water Heater Co. | Champion | MFG6140T403N*** | Natural Gas | FALSE | TRUE |  | TRUE | 40 | 69 |  | 40000 | 76 |  | 0.59 | 0.59 |  |  |  | Federally-Regulated Consumer Product |  | 2017-05-23
American Water Heater Co. | Champion | PDVG6240T42N*** | Natural Gas | TRUE | TRUE |  | FALSE | 40 | 67 |  | 42000 | 76 |  | 0.67 | 0.59 |  |  |  | Federally-Regulated Consumer Product |  | 2017-05-23
American Water Heater Co. | Champion | PVG6240T42N*** | Natural Gas | TRUE | TRUE |  | FALSE | 40 | 67 |  | 42000 | 76 |  | 0.67 | 0.59 |  |  |  | Federally-Regulated Consumer Product |  | 2017-05-23
American Water Heater Co. | Champion | SG6140T403N*** | Natural Gas | FALSE | TRUE |  | FALSE | 40 | 77 |  | 40000 | 76 |  | 0.59 | 0.59 |  |  |  | Federally-Regulated Consumer Product |  | 2017-05-23
American Water Heater Co. | Champion | UG6140T403N*** | Natural Gas | FALSE | TRUE |  | FALSE | 40 | 65 |  | 40000 | 77 |  | 0.59 | 0.59 |  |  |  | Federally-Regulated Consumer Product |  | 2017-05-23
American Water Heater Co. | Champion | UG6240T403N*** | Natural Gas | FALSE | TRUE |  | FALSE | 40 | 70 |  | 40000 | 77 |  | 0.62 | 0.59 |  |  |  | Federally-Regulated Consumer Product |  | 2017-05-23
American Water Heater Co. | De-Limer | DVG62-40S38-N*** | Natural Gas | FALSE | TRUE |  | FALSE | 40 | 60 |  | 38000 | 76 |  | 0.59 | 0.59 |  |  |  | Federally-Regulated Consumer Product |  | 2017-05-23
American Water Heater Co. | De-Limer | BFG6240T403N*** | Natural Gas | FALSE | TRUE |  | FALSE | 40 | 69 |  | 40000 | 76 |  | 0.63 | 0.59 |  |  |  | Federally-Regulated Consumer Product |  | 2017-05-23
American Water Heater Co. | De-Limer | BFG6140T343N*** | Natural Gas | FALSE | TRUE |  | FALSE | 40 | 53 |  | 34000 | 77 |  | 0.59 | 0.59 |  |  |  | Federally-Regulated Consumer Product |  | 2017-05-23
American Water Heater Co. | De-Limer | BFG6140T403N*** | Natural Gas | FALSE | TRUE |  | FALSE | 40 | 69 |  | 40000 | 76 |  | 0.59 | 0.59 |  |  |  | Federally-Regulated Consumer Product |  | 2017-05-23
American Water Heater Co. | De-Limer | BFG6240S403N*** | Natural Gas | FALSE | TRUE |  | FALSE | 40 | 67 |  | 40000 | 76 |  | 0.62 | 0.59 |  |  |  | Federally-Regulated Consumer Product |  | 2017-05-23
American Water Heater Co. | De-Limer | BFG6240T343N*** | Natural Gas | FALSE | TRUE |  | FALSE | 40 | 53 |  | 34000 | 77 |  | 0.61 | 0.59 |  |  |  | Federally-Regulated Consumer Product |  | 2017-05-23
American Water Heater Co. | De-Limer | MFG6140T403N*** | Natural Gas | FALSE | TRUE |  | TRUE | 40 | 69 |  | 40000 | 76 |  | 0.59 | 0.59 |  |  |  | Federally-Regulated Consumer Product |  | 2017-05-23
American Water Heater Co. | De-Limer | PDVG6240T42N*** | Natural Gas | TRUE | TRUE |  | FALSE | 40 | 67 |  | 42000 | 76 |  | 0.67 | 0.59 |  |  |  | Federally-Regulated Consumer Product |  | 2017-05-23
American Water Heater Co. | De-Limer | PVG6240T42N*** | Natural Gas | TRUE | TRUE |  | FALSE | 40 | 67 |  | 42000 | 76 |  | 0.67 | 0.59 |  |  |  | Federally-Regulated Consumer Product |  | 2017-05-23
American Water Heater Co. | De-Limer | SG6140T403N*** | Natural Gas | FALSE | TRUE |  | FALSE | 40 | 77 |  | 40000 | 76 |  | 0.59 | 0.59 |  |  |  | Federally-Regulated Consumer Product |  | 2017-05-23
American Water Heater Co. | De-Limer | UG6140T403N*** | Natural Gas | FALSE | TRUE |  | FALSE | 40 | 65 |  | 40000 | 77 |  | 0.59 | 0.59 |  |  |  | Federally-Regulated Consumer Product |  | 2017-05-23
American Water Heater Co. | De-Limer | UG6240T403N*** | Natural Gas | FALSE | TRUE |  | FALSE | 40 | 70 |  | 40000 | 77 |  | 0.62 | 0.59 |  |  |  | Federally-Regulated Consumer Product |  | 2017-05-23
American Water Heater Co. | DELUXE | DVG62-40S38-N*** | Natural Gas | FALSE | TRUE |  | FALSE | 40 | 60 |  | 38000 | 76 |  | 0.59 | 0.59 |  |  |  | Federally-Regulated Consumer Product |  | 2017-05-23
American Water Heater Co. | DELUXE | BFG6240T403N*** | Natural Gas | FALSE | TRUE |  | FALSE | 40 | 69 |  | 40000 | 76 |  | 0.63 | 0.59 |  |  |  | Federally-Regulated Consumer Product |  | 2017-05-23
American Water Heater Co. | DELUXE | BFG6140T343N*** | Natural Gas | FALSE | TRUE |  | FALSE | 40 | 53 |  | 34000 | 77 |  | 0.59 | 0.59 |  |  |  | Federally-Regulated Consumer Product |  | 2017-05-23
American Water Heater Co. | DELUXE | BFG6140T403N*** | Natural Gas | FALSE | TRUE |  | FALSE | 40 | 69 |  | 40000 | 76 |  | 0.59 | 0.59 |  |  |  | Federally-Regulated Consumer Product |  | 2017-05-23
American Water Heater Co. | DELUXE | BFG6240S403N*** | Natural Gas | FALSE | TRUE |  | FALSE | 40 | 67 |  | 40000 | 76 |  | 0.62 | 0.59 |  |  |  | Federally-Regulated Consumer Product |  | 2017-05-23
American Water Heater Co. | DELUXE | BFG6240T343N*** | Natural Gas | FALSE | TRUE |  | FALSE | 40 | 53 |  | 34000 | 77 |  | 0.61 | 0.59 |  |  |  | Federally-Regulated Consumer Product |  | 2017-05-23
American Water Heater Co. | DELUXE | MFG6140T403N*** | Natural Gas | FALSE | TRUE |  | TRUE | 40 | 69 |  | 40000 | 76 |  | 0.59 | 0.59 |  |  |  | Federally-Regulated Consumer Product |  | 2017-05-23
American Water Heater Co. | DELUXE | PDVG6240T42N*** | Natural Gas | TRUE | TRUE |  | FALSE | 40 | 67 |  | 42000 | 76 |  | 0.67 | 0.59 |  |  |  | Federally-Regulated Consumer Product |  | 2017-05-23
American Water Heater Co. | DELUXE | PVG6240T42N*** | Natural Gas | TRUE | TRUE |  | FALSE | 40 | 67 |  | 42000 | 76 |  | 0.67 | 0.59 |  |  |  | Federally-Regulated Consumer Product |  | 2017-05-23
American Water Heater Co. | DELUXE | SG6140T403N*** | Natural Gas | FALSE | TRUE |  | FALSE | 40 | 77 |  | 40000 | 76 |  | 0.59 | 0.59 |  |  |  | Federally-Regulated Consumer Product |  | 2017-05-23
American Water Heater Co. | DELUXE | UG6140T403N*** | Natural Gas | FALSE | TRUE |  | FALSE | 40 | 65 |  | 40000 | 77 |  | 0.59 | 0.59 |  |  |  | Federally-Regulated Consumer Product |  | 2017-05-23
American Water Heater Co. | DELUXE | UG6240T403N*** | Natural Gas | FALSE | TRUE |  | FALSE | 40 | 70 |  | 40000 | 77 |  | 0.62 | 0.59 |  |  |  | Federally-Regulated Consumer Product |  | 2017-05-23
American Water Heater Co. | Eagle | DVG62-40S38-N*** | Natural Gas | FALSE | TRUE |  | FALSE | 40 | 60 |  | 38000 | 76 |  | 0.59 | 0.59 |  |  |  | Federally-Regulated Consumer Product |  | 2017-05-23
American Water Heater Co. | Eagle | BFG6240T403N*** | Natural Gas | FALSE | TRUE |  | FALSE | 40 | 69 |  | 40000 | 76 |  | 0.63 | 0.59 |  |  |  | Federally-Regulated Consumer Product |  | 2017-05-23
American Water Heater Co. | Eagle | BFG6140T343N*** | Natural Gas | FALSE | TRUE |  | FALSE | 40 | 53 |  | 34000 | 77 |  | 0.59 | 0.59 |  |  |  | Federally-Regulated Consumer Product |  | 2017-05-23
American Water Heater Co. | Eagle | BFG6140T403N*** | Natural Gas | FALSE | TRUE |  | FALSE | 40 | 69 |  | 40000 | 76 |  | 0.59 | 0.59 |  |  |  | Federally-Regulated Consumer Product |  | 2017-05-23
American Water Heater Co. | Eagle | BFG6240S403N*** | Natural Gas | FALSE | TRUE |  | FALSE | 40 | 67 |  | 40000 | 76 |  | 0.62 | 0.59 |  |  |  | Federally-Regulated Consumer Product |  | 2017-05-23
American Water Heater Co. | Eagle | BFG6240T343N*** | Natural Gas | FALSE | TRUE |  | FALSE | 40 | 53 |  | 34000 | 77 |  | 0.61 | 0.59 |  |  |  | Federally-Regulated Consumer Product |  | 2017-05-23
American Water Heater Co. | Eagle | MFG6140T403N*** | Natural Gas | FALSE | TRUE |  | TRUE | 40 | 69 |  | 40000 | 76 |  | 0.59 | 0.59 |  |  |  | Federally-Regulated Consumer Product |  | 2017-05-23
American Water Heater Co. | Eagle | PDVG6240T42N*** | Natural Gas | TRUE | TRUE |  | FALSE | 40 | 67 |  | 42000 | 76 |  | 0.67 | 0.59 |  |  |  | Federally-Regulated Consumer Product |  | 2017-05-23
American Water Heater Co. | Eagle | PVG6240T42N*** | Natural Gas | TRUE | TRUE |  | FALSE | 40 | 67 |  | 42000 | 76 |  | 0.67 | 0.59 |  |  |  | Federally-Regulated Consumer Product |  | 2017-05-23
American Water Heater Co. | Eagle | SG6140T403N*** | Natural Gas | FALSE | TRUE |  | FALSE | 40 | 77 |  | 40000 | 76 |  | 0.59 | 0.59 |  |  |  | Federally-Regulated Consumer Product |  | 2017-05-23
American Water Heater Co. | Eagle | UG6140T403N*** | Natural Gas | FALSE | TRUE |  | FALSE | 40 | 65 |  | 40000 | 77 |  | 0.59 | 0.59 |  |  |  | Federally-Regulated Consumer Product |  | 2017-05-23
American Water Heater Co. | Eagle | UG6240T403N*** | Natural Gas | FALSE | TRUE |  | FALSE | 40 | 70 |  | 40000 | 77 |  | 0.62 | 0.59 |  |  |  | Federally-Regulated Consumer Product |  | 2017-05-23
American Water Heater Co. | ENVIROTEMP | DVG62-40S38-N*** | Natural Gas | FALSE | TRUE |  | FALSE | 40 | 60 |  | 38000 | 76 |  | 0.59 | 0.59 |  |  |  | Federally-Regulated Consumer Product |  | 2017-05-23
American Water Heater Co. | ENVIROTEMP | BFG6240T403N*** | Natural Gas | FALSE | TRUE |  | FALSE | 40 | 69 |  | 40000 | 76 |  | 0.63 | 0.59 |  |  |  | Federally-Regulated Consumer Product |  | 2017-05-23
American Water Heater Co. | ENVIROTEMP | BFG6140T343N*** | Natural Gas | FALSE | TRUE |  | FALSE | 40 | 53 |  | 34000 | 77 |  | 0.59 | 0.59 |  |  |  | Federally-Regulated Consumer Product |  | 2017-05-23
American Water Heater Co. | ENVIROTEMP | BFG6140T403N*** | Natural Gas | FALSE | TRUE |  | FALSE | 40 | 69 |  | 40000 | 76 |  | 0.59 | 0.59 |  |  |  | Federally-Regulated Consumer Product |  | 2017-05-23
American Water Heater Co. | ENVIROTEMP | BFG6240S403N*** | Natural Gas | FALSE | TRUE |  | FALSE | 40 | 67 |  | 40000 | 76 |  | 0.62 | 0.59 |  |  |  | Federally-Regulated Consumer Product |  | 2017-05-23
American Water Heater Co. | ENVIROTEMP | BFG6240T343N*** | Natural Gas | FALSE | TRUE |  | FALSE | 40 | 53 |  | 34000 | 77 |  | 0.61 | 0.59 |  |  |  | Federally-Regulated Consumer Product |  | 2017-05-23
American Water Heater Co. | ENVIROTEMP | MFG6140T403N*** | Natural Gas | FALSE | TRUE |  | TRUE | 40 | 69 |  | 40000 | 76 |  | 0.59 | 0.59 |  |  |  | Federally-Regulated Consumer Product |  | 2017-05-23
American Water Heater Co. | ENVIROTEMP | PDVG6240T42N*** | Natural Gas | TRUE | TRUE |  | FALSE | 40 | 67 |  | 42000 | 76 |  | 0.67 | 0.59 |  |  |  | Federally-Regulated Consumer Product |  | 2017-05-23
American Water Heater Co. | ENVIROTEMP | PVG6240T42N*** | Natural Gas | TRUE | TRUE |  | FALSE | 40 | 67 |  | 42000 | 76 |  | 0.67 | 0.59 |  |  |  | Federally-Regulated Consumer Product |  | 2017-05-23
American Water Heater Co. | ENVIROTEMP | SG6140T403N*** | Natural Gas | FALSE | TRUE |  | FALSE | 40 | 77 |  | 40000 | 76 |  | 0.59 | 0.59 |  |  |  | Federally-Regulated Consumer Product |  | 2017-05-23
American Water Heater Co. | ENVIROTEMP | UG6140T403N*** | Natural Gas | FALSE | TRUE |  | FALSE | 40 | 65 |  | 40000 | 77 |  | 0.59 | 0.59 |  |  |  | Federally-Regulated Consumer Product |  | 2017-05-23
American Water Heater Co. | ENVIROTEMP | UG6240T403N*** | Natural Gas | FALSE | TRUE |  | FALSE | 40 | 70 |  | 40000 | 77 |  | 0.62 | 0.59 |  |  |  | Federally-Regulated Consumer Product |  | 2017-05-23
American Water Heater Co. | FOUR MOST | DVG62-40S38-N*** | Natural Gas | FALSE | TRUE |  | FALSE | 40 | 60 |  | 38000 | 76 |  | 0.59 | 0.59 |  |  |  | Federally-Regulated Consumer Product |  | 2017-05-23
American Water Heater Co. | FOUR MOST | BFG6240T403N*** | Natural Gas | FALSE | TRUE |  | FALSE | 40 | 69 |  | 40000 | 76 |  | 0.63 | 0.59 |  |  |  | Federally-Regulated Consumer Product |  | 2017-05-23
American Water Heater Co. | FOUR MOST | BFG6140T343N*** | Natural Gas | FALSE | TRUE |  | FALSE | 40 | 53 |  | 34000 | 77 |  | 0.59 | 0.59 |  |  |  | Federally-Regulated Consumer Product |  | 2017-05-23
American Water Heater Co. | FOUR MOST | BFG6140T403N*** | Natural Gas | FALSE | TRUE |  | FALSE | 40 | 69 |  | 40000 | 76 |  | 0.59 | 0.59 |  |  |  | Federally-Regulated Consumer Product |  | 2017-05-23
American Water Heater Co. | FOUR MOST | BFG6240S403N*** | Natural Gas | FALSE | TRUE |  | FALSE | 40 | 67 |  | 40000 | 76 |  | 0.62 | 0.59 |  |  |  | Federally-Regulated Consumer Product |  | 2017-05-23
American Water Heater Co. | FOUR MOST | BFG6240T343N*** | Natural Gas | FALSE | TRUE |  | FALSE | 40 | 53 |  | 34000 | 77 |  | 0.61 | 0.59 |  |  |  | Federally-Regulated Consumer Product |  | 2017-05-23
American Water Heater Co. | FOUR MOST | MFG6140T403N*** | Natural Gas | FALSE | TRUE |  | TRUE | 40 | 69 |  | 40000 | 76 |  | 0.59 | 0.59 |  |  |  | Federally-Regulated Consumer Product |  | 2017-05-23
American Water Heater Co. | FOUR MOST | PDVG6240T42N*** | Natural Gas | TRUE | TRUE |  | FALSE | 40 | 67 |  | 42000 | 76 |  | 0.67 | 0.59 |  |  |  | Federally-Regulated Consumer Product |  | 2017-05-23
American Water Heater Co. | FOUR MOST | PVG6240T42N*** | Natural Gas | TRUE | TRUE |  | FALSE | 40 | 67 |  | 42000 | 76 |  | 0.67 | 0.59 |  |  |  | Federally-Regulated Consumer Product |  | 2017-05-23
American Water Heater Co. | FOUR MOST | SG6140T403N*** | Natural Gas | FALSE | TRUE |  | FALSE | 40 | 77 |  | 40000 | 76 |  | 0.59 | 0.59 |  |  |  | Federally-Regulated Consumer Product |  | 2017-05-23
American Water Heater Co. | FOUR MOST | UG6140T403N*** | Natural Gas | FALSE | TRUE |  | FALSE | 40 | 65 |  | 40000 | 77 |  | 0.59 | 0.59 |  |  |  | Federally-Regulated Consumer Product |  | 2017-05-23
American Water Heater Co. | FOUR MOST | UG6240T403N*** | Natural Gas | FALSE | TRUE |  | FALSE | 40 | 70 |  | 40000 | 77 |  | 0.62 | 0.59 |  |  |  | Federally-Regulated Consumer Product |  | 2017-05-23
American Water Heater Co. | Hotmaster | DVG62-40S38-N*** | Natural Gas | FALSE | TRUE |  | FALSE | 40 | 60 |  | 38000 | 76 |  | 0.59 | 0.59 |  |  |  | Federally-Regulated Consumer Product |  | 2017-05-23
American Water Heater Co. | Hotmaster | BFG6240T403N*** | Natural Gas | FALSE | TRUE |  | FALSE | 40 | 69 |  | 40000 | 76 |  | 0.63 | 0.59 |  |  |  | Federally-Regulated Consumer Product |  | 2017-05-23
American Water Heater Co. | Hotmaster | BFG6140T343N*** | Natural Gas | FALSE | TRUE |  | FALSE | 40 | 53 |  | 34000 | 77 |  | 0.59 | 0.59 |  |  |  | Federally-Regulated Consumer Product |  | 2017-05-23
American Water Heater Co. | Hotmaster | BFG6140T403N*** | Natural Gas | FALSE | TRUE |  | FALSE | 40 | 69 |  | 40000 | 76 |  | 0.59 | 0.59 |  |  |  | Federally-Regulated Consumer Product |  | 2017-05-23
American Water Heater Co. | Hotmaster | BFG6240S403N*** | Natural Gas | FALSE | TRUE |  | FALSE | 40 | 67 |  | 40000 | 76 |  | 0.62 | 0.59 |  |  |  | Federally-Regulated Consumer Product |  | 2017-05-23
American Water Heater Co. | Hotmaster | BFG6240T343N*** | Natural Gas | FALSE | TRUE |  | FALSE | 40 | 53 |  | 34000 | 77 |  | 0.61 | 0.59 |  |  |  | Federally-Regulated Consumer Product |  | 2017-05-23
American Water Heater Co. | Hotmaster | MFG6140T403N*** | Natural Gas | FALSE | TRUE |  | TRUE | 40 | 69 |  | 40000 | 76 |  | 0.59 | 0.59 |  |  |  | Federally-Regulated Consumer Product |  | 2017-05-23
American Water Heater Co. | Hotmaster | PDVG6240T42N*** | Natural Gas | TRUE | TRUE |  | FALSE | 40 | 67 |  | 42000 | 76 |  | 0.67 | 0.59 |  |  |  | Federally-Regulated Consumer Product |  | 2017-05-23
American Water Heater Co. | Hotmaster | PVG6240T42N*** | Natural Gas | TRUE | TRUE |  | FALSE | 40 | 67 |  | 42000 | 76 |  | 0.67 | 0.59 |  |  |  | Federally-Regulated Consumer Product |  | 2017-05-23
American Water Heater Co. | Hotmaster | SG6140T403N*** | Natural Gas | FALSE | TRUE |  | FALSE | 40 | 77 |  | 40000 | 76 |  | 0.59 | 0.59 |  |  |  | Federally-Regulated Consumer Product |  | 2017-05-23
American Water Heater Co. | Hotmaster | UG6140T403N*** | Natural Gas | FALSE | TRUE |  | FALSE | 40 | 65 |  | 40000 | 77 |  | 0.59 | 0.59 |  |  |  | Federally-Regulated Consumer Product |  | 2017-05-23
American Water Heater Co. | Hotmaster | UG6240T403N*** | Natural Gas | FALSE | TRUE |  | FALSE | 40 | 70 |  | 40000 | 77 |  | 0.62 | 0.59 |  |  |  | Federally-Regulated Consumer Product |  | 2017-05-23
American Water Heater Co. | Hotstream | DVG62-40S38-N*** | Natural Gas | FALSE | TRUE |  | FALSE | 40 | 60 |  | 38000 | 76 |  | 0.59 | 0.59 |  |  |  | Federally-Regulated Consumer Product |  | 2017-05-23
American Water Heater Co. | Hotstream | BFG6240T403N*** | Natural Gas | FALSE | TRUE |  | FALSE | 40 | 69 |  | 40000 | 76 |  | 0.63 | 0.59 |  |  |  | Federally-Regulated Consumer Product |  | 2017-05-23
American Water Heater Co. | Hotstream | BFG6140T343N*** | Natural Gas | FALSE | TRUE |  | FALSE | 40 | 53 |  | 34000 | 77 |  | 0.59 | 0.59 |  |  |  | Federally-Regulated Consumer Product |  | 2017-05-23
American Water Heater Co. | Hotstream | BFG6140T403N*** | Natural Gas | FALSE | TRUE |  | FALSE | 40 | 69 |  | 40000 | 76 |  | 0.59 | 0.59 |  |  |  | Federally-Regulated Consumer Product |  | 2017-05-23
American Water Heater Co. | Hotstream | BFG6240S403N*** | Natural Gas | FALSE | TRUE |  | FALSE | 40 | 67 |  | 40000 | 76 |  | 0.62 | 0.59 |  |  |  | Federally-Regulated Consumer Product |  | 2017-05-23
American Water Heater Co. | Hotstream | BFG6240T343N*** | Natural Gas | FALSE | TRUE |  | FALSE | 40 | 53 |  | 34000 | 77 |  | 0.61 | 0.59 |  |  |  | Federally-Regulated Consumer Product |  | 2017-05-23
American Water Heater Co. | Hotstream | MFG6140T403N*** | Natural Gas | FALSE | TRUE |  | TRUE | 40 | 69 |  | 40000 | 76 |  | 0.59 | 0.59 |  |  |  | Federally-Regulated Consumer Product |  | 2017-05-23
American Water Heater Co. | Hotstream | PDVG6240T42N*** | Natural Gas | TRUE | TRUE |  | FALSE | 40 | 67 |  | 42000 | 76 |  | 0.67 | 0.59 |  |  |  | Federally-Regulated Consumer Product |  | 2017-05-23
American Water Heater Co. | Hotstream | PVG6240T42N*** | Natural Gas | TRUE | TRUE |  | FALSE | 40 | 67 |  | 42000 | 76 |  | 0.67 | 0.59 |  |  |  | Federally-Regulated Consumer Product |  | 2017-05-23
American Water Heater Co. | Hotstream | SG6140T403N*** | Natural Gas | FALSE | TRUE |  | FALSE | 40 | 77 |  | 40000 | 76 |  | 0.59 | 0.59 |  |  |  | Federally-Regulated Consumer Product |  | 2017-05-23
American Water Heater Co. | Hotstream | UG6140T403N*** | Natural Gas | FALSE | TRUE |  | FALSE | 40 | 65 |  | 40000 | 77 |  | 0.59 | 0.59 |  |  |  | Federally-Regulated Consumer Product |  | 2017-05-23
American Water Heater Co. | Hotstream | UG6240T403N*** | Natural Gas | FALSE | TRUE |  | FALSE | 40 | 70 |  | 40000 | 77 |  | 0.62 | 0.59 |  |  |  | Federally-Regulated Consumer Product |  | 2017-05-23
American Water Heater Co. | Kenmore | DVG62-40S38-N*** | Natural Gas | FALSE | TRUE |  | FALSE | 40 | 60 |  | 38000 | 76 |  | 0.59 | 0.59 |  |  |  | Federally-Regulated Consumer Product |  | 2017-05-23
American Water Heater Co. | Kenmore | BFG6140T343N*** | Natural Gas | FALSE | TRUE |  | FALSE | 40 | 53 |  | 34000 | 77 |  | 0.59 | 0.59 |  |  |  | Federally-Regulated Consumer Product |  | 2017-05-23
American Water Heater Co. | Kenmore | BFG6140T403N*** | Natural Gas | FALSE | TRUE |  | FALSE | 40 | 69 |  | 40000 | 76 |  | 0.59 | 0.59 |  |  |  | Federally-Regulated Consumer Product |  | 2017-05-23
American Water Heater Co. | Kenmore | BFG6240T343N*** | Natural Gas | FALSE | TRUE |  | FALSE | 40 | 53 |  | 34000 | 77 |  | 0.61 | 0.59 |  |  |  | Federally-Regulated Consumer Product |  | 2017-05-23
American Water Heater Co. | Kenmore | MFG6140T403N*** | Natural Gas | FALSE | TRUE |  | TRUE | 40 | 69 |  | 40000 | 76 |  | 0.59 | 0.59 |  |  |  | Federally-Regulated Consumer Product |  | 2017-05-23
American Water Heater Co. | Kenmore | SG6140T403N*** | Natural Gas | FALSE | TRUE |  | FALSE | 40 | 77 |  | 40000 | 76 |  | 0.59 | 0.59 |  |  |  | Federally-Regulated Consumer Product |  | 2017-05-23
American Water Heater Co. | Kenmore | UG6140T403N*** | Natural Gas | FALSE | TRUE |  | FALSE | 40 | 65 |  | 40000 | 77 |  | 0.59 | 0.59 |  |  |  | Federally-Regulated Consumer Product |  | 2017-05-23
American Water Heater Co. | King-Kleen | DVG62-40S38-N*** | Natural Gas | FALSE | TRUE |  | FALSE | 40 | 60 |  | 38000 | 76 |  | 0.59 | 0.59 |  |  |  | Federally-Regulated Consumer Product |  | 2017-05-23
American Water Heater Co. | King-Kleen | BFG6240T403N*** | Natural Gas | FALSE | TRUE |  | FALSE | 40 | 69 |  | 40000 | 76 |  | 0.63 | 0.59 |  |  |  | Federally-Regulated Consumer Product |  | 2017-05-23
American Water Heater Co. | King-Kleen | BFG6140T343N*** | Natural Gas | FALSE | TRUE |  | FALSE | 40 | 53 |  | 34000 | 77 |  | 0.59 | 0.59 |  |  |  | Federally-Regulated Consumer Product |  | 2017-05-23
American Water Heater Co. | King-Kleen | BFG6140T403N*** | Natural Gas | FALSE | TRUE |  | FALSE | 40 | 69 |  | 40000 | 76 |  | 0.59 | 0.59 |  |  |  | Federally-Regulated Consumer Product |  | 2017-05-23
American Water Heater Co. | King-Kleen | BFG6240S403N*** | Natural Gas | FALSE | TRUE |  | FALSE | 40 | 67 |  | 40000 | 76 |  | 0.62 | 0.59 |  |  |  | Federally-Regulated Consumer Product |  | 2017-05-23
American Water Heater Co. | King-Kleen | BFG6240T343N*** | Natural Gas | FALSE | TRUE |  | FALSE | 40 | 53 |  | 34000 | 77 |  | 0.61 | 0.59 |  |  |  | Federally-Regulated Consumer Product |  | 2017-05-23
American Water Heater Co. | King-Kleen | MFG6140T403N*** | Natural Gas | FALSE | TRUE |  | TRUE | 40 | 69 |  | 40000 | 76 |  | 0.59 | 0.59 |  |  |  | Federally-Regulated Consumer Product |  | 2017-05-23
American Water Heater Co. | King-Kleen | PDVG6240T42N*** | Natural Gas | TRUE | TRUE |  | FALSE | 40 | 67 |  | 42000 | 76 |  | 0.67 | 0.59 |  |  |  | Federally-Regulated Consumer Product |  | 2017-05-23
American Water Heater Co. | King-Kleen | PVG6240T42N*** | Natural Gas | TRUE | TRUE |  | FALSE | 40 | 67 |  | 42000 | 76 |  | 0.67 | 0.59 |  |  |  | Federally-Regulated Consumer Product |  | 2017-05-23
American Water Heater Co. | King-Kleen | SG6140T403N*** | Natural Gas | FALSE | TRUE |  | FALSE | 40 | 77 |  | 40000 | 76 |  | 0.59 | 0.59 |  |  |  | Federally-Regulated Consumer Product |  | 2017-05-23
American Water Heater Co. | King-Kleen | UG6140T403N*** | Natural Gas | FALSE | TRUE |  | FALSE | 40 | 65 |  | 40000 | 77 |  | 0.59 | 0.59 |  |  |  | Federally-Regulated Consumer Product |  | 2017-05-23
American Water Heater Co. | King-Kleen | UG6240T403N*** | Natural Gas | FALSE | TRUE |  | FALSE | 40 | 70 |  | 40000 | 77 |  | 0.62 | 0.59 |  |  |  | Federally-Regulated Consumer Product |  | 2017-05-23
American Water Heater Co. | King-Line | DVG62-40S38-N*** | Natural Gas | FALSE | TRUE |  | FALSE | 40 | 60 |  | 38000 | 76 |  | 0.59 | 0.59 |  |  |  | Federally-Regulated Consumer Product |  | 2017-05-23
American Water Heater Co. | King-Line | BFG6240T403N*** | Natural Gas | FALSE | TRUE |  | FALSE | 40 | 69 |  | 40000 | 76 |  | 0.63 | 0.59 |  |  |  | Federally-Regulated Consumer Product |  | 2017-05-23
American Water Heater Co. | King-Line | BFG6140T343N*** | Natural Gas | FALSE | TRUE |  | FALSE | 40 | 53 |  | 34000 | 77 |  | 0.59 | 0.59 |  |  |  | Federally-Regulated Consumer Product |  | 2017-05-23
American Water Heater Co. | King-Line | BFG6140T403N*** | Natural Gas | FALSE | TRUE |  | FALSE | 40 | 69 |  | 40000 | 76 |  | 0.59 | 0.59 |  |  |  | Federally-Regulated Consumer Product |  | 2017-05-23
American Water Heater Co. | King-Line | BFG6240S403N*** | Natural Gas | FALSE | TRUE |  | FALSE | 40 | 67 |  | 40000 | 76 |  | 0.62 | 0.59 |  |  |  | Federally-Regulated Consumer Product |  | 2017-05-23
American Water Heater Co. | King-Line | BFG6240T343N*** | Natural Gas | FALSE | TRUE |  | FALSE | 40 | 53 |  | 34000 | 77 |  | 0.61 | 0.59 |  |  |  | Federally-Regulated Consumer Product |  | 2017-05-23
American Water Heater Co. | King-Line | MFG6140T403N*** | Natural Gas | FALSE | TRUE |  | TRUE | 40 | 69 |  | 40000 | 76 |  | 0.59 | 0.59 |  |  |  | Federally-Regulated Consumer Product |  | 2017-05-23
American Water Heater Co. | King-Line | PDVG6240T42N*** | Natural Gas | TRUE | TRUE |  | FALSE | 40 | 67 |  | 42000 | 76 |  | 0.67 | 0.59 |  |  |  | Federally-Regulated Consumer Product |  | 2017-05-23
American Water Heater Co. | King-Line | PVG6240T42N*** | Natural Gas | TRUE | TRUE |  | FALSE | 40 | 67 |  | 42000 | 76 |  | 0.67 | 0.59 |  |  |  | Federally-Regulated Consumer Product |  | 2017-05-23
American Water Heater Co. | King-Line | SG6140T403N*** | Natural Gas | FALSE | TRUE |  | FALSE | 40 | 77 |  | 40000 | 76 |  | 0.59 | 0.59 |  |  |  | Federally-Regulated Consumer Product |  | 2017-05-23
American Water Heater Co. | King-Line | UG6140T403N*** | Natural Gas | FALSE | TRUE |  | FALSE | 40 | 65 |  | 40000 | 77 |  | 0.59 | 0.59 |  |  |  | Federally-Regulated Consumer Product |  | 2017-05-23
American Water Heater Co. | King-Line | UG6240T403N*** | Natural Gas | FALSE | TRUE |  | FALSE | 40 | 70 |  | 40000 | 77 |  | 0.62 | 0.59 |  |  |  | Federally-Regulated Consumer Product |  | 2017-05-23
American Water Heater Co. | Master Plumber | DVG62-40S38-N*** | Natural Gas | FALSE | TRUE |  | FALSE | 40 | 60 |  | 38000 | 76 |  | 0.59 | 0.59 |  |  |  | Federally-Regulated Consumer Product |  | 2017-05-23
American Water Heater Co. | Master Plumber | BFG6240T403N*** | Natural Gas | FALSE | TRUE |  | FALSE | 40 | 69 |  | 40000 | 76 |  | 0.63 | 0.59 |  |  |  | Federally-Regulated Consumer Product |  | 2017-05-23
American Water Heater Co. | Master Plumber | BFG6140T343N*** | Natural Gas | FALSE | TRUE |  | FALSE | 40 | 53 |  | 34000 | 77 |  | 0.59 | 0.59 |  |  |  | Federally-Regulated Consumer Product |  | 2017-05-23
American Water Heater Co. | Master Plumber | BFG6140T403N*** | Natural Gas | FALSE | TRUE |  | FALSE | 40 | 69 |  | 40000 | 76 |  | 0.59 | 0.59 |  |  |  | Federally-Regulated Consumer Product |  | 2017-05-23
American Water Heater Co. | Master Plumber | BFG6240S403N*** | Natural Gas | FALSE | TRUE |  | FALSE | 40 | 67 |  | 40000 | 76 |  | 0.62 | 0.59 |  |  |  | Federally-Regulated Consumer Product |  | 2017-05-23
American Water Heater Co. | Master Plumber | BFG6240T343N*** | Natural Gas | FALSE | TRUE |  | FALSE | 40 | 53 |  | 34000 | 77 |  | 0.61 | 0.59 |  |  |  | Federally-Regulated Consumer Product |  | 2017-05-23
American Water Heater Co. | Master Plumber | MFG6140T403N*** | Natural Gas | FALSE | TRUE |  | TRUE | 40 | 69 |  | 40000 | 76 |  | 0.59 | 0.59 |  |  |  | Federally-Regulated Consumer Product |  | 2017-05-23
American Water Heater Co. | Master Plumber | PDVG6240T42N*** | Natural Gas | TRUE | TRUE |  | FALSE | 40 | 67 |  | 42000 | 76 |  | 0.67 | 0.59 |  |  |  | Federally-Regulated Consumer Product |  | 2017-05-23
American Water Heater Co. | Master Plumber | PVG6240T42N*** | Natural Gas | TRUE | TRUE |  | FALSE | 40 | 67 |  | 42000 | 76 |  | 0.67 | 0.59 |  |  |  | Federally-Regulated Consumer Product |  | 2017-05-23
American Water Heater Co. | Master Plumber | SG6140T403N*** | Natural Gas | FALSE | TRUE |  | FALSE | 40 | 77 |  | 40000 | 76 |  | 0.59 | 0.59 |  |  |  | Federally-Regulated Consumer Product |  | 2017-05-23
American Water Heater Co. | Master Plumber | UG6140T403N*** | Natural Gas | FALSE | TRUE |  | FALSE | 40 | 65 |  | 40000 | 77 |  | 0.59 | 0.59 |  |  |  | Federally-Regulated Consumer Product |  | 2017-05-23
American Water Heater Co. | Master Plumber | UG6240T403N*** | Natural Gas | FALSE | TRUE |  | FALSE | 40 | 70 |  | 40000 | 77 |  | 0.62 | 0.59 |  |  |  | Federally-Regulated Consumer Product |  | 2017-05-23
American Water Heater Co. | Nationaline | DVG62-40S38-N*** | Natural Gas | FALSE | TRUE |  | FALSE | 40 | 60 |  | 38000 | 76 |  | 0.59 | 0.59 |  |  |  | Federally-Regulated Consumer Product |  | 2017-05-23
American Water Heater Co. | Nationaline | BFG6240T403N*** | Natural Gas | FALSE | TRUE |  | FALSE | 40 | 69 |  | 40000 | 76 |  | 0.63 | 0.59 |  |  |  | Federally-Regulated Consumer Product |  | 2017-05-23
American Water Heater Co. | Nationaline | BFG6140T343N*** | Natural Gas | FALSE | TRUE |  | FALSE | 40 | 53 |  | 34000 | 77 |  | 0.59 | 0.59 |  |  |  | Federally-Regulated Consumer Product |  | 2017-05-23
American Water Heater Co. | Nationaline | BFG6140T403N*** | Natural Gas | FALSE | TRUE |  | FALSE | 40 | 69 |  | 40000 | 76 |  | 0.59 | 0.59 |  |  |  | Federally-Regulated Consumer Product |  | 2017-05-23
American Water Heater Co. | Nationaline | BFG6240S403N*** | Natural Gas | FALSE | TRUE |  | FALSE | 40 | 67 |  | 40000 | 76 |  | 0.62 | 0.59 |  |  |  | Federally-Regulated Consumer Product |  | 2017-05-23
American Water Heater Co. | Nationaline | BFG6240T343N*** | Natural Gas | FALSE | TRUE |  | FALSE | 40 | 53 |  | 34000 | 77 |  | 0.61 | 0.59 |  |  |  | Federally-Regulated Consumer Product |  | 2017-05-23
American Water Heater Co. | Nationaline | MFG6140T403N*** | Natural Gas | FALSE | TRUE |  | TRUE | 40 | 69 |  | 40000 | 76 |  | 0.59 | 0.59 |  |  |  | Federally-Regulated Consumer Product |  | 2017-05-23
American Water Heater Co. | Nationaline | PDVG6240T42N*** | Natural Gas | TRUE | TRUE |  | FALSE | 40 | 67 |  | 42000 | 76 |  | 0.67 | 0.59 |  |  |  | Federally-Regulated Consumer Product |  | 2017-05-23
American Water Heater Co. | Nationaline | PVG6240T42N*** | Natural Gas | TRUE | TRUE |  | FALSE | 40 | 67 |  | 42000 | 76 |  | 0.67 | 0.59 |  |  |  | Federally-Regulated Consumer Product |  | 2017-05-23
American Water Heater Co. | Nationaline | SG6140T403N*** | Natural Gas | FALSE | TRUE |  | FALSE | 40 | 77 |  | 40000 | 76 |  | 0.59 | 0.59 |  |  |  | Federally-Regulated Consumer Product |  | 2017-05-23
American Water Heater Co. | Nationaline | UG6140T403N*** | Natural Gas | FALSE | TRUE |  | FALSE | 40 | 65 |  | 40000 | 77 |  | 0.59 | 0.59 |  |  |  | Federally-Regulated Consumer Product |  | 2017-05-23
American Water Heater Co. | Nationaline | UG6240T403N*** | Natural Gas | FALSE | TRUE |  | FALSE | 40 | 70 |  | 40000 | 77 |  | 0.62 | 0.59 |  |  |  | Federally-Regulated Consumer Product |  | 2017-05-23
American Water Heater Co. | NEPTUNE | DVG62-40S38-N*** | Natural Gas | FALSE | TRUE |  | FALSE | 40 | 60 |  | 38000 | 76 |  | 0.59 | 0.59 |  |  |  | Federally-Regulated Consumer Product |  | 2017-05-23
American Water Heater Co. | NEPTUNE | BFG6240T403N*** | Natural Gas | FALSE | TRUE |  | FALSE | 40 | 69 |  | 40000 | 76 |  | 0.63 | 0.59 |  |  |  | Federally-Regulated Consumer Product |  | 2017-05-23
American Water Heater Co. | NEPTUNE | BFG6140T343N*** | Natural Gas | FALSE | TRUE |  | FALSE | 40 | 53 |  | 34000 | 77 |  | 0.59 | 0.59 |  |  |  | Federally-Regulated Consumer Product |  | 2017-05-23
American Water Heater Co. | NEPTUNE | BFG6140T403N*** | Natural Gas | FALSE | TRUE |  | FALSE | 40 | 69 |  | 40000 | 76 |  | 0.59 | 0.59 |  |  |  | Federally-Regulated Consumer Product |  | 2017-05-23
American Water Heater Co. | NEPTUNE | BFG6240S403N*** | Natural Gas | FALSE | TRUE |  | FALSE | 40 | 67 |  | 40000 | 76 |  | 0.62 | 0.59 |  |  |  | Federally-Regulated Consumer Product |  | 2017-05-23
American Water Heater Co. | NEPTUNE | BFG6240T343N*** | Natural Gas | FALSE | TRUE |  | FALSE | 40 | 53 |  | 34000 | 77 |  | 0.61 | 0.59 |  |  |  | Federally-Regulated Consumer Product |  | 2017-05-23
American Water Heater Co. | NEPTUNE | MFG6140T403N*** | Natural Gas | FALSE | TRUE |  | TRUE | 40 | 69 |  | 40000 | 76 |  | 0.59 | 0.59 |  |  |  | Federally-Regulated Consumer Product |  | 2017-05-23
American Water Heater Co. | NEPTUNE | PDVG6240T42N*** | Natural Gas | TRUE | TRUE |  | FALSE | 40 | 67 |  | 42000 | 76 |  | 0.67 | 0.59 |  |  |  | Federally-Regulated Consumer Product |  | 2017-05-23
American Water Heater Co. | NEPTUNE | PVG6240T42N*** | Natural Gas | TRUE | TRUE |  | FALSE | 40 | 67 |  | 42000 | 76 |  | 0.67 | 0.59 |  |  |  | Federally-Regulated Consumer Product |  | 2017-05-23
American Water Heater Co. | NEPTUNE | SG6140T403N*** | Natural Gas | FALSE | TRUE |  | FALSE | 40 | 77 |  | 40000 | 76 |  | 0.59 | 0.59 |  |  |  | Federally-Regulated Consumer Product |  | 2017-05-23
American Water Heater Co. | NEPTUNE | UG6140T403N*** | Natural Gas | FALSE | TRUE |  | FALSE | 40 | 65 |  | 40000 | 77 |  | 0.59 | 0.59 |  |  |  | Federally-Regulated Consumer Product |  | 2017-05-23
American Water Heater Co. | NEPTUNE | UG6240T403N*** | Natural Gas | FALSE | TRUE |  | FALSE | 40 | 70 |  | 40000 | 77 |  | 0.62 | 0.59 |  |  |  | Federally-Regulated Consumer Product |  | 2017-05-23
American Water Heater Co. | PENQUIN | DVG62-40S38-N*** | Natural Gas | FALSE | TRUE |  | FALSE | 40 | 60 |  | 38000 | 76 |  | 0.59 | 0.59 |  |  |  | Federally-Regulated Consumer Product |  | 2017-05-23
American Water Heater Co. | PENQUIN | BFG6240T403N*** | Natural Gas | FALSE | TRUE |  | FALSE | 40 | 69 |  | 40000 | 76 |  | 0.63 | 0.59 |  |  |  | Federally-Regulated Consumer Product |  | 2017-05-23
American Water Heater Co. | PENQUIN | BFG6140T343N*** | Natural Gas | FALSE | TRUE |  | FALSE | 40 | 53 |  | 34000 | 77 |  | 0.59 | 0.59 |  |  |  | Federally-Regulated Consumer Product |  | 2017-05-23
American Water Heater Co. | PENQUIN | BFG6140T403N*** | Natural Gas | FALSE | TRUE |  | FALSE | 40 | 69 |  | 40000 | 76 |  | 0.59 | 0.59 |  |  |  | Federally-Regulated Consumer Product |  | 2017-05-23
American Water Heater Co. | PENQUIN | BFG6240S403N*** | Natural Gas | FALSE | TRUE |  | FALSE | 40 | 67 |  | 40000 | 76 |  | 0.62 | 0.59 |  |  |  | Federally-Regulated Consumer Product |  | 2017-05-23
American Water Heater Co. | PENQUIN | BFG6240T343N*** | Natural Gas | FALSE | TRUE |  | FALSE | 40 | 53 |  | 34000 | 77 |  | 0.61 | 0.59 |  |  |  | Federally-Regulated Consumer Product |  | 2017-05-23
American Water Heater Co. | PENQUIN | MFG6140T403N*** | Natural Gas | FALSE | TRUE |  | TRUE | 40 | 69 |  | 40000 | 76 |  | 0.59 | 0.59 |  |  |  | Federally-Regulated Consumer Product |  | 2017-05-23
American Water Heater Co. | PENQUIN | PDVG6240T42N*** | Natural Gas | TRUE | TRUE |  | FALSE | 40 | 67 |  | 42000 | 76 |  | 0.67 | 0.59 |  |  |  | Federally-Regulated Consumer Product |  | 2017-05-23
American Water Heater Co. | PENQUIN | PVG6240T42N*** | Natural Gas | TRUE | TRUE |  | FALSE | 40 | 67 |  | 42000 | 76 |  | 0.67 | 0.59 |  |  |  | Federally-Regulated Consumer Product |  | 2017-05-23
American Water Heater Co. | PENQUIN | SG6140T403N*** | Natural Gas | FALSE | TRUE |  | FALSE | 40 | 77 |  | 40000 | 76 |  | 0.59 | 0.59 |  |  |  | Federally-Regulated Consumer Product |  | 2017-05-23
American Water Heater Co. | PENQUIN | UG6140T403N*** | Natural Gas | FALSE | TRUE |  | FALSE | 40 | 65 |  | 40000 | 77 |  | 0.59 | 0.59 |  |  |  | Federally-Regulated Consumer Product |  | 2017-05-23
American Water Heater Co. | PENQUIN | UG6240T403N*** | Natural Gas | FALSE | TRUE |  | FALSE | 40 | 70 |  | 40000 | 77 |  | 0.62 | 0.59 |  |  |  | Federally-Regulated Consumer Product |  | 2017-05-23
American Water Heater Co. | Polaris | DVG62-40S38-N*** | Natural Gas | FALSE | TRUE |  | FALSE | 40 | 60 |  | 38000 | 76 |  | 0.59 | 0.59 |  |  |  | Federally-Regulated Consumer Product |  | 2017-05-23
American Water Heater Co. | Polaris | BFG6240T403N*** | Natural Gas | FALSE | TRUE |  | FALSE | 40 | 69 |  | 40000 | 76 |  | 0.63 | 0.59 |  |  |  | Federally-Regulated Consumer Product |  | 2017-05-23
American Water Heater Co. | Polaris | BFG6140T343N*** | Natural Gas | FALSE | TRUE |  | FALSE | 40 | 53 |  | 34000 | 77 |  | 0.59 | 0.59 |  |  |  | Federally-Regulated Consumer Product |  | 2017-05-23
American Water Heater Co. | Polaris | BFG6140T403N*** | Natural Gas | FALSE | TRUE |  | FALSE | 40 | 69 |  | 40000 | 76 |  | 0.59 | 0.59 |  |  |  | Federally-Regulated Consumer Product |  | 2017-05-23
American Water Heater Co. | Polaris | BFG6240S403N*** | Natural Gas | FALSE | TRUE |  | FALSE | 40 | 67 |  | 40000 | 76 |  | 0.62 | 0.59 |  |  |  | Federally-Regulated Consumer Product |  | 2017-05-23
American Water Heater Co. | Polaris | BFG6240T343N*** | Natural Gas | FALSE | TRUE |  | FALSE | 40 | 53 |  | 34000 | 77 |  | 0.61 | 0.59 |  |  |  | Federally-Regulated Consumer Product |  | 2017-05-23
American Water Heater Co. | Polaris | MFG6140T403N*** | Natural Gas | FALSE | TRUE |  | TRUE | 40 | 69 |  | 40000 | 76 |  | 0.59 | 0.59 |  |  |  | Federally-Regulated Consumer Product |  | 2017-05-23
American Water Heater Co. | Polaris | PDVG6240T42N*** | Natural Gas | TRUE | TRUE |  | FALSE | 40 | 67 |  | 42000 | 76 |  | 0.67 | 0.59 |  |  |  | Federally-Regulated Consumer Product |  | 2017-05-23
American Water Heater Co. | Polaris | PVG6240T42N*** | Natural Gas | TRUE | TRUE |  | FALSE | 40 | 67 |  | 42000 | 76 |  | 0.67 | 0.59 |  |  |  | Federally-Regulated Consumer Product |  | 2017-05-23
American Water Heater Co. | Polaris | SG6140T403N*** | Natural Gas | FALSE | TRUE |  | FALSE | 40 | 77 |  | 40000 | 76 |  | 0.59 | 0.59 |  |  |  | Federally-Regulated Consumer Product |  | 2017-05-23
American Water Heater Co. | Polaris | UG6140T403N*** | Natural Gas | FALSE | TRUE |  | FALSE | 40 | 65 |  | 40000 | 77 |  | 0.59 | 0.59 |  |  |  | Federally-Regulated Consumer Product |  | 2017-05-23
American Water Heater Co. | Polaris | UG6240T403N*** | Natural Gas | FALSE | TRUE |  | FALSE | 40 | 70 |  | 40000 | 77 |  | 0.62 | 0.59 |  |  |  | Federally-Regulated Consumer Product |  | 2017-05-23
American Water Heater Co. | PREMIER PLUS SELF CLEANING PRESTIGE | DVG62-40S38-N*** | Natural Gas | FALSE | TRUE |  | FALSE | 40 | 60 |  | 38000 | 76 |  | 0.59 | 0.59 |  |  |  | Federally-Regulated Consumer Product |  | 2017-05-23
American Water Heater Co. | PREMIER PLUS SELF CLEANING PRESTIGE | BFG6240T403N*** | Natural Gas | FALSE | TRUE |  | FALSE | 40 | 69 |  | 40000 | 76 |  | 0.63 | 0.59 |  |  |  | Federally-Regulated Consumer Product |  | 2017-05-23
American Water Heater Co. | PREMIER PLUS SELF CLEANING PRESTIGE | BFG6140T343N*** | Natural Gas | FALSE | TRUE |  | FALSE | 40 | 53 |  | 34000 | 77 |  | 0.59 | 0.59 |  |  |  | Federally-Regulated Consumer Product |  | 2017-05-23
American Water Heater Co. | PREMIER PLUS SELF CLEANING PRESTIGE | BFG6140T403N*** | Natural Gas | FALSE | TRUE |  | FALSE | 40 | 69 |  | 40000 | 76 |  | 0.59 | 0.59 |  |  |  | Federally-Regulated Consumer Product |  | 2017-05-23
American Water Heater Co. | PREMIER PLUS SELF CLEANING PRESTIGE | BFG6240S403N*** | Natural Gas | FALSE | TRUE |  | FALSE | 40 | 67 |  | 40000 | 76 |  | 0.62 | 0.59 |  |  |  | Federally-Regulated Consumer Product |  | 2017-05-23
American Water Heater Co. | PREMIER PLUS SELF CLEANING PRESTIGE | BFG6240T343N*** | Natural Gas | FALSE | TRUE |  | FALSE | 40 | 53 |  | 34000 | 77 |  | 0.61 | 0.59 |  |  |  | Federally-Regulated Consumer Product |  | 2017-05-23
American Water Heater Co. | PREMIER PLUS SELF CLEANING PRESTIGE | MFG6140T403N*** | Natural Gas | FALSE | TRUE |  | TRUE | 40 | 69 |  | 40000 | 76 |  | 0.59 | 0.59 |  |  |  | Federally-Regulated Consumer Product |  | 2017-05-23
American Water Heater Co. | PREMIER PLUS SELF CLEANING PRESTIGE | PDVG6240T42N*** | Natural Gas | TRUE | TRUE |  | FALSE | 40 | 67 |  | 42000 | 76 |  | 0.67 | 0.59 |  |  |  | Federally-Regulated Consumer Product |  | 2017-05-23
American Water Heater Co. | PREMIER PLUS SELF CLEANING PRESTIGE | PVG6240T42N*** | Natural Gas | TRUE | TRUE |  | FALSE | 40 | 67 |  | 42000 | 76 |  | 0.67 | 0.59 |  |  |  | Federally-Regulated Consumer Product |  | 2017-05-23
American Water Heater Co. | PREMIER PLUS SELF CLEANING PRESTIGE | SG6140T403N*** | Natural Gas | FALSE | TRUE |  | FALSE | 40 | 77 |  | 40000 | 76 |  | 0.59 | 0.59 |  |  |  | Federally-Regulated Consumer Product |  | 2017-05-23
American Water Heater Co. | PREMIER PLUS SELF CLEANING PRESTIGE | UG6140T403N*** | Natural Gas | FALSE | TRUE |  | FALSE | 40 | 65 |  | 40000 | 77 |  | 0.59 | 0.59 |  |  |  | Federally-Regulated Consumer Product |  | 2017-05-23
American Water Heater Co. | PREMIER PLUS SELF CLEANING PRESTIGE | UG6240T403N*** | Natural Gas | FALSE | TRUE |  | FALSE | 40 | 70 |  | 40000 | 77 |  | 0.62 | 0.59 |  |  |  | Federally-Regulated Consumer Product |  | 2017-05-23
American Water Heater Co. | Pro-Line | DVG62-40S38-N*** | Natural Gas | FALSE | TRUE |  | FALSE | 40 | 60 |  | 38000 | 76 |  | 0.59 | 0.59 |  |  |  | Federally-Regulated Consumer Product |  | 2017-05-23
American Water Heater Co. | Pro-Line | BFG6240T403N*** | Natural Gas | FALSE | TRUE |  | FALSE | 40 | 69 |  | 40000 | 76 |  | 0.63 | 0.59 |  |  |  | Federally-Regulated Consumer Product |  | 2017-05-23
American Water Heater Co. | Pro-Line | BFG6140T343N*** | Natural Gas | FALSE | TRUE |  | FALSE | 40 | 53 |  | 34000 | 77 |  | 0.59 | 0.59 |  |  |  | Federally-Regulated Consumer Product |  | 2017-05-23
American Water Heater Co. | Pro-Line | BFG6140T403N*** | Natural Gas | FALSE | TRUE |  | FALSE | 40 | 69 |  | 40000 | 76 |  | 0.59 | 0.59 |  |  |  | Federally-Regulated Consumer Product |  | 2017-05-23
American Water Heater Co. | Pro-Line | BFG6240S403N*** | Natural Gas | FALSE | TRUE |  | FALSE | 40 | 67 |  | 40000 | 76 |  | 0.62 | 0.59 |  |  |  | Federally-Regulated Consumer Product |  | 2017-05-23
American Water Heater Co. | Pro-Line | BFG6240T343N*** | Natural Gas | FALSE | TRUE |  | FALSE | 40 | 53 |  | 34000 | 77 |  | 0.61 | 0.59 |  |  |  | Federally-Regulated Consumer Product |  | 2017-05-23
American Water Heater Co. | Pro-Line | MFG6140T403N*** | Natural Gas | FALSE | TRUE |  | TRUE | 40 | 69 |  | 40000 | 76 |  | 0.59 | 0.59 |  |  |  | Federally-Regulated Consumer Product |  | 2017-05-23
American Water Heater Co. | Pro-Line | PDVG6240T42N*** | Natural Gas | TRUE | TRUE |  | FALSE | 40 | 67 |  | 42000 | 76 |  | 0.67 | 0.59 |  |  |  | Federally-Regulated Consumer Product |  | 2017-05-23
American Water Heater Co. | Pro-Line | PVG6240T42N*** | Natural Gas | TRUE | TRUE |  | FALSE | 40 | 67 |  | 42000 | 76 |  | 0.67 | 0.59 |  |  |  | Federally-Regulated Consumer Product |  | 2017-05-23
American Water Heater Co. | Pro-Line | SG6140T403N*** | Natural Gas | FALSE | TRUE |  | FALSE | 40 | 77 |  | 40000 | 76 |  | 0.59 | 0.59 |  |  |  | Federally-Regulated Consumer Product |  | 2017-05-23
American Water Heater Co. | Pro-Line | UG6140T403N*** | Natural Gas | FALSE | TRUE |  | FALSE | 40 | 65 |  | 40000 | 77 |  | 0.59 | 0.59 |  |  |  | Federally-Regulated Consumer Product |  | 2017-05-23
American Water Heater Co. | Pro-Line | UG6240T403N*** | Natural Gas | FALSE | TRUE |  | FALSE | 40 | 70 |  | 40000 | 77 |  | 0.62 | 0.59 |  |  |  | Federally-Regulated Consumer Product |  | 2017-05-23
American Water Heater Co. | Quaker | DVG62-40S38-N*** | Natural Gas | FALSE | TRUE |  | FALSE | 40 | 60 |  | 38000 | 76 |  | 0.59 | 0.59 |  |  |  | Federally-Regulated Consumer Product |  | 2017-05-23
American Water Heater Co. | Quaker | BFG6240T403N*** | Natural Gas | FALSE | TRUE |  | FALSE | 40 | 69 |  | 40000 | 76 |  | 0.63 | 0.59 |  |  |  | Federally-Regulated Consumer Product |  | 2017-05-23
American Water Heater Co. | Quaker | BFG6140T343N*** | Natural Gas | FALSE | TRUE |  | FALSE | 40 | 53 |  | 34000 | 77 |  | 0.59 | 0.59 |  |  |  | Federally-Regulated Consumer Product |  | 2017-05-23
American Water Heater Co. | Quaker | BFG6140T403N*** | Natural Gas | FALSE | TRUE |  | FALSE | 40 | 69 |  | 40000 | 76 |  | 0.59 | 0.59 |  |  |  | Federally-Regulated Consumer Product |  | 2017-05-23
American Water Heater Co. | Quaker | BFG6240S403N*** | Natural Gas | FALSE | TRUE |  | FALSE | 40 | 67 |  | 40000 | 76 |  | 0.62 | 0.59 |  |  |  | Federally-Regulated Consumer Product |  | 2017-05-23
American Water Heater Co. | Quaker | BFG6240T343N*** | Natural Gas | FALSE | TRUE |  | FALSE | 40 | 53 |  | 34000 | 77 |  | 0.61 | 0.59 |  |  |  | Federally-Regulated Consumer Product |  | 2017-05-23
American Water Heater Co. | Quaker | MFG6140T403N*** | Natural Gas | FALSE | TRUE |  | TRUE | 40 | 69 |  | 40000 | 76 |  | 0.59 | 0.59 |  |  |  | Federally-Regulated Consumer Product |  | 2017-05-23
American Water Heater Co. | Quaker | PDVG6240T42N*** | Natural Gas | TRUE | TRUE |  | FALSE | 40 | 67 |  | 42000 | 76 |  | 0.67 | 0.59 |  |  |  | Federally-Regulated Consumer Product |  | 2017-05-23
American Water Heater Co. | Quaker | PVG6240T42N*** | Natural Gas | TRUE | TRUE |  | FALSE | 40 | 67 |  | 42000 | 76 |  | 0.67 | 0.59 |  |  |  | Federally-Regulated Consumer Product |  | 2017-05-23
American Water Heater Co. | Quaker | SG6140T403N*** | Natural Gas | FALSE | TRUE |  | FALSE | 40 | 77 |  | 40000 | 76 |  | 0.59 | 0.59 |  |  |  | Federally-Regulated Consumer Product |  | 2017-05-23
American Water Heater Co. | Quaker | UG6140T403N*** | Natural Gas | FALSE | TRUE |  | FALSE | 40 | 65 |  | 40000 | 77 |  | 0.59 | 0.59 |  |  |  | Federally-Regulated Consumer Product |  | 2017-05-23
American Water Heater Co. | Quaker | UG6240T403N*** | Natural Gas | FALSE | TRUE |  | FALSE | 40 | 70 |  | 40000 | 77 |  | 0.62 | 0.59 |  |  |  | Federally-Regulated Consumer Product |  | 2017-05-23
American Water Heater Co. | QUICK-FLO | DVG62-40S38-N*** | Natural Gas | FALSE | TRUE |  | FALSE | 40 | 60 |  | 38000 | 76 |  | 0.59 | 0.59 |  |  |  | Federally-Regulated Consumer Product |  | 2017-05-23
American Water Heater Co. | QUICK-FLO | BFG6240T403N*** | Natural Gas | FALSE | TRUE |  | FALSE | 40 | 69 |  | 40000 | 76 |  | 0.63 | 0.59 |  |  |  | Federally-Regulated Consumer Product |  | 2017-05-23
American Water Heater Co. | QUICK-FLO | BFG6140T343N*** | Natural Gas | FALSE | TRUE |  | FALSE | 40 | 53 |  | 34000 | 77 |  | 0.59 | 0.59 |  |  |  | Federally-Regulated Consumer Product |  | 2017-05-23
American Water Heater Co. | QUICK-FLO | BFG6140T403N*** | Natural Gas | FALSE | TRUE |  | FALSE | 40 | 69 |  | 40000 | 76 |  | 0.59 | 0.59 |  |  |  | Federally-Regulated Consumer Product |  | 2017-05-23
American Water Heater Co. | QUICK-FLO | BFG6240S403N*** | Natural Gas | FALSE | TRUE |  | FALSE | 40 | 67 |  | 40000 | 76 |  | 0.62 | 0.59 |  |  |  | Federally-Regulated Consumer Product |  | 2017-05-23
American Water Heater Co. | QUICK-FLO | BFG6240T343N*** | Natural Gas | FALSE | TRUE |  | FALSE | 40 | 53 |  | 34000 | 77 |  | 0.61 | 0.59 |  |  |  | Federally-Regulated Consumer Product |  | 2017-05-23
American Water Heater Co. | QUICK-FLO | MFG6140T403N*** | Natural Gas | FALSE | TRUE |  | TRUE | 40 | 69 |  | 40000 | 76 |  | 0.59 | 0.59 |  |  |  | Federally-Regulated Consumer Product |  | 2017-05-23
American Water Heater Co. | QUICK-FLO | PDVG6240T42N*** | Natural Gas | TRUE | TRUE |  | FALSE | 40 | 67 |  | 42000 | 76 |  | 0.67 | 0.59 |  |  |  | Federally-Regulated Consumer Product |  | 2017-05-23
American Water Heater Co. | QUICK-FLO | PVG6240T42N*** | Natural Gas | TRUE | TRUE |  | FALSE | 40 | 67 |  | 42000 | 76 |  | 0.67 | 0.59 |  |  |  | Federally-Regulated Consumer Product |  | 2017-05-23
American Water Heater Co. | QUICK-FLO | SG6140T403N*** | Natural Gas | FALSE | TRUE |  | FALSE | 40 | 77 |  | 40000 | 76 |  | 0.59 | 0.59 |  |  |  | Federally-Regulated Consumer Product |  | 2017-05-23
American Water Heater Co. | QUICK-FLO | UG6140T403N*** | Natural Gas | FALSE | TRUE |  | FALSE | 40 | 65 |  | 40000 | 77 |  | 0.59 | 0.59 |  |  |  | Federally-Regulated Consumer Product |  | 2017-05-23
American Water Heater Co. | QUICK-FLO | UG6240T403N*** | Natural Gas | FALSE | TRUE |  | FALSE | 40 | 70 |  | 40000 | 77 |  | 0.62 | 0.59 |  |  |  | Federally-Regulated Consumer Product |  | 2017-05-23
American Water Heater Co. | Raywall | DVG62-40S38-N*** | Natural Gas | FALSE | TRUE |  | FALSE | 40 | 60 |  | 38000 | 76 |  | 0.59 | 0.59 |  |  |  | Federally-Regulated Consumer Product |  | 2017-05-23
American Water Heater Co. | Raywall | BFG6240T403N*** | Natural Gas | FALSE | TRUE |  | FALSE | 40 | 69 |  | 40000 | 76 |  | 0.63 | 0.59 |  |  |  | Federally-Regulated Consumer Product |  | 2017-05-23
American Water Heater Co. | Raywall | BFG6140T343N*** | Natural Gas | FALSE | TRUE |  | FALSE | 40 | 53 |  | 34000 | 77 |  | 0.59 | 0.59 |  |  |  | Federally-Regulated Consumer Product |  | 2017-05-23
American Water Heater Co. | Raywall | BFG6140T403N*** | Natural Gas | FALSE | TRUE |  | FALSE | 40 | 69 |  | 40000 | 76 |  | 0.59 | 0.59 |  |  |  | Federally-Regulated Consumer Product |  | 2017-05-23
American Water Heater Co. | Raywall | BFG6240S403N*** | Natural Gas | FALSE | TRUE |  | FALSE | 40 | 67 |  | 40000 | 76 |  | 0.62 | 0.59 |  |  |  | Federally-Regulated Consumer Product |  | 2017-05-23
American Water Heater Co. | Raywall | BFG6240T343N*** | Natural Gas | FALSE | TRUE |  | FALSE | 40 | 53 |  | 34000 | 77 |  | 0.61 | 0.59 |  |  |  | Federally-Regulated Consumer Product |  | 2017-05-23
American Water Heater Co. | Raywall | MFG6140T403N*** | Natural Gas | FALSE | TRUE |  | TRUE | 40 | 69 |  | 40000 | 76 |  | 0.59 | 0.59 |  |  |  | Federally-Regulated Consumer Product |  | 2017-05-23
American Water Heater Co. | Raywall | PDVG6240T42N*** | Natural Gas | TRUE | TRUE |  | FALSE | 40 | 67 |  | 42000 | 76 |  | 0.67 | 0.59 |  |  |  | Federally-Regulated Consumer Product |  | 2017-05-23
American Water Heater Co. | Raywall | PVG6240T42N*** | Natural Gas | TRUE | TRUE |  | FALSE | 40 | 67 |  | 42000 | 76 |  | 0.67 | 0.59 |  |  |  | Federally-Regulated Consumer Product |  | 2017-05-23
American Water Heater Co. | Raywall | SG6140T403N*** | Natural Gas | FALSE | TRUE |  | FALSE | 40 | 77 |  | 40000 | 76 |  | 0.59 | 0.59 |  |  |  | Federally-Regulated Consumer Product |  | 2017-05-23
American Water Heater Co. | Raywall | UG6140T403N*** | Natural Gas | FALSE | TRUE |  | FALSE | 40 | 65 |  | 40000 | 77 |  | 0.59 | 0.59 |  |  |  | Federally-Regulated Consumer Product |  | 2017-05-23
American Water Heater Co. | Raywall | UG6240T403N*** | Natural Gas | FALSE | TRUE |  | FALSE | 40 | 70 |  | 40000 | 77 |  | 0.62 | 0.59 |  |  |  | Federally-Regulated Consumer Product |  | 2017-05-23
American Water Heater Co. | RIVERIA | DVG62-40S38-N*** | Natural Gas | FALSE | TRUE |  | FALSE | 40 | 60 |  | 38000 | 76 |  | 0.59 | 0.59 |  |  |  | Federally-Regulated Consumer Product |  | 2017-05-23
American Water Heater Co. | RIVERIA | BFG6240T403N*** | Natural Gas | FALSE | TRUE |  | FALSE | 40 | 69 |  | 40000 | 76 |  | 0.63 | 0.59 |  |  |  | Federally-Regulated Consumer Product |  | 2017-05-23
American Water Heater Co. | RIVERIA | BFG6140T343N*** | Natural Gas | FALSE | TRUE |  | FALSE | 40 | 53 |  | 34000 | 77 |  | 0.59 | 0.59 |  |  |  | Federally-Regulated Consumer Product |  | 2017-05-23
American Water Heater Co. | RIVERIA | BFG6140T403N*** | Natural Gas | FALSE | TRUE |  | FALSE | 40 | 69 |  | 40000 | 76 |  | 0.59 | 0.59 |  |  |  | Federally-Regulated Consumer Product |  | 2017-05-23
American Water Heater Co. | RIVERIA | BFG6240S403N*** | Natural Gas | FALSE | TRUE |  | FALSE | 40 | 67 |  | 40000 | 76 |  | 0.62 | 0.59 |  |  |  | Federally-Regulated Consumer Product |  | 2017-05-23
American Water Heater Co. | RIVERIA | BFG6240T343N*** | Natural Gas | FALSE | TRUE |  | FALSE | 40 | 53 |  | 34000 | 77 |  | 0.61 | 0.59 |  |  |  | Federally-Regulated Consumer Product |  | 2017-05-23
American Water Heater Co. | RIVERIA | MFG6140T403N*** | Natural Gas | FALSE | TRUE |  | TRUE | 40 | 69 |  | 40000 | 76 |  | 0.59 | 0.59 |  |  |  | Federally-Regulated Consumer Product |  | 2017-05-23
American Water Heater Co. | RIVERIA | PDVG6240T42N*** | Natural Gas | TRUE | TRUE |  | FALSE | 40 | 67 |  | 42000 | 76 |  | 0.67 | 0.59 |  |  |  | Federally-Regulated Consumer Product |  | 2017-05-23
American Water Heater Co. | RIVERIA | PVG6240T42N*** | Natural Gas | TRUE | TRUE |  | FALSE | 40 | 67 |  | 42000 | 76 |  | 0.67 | 0.59 |  |  |  | Federally-Regulated Consumer Product |  | 2017-05-23
American Water Heater Co. | RIVERIA | SG6140T403N*** | Natural Gas | FALSE | TRUE |  | FALSE | 40 | 77 |  | 40000 | 76 |  | 0.59 | 0.59 |  |  |  | Federally-Regulated Consumer Product |  | 2017-05-23
American Water Heater Co. | RIVERIA | UG6140T403N*** | Natural Gas | FALSE | TRUE |  | FALSE | 40 | 65 |  | 40000 | 77 |  | 0.59 | 0.59 |  |  |  | Federally-Regulated Consumer Product |  | 2017-05-23
American Water Heater Co. | RIVERIA | UG6240T403N*** | Natural Gas | FALSE | TRUE |  | FALSE | 40 | 70 |  | 40000 | 77 |  | 0.62 | 0.59 |  |  |  | Federally-Regulated Consumer Product |  | 2017-05-23
American Water Heater Co. | Sands | DVG62-40S38-N*** | Natural Gas | FALSE | TRUE |  | FALSE | 40 | 60 |  | 38000 | 76 |  | 0.59 | 0.59 |  |  |  | Federally-Regulated Consumer Product |  | 2017-05-23
American Water Heater Co. | Sands | BFG6240T403N*** | Natural Gas | FALSE | TRUE |  | FALSE | 40 | 69 |  | 40000 | 76 |  | 0.63 | 0.59 |  |  |  | Federally-Regulated Consumer Product |  | 2017-05-23
American Water Heater Co. | Sands | BFG6140T343N*** | Natural Gas | FALSE | TRUE |  | FALSE | 40 | 53 |  | 34000 | 77 |  | 0.59 | 0.59 |  |  |  | Federally-Regulated Consumer Product |  | 2017-05-23
American Water Heater Co. | Sands | BFG6140T403N*** | Natural Gas | FALSE | TRUE |  | FALSE | 40 | 69 |  | 40000 | 76 |  | 0.59 | 0.59 |  |  |  | Federally-Regulated Consumer Product |  | 2017-05-23
American Water Heater Co. | Sands | BFG6240S403N*** | Natural Gas | FALSE | TRUE |  | FALSE | 40 | 67 |  | 40000 | 76 |  | 0.62 | 0.59 |  |  |  | Federally-Regulated Consumer Product |  | 2017-05-23
American Water Heater Co. | Sands | BFG6240T343N*** | Natural Gas | FALSE | TRUE |  | FALSE | 40 | 53 |  | 34000 | 77 |  | 0.61 | 0.59 |  |  |  | Federally-Regulated Consumer Product |  | 2017-05-23
American Water Heater Co. | Sands | MFG6140T403N*** | Natural Gas | FALSE | TRUE |  | TRUE | 40 | 69 |  | 40000 | 76 |  | 0.59 | 0.59 |  |  |  | Federally-Regulated Consumer Product |  | 2017-05-23
American Water Heater Co. | Sands | PDVG6240T42N*** | Natural Gas | TRUE | TRUE |  | FALSE | 40 | 67 |  | 42000 | 76 |  | 0.67 | 0.59 |  |  |  | Federally-Regulated Consumer Product |  | 2017-05-23
American Water Heater Co. | Sands | PVG6240T42N*** | Natural Gas | TRUE | TRUE |  | FALSE | 40 | 67 |  | 42000 | 76 |  | 0.67 | 0.59 |  |  |  | Federally-Regulated Consumer Product |  | 2017-05-23
American Water Heater Co. | Sands | SG6140T403N*** | Natural Gas | FALSE | TRUE |  | FALSE | 40 | 77 |  | 40000 | 76 |  | 0.59 | 0.59 |  |  |  | Federally-Regulated Consumer Product |  | 2017-05-23
American Water Heater Co. | Sands | UG6140T403N*** | Natural Gas | FALSE | TRUE |  | FALSE | 40 | 65 |  | 40000 | 77 |  | 0.59 | 0.59 |  |  |  | Federally-Regulated Consumer Product |  | 2017-05-23
American Water Heater Co. | Sands | UG6240T403N*** | Natural Gas | FALSE | TRUE |  | FALSE | 40 | 70 |  | 40000 | 77 |  | 0.62 | 0.59 |  |  |  | Federally-Regulated Consumer Product |  | 2017-05-23
American Water Heater Co. | SENTINAL | DVG62-40S38-N*** | Natural Gas | FALSE | TRUE |  | FALSE | 40 | 60 |  | 38000 | 76 |  | 0.59 | 0.59 |  |  |  | Federally-Regulated Consumer Product |  | 2017-05-24
American Water Heater Co. | SENTINAL | BFG6240T403N*** | Natural Gas | FALSE | TRUE |  | FALSE | 40 | 69 |  | 40000 | 76 |  | 0.63 | 0.59 |  |  |  | Federally-Regulated Consumer Product |  | 2017-05-24
American Water Heater Co. | SENTINAL | BFG6140T343N*** | Natural Gas | FALSE | TRUE |  | FALSE | 40 | 53 |  | 34000 | 77 |  | 0.59 | 0.59 |  |  |  | Federally-Regulated Consumer Product |  | 2017-05-24
American Water Heater Co. | SENTINAL | BFG6140T403N*** | Natural Gas | FALSE | TRUE |  | FALSE | 40 | 69 |  | 40000 | 76 |  | 0.59 | 0.59 |  |  |  | Federally-Regulated Consumer Product |  | 2017-05-24
American Water Heater Co. | SENTINAL | BFG6240S403N*** | Natural Gas | FALSE | TRUE |  | FALSE | 40 | 67 |  | 40000 | 76 |  | 0.62 | 0.59 |  |  |  | Federally-Regulated Consumer Product |  | 2017-05-24
American Water Heater Co. | SENTINAL | BFG6240T343N*** | Natural Gas | FALSE | TRUE |  | FALSE | 40 | 53 |  | 34000 | 77 |  | 0.61 | 0.59 |  |  |  | Federally-Regulated Consumer Product |  | 2017-05-24
American Water Heater Co. | SENTINAL | MFG6140T403N*** | Natural Gas | FALSE | TRUE |  | TRUE | 40 | 69 |  | 40000 | 76 |  | 0.59 | 0.59 |  |  |  | Federally-Regulated Consumer Product |  | 2017-05-24
American Water Heater Co. | SENTINAL | PDVG6240T42N*** | Natural Gas | TRUE | TRUE |  | FALSE | 40 | 67 |  | 42000 | 76 |  | 0.67 | 0.59 |  |  |  | Federally-Regulated Consumer Product |  | 2017-05-24
American Water Heater Co. | SENTINAL | PVG6240T42N*** | Natural Gas | TRUE | TRUE |  | FALSE | 40 | 67 |  | 42000 | 76 |  | 0.67 | 0.59 |  |  |  | Federally-Regulated Consumer Product |  | 2017-05-24
American Water Heater Co. | SENTINAL | SG6140T403N*** | Natural Gas | FALSE | TRUE |  | FALSE | 40 | 77 |  | 40000 | 76 |  | 0.59 | 0.59 |  |  |  | Federally-Regulated Consumer Product |  | 2017-05-24
American Water Heater Co. | SENTINAL | UG6140T403N*** | Natural Gas | FALSE | TRUE |  | FALSE | 40 | 65 |  | 40000 | 77 |  | 0.59 | 0.59 |  |  |  | Federally-Regulated Consumer Product |  | 2017-05-24
American Water Heater Co. | SENTINAL | UG6240T403N*** | Natural Gas | FALSE | TRUE |  | FALSE | 40 | 70 |  | 40000 | 77 |  | 0.62 | 0.59 |  |  |  | Federally-Regulated Consumer Product |  | 2017-05-24
American Water Heater Co. | THE ENERGY SAVER PLUS | DVG62-40S38-N*** | Natural Gas | FALSE | TRUE |  | FALSE | 40 | 60 |  | 38000 | 76 |  | 0.59 | 0.59 |  |  |  | Federally-Regulated Consumer Product |  | 2017-05-24
American Water Heater Co. | THE ENERGY SAVER PLUS | BFG6240T403N*** | Natural Gas | FALSE | TRUE |  | FALSE | 40 | 69 |  | 40000 | 76 |  | 0.63 | 0.59 |  |  |  | Federally-Regulated Consumer Product |  | 2017-05-24
American Water Heater Co. | THE ENERGY SAVER PLUS | BFG6140T343N*** | Natural Gas | FALSE | TRUE |  | FALSE | 40 | 53 |  | 34000 | 77 |  | 0.59 | 0.59 |  |  |  | Federally-Regulated Consumer Product |  | 2017-05-24
American Water Heater Co. | THE ENERGY SAVER PLUS | BFG6140T403N*** | Natural Gas | FALSE | TRUE |  | FALSE | 40 | 69 |  | 40000 | 76 |  | 0.59 | 0.59 |  |  |  | Federally-Regulated Consumer Product |  | 2017-05-24
American Water Heater Co. | THE ENERGY SAVER PLUS | BFG6240S403N*** | Natural Gas | FALSE | TRUE |  | FALSE | 40 | 67 |  | 40000 | 76 |  | 0.62 | 0.59 |  |  |  | Federally-Regulated Consumer Product |  | 2017-05-24
American Water Heater Co. | THE ENERGY SAVER PLUS | BFG6240T343N*** | Natural Gas | FALSE | TRUE |  | FALSE | 40 | 53 |  | 34000 | 77 |  | 0.61 | 0.59 |  |  |  | Federally-Regulated Consumer Product |  | 2017-05-24
American Water Heater Co. | THE ENERGY SAVER PLUS | MFG6140T403N*** | Natural Gas | FALSE | TRUE |  | TRUE | 40 | 69 |  | 40000 | 76 |  | 0.59 | 0.59 |  |  |  | Federally-Regulated Consumer Product |  | 2017-05-24
American Water Heater Co. | THE ENERGY SAVER PLUS | PDVG6240T42N*** | Natural Gas | TRUE | TRUE |  | FALSE | 40 | 67 |  | 42000 | 76 |  | 0.67 | 0.59 |  |  |  | Federally-Regulated Consumer Product |  | 2017-05-24
American Water Heater Co. | THE ENERGY SAVER PLUS | PVG6240T42N*** | Natural Gas | TRUE | TRUE |  | FALSE | 40 | 67 |  | 42000 | 76 |  | 0.67 | 0.59 |  |  |  | Federally-Regulated Consumer Product |  | 2017-05-24
American Water Heater Co. | THE ENERGY SAVER PLUS | SG6140T403N*** | Natural Gas | FALSE | TRUE |  | FALSE | 40 | 77 |  | 40000 | 76 |  | 0.59 | 0.59 |  |  |  | Federally-Regulated Consumer Product |  | 2017-05-24
American Water Heater Co. | THE ENERGY SAVER PLUS | UG6140T403N*** | Natural Gas | FALSE | TRUE |  | FALSE | 40 | 65 |  | 40000 | 77 |  | 0.59 | 0.59 |  |  |  | Federally-Regulated Consumer Product |  | 2017-05-24
American Water Heater Co. | THE ENERGY SAVER PLUS | UG6240T403N*** | Natural Gas | FALSE | TRUE |  | FALSE | 40 | 70 |  | 40000 | 77 |  | 0.62 | 0.59 |  |  |  | Federally-Regulated Consumer Product |  | 2017-05-24
American Water Heater Co. | Thoro-Clean | DVG62-40S38-N*** | Natural Gas | FALSE | TRUE |  | FALSE | 40 | 60 |  | 38000 | 76 |  | 0.59 | 0.59 |  |  |  | Federally-Regulated Consumer Product |  | 2017-05-24
American Water Heater Co. | Thoro-Clean | BFG6240T403N*** | Natural Gas | FALSE | TRUE |  | FALSE | 40 | 69 |  | 40000 | 76 |  | 0.63 | 0.59 |  |  |  | Federally-Regulated Consumer Product |  | 2017-05-24
American Water Heater Co. | Thoro-Clean | BFG6140T343N*** | Natural Gas | FALSE | TRUE |  | FALSE | 40 | 53 |  | 34000 | 77 |  | 0.59 | 0.59 |  |  |  | Federally-Regulated Consumer Product |  | 2017-05-24
American Water Heater Co. | Thoro-Clean | BFG6140T403N*** | Natural Gas | FALSE | TRUE |  | FALSE | 40 | 69 |  | 40000 | 76 |  | 0.59 | 0.59 |  |  |  | Federally-Regulated Consumer Product |  | 2017-05-24
American Water Heater Co. | Thoro-Clean | BFG6240S403N*** | Natural Gas | FALSE | TRUE |  | FALSE | 40 | 67 |  | 40000 | 76 |  | 0.62 | 0.59 |  |  |  | Federally-Regulated Consumer Product |  | 2017-05-24
American Water Heater Co. | Thoro-Clean | BFG6240T343N*** | Natural Gas | FALSE | TRUE |  | FALSE | 40 | 53 |  | 34000 | 77 |  | 0.61 | 0.59 |  |  |  | Federally-Regulated Consumer Product |  | 2017-05-24
American Water Heater Co. | Thoro-Clean | MFG6140T403N*** | Natural Gas | FALSE | TRUE |  | TRUE | 40 | 69 |  | 40000 | 76 |  | 0.59 | 0.59 |  |  |  | Federally-Regulated Consumer Product |  | 2017-05-24
American Water Heater Co. | Thoro-Clean | PDVG6240T42N*** | Natural Gas | TRUE | TRUE |  | FALSE | 40 | 67 |  | 42000 | 76 |  | 0.67 | 0.59 |  |  |  | Federally-Regulated Consumer Product |  | 2017-05-24
American Water Heater Co. | Thoro-Clean | PVG6240T42N*** | Natural Gas | TRUE | TRUE |  | FALSE | 40 | 67 |  | 42000 | 76 |  | 0.67 | 0.59 |  |  |  | Federally-Regulated Consumer Product |  | 2017-05-24
American Water Heater Co. | Thoro-Clean | SG6140T403N*** | Natural Gas | FALSE | TRUE |  | FALSE | 40 | 77 |  | 40000 | 76 |  | 0.59 | 0.59 |  |  |  | Federally-Regulated Consumer Product |  | 2017-05-24
American Water Heater Co. | Thoro-Clean | UG6140T403N*** | Natural Gas | FALSE | TRUE |  | FALSE | 40 | 65 |  | 40000 | 77 |  | 0.59 | 0.59 |  |  |  | Federally-Regulated Consumer Product |  | 2017-05-24
American Water Heater Co. | Thoro-Clean | UG6240T403N*** | Natural Gas | FALSE | TRUE |  | FALSE | 40 | 70 |  | 40000 | 77 |  | 0.62 | 0.59 |  |  |  | Federally-Regulated Consumer Product |  | 2017-05-24
American Water Heater Co. | TRU VALUE | DVG62-40S38-N*** | Natural Gas | FALSE | TRUE |  | FALSE | 40 | 60 |  | 38000 | 76 |  | 0.59 | 0.59 |  |  |  | Federally-Regulated Consumer Product |  | 2017-05-24
American Water Heater Co. | TRU VALUE | BFG6240T403N*** | Natural Gas | FALSE | TRUE |  | FALSE | 40 | 69 |  | 40000 | 76 |  | 0.63 | 0.59 |  |  |  | Federally-Regulated Consumer Product |  | 2017-05-24
American Water Heater Co. | TRU VALUE | BFG6140T343N*** | Natural Gas | FALSE | TRUE |  | FALSE | 40 | 53 |  | 34000 | 77 |  | 0.59 | 0.59 |  |  |  | Federally-Regulated Consumer Product |  | 2017-05-24
American Water Heater Co. | TRU VALUE | BFG6140T403N*** | Natural Gas | FALSE | TRUE |  | FALSE | 40 | 69 |  | 40000 | 76 |  | 0.59 | 0.59 |  |  |  | Federally-Regulated Consumer Product |  | 2017-05-24
American Water Heater Co. | TRU VALUE | BFG6240S403N*** | Natural Gas | FALSE | TRUE |  | FALSE | 40 | 67 |  | 40000 | 76 |  | 0.62 | 0.59 |  |  |  | Federally-Regulated Consumer Product |  | 2017-05-24
American Water Heater Co. | TRU VALUE | BFG6240T343N*** | Natural Gas | FALSE | TRUE |  | FALSE | 40 | 53 |  | 34000 | 77 |  | 0.61 | 0.59 |  |  |  | Federally-Regulated Consumer Product |  | 2017-05-24
American Water Heater Co. | TRU VALUE | MFG6140T403N*** | Natural Gas | FALSE | TRUE |  | TRUE | 40 | 69 |  | 40000 | 76 |  | 0.59 | 0.59 |  |  |  | Federally-Regulated Consumer Product |  | 2017-05-24
American Water Heater Co. | TRU VALUE | PDVG6240T42N*** | Natural Gas | TRUE | TRUE |  | FALSE | 40 | 67 |  | 42000 | 76 |  | 0.67 | 0.59 |  |  |  | Federally-Regulated Consumer Product |  | 2017-05-24
American Water Heater Co. | TRU VALUE | PVG6240T42N*** | Natural Gas | TRUE | TRUE |  | FALSE | 40 | 67 |  | 42000 | 76 |  | 0.67 | 0.59 |  |  |  | Federally-Regulated Consumer Product |  | 2017-05-24
American Water Heater Co. | TRU VALUE | SG6140T403N*** | Natural Gas | FALSE | TRUE |  | FALSE | 40 | 77 |  | 40000 | 76 |  | 0.59 | 0.59 |  |  |  | Federally-Regulated Consumer Product |  | 2017-05-24
American Water Heater Co. | TRU VALUE | UG6140T403N*** | Natural Gas | FALSE | TRUE |  | FALSE | 40 | 65 |  | 40000 | 77 |  | 0.59 | 0.59 |  |  |  | Federally-Regulated Consumer Product |  | 2017-05-24
American Water Heater Co. | TRU VALUE | UG6240T403N*** | Natural Gas | FALSE | TRUE |  | FALSE | 40 | 70 |  | 40000 | 77 |  | 0.62 | 0.59 |  |  |  | Federally-Regulated Consumer Product |  | 2017-05-24
American Water Heater Co. | TRUE-TEST | DVG62-40S38-N*** | Natural Gas | FALSE | TRUE |  | FALSE | 40 | 60 |  | 38000 | 76 |  | 0.59 | 0.59 |  |  |  | Federally-Regulated Consumer Product |  | 2017-05-24
American Water Heater Co. | TRUE-TEST | BFG6240T403N*** | Natural Gas | FALSE | TRUE |  | FALSE | 40 | 69 |  | 40000 | 76 |  | 0.63 | 0.59 |  |  |  | Federally-Regulated Consumer Product |  | 2017-05-24
American Water Heater Co. | TRUE-TEST | BFG6140T343N*** | Natural Gas | FALSE | TRUE |  | FALSE | 40 | 53 |  | 34000 | 77 |  | 0.59 | 0.59 |  |  |  | Federally-Regulated Consumer Product |  | 2017-05-24
American Water Heater Co. | TRUE-TEST | BFG6140T403N*** | Natural Gas | FALSE | TRUE |  | FALSE | 40 | 69 |  | 40000 | 76 |  | 0.59 | 0.59 |  |  |  | Federally-Regulated Consumer Product |  | 2017-05-24
American Water Heater Co. | TRUE-TEST | BFG6240S403N*** | Natural Gas | FALSE | TRUE |  | FALSE | 40 | 67 |  | 40000 | 76 |  | 0.62 | 0.59 |  |  |  | Federally-Regulated Consumer Product |  | 2017-05-24
American Water Heater Co. | TRUE-TEST | BFG6240T343N*** | Natural Gas | FALSE | TRUE |  | FALSE | 40 | 53 |  | 34000 | 77 |  | 0.61 | 0.59 |  |  |  | Federally-Regulated Consumer Product |  | 2017-05-24
American Water Heater Co. | TRUE-TEST | MFG6140T403N*** | Natural Gas | FALSE | TRUE |  | TRUE | 40 | 69 |  | 40000 | 76 |  | 0.59 | 0.59 |  |  |  | Federally-Regulated Consumer Product |  | 2017-05-24
American Water Heater Co. | TRUE-TEST | PDVG6240T42N*** | Natural Gas | TRUE | TRUE |  | FALSE | 40 | 67 |  | 42000 | 76 |  | 0.67 | 0.59 |  |  |  | Federally-Regulated Consumer Product |  | 2017-05-24
American Water Heater Co. | TRUE-TEST | PVG6240T42N*** | Natural Gas | TRUE | TRUE |  | FALSE | 40 | 67 |  | 42000 | 76 |  | 0.67 | 0.59 |  |  |  | Federally-Regulated Consumer Product |  | 2017-05-24
American Water Heater Co. | TRUE-TEST | SG6140T403N*** | Natural Gas | FALSE | TRUE |  | FALSE | 40 | 77 |  | 40000 | 76 |  | 0.59 | 0.59 |  |  |  | Federally-Regulated Consumer Product |  | 2017-05-24
American Water Heater Co. | TRUE-TEST | UG6140T403N*** | Natural Gas | FALSE | TRUE |  | FALSE | 40 | 65 |  | 40000 | 77 |  | 0.59 | 0.59 |  |  |  | Federally-Regulated Consumer Product |  | 2017-05-24
American Water Heater Co. | TRUE-TEST | UG6240T403N*** | Natural Gas | FALSE | TRUE |  | FALSE | 40 | 70 |  | 40000 | 77 |  | 0.62 | 0.59 |  |  |  | Federally-Regulated Consumer Product |  | 2017-05-24
American Water Heater Co. | U.S. SUPPLY | DVG62-40S38-N*** | Natural Gas | FALSE | TRUE |  | FALSE | 40 | 60 |  | 38000 | 76 |  | 0.59 | 0.59 |  |  |  | Federally-Regulated Consumer Product |  | 2017-05-24
American Water Heater Co. | U.S. SUPPLY | BFG6240T403N*** | Natural Gas | FALSE | TRUE |  | FALSE | 40 | 69 |  | 40000 | 76 |  | 0.63 | 0.59 |  |  |  | Federally-Regulated Consumer Product |  | 2017-05-24
American Water Heater Co. | U.S. SUPPLY | BFG6140T343N*** | Natural Gas | FALSE | TRUE |  | FALSE | 40 | 53 |  | 34000 | 77 |  | 0.59 | 0.59 |  |  |  | Federally-Regulated Consumer Product |  | 2017-05-24
American Water Heater Co. | U.S. SUPPLY | BFG6140T403N*** | Natural Gas | FALSE | TRUE |  | FALSE | 40 | 69 |  | 40000 | 76 |  | 0.59 | 0.59 |  |  |  | Federally-Regulated Consumer Product |  | 2017-05-24
American Water Heater Co. | U.S. SUPPLY | BFG6240S403N*** | Natural Gas | FALSE | TRUE |  | FALSE | 40 | 67 |  | 40000 | 76 |  | 0.62 | 0.59 |  |  |  | Federally-Regulated Consumer Product |  | 2017-05-24
American Water Heater Co. | U.S. SUPPLY | BFG6240T343N*** | Natural Gas | FALSE | TRUE |  | FALSE | 40 | 53 |  | 34000 | 77 |  | 0.61 | 0.59 |  |  |  | Federally-Regulated Consumer Product |  | 2017-05-24
American Water Heater Co. | U.S. SUPPLY | MFG6140T403N*** | Natural Gas | FALSE | TRUE |  | TRUE | 40 | 69 |  | 40000 | 76 |  | 0.59 | 0.59 |  |  |  | Federally-Regulated Consumer Product |  | 2017-05-24
American Water Heater Co. | U.S. SUPPLY | PDVG6240T42N*** | Natural Gas | TRUE | TRUE |  | FALSE | 40 | 67 |  | 42000 | 76 |  | 0.67 | 0.59 |  |  |  | Federally-Regulated Consumer Product |  | 2017-05-24
American Water Heater Co. | U.S. SUPPLY | PVG6240T42N*** | Natural Gas | TRUE | TRUE |  | FALSE | 40 | 67 |  | 42000 | 76 |  | 0.67 | 0.59 |  |  |  | Federally-Regulated Consumer Product |  | 2017-05-24
American Water Heater Co. | U.S. SUPPLY | SG6140T403N*** | Natural Gas | FALSE | TRUE |  | FALSE | 40 | 77 |  | 40000 | 76 |  | 0.59 | 0.59 |  |  |  | Federally-Regulated Consumer Product |  | 2017-05-24
American Water Heater Co. | U.S. SUPPLY | UG6140T403N*** | Natural Gas | FALSE | TRUE |  | FALSE | 40 | 65 |  | 40000 | 77 |  | 0.59 | 0.59 |  |  |  | Federally-Regulated Consumer Product |  | 2017-05-24
American Water Heater Co. | U.S. SUPPLY | UG6240T403N*** | Natural Gas | FALSE | TRUE |  | FALSE | 40 | 70 |  | 40000 | 77 |  | 0.62 | 0.59 |  |  |  | Federally-Regulated Consumer Product |  | 2017-05-24
American Water Heater Co. | Whirlpool | DVG62-40S38-N*** | Natural Gas | FALSE | TRUE |  | FALSE | 40 | 60 |  | 38000 | 76 |  | 0.59 | 0.59 |  |  |  | Federally-Regulated Consumer Product |  | 2017-05-24
American Water Heater Co. | Whirlpool | BFG6240T403N*** | Natural Gas | FALSE | TRUE |  | FALSE | 40 | 69 |  | 40000 | 76 |  | 0.63 | 0.59 |  |  |  | Federally-Regulated Consumer Product |  | 2017-05-24
American Water Heater Co. | Whirlpool | BFG6140T343N*** | Natural Gas | FALSE | TRUE |  | FALSE | 40 | 53 |  | 34000 | 77 |  | 0.59 | 0.59 |  |  |  | Federally-Regulated Consumer Product |  | 2017-05-24
American Water Heater Co. | Whirlpool | BFG6140T403N*** | Natural Gas | FALSE | TRUE |  | FALSE | 40 | 69 |  | 40000 | 76 |  | 0.59 | 0.59 |  |  |  | Federally-Regulated Consumer Product |  | 2017-05-24
American Water Heater Co. | Whirlpool | BFG6240S403N*** | Natural Gas | FALSE | TRUE |  | FALSE | 40 | 67 |  | 40000 | 76 |  | 0.62 | 0.59 |  |  |  | Federally-Regulated Consumer Product |  | 2017-05-24
American Water Heater Co. | Whirlpool | BFG6240T343N*** | Natural Gas | FALSE | TRUE |  | FALSE | 40 | 53 |  | 34000 | 77 |  | 0.61 | 0.59 |  |  |  | Federally-Regulated Consumer Product |  | 2017-05-24
American Water Heater Co. | Whirlpool | MFG6140T403N*** | Natural Gas | FALSE | TRUE |  | TRUE | 40 | 69 |  | 40000 | 76 |  | 0.59 | 0.59 |  |  |  | Federally-Regulated Consumer Product |  | 2017-05-24
American Water Heater Co. | Whirlpool | PDVG6240T42N*** | Natural Gas | TRUE | TRUE |  | FALSE | 40 | 67 |  | 42000 | 76 |  | 0.67 | 0.59 |  |  |  | Federally-Regulated Consumer Product |  | 2017-05-24
American Water Heater Co. | Whirlpool | PVG6240T42N*** | Natural Gas | TRUE | TRUE |  | FALSE | 40 | 67 |  | 42000 | 76 |  | 0.67 | 0.59 |  |  |  | Federally-Regulated Consumer Product |  | 2017-05-24
American Water Heater Co. | Whirlpool | SG6140T403N*** | Natural Gas | FALSE | TRUE |  | FALSE | 40 | 77 |  | 40000 | 76 |  | 0.59 | 0.59 |  |  |  | Federally-Regulated Consumer Product |  | 2017-05-24
American Water Heater Co. | Whirlpool | UG6140T403N*** | Natural Gas | FALSE | TRUE |  | FALSE | 40 | 65 |  | 40000 | 77 |  | 0.59 | 0.59 |  |  |  | Federally-Regulated Consumer Product |  | 2017-05-24
American Water Heater Co. | Whirlpool | UG6240T403N*** | Natural Gas | FALSE | TRUE |  | FALSE | 40 | 70 |  | 40000 | 77 |  | 0.62 | 0.59 |  |  |  | Federally-Regulated Consumer Product |  | 2017-05-24
American Water Heater Co. | XCL Energy Saver | DVG62-40S38-N*** | Natural Gas | FALSE | TRUE |  | FALSE | 40 | 60 |  | 38000 | 76 |  | 0.59 | 0.59 |  |  |  | Federally-Regulated Consumer Product |  | 2017-05-24
American Water Heater Co. | XCL Energy Saver | BFG6240T403N*** | Natural Gas | FALSE | TRUE |  | FALSE | 40 | 69 |  | 40000 | 76 |  | 0.63 | 0.59 |  |  |  | Federally-Regulated Consumer Product |  | 2017-05-24
American Water Heater Co. | XCL Energy Saver | BFG6140T343N*** | Natural Gas | FALSE | TRUE |  | FALSE | 40 | 53 |  | 34000 | 77 |  | 0.59 | 0.59 |  |  |  | Federally-Regulated Consumer Product |  | 2017-05-24
American Water Heater Co. | XCL Energy Saver | BFG6140T403N*** | Natural Gas | FALSE | TRUE |  | FALSE | 40 | 69 |  | 40000 | 76 |  | 0.59 | 0.59 |  |  |  | Federally-Regulated Consumer Product |  | 2017-05-24
American Water Heater Co. | XCL Energy Saver | BFG6240S403N*** | Natural Gas | FALSE | TRUE |  | FALSE | 40 | 67 |  | 40000 | 76 |  | 0.62 | 0.59 |  |  |  | Federally-Regulated Consumer Product |  | 2017-05-24
American Water Heater Co. | XCL Energy Saver | BFG6240T343N*** | Natural Gas | FALSE | TRUE |  | FALSE | 40 | 53 |  | 34000 | 77 |  | 0.61 | 0.59 |  |  |  | Federally-Regulated Consumer Product |  | 2017-05-24
American Water Heater Co. | XCL Energy Saver | MFG6140T403N*** | Natural Gas | FALSE | TRUE |  | TRUE | 40 | 69 |  | 40000 | 76 |  | 0.59 | 0.59 |  |  |  | Federally-Regulated Consumer Product |  | 2017-05-24
American Water Heater Co. | XCL Energy Saver | PDVG6240T42N*** | Natural Gas | TRUE | TRUE |  | FALSE | 40 | 67 |  | 42000 | 76 |  | 0.67 | 0.59 |  |  |  | Federally-Regulated Consumer Product |  | 2017-05-24
American Water Heater Co. | XCL Energy Saver | PVG6240T42N*** | Natural Gas | TRUE | TRUE |  | FALSE | 40 | 67 |  | 42000 | 76 |  | 0.67 | 0.59 |  |  |  | Federally-Regulated Consumer Product |  | 2017-05-24
American Water Heater Co. | XCL Energy Saver | SG6140T403N*** | Natural Gas | FALSE | TRUE |  | FALSE | 40 | 77 |  | 40000 | 76 |  | 0.59 | 0.59 |  |  |  | Federally-Regulated Consumer Product |  | 2017-05-24
American Water Heater Co. | XCL Energy Saver | UG6140T403N*** | Natural Gas | FALSE | TRUE |  | FALSE | 40 | 65 |  | 40000 | 77 |  | 0.59 | 0.59 |  |  |  | Federally-Regulated Consumer Product |  | 2017-05-24
American Water Heater Co. | XCL Energy Saver | UG6240T403N*** | Natural Gas | FALSE | TRUE |  | FALSE | 40 | 70 |  | 40000 | 77 |  | 0.62 | 0.59 |  |  |  | Federally-Regulated Consumer Product |  | 2017-05-24
American Water Heater Co. | Servistar | DVG62-40S38-N*** | Natural Gas | FALSE | TRUE |  | FALSE | 40 | 60 |  | 38000 | 76 |  | 0.59 | 0.59 |  |  |  | Federally-Regulated Consumer Product |  | 2017-05-24
American Water Heater Co. | Servistar | BFG6240T403N*** | Natural Gas | FALSE | TRUE |  | FALSE | 40 | 69 |  | 40000 | 76 |  | 0.63 | 0.59 |  |  |  | Federally-Regulated Consumer Product |  | 2017-05-24
American Water Heater Co. | Servistar | BFG6140T343N*** | Natural Gas | FALSE | TRUE |  | FALSE | 40 | 53 |  | 34000 | 77 |  | 0.59 | 0.59 |  |  |  | Federally-Regulated Consumer Product |  | 2017-05-24
American Water Heater Co. | Servistar | BFG6140T403N*** | Natural Gas | FALSE | TRUE |  | FALSE | 40 | 69 |  | 40000 | 76 |  | 0.59 | 0.59 |  |  |  | Federally-Regulated Consumer Product |  | 2017-05-24
American Water Heater Co. | Servistar | BFG6240S403N*** | Natural Gas | FALSE | TRUE |  | FALSE | 40 | 67 |  | 40000 | 76 |  | 0.62 | 0.59 |  |  |  | Federally-Regulated Consumer Product |  | 2017-05-24
American Water Heater Co. | Servistar | BFG6240T343N*** | Natural Gas | FALSE | TRUE |  | FALSE | 40 | 53 |  | 34000 | 77 |  | 0.61 | 0.59 |  |  |  | Federally-Regulated Consumer Product |  | 2017-05-24
American Water Heater Co. | Servistar | MFG6140T403N*** | Natural Gas | FALSE | TRUE |  | TRUE | 40 | 69 |  | 40000 | 76 |  | 0.59 | 0.59 |  |  |  | Federally-Regulated Consumer Product |  | 2017-05-24
American Water Heater Co. | Servistar | PDVG6240T42N*** | Natural Gas | TRUE | TRUE |  | FALSE | 40 | 67 |  | 42000 | 76 |  | 0.67 | 0.59 |  |  |  | Federally-Regulated Consumer Product |  | 2017-05-24
American Water Heater Co. | Servistar | PVG6240T42N*** | Natural Gas | TRUE | TRUE |  | FALSE | 40 | 67 |  | 42000 | 76 |  | 0.67 | 0.59 |  |  |  | Federally-Regulated Consumer Product |  | 2017-05-24
American Water Heater Co. | Servistar | SG6140T403N*** | Natural Gas | FALSE | TRUE |  | FALSE | 40 | 77 |  | 40000 | 76 |  | 0.59 | 0.59 |  |  |  | Federally-Regulated Consumer Product |  | 2017-05-24
American Water Heater Co. | Servistar | UG6140T403N*** | Natural Gas | FALSE | TRUE |  | FALSE | 40 | 65 |  | 40000 | 77 |  | 0.59 | 0.59 |  |  |  | Federally-Regulated Consumer Product |  | 2017-05-24
American Water Heater Co. | Servistar | UG6240T403N*** | Natural Gas | FALSE | TRUE |  | FALSE | 40 | 70 |  | 40000 | 77 |  | 0.62 | 0.59 |  |  |  | Federally-Regulated Consumer Product |  | 2017-05-24
American Water Heater Co. | Shamrock | DVG62-40S38-N*** | Natural Gas | FALSE | TRUE |  | FALSE | 40 | 60 |  | 38000 | 76 |  | 0.59 | 0.59 |  |  |  | Federally-Regulated Consumer Product |  | 2017-05-24
American Water Heater Co. | Shamrock | BFG6240T403N*** | Natural Gas | FALSE | TRUE |  | FALSE | 40 | 69 |  | 40000 | 76 |  | 0.63 | 0.59 |  |  |  | Federally-Regulated Consumer Product |  | 2017-05-24
American Water Heater Co. | Shamrock | BFG6140T343N*** | Natural Gas | FALSE | TRUE |  | FALSE | 40 | 53 |  | 34000 | 77 |  | 0.59 | 0.59 |  |  |  | Federally-Regulated Consumer Product |  | 2017-05-24
American Water Heater Co. | Shamrock | BFG6140T403N*** | Natural Gas | FALSE | TRUE |  | FALSE | 40 | 69 |  | 40000 | 76 |  | 0.59 | 0.59 |  |  |  | Federally-Regulated Consumer Product |  | 2017-05-24
American Water Heater Co. | Shamrock | BFG6240S403N*** | Natural Gas | FALSE | TRUE |  | FALSE | 40 | 67 |  | 40000 | 76 |  | 0.62 | 0.59 |  |  |  | Federally-Regulated Consumer Product |  | 2017-05-24
American Water Heater Co. | Shamrock | BFG6240T343N*** | Natural Gas | FALSE | TRUE |  | FALSE | 40 | 53 |  | 34000 | 77 |  | 0.61 | 0.59 |  |  |  | Federally-Regulated Consumer Product |  | 2017-05-24
American Water Heater Co. | Shamrock | MFG6140T403N*** | Natural Gas | FALSE | TRUE |  | TRUE | 40 | 69 |  | 40000 | 76 |  | 0.59 | 0.59 |  |  |  | Federally-Regulated Consumer Product |  | 2017-05-24
American Water Heater Co. | Shamrock | PDVG6240T42N*** | Natural Gas | TRUE | TRUE |  | FALSE | 40 | 67 |  | 42000 | 76 |  | 0.67 | 0.59 |  |  |  | Federally-Regulated Consumer Product |  | 2017-05-24
American Water Heater Co. | Shamrock | PVG6240T42N*** | Natural Gas | TRUE | TRUE |  | FALSE | 40 | 67 |  | 42000 | 76 |  | 0.67 | 0.59 |  |  |  | Federally-Regulated Consumer Product |  | 2017-05-24
American Water Heater Co. | Shamrock | SG6140T403N*** | Natural Gas | FALSE | TRUE |  | FALSE | 40 | 77 |  | 40000 | 76 |  | 0.59 | 0.59 |  |  |  | Federally-Regulated Consumer Product |  | 2017-05-24
American Water Heater Co. | Shamrock | UG6140T403N*** | Natural Gas | FALSE | TRUE |  | FALSE | 40 | 65 |  | 40000 | 77 |  | 0.59 | 0.59 |  |  |  | Federally-Regulated Consumer Product |  | 2017-05-24
American Water Heater Co. | Shamrock | UG6240T403N*** | Natural Gas | FALSE | TRUE |  | FALSE | 40 | 70 |  | 40000 | 77 |  | 0.62 | 0.59 |  |  |  | Federally-Regulated Consumer Product |  | 2017-05-24
A O Smith Water Products | Reliance | (3¦6) 40 NOCT* 400 | Natural Gas | FALSE | TRUE |  | FALSE | 40 | 67 |  | 35500 | 79 |  | 0.62 | 0.59 |  |  |  | Federally-Regulated Consumer Product |  | 2015-10-01
A O Smith Water Products | Reliance | (6¦9) 40 UN(B¦K)RT* 400 | Natural Gas | FALSE | TRUE |  | FALSE | 40 | 71 |  | 40000 | 80 |  | 0.62 | 0.59 |  |  |  | Federally-Regulated Consumer Product |  | 2015-10-01
A.O. Smith (McBee) | Reliance | (6¦9) 40 UN(B¦K)RT* 400 | Natural Gas | FALSE | TRUE |  | FALSE | 40 | 71 |  | 40000 | 80 |  | 0.62 | 0.62 |  |  |  | Federally-Regulated Consumer Product |  | 2015-07-06
A O Smith Water Products | Reliance | (6¦9¦12) 40 N(A¦B¦K)CS* 400 | Natural Gas | FALSE | TRUE |  | FALSE | 40 | 69 |  | 40000 | 76 |  | 0.62 | 0.59 |  |  |  | Federally-Regulated Consumer Product |  | 2015-10-01
A.O. Smith (McBee) | Reliance | (6¦9¦12) 40 N(A¦B¦K)CT* 400 | Natural Gas | FALSE | TRUE |  | FALSE | 40 | 70 |  | 40000 | 78 |  | 0.62 | 0.62 |  |  |  | Federally-Regulated Consumer Product |  | 2015-07-06
A O Smith Water Products | Reliance | (6¦9¦12) 40 N(A¦B¦K)CT* 400 | Natural Gas | FALSE | TRUE |  | FALSE | 40 | 70 |  | 40000 | 78 |  | 0.62 | 0.59 |  |  |  | Federally-Regulated Consumer Product |  | 2015-10-01
A O Smith Water Products | Reliance | (6¦9¦12) 40 UN(A¦B¦K)CT* 400 | Natural Gas | FALSE | TRUE |  | FALSE | 40 | 71 |  | 40000 | 78 |  | 0.63 | 0.59 |  |  |  | Federally-Regulated Consumer Product |  | 2015-10-01
A O Smith Water Products | A.O. SMITH | (G¦X)CR 40(L) 400 | Natural Gas | FALSE | TRUE |  | FALSE | 40 | 70 |  | 40000 | 78 |  | 0.62 | 0.59 |  |  |  | Federally-Regulated Consumer Product |  | 2017-05-25
A.O. Smith (McBee) | A O Smith Water Products | (G¦X)CR 40(L) 400 | Natural Gas | FALSE | TRUE |  | FALSE | 40 | 70 |  | 40000 | 78 |  | 0.62 | 0.62 |  |  |  | Federally-Regulated Consumer Product |  | 2015-07-06
A O Smith Water Products | A.O. SMITH | (G¦X)CRH 40 400 | Natural Gas | FALSE | TRUE |  | FALSE | 40 | 67 |  | 35500 | 79 |  | 0.62 | 0.59 |  |  |  | Federally-Regulated Consumer Product |  | 2017-05-25
A O Smith Water Products | A O Smith Water Products | (G¦X)CRH 40 400 | Natural Gas | FALSE | TRUE |  | FALSE | 40 | 67 |  | 35500 | 79 |  | 0.62 | 0.59 |  |  |  | Federally-Regulated Consumer Product |  | 2015-04-10
A O Smith Water Products | A.O. SMITH | (G¦X)CRL 40 400 | Natural Gas | FALSE | TRUE |  | FALSE | 40 | 69 |  | 40000 | 76 |  | 0.62 | 0.59 |  |  |  | Federally-Regulated Consumer Product |  | 2017-05-25
A O Smith Water Products | A O Smith Water Products | (G¦X)CRL 40 400 | Natural Gas | FALSE | TRUE |  | FALSE | 40 | 69 |  | 40000 | 76 |  | 0.62 | 0.59 |  |  |  | Federally-Regulated Consumer Product |  | 2015-04-10
Giant Factories¦ Inc. | GIANT | UG40-38TFPDV1-N2U-US | Natural Gas | TRUE | TRUE |  | FALSE | 40 | 69 |  | 38000 | 81 |  | 0.67 | 0.59 |  |  |  | Federally-Regulated Consumer Product |  | 2017-05-25
Giant Factories¦ Inc. | GIANT | UG40-40LFPV2-N2U-US | Natural Gas | TRUE | TRUE |  | FALSE | 40 | 70 |  | 40000 | 78 |  | 0.67 | 0.59 |  |  |  | Federally-Regulated Consumer Product |  | 2017-05-25
American Water Heater Co. | American | GU81 40T40 400 | Natural Gas | FALSE | TRUE |  | FALSE | 40 | 74 |  | 40000 | 80 |  | 0.62 | 0.59 |  |  |  | Federally-Regulated Consumer Product |  | 2017-05-25
American Water Heater Co. | American | DVG62-40S38-N*** | Natural Gas | FALSE | TRUE |  | FALSE | 40 | 60 |  | 38000 | 76 |  | 0.59 | 0.59 |  |  |  | Federally-Regulated Consumer Product |  | 2017-05-25
American Water Heater Co. | American | BFG6240T403N*** | Natural Gas | FALSE | TRUE |  | FALSE | 40 | 69 |  | 40000 | 76 |  | 0.63 | 0.59 |  |  |  | Federally-Regulated Consumer Product |  | 2017-05-25
American Water Heater Co. | American | BFG6140S403N0H*** | Natural Gas | FALSE | TRUE |  | FALSE | 40 | 67 |  | 40000 | 76 |  | 0.59 | 0.59 |  |  |  | Federally-Regulated Consumer Product |  | 2017-05-25
American Water Heater Co. | American | BFG6140T343N*** | Natural Gas | FALSE | TRUE |  | FALSE | 40 | 53 |  | 34000 | 77 |  | 0.59 | 0.59 |  |  |  | Federally-Regulated Consumer Product |  | 2017-05-25
American Water Heater Co. | American | BFG6140T403N*** | Natural Gas | FALSE | TRUE |  | FALSE | 40 | 69 |  | 40000 | 76 |  | 0.59 | 0.59 |  |  |  | Federally-Regulated Consumer Product |  | 2017-05-25
American Water Heater Co. | American | BFG6240S403N*** | Natural Gas | FALSE | TRUE |  | FALSE | 40 | 67 |  | 40000 | 76 |  | 0.62 | 0.59 |  |  |  | Federally-Regulated Consumer Product |  | 2017-05-25
American Water Heater Co. | American | BFG6240T343N*** | Natural Gas | FALSE | TRUE |  | FALSE | 40 | 53 |  | 34000 | 77 |  | 0.61 | 0.59 |  |  |  | Federally-Regulated Consumer Product |  | 2017-05-25
American Water Heater Co. | American | MFG6140T403N*** | Natural Gas | FALSE | TRUE |  | TRUE | 40 | 69 |  | 40000 | 76 |  | 0.59 | 0.59 |  |  |  | Federally-Regulated Consumer Product |  | 2017-05-25
American Water Heater Co. | American | PDVG6240T42N*** | Natural Gas | TRUE | TRUE |  | FALSE | 40 | 67 |  | 42000 | 76 |  | 0.67 | 0.59 |  |  |  | Federally-Regulated Consumer Product |  | 2017-05-25
American Water Heater Co. | American | PVG6240T42N*** | Natural Gas | TRUE | TRUE |  | FALSE | 40 | 67 |  | 42000 | 76 |  | 0.67 | 0.59 |  |  |  | Federally-Regulated Consumer Product |  | 2017-05-25
American Water Heater Co. | American | SG6140T403N*** | Natural Gas | FALSE | TRUE |  | FALSE | 40 | 77 |  | 40000 | 76 |  | 0.59 | 0.59 |  |  |  | Federally-Regulated Consumer Product |  | 2017-05-25
American Water Heater Co. | American | UG6140T403N*** | Natural Gas | FALSE | TRUE |  | FALSE | 40 | 65 |  | 40000 | 77 |  | 0.59 | 0.59 |  |  |  | Federally-Regulated Consumer Product |  | 2017-05-25
American Water Heater Co. | American | UG6240T403N*** | Natural Gas | FALSE | TRUE |  | FALSE | 40 | 70 |  | 40000 | 77 |  | 0.62 | 0.59 |  |  |  | Federally-Regulated Consumer Product |  | 2017-05-25
American Water Heater Co. | American | GU(3¦6¦9¦10¦12)140T40 400 | Natural Gas | FALSE | TRUE |  | FALSE | 40 | 74 |  | 40000 | 80 |  | 0.62 | 0.59 |  |  |  | Federally-Regulated Consumer Product |  | 2017-05-25
Bradford White Corporation | BRADFORD WHITE | DS140S**FBN(B)-***** | Natural Gas | FALSE | TRUE |  | FALSE | 40 | 73 |  | 38000 | 79 |  | 0.59 | 0.59 |  |  |  | Federally-Regulated Consumer Product |  | 2017-05-25
Bradford White Corporation | BRADFORD WHITE | M1XR403S**FBN(C) | Natural Gas | FALSE | TRUE |  | FALSE | 40 | 74 |  | 40000 | 79 |  | 0.59 | 0.59 |  |  |  | Federally-Regulated Consumer Product |  | 2017-05-25
Bradford White Corporation | BRADFORD WHITE | M440T**FBN(C) | Natural Gas | FALSE | TRUE |  | FALSE | 40 | 76 |  | 40000 | 80 |  | 0.62 | 0.59 |  |  |  | Federally-Regulated Consumer Product |  | 2017-05-25
Bradford White Corporation | BRADFORD WHITE | M4403S**FBN(C) | Natural Gas | FALSE | TRUE |  | FALSE | 40 | 74 |  | 40000 | 80 |  | 0.62 | 0.59 |  |  |  | Federally-Regulated Consumer Product |  | 2017-05-25
Bradford White Corporation | BRADFORD WHITE | D4403S**FBN | Natural Gas | TRUE | TRUE |  | FALSE | 40 | 72 |  | 38000 | 78 |  | 0.67 | 0.59 |  |  |  | Federally-Regulated Consumer Product |  | 2017-05-25
Bradford White Corporation | BRADFORD WHITE | M1TW40S**FBN(A)-478 | Natural Gas | TRUE | TRUE |  | FALSE | 40 | 72 |  | 40000 | 80 |  | 0.64 | 0.59 |  |  |  | Federally-Regulated Consumer Product |  | 2017-05-25
Bradford White Corporation | BRADFORD WHITE | M1TW40S*BN1 | Natural Gas | TRUE | TRUE |  | FALSE | 40 | 72 |  | 40000 | 80 |  | 0.63 | 0.59 |  |  |  | Federally-Regulated Consumer Product |  | 2017-05-25
Bradford White Corporation | BRADFORD WHITE | M1TW40S**FBN(A) | Natural Gas | TRUE | TRUE |  | FALSE | 40 | 72 |  | 40000 | 80 |  | 0.63 | 0.59 |  |  |  | Federally-Regulated Consumer Product |  | 2017-05-25
Bradford White Corporation | BRADFORD WHITE | U4TW40T**FRN(A) | Natural Gas | TRUE | TRUE |  | FALSE | 40 | 72 |  | 40000 | 78 |  | 0.67 | 0.59 |  |  |  | Federally-Regulated Consumer Product |  | 2017-05-25
Bradford White Corporation | BRADFORD WHITE | MIMH40T**N13-ATO****** | Natural Gas | FALSE | TRUE |  | TRUE | 40 | 60 |  | 34000 | 78 |  | 0.59 | 0.59 |  |  |  | Federally-Regulated Consumer Product |  | 2017-05-25
Bradford White Corporation | BRADFORD WHITE | MIMH40T**N13 | Natural Gas | FALSE | TRUE |  | TRUE | 40 | 60 |  | 34000 | 78 |  | 0.59 | 0.59 |  |  |  | Federally-Regulated Consumer Product |  | 2017-05-25
Bradford White Corporation | BRADFORD WHITE | MIMH40T**N12 | Natural Gas | FALSE | TRUE |  | TRUE | 40 | 60 |  | 34000 | 78 |  | 0.59 | 0.59 |  |  |  | Federally-Regulated Consumer Product |  | 2017-05-25
Bradford White Corporation | BRADFORD WHITE | MIMH40T*LN(B) | Natural Gas | FALSE | TRUE |  | TRUE | 40 | 60 |  | 34000 | 78 |  | 0.59 | 0.59 |  |  |  | Federally-Regulated Consumer Product |  | 2017-05-25
Bradford White Corporation | BRADFORD WHITE | MIMH40T**FLN(A) | Natural Gas | FALSE | TRUE |  | TRUE | 40 | 60 |  | 34000 | 78 |  | 0.59 | 0.59 |  |  |  | Federally-Regulated Consumer Product |  | 2017-05-25
Bradford White Corporation | BRADFORD WHITE | MIMS40T**N13-ATO****** | Natural Gas | FALSE | TRUE |  | TRUE | 40 | 59 |  | 30000 | 78 |  | 0.59 | 0.59 |  |  |  | Federally-Regulated Consumer Product |  | 2017-05-25
Bradford White Corporation | BRADFORD WHITE | MIMS40T**N13 | Natural Gas | FALSE | TRUE |  | TRUE | 40 | 59 |  | 30000 | 78 |  | 0.59 | 0.59 |  |  |  | Federally-Regulated Consumer Product |  | 2017-05-25
Bradford White Corporation | BRADFORD WHITE | MIMS40T**LN(B) | Natural Gas | FALSE | TRUE |  | TRUE | 40 | 59 |  | 30000 | 78 |  | 0.59 | 0.59 |  |  |  | Federally-Regulated Consumer Product |  | 2017-05-25
Bradford White Corporation | BRADFORD WHITE | MIMS40T**N12 | Natural Gas | FALSE | TRUE |  | TRUE | 40 | 59 |  | 30000 | 78 |  | 0.59 | 0.59 |  |  |  | Federally-Regulated Consumer Product |  | 2017-05-25
Bradford White Corporation | BRADFORD WHITE | MITW40L***N16 | Natural Gas | TRUE | TRUE |  | FALSE | 40 | 72 |  | 40000 | 80 |  | 0.63 | 0.59 |  |  |  | Federally-Regulated Consumer Product |  | 2017-05-25
Bradford White Corporation | BRADFORD WHITE | MITW40L***N-13 | Natural Gas | TRUE | TRUE |  | FALSE | 40 | 72 |  | 40000 | 80 |  | 0.63 | 0.59 |  |  |  | Federally-Regulated Consumer Product |  | 2017-05-25
Bradford White Corporation | BRADFORD WHITE | MITW40L***N-12 | Natural Gas | TRUE | TRUE |  | FALSE | 40 | 72 |  | 40000 | 80 |  | 0.63 | 0.59 |  |  |  | Federally-Regulated Consumer Product |  | 2017-05-25
Bradford White Corporation | BRADFORD WHITE | MITW40L***N15-ATO****** | Natural Gas | TRUE | TRUE |  | FALSE | 40 | 72 |  | 40000 | 80 |  | 0.63 | 0.59 |  |  |  | Federally-Regulated Consumer Product |  | 2017-05-25
Bradford White Corporation | BRADFORD WHITE | MITW40L***N15 | Natural Gas | TRUE | TRUE |  | FALSE | 40 | 72 |  | 40000 | 80 |  | 0.63 | 0.59 |  |  |  | Federally-Regulated Consumer Product |  | 2017-05-25
Bradford White Corporation | BRADFORD WHITE | PDX140S**FBN(A) | Natural Gas | TRUE | TRUE |  | FALSE | 40 | 72 |  | 40000 | 80 |  | 0.62 | 0.59 |  |  |  | Federally-Regulated Consumer Product |  | 2017-05-25
Bradford White Corporation | BRADFORD WHITE | PE4403S**FBN(A) | Natural Gas | TRUE | TRUE |  | FALSE | 40 | 74 |  | 40000 | 80 |  | 0.62 | 0.59 |  |  |  | Federally-Regulated Consumer Product |  | 2017-05-25
Bradford White Corporation | BRADFORD WHITE | PE440T**FBN(A) | Natural Gas | TRUE | TRUE |  | FALSE | 40 | 76 |  | 40000 | 80 |  | 0.62 | 0.59 |  |  |  | Federally-Regulated Consumer Product |  | 2017-05-25
Bradford White Corporation | BRADFORD WHITE | U440T**FRN(A) | Natural Gas | FALSE | TRUE |  | FALSE | 40 | 77 |  | 40000 | 80 |  | 0.62 | 0.59 |  |  |  | Federally-Regulated Consumer Product |  | 2017-05-25
Bradford White Corporation | BRADFORD WHITE | U1404T**FRN(A) | Natural Gas | FALSE | TRUE |  | FALSE | 40 | 86 |  | 50000 | 78 |  | 0.59 | 0.59 |  |  |  | Federally-Regulated Consumer Product |  | 2017-05-25
Bradford White Corporation | BRADFORD WHITE | U140T**FRN(A) | Natural Gas | FALSE | TRUE |  | FALSE | 40 | 77 |  | 40000 | 79 |  | 0.59 | 0.59 |  |  |  | Federally-Regulated Consumer Product |  | 2017-05-25
Bradford White Corporation | BRADFORD WHITE | U4403S**FRN(A) | Natural Gas | FALSE | TRUE |  | FALSE | 40 | 72 |  | 40000 | 80 |  | 0.62 | 0.59 |  |  |  | Federally-Regulated Consumer Product |  | 2017-05-25
Bradford White Corporation | BRADFORD WHITE | U1XR403S**FRN(A) | Natural Gas | FALSE | TRUE |  | FALSE | 40 | 72 |  | 40000 | 79 |  | 0.59 | 0.59 |  |  |  | Federally-Regulated Consumer Product |  | 2017-05-25
Bradford White Corporation | BRADFORD WHITE | MI40T**FBN(C) | Natural Gas | FALSE | TRUE |  | FALSE | 40 | 76 |  | 40000 | 79 |  | 0.59 | 0.59 |  |  |  | Federally-Regulated Consumer Product |  | 2017-05-25
Bradford White Corporation | BRADFORD WHITE | MI404T**FBN(C) | Natural Gas | FALSE | TRUE |  | FALSE | 40 | 87 |  | 50000 | 78 |  | 0.59 | 0.59 |  |  |  | Federally-Regulated Consumer Product |  | 2017-05-25
Bradford White Corporation | BRADFORD WHITE | MI403S**FBN(C) | Natural Gas | FALSE | TRUE |  | FALSE | 40 | 74 |  | 40000 | 79 |  | 0.59 | 0.59 |  |  |  | Federally-Regulated Consumer Product |  | 2017-05-25
Bradford White Corporation | BRADFORD WHITE | U1TW40S**FRN(A) | Natural Gas | TRUE | TRUE |  | FALSE | 40 | 72 |  | 40000 | 80 |  | 0.63 | 0.59 |  |  |  | Federally-Regulated Consumer Product |  | 2017-05-25
Bradford White Corporation | BRADFORD WHITE | M4TW40T**FBN(A) | Natural Gas | TRUE | TRUE |  | FALSE | 40 | 72 |  | 40000 | 78 |  | 0.67 | 0.59 |  |  |  | Federally-Regulated Consumer Product |  | 2017-05-25
Bradford White Corporation | BRADFORD WHITE | UDS140S**FRN-***** | Natural Gas | FALSE | TRUE |  | FALSE | 40 | 73 |  | 38000 | 79 |  | 0.59 | 0.59 |  |  |  | Federally-Regulated Consumer Product |  | 2017-05-25
Bradford White Corporation | BRADFORD WHITE | UPDX140S**FRN | Natural Gas | TRUE | TRUE |  | FALSE | 40 | 72 |  | 40000 | 80 |  | 0.62 | 0.59 |  |  |  | Federally-Regulated Consumer Product |  | 2017-05-25
Bradford White Corporation | BRADFORD WHITE | HE440S**FBN | Natural Gas | TRUE | TRUE |  | FALSE | 40 | 70 |  | 38000 | 78 |  | 0.7 | 0.59 |  |  |  | Federally-Regulated Consumer Product |  | 2017-05-25
Bradford White Corporation | BRADFORD WHITE | PDX440S**FBN | Natural Gas | TRUE | TRUE |  | FALSE | 40 | 70 |  | 40000 | 78 |  | 0.67 | 0.59 |  |  |  | Federally-Regulated Consumer Product |  | 2017-05-25
Bradford White Corporation | TTW | U4TW40T**FRN(A) | Natural Gas | TRUE | TRUE |  | FALSE | 40 | 72 |  | 40000 | 78 |  | 0.67 | 0.59 |  |  |  | Federally-Regulated Consumer Product |  | 2017-05-25
Bradford White Corporation | TTW | U1TW40S**FRN(A) | Natural Gas | TRUE | TRUE |  | FALSE | 40 | 72 |  | 40000 | 80 |  | 0.63 | 0.59 |  |  |  | Federally-Regulated Consumer Product |  | 2017-05-25
Bradford White Corporation | TTW | M4TW40T**FBN(A) | Natural Gas | TRUE | TRUE |  | FALSE | 40 | 72 |  | 40000 | 78 |  | 0.67 | 0.59 |  |  |  | Federally-Regulated Consumer Product |  | 2017-05-25
A O Smith Water Products | Reliance | 12 40 YARS | Natural Gas | FALSE | TRUE | Non-Ozone-Depleting | FALSE | 40 | 71 |  | 40000 | 76 | 25392 | 0.59 | 0.59 |  |  |  | Federally-Regulated Consumer Product |  | 2007-11-21
A O Smith Water Products | Reliance | 12 40 YART | Natural Gas | FALSE | TRUE | Non-Ozone-Depleting | FALSE | 40 | 71 |  | 40000 | 74 | 25392 | 0.59 | 0.59 |  |  |  | Federally-Regulated Consumer Product |  | 2007-11-21
A O Smith Water Products | Reliance | 12 40 YART N* | Natural Gas | FALSE | TRUE | Non-Ozone-Depleting | FALSE | 40 | 71 |  | 40000 | 74 | 25392 | 0.59 | 0.59 |  |  |  | Federally-Regulated Consumer Product |  | 2007-11-21
A O Smith Water Products | Reliance | 12 40 YXRT | Natural Gas | FALSE | TRUE | Non-Ozone-Depleting | FALSE | 40 | 81 |  | 40000 | 76 | 23780 | 0.63 | 0.59 |  |  |  | Federally-Regulated Consumer Product |  | 2007-11-21
A O Smith Water Products | Sears¦ Roebuck¦ & Co. | 152.332670 HA | Natural Gas | FALSE | TRUE | Non-Ozone-Depleting | FALSE | 40 | 68 |  | 36000 | 75 | 25392 | 0.59 | 0.59 |  |  |  | Federally-Regulated Consumer Product |  | 2007-11-21
A O Smith Water Products | Sears¦ Roebuck¦ & Co. | 153.330401 HA | Natural Gas | FALSE | TRUE |  | FALSE | 40 | 76 |  | 40000 | 85 | 23780 | 0.63 | 0.59 |  |  |  | Federally-Regulated Consumer Product |  | 2007-11-21
A O Smith Water Products | Sears¦ Roebuck¦ & Co. | 153.330402 HA | Natural Gas | FALSE | TRUE |  | FALSE | 40 | 76 |  | 40000 | 85 | 23780 | 0.63 | 0.59 |  |  |  | Federally-Regulated Consumer Product |  | 2007-11-21
A O Smith Water Products | Sears¦ Roebuck¦ & Co. | 153.331413 HA | Natural Gas | FALSE | TRUE | Non-Ozone-Depleting | FALSE | 40 | 81 |  | 40000 | 76 | 23780 | 0.63 | 0.59 |  |  |  | Federally-Regulated Consumer Product |  | 2007-11-21
A O Smith Water Products | Sears¦ Roebuck¦ & Co. | 153.332670 HA | Natural Gas | FALSE | FALSE |  | FALSE | 40 | 68 |  | 36000 | 76 | 25392 | 0.59 | 0.59 |  |  |  | Federally-Regulated Consumer Product |  | 2007-11-21
A O Smith Water Products | Sears¦ Roebuck¦ & Co. | 153.332970 HA | Natural Gas | TRUE | TRUE | Non-Ozone-Depleting | FALSE | 40 | 74 |  | 40000 | 78 | 24969 | 0.6 | 0.59 |  |  |  | Federally-Regulated Consumer Product |  | 2007-11-21
A O Smith Water Products | Sears¦ Roebuck¦ & Co. | 153.333416 HA | Natural Gas | FALSE | TRUE | Non-Ozone-Depleting | FALSE | 40 | 70 |  | 32000 | 73 | 25392 | 0.59 | 0.59 |  |  |  | Federally-Regulated Consumer Product |  | 2007-11-21
A O Smith Water Products | Sears¦ Roebuck¦ & Co. | 153.336401 HA | Natural Gas | FALSE | TRUE | Non-Ozone-Depleting | FALSE | 40 | 62 |  | 35500 | 74 | 25392 | 0.59 | 0.59 |  |  |  | Federally-Regulated Consumer Product |  | 2007-11-21
A O Smith Water Products | Sears¦ Roebuck¦ & Co. | 153.339111 HA | Natural Gas | FALSE | TRUE |  | FALSE | 40 | 80 |  | 40000 | 76 | 25392 | 0.59 | 0.59 |  |  |  | Federally-Regulated Consumer Product |  | 2007-11-21
A O Smith Water Products | Sears¦ Roebuck¦ & Co. | 153.339211 HA | Natural Gas | FALSE | TRUE | Non-Ozone-Depleting | FALSE | 40 | 71 |  | 40000 | 76 | 24969 | 0.6 | 0.59 |  |  |  | Federally-Regulated Consumer Product |  | 2007-11-21
A O Smith Water Products | A O Smith Water Products | 153.339211 HA | Natural Gas | FALSE | TRUE | Non-Ozone-Depleting | FALSE | 40 | 71 |  | 40000 | 76 | 25392 | 0.59 | 0.59 |  |  |  | Federally-Regulated Consumer Product |  | 2007-11-21
A O Smith Water Products | Sears¦ Roebuck¦ & Co. | 153.339212 HA | Natural Gas | FALSE | TRUE | Non-Ozone-Depleting | FALSE | 40 | 71 |  | 40000 | 76 | 24969 | 0.6 | 0.59 |  |  |  | Federally-Regulated Consumer Product |  | 2007-11-21
A O Smith Water Products | A O Smith Water Products | 153.339411 HA | Natural Gas | FALSE | TRUE | Non-Ozone-Depleting | FALSE | 40 | 71 |  | 40000 | 74 | 25392 | 0.59 | 0.59 |  |  |  | Federally-Regulated Consumer Product |  | 2007-11-21
A O Smith Water Products | Sears¦ Roebuck¦ & Co. | 153.339411 HA | Natural Gas | FALSE | TRUE | Non-Ozone-Depleting | FALSE | 40 | 71 |  | 40000 | 74 | 24969 | 0.6 | 0.59 |  |  |  | Federally-Regulated Consumer Product |  | 2007-11-21
A O Smith Water Products | Sears¦ Roebuck¦ & Co. | 153.339412 HA | Natural Gas | FALSE | TRUE | Non-Ozone-Depleting | FALSE | 40 | 71 |  | 40000 | 74 | 24969 | 0.6 | 0.59 |  |  |  | Federally-Regulated Consumer Product |  | 2007-11-21
A O Smith Water Products | U.S. Craftmaster | 40S6-40UNG 400 | Natural Gas | FALSE | TRUE |  | FALSE | 40 | 69 |  | 40000 | 77 |  | 0.62 | 0.59 |  |  |  | Federally-Regulated Consumer Product |  | 2015-04-10
A O Smith Water Products | Whirlpool | 40S6-40UNG 400 | Natural Gas | FALSE | TRUE |  | FALSE | 40 | 69 |  | 40000 | 77 |  | 0.62 | 0.59 |  |  |  | Federally-Regulated Consumer Product |  | 2015-10-01
A O Smith Water Products | Whirlpool | 40T12-40UDNG 100 | Natural Gas | TRUE | TRUE |  | FALSE | 40 | 74 |  | 40000 | 80 |  | 0.67 | 0.59 |  |  |  | Federally-Regulated Consumer Product |  | 2017-01-31
A O Smith Water Products | Reliance | 6 40 GBFS 100 | Natural Gas | TRUE | TRUE |  | FALSE | 40 | 67 |  | 40000 | 79 |  | 0.67 | 0.59 |  |  |  | Federally-Regulated Consumer Product |  | 2011-11-30
A O Smith Water Products | Reliance | 6 40 GBFT 100 | Natural Gas | TRUE | TRUE |  | FALSE | 40 | 67 |  | 40000 | 79 |  | 0.67 | 0.59 |  |  |  | Federally-Regulated Consumer Product |  | 2011-11-30
A O Smith Water Products | Reliance | 6 40 GOMT 200 | Natural Gas | FALSE | TRUE |  | TRUE | 40 | 57 |  | 35500 | 76 | 25392 | 0.59 | 0.59 |  |  |  | Federally-Regulated Consumer Product |  | 2010-03-16
A O Smith Water Products | Reliance | 6 40 GORS 200 | Natural Gas | FALSE | TRUE |  | FALSE | 40 | 67 |  | 35500 | 76 |  | 0.59 | 0.59 |  |  |  | Federally-Regulated Consumer Product |  | 2017-05-24
A O Smith Water Products | Reliance | 6 40 GORS 202 | Natural Gas | FALSE | TRUE |  | FALSE | 40 | 67 |  | 35500 | 76 |  | 0.59 | 0.59 |  |  |  | Federally-Regulated Consumer Product |  | 2017-05-24
A O Smith Water Products | Reliance | 6 40 GORT 200 | Natural Gas | FALSE | TRUE |  | FALSE | 40 | 68 |  | 35500 | 76 |  | 0.59 | 0.59 |  |  |  | Federally-Regulated Consumer Product |  | 2017-05-24
A O Smith Water Products | Sears | 6 40 GORT 200 | Natural Gas | FALSE | TRUE |  | FALSE | 40 | 68 |  | 35500 | 76 |  | 0.59 | 0.59 |  |  |  | Federally-Regulated Consumer Product |  | 2017-05-24
A O Smith Water Products | Reliance | 6 40 MDV* 250 | Natural Gas | FALSE | TRUE |  | TRUE | 40 | 60 |  | 32000 | 80 |  | 0.62 | 0.59 |  |  |  | Federally-Regulated Consumer Product |  | 2016-10-28
A.O. Smith (McBee) | Reliance | 6 40 NBCS* 250 | Natural Gas | FALSE | TRUE |  | FALSE | 40 | 67 |  | 40000 | 76 |  | 0.62 | 0.62 |  |  |  | Federally-Regulated Consumer Product |  | 2015-07-06
A O Smith Water Products | Reliance | 6 40 NBCS* 250 | Natural Gas | FALSE | TRUE |  | FALSE | 40 | 67 |  | 40000 | 76 |  | 0.62 | 0.59 |  |  |  | Federally-Regulated Consumer Product |  | 2015-10-01
A O Smith Water Products | Reliance | 6 40 NBCT* 250 | Natural Gas | FALSE | TRUE |  | FALSE | 40 | 68 |  | 40000 | 78 |  | 0.62 | 0.59 |  |  |  | Federally-Regulated Consumer Product |  | 2015-10-01
A.O. Smith (McBee) | Reliance | 6 40 NBCT* 250 | Natural Gas | FALSE | TRUE |  | FALSE | 40 | 68 |  | 40000 | 78 |  | 0.62 | 0.62 |  |  |  | Federally-Regulated Consumer Product |  | 2015-07-06
A O Smith Water Products | Reliance | 6 40 NBRBS* 400 | Natural Gas | FALSE | TRUE |  | FALSE | 40 | 67 |  | 40000 | 80 |  | 0.62 | 0.59 |  |  |  | Federally-Regulated Consumer Product |  | 2015-10-01
A.O. Smith (McBee) | Reliance | 6 40 NBRBT* 400 | Natural Gas | FALSE | TRUE |  | FALSE | 40 | 70 |  | 40000 | 80 |  | 0.62 | 0.62 |  |  |  | Federally-Regulated Consumer Product |  | 2015-07-06
A O Smith Water Products | Reliance | 6 40 NBRBT* 400 | Natural Gas | FALSE | TRUE |  | FALSE | 40 | 70 |  | 40000 | 80 |  | 0.62 | 0.59 |  |  |  | Federally-Regulated Consumer Product |  | 2015-10-01
A O Smith Water Products | Reliance | 6 40 NOMT* 400 | Natural Gas | FALSE | TRUE |  | TRUE | 40 | 62 |  | 35500 | 80 |  | 0.62 | 0.59 |  |  |  | Federally-Regulated Consumer Product |  | 2015-10-01
A O Smith Water Products | Reliance | 6 40 NOMT2 | Natural Gas | FALSE | FALSE | Non-Ozone-Depleting | TRUE | 40 | 63 |  | 30000 | 76 | 25392 | 0.59 | 0.59 |  |  |  | Federally-Regulated Consumer Product |  | 2007-11-21
A O Smith Water Products | Reliance | 6 40 UNBCS* 400 | Natural Gas | FALSE | TRUE |  | FALSE | 40 | 69 |  | 40000 | 77 |  | 0.62 | 0.59 |  |  |  | Federally-Regulated Consumer Product |  | 2015-10-01
A O Smith Water Products | Reliance | 6 40 UNBFT* 100 | Natural Gas | TRUE | TRUE |  | FALSE | 40 | 74 |  | 40000 | 80 |  | 0.67 | 0.59 |  |  |  | Federally-Regulated Consumer Product |  | 2017-01-31
A O Smith Water Products | Reliance | 6 40 XAVIT | Natural Gas | TRUE | TRUE | Non-Ozone-Depleting | FALSE | 40 | 74 |  | 40000 | 78 | 24969 | 0.6 | 0.59 |  |  |  | Federally-Regulated Consumer Product |  | 2007-11-21
A O Smith Water Products | Reliance | 6 40 XBPDT | Natural Gas | TRUE | TRUE | Non-Ozone-Depleting | FALSE | 40 | 62 |  | 40000 | 76 | 25392 | 0.59 | 0.59 |  |  |  | Federally-Regulated Consumer Product |  | 2007-11-21
A O Smith Water Products | Reliance | 6 40 XODS | Natural Gas | FALSE | TRUE | Non-Ozone-Depleting | FALSE | 40 | 68 |  | 36000 | 75 | 25392 | 0.59 | 0.59 |  |  |  | Federally-Regulated Consumer Product |  | 2007-11-21
A O Smith Water Products | Reliance | 6 40 YBRS | Natural Gas | FALSE | TRUE | Non-Ozone-Depleting | FALSE | 40 | 71 |  | 40000 | 76 | 25392 | 0.59 | 0.59 |  |  |  | Federally-Regulated Consumer Product |  | 2007-11-21
A O Smith Water Products | Reliance | 6 40 YBRT | Natural Gas | FALSE | TRUE | Non-Ozone-Depleting | FALSE | 40 | 71 |  | 40000 | 74 | 25392 | 0.59 | 0.59 |  |  |  | Federally-Regulated Consumer Product |  | 2007-11-21
A O Smith Water Products | Reliance | 6 40 YBRT 4N* | Natural Gas | FALSE | TRUE | Non-Ozone-Depleting | FALSE | 40 | 71 |  | 40000 | 74 | 25392 | 0.59 | 0.59 |  |  |  | Federally-Regulated Consumer Product |  | 2007-11-21
A O Smith Water Products | Reliance | 6 40 YOCT | Natural Gas | FALSE | TRUE | Non-Ozone-Depleting | FALSE | 40 | 71 |  | 40000 | 76 | 24164 | 0.62 | 0.59 |  |  |  | Federally-Regulated Consumer Product |  | 2007-11-21
A O Smith Water Products | Reliance | 6 40 YOCT N* | Natural Gas | FALSE | TRUE | Non-Ozone-Depleting | FALSE | 40 | 71 |  | 40000 | 76 | 24164 | 0.62 | 0.59 |  |  |  | Federally-Regulated Consumer Product |  | 2007-11-21
A O Smith Water Products | State Industries | 6 40 YOMT 200 | Natural Gas | FALSE | TRUE |  | TRUE | 40 | 57 |  | 35500 | 76 | 25392 | 0.59 | 0.59 |  |  |  | Federally-Regulated Consumer Product |  | 2010-03-16
A O Smith Water Products | State Industries | 6 40 YOMT 300 | Natural Gas | FALSE | TRUE |  | TRUE | 40 | 60 |  | 35500 | 76 |  | 0.59 | 0.59 |  |  |  | Federally-Regulated Consumer Product |  | 2014-12-23
A O Smith Water Products | Reliance | 6 40 YORS | Natural Gas | FALSE | TRUE | Non-Ozone-Depleting | FALSE | 40 | 63 |  | 35500 | 74 | 25392 | 0.59 | 0.59 |  |  |  | Federally-Regulated Consumer Product |  | 2007-11-21
A O Smith Water Products | Reliance | 6 40 YORT | Natural Gas | FALSE | TRUE | Non-Ozone-Depleting | FALSE | 40 | 70 |  | 32000 | 73 | 25392 | 0.59 | 0.59 |  |  |  | Federally-Regulated Consumer Product |  | 2007-11-21
A O Smith Water Products | State Industries | 6 40YBRS 300 | Natural Gas | FALSE | TRUE |  | FALSE | 40 | 67 |  | 40000 | 76 |  | 0.59 | 0.59 |  |  |  | Federally-Regulated Consumer Product |  | 2011-11-30
A O Smith Water Products | State Industries | 6 40YBRT 300 | Natural Gas | FALSE | TRUE |  | FALSE | 40 | 69 |  | 40000 | 76 |  | 0.59 | 0.59 |  |  |  | Federally-Regulated Consumer Product |  | 2011-09-28
A O Smith Water Products | State Industries | 6 40YRRT 300 | Natural Gas | FALSE | TRUE |  | FALSE | 40 | 80 |  | 50000 | 76 |  | 0.59 | 0.59 |  |  |  | Federally-Regulated Consumer Product |  | 2011-11-30
Rheem Sales Company¦ Inc. | Rheem | 22DV40F | Natural Gas | TRUE | FALSE |  | FALSE | 40 | 66 |  | 38000 | 76 |  | 0.59 | 0.59 |  |  |  | Federally-Regulated Consumer Product |  | 2017-05-31
Rheem Sales Company¦ Inc. | Rheem | 22V40FDVX | Natural Gas | TRUE | FALSE |  | TRUE | 40 | 66 |  | 36000 | 76 |  | 0.59 | 0.59 |  |  |  | Federally-Regulated Consumer Product |  | 2017-05-31
Rheem Sales Company¦ Inc. | Rheem | 22V40FT | Natural Gas | TRUE | TRUE |  | TRUE | 40 | 59 |  | 34000 | 76 |  | 0.59 | 0.59 |  |  |  | Federally-Regulated Consumer Product |  | 2017-05-31
Rheem Sales Company¦ Inc. | Rheem | 22VR40FN | Natural Gas | FALSE | TRUE |  | FALSE | 40 | 73 |  | 38000 | 76 |  | 0.62 | 0.59 |  |  |  | Federally-Regulated Consumer Product |  | 2017-05-31
Rheem Sales Company¦ Inc. | Rheem | 22XR40FN | Natural Gas | FALSE | TRUE |  | FALSE | 40 | 73 |  | 38000 | 76 |  | 0.62 | 0.59 |  |  |  | Federally-Regulated Consumer Product |  | 2017-05-31
Rheem Sales Company¦ Inc. | Rheem | 23V40NE2 | Natural Gas | TRUE | TRUE |  | FALSE | 40 | 71 |  | 36000 | 80 |  | 0.68 | 0.59 |  |  |  | Federally-Regulated Consumer Product |  | 2017-05-31
Rheem Sales Company¦ Inc. | Rheem | 42VR40SF | Natural Gas | TRUE | TRUE |  | FALSE | 40 | 70 |  | 40000 | 80 |  | 0.62 | 0.59 |  |  |  | Federally-Regulated Consumer Product |  | 2017-05-31
Rheem Sales Company¦ Inc. | Rheem | 43V40SE2 | Natural Gas | FALSE | TRUE |  | FALSE | 40 | 72 |  | 40000 | 78 |  | 0.67 | 0.59 |  |  |  | Federally-Regulated Consumer Product |  | 2017-05-31
Rheem Sales Company¦ Inc. | Rheem | 43VP40E2-E | Natural Gas | TRUE | TRUE |  | FALSE | 40 | 68 |  | 40000 | 82 |  | 0.67 | 0.59 |  |  |  | Federally-Regulated Consumer Product |  | 2017-05-31
Rheem Sales Company¦ Inc. | Rheem | PRO40NE2 | Natural Gas | TRUE | TRUE |  | FALSE | 40 | 71 |  | 36000 | 80 |  | 0.68 | 0.59 |  |  |  | Federally-Regulated Consumer Product |  | 2017-05-31
Rheem Sales Company¦ Inc. | Rheem | RHG PRO40FN | Natural Gas | FALSE | TRUE |  | FALSE | 40 | 73 |  | 38000 | 76 |  | 0.62 | 0.59 |  |  |  | Federally-Regulated Consumer Product |  | 2017-05-31
Rheem Sales Company¦ Inc. | Rheem | 43VP40SE2 | Natural Gas | TRUE | TRUE |  | FALSE | 40 | 73 |  | 36000 | 80 |  | 0.67 | 0.59 |  |  |  | Federally-Regulated Consumer Product |  | 2017-05-31
Rheem Sales Company¦ Inc. | Rheem | MV40FDVX | Natural Gas | TRUE | FALSE |  | TRUE | 40 | 66 |  | 36000 | 76 |  | 0.59 | 0.59 |  |  |  | Federally-Regulated Consumer Product |  | 2017-05-31
Rheem Sales Company¦ Inc. | Rheem | 42V40SB | Natural Gas | TRUE | TRUE |  | FALSE | 40 | 72 |  | 38000 | 80 |  | 0.62 | 0.59 |  |  |  | Federally-Regulated Consumer Product |  | 2017-05-31
Rheem Sales Company¦ Inc. | Rheem | 42V40SPROB | Natural Gas | TRUE | TRUE |  | FALSE | 40 | 72 |  | 38000 | 80 |  | 0.62 | 0.59 |  |  |  | Federally-Regulated Consumer Product |  | 2017-05-31
Rheem Sales Company¦ Inc. | Rheem | 42V40SF3 | Natural Gas | TRUE | TRUE |  | FALSE | 40 | 72 |  | 38000 | 80 |  | 0.62 | 0.59 |  |  |  | Federally-Regulated Consumer Product |  | 2017-05-31
Rheem Sales Company¦ Inc. | Rheem | 22DV40F-VX | Natural Gas | FALSE | FALSE |  | FALSE | 40 | 66 |  | 36000 | 76 |  | 0.59 | 0.59 |  |  |  | Federally-Regulated Consumer Product |  | 2017-05-31
Rheem Sales Company¦ Inc. | Rheem | PROG40-38N RH59 DV | Natural Gas | FALSE | FALSE |  | FALSE | 40 | 66 |  | 38000 | 76 |  | 0.59 | 0.59 |  |  |  | Federally-Regulated Consumer Product |  | 2017-05-31
Rheem Sales Company¦ Inc. | Rheem | PROG40-34N RH59 DV H | Natural Gas | FALSE | FALSE |  | FALSE | 40 | 66 |  | 34000 | 76 |  | 0.59 | 0.59 |  |  |  | Federally-Regulated Consumer Product |  | 2017-05-31
Rheem Sales Company¦ Inc. | Rheem | PROG40-36N RH59 DVV | Natural Gas | FALSE | FALSE |  | FALSE | 40 | 66 |  | 38000 | 76 |  | 0.59 | 0.59 |  |  |  | Federally-Regulated Consumer Product |  | 2017-05-31
Rheem Sales Company¦ Inc. | Rheem | PROG40-36N RH59 MH DVX | Natural Gas | FALSE | FALSE |  | TRUE | 40 | 66 |  | 36000 | 76 |  | 0.59 | 0.59 |  |  |  | Federally-Regulated Consumer Product |  | 2017-05-31
Rheem Sales Company¦ Inc. | Rheem | PROG40-34N RH59 MH | Natural Gas | FALSE | TRUE |  | TRUE | 40 | 59 |  | 34000 | 76 |  | 0.59 | 0.59 |  |  |  | Federally-Regulated Consumer Product |  | 2017-05-31
Rheem Sales Company¦ Inc. | Rheem | PROG40-34N RH59 MH H | Natural Gas | FALSE | TRUE |  | TRUE | 40 | 59 |  | 34000 | 76 |  | 0.59 | 0.59 |  |  |  | Federally-Regulated Consumer Product |  | 2017-05-31
Rheem Sales Company¦ Inc. | Rheem | PROG40-38U RH62 | Natural Gas | FALSE | TRUE |  | FALSE | 40 | 73 |  | 38000 | 76 |  | 0.62 | 0.59 |  |  |  | Federally-Regulated Consumer Product |  | 2017-05-31
Rheem Sales Company¦ Inc. | Rheem | PRO+G38S-40N RH67 PD | Natural Gas | FALSE | TRUE |  | FALSE | 40 | 72 |  | 40000 | 78 |  | 0.67 | 0.59 |  |  |  | Federally-Regulated Consumer Product |  | 2017-05-31
Rheem Sales Company¦ Inc. | Rheem | XG40T12DU36U0 | Natural Gas | TRUE | TRUE |  | FALSE | 40 | 71 |  | 36000 | 80 |  | 0.68 | 0.59 |  |  |  | Federally-Regulated Consumer Product |  | 2017-05-31
Rheem Sales Company¦ Inc. | Rheem | 22VR40FNVE | Natural Gas | FALSE | TRUE |  | FALSE | 40 | 73 |  | 38000 | 76 |  | 0.62 | 0.59 |  |  |  | Federally-Regulated Consumer Product |  | 2017-05-31
Rheem Sales Company¦ Inc. | Rheem | XG40T06HN38U0 | Natural Gas | FALSE | TRUE |  | FALSE | 40 | 70 |  | 38000 | 76 |  | 0.62 | 0.59 |  |  |  | Federally-Regulated Consumer Product |  | 2017-05-31
Rheem Sales Company¦ Inc. | Rheem | XG40T09HN38U0 | Natural Gas | FALSE | TRUE |  | FALSE | 40 | 71 |  | 38000 | 76 |  | 0.62 | 0.59 |  |  |  | Federally-Regulated Consumer Product |  | 2017-05-31
Rheem Sales Company¦ Inc. | Rheem | XG40T12HN38U0 | Natural Gas | FALSE | TRUE |  | FALSE | 40 | 73 |  | 38000 | 76 |  | 0.62 | 0.59 |  |  |  | Federally-Regulated Consumer Product |  | 2017-05-31
Rheem Sales Company¦ Inc. | Rheem | PROG40-36U RH67 PV | Natural Gas | TRUE | TRUE |  | FALSE | 40 | 72 |  | 36000 | 79 |  | 0.67 | 0.59 |  |  |  | Federally-Regulated Consumer Product |  | 2017-05-31
Rheem Sales Company¦ Inc. | Rheem | PROG40S-40N RH62 | Natural Gas | FALSE | TRUE |  | FALSE | 40 | 70 |  | 40000 | 80 |  | 0.62 | 0.59 |  |  |  | Federally-Regulated Consumer Product |  | 2017-05-31
Rheem Sales Company¦ Inc. | Rheem | PROG40-40N RH67 PV | Natural Gas | FALSE | TRUE |  | FALSE | 40 | 68 |  | 40000 | 82 |  | 0.67 | 0.59 |  |  |  | Federally-Regulated Consumer Product |  | 2017-05-31
Rheem Sales Company¦ Inc. | Rheem | PROG40S-36N RH67 PV | Natural Gas | TRUE | TRUE |  | FALSE | 40 | 73 |  | 36000 | 80 |  | 0.67 | 0.59 |  |  |  | Federally-Regulated Consumer Product |  | 2017-05-31
Rheem Sales Company¦ Inc. | Rheem | PROG40-40N RH67 PDV | Natural Gas | TRUE | TRUE |  | FALSE | 40 | 73 |  | 40000 | 81 |  | 0.67 | 0.59 |  |  |  | Federally-Regulated Consumer Product |  | 2017-05-31
Rheem Sales Company¦ Inc. | Rheem | PRO+G40-36U RH68 | Natural Gas | TRUE | TRUE |  | FALSE | 40 | 71 |  | 36000 | 80 |  | 0.68 | 0.59 |  |  |  | Federally-Regulated Consumer Product |  | 2017-05-31
Rheem Sales Company¦ Inc. | Rheem | XG40S09HE38U0 | Natural Gas | TRUE | TRUE |  | FALSE | 40 | 71 |  | 38000 | 80 |  | 0.62 | 0.59 |  |  |  | Federally-Regulated Consumer Product |  | 2017-05-31
Rheem Sales Company¦ Inc. | Rheem | XG40S12HE38U0 | Natural Gas | TRUE | TRUE |  | FALSE | 40 | 72 |  | 38000 | 80 |  | 0.62 | 0.59 |  |  |  | Federally-Regulated Consumer Product |  | 2017-05-31
Rheem Sales Company¦ Inc. | Rheem | XG40S12DM40U0 | Natural Gas | TRUE | TRUE |  | FALSE | 40 | 72 |  | 40000 | 78 |  | 0.67 | 0.59 |  |  |  | Federally-Regulated Consumer Product |  | 2017-05-31
Rheem Sales Company¦ Inc. | Rheem | XG40T06PV40U0 | Natural Gas | TRUE | TRUE |  | FALSE | 40 | 68 |  | 40000 | 82 |  | 0.67 | 0.59 |  |  |  | Federally-Regulated Consumer Product |  | 2017-05-31
Rheem Sales Company¦ Inc. | Rheem | 24I40FDVX | Natural Gas | FALSE | TRUE |  | TRUE | 40 | 65 |  | 36000 | 80 |  | 0.62 | 0.59 |  |  |  | Federally-Regulated Consumer Product |  | 2017-05-31
Rheem Sales Company¦ Inc. | Rheem | PROG40-36N RH62 MH DVX | Natural Gas | FALSE | TRUE |  | TRUE | 40 | 65 |  | 36000 | 80 |  | 0.62 | 0.59 |  |  |  | Federally-Regulated Consumer Product |  | 2017-05-31
Rheem Sales Company¦ Inc. | Rheem | PRO+G40S-40N RH62 | Natural Gas | TRUE | TRUE |  | FALSE | 40 | 70 |  | 40000 | 80 |  | 0.62 | 0.59 |  |  |  | Federally-Regulated Consumer Product |  | 2017-05-31
Rheem Sales Company¦ Inc. | Ruud | RUGPRO40FN | Natural Gas | FALSE | TRUE |  | FALSE | 40 | 73 |  | 38000 | 76 |  | 0.62 | 0.59 |  |  |  | Federally-Regulated Consumer Product |  | 2017-06-01
Rheem Sales Company¦ Inc. | Ruud | M2R-40FN | Natural Gas | FALSE | TRUE |  | FALSE | 40 | 73 |  | 38000 | 76 |  | 0.62 | 0.59 |  |  |  | Federally-Regulated Consumer Product |  | 2017-06-01
Rheem Sales Company¦ Inc. | Ruud | P2R-40FN | Natural Gas | FALSE | TRUE |  | FALSE | 40 | 73 |  | 38000 | 76 |  | 0.62 | 0.59 |  |  |  | Federally-Regulated Consumer Product |  | 2017-06-01
Rheem Sales Company¦ Inc. | Ruud | PVP40E2 | Natural Gas | TRUE | TRUE |  | FALSE | 40 | 68 |  | 40000 | 82 |  | 0.67 | 0.59 |  |  |  | Federally-Regulated Consumer Product |  | 2017-06-01
Rheem Sales Company¦ Inc. | Ruud | PVP40SFW | Natural Gas | FALSE | TRUE |  | FALSE | 40 | 71 |  | 40000 | 76 |  | 0.64 | 0.59 |  |  |  | Federally-Regulated Consumer Product |  | 2017-06-01
Rheem Sales Company¦ Inc. | Ruud | PVP40SE2 | Natural Gas | TRUE | TRUE |  | FALSE | 40 | 73 |  | 36000 | 80 |  | 0.67 | 0.59 |  |  |  | Federally-Regulated Consumer Product |  | 2017-06-01
Rheem Sales Company¦ Inc. | Ruud | PH2-40SPROB | Natural Gas | TRUE | TRUE |  | FALSE | 40 | 72 |  | 38000 | 80 |  | 0.62 | 0.59 |  |  |  | Federally-Regulated Consumer Product |  | 2017-06-01
Rheem Sales Company¦ Inc. | Ruud | PH2-40SB | Natural Gas | TRUE | TRUE |  | FALSE | 40 | 72 |  | 38000 | 80 |  | 0.62 | 0.59 |  |  |  | Federally-Regulated Consumer Product |  | 2017-06-01
Rheem Sales Company¦ Inc. | Ruud | PROG40-38N RU59 DV | Natural Gas | TRUE | FALSE |  | FALSE | 40 | 66 |  | 38000 | 76 |  | 0.59 | 0.59 |  |  |  | Federally-Regulated Consumer Product |  | 2017-06-01
Rheem Sales Company¦ Inc. | Ruud | PROG40-34N RU59 DV H | Natural Gas | TRUE | FALSE |  | FALSE | 40 | 66 |  | 34000 | 76 |  | 0.59 | 0.59 |  |  |  | Federally-Regulated Consumer Product |  | 2017-06-01
Rheem Sales Company¦ Inc. | Ruud | PROG40-36N RU59 DVV | Natural Gas | FALSE | FALSE |  | FALSE | 40 | 66 |  | 36000 | 76 |  | 0.59 | 0.59 |  |  |  | Federally-Regulated Consumer Product |  | 2017-06-01
Rheem Sales Company¦ Inc. | Ruud | PRO+G38S-40N RU67 PD | Natural Gas | FALSE | TRUE |  | FALSE | 40 | 72 |  | 40000 | 78 |  | 0.67 | 0.59 |  |  |  | Federally-Regulated Consumer Product |  | 2017-06-01
Rheem Sales Company¦ Inc. | Ruud | PROG40-38U RU62 | Natural Gas | FALSE | TRUE |  | FALSE | 40 | 73 |  | 38000 | 76 |  | 0.62 | 0.59 |  |  |  | Federally-Regulated Consumer Product |  | 2017-06-01
Rheem Sales Company¦ Inc. | Ruud | PRO+G40-36U RU68 | Natural Gas | TRUE | TRUE |  | FALSE | 40 | 71 |  | 36000 | 80 |  | 0.68 | 0.59 |  |  |  | Federally-Regulated Consumer Product |  | 2017-06-01
Rheem Sales Company¦ Inc. | Ruud | PROG40-36U RU67 PV | Natural Gas | TRUE | TRUE |  | FALSE | 40 | 72 |  | 36000 | 79 |  | 0.67 | 0.59 |  |  |  | Federally-Regulated Consumer Product |  | 2017-06-01
Rheem Sales Company¦ Inc. | Ruud | PROG40S-40N RU62 | Natural Gas | TRUE | TRUE |  | FALSE | 40 | 70 |  | 40000 | 80 |  | 0.62 | 0.59 |  |  |  | Federally-Regulated Consumer Product |  | 2017-06-01
Rheem Sales Company¦ Inc. | Ruud | PROG40-40N RU67 PV | Natural Gas | TRUE | TRUE |  | FALSE | 40 | 68 |  | 40000 | 82 |  | 0.67 | 0.59 |  |  |  | Federally-Regulated Consumer Product |  | 2017-06-01
Rheem Sales Company¦ Inc. | Ruud | PROG40S-36N RU67 PV | Natural Gas | TRUE | TRUE |  | FALSE | 40 | 73 |  | 36000 | 80 |  | 0.67 | 0.59 |  |  |  | Federally-Regulated Consumer Product |  | 2017-06-01
Rheem Sales Company¦ Inc. | Ruud | PROG40-40N RU67 PDV | Natural Gas | TRUE | TRUE |  | FALSE | 40 | 73 |  | 40000 | 81 |  | 0.67 | 0.59 |  |  |  | Federally-Regulated Consumer Product |  | 2017-06-01
Rheem Sales Company¦ Inc. | Ruud | PRO+G40S-40N RU62 | Natural Gas | FALSE | TRUE |  | FALSE | 40 | 70 |  | 40000 | 80 |  | 0.62 | 0.59 |  |  |  | Federally-Regulated Consumer Product |  | 2017-06-01
Rheem Sales Company¦ Inc. | Ruud | PROUG40-36U RU68 PD | Natural Gas | TRUE | TRUE |  | FALSE | 40 | 71 |  | 36000 | 80 |  | 0.68 | 0.59 |  |  |  | Federally-Regulated Consumer Product |  | 2017-06-01
Rheem Sales Co.¦ Inc.¦ Water Heater Products | General Electric | GG40S06RVT | Natural Gas | TRUE | TRUE |  | FALSE | 40 | 73 |  | 36000 | 80 |  | 0.67 | 0.59 |  |  |  | Federally-Regulated Consumer Product |  | 2017-06-01
Rheem Sales Co.¦ Inc.¦ Water Heater Products | General Electric | GG40S06CBV | Natural Gas | TRUE | TRUE |  | FALSE | 40 | 72 |  | 38000 | 80 |  | 0.62 | 0.59 |  |  |  | Federally-Regulated Consumer Product |  | 2017-06-01
Rheem Sales Co.¦ Inc.¦ Water Heater Products | General Electric | PG40S09CBV | Natural Gas | TRUE | TRUE |  | FALSE | 40 | 72 |  | 38000 | 80 |  | 0.62 | 0.59 |  |  |  | Federally-Regulated Consumer Product |  | 2017-06-01
Rheem Sales Co.¦ Inc.¦ Water Heater Products | General Electric | SG40S12CBV | Natural Gas | TRUE | TRUE |  | FALSE | 40 | 72 |  | 38000 | 80 |  | 0.62 | 0.59 |  |  |  | Federally-Regulated Consumer Product |  | 2017-06-01
Rheem Sales Company¦ Inc. | Vanguard | 6FGV3 | Natural Gas | TRUE | TRUE |  | FALSE | 40 | 68 |  | 40000 | 82 |  | 0.67 | 0.59 |  |  |  | Federally-Regulated Consumer Product |  | 2017-06-01
Rheem Sales Co.¦ Inc.¦ Water Heater Products | Richmond | 12G40S-38B | Natural Gas | TRUE | TRUE |  | FALSE | 40 | 72 |  | 38000 | 80 |  | 0.62 | 0.59 |  |  |  | Federally-Regulated Consumer Product |  | 2017-06-01
Rheem Sales Company¦ Inc. | GE | GG38S06AXK00 | Natural Gas | FALSE | TRUE |  | FALSE | 40 | 68 |  | 36000 | 76 |  | 0.6 | 0.59 |  |  |  | Federally-Regulated Consumer Product |  | 2017-06-01
Rheem Sales Company¦ Inc. | GE | GG38T06AXK00 | Natural Gas | FALSE | TRUE |  | FALSE | 40 | 72 |  | 38000 | 76 |  | 0.6 | 0.59 |  |  |  | Federally-Regulated Consumer Product |  | 2017-06-01
Rheem Sales Company¦ Inc. | GE | GG40T06PVT | Natural Gas | TRUE | TRUE |  | FALSE | 40 | 68 |  | 40000 | 82 |  | 0.67 | 0.59 |  |  |  | Federally-Regulated Consumer Product |  | 2017-06-01
Rheem Sales Company¦ Inc. | GE | GG40T06TXK00 | Natural Gas | FALSE | TRUE |  | FALSE | 40 | 73 |  | 38000 | 76 |  | 0.62 | 0.59 |  |  |  | Federally-Regulated Consumer Product |  | 2017-06-01
Rheem Sales Company¦ Inc. | GE | PG38S09AXK00 | Natural Gas | FALSE | TRUE |  | FALSE | 40 | 68 |  | 36000 | 76 |  | 0.6 | 0.59 |  |  |  | Federally-Regulated Consumer Product |  | 2017-06-01
Rheem Sales Company¦ Inc. | GE | PG38T09AXK00 | Natural Gas | FALSE | TRUE |  | FALSE | 40 | 72 |  | 38000 | 76 |  | 0.6 | 0.59 |  |  |  | Federally-Regulated Consumer Product |  | 2017-06-01
Rheem Sales Company¦ Inc. | GE | SG40S12TVT | Natural Gas | FALSE | TRUE |  | FALSE | 40 | 72 |  | 40000 | 78 |  | 0.67 | 0.59 |  |  |  | Federally-Regulated Consumer Product |  | 2017-06-01
Rheem Sales Company¦ Inc. | GE | SG40T12TXK00 | Natural Gas | FALSE | TRUE |  | FALSE | 40 | 73 |  | 38000 | 76 |  | 0.62 | 0.59 |  |  |  | Federally-Regulated Consumer Product |  | 2017-06-01
Rheem Sales Company¦ Inc. | GE | SG40S12TVV | Natural Gas | TRUE | TRUE |  | FALSE | 40 | 72 |  | 38000 | 80 |  | 0.62 | 0.59 |  |  |  | Federally-Regulated Consumer Product |  | 2017-06-01
Rheem Sales Company¦ Inc. | Hotpoint | HG38S01AXK00 | Natural Gas | FALSE | TRUE |  | FALSE | 40 | 68 |  | 36000 | 76 |  | 0.6 | 0.59 |  |  |  | Federally-Regulated Consumer Product |  | 2017-06-01
Rheem Sales Company¦ Inc. | Hotpoint | HG38T01AXK00 | Natural Gas | FALSE | TRUE |  | FALSE | 40 | 72 |  | 38000 | 76 |  | 0.6 | 0.59 |  |  |  | Federally-Regulated Consumer Product |  | 2017-06-01
Rheem Sales Company¦ Inc. | Richmond | 6GDV40F | Natural Gas | TRUE | FALSE |  | FALSE | 40 | 66 |  | 38000 | 76 |  | 0.59 | 0.59 |  |  |  | Federally-Regulated Consumer Product |  | 2017-06-01
Rheem Sales Company¦ Inc. | Richmond | 6V40FT | Natural Gas | TRUE | TRUE |  | TRUE | 40 | 59 |  | 34000 | 76 |  | 0.59 | 0.59 |  |  |  | Federally-Regulated Consumer Product |  | 2017-06-01
Rheem Sales Company¦ Inc. | Richmond | 12G40V-38FN | Natural Gas | FALSE | TRUE |  | FALSE | 40 | 73 |  | 38000 | 76 |  | 0.62 | 0.59 |  |  |  | Federally-Regulated Consumer Product |  | 2017-06-01
Rheem Sales Company¦ Inc. | Richmond | 6G40V-38FN | Natural Gas | FALSE | TRUE |  | FALSE | 40 | 73 |  | 38000 | 76 |  | 0.62 | 0.59 |  |  |  | Federally-Regulated Consumer Product |  | 2017-06-01
Rheem Sales Company¦ Inc. | Richmond | 12G40S-40E2 | Natural Gas | FALSE | TRUE |  | FALSE | 40 | 72 |  | 40000 | 78 |  | 0.67 | 0.59 |  |  |  | Federally-Regulated Consumer Product |  | 2017-06-01
Rheem Sales Company¦ Inc. | Richmond | 12CG40S-38B | Natural Gas | TRUE | TRUE |  | FALSE | 40 | 72 |  | 38000 | 80 |  | 0.62 | 0.59 |  |  |  | Federally-Regulated Consumer Product |  | 2017-06-01
Rheem Sales Company¦ Inc. | Richmond | 6G40PDV-40 | Natural Gas | TRUE | TRUE |  | FALSE | 40 | 73 |  | 40000 | 81 |  | 0.67 | 0.59 |  |  |  | Federally-Regulated Consumer Product |  | 2017-06-01
Rheem Sales Company¦ Inc. | Richmond | 6G40-36NE2 | Natural Gas | TRUE | TRUE |  | FALSE | 40 | 71 |  | 36000 | 80 |  | 0.68 | 0.59 |  |  |  | Federally-Regulated Consumer Product |  | 2017-06-01
Rheem Sales Company¦ Inc. | Richmond | 12G40-36NE2 | Natural Gas | TRUE | TRUE |  | FALSE | 40 | 71 |  | 36000 | 80 |  | 0.68 | 0.59 |  |  |  | Federally-Regulated Consumer Product |  | 2017-06-01
Rheem Sales Company¦ Inc. | Richmond | 6G40PV-36FN | Natural Gas | TRUE | TRUE |  | FALSE | 40 | 72 |  | 36000 | 79 |  | 0.67 | 0.59 |  |  |  | Federally-Regulated Consumer Product |  | 2017-06-01
Rheem Sales Company¦ Inc. | Richmond | 12GR40S-40F | Natural Gas | TRUE | TRUE |  | FALSE | 40 | 70 |  | 40000 | 80 |  | 0.62 | 0.59 |  |  |  | Federally-Regulated Consumer Product |  | 2017-06-01
Rheem Sales Company¦ Inc. | Richmond | 9G40S-40E2 | Natural Gas | FALSE | TRUE |  | FALSE | 40 | 72 |  | 40000 | 78 |  | 0.67 | 0.59 |  |  |  | Federally-Regulated Consumer Product |  | 2017-06-01
Rheem Sales Company¦ Inc. | Richmond | 6G40S-40E2 | Natural Gas | FALSE | TRUE |  | FALSE | 40 | 72 |  | 40000 | 78 |  | 0.67 | 0.59 |  |  |  | Federally-Regulated Consumer Product |  | 2017-06-01
Rheem Sales Company¦ Inc. | Richmond | 6GR40PVE2-40 | Natural Gas | TRUE | TRUE |  | FALSE | 40 | 68 |  | 40000 | 82 |  | 0.67 | 0.59 |  |  |  | Federally-Regulated Consumer Product |  | 2017-06-01
Rheem Sales Company¦ Inc. | Richmond | 9G40-36NE2 | Natural Gas | TRUE | TRUE |  | FALSE | 40 | 71 |  | 36000 | 80 |  | 0.68 | 0.59 |  |  |  | Federally-Regulated Consumer Product |  | 2017-06-01
Rheem Sales Company¦ Inc. | Richmond | MV40FDVX3 | Natural Gas | FALSE | TRUE |  | TRUE | 40 | 65 |  | 36000 | 80 |  | 0.62 | 0.59 |  |  |  | Federally-Regulated Consumer Product |  | 2017-06-01
A O Smith Water Products | Reliance | 9 40 GKFS 100 | Natural Gas | TRUE | TRUE |  | FALSE | 40 | 67 |  | 40000 | 79 |  | 0.67 | 0.59 |  |  |  | Federally-Regulated Consumer Product |  | 2011-11-30
A O Smith Water Products | Reliance | 9 40 GKFT 100 | Natural Gas | TRUE | TRUE |  | FALSE | 40 | 67 |  | 40000 | 79 |  | 0.67 | 0.59 |  |  |  | Federally-Regulated Consumer Product |  | 2011-11-30
A O Smith Water Products | Reliance | 9 40 HKRT | Natural Gas | FALSE | FALSE | Non-Ozone-Depleting | FALSE | 40 | 62 |  | 35500 | 74 | 25392 | 0.59 | 0.59 |  |  |  | Federally-Regulated Consumer Product |  | 2007-11-21
A O Smith Water Products | Reliance | 9 40 YKRS | Natural Gas | FALSE | TRUE | Non-Ozone-Depleting | FALSE | 40 | 63 |  | 35500 | 74 | 25392 | 0.59 | 0.59 |  |  |  | Federally-Regulated Consumer Product |  | 2007-11-21
A O Smith Water Products | Reliance | 9 40 YKRT | Natural Gas | FALSE | FALSE | Non-Ozone-Depleting | FALSE | 40 | 62 |  | 35500 | 74 | 25392 | 0.59 | 0.59 |  |  |  | Federally-Regulated Consumer Product |  | 2007-11-21
A O Smith Water Products | Reliance | 9 40 YKRT W | Natural Gas | FALSE | TRUE | Non-Ozone-Depleting | FALSE | 40 | 62 |  | 35500 | 74 | 25392 | 0.59 | 0.59 |  |  |  | Federally-Regulated Consumer Product |  | 2007-11-21
A O Smith Water Products | Apollo | A10 40 XAPDT L | Natural Gas | TRUE | TRUE | Non-Ozone-Depleting | FALSE | 40 | 62 |  | 40000 | 76 | 25392 | 0.59 | 0.59 |  |  |  | Federally-Regulated Consumer Product |  | 2007-11-21
A O Smith Water Products | Apollo | A10 40 XBPDT L | Natural Gas | TRUE | TRUE | Non-Ozone-Depleting | FALSE | 40 | 62 |  | 40000 | 76 | 25392 | 0.59 | 0.59 |  |  |  | Federally-Regulated Consumer Product |  | 2007-11-21
A O Smith Water Products | Apollo | A10 40 YART L4 | Natural Gas | FALSE | TRUE | Non-Ozone-Depleting | FALSE | 40 | 71 |  | 40000 | 74 | 25392 | 0.59 | 0.59 |  |  |  | Federally-Regulated Consumer Product |  | 2007-11-21
A O Smith Water Products | Apollo | A10 40 YBRT L4 | Natural Gas | FALSE | TRUE | Non-Ozone-Depleting | FALSE | 40 | 71 |  | 40000 | 74 | 25392 | 0.59 | 0.59 |  |  |  | Federally-Regulated Consumer Product |  | 2007-11-21
A O Smith Water Products | Apollo | A10 40 YQVIT L2* 100 | Natural Gas | TRUE | FALSE | Non-Ozone-Depleting | FALSE | 40 | 80 |  | 50000 | 78 | 23048 | 0.65 | 0.59 |  |  |  | Federally-Regulated Consumer Product |  | 2011-11-30
A O Smith Water Products | Apollo | A10 40 YRVIT L2* 100 | Natural Gas | TRUE | FALSE | Non-Ozone-Depleting | FALSE | 40 | 80 |  | 50000 | 78 | 23048 | 0.65 | 0.59 |  |  |  | Federally-Regulated Consumer Product |  | 2011-11-30
A O Smith Water Products | Apollo | A10 40 YXRT L | Natural Gas | FALSE | TRUE | Non-Ozone-Depleting | FALSE | 40 | 81 |  | 40000 | 76 | 23780 | 0.63 | 0.59 |  |  |  | Federally-Regulated Consumer Product |  | 2007-11-21
A O Smith Water Products | Apollo | A6 40 XAPDT L | Natural Gas | TRUE | TRUE | Non-Ozone-Depleting | FALSE | 40 | 62 |  | 40000 | 76 | 25392 | 0.59 | 0.59 |  |  |  | Federally-Regulated Consumer Product |  | 2007-11-21
A O Smith Water Products | Apollo | A6 40 XBPDT L | Natural Gas | TRUE | TRUE | Non-Ozone-Depleting | FALSE | 40 | 62 |  | 40000 | 76 | 25392 | 0.59 | 0.59 |  |  |  | Federally-Regulated Consumer Product |  | 2007-11-21
A O Smith Water Products | Apollo | A6 40 YARTL 4 | Natural Gas | FALSE | TRUE | Non-Ozone-Depleting | FALSE | 40 | 71 |  | 40000 | 74 | 25392 | 0.59 | 0.59 |  |  |  | Federally-Regulated Consumer Product |  | 2007-11-21
A O Smith Water Products | Apollo | A6 40 YBRTL 4 | Natural Gas | FALSE | TRUE | Non-Ozone-Depleting | FALSE | 40 | 71 |  | 40000 | 74 | 25392 | 0.59 | 0.59 |  |  |  | Federally-Regulated Consumer Product |  | 2007-11-21
A O Smith Water Products | Apollo | A6 40 YQVIT L2* 100 | Natural Gas | TRUE | FALSE | Non-Ozone-Depleting | FALSE | 40 | 80 |  | 50000 | 78 | 23048 | 0.65 | 0.59 |  |  |  | Federally-Regulated Consumer Product |  | 2011-11-30
A O Smith Water Products | Apollo | A6 40 YXRT L | Natural Gas | FALSE | TRUE | Non-Ozone-Depleting | FALSE | 40 | 81 |  | 40000 | 76 | 23780 | 0.63 | 0.59 |  |  |  | Federally-Regulated Consumer Product |  | 2007-11-21
American Water Heater Co. | U.S. Craftmaster | 40S(3¦6¦9¦12)-40NG 400 | Natural Gas | FALSE | TRUE |  | FALSE | 40 | 67 |  | 40000 | 76 |  | 0.62 | 0.59 |  |  |  | Federally-Regulated Consumer Product |  | 2015-04-10
A O Smith Water Products | A.O. SMITH | FMD 40 300 | Natural Gas | FALSE | TRUE |  | TRUE | 40 | 61 |  | 32000 | 76 |  | 0.59 | 0.59 |  |  |  | Federally-Regulated Consumer Product |  | 2017-05-25
A O Smith Water Products | A O Smith Water Products | FMD 40 300 | Natural Gas | FALSE | TRUE |  | TRUE | 40 | 61 |  | 32000 | 76 |  | 0.59 | 0.59 |  |  |  | Federally-Regulated Consumer Product |  | 2014-02-04
Rheem | Rheem | XG40T12DU40U0 | Natural Gas | TRUE | TRUE |  | FALSE | 40 | 81 |  | 40000 | 81 |  | 0.69 | 0.59 |  |  |  | Federally-Regulated Consumer Product |  | 2014-05-07
Rheem | Rheem | 42V40S-40F | Natural Gas | FALSE | TRUE |  | FALSE | 40 | 68 |  | 40000 | 76 | 25392 | 0.59 | 0.59 |  |  |  | Federally-Regulated Consumer Product |  | 2009-04-22
American Water Heater Co. | American Water Heater Co. | BFG12240T343N*** | Natural Gas | FALSE | TRUE | Non-Ozone-Depleting | FALSE | 40 | 53 |  | 34000 | 77 | 24560 | 0.61 | 0.59 |  |  |  | Federally-Regulated Consumer Product |  | 2007-11-21
Bradford White Corporation | Bradford-White Corp. | MITW40L***N15 | Natural Gas | FALSE | TRUE |  | FALSE | 40 | 72 |  | 40000 | 80 | 24164 | 0.62 | 0.59 |  |  |  | Federally-Regulated Consumer Product |  | 2007-11-21
A O Smith Water Products | A.O. SMITH | FMD-40-100 | Natural Gas | FALSE | TRUE |  | TRUE | 40 | 64 |  | 32000 | 76 |  | 0.59 | 0.59 |  |  |  | Federally-Regulated Consumer Product |  | 2017-05-25
Rheem Sales Co.¦ Inc. | Rheem | PROG40-38U RH62 | Natural Gas | FALSE | TRUE |  | FALSE | 40 | 73 |  | 38000 | 76 |  | 0.62 | 0.59 |  |  |  | Federally-Regulated Consumer Product |  | 2015-10-01
American Water Heater Co. | Reliance | 6 40YJMT 100 | Natural Gas | FALSE | TRUE | Non-Ozone-Depleting | TRUE | 40 | 69 |  | 40000 | 76 | 25392 | 0.59 | 0.59 |  |  |  | Federally-Regulated Consumer Product |  | 2008-09-25
A O Smith Water Products | A O Smith Water Products | FMD-40-100 | Natural Gas | FALSE | FALSE | Non-Ozone-Depleting | TRUE | 40 | 64 |  | 32000 | 76 | 25392 | 0.59 | 0.59 |  |  |  | Federally-Regulated Consumer Product |  | 2007-11-21
Bradford White Corporation | Bradford-White Corp. | M1XR403S*FBN(B) | Natural Gas | FALSE | TRUE | Non-Ozone-Depleting | FALSE | 40 | 72 |  | 40000 | 79 | 25392 | 0.59 | 0.59 |  |  |  | Federally-Regulated Consumer Product |  | 2007-11-21
GSW Water Heating | State Industries | GS 6 40YRVIT ** 200 | Natural Gas | TRUE | TRUE |  | FALSE | 40 | 93 |  | 50000 | 82 |  | 0.7 | 0.59 |  |  |  | Federally-Regulated Consumer Product |  | 2014-12-23
Bradford White Corporation | Bradford-White Corp. | URG1D40S*N | Natural Gas | TRUE | TRUE |  | FALSE | 40 | 74 |  | 40000 | 79 |  | 0.62 | 0.62 |  |  |  | Federally-Regulated Consumer Product |  | 2015-07-06
Rheem | Rheem | 3WA62 | Natural Gas | FALSE | TRUE |  | FALSE | 40 | 67 |  | 36000 | 76 | 25392 | 0.59 | 0.59 |  |  |  | Federally-Regulated Consumer Product |  | 2009-04-22
American Water Heater Co. | State Industries | GS6 40 YOCA | Natural Gas | FALSE | TRUE | Non-Ozone-Depleting | FALSE | 40 | 67 |  | 40000 | 76 | 24164 | 0.62 | 0.59 |  |  |  | Federally-Regulated Consumer Product |  | 2007-11-21
Rheem | Rheem | HG40S01AVG00 | Natural Gas | FALSE | TRUE |  | FALSE | 40 | 67 |  | 36000 | 76 | 25392 | 0.59 | 0.59 |  |  |  | Federally-Regulated Consumer Product |  | 2008-09-25
GSW Water Heating | A O Smith Water Products | GDV-40L 300 | Natural Gas | FALSE | TRUE |  | FALSE | 40 | 72 |  | 38000 | 82 |  | 0.63 | 0.59 |  |  |  | Federally-Regulated Consumer Product |  | 2014-05-07
American Water Heater Co. | Sears Brand Management Corp. | 153.3303 | Natural Gas | FALSE | TRUE |  | FALSE | 40 | 70 |  | 40000 | 77 |  | 0.62 | 0.59 |  |  |  | Federally-Regulated Consumer Product |  | 2011-11-30
A O Smith Water Products | A.O. SMITH | FMDV 40 250 | Natural Gas | FALSE | TRUE |  | TRUE | 40 | 60 |  | 32000 | 80 |  | 0.62 | 0.59 |  |  |  | Federally-Regulated Consumer Product |  | 2016-10-28
American Water Heater Co. | Sears Brand Management Corp. | 153.334 | Natural Gas | FALSE | TRUE |  | TRUE | 40 | 69 |  | 40000 | 76 |  | 0.59 | 0.59 |  |  |  | Federally-Regulated Consumer Product |  | 2011-09-27
American Water Heater Co. | U.S. Craftmaster | FDG2F4040S3N | Natural Gas | TRUE | TRUE |  | FALSE | 40 | 67 |  | 40000 | 80 |  | 0.67 | 0.59 |  |  |  | Federally-Regulated Consumer Product |  | 2012-03-02
Rheem Sales Co.¦ Inc. | Rheem | XG40T12DU36U0 | Natural Gas | TRUE | TRUE |  | FALSE | 40 | 71 |  | 36000 | 80 |  | 0.68 | 0.59 |  |  |  | Federally-Regulated Consumer Product |  | 2015-10-01
American Water Heater Co. | U.S. Craftmaster | MFG1F4040T3N*** | Natural Gas | FALSE | TRUE | Non-Ozone-Depleting | TRUE | 40 | 69 |  | 40000 | 76 | 25392 | 0.59 | 0.59 |  |  |  | Federally-Regulated Consumer Product |  | 2008-09-25
American Water Heater Co. | U.S. Craftmaster | DVG2F4038SN*** | Natural Gas | FALSE | TRUE | Non-Ozone-Depleting | FALSE | 40 | 60 |  | 38000 | 76 | 25392 | 0.59 | 0.59 |  |  |  | Federally-Regulated Consumer Product |  | 2007-11-21
American Water Heater Co. | American Water Heater Co. | SG12140T403N*** | Natural Gas | FALSE | TRUE | Non-Ozone-Depleting | FALSE | 40 | 77 |  | 40000 | 76 | 25392 | 0.59 | 0.59 |  |  |  | Federally-Regulated Consumer Product |  | 2010-03-16
American Water Heater Co. | Whirlpool | MFG1A4040T3N*** | Natural Gas | TRUE | TRUE | Non-Ozone-Depleting | TRUE | 40 | 69 |  | 40000 | 76 |  | 0.59 | 0.59 |  |  |  | Federally-Regulated Consumer Product |  | 2009-12-22
GSW Water Heating | GSW Water Heating Co. | G640S40N-PV-ES2 | Natural Gas | TRUE | TRUE |  | FALSE | 40 | 72 |  | 40000 | 83 |  | 0.7 | 0.59 |  |  |  | Federally-Regulated Consumer Product |  | 2012-08-28
A O Smith Water Products | A O Smith Water Products | FMG-40-100 | Natural Gas | FALSE | FALSE | Non-Ozone-Depleting | TRUE | 40 | 63 |  | 30000 | 76 | 25392 | 0.59 | 0.59 |  |  |  | Federally-Regulated Consumer Product |  | 2007-11-21
Rheem | Ruud | PH2-40-40PROHF | Natural Gas | FALSE | TRUE |  | FALSE | 40 | 68 |  | 40000 | 76 | 25392 | 0.59 | 0.59 |  |  |  | Federally-Regulated Consumer Product |  | 2009-04-22
Rheem | Rheem | 22V40FDVX | Natural Gas | TRUE | FALSE | Non-Ozone-Depleting | TRUE | 40 | 66 |  | 36000 | 76 | 25392 | 0.59 | 0.59 |  |  |  | Federally-Regulated Consumer Product |  | 2008-09-25
A O Smith Water Products | A.O. SMITH | FMHR 40 400 | Natural Gas | FALSE | TRUE |  | TRUE | 40 | 62 |  | 35500 | 80 |  | 0.62 | 0.59 |  |  |  | Federally-Regulated Consumer Product |  | 2017-05-25
American Water Heater Co. | American Water Heater Co. | FDG9240S403N | Natural Gas | TRUE | TRUE |  | FALSE | 40 | 67 |  | 40000 | 80 |  | 0.67 | 0.59 |  |  |  | Federally-Regulated Consumer Product |  | 2012-03-02
Rheem Sales Co.¦ Inc. | Ruud | PVP40E2-E | Natural Gas | TRUE | TRUE |  | FALSE | 40 | 68 |  | 40000 | 82 |  | 0.67 | 0.59 |  |  |  | Federally-Regulated Consumer Product |  | 2015-10-01
GSW Water Heating | American Water Heater Co. | PVG62-40T50NVSL | Natural Gas | TRUE | TRUE |  | FALSE | 40 | 93 |  | 50000 | 82 |  | 0.7 | 0.59 |  |  |  | Federally-Regulated Consumer Product |  | 2014-09-02
Rheem Sales Co.¦ Inc. | Rheem | PROG40S-40N RH62 | Natural Gas | FALSE | TRUE |  | FALSE | 40 | 70 |  | 40000 | 80 |  | 0.62 | 0.59 |  |  |  | Federally-Regulated Consumer Product |  | 2015-10-01
Bradford White Corporation | Bradford-White Corp. | U1403S**FRN(A) | Natural Gas | FALSE | TRUE | Non-Ozone-Depleting | FALSE | 40 | 72 |  | 40000 | 79 | 25392 | 0.59 | 0.59 |  |  |  | Federally-Regulated Consumer Product |  | 2009-05-06
Rheem | Richmond | 9G40S-36FN | Natural Gas | FALSE | TRUE | Non-Ozone-Depleting | FALSE | 40 | 68 |  | 36000 | 76 | 24969 | 0.6 | 0.59 |  |  |  | Federally-Regulated Consumer Product |  | 2008-04-14
Water Heater Innovations | Marathon | MG40345 | Natural Gas | FALSE | FALSE | No Match | FALSE | 40 | 72 |  | 34500 | 81 | 22699 | 0.66 | 0.54 |  |  |  | Federally-Regulated Consumer Product |  | 1997-01-29
Rheem | Richmond | 6G40PV-40F | Natural Gas | FALSE | TRUE |  | FALSE | 40 | 68 |  | 40000 | 76 | 23408 | 0.64 | 0.59 |  |  |  | Federally-Regulated Consumer Product |  | 2010-03-16
American Water Heater Co. | American Water Heater Co. | GU(3¦6¦9¦10¦12)140T40 400 | Natural Gas | FALSE | TRUE |  | FALSE | 40 | 74 |  | 40000 | 80 |  | 0.62 | 0.59 |  |  |  | Federally-Regulated Consumer Product |  | 2015-04-10
A O Smith Water Products | A O Smith Water Products | FMV 40 200 | Natural Gas | FALSE | TRUE |  | TRUE | 40 | 57 |  | 35500 | 76 | 25392 | 0.59 | 0.59 |  |  |  | Federally-Regulated Consumer Product |  | 2010-03-16
A O Smith Water Products | A.O. SMITH | FMV 40 300 | Natural Gas | FALSE | TRUE |  | TRUE | 40 | 60 |  | 35500 | 76 |  | 0.59 | 0.59 |  |  |  | Federally-Regulated Consumer Product |  | 2017-05-25
American Water Heater Co. | U.S. Craftmaster | MHG1F4031T3N*** | Natural Gas | FALSE | TRUE | Non-Ozone-Depleting | TRUE | 40 | 60 |  | 31000 | 75 | 25392 | 0.59 | 0.59 |  |  |  | Federally-Regulated Consumer Product |  | 2007-11-21
A O Smith Water Products | A O Smith Water Products | FMV 40 300 | Natural Gas | FALSE | TRUE |  | TRUE | 40 | 60 |  | 35500 | 76 |  | 0.59 | 0.59 |  |  |  | Federally-Regulated Consumer Product |  | 2014-12-23
American Standard Water Heater Co. | Dura-Glass | GR-40T-1-3-12 | Natural Gas | TRUE | TRUE | Non-Ozone-Depleting | FALSE | 40 | 77 |  | 40000 | 78.1 | 24890 | 0.6 | 0.59 |  |  |  | Federally-Regulated Consumer Product |  | 2010-04-30
American Water Heater Co. | American Water Heater Co. | UG9240T403N*** | Natural Gas | FALSE | TRUE | Non-Ozone-Depleting | FALSE | 40 | 70 |  | 40000 | 77 | 24164 | 0.62 | 0.59 |  |  |  | Federally-Regulated Consumer Product |  | 2011-11-30
Rheem | Ruud | PH2DV40F | Natural Gas | TRUE | FALSE |  | FALSE | 40 | 66 |  | 38000 | 76 | 25392 | 0.59 | 0.59 |  |  |  | Federally-Regulated Consumer Product |  | 2008-09-25
American Water Heater Co. | Whirlpool | BFG2H4040S3N*** | Natural Gas | TRUE | TRUE | Non-Ozone-Depleting | FALSE | 40 | 67 |  | 40000 | 76 |  | 0.62 | 0.59 |  |  |  | Federally-Regulated Consumer Product |  | 2009-12-22
Bradford White Corporation | Lochinvar Corp. | XTN040G-EF | Natural Gas | FALSE | TRUE |  | FALSE | 40 | 63 |  | 34000 | 79 | 24164 | 0.62 | 0.59 |  |  |  | Federally-Regulated Consumer Product |  | 2007-11-21
American Water Heater Co. | A O Smith Water Products | BFG6140S403N*** | Natural Gas | FALSE | TRUE | Non-Ozone-Depleting | FALSE | 40 | 67 |  | 40000 | 76 | 25392 | 0.59 | 0.59 |  |  |  | Federally-Regulated Consumer Product |  | 2008-04-14
American Water Heater Co. | U.S. Craftmaster | BFG2J4034T3N*** | Natural Gas | FALSE | TRUE | Non-Ozone-Depleting | FALSE | 40 | 53 |  | 34000 | 77 | 24560 | 0.61 | 0.59 |  |  |  | Federally-Regulated Consumer Product |  | 2007-11-21
A O Smith Water Products | A.O. SMITH | G12-UFDT4040NV 100 | Natural Gas | TRUE | TRUE |  | FALSE | 40 | 74 |  | 40000 | 80 |  | 0.67 | 0.59 |  |  |  | Federally-Regulated Consumer Product |  | 2017-03-24
Bradford White Corporation | Bradford-White Corp. | M440T***N7-ATO****** | Natural Gas | FALSE | TRUE | Non-Ozone-Depleting | FALSE | 40 | 75 |  | 40000 | 80 | 24164 | 0.62 | 0.59 |  |  |  | Federally-Regulated Consumer Product |  | 2009-04-22
Bradford White Corporation | Lochinvar Corp. | XVN041G | Natural Gas | TRUE | TRUE |  | FALSE | 40 | 69 |  | 40000 | 80 | 24164 | 0.62 | 0.59 |  |  |  | Federally-Regulated Consumer Product |  | 2007-11-21
A.O. Smith (McBee) | American Water Heater Co. | G62 40S40 250 | Natural Gas | FALSE | TRUE |  | FALSE | 40 | 67 |  | 40000 | 76 |  | 0.62 | 0.62 |  |  |  | Federally-Regulated Consumer Product |  | 2015-07-06
Bradford White Corporation | Bradford-White Corp. | U140T*FRN(A) | Natural Gas | FALSE | TRUE | Non-Ozone-Depleting | FALSE | 40 | 75 |  | 40000 | 79 | 25392 | 0.59 | 0.59 |  |  |  | Federally-Regulated Consumer Product |  | 2008-09-25
A O Smith Water Products | American | G62 40S40 250 | Natural Gas | FALSE | TRUE |  | FALSE | 40 | 67 |  | 40000 | 76 |  | 0.62 | 0.59 |  |  |  | Federally-Regulated Consumer Product |  | 2015-10-01
A O Smith Water Products | American | G62 40T40 250 | Natural Gas | FALSE | TRUE |  | FALSE | 40 | 68 |  | 40000 | 78 |  | 0.62 | 0.59 |  |  |  | Federally-Regulated Consumer Product |  | 2015-10-01
A.O. Smith (McBee) | American Water Heater Co. | G62 40T40 250 | Natural Gas | FALSE | TRUE |  | FALSE | 40 | 68 |  | 40000 | 78 |  | 0.62 | 0.62 |  |  |  | Federally-Regulated Consumer Product |  | 2015-07-06
Rheem | Rheem | 21VR40T | Natural Gas | FALSE | FALSE |  | TRUE | 40 | 64 |  | 34000 | 76 | 25392 | 0.59 | 0.59 |  |  |  | Federally-Regulated Consumer Product |  | 2007-11-21
American Water Heater Co. | U.S. Craftmaster | BFG1J4040S3N0H*** | Natural Gas | FALSE | TRUE |  | FALSE | 40 | 67 |  | 40000 | 76 | 25392 | 0.59 | 0.59 |  |  |  | Federally-Regulated Consumer Product |  | 2010-03-16
GSW Water Heating | Lochinvar Corp. | PVN04050 200 | Natural Gas | TRUE | TRUE |  | FALSE | 40 | 93 |  | 50000 | 82 |  | 0.7 | 0.59 |  |  |  | Federally-Regulated Consumer Product |  | 2012-08-28
Rheem Sales Co.¦ Inc. | Rheem | XG40T12HN38U0 | Natural Gas | FALSE | TRUE |  | FALSE | 40 | 73 |  | 38000 | 76 |  | 0.62 | 0.59 |  |  |  | Federally-Regulated Consumer Product |  | 2015-10-01
Rheem | Rheem | GG38S06AXK00 | Natural Gas | FALSE | TRUE | Non-Ozone-Depleting | FALSE | 40 | 68 |  | 36000 | 76 | 24969 | 0.6 | 0.59 |  |  |  | Federally-Regulated Consumer Product |  | 2014-12-23
American Water Heater Co. | American Water Heater Co. | SG6140T403N*** | Natural Gas | FALSE | TRUE | Non-Ozone-Depleting | FALSE | 40 | 77 |  | 40000 | 76 | 25392 | 0.59 | 0.59 |  |  |  | Federally-Regulated Consumer Product |  | 2010-03-16
Bradford White Corporation | Bradford-White Corp. | U1404T*FRN(A) | Natural Gas | FALSE | TRUE | Non-Ozone-Depleting | FALSE | 40 | 86 |  | 50000 | 78 | 25392 | 0.59 | 0.59 |  |  |  | Federally-Regulated Consumer Product |  | 2008-09-25
A O Smith Water Products | A.O. SMITH | G6-DMH4032NV 250 | Natural Gas | FALSE | TRUE |  | TRUE | 40 | 60 |  | 32000 | 80 |  | 0.62 | 0.59 |  |  |  | Federally-Regulated Consumer Product |  | 2017-05-10
Rheem Sales Co.¦ Inc. | Rheem | PROG40-36N RH59 DVV | Natural Gas | FALSE | FALSE |  | FALSE | 40 | 66 |  | 38000 | 76 |  | 0.59 | 0.59 |  |  |  | Federally-Regulated Consumer Product |  | 2015-10-01
Rheem | Rheem | XG40T06PV40U0 | Natural Gas | TRUE | TRUE |  | FALSE | 40 | 68 |  | 40000 | 81 |  | 0.67 | 0.59 |  |  |  | Federally-Regulated Consumer Product |  | 2014-09-02
A O Smith Water Products | A.O. SMITH | G6-US4040NV 400 | Natural Gas | FALSE | TRUE |  | FALSE | 40 | 69 |  | 40000 | 77 |  | 0.62 | 0.59 |  |  |  | Federally-Regulated Consumer Product |  | 2017-05-10
Rheem | Rheem | 6GR40PVE2-40 | Natural Gas | TRUE | TRUE |  | FALSE | 40 | 68 |  | 40000 | 82 |  | 0.67 | 0.59 |  |  |  | Federally-Regulated Consumer Product |  | 2012-06-11
Bradford White Corporation | Bradford-White Corp. | RG2DVMH40T*N | Natural Gas | FALSE | TRUE |  | TRUE | 40 | 59 |  | 30000 | 79 |  | 0.62 | 0.62 |  |  |  | Federally-Regulated Consumer Product |  | 2015-07-06
American Water Heater Co. | American Water Heater Co. | BFG12140S403N*** | Natural Gas | FALSE | TRUE | Non-Ozone-Depleting | FALSE | 40 | 67 |  | 40000 | 76 | 25392 | 0.59 | 0.59 |  |  |  | Federally-Regulated Consumer Product |  | 2007-11-21
Bradford White Corporation | Lochinvar Corp. | UTN040G-EF | Natural Gas | FALSE | TRUE | Non-Ozone-Depleting | FALSE | 40 | 68 |  | 40000 | 79 | 24164 | 0.62 | 0.59 |  |  |  | Federally-Regulated Consumer Product |  | 2008-09-25
A O Smith Water Products | A O Smith Water Products | GAHH 40 102 | Natural Gas | FALSE | TRUE |  | FALSE | 40 | 70 |  | 40000 | 80 |  | 0.7 | 0.59 |  |  |  | Federally-Regulated Consumer Product |  | 2014-02-04
Water Heater Innovations | Marathon | MG40345H | Natural Gas | FALSE | FALSE | No Match | FALSE | 40 | 72 |  | 34500 | 81 | 21402 | 0.7 | 0.54 |  |  |  | Federally-Regulated Consumer Product |  | 1997-01-29
GSW Water Heating | State Industries | 6 40YRVIT 200 | Natural Gas | TRUE | TRUE |  | FALSE | 40 | 93 |  | 50000 | 82 |  | 0.7 | 0.59 |  |  |  | Federally-Regulated Consumer Product |  | 2012-08-28
A O Smith Water Products | American Water Heater Co. | GB61 40S40 400 | Natural Gas | FALSE | TRUE |  | FALSE | 40 | 67 |  | 40000 | 80 |  | 0.62 | 0.59 |  |  |  | Federally-Regulated Consumer Product |  | 2015-04-10
A O Smith Water Products | American | GB61 40S40 400 | Natural Gas | FALSE | TRUE |  | FALSE | 40 | 67 |  | 40000 | 80 |  | 0.62 | 0.59 |  |  |  | Federally-Regulated Consumer Product |  | 2015-10-01
Rheem Sales Co.¦ Inc. | Rheem | XG40T09HN38U0 | Natural Gas | FALSE | TRUE |  | FALSE | 40 | 71 |  | 38000 | 76 |  | 0.62 | 0.59 |  |  |  | Federally-Regulated Consumer Product |  | 2015-10-01
American Water Heater Co. | U.S. Craftmaster | UG1H4040T3N*** | Natural Gas | FALSE | TRUE | Non-Ozone-Depleting | FALSE | 40 | 65 |  | 40000 | 77 | 25392 | 0.59 | 0.59 |  |  |  | Federally-Regulated Consumer Product |  | 2011-11-30
Rheem | Rheem | PRO+G40S-40N RH62 | Natural Gas | TRUE | TRUE |  | FALSE | 40 | 70 |  | 40000 | 80 |  | 0.62 | 0.59 |  |  |  | Federally-Regulated Consumer Product |  | 2015-01-05
Bradford White Corporation | Lochinvar Corp. | SVN041 | Natural Gas | TRUE | FALSE |  | FALSE | 40 | 69 |  | 40000 | 80 | 24164 | 0.62 | 0.59 |  |  |  | Federally-Regulated Consumer Product |  | 2007-11-21
Bradford White Corporation | Bradford-White Corp. | DS140S***N15 | Natural Gas | FALSE | TRUE |  | FALSE | 40 | 71 |  | 38000 | 80 | 25392 | 0.59 | 0.59 |  |  |  | Federally-Regulated Consumer Product |  | 2007-11-21
A.O. Smith (McBee) | American Water Heater Co. | GB61 40T40 400 | Natural Gas | FALSE | TRUE |  | FALSE | 40 | 70 |  | 40000 | 80 |  | 0.62 | 0.62 |  |  |  | Federally-Regulated Consumer Product |  | 2015-07-06
A O Smith Water Products | American | GB61 40T40 400 | Natural Gas | FALSE | TRUE |  | FALSE | 40 | 70 |  | 40000 | 80 |  | 0.62 | 0.59 |  |  |  | Federally-Regulated Consumer Product |  | 2015-10-01
Lochinvar¦ LLC. | Lochinvar Corp. | LVN 040 40ES 100 | Natural Gas | TRUE | FALSE |  | FALSE | 40 | 70 |  | 40000 | 82 |  | 0.67 | 0.59 |  |  |  | Federally-Regulated Consumer Product |  | 2011-11-30
American Water Heater Co. | Sears Brand Management Corp. | 153.3312 | Natural Gas | FALSE | TRUE |  | FALSE | 40 | 70 |  | 40000 | 77 |  | 0.62 | 0.59 |  |  |  | Federally-Regulated Consumer Product |  | 2011-11-30
American Standard Water Heater Co. | Dura-Glass | GR-40L-2-3-6 | Natural Gas | TRUE | TRUE | Non-Ozone-Depleting | FALSE | 40 | 67.4 |  | 40000 | 80.7 | 24160 | 0.62 | 0.59 |  |  |  | Federally-Regulated Consumer Product |  | 2008-05-01
A O Smith Water Products | State Industries | GC1 40 YORS | Natural Gas | FALSE | TRUE | Non-Ozone-Depleting | FALSE | 40 | 63 |  | 35500 | 74 | 25392 | 0.59 | 0.59 |  |  |  | Federally-Regulated Consumer Product |  | 2007-11-21
A O Smith Water Products | State Industries | GC1 40 YORT | Natural Gas | FALSE | TRUE | Non-Ozone-Depleting | FALSE | 40 | 70 |  | 32000 | 73 | 25392 | 0.59 | 0.59 |  |  |  | Federally-Regulated Consumer Product |  | 2007-11-21
Rheem | Ruud | P2R-40SF | Natural Gas | TRUE | TRUE |  | FALSE | 40 | 70 |  | 40000 | 80 | 24164 | 0.62 | 0.59 |  |  |  | Federally-Regulated Consumer Product |  | 2010-03-16
Rheem | Ruud | PVP40SFW | Natural Gas | FALSE | TRUE | Non-Ozone-Depleting | FALSE | 40 | 71 |  | 40000 | 76 | 23408 | 0.64 | 0.59 |  |  |  | Federally-Regulated Consumer Product |  | 2010-03-16
A O Smith Water Products | A.O. SMITH | GCB 40 400 | Natural Gas | FALSE | TRUE |  | FALSE | 40 | 70 |  | 40000 | 80 |  | 0.62 | 0.59 |  |  |  | Federally-Regulated Consumer Product |  | 2017-05-25
A.O. Smith (McBee) | A O Smith Water Products | GCB 40 400 | Natural Gas | FALSE | TRUE |  | FALSE | 40 | 70 |  | 40000 | 80 |  | 0.62 | 0.62 |  |  |  | Federally-Regulated Consumer Product |  | 2015-07-06
Rheem | Rheem | 42V40-40PROHF | Natural Gas | FALSE | TRUE |  | FALSE | 40 | 68 |  | 40000 | 76 | 25392 | 0.59 | 0.59 |  |  |  | Federally-Regulated Consumer Product |  | 2009-04-22
Rheem | Richmond | 6GDV40F | Natural Gas | TRUE | FALSE |  | FALSE | 40 | 66 |  | 38000 | 76 | 25392 | 0.59 | 0.59 |  |  |  | Federally-Regulated Consumer Product |  | 2008-09-25
Rheem | Rheem | 21VR40DV | Natural Gas | FALSE | FALSE |  | TRUE | 40 | 60 |  | 30000 | 76 | 25392 | 0.59 | 0.59 |  |  |  | Federally-Regulated Consumer Product |  | 2007-11-21
American Water Heater Co. | U.S. Craftmaster | BFG2J4040S3N*** | Natural Gas | FALSE | TRUE | Non-Ozone-Depleting | FALSE | 40 | 67 |  | 40000 | 76 | 24164 | 0.62 | 0.59 |  |  |  | Federally-Regulated Consumer Product |  | 2007-11-21
A O Smith Water Products | A O Smith Water Products | GCBL 40 400 | Natural Gas | FALSE | TRUE |  | FALSE | 40 | 67 |  | 40000 | 80 |  | 0.62 | 0.59 |  |  |  | Federally-Regulated Consumer Product |  | 2015-04-10
Rheem | Rheem | SG40S12TVS00 | Natural Gas | TRUE | TRUE |  | FALSE | 40 | 70 |  | 40000 | 80 | 24164 | 0.62 | 0.59 |  |  |  | Federally-Regulated Consumer Product |  | 2010-03-16
A O Smith Water Products | A.O. SMITH | GCF 40 100 | Natural Gas | TRUE | TRUE |  | FALSE | 40 | 67 |  | 40000 | 79 |  | 0.67 | 0.59 |  |  |  | Federally-Regulated Consumer Product |  | 2017-05-25
American Water Heater Co. | American Water Heater Co. | PVG12240T42N*** | Natural Gas | TRUE | TRUE | Non-Ozone-Depleting | FALSE | 40 | 67 |  | 42000 | 76 | 22699 | 0.66 | 0.59 |  |  |  | Federally-Regulated Consumer Product |  | 2008-04-14
American Water Heater Co. | Sears Brand Management Corp. | 153.3313 | Natural Gas | FALSE | TRUE |  | FALSE | 40 | 70 |  | 40000 | 77 |  | 0.62 | 0.59 |  |  |  | Federally-Regulated Consumer Product |  | 2011-11-30
American Water Heater Co. | American Water Heater Co. | PVG6240T42N*** | Natural Gas | TRUE | TRUE | Non-Ozone-Depleting | FALSE | 40 | 67 |  | 42000 | 76 | 22699 | 0.66 | 0.59 |  |  |  | Federally-Regulated Consumer Product |  | 2008-04-14
American Water Heater Co. | American Water Heater Co. | FDG6240S403P | Natural Gas | TRUE | TRUE |  | FALSE | 40 | 67 |  | 40000 | 80 |  | 0.67 | 0.59 |  |  |  | Federally-Regulated Consumer Product |  | 2012-03-02
Rheem | Rheem | 22X40SF | Natural Gas | FALSE | TRUE |  | FALSE | 40 | 72 |  | 36000 | 76 | 25392 | 0.59 | 0.59 |  |  |  | Federally-Regulated Consumer Product |  | 2009-04-22
A O Smith Water Products | A.O. SMITH | GCFL 40 100 | Natural Gas | TRUE | TRUE |  | FALSE | 40 | 67 |  | 40000 | 79 |  | 0.67 | 0.59 |  |  |  | Federally-Regulated Consumer Product |  | 2017-05-25
American Water Heater Co. | U.S. Craftmaster | NU40T12-403 | Natural Gas | FALSE | TRUE | Non-Ozone-Depleting | FALSE | 40 | 70 |  | 40000 | 77 | 24164 | 0.62 | 0.59 |  |  |  | Federally-Regulated Consumer Product |  | 2011-11-30
Bradford White Corporation | Bradford-White Corp. | M4403S***N7 | Natural Gas | FALSE | TRUE |  | FALSE | 40 | 72 |  | 40000 | 79 | 24164 | 0.62 | 0.59 |  |  |  | Federally-Regulated Consumer Product |  | 2007-11-21
Rheem Sales Co.¦ Inc. | Rheem | 42V40SF3 | Natural Gas | TRUE | TRUE |  | FALSE | 40 | 72 |  | 38000 | 80 |  | 0.62 | 0.59 |  |  |  | Federally-Regulated Consumer Product |  | 2015-10-01
Bradford White Corporation | Bradford-White Corp. | M-4-40T***N-11 | Natural Gas | FALSE | TRUE |  | FALSE | 40 | 67 |  | 34000 | 79 | 25392 | 0.59 | 0.59 |  |  |  | Federally-Regulated Consumer Product |  | 2007-11-21
A O Smith Water Products | A.O. SMITH | GCR 40 250 | Natural Gas | FALSE | TRUE |  | FALSE | 40 | 68 |  | 40000 | 78 |  | 0.62 | 0.59 |  |  |  | Federally-Regulated Consumer Product |  | 2017-05-25
Rheem | Rheem | HG40S01AVJ00 | Natural Gas | FALSE | TRUE |  | FALSE | 40 | 72 |  | 36000 | 76 | 25392 | 0.59 | 0.59 |  |  |  | Federally-Regulated Consumer Product |  | 2009-04-22
A.O. Smith (McBee) | A O Smith Water Products | GCR 40 250 | Natural Gas | FALSE | TRUE |  | FALSE | 40 | 68 |  | 40000 | 78 |  | 0.62 | 0.62 |  |  |  | Federally-Regulated Consumer Product |  | 2015-07-06
Rheem | Ruud | P2R-40SPROF | Natural Gas | TRUE | TRUE |  | FALSE | 40 | 70 |  | 40000 | 80 | 24164 | 0.62 | 0.59 |  |  |  | Federally-Regulated Consumer Product |  | 2010-03-16
Bradford White Corporation | Bradford-White Corp. | M440T*FBN(B) | Natural Gas | FALSE | TRUE | Non-Ozone-Depleting | FALSE | 40 | 75 |  | 40000 | 80 | 24164 | 0.62 | 0.59 |  |  |  | Federally-Regulated Consumer Product |  | 2007-11-21
Bradford White Corporation | Bradford-White Corp. | MI404T**FBN(B) | Natural Gas | FALSE | TRUE | Non-Ozone-Depleting | FALSE | 40 | 86 |  | 50000 | 78 | 25392 | 0.59 | 0.59 |  |  |  | Federally-Regulated Consumer Product |  | 2009-05-06
A O Smith Water Products | A.O. SMITH | GCRL 40 250 | Natural Gas | FALSE | TRUE |  | FALSE | 40 | 67 |  | 40000 | 76 |  | 0.62 | 0.59 |  |  |  | Federally-Regulated Consumer Product |  | 2017-05-25
A.O. Smith (McBee) | A O Smith Water Products | GCRL 40 250 | Natural Gas | FALSE | TRUE |  | FALSE | 40 | 67 |  | 40000 | 76 |  | 0.62 | 0.62 |  |  |  | Federally-Regulated Consumer Product |  | 2015-07-06
GSW Water Heating | American Water Heater Co. | PDVG62-40S40-PV 201 | Natural Gas | TRUE | TRUE |  | FALSE | 40 | 72 |  | 40000 | 83 |  | 0.7 | 0.59 |  |  |  | Federally-Regulated Consumer Product |  | 2015-01-05
Rheem | Rheem | PVP40SE2-E | Natural Gas | TRUE | TRUE |  | FALSE | 40 | 73 |  | 36000 | 80 |  | 0.67 | 0.59 |  |  |  | Federally-Regulated Consumer Product |  | 2011-09-28
Bradford White Corporation | Lochinvar Corp. | SFN040G | Natural Gas | FALSE | FALSE |  | FALSE | 40 | 65 |  | 38000 | 80 | 25392 | 0.59 | 0.59 |  |  |  | Federally-Regulated Consumer Product |  | 2007-11-21
American Water Heater Co. | Whirlpool | PDVG2F4042TN*** | Natural Gas | TRUE | TRUE | Non-Ozone-Depleting | FALSE | 40 | 67 |  | 42000 | 76 |  | 0.66 | 0.59 |  |  |  | Federally-Regulated Consumer Product |  | 2009-12-22
Rheem | Rheem | P2R-40FN | Natural Gas | FALSE | TRUE |  | FALSE | 40 | 73 |  | 38000 | 76 |  | 0.62 | 0.59 |  |  |  | Federally-Regulated Consumer Product |  | 2011-09-27
A O Smith Water Products | A.O. SMITH | GCV 40 200 | Natural Gas | FALSE | TRUE |  | FALSE | 40 | 69 |  | 40000 | 76 |  | 0.59 | 0.59 |  |  |  | Federally-Regulated Consumer Product |  | 2017-05-25
American Water Heater Co. | U.S. Craftmaster | UPVG2F4042NV | Natural Gas | TRUE | TRUE |  | FALSE | 40 | 69 |  | 42000 | 80 |  | 0.68 | 0.59 |  |  |  | Federally-Regulated Consumer Product |  | 2012-03-02
A O Smith Water Products | A.O. SMITH | GCV 40 300 | Natural Gas | FALSE | TRUE |  | FALSE | 40 | 69 |  | 40000 | 76 |  | 0.59 | 0.59 |  |  |  | Federally-Regulated Consumer Product |  | 2017-05-25
American Water Heater Co. | American Water Heater Co. | PDVG6240T42N*** | Natural Gas | TRUE | TRUE | Non-Ozone-Depleting | FALSE | 40 | 67 |  | 42000 | 76 | 22699 | 0.66 | 0.59 |  |  |  | Federally-Regulated Consumer Product |  | 2008-04-14
A O Smith Water Products | A O Smith Water Products | GCV 40 300 | Natural Gas | FALSE | TRUE |  | FALSE | 40 | 69 |  | 40000 | 76 |  | 0.59 | 0.59 |  |  |  | Federally-Regulated Consumer Product |  | 2015-07-13
American Standard Water Heater Co. | Dura-Glass | G-40T-1-3-12 | Natural Gas | TRUE | TRUE | Non-Ozone-Depleting | FALSE | 40 | 77 |  | 40000 | 78.1 | 24890 | 0.6 | 0.59 |  |  |  | Federally-Regulated Consumer Product |  | 2010-04-30
Rheem Sales Co.¦ Inc. | Rheem | 43V40SE2 | Natural Gas | FALSE | TRUE |  | FALSE | 40 | 72 |  | 40000 | 78 |  | 0.67 | 0.59 |  |  |  | Federally-Regulated Consumer Product |  | 2015-10-01
GSW Water Heating | GSW Water Heating Co. | 40SNVH | Natural Gas | FALSE | TRUE |  | FALSE | 40 | 62 |  | 30000 | 75 | 25392 | 0.59 | 0.59 |  |  |  | Federally-Regulated Consumer Product |  | 2007-11-21
Bradford White Corporation | Bradford-White Corp. | M-II-40T***N-13 | Natural Gas | FALSE | TRUE |  | FALSE | 40 | 78 |  | 40000 | 78 | 24969 | 0.6 | 0.59 |  |  |  | Federally-Regulated Consumer Product |  | 2007-11-21
Rheem | Rheem | MV40FDVX3 | Natural Gas | FALSE | TRUE |  | TRUE | 40 | 65 |  | 36000 | 80 |  | 0.62 | 0.59 |  |  |  | Federally-Regulated Consumer Product |  | 2014-12-23
Bradford White Corporation | Bradford-White Corp. | MITW40L***N15-ATO******* | Natural Gas | FALSE | TRUE |  | FALSE | 40 | 72 |  | 40000 | 80 | 24164 | 0.62 | 0.59 |  |  |  | Federally-Regulated Consumer Product |  | 2007-11-21
American Water Heater Co. | Whirlpool | BFG2F4040T3N*** | Natural Gas | TRUE | TRUE | Non-Ozone-Depleting | FALSE | 40 | 69 |  | 40000 | 76 |  | 0.63 | 0.59 |  |  |  | Federally-Regulated Consumer Product |  | 2009-12-22
Rheem | Rheem | PRO+G40-36U RU68 | Natural Gas | TRUE | TRUE |  | FALSE | 40 | 71 |  | 36000 | 80 |  | 0.68 | 0.59 |  |  |  | Federally-Regulated Consumer Product |  | 2014-02-04
American Water Heater Co. | U.S. Craftmaster | ND40S122-403 | Natural Gas | TRUE | TRUE |  | FALSE | 40 | 67 |  | 40000 | 80 |  | 0.67 | 0.59 |  |  |  | Federally-Regulated Consumer Product |  | 2012-03-02
American Water Heater Co. | U.S. Craftmaster | LD40S122-403 | Natural Gas | TRUE | TRUE |  | FALSE | 40 | 67 |  | 40000 | 80 |  | 0.67 | 0.59 |  |  |  | Federally-Regulated Consumer Product |  | 2012-03-02
GSW Water Heating | State Industries | GS 6 40 YBPDS ** 200 | Natural Gas | TRUE | TRUE |  | FALSE | 40 | 71 |  | 40000 | 84 |  | 0.71 | 0.59 |  |  |  | Federally-Regulated Consumer Product |  | 2014-12-23
Rheem Sales Co.¦ Inc. | Ruud | PROG40S-40N RU62 | Natural Gas | TRUE | TRUE |  | FALSE | 40 | 70 |  | 40000 | 80 |  | 0.62 | 0.59 |  |  |  | Federally-Regulated Consumer Product |  | 2015-10-01
American Water Heater Co. | American Water Heater Co. | UG12240T403N*** | Natural Gas | FALSE | TRUE | Non-Ozone-Depleting | FALSE | 40 | 70 |  | 40000 | 77 | 24164 | 0.62 | 0.59 |  |  |  | Federally-Regulated Consumer Product |  | 2011-11-30
Bradford White Corporation | Lochinvar Corp. | MDN040G | Natural Gas | FALSE | FALSE |  | TRUE | 40 | 51 |  | 30000 | 77 | 25392 | 0.59 | 0.59 |  |  |  | Federally-Regulated Consumer Product |  | 2007-11-21
Rheem Sales Co.¦ Inc. | Rheem | XG40T06HN38U0 | Natural Gas | FALSE | TRUE |  | FALSE | 40 | 70 |  | 38000 | 76 |  | 0.62 | 0.59 |  |  |  | Federally-Regulated Consumer Product |  | 2015-10-01
Lochinvar¦ LLC. | Lochinvar Corp. | LTN 040 40EF 300 | Natural Gas | FALSE | TRUE |  | FALSE | 40 | 69 |  | 40000 | 76 |  | 0.62 | 0.59 |  |  |  | Federally-Regulated Consumer Product |  | 2011-11-30
A O Smith Water Products | A O Smith Water Products | GCVH 40 300 | Natural Gas | FALSE | TRUE |  | FALSE | 40 | 69 |  | 40000 | 76 |  | 0.59 | 0.59 |  |  |  | Federally-Regulated Consumer Product |  | 2011-09-28
Bradford White Corporation | Bradford-White Corp. | RG2D40S*N | Natural Gas | TRUE | TRUE |  | FALSE | 40 | 72 |  | 38000 | 78 |  | 0.67 | 0.62 |  |  |  | Federally-Regulated Consumer Product |  | 2015-07-06
A O Smith Water Products | A.O. SMITH | GCVH 40L 200 | Natural Gas | FALSE | TRUE |  | FALSE | 40 | 69 |  | 40000 | 76 |  | 0.59 | 0.59 |  |  |  | Federally-Regulated Consumer Product |  | 2017-05-25
Bradford White Corporation | Bradford-White Corp. | MI403S*FBN(A) | Natural Gas | FALSE | TRUE |  | FALSE | 40 | 72 |  | 40000 | 79 | 25392 | 0.59 | 0.59 |  |  |  | Federally-Regulated Consumer Product |  | 2007-11-21
A O Smith Water Products | A O Smith Water Products | GCVH-40-100 | Natural Gas | FALSE | TRUE | Non-Ozone-Depleting | FALSE | 40 | 71 |  | 40000 | 74 | 25392 | 0.59 | 0.59 |  |  |  | Federally-Regulated Consumer Product |  | 2007-11-21
A O Smith Water Products | A O Smith Water Products | GCVH-40L-100 | Natural Gas | FALSE | TRUE | Non-Ozone-Depleting | FALSE | 40 | 71 |  | 40000 | 74 | 25392 | 0.59 | 0.59 |  |  |  | Federally-Regulated Consumer Product |  | 2007-11-21
GSW Water Heating | State Industries | GS6 40YBVIS ** 200 | Natural Gas | TRUE | TRUE |  | FALSE | 40 | 72 |  | 40000 | 83 |  | 0.7 | 0.59 |  |  |  | Federally-Regulated Consumer Product |  | 2014-12-23
A O Smith Water Products | A O Smith Water Products | GCVH-40Q-100 | Natural Gas | FALSE | TRUE | Non-Ozone-Depleting | FALSE | 40 | 71 |  | 40000 | 74 | 25392 | 0.59 | 0.59 |  |  |  | Federally-Regulated Consumer Product |  | 2007-11-21
A O Smith Water Products | A.O. SMITH | GCVL 40 200 | Natural Gas | FALSE | TRUE |  | FALSE | 40 | 66 |  | 40000 | 76 |  | 0.59 | 0.59 |  |  |  | Federally-Regulated Consumer Product |  | 2017-05-25
American Water Heater Co. | U.S. Craftmaster | PVG2F4042TN*** | Natural Gas | TRUE | TRUE | Non-Ozone-Depleting | FALSE | 40 | 67 |  | 42000 | 76 | 22699 | 0.66 | 0.59 |  |  |  | Federally-Regulated Consumer Product |  | 2008-04-14
Rheem Sales Co.¦ Inc. | Rheem | 22DV40F-VX | Natural Gas | FALSE | FALSE |  | FALSE | 40 | 66 |  | 36000 | 76 |  | 0.59 | 0.59 |  |  |  | Federally-Regulated Consumer Product |  | 2015-10-01
Bradford White Corporation | Bradford-White Corp. | MI40T***N7 | Natural Gas | FALSE | TRUE |  | FALSE | 40 | 75 |  | 40000 | 77 | 25392 | 0.59 | 0.59 |  |  |  | Federally-Regulated Consumer Product |  | 2007-11-21
GSW Water Heating | State Industries | SC I 40YOMDS 300 | Natural Gas | FALSE | TRUE |  | FALSE | 40 | 72 |  | 38000 | 82 |  | 0.63 | 0.59 |  |  |  | Federally-Regulated Consumer Product |  | 2015-04-10
American Water Heater Co. | Whirlpool | BFG2H4040T3N*** | Natural Gas | TRUE | TRUE | Non-Ozone-Depleting | FALSE | 40 | 69 |  | 40000 | 76 |  | 0.63 | 0.59 |  |  |  | Federally-Regulated Consumer Product |  | 2009-12-22
A O Smith Water Products | A.O. SMITH | GCVL 40 300 | Natural Gas | FALSE | TRUE |  | FALSE | 40 | 67 |  | 40000 | 76 |  | 0.59 | 0.59 |  |  |  | Federally-Regulated Consumer Product |  | 2017-05-25
A O Smith Water Products | A O Smith Water Products | GCVL 40 300 | Natural Gas | FALSE | TRUE |  | FALSE | 40 | 67 |  | 40000 | 76 |  | 0.59 | 0.59 |  |  |  | Federally-Regulated Consumer Product |  | 2015-07-13
Rheem | Rheem | SG40S12TVV | Natural Gas | TRUE | TRUE |  | FALSE | 40 | 72 |  | 38000 | 80 |  | 0.62 | 0.59 |  |  |  | Federally-Regulated Consumer Product |  | 2014-12-23
Rheem Sales Co.¦ Inc. | Richmond | 6GDV40F | Natural Gas | TRUE | FALSE |  | FALSE | 40 | 66 |  | 38000 | 76 |  | 0.59 | 0.59 |  |  |  | Federally-Regulated Consumer Product |  | 2015-10-01
American Water Heater Co. | State Industries | GS6 40 UOCT 200 | Natural Gas | FALSE | TRUE |  | FALSE | 40 | 70 |  | 40000 | 77 |  | 0.62 | 0.59 |  |  |  | Federally-Regulated Consumer Product |  | 2011-11-30
A O Smith Water Products | A O Smith Water Products | GCVL-40-100 | Natural Gas | FALSE | TRUE | Non-Ozone-Depleting | FALSE | 40 | 71 |  | 40000 | 76 | 25392 | 0.59 | 0.59 |  |  |  | Federally-Regulated Consumer Product |  | 2007-11-21
Bradford White Corporation | Lochinvar Corp. | LVN041 | Natural Gas | TRUE | TRUE |  | FALSE | 40 | 69 |  | 40000 | 79 | 24164 | 0.62 | 0.59 |  |  |  | Federally-Regulated Consumer Product |  | 2007-11-21
A O Smith Water Products | A.O. SMITH | GCVT 40 300 | Natural Gas | FALSE | TRUE |  | FALSE | 40 | 80 |  | 50000 | 76 |  | 0.59 | 0.59 |  |  |  | Federally-Regulated Consumer Product |  | 2017-05-25
Rheem Sales Co.¦ Inc. | Rheem | PROG40S-36N RH67 PVE | Natural Gas | TRUE | TRUE |  | FALSE | 40 | 73 |  | 36000 | 80 |  | 0.67 | 0.59 |  |  |  | Federally-Regulated Consumer Product |  | 2015-10-01
A O Smith Water Products | A O Smith Water Products | GCVT 40 300 | Natural Gas | FALSE | TRUE |  | FALSE | 40 | 80 |  | 50000 | 76 |  | 0.59 | 0.59 |  |  |  | Federally-Regulated Consumer Product |  | 2015-07-13
GSW Water Heating | State Industries | GS6 40 YBDS | Natural Gas | FALSE | TRUE |  | FALSE | 40 | 73 |  | 38000 | 80 | 24164 | 0.62 | 0.59 |  |  |  | Federally-Regulated Consumer Product |  | 2008-04-14
American Water Heater Co. | U.S. Craftmaster | NG2(C¦F¦H¦J)4040T 400 | Natural Gas | FALSE | TRUE |  | FALSE | 40 | 70 |  | 40000 | 78 |  | 0.62 | 0.59 |  |  |  | Federally-Regulated Consumer Product |  | 2015-10-01
Rheem Sales Co.¦ Inc. | Rheem | XG40T06PV40U0 | Natural Gas | TRUE | TRUE |  | FALSE | 40 | 68 |  | 40000 | 82 |  | 0.67 | 0.59 |  |  |  | Federally-Regulated Consumer Product |  | 2015-10-01
Rheem | Rheem | 6G40PDV-40 | Natural Gas | TRUE | TRUE |  | FALSE | 40 | 73 |  | 40000 | 81 | 22360 | 0.67 | 0.59 |  |  |  | Federally-Regulated Consumer Product |  | 2012-06-11
Rheem | Ruud | P2-40 PROFN | Natural Gas | FALSE | TRUE | Non-Ozone-Depleting | FALSE | 40 | 72 |  | 38000 | 76 | 24969 | 0.6 | 0.59 |  |  |  | Federally-Regulated Consumer Product |  | 2008-04-14
Rheem | Rheem | SG40T12HVH00 | Natural Gas | FALSE | TRUE |  | FALSE | 40 | 68 |  | 40000 | 76 | 25392 | 0.59 | 0.59 |  |  |  | Federally-Regulated Consumer Product |  | 2008-09-25
Rheem Sales Co.¦ Inc. | Rheem | MV40FDVX | Natural Gas | TRUE | FALSE |  | TRUE | 40 | 66 |  | 36000 | 76 |  | 0.59 | 0.59 |  |  |  | Federally-Regulated Consumer Product |  | 2015-10-01
American Water Heater Co. | Whirlpool | BFG1H4040S3NOH*** | Natural Gas | TRUE | TRUE | Non-Ozone-Depleting | FALSE | 40 | 67 |  | 40000 | 76 |  | 0.59 | 0.59 |  |  |  | Federally-Regulated Consumer Product |  | 2009-12-22
American Water Heater Co. | Whirlpool | SG1F4040T3N*** | Natural Gas | TRUE | TRUE | Non-Ozone-Depleting | FALSE | 40 | 77 |  | 40000 | 76 |  | 0.59 | 0.59 |  |  |  | Federally-Regulated Consumer Product |  | 2009-12-22
Giant Factories¦ Inc. | Giant Factories¦ Inc. | UG40-38LFD-N1U-US | Natural Gas | TRUE | TRUE |  | FALSE | 40 | 68 |  | 38000 | 78 |  | 0.67 | 0.59 |  |  |  | Federally-Regulated Consumer Product |  | 2014-02-04
Bradford White Corporation | Bradford-White Corp. | U4403S*FRN(A) | Natural Gas | FALSE | TRUE | Non-Ozone-Depleting | FALSE | 40 | 72 |  | 40000 | 80 | 24164 | 0.62 | 0.59 |  |  |  | Federally-Regulated Consumer Product |  | 2008-09-25
Rheem | Rheem | 12GR40S-40F | Natural Gas | TRUE | TRUE |  | FALSE | 40 | 70 |  | 40000 | 80 |  | 0.62 | 0.59 |  |  |  | Federally-Regulated Consumer Product |  | 2011-09-27
Rheem Sales Co.¦ Inc. | Ruud | PROUG40-36U RU68 PD | Natural Gas | TRUE | TRUE |  | FALSE | 40 | 71 |  | 36000 | 80 |  | 0.68 | 0.59 |  |  |  | Federally-Regulated Consumer Product |  | 2015-10-01
American Water Heater Co. | State Industries | GS6 40UBRT G 200 | Natural Gas | FALSE | TRUE |  | FALSE | 40 | 65 |  | 40000 | 77 |  | 0.59 | 0.59 |  |  |  | Federally-Regulated Consumer Product |  | 2011-11-30
American Water Heater Co. | U.S. Craftmaster | UG2H4040T3N*** | Natural Gas | FALSE | TRUE | Non-Ozone-Depleting | FALSE | 40 | 70 |  | 40000 | 77 | 24969 | 0.62 | 0.59 |  |  |  | Federally-Regulated Consumer Product |  | 2011-11-30
American Water Heater Co. | American Water Heater Co. | PVG9240T42N*** | Natural Gas | TRUE | TRUE | Non-Ozone-Depleting | FALSE | 40 | 67 |  | 42000 | 76 | 22699 | 0.66 | 0.59 |  |  |  | Federally-Regulated Consumer Product |  | 2008-04-14
A O Smith Water Products | A O Smith Water Products | GDVS-40-100 | Natural Gas | FALSE | TRUE | Non-Ozone-Depleting | FALSE | 40 | 68 |  | 36000 | 75 | 25392 | 0.59 | 0.59 |  |  |  | Federally-Regulated Consumer Product |  | 2007-11-21
American Water Heater Co. | Reliance | 6 40YJRS* 102 | Natural Gas | FALSE | TRUE | Non-Ozone-Depleting | FALSE | 40 | 67 |  | 40000 | 76 | 25392 | 0.59 | 0.59 |  |  |  | Federally-Regulated Consumer Product |  | 2008-09-25
Bradford White Corporation | Bradford-White Corp. | D4403S**FBN | Natural Gas | TRUE | TRUE | Non-Ozone-Depleting | FALSE | 40 | 72 |  | 38000 | 78 | 22360 | 0.67 | 0.59 |  |  |  | Federally-Regulated Consumer Product |  | 2011-09-27
A O Smith Water Products | State Industries | GP6 40 YPCT 102 | Natural Gas | FALSE | TRUE |  | FALSE | 40 | 70 |  | 40000 | 80 |  | 0.7 | 0.59 |  |  |  | Federally-Regulated Consumer Product |  | 2014-02-04
Bradford White Corporation | Lochinvar Corp. | UTN040G | Natural Gas | FALSE | TRUE | Non-Ozone-Depleting | FALSE | 40 | 63 |  | 34000 | 77 | 25392 | 0.59 | 0.59 |  |  |  | Federally-Regulated Consumer Product |  | 2008-09-25
A O Smith Water Products | A O Smith Water Products | GPCR-40-200 | Natural Gas | TRUE | FALSE | Non-Ozone-Depleting | FALSE | 40 | 68 |  | 40000 | 78 | 23408 | 0.64 | 0.59 |  |  |  | Federally-Regulated Consumer Product |  | 2007-11-21
Rheem | Richmond | 6G40-36F | Natural Gas | FALSE | TRUE |  | FALSE | 40 | 67 |  | 36000 | 76 | 25392 | 0.59 | 0.59 |  |  |  | Federally-Regulated Consumer Product |  | 2009-04-22
Rheem Sales Co.¦ Inc. | Richmond | 12G40V-38FN | Natural Gas | FALSE | TRUE |  | FALSE | 40 | 73 |  | 38000 | 76 |  | 0.62 | 0.59 |  |  |  | Federally-Regulated Consumer Product |  | 2015-10-01
American Water Heater Co. | American Water Heater Co. | BFG12240S403N*** | Natural Gas | FALSE | TRUE | Non-Ozone-Depleting | FALSE | 40 | 67 |  | 40000 | 76 | 24164 | 0.62 | 0.59 |  |  |  | Federally-Regulated Consumer Product |  | 2007-11-21
Rheem | Richmond | MV40FDVX | Natural Gas | TRUE | FALSE |  | TRUE | 40 | 66 |  | 36000 | 76 | 25392 | 0.59 | 0.59 |  |  |  | Federally-Regulated Consumer Product |  | 2008-09-25
A O Smith Water Products | A.O. SMITH | GPD 40 100 | Natural Gas | TRUE | FALSE |  | FALSE | 40 | 70 |  | 40000 | 75 |  | 0.6 | 0.59 |  |  |  | Federally-Regulated Consumer Product |  | 2017-05-25
Rheem Sales Co.¦ Inc. | Rheem | PROG40-34N RH59 MH | Natural Gas | FALSE | TRUE |  | TRUE | 40 | 59 |  | 34000 | 76 |  | 0.59 | 0.59 |  |  |  | Federally-Regulated Consumer Product |  | 2015-10-01
Rheem | Rheem | PROG40-38N RU59 DV | Natural Gas | TRUE | FALSE |  | FALSE | 40 | 66 |  | 38000 | 76 |  | 0.59 | 0.59 |  |  |  | Federally-Regulated Consumer Product |  | 2013-11-18
A O Smith Water Products | A O Smith Water Products | GPD 40 100 | Natural Gas | TRUE | FALSE |  | FALSE | 40 | 70 |  | 40000 | 75 |  | 0.6 | 0.59 |  |  |  | Federally-Regulated Consumer Product |  | 2015-07-13
Rheem | Rheem | PDV40 | Natural Gas | TRUE | TRUE | Non-Ozone-Depleting | FALSE | 40 | 73 |  | 40000 | 81 | 22360 | 0.67 | 0.59 |  |  |  | Federally-Regulated Consumer Product |  | 2011-09-27
American Water Heater Co. | State Industries | SCI 40 YOMAT 100 | Natural Gas | FALSE | TRUE |  | TRUE | 40 | 69 |  | 40000 | 76 | 25392 | 0.59 | 0.59 |  |  |  | Federally-Regulated Consumer Product |  | 2008-09-25
American Water Heater Co. | U.S. Craftmaster | DVG2J4038SN*** | Natural Gas | FALSE | TRUE | Non-Ozone-Depleting | FALSE | 40 | 60 |  | 38000 | 76 | 25392 | 0.59 | 0.59 |  |  |  | Federally-Regulated Consumer Product |  | 2007-11-21
American Water Heater Co. | Sears Brand Management Corp. | 153.3309 | Natural Gas | FALSE | TRUE |  | FALSE | 40 | 65 |  | 40000 | 77 |  | 0.59 | 0.59 |  |  |  | Federally-Regulated Consumer Product |  | 2011-11-30
American Water Heater Co. | Sears | 153.5524 | Natural Gas | FALSE | TRUE |  | FALSE | 40 | 74 |  | 40000 | 80 |  | 0.62 | 0.59 |  |  |  | Federally-Regulated Consumer Product |  | 2015-10-01
A O Smith Water Products | A O Smith Water Products | GPDH-40-100 | Natural Gas | TRUE | TRUE | Non-Ozone-Depleting | FALSE | 40 | 62 |  | 40000 | 76 | 25392 | 0.59 | 0.59 |  |  |  | Federally-Regulated Consumer Product |  | 2007-11-21
A O Smith Water Products | A O Smith Water Products | GPDH-40L-100 | Natural Gas | TRUE | TRUE | Non-Ozone-Depleting | FALSE | 40 | 62 |  | 40000 | 76 | 25392 | 0.59 | 0.59 |  |  |  | Federally-Regulated Consumer Product |  | 2007-11-21
Rheem | Ruud | 42VP40FW | Natural Gas | FALSE | TRUE | Non-Ozone-Depleting | FALSE | 40 | 68 |  | 40000 | 76 | 23408 | 0.64 | 0.59 |  |  |  | Federally-Regulated Consumer Product |  | 2010-03-16
GSW Water Heating | State Industries | GS6 40HBVIS (A5) 200 | Natural Gas | TRUE | TRUE |  | FALSE | 40 | 72 |  | 40000 | 83 |  | 0.7 | 0.59 |  |  |  | Federally-Regulated Consumer Product |  | 2014-12-23
American Water Heater Co. | American Water Heater Co. | MHG61-40T31-3N*** | Natural Gas | FALSE | TRUE | Non-Ozone-Depleting | TRUE | 40 | 60 |  | 31000 | 75 | 25392 | 0.59 | 0.59 |  |  |  | Federally-Regulated Consumer Product |  | 2007-11-21
A O Smith Water Products | A O Smith Water Products | GPDH-40Q-100 | Natural Gas | TRUE | TRUE | Non-Ozone-Depleting | FALSE | 40 | 62 |  | 40000 | 76 | 25392 | 0.59 | 0.59 |  |  |  | Federally-Regulated Consumer Product |  | 2007-11-21
American Standard Water Heater Co. | Dura-Glass | G-40L-2-3-12 | Natural Gas | TRUE | TRUE | Non-Ozone-Depleting | FALSE | 40 | 72 |  | 40000 | 80.7 | 24160 | 0.62 | 0.59 |  |  |  | Federally-Regulated Consumer Product |  | 2010-05-26
Rheem | Ruud | M2-40SFN | Natural Gas | FALSE | TRUE | Non-Ozone-Depleting | FALSE | 40 | 68 |  | 36000 | 76 | 24969 | 0.6 | 0.59 |  |  |  | Federally-Regulated Consumer Product |  | 2008-04-14
Lochinvar¦ LLC. | Lochinvar Corp. | LSN 040 40 300 | Natural Gas | FALSE | TRUE |  | FALSE | 40 | 67 |  | 40000 | 76 |  | 0.59 | 0.59 |  |  |  | Federally-Regulated Consumer Product |  | 2011-11-30
Rheem Sales Co.¦ Inc. | Ruud | PROG40-38N RU59 DV | Natural Gas | TRUE | FALSE |  | FALSE | 40 | 66 |  | 38000 | 76 |  | 0.59 | 0.59 |  |  |  | Federally-Regulated Consumer Product |  | 2015-10-01
GSW Water Heating | State Industries | GS 6 40YRVIT (A5) 200 | Natural Gas | TRUE | TRUE |  | FALSE | 40 | 93 |  | 50000 | 82 |  | 0.7 | 0.59 |  |  |  | Federally-Regulated Consumer Product |  | 2012-08-28
Bradford White Corporation | Bradford-White Corp. | M4403**FBN(C) | Natural Gas | FALSE | TRUE | Non-Ozone-Depleting | FALSE | 40 | 72 |  | 40000 | 80 | 24164 | 0.62 | 0.59 |  |  |  | Federally-Regulated Consumer Product |  | 2009-07-07
Rheem | Rheem | 42V40-40HF | Natural Gas | FALSE | TRUE |  | FALSE | 40 | 68 |  | 40000 | 76 | 25392 | 0.59 | 0.59 |  |  |  | Federally-Regulated Consumer Product |  | 2009-04-22
Rheem | Rheem | 42V40S-36F | Natural Gas | FALSE | TRUE |  | FALSE | 40 | 67 |  | 36000 | 76 | 25392 | 0.59 | 0.59 |  |  |  | Federally-Regulated Consumer Product |  | 2009-04-22
American Water Heater Co. | U.S. Craftmaster | SG1H4040T3N*** | Natural Gas | FALSE | TRUE | Non-Ozone-Depleting | FALSE | 40 | 77 |  | 40000 | 76 | 25392 | 0.59 | 0.59 |  |  |  | Federally-Regulated Consumer Product |  | 2010-03-16
American Water Heater Co. | Whirlpool | 40T12-40DNG | Natural Gas | TRUE | TRUE |  | FALSE | 40 | 67 |  | 40000 | 79 |  | 0.67 | 0.59 |  |  |  | Federally-Regulated Consumer Product |  | 2015-10-01
Rheem Sales Co.¦ Inc. | Rheem | 43VP40SE2-E | Natural Gas | TRUE | TRUE |  | FALSE | 40 | 73 |  | 36000 | 80 |  | 0.67 | 0.59 |  |  |  | Federally-Regulated Consumer Product |  | 2015-10-01
A O Smith Water Products | A O Smith Water Products | GPSH-40-200 | Natural Gas | TRUE | FALSE | Non-Ozone-Depleting | FALSE | 40 | 67 |  | 40000 | 76 | 24164 | 0.62 | 0.59 |  |  |  | Federally-Regulated Consumer Product |  | 2007-11-21
American Water Heater Co. | Whirlpool | DVG2H4038SN*** | Natural Gas | TRUE | TRUE | Non-Ozone-Depleting | FALSE | 40 | 60 |  | 38000 | 76 |  | 0.59 | 0.59 |  |  |  | Federally-Regulated Consumer Product |  | 2009-12-22
American Water Heater Co. | State Industries | GS6 40 YOACT G | Natural Gas | FALSE | TRUE |  | FALSE | 40 | 69 |  | 40000 | 76 | 23780 | 0.63 | 0.59 |  |  |  | Federally-Regulated Consumer Product |  | 2008-09-25
Rheem Sales Co.¦ Inc. | Rheem | 22VR40FNVE | Natural Gas | FALSE | TRUE |  | FALSE | 40 | 73 |  | 38000 | 76 |  | 0.62 | 0.59 |  |  |  | Federally-Regulated Consumer Product |  | 2015-10-01
American Water Heater Co. | A O Smith Water Products | GVRA-40-100 | Natural Gas | FALSE | TRUE | Non-Ozone-Depleting | FALSE | 40 | 67 |  | 40000 | 76 | 24164 | 0.62 | 0.59 |  |  |  | Federally-Regulated Consumer Product |  | 2007-11-21
Rheem | Rheem | GG40S06AVG00 | Natural Gas | FALSE | TRUE |  | FALSE | 40 | 67 |  | 36000 | 76 | 25392 | 0.59 | 0.59 |  |  |  | Federally-Regulated Consumer Product |  | 2008-09-25
Rheem | Ruud | M2-40SF | Natural Gas | FALSE | TRUE |  | FALSE | 40 | 72 |  | 36000 | 76 | 25392 | 0.59 | 0.59 |  |  |  | Federally-Regulated Consumer Product |  | 2009-04-22
A O Smith Water Products | A.O. SMITH | GPVH 40* 100 | Natural Gas | TRUE | FALSE |  | FALSE | 40 | 69 |  | 40000 | 81 |  | 0.65 | 0.59 |  |  |  | Federally-Regulated Consumer Product |  | 2017-05-25
Rheem | Richmond | 6G40S-36F1 | Natural Gas | FALSE | TRUE |  | FALSE | 40 | 72 |  | 36000 | 76 | 25392 | 0.59 | 0.59 |  |  |  | Federally-Regulated Consumer Product |  | 2009-04-22
A O Smith Water Products | A.O. SMITH | GPVR 40* 100 | Natural Gas | TRUE | FALSE |  | FALSE | 40 | 70 |  | 40000 | 82 |  | 0.67 | 0.59 |  |  |  | Federally-Regulated Consumer Product |  | 2017-05-25
Rheem Sales Co.¦ Inc. | Ruud | PROG40S-36N RU67 PV | Natural Gas | TRUE | TRUE |  | FALSE | 40 | 73 |  | 36000 | 80 |  | 0.67 | 0.59 |  |  |  | Federally-Regulated Consumer Product |  | 2015-10-01
American Water Heater Co. | Sears Brand Management Corp. | 153.3302 | Natural Gas | FALSE | TRUE |  | FALSE | 40 | 65 |  | 40000 | 77 |  | 0.59 | 0.59 |  |  |  | Federally-Regulated Consumer Product |  | 2011-11-30
A O Smith Water Products | A.O. SMITH | GPVT 40* 100 | Natural Gas | TRUE | FALSE |  | FALSE | 40 | 80 |  | 50000 | 78 |  | 0.65 | 0.59 |  |  |  | Federally-Regulated Consumer Product |  | 2017-05-25
A O Smith Water Products | A O Smith Water Products | GPVT 40* 100 | Natural Gas | TRUE | FALSE | Non-Ozone-Depleting | FALSE | 40 | 80 |  | 50000 | 78 | 23048 | 0.65 | 0.59 |  |  |  | Federally-Regulated Consumer Product |  | 2011-11-30
Rheem | Ruud | PH2-40-40PROF | Natural Gas | FALSE | TRUE |  | FALSE | 40 | 68 |  | 40000 | 76 | 25392 | 0.59 | 0.59 |  |  |  | Federally-Regulated Consumer Product |  | 2009-04-22
Rheem | Rheem | 22V40-36F | Natural Gas | FALSE | TRUE |  | FALSE | 40 | 67 |  | 36000 | 76 | 25392 | 0.59 | 0.59 |  |  |  | Federally-Regulated Consumer Product |  | 2009-04-22
Bradford White Corporation | Bradford-White Corp. | DS140S***N15-ATO******* | Natural Gas | FALSE | TRUE |  | FALSE | 40 | 71 |  | 38000 | 80 | 25392 | 0.59 | 0.59 |  |  |  | Federally-Regulated Consumer Product |  | 2007-11-21
A O Smith Water Products | State Industries | GPX 40 YXRS | Natural Gas | FALSE | TRUE | Non-Ozone-Depleting | FALSE | 40 | 74 |  | 40000 | 79 | 23780 | 0.63 | 0.59 |  |  |  | Federally-Regulated Consumer Product |  | 2007-11-21
Rheem | Rheem | 42V40S-40PROF | Natural Gas | FALSE | TRUE |  | FALSE | 40 | 68 |  | 40000 | 76 | 25392 | 0.59 | 0.59 |  |  |  | Federally-Regulated Consumer Product |  | 2009-04-22
A O Smith Water Products | State Industries | GPX 40 YXRT | Natural Gas | FALSE | TRUE | Non-Ozone-Depleting | FALSE | 40 | 81 |  | 40000 | 76 | 23780 | 0.63 | 0.59 |  |  |  | Federally-Regulated Consumer Product |  | 2007-11-21
Bradford White Corporation | Bradford-White Corp. | U440T**FRN(A) | Natural Gas | FALSE | TRUE | Non-Ozone-Depleting | FALSE | 40 | 77 |  | 40000 | 80 | 24164 | 0.62 | 0.59 |  |  |  | Federally-Regulated Consumer Product |  | 2009-05-06
A O Smith Water Products | State Industries | GPX 40YXRT 300 | Natural Gas | FALSE | TRUE |  | FALSE | 40 | 69 |  | 40000 | 76 |  | 0.62 | 0.59 |  |  |  | Federally-Regulated Consumer Product |  | 2011-11-30
GSW Water Heating | A O Smith Water Products | GPVL 40 200 | Natural Gas | TRUE | TRUE |  | FALSE | 40 | 72 |  | 40000 | 83 |  | 0.7 | 0.59 |  |  |  | Federally-Regulated Consumer Product |  | 2012-08-28
American Water Heater Co. | U.S. Craftmaster | BFG1A4034T3N*** | Natural Gas | FALSE | TRUE |  | FALSE | 40 | 53 |  | 34000 | 77 |  | 0.59 | 0.59 |  |  |  | Federally-Regulated Consumer Product |  | 2011-09-27
A O Smith Water Products | State | GS 6 40 BRUT* 400 | Natural Gas | FALSE | TRUE |  | FALSE | 40 | 71 |  | 40000 | 80 |  | 0.62 | 0.59 |  |  |  | Federally-Regulated Consumer Product |  | 2015-10-01
A O Smith Water Products | State Industries | GS 6 40 BRUT* 400 | Natural Gas | FALSE | TRUE |  | FALSE | 40 | 71 |  | 40000 | 80 |  | 0.62 | 0.59 |  |  |  | Federally-Regulated Consumer Product |  | 2015-04-10
Rheem | Richmond | MVR40DV | Natural Gas | FALSE | FALSE |  | TRUE | 40 | 60 |  | 30000 | 76 | 25392 | 0.59 | 0.59 |  |  |  | Federally-Regulated Consumer Product |  | 2007-11-21
Rheem | Rheem | PROG40-40N RH67 PDV | Natural Gas | TRUE | TRUE |  | FALSE | 40 | 73 |  | 40000 | 81 |  | 0.67 | 0.59 |  |  |  | Federally-Regulated Consumer Product |  | 2013-11-18
American Water Heater Co. | Whirlpool | UG1J4040T3N*** | Natural Gas | TRUE | TRUE | Non-Ozone-Depleting | FALSE | 40 | 65 |  | 40000 | 77 |  | 0.59 | 0.59 |  |  |  | Federally-Regulated Consumer Product |  | 2009-12-22
A O Smith Water Products | State | GS(6¦X) 40 BCS* 400 | Natural Gas | FALSE | TRUE |  | FALSE | 40 | 69 |  | 40000 | 76 |  | 0.62 | 0.59 |  |  |  | Federally-Regulated Consumer Product |  | 2015-10-01
A O Smith Water Products | State Industries | GS(6¦X) 40 BCS* 400 | Natural Gas | FALSE | TRUE |  | FALSE | 40 | 69 |  | 40000 | 76 |  | 0.62 | 0.59 |  |  |  | Federally-Regulated Consumer Product |  | 2015-04-10
Rheem Sales Co.¦ Inc. | Rheem | PRO40NE2 | Natural Gas | TRUE | TRUE |  | FALSE | 40 | 71 |  | 36000 | 80 |  | 0.68 | 0.59 |  |  |  | Federally-Regulated Consumer Product |  | 2015-10-01
Bradford White Corporation | Lochinvar Corp. | XTN040G-4 | Natural Gas | FALSE | TRUE |  | FALSE | 40 | 74 |  | 48000 | 78 | 25392 | 0.59 | 0.59 |  |  |  | Federally-Regulated Consumer Product |  | 2007-11-21
A O Smith Water Products | State | GS(6¦X) 40 BCT* 400 | Natural Gas | FALSE | TRUE |  | FALSE | 40 | 70 |  | 40000 | 78 |  | 0.62 | 0.59 |  |  |  | Federally-Regulated Consumer Product |  | 2015-10-01
A.O. Smith (McBee) | State Industries | GS(6¦X) 40 BCT* 400 | Natural Gas | FALSE | TRUE |  | FALSE | 40 | 70 |  | 40000 | 78 |  | 0.62 | 0.62 |  |  |  | Federally-Regulated Consumer Product |  | 2015-07-06
American Water Heater Co. | U.S. Craftmaster | NU40T91-403 | Natural Gas | FALSE | TRUE | Non-Ozone-Depleting | FALSE | 40 | 65 |  | 40000 | 77 | 25392 | 0.59 | 0.59 |  |  |  | Federally-Regulated Consumer Product |  | 2011-11-30
A O Smith Water Products | State Industries | GS(6¦X) 40 OCT* 400 | Natural Gas | FALSE | TRUE |  | FALSE | 40 | 67 |  | 35500 | 79 |  | 0.62 | 0.59 |  |  |  | Federally-Regulated Consumer Product |  | 2015-04-10
Bradford White Corporation | Bradford-White Corp. | RG2PDV40S*N | Natural Gas | TRUE | TRUE |  | FALSE | 40 | 72 |  | 40000 | 78 |  | 0.7 | 0.62 |  |  |  | Federally-Regulated Consumer Product |  | 2015-07-06
A O Smith Water Products | State | GS(6¦X) 40 OCT* 400 | Natural Gas | FALSE | TRUE |  | FALSE | 40 | 67 |  | 35500 | 79 |  | 0.62 | 0.59 |  |  |  | Federally-Regulated Consumer Product |  | 2015-10-01
GSW Water Heating | Lochinvar Corp. | PVN04040 200 | Natural Gas | TRUE | TRUE |  | FALSE | 40 | 72 |  | 40000 | 83 |  | 0.7 | 0.59 |  |  |  | Federally-Regulated Consumer Product |  | 2012-08-28
Bradford White Corporation | Bradford-White Corp. | MI403S*FBN(B) | Natural Gas | FALSE | TRUE | Non-Ozone-Depleting | FALSE | 40 | 72 |  | 40000 | 79 | 25392 | 0.59 | 0.59 |  |  |  | Federally-Regulated Consumer Product |  | 2007-11-21
American Water Heater Co. | U.S. Craftmaster | PDVG2J4042TN*** | Natural Gas | TRUE | TRUE | Non-Ozone-Depleting | FALSE | 40 | 67 |  | 42000 | 76 | 22699 | 0.66 | 0.59 |  |  |  | Federally-Regulated Consumer Product |  | 2008-04-14
Rheem Sales Co.¦ Inc. | Rheem | PROG40-40N RH67 PVE | Natural Gas | TRUE | TRUE |  | FALSE | 40 | 68 |  | 40000 | 82 |  | 0.67 | 0.59 |  |  |  | Federally-Regulated Consumer Product |  | 2015-10-01
American Water Heater Co. | U.S. Craftmaster | DVG2H4038SN*** | Natural Gas | FALSE | TRUE | Non-Ozone-Depleting | FALSE | 40 | 60 |  | 38000 | 76 | 25392 | 0.59 | 0.59 |  |  |  | Federally-Regulated Consumer Product |  | 2007-11-21
Rheem | Rheem | 42VP40SF | Natural Gas | FALSE | TRUE |  | FALSE | 40 | 71 |  | 40000 | 76 | 23408 | 0.64 | 0.59 |  |  |  | Federally-Regulated Consumer Product |  | 2010-03-16
American Water Heater Co. | American Water Heater Co. | FDG9240S403P | Natural Gas | TRUE | TRUE |  | FALSE | 40 | 67 |  | 40000 | 80 |  | 0.67 | 0.59 |  |  |  | Federally-Regulated Consumer Product |  | 2012-03-02
American Water Heater Co. | Sears Brand Management Corp. | 153.334 | Natural Gas | FALSE | TRUE |  | TRUE | 40 | 69 |  | 40000 | 76 |  | 0.59 | 0.59 |  |  |  | Federally-Regulated Consumer Product |  | 2011-09-27
American Water Heater Co. | Whirlpool | PDVG2J4042TN*** | Natural Gas | TRUE | TRUE | Non-Ozone-Depleting | FALSE | 40 | 67 |  | 42000 | 76 |  | 0.66 | 0.59 |  |  |  | Federally-Regulated Consumer Product |  | 2009-12-22
American Water Heater Co. | American Water Heater Co. | UG12140T403N*** | Natural Gas | FALSE | TRUE | Non-Ozone-Depleting | FALSE | 40 | 65 |  | 40000 | 77 | 25392 | 0.59 | 0.59 |  |  |  | Federally-Regulated Consumer Product |  | 2011-11-30
GSW Water Heating | State Industries | GS6 40 YBDSL 300 | Natural Gas | FALSE | TRUE |  | FALSE | 40 | 72 |  | 38000 | 82 |  | 0.63 | 0.59 |  |  |  | Federally-Regulated Consumer Product |  | 2014-05-07
American Water Heater Co. | Reliance | 9 40 UKCT | Natural Gas | FALSE | TRUE |  | FALSE | 40 | 70 |  | 40000 | 77 | 24164 | 0.62 | 0.59 |  |  |  | Federally-Regulated Consumer Product |  | 2011-11-30
Rheem | Richmond | 6G40S-36FN | Natural Gas | FALSE | TRUE | Non-Ozone-Depleting | FALSE | 40 | 68 |  | 36000 | 76 | 24969 | 0.6 | 0.59 |  |  |  | Federally-Regulated Consumer Product |  | 2008-04-14
Rheem Sales Co.¦ Inc. | Rheem | 42VR40SF | Natural Gas | TRUE | TRUE |  | FALSE | 40 | 70 |  | 40000 | 80 |  | 0.62 | 0.59 |  |  |  | Federally-Regulated Consumer Product |  | 2015-10-01
American Water Heater Co. | Whirlpool | BFG1J4040S3NOH*** | Natural Gas | TRUE | TRUE | Non-Ozone-Depleting | FALSE | 40 | 67 |  | 40000 | 76 |  | 0.59 | 0.59 |  |  |  | Federally-Regulated Consumer Product |  | 2009-12-22
Bradford White Corporation | Bradford-White Corp. | RG2MH40T*N | Natural Gas | FALSE | TRUE |  | TRUE | 40 | 57 |  | 34000 | 79 |  | 0.63 | 0.62 |  |  |  | Federally-Regulated Consumer Product |  | 2015-07-06
Rheem | Rheem | GG40S06RVT | Natural Gas | TRUE | TRUE |  | FALSE | 40 | 73 |  | 36000 | 80 |  | 0.67 | 0.59 |  |  |  | Federally-Regulated Consumer Product |  | 2011-10-27
Rheem Sales Co.¦ Inc. | Rheem | PROG40-34N RH59 DV H | Natural Gas | FALSE | FALSE |  | FALSE | 40 | 66 |  | 34000 | 76 |  | 0.59 | 0.59 |  |  |  | Federally-Regulated Consumer Product |  | 2015-10-01
Rheem | Rheem | 42VP40F | Natural Gas | FALSE | TRUE |  | FALSE | 40 | 68 |  | 40000 | 76 | 23408 | 0.64 | 0.59 |  |  |  | Federally-Regulated Consumer Product |  | 2010-03-16
GSW Water Heating | A O Smith Water Products | GPD 40 *** 200 | Natural Gas | TRUE | TRUE |  | FALSE | 40 | 71 |  | 40000 | 84 |  | 0.71 | 0.59 |  |  |  | Federally-Regulated Consumer Product |  | 2014-12-23
GSW Water Heating | Lochinvar Corp. | PRN040 40ES 200 | Natural Gas | TRUE | TRUE |  | FALSE | 40 | 71 |  | 40000 | 84 |  | 0.71 | 0.59 |  |  |  | Federally-Regulated Consumer Product |  | 2014-12-23
American Water Heater Co. | Sears Brand Management Corp. | 153.3306 | Natural Gas | FALSE | TRUE |  | FALSE | 40 | 65 |  | 40000 | 77 |  | 0.59 | 0.59 |  |  |  | Federally-Regulated Consumer Product |  | 2011-11-30
Lochinvar¦ LLC. | Lochinvar Corp. | LTN 040 50 300 | Natural Gas | FALSE | TRUE |  | FALSE | 40 | 80 |  | 50000 | 76 |  | 0.59 | 0.59 |  |  |  | Federally-Regulated Consumer Product |  | 2011-11-30
Bradford White Corporation | Bradford-White Corp. | RG240T*N | Natural Gas | FALSE | TRUE |  | FALSE | 40 | 76 |  | 40000 | 80 |  | 0.62 | 0.62 |  |  |  | Federally-Regulated Consumer Product |  | 2015-07-06
Rheem | Rheem | 22I40FDVX | Natural Gas | TRUE | FALSE |  | TRUE | 40 | 66 |  | 36000 | 76 | 25392 | 0.59 | 0.59 |  |  |  | Federally-Regulated Consumer Product |  | 2008-09-25
A O Smith Water Products | State | GS6 40 BCS* 250 | Natural Gas | FALSE | TRUE |  | FALSE | 40 | 67 |  | 40000 | 76 |  | 0.62 | 0.59 |  |  |  | Federally-Regulated Consumer Product |  | 2015-10-01
A.O. Smith (McBee) | State Industries | GS6 40 BCS* 250 | Natural Gas | FALSE | TRUE |  | FALSE | 40 | 67 |  | 40000 | 76 |  | 0.62 | 0.62 |  |  |  | Federally-Regulated Consumer Product |  | 2015-07-06
A O Smith Water Products | State | GS6 40 BCT 250 | Natural Gas | FALSE | TRUE |  | FALSE | 40 | 68 |  | 40000 | 78 |  | 0.62 | 0.59 |  |  |  | Federally-Regulated Consumer Product |  | 2015-10-01
A O Smith Water Products | State | GS6 40 BCT* 250 | Natural Gas | FALSE | TRUE |  | FALSE | 40 | 68 |  | 40000 | 78 |  | 0.62 | 0.59 |  |  |  | Federally-Regulated Consumer Product |  | 2015-10-01
Rheem | Richmond | 5VRP40PT | Natural Gas | TRUE | TRUE |  | FALSE | 40 | 66 |  | 40000 | 76 | 23408 | 0.64 | 0.59 |  |  |  | Federally-Regulated Consumer Product |  | 2007-11-21
A.O. Smith (McBee) | State Industries | GS6 40 BCT* 250 | Natural Gas | FALSE | TRUE |  | FALSE | 40 | 68 |  | 40000 | 78 |  | 0.62 | 0.62 |  |  |  | Federally-Regulated Consumer Product |  | 2015-07-06
A O Smith Water Products | State Industries | GS6 40 BCUS* 400 | Natural Gas | FALSE | TRUE |  | FALSE | 40 | 69 |  | 40000 | 77 |  | 0.62 | 0.59 |  |  |  | Federally-Regulated Consumer Product |  | 2015-04-10
A O Smith Water Products | State | GS6 40 BCUS* 400 | Natural Gas | FALSE | TRUE |  | FALSE | 40 | 69 |  | 40000 | 77 |  | 0.62 | 0.59 |  |  |  | Federally-Regulated Consumer Product |  | 2015-10-01
A O Smith Water Products | State Industries | GS6 40 BCUT* 400 | Natural Gas | FALSE | TRUE |  | FALSE | 40 | 71 |  | 40000 | 78 |  | 0.63 | 0.59 |  |  |  | Federally-Regulated Consumer Product |  | 2015-04-10
Bradford White Corporation | Bradford-White Corp. | MIMS40T**N13-ATO******* | Natural Gas | FALSE | TRUE |  | TRUE | 40 | 59 |  | 30000 | 77 | 25392 | 0.59 | 0.59 |  |  |  | Federally-Regulated Consumer Product |  | 2007-11-21
A O Smith Water Products | State | GS6 40 BCUT* 400 | Natural Gas | FALSE | TRUE |  | FALSE | 40 | 71 |  | 40000 | 78 |  | 0.63 | 0.59 |  |  |  | Federally-Regulated Consumer Product |  | 2015-10-01
Bradford White Corporation | Bradford-White Corp. | RG2F40S*N | Natural Gas | TRUE | TRUE |  | FALSE | 40 | 70 |  | 38000 | 78 |  | 0.7 | 0.62 |  |  |  | Federally-Regulated Consumer Product |  | 2015-07-06
A O Smith Water Products | State | GS6 40 BFUT* 100 | Natural Gas | TRUE | TRUE |  | FALSE | 40 | 74 |  | 40000 | 80 |  | 0.67 | 0.59 |  |  |  | Federally-Regulated Consumer Product |  | 2017-01-31
A O Smith Water Products | State | GS6 40 BRBS* 400 | Natural Gas | FALSE | TRUE |  | FALSE | 40 | 67 |  | 40000 | 80 |  | 0.62 | 0.59 |  |  |  | Federally-Regulated Consumer Product |  | 2015-10-01
American Water Heater Co. | American Water Heater Co. | G(3¦6¦9¦10¦12)240T34 400 | Natural Gas | FALSE | TRUE |  | FALSE | 40 | 56 |  | 34000 | 78 |  | 0.62 | 0.59 |  |  |  | Federally-Regulated Consumer Product |  | 2015-04-10
Rheem | Rheem | 22V40SFSQ | Natural Gas | FALSE | TRUE |  | FALSE | 40 | 72 |  | 36000 | 76 | 25392 | 0.59 | 0.59 |  |  |  | Federally-Regulated Consumer Product |  | 2009-04-22
A O Smith Water Products | State Industries | GS6 40 BRBS* 400 | Natural Gas | FALSE | TRUE |  | FALSE | 40 | 67 |  | 40000 | 80 |  | 0.62 | 0.59 |  |  |  | Federally-Regulated Consumer Product |  | 2015-04-10
Rheem | Rheem | 42V40-40PROF | Natural Gas | FALSE | TRUE |  | FALSE | 40 | 68 |  | 40000 | 76 | 25392 | 0.59 | 0.59 |  |  |  | Federally-Regulated Consumer Product |  | 2009-04-22
A.O. Smith (McBee) | State Industries | GS6 40 BRBT* 400 | Natural Gas | FALSE | TRUE |  | FALSE | 40 | 70 |  | 40000 | 80 |  | 0.62 | 0.62 |  |  |  | Federally-Regulated Consumer Product |  | 2015-07-06
A O Smith Water Products | State | GS6 40 BRBT* 400 | Natural Gas | FALSE | TRUE |  | FALSE | 40 | 70 |  | 40000 | 80 |  | 0.62 | 0.59 |  |  |  | Federally-Regulated Consumer Product |  | 2015-10-01
Lochinvar¦ LLC. | Lochinvar Corp. | LTN 040 40ES 100 | Natural Gas | TRUE | TRUE |  | FALSE | 40 | 67 |  | 40000 | 79 |  | 0.67 | 0.59 |  |  |  | Federally-Regulated Consumer Product |  | 2011-11-30
American Water Heater Co. | State Industries | GS6 40 UBDS L | Natural Gas | FALSE | TRUE |  | FALSE | 40 | 59 |  | 36000 | 80 |  | 0.62 | 0.59 |  |  |  | Federally-Regulated Consumer Product |  | 2013-07-18
Rheem Sales Co.¦ Inc. | Rheem | 43VP40E2-E | Natural Gas | TRUE | TRUE |  | FALSE | 40 | 68 |  | 40000 | 82 |  | 0.67 | 0.59 |  |  |  | Federally-Regulated Consumer Product |  | 2015-10-01
Bradford White Corporation | Bradford-White Corp. | M4403S*FCX(A) | Natural Gas | FALSE | TRUE |  | FALSE | 40 | 72 |  | 40000 | 80 | 24164 | 0.62 | 0.59 |  |  |  | Federally-Regulated Consumer Product |  | 2009-04-22
Rheem | Rheem | PG40T09HVG00 | Natural Gas | FALSE | TRUE |  | FALSE | 40 | 68 |  | 40000 | 76 | 25392 | 0.59 | 0.59 |  |  |  | Federally-Regulated Consumer Product |  | 2009-04-22
Bradford White Corporation | Bradford-White Corp. | M440T*FBN(A) | Natural Gas | FALSE | TRUE |  | FALSE | 40 | 75 |  | 40000 | 79 | 24164 | 0.62 | 0.59 |  |  |  | Federally-Regulated Consumer Product |  | 2007-11-21
A O Smith Water Products | State | GS6 40 MDV* 250 | Natural Gas | FALSE | TRUE |  | TRUE | 40 | 60 |  | 32000 | 80 |  | 0.62 | 0.59 |  |  |  | Federally-Regulated Consumer Product |  | 2016-10-28
Rheem | Rheem | SG40T12HVG00 | Natural Gas | FALSE | TRUE |  | FALSE | 40 | 68 |  | 40000 | 76 | 24164 | 0.62 | 0.59 |  |  |  | Federally-Regulated Consumer Product |  | 2009-04-22
American Standard Water Heater Co. | Dura-Glass | GR-40L-1-3-6 | Natural Gas | TRUE | TRUE | Non-Ozone-Depleting | FALSE | 40 | 72 |  | 37000 | 79.8 | 24540 | 0.6 | 0.59 |  |  |  | Federally-Regulated Consumer Product |  | 2010-04-30
A O Smith Water Products | State | GS6 40 MHG* 400 | Natural Gas | FALSE | TRUE |  | TRUE | 40 | 62 |  | 35500 | 80 |  | 0.62 | 0.59 |  |  |  | Federally-Regulated Consumer Product |  | 2015-10-01
American Water Heater Co. | Sears Brand Management Corp. | 153.3307 | Natural Gas | FALSE | TRUE |  | FALSE | 40 | 70 |  | 40000 | 77 |  | 0.62 | 0.59 |  |  |  | Federally-Regulated Consumer Product |  | 2011-11-30
American Water Heater Co. | Reliance | 6 40 UBDS L | Natural Gas | FALSE | TRUE |  | FALSE | 40 | 59 |  | 36000 | 80 |  | 0.62 | 0.59 |  |  |  | Federally-Regulated Consumer Product |  | 2013-07-18
A O Smith Water Products | State Industries | GS6 40 YBFS 100 | Natural Gas | TRUE | TRUE |  | FALSE | 40 | 67 |  | 40000 | 79 |  | 0.67 | 0.59 |  |  |  | Federally-Regulated Consumer Product |  | 2011-11-30
A O Smith Water Products | State Industries | GS6 40 YBFT 100 | Natural Gas | TRUE | TRUE |  | FALSE | 40 | 67 |  | 40000 | 79 |  | 0.67 | 0.59 |  |  |  | Federally-Regulated Consumer Product |  | 2011-11-30
A O Smith Water Products | State Industries | GS6 40 YBPDT | Natural Gas | TRUE | FALSE |  | FALSE | 40 | 70 |  | 40000 | 75 | 24969 | 0.6 | 0.59 |  |  |  | Federally-Regulated Consumer Product |  | 2011-11-30
A O Smith Water Products | State Industries | GS6 40 YBRS | Natural Gas | FALSE | TRUE | Non-Ozone-Depleting | FALSE | 40 | 71 |  | 40000 | 76 | 25392 | 0.59 | 0.59 |  |  |  | Federally-Regulated Consumer Product |  | 2007-11-21
American Water Heater Co. | U.S. Craftmaster | FDG2J4040S3P | Natural Gas | TRUE | TRUE |  | FALSE | 40 | 67 |  | 40000 | 80 |  | 0.67 | 0.59 |  |  |  | Federally-Regulated Consumer Product |  | 2012-03-02
A O Smith Water Products | State Industries | GS6 40 YBRT4 | Natural Gas | FALSE | TRUE | Non-Ozone-Depleting | FALSE | 40 | 71 |  | 40000 | 74 | 25392 | 0.59 | 0.59 |  |  |  | Federally-Regulated Consumer Product |  | 2007-11-21
A O Smith Water Products | State Industries | GS6 40 YOCS 200 | Natural Gas | FALSE | TRUE |  | FALSE | 40 | 66 |  | 40000 | 76 | 24164 | 0.62 | 0.59 |  |  |  | Federally-Regulated Consumer Product |  | 2008-10-20
Bradford White Corporation | Bradford-White Corp. | RG240S*N | Natural Gas | FALSE | TRUE |  | FALSE | 40 | 74 |  | 40000 | 80 |  | 0.62 | 0.62 |  |  |  | Federally-Regulated Consumer Product |  | 2015-07-06
A O Smith Water Products | State Industries | GS6 40 YOCT | Natural Gas | FALSE | TRUE | Non-Ozone-Depleting | FALSE | 40 | 71 |  | 40000 | 76 | 24164 | 0.62 | 0.59 |  |  |  | Federally-Regulated Consumer Product |  | 2007-11-21
A O Smith Water Products | State Industries | GS6 40 YOMT 200 | Natural Gas | FALSE | TRUE |  | TRUE | 40 | 57 |  | 35500 | 76 | 25392 | 0.59 | 0.59 |  |  |  | Federally-Regulated Consumer Product |  | 2010-03-16
A O Smith Water Products | State Industries | GS6 40 YOMT 300 | Natural Gas | FALSE | TRUE |  | TRUE | 40 | 60 |  | 35500 | 76 |  | 0.59 | 0.59 |  |  |  | Federally-Regulated Consumer Product |  | 2014-12-23
Bradford White Corporation | Bradford-White Corp. | RG2DV40S*N-*** | Natural Gas | FALSE | TRUE |  | FALSE | 40 | 73 |  | 38000 | 79 |  | 0.62 | 0.62 |  |  |  | Federally-Regulated Consumer Product |  | 2015-07-06
A O Smith Water Products | State Industries | GS6 40 YRVIT* 100 | Natural Gas | TRUE | FALSE | Non-Ozone-Depleting | FALSE | 40 | 80 |  | 50000 | 78 | 23048 | 0.65 | 0.59 |  |  |  | Federally-Regulated Consumer Product |  | 2011-11-30
American Water Heater Co. | American Water Heater Co. | UG9140T403N*** | Natural Gas | FALSE | TRUE | Non-Ozone-Depleting | FALSE | 40 | 65 |  | 40000 | 77 | 25392 | 0.59 | 0.59 |  |  |  | Federally-Regulated Consumer Product |  | 2011-11-30
A O Smith Water Products | State Industries | GS6 40YBRS 300 | Natural Gas | FALSE | TRUE |  | FALSE | 40 | 67 |  | 40000 | 76 |  | 0.59 | 0.59 |  |  |  | Federally-Regulated Consumer Product |  | 2011-11-30
A O Smith Water Products | State Industries | GS6 40YBRT 300 | Natural Gas | FALSE | TRUE |  | FALSE | 40 | 69 |  | 40000 | 76 |  | 0.59 | 0.59 |  |  |  | Federally-Regulated Consumer Product |  | 2011-09-28
A O Smith Water Products | State Industries | GS6 40YOCS 300 | Natural Gas | FALSE | TRUE |  | FALSE | 40 | 67 |  | 40000 | 76 |  | 0.62 | 0.59 |  |  |  | Federally-Regulated Consumer Product |  | 2011-11-30
A O Smith Water Products | State Industries | GS6 40YOCT 300 | Natural Gas | FALSE | TRUE |  | FALSE | 40 | 69 |  | 40000 | 76 |  | 0.62 | 0.59 |  |  |  | Federally-Regulated Consumer Product |  | 2011-11-30
A O Smith Water Products | State Industries | GS6 40YRRT 300 | Natural Gas | FALSE | TRUE |  | FALSE | 40 | 80 |  | 50000 | 76 |  | 0.59 | 0.59 |  |  |  | Federally-Regulated Consumer Product |  | 2011-11-30
American Water Heater Co. | U.S. Craftmaster | ND40S92-403 | Natural Gas | TRUE | TRUE |  | FALSE | 40 | 67 |  | 40000 | 80 |  | 0.67 | 0.59 |  |  |  | Federally-Regulated Consumer Product |  | 2012-03-02
Bradford White Corporation | Bradford-White Corp. | URG2DV40S*N-*** | Natural Gas | FALSE | TRUE |  | FALSE | 40 | 73 |  | 38000 | 79 |  | 0.62 | 0.62 |  |  |  | Federally-Regulated Consumer Product |  | 2015-07-06
Rheem | Rheem | 42VR40-40HF | Natural Gas | FALSE | TRUE |  | FALSE | 40 | 68 |  | 40000 | 76 | 24164 | 0.62 | 0.59 |  |  |  | Federally-Regulated Consumer Product |  | 2009-04-22
American Water Heater Co. | U.S. Craftmaster | N40T11-343*** | Natural Gas | FALSE | TRUE |  | FALSE | 40 | 53 |  | 34000 | 77 |  | 0.59 | 0.59 |  |  |  | Federally-Regulated Consumer Product |  | 2011-10-27
American Water Heater Co. | Sears Brand Management Corp. | 153.5594 | Natural Gas | FALSE | TRUE |  | FALSE | 40 | 74 |  | 40000 | 80 |  | 0.62 | 0.59 |  |  |  | Federally-Regulated Consumer Product |  | 2015-04-10
American Standard Water Heater Co. | Dura-Glass | G-40L-1-3-12 | Natural Gas | TRUE | TRUE | Non-Ozone-Depleting | FALSE | 40 | 72 |  | 37000 | 79.8 | 24540 | 0.6 | 0.59 |  |  |  | Federally-Regulated Consumer Product |  | 2010-04-30
Rheem | Rheem | 22DV40S-36(N) | Natural Gas | FALSE | FALSE |  | FALSE | 40 | 70 |  | 36000 | 76 | 25392 | 0.59 | 0.59 |  |  |  | Federally-Regulated Consumer Product |  | 2007-11-21
Bradford White Corporation | Lochinvar Corp. | XTN040G | Natural Gas | FALSE | FALSE |  | FALSE | 40 | 63 |  | 34000 | 77 | 25392 | 0.59 | 0.59 |  |  |  | Federally-Regulated Consumer Product |  | 2007-11-21
Rheem | Rheem | XG40T12DU36U0 | Natural Gas | TRUE | TRUE |  | FALSE | 40 | 71 |  | 36000 | 80 |  | 0.68 | 0.59 |  |  |  | Federally-Regulated Consumer Product |  | 2014-05-07
American Water Heater Co. | American Water Heater Co. | BFG9140T403N*** | Natural Gas | FALSE | TRUE | Non-Ozone-Depleting | FALSE | 40 | 69 |  | 40000 | 76 | 25392 | 0.59 | 0.59 |  |  |  | Federally-Regulated Consumer Product |  | 2007-11-21
Lochinvar¦ LLC. | Lochinvar Corp. | LSN 040 40ES 100 | Natural Gas | TRUE | TRUE |  | FALSE | 40 | 67 |  | 40000 | 79 |  | 0.67 | 0.59 |  |  |  | Federally-Regulated Consumer Product |  | 2011-11-30
Rheem | Ruud | MH2R40-40F | Natural Gas | FALSE | TRUE |  | FALSE | 40 | 68 |  | 40000 | 76 | 24164 | 0.62 | 0.59 |  |  |  | Federally-Regulated Consumer Product |  | 2009-04-22
American Water Heater Co. | U.S. Craftmaster | BFG2H4040S3N*** | Natural Gas | FALSE | TRUE | Non-Ozone-Depleting | FALSE | 40 | 67 |  | 40000 | 76 | 24164 | 0.62 | 0.59 |  |  |  | Federally-Regulated Consumer Product |  | 2007-11-21
Bradford White Corporation | Bradford-White Corp. | MI403S***N4 | Natural Gas | FALSE | FALSE |  | FALSE | 40 | 72 |  | 40000 | 77 | 25392 | 0.59 | 0.59 |  |  |  | Federally-Regulated Consumer Product |  | 2007-11-21
American Water Heater Co. | Lochinvar Corp. | UTN040 40 400 | Natural Gas | FALSE | TRUE |  | FALSE | 40 | 70 |  | 40000 | 76 |  | 0.62 | 0.59 |  |  |  | Federally-Regulated Consumer Product |  | 2015-04-10
Rheem | Richmond | 12G40-40HF | Natural Gas | FALSE | TRUE |  | FALSE | 40 | 68 |  | 40000 | 76 | 24164 | 0.62 | 0.59 |  |  |  | Federally-Regulated Consumer Product |  | 2009-04-22
American Water Heater Co. | American Water Heater Co. | G(3¦6¦9¦10¦12)240S40 400 | Natural Gas | FALSE | TRUE |  | FALSE | 40 | 67 |  | 40000 | 76 |  | 0.62 | 0.59 |  |  |  | Federally-Regulated Consumer Product |  | 2015-04-10
American Water Heater Co. | U.S. Craftmaster | BFG2F4040T3N*** | Natural Gas | FALSE | TRUE | Non-Ozone-Depleting | FALSE | 40 | 69 |  | 40000 | 76 | 23780 | 0.63 | 0.59 |  |  |  | Federally-Regulated Consumer Product |  | 2007-11-21
American Water Heater Co. | U.S. Craftmaster | MFG1A4040T3N*** | Natural Gas | FALSE | TRUE | Non-Ozone-Depleting | TRUE | 40 | 69 |  | 40000 | 76 | 25392 | 0.59 | 0.59 |  |  |  | Federally-Regulated Consumer Product |  | 2008-09-25
American Water Heater Co. | American Water Heater Co. | BFG12240T403N*** | Natural Gas | FALSE | TRUE | Non-Ozone-Depleting | FALSE | 40 | 69 |  | 40000 | 76 | 23780 | 0.63 | 0.59 |  |  |  | Federally-Regulated Consumer Product |  | 2007-11-21
Bradford White Corporation | Bradford-White Corp. | DS140S**FBN(A) | Natural Gas | FALSE | TRUE | Non-Ozone-Depleting | FALSE | 40 | 71 |  | 38000 | 79 | 25392 | 0.59 | 0.59 |  |  |  | Federally-Regulated Consumer Product |  | 2009-04-22
Rheem | Rheem | GG40T06PVJ | Natural Gas | FALSE | TRUE |  | FALSE | 40 | 68 |  | 40000 | 76 | 23408 | 0.64 | 0.59 |  |  |  | Federally-Regulated Consumer Product |  | 2010-03-16
Rheem | Rheem | PROG40-40N RH67 PVE | Natural Gas | TRUE | TRUE |  | FALSE | 40 | 68 |  | 40000 | 82 |  | 0.67 | 0.59 |  |  |  | Federally-Regulated Consumer Product |  | 2013-11-18
GSW Water Heating | A O Smith Water Products | GPDL 40L *** 200 | Natural Gas | TRUE | TRUE |  | FALSE | 40 | 71 |  | 40000 | 84 |  | 0.71 | 0.59 |  |  |  | Federally-Regulated Consumer Product |  | 2015-01-05
American Standard Water Heater Co. | Dura-Glass | GR-40T-2-3-12 | Natural Gas | TRUE | TRUE | Non-Ozone-Depleting | FALSE | 40 | 73 |  | 40000 | 79.4 | 23870 | 0.62 | 0.59 |  |  |  | Federally-Regulated Consumer Product |  | 2010-05-26
American Water Heater Co. | Whirlpool | UG1F4040T3N*** | Natural Gas | TRUE | TRUE | Non-Ozone-Depleting | FALSE | 40 | 65 |  | 40000 | 77 |  | 0.59 | 0.59 |  |  |  | Federally-Regulated Consumer Product |  | 2009-12-22
A O Smith Water Products | Lochinvar Corp. | GSN040 40 400 | Natural Gas | FALSE | TRUE |  | FALSE | 40 | 69 |  | 40000 | 76 |  | 0.62 | 0.59 |  |  |  | Federally-Regulated Consumer Product |  | 2015-04-10
A O Smith Water Products | Lochinvar | GSN040 40 400 | Natural Gas | FALSE | TRUE |  | FALSE | 40 | 69 |  | 40000 | 76 |  | 0.62 | 0.59 |  |  |  | Federally-Regulated Consumer Product |  | 2015-10-01
Bradford White Corporation | Bradford-White Corp. | MI40T***N7-ATO******* | Natural Gas | FALSE | TRUE |  | FALSE | 40 | 75 |  | 40000 | 77 | 25392 | 0.59 | 0.59 |  |  |  | Federally-Regulated Consumer Product |  | 2007-11-21
Rheem | Rheem | 9G40S-40E2 | Natural Gas | FALSE | TRUE |  | FALSE | 40 | 72 |  | 40000 | 78 |  | 0.67 | 0.59 |  |  |  | Federally-Regulated Consumer Product |  | 2011-09-27
A O Smith Water Products | Lochinvar | GSN040 40-8 400 | Natural Gas | FALSE | TRUE |  | FALSE | 40 | 69 |  | 40000 | 76 |  | 0.62 | 0.59 |  |  |  | Federally-Regulated Consumer Product |  | 2016-12-22
American Water Heater Co. | Whirlpool | PVG2H4042TN*** | Natural Gas | TRUE | TRUE | Non-Ozone-Depleting | FALSE | 40 | 67 |  | 42000 | 76 |  | 0.66 | 0.59 |  |  |  | Federally-Regulated Consumer Product |  | 2009-12-22
GSW Water Heating | Lochinvar Corp. | PVN04050ST 200 | Natural Gas | TRUE | TRUE |  | FALSE | 40 | 93 |  | 50000 | 82 |  | 0.7 | 0.59 |  |  |  | Federally-Regulated Consumer Product |  | 2012-08-28
A O Smith Water Products | Lochinvar Corp. | GSN040 40B 400 | Natural Gas | FALSE | TRUE |  | FALSE | 40 | 67 |  | 40000 | 80 |  | 0.62 | 0.59 |  |  |  | Federally-Regulated Consumer Product |  | 2015-04-10
A O Smith Water Products | Lochinvar | GSN040 40B 400 | Natural Gas | FALSE | TRUE |  | FALSE | 40 | 67 |  | 40000 | 80 |  | 0.62 | 0.59 |  |  |  | Federally-Regulated Consumer Product |  | 2015-10-01
American Water Heater Co. | A O Smith Water Products | GPNH 40 100 | Natural Gas | TRUE | TRUE |  | FALSE | 40 | 69 |  | 42000 | 80 |  | 0.68 | 0.59 |  |  |  | Federally-Regulated Consumer Product |  | 2012-03-02
GSW Water Heating | State Industries | 6 40YBVIS 200 | Natural Gas | TRUE | TRUE |  | FALSE | 40 | 72 |  | 40000 | 83 |  | 0.7 | 0.59 |  |  |  | Federally-Regulated Consumer Product |  | 2012-08-28
A O Smith Water Products | A.O. SMITH | GSV 40 300 | Natural Gas | FALSE | TRUE |  | FALSE | 40 | 68 |  | 35500 | 76 |  | 0.59 | 0.59 |  |  |  | Federally-Regulated Consumer Product |  | 2017-05-25
A O Smith Water Products | A O Smith Water Products | GSV 40 300 | Natural Gas | FALSE | TRUE |  | FALSE | 40 | 68 |  | 35500 | 76 |  | 0.59 | 0.59 |  |  |  | Federally-Regulated Consumer Product |  | 2015-07-13
A O Smith Water Products | A.O. SMITH | GSVL 40 300 | Natural Gas | FALSE | TRUE |  | FALSE | 40 | 67 |  | 35500 | 76 |  | 0.59 | 0.59 |  |  |  | Federally-Regulated Consumer Product |  | 2017-05-25
A O Smith Water Products | A O Smith Water Products | GSVL 40 300 | Natural Gas | FALSE | TRUE |  | FALSE | 40 | 67 |  | 35500 | 76 |  | 0.59 | 0.59 |  |  |  | Federally-Regulated Consumer Product |  | 2015-07-13
American Water Heater Co. | American Water Heater Co. | FDG12240S403P | Natural Gas | TRUE | TRUE |  | FALSE | 40 | 67 |  | 40000 | 80 |  | 0.67 | 0.59 |  |  |  | Federally-Regulated Consumer Product |  | 2012-03-02
Rheem | Rheem | PVP40E2 | Natural Gas | TRUE | TRUE |  | FALSE | 40 | 68 |  | 40000 | 82 |  | 0.67 | 0.59 |  |  |  | Federally-Regulated Consumer Product |  | 2012-06-11
GSW Water Heating | A O Smith Water Products | GDV-40 300 | Natural Gas | FALSE | TRUE |  | FALSE | 40 | 72 |  | 38000 | 82 |  | 0.63 | 0.59 |  |  |  | Federally-Regulated Consumer Product |  | 2014-05-07
Rheem | Rheem | GG40T06MSK01 | Natural Gas | TRUE | TRUE |  | TRUE | 40 | 59 |  | 34000 | 76 | 25392 | 0.59 | 0.59 |  |  |  | Federally-Regulated Consumer Product |  | 2008-10-20
American Water Heater Co. | Reliance | 6 40 UBVIT 100 | Natural Gas | TRUE | TRUE |  | FALSE | 40 | 69 |  | 42000 | 80 |  | 0.68 | 0.59 |  |  |  | Federally-Regulated Consumer Product |  | 2012-03-02
GSW Water Heating | State Industries | GS6 40 YBDS 300 | Natural Gas | FALSE | TRUE |  | FALSE | 40 | 72 |  | 38000 | 82 |  | 0.63 | 0.59 |  |  |  | Federally-Regulated Consumer Product |  | 2014-05-07
GSW Water Heating | Reliance | 6 40YBPDS 200 | Natural Gas | TRUE | TRUE |  | FALSE | 40 | 71 |  | 40000 | 84 |  | 0.71 | 0.59 |  |  |  | Federally-Regulated Consumer Product |  | 2014-09-02
Rheem | Rheem | MV40FDVX | Natural Gas | TRUE | FALSE |  | TRUE | 40 | 66 |  | 36000 | 76 |  | 0.59 | 0.59 |  |  |  | Federally-Regulated Consumer Product |  | 2011-09-27
A O Smith Water Products | State Industries | GSX 40 YBRS | Natural Gas | FALSE | TRUE | Non-Ozone-Depleting | FALSE | 40 | 71 |  | 40000 | 76 | 25392 | 0.59 | 0.59 |  |  |  | Federally-Regulated Consumer Product |  | 2007-11-21
A O Smith Water Products | State Industries | GSX 40 YOCT | Natural Gas | FALSE | TRUE | Non-Ozone-Depleting | FALSE | 40 | 71 |  | 40000 | 76 | 24164 | 0.62 | 0.59 |  |  |  | Federally-Regulated Consumer Product |  | 2007-11-21
Rheem Sales Co.¦ Inc. | Ruud | PROG40-40N RU67 PVE | Natural Gas | TRUE | TRUE |  | FALSE | 40 | 68 |  | 40000 | 82 |  | 0.67 | 0.59 |  |  |  | Federally-Regulated Consumer Product |  | 2015-10-01
Bradford White Corporation | Bradford-White Corp. | PDX440S**FBN | Natural Gas | TRUE | TRUE |  | FALSE | 40 | 70 |  | 40000 | 78 |  | 0.67 | 0.59 |  |  |  | Federally-Regulated Consumer Product |  | 2012-06-11
A O Smith Water Products | State Industries | GSX 40YBRS 300 | Natural Gas | FALSE | TRUE |  | FALSE | 40 | 67 |  | 40000 | 76 |  | 0.59 | 0.59 |  |  |  | Federally-Regulated Consumer Product |  | 2011-11-30
A O Smith Water Products | State Industries | GSX 40YBRT 300 | Natural Gas | FALSE | TRUE |  | FALSE | 40 | 69 |  | 40000 | 76 |  | 0.59 | 0.59 |  |  |  | Federally-Regulated Consumer Product |  | 2011-09-28
American Water Heater Co. | U.S. Craftmaster | ND40T92-403 | Natural Gas | TRUE | TRUE | Non-Ozone-Depleting | FALSE | 40 | 67 |  | 40000 | 79 | 22360 | 0.67 | 0.59 |  |  |  | Federally-Regulated Consumer Product |  | 2011-10-27
Bradford White Corporation | Bradford-White Corp. | MI404T*FBN(A) | Natural Gas | FALSE | TRUE |  | FALSE | 40 | 86 |  | 50000 | 78 | 25392 | 0.59 | 0.59 |  |  |  | Federally-Regulated Consumer Product |  | 2007-11-21
American Water Heater Co. | Sears | 153.5594 | Natural Gas | FALSE | TRUE |  | FALSE | 40 | 74 |  | 40000 | 80 |  | 0.62 | 0.59 |  |  |  | Federally-Regulated Consumer Product |  | 2015-10-01
GSW Water Heating | State Industries | GS 6 40 YBPDS 200 | Natural Gas | TRUE | TRUE |  | FALSE | 40 | 71 |  | 40000 | 84 |  | 0.71 | 0.59 |  |  |  | Federally-Regulated Consumer Product |  | 2014-12-23
A O Smith Water Products | State Industries | GSX 40YOCS 300 | Natural Gas | FALSE | TRUE |  | FALSE | 40 | 67 |  | 40000 | 76 |  | 0.62 | 0.59 |  |  |  | Federally-Regulated Consumer Product |  | 2011-11-30
A O Smith Water Products | State Industries | GSX 40YOCT 300 | Natural Gas | FALSE | TRUE |  | FALSE | 40 | 69 |  | 40000 | 76 |  | 0.62 | 0.59 |  |  |  | Federally-Regulated Consumer Product |  | 2011-11-30
American Water Heater Co. | U.S. Craftmaster | FDG2F4040S3P | Natural Gas | TRUE | TRUE |  | FALSE | 40 | 67 |  | 40000 | 80 |  | 0.67 | 0.59 |  |  |  | Federally-Regulated Consumer Product |  | 2012-03-02
American Water Heater Co. | Reliance | 6 40 UBCT 200 | Natural Gas | FALSE | TRUE |  | FALSE | 40 | 70 |  | 40000 | 77 |  | 0.62 | 0.59 |  |  |  | Federally-Regulated Consumer Product |  | 2011-11-30
Rheem | Rheem | 22V40-34F | Natural Gas | FALSE | TRUE |  | FALSE | 40 | 67 |  | 34000 | 76 | 25392 | 0.59 | 0.59 |  |  |  | Federally-Regulated Consumer Product |  | 2009-04-22
American Water Heater Co. | U.S. Craftmaster | LD40S62-403 | Natural Gas | TRUE | TRUE |  | FALSE | 40 | 67 |  | 40000 | 80 |  | 0.67 | 0.59 |  |  |  | Federally-Regulated Consumer Product |  | 2012-03-02
Rheem Sales Co.¦ Inc. | Rheem | PROG40-40N RH67 PV | Natural Gas | FALSE | TRUE |  | FALSE | 40 | 68 |  | 40000 | 82 |  | 0.67 | 0.59 |  |  |  | Federally-Regulated Consumer Product |  | 2015-10-01
Bradford White Corporation | Lochinvar Corp. | USN041G | Natural Gas | FALSE | TRUE | Non-Ozone-Depleting | FALSE | 40 | 68 |  | 40000 | 77 | 25392 | 0.59 | 0.59 |  |  |  | Federally-Regulated Consumer Product |  | 2008-09-25
Rheem | Rheem | 12CG40S-38B | Natural Gas | TRUE | TRUE |  | FALSE | 40 | 72 |  | 38000 | 80 |  | 0.62 | 0.59 |  |  |  | Federally-Regulated Consumer Product |  | 2015-04-14
American Water Heater Co. | American Water Heater Co. | UPVG6240T42NV | Natural Gas | TRUE | TRUE |  | FALSE | 40 | 69 |  | 42000 | 80 |  | 0.68 | 0.59 |  |  |  | Federally-Regulated Consumer Product |  | 2012-03-02
Rheem | Rheem | 43VP40SE2-E | Natural Gas | TRUE | TRUE |  | FALSE | 40 | 73 |  | 36000 | 80 |  | 0.67 | 0.59 |  |  |  | Federally-Regulated Consumer Product |  | 2011-09-28
Rheem | Rheem | 42XR40-40F | Natural Gas | FALSE | TRUE |  | FALSE | 40 | 68 |  | 40000 | 76 | 24164 | 0.62 | 0.59 |  |  |  | Federally-Regulated Consumer Product |  | 2009-04-22
American Water Heater Co. | Whirlpool | BFG1F4040S3NOH*** | Natural Gas | TRUE | TRUE | Non-Ozone-Depleting | FALSE | 40 | 67 |  | 40000 | 76 |  | 0.59 | 0.59 |  |  |  | Federally-Regulated Consumer Product |  | 2009-12-22
Bradford White Corporation | Bradford-White Corp. | M1XR403S***N7-ATO****** | Natural Gas | FALSE | TRUE | Non-Ozone-Depleting | FALSE | 40 | 72 |  | 40000 | 79 | 25392 | 0.59 | 0.59 |  |  |  | Federally-Regulated Consumer Product |  | 2009-04-22
Bradford White Corporation | Bradford-White Corp. | DS140S***N-11 | Natural Gas | FALSE | TRUE |  | FALSE | 40 | 71 |  | 38000 | 80 | 25392 | 0.59 | 0.59 |  |  |  | Federally-Regulated Consumer Product |  | 2007-11-21
American Standard Water Heater Co. | Dura-Glass | G-40T-1-3-6 | Natural Gas | TRUE | TRUE | Non-Ozone-Depleting | FALSE | 40 | 77 |  | 40000 | 78.1 | 24890 | 0.6 | 0.59 |  |  |  | Federally-Regulated Consumer Product |  | 2010-04-30
Rheem Sales Co.¦ Inc. | Rheem | RHG PRO40FN | Natural Gas | FALSE | TRUE |  | FALSE | 40 | 73 |  | 38000 | 76 |  | 0.62 | 0.59 |  |  |  | Federally-Regulated Consumer Product |  | 2015-10-01
Rheem | Richmond | 9G40-40HF | Natural Gas | FALSE | TRUE |  | FALSE | 40 | 68 |  | 40000 | 76 | 25392 | 0.59 | 0.59 |  |  |  | Federally-Regulated Consumer Product |  | 2009-04-22
GSW Water Heating | A O Smith Water Products | GPVT 40L 200 | Natural Gas | TRUE | TRUE |  | FALSE | 40 | 93 |  | 50000 | 82 |  | 0.7 | 0.59 |  |  |  | Federally-Regulated Consumer Product |  | 2012-08-28
Rheem | Richmond | 5VRP40NT | Natural Gas | TRUE | TRUE |  | FALSE | 40 | 66 |  | 40000 | 76 | 23408 | 0.64 | 0.59 |  |  |  | Federally-Regulated Consumer Product |  | 2007-11-21
Rheem | Ruud | RUGPRO40-40F | Natural Gas | FALSE | TRUE |  | FALSE | 40 | 68 |  | 40000 | 76 | 24164 | 0.62 | 0.59 |  |  |  | Federally-Regulated Consumer Product |  | 2009-04-22
Rheem | Rheem | 41VRP40NT | Natural Gas | TRUE | TRUE |  | FALSE | 40 | 66 |  | 40000 | 76 | 23408 | 0.64 | 0.59 |  |  |  | Federally-Regulated Consumer Product |  | 2009-04-22
GSW Water Heating | Lochinvar Corp. | LBN04040 | Natural Gas | FALSE | TRUE |  | FALSE | 40 | 72 |  | 38000 | 82 |  | 0.63 | 0.59 |  |  |  | Federally-Regulated Consumer Product |  | 2014-05-07
American Water Heater Co. | U.S. Craftmaster | PVG2J4042TN*** | Natural Gas | TRUE | TRUE | Non-Ozone-Depleting | FALSE | 40 | 67 |  | 42000 | 76 | 22699 | 0.66 | 0.59 |  |  |  | Federally-Regulated Consumer Product |  | 2008-04-14
Bradford White Corporation | Bradford-White Corp. | URG240T*N | Natural Gas | FALSE | TRUE |  | FALSE | 40 | 76 |  | 40000 | 80 |  | 0.62 | 0.62 |  |  |  | Federally-Regulated Consumer Product |  | 2015-07-06
Bradford White Corporation | Lochinvar Corp. | LTN040G-EF | Natural Gas | FALSE | TRUE |  | FALSE | 40 | 63 |  | 34000 | 79 | 24164 | 0.62 | 0.59 |  |  |  | Federally-Regulated Consumer Product |  | 2007-11-21
Bradford White Corporation | Bradford-White Corp. | DS140S*BN(A) | Natural Gas | FALSE | TRUE |  | FALSE | 40 | 71 |  | 38000 | 80 | 25392 | 0.59 | 0.59 |  |  |  | Federally-Regulated Consumer Product |  | 2007-11-21
American Water Heater Co. | Sears¦ Roebuck¦ & Co. | 153.3393 | Natural Gas | FALSE | TRUE | Non-Ozone-Depleting | FALSE | 40 | 67 |  | 40000 | 76 | 25392 | 0.59 | 0.59 |  |  |  | Federally-Regulated Consumer Product |  | 2008-09-25
GSW Water Heating | State Industries | GS 6 40YRVIT (A2) 200 | Natural Gas | TRUE | TRUE |  | FALSE | 40 | 93 |  | 50000 | 82 |  | 0.7 | 0.59 |  |  |  | Federally-Regulated Consumer Product |  | 2012-08-28
Rheem | Rheem | 22I40FT | Natural Gas | TRUE | TRUE |  | TRUE | 40 | 59 |  | 34000 | 76 | 25392 | 0.59 | 0.59 |  |  |  | Federally-Regulated Consumer Product |  | 2008-10-20
Rheem | Rheem | 6G40V-38FN | Natural Gas | FALSE | TRUE |  | FALSE | 40 | 73 |  | 38000 | 76 |  | 0.62 | 0.59 |  |  |  | Federally-Regulated Consumer Product |  | 2011-09-27
Bradford White Corporation | Lochinvar Corp. | XHN040G | Natural Gas | FALSE | TRUE |  | TRUE | 40 | 56 |  | 34000 | 78 | 25392 | 0.59 | 0.59 |  |  |  | Federally-Regulated Consumer Product |  | 2007-11-21
American Water Heater Co. | U.S. Craftmaster | FDG2H4040S3P | Natural Gas | TRUE | TRUE |  | FALSE | 40 | 67 |  | 40000 | 80 |  | 0.67 | 0.59 |  |  |  | Federally-Regulated Consumer Product |  | 2012-03-02
Bradford White Corporation | Bradford-White Corp. | MI40T**FBN(A) | Natural Gas | FALSE | TRUE | Non-Ozone-Depleting | FALSE | 40 | 75 |  | 40000 | 79 | 25392 | 0.59 | 0.59 |  |  |  | Federally-Regulated Consumer Product |  | 2009-04-22
Bradford White Corporation | Bradford-White Corp. | M-I-TW40L***N-13 | Natural Gas | TRUE | TRUE |  | FALSE | 40 | 72 |  | 40000 | 80 | 23408 | 0.64 | 0.59 |  |  |  | Federally-Regulated Consumer Product |  | 2007-11-21
Rheem | Richmond | 12G40-38FN | Natural Gas | FALSE | TRUE | Non-Ozone-Depleting | FALSE | 40 | 72 |  | 38000 | 76 | 24969 | 0.6 | 0.59 |  |  |  | Federally-Regulated Consumer Product |  | 2008-04-14
American Water Heater Co. | American Water Heater Co. | FDG12240S403N | Natural Gas | TRUE | TRUE |  | FALSE | 40 | 67 |  | 40000 | 80 |  | 0.67 | 0.59 |  |  |  | Federally-Regulated Consumer Product |  | 2012-03-02
Water Heater Innovations | Sears | 449.3304 | Natural Gas | FALSE | FALSE | No Match | FALSE | 40 | 72 |  | 34500 | 81 | 21402 | 0.7 | 0.54 |  |  |  | Federally-Regulated Consumer Product |  | 1997-01-29
Bradford White Corporation | Bradford-White Corp. | M4403S***N5 | Natural Gas | FALSE | TRUE |  | FALSE | 40 | 72 |  | 40000 | 79 | 24164 | 0.62 | 0.59 |  |  |  | Federally-Regulated Consumer Product |  | 2007-11-21
American Water Heater Co. | U.S. Craftmaster | ND40S62-403 | Natural Gas | TRUE | TRUE |  | FALSE | 40 | 67 |  | 40000 | 80 |  | 0.67 | 0.59 |  |  |  | Federally-Regulated Consumer Product |  | 2012-03-02
American Water Heater Co. | U.S. Craftmaster | BFG1H4034T3N*** | Natural Gas | FALSE | TRUE | Non-Ozone-Depleting | FALSE | 40 | 53 |  | 34000 | 77 | 25392 | 0.59 | 0.59 |  |  |  | Federally-Regulated Consumer Product |  | 2011-09-27
Rheem | Rheem | GG40T06TVG00 | Natural Gas | FALSE | TRUE |  | FALSE | 40 | 68 |  | 40000 | 76 | 24164 | 0.62 | 0.59 |  |  |  | Federally-Regulated Consumer Product |  | 2009-04-22
Rheem | Rheem | 41VRP40PT | Natural Gas | TRUE | TRUE |  | FALSE | 40 | 66 |  | 40000 | 76 | 23408 | 0.64 | 0.59 |  |  |  | Federally-Regulated Consumer Product |  | 2009-04-22
American Water Heater Co. | U.S. Craftmaster | N40T121-343*** | Natural Gas | FALSE | TRUE |  | FALSE | 40 | 53 |  | 34000 | 77 |  | 0.59 | 0.59 |  |  |  | Federally-Regulated Consumer Product |  | 2011-10-27
American Standard Water Heater Co. | Dura-Glass | GR-40L-2-3-12 | Natural Gas | TRUE | TRUE | Non-Ozone-Depleting | FALSE | 40 | 72 |  | 40000 | 80.7 | 24160 | 0.62 | 0.59 |  |  |  | Federally-Regulated Consumer Product |  | 2010-05-26
American Water Heater Co. | Sears¦ Roebuck¦ & Co. | 153.3302 | Natural Gas | FALSE | TRUE | Non-Ozone-Depleting | FALSE | 40 | 65 |  | 40000 | 77 | 25392 | 0.59 | 0.59 |  |  |  | Federally-Regulated Consumer Product |  | 2011-02-17
American Water Heater Co. | State Industries | GS6 40 YOMAT 100 | Natural Gas | FALSE | TRUE | Non-Ozone-Depleting | TRUE | 40 | 69 |  | 40000 | 76 | 25392 | 0.59 | 0.59 |  |  |  | Federally-Regulated Consumer Product |  | 2008-09-25
Rheem | Rheem | PROG40-40N RU67 PVE | Natural Gas | TRUE | TRUE |  | FALSE | 40 | 68 |  | 40000 | 82 |  | 0.67 | 0.59 |  |  |  | Federally-Regulated Consumer Product |  | 2014-02-04
American Water Heater Co. | American Water Heater Co. | BFG12140T343N*** | Natural Gas | FALSE | TRUE | Non-Ozone-Depleting | FALSE | 40 | 53 |  | 34000 | 77 | 25392 | 0.59 | 0.59 |  |  |  | Federally-Regulated Consumer Product |  | 2011-09-27
American Water Heater Co. | American Water Heater Co. | GU(3¦6¦9¦10¦12)240T40 400 | Natural Gas | FALSE | TRUE |  | FALSE | 40 | 70 |  | 40000 | 76 |  | 0.62 | 0.59 |  |  |  | Federally-Regulated Consumer Product |  | 2015-04-10
American Water Heater Co. | Sears¦ Roebuck¦ & Co. | 153.3303 | Natural Gas | FALSE | TRUE | Non-Ozone-Depleting | FALSE | 40 | 70 |  | 40000 | 77 | 24164 | 0.62 | 0.59 |  |  |  | Federally-Regulated Consumer Product |  | 2011-02-17
GSW Water Heating | Lochinvar Corp. | GBN04040 300 | Natural Gas | FALSE | TRUE |  | FALSE | 40 | 72 |  | 38000 | 82 |  | 0.63 | 0.59 |  |  |  | Federally-Regulated Consumer Product |  | 2015-04-10
Bradford White Corporation | Bradford-White Corp. | M-4-40T***N-12 | Natural Gas | FALSE | FALSE |  | FALSE | 40 | 67 |  | 34000 | 79 | 23780 | 0.63 | 0.59 |  |  |  | Federally-Regulated Consumer Product |  | 2007-11-21
GSW Water Heating | American Water Heater Co. | PVG62-40S40-NVS | Natural Gas | TRUE | TRUE |  | FALSE | 40 | 72 |  | 40000 | 83 |  | 0.7 | 0.59 |  |  |  | Federally-Regulated Consumer Product |  | 2012-08-28
American Water Heater Co. | U.S. Craftmaster | BFG1H4040T3N*** | Natural Gas | FALSE | TRUE | Non-Ozone-Depleting | FALSE | 40 | 69 |  | 40000 | 76 | 25392 | 0.59 | 0.59 |  |  |  | Federally-Regulated Consumer Product |  | 2007-11-21
American Water Heater Co. | U.S. Craftmaster | BFG1H4040S3N*** | Natural Gas | FALSE | TRUE | Non-Ozone-Depleting | FALSE | 40 | 67 |  | 40000 | 76 | 25392 | 0.59 | 0.59 |  |  |  | Federally-Regulated Consumer Product |  | 2007-11-21
Rheem | Rheem | PROG40-40N RU67 PV | Natural Gas | TRUE | TRUE |  | FALSE | 40 | 68 |  | 40000 | 82 |  | 0.67 | 0.59 |  |  |  | Federally-Regulated Consumer Product |  | 2014-02-04
American Water Heater Co. | Whirlpool | UG2F4040T3N*** | Natural Gas | TRUE | TRUE | Non-Ozone-Depleting | FALSE | 40 | 70 |  | 40000 | 77 |  | 0.62 | 0.59 |  |  |  | Federally-Regulated Consumer Product |  | 2009-12-22
GSW Water Heating | State Industries | GS6 40YBVIS 200 | Natural Gas | TRUE | TRUE |  | FALSE | 40 | 72 |  | 40000 | 83 |  | 0.7 | 0.59 |  |  |  | Federally-Regulated Consumer Product |  | 2013-06-17
American Water Heater Co. | Whirlpool | BFG2J4034T3N*** | Natural Gas | TRUE | TRUE | Non-Ozone-Depleting | FALSE | 40 | 53 |  | 34000 | 77 |  | 0.61 | 0.59 |  |  |  | Federally-Regulated Consumer Product |  | 2009-12-22
Bradford White Corporation | Lochinvar Corp. | LTN040G-4 | Natural Gas | FALSE | TRUE |  | FALSE | 40 | 74 |  | 48000 | 78 | 25392 | 0.59 | 0.59 |  |  |  | Federally-Regulated Consumer Product |  | 2007-11-21
Bradford White Corporation | Bradford-White Corp. | UPDX140S**FRN | Natural Gas | TRUE | TRUE |  | FALSE | 40 | 72 |  | 40000 | 80 |  | 0.62 | 0.59 |  |  |  | Federally-Regulated Consumer Product |  | 2011-09-27
A O Smith Water Products | Lochinvar | GTN040 35 400 | Natural Gas | FALSE | TRUE |  | FALSE | 40 | 67 |  | 35500 | 79 |  | 0.62 | 0.59 |  |  |  | Federally-Regulated Consumer Product |  | 2015-10-01
A O Smith Water Products | Lochinvar Corp. | GTN040 35 400 | Natural Gas | FALSE | TRUE |  | FALSE | 40 | 67 |  | 35500 | 79 |  | 0.62 | 0.59 |  |  |  | Federally-Regulated Consumer Product |  | 2015-04-10
A.O. Smith (McBee) | Lochinvar Corp. | GTN040 40(ST) 400 | Natural Gas | FALSE | TRUE |  | FALSE | 40 | 70 |  | 40000 | 78 |  | 0.62 | 0.62 |  |  |  | Federally-Regulated Consumer Product |  | 2015-07-06
Rheem | Ruud | PH2-40-40HF | Natural Gas | FALSE | TRUE |  | FALSE | 40 | 68 |  | 40000 | 76 | 25392 | 0.59 | 0.59 |  |  |  | Federally-Regulated Consumer Product |  | 2009-04-22
A O Smith Water Products | Lochinvar | GTN040 40(ST) 400 | Natural Gas | FALSE | TRUE |  | FALSE | 40 | 70 |  | 40000 | 78 |  | 0.62 | 0.59 |  |  |  | Federally-Regulated Consumer Product |  | 2015-10-01
A O Smith Water Products | Lochinvar | GTN040 40-8(ST) 400 | Natural Gas | FALSE | TRUE |  | FALSE | 40 | 70 |  | 40000 | 78 |  | 0.62 | 0.59 |  |  |  | Federally-Regulated Consumer Product |  | 2016-12-22
A.O. Smith (McBee) | Lochinvar Corp. | GTN040 40B 400 | Natural Gas | FALSE | TRUE |  | FALSE | 40 | 70 |  | 40000 | 80 |  | 0.62 | 0.62 |  |  |  | Federally-Regulated Consumer Product |  | 2015-07-06
Rheem | Rheem | PROG40S-40N RH62 | Natural Gas | FALSE | TRUE |  | FALSE | 40 | 70 |  | 40000 | 80 |  | 0.62 | 0.59 |  |  |  | Federally-Regulated Consumer Product |  | 2013-11-18
A O Smith Water Products | Lochinvar | GTN040 40B 400 | Natural Gas | FALSE | TRUE |  | FALSE | 40 | 70 |  | 40000 | 80 |  | 0.62 | 0.59 |  |  |  | Federally-Regulated Consumer Product |  | 2015-10-01
American Water Heater Co. | Whirlpool | BFG2H4034T3N*** | Natural Gas | TRUE | TRUE | Non-Ozone-Depleting | FALSE | 40 | 53 |  | 34000 | 77 |  | 0.61 | 0.59 |  |  |  | Federally-Regulated Consumer Product |  | 2009-12-22
American Water Heater Co. | Whirlpool | BFG1H4040T3N*** | Natural Gas | TRUE | TRUE | Non-Ozone-Depleting | FALSE | 40 | 69 |  | 40000 | 76 |  | 0.59 | 0.59 |  |  |  | Federally-Regulated Consumer Product |  | 2009-12-22
American Water Heater Co. | American Water Heater Co. | BFG6240T343N*** | Natural Gas | FALSE | TRUE | Non-Ozone-Depleting | FALSE | 40 | 53 |  | 34000 | 77 | 24560 | 0.61 | 0.59 |  |  |  | Federally-Regulated Consumer Product |  | 2007-11-21
Bradford White Corporation | Bradford-White Corp. | RG1D40S*N | Natural Gas | TRUE | TRUE |  | FALSE | 40 | 74 |  | 40000 | 79 |  | 0.62 | 0.62 |  |  |  | Federally-Regulated Consumer Product |  | 2015-07-06
Bradford White Corporation | Bradford-White Corp. | M4403S***N7-ATO****** | Natural Gas | FALSE | TRUE |  | FALSE | 40 | 72 |  | 40000 | 80 | 24164 | 0.62 | 0.59 |  |  |  | Federally-Regulated Consumer Product |  | 2009-04-22
American Water Heater Co. | State Industries | GS6 40 UBVIT 100 | Natural Gas | TRUE | TRUE |  | FALSE | 40 | 69 |  | 42000 | 80 |  | 0.68 | 0.59 |  |  |  | Federally-Regulated Consumer Product |  | 2012-03-02
Rheem | Richmond | 12G40-40F | Natural Gas | FALSE | TRUE |  | FALSE | 40 | 68 |  | 40000 | 76 | 24164 | 0.62 | 0.59 |  |  |  | Federally-Regulated Consumer Product |  | 2009-04-22
American Water Heater Co. | American Water Heater Co. | DVUG(1¦3¦5¦6¦8¦10¦12)240S36-(D)N(V) | Natural Gas | FALSE | TRUE |  | FALSE | 40 | 59 |  | 36000 | 80 |  | 0.62 | 0.59 |  |  |  | Federally-Regulated Consumer Product |  | 2013-07-18
Rheem | Rheem | 22V30FM1 | Natural Gas | FALSE | TRUE |  | FALSE | 40 | 73 |  | 38000 | 76 | 25392 | 0.59 | 0.59 |  |  |  | Federally-Regulated Consumer Product |  | 2009-04-22
Bradford White Corporation | Lochinvar Corp. | UTN040G-4 | Natural Gas | FALSE | TRUE | Non-Ozone-Depleting | FALSE | 40 | 74 |  | 48000 | 78 | 25392 | 0.59 | 0.59 |  |  |  | Federally-Regulated Consumer Product |  | 2008-09-25
American Water Heater Co. | American Water Heater Co. | FDG9240T403N | Natural Gas | TRUE | TRUE |  | FALSE | 40 | 67 |  | 40000 | 79 | 22360 | 0.67 | 0.59 |  |  |  | Federally-Regulated Consumer Product |  | 2011-10-27
Rheem | Rheem | PROG40S-36N RH67 PVE | Natural Gas | TRUE | TRUE |  | FALSE | 40 | 73 |  | 36000 | 80 |  | 0.67 | 0.59 |  |  |  | Federally-Regulated Consumer Product |  | 2013-11-18
American Water Heater Co. | Sears¦ Roebuck¦ & Co. | 153.3303 | Natural Gas | FALSE | TRUE | Non-Ozone-Depleting | FALSE | 40 | 65 |  | 40000 | 77 | 25392 | 0.59 | 0.59 |  |  |  | Federally-Regulated Consumer Product |  | 2011-02-17
American Water Heater Co. | American Water Heater Co. | BFG6140S403N*** | Natural Gas | FALSE | TRUE | Non-Ozone-Depleting | FALSE | 40 | 67 |  | 40000 | 76 | 25392 | 0.59 | 0.59 |  |  |  | Federally-Regulated Consumer Product |  | 2007-11-21
Bradford White Corporation | Lochinvar Corp. | LTN040G | Natural Gas | FALSE | FALSE |  | FALSE | 40 | 63 |  | 34000 | 77 | 25392 | 0.59 | 0.59 |  |  |  | Federally-Regulated Consumer Product |  | 2007-11-21
Bradford White Corporation | Lochinvar Corp. | LBN040G | Natural Gas | FALSE | TRUE | Non-Ozone-Depleting | FALSE | 40 | 65 |  | 38000 | 79 | 25392 | 0.59 | 0.59 |  |  |  | Federally-Regulated Consumer Product |  | 2007-11-21
American Water Heater Co. | Whirlpool | UG1H4040T3N*** | Natural Gas | TRUE | TRUE | Non-Ozone-Depleting | FALSE | 40 | 65 |  | 40000 | 77 |  | 0.59 | 0.59 |  |  |  | Federally-Regulated Consumer Product |  | 2009-12-22
American Water Heater Co. | Whirlpool | BFG2J4040T3N*** | Natural Gas | TRUE | TRUE | Non-Ozone-Depleting | FALSE | 40 | 69 |  | 40000 | 76 |  | 0.63 | 0.59 |  |  |  | Federally-Regulated Consumer Product |  | 2009-12-22
Rheem Sales Co.¦ Inc. | Ruud | PRO+G38S-40N RU67 PD | Natural Gas | FALSE | TRUE |  | FALSE | 40 | 72 |  | 40000 | 78 |  | 0.67 | 0.59 |  |  |  | Federally-Regulated Consumer Product |  | 2015-10-01
GSW Water Heating | A O Smith Water Products | GPVT 40 200 S41 | Natural Gas | TRUE | TRUE |  | FALSE | 40 | 93 |  | 50000 | 82 |  | 0.7 | 0.59 |  |  |  | Federally-Regulated Consumer Product |  | 2012-08-28
American Water Heater Co. | U.S. Craftmaster | BFG2H4034T3N*** | Natural Gas | FALSE | TRUE | Non-Ozone-Depleting | FALSE | 40 | 53 |  | 34000 | 77 | 24560 | 0.61 | 0.59 |  |  |  | Federally-Regulated Consumer Product |  | 2007-11-21
Lochinvar¦ LLC. | Lochinvar Corp. | LSN 040 40EF 300 | Natural Gas | FALSE | TRUE |  | FALSE | 40 | 67 |  | 40000 | 76 |  | 0.62 | 0.59 |  |  |  | Federally-Regulated Consumer Product |  | 2011-11-30
Bradford White Corporation | Lochinvar Corp. | MHN040G | Natural Gas | FALSE | TRUE | Non-Ozone-Depleting | TRUE | 40 | 56 |  | 34000 | 78 | 25392 | 0.59 | 0.59 |  |  |  | Federally-Regulated Consumer Product |  | 2007-11-21
Rheem | Rheem | PROG40-36N RH62 MH DVX | Natural Gas | FALSE | TRUE |  | TRUE | 40 | 65 |  | 36000 | 80 |  | 0.62 | 0.59 |  |  |  | Federally-Regulated Consumer Product |  | 2014-12-23
Rheem | Rheem | RU PDV40 | Natural Gas | TRUE | TRUE |  | FALSE | 40 | 73 |  | 40000 | 81 | 22360 | 0.67 | 0.59 |  |  |  | Federally-Regulated Consumer Product |  | 2010-03-16
Giant Factories¦ Inc. | Giant Factories¦ Inc. | UG40-38TFPDV-N2U | Natural Gas | TRUE | TRUE |  | FALSE | 40 | 69 |  | 38000 | 81 |  | 0.67 | 0.59 |  |  |  | Federally-Regulated Consumer Product |  | 2014-02-04
GSW Water Heating | A O Smith Water Products | GPD 40 200 | Natural Gas | TRUE | TRUE |  | FALSE | 40 | 71 |  | 40000 | 84 |  | 0.71 | 0.59 |  |  |  | Federally-Regulated Consumer Product |  | 2014-12-23
American Water Heater Co. | U.S. Craftmaster | 40T(3¦6¦9¦12)-34NG 400 | Natural Gas | FALSE | TRUE |  | FALSE | 40 | 56 |  | 34000 | 78 |  | 0.62 | 0.59 |  |  |  | Federally-Regulated Consumer Product |  | 2015-04-10
Water Heater Innovations | Sears | 449.3304 | Natural Gas | FALSE | FALSE | No Match | FALSE | 40 | 72 |  | 34500 | 81 | 21402 | 0.7 | 0.54 |  |  |  | Federally-Regulated Consumer Product |  | 1997-01-29
Rheem | Rheem | 23V40NE2 | Natural Gas | TRUE | TRUE | Non-Ozone-Depleting | FALSE | 40 | 71 |  | 36000 | 80 | 22032 | 0.68 | 0.59 |  |  |  | Federally-Regulated Consumer Product |  | 2011-09-27
American Water Heater Co. | U.S. Craftmaster | BFG1F4040S3N0H*** | Natural Gas | FALSE | TRUE |  | FALSE | 40 | 67 |  | 40000 | 76 | 25392 | 0.59 | 0.59 |  |  |  | Federally-Regulated Consumer Product |  | 2010-03-16
Bradford White Corporation | Lochinvar Corp. | USN040G-EF | Natural Gas | FALSE | TRUE | Non-Ozone-Depleting | FALSE | 40 | 65 |  | 40000 | 79 | 24164 | 0.62 | 0.59 |  |  |  | Federally-Regulated Consumer Product |  | 2008-09-25
American Water Heater Co. | Sears | 153.5564 | Natural Gas | FALSE | TRUE |  | FALSE | 40 | 74 |  | 40000 | 80 |  | 0.62 | 0.59 |  |  |  | Federally-Regulated Consumer Product |  | 2015-10-01
Rheem Sales Co.¦ Inc. | Ruud | PVP40SE2-E | Natural Gas | TRUE | TRUE |  | FALSE | 40 | 73 |  | 36000 | 80 |  | 0.67 | 0.59 |  |  |  | Federally-Regulated Consumer Product |  | 2015-10-01
Bradford White Corporation | Bradford-White Corp. | U440T*FRN(A) | Natural Gas | FALSE | TRUE | Non-Ozone-Depleting | FALSE | 40 | 75 |  | 40000 | 80 | 24164 | 0.62 | 0.59 |  |  |  | Federally-Regulated Consumer Product |  | 2008-09-25
GSW Water Heating | State Industries | GS6 40HBVIS 200 | Natural Gas | TRUE | TRUE |  | FALSE | 40 | 72 |  | 40000 | 83 |  | 0.7 | 0.59 |  |  |  | Federally-Regulated Consumer Product |  | 2014-12-23
Bradford White Corporation | Bradford-White Corp. | M1TW40S**FBN(A)-478 | Natural Gas | TRUE | TRUE | Non-Ozone-Depleting | FALSE | 40 | 72 |  | 40000 | 80 | 23408 | 0.64 | 0.59 |  |  |  | Federally-Regulated Consumer Product |  | 2009-05-06
American Water Heater Co. | Whirlpool | MFG1H4040T3N*** | Natural Gas | TRUE | TRUE | Non-Ozone-Depleting | TRUE | 40 | 69 |  | 40000 | 76 |  | 0.59 | 0.59 |  |  |  | Federally-Regulated Consumer Product |  | 2009-12-22
Rheem | Rheem | 1HA13 | Natural Gas | FALSE | TRUE |  | FALSE | 40 | 68 |  | 40000 | 76 | 23408 | 0.64 | 0.59 |  |  |  | Federally-Regulated Consumer Product |  | 2010-03-16
American Water Heater Co. | A O Smith Water Products | GCNH 40 200 | Natural Gas | FALSE | TRUE |  | FALSE | 40 | 65 |  | 40000 | 77 |  | 0.59 | 0.59 |  |  |  | Federally-Regulated Consumer Product |  | 2011-11-30
American Water Heater Co. | American Water Heater Co. | BFG9240S403N*** | Natural Gas | FALSE | TRUE | Non-Ozone-Depleting | FALSE | 40 | 67 |  | 40000 | 76 | 24164 | 0.62 | 0.59 |  |  |  | Federally-Regulated Consumer Product |  | 2007-11-21
Rheem Sales Co.¦ Inc. | Rheem | 42V40SB | Natural Gas | TRUE | TRUE |  | FALSE | 40 | 72 |  | 38000 | 80 |  | 0.62 | 0.59 |  |  |  | Federally-Regulated Consumer Product |  | 2015-10-01
GSW Water Heating | State Industries | GS 6 40 YBPDSL 200 | Natural Gas | TRUE | TRUE |  | FALSE | 40 | 71 |  | 40000 | 84 |  | 0.71 | 0.59 |  |  |  | Federally-Regulated Consumer Product |  | 2015-01-05
American Water Heater Co. | Whirlpool | MFG1F4040T3N*** | Natural Gas | TRUE | TRUE | Non-Ozone-Depleting | TRUE | 40 | 69 |  | 40000 | 76 |  | 0.59 | 0.59 |  |  |  | Federally-Regulated Consumer Product |  | 2009-12-22
American Water Heater Co. | U.S. Craftmaster | FDG2H4040T3N | Natural Gas | TRUE | TRUE |  | FALSE | 40 | 67 |  | 40000 | 79 | 22360 | 0.67 | 0.59 |  |  |  | Federally-Regulated Consumer Product |  | 2011-10-27
Bradford White Corporation | Lochinvar Corp. | BFN040G | Natural Gas | FALSE | FALSE |  | FALSE | 40 | 65 |  | 38000 | 80 | 25392 | 0.59 | 0.59 |  |  |  | Federally-Regulated Consumer Product |  | 2007-11-21
American Water Heater Co. | U.S. Craftmaster | 40T12-40DNG | Natural Gas | TRUE | TRUE |  | FALSE | 40 | 67 |  | 40000 | 79 |  | 0.67 | 0.59 |  |  |  | Federally-Regulated Consumer Product |  | 2015-04-10
Rheem | Ruud | PH2R-40-40HF | Natural Gas | FALSE | TRUE |  | FALSE | 40 | 68 |  | 40000 | 76 | 24164 | 0.62 | 0.59 |  |  |  | Federally-Regulated Consumer Product |  | 2009-04-22
Bradford White Corporation | Bradford-White Corp. | U4TW40T**FRN(A) | Natural Gas | TRUE | TRUE |  | FALSE | 40 | 72 |  | 40000 | 78 |  | 0.67 | 0.59 |  |  |  | Federally-Regulated Consumer Product |  | 2015-03-24
American Water Heater Co. | U.S. Craftmaster | UG2F4040T3N*** | Natural Gas | FALSE | TRUE | Non-Ozone-Depleting | FALSE | 40 | 70 |  | 40000 | 77 | 24164 | 0.62 | 0.59 |  |  |  | Federally-Regulated Consumer Product |  | 2011-11-30
Giant Factories¦ Inc. | Giant Factories¦ Inc. | UG40-40LFPV2-N2U-US | Natural Gas | TRUE | TRUE |  | FALSE | 40 | 70 |  | 40000 | 78 |  | 0.67 | 0.62 |  |  |  | Federally-Regulated Consumer Product |  | 2015-06-05
GSW Water Heating | State Industries | GS6 40HBVIS (A2) 200 | Natural Gas | TRUE | TRUE |  | FALSE | 40 | 72 |  | 40000 | 83 |  | 0.7 | 0.59 |  |  |  | Federally-Regulated Consumer Product |  | 2014-12-23
American Water Heater Co. | U.S. Craftmaster | FDG2J4040T3N | Natural Gas | TRUE | TRUE |  | FALSE | 40 | 67 |  | 40000 | 79 | 22360 | 0.67 | 0.59 |  |  |  | Federally-Regulated Consumer Product |  | 2011-10-27
American Water Heater Co. | U.S. Craftmaster | UG1J4040T3N*** | Natural Gas | FALSE | TRUE | Non-Ozone-Depleting | FALSE | 40 | 65 |  | 40000 | 77 | 25392 | 0.59 | 0.59 |  |  |  | Federally-Regulated Consumer Product |  | 2011-11-30
American Water Heater Co. | American Water Heater Co. | BFG9140T343N*** | Natural Gas | FALSE | TRUE | Non-Ozone-Depleting | FALSE | 40 | 53 |  | 34000 | 77 | 25392 | 0.59 | 0.59 |  |  |  | Federally-Regulated Consumer Product |  | 2011-09-27
American Water Heater Co. | Sears Brand Management Corp. | 153.5564 | Natural Gas | FALSE | TRUE |  | FALSE | 40 | 74 |  | 40000 | 80 |  | 0.62 | 0.59 |  |  |  | Federally-Regulated Consumer Product |  | 2015-04-10
American Water Heater Co. | U.S. Craftmaster | MHG1A4031T3N*** | Natural Gas | FALSE | TRUE | Non-Ozone-Depleting | TRUE | 40 | 60 |  | 31000 | 75 | 25392 | 0.59 | 0.59 |  |  |  | Federally-Regulated Consumer Product |  | 2007-11-21
American Water Heater Co. | Whirlpool | BFG2F4040S3N*** | Natural Gas | TRUE | TRUE | Non-Ozone-Depleting | FALSE | 40 | 67 |  | 40000 | 76 |  | 0.62 | 0.59 |  |  |  | Federally-Regulated Consumer Product |  | 2009-12-22
Rheem | Rheem | 5AU70 | Natural Gas | FALSE | TRUE |  | FALSE | 40 | 73 |  | 38000 | 76 | 25392 | 0.59 | 0.59 |  |  |  | Federally-Regulated Consumer Product |  | 2009-04-22
GSW Water Heating | Reliance | 6 40YRVIT 200 | Natural Gas | TRUE | TRUE |  | FALSE | 40 | 93 |  | 50000 | 82 |  | 0.7 | 0.59 |  |  |  | Federally-Regulated Consumer Product |  | 2012-08-28
Rheem | Ruud | P2-50F1 | Natural Gas | FALSE | TRUE |  | FALSE | 40 | 73 |  | 38000 | 76 | 25392 | 0.59 | 0.59 |  |  |  | Federally-Regulated Consumer Product |  | 2009-04-22
American Standard Water Heater Co. | Dura-Glass | G-40L-1-3-6 | Natural Gas | TRUE | TRUE | Non-Ozone-Depleting | FALSE | 40 | 72 |  | 37000 | 79.8 | 24540 | 0.6 | 0.59 |  |  |  | Federally-Regulated Consumer Product |  | 2010-04-30
Rheem | Rheem | 24I40FDVX | Natural Gas | FALSE | TRUE |  | TRUE | 40 | 65 |  | 36000 | 80 |  | 0.62 | 0.59 |  |  |  | Federally-Regulated Consumer Product |  | 2014-12-23
Bradford White Corporation | Bradford-White Corp. | HE440S**FBN | Natural Gas | TRUE | TRUE |  | FALSE | 40 | 70 |  | 38000 | 78 |  | 0.7 | 0.59 |  |  |  | Federally-Regulated Consumer Product |  | 2013-11-18
Rheem Sales Co.¦ Inc. | Richmond | 12CG40S-38B | Natural Gas | TRUE | TRUE |  | FALSE | 40 | 72 |  | 38000 | 80 |  | 0.62 | 0.59 |  |  |  | Federally-Regulated Consumer Product |  | 2015-10-01
Rheem Sales Co.¦ Inc. | Ruud | PRO+G40-36U RU68 | Natural Gas | TRUE | TRUE |  | FALSE | 40 | 71 |  | 36000 | 80 |  | 0.68 | 0.59 |  |  |  | Federally-Regulated Consumer Product |  | 2015-10-01
Rheem | Ruud | 42VP40SF | Natural Gas | FALSE | TRUE |  | FALSE | 40 | 71 |  | 40000 | 76 | 23408 | 0.64 | 0.59 |  |  |  | Federally-Regulated Consumer Product |  | 2010-03-16
American Water Heater Co. | American Water Heater Co. | UG6240T403N*** | Natural Gas | FALSE | TRUE | Non-Ozone-Depleting | FALSE | 40 | 70 |  | 40000 | 77 | 24969 | 0.62 | 0.59 |  |  |  | Federally-Regulated Consumer Product |  | 2011-11-30
Rheem | Ruud | PVP40SF | Natural Gas | FALSE | TRUE |  | FALSE | 40 | 71 |  | 40000 | 76 | 23408 | 0.64 | 0.59 |  |  |  | Federally-Regulated Consumer Product |  | 2010-03-16
GSW Water Heating | American Water Heater Co. | DVG62-40S38-N*** 300 | Natural Gas | FALSE | TRUE |  | FALSE | 40 | 72 |  | 38000 | 82 |  | 0.63 | 0.59 |  |  |  | Federally-Regulated Consumer Product |  | 2015-04-10
Rheem | Rheem | 3WA61 | Natural Gas | FALSE | TRUE |  | FALSE | 40 | 67 |  | 36000 | 76 | 25392 | 0.59 | 0.59 |  |  |  | Federally-Regulated Consumer Product |  | 2009-04-22
Bradford White Corporation | Bradford-White Corp. | M4403S**FBN(C) | Natural Gas | FALSE | TRUE | Non-Ozone-Depleting | FALSE | 40 | 74 |  | 40000 | 80 | 24164 | 0.62 | 0.59 |  |  |  | Federally-Regulated Consumer Product |  | 2011-09-27
Bradford White Corporation | Lochinvar Corp. | XBN040G | Natural Gas | FALSE | TRUE | Non-Ozone-Depleting | FALSE | 40 | 65 |  | 38000 | 79 | 25392 | 0.59 | 0.59 |  |  |  | Federally-Regulated Consumer Product |  | 2007-11-21
Rheem Sales Co.¦ Inc. | Rheem | PRO+G38S-40N RH67 PD | Natural Gas | FALSE | TRUE |  | FALSE | 40 | 72 |  | 40000 | 78 |  | 0.67 | 0.59 |  |  |  | Federally-Regulated Consumer Product |  | 2015-10-01
American Water Heater Co. | Whirlpool | BFG1F4034T3N*** | Natural Gas | TRUE | TRUE | Non-Ozone-Depleting | FALSE | 40 | 53 |  | 34000 | 77 |  | 0.59 | 0.59 |  |  |  | Federally-Regulated Consumer Product |  | 2009-12-22
American Water Heater Co. | American Water Heater Co. | MHG11-40T31-3N*** | Natural Gas | FALSE | TRUE | Non-Ozone-Depleting | TRUE | 40 | 60 |  | 31000 | 75 | 25392 | 0.59 | 0.59 |  |  |  | Federally-Regulated Consumer Product |  | 2007-11-21
Rheem Sales Co.¦ Inc. | Ruud | PROG40-34N RU59 DV H | Natural Gas | TRUE | FALSE |  | FALSE | 40 | 66 |  | 34000 | 76 |  | 0.59 | 0.59 |  |  |  | Federally-Regulated Consumer Product |  | 2015-10-01
Rheem | Rheem | GG40T06TXK00 | Natural Gas | FALSE | TRUE | Non-Ozone-Depleting | FALSE | 40 | 73 |  | 38000 | 76 | 24164 | 0.62 | 0.59 |  |  |  | Federally-Regulated Consumer Product |  | 2014-12-23
American Water Heater Co. | State Industries | GS640YBRA 100 | Natural Gas | FALSE | TRUE | Non-Ozone-Depleting | FALSE | 40 | 67 |  | 40000 | 76 | 25392 | 0.59 | 0.59 |  |  |  | Federally-Regulated Consumer Product |  | 2008-04-14
American Water Heater Co. | Whirlpool | BFG2J4040S3N*** | Natural Gas | TRUE | TRUE | Non-Ozone-Depleting | FALSE | 40 | 67 |  | 40000 | 76 |  | 0.62 | 0.59 |  |  |  | Federally-Regulated Consumer Product |  | 2009-12-22
American Water Heater Co. | Sears¦ Roebuck¦ & Co. | 153.3363 | Natural Gas | FALSE | TRUE |  | FALSE | 40 | 67 |  | 40000 | 76 | 25392 | 0.59 | 0.59 |  |  |  | Federally-Regulated Consumer Product |  | 2008-09-25
Giant Factories¦ Inc. | Giant Factories¦ Inc. | UG40-40LFPV1-N2U | Natural Gas | TRUE | TRUE |  | FALSE | 40 | 70 |  | 40000 | 78 |  | 0.67 | 0.59 |  |  |  | Federally-Regulated Consumer Product |  | 2014-02-04
Rheem | Ruud | PH2-40S-40F | Natural Gas | FALSE | TRUE |  | FALSE | 40 | 68 |  | 40000 | 76 | 25392 | 0.59 | 0.59 |  |  |  | Federally-Regulated Consumer Product |  | 2009-04-22
Lochinvar¦ LLC. | Lochinvar Corp. | UTN 040 40 200 | Natural Gas | FALSE | TRUE |  | FALSE | 40 | 65 |  | 40000 | 77 |  | 0.59 | 0.59 |  |  |  | Federally-Regulated Consumer Product |  | 2011-11-30
Rheem Sales Co.¦ Inc. | Richmond | 6G40-36NE2 | Natural Gas | TRUE | TRUE |  | FALSE | 40 | 71 |  | 36000 | 80 |  | 0.68 | 0.59 |  |  |  | Federally-Regulated Consumer Product |  | 2015-10-01
Rheem Sales Co.¦ Inc. | Rheem | PRO+G40S-40N RH62 | Natural Gas | TRUE | TRUE |  | FALSE | 40 | 70 |  | 40000 | 80 |  | 0.62 | 0.59 |  |  |  | Federally-Regulated Consumer Product |  | 2015-10-01
Bradford White Corporation | Bradford-White Corp. | U4403S**FRN(A) | Natural Gas | FALSE | TRUE | Non-Ozone-Depleting | FALSE | 40 | 72 |  | 40000 | 80 | 24164 | 0.62 | 0.59 |  |  |  | Federally-Regulated Consumer Product |  | 2009-05-06
American Water Heater Co. | Whirlpool | UG2H4040T3N*** | Natural Gas | TRUE | TRUE | Non-Ozone-Depleting | FALSE | 40 | 70 |  | 40000 | 77 |  | 0.62 | 0.59 |  |  |  | Federally-Regulated Consumer Product |  | 2009-12-22
Rheem Sales Co.¦ Inc. | Ruud | RUGPRO40FN | Natural Gas | FALSE | TRUE |  | FALSE | 40 | 73 |  | 38000 | 76 |  | 0.62 | 0.59 |  |  |  | Federally-Regulated Consumer Product |  | 2015-10-01
Rheem | Richmond | 9G40-38FN | Natural Gas | FALSE | TRUE | Non-Ozone-Depleting | FALSE | 40 | 72 |  | 38000 | 76 | 24969 | 0.6 | 0.59 |  |  |  | Federally-Regulated Consumer Product |  | 2008-04-14
Bradford White Corporation | Bradford-White Corp. | M1TW40S*FBN(A)-*** | Natural Gas | TRUE | TRUE | Non-Ozone-Depleting | FALSE | 40 | 72 |  | 40000 | 80 | 23408 | 0.64 | 0.59 |  |  |  | Federally-Regulated Consumer Product |  | 2008-09-25
American Water Heater Co. | Whirlpool | 40T(3¦6¦9¦12)-40UNG 400 | Natural Gas | FALSE | TRUE |  | FALSE | 40 | 74 |  | 40000 | 80 |  | 0.62 | 0.59 |  |  |  | Federally-Regulated Consumer Product |  | 2015-10-01
Bradford White Corporation | Lochinvar Corp. | MHL040 | Natural Gas | FALSE | FALSE |  | TRUE | 40 | 56 |  | 34000 | 77 | 25392 | 0.59 | 0.59 |  |  |  | Federally-Regulated Consumer Product |  | 2007-11-21
Rheem Sales Co.¦ Inc. | Rheem | 22V40FT | Natural Gas | TRUE | TRUE |  | TRUE | 40 | 59 |  | 34000 | 76 |  | 0.59 | 0.59 |  |  |  | Federally-Regulated Consumer Product |  | 2015-10-01
Giant Factories¦ Inc. | Giant Factories¦ Inc. | UG40-38TFPDV-N2U-US | Natural Gas | TRUE | TRUE |  | FALSE | 40 | 69 |  | 38000 | 81 |  | 0.67 | 0.59 |  |  |  | Federally-Regulated Consumer Product |  | 2014-02-04
Bradford White Corporation | Bradford-White Corp. | M-4-403T***N-12 | Natural Gas | FALSE | FALSE |  | FALSE | 40 | 79 |  | 40000 | 82 | 23780 | 0.63 | 0.59 |  |  |  | Federally-Regulated Consumer Product |  | 2007-11-21
American Water Heater Co. | A O Smith Water Products | GDNL 40L 100 | Natural Gas | FALSE | TRUE |  | FALSE | 40 | 59 |  | 36000 | 80 |  | 0.62 | 0.59 |  |  |  | Federally-Regulated Consumer Product |  | 2013-07-18
A O Smith Water Products | American | GU62 40S40 400 | Natural Gas | FALSE | TRUE |  | FALSE | 40 | 69 |  | 40000 | 77 |  | 0.62 | 0.59 |  |  |  | Federally-Regulated Consumer Product |  | 2015-10-01
A O Smith Water Products | American Water Heater Co. | GU62 40S40 400 | Natural Gas | FALSE | TRUE |  | FALSE | 40 | 69 |  | 40000 | 77 |  | 0.62 | 0.59 |  |  |  | Federally-Regulated Consumer Product |  | 2015-04-10
Rheem | Rheem | PROG40-36U RU67 PV | Natural Gas | TRUE | TRUE |  | FALSE | 40 | 72 |  | 36000 | 79 |  | 0.67 | 0.59 |  |  |  | Federally-Regulated Consumer Product |  | 2014-02-04
American Water Heater Co. | U.S. Craftmaster | PDVG2F4042TN*** | Natural Gas | TRUE | TRUE | Non-Ozone-Depleting | FALSE | 40 | 67 |  | 42000 | 76 | 22699 | 0.66 | 0.59 |  |  |  | Federally-Regulated Consumer Product |  | 2008-04-14
Rheem | Rheem | PROG40-34N RU59 DV H | Natural Gas | TRUE | FALSE |  | FALSE | 40 | 66 |  | 34000 | 76 |  | 0.59 | 0.59 |  |  |  | Federally-Regulated Consumer Product |  | 2015-07-13
A O Smith Water Products | American | GU82 40S40 400 | Natural Gas | FALSE | TRUE |  | FALSE | 40 | 69 |  | 40000 | 77 |  | 0.62 | 0.59 |  |  |  | Federally-Regulated Consumer Product |  | 2016-12-22
A O Smith Water Products | A O Smith Water Products | GUC 40 400 | Natural Gas | FALSE | TRUE |  | FALSE | 40 | 71 |  | 40000 | 80 |  | 0.62 | 0.59 |  |  |  | Federally-Regulated Consumer Product |  | 2015-04-10
A O Smith Water Products | A.O. SMITH | GUF 40 100 | Natural Gas | TRUE | TRUE |  | FALSE | 40 | 74 |  | 40000 | 80 |  | 0.67 | 0.59 |  |  |  | Federally-Regulated Consumer Product |  | 2017-01-31
American Standard Water Heater Co. | Dura-Glass | G-40T-2-3-12 | Natural Gas | TRUE | TRUE | Non-Ozone-Depleting | FALSE | 40 | 73 |  | 40000 | 79.4 | 23870 | 0.62 | 0.59 |  |  |  | Federally-Regulated Consumer Product |  | 2010-05-26
Rheem | Richmond | 6G40S-36F | Natural Gas | FALSE | TRUE |  | FALSE | 40 | 67 |  | 36000 | 76 | 25392 | 0.59 | 0.59 |  |  |  | Federally-Regulated Consumer Product |  | 2009-04-22
Rheem Sales Co.¦ Inc. | Rheem | PROG40-36N RH59 MH DVX | Natural Gas | FALSE | FALSE |  | TRUE | 40 | 66 |  | 36000 | 76 |  | 0.59 | 0.59 |  |  |  | Federally-Regulated Consumer Product |  | 2015-10-01
American Water Heater Co. | American Water Heater Co. | BFG12140S403N0H*** | Natural Gas | FALSE | TRUE |  | FALSE | 40 | 67 |  | 40000 | 76 | 25392 | 0.59 | 0.59 |  |  |  | Federally-Regulated Consumer Product |  | 2010-03-16
A O Smith Water Products | American | GUF62 40T40 100 | Natural Gas | TRUE | TRUE |  | FALSE | 40 | 74 |  | 40000 | 80 |  | 0.67 | 0.59 |  |  |  | Federally-Regulated Consumer Product |  | 2017-01-31
A O Smith Water Products | A.O. SMITH | GUR 40 400 | Natural Gas | FALSE | TRUE |  | FALSE | 40 | 71 |  | 40000 | 78 |  | 0.63 | 0.59 |  |  |  | Federally-Regulated Consumer Product |  | 2017-05-25
A O Smith Water Products | A O Smith Water Products | GUR 40 400 | Natural Gas | FALSE | TRUE |  | FALSE | 40 | 71 |  | 40000 | 78 |  | 0.63 | 0.59 |  |  |  | Federally-Regulated Consumer Product |  | 2015-04-10
American Standard Water Heater Co. | Dura-Glass | G-R-40T-2-3-6 | Natural Gas | TRUE | TRUE | Non-Ozone-Depleting | FALSE | 40 | 58.4 |  | 40000 | 79.4 | 23870 | 0.62 | 0.59 |  |  |  | Federally-Regulated Consumer Product |  | 2008-05-01
Bradford White Corporation | Bradford-White Corp. | M1TW40S*FBN(A) | Natural Gas | TRUE | TRUE |  | FALSE | 40 | 72 |  | 40000 | 80 | 23780 | 0.63 | 0.59 |  |  |  | Federally-Regulated Consumer Product |  | 2007-11-21
A O Smith Water Products | A O Smith Water Products | GURL 40 400 | Natural Gas | FALSE | TRUE |  | FALSE | 40 | 69 |  | 40000 | 77 |  | 0.62 | 0.59 |  |  |  | Federally-Regulated Consumer Product |  | 2015-04-10
A O Smith Water Products | A O Smith Water Products | GVG-40-100 | Natural Gas | FALSE | TRUE | Non-Ozone-Depleting | FALSE | 40 | 70 |  | 32000 | 73 | 25392 | 0.59 | 0.59 |  |  |  | Federally-Regulated Consumer Product |  | 2007-11-21
American Water Heater Co. | U.S. Craftmaster | ND40T62-403 | Natural Gas | TRUE | TRUE |  | FALSE | 40 | 67 |  | 40000 | 79 | 22360 | 0.67 | 0.59 |  |  |  | Federally-Regulated Consumer Product |  | 2011-10-27
A O Smith Water Products | A O Smith Water Products | GVGL-40-100 | Natural Gas | FALSE | TRUE | Non-Ozone-Depleting | FALSE | 40 | 63 |  | 35500 | 74 | 25392 | 0.59 | 0.59 |  |  |  | Federally-Regulated Consumer Product |  | 2007-11-21
American Water Heater Co. | U.S. Craftmaster | UG2J4040T3N*** | Natural Gas | FALSE | TRUE | Non-Ozone-Depleting | FALSE | 40 | 70 |  | 40000 | 77 | 24969 | 0.62 | 0.59 |  |  |  | Federally-Regulated Consumer Product |  | 2011-11-30
American Water Heater Co. | U.S. Craftmaster | FDG2F4040T3N | Natural Gas | TRUE | TRUE |  | FALSE | 40 | 67 |  | 40000 | 79 | 22360 | 0.67 | 0.59 |  |  |  | Federally-Regulated Consumer Product |  | 2011-10-27
American Water Heater Co. | U.S. Craftmaster | NU40T62-403 | Natural Gas | FALSE | TRUE | Non-Ozone-Depleting | FALSE | 40 | 70 |  | 40000 | 77 | 24164 | 0.62 | 0.59 |  |  |  | Federally-Regulated Consumer Product |  | 2011-11-30
GSW Water Heating | American Water Heater Co. | PDVG62-40S40-PVL 201 | Natural Gas | TRUE | TRUE |  | FALSE | 40 | 72 |  | 40000 | 83 |  | 0.7 | 0.59 |  |  |  | Federally-Regulated Consumer Product |  | 2015-01-05
American Water Heater Co. | U.S. Craftmaster | BFG1J4040T3N*** | Natural Gas | FALSE | TRUE | Non-Ozone-Depleting | FALSE | 40 | 69 |  | 40000 | 76 | 25392 | 0.59 | 0.59 |  |  |  | Federally-Regulated Consumer Product |  | 2007-11-21
Rheem | Rheem | 22V40-36F1 | Natural Gas | FALSE | TRUE |  | FALSE | 40 | 67 |  | 36000 | 76 | 25392 | 0.59 | 0.59 |  |  |  | Federally-Regulated Consumer Product |  | 2009-04-22
A O Smith Water Products | A.O. SMITH | GVR 40 200 | Natural Gas | FALSE | TRUE |  | FALSE | 40 | 69 |  | 40000 | 76 |  | 0.62 | 0.59 |  |  |  | Federally-Regulated Consumer Product |  | 2017-05-25
American Water Heater Co. | Sears Brand Management Corp. | 153.3303 | Natural Gas | FALSE | TRUE |  | FALSE | 40 | 65 |  | 40000 | 77 |  | 0.59 | 0.59 |  |  |  | Federally-Regulated Consumer Product |  | 2011-11-30
A O Smith Water Products | A O Smith Water Products | GVR 40 300 | Natural Gas | FALSE | TRUE |  | FALSE | 40 | 69 |  | 40000 | 76 |  | 0.62 | 0.59 |  |  |  | Federally-Regulated Consumer Product |  | 2011-11-30
American Water Heater Co. | U.S. Craftmaster | UG1A4040T3N*** | Natural Gas | FALSE | TRUE |  | FALSE | 40 | 65 |  | 40000 | 77 |  | 0.59 | 0.59 |  |  |  | Federally-Regulated Consumer Product |  | 2011-11-30
American Water Heater Co. | U.S. Craftmaster | ND40T122-403 | Natural Gas | TRUE | TRUE |  | FALSE | 40 | 67 |  | 40000 | 79 | 22360 | 0.67 | 0.59 |  |  |  | Federally-Regulated Consumer Product |  | 2011-10-27
American Water Heater Co. | U.S. Craftmaster | BFG1F4040T3N*** | Natural Gas | FALSE | TRUE | Non-Ozone-Depleting | FALSE | 40 | 69 |  | 40000 | 76 | 25392 | 0.59 | 0.59 |  |  |  | Federally-Regulated Consumer Product |  | 2007-11-21
American Water Heater Co. | American Water Heater Co. | FDG6240S403N | Natural Gas | TRUE | TRUE |  | FALSE | 40 | 67 |  | 40000 | 80 |  | 0.67 | 0.59 |  |  |  | Federally-Regulated Consumer Product |  | 2012-03-02
GSW Water Heating | GSW Water Heating Co. | 4040SN-PDV | Natural Gas | TRUE | TRUE |  | FALSE | 40 | 73 |  | 40000 | 80 | 22360 | 0.67 | 0.59 |  |  |  | Federally-Regulated Consumer Product |  | 2008-09-25
Bradford White Corporation | Bradford-White Corp. | M4403S***N7-ATO******* | Natural Gas | FALSE | TRUE |  | FALSE | 40 | 72 |  | 40000 | 79 | 24164 | 0.62 | 0.59 |  |  |  | Federally-Regulated Consumer Product |  | 2007-11-21
A O Smith Water Products | A O Smith Water Products | GVR-40-100 | Natural Gas | FALSE | TRUE | Non-Ozone-Depleting | FALSE | 40 | 71 |  | 40000 | 76 | 24164 | 0.62 | 0.59 |  |  |  | Federally-Regulated Consumer Product |  | 2007-11-21
Giant Factories¦ Inc. | Giant Factories¦ Inc. | UG40-40LFPV2-N1U-US | Natural Gas | TRUE | FALSE |  | FALSE | 40 | 70 |  | 40000 | 77 |  | 0.63 | 0.62 |  |  |  | Federally-Regulated Consumer Product |  | 2015-06-05
A O Smith Water Products | A.O. SMITH | GVRL 40 200 | Natural Gas | FALSE | TRUE |  | FALSE | 40 | 66 |  | 40000 | 76 |  | 0.62 | 0.59 |  |  |  | Federally-Regulated Consumer Product |  | 2017-05-25
A O Smith Water Products | A O Smith Water Products | GVRL 40 200 | Natural Gas | FALSE | TRUE | Non-Ozone-Depleting | FALSE | 40 | 66 |  | 40000 | 76 | 24164 | 0.62 | 0.59 |  |  |  | Federally-Regulated Consumer Product |  | 2008-10-20
A O Smith Water Products | A.O. SMITH | GVRL 40 202 | Natural Gas | FALSE | TRUE |  | FALSE | 40 | 67 |  | 40000 | 80 |  | 0.62 | 0.59 |  |  |  | Federally-Regulated Consumer Product |  | 2017-05-25
A O Smith Water Products | A O Smith Water Products | GVRL 40 300 | Natural Gas | FALSE | TRUE |  | FALSE | 40 | 67 |  | 40000 | 76 |  | 0.62 | 0.59 |  |  |  | Federally-Regulated Consumer Product |  | 2011-11-30
A O Smith Water Products | State | GW8 40 BCS* 400 | Natural Gas | FALSE | TRUE |  | FALSE | 40 | 69 |  | 40000 | 76 |  | 0.62 | 0.59 |  |  |  | Federally-Regulated Consumer Product |  | 2016-12-22
Rheem | Ruud | P2-40 PROF | Natural Gas | FALSE | TRUE |  | FALSE | 40 | 73 |  | 38000 | 76 | 25392 | 0.59 | 0.59 |  |  |  | Federally-Regulated Consumer Product |  | 2009-04-22
Rheem | Rheem | 42V40SB | Natural Gas | TRUE | TRUE |  | FALSE | 40 | 72 |  | 38000 | 80 |  | 0.62 | 0.59 |  |  |  | Federally-Regulated Consumer Product |  | 2015-04-14
Rheem | Rheem | PG38S09AXK00 | Natural Gas | FALSE | TRUE | Non-Ozone-Depleting | FALSE | 40 | 68 |  | 36000 | 76 | 24969 | 0.6 | 0.59 |  |  |  | Federally-Regulated Consumer Product |  | 2014-12-23
Rheem | Rheem | RHGPRO40-40F | Natural Gas | FALSE | TRUE |  | FALSE | 40 | 68 |  | 40000 | 76 | 24164 | 0.62 | 0.59 |  |  |  | Federally-Regulated Consumer Product |  | 2009-04-22
A O Smith Water Products | State | GW8 40 BCT* 400 | Natural Gas | FALSE | TRUE |  | FALSE | 40 | 70 |  | 40000 | 78 |  | 0.62 | 0.59 |  |  |  | Federally-Regulated Consumer Product |  | 2016-12-22
Bradford White Corporation | Bradford-White Corp. | MI404T*FBN(B) | Natural Gas | FALSE | TRUE | Non-Ozone-Depleting | FALSE | 40 | 86 |  | 50000 | 78 | 25392 | 0.59 | 0.59 |  |  |  | Federally-Regulated Consumer Product |  | 2007-11-21
A O Smith Water Products | State | GW8 40 BCUS* 400 | Natural Gas | FALSE | TRUE |  | FALSE | 40 | 69 |  | 40000 | 77 |  | 0.62 | 0.59 |  |  |  | Federally-Regulated Consumer Product |  | 2016-12-22
GSW Water Heating | GSW Water Heating Co. | G640T50N-PV-ES2 | Natural Gas | TRUE | TRUE |  | FALSE | 40 | 93 |  | 50000 | 82 |  | 0.7 | 0.59 |  |  |  | Federally-Regulated Consumer Product |  | 2012-08-28
A O Smith Water Products | State | GW8 40 BCUT* 400 | Natural Gas | FALSE | TRUE |  | FALSE | 40 | 71 |  | 40000 | 78 |  | 0.63 | 0.59 |  |  |  | Federally-Regulated Consumer Product |  | 2016-12-22
A O Smith Water Products | State | GW8 40 BRUT* 400 | Natural Gas | FALSE | TRUE |  | FALSE | 40 | 71 |  | 40000 | 80 |  | 0.62 | 0.59 |  |  |  | Federally-Regulated Consumer Product |  | 2017-05-24
American Water Heater Co. | Whirlpool | BFG1J4034T3N*** | Natural Gas | TRUE | TRUE | Non-Ozone-Depleting | FALSE | 40 | 53 |  | 34000 | 77 |  | 0.59 | 0.59 |  |  |  | Federally-Regulated Consumer Product |  | 2009-12-22
Rheem Sales Co.¦ Inc. | Richmond | 6GR40PVE2-40E | Natural Gas | TRUE | TRUE |  | FALSE | 40 | 68 |  | 40000 | 82 |  | 0.67 | 0.59 |  |  |  | Federally-Regulated Consumer Product |  | 2015-10-01
Bradford White Corporation | Bradford-White Corp. | M440T***N7-ATO******* | Natural Gas | FALSE | TRUE |  | FALSE | 40 | 75 |  | 40000 | 79 | 24164 | 0.62 | 0.59 |  |  |  | Federally-Regulated Consumer Product |  | 2007-11-21
American Water Heater Co. | Whirlpool | BFG1H4034T3N*** | Natural Gas | TRUE | TRUE | Non-Ozone-Depleting | FALSE | 40 | 53 |  | 34000 | 77 |  | 0.59 | 0.59 |  |  |  | Federally-Regulated Consumer Product |  | 2009-12-22
Bradford White Corporation | Bradford-White Corp. | MI404T***N4 | Natural Gas | FALSE | FALSE |  | FALSE | 40 | 86 |  | 50000 | 78 | 25392 | 0.59 | 0.59 |  |  |  | Federally-Regulated Consumer Product |  | 2007-11-21
Rheem | Richmond | 5VR40T | Natural Gas | FALSE | FALSE |  | TRUE | 40 | 64 |  | 34000 | 76 | 25392 | 0.59 | 0.59 |  |  |  | Federally-Regulated Consumer Product |  | 2007-11-21
Bradford White Corporation | Lochinvar Corp. | XSN041G | Natural Gas | FALSE | FALSE |  | FALSE | 40 | 68 |  | 40000 | 77 | 25392 | 0.59 | 0.59 |  |  |  | Federally-Regulated Consumer Product |  | 2007-11-21
Bradford White Corporation | Bradford-White Corp. | M1XR403S***N7-ATO******* | Natural Gas | FALSE | TRUE |  | FALSE | 40 | 72 |  | 40000 | 79 | 25392 | 0.59 | 0.59 |  |  |  | Federally-Regulated Consumer Product |  | 2007-11-21
Rheem Sales Co.¦ Inc. | Rheem | 23X40NE2 | Natural Gas | TRUE | TRUE |  | FALSE | 40 | 71 |  | 36000 | 80 |  | 0.68 | 0.59 |  |  |  | Federally-Regulated Consumer Product |  | 2015-10-01
A O Smith Water Products | Maytag | HR6 40 HORT | Natural Gas | FALSE | FALSE | Non-Ozone-Depleting | FALSE | 40 | 62 |  | 35500 | 74 | 25392 | 0.59 | 0.59 |  |  |  | Federally-Regulated Consumer Product |  | 2007-11-21
American Standard Water Heater Co. | Dura-Glass | GR-40L-1-3-12 | Natural Gas | TRUE | TRUE | Non-Ozone-Depleting | FALSE | 40 | 72 |  | 37000 | 79.8 | 24540 | 0.6 | 0.59 |  |  |  | Federally-Regulated Consumer Product |  | 2010-04-30
A O Smith Water Products | Maytag | HR6 40 XBPDT | Natural Gas | TRUE | TRUE | Non-Ozone-Depleting | FALSE | 40 | 62 |  | 40000 | 76 | 25392 | 0.59 | 0.59 |  |  |  | Federally-Regulated Consumer Product |  | 2007-11-21
A O Smith Water Products | Maytag | HR6 40 YBRS | Natural Gas | FALSE | TRUE | Non-Ozone-Depleting | FALSE | 40 | 71 |  | 40000 | 76 | 25392 | 0.59 | 0.59 |  |  |  | Federally-Regulated Consumer Product |  | 2007-11-21
Rheem Sales Co.¦ Inc. | Rheem | 22VR40FN | Natural Gas | FALSE | TRUE |  | FALSE | 40 | 73 |  | 38000 | 76 |  | 0.62 | 0.59 |  |  |  | Federally-Regulated Consumer Product |  | 2015-10-01
GSW Water Heating | American Water Heater Co. | PDVG62-40S40-NV 200 | Natural Gas | TRUE | TRUE |  | FALSE | 40 | 71 |  | 40000 | 84 |  | 0.71 | 0.59 |  |  |  | Federally-Regulated Consumer Product |  | 2014-12-23
Bradford White Corporation | Bradford-White Corp. | M-I-TW40L***N-12 | Natural Gas | TRUE | FALSE |  | FALSE | 40 | 72 |  | 40000 | 80 | 24164 | 0.62 | 0.59 |  |  |  | Federally-Regulated Consumer Product |  | 2007-11-21
A O Smith Water Products | Maytag | HR6 40 YOCT | Natural Gas | FALSE | TRUE | Non-Ozone-Depleting | FALSE | 40 | 71 |  | 40000 | 76 | 24164 | 0.62 | 0.59 |  |  |  | Federally-Regulated Consumer Product |  | 2007-11-21
American Water Heater Co. | Whirlpool | DVG2J4038SN*** | Natural Gas | TRUE | TRUE | Non-Ozone-Depleting | FALSE | 40 | 60 |  | 38000 | 76 |  | 0.59 | 0.59 |  |  |  | Federally-Regulated Consumer Product |  | 2009-12-22
Rheem | Rheem | GG40T06AVG00 | Natural Gas | FALSE | TRUE |  | FALSE | 40 | 67 |  | 36000 | 76 | 25392 | 0.59 | 0.59 |  |  |  | Federally-Regulated Consumer Product |  | 2009-04-22
A O Smith Water Products | Maytag | HR6 40 YORT | Natural Gas | FALSE | FALSE | Non-Ozone-Depleting | FALSE | 40 | 62 |  | 35500 | 74 | 25392 | 0.59 | 0.59 |  |  |  | Federally-Regulated Consumer Product |  | 2007-11-21
Rheem | Rheem | HG40T01AVG00 | Natural Gas | FALSE | TRUE |  | FALSE | 40 | 67 |  | 34000 | 76 | 25392 | 0.59 | 0.59 |  |  |  | Federally-Regulated Consumer Product |  | 2009-04-22
American Water Heater Co. | Lochinvar Corp. | UVN040 40ST | Natural Gas | FALSE | TRUE |  | FALSE | 40 | 59 |  | 36000 | 80 |  | 0.62 | 0.59 |  |  |  | Federally-Regulated Consumer Product |  | 2013-07-18
American Water Heater Co. | U.S. Craftmaster | LD40S92-403 | Natural Gas | TRUE | TRUE |  | FALSE | 40 | 67 |  | 40000 | 80 |  | 0.67 | 0.59 |  |  |  | Federally-Regulated Consumer Product |  | 2012-03-02
Rheem | Rheem | 22V40SF | Natural Gas | FALSE | TRUE |  | FALSE | 40 | 72 |  | 36000 | 76 | 25392 | 0.59 | 0.59 |  |  |  | Federally-Regulated Consumer Product |  | 2009-04-22
American Water Heater Co. | U.S. Craftmaster | BFG1J4034T3N*** | Natural Gas | FALSE | TRUE | Non-Ozone-Depleting | FALSE | 40 | 53 |  | 34000 | 77 | 25392 | 0.59 | 0.59 |  |  |  | Federally-Regulated Consumer Product |  | 2011-09-27
Bradford White Corporation | Bradford-White Corp. | RG1PV40S*N | Natural Gas | TRUE | TRUE |  | FALSE | 40 | 72 |  | 40000 | 80 |  | 0.66 | 0.62 |  |  |  | Federally-Regulated Consumer Product |  | 2015-07-06
Lochinvar¦ LLC. | Lochinvar Corp. | LTN 040 50ST 300 | Natural Gas | FALSE | TRUE |  | FALSE | 40 | 80 |  | 50000 | 76 |  | 0.59 | 0.59 |  |  |  | Federally-Regulated Consumer Product |  | 2011-11-30
Rheem | Richmond | 6G40-38FN | Natural Gas | FALSE | TRUE | Non-Ozone-Depleting | FALSE | 40 | 72 |  | 38000 | 76 | 24969 | 0.6 | 0.59 |  |  |  | Federally-Regulated Consumer Product |  | 2008-04-14
Rheem | Rheem | 42VR40SPROF | Natural Gas | TRUE | TRUE |  | FALSE | 40 | 70 |  | 40000 | 80 | 24164 | 0.62 | 0.59 |  |  |  | Federally-Regulated Consumer Product |  | 2010-03-16
A O Smith Water Products | Maytag | HRN112 40X | Natural Gas | FALSE | TRUE | Non-Ozone-Depleting | FALSE | 40 | 81 |  | 40000 | 76 | 23780 | 0.63 | 0.59 |  |  |  | Federally-Regulated Consumer Product |  | 2007-11-21
A O Smith Water Products | Maytag | HRN412 40X | Natural Gas | FALSE | TRUE | Non-Ozone-Depleting | FALSE | 40 | 81 |  | 40000 | 76 | 23780 | 0.63 | 0.59 |  |  |  | Federally-Regulated Consumer Product |  | 2007-11-21
A O Smith Water Products | Maytag | HRN412 40XN | Natural Gas | FALSE | TRUE | Non-Ozone-Depleting | FALSE | 40 | 81 |  | 40000 | 76 | 23780 | 0.63 | 0.59 |  |  |  | Federally-Regulated Consumer Product |  | 2007-11-21
GSW Water Heating | GSW Water Heating Co. | 40S38FV | Natural Gas | FALSE | TRUE |  | FALSE | 40 | 66 |  | 38000 | 76 | 25392 | 0.59 | 0.59 |  |  |  | Federally-Regulated Consumer Product |  | 2008-09-25
American Water Heater Co. | U.S. Craftmaster | PVG2H4042TN*** | Natural Gas | TRUE | TRUE | Non-Ozone-Depleting | FALSE | 40 | 67 |  | 42000 | 76 | 22699 | 0.66 | 0.59 |  |  |  | Federally-Regulated Consumer Product |  | 2008-04-14
Rheem | Richmond | 6GDV40S-36(N) | Natural Gas | FALSE | FALSE |  | FALSE | 40 | 70 |  | 36000 | 76 | 25392 | 0.59 | 0.59 |  |  |  | Federally-Regulated Consumer Product |  | 2007-11-21
A O Smith Water Products | Maytag | HRN49 40S | Natural Gas | FALSE | TRUE | Non-Ozone-Depleting | FALSE | 40 | 71 |  | 40000 | 76 | 25392 | 0.59 | 0.59 |  |  |  | Federally-Regulated Consumer Product |  | 2007-11-21
Rheem | Richmond | 6G40V-38FN | Natural Gas | FALSE | TRUE | Non-Ozone-Depleting | FALSE | 40 | 73 |  | 38000 | 76 | 24164 | 0.62 | 0.59 |  |  |  | Federally-Regulated Consumer Product |  | 2008-04-14
Giant Factories¦ Inc. | Giant Factories¦ Inc. | UG40-38TFPDV1-N2U-US | Natural Gas | TRUE | TRUE |  | FALSE | 40 | 69 |  | 38000 | 81 |  | 0.67 | 0.62 |  |  |  | Federally-Regulated Consumer Product |  | 2015-06-05
Bradford White Corporation | Bradford-White Corp. | M4403S*FBN(B) | Natural Gas | FALSE | TRUE | Non-Ozone-Depleting | FALSE | 40 | 72 |  | 40000 | 80 | 24164 | 0.62 | 0.59 |  |  |  | Federally-Regulated Consumer Product |  | 2007-11-21
Rheem Sales Co.¦ Inc. | Rheem | 22XR40FN | Natural Gas | FALSE | TRUE |  | FALSE | 40 | 73 |  | 38000 | 76 |  | 0.62 | 0.59 |  |  |  | Federally-Regulated Consumer Product |  | 2015-10-01
Bradford White Corporation | Bradford-White Corp. | M440T**FBN(C) | Natural Gas | FALSE | TRUE | Non-Ozone-Depleting | FALSE | 40 | 76 |  | 40000 | 80 | 24164 | 0.62 | 0.59 |  |  |  | Federally-Regulated Consumer Product |  | 2011-09-27
Rheem | Rheem | 6GDV40F | Natural Gas | TRUE | FALSE |  | FALSE | 40 | 66 |  | 38000 | 76 |  | 0.59 | 0.59 |  |  |  | Federally-Regulated Consumer Product |  | 2011-09-27
A O Smith Water Products | Maytag | HRX 40 XBPDT* | Natural Gas | TRUE | TRUE | Non-Ozone-Depleting | FALSE | 40 | 62 |  | 40000 | 76 | 25392 | 0.59 | 0.59 |  |  |  | Federally-Regulated Consumer Product |  | 2007-11-21
A O Smith Water Products | Maytag | HRX 40 YARS | Natural Gas | FALSE | TRUE | Non-Ozone-Depleting | FALSE | 40 | 71 |  | 40000 | 76 | 25392 | 0.59 | 0.59 |  |  |  | Federally-Regulated Consumer Product |  | 2007-11-21
GSW Water Heating | Lochinvar Corp. | PRN040ST 40ES 200 | Natural Gas | TRUE | TRUE |  | FALSE | 40 | 71 |  | 40000 | 84 |  | 0.71 | 0.59 |  |  |  | Federally-Regulated Consumer Product |  | 2014-09-02
Lochinvar¦ LLC. | Lochinvar Corp. | LVN 040 50 100 | Natural Gas | TRUE | FALSE |  | FALSE | 40 | 80 |  | 50000 | 78 |  | 0.65 | 0.59 |  |  |  | Federally-Regulated Consumer Product |  | 2011-11-30
American Water Heater Co. | American Water Heater Co. | BFG9240T403N*** | Natural Gas | FALSE | TRUE | Non-Ozone-Depleting | FALSE | 40 | 69 |  | 40000 | 76 | 23780 | 0.63 | 0.59 |  |  |  | Federally-Regulated Consumer Product |  | 2007-11-21
Bradford White Corporation | Bradford-White Corp. | MI40T*FBN(B) | Natural Gas | FALSE | TRUE | Non-Ozone-Depleting | FALSE | 40 | 75 |  | 40000 | 79 | 25392 | 0.59 | 0.59 |  |  |  | Federally-Regulated Consumer Product |  | 2007-11-21
Rheem | Ruud | PVRP40PT | Natural Gas | TRUE | TRUE |  | FALSE | 40 | 66 |  | 40000 | 76 | 23408 | 0.64 | 0.59 |  |  |  | Federally-Regulated Consumer Product |  | 2007-11-21
Rheem | Rheem | SG40T12TXK00 | Natural Gas | FALSE | TRUE | Non-Ozone-Depleting | FALSE | 40 | 73 |  | 38000 | 76 | 24164 | 0.62 | 0.59 |  |  |  | Federally-Regulated Consumer Product |  | 2014-12-23
Rheem | Rheem | PROG40-34N RH59 DV H | Natural Gas | FALSE | FALSE |  | FALSE | 40 | 66 |  | 34000 | 76 |  | 0.59 | 0.59 |  |  |  | Federally-Regulated Consumer Product |  | 2015-07-13
Rheem | Richmond | 6V40FT | Natural Gas | TRUE | TRUE |  | TRUE | 40 | 59 |  | 34000 | 76 | 25392 | 0.59 | 0.59 |  |  |  | Federally-Regulated Consumer Product |  | 2008-10-20
American Standard Water Heater Co. | Dura-Glass | G-40T-2-3-6 | Natural Gas | TRUE | TRUE | Non-Ozone-Depleting | FALSE | 40 | 58.4 |  | 40000 | 79.4 | 23870 | 0.62 | 0.59 |  |  |  | Federally-Regulated Consumer Product |  | 2008-05-01
Rheem | Rheem | PVP40E2-E | Natural Gas | TRUE | TRUE |  | FALSE | 40 | 68 |  | 40000 | 82 |  | 0.67 | 0.59 |  |  |  | Federally-Regulated Consumer Product |  | 2011-09-27
Bradford White Corporation | Bradford-White Corp. | U1403S*FRN(A) | Natural Gas | FALSE | TRUE | Non-Ozone-Depleting | FALSE | 40 | 72 |  | 40000 | 79 | 25392 | 0.59 | 0.59 |  |  |  | Federally-Regulated Consumer Product |  | 2008-09-25
Rheem | Ruud | RUGPRO40-40HF | Natural Gas | FALSE | TRUE |  | FALSE | 40 | 68 |  | 40000 | 76 | 24164 | 0.62 | 0.59 |  |  |  | Federally-Regulated Consumer Product |  | 2009-04-22
Rheem | Richmond | 6G40SPV-32PF | Natural Gas | FALSE | TRUE |  | FALSE | 40 | 71 |  | 40000 | 76 | 23408 | 0.64 | 0.59 |  |  |  | Federally-Regulated Consumer Product |  | 2010-03-16
Rheem | Ruud | RUGPRO40FN | Natural Gas | FALSE | TRUE | Non-Ozone-Depleting | FALSE | 40 | 73 |  | 38000 | 76 | 24164 | 0.62 | 0.59 |  |  |  | Federally-Regulated Consumer Product |  | 2008-04-14
A O Smith Water Products | A.O. SMITH | HUC 40 400 | Natural Gas | FALSE | TRUE |  | FALSE | 40 | 71 |  | 40000 | 80 |  | 0.62 | 0.59 |  |  |  | Federally-Regulated Consumer Product |  | 2017-05-25
A O Smith Water Products | A.O. SMITH | HUR 40 400 | Natural Gas | FALSE | TRUE |  | FALSE | 40 | 71 |  | 40000 | 78 |  | 0.63 | 0.59 |  |  |  | Federally-Regulated Consumer Product |  | 2016-12-22
Bradford White Corporation | Bradford-White Corp. | DS140S**N12 | Natural Gas | FALSE | FALSE |  | FALSE | 40 | 71 |  | 38000 | 80 | 25392 | 0.59 | 0.59 |  |  |  | Federally-Regulated Consumer Product |  | 2007-11-21
A O Smith Water Products | A.O. SMITH | HURL 40 400 | Natural Gas | FALSE | TRUE |  | FALSE | 40 | 69 |  | 40000 | 77 |  | 0.62 | 0.59 |  |  |  | Federally-Regulated Consumer Product |  | 2016-12-22
A O Smith Water Products | Maytag | HV6 40 YBVIT* 100 | Natural Gas | TRUE | FALSE | Non-Ozone-Depleting | FALSE | 40 | 69 |  | 40000 | 81 | 23048 | 0.65 | 0.59 |  |  |  | Federally-Regulated Consumer Product |  | 2007-11-21
Bradford White Corporation | Bradford-White Corp. | M-4-403T***N-13 | Natural Gas | FALSE | TRUE |  | FALSE | 40 | 79 |  | 40000 | 82 | 23408 | 0.64 | 0.59 |  |  |  | Federally-Regulated Consumer Product |  | 2007-11-21
A O Smith Water Products | Maytag | HVN412 40P 100 | Natural Gas | TRUE | FALSE | Non-Ozone-Depleting | FALSE | 40 | 70 |  | 40000 | 82 | 22360 | 0.67 | 0.59 |  |  |  | Federally-Regulated Consumer Product |  | 2007-11-21
Rheem | Rheem | PG38T09AXK00 | Natural Gas | FALSE | TRUE | Non-Ozone-Depleting | FALSE | 40 | 72 |  | 38000 | 76 | 24969 | 0.6 | 0.59 |  |  |  | Federally-Regulated Consumer Product |  | 2014-12-23
GSW Water Heating | A O Smith Water Products | GDV 40 100 | Natural Gas | FALSE | TRUE |  | FALSE | 40 | 73 |  | 38000 | 80 | 24164 | 0.62 | 0.59 |  |  |  | Federally-Regulated Consumer Product |  | 2008-04-14
A O Smith Water Products | Maytag | HVN512 40P 100 | Natural Gas | TRUE | FALSE | Non-Ozone-Depleting | FALSE | 40 | 70 |  | 40000 | 82 | 22360 | 0.67 | 0.59 |  |  |  | Federally-Regulated Consumer Product |  | 2007-11-21
Rheem | Ruud | PH2-40S-40PROF | Natural Gas | FALSE | TRUE |  | FALSE | 40 | 68 |  | 40000 | 76 | 25392 | 0.59 | 0.59 |  |  |  | Federally-Regulated Consumer Product |  | 2009-04-22
Rheem | Ruud | PH2DV40S-36(N) | Natural Gas | FALSE | FALSE |  | FALSE | 40 | 70 |  | 36000 | 76 | 25392 | 0.59 | 0.59 |  |  |  | Federally-Regulated Consumer Product |  | 2007-11-21
Rheem | Rheem | PROG40S-40N RU62 | Natural Gas | TRUE | TRUE |  | FALSE | 40 | 70 |  | 40000 | 80 |  | 0.62 | 0.59 |  |  |  | Federally-Regulated Consumer Product |  | 2014-02-04
American Water Heater Co. | U.S. Craftmaster | NU40T121-403 | Natural Gas | FALSE | TRUE | Non-Ozone-Depleting | FALSE | 40 | 65 |  | 40000 | 77 | 25392 | 0.59 | 0.59 |  |  |  | Federally-Regulated Consumer Product |  | 2011-11-30
Rheem | Rheem | PRO+G38S-40N RU67 PD | Natural Gas | FALSE | TRUE |  | FALSE | 40 | 72 |  | 40000 | 78 |  | 0.67 | 0.59 |  |  |  | Federally-Regulated Consumer Product |  | 2014-02-04
A O Smith Water Products | A.O. SMITH | HWR 40(L) 400 | Natural Gas | FALSE | TRUE |  | FALSE | 40 | 70 |  | 40000 | 78 |  | 0.62 | 0.59 |  |  |  | Federally-Regulated Consumer Product |  | 2016-12-22
American Water Heater Co. | U.S. Craftmaster | NU40T11-403 | Natural Gas | FALSE | TRUE | Non-Ozone-Depleting | FALSE | 40 | 65 |  | 40000 | 77 | 25392 | 0.59 | 0.59 |  |  |  | Federally-Regulated Consumer Product |  | 2011-11-30
Rheem | Rheem | PRO+G38S-40N RH67 PD | Natural Gas | FALSE | TRUE |  | FALSE | 40 | 72 |  | 40000 | 78 |  | 0.67 | 0.59 |  |  |  | Federally-Regulated Consumer Product |  | 2013-11-18
American Water Heater Co. | Whirlpool | PDVG2H4042TN*** | Natural Gas | TRUE | TRUE | Non-Ozone-Depleting | FALSE | 40 | 67 |  | 42000 | 76 |  | 0.66 | 0.59 |  |  |  | Federally-Regulated Consumer Product |  | 2009-12-22
A O Smith Water Products | A.O. SMITH | HWRL 40 400 | Natural Gas | FALSE | TRUE |  | FALSE | 40 | 69 |  | 40000 | 76 |  | 0.62 | 0.59 |  |  |  | Federally-Regulated Consumer Product |  | 2016-12-22
Rheem Sales Co.¦ Inc. | Ruud | PRO+G40S-40N RU62 | Natural Gas | FALSE | TRUE |  | FALSE | 40 | 70 |  | 40000 | 80 |  | 0.62 | 0.59 |  |  |  | Federally-Regulated Consumer Product |  | 2015-10-01
American Water Heater Co. | U.S. Craftmaster | NU40T122-403 | Natural Gas | FALSE | TRUE | Non-Ozone-Depleting | FALSE | 40 | 70 |  | 40000 | 77 | 24164 | 0.62 | 0.59 |  |  |  | Federally-Regulated Consumer Product |  | 2011-11-30
Bradford White Corporation | Bradford-White Corp. | MI40T***N4 | Natural Gas | FALSE | FALSE |  | FALSE | 40 | 75 |  | 40000 | 77 | 25392 | 0.59 | 0.59 |  |  |  | Federally-Regulated Consumer Product |  | 2007-11-21
Bradford White Corporation | Bradford-White Corp. | M4403S*FBN(A) | Natural Gas | FALSE | TRUE |  | FALSE | 40 | 72 |  | 40000 | 79 | 24164 | 0.62 | 0.59 |  |  |  | Federally-Regulated Consumer Product |  | 2007-11-21
Bradford White Corporation | Bradford-White Corp. | URG2PV40T*N | Natural Gas | TRUE | TRUE |  | FALSE | 40 | 72 |  | 40000 | 78 |  | 0.7 | 0.62 |  |  |  | Federally-Regulated Consumer Product |  | 2015-07-06
American Water Heater Co. | A O Smith Water Products | GNR 40 200 | Natural Gas | FALSE | TRUE |  | FALSE | 40 | 70 |  | 40000 | 77 |  | 0.62 | 0.59 |  |  |  | Federally-Regulated Consumer Product |  | 2011-11-30
Rheem | Richmond | 9G40-40F | Natural Gas | FALSE | TRUE |  | FALSE | 40 | 68 |  | 40000 | 76 | 25392 | 0.59 | 0.59 |  |  |  | Federally-Regulated Consumer Product |  | 2009-04-22
Rheem | Rheem | XG40S09HE38U0 | Natural Gas | TRUE | TRUE |  | FALSE | 40 | 71 |  | 38000 | 80 |  | 0.62 | 0.59 |  |  |  | Federally-Regulated Consumer Product |  | 2014-12-23
American Water Heater Co. | Whirlpool | SG1H4040T3N*** | Natural Gas | TRUE | TRUE | Non-Ozone-Depleting | FALSE | 40 | 77 |  | 40000 | 76 |  | 0.59 | 0.59 |  |  |  | Federally-Regulated Consumer Product |  | 2009-12-22
Rheem | Rheem | PVP40SE2 | Natural Gas | TRUE | TRUE |  | FALSE | 40 | 73 |  | 36000 | 80 |  | 0.67 | 0.59 |  |  |  | Federally-Regulated Consumer Product |  | 2011-09-28
A O Smith Water Products | State Industries | IN1 40NHDST2 | Natural Gas | FALSE | FALSE | Non-Ozone-Depleting | TRUE | 40 | 64 |  | 32000 | 76 | 25392 | 0.59 | 0.59 |  |  |  | Federally-Regulated Consumer Product |  | 2007-11-21
Rheem | Rheem | PROG40S-36N RU67 PVE | Natural Gas | TRUE | TRUE |  | FALSE | 40 | 73 |  | 36000 | 80 |  | 0.67 | 0.59 |  |  |  | Federally-Regulated Consumer Product |  | 2014-02-04
Bradford White Corporation | Bradford-White Corp. | URG1PV40S*N | Natural Gas | TRUE | TRUE |  | FALSE | 40 | 72 |  | 40000 | 80 |  | 0.66 | 0.62 |  |  |  | Federally-Regulated Consumer Product |  | 2015-07-06
American Water Heater Co. | U.S. Craftmaster | 40T(3¦6¦9¦12)-40NG 400 | Natural Gas | FALSE | TRUE |  | FALSE | 40 | 70 |  | 40000 | 78 |  | 0.62 | 0.59 |  |  |  | Federally-Regulated Consumer Product |  | 2015-04-10
A O Smith Water Products | State Industries | IN1 40NHMT2 | Natural Gas | FALSE | FALSE | Non-Ozone-Depleting | TRUE | 40 | 63 |  | 30000 | 76 | 25392 | 0.59 | 0.59 |  |  |  | Federally-Regulated Consumer Product |  | 2007-11-21
American Water Heater Co. | U.S. Craftmaster | SG1F4040T3N*** | Natural Gas | FALSE | TRUE | Non-Ozone-Depleting | FALSE | 40 | 77 |  | 40000 | 76 | 25392 | 0.59 | 0.59 |  |  |  | Federally-Regulated Consumer Product |  | 2010-03-16
Rheem Sales Co.¦ Inc. | Rheem | 43VP40SE2 | Natural Gas | TRUE | TRUE |  | FALSE | 40 | 73 |  | 36000 | 80 |  | 0.67 | 0.59 |  |  |  | Federally-Regulated Consumer Product |  | 2015-10-01
Rheem | Ruud | PVP40F | Natural Gas | FALSE | TRUE |  | FALSE | 40 | 68 |  | 40000 | 76 | 23408 | 0.64 | 0.59 |  |  |  | Federally-Regulated Consumer Product |  | 2010-03-16
Rheem Sales Co.¦ Inc. | Rheem | XG40S12DM40U0 | Natural Gas | TRUE | TRUE |  | FALSE | 40 | 72 |  | 40000 | 78 |  | 0.67 | 0.59 |  |  |  | Federally-Regulated Consumer Product |  | 2015-10-01
Rheem | Rheem | 22V40-34F1 | Natural Gas | FALSE | TRUE |  | FALSE | 40 | 67 |  | 34000 | 76 | 25392 | 0.59 | 0.59 |  |  |  | Federally-Regulated Consumer Product |  | 2009-04-22
Rheem | Ruud | P2-40FN | Natural Gas | FALSE | TRUE | Non-Ozone-Depleting | FALSE | 40 | 72 |  | 38000 | 76 | 24969 | 0.6 | 0.59 |  |  |  | Federally-Regulated Consumer Product |  | 2008-04-14
American Water Heater Co. | American Water Heater Co. | FDG12240T403N | Natural Gas | TRUE | TRUE | Non-Ozone-Depleting | FALSE | 40 | 67 |  | 40000 | 79 | 22360 | 0.67 | 0.59 |  |  |  | Federally-Regulated Consumer Product |  | 2011-10-27
Rheem Sales Co.¦ Inc. | Ruud | PVP40SE2 | Natural Gas | TRUE | TRUE |  | FALSE | 40 | 73 |  | 36000 | 80 |  | 0.67 | 0.59 |  |  |  | Federally-Regulated Consumer Product |  | 2015-10-01
Lochinvar¦ LLC. | Lochinvar Corp. | UTN 040 40EF 200 | Natural Gas | FALSE | TRUE |  | FALSE | 40 | 70 |  | 40000 | 77 |  | 0.62 | 0.59 |  |  |  | Federally-Regulated Consumer Product |  | 2011-11-30
Rheem | Rheem | 42VR40-40F | Natural Gas | FALSE | TRUE |  | FALSE | 40 | 68 |  | 40000 | 76 | 24164 | 0.62 | 0.59 |  |  |  | Federally-Regulated Consumer Product |  | 2009-04-22
Rheem Sales Co.¦ Inc. | Rheem | PRO+G40-36U RH68 | Natural Gas | TRUE | TRUE |  | FALSE | 40 | 71 |  | 36000 | 80 |  | 0.68 | 0.59 |  |  |  | Federally-Regulated Consumer Product |  | 2015-10-01
Rheem | Rheem | PROG40-36U RH67 PV | Natural Gas | TRUE | TRUE |  | FALSE | 40 | 72 |  | 36000 | 79 |  | 0.67 | 0.59 |  |  |  | Federally-Regulated Consumer Product |  | 2013-11-18
Rheem | Rheem | PROG40-36N RH59 MH DVX | Natural Gas | FALSE | FALSE |  | TRUE | 40 | 66 |  | 36000 | 76 |  | 0.59 | 0.59 |  |  |  | Federally-Regulated Consumer Product |  | 2013-11-18
Rheem Sales Co.¦ Inc. | Ruud | PROG40S-36N RU67 PVE | Natural Gas | TRUE | TRUE |  | FALSE | 40 | 73 |  | 36000 | 80 |  | 0.67 | 0.59 |  |  |  | Federally-Regulated Consumer Product |  | 2015-10-01
Rheem Sales Co.¦ Inc. | Rheem | 42V40SPROB | Natural Gas | TRUE | TRUE |  | FALSE | 40 | 72 |  | 38000 | 80 |  | 0.62 | 0.59 |  |  |  | Federally-Regulated Consumer Product |  | 2015-10-01
Rheem | Ruud | PVP40FW | Natural Gas | FALSE | TRUE | Non-Ozone-Depleting | FALSE | 40 | 68 |  | 40000 | 76 | 23408 | 0.64 | 0.59 |  |  |  | Federally-Regulated Consumer Product |  | 2010-03-16
American Water Heater Co. | U.S. Craftmaster | FDG2J4040S3N | Natural Gas | TRUE | TRUE |  | FALSE | 40 | 67 |  | 40000 | 80 |  | 0.67 | 0.59 |  |  |  | Federally-Regulated Consumer Product |  | 2012-03-02
American Water Heater Co. | Reliance | 9 40UKRT 200 | Natural Gas | FALSE | TRUE |  | FALSE | 40 | 70 |  | 40000 | 77 |  | 0.62 | 0.59 |  |  |  | Federally-Regulated Consumer Product |  | 2011-11-30
GSW Water Heating | Sears¦ Roebuck¦ & Co. | 153.3313 | Natural Gas | TRUE | TRUE |  | FALSE | 40 | 93 |  | 50000 | 82 |  | 0.7 | 0.59 |  |  |  | Federally-Regulated Consumer Product |  | 2012-08-28
Rheem Sales Co.¦ Inc. | Rheem | 22DV40F | Natural Gas | TRUE | FALSE |  | FALSE | 40 | 66 |  | 38000 | 76 |  | 0.59 | 0.59 |  |  |  | Federally-Regulated Consumer Product |  | 2015-10-01
Bradford White Corporation | Bradford-White Corp. | MI403S***N7 | Natural Gas | FALSE | TRUE |  | FALSE | 40 | 72 |  | 40000 | 77 | 25392 | 0.59 | 0.59 |  |  |  | Federally-Regulated Consumer Product |  | 2007-11-21
American Water Heater Co. | American Water Heater Co. | BFG12140T403N*** | Natural Gas | FALSE | TRUE | Non-Ozone-Depleting | FALSE | 40 | 69 |  | 40000 | 76 | 25392 | 0.59 | 0.59 |  |  |  | Federally-Regulated Consumer Product |  | 2007-11-21
Rheem Sales Co.¦ Inc. | Rheem | PROG40-38N RH59 DV | Natural Gas | FALSE | FALSE |  | FALSE | 40 | 66 |  | 38000 | 76 |  | 0.59 | 0.59 |  |  |  | Federally-Regulated Consumer Product |  | 2015-10-01
Rheem | Rheem | 22X40SFSQ | Natural Gas | FALSE | TRUE |  | FALSE | 40 | 72 |  | 36000 | 76 | 25392 | 0.59 | 0.59 |  |  |  | Federally-Regulated Consumer Product |  | 2009-04-22
American Water Heater Co. | Whirlpool | BFG1J4040T3N*** | Natural Gas | TRUE | TRUE | Non-Ozone-Depleting | FALSE | 40 | 69 |  | 40000 | 76 |  | 0.59 | 0.59 |  |  |  | Federally-Regulated Consumer Product |  | 2009-12-22
American Water Heater Co. | Whirlpool | PVG2J4042TN*** | Natural Gas | TRUE | TRUE | Non-Ozone-Depleting | FALSE | 40 | 67 |  | 42000 | 76 |  | 0.66 | 0.59 |  |  |  | Federally-Regulated Consumer Product |  | 2009-12-22
Rheem Sales Co.¦ Inc. | Ruud | M2R-40FN | Natural Gas | FALSE | TRUE |  | FALSE | 40 | 73 |  | 38000 | 76 |  | 0.62 | 0.59 |  |  |  | Federally-Regulated Consumer Product |  | 2015-10-01
A O Smith Water Products | Lochinvar Corp. | MDN 040 30 | Natural Gas | FALSE | TRUE |  | TRUE | 40 | 61 |  | 32000 | 76 |  | 0.59 | 0.59 |  |  |  | Federally-Regulated Consumer Product |  | 2014-02-04
Rheem | Rheem | PH2-40SB | Natural Gas | TRUE | TRUE |  | FALSE | 40 | 72 |  | 38000 | 80 |  | 0.62 | 0.59 |  |  |  | Federally-Regulated Consumer Product |  | 2015-04-14
Bradford White Corporation | Bradford-White Corp. | URG2PDV40S*N | Natural Gas | TRUE | TRUE |  | FALSE | 40 | 72 |  | 40000 | 78 |  | 0.7 | 0.62 |  |  |  | Federally-Regulated Consumer Product |  | 2015-07-06
A O Smith Water Products | Lochinvar | MFN040 35 400 | Natural Gas | FALSE | TRUE |  | TRUE | 40 | 62 |  | 35500 | 80 |  | 0.62 | 0.59 |  |  |  | Federally-Regulated Consumer Product |  | 2015-10-01
American Water Heater Co. | Whirlpool | 40T(3¦6¦9¦12)-34NG 400 | Natural Gas | FALSE | TRUE |  | FALSE | 40 | 56 |  | 34000 | 78 |  | 0.62 | 0.59 |  |  |  | Federally-Regulated Consumer Product |  | 2015-10-01
GSW Water Heating | A O Smith Water Products | GPVT 40 200 | Natural Gas | TRUE | TRUE |  | FALSE | 40 | 93 |  | 50000 | 82 |  | 0.7 | 0.59 |  |  |  | Federally-Regulated Consumer Product |  | 2012-08-28
GSW Water Heating | Reliance | 6 40 YBDS 300 | Natural Gas | FALSE | TRUE |  | FALSE | 40 | 72 |  | 38000 | 82 |  | 0.63 | 0.59 |  |  |  | Federally-Regulated Consumer Product |  | 2014-05-07
American Water Heater Co. | Whirlpool | SG1J4040T3N*** | Natural Gas | TRUE | TRUE | Non-Ozone-Depleting | FALSE | 40 | 77 |  | 40000 | 76 |  | 0.59 | 0.59 |  |  |  | Federally-Regulated Consumer Product |  | 2009-12-22
A O Smith Water Products | Lochinvar | MGN040 32 250 | Natural Gas | FALSE | TRUE |  | TRUE | 40 | 60 |  | 32000 | 80 |  | 0.62 | 0.59 |  |  |  | Federally-Regulated Consumer Product |  | 2016-10-28
Bradford White Corporation | Lochinvar Corp. | LVN041G | Natural Gas | TRUE | TRUE |  | FALSE | 40 | 69 |  | 40000 | 80 | 24164 | 0.62 | 0.59 |  |  |  | Federally-Regulated Consumer Product |  | 2007-11-21
Bradford White Corporation | Bradford-White Corp. | MIMS40T*LN(B) | Natural Gas | FALSE | TRUE | Non-Ozone-Depleting | TRUE | 40 | 59 |  | 30000 | 78 | 25392 | 0.59 | 0.59 |  |  |  | Federally-Regulated Consumer Product |  | 2007-11-21
A O Smith Water Products | U.S. CRAFTSMASTER | MHDV2F4032T 250 | Natural Gas | FALSE | TRUE |  | TRUE | 40 | 60 |  | 32000 | 80 |  | 0.62 | 0.59 |  |  |  | Federally-Regulated Consumer Product |  | 2017-05-10
Rheem | Rheem | 22V40F1 | Natural Gas | FALSE | TRUE |  | FALSE | 40 | 73 |  | 38000 | 76 | 25392 | 0.59 | 0.59 |  |  |  | Federally-Regulated Consumer Product |  | 2009-04-22
American Water Heater Co. | Reliance | 6 40YCRS* 102 | Natural Gas | FALSE | TRUE | Non-Ozone-Depleting | FALSE | 40 | 67 |  | 40000 | 76 | 25392 | 0.59 | 0.59 |  |  |  | Federally-Regulated Consumer Product |  | 2008-09-25
Bradford White Corporation | Bradford-White Corp. | M1XR403S**FBN(B) | Natural Gas | FALSE | TRUE | Non-Ozone-Depleting | FALSE | 40 | 72 |  | 40000 | 79 | 25392 | 0.59 | 0.59 |  |  |  | Federally-Regulated Consumer Product |  | 2009-04-22
American Water Heater Co. | U.S. Craftmaster | NG2(C¦F¦H¦J)4034T 400 | Natural Gas | FALSE | TRUE |  | FALSE | 40 | 56 |  | 34000 | 78 |  | 0.62 | 0.59 |  |  |  | Federally-Regulated Consumer Product |  | 2015-10-01
A O Smith Water Products | American | MHDV62 40T32 250 | Natural Gas | FALSE | TRUE |  | TRUE | 40 | 60 |  | 32000 | 80 |  | 0.62 | 0.59 |  |  |  | Federally-Regulated Consumer Product |  | 2016-10-28
Rheem | Rheem | PROG40-38U RU62 | Natural Gas | FALSE | TRUE |  | FALSE | 40 | 73 |  | 38000 | 76 |  | 0.62 | 0.59 |  |  |  | Federally-Regulated Consumer Product |  | 2014-02-04
Bradford White Corporation | Bradford-White Corp. | M1TW40S*BN1 | Natural Gas | FALSE | TRUE |  | FALSE | 40 | 72 |  | 40000 | 79 | 24164 | 0.62 | 0.59 |  |  |  | Federally-Regulated Consumer Product |  | 2007-11-21
A O Smith Water Products | Lochinvar Corp. | MHN 040 35 300 | Natural Gas | FALSE | TRUE |  | TRUE | 40 | 60 |  | 35500 | 76 |  | 0.59 | 0.59 |  |  |  | Federally-Regulated Consumer Product |  | 2014-12-23
GSW Water Heating | State Industries | GS 6 40YRVITL 200 | Natural Gas | TRUE | TRUE |  | FALSE | 40 | 93 |  | 50000 | 82 |  | 0.7 | 0.59 |  |  |  | Federally-Regulated Consumer Product |  | 2012-08-28
Bradford White Corporation | Bradford-White Corp. | DS140S*BN(B) | Natural Gas | FALSE | TRUE | Non-Ozone-Depleting | FALSE | 40 | 71 |  | 38000 | 80 | 25392 | 0.59 | 0.59 |  |  |  | Federally-Regulated Consumer Product |  | 2007-11-21
A O Smith Water Products | American Water Heater Co. | MHSCG62-40T32-3NV | Natural Gas | FALSE | FALSE | Non-Ozone-Depleting | TRUE | 40 | 64 |  | 32000 | 76 | 25392 | 0.59 | 0.59 |  |  |  | Federally-Regulated Consumer Product |  | 2007-11-21
A O Smith Water Products | American Water Heater Co. | MHSCG62-40T32-3NV 300 | Natural Gas | FALSE | TRUE |  | TRUE | 40 | 61 |  | 32000 | 76 |  | 0.59 | 0.59 |  |  |  | Federally-Regulated Consumer Product |  | 2014-02-04
Bradford White Corporation | Bradford-White Corp. | M440T**FBN(B) | Natural Gas | FALSE | TRUE | Non-Ozone-Depleting | FALSE | 40 | 75 |  | 40000 | 80 | 24164 | 0.62 | 0.59 |  |  |  | Federally-Regulated Consumer Product |  | 2009-04-22
Rheem | Rheem | 6GR40PVE2-40E | Natural Gas | TRUE | TRUE |  | FALSE | 40 | 68 |  | 40000 | 82 |  | 0.67 | 0.59 |  |  |  | Federally-Regulated Consumer Product |  | 2011-09-27
A O Smith Water Products | U.S. Craftmaster | NG1F4040SB 400 | Natural Gas | FALSE | TRUE |  | FALSE | 40 | 67 |  | 40000 | 80 |  | 0.62 | 0.59 |  |  |  | Federally-Regulated Consumer Product |  | 2015-04-10
Rheem | Rheem | GG40T06PVT | Natural Gas | TRUE | TRUE |  | FALSE | 40 | 68 |  | 40000 | 82 |  | 0.67 | 0.59 |  |  |  | Federally-Regulated Consumer Product |  | 2014-12-23
A O Smith Water Products | U.S. CRAFTSMASTER | NG1F4040SB 400 | Natural Gas | FALSE | TRUE |  | FALSE | 40 | 67 |  | 40000 | 80 |  | 0.62 | 0.59 |  |  |  | Federally-Regulated Consumer Product |  | 2015-10-01
A.O. Smith (McBee) | U.S. Craftmaster | NG1F4040TB 400 | Natural Gas | FALSE | TRUE |  | FALSE | 40 | 70 |  | 40000 | 80 |  | 0.62 | 0.62 |  |  |  | Federally-Regulated Consumer Product |  | 2015-07-06
A O Smith Water Products | U.S. CRAFTSMASTER | NG1F4040TB 400 | Natural Gas | FALSE | TRUE |  | FALSE | 40 | 70 |  | 40000 | 80 |  | 0.62 | 0.59 |  |  |  | Federally-Regulated Consumer Product |  | 2015-10-01
American Water Heater Co. | American Water Heater Co. | PDVG9240T42N*** | Natural Gas | TRUE | TRUE | Non-Ozone-Depleting | FALSE | 40 | 67 |  | 42000 | 76 | 22699 | 0.66 | 0.59 |  |  |  | Federally-Regulated Consumer Product |  | 2008-04-14
A.O. Smith (McBee) | U.S. Craftmaster | NG2F4040S 250 | Natural Gas | FALSE | TRUE |  | FALSE | 40 | 67 |  | 40000 | 76 |  | 0.62 | 0.62 |  |  |  | Federally-Regulated Consumer Product |  | 2015-07-06
A O Smith Water Products | U.S. CRAFTSMASTER | NG2F4040S 250 | Natural Gas | FALSE | TRUE |  | FALSE | 40 | 67 |  | 40000 | 76 |  | 0.62 | 0.59 |  |  |  | Federally-Regulated Consumer Product |  | 2015-10-01
Bradford White Corporation | Bradford-White Corp. | URG240S*N | Natural Gas | FALSE | TRUE |  | FALSE | 40 | 74 |  | 40000 | 80 |  | 0.62 | 0.62 |  |  |  | Federally-Regulated Consumer Product |  | 2015-07-06
A O Smith Water Products | U.S. CRAFTSMASTER | NG2F4040T 250 | Natural Gas | FALSE | TRUE |  | FALSE | 40 | 68 |  | 40000 | 78 |  | 0.62 | 0.59 |  |  |  | Federally-Regulated Consumer Product |  | 2015-10-01
A.O. Smith (McBee) | U.S. Craftmaster | NG2F4040T 250 | Natural Gas | FALSE | TRUE |  | FALSE | 40 | 68 |  | 40000 | 78 |  | 0.62 | 0.62 |  |  |  | Federally-Regulated Consumer Product |  | 2015-07-06
Rheem | Ruud | M2R-40FN | Natural Gas | FALSE | TRUE | Non-Ozone-Depleting | FALSE | 40 | 73 |  | 38000 | 76 | 24164 | 0.62 | 0.59 |  |  |  | Federally-Regulated Consumer Product |  | 2008-04-14
Rheem | Ruud | P2-40S PROFN | Natural Gas | FALSE | TRUE | Non-Ozone-Depleting | FALSE | 40 | 68 |  | 36000 | 76 | 24969 | 0.6 | 0.59 |  |  |  | Federally-Regulated Consumer Product |  | 2008-04-14
Lochinvar¦ LLC. | Lochinvar Corp. | PRN 040 40 100 | Natural Gas | TRUE | FALSE |  | FALSE | 40 | 70 |  | 40000 | 75 |  | 0.6 | 0.59 |  |  |  | Federally-Regulated Consumer Product |  | 2011-11-30
Rheem | Rheem | 22V40 PROF | Natural Gas | FALSE | TRUE |  | FALSE | 40 | 73 |  | 38000 | 76 | 25392 | 0.59 | 0.59 |  |  |  | Federally-Regulated Consumer Product |  | 2009-04-22
Bradford White Corporation | Bradford-White Corp. | MI403S**FBN(B) | Natural Gas | FALSE | TRUE | Non-Ozone-Depleting | FALSE | 40 | 72 |  | 40000 | 79 | 25392 | 0.59 | 0.59 |  |  |  | Federally-Regulated Consumer Product |  | 2009-05-06
A O Smith Water Products | American Water Heater Co. | PCG12240T403NOV 102 | Natural Gas | FALSE | TRUE |  | FALSE | 40 | 70 |  | 40000 | 80 |  | 0.7 | 0.59 |  |  |  | Federally-Regulated Consumer Product |  | 2014-02-04
American Water Heater Co. | U.S. Craftmaster | BFG1H4040S3N0H*** | Natural Gas | FALSE | TRUE |  | FALSE | 40 | 67 |  | 40000 | 76 | 25392 | 0.59 | 0.59 |  |  |  | Federally-Regulated Consumer Product |  | 2010-03-16
American Water Heater Co. | American Water Heater Co. | BFG9140S403N*** | Natural Gas | FALSE | TRUE | Non-Ozone-Depleting | FALSE | 40 | 67 |  | 40000 | 76 | 25392 | 0.59 | 0.59 |  |  |  | Federally-Regulated Consumer Product |  | 2007-11-21
A O Smith Water Products | U.S. Craftmaster | PCG2J4040T3NOV | Natural Gas | FALSE | TRUE |  | FALSE | 40 | 70 |  | 40000 | 80 |  | 0.7 | 0.59 |  |  |  | Federally-Regulated Consumer Product |  | 2014-09-02
A O Smith Water Products | American Water Heater Co. | PCG6240T403NOV 102 | Natural Gas | FALSE | TRUE |  | FALSE | 40 | 70 |  | 40000 | 80 |  | 0.7 | 0.59 |  |  |  | Federally-Regulated Consumer Product |  | 2014-02-04
A O Smith Water Products | American Water Heater Co. | PCG9240T403NOV 102 | Natural Gas | FALSE | TRUE |  | FALSE | 40 | 70 |  | 40000 | 80 |  | 0.7 | 0.59 |  |  |  | Federally-Regulated Consumer Product |  | 2014-02-04
A O Smith Water Products | State Industries | PR6 40 XCVIT 200 | Natural Gas | TRUE | FALSE | Non-Ozone-Depleting | FALSE | 40 | 67 |  | 40000 | 76 | 24164 | 0.62 | 0.59 |  |  |  | Federally-Regulated Consumer Product |  | 2007-11-21
Bradford White Corporation | Bradford-White Corp. | M1XR403S*FBN(A) | Natural Gas | FALSE | TRUE |  | FALSE | 40 | 72 |  | 40000 | 79 | 25392 | 0.59 | 0.59 |  |  |  | Federally-Regulated Consumer Product |  | 2007-11-21
Rheem | Rheem | RHGPRO40-40HF | Natural Gas | FALSE | TRUE |  | FALSE | 40 | 68 |  | 40000 | 76 | 24164 | 0.62 | 0.59 |  |  |  | Federally-Regulated Consumer Product |  | 2009-04-22
Lochinvar¦ LLC. | Lochinvar Corp. | LVN 040 50ST 100 | Natural Gas | TRUE | FALSE |  | FALSE | 40 | 80 |  | 50000 | 78 |  | 0.65 | 0.59 |  |  |  | Federally-Regulated Consumer Product |  | 2011-11-30
A O Smith Water Products | State Industries | PR6 40 NHDST2 | Natural Gas | FALSE | FALSE | Non-Ozone-Depleting | TRUE | 40 | 64 |  | 32000 | 76 | 25392 | 0.59 | 0.59 |  |  |  | Federally-Regulated Consumer Product |  | 2007-11-21
American Water Heater Co. | U.S. Craftmaster | BFG1J4040S3N*** | Natural Gas | FALSE | TRUE | Non-Ozone-Depleting | FALSE | 40 | 67 |  | 40000 | 76 | 25392 | 0.59 | 0.59 |  |  |  | Federally-Regulated Consumer Product |  | 2007-11-21
A O Smith Water Products | State Industries | PR6 40 NHDST2 300 | Natural Gas | FALSE | TRUE |  | TRUE | 40 | 61 |  | 32000 | 76 |  | 0.59 | 0.59 |  |  |  | Federally-Regulated Consumer Product |  | 2014-02-04
A O Smith Water Products | State Industries | PR6 40 NOMT2 | Natural Gas | FALSE | FALSE | Non-Ozone-Depleting | TRUE | 40 | 63 |  | 30000 | 76 | 25392 | 0.59 | 0.59 |  |  |  | Federally-Regulated Consumer Product |  | 2007-11-21
A O Smith Water Products | State Industries | PR6 40 XBPDT | Natural Gas | TRUE | TRUE | Non-Ozone-Depleting | FALSE | 40 | 62 |  | 40000 | 76 | 25392 | 0.59 | 0.59 |  |  |  | Federally-Regulated Consumer Product |  | 2007-11-21
American Water Heater Co. | Whirlpool | DVG2F4038SN*** | Natural Gas | TRUE | TRUE | Non-Ozone-Depleting | FALSE | 40 | 60 |  | 38000 | 76 |  | 0.59 | 0.59 |  |  |  | Federally-Regulated Consumer Product |  | 2009-12-22
American Water Heater Co. | Sears¦ Roebuck¦ & Co. | 153.336270 HA | Natural Gas | FALSE | TRUE |  | FALSE | 40 | 67 |  | 40000 | 76 | 25392 | 0.59 | 0.59 |  |  |  | Federally-Regulated Consumer Product |  | 2008-09-25
American Water Heater Co. | U.S. Craftmaster | BFG1F4040S3N*** | Natural Gas | FALSE | TRUE | Non-Ozone-Depleting | FALSE | 40 | 67 |  | 40000 | 76 | 25392 | 0.59 | 0.59 |  |  |  | Federally-Regulated Consumer Product |  | 2007-11-21
A O Smith Water Products | State Industries | PR6 40 XCVIT2 200 | Natural Gas | TRUE | FALSE | Non-Ozone-Depleting | FALSE | 40 | 68 |  | 40000 | 78 | 23408 | 0.64 | 0.59 |  |  |  | Federally-Regulated Consumer Product |  | 2007-11-21
A O Smith Water Products | State Industries | PR6 40 XODS | Natural Gas | FALSE | TRUE | Non-Ozone-Depleting | FALSE | 40 | 68 |  | 36000 | 75 | 25392 | 0.59 | 0.59 |  |  |  | Federally-Regulated Consumer Product |  | 2007-11-21
Bradford White Corporation | Bradford-White Corp. | U1TW40S**FRN(A) | Natural Gas | TRUE | TRUE |  | FALSE | 40 | 72 |  | 40000 | 80 |  | 0.63 | 0.59 |  |  |  | Federally-Regulated Consumer Product |  | 2015-03-24
Rheem | Ruud | PHR40T | Natural Gas | FALSE | TRUE |  | FALSE | 40 | 68 |  | 40000 | 76 | 24164 | 0.62 | 0.59 |  |  |  | Federally-Regulated Consumer Product |  | 2007-11-21
Rheem Sales Co.¦ Inc. | Ruud | P2R-40FN | Natural Gas | FALSE | TRUE |  | FALSE | 40 | 73 |  | 38000 | 76 |  | 0.62 | 0.59 |  |  |  | Federally-Regulated Consumer Product |  | 2015-10-01
GSW Water Heating | American Water Heater Co. | DVG62-40S38-N*** | Natural Gas | FALSE | TRUE |  | FALSE | 40 | 72 |  | 38000 | 82 |  | 0.63 | 0.59 |  |  |  | Federally-Regulated Consumer Product |  | 2014-12-23
Rheem | Ruud | P2-40SFSQ | Natural Gas | FALSE | TRUE |  | FALSE | 40 | 72 |  | 36000 | 76 | 25392 | 0.59 | 0.59 |  |  |  | Federally-Regulated Consumer Product |  | 2009-04-22
American Water Heater Co. | Reliance | 6 40 UOCT | Natural Gas | FALSE | TRUE | Non-Ozone-Depleting | FALSE | 40 | 70 |  | 40000 | 77 | 24164 | 0.62 | 0.59 |  |  |  | Federally-Regulated Consumer Product |  | 2011-11-30
American Water Heater Co. | U.S. Craftmaster | NU40T92-403 | Natural Gas | FALSE | TRUE | Non-Ozone-Depleting | FALSE | 40 | 70 |  | 40000 | 77 | 24164 | 0.62 | 0.59 |  |  |  | Federally-Regulated Consumer Product |  | 2011-11-30
Rheem Sales Co.¦ Inc. | Rheem | 22V40FDVX | Natural Gas | TRUE | FALSE |  | TRUE | 40 | 66 |  | 36000 | 76 |  | 0.59 | 0.59 |  |  |  | Federally-Regulated Consumer Product |  | 2015-10-01
Bradford White Corporation | Bradford-White Corp. | MI403S***N7-ATO******* | Natural Gas | FALSE | TRUE |  | FALSE | 40 | 72 |  | 40000 | 77 | 25392 | 0.59 | 0.59 |  |  |  | Federally-Regulated Consumer Product |  | 2007-11-21
American Water Heater Co. | American Water Heater Co. | DVG92-40S38-N*** | Natural Gas | FALSE | TRUE | Non-Ozone-Depleting | FALSE | 40 | 60 |  | 38000 | 76 | 25392 | 0.59 | 0.59 |  |  |  | Federally-Regulated Consumer Product |  | 2007-11-21
GSW Water Heating | American Water Heater Co. | PVG62-40T50N*** | Natural Gas | TRUE | TRUE |  | FALSE | 40 | 93 |  | 50000 | 82 |  | 0.7 | 0.59 |  |  |  | Federally-Regulated Consumer Product |  | 2014-12-23
American Water Heater Co. | U.S. Craftmaster | UNG1(C¦F¦H¦J)4040T 400 | Natural Gas | FALSE | TRUE |  | FALSE | 40 | 74 |  | 40000 | 80 |  | 0.62 | 0.59 |  |  |  | Federally-Regulated Consumer Product |  | 2015-10-01
Bradford White Corporation | Lochinvar Corp. | LSN041G | Natural Gas | FALSE | FALSE |  | FALSE | 40 | 68 |  | 40000 | 77 | 25392 | 0.59 | 0.59 |  |  |  | Federally-Regulated Consumer Product |  | 2007-11-21
Rheem | Rheem | PH2-40SPROB | Natural Gas | TRUE | TRUE |  | FALSE | 40 | 72 |  | 38000 | 80 |  | 0.62 | 0.59 |  |  |  | Federally-Regulated Consumer Product |  | 2015-04-14
GSW Water Heating | GSW Water Heating Co. | G640S40N-PDV-ES2 200 | Natural Gas | TRUE | TRUE |  | FALSE | 40 | 71 |  | 40000 | 84 |  | 0.71 | 0.59 |  |  |  | Federally-Regulated Consumer Product |  | 2014-12-23
Rheem | Ruud | PH2-40-40F | Natural Gas | FALSE | TRUE |  | FALSE | 40 | 68 |  | 40000 | 76 | 25392 | 0.59 | 0.59 |  |  |  | Federally-Regulated Consumer Product |  | 2009-04-22
A O Smith Water Products | State | SCI 40 MDV* 250 | Natural Gas | FALSE | TRUE |  | TRUE | 40 | 60 |  | 32000 | 80 |  | 0.62 | 0.59 |  |  |  | Federally-Regulated Consumer Product |  | 2016-10-28
Rheem | Rheem | 6G40PV-36FN | Natural Gas | TRUE | TRUE |  | FALSE | 40 | 72 |  | 36000 | 79 |  | 0.67 | 0.59 |  |  |  | Federally-Regulated Consumer Product |  | 2011-09-27
A O Smith Water Products | State | SCI 40 MHG* 400 | Natural Gas | FALSE | TRUE |  | TRUE | 40 | 62 |  | 35500 | 80 |  | 0.62 | 0.59 |  |  |  | Federally-Regulated Consumer Product |  | 2015-10-01
A O Smith Water Products | State Industries | SCI 40 NHDST2 300 | Natural Gas | FALSE | TRUE |  | TRUE | 40 | 61 |  | 32000 | 76 |  | 0.59 | 0.59 |  |  |  | Federally-Regulated Consumer Product |  | 2014-02-04
American Water Heater Co. | U.S. Craftmaster | MFG1H4040T3N*** | Natural Gas | FALSE | TRUE | Non-Ozone-Depleting | TRUE | 40 | 69 |  | 40000 | 76 | 25392 | 0.59 | 0.59 |  |  |  | Federally-Regulated Consumer Product |  | 2008-09-25
A O Smith Water Products | State Industries | SCI 40 YOMT | Natural Gas | FALSE | TRUE |  | TRUE | 40 | 57 |  | 35500 | 76 | 25392 | 0.59 | 0.59 |  |  |  | Federally-Regulated Consumer Product |  | 2010-03-16
A O Smith Water Products | State Industries | SCI 40 YOMT 300 | Natural Gas | FALSE | TRUE |  | TRUE | 40 | 60 |  | 35500 | 76 |  | 0.59 | 0.59 |  |  |  | Federally-Regulated Consumer Product |  | 2014-12-23
Rheem | Rheem | 3WA63 | Natural Gas | FALSE | TRUE |  | FALSE | 40 | 68 |  | 40000 | 76 | 25392 | 0.59 | 0.59 |  |  |  | Federally-Regulated Consumer Product |  | 2008-09-25
GSW Water Heating | A O Smith Water Products | GPD 40L 200 | Natural Gas | TRUE | TRUE |  | FALSE | 40 | 71 |  | 40000 | 84 |  | 0.71 | 0.59 |  |  |  | Federally-Regulated Consumer Product |  | 2014-12-23
Rheem | Rheem | PROG40S-36N RH67 PV | Natural Gas | TRUE | TRUE |  | FALSE | 40 | 73 |  | 36000 | 80 |  | 0.67 | 0.59 |  |  |  | Federally-Regulated Consumer Product |  | 2013-11-18
Bradford White Corporation | Bradford-White Corp. | M1XR403S***N4 | Natural Gas | FALSE | FALSE |  | FALSE | 40 | 72 |  | 40000 | 79 | 25392 | 0.59 | 0.59 |  |  |  | Federally-Regulated Consumer Product |  | 2007-11-21
Rheem | Rheem | PG40T09AVG00 | Natural Gas | FALSE | TRUE |  | FALSE | 40 | 68 |  | 40000 | 76 | 25392 | 0.59 | 0.59 |  |  |  | Federally-Regulated Consumer Product |  | 2009-04-22
Rheem | Rheem | SG40S12TVT | Natural Gas | FALSE | TRUE |  | FALSE | 40 | 72 |  | 40000 | 78 |  | 0.67 | 0.59 |  |  |  | Federally-Regulated Consumer Product |  | 2014-12-23
American Water Heater Co. | Reliance | 12 40UART 100 | Natural Gas | FALSE | TRUE | Non-Ozone-Depleting | FALSE | 40 | 70 |  | 40000 | 77 | 24164 | 0.62 | 0.59 |  |  |  | Federally-Regulated Consumer Product |  | 2011-11-30
Rheem | Rheem | M2R-40FN | Natural Gas | FALSE | TRUE |  | FALSE | 40 | 73 |  | 38000 | 76 |  | 0.62 | 0.59 |  |  |  | Federally-Regulated Consumer Product |  | 2011-09-27
Bradford White Corporation | Bradford-White Corp. | MI404T***N7 | Natural Gas | FALSE | TRUE |  | FALSE | 40 | 86 |  | 50000 | 78 | 25392 | 0.59 | 0.59 |  |  |  | Federally-Regulated Consumer Product |  | 2007-11-21
Bradford White Corporation | Bradford-White Corp. | M4403S**FBN(B) | Natural Gas | FALSE | TRUE |  | FALSE | 40 | 72 |  | 40000 | 80 | 24164 | 0.62 | 0.59 |  |  |  | Federally-Regulated Consumer Product |  | 2009-04-22
Rheem Sales Co.¦ Inc. | Rheem | PROG40-34N RH59 MH H | Natural Gas | FALSE | TRUE |  | TRUE | 40 | 59 |  | 34000 | 76 |  | 0.59 | 0.59 |  |  |  | Federally-Regulated Consumer Product |  | 2015-10-01
Rheem | Rheem | XG40S12DM40U0 | Natural Gas | TRUE | TRUE |  | FALSE | 40 | 72 |  | 40000 | 78 |  | 0.67 | 0.59 |  |  |  | Federally-Regulated Consumer Product |  | 2014-09-02
Rheem Sales Co.¦ Inc. | Ruud | PROG40-36N RU59 DVV | Natural Gas | FALSE | FALSE |  | FALSE | 40 | 66 |  | 36000 | 76 |  | 0.59 | 0.59 |  |  |  | Federally-Regulated Consumer Product |  | 2015-10-01
American Water Heater Co. | Whirlpool | BFG2F4034T3N*** | Natural Gas | TRUE | TRUE | Non-Ozone-Depleting | FALSE | 40 | 53 |  | 34000 | 77 |  | 0.61 | 0.59 |  |  |  | Federally-Regulated Consumer Product |  | 2009-12-22
American Water Heater Co. | Whirlpool | PVG2F4042TN*** | Natural Gas | TRUE | TRUE | Non-Ozone-Depleting | FALSE | 40 | 67 |  | 42000 | 76 |  | 0.66 | 0.59 |  |  |  | Federally-Regulated Consumer Product |  | 2009-12-22
Rheem | Rheem | 4FTP5 | Natural Gas | FALSE | TRUE |  | FALSE | 40 | 73 |  | 38000 | 76 | 24164 | 0.62 | 0.59 |  |  |  | Federally-Regulated Consumer Product |  | 2010-03-16
Bradford White Corporation | Bradford-White Corp. | M-II-40T***N-12 | Natural Gas | FALSE | FALSE |  | FALSE | 40 | 78 |  | 40000 | 78 | 25392 | 0.59 | 0.59 |  |  |  | Federally-Regulated Consumer Product |  | 2007-11-21
GSW Water Heating | A O Smith Water Products | GDV 40L 100 | Natural Gas | FALSE | TRUE |  | FALSE | 40 | 73 |  | 38000 | 80 | 24164 | 0.62 | 0.59 |  |  |  | Federally-Regulated Consumer Product |  | 2008-04-14
Rheem | Rheem | SG40T12AVH00 | Natural Gas | FALSE | TRUE |  | FALSE | 40 | 68 |  | 40000 | 76 | 25392 | 0.59 | 0.59 |  |  |  | Federally-Regulated Consumer Product |  | 2009-04-22
American Water Heater Co. | State Industries | GS6 40 YOART G | Natural Gas | FALSE | TRUE |  | FALSE | 40 | 69 |  | 40000 | 76 | 25392 | 0.59 | 0.59 |  |  |  | Federally-Regulated Consumer Product |  | 2008-09-25
Rheem | Ruud | P2-40SF | Natural Gas | FALSE | TRUE |  | FALSE | 40 | 72 |  | 36000 | 76 | 25392 | 0.59 | 0.59 |  |  |  | Federally-Regulated Consumer Product |  | 2009-04-22
Rheem Sales Co.¦ Inc. | Richmond | 9G40-36NE2 | Natural Gas | TRUE | TRUE |  | FALSE | 40 | 71 |  | 36000 | 80 |  | 0.68 | 0.59 |  |  |  | Federally-Regulated Consumer Product |  | 2015-10-01
Rheem Sales Co.¦ Inc. | Richmond | 12G40-36NE2 | Natural Gas | TRUE | TRUE |  | FALSE | 40 | 71 |  | 36000 | 80 |  | 0.68 | 0.59 |  |  |  | Federally-Regulated Consumer Product |  | 2015-10-01
Bradford White Corporation | Bradford-White Corp. | RG2PV40T*N | Natural Gas | TRUE | TRUE |  | FALSE | 40 | 72 |  | 40000 | 78 |  | 0.7 | 0.62 |  |  |  | Federally-Regulated Consumer Product |  | 2015-07-06
Bradford White Corporation | Bradford-White Corp. | M440T***N7 | Natural Gas | FALSE | TRUE |  | FALSE | 40 | 75 |  | 40000 | 79 | 24164 | 0.62 | 0.59 |  |  |  | Federally-Regulated Consumer Product |  | 2007-11-21
American Water Heater Co. | U.S. Craftmaster | BFG2J4040T3N*** | Natural Gas | FALSE | TRUE | Non-Ozone-Depleting | FALSE | 40 | 69 |  | 40000 | 76 | 23780 | 0.63 | 0.59 |  |  |  | Federally-Regulated Consumer Product |  | 2007-11-21
American Water Heater Co. | American Water Heater Co. | MFG9140T403N*** | Natural Gas | FALSE | TRUE | Non-Ozone-Depleting | TRUE | 40 | 69 |  | 40000 | 76 | 25392 | 0.59 | 0.59 |  |  |  | Federally-Regulated Consumer Product |  | 2008-09-25
American Water Heater Co. | State Industries | GS6 40 UOCT G | Natural Gas | FALSE | TRUE | Non-Ozone-Depleting | FALSE | 40 | 70 |  | 40000 | 77 | 24164 | 0.62 | 0.59 |  |  |  | Federally-Regulated Consumer Product |  | 2011-11-30
American Water Heater Co. | Lochinvar Corp. | UPN 040 40ES 100 | Natural Gas | TRUE | TRUE |  | FALSE | 40 | 69 |  | 42000 | 80 |  | 0.68 | 0.59 |  |  |  | Federally-Regulated Consumer Product |  | 2012-06-11
Bradford White Corporation | Bradford-White Corp. | M-4-40T***N-13 | Natural Gas | FALSE | TRUE |  | FALSE | 40 | 67 |  | 34000 | 79 | 23408 | 0.64 | 0.59 |  |  |  | Federally-Regulated Consumer Product |  | 2007-11-21
American Water Heater Co. | U.S. Craftmaster | BFG2F4034T3N*** | Natural Gas | FALSE | TRUE | Non-Ozone-Depleting | FALSE | 40 | 53 |  | 34000 | 77 | 24560 | 0.61 | 0.59 |  |  |  | Federally-Regulated Consumer Product |  | 2007-11-21
Rheem | Rheem | 43VP40SE2 | Natural Gas | TRUE | TRUE |  | FALSE | 40 | 73 |  | 36000 | 80 |  | 0.67 | 0.59 |  |  |  | Federally-Regulated Consumer Product |  | 2011-09-28
American Water Heater Co. | State Industries | GS6 40UBRT 200 | Natural Gas | FALSE | TRUE |  | FALSE | 40 | 65 |  | 40000 | 77 |  | 0.59 | 0.59 |  |  |  | Federally-Regulated Consumer Product |  | 2011-11-30
Bradford White Corporation | Bradford-White Corp. | URG1D40T*N | Natural Gas | TRUE | TRUE |  | FALSE | 40 | 76 |  | 40000 | 79 |  | 0.62 | 0.62 |  |  |  | Federally-Regulated Consumer Product |  | 2015-07-06
Rheem | Rheem | GG38T06AXK00 | Natural Gas | FALSE | TRUE | Non-Ozone-Depleting | FALSE | 40 | 72 |  | 38000 | 76 | 24969 | 0.6 | 0.59 |  |  |  | Federally-Regulated Consumer Product |  | 2014-12-23
American Water Heater Co. | American Water Heater Co. | G(3¦6¦9¦10¦12)240T40 400 | Natural Gas | FALSE | TRUE |  | FALSE | 40 | 70 |  | 40000 | 78 |  | 0.62 | 0.59 |  |  |  | Federally-Regulated Consumer Product |  | 2015-04-10
American Standard Water Heater Co. | Dura-Glass | GR-40T-1-3-6 | Natural Gas | TRUE | TRUE | Non-Ozone-Depleting | FALSE | 40 | 77 |  | 40000 | 78.1 | 24890 | 0.6 | 0.59 |  |  |  | Federally-Regulated Consumer Product |  | 2010-04-30
Rheem | Ruud | PH2R-40-40F | Natural Gas | FALSE | TRUE |  | FALSE | 40 | 68 |  | 40000 | 76 | 24164 | 0.62 | 0.59 |  |  |  | Federally-Regulated Consumer Product |  | 2009-04-22
Bradford White Corporation | Lochinvar Corp. | UTN041G | Natural Gas | FALSE | TRUE | Non-Ozone-Depleting | FALSE | 40 | 72 |  | 40000 | 77 | 25392 | 0.59 | 0.59 |  |  |  | Federally-Regulated Consumer Product |  | 2008-09-25
Rheem | Rheem | SG40T12AVG00 | Natural Gas | FALSE | TRUE |  | FALSE | 40 | 68 |  | 40000 | 76 | 24164 | 0.62 | 0.59 |  |  |  | Federally-Regulated Consumer Product |  | 2009-04-22
Bradford White Corporation | Bradford-White Corp. | M1XR403S***N7 | Natural Gas | FALSE | TRUE |  | FALSE | 40 | 72 |  | 40000 | 79 | 25392 | 0.59 | 0.59 |  |  |  | Federally-Regulated Consumer Product |  | 2007-11-21
American Water Heater Co. | U.S. Craftmaster | PDVG2H4042TN*** | Natural Gas | TRUE | TRUE | Non-Ozone-Depleting | FALSE | 40 | 67 |  | 42000 | 76 | 22699 | 0.66 | 0.59 |  |  |  | Federally-Regulated Consumer Product |  | 2008-04-14
Rheem Sales Co.¦ Inc. | Ruud | PH2-40SPROB | Natural Gas | TRUE | TRUE |  | FALSE | 40 | 72 |  | 38000 | 80 |  | 0.62 | 0.59 |  |  |  | Federally-Regulated Consumer Product |  | 2015-10-01
Rheem Sales Co.¦ Inc. | Ruud | PROG40-38U RU62 | Natural Gas | FALSE | TRUE |  | FALSE | 40 | 73 |  | 38000 | 76 |  | 0.62 | 0.59 |  |  |  | Federally-Regulated Consumer Product |  | 2015-10-01
GSW Water Heating | GSW Water Heating Co. | G640S38N-DV 300 | Natural Gas | FALSE | TRUE |  | FALSE | 40 | 72 |  | 38000 | 82 |  | 0.63 | 0.59 |  |  |  | Federally-Regulated Consumer Product |  | 2014-05-07
Rheem | Ruud | P2R-40FN | Natural Gas | FALSE | TRUE | Non-Ozone-Depleting | FALSE | 40 | 73 |  | 38000 | 76 | 24164 | 0.62 | 0.59 |  |  |  | Federally-Regulated Consumer Product |  | 2008-04-14
American Water Heater Co. | U.S. Craftmaster | UG1F4040T3N*** | Natural Gas | FALSE | TRUE | Non-Ozone-Depleting | FALSE | 40 | 65 |  | 40000 | 77 | 25392 | 0.59 | 0.59 |  |  |  | Federally-Regulated Consumer Product |  | 2011-11-30
American Water Heater Co. | State Industries | GS6 40YBRA* 102 | Natural Gas | FALSE | TRUE | Non-Ozone-Depleting | FALSE | 40 | 67 |  | 40000 | 76 | 25392 | 0.59 | 0.59 |  |  |  | Federally-Regulated Consumer Product |  | 2008-09-25
Rheem Sales Co.¦ Inc. | Vanguard | 6FGV3 | Natural Gas | TRUE | TRUE |  | FALSE | 40 | 68 |  | 40000 | 82 |  | 0.67 | 0.59 |  |  |  | Federally-Regulated Consumer Product |  | 2015-10-01
Rheem | Rheem | PRO+G40-36U RH68 | Natural Gas | TRUE | TRUE |  | FALSE | 40 | 71 |  | 36000 | 80 |  | 0.68 | 0.59 |  |  |  | Federally-Regulated Consumer Product |  | 2013-11-18
GSW Water Heating | Lochinvar Corp. | PRN040 40ESST 200 | Natural Gas | TRUE | TRUE |  | FALSE | 40 | 71 |  | 40000 | 84 |  | 0.71 | 0.59 |  |  |  | Federally-Regulated Consumer Product |  | 2015-01-05
American Water Heater Co. | U.S. Craftmaster | N40T61-343*** | Natural Gas | FALSE | TRUE |  | FALSE | 40 | 53 |  | 34000 | 77 |  | 0.59 | 0.59 |  |  |  | Federally-Regulated Consumer Product |  | 2011-10-27
American Water Heater Co. | Reliance | 6 40YJMTD 100 | Natural Gas | FALSE | TRUE |  | TRUE | 40 | 69 |  | 40000 | 76 | 25392 | 0.59 | 0.59 |  |  |  | Federally-Regulated Consumer Product |  | 2008-09-25
Rheem Sales Co.¦ Inc. | Rheem | 24I40FDVX | Natural Gas | FALSE | TRUE |  | TRUE | 40 | 65 |  | 36000 | 80 |  | 0.62 | 0.59 |  |  |  | Federally-Regulated Consumer Product |  | 2015-10-01
Rheem | Rheem | 6G40S-40E2 | Natural Gas | FALSE | TRUE |  | FALSE | 40 | 72 |  | 40000 | 78 |  | 0.67 | 0.59 |  |  |  | Federally-Regulated Consumer Product |  | 2011-09-27
Bradford White Corporation | Bradford-White Corp. | MIMS40T*LN(A) | Natural Gas | FALSE | TRUE |  | TRUE | 40 | 59 |  | 30000 | 78 | 25392 | 0.59 | 0.59 |  |  |  | Federally-Regulated Consumer Product |  | 2007-11-21
Rheem Sales Co.¦ Inc. | Ruud | PH2-40SB | Natural Gas | TRUE | TRUE |  | FALSE | 40 | 72 |  | 38000 | 80 |  | 0.62 | 0.59 |  |  |  | Federally-Regulated Consumer Product |  | 2015-10-01
Rheem Sales Co.¦ Inc. | Richmond | 6V40FT | Natural Gas | TRUE | TRUE |  | TRUE | 40 | 59 |  | 34000 | 76 |  | 0.59 | 0.59 |  |  |  | Federally-Regulated Consumer Product |  | 2015-10-01
GSW Water Heating | State Industries | GS 6 40YRVIT 200 | Natural Gas | TRUE | TRUE |  | FALSE | 40 | 93 |  | 50000 | 82 |  | 0.7 | 0.59 |  |  |  | Federally-Regulated Consumer Product |  | 2012-08-28
GSW Water Heating | Apollo | A6 40 YBDS L | Natural Gas | FALSE | TRUE |  | FALSE | 40 | 73 |  | 38000 | 80 | 24164 | 0.62 | 0.59 |  |  |  | Federally-Regulated Consumer Product |  | 2008-04-14
Rheem Sales Co.¦ Inc. | Richmond | 6G40V-38FN | Natural Gas | FALSE | TRUE |  | FALSE | 40 | 73 |  | 38000 | 76 |  | 0.62 | 0.59 |  |  |  | Federally-Regulated Consumer Product |  | 2015-10-01
American Water Heater Co. | American Water Heater Co. | BFG6240T403N*** | Natural Gas | FALSE | TRUE | Non-Ozone-Depleting | FALSE | 40 | 69 |  | 40000 | 76 | 23780 | 0.63 | 0.59 |  |  |  | Federally-Regulated Consumer Product |  | 2007-11-21
Bradford White Corporation | Bradford-White Corp. | M-4-40T***N-10 | Natural Gas | FALSE | FALSE |  | FALSE | 40 | 67 |  | 34000 | 79 | 24969 | 0.6 | 0.59 |  |  |  | Federally-Regulated Consumer Product |  | 2007-11-21
Rheem | Rheem | PROG40S-36N RU67 PV | Natural Gas | TRUE | TRUE |  | FALSE | 40 | 73 |  | 36000 | 80 |  | 0.67 | 0.59 |  |  |  | Federally-Regulated Consumer Product |  | 2014-02-04
Bradford White Corporation | Bradford-White Corp. | DS140S*FBN(A) | Natural Gas | FALSE | TRUE | Non-Ozone-Depleting | FALSE | 40 | 71 |  | 38000 | 79 | 25392 | 0.59 | 0.59 |  |  |  | Federally-Regulated Consumer Product |  | 2007-11-21
American Water Heater Co. | Lochinvar | UTN040 40 400 | Natural Gas | FALSE | TRUE |  | FALSE | 40 | 70 |  | 40000 | 76 |  | 0.62 | 0.59 |  |  |  | Federally-Regulated Consumer Product |  | 2015-10-01
American Water Heater Co. | American Water Heater Co. | MFG1140T403N*** | Natural Gas | FALSE | TRUE | Non-Ozone-Depleting | TRUE | 40 | 69 |  | 40000 | 76 | 25392 | 0.59 | 0.59 |  |  |  | Federally-Regulated Consumer Product |  | 2008-09-25
Bradford White Corporation | Bradford-White Corp. | MI40T*FBN(A) | Natural Gas | FALSE | TRUE |  | FALSE | 40 | 75 |  | 40000 | 79 | 25392 | 0.59 | 0.59 |  |  |  | Federally-Regulated Consumer Product |  | 2007-11-21
American Water Heater Co. | American Water Heater Co. | BFG6240S403N*** | Natural Gas | FALSE | TRUE | Non-Ozone-Depleting | FALSE | 40 | 67 |  | 40000 | 76 | 24164 | 0.62 | 0.59 |  |  |  | Federally-Regulated Consumer Product |  | 2007-11-21
American Water Heater Co. | American Water Heater Co. | SG9140T403N*** | Natural Gas | FALSE | TRUE | Non-Ozone-Depleting | FALSE | 40 | 77 |  | 40000 | 76 | 25392 | 0.59 | 0.59 |  |  |  | Federally-Regulated Consumer Product |  | 2010-03-16
American Water Heater Co. | American Water Heater Co. | DVG122-40S38-N*** | Natural Gas | FALSE | TRUE | Non-Ozone-Depleting | FALSE | 40 | 60 |  | 38000 | 76 | 25392 | 0.59 | 0.59 |  |  |  | Federally-Regulated Consumer Product |  | 2007-11-21
Rheem | Richmond | 9G40S-40F | Natural Gas | FALSE | TRUE |  | FALSE | 40 | 68 |  | 40000 | 76 | 25392 | 0.59 | 0.59 |  |  |  | Federally-Regulated Consumer Product |  | 2009-04-22
American Water Heater Co. | U.S. Craftmaster | FDG2H4040S3N | Natural Gas | TRUE | TRUE |  | FALSE | 40 | 67 |  | 40000 | 80 |  | 0.67 | 0.59 |  |  |  | Federally-Regulated Consumer Product |  | 2012-03-02
American Water Heater Co. | American Water Heater Co. | BFG9240T343N*** | Natural Gas | FALSE | TRUE | Non-Ozone-Depleting | FALSE | 40 | 53 |  | 34000 | 77 | 24560 | 0.61 | 0.59 |  |  |  | Federally-Regulated Consumer Product |  | 2007-11-21
Bradford White Corporation | Lochinvar Corp. | DVN041 | Natural Gas | FALSE | FALSE |  | FALSE | 40 | 69 |  | 40000 | 79 | 24164 | 0.62 | 0.59 |  |  |  | Federally-Regulated Consumer Product |  | 2007-11-21
Bradford White Corporation | Bradford-White Corp. | M440T***N5 | Natural Gas | FALSE | TRUE |  | FALSE | 40 | 75 |  | 40000 | 79 | 24164 | 0.62 | 0.59 |  |  |  | Federally-Regulated Consumer Product |  | 2007-11-21
American Water Heater Co. | American Water Heater Co. | FDG6240T403N | Natural Gas | TRUE | TRUE | Non-Ozone-Depleting | FALSE | 40 | 67 |  | 40000 | 79 | 22360 | 0.67 | 0.59 |  |  |  | Federally-Regulated Consumer Product |  | 2011-02-17
Bradford White Corporation | Bradford-White Corp. | MIMH40T*LN(A) | Natural Gas | FALSE | TRUE |  | TRUE | 40 | 60 |  | 34000 | 78 | 25392 | 0.59 | 0.59 |  |  |  | Federally-Regulated Consumer Product |  | 2007-11-21
GSW Water Heating | A O Smith Water Products | GPVT 40 200 S19 | Natural Gas | TRUE | TRUE |  | FALSE | 40 | 93 |  | 50000 | 82 |  | 0.7 | 0.59 |  |  |  | Federally-Regulated Consumer Product |  | 2012-08-28
Rheem | Rheem | PROG40-40N RU67 PDV | Natural Gas | TRUE | TRUE |  | FALSE | 40 | 73 |  | 40000 | 81 |  | 0.67 | 0.59 |  |  |  | Federally-Regulated Consumer Product |  | 2014-02-04
American Water Heater Co. | U.S. Craftmaster | BFG2H4040T3N*** | Natural Gas | FALSE | TRUE | Non-Ozone-Depleting | FALSE | 40 | 69 |  | 40000 | 76 | 23780 | 0.63 | 0.59 |  |  |  | Federally-Regulated Consumer Product |  | 2007-11-21
Bradford White Corporation | Bradford-White Corp. | MI404T***N7-ATO******* | Natural Gas | FALSE | TRUE |  | FALSE | 40 | 86 |  | 50000 | 78 | 25392 | 0.59 | 0.59 |  |  |  | Federally-Regulated Consumer Product |  | 2007-11-21
American Water Heater Co. | Reliance | 6 40UBRT 200 | Natural Gas | FALSE | TRUE |  | FALSE | 40 | 65 |  | 40000 | 77 |  | 0.59 | 0.59 |  |  |  | Federally-Regulated Consumer Product |  | 2011-11-30
American Water Heater Co. | U.S. Craftmaster | NG2(C¦F¦H¦J)4040S 400 | Natural Gas | FALSE | TRUE |  | FALSE | 40 | 67 |  | 40000 | 76 |  | 0.62 | 0.59 |  |  |  | Federally-Regulated Consumer Product |  | 2015-10-01
American Water Heater Co. | Whirlpool | UG2J4040T3N*** | Natural Gas | TRUE | TRUE | Non-Ozone-Depleting | FALSE | 40 | 70 |  | 40000 | 77 |  | 0.62 | 0.59 |  |  |  | Federally-Regulated Consumer Product |  | 2009-12-22
Bradford White Corporation | Lochinvar Corp. | XTN041G | Natural Gas | FALSE | FALSE |  | FALSE | 40 | 72 |  | 40000 | 77 | 25392 | 0.59 | 0.59 |  |  |  | Federally-Regulated Consumer Product |  | 2007-11-21
Bradford White Corporation | Lochinvar Corp. | XVN041 | Natural Gas | TRUE | TRUE |  | FALSE | 40 | 69 |  | 40000 | 79 | 24164 | 0.62 | 0.59 |  |  |  | Federally-Regulated Consumer Product |  | 2007-11-21
American Water Heater Co. | Whirlpool | BFG1F4040T3N*** | Natural Gas | TRUE | TRUE | Non-Ozone-Depleting | FALSE | 40 | 69 |  | 40000 | 76 |  | 0.59 | 0.59 |  |  |  | Federally-Regulated Consumer Product |  | 2009-12-22
Bradford White Corporation | Bradford-White Corp. | RG1D40T*N | Natural Gas | TRUE | TRUE |  | FALSE | 40 | 76 |  | 40000 | 79 |  | 0.62 | 0.62 |  |  |  | Federally-Regulated Consumer Product |  | 2015-07-06
American Water Heater Co. | U.S. Craftmaster | N40T91-343*** | Natural Gas | FALSE | TRUE |  | FALSE | 40 | 53 |  | 34000 | 77 |  | 0.59 | 0.59 |  |  |  | Federally-Regulated Consumer Product |  | 2011-10-27
GSW Water Heating | Reliance | 6 40 YBDS | Natural Gas | FALSE | TRUE |  | FALSE | 40 | 73 |  | 38000 | 80 | 24164 | 0.62 | 0.59 |  |  |  | Federally-Regulated Consumer Product |  | 2008-04-14
Rheem | Ruud | M2-40FN | Natural Gas | FALSE | TRUE | Non-Ozone-Depleting | FALSE | 40 | 72 |  | 38000 | 76 | 24969 | 0.6 | 0.59 |  |  |  | Federally-Regulated Consumer Product |  | 2008-04-14
GSW Water Heating | GSW Water Heating Co. | 40SNVH-FV | Natural Gas | TRUE | TRUE |  | FALSE | 40 | 65 |  | 30000 | 75 | 24969 | 0.6 | 0.59 |  |  |  | Federally-Regulated Consumer Product |  | 2007-11-21
GSW Water Heating | American Water Heater Co. | PVG62-40T50-NVS | Natural Gas | TRUE | TRUE |  | FALSE | 40 | 93 |  | 50000 | 82 |  | 0.7 | 0.59 |  |  |  | Federally-Regulated Consumer Product |  | 2012-08-28
Lochinvar¦ LLC. | Lochinvar Corp. | LTN 040 40 300 | Natural Gas | FALSE | TRUE |  | FALSE | 40 | 69 |  | 40000 | 76 |  | 0.59 | 0.59 |  |  |  | Federally-Regulated Consumer Product |  | 2011-11-30
American Water Heater Co. | U.S. Craftmaster | SG1J4040T3N*** | Natural Gas | FALSE | TRUE | Non-Ozone-Depleting | FALSE | 40 | 77 |  | 40000 | 76 | 25392 | 0.59 | 0.59 |  |  |  | Federally-Regulated Consumer Product |  | 2010-03-16
Rheem | Richmond | 12GR40S-40F | Natural Gas | TRUE | TRUE |  | FALSE | 40 | 70 |  | 40000 | 80 | 24164 | 0.62 | 0.59 |  |  |  | Federally-Regulated Consumer Product |  | 2010-03-16
American Water Heater Co. | U.S. Craftmaster | NU40T61-403 | Natural Gas | FALSE | TRUE | Non-Ozone-Depleting | FALSE | 40 | 65 |  | 40000 | 77 | 25392 | 0.59 | 0.59 |  |  |  | Federally-Regulated Consumer Product |  | 2011-11-30
Giant Factories¦ Inc. | Giant Factories¦ Inc. | UG40-38LFD-N1U | Natural Gas | TRUE | TRUE |  | FALSE | 40 | 68 |  | 38000 | 78 |  | 0.67 | 0.59 |  |  |  | Federally-Regulated Consumer Product |  | 2014-02-04
Bradford White Corporation | Bradford-White Corp. | MIMH40T**N13-ATO******* | Natural Gas | FALSE | TRUE |  | TRUE | 40 | 60 |  | 34000 | 77 | 25392 | 0.59 | 0.59 |  |  |  | Federally-Regulated Consumer Product |  | 2007-11-21
American Water Heater Co. | Sears Brand Management Corp. | 153.5524 | Natural Gas | FALSE | TRUE |  | FALSE | 40 | 74 |  | 40000 | 80 |  | 0.62 | 0.59 |  |  |  | Federally-Regulated Consumer Product |  | 2015-04-10
American Water Heater Co. | American Water Heater Co. | BFG9140S403N0H*** | Natural Gas | FALSE | TRUE |  | FALSE | 40 | 67 |  | 40000 | 76 | 25392 | 0.59 | 0.59 |  |  |  | Federally-Regulated Consumer Product |  | 2010-03-16
Lochinvar¦ LLC. | Lochinvar Corp. | LVN 040 40 100 | Natural Gas | TRUE | FALSE |  | FALSE | 40 | 69 |  | 40000 | 81 |  | 0.65 | 0.59 |  |  |  | Federally-Regulated Consumer Product |  | 2011-11-30
A O Smith Water Products | Lochinvar | USN040 40-8(T) 400 | Natural Gas | FALSE | TRUE |  | FALSE | 40 | 69 |  | 40000 | 77 |  | 0.62 | 0.59 |  |  |  | Federally-Regulated Consumer Product |  | 2016-12-22
Rheem | Rheem | 42V40-40F | Natural Gas | FALSE | TRUE |  | FALSE | 40 | 68 |  | 40000 | 76 | 25392 | 0.59 | 0.59 |  |  |  | Federally-Regulated Consumer Product |  | 2009-04-22
Rheem | Rheem | 12G40S-40E2 | Natural Gas | FALSE | TRUE |  | FALSE | 40 | 72 |  | 40000 | 78 |  | 0.67 | 0.59 |  |  |  | Federally-Regulated Consumer Product |  | 2011-09-27
A O Smith Water Products | A.O. SMITH | XCV 40 200 | Natural Gas | FALSE | TRUE |  | FALSE | 40 | 69 |  | 40000 | 76 |  | 0.59 | 0.59 |  |  |  | Federally-Regulated Consumer Product |  | 2017-05-25
Bradford White Corporation | Bradford-White Corp. | MIMH40T*FLN(A) | Natural Gas | FALSE | TRUE | Non-Ozone-Depleting | TRUE | 40 | 60 |  | 34000 | 78 | 25392 | 0.59 | 0.59 |  |  |  | Federally-Regulated Consumer Product |  | 2007-11-21
A O Smith Water Products | A O Smith Water Products | XCV 40 300 | Natural Gas | FALSE | TRUE |  | FALSE | 40 | 69 |  | 40000 | 76 |  | 0.59 | 0.59 |  |  |  | Federally-Regulated Consumer Product |  | 2011-09-28
American Water Heater Co. | U.S. Craftmaster | 40T(3¦6¦9¦12)-40UNG 400 | Natural Gas | FALSE | TRUE |  | FALSE | 40 | 74 |  | 40000 | 80 |  | 0.62 | 0.59 |  |  |  | Federally-Regulated Consumer Product |  | 2015-04-10
Rheem | Ruud | 42VP40SPFW | Natural Gas | FALSE | TRUE | Non-Ozone-Depleting | FALSE | 40 | 71 |  | 40000 | 76 | 23408 | 0.64 | 0.59 |  |  |  | Federally-Regulated Consumer Product |  | 2010-03-16
American Water Heater Co. | U.S. Craftmaster | BFG1F4034T3N*** | Natural Gas | FALSE | TRUE | Non-Ozone-Depleting | FALSE | 40 | 53 |  | 34000 | 77 | 25392 | 0.59 | 0.59 |  |  |  | Federally-Regulated Consumer Product |  | 2011-09-27
American Water Heater Co. | A O Smith Water Products | AFMV 40 100 | Natural Gas | FALSE | TRUE |  | TRUE | 40 | 69 |  | 40000 | 76 | 25392 | 0.59 | 0.59 |  |  |  | Federally-Regulated Consumer Product |  | 2008-09-25
American Water Heater Co. | A O Smith Water Products | GVCA 40 102 | Natural Gas | FALSE | TRUE | Non-Ozone-Depleting | FALSE | 40 | 67 |  | 40000 | 76 | 25392 | 0.59 | 0.59 |  |  |  | Federally-Regulated Consumer Product |  | 2008-09-25
Bradford White Corporation | Bradford-White Corp. | MI40T***N7-ATO****** | Natural Gas | FALSE | TRUE | Non-Ozone-Depleting | FALSE | 40 | 75 |  | 40000 | 79 | 25392 | 0.59 | 0.59 |  |  |  | Federally-Regulated Consumer Product |  | 2009-04-22
American Water Heater Co. | Sears¦ Roebuck¦ & Co. | 153.339271 HA | Natural Gas | FALSE | TRUE |  | FALSE | 40 | 67 |  | 40000 | 76 | 25392 | 0.59 | 0.59 |  |  |  | Federally-Regulated Consumer Product |  | 2008-09-25
A O Smith Water Products | A O Smith Water Products | XCVL 40 200 | Natural Gas | FALSE | TRUE |  | FALSE | 40 | 66 |  | 40000 | 76 | 25392 | 0.59 | 0.59 |  |  |  | Federally-Regulated Consumer Product |  | 2008-10-20
GSW Water Heating | American Water Heater Co. | PDVG62-40S40-NVL 200 | Natural Gas | TRUE | TRUE |  | FALSE | 40 | 71 |  | 40000 | 84 |  | 0.71 | 0.59 |  |  |  | Federally-Regulated Consumer Product |  | 2015-01-05
Rheem | Richmond | 12G40V-38FN | Natural Gas | FALSE | TRUE | Non-Ozone-Depleting | FALSE | 40 | 73 |  | 38000 | 76 | 24164 | 0.62 | 0.59 |  |  |  | Federally-Regulated Consumer Product |  | 2008-04-14
A O Smith Water Products | A O Smith Water Products | XCVL 40 300 | Natural Gas | FALSE | TRUE |  | FALSE | 40 | 67 |  | 40000 | 76 |  | 0.59 | 0.59 |  |  |  | Federally-Regulated Consumer Product |  | 2011-11-30
Bradford White Corporation | Bradford-White Corp. | U1XR403S*FRN(A) | Natural Gas | FALSE | TRUE | Non-Ozone-Depleting | FALSE | 40 | 72 |  | 40000 | 79 | 25392 | 0.59 | 0.59 |  |  |  | Federally-Regulated Consumer Product |  | 2008-09-25
Rheem Sales Co.¦ Inc. | Rheem | 23V40NE2 | Natural Gas | TRUE | TRUE |  | FALSE | 40 | 71 |  | 36000 | 80 |  | 0.68 | 0.59 |  |  |  | Federally-Regulated Consumer Product |  | 2015-10-01
A O Smith Water Products | A O Smith Water Products | XCVT 40 300 | Natural Gas | FALSE | TRUE |  | FALSE | 40 | 80 |  | 50000 | 76 |  | 0.59 | 0.59 |  |  |  | Federally-Regulated Consumer Product |  | 2011-11-30
Bradford White Corporation | Bradford-White Corp. | DS140S***N15-ATO****** | Natural Gas | FALSE | TRUE | Non-Ozone-Depleting | FALSE | 40 | 71 |  | 38000 | 79 | 25392 | 0.59 | 0.59 |  |  |  | Federally-Regulated Consumer Product |  | 2009-04-22
Bradford White Corporation | Lochinvar Corp. | LTN041G | Natural Gas | FALSE | FALSE |  | FALSE | 40 | 72 |  | 40000 | 77 | 25392 | 0.59 | 0.59 |  |  |  | Federally-Regulated Consumer Product |  | 2007-11-21
A O Smith Water Products | A O Smith Water Products | XGV 40 200 | Natural Gas | FALSE | TRUE | Non-Ozone-Depleting | FALSE | 40 | 69 |  | 40000 | 76 | 24164 | 0.62 | 0.59 |  |  |  | Federally-Regulated Consumer Product |  | 2012-06-11
Rheem | Ruud | PVRP40NT | Natural Gas | TRUE | TRUE |  | FALSE | 40 | 66 |  | 40000 | 76 | 23408 | 0.64 | 0.59 |  |  |  | Federally-Regulated Consumer Product |  | 2007-11-21
A O Smith Water Products | A O Smith Water Products | XGV 40 300 | Natural Gas | FALSE | TRUE |  | FALSE | 40 | 69 |  | 40000 | 76 |  | 0.62 | 0.59 |  |  |  | Federally-Regulated Consumer Product |  | 2011-11-30
A O Smith Water Products | A O Smith Water Products | XGV 40L 300 | Natural Gas | FALSE | TRUE |  | FALSE | 40 | 69 |  | 40000 | 76 |  | 0.62 | 0.59 |  |  |  | Federally-Regulated Consumer Product |  | 2011-11-30
American Standard Water Heater Co. | Dura-Glass | G-40L-2-3-6 | Natural Gas | TRUE | TRUE | Non-Ozone-Depleting | FALSE | 40 | 67.4 |  | 40000 | 80.7 | 24160 | 0.62 | 0.59 |  |  |  | Federally-Regulated Consumer Product |  | 2008-05-01
Rheem Sales Co.¦ Inc. | Ruud | PVP40E2 | Natural Gas | TRUE | TRUE |  | FALSE | 40 | 68 |  | 40000 | 82 |  | 0.67 | 0.59 |  |  |  | Federally-Regulated Consumer Product |  | 2015-10-01
Bradford White Corporation | Bradford-White Corp. | M1TW40S**FBN(A) | Natural Gas | TRUE | TRUE | Ozone-Depleting | FALSE | 40 | 72 |  | 40000 | 80 | 23780 | 0.63 | 0.59 |  |  |  | Federally-Regulated Consumer Product |  | 2009-05-06
A O Smith Water Products | A O Smith Water Products | XGV-40-100 | Natural Gas | FALSE | TRUE | Non-Ozone-Depleting | FALSE | 40 | 81 |  | 40000 | 76 | 23780 | 0.63 | 0.59 |  |  |  | Federally-Regulated Consumer Product |  | 2007-11-21
A O Smith Water Products | A O Smith Water Products | XGV-40L-100 | Natural Gas | FALSE | TRUE | Non-Ozone-Depleting | FALSE | 40 | 81 |  | 40000 | 76 | 23780 | 0.63 | 0.59 |  |  |  | Federally-Regulated Consumer Product |  | 2007-11-21
American Water Heater Co. | U.S. Craftmaster | BFG2F4040S3N*** | Natural Gas | FALSE | TRUE | Non-Ozone-Depleting | FALSE | 40 | 67 |  | 40000 | 76 | 24164 | 0.62 | 0.59 |  |  |  | Federally-Regulated Consumer Product |  | 2007-11-21
Rheem | Rheem | PG40S09AVG00 | Natural Gas | FALSE | TRUE |  | FALSE | 40 | 68 |  | 40000 | 76 | 25392 | 0.59 | 0.59 |  |  |  | Federally-Regulated Consumer Product |  | 2008-09-25
A O Smith Water Products | A O Smith Water Products | XGVL-40-100 | Natural Gas | FALSE | TRUE | Non-Ozone-Depleting | FALSE | 40 | 74 |  | 40000 | 79 | 23780 | 0.63 | 0.59 |  |  |  | Federally-Regulated Consumer Product |  | 2007-11-21
Rheem | Rheem | PROG40-38N RH59 DV | Natural Gas | FALSE | FALSE |  | FALSE | 40 | 66 |  | 38000 | 76 |  | 0.59 | 0.59 |  |  |  | Federally-Regulated Consumer Product |  | 2013-11-18
A O Smith Water Products | A.O. SMITH | XVR 40 200 | Natural Gas | FALSE | TRUE |  | FALSE | 40 | 69 |  | 40000 | 76 |  | 0.62 | 0.59 |  |  |  | Federally-Regulated Consumer Product |  | 2017-05-25
A O Smith Water Products | A O Smith Water Products | XVR 40 200 | Natural Gas | FALSE | TRUE |  | FALSE | 40 | 69 |  | 40000 | 76 |  | 0.62 | 0.62 |  |  |  | Federally-Regulated Consumer Product |  | 2015-07-10
Rheem | Rheem | GG40S06AVJ00 | Natural Gas | FALSE | TRUE |  | FALSE | 40 | 72 |  | 36000 | 76 | 25392 | 0.59 | 0.59 |  |  |  | Federally-Regulated Consumer Product |  | 2009-04-22
A O Smith Water Products | A O Smith Water Products | XVR 40 300 | Natural Gas | FALSE | TRUE |  | FALSE | 40 | 69 |  | 40000 | 76 |  | 0.62 | 0.59 |  |  |  | Federally-Regulated Consumer Product |  | 2011-11-30
American Water Heater Co. | THE EARLS ENERGY CONSERVATION WATER HEATER | BFG6240T403N*** | Natural Gas | FALSE | TRUE |  | FALSE | 40 | 69 |  | 40000 | 76 |  | 0.63 | 0.59 |  |  |  | Federally-Regulated Consumer Product |  | 2015-10-01
Rheem | Rheem | 22V40SDVX | Natural Gas | FALSE | FALSE |  | TRUE | 40 | 68 |  | 34000 | 76 | 25392 | 0.59 | 0.59 |  |  |  | Federally-Regulated Consumer Product |  | 2007-11-21
Rheem | Ruud | P2-40SFN | Natural Gas | FALSE | TRUE | Non-Ozone-Depleting | FALSE | 40 | 68 |  | 36000 | 76 | 24969 | 0.6 | 0.59 |  |  |  | Federally-Regulated Consumer Product |  | 2008-04-14
Bradford White Corporation | Lochinvar Corp. | DVN041 | Natural Gas | TRUE | FALSE |  | FALSE | 40 | 69 |  | 40000 | 80 | 24164 | 0.62 | 0.59 |  |  |  | Federally-Regulated Consumer Product |  | 2007-11-21
A O Smith Water Products | A O Smith Water Products | XVRL 40 300 | Natural Gas | FALSE | TRUE |  | FALSE | 40 | 67 |  | 40000 | 76 |  | 0.62 | 0.59 |  |  |  | Federally-Regulated Consumer Product |  | 2011-11-30
HTP¦ Inc. | Rheem | HE45-199 | Natural Gas | FALSE |  | Non-Ozone-Depleting | FALSE | 45 |  | 5 | 199000 | 95.4 | 17551 | 0.9 | 0.5 |  | 0 |  | Non Federally-Regulated |  | 2003-09-19
Bradford White Corporation | Jetglas | URG250H*N | Natural Gas | FALSE | TRUE |  | FALSE | 46 | 110 |  | 55000 | 82 |  | 0.6 |  | TRUE |  | 0.64 | Federally-Regulated Consumer Product | 0.63 | 2017-12-04
Bradford White Corporation | Jetglas | ULG250H55*N | Natural Gas | FALSE | TRUE |  | FALSE | 46 | 110 |  | 55000 | 82 |  | 0.6 |  | TRUE |  | 0.64 | Federally-Regulated Consumer Product | 0.63 | 2017-12-04
Bradford White Corporation | Jetglas | RG2PV50H*N | Natural Gas | TRUE | TRUE |  | FALSE | 46 | 116 |  | 65000 | 81 |  | 0.7 |  | TRUE |  | 0.68 | Federally-Regulated Consumer Product | 0.63 | 2017-12-04
Bradford White Corporation | Jetglas | LG2PV50H65*N | Natural Gas | TRUE | TRUE |  | FALSE | 46 | 116 |  | 65000 | 81 |  | 0.7 |  | TRUE |  | 0.68 | Federally-Regulated Consumer Product | 0.63 | 2017-12-04
Bradford White Corporation | Jetglas | RG2PDV50H*N | Natural Gas | TRUE | TRUE |  | FALSE | 46 | 103 |  | 60000 | 77 |  | 0.68 |  | TRUE |  | 0.68 | Federally-Regulated Consumer Product | 0.63 | 2017-12-04
Bradford White Corporation | Jetglas | LG2PDV50H60*N | Natural Gas | TRUE | TRUE |  | FALSE | 46 | 103 |  | 60000 | 77 |  | 0.68 |  | TRUE |  | 0.68 | Federally-Regulated Consumer Product | 0.63 | 2017-12-04
Bradford White Corporation | Jetglas | RG2DV50H*N-*** | Natural Gas | FALSE | TRUE |  | FALSE | 46 | 96 |  | 50000 | 78 |  | 0.6 |  | TRUE |  | 0.64 | Federally-Regulated Consumer Product | 0.63 | 2017-12-04
Bradford White Corporation | Jetglas | LG2DV50H50*N | Natural Gas | FALSE | TRUE |  | FALSE | 46 | 96 |  | 50000 | 78 |  | 0.6 |  | TRUE |  | 0.64 | Federally-Regulated Consumer Product | 0.63 | 2017-12-04
Bradford White Corporation | BRADFORD WHITE | URG250H*N | Natural Gas | FALSE | TRUE |  | FALSE | 46 | 110 |  | 55000 | 82 |  | 0.6 |  | TRUE |  | 0.64 | Federally-Regulated Consumer Product | 0.63 | 2017-12-04
Bradford White Corporation | BRADFORD WHITE | ULG250H55*N | Natural Gas | FALSE | TRUE |  | FALSE | 46 | 110 |  | 55000 | 82 |  | 0.6 |  | TRUE |  | 0.64 | Federally-Regulated Consumer Product | 0.63 | 2017-12-04
Bradford White Corporation | BRADFORD WHITE | RG2PV50H*N | Natural Gas | TRUE | TRUE |  | FALSE | 46 | 116 |  | 65000 | 81 |  | 0.7 |  | TRUE |  | 0.68 | Federally-Regulated Consumer Product | 0.63 | 2017-12-04
Bradford White Corporation | BRADFORD WHITE | LG2PV50H65*N | Natural Gas | TRUE | TRUE |  | FALSE | 46 | 116 |  | 65000 | 81 |  | 0.7 |  | TRUE |  | 0.68 | Federally-Regulated Consumer Product | 0.63 | 2017-12-04
Bradford White Corporation | BRADFORD WHITE | RG2PDV50H*N | Natural Gas | TRUE | TRUE |  | FALSE | 46 | 103 |  | 60000 | 77 |  | 0.68 |  | TRUE |  | 0.68 | Federally-Regulated Consumer Product | 0.63 | 2017-12-04
Bradford White Corporation | BRADFORD WHITE | LG2PDV50H60*N | Natural Gas | TRUE | TRUE |  | FALSE | 46 | 103 |  | 60000 | 77 |  | 0.68 |  | TRUE |  | 0.68 | Federally-Regulated Consumer Product | 0.63 | 2017-12-04
Bradford White Corporation | BRADFORD WHITE | RG2DV50H*N-*** | Natural Gas | FALSE | TRUE |  | FALSE | 46 | 96 |  | 50000 | 78 |  | 0.6 |  | TRUE |  | 0.64 | Federally-Regulated Consumer Product | 0.63 | 2017-12-04
Bradford White Corporation | BRADFORD WHITE | LG2DV50H50*N | Natural Gas | FALSE | TRUE |  | FALSE | 46 | 96 |  | 50000 | 78 |  | 0.6 |  | TRUE |  | 0.64 | Federally-Regulated Consumer Product | 0.63 | 2017-12-04
Bradford White Corporation | BRADFORD WHITE | RG250H*N | Natural Gas | FALSE | TRUE |  | FALSE | 46 | 106 |  | 65000 | 81 |  | 0.6 |  | TRUE |  | 0.63 | Federally-Regulated Consumer Product | 0.63 | 2017-12-06
Bradford White Corporation | Jetglas | RG250H*N | Natural Gas | FALSE | TRUE |  | FALSE | 46 | 106 |  | 65000 | 81 |  | 0.6 |  | TRUE |  | 0.63 | Federally-Regulated Consumer Product | 0.63 | 2017-12-06
Bradford White Corporation | BRADFORD WHITE | LG250H65*N | Natural Gas | FALSE | TRUE |  | FALSE | 46 | 106 |  | 65000 | 81 |  | 0.6 |  | TRUE |  | 0.63 | Federally-Regulated Consumer Product | 0.63 | 2018-01-22
Bradford White Corporation | BRADFORD WHITE | URG2PV50H*N | Natural Gas | TRUE | TRUE |  | FALSE | 46 | 107 |  | 56000 | 79 |  | 0.7 |  | TRUE |  | 0.68 | Federally-Regulated Consumer Product | 0.63 | 2018-01-22
Bradford White Corporation | BRADFORD WHITE | ULG2PV50H56*N | Natural Gas | TRUE | TRUE |  | FALSE | 46 | 107 |  | 56000 | 79 |  | 0.7 |  | TRUE |  | 0.68 | Federally-Regulated Consumer Product | 0.63 | 2018-01-22
Bradford White Corporation | BRADFORD WHITE | URG2PDV50H*N | Natural Gas | TRUE | TRUE |  | FALSE | 46 | 82 |  | 50000 | 76 |  | 0.68 |  | TRUE |  | 0.68 | Federally-Regulated Consumer Product | 0.63 | 2018-01-22
Bradford White Corporation | BRADFORD WHITE | ULG2PDV50H50*N | Natural Gas | TRUE | TRUE |  | FALSE | 46 | 82 |  | 50000 | 76 |  | 0.68 |  | TRUE |  | 0.68 | Federally-Regulated Consumer Product | 0.63 | 2018-01-22
Bradford White Corporation | BRADFORD WHITE | URG2DV50H*N-*** | Natural Gas | FALSE | TRUE |  | FALSE | 46 | 83 |  | 45000 | 77 |  | 0.6 |  | TRUE |  | 0.64 | Federally-Regulated Consumer Product | 0.63 | 2018-01-22
Bradford White Corporation | BRADFORD WHITE | ULG2DV50H45*N-*** | Natural Gas | FALSE | TRUE |  | FALSE | 46 | 83 |  | 45000 | 77 |  | 0.6 |  | TRUE |  | 0.64 | Federally-Regulated Consumer Product | 0.63 | 2018-01-22
Bradford White Corporation | Jetglas | LG250H65*N | Natural Gas | FALSE | TRUE |  | FALSE | 46 | 106 |  | 65000 | 81 |  | 0.6 |  | TRUE |  | 0.63 | Federally-Regulated Consumer Product | 0.63 | 2018-01-22
Bradford White Corporation | Jetglas | URG2PV50H*N | Natural Gas | TRUE | TRUE |  | FALSE | 46 | 107 |  | 56000 | 79 |  | 0.7 |  | TRUE |  | 0.68 | Federally-Regulated Consumer Product | 0.63 | 2018-01-22
Bradford White Corporation | Jetglas | ULG2PV50H56*N | Natural Gas | TRUE | TRUE |  | FALSE | 46 | 107 |  | 56000 | 79 |  | 0.7 |  | TRUE |  | 0.68 | Federally-Regulated Consumer Product | 0.63 | 2018-01-22
Bradford White Corporation | Jetglas | URG2PDV50H*N | Natural Gas | TRUE | TRUE |  | FALSE | 46 | 82 |  | 50000 | 76 |  | 0.68 |  | TRUE |  | 0.68 | Federally-Regulated Consumer Product | 0.63 | 2018-01-22
Bradford White Corporation | Jetglas | ULG2PDV50H50*N | Natural Gas | TRUE | TRUE |  | FALSE | 46 | 82 |  | 50000 | 76 |  | 0.68 |  | TRUE |  | 0.68 | Federally-Regulated Consumer Product | 0.63 | 2018-01-22
Bradford White Corporation | Jetglas | URG2DV50H*N-*** | Natural Gas | FALSE | TRUE |  | FALSE | 46 | 83 |  | 45000 | 77 |  | 0.6 |  | TRUE |  | 0.64 | Federally-Regulated Consumer Product | 0.63 | 2018-01-22
Bradford White Corporation | Jetglas | ULG2DV50H45*N-*** | Natural Gas | FALSE | TRUE |  | FALSE | 46 | 83 |  | 45000 | 77 |  | 0.6 |  | TRUE |  | 0.64 | Federally-Regulated Consumer Product | 0.63 | 2018-01-22
Rheem Sales Company¦ Inc. | Ruud | PHE50 | Natural Gas | TRUE | TRUE |  | FALSE | 46 | 87 |  | 40000 | 89 |  |  |  | TRUE |  | 0.8 | Federally-Regulated Consumer Product | 0.63 | 2018-01-24
Rheem Sales Company¦ Inc. | Rheem | RHE50 | Natural Gas | TRUE | TRUE |  | FALSE | 46 | 87 |  | 40000 | 89 |  |  |  | TRUE |  | 0.8 | Federally-Regulated Consumer Product | 0.63 | 2018-01-30
Rheem Sales Company¦ Inc. | Richmond | 6RHE50 | Natural Gas | TRUE | TRUE |  | FALSE | 46 | 87 |  | 40000 | 89 |  |  |  | TRUE |  | 0.8 | Federally-Regulated Consumer Product | 0.63 | 2018-01-30
Rheem Sales Company¦ Inc. | EcoSense | ECORHE50 | Natural Gas | TRUE | TRUE |  | FALSE | 46 | 87 |  | 40000 | 89 |  |  |  | TRUE |  | 0.8 | Federally-Regulated Consumer Product | 0.63 | 2018-05-07
Bradford White Corporation | Lochinvar Corp. | PVN050 | Natural Gas | TRUE | FALSE |  | FALSE | 46 | 96 |  | 65000 | 79 | 24164 | 0.62 | 0.58 |  |  |  | Federally-Regulated Consumer Product |  | 2007-11-21
Bradford White Corporation | Jetglas | RG250S*N | Natural Gas | FALSE | TRUE |  | FALSE | 47 | 75 |  | 50000 | 78 |  | 0.6 |  | TRUE |  | 0.63 | Federally-Regulated Consumer Product | 0.63 | 2017-12-04
Bradford White Corporation | Jetglas | RG2DV50S*N-*** | Natural Gas | FALSE | TRUE |  | FALSE | 47 | 77 |  | 42000 | 75 |  | 0.6 |  | TRUE |  | 0.64 | Federally-Regulated Consumer Product | 0.63 | 2017-12-04
Bradford White Corporation | Jetglas | RG150T*N | Natural Gas | FALSE | TRUE |  | FALSE | 47 | 75 |  | 34000 | 80 |  | 0.6 |  | TRUE |  | 0.63 | Federally-Regulated Consumer Product | 0.63 | 2017-12-04
Bradford White Corporation | Jetglas | URG150T*N | Natural Gas | FALSE | TRUE |  | FALSE | 47 | 75 |  | 34000 | 80 |  | 0.6 |  | TRUE |  | 0.63 | Federally-Regulated Consumer Product | 0.63 | 2017-12-04
Bradford White Corporation | BRADFORD WHITE | RG250S*N | Natural Gas | FALSE | TRUE |  | FALSE | 47 | 75 |  | 50000 | 78 |  | 0.6 |  | TRUE |  | 0.63 | Federally-Regulated Consumer Product | 0.63 | 2017-12-04
Bradford White Corporation | BRADFORD WHITE | RG2DV50S*N-*** | Natural Gas | FALSE | TRUE |  | FALSE | 47 | 77 |  | 42000 | 75 |  | 0.6 |  | TRUE |  | 0.64 | Federally-Regulated Consumer Product | 0.63 | 2017-12-04
Bradford White Corporation | BRADFORD WHITE | RG150T*N | Natural Gas | FALSE | TRUE |  | FALSE | 47 | 75 |  | 34000 | 80 |  | 0.6 |  | TRUE |  | 0.63 | Federally-Regulated Consumer Product | 0.63 | 2017-12-04
Bradford White Corporation | BRADFORD WHITE | URG150T*N | Natural Gas | FALSE | TRUE |  | FALSE | 47 | 75 |  | 34000 | 80 |  | 0.6 |  | TRUE |  | 0.63 | Federally-Regulated Consumer Product | 0.63 | 2017-12-04
Bradford White Corporation | BRADFORD WHITE | RG250L*N | Natural Gas | FALSE | TRUE |  | FALSE | 47 | 77 |  | 40000 | 76 |  | 0.6 |  | TRUE |  | 0.63 | Federally-Regulated Consumer Product | 0.63 | 2017-12-06
Bradford White Corporation | BRADFORD WHITE | URG250L*N | Natural Gas | FALSE | TRUE |  | FALSE | 47 | 77 |  | 40000 | 76 |  | 0.6 |  | TRUE |  | 0.63 | Federally-Regulated Consumer Product | 0.63 | 2017-12-06
Bradford White Corporation | BRADFORD WHITE | RG2D50S*N | Natural Gas | TRUE | TRUE |  | FALSE | 47 | 81 |  | 40000 | 79 |  | 0.67 |  | TRUE |  | 0.68 | Federally-Regulated Consumer Product | 0.63 | 2017-12-06
Bradford White Corporation | BRADFORD WHITE | URG2D50S*N | Natural Gas | TRUE | TRUE |  | FALSE | 47 | 81 |  | 40000 | 79 |  |  |  | TRUE |  | 0.68 | Federally-Regulated Consumer Product | 0.63 | 2017-12-06
Bradford White Corporation | Jetglas | RG250L*N | Natural Gas | FALSE | TRUE |  | FALSE | 47 | 77 |  | 40000 | 76 |  | 0.6 |  | TRUE |  | 0.63 | Federally-Regulated Consumer Product | 0.63 | 2017-12-06
Bradford White Corporation | Jetglas | URG250L*N | Natural Gas | FALSE | TRUE |  | FALSE | 47 | 77 |  | 40000 | 76 |  | 0.6 |  | TRUE |  | 0.63 | Federally-Regulated Consumer Product | 0.63 | 2017-12-06
Bradford White Corporation | Jetglas | RG2D50S*N | Natural Gas | TRUE | TRUE |  | FALSE | 47 | 81 |  | 40000 | 79 |  | 0.67 |  | TRUE |  | 0.68 | Federally-Regulated Consumer Product | 0.63 | 2017-12-06
Bradford White Corporation | BRADFORD WHITE | URG250S*N | Natural Gas | FALSE | TRUE |  | FALSE | 47 | 75 |  | 50000 | 78 |  | 0.6 |  | TRUE |  | 0.63 | Federally-Regulated Consumer Product | 0.63 | 2018-01-22
Bradford White Corporation | BRADFORD WHITE | URG2DV50S*N-*** | Natural Gas | FALSE | TRUE |  | FALSE | 47 | 78 |  | 38000 | 81 |  | 0.6 |  | TRUE |  | 0.63 | Federally-Regulated Consumer Product | 0.63 | 2018-01-22
Bradford White Corporation | Jetglas | URG250S*N | Natural Gas | FALSE | TRUE |  | FALSE | 47 | 75 |  | 50000 | 78 |  | 0.6 |  | TRUE |  | 0.63 | Federally-Regulated Consumer Product | 0.63 | 2018-01-22
Bradford White Corporation | Jetglas | URG2DV50S*N-*** | Natural Gas | FALSE | TRUE |  | FALSE | 47 | 78 |  | 38000 | 81 |  | 0.6 |  | TRUE |  | 0.63 | Federally-Regulated Consumer Product | 0.63 | 2018-01-22
Giant Factories¦ Inc. | GIANT | UG50-38TFPDV1-N2U | Natural Gas | TRUE | TRUE |  | FALSE | 47 | 68 |  | 38000 | 78 |  |  |  | TRUE |  | 0.64 | Federally-Regulated Consumer Product | 0.57 | 2018-01-24
Giant Factories¦ Inc. | GIANT | UG50-38TFPDV-N2U-US | Natural Gas | TRUE | TRUE |  | FALSE | 47 | 68 |  | 38000 | 78 |  |  |  | TRUE |  | 0.64 | Federally-Regulated Consumer Product | 0.57 | 2018-01-24
Giant Factories¦ Inc. | GIANT | UG50-38TFPDV-N2U | Natural Gas | TRUE | TRUE |  | FALSE | 47 | 68 |  | 38000 | 78 |  |  |  | TRUE |  | 0.64 | Federally-Regulated Consumer Product | 0.57 | 2018-01-24
Bradford White Corporation | Lochinvar Corp. | PVN050 | Natural Gas | FALSE | FALSE |  | FALSE | 47 | 96 |  | 65000 | 80 | 24164 | 0.62 | 0.58 |  |  |  | Federally-Regulated Consumer Product |  | 2007-11-21
Lochinvar¦ LLC. | Lochinvar Corp. | XDN050G | Natural Gas | FALSE | FALSE |  | FALSE | 47 | 87 |  | 65000 | 77 | 25830 | 0.58 | 0.58 |  |  |  | Federally-Regulated Consumer Product |  | 2007-11-21
A O Smith Water Products | Sears¦ Roebuck¦ & Co. | 153.3396 | Natural Gas | FALSE | TRUE | Non-Ozone-Depleting | FALSE | 48 | 90 |  | 50000 | 76 | 25830 | 0.58 | 0.58 |  |  |  | Federally-Regulated Consumer Product |  | 2007-11-21
A O Smith Water Products | A O Smith Water Products | 153.3398 | Natural Gas | FALSE | TRUE | Non-Ozone-Depleting | FALSE | 48 | 90 |  | 50000 | 76 | 25830 | 0.58 | 0.58 |  |  |  | Federally-Regulated Consumer Product |  | 2007-11-21
A O Smith Water Products | Sears¦ Roebuck¦ & Co. | 153.3398 | Natural Gas | FALSE | TRUE | Non-Ozone-Depleting | FALSE | 48 | 90 |  | 50000 | 76 | 25830 | 0.58 | 0.58 |  |  |  | Federally-Regulated Consumer Product |  | 2007-11-21
Giant Factories¦ Inc. | GIANT | UG50-38TFPDV1-N2U-US | Natural Gas | TRUE | TRUE |  | FALSE | 48 | 71 |  | 38000 | 80 |  | 0.67 | 0.58 |  |  |  | Federally-Regulated Consumer Product |  | 2017-05-25
Bradford White Corporation | BRADFORD WHITE | UTW450S60FR**N(A) | Natural Gas | TRUE | TRUE |  | FALSE | 48 | 101 |  | 60000 | 81 |  | 0.66 | 0.58 |  |  |  | Federally-Regulated Consumer Product |  | 2017-05-25
Bradford White Corporation | BRADFORD WHITE | DH1504T**FBN(B)-***** | Natural Gas | FALSE | TRUE |  | FALSE | 48 | 93 |  | 50000 | 78 |  | 0.58 | 0.58 |  |  |  | Federally-Regulated Consumer Product |  | 2017-05-25
Bradford White Corporation | BRADFORD WHITE | DH50T50FB*N(B)-***** | Natural Gas | FALSE | TRUE |  | FALSE | 48 | 93 |  | 48000 | 78 |  | 0.58 | 0.58 |  |  |  | Federally-Regulated Consumer Product |  | 2017-05-25
Bradford White Corporation | BRADFORD WHITE | 50T65FB**N(E) | Natural Gas | FALSE | TRUE |  | FALSE | 48 | 103 |  | 65000 | 79 |  | 0.59 | 0.58 |  |  |  | Federally-Regulated Consumer Product |  | 2017-05-25
Bradford White Corporation | BRADFORD WHITE | MIITW50T***N15-ATO****** | Natural Gas | TRUE | TRUE |  | FALSE | 48 | 108 |  | 67000 | 81 |  | 0.66 | 0.58 |  |  |  | Federally-Regulated Consumer Product |  | 2017-05-25
Bradford White Corporation | BRADFORD WHITE | MIITW50T***N15 | Natural Gas | TRUE | TRUE |  | FALSE | 48 | 108 |  | 67000 | 81 |  | 0.66 | 0.58 |  |  |  | Federally-Regulated Consumer Product |  | 2017-05-25
Bradford White Corporation | BRADFORD WHITE | M2TW50T*BN1 | Natural Gas | TRUE | TRUE |  | FALSE | 48 | 108 |  | 67000 | 81 |  | 0.66 | 0.58 |  |  |  | Federally-Regulated Consumer Product |  | 2017-05-25
Bradford White Corporation | BRADFORD WHITE | M2TW50T**FBN(A) | Natural Gas | TRUE | TRUE |  | FALSE | 48 | 108 |  | 67000 | 81 |  | 0.66 | 0.58 |  |  |  | Federally-Regulated Consumer Product |  | 2017-05-25
Bradford White Corporation | BRADFORD WHITE | MIITW50T***N12 | Natural Gas | TRUE | TRUE |  | FALSE | 48 | 108 |  | 67000 | 81 |  | 0.66 | 0.58 |  |  |  | Federally-Regulated Consumer Product |  | 2017-05-25
Bradford White Corporation | BRADFORD WHITE | MIITW50T***N-10 | Natural Gas | TRUE | TRUE |  | FALSE | 48 | 108 |  | 67000 | 81 |  | 0.66 | 0.58 |  |  |  | Federally-Regulated Consumer Product |  | 2017-05-25
Bradford White Corporation | BRADFORD WHITE | U50T55FR**N(A) | Natural Gas | FALSE | TRUE |  | FALSE | 48 | 91 |  | 55000 | 79 |  | 0.59 | 0.58 |  |  |  | Federally-Regulated Consumer Product |  | 2017-05-25
Bradford White Corporation | BRADFORD WHITE | PDX250T**FBN(A) | Natural Gas | TRUE | TRUE |  | FALSE | 48 | 105 |  | 60000 | 79 |  | 0.62 | 0.58 |  |  |  | Federally-Regulated Consumer Product |  | 2017-05-25
Bradford White Corporation | BRADFORD WHITE | PDX50S60FB*N | Natural Gas | TRUE | TRUE |  | FALSE | 48 | 105 |  | 60000 | 79 |  | 0.62 | 0.58 |  |  |  | Federally-Regulated Consumer Product |  | 2017-05-25
Bradford White Corporation | BRADFORD WHITE | PE2XR504T**FBN(A) | Natural Gas | TRUE | TRUE |  | FALSE | 48 | 103 |  | 65000 | 79 |  | 0.59 | 0.58 |  |  |  | Federally-Regulated Consumer Product |  | 2017-05-25
Bradford White Corporation | BRADFORD WHITE | TW450S67FB*N | Natural Gas | TRUE | TRUE |  | FALSE | 48 | 108 |  | 67000 | 81 |  | 0.66 | 0.58 |  |  |  | Federally-Regulated Consumer Product |  | 2017-05-25
Bradford White Corporation | BRADFORD WHITE | U150L**FRN(A) | Natural Gas | FALSE | TRUE |  | FALSE | 48 | 86 |  | 40000 | 79 |  | 0.58 | 0.58 |  |  |  | Federally-Regulated Consumer Product |  | 2017-05-25
Bradford White Corporation | BRADFORD WHITE | U2XR504T**FRN(A) | Natural Gas | FALSE | TRUE |  | FALSE | 48 | 91 |  | 55000 | 79 |  | 0.59 | 0.58 |  |  |  | Federally-Regulated Consumer Product |  | 2017-05-25
Bradford White Corporation | BRADFORD WHITE | MI50L**FBN(C) | Natural Gas | FALSE | TRUE |  | FALSE | 48 | 88 |  | 40000 | 79 |  | 0.58 | 0.58 |  |  |  | Federally-Regulated Consumer Product |  | 2017-05-25
Bradford White Corporation | BRADFORD WHITE | U2TW50T**FRN(A) | Natural Gas | TRUE | TRUE |  | FALSE | 48 | 101 |  | 60000 | 81 |  | 0.66 | 0.58 |  |  |  | Federally-Regulated Consumer Product |  | 2017-05-25
Bradford White Corporation | BRADFORD WHITE | M4XRTW50T**FBN | Natural Gas | TRUE | TRUE |  | FALSE | 48 | 108 |  | 65000 | 78 |  | 0.67 | 0.58 |  |  |  | Federally-Regulated Consumer Product |  | 2017-05-25
Bradford White Corporation | BRADFORD WHITE | U4XRTW50T**FRN | Natural Gas | TRUE | TRUE |  | FALSE | 48 | 99 |  | 56000 | 78 |  | 0.67 | 0.58 |  |  |  | Federally-Regulated Consumer Product |  | 2017-05-25
Bradford White Corporation | BRADFORD WHITE | M2XR504T**FBN(E) | Natural Gas | FALSE | TRUE |  | FALSE | 48 | 103 |  | 65000 | 79 |  | 0.59 | 0.58 |  |  |  | Federally-Regulated Consumer Product |  | 2017-05-25
Bradford White Corporation | BRADFORD WHITE | UDH1504T**FRN-***** | Natural Gas | FALSE | TRUE |  | FALSE | 48 | 88 |  | 45000 | 78 |  | 0.58 | 0.58 |  |  |  | Federally-Regulated Consumer Product |  | 2017-05-25
Bradford White Corporation | BRADFORD WHITE | UPDX250T**FRN | Natural Gas | TRUE | TRUE |  | FALSE | 48 | 92 |  | 50000 | 79 |  | 0.62 | 0.58 |  |  |  | Federally-Regulated Consumer Product |  | 2017-05-25
Bradford White Corporation | BRADFORD WHITE | UDH50T45FR*N-***** | Natural Gas | FALSE | TRUE |  | FALSE | 48 | 88 |  | 45000 | 78 |  | 0.58 | 0.58 |  |  |  | Federally-Regulated Consumer Product |  | 2017-05-25
Bradford White Corporation | BRADFORD WHITE | UPDX50S50FR*N | Natural Gas | TRUE | TRUE |  | FALSE | 48 | 92 |  | 50000 | 79 |  | 0.62 | 0.58 |  |  |  | Federally-Regulated Consumer Product |  | 2017-05-25
Bradford White Corporation | TTW | UTW450S60FR**N(A) | Natural Gas | TRUE | TRUE |  | FALSE | 48 | 101 |  | 60000 | 81 |  | 0.66 | 0.58 |  |  |  | Federally-Regulated Consumer Product |  | 2017-05-25
Bradford White Corporation | TTW | M2TW50T*BN1 | Natural Gas | TRUE | TRUE |  | FALSE | 48 | 108 |  | 67000 | 81 |  | 0.66 | 0.58 |  |  |  | Federally-Regulated Consumer Product |  | 2017-05-25
Bradford White Corporation | TTW | M2TW50T**FBN(A) | Natural Gas | TRUE | TRUE |  | FALSE | 48 | 108 |  | 67000 | 81 |  | 0.66 | 0.58 |  |  |  | Federally-Regulated Consumer Product |  | 2017-05-25
Bradford White Corporation | TTW | TW450S67FB*N | Natural Gas | TRUE | TRUE |  | FALSE | 48 | 108 |  | 67000 | 81 |  | 0.66 | 0.58 |  |  |  | Federally-Regulated Consumer Product |  | 2017-05-25
Bradford White Corporation | TTW | U2TW50T**FRN(A) | Natural Gas | TRUE | TRUE |  | FALSE | 48 | 101 |  | 60000 | 81 |  | 0.66 | 0.58 |  |  |  | Federally-Regulated Consumer Product |  | 2017-05-25
Bradford White Corporation | TTW | M4XRTW50T**FBN | Natural Gas | TRUE | TRUE |  | FALSE | 48 | 108 |  | 65000 | 78 |  | 0.67 | 0.58 |  |  |  | Federally-Regulated Consumer Product |  | 2017-05-25
Bradford White Corporation | TTW | U4XRTW50T**FRN | Natural Gas | TRUE | TRUE |  | FALSE | 48 | 99 |  | 56000 | 78 |  | 0.67 | 0.58 |  |  |  | Federally-Regulated Consumer Product |  | 2017-05-25
Rheem Sales Company¦ Inc. | Rheem | 22V50FN | Natural Gas | FALSE | TRUE |  | FALSE | 48 | 91 |  | 40000 | 76 |  | 0.58 | 0.58 |  |  |  | Federally-Regulated Consumer Product |  | 2017-05-31
Rheem Sales Company¦ Inc. | Rheem | 22V50 PROFN | Natural Gas | FALSE | TRUE |  | FALSE | 48 | 91 |  | 40000 | 76 |  | 0.58 | 0.58 |  |  |  | Federally-Regulated Consumer Product |  | 2017-05-31
Rheem Sales Company¦ Inc. | Rheem | 22X50FN | Natural Gas | FALSE | TRUE |  | FALSE | 48 | 91 |  | 40000 | 76 |  | 0.58 | 0.58 |  |  |  | Federally-Regulated Consumer Product |  | 2017-05-31
Rheem Sales Company¦ Inc. | Rheem | 42V50-65F | Natural Gas | FALSE | TRUE |  | FALSE | 48 | 98 |  | 65000 | 76 |  | 0.58 | 0.58 |  |  |  | Federally-Regulated Consumer Product |  | 2017-05-31
Rheem Sales Company¦ Inc. | Rheem | PROG48-40U RH58 | Natural Gas | FALSE | TRUE |  | FALSE | 48 | 91 |  | 40000 | 76 |  | 0.58 | 0.58 |  |  |  | Federally-Regulated Consumer Product |  | 2017-05-31
Rheem Sales Company¦ Inc. | Rheem | 22V50FNVE | Natural Gas | FALSE | TRUE |  | FALSE | 48 | 91 |  | 40000 | 76 |  | 0.58 | 0.58 |  |  |  | Federally-Regulated Consumer Product |  | 2017-05-31
Rheem Sales Company¦ Inc. | Rheem | XG48T06EN40U0 | Natural Gas | FALSE | TRUE |  | FALSE | 48 | 82 |  | 40000 | 76 |  | 0.58 | 0.58 |  |  |  | Federally-Regulated Consumer Product |  | 2017-05-31
Rheem Sales Company¦ Inc. | Ruud | P2-50 PROFN | Natural Gas | FALSE | TRUE |  | FALSE | 48 | 91 |  | 40000 | 76 |  | 0.58 | 0.58 |  |  |  | Federally-Regulated Consumer Product |  | 2017-06-01
Rheem Sales Company¦ Inc. | Ruud | M2-50FN | Natural Gas | FALSE | TRUE |  | FALSE | 48 | 91 |  | 40000 | 76 |  | 0.58 | 0.58 |  |  |  | Federally-Regulated Consumer Product |  | 2017-06-01
Rheem Sales Company¦ Inc. | Ruud | P2-50FN | Natural Gas | FALSE | TRUE |  | FALSE | 48 | 91 |  | 40000 | 76 |  | 0.58 | 0.58 |  |  |  | Federally-Regulated Consumer Product |  | 2017-06-01
Rheem Sales Company¦ Inc. | Ruud | PROG48-40U RU58 | Natural Gas | FALSE | TRUE |  | FALSE | 48 | 91 |  | 40000 | 76 |  | 0.58 | 0.58 |  |  |  | Federally-Regulated Consumer Product |  | 2017-06-01
Rheem Sales Company¦ Inc. | GE | GG48T06AXK00 | Natural Gas | FALSE | TRUE |  | FALSE | 48 | 91 |  | 40000 | 76 |  | 0.58 | 0.58 |  |  |  | Federally-Regulated Consumer Product |  | 2017-06-01
Rheem Sales Company¦ Inc. | GE | PG48T09AXK00 | Natural Gas | FALSE | TRUE |  | FALSE | 48 | 91 |  | 40000 | 76 |  | 0.58 | 0.58 |  |  |  | Federally-Regulated Consumer Product |  | 2017-06-01
Rheem Sales Company¦ Inc. | Richmond | 9G50-40FN | Natural Gas | FALSE | TRUE |  | FALSE | 48 | 91 |  | 40000 | 76 |  | 0.58 | 0.58 |  |  |  | Federally-Regulated Consumer Product |  | 2017-06-01
Rheem Sales Company¦ Inc. | Richmond | 12G50-40FN | Natural Gas | FALSE | TRUE |  | FALSE | 48 | 91 |  | 40000 | 76 |  | 0.58 | 0.58 |  |  |  | Federally-Regulated Consumer Product |  | 2017-06-01
Rheem Sales Company¦ Inc. | Richmond | 6G50-40FN | Natural Gas | FALSE | TRUE |  | FALSE | 48 | 91 |  | 40000 | 76 |  | 0.58 | 0.58 |  |  |  | Federally-Regulated Consumer Product |  | 2017-06-01
Rheem Sales Company¦ Inc. | Richmond | 6G50-65F | Natural Gas | FALSE | TRUE |  | FALSE | 48 | 98 |  | 65000 | 76 |  | 0.58 | 0.58 |  |  |  | Federally-Regulated Consumer Product |  | 2017-06-01
A O Smith Water Products | Reliance | 6 50 YTVIT* | Natural Gas | TRUE | FALSE |  | FALSE | 48 | 119 |  | 76000 | 93 |  |  |  | TRUE |  | 0.9 | Federally-Regulated Consumer Product | 0.62 | 2017-11-27
American Water Heater Co. | American | G(3¦6¦9¦10¦12)250T40 400 | Natural Gas | FALSE | TRUE |  | FALSE | 48 | 74 |  | 40000 | 76 |  | 0.62 |  | TRUE |  | 0.6 | Federally-Regulated Consumer Product | 0.57 | 2017-11-15
Bradford White Corporation | BRADFORD WHITE | RG2PV50S*N | Natural Gas | TRUE | TRUE |  | FALSE | 48 | 75 |  | 40000 | 78 |  | 0.67 |  | TRUE |  | 0.7 | Federally-Regulated Consumer Product | 0.63 | 2017-11-15
Bradford White Corporation | Jetglas | RG2PV50S*N | Natural Gas | TRUE | TRUE |  | FALSE | 48 | 75 |  | 40000 | 78 |  | 0.67 |  | TRUE |  | 0.7 | Federally-Regulated Consumer Product | 0.63 | 2017-11-15
Giant Factories¦ Inc. | GIANT | UG50-62LFPDV1-N2U | Natural Gas | TRUE | TRUE |  | FALSE | 48 | 108 |  | 62000 | 79 |  |  |  | TRUE |  | 0.7 | Federally-Regulated Consumer Product | 0.63 | 2017-11-15
Giant Factories¦ Inc. | GIANT | UG50-62LFPDV1-N2U-US | Natural Gas | TRUE | TRUE |  | FALSE | 48 | 108 |  | 62000 | 79 |  |  |  | TRUE |  | 0.7 | Federally-Regulated Consumer Product | 0.63 | 2017-11-15
A O Smith Water Products | GSW WATER HEATERS | 6G5076NVC* | Natural Gas | TRUE | FALSE |  | FALSE | 48 | 119 |  | 76000 | 93 |  |  |  | TRUE |  | 0.9 | Federally-Regulated Consumer Product | 0.62 | 2017-11-21
A.O. Smith Corporation | GSW WATER HEATERS | 6G5076NVC* | Natural Gas | TRUE | FALSE |  | FALSE | 48 | 119 |  | 76000 | 93 |  |  |  | TRUE |  | 0.88 | Federally-Regulated Consumer Product | 0.62 | 2018-05-03
A O Smith Water Products | Apollo | A10 50 YQRT L | Natural Gas | FALSE | TRUE | Non-Ozone-Depleting | FALSE | 48 | 90 |  | 50000 | 76 | 25830 | 0.58 | 0.58 |  |  |  | Federally-Regulated Consumer Product |  | 2007-11-21
Bradford White Corporation | Jetglas | URG250T*N | Natural Gas | FALSE | TRUE |  | FALSE | 48 | 81 |  | 40000 | 80 |  | 0.62 |  | TRUE |  | 0.63 | Federally-Regulated Consumer Product | 0.63 | 2017-12-04
Bradford White Corporation | Jetglas | RG2PV50T*N | Natural Gas | TRUE | TRUE |  | FALSE | 48 | 71 |  | 40000 | 79 |  | 0.7 |  | TRUE |  | 0.67 | Federally-Regulated Consumer Product | 0.57 | 2017-12-04
Bradford White Corporation | Jetglas | URG2PV50T*N | Natural Gas | TRUE | TRUE |  | FALSE | 48 | 71 |  | 40000 | 79 |  | 0.7 |  | TRUE |  | 0.67 | Federally-Regulated Consumer Product | 0.57 | 2017-12-04
Bradford White Corporation | Jetglas | RG2PDV50S*N | Natural Gas | TRUE | TRUE |  | FALSE | 48 | 80 |  | 40000 | 79 |  | 0.7 |  | TRUE |  | 0.68 | Federally-Regulated Consumer Product | 0.63 | 2017-12-04
Bradford White Corporation | Jetglas | URG2PDV50S*N | Natural Gas | TRUE | TRUE |  | FALSE | 48 | 80 |  | 40000 | 79 |  | 0.7 |  | TRUE |  | 0.68 | Federally-Regulated Consumer Product | 0.63 | 2017-12-04
Bradford White Corporation | Jetglas | RG250T*N | Natural Gas | FALSE | TRUE |  | FALSE | 48 | 81 |  | 40000 | 80 |  | 0.62 |  | TRUE |  | 0.63 | Federally-Regulated Consumer Product | 0.63 | 2017-12-04
Bradford White Corporation | BRADFORD WHITE | RG250T*N | Natural Gas | FALSE | TRUE |  | FALSE | 48 | 81 |  | 40000 | 80 |  | 0.62 |  | TRUE |  | 0.63 | Federally-Regulated Consumer Product | 0.63 | 2017-12-04
Bradford White Corporation | BRADFORD WHITE | URG250T*N | Natural Gas | FALSE | TRUE |  | FALSE | 48 | 81 |  | 40000 | 80 |  | 0.62 |  | TRUE |  | 0.63 | Federally-Regulated Consumer Product | 0.63 | 2017-12-04
Bradford White Corporation | BRADFORD WHITE | RG2PV50T*N | Natural Gas | TRUE | TRUE |  | FALSE | 48 | 71 |  | 40000 | 79 |  | 0.7 |  | TRUE |  | 0.67 | Federally-Regulated Consumer Product | 0.57 | 2017-12-04
Bradford White Corporation | BRADFORD WHITE | URG2PV50T*N | Natural Gas | TRUE | TRUE |  | FALSE | 48 | 71 |  | 40000 | 79 |  | 0.7 |  | TRUE |  | 0.67 | Federally-Regulated Consumer Product | 0.57 | 2017-12-04
Bradford White Corporation | BRADFORD WHITE | RG2PDV50S*N | Natural Gas | TRUE | TRUE |  | FALSE | 48 | 80 |  | 40000 | 79 |  | 0.7 |  | TRUE |  | 0.68 | Federally-Regulated Consumer Product | 0.63 | 2017-12-04
Bradford White Corporation | BRADFORD WHITE | URG2PDV50S*N | Natural Gas | TRUE | TRUE |  | FALSE | 48 | 80 |  | 40000 | 79 |  | 0.7 |  | TRUE |  | 0.68 | Federally-Regulated Consumer Product | 0.63 | 2017-12-04
Bradford White Corporation | BRADFORD WHITE | RG1D50T*N | Natural Gas | TRUE | TRUE |  | FALSE | 48 | 78 |  | 40000 | 80 |  | 0.6 |  | TRUE |  | 0.63 | Federally-Regulated Consumer Product | 0.63 | 2017-12-06
Bradford White Corporation | BRADFORD WHITE | RG2F50S*N | Natural Gas | TRUE | TRUE |  | FALSE | 48 | 76 |  | 38000 | 79 |  | 0.7 |  | TRUE |  | 0.68 | Federally-Regulated Consumer Product | 0.63 | 2017-12-06
Bradford White Corporation | BRADFORD WHITE | RG1PV50S*N | Natural Gas | TRUE | TRUE |  | FALSE | 48 | 77 |  | 40000 | 80 |  | 0.65 |  | TRUE |  | 0.63 | Federally-Regulated Consumer Product | 0.63 | 2017-12-06
Bradford White Corporation | BRADFORD WHITE | URG1PV50S*N | Natural Gas | TRUE | TRUE |  | FALSE | 48 | 77 |  | 40000 | 80 |  | 0.65 |  | TRUE |  | 0.63 | Federally-Regulated Consumer Product | 0.63 | 2017-12-06
Bradford White Corporation | Jetglas | RG1D50T*N | Natural Gas | TRUE | TRUE |  | FALSE | 48 | 78 |  | 40000 | 80 |  | 0.6 |  | TRUE |  | 0.63 | Federally-Regulated Consumer Product | 0.63 | 2017-12-06
Bradford White Corporation | Jetglas | RG2F50S*N | Natural Gas | TRUE | TRUE |  | FALSE | 48 | 76 |  | 38000 | 79 |  | 0.7 |  | TRUE |  | 0.68 | Federally-Regulated Consumer Product | 0.63 | 2017-12-06
Bradford White Corporation | Jetglas | RG1PV50S*N | Natural Gas | TRUE | TRUE |  | FALSE | 48 | 77 |  | 40000 | 80 |  | 0.65 |  | TRUE |  | 0.63 | Federally-Regulated Consumer Product | 0.63 | 2017-12-06
Bradford White Corporation | Jetglas | URG1PV50S*N | Natural Gas | TRUE | TRUE |  | FALSE | 48 | 77 |  | 40000 | 80 |  | 0.65 |  | TRUE |  | 0.63 | Federally-Regulated Consumer Product | 0.63 | 2017-12-06
American Water Heater Co. | American | FDG6250T403N | Natural Gas | TRUE | TRUE |  | FALSE | 48 | 72 |  | 40000 | 75 |  |  |  | TRUE |  | 0.65 | Federally-Regulated Consumer Product | 0.57 | 2017-12-26
American Water Heater Co. | American | UPVG6250T42NV | Natural Gas | TRUE | TRUE |  | FALSE | 48 | 71 |  | 42000 | 78 |  |  |  | TRUE |  | 0.65 | Federally-Regulated Consumer Product | 0.57 | 2017-12-26
American Water Heater Co. | American | DVUG(1¦3¦5¦6¦8¦10¦12)250T38-(D)N(V) | Natural Gas | FALSE | TRUE |  | FALSE | 48 | 76 |  | 38000 | 78 |  |  |  | TRUE |  | 0.65 | Federally-Regulated Consumer Product | 0.63 | 2017-12-26
American Water Heater Co. | American | G(3¦6¦9¦10¦12)150T40 400 | Natural Gas | FALSE | TRUE |  | FALSE | 48 | 76 |  | 40000 | 77 |  |  |  | TRUE |  | 0.65 | Federally-Regulated Consumer Product | 0.63 | 2017-12-26
American Water Heater Co. | American | GU(3¦6¦9¦10¦12)250T40 400 | Natural Gas | FALSE | TRUE |  | FALSE | 48 | 87 |  | 40000 | 75 |  |  |  | TRUE |  | 0.63 | Federally-Regulated Consumer Product | 0.63 | 2017-12-26
Bradford White Corporation | BRADFORD WHITE | RC2PV50H*N | Natural Gas | TRUE | TRUE |  | FALSE | 48 | 120 |  | 76000 | 89 |  |  |  | TRUE |  | 0.8 | Federally-Regulated Consumer Product | 0.62 | 2017-12-26
Bradford White Corporation | BRADFORD WHITE | LC2PV50H76*N | Natural Gas | TRUE | TRUE |  | FALSE | 48 | 120 |  | 76000 | 89 |  |  |  | TRUE |  | 0.8 | Federally-Regulated Consumer Product | 0.62 | 2017-12-26
Rheem Sales Company¦ Inc. | Rheem | PROG50-38U RH60 EC1 | Natural Gas | FALSE | TRUE |  | FALSE | 48 | 86 |  | 38000 | 83 |  |  |  | TRUE |  | 0.63 | Federally-Regulated Consumer Product | 0.63 | 2017-12-26
Rheem Sales Company¦ Inc. | Rheem | 24X50FN1 | Natural Gas | FALSE | TRUE |  | FALSE | 48 | 86 |  | 38000 | 83 |  |  |  | TRUE |  | 0.63 | Federally-Regulated Consumer Product | 0.63 | 2017-12-26
Rheem Sales Company¦ Inc. | Rheem | XG50T06EN38U0 | Natural Gas | FALSE | TRUE |  | FALSE | 48 | 86 |  | 38000 | 83 |  |  |  | TRUE |  | 0.63 | Federally-Regulated Consumer Product | 0.63 | 2017-12-26
Rheem Sales Company¦ Inc. | Rheem | PROG50-38U RH62 EC1 | Natural Gas | FALSE | TRUE |  | FALSE | 48 | 84 |  | 38000 | 79 |  |  |  | TRUE |  | 0.64 | Federally-Regulated Consumer Product | 0.63 | 2017-12-26
Rheem Sales Company¦ Inc. | Rheem | PRO+G50-38U RH62 EC1 | Natural Gas | FALSE | TRUE |  | FALSE | 48 | 84 |  | 38000 | 79 |  |  |  | TRUE |  | 0.64 | Federally-Regulated Consumer Product | 0.63 | 2017-12-26
Rheem Sales Company¦ Inc. | Rheem | XG50T12HN38U1 | Natural Gas | FALSE | TRUE |  | FALSE | 48 | 84 |  | 38000 | 79 |  |  |  | TRUE |  | 0.64 | Federally-Regulated Consumer Product | 0.63 | 2017-12-26
Rheem Sales Company¦ Inc. | Rheem | XG50T09HN38U1 | Natural Gas | FALSE | TRUE |  | FALSE | 48 | 84 |  | 38000 | 79 |  |  |  | TRUE |  | 0.64 | Federally-Regulated Consumer Product | 0.63 | 2017-12-26
Rheem Sales Company¦ Inc. | Rheem | XG50T06HN38U1 | Natural Gas | FALSE | TRUE |  | FALSE | 48 | 84 |  | 38000 | 79 |  |  |  | TRUE |  | 0.64 | Federally-Regulated Consumer Product | 0.63 | 2017-12-26
Rheem Sales Company¦ Inc. | Richmond | 12G50-38FN4 | Natural Gas | FALSE | TRUE |  | FALSE | 48 | 86 |  | 38000 | 83 |  |  |  | TRUE |  | 0.63 | Federally-Regulated Consumer Product | 0.63 | 2017-12-26
Rheem Sales Company¦ Inc. | Richmond | 6G50-38FN4 | Natural Gas | FALSE | TRUE |  | FALSE | 48 | 86 |  | 38000 | 83 |  |  |  | TRUE |  | 0.63 | Federally-Regulated Consumer Product | 0.63 | 2017-12-26
Rheem Sales Company¦ Inc. | Richmond | 9G50-38FN4 | Natural Gas | FALSE | TRUE |  | FALSE | 48 | 86 |  | 38000 | 83 |  |  |  | TRUE |  | 0.63 | Federally-Regulated Consumer Product | 0.63 | 2017-12-26
Bradford White Corporation | Jetglas | RC2PV50H*N | Natural Gas | TRUE | TRUE |  | FALSE | 48 | 120 |  | 76000 | 89 |  |  |  | TRUE |  | 0.8 | Federally-Regulated Consumer Product | 0.62 | 2017-12-27
Bradford White Corporation | Jetglas | LC2PV50H76*N | Natural Gas | TRUE | TRUE |  | FALSE | 48 | 120 |  | 76000 | 89 |  |  |  | TRUE |  | 0.8 | Federally-Regulated Consumer Product | 0.62 | 2017-12-27
Rheem Sales Company¦ Inc. | Ruud | M4-50FN1 | Natural Gas | FALSE | TRUE |  | FALSE | 48 | 86 |  | 38000 | 83 |  |  |  | TRUE |  | 0.63 | Federally-Regulated Consumer Product | 0.63 | 2017-12-28
Rheem Sales Company¦ Inc. | Ruud | PROG50-38U RU60 EC1 | Natural Gas | FALSE | TRUE |  | FALSE | 48 | 86 |  | 38000 | 83 |  |  |  | TRUE |  | 0.63 | Federally-Regulated Consumer Product | 0.63 | 2017-12-28
Rheem Sales Company¦ Inc. | Ruud | PRO+G50-38U RU62 EC1 | Natural Gas | FALSE | TRUE |  | FALSE | 48 | 84 |  | 38000 | 79 |  |  |  | TRUE |  | 0.64 | Federally-Regulated Consumer Product | 0.63 | 2017-12-28
Rheem Sales Company¦ Inc. | Ruud | PROG50-38U RU62 EC1 | Natural Gas | FALSE | TRUE |  | FALSE | 48 | 84 |  | 38000 | 79 |  |  |  | TRUE |  | 0.64 | Federally-Regulated Consumer Product | 0.63 | 2017-12-28
Rheem Sales Company¦ Inc. | Ruud | PRO+G50-40N RU67 PD | Natural Gas | TRUE | TRUE |  | FALSE | 48 | 79 |  | 40000 | 77 |  |  |  | TRUE |  | 0.69 | Federally-Regulated Consumer Product | 0.63 | 2018-01-24
Rheem Sales Company¦ Inc. | Ruud | PRO+G50S-40N RU67 PD | Natural Gas | TRUE | TRUE |  | FALSE | 48 | 78 |  | 40000 | 77 |  |  |  | TRUE |  | 0.66 | Federally-Regulated Consumer Product | 0.63 | 2018-01-24
Rheem Sales Company¦ Inc. | Ruud | PROG50-40N RU62 | Natural Gas | FALSE | TRUE |  | FALSE | 48 | 76 |  | 40000 | 81 |  |  |  | TRUE |  | 0.65 | Federally-Regulated Consumer Product | 0.63 | 2018-01-24
Rheem Sales Company¦ Inc. | Ruud | PROG50S-40N RU61 | Natural Gas | FALSE | TRUE |  | FALSE | 48 | 87 |  | 40000 | 75 |  |  |  | TRUE |  | 0.63 | Federally-Regulated Consumer Product | 0.63 | 2018-01-24
Rheem Sales Company¦ Inc. | Ruud | PH2-50SF1 | Natural Gas | FALSE | TRUE |  | FALSE | 48 | 87 |  | 40000 | 75 |  |  |  | TRUE |  | 0.63 | Federally-Regulated Consumer Product | 0.63 | 2018-01-24
Rheem Sales Company¦ Inc. | Ruud | PRO+G50-40N RU62 | Natural Gas | FALSE | TRUE |  | FALSE | 48 | 76 |  | 40000 | 81 |  |  |  | TRUE |  | 0.65 | Federally-Regulated Consumer Product | 0.63 | 2018-01-24
Rheem Sales Company¦ Inc. | Ruud | PROUG50-40N RU67 PD | Natural Gas | TRUE | TRUE |  | FALSE | 48 | 79 |  | 40000 | 77 |  |  |  | TRUE |  | 0.69 | Federally-Regulated Consumer Product | 0.63 | 2018-01-24
Rheem Sales Company¦ Inc. | RHEEM RUUD | GPDV50-65 | Natural Gas | TRUE | TRUE |  | FALSE | 48 | 111 |  | 65000 | 72 |  |  |  | TRUE |  | 0.65 | Federally-Regulated Consumer Product | 0.63 | 2018-01-24
Giant Factories¦ Inc. | GIANT | UG50-40LFPV1-N1U-US | Natural Gas | TRUE | TRUE |  | FALSE | 48 | 71 |  | 40000 | 77 |  |  |  | TRUE |  | 0.61 | Federally-Regulated Consumer Product | 0.57 | 2018-01-24
Giant Factories¦ Inc. | GIANT | UG50-40LFPV1-N2U-US | Natural Gas | TRUE | TRUE |  | FALSE | 48 | 72 |  | 40000 | 78 |  |  |  | TRUE |  | 0.64 | Federally-Regulated Consumer Product | 0.57 | 2018-01-24
Giant Factories¦ Inc. | GIANT | UG50-62LFPV1-N2U-US | Natural Gas | TRUE | TRUE |  | FALSE | 48 | 110 |  | 62000 | 80 |  |  |  | TRUE |  | 0.69 | Federally-Regulated Consumer Product | 0.63 | 2018-01-24
Giant Factories¦ Inc. | GIANT | UG50-62LFPV1-N2U | Natural Gas | TRUE | TRUE |  | FALSE | 48 | 110 |  | 62000 | 80 |  |  |  | TRUE |  | 0.69 | Federally-Regulated Consumer Product | 0.63 | 2018-01-24
Giant Factories¦ Inc. | GIANT | UG50-40LFPV2-N2U | Natural Gas | TRUE | TRUE |  | FALSE | 48 | 72 |  | 40000 | 78 |  |  |  | TRUE |  | 0.64 | Federally-Regulated Consumer Product | 0.57 | 2018-01-24
Giant Factories¦ Inc. | GIANT | UG50-40LFD-N1U-US | Natural Gas | TRUE | TRUE |  | FALSE | 48 | 71 |  | 40000 | 77 |  |  |  | TRUE |  | 0.65 | Federally-Regulated Consumer Product | 0.57 | 2018-01-24
Giant Factories¦ Inc. | GIANT | UG50-40LFD-N1U | Natural Gas | TRUE | TRUE |  | FALSE | 48 | 71 |  | 40000 | 77 |  |  |  | TRUE |  | 0.65 | Federally-Regulated Consumer Product | 0.57 | 2018-01-24
Giant Factories¦ Inc. | GIANT | UG50-40LFPV1-N2U | Natural Gas | TRUE | TRUE |  | FALSE | 48 | 72 |  | 40000 | 78 |  |  |  | TRUE |  | 0.64 | Federally-Regulated Consumer Product | 0.57 | 2018-01-24
Giant Factories¦ Inc. | GIANT | UG50-40LFPV2-N1U-US | Natural Gas | TRUE | TRUE |  | FALSE | 48 | 71 |  | 40000 | 77 |  |  |  | TRUE |  | 0.61 | Federally-Regulated Consumer Product | 0.57 | 2018-01-24
Giant Factories¦ Inc. | GIANT | UG50-40LF-N2U-US | Natural Gas | FALSE | TRUE |  | FALSE | 48 | 73 |  | 40000 | 76 |  |  |  | TRUE |  | 0.58 | Federally-Regulated Consumer Product | 0.57 | 2018-01-24
Rheem Sales Company¦ Inc. | Rheem | XG50T06HE40U0 * | Natural Gas | FALSE | TRUE |  | FALSE | 48 | 75 |  | 40000 | 78 |  |  |  | TRUE |  | 0.64 | Federally-Regulated Consumer Product | 0.63 | 2018-01-30
Rheem Sales Company¦ Inc. | Rheem | PROG50-40N RH62 | Natural Gas | FALSE | TRUE |  | FALSE | 48 | 76 |  | 40000 | 81 |  |  |  | TRUE |  | 0.65 | Federally-Regulated Consumer Product | 0.63 | 2018-01-30
Rheem Sales Company¦ Inc. | Rheem | PRO+G50-40N RH67 PD | Natural Gas | TRUE | TRUE |  | FALSE | 48 | 79 |  | 40000 | 77 |  |  |  | TRUE |  | 0.69 | Federally-Regulated Consumer Product | 0.63 | 2018-01-30
Rheem Sales Company¦ Inc. | Rheem | PRO+G50S-40N RH67 PD | Natural Gas | TRUE | TRUE |  | FALSE | 48 | 78 |  | 40000 | 77 |  |  |  | TRUE |  | 0.66 | Federally-Regulated Consumer Product | 0.63 | 2018-01-30
Rheem Sales Company¦ Inc. | Rheem | XG50T09HE40U0 | Natural Gas | FALSE | TRUE |  | FALSE | 48 | 77 |  | 40000 | 78 |  |  |  | TRUE |  | 0.64 | Federally-Regulated Consumer Product | 0.63 | 2018-01-30
Rheem Sales Company¦ Inc. | Rheem | XG50T12HE40U0 | Natural Gas | FALSE | TRUE |  | FALSE | 48 | 77 |  | 40000 | 78 |  |  |  | TRUE |  | 0.64 | Federally-Regulated Consumer Product | 0.63 | 2018-01-30
Rheem Sales Company¦ Inc. | Rheem | XG50T12DM40U0 | Natural Gas | TRUE | TRUE |  | FALSE | 48 | 79 |  | 40000 | 77 |  |  |  | TRUE |  | 0.69 | Federally-Regulated Consumer Product | 0.63 | 2018-01-30
Rheem Sales Company¦ Inc. | Rheem | PRO+G50S-40N RH61 | Natural Gas | FALSE | TRUE |  | FALSE | 48 | 87 |  | 40000 | 75 |  |  |  | TRUE |  | 0.63 | Federally-Regulated Consumer Product | 0.63 | 2018-01-30
Rheem Sales Company¦ Inc. | Rheem | PROG50S-40N RH61 | Natural Gas | FALSE | TRUE |  | FALSE | 48 | 87 |  | 40000 | 75 |  |  |  | TRUE |  | 0.63 | Federally-Regulated Consumer Product | 0.63 | 2018-01-30
Rheem Sales Company¦ Inc. | Rheem | PRO+G50-40N RH62 | Natural Gas | FALSE | TRUE |  | FALSE | 48 | 76 |  | 40000 | 81 |  |  |  | TRUE |  | 0.65 | Federally-Regulated Consumer Product | 0.63 | 2018-01-30
Rheem Sales Company¦ Inc. | Rheem | PROPG50-40N RH67 PD | Natural Gas | TRUE | TRUE |  | FALSE | 48 | 79 |  | 40000 | 77 |  |  |  | TRUE |  | 0.69 | Federally-Regulated Consumer Product | 0.63 | 2018-01-30
Rheem Sales Company¦ Inc. | Rheem | PH2R50-40F3 | Natural Gas | FALSE | TRUE |  | FALSE | 48 | 76 |  | 40000 | 81 |  |  |  | TRUE |  | 0.65 | Federally-Regulated Consumer Product | 0.63 | 2018-01-30
Rheem Sales Company¦ Inc. | Rheem | 42XR50-40F3 | Natural Gas | FALSE | TRUE |  | FALSE | 48 | 76 |  | 40000 | 81 |  |  |  | TRUE |  | 0.65 | Federally-Regulated Consumer Product | 0.63 | 2018-01-30
Rheem Sales Company¦ Inc. | Richmond | 12G50S-40E2 | Natural Gas | TRUE | TRUE |  | FALSE | 48 | 78 |  | 40000 | 77 |  |  |  | TRUE |  | 0.66 | Federally-Regulated Consumer Product | 0.63 | 2018-01-30
Rheem Sales Company¦ Inc. | Richmond | 6G50S-40E2 | Natural Gas | TRUE | TRUE |  | FALSE | 48 | 78 |  | 40000 | 77 |  |  |  | TRUE |  | 0.66 | Federally-Regulated Consumer Product | 0.63 | 2018-01-30
Rheem Sales Company¦ Inc. | Richmond | 6G50-40E2 | Natural Gas | TRUE | TRUE |  | FALSE | 48 | 79 |  | 40000 | 77 |  |  |  | TRUE |  | 0.69 | Federally-Regulated Consumer Product | 0.63 | 2018-01-30
Rheem Sales Company¦ Inc. | Richmond | 9G50-40E2 | Natural Gas | TRUE | TRUE |  | FALSE | 48 | 79 |  | 40000 | 77 |  |  |  | TRUE |  | 0.69 | Federally-Regulated Consumer Product | 0.63 | 2018-01-30
Rheem Sales Company¦ Inc. | Richmond | TPDV50-65* | Natural Gas | TRUE | TRUE |  | FALSE | 48 | 111 |  | 65000 | 72 |  |  |  | TRUE |  | 0.65 | Federally-Regulated Consumer Product | 0.63 | 2018-01-30
Rheem Sales Company¦ Inc. | Richmond | 6GR50SPVE2-36 | Natural Gas | TRUE | TRUE |  | FALSE | 48 | 80 |  | 36000 | 79 |  |  |  | TRUE |  | 0.65 | Federally-Regulated Consumer Product | 0.63 | 2018-01-30
Rheem Sales Company¦ Inc. | Richmond | 9G50S-40E2 | Natural Gas | TRUE | TRUE |  | FALSE | 48 | 78 |  | 40000 | 77 |  |  |  | TRUE |  | 0.66 | Federally-Regulated Consumer Product | 0.63 | 2018-01-30
Rheem Sales Company¦ Inc. | Richmond | 6G50S-40F3 | Natural Gas | FALSE | TRUE |  | FALSE | 48 | 87 |  | 40000 | 75 |  |  |  | TRUE |  | 0.63 | Federally-Regulated Consumer Product | 0.63 | 2018-01-30
Rheem Sales Company¦ Inc. | Richmond | 9G50S-40F3 | Natural Gas | FALSE | TRUE |  | FALSE | 48 | 87 |  | 40000 | 75 |  |  |  | TRUE |  | 0.63 | Federally-Regulated Consumer Product | 0.63 | 2018-01-30
Rheem Sales Company¦ Inc. | Richmond | 6GR50-40F3 | Natural Gas | FALSE | TRUE |  | FALSE | 48 | 76 |  | 40000 | 81 |  |  |  | TRUE |  | 0.65 | Federally-Regulated Consumer Product | 0.63 | 2018-01-30
Rheem Sales Company¦ Inc. | Richmond | 12GR50-40F3 | Natural Gas | FALSE | TRUE |  | FALSE | 48 | 76 |  | 40000 | 81 |  |  |  | TRUE |  | 0.65 | Federally-Regulated Consumer Product | 0.63 | 2018-01-30
American Water Heater Co. | SELECT | GS6 50 UBVIT 100 | Natural Gas | TRUE | TRUE |  | FALSE | 48 | 71 |  | 42000 | 78 |  |  |  | TRUE |  | 0.65 | Federally-Regulated Consumer Product | 0.57 | 2018-05-07
American Water Heater Co. | SELECT | GS6 50 UBDT L | Natural Gas | TRUE | TRUE |  | FALSE | 48 | 76 |  | 38000 | 78 |  |  |  | TRUE |  | 0.65 | Federally-Regulated Consumer Product | 0.63 | 2018-05-07
Rheem Sales Co.¦ Inc. | Rheem | XG48T06EN40U0 | Natural Gas | FALSE | TRUE |  | FALSE | 48 | 82 |  | 40000 | 76 |  | 0.58 | 0.58 |  |  |  | Federally-Regulated Consumer Product |  | 2015-10-01
Bradford White Corporation | Bradford-White Corp. | MI50L***N4 | Natural Gas | FALSE | FALSE |  | FALSE | 48 | 86 |  | 40000 | 78 | 25830 | 0.58 | 0.58 |  |  |  | Federally-Regulated Consumer Product |  | 2007-11-21
Rheem | Richmond | 12G50-36NE2 | Natural Gas | TRUE | TRUE |  | FALSE | 48 | 93 |  | 36000 | 83 | 22032 | 0.68 | 0.58 |  |  |  | Federally-Regulated Consumer Product |  | 2012-12-21
Bradford White Corporation | Bradford-White Corp. | M2TW50T*BN1 | Natural Gas | FALSE | TRUE |  | FALSE | 48 | 105 |  | 65000 | 80 | 23408 | 0.64 | 0.58 |  |  |  | Federally-Regulated Consumer Product |  | 2007-11-21
Bradford White Corporation | Bradford-White Corp. | MI50L***N7-ATO******* | Natural Gas | FALSE | TRUE |  | FALSE | 48 | 86 |  | 40000 | 78 | 25830 | 0.58 | 0.58 |  |  |  | Federally-Regulated Consumer Product |  | 2007-11-21
Bradford White Corporation | Bradford-White Corp. | URG250H*N | Natural Gas | FALSE | TRUE |  | FALSE | 48 | 100 |  | 55000 | 79 |  | 0.6 | 0.6 |  |  |  | Federally-Regulated Consumer Product |  | 2015-07-06
Rheem | Richmond | 6G50-36NE2 | Natural Gas | TRUE | TRUE |  | FALSE | 48 | 93 |  | 36000 | 83 | 22032 | 0.68 | 0.58 |  |  |  | Federally-Regulated Consumer Product |  | 2011-02-17
Rheem Sales Co.¦ Inc. | Ruud | P2-50 PROFN | Natural Gas | FALSE | TRUE |  | FALSE | 48 | 91 |  | 40000 | 76 |  | 0.58 | 0.58 |  |  |  | Federally-Regulated Consumer Product |  | 2015-10-01
Bradford White Corporation | Bradford-White Corp. | PDX250T***N13-ATO******* | Natural Gas | TRUE | TRUE |  | FALSE | 48 | 105 |  | 65000 | 80 | 24164 | 0.62 | 0.58 |  |  |  | Federally-Regulated Consumer Product |  | 2007-11-21
Bradford White Corporation | Bradford-White Corp. | 50T65FB*N(B) | Natural Gas | FALSE | TRUE | Non-Ozone-Depleting | FALSE | 48 | 103 |  | 65000 | 79 | 25392 | 0.59 | 0.58 |  |  |  | Federally-Regulated Consumer Product |  | 2010-03-16
Bradford White Corporation | Bradford-White Corp. | M2TW50T*FBN(A) | Natural Gas | TRUE | TRUE |  | FALSE | 48 | 108 |  | 67000 | 81 | 22699 | 0.66 | 0.58 |  |  |  | Federally-Regulated Consumer Product |  | 2007-11-21
Bradford White Corporation | Bradford-White Corp. | MI50L*FBN(B) | Natural Gas | FALSE | TRUE | Non-Ozone-Depleting | FALSE | 48 | 86 |  | 40000 | 79 | 25830 | 0.58 | 0.58 |  |  |  | Federally-Regulated Consumer Product |  | 2007-11-21
Bradford White Corporation | Bradford-White Corp. | M1XR504T***N5 | Natural Gas | FALSE | TRUE |  | FALSE | 48 | 101 |  | 65000 | 79 | 25830 | 0.58 | 0.58 |  |  |  | Federally-Regulated Consumer Product |  | 2007-11-21
Rheem Sales Co.¦ Inc. | Ruud | M2-50FN | Natural Gas | FALSE | TRUE |  | FALSE | 48 | 91 |  | 40000 | 76 |  | 0.58 | 0.58 |  |  |  | Federally-Regulated Consumer Product |  | 2015-10-01
Bradford White Corporation | Bradford-White Corp. | LG2PDV50H60*N | Natural Gas | TRUE | TRUE |  | FALSE | 48 | 100 |  | 60000 | 79 |  | 0.68 | 0.6 |  |  |  | Federally-Regulated Consumer Product |  | 2015-07-06
Bradford White Corporation | Lochinvar Corp. | DVN052 | Natural Gas | TRUE | FALSE |  | FALSE | 48 | 100 |  | 65000 | 80 | 24164 | 0.62 | 0.58 |  |  |  | Federally-Regulated Consumer Product |  | 2007-11-21
Bradford White Corporation | Bradford-White Corp. | M-II-TW50T***N-10 | Natural Gas | TRUE | FALSE |  | FALSE | 48 | 105 |  | 65000 | 80 | 23048 | 0.65 | 0.58 |  |  |  | Federally-Regulated Consumer Product |  | 2007-11-21
Bradford White Corporation | Bradford-White Corp. | U4XRTW50T**FRN | Natural Gas | TRUE | TRUE |  | FALSE | 48 | 99 |  | 56000 | 78 |  | 0.67 | 0.58 |  |  |  | Federally-Regulated Consumer Product |  | 2011-09-27
Bradford White Corporation | Bradford-White Corp. | M2XR504T*FBN(B) | Natural Gas | FALSE | TRUE | Non-Ozone-Depleting | FALSE | 48 | 101 |  | 65000 | 79 | 25392 | 0.59 | 0.58 |  |  |  | Federally-Regulated Consumer Product |  | 2007-11-21
Bradford White Corporation | Bradford-White Corp. | 50T65FB*N(A) | Natural Gas | FALSE | TRUE | Non-Ozone-Depleting | FALSE | 48 | 101 |  | 65000 | 79 | 25392 | 0.59 | 0.58 |  |  |  | Federally-Regulated Consumer Product |  | 2009-04-22
Rheem | Rheem | 23X50NE2 | Natural Gas | TRUE | TRUE | Non-Ozone-Depleting | FALSE | 48 | 93 |  | 36000 | 83 | 22032 | 0.68 | 0.58 |  |  |  | Federally-Regulated Consumer Product |  | 2012-12-21
Bradford White Corporation | Bradford-White Corp. | MIITW50T***N15-ATO****** | Natural Gas | TRUE | TRUE | Non-Ozone-Depleting | FALSE | 48 | 108 |  | 67000 | 81 | 22699 | 0.66 | 0.58 |  |  |  | Federally-Regulated Consumer Product |  | 2009-04-22
Giant Factories¦ Inc. | Giant Factories¦ Inc. | UG50-38TFPDV-N2U-US | Natural Gas | TRUE | TRUE |  | FALSE | 48 | 71 |  | 38000 | 80 |  | 0.67 | 0.58 |  |  |  | Federally-Regulated Consumer Product |  | 2014-02-04
Bradford White Corporation | Lochinvar Corp. | XTN051G | Natural Gas | FALSE | TRUE |  | FALSE | 48 | 87 |  | 65000 | 77 | 25830 | 0.58 | 0.58 |  |  |  | Federally-Regulated Consumer Product |  | 2007-11-21
Bradford White Corporation | Bradford-White Corp. | LG2PDV50H60*X | Natural Gas | TRUE | TRUE |  | FALSE | 48 | 100 |  | 60000 | 79 |  | 0.68 | 0.6 |  |  |  | Federally-Regulated Consumer Product |  | 2015-07-06
A O Smith Water Products | A.O. SMITH | GCVT-50-100 | Natural Gas | FALSE | TRUE |  | FALSE | 48 | 90 |  | 50000 | 76 |  | 0.58 | 0.58 |  |  |  | Federally-Regulated Consumer Product |  | 2017-05-25
A O Smith Water Products | A.O. SMITH | GCVT-50L-100 | Natural Gas | FALSE | TRUE |  | FALSE | 48 | 90 |  | 50000 | 76 |  | 0.58 | 0.58 |  |  |  | Federally-Regulated Consumer Product |  | 2017-05-25
A O Smith Water Products | A O Smith Water Products | GCVT-50Q-100 | Natural Gas | FALSE | TRUE | Non-Ozone-Depleting | FALSE | 48 | 90 |  | 50000 | 76 | 25830 | 0.58 | 0.58 |  |  |  | Federally-Regulated Consumer Product |  | 2007-11-21
Bradford White Corporation | Bradford-White Corp. | LG2PV50H65*N | Natural Gas | TRUE | TRUE |  | FALSE | 48 | 112 |  | 65000 | 78 |  | 0.7 | 0.6 |  |  |  | Federally-Regulated Consumer Product |  | 2015-07-06
Bradford White Corporation | Lochinvar Corp. | XRN050G | Natural Gas | TRUE | TRUE | Non-Ozone-Depleting | FALSE | 48 | 100 |  | 60000 | 79 | 24969 | 0.6 | 0.58 |  |  |  | Federally-Regulated Consumer Product |  | 2007-11-21
A O Smith Water Products | State | GP6 50 YTVIT* | Natural Gas | TRUE | FALSE |  | FALSE | 48 | 119 |  | 76000 | 93 |  |  |  | TRUE |  | 0.9 | Federally-Regulated Consumer Product | 0.62 | 2017-11-28
Rheem Sales Co.¦ Inc. | Ruud | P2-50FN | Natural Gas | FALSE | TRUE |  | FALSE | 48 | 91 |  | 40000 | 76 |  | 0.58 | 0.58 |  |  |  | Federally-Regulated Consumer Product |  | 2015-10-01
Rheem Sales Co.¦ Inc. | Richmond | 9G50-40FN3 | Natural Gas | FALSE | TRUE |  | FALSE | 48 | 91 |  | 40000 | 80 |  | 0.6 | 0.58 |  |  |  | Federally-Regulated Consumer Product |  | 2015-10-01
Bradford White Corporation | Bradford-White Corp. | PDX50S60FB*N | Natural Gas | TRUE | TRUE | Non-Ozone-Depleting | FALSE | 48 | 105 |  | 60000 | 79 | 24164 | 0.62 | 0.58 |  |  |  | Federally-Regulated Consumer Product |  | 2011-11-30
Bradford White Corporation | Bradford-White Corp. | ULG250H55*N | Natural Gas | FALSE | TRUE |  | FALSE | 48 | 100 |  | 55000 | 79 |  | 0.6 | 0.6 |  |  |  | Federally-Regulated Consumer Product |  | 2015-07-06
Bradford White Corporation | Lochinvar Corp. | XVN052G | Natural Gas | TRUE | TRUE |  | FALSE | 48 | 102 |  | 67000 | 81 | 23048 | 0.65 | 0.58 |  |  |  | Federally-Regulated Consumer Product |  | 2007-11-21
A O Smith Water Products | A.O. SMITH | GPHE 50* | Natural Gas | TRUE | FALSE |  | FALSE | 48 | 119 |  | 76000 | 93 |  |  |  | TRUE |  | 0.9 | Federally-Regulated Consumer Product | 0.62 | 2017-11-21
Bradford White Corporation | Lochinvar Corp. | XVN052 | Natural Gas | TRUE | TRUE |  | FALSE | 48 | 100 |  | 65000 | 80 | 23408 | 0.64 | 0.58 |  |  |  | Federally-Regulated Consumer Product |  | 2007-11-21
Rheem | Rheem | PROG48-40U RH60 | Natural Gas | FALSE | TRUE |  | FALSE | 48 | 91 |  | 40000 | 80 |  | 0.6 | 0.6 |  |  |  | Federally-Regulated Consumer Product |  | 2015-07-06
Rheem | Rheem | 12G50-40FN3 | Natural Gas | FALSE | TRUE |  | FALSE | 48 | 91 |  | 40000 | 80 |  | 0.6 | 0.6 |  |  |  | Federally-Regulated Consumer Product |  | 2015-07-06
Rheem | Rheem | M4-50FN | Natural Gas | FALSE | TRUE |  | FALSE | 48 | 91 |  | 40000 | 80 |  | 0.6 | 0.6 |  |  |  | Federally-Regulated Consumer Product |  | 2015-07-06
Rheem Sales Co.¦ Inc. | Ruud | PROG48-40U RU60 | Natural Gas | FALSE | TRUE |  | FALSE | 48 | 91 |  | 40000 | 80 |  | 0.6 | 0.58 |  |  |  | Federally-Regulated Consumer Product |  | 2015-10-01
Bradford White Corporation | Bradford-White Corp. | M2XR504T***N7 | Natural Gas | FALSE | TRUE |  | FALSE | 48 | 101 |  | 65000 | 79 | 25392 | 0.59 | 0.58 |  |  |  | Federally-Regulated Consumer Product |  | 2007-11-21
Bradford White Corporation | Lochinvar Corp. | LVN052G | Natural Gas | TRUE | TRUE |  | FALSE | 48 | 102 |  | 67000 | 81 | 23048 | 0.65 | 0.58 |  |  |  | Federally-Regulated Consumer Product |  | 2007-11-21
Bradford White Corporation | Bradford-White Corp. | RG2DV50H*N-*** | Natural Gas | FALSE | TRUE |  | FALSE | 48 | 93 |  | 50000 | 78 |  | 0.6 | 0.6 |  |  |  | Federally-Regulated Consumer Product |  | 2015-07-06
Rheem | Ruud | P50NE2 | Natural Gas | TRUE | TRUE |  | FALSE | 48 | 93 |  | 36000 | 83 | 22032 | 0.68 | 0.58 |  |  |  | Federally-Regulated Consumer Product |  | 2011-02-17
Bradford White Corporation | Bradford-White Corp. | MIITW50T***N15-ATO******* | Natural Gas | FALSE | TRUE |  | FALSE | 48 | 105 |  | 65000 | 80 | 23408 | 0.64 | 0.58 |  |  |  | Federally-Regulated Consumer Product |  | 2007-11-21
Rheem | Rheem | SG50T12TXT | Natural Gas | TRUE | TRUE |  | FALSE | 48 | 93 |  | 36000 | 83 | 22032 | 0.68 | 0.58 |  |  |  | Federally-Regulated Consumer Product |  | 2011-02-17
Bradford White Corporation | Bradford-White Corp. | U150L*FRN(A) | Natural Gas | FALSE | TRUE | Non-Ozone-Depleting | FALSE | 48 | 86 |  | 40000 | 79 | 25830 | 0.58 | 0.58 |  |  |  | Federally-Regulated Consumer Product |  | 2008-09-25
Bradford White Corporation | Lochinvar Corp. | LVN052 | Natural Gas | TRUE | TRUE |  | FALSE | 48 | 100 |  | 65000 | 80 | 23408 | 0.64 | 0.58 |  |  |  | Federally-Regulated Consumer Product |  | 2007-11-21
Bradford White Corporation | Bradford-White Corp. | RG250H*N | Natural Gas | FALSE | TRUE |  | FALSE | 48 | 110 |  | 65000 | 79 |  | 0.6 | 0.6 |  |  |  | Federally-Regulated Consumer Product |  | 2015-07-06
Rheem | Rheem | XG48T06EN40U1 | Natural Gas | FALSE | TRUE |  | FALSE | 48 | 80 |  | 40000 | 80 |  | 0.6 | 0.6 |  |  |  | Federally-Regulated Consumer Product |  | 2015-07-06
Bradford White Corporation | Lochinvar Corp. | PRN050G | Natural Gas | TRUE | TRUE | Non-Ozone-Depleting | FALSE | 48 | 100 |  | 60000 | 79 | 24969 | 0.6 | 0.58 |  |  |  | Federally-Regulated Consumer Product |  | 2007-11-21
Bradford White Corporation | Lochinvar Corp. | USN050G | Natural Gas | FALSE | TRUE | Non-Ozone-Depleting | FALSE | 48 | 80 |  | 40000 | 78 | 25830 | 0.58 | 0.58 |  |  |  | Federally-Regulated Consumer Product |  | 2008-09-25
Rheem Sales Co.¦ Inc. | Rheem | 22X50FN | Natural Gas | FALSE | TRUE |  | FALSE | 48 | 91 |  | 40000 | 76 |  | 0.58 | 0.58 |  |  |  | Federally-Regulated Consumer Product |  | 2015-10-01
Bradford White Corporation | Bradford-White Corp. | DH1504T*BN(B) | Natural Gas | FALSE | TRUE | Non-Ozone-Depleting | FALSE | 48 | 92 |  | 50000 | 79 | 25830 | 0.58 | 0.58 |  |  |  | Federally-Regulated Consumer Product |  | 2007-11-21
Bradford White Corporation | Bradford-White Corp. | DH1504T*FBN(A) | Natural Gas | FALSE | TRUE | Non-Ozone-Depleting | FALSE | 48 | 92 |  | 50000 | 78 | 25830 | 0.58 | 0.58 |  |  |  | Federally-Regulated Consumer Product |  | 2007-11-21
Rheem Sales Co.¦ Inc. | Richmond | 12G50-40FN | Natural Gas | FALSE | TRUE |  | FALSE | 48 | 91 |  | 40000 | 76 |  | 0.58 | 0.58 |  |  |  | Federally-Regulated Consumer Product |  | 2015-10-01
Bradford White Corporation | Bradford-White Corp. | DH1504T**FBN(A) | Natural Gas | FALSE | TRUE | Non-Ozone-Depleting | FALSE | 48 | 92 |  | 50000 | 78 | 25830 | 0.58 | 0.58 |  |  |  | Federally-Regulated Consumer Product |  | 2009-04-22
Bradford White Corporation | Bradford-White Corp. | LG250H65*N | Natural Gas | FALSE | TRUE |  | FALSE | 48 | 110 |  | 65000 | 79 |  | 0.6 | 0.6 |  |  |  | Federally-Regulated Consumer Product |  | 2015-07-06
Bradford White Corporation | Bradford-White Corp. | MITW50L***N15 | Natural Gas | FALSE | TRUE |  | FALSE | 48 | 85 |  | 40000 | 80 | 24164 | 0.62 | 0.58 |  |  |  | Federally-Regulated Consumer Product |  | 2007-11-21
Rheem | Ruud | P50PRONE2 | Natural Gas | TRUE | TRUE |  | FALSE | 48 | 93 |  | 36000 | 83 | 22032 | 0.68 | 0.58 |  |  |  | Federally-Regulated Consumer Product |  | 2011-02-17
Rheem | Rheem | PROG48-40U RU60 | Natural Gas | FALSE | TRUE |  | FALSE | 48 | 91 |  | 40000 | 80 |  | 0.6 | 0.6 |  |  |  | Federally-Regulated Consumer Product |  | 2015-07-06
Bradford White Corporation | Bradford-White Corp. | URG250L*N | Natural Gas | FALSE | TRUE |  | FALSE | 48 | 88 |  | 40000 | 79 |  | 0.6 | 0.6 |  |  |  | Federally-Regulated Consumer Product |  | 2015-07-06
Rheem | Rheem | 9G50-40FN3 | Natural Gas | FALSE | TRUE |  | FALSE | 48 | 91 |  | 40000 | 80 |  | 0.6 | 0.6 |  |  |  | Federally-Regulated Consumer Product |  | 2015-07-06
Bradford White Corporation | Bradford-White Corp. | UPDX50S50FR*N | Natural Gas | TRUE | TRUE |  | FALSE | 48 | 92 |  | 50000 | 79 |  | 0.62 | 0.58 |  |  |  | Federally-Regulated Consumer Product |  | 2011-09-27
Bradford White Corporation | Bradford-White Corp. | DH1504T**N12 | Natural Gas | FALSE | FALSE |  | FALSE | 48 | 92 |  | 50000 | 78 | 25830 | 0.58 | 0.58 |  |  |  | Federally-Regulated Consumer Product |  | 2007-11-21
Bradford White Corporation | Bradford-White Corp. | M2XR504T**FBN(C) | Natural Gas | FALSE | TRUE | Non-Ozone-Depleting | FALSE | 48 | 101 |  | 65000 | 79 | 25392 | 0.59 | 0.58 |  |  |  | Federally-Regulated Consumer Product |  | 2009-04-22
Rheem | Richmond | 9G50-36NE2 | Natural Gas | TRUE | TRUE |  | FALSE | 48 | 93 |  | 36000 | 83 | 22032 | 0.68 | 0.58 |  |  |  | Federally-Regulated Consumer Product |  | 2011-02-17
Bradford White Corporation | Bradford-White Corp. | M-I-TW50L***N-13 | Natural Gas | TRUE | TRUE |  | FALSE | 48 | 85 |  | 40000 | 80 | 23780 | 0.63 | 0.58 |  |  |  | Federally-Regulated Consumer Product |  | 2007-11-21
Rheem | Rheem | 24X50FN | Natural Gas | FALSE | TRUE |  | FALSE | 48 | 91 |  | 40000 | 80 |  | 0.6 | 0.6 |  |  |  | Federally-Regulated Consumer Product |  | 2015-07-06
Bradford White Corporation | Bradford-White Corp. | M4XRTW50T**FBN | Natural Gas | TRUE | TRUE |  | FALSE | 48 | 108 |  | 65000 | 78 |  | 0.67 | 0.58 |  |  |  | Federally-Regulated Consumer Product |  | 2011-09-27
Rheem Sales Co.¦ Inc. | Rheem | 22V50FNVE | Natural Gas | FALSE | TRUE |  | FALSE | 48 | 91 |  | 40000 | 76 |  | 0.58 | 0.58 |  |  |  | Federally-Regulated Consumer Product |  | 2015-10-01
Bradford White Corporation | Lochinvar Corp. | SVN051 | Natural Gas | TRUE | FALSE |  | FALSE | 48 | 80 |  | 40000 | 80 | 24164 | 0.62 | 0.58 |  |  |  | Federally-Regulated Consumer Product |  | 2007-11-21
Bradford White Corporation | Bradford-White Corp. | URG2DV50H*N-*** | Natural Gas | FALSE | TRUE |  | FALSE | 48 | 88 |  | 45000 | 78 |  | 0.6 | 0.6 |  |  |  | Federally-Regulated Consumer Product |  | 2015-07-06
Rheem Sales Co.¦ Inc. | Richmond | 9G50-40FN | Natural Gas | FALSE | TRUE |  | FALSE | 48 | 91 |  | 40000 | 76 |  | 0.58 | 0.58 |  |  |  | Federally-Regulated Consumer Product |  | 2015-10-01
Bradford White Corporation | Bradford-White Corp. | MIITW50T***N12 | Natural Gas | TRUE | FALSE |  | FALSE | 48 | 105 |  | 65000 | 80 | 23408 | 0.64 | 0.58 |  |  |  | Federally-Regulated Consumer Product |  | 2007-11-21
Bradford White Corporation | Bradford-White Corp. | URG2PDV50H*N | Natural Gas | TRUE | TRUE |  | FALSE | 48 | 92 |  | 50000 | 79 |  | 0.68 | 0.6 |  |  |  | Federally-Regulated Consumer Product |  | 2015-07-06
Bradford White Corporation | Bradford-White Corp. | DH1504T***N15-ATO******* | Natural Gas | FALSE | TRUE |  | FALSE | 48 | 92 |  | 50000 | 78 | 25830 | 0.58 | 0.58 |  |  |  | Federally-Regulated Consumer Product |  | 2007-11-21
Giant Factories¦ Inc. | Giant Factories¦ Inc. | UG50-38TFPDV1-N2U-US | Natural Gas | TRUE | TRUE |  | FALSE | 48 | 71 |  | 38000 | 80 |  | 0.67 | 0.6 |  |  |  | Federally-Regulated Consumer Product |  | 2015-06-05
Bradford White Corporation | Lochinvar Corp. | LTN051G | Natural Gas | FALSE | TRUE |  | FALSE | 48 | 87 |  | 65000 | 77 | 25830 | 0.58 | 0.58 |  |  |  | Federally-Regulated Consumer Product |  | 2007-11-21
Rheem Sales Co.¦ Inc. | Rheem | PROG48-40U RH58 | Natural Gas | FALSE | TRUE |  | FALSE | 48 | 91 |  | 40000 | 76 |  | 0.58 | 0.58 |  |  |  | Federally-Regulated Consumer Product |  | 2015-10-01
Bradford White Corporation | Bradford-White Corp. | PDX250T*BN(A) | Natural Gas | TRUE | TRUE |  | FALSE | 48 | 105 |  | 65000 | 79 | 24164 | 0.62 | 0.58 |  |  |  | Federally-Regulated Consumer Product |  | 2007-11-21
Rheem Sales Co.¦ Inc. | Richmond | 6G50-40FN | Natural Gas | FALSE | TRUE |  | FALSE | 48 | 91 |  | 40000 | 76 |  | 0.58 | 0.58 |  |  |  | Federally-Regulated Consumer Product |  | 2015-10-01
Rheem | Rheem | GG50T06TXT | Natural Gas | TRUE | TRUE |  | FALSE | 48 | 93 |  | 36000 | 83 | 22032 | 0.68 | 0.58 |  |  |  | Federally-Regulated Consumer Product |  | 2011-02-17
Bradford White Corporation | Bradford-White Corp. | RG250L*N | Natural Gas | FALSE | TRUE |  | FALSE | 48 | 88 |  | 40000 | 79 |  | 0.6 | 0.6 |  |  |  | Federally-Regulated Consumer Product |  | 2015-07-06
Bradford White Corporation | Bradford-White Corp. | M2XR504T**FBN(D) | Natural Gas | FALSE | TRUE | Non-Ozone-Depleting | FALSE | 48 | 103 |  | 65000 | 79 | 25392 | 0.59 | 0.58 |  |  |  | Federally-Regulated Consumer Product |  | 2010-03-16
Rheem Sales Co.¦ Inc. | Rheem | XG48T06EN40U1 | Natural Gas | FALSE | TRUE |  | FALSE | 48 | 80 |  | 40000 | 80 |  | 0.6 | 0.58 |  |  |  | Federally-Regulated Consumer Product |  | 2015-10-01
Bradford White Corporation | Lochinvar Corp. | DVN052-2 | Natural Gas | TRUE | FALSE |  | FALSE | 48 | 100 |  | 65000 | 80 | 23408 | 0.64 | 0.58 |  |  |  | Federally-Regulated Consumer Product |  | 2007-11-21
Bradford White Corporation | Bradford-White Corp. | MITW50L***N15-ATO******* | Natural Gas | FALSE | TRUE |  | FALSE | 48 | 85 |  | 40000 | 80 | 24164 | 0.62 | 0.58 |  |  |  | Federally-Regulated Consumer Product |  | 2007-11-21
Rheem | Rheem | PG50T09TXT | Natural Gas | TRUE | TRUE |  | FALSE | 48 | 93 |  | 36000 | 83 | 22032 | 0.68 | 0.58 |  |  |  | Federally-Regulated Consumer Product |  | 2011-02-17
Bradford White Corporation | Bradford-White Corp. | MIITW50T***N-10 | Natural Gas | TRUE | TRUE | Non-Ozone-Depleting | FALSE | 48 | 108 |  | 67000 | 81 | 22699 | 0.66 | 0.58 |  |  |  | Federally-Regulated Consumer Product |  | 2009-04-22
Bradford White Corporation | Jetglas | LG2PDV50H60*X | Natural Gas | TRUE | TRUE |  | FALSE | 48 | 100 |  | 60000 | 79 |  | 0.68 | 0.58 |  |  |  | Federally-Regulated Consumer Product |  | 2015-10-01
Bradford White Corporation | Lochinvar Corp. | DVN051 | Natural Gas | FALSE | FALSE |  | FALSE | 48 | 80 |  | 40000 | 79 | 24164 | 0.62 | 0.58 |  |  |  | Federally-Regulated Consumer Product |  | 2007-11-21
Bradford White Corporation | Bradford-White Corp. | M2XR504T*FBN(A) | Natural Gas | FALSE | TRUE |  | FALSE | 48 | 101 |  | 65000 | 79 | 25392 | 0.59 | 0.58 |  |  |  | Federally-Regulated Consumer Product |  | 2007-11-21
Lochinvar¦ LLC. | Lochinvar Corp. | LTN 050 50 100 | Natural Gas | FALSE | TRUE |  | FALSE | 48 | 90 |  | 50000 | 76 |  | 0.58 | 0.58 |  |  |  | Federally-Regulated Consumer Product |  | 2011-11-30
Rheem Sales Co.¦ Inc. | Richmond | 6G50-40FN3 | Natural Gas | FALSE | TRUE |  | FALSE | 48 | 91 |  | 40000 | 80 |  | 0.6 | 0.58 |  |  |  | Federally-Regulated Consumer Product |  | 2015-10-01
Bradford White Corporation | Bradford-White Corp. | M-I-TW50L***N-12 | Natural Gas | TRUE | FALSE |  | FALSE | 48 | 85 |  | 40000 | 80 | 24164 | 0.62 | 0.58 |  |  |  | Federally-Regulated Consumer Product |  | 2007-11-21
Bradford White Corporation | Bradford-White Corp. | DH1504T***N15-ATO****** | Natural Gas | FALSE | TRUE | Non-Ozone-Depleting | FALSE | 48 | 92 |  | 50000 | 78 | 25830 | 0.58 | 0.58 |  |  |  | Federally-Regulated Consumer Product |  | 2009-04-22
Bradford White Corporation | Bradford-White Corp. | DH1504T*BN(A) | Natural Gas | FALSE | TRUE |  | FALSE | 48 | 92 |  | 50000 | 79 | 25830 | 0.58 | 0.58 |  |  |  | Federally-Regulated Consumer Product |  | 2007-11-21
Rheem | Rheem | 6G50-40FN3 | Natural Gas | FALSE | TRUE |  | FALSE | 48 | 91 |  | 40000 | 80 |  | 0.6 | 0.6 |  |  |  | Federally-Regulated Consumer Product |  | 2015-07-06
Bradford White Corporation | Bradford-White Corp. | M2XR504T***N5 | Natural Gas | FALSE | TRUE |  | FALSE | 48 | 101 |  | 65000 | 79 | 25392 | 0.59 | 0.58 |  |  |  | Federally-Regulated Consumer Product |  | 2007-11-21
Rheem Sales Co.¦ Inc. | Rheem | PROG48-40U RH60 | Natural Gas | FALSE | TRUE |  | FALSE | 48 | 91 |  | 40000 | 80 |  | 0.6 | 0.58 |  |  |  | Federally-Regulated Consumer Product |  | 2015-10-01
Bradford White Corporation | Bradford-White Corp. | MIITW50T***N15 | Natural Gas | TRUE | TRUE | Non-Ozone-Depleting | FALSE | 48 | 108 |  | 67000 | 81 | 22699 | 0.66 | 0.58 |  |  |  | Federally-Regulated Consumer Product |  | 2009-04-22
A O Smith Water Products | Maytag | HR650 YRRT | Natural Gas | FALSE | TRUE | Non-Ozone-Depleting | FALSE | 48 | 90 |  | 50000 | 76 | 25830 | 0.58 | 0.58 |  |  |  | Federally-Regulated Consumer Product |  | 2007-11-21
Sears Brand Management Corp. | Sears Brand Management Corp. | 153.3398 | Natural Gas | FALSE | TRUE |  | FALSE | 48 | 90 |  | 50000 | 76 |  | 0.58 | 0.58 |  |  |  | Federally-Regulated Consumer Product |  | 2012-04-02
Bradford White Corporation | Bradford-White Corp. | TW450S67FB*N | Natural Gas | TRUE | TRUE | Non-Ozone-Depleting | FALSE | 48 | 108 |  | 67000 | 81 | 22699 | 0.66 | 0.58 |  |  |  | Federally-Regulated Consumer Product |  | 2011-09-27
A O Smith Water Products | Maytag | HRX 50 YQRT | Natural Gas | FALSE | TRUE | Non-Ozone-Depleting | FALSE | 48 | 90 |  | 50000 | 76 | 25830 | 0.58 | 0.58 |  |  |  | Federally-Regulated Consumer Product |  | 2007-11-21
Bradford White Corporation | Bradford-White Corp. | PDX250T***N10 | Natural Gas | TRUE | FALSE |  | FALSE | 48 | 105 |  | 60000 | 80 | 24164 | 0.62 | 0.58 |  |  |  | Federally-Regulated Consumer Product |  | 2007-11-21
Rheem Sales Co.¦ Inc. | Rheem | 22V50FN | Natural Gas | FALSE | TRUE |  | FALSE | 48 | 91 |  | 40000 | 76 |  | 0.58 | 0.58 |  |  |  | Federally-Regulated Consumer Product |  | 2015-10-01
Bradford White Corporation | Bradford-White Corp. | RG2PDV50H*N | Natural Gas | TRUE | TRUE |  | FALSE | 48 | 100 |  | 60000 | 79 |  | 0.68 | 0.6 |  |  |  | Federally-Regulated Consumer Product |  | 2015-07-06
Bradford White Corporation | Bradford-White Corp. | U2TW50T**FRN(A) | Natural Gas | TRUE | TRUE |  | FALSE | 48 | 101 |  | 60000 | 81 |  | 0.66 | 0.58 |  |  |  | Federally-Regulated Consumer Product |  | 2015-03-24
Bradford White Corporation | Bradford-White Corp. | M2TW50T*BN1 | Natural Gas | TRUE | TRUE | Non-Ozone-Depleting | FALSE | 48 | 108 |  | 67000 | 81 | 22699 | 0.66 | 0.58 |  |  |  | Federally-Regulated Consumer Product |  | 2011-09-27
Bradford White Corporation | Bradford-White Corp. | PDX250T**FBN(A) | Natural Gas | TRUE | TRUE | Non-Ozone-Depleting | FALSE | 48 | 105 |  | 60000 | 79 | 24164 | 0.62 | 0.58 |  |  |  | Federally-Regulated Consumer Product |  | 2010-03-16
Giant Factories¦ Inc. | Giant Factories¦ Inc. | UG50-38TFPDV-N2U | Natural Gas | TRUE | TRUE |  | FALSE | 48 | 71 |  | 38000 | 80 |  | 0.67 | 0.58 |  |  |  | Federally-Regulated Consumer Product |  | 2014-02-04
Bradford White Corporation | Bradford-White Corp. | PDX250T***N13 | Natural Gas | TRUE | TRUE |  | FALSE | 48 | 105 |  | 65000 | 80 | 24164 | 0.62 | 0.58 |  |  |  | Federally-Regulated Consumer Product |  | 2007-11-21
Bradford White Corporation | Bradford-White Corp. | UTW450S60FR**N(A) | Natural Gas | TRUE | TRUE |  | FALSE | 48 | 101 |  | 60000 | 81 |  | 0.66 | 0.58 |  |  |  | Federally-Regulated Consumer Product |  | 2015-03-24
Bradford White Corporation | Bradford-White Corp. | PDX250T*FBN(A) | Natural Gas | TRUE | TRUE | Non-Ozone-Depleting | FALSE | 48 | 105 |  | 60000 | 79 | 24164 | 0.62 | 0.58 |  |  |  | Federally-Regulated Consumer Product |  | 2007-11-21
Bradford White Corporation | Bradford-White Corp. | RG2PV50H*N | Natural Gas | TRUE | TRUE |  | FALSE | 48 | 112 |  | 65000 | 78 |  | 0.7 | 0.6 |  |  |  | Federally-Regulated Consumer Product |  | 2015-07-06
Rheem Sales Co.¦ Inc. | Rheem | 42V50-65F | Natural Gas | FALSE | TRUE |  | FALSE | 48 | 98 |  | 65000 | 76 |  | 0.58 | 0.58 |  |  |  | Federally-Regulated Consumer Product |  | 2015-10-01
Rheem Sales Co.¦ Inc. | Richmond | 6G50-65F | Natural Gas | FALSE | TRUE |  | FALSE | 48 | 98 |  | 65000 | 76 |  | 0.58 | 0.58 |  |  |  | Federally-Regulated Consumer Product |  | 2015-10-01
Bradford White Corporation | Bradford-White Corp. | LG2DV50H50*N | Natural Gas | FALSE | TRUE |  | FALSE | 48 | 93 |  | 50000 | 78 |  | 0.6 | 0.6 |  |  |  | Federally-Regulated Consumer Product |  | 2015-07-06
Bradford White Corporation | Bradford-White Corp. | URG2PV50H*N | Natural Gas | TRUE | TRUE |  | FALSE | 48 | 99 |  | 56000 | 78 |  | 0.7 | 0.6 |  |  |  | Federally-Regulated Consumer Product |  | 2015-07-06
Bradford White Corporation | Lochinvar Corp. | PRN050 | Natural Gas | TRUE | FALSE |  | FALSE | 48 | 100 |  | 60000 | 80 | 24969 | 0.6 | 0.58 |  |  |  | Federally-Regulated Consumer Product |  | 2007-11-21
Rheem | Rheem | 12G50-36NE2 | Natural Gas | TRUE | TRUE |  | FALSE | 48 | 93 |  | 36000 | 83 |  | 0.68 | 0.58 |  |  |  | Federally-Regulated Consumer Product |  | 2011-09-27
Bradford White Corporation | BRADFORD WHITE | LG2PDV50H60*X | Natural Gas | TRUE | TRUE |  | FALSE | 48 | 100 |  | 60000 | 79 |  | 0.68 | 0.58 |  |  |  | Federally-Regulated Consumer Product |  | 2015-10-01
Rheem | Rheem | 9G50-36NE2 | Natural Gas | TRUE | TRUE |  | FALSE | 48 | 93 |  | 36000 | 83 |  | 0.68 | 0.58 |  |  |  | Federally-Regulated Consumer Product |  | 2011-09-27
Bradford White Corporation | Bradford-White Corp. | UPDX250T**FRN | Natural Gas | TRUE | TRUE |  | FALSE | 48 | 92 |  | 50000 | 79 |  | 0.62 | 0.58 |  |  |  | Federally-Regulated Consumer Product |  | 2011-09-27
Bradford White Corporation | Bradford-White Corp. | DH50T50FB*N | Natural Gas | FALSE | TRUE | Non-Ozone-Depleting | FALSE | 48 | 92 |  | 50000 | 78 | 25830 | 0.58 | 0.58 |  |  |  | Federally-Regulated Consumer Product |  | 2009-04-22
Bradford White Corporation | Bradford-White Corp. | MIITW50T***N15 | Natural Gas | FALSE | TRUE |  | FALSE | 48 | 105 |  | 65000 | 80 | 23408 | 0.64 | 0.58 |  |  |  | Federally-Regulated Consumer Product |  | 2007-11-21
Bradford White Corporation | Bradford-White Corp. | MI50L**FBN(B) | Natural Gas | FALSE | TRUE | Non-Ozone-Depleting | FALSE | 48 | 86 |  | 40000 | 79 | 25830 | 0.58 | 0.58 |  |  |  | Federally-Regulated Consumer Product |  | 2009-05-06
Bradford White Corporation | Bradford-White Corp. | MI50L***N7 | Natural Gas | FALSE | TRUE |  | FALSE | 48 | 86 |  | 40000 | 78 | 25830 | 0.58 | 0.58 |  |  |  | Federally-Regulated Consumer Product |  | 2007-11-21
Bradford White Corporation | Bradford-White Corp. | M2TW50T**FBN(A) | Natural Gas | TRUE | TRUE | Non-Ozone-Depleting | FALSE | 48 | 108 |  | 67000 | 81 | 22699 | 0.66 | 0.58 |  |  |  | Federally-Regulated Consumer Product |  | 2011-09-27
Rheem Sales Co.¦ Inc. | Richmond | 12G50-40FN3 | Natural Gas | FALSE | TRUE |  | FALSE | 48 | 91 |  | 40000 | 80 |  | 0.6 | 0.58 |  |  |  | Federally-Regulated Consumer Product |  | 2015-10-01
Rheem Sales Co.¦ Inc. | Ruud | PROG48-40U RU58 | Natural Gas | FALSE | TRUE |  | FALSE | 48 | 91 |  | 40000 | 76 |  | 0.58 | 0.58 |  |  |  | Federally-Regulated Consumer Product |  | 2015-10-01
Rheem Sales Co.¦ Inc. | Rheem | 24X50FN | Natural Gas | FALSE | TRUE |  | FALSE | 48 | 91 |  | 40000 | 80 |  | 0.6 | 0.58 |  |  |  | Federally-Regulated Consumer Product |  | 2015-10-01
Lochinvar¦ LLC. | Lochinvar Corp. | LTN 050 50ST 100 | Natural Gas | FALSE | TRUE |  | FALSE | 48 | 90 |  | 50000 | 76 |  | 0.58 | 0.58 |  |  |  | Federally-Regulated Consumer Product |  | 2011-11-30
Bradford White Corporation | Bradford-White Corp. | DH1504T***N15 | Natural Gas | FALSE | TRUE |  | FALSE | 48 | 92 |  | 50000 | 78 | 25830 | 0.58 | 0.58 |  |  |  | Federally-Regulated Consumer Product |  | 2007-11-21
Bradford White Corporation | Bradford-White Corp. | ULG2DV50H45*N-*** | Natural Gas | FALSE | TRUE |  | FALSE | 48 | 88 |  | 45000 | 78 |  | 0.6 | 0.6 |  |  |  | Federally-Regulated Consumer Product |  | 2015-07-06
Bradford White Corporation | Lochinvar Corp. | DVN051 | Natural Gas | TRUE | FALSE |  | FALSE | 48 | 80 |  | 40000 | 80 | 24164 | 0.62 | 0.58 |  |  |  | Federally-Regulated Consumer Product |  | 2007-11-21
Rheem Sales Co.¦ Inc. | Rheem | 22V50 PROFN | Natural Gas | FALSE | TRUE |  | FALSE | 48 | 91 |  | 40000 | 76 |  | 0.58 | 0.58 |  |  |  | Federally-Regulated Consumer Product |  | 2015-10-01
A O Smith Water Products | American | VG6250T76NV* | Natural Gas | TRUE | FALSE |  | FALSE | 48 | 119 |  | 76000 | 93 |  |  |  | TRUE |  | 0.9 | Federally-Regulated Consumer Product | 0.62 | 2017-11-21
Bradford White Corporation | Bradford-White Corp. | MI50L*FBN(A) | Natural Gas | FALSE | TRUE |  | FALSE | 48 | 86 |  | 40000 | 79 | 25830 | 0.58 | 0.58 |  |  |  | Federally-Regulated Consumer Product |  | 2007-11-21
Bradford White Corporation | Bradford-White Corp. | ULG2PV50H56*N | Natural Gas | TRUE | TRUE |  | FALSE | 48 | 99 |  | 56000 | 78 |  | 0.7 | 0.6 |  |  |  | Federally-Regulated Consumer Product |  | 2015-07-06
Bradford White Corporation | Bradford-White Corp. | ULG2PDV50H50*N | Natural Gas | TRUE | TRUE |  | FALSE | 48 | 92 |  | 50000 | 79 |  | 0.68 | 0.6 |  |  |  | Federally-Regulated Consumer Product |  | 2015-07-06
Bradford White Corporation | Lochinvar Corp. | SVN052 | Natural Gas | TRUE | FALSE |  | FALSE | 48 | 100 |  | 65000 | 80 | 24164 | 0.62 | 0.58 |  |  |  | Federally-Regulated Consumer Product |  | 2007-11-21
Rheem Sales Co.¦ Inc. | Ruud | M4-50FN | Natural Gas | FALSE | TRUE |  | FALSE | 48 | 91 |  | 40000 | 80 |  | 0.6 | 0.58 |  |  |  | Federally-Regulated Consumer Product |  | 2015-10-01
Rheem | Ruud | 23X50NE2 | Natural Gas | TRUE | TRUE | Non-Ozone-Depleting | FALSE | 48 | 93 |  | 36000 | 83 | 22032 | 0.68 | 0.58 |  |  |  | Federally-Regulated Consumer Product |  | 2011-02-17
A O Smith Water Products | Reliance | 6 50 YTPDT* | Natural Gas | TRUE | FALSE |  | FALSE | 49 | 100 |  | 100000 | 95 |  |  |  | TRUE |  | 0.9 | Federally-Regulated Consumer Product | 0.62 | 2017-11-27
A O Smith Water Products | GSW WATER HEATERS | 6G50100NPDVH* | Natural Gas | TRUE | FALSE |  | FALSE | 49 | 100 |  | 100000 | 95 |  |  |  | TRUE |  | 0.9 | Federally-Regulated Consumer Product | 0.62 | 2017-11-21
A.O. Smith Corporation | GSW WATER HEATERS | 6G50100NPDVH* | Natural Gas | TRUE | FALSE |  | FALSE | 49 | 100 |  | 100000 | 95 |  |  |  | TRUE |  | 0.88 | Federally-Regulated Consumer Product | 0.62 | 2018-05-03
A O Smith Water Products | A.O. SMITH | GDHE 50* | Natural Gas | TRUE | FALSE |  | FALSE | 49 | 100 |  | 100000 | 95 |  |  |  | TRUE |  | 0.9 | Federally-Regulated Consumer Product | 0.62 | 2017-11-21
A O Smith Water Products | State | GP6 50 YTPDT* | Natural Gas | TRUE | FALSE |  | FALSE | 49 | 100 |  | 100000 | 95 |  |  |  | TRUE |  | 0.9 | Federally-Regulated Consumer Product | 0.62 | 2017-11-28
A.O. Smith Corporation | SELECT | GS 6 50YBF S 100 | Natural Gas | TRUE | TRUE |  | FALSE | 49 | 78 |  | 40000 | 79 |  |  |  | TRUE |  | 0.69 | Federally-Regulated Consumer Product | 0.63 | 2018-05-07
A O Smith Water Products | American | VG6250T100NV* | Natural Gas | TRUE | FALSE |  | FALSE | 49 | 100 |  | 100000 | 95 |  |  |  | TRUE |  | 0.9 | Federally-Regulated Consumer Product | 0.62 | 2017-11-21
A O Smith Water Products | Sears¦ Roebuck¦ & Co. | 153.3306 | Natural Gas | FALSE | TRUE |  | FALSE | 50 | 84 |  | 40000 | 85 | 24164 | 0.62 | 0.58 |  |  |  | Federally-Regulated Consumer Product |  | 2007-11-21
A O Smith Water Products | Sears¦ Roebuck¦ & Co. | 153.3306 | Natural Gas | FALSE | TRUE |  | FALSE | 50 | 84 |  | 40000 | 85 | 24164 | 0.62 | 0.58 |  |  |  | Federally-Regulated Consumer Product |  | 2007-11-21
A O Smith Water Products | Sears Brand Management Corp. | 153.3312 | Natural Gas | FALSE | TRUE |  | FALSE | 50 | 88 |  | 40000 | 76 |  | 0.62 | 0.58 |  |  |  | Federally-Regulated Consumer Product |  | 2011-11-30
Rheem Sales Co.¦ Inc.¦ Water Heater Products | Rheem | XG50S12DM40U0W | Natural Gas | FALSE | TRUE |  | FALSE | 50 | 89 |  | 40000 | 79 |  | 0.67 | 0.58 |  |  |  | Federally-Regulated Consumer Product |  | 2016-02-23
American Water Heater Co. | American | MHSCG62-50T38-3NV | Natural Gas | FALSE | FALSE |  | TRUE | 50 | 77 |  | 38000 | 76 |  | 0.59 | 0.58 |  |  |  | Federally-Regulated Consumer Product |  | 2016-03-30
American Water Heater Co. | American | MHSCG62-50T38-3NV 300 | Natural Gas | FALSE | TRUE |  | TRUE | 50 | 77 |  | 38000 | 76 |  | 0.59 | 0.58 |  |  |  | Federally-Regulated Consumer Product |  | 2016-03-30
A O Smith Water Products | Sears¦ Roebuck¦ & Co. | 153.3315 | Natural Gas | FALSE | TRUE | Non-Ozone-Depleting | FALSE | 50 | 97 |  | 40000 | 81 | 23780 | 0.63 | 0.58 |  |  |  | Federally-Regulated Consumer Product |  | 2007-11-21
A O Smith Water Products | Sears¦ Roebuck¦ & Co. | 153.3315 | Natural Gas | FALSE | TRUE | Non-Ozone-Depleting | FALSE | 50 | 97 |  | 40000 | 81 | 23780 | 0.63 | 0.58 |  |  |  | Federally-Regulated Consumer Product |  | 2007-11-21
A O Smith Water Products | Sears¦ Roebuck¦ & Co. | 153.3315 | Natural Gas | FALSE | TRUE | Non-Ozone-Depleting | FALSE | 50 | 97 |  | 40000 | 81 | 23780 | 0.63 | 0.58 |  |  |  | Federally-Regulated Consumer Product |  | 2007-11-21
A O Smith Water Products | Sears¦ Roebuck¦ & Co. | 153.3316 | Natural Gas | FALSE | TRUE |  | FALSE | 50 | 88 |  | 40000 | 76 | 24164 | 0.62 | 0.58 |  |  |  | Federally-Regulated Consumer Product |  | 2008-09-25
American Water Heater Co. | Whirlpool | 50T(3¦6¦9)-40NG 400 | Natural Gas | FALSE | TRUE |  | FALSE | 50 | 82 |  | 40000 | 80 |  | 0.6 | 0.58 |  |  |  | Federally-Regulated Consumer Product |  | 2016-08-22
American Water Heater Co. | Whirlpool | 50T10-40NG 400 | Natural Gas | FALSE | TRUE |  | FALSE | 50 | 82 |  | 40000 | 79 |  | 0.62 | 0.58 |  |  |  | Federally-Regulated Consumer Product |  | 2016-08-22
A O Smith Water Products | Sears¦ Roebuck¦ & Co. | 153.3316 | Natural Gas | FALSE | TRUE |  | FALSE | 50 | 88 |  | 40000 | 76 | 24164 | 0.62 | 0.58 |  |  |  | Federally-Regulated Consumer Product |  | 2009-02-27
A O Smith Water Products | Sears Brand Management Corp. | 153.3317 | Natural Gas | FALSE | TRUE |  | FALSE | 50 | 83 |  | 35500 | 76 |  | 0.58 | 0.58 |  |  |  | Federally-Regulated Consumer Product |  | 2011-11-30
A O Smith Water Products | A O Smith Water Products | 153.3319 | Natural Gas | FALSE | TRUE |  | FALSE | 50 | 86 |  | 45000 | 82 |  | 0.61 | 0.58 |  |  |  | Federally-Regulated Consumer Product |  | 2013-07-18
A O Smith Water Products | Sears | 153.3319 | Natural Gas | FALSE | TRUE |  | FALSE | 50 | 88 |  | 40000 | 76 |  | 0.59 | 0.58 |  |  |  | Federally-Regulated Consumer Product |  | 2017-05-24
A O Smith Water Products | Sears Brand Management Corp. | 153.3319 | Natural Gas | FALSE | TRUE |  | FALSE | 50 | 88 |  | 40000 | 76 |  | 0.59 | 0.58 |  |  |  | Federally-Regulated Consumer Product |  | 2012-06-11
A O Smith Water Products | A O Smith Water Products | 153.3319 | Natural Gas | FALSE | TRUE |  | FALSE | 50 | 88 |  | 40000 | 76 |  | 0.59 | 0.58 |  |  |  | Federally-Regulated Consumer Product |  | 2015-07-13
A O Smith Water Products | Sears¦ Roebuck¦ & Co. | 153.3321 | Natural Gas | TRUE | FALSE | Non-Ozone-Depleting | FALSE | 50 | 83 |  | 40000 | 82 | 23048 | 0.65 | 0.58 |  |  |  | Federally-Regulated Consumer Product |  | 2007-11-21
A O Smith Water Products | Sears¦ Roebuck¦ & Co. | 153.3328 | Natural Gas | FALSE | FALSE |  | FALSE | 50 | 77 |  | 38000 | 76 | 25392 | 0.59 | 0.58 |  |  |  | Federally-Regulated Consumer Product |  | 2007-11-21
American Water Heater Co. | A.O. SMITH | HURT 50(L) 400 | Natural Gas | FALSE | TRUE |  | FALSE | 50 | 98 |  | 50000 | 80 |  | 0.6 | 0.58 |  |  |  | Federally-Regulated Consumer Product |  | 2016-12-22
American Water Heater Co. | American | G81 50T40 400 | Natural Gas | FALSE | TRUE |  | FALSE | 50 | 82 |  | 40000 | 80 |  | 0.6 | 0.58 |  |  |  | Federally-Regulated Consumer Product |  | 2016-12-22
American Water Heater Co. | American | G82 50T40 400 | Natural Gas | FALSE | TRUE |  | FALSE | 50 | 82 |  | 40000 | 79 |  | 0.62 | 0.58 |  |  |  | Federally-Regulated Consumer Product |  | 2016-12-22
American Water Heater Co. | American | GU82 50T50(L) 400 | Natural Gas | FALSE | TRUE |  | FALSE | 50 | 98 |  | 50000 | 80 |  | 0.6 | 0.58 |  |  |  | Federally-Regulated Consumer Product |  | 2016-12-22
American Water Heater Co. | American | GU82 50T40 400 | Natural Gas | FALSE | TRUE |  | FALSE | 50 | 89 |  | 40000 | 80 |  | 0.62 | 0.58 |  |  |  | Federally-Regulated Consumer Product |  | 2016-12-22
American Water Heater Co. | Lochinvar | UTN05050-8(T) 400 | Natural Gas | FALSE | TRUE |  | FALSE | 50 | 98 |  | 50000 | 80 |  | 0.6 | 0.58 |  |  |  | Federally-Regulated Consumer Product |  | 2016-12-22
American Water Heater Co. | Lochinvar | UTN050 40-8(T) 400 | Natural Gas | FALSE | TRUE |  | FALSE | 50 | 89 |  | 40000 | 80 |  | 0.62 | 0.58 |  |  |  | Federally-Regulated Consumer Product |  | 2016-12-22
American Water Heater Co. | State | GW8 50 RCUT* 400 | Natural Gas | FALSE | TRUE |  | FALSE | 50 | 98 |  | 50000 | 80 |  | 0.6 | 0.58 |  |  |  | Federally-Regulated Consumer Product |  | 2016-12-22
A O Smith Water Products | Sears¦ Roebuck¦ & Co. | 153.3345 | Natural Gas | FALSE | TRUE | Non-Ozone-Depleting | FALSE | 50 | 90 |  | 40000 | 82 | 23408 | 0.64 | 0.58 |  |  |  | Federally-Regulated Consumer Product |  | 2007-11-21
A O Smith Water Products | Sears¦ Roebuck¦ & Co. | 153.3363 | Natural Gas | FALSE | TRUE |  | FALSE | 50 | 88 |  | 40000 | 76 | 24164 | 0.62 | 0.58 |  |  |  | Federally-Regulated Consumer Product |  | 2008-12-24
A O Smith Water Products | Sears¦ Roebuck¦ & Co. | 153.3366 | Natural Gas | FALSE | TRUE | Non-Ozone-Depleting | FALSE | 50 | 87 |  | 35500 | 74 | 25830 | 0.58 | 0.58 |  |  |  | Federally-Regulated Consumer Product |  | 2007-11-21
A O Smith Water Products | Sears¦ Roebuck¦ & Co. | 153.3366 | Natural Gas | FALSE | TRUE | Non-Ozone-Depleting | FALSE | 50 | 87 |  | 35500 | 74 | 25830 | 0.58 | 0.58 |  |  |  | Federally-Regulated Consumer Product |  | 2007-11-21
A O Smith Water Products | Sears¦ Roebuck¦ & Co. | 153.3366 | Natural Gas | FALSE | TRUE | Non-Ozone-Depleting | FALSE | 50 | 85 |  | 35500 | 76 | 25830 | 0.58 | 0.58 |  |  |  | Federally-Regulated Consumer Product |  | 2008-11-21
A O Smith Water Products | Sears Brand Management Corp. | 153.337 | Natural Gas | TRUE | TRUE |  | FALSE | 50 | 81 |  | 40000 | 79 |  | 0.67 | 0.58 |  |  |  | Federally-Regulated Consumer Product |  | 2011-11-30
A O Smith Water Products | Sears¦ Roebuck¦ & Co. | 153.3392 | Natural Gas | FALSE | TRUE |  | FALSE | 50 | 80 |  | 40000 | 76 | 25392 | 0.59 | 0.58 |  |  |  | Federally-Regulated Consumer Product |  | 2007-11-21
A O Smith Water Products | Sears Brand Management Corp. | 153.3392 | Natural Gas | FALSE | TRUE |  | FALSE | 50 | 80 |  | 40000 | 76 |  | 0.58 | 0.58 |  |  |  | Federally-Regulated Consumer Product |  | 2011-11-30
A O Smith Water Products | Sears¦ Roebuck¦ & Co. | 153.3395 | Natural Gas | FALSE | TRUE | Non-Ozone-Depleting | FALSE | 50 | 91 |  | 40000 | 76 | 25392 | 0.59 | 0.58 |  |  |  | Federally-Regulated Consumer Product |  | 2007-11-21
A O Smith Water Products | Sears¦ Roebuck¦ & Co. | 153.3395 | Natural Gas | FALSE | TRUE |  | FALSE | 50 | 88 |  | 40000 | 76 | 24164 | 0.62 | 0.58 |  |  |  | Federally-Regulated Consumer Product |  | 2008-12-24
A O Smith Water Products | A O Smith Water Products | 153.3396 | Natural Gas | FALSE | TRUE | Non-Ozone-Depleting | FALSE | 50 | 91 |  | 40000 | 76 | 25830 | 0.58 | 0.58 |  |  |  | Federally-Regulated Consumer Product |  | 2007-11-21
A O Smith Water Products | Sears¦ Roebuck¦ & Co. | 153.3396 | Natural Gas | FALSE | TRUE | Non-Ozone-Depleting | FALSE | 50 | 91 |  | 40000 | 76 | 25392 | 0.59 | 0.58 |  |  |  | Federally-Regulated Consumer Product |  | 2007-11-21
A O Smith Water Products | Sears¦ Roebuck¦ & Co. | 153.3396 | Natural Gas | FALSE | TRUE | Non-Ozone-Depleting | FALSE | 50 | 91 |  | 40000 | 76 | 25392 | 0.59 | 0.58 |  |  |  | Federally-Regulated Consumer Product |  | 2007-11-21
A O Smith Water Products | Kenmore | 153.5565 | Natural Gas | TRUE | TRUE |  | FALSE | 50 | 90 |  | 40000 | 80 |  | 0.67 | 0.58 |  |  |  | Federally-Regulated Consumer Product |  | 2017-01-31
A O Smith Water Products | Sears Brand Management Corp. | 153.5725 | Natural Gas | FALSE | TRUE |  | FALSE | 50 | 88 |  | 40000 | 79 |  | 0.62 | 0.58 |  |  |  | Federally-Regulated Consumer Product |  | 2015-04-10
A O Smith Water Products | Kenmore | 153.5725 | Natural Gas | FALSE | TRUE |  | FALSE | 50 | 88 |  | 40000 | 79 |  | 0.62 | 0.58 |  |  |  | Federally-Regulated Consumer Product |  | 2015-10-01
American Water Heater Co. | A.O. SMITH | G12-FDT5040NV | Natural Gas | TRUE | TRUE |  | FALSE | 50 | 81 |  | 40000 | 79 |  | 0.67 | 0.58 |  |  |  | Federally-Regulated Consumer Product |  | 2017-03-24
American Water Heater Co. | A.O. SMITH | G6-UPVT5042NV | Natural Gas | TRUE | TRUE |  | FALSE | 50 | 81 |  | 42000 | 80 |  | 0.68 | 0.58 |  |  |  | Federally-Regulated Consumer Product |  | 2017-03-24
American Water Heater Co. | A.O. SMITH | G6-UDVT5038NV | Natural Gas | FALSE | TRUE |  | FALSE | 50 | 81 |  | 38000 | 80 |  | 0.62 | 0.58 |  |  |  | Federally-Regulated Consumer Product |  | 2017-05-10
American Water Heater Co. | A.O. SMITH | G6N-T5040NV 400 | Natural Gas | FALSE | TRUE |  | FALSE | 50 | 82 |  | 40000 | 80 |  | 0.6 | 0.58 |  |  |  | Federally-Regulated Consumer Product |  | 2017-05-10
American Water Heater Co. | A.O. SMITH | G(6¦9¦12)-T5040NV 400 | Natural Gas | FALSE | TRUE |  | FALSE | 50 | 82 |  | 40000 | 79 |  | 0.62 | 0.58 |  |  |  | Federally-Regulated Consumer Product |  | 2017-05-10
American Water Heater Co. | A.O. SMITH | G6N-UT5040NV 400 | Natural Gas | FALSE | TRUE |  | FALSE | 50 | 91 |  | 40000 | 78 |  | 0.6 | 0.58 |  |  |  | Federally-Regulated Consumer Product |  | 2017-05-10
American Water Heater Co. | A.O. SMITH | G6-UT5050NV 400 | Natural Gas | FALSE | TRUE |  | FALSE | 50 | 98 |  | 50000 | 80 |  | 0.6 | 0.58 |  |  |  | Federally-Regulated Consumer Product |  | 2017-05-10
American Water Heater Co. | A.O. SMITH | G(9¦12)-UT5040NV 400 | Natural Gas | FALSE | TRUE |  | FALSE | 50 | 89 |  | 40000 | 80 |  | 0.62 | 0.58 |  |  |  | Federally-Regulated Consumer Product |  | 2017-05-10
A O Smith Water Products | Kenmore | 153.5765 | Natural Gas | FALSE | TRUE |  | FALSE | 50 | 88 |  | 40000 | 77 |  | 0.6 | 0.58 |  |  |  | Federally-Regulated Consumer Product |  | 2015-10-01
A O Smith Water Products | Sears Brand Management Corp. | 153.5765 | Natural Gas | FALSE | TRUE |  | FALSE | 50 | 88 |  | 40000 | 77 |  | 0.6 | 0.58 |  |  |  | Federally-Regulated Consumer Product |  | 2015-04-10
GSW Water Heating | A.O. SMITH | G6-PVS5040NV | Natural Gas | TRUE | TRUE |  | FALSE | 50 | 90 |  | 40000 | 82 |  | 0.7 | 0.58 |  |  |  | Federally-Regulated Consumer Product |  | 2017-05-10
GSW Water Heating | A.O. SMITH | G6-PVT5050NV | Natural Gas | TRUE | TRUE |  | FALSE | 50 | 96 |  | 50000 | 82 |  | 0.7 | 0.58 |  |  |  | Federally-Regulated Consumer Product |  | 2017-05-10
GSW Water Heating | A.O. SMITH | G6-PDT5045NV | Natural Gas | TRUE | TRUE |  | FALSE | 50 | 93 |  | 45000 | 83 |  | 0.7 | 0.58 |  |  |  | Federally-Regulated Consumer Product |  | 2017-05-10
GSW Water Heating | A.O. SMITH | G6-DVT5040NV | Natural Gas | FALSE | TRUE |  | FALSE | 50 | 91 |  | 40000 | 81 |  | 0.62 | 0.58 |  |  |  | Federally-Regulated Consumer Product |  | 2017-05-10
American Water Heater Co. | AMERICAS BEST | UG6250T403N*** | Natural Gas | FALSE | TRUE |  | FALSE | 50 | 75 |  | 40000 | 77 |  | 0.6 | 0.58 |  |  |  | Federally-Regulated Consumer Product |  | 2017-05-22
American Water Heater Co. | AMERICAS BEST | PVG6250T42N*** | Natural Gas | TRUE | TRUE |  | FALSE | 50 | 81 |  | 42000 | 76 |  | 0.67 | 0.58 |  |  |  | Federally-Regulated Consumer Product |  | 2017-05-22
American Water Heater Co. | AMERICAS BEST | BFG6150T403N*** | Natural Gas | FALSE | TRUE |  | FALSE | 50 | 81 |  | 40000 | 76 |  | 0.58 | 0.58 |  |  |  | Federally-Regulated Consumer Product |  | 2017-05-22
American Water Heater Co. | AMERICAS BEST | UG6250T403N***200 | Natural Gas | FALSE | TRUE |  | FALSE | 50 | 81 |  | 40000 | 77 |  | 0.62 | 0.58 |  |  |  | Federally-Regulated Consumer Product |  | 2017-05-22
American Water Heater Co. | AMERICAS BEST | BFG6150T504N*** | Natural Gas | FALSE | TRUE |  | FALSE | 50 | 87 |  | 50000 | 76 |  | 0.58 | 0.58 |  |  |  | Federally-Regulated Consumer Product |  | 2017-05-22
American Water Heater Co. | AMERICAS BEST | BFG6250T504N*** | Natural Gas | FALSE | TRUE |  | FALSE | 50 | 87 |  | 50000 | 76 |  | 0.6 | 0.58 |  |  |  | Federally-Regulated Consumer Product |  | 2017-05-22
American Water Heater Co. | AMERICAS BEST | DVG62-50T42-N*** | Natural Gas | FALSE | TRUE |  | FALSE | 50 | 70 |  | 42000 | 76 |  | 0.58 | 0.58 |  |  |  | Federally-Regulated Consumer Product |  | 2017-05-22
American Water Heater Co. | AMERICAS BEST | PDVG6250T42N*** | Natural Gas | TRUE | TRUE |  | FALSE | 50 | 81 |  | 42000 | 76 |  | 0.67 | 0.58 |  |  |  | Federally-Regulated Consumer Product |  | 2017-05-22
American Water Heater Co. | AMERICAS BEST | PDVG6250T60N*** | Natural Gas | TRUE | TRUE |  | FALSE | 50 | 87 |  | 60000 | 76 |  | 0.67 | 0.58 |  |  |  | Federally-Regulated Consumer Product |  | 2017-05-22
American Water Heater Co. | AMERICAS BEST | PVG6250T60N*** | Natural Gas | TRUE | TRUE |  | FALSE | 50 | 90 |  | 60000 | 76 |  | 0.67 | 0.58 |  |  |  | Federally-Regulated Consumer Product |  | 2017-05-22
American Water Heater Co. | AMERICAS BEST | SG6150T403N*** | Natural Gas | FALSE | TRUE |  | FALSE | 50 | 90 |  | 40000 | 76 |  | 0.61 | 0.58 |  |  |  | Federally-Regulated Consumer Product |  | 2017-05-22
American Water Heater Co. | AMERICAS BEST | UG6150T403N*** | Natural Gas | FALSE | TRUE |  | FALSE | 50 | 75 |  | 40000 | 77 |  | 0.58 | 0.58 |  |  |  | Federally-Regulated Consumer Product |  | 2017-05-22
American Water Heater Co. | AMERICAS BEST | BFG6150S403NOV | Natural Gas | FALSE | FALSE |  | FALSE | 50 | 88 |  | 40000 | 76 |  | 0.58 | 0.58 |  |  |  | Federally-Regulated Consumer Product |  | 2017-05-22
American Water Heater Co. | AMERICAS BEST | UG6250T504N*** | Natural Gas | FALSE | TRUE |  | FALSE | 50 | 90 |  | 50000 | 78 |  | 0.59 | 0.58 |  |  |  | Federally-Regulated Consumer Product |  | 2017-05-22
American Water Heater Co. | Craftmaster | UG6250T403N*** | Natural Gas | FALSE | TRUE |  | FALSE | 50 | 75 |  | 40000 | 77 |  | 0.6 | 0.58 |  |  |  | Federally-Regulated Consumer Product |  | 2017-05-22
American Water Heater Co. | Craftmaster | PVG6250T42N*** | Natural Gas | TRUE | TRUE |  | FALSE | 50 | 81 |  | 42000 | 76 |  | 0.67 | 0.58 |  |  |  | Federally-Regulated Consumer Product |  | 2017-05-22
American Water Heater Co. | Craftmaster | BFG6150T403N*** | Natural Gas | FALSE | TRUE |  | FALSE | 50 | 81 |  | 40000 | 76 |  | 0.58 | 0.58 |  |  |  | Federally-Regulated Consumer Product |  | 2017-05-22
American Water Heater Co. | Craftmaster | UG6250T403N***200 | Natural Gas | FALSE | TRUE |  | FALSE | 50 | 81 |  | 40000 | 77 |  | 0.62 | 0.58 |  |  |  | Federally-Regulated Consumer Product |  | 2017-05-22
American Water Heater Co. | Craftmaster | BFG6150T504N*** | Natural Gas | FALSE | TRUE |  | FALSE | 50 | 87 |  | 50000 | 76 |  | 0.58 | 0.58 |  |  |  | Federally-Regulated Consumer Product |  | 2017-05-22
American Water Heater Co. | Craftmaster | BFG6250T504N*** | Natural Gas | FALSE | TRUE |  | FALSE | 50 | 87 |  | 50000 | 76 |  | 0.6 | 0.58 |  |  |  | Federally-Regulated Consumer Product |  | 2017-05-22
American Water Heater Co. | Craftmaster | DVG62-50T42-N*** | Natural Gas | FALSE | TRUE |  | FALSE | 50 | 70 |  | 42000 | 76 |  | 0.58 | 0.58 |  |  |  | Federally-Regulated Consumer Product |  | 2017-05-22
American Water Heater Co. | Craftmaster | PDVG6250T42N*** | Natural Gas | TRUE | TRUE |  | FALSE | 50 | 81 |  | 42000 | 76 |  | 0.67 | 0.58 |  |  |  | Federally-Regulated Consumer Product |  | 2017-05-22
American Water Heater Co. | Craftmaster | PDVG6250T60N*** | Natural Gas | TRUE | TRUE |  | FALSE | 50 | 87 |  | 60000 | 76 |  | 0.67 | 0.58 |  |  |  | Federally-Regulated Consumer Product |  | 2017-05-22
American Water Heater Co. | Craftmaster | PVG6250T60N*** | Natural Gas | TRUE | TRUE |  | FALSE | 50 | 90 |  | 60000 | 76 |  | 0.67 | 0.58 |  |  |  | Federally-Regulated Consumer Product |  | 2017-05-22
American Water Heater Co. | Craftmaster | SG6150T403N*** | Natural Gas | FALSE | TRUE |  | FALSE | 50 | 90 |  | 40000 | 76 |  | 0.61 | 0.58 |  |  |  | Federally-Regulated Consumer Product |  | 2017-05-22
American Water Heater Co. | Craftmaster | UG6150T403N*** | Natural Gas | FALSE | TRUE |  | FALSE | 50 | 75 |  | 40000 | 77 |  | 0.58 | 0.58 |  |  |  | Federally-Regulated Consumer Product |  | 2017-05-22
American Water Heater Co. | Craftmaster | BFG6150S403NOV | Natural Gas | FALSE | FALSE |  | FALSE | 50 | 88 |  | 40000 | 76 |  | 0.58 | 0.58 |  |  |  | Federally-Regulated Consumer Product |  | 2017-05-22
American Water Heater Co. | Craftmaster | UG6250T504N*** | Natural Gas | FALSE | TRUE |  | FALSE | 50 | 90 |  | 50000 | 78 |  | 0.59 | 0.58 |  |  |  | Federally-Regulated Consumer Product |  | 2017-05-22
American Water Heater Co. | Revere | UG6250T403N*** | Natural Gas | FALSE | TRUE |  | FALSE | 50 | 75 |  | 40000 | 77 |  | 0.6 | 0.58 |  |  |  | Federally-Regulated Consumer Product |  | 2017-05-23
American Water Heater Co. | Revere | PVG6250T42N*** | Natural Gas | TRUE | TRUE |  | FALSE | 50 | 81 |  | 42000 | 76 |  | 0.67 | 0.58 |  |  |  | Federally-Regulated Consumer Product |  | 2017-05-23
American Water Heater Co. | Revere | BFG6150T403N*** | Natural Gas | FALSE | TRUE |  | FALSE | 50 | 81 |  | 40000 | 76 |  | 0.58 | 0.58 |  |  |  | Federally-Regulated Consumer Product |  | 2017-05-23
American Water Heater Co. | Revere | UG6250T403N***200 | Natural Gas | FALSE | TRUE |  | FALSE | 50 | 81 |  | 40000 | 77 |  | 0.62 | 0.58 |  |  |  | Federally-Regulated Consumer Product |  | 2017-05-23
American Water Heater Co. | Revere | BFG6150T504N*** | Natural Gas | FALSE | TRUE |  | FALSE | 50 | 87 |  | 50000 | 76 |  | 0.58 | 0.58 |  |  |  | Federally-Regulated Consumer Product |  | 2017-05-23
American Water Heater Co. | Revere | BFG6250T504N*** | Natural Gas | FALSE | TRUE |  | FALSE | 50 | 87 |  | 50000 | 76 |  | 0.6 | 0.58 |  |  |  | Federally-Regulated Consumer Product |  | 2017-05-23
American Water Heater Co. | Revere | DVG62-50T42-N*** | Natural Gas | FALSE | TRUE |  | FALSE | 50 | 70 |  | 42000 | 76 |  | 0.58 | 0.58 |  |  |  | Federally-Regulated Consumer Product |  | 2017-05-23
American Water Heater Co. | Revere | PDVG6250T42N*** | Natural Gas | TRUE | TRUE |  | FALSE | 50 | 81 |  | 42000 | 76 |  | 0.67 | 0.58 |  |  |  | Federally-Regulated Consumer Product |  | 2017-05-23
American Water Heater Co. | Revere | PDVG6250T60N*** | Natural Gas | TRUE | TRUE |  | FALSE | 50 | 87 |  | 60000 | 76 |  | 0.67 | 0.58 |  |  |  | Federally-Regulated Consumer Product |  | 2017-05-23
American Water Heater Co. | Revere | PVG6250T60N*** | Natural Gas | TRUE | TRUE |  | FALSE | 50 | 90 |  | 60000 | 76 |  | 0.67 | 0.58 |  |  |  | Federally-Regulated Consumer Product |  | 2017-05-23
American Water Heater Co. | Revere | SG6150T403N*** | Natural Gas | FALSE | TRUE |  | FALSE | 50 | 90 |  | 40000 | 76 |  | 0.61 | 0.58 |  |  |  | Federally-Regulated Consumer Product |  | 2017-05-23
American Water Heater Co. | Revere | UG6150T403N*** | Natural Gas | FALSE | TRUE |  | FALSE | 50 | 75 |  | 40000 | 77 |  | 0.58 | 0.58 |  |  |  | Federally-Regulated Consumer Product |  | 2017-05-23
American Water Heater Co. | Revere | BFG6150S403NOV | Natural Gas | FALSE | FALSE |  | FALSE | 50 | 88 |  | 40000 | 76 |  | 0.58 | 0.58 |  |  |  | Federally-Regulated Consumer Product |  | 2017-05-23
American Water Heater Co. | Revere | UG6250T504N*** | Natural Gas | FALSE | TRUE |  | FALSE | 50 | 90 |  | 50000 | 78 |  | 0.59 | 0.58 |  |  |  | Federally-Regulated Consumer Product |  | 2017-05-23
American Water Heater Co. | THE EARLS ENERGY | UG6250T403N*** | Natural Gas | FALSE | TRUE |  | FALSE | 50 | 75 |  | 40000 | 77 |  | 0.6 | 0.58 |  |  |  | Federally-Regulated Consumer Product |  | 2017-05-23
American Water Heater Co. | THE EARLS ENERGY | PVG6250T42N*** | Natural Gas | TRUE | TRUE |  | FALSE | 50 | 81 |  | 42000 | 76 |  | 0.67 | 0.58 |  |  |  | Federally-Regulated Consumer Product |  | 2017-05-23
American Water Heater Co. | THE EARLS ENERGY | BFG6150T403N*** | Natural Gas | FALSE | TRUE |  | FALSE | 50 | 81 |  | 40000 | 76 |  | 0.58 | 0.58 |  |  |  | Federally-Regulated Consumer Product |  | 2017-05-23
American Water Heater Co. | THE EARLS ENERGY | UG6250T403N***200 | Natural Gas | FALSE | TRUE |  | FALSE | 50 | 81 |  | 40000 | 77 |  | 0.62 | 0.58 |  |  |  | Federally-Regulated Consumer Product |  | 2017-05-23
American Water Heater Co. | THE EARLS ENERGY | BFG6150T504N*** | Natural Gas | FALSE | TRUE |  | FALSE | 50 | 87 |  | 50000 | 76 |  | 0.58 | 0.58 |  |  |  | Federally-Regulated Consumer Product |  | 2017-05-23
American Water Heater Co. | THE EARLS ENERGY | BFG6250T504N*** | Natural Gas | FALSE | TRUE |  | FALSE | 50 | 87 |  | 50000 | 76 |  | 0.6 | 0.58 |  |  |  | Federally-Regulated Consumer Product |  | 2017-05-23
American Water Heater Co. | THE EARLS ENERGY | DVG62-50T42-N*** | Natural Gas | FALSE | TRUE |  | FALSE | 50 | 70 |  | 42000 | 76 |  | 0.58 | 0.58 |  |  |  | Federally-Regulated Consumer Product |  | 2017-05-23
American Water Heater Co. | THE EARLS ENERGY | PDVG6250T42N*** | Natural Gas | TRUE | TRUE |  | FALSE | 50 | 81 |  | 42000 | 76 |  | 0.67 | 0.58 |  |  |  | Federally-Regulated Consumer Product |  | 2017-05-23
American Water Heater Co. | THE EARLS ENERGY | PDVG6250T60N*** | Natural Gas | TRUE | TRUE |  | FALSE | 50 | 87 |  | 60000 | 76 |  | 0.67 | 0.58 |  |  |  | Federally-Regulated Consumer Product |  | 2017-05-23
American Water Heater Co. | THE EARLS ENERGY | PVG6250T60N*** | Natural Gas | TRUE | TRUE |  | FALSE | 50 | 90 |  | 60000 | 76 |  | 0.67 | 0.58 |  |  |  | Federally-Regulated Consumer Product |  | 2017-05-23
American Water Heater Co. | THE EARLS ENERGY | SG6150T403N*** | Natural Gas | FALSE | TRUE |  | FALSE | 50 | 90 |  | 40000 | 76 |  | 0.61 | 0.58 |  |  |  | Federally-Regulated Consumer Product |  | 2017-05-23
American Water Heater Co. | THE EARLS ENERGY | UG6150T403N*** | Natural Gas | FALSE | TRUE |  | FALSE | 50 | 75 |  | 40000 | 77 |  | 0.58 | 0.58 |  |  |  | Federally-Regulated Consumer Product |  | 2017-05-23
American Water Heater Co. | THE EARLS ENERGY | BFG6150S403NOV | Natural Gas | FALSE | FALSE |  | FALSE | 50 | 88 |  | 40000 | 76 |  | 0.58 | 0.58 |  |  |  | Federally-Regulated Consumer Product |  | 2017-05-23
American Water Heater Co. | THE EARLS ENERGY | UG6250T504N*** | Natural Gas | FALSE | TRUE |  | FALSE | 50 | 90 |  | 50000 | 78 |  | 0.59 | 0.58 |  |  |  | Federally-Regulated Consumer Product |  | 2017-05-23
American Water Heater Co. | THE EARLS ENERGY SAVER PLUS | UG6250T403N*** | Natural Gas | FALSE | TRUE |  | FALSE | 50 | 75 |  | 40000 | 77 |  | 0.6 | 0.58 |  |  |  | Federally-Regulated Consumer Product |  | 2017-05-23
American Water Heater Co. | THE EARLS ENERGY SAVER PLUS | PVG6250T42N*** | Natural Gas | TRUE | TRUE |  | FALSE | 50 | 81 |  | 42000 | 76 |  | 0.67 | 0.58 |  |  |  | Federally-Regulated Consumer Product |  | 2017-05-23
American Water Heater Co. | THE EARLS ENERGY SAVER PLUS | BFG6150T403N*** | Natural Gas | FALSE | TRUE |  | FALSE | 50 | 81 |  | 40000 | 76 |  | 0.58 | 0.58 |  |  |  | Federally-Regulated Consumer Product |  | 2017-05-23
American Water Heater Co. | THE EARLS ENERGY SAVER PLUS | UG6250T403N***200 | Natural Gas | FALSE | TRUE |  | FALSE | 50 | 81 |  | 40000 | 77 |  | 0.62 | 0.58 |  |  |  | Federally-Regulated Consumer Product |  | 2017-05-23
American Water Heater Co. | THE EARLS ENERGY SAVER PLUS | BFG6150T504N*** | Natural Gas | FALSE | TRUE |  | FALSE | 50 | 87 |  | 50000 | 76 |  | 0.58 | 0.58 |  |  |  | Federally-Regulated Consumer Product |  | 2017-05-23
American Water Heater Co. | THE EARLS ENERGY SAVER PLUS | BFG6250T504N*** | Natural Gas | FALSE | TRUE |  | FALSE | 50 | 87 |  | 50000 | 76 |  | 0.6 | 0.58 |  |  |  | Federally-Regulated Consumer Product |  | 2017-05-23
American Water Heater Co. | THE EARLS ENERGY SAVER PLUS | DVG62-50T42-N*** | Natural Gas | FALSE | TRUE |  | FALSE | 50 | 70 |  | 42000 | 76 |  | 0.58 | 0.58 |  |  |  | Federally-Regulated Consumer Product |  | 2017-05-23
American Water Heater Co. | THE EARLS ENERGY SAVER PLUS | PDVG6250T42N*** | Natural Gas | TRUE | TRUE |  | FALSE | 50 | 81 |  | 42000 | 76 |  | 0.67 | 0.58 |  |  |  | Federally-Regulated Consumer Product |  | 2017-05-23
American Water Heater Co. | THE EARLS ENERGY SAVER PLUS | PDVG6250T60N*** | Natural Gas | TRUE | TRUE |  | FALSE | 50 | 87 |  | 60000 | 76 |  | 0.67 | 0.58 |  |  |  | Federally-Regulated Consumer Product |  | 2017-05-23
American Water Heater Co. | THE EARLS ENERGY SAVER PLUS | PVG6250T60N*** | Natural Gas | TRUE | TRUE |  | FALSE | 50 | 90 |  | 60000 | 76 |  | 0.67 | 0.58 |  |  |  | Federally-Regulated Consumer Product |  | 2017-05-23
American Water Heater Co. | THE EARLS ENERGY SAVER PLUS | SG6150T403N*** | Natural Gas | FALSE | TRUE |  | FALSE | 50 | 90 |  | 40000 | 76 |  | 0.61 | 0.58 |  |  |  | Federally-Regulated Consumer Product |  | 2017-05-23
American Water Heater Co. | THE EARLS ENERGY SAVER PLUS | UG6150T403N*** | Natural Gas | FALSE | TRUE |  | FALSE | 50 | 75 |  | 40000 | 77 |  | 0.58 | 0.58 |  |  |  | Federally-Regulated Consumer Product |  | 2017-05-23
American Water Heater Co. | THE EARLS ENERGY SAVER PLUS | BFG6150S403NOV | Natural Gas | FALSE | FALSE |  | FALSE | 50 | 88 |  | 40000 | 76 |  | 0.58 | 0.58 |  |  |  | Federally-Regulated Consumer Product |  | 2017-05-23
American Water Heater Co. | THE EARLS ENERGY SAVER PLUS | UG6250T504N*** | Natural Gas | FALSE | TRUE |  | FALSE | 50 | 90 |  | 50000 | 78 |  | 0.59 | 0.58 |  |  |  | Federally-Regulated Consumer Product |  | 2017-05-23
American Water Heater Co. | SURE-FIRE | UG6250T403N*** | Natural Gas | FALSE | TRUE |  | FALSE | 50 | 75 |  | 40000 | 77 |  | 0.6 | 0.58 |  |  |  | Federally-Regulated Consumer Product |  | 2017-05-23
American Water Heater Co. | SURE-FIRE | PVG6250T42N*** | Natural Gas | TRUE | TRUE |  | FALSE | 50 | 81 |  | 42000 | 76 |  | 0.67 | 0.58 |  |  |  | Federally-Regulated Consumer Product |  | 2017-05-23
American Water Heater Co. | SURE-FIRE | BFG6150T403N*** | Natural Gas | FALSE | TRUE |  | FALSE | 50 | 81 |  | 40000 | 76 |  | 0.58 | 0.58 |  |  |  | Federally-Regulated Consumer Product |  | 2017-05-23
American Water Heater Co. | SURE-FIRE | UG6250T403N***200 | Natural Gas | FALSE | TRUE |  | FALSE | 50 | 81 |  | 40000 | 77 |  | 0.62 | 0.58 |  |  |  | Federally-Regulated Consumer Product |  | 2017-05-23
American Water Heater Co. | SURE-FIRE | BFG6150T504N*** | Natural Gas | FALSE | TRUE |  | FALSE | 50 | 87 |  | 50000 | 76 |  | 0.58 | 0.58 |  |  |  | Federally-Regulated Consumer Product |  | 2017-05-23
American Water Heater Co. | SURE-FIRE | BFG6250T504N*** | Natural Gas | FALSE | TRUE |  | FALSE | 50 | 87 |  | 50000 | 76 |  | 0.6 | 0.58 |  |  |  | Federally-Regulated Consumer Product |  | 2017-05-23
American Water Heater Co. | SURE-FIRE | DVG62-50T42-N*** | Natural Gas | FALSE | TRUE |  | FALSE | 50 | 70 |  | 42000 | 76 |  | 0.58 | 0.58 |  |  |  | Federally-Regulated Consumer Product |  | 2017-05-23
American Water Heater Co. | SURE-FIRE | PDVG6250T42N*** | Natural Gas | TRUE | TRUE |  | FALSE | 50 | 81 |  | 42000 | 76 |  | 0.67 | 0.58 |  |  |  | Federally-Regulated Consumer Product |  | 2017-05-23
American Water Heater Co. | SURE-FIRE | PDVG6250T60N*** | Natural Gas | TRUE | TRUE |  | FALSE | 50 | 87 |  | 60000 | 76 |  | 0.67 | 0.58 |  |  |  | Federally-Regulated Consumer Product |  | 2017-05-23
American Water Heater Co. | SURE-FIRE | PVG6250T60N*** | Natural Gas | TRUE | TRUE |  | FALSE | 50 | 90 |  | 60000 | 76 |  | 0.67 | 0.58 |  |  |  | Federally-Regulated Consumer Product |  | 2017-05-23
American Water Heater Co. | SURE-FIRE | SG6150T403N*** | Natural Gas | FALSE | TRUE |  | FALSE | 50 | 90 |  | 40000 | 76 |  | 0.61 | 0.58 |  |  |  | Federally-Regulated Consumer Product |  | 2017-05-23
American Water Heater Co. | SURE-FIRE | UG6150T403N*** | Natural Gas | FALSE | TRUE |  | FALSE | 50 | 75 |  | 40000 | 77 |  | 0.58 | 0.58 |  |  |  | Federally-Regulated Consumer Product |  | 2017-05-23
American Water Heater Co. | SURE-FIRE | BFG6150S403NOV | Natural Gas | FALSE | FALSE |  | FALSE | 50 | 88 |  | 40000 | 76 |  | 0.58 | 0.58 |  |  |  | Federally-Regulated Consumer Product |  | 2017-05-23
American Water Heater Co. | SURE-FIRE | UG6250T504N*** | Natural Gas | FALSE | TRUE |  | FALSE | 50 | 90 |  | 50000 | 78 |  | 0.59 | 0.58 |  |  |  | Federally-Regulated Consumer Product |  | 2017-05-23
American Water Heater Co. | SUPER EAGLE | UG6250T403N*** | Natural Gas | FALSE | TRUE |  | FALSE | 50 | 75 |  | 40000 | 77 |  | 0.6 | 0.58 |  |  |  | Federally-Regulated Consumer Product |  | 2017-05-23
American Water Heater Co. | SUPER EAGLE | PVG6250T42N*** | Natural Gas | TRUE | TRUE |  | FALSE | 50 | 81 |  | 42000 | 76 |  | 0.67 | 0.58 |  |  |  | Federally-Regulated Consumer Product |  | 2017-05-23
American Water Heater Co. | SUPER EAGLE | BFG6150T403N*** | Natural Gas | FALSE | TRUE |  | FALSE | 50 | 81 |  | 40000 | 76 |  | 0.58 | 0.58 |  |  |  | Federally-Regulated Consumer Product |  | 2017-05-23
American Water Heater Co. | SUPER EAGLE | UG6250T403N***200 | Natural Gas | FALSE | TRUE |  | FALSE | 50 | 81 |  | 40000 | 77 |  | 0.62 | 0.58 |  |  |  | Federally-Regulated Consumer Product |  | 2017-05-23
American Water Heater Co. | SUPER EAGLE | BFG6150T504N*** | Natural Gas | FALSE | TRUE |  | FALSE | 50 | 87 |  | 50000 | 76 |  | 0.58 | 0.58 |  |  |  | Federally-Regulated Consumer Product |  | 2017-05-23
American Water Heater Co. | SUPER EAGLE | BFG6250T504N*** | Natural Gas | FALSE | TRUE |  | FALSE | 50 | 87 |  | 50000 | 76 |  | 0.6 | 0.58 |  |  |  | Federally-Regulated Consumer Product |  | 2017-05-23
American Water Heater Co. | SUPER EAGLE | DVG62-50T42-N*** | Natural Gas | FALSE | TRUE |  | FALSE | 50 | 70 |  | 42000 | 76 |  | 0.58 | 0.58 |  |  |  | Federally-Regulated Consumer Product |  | 2017-05-23
American Water Heater Co. | SUPER EAGLE | PDVG6250T42N*** | Natural Gas | TRUE | TRUE |  | FALSE | 50 | 81 |  | 42000 | 76 |  | 0.67 | 0.58 |  |  |  | Federally-Regulated Consumer Product |  | 2017-05-23
American Water Heater Co. | SUPER EAGLE | PDVG6250T60N*** | Natural Gas | TRUE | TRUE |  | FALSE | 50 | 87 |  | 60000 | 76 |  | 0.67 | 0.58 |  |  |  | Federally-Regulated Consumer Product |  | 2017-05-23
American Water Heater Co. | SUPER EAGLE | PVG6250T60N*** | Natural Gas | TRUE | TRUE |  | FALSE | 50 | 90 |  | 60000 | 76 |  | 0.67 | 0.58 |  |  |  | Federally-Regulated Consumer Product |  | 2017-05-23
American Water Heater Co. | SUPER EAGLE | SG6150T403N*** | Natural Gas | FALSE | TRUE |  | FALSE | 50 | 90 |  | 40000 | 76 |  | 0.61 | 0.58 |  |  |  | Federally-Regulated Consumer Product |  | 2017-05-23
American Water Heater Co. | SUPER EAGLE | UG6150T403N*** | Natural Gas | FALSE | TRUE |  | FALSE | 50 | 75 |  | 40000 | 77 |  | 0.58 | 0.58 |  |  |  | Federally-Regulated Consumer Product |  | 2017-05-23
American Water Heater Co. | SUPER EAGLE | BFG6150S403NOV | Natural Gas | FALSE | FALSE |  | FALSE | 50 | 88 |  | 40000 | 76 |  | 0.58 | 0.58 |  |  |  | Federally-Regulated Consumer Product |  | 2017-05-23
American Water Heater Co. | SUPER EAGLE | UG6250T504N*** | Natural Gas | FALSE | TRUE |  | FALSE | 50 | 90 |  | 50000 | 78 |  | 0.59 | 0.58 |  |  |  | Federally-Regulated Consumer Product |  | 2017-05-23
American Water Heater Co. | Super-Flo | UG6250T403N*** | Natural Gas | FALSE | TRUE |  | FALSE | 50 | 75 |  | 40000 | 77 |  | 0.6 | 0.58 |  |  |  | Federally-Regulated Consumer Product |  | 2017-05-23
American Water Heater Co. | Super-Flo | PVG6250T42N*** | Natural Gas | TRUE | TRUE |  | FALSE | 50 | 81 |  | 42000 | 76 |  | 0.67 | 0.58 |  |  |  | Federally-Regulated Consumer Product |  | 2017-05-23
American Water Heater Co. | Super-Flo | BFG6150T403N*** | Natural Gas | FALSE | TRUE |  | FALSE | 50 | 81 |  | 40000 | 76 |  | 0.58 | 0.58 |  |  |  | Federally-Regulated Consumer Product |  | 2017-05-23
American Water Heater Co. | Super-Flo | UG6250T403N***200 | Natural Gas | FALSE | TRUE |  | FALSE | 50 | 81 |  | 40000 | 77 |  | 0.62 | 0.58 |  |  |  | Federally-Regulated Consumer Product |  | 2017-05-23
American Water Heater Co. | Super-Flo | BFG6150T504N*** | Natural Gas | FALSE | TRUE |  | FALSE | 50 | 87 |  | 50000 | 76 |  | 0.58 | 0.58 |  |  |  | Federally-Regulated Consumer Product |  | 2017-05-23
American Water Heater Co. | Super-Flo | BFG6250T504N*** | Natural Gas | FALSE | TRUE |  | FALSE | 50 | 87 |  | 50000 | 76 |  | 0.6 | 0.58 |  |  |  | Federally-Regulated Consumer Product |  | 2017-05-23
American Water Heater Co. | Super-Flo | DVG62-50T42-N*** | Natural Gas | FALSE | TRUE |  | FALSE | 50 | 70 |  | 42000 | 76 |  | 0.58 | 0.58 |  |  |  | Federally-Regulated Consumer Product |  | 2017-05-23
American Water Heater Co. | Super-Flo | PDVG6250T42N*** | Natural Gas | TRUE | TRUE |  | FALSE | 50 | 81 |  | 42000 | 76 |  | 0.67 | 0.58 |  |  |  | Federally-Regulated Consumer Product |  | 2017-05-23
American Water Heater Co. | Super-Flo | PDVG6250T60N*** | Natural Gas | TRUE | TRUE |  | FALSE | 50 | 87 |  | 60000 | 76 |  | 0.67 | 0.58 |  |  |  | Federally-Regulated Consumer Product |  | 2017-05-23
American Water Heater Co. | Super-Flo | PVG6250T60N*** | Natural Gas | TRUE | TRUE |  | FALSE | 50 | 90 |  | 60000 | 76 |  | 0.67 | 0.58 |  |  |  | Federally-Regulated Consumer Product |  | 2017-05-23
American Water Heater Co. | Super-Flo | SG6150T403N*** | Natural Gas | FALSE | TRUE |  | FALSE | 50 | 90 |  | 40000 | 76 |  | 0.61 | 0.58 |  |  |  | Federally-Regulated Consumer Product |  | 2017-05-23
American Water Heater Co. | Super-Flo | UG6150T403N*** | Natural Gas | FALSE | TRUE |  | FALSE | 50 | 75 |  | 40000 | 77 |  | 0.58 | 0.58 |  |  |  | Federally-Regulated Consumer Product |  | 2017-05-23
American Water Heater Co. | Super-Flo | BFG6150S403NOV | Natural Gas | FALSE | FALSE |  | FALSE | 50 | 88 |  | 40000 | 76 |  | 0.58 | 0.58 |  |  |  | Federally-Regulated Consumer Product |  | 2017-05-23
American Water Heater Co. | Super-Flo | UG6250T504N*** | Natural Gas | FALSE | TRUE |  | FALSE | 50 | 90 |  | 50000 | 78 |  | 0.59 | 0.58 |  |  |  | Federally-Regulated Consumer Product |  | 2017-05-23
American Water Heater Co. | Supreme | UG6250T403N*** | Natural Gas | FALSE | TRUE |  | FALSE | 50 | 75 |  | 40000 | 77 |  | 0.6 | 0.58 |  |  |  | Federally-Regulated Consumer Product |  | 2017-05-23
American Water Heater Co. | Supreme | PVG6250T42N*** | Natural Gas | TRUE | TRUE |  | FALSE | 50 | 81 |  | 42000 | 76 |  | 0.67 | 0.58 |  |  |  | Federally-Regulated Consumer Product |  | 2017-05-23
American Water Heater Co. | Supreme | BFG6150T403N*** | Natural Gas | FALSE | TRUE |  | FALSE | 50 | 81 |  | 40000 | 76 |  | 0.58 | 0.58 |  |  |  | Federally-Regulated Consumer Product |  | 2017-05-23
American Water Heater Co. | Supreme | UG6250T403N***200 | Natural Gas | FALSE | TRUE |  | FALSE | 50 | 81 |  | 40000 | 77 |  | 0.62 | 0.58 |  |  |  | Federally-Regulated Consumer Product |  | 2017-05-23
American Water Heater Co. | Supreme | BFG6150T504N*** | Natural Gas | FALSE | TRUE |  | FALSE | 50 | 87 |  | 50000 | 76 |  | 0.58 | 0.58 |  |  |  | Federally-Regulated Consumer Product |  | 2017-05-23
American Water Heater Co. | Supreme | BFG6250T504N*** | Natural Gas | FALSE | TRUE |  | FALSE | 50 | 87 |  | 50000 | 76 |  | 0.6 | 0.58 |  |  |  | Federally-Regulated Consumer Product |  | 2017-05-23
American Water Heater Co. | Supreme | DVG62-50T42-N*** | Natural Gas | FALSE | TRUE |  | FALSE | 50 | 70 |  | 42000 | 76 |  | 0.58 | 0.58 |  |  |  | Federally-Regulated Consumer Product |  | 2017-05-23
American Water Heater Co. | Supreme | PDVG6250T42N*** | Natural Gas | TRUE | TRUE |  | FALSE | 50 | 81 |  | 42000 | 76 |  | 0.67 | 0.58 |  |  |  | Federally-Regulated Consumer Product |  | 2017-05-23
American Water Heater Co. | Supreme | PDVG6250T60N*** | Natural Gas | TRUE | TRUE |  | FALSE | 50 | 87 |  | 60000 | 76 |  | 0.67 | 0.58 |  |  |  | Federally-Regulated Consumer Product |  | 2017-05-23
American Water Heater Co. | Supreme | PVG6250T60N*** | Natural Gas | TRUE | TRUE |  | FALSE | 50 | 90 |  | 60000 | 76 |  | 0.67 | 0.58 |  |  |  | Federally-Regulated Consumer Product |  | 2017-05-23
American Water Heater Co. | Supreme | SG6150T403N*** | Natural Gas | FALSE | TRUE |  | FALSE | 50 | 90 |  | 40000 | 76 |  | 0.61 | 0.58 |  |  |  | Federally-Regulated Consumer Product |  | 2017-05-23
American Water Heater Co. | Supreme | UG6150T403N*** | Natural Gas | FALSE | TRUE |  | FALSE | 50 | 75 |  | 40000 | 77 |  | 0.58 | 0.58 |  |  |  | Federally-Regulated Consumer Product |  | 2017-05-23
American Water Heater Co. | Supreme | BFG6150S403NOV | Natural Gas | FALSE | FALSE |  | FALSE | 50 | 88 |  | 40000 | 76 |  | 0.58 | 0.58 |  |  |  | Federally-Regulated Consumer Product |  | 2017-05-23
American Water Heater Co. | Supreme | UG6250T504N*** | Natural Gas | FALSE | TRUE |  | FALSE | 50 | 90 |  | 50000 | 78 |  | 0.59 | 0.58 |  |  |  | Federally-Regulated Consumer Product |  | 2017-05-23
American Water Heater Co. | Standard | UG6250T403N*** | Natural Gas | FALSE | TRUE |  | FALSE | 50 | 75 |  | 40000 | 77 |  | 0.6 | 0.58 |  |  |  | Federally-Regulated Consumer Product |  | 2017-05-23
American Water Heater Co. | Standard | PVG6250T42N*** | Natural Gas | TRUE | TRUE |  | FALSE | 50 | 81 |  | 42000 | 76 |  | 0.67 | 0.58 |  |  |  | Federally-Regulated Consumer Product |  | 2017-05-23
American Water Heater Co. | Standard | BFG6150T403N*** | Natural Gas | FALSE | TRUE |  | FALSE | 50 | 81 |  | 40000 | 76 |  | 0.58 | 0.58 |  |  |  | Federally-Regulated Consumer Product |  | 2017-05-23
American Water Heater Co. | Standard | UG6250T403N***200 | Natural Gas | FALSE | TRUE |  | FALSE | 50 | 81 |  | 40000 | 77 |  | 0.62 | 0.58 |  |  |  | Federally-Regulated Consumer Product |  | 2017-05-23
American Water Heater Co. | Standard | BFG6150T504N*** | Natural Gas | FALSE | TRUE |  | FALSE | 50 | 87 |  | 50000 | 76 |  | 0.58 | 0.58 |  |  |  | Federally-Regulated Consumer Product |  | 2017-05-23
American Water Heater Co. | Standard | BFG6250T504N*** | Natural Gas | FALSE | TRUE |  | FALSE | 50 | 87 |  | 50000 | 76 |  | 0.6 | 0.58 |  |  |  | Federally-Regulated Consumer Product |  | 2017-05-23
American Water Heater Co. | Standard | DVG62-50T42-N*** | Natural Gas | FALSE | TRUE |  | FALSE | 50 | 70 |  | 42000 | 76 |  | 0.58 | 0.58 |  |  |  | Federally-Regulated Consumer Product |  | 2017-05-23
American Water Heater Co. | Standard | PDVG6250T42N*** | Natural Gas | TRUE | TRUE |  | FALSE | 50 | 81 |  | 42000 | 76 |  | 0.67 | 0.58 |  |  |  | Federally-Regulated Consumer Product |  | 2017-05-23
American Water Heater Co. | Standard | PDVG6250T60N*** | Natural Gas | TRUE | TRUE |  | FALSE | 50 | 87 |  | 60000 | 76 |  | 0.67 | 0.58 |  |  |  | Federally-Regulated Consumer Product |  | 2017-05-23
American Water Heater Co. | Standard | PVG6250T60N*** | Natural Gas | TRUE | TRUE |  | FALSE | 50 | 90 |  | 60000 | 76 |  | 0.67 | 0.58 |  |  |  | Federally-Regulated Consumer Product |  | 2017-05-23
American Water Heater Co. | Standard | SG6150T403N*** | Natural Gas | FALSE | TRUE |  | FALSE | 50 | 90 |  | 40000 | 76 |  | 0.61 | 0.58 |  |  |  | Federally-Regulated Consumer Product |  | 2017-05-23
American Water Heater Co. | Standard | UG6150T403N*** | Natural Gas | FALSE | TRUE |  | FALSE | 50 | 75 |  | 40000 | 77 |  | 0.58 | 0.58 |  |  |  | Federally-Regulated Consumer Product |  | 2017-05-23
American Water Heater Co. | Standard | BFG6150S403NOV | Natural Gas | FALSE | FALSE |  | FALSE | 50 | 88 |  | 40000 | 76 |  | 0.58 | 0.58 |  |  |  | Federally-Regulated Consumer Product |  | 2017-05-23
American Water Heater Co. | Standard | UG6250T504N*** | Natural Gas | FALSE | TRUE |  | FALSE | 50 | 90 |  | 50000 | 78 |  | 0.59 | 0.58 |  |  |  | Federally-Regulated Consumer Product |  | 2017-05-23
American Water Heater Co. | Special Deluxe | UG6250T403N*** | Natural Gas | FALSE | TRUE |  | FALSE | 50 | 75 |  | 40000 | 77 |  | 0.6 | 0.58 |  |  |  | Federally-Regulated Consumer Product |  | 2017-05-23
American Water Heater Co. | Special Deluxe | PVG6250T42N*** | Natural Gas | TRUE | TRUE |  | FALSE | 50 | 81 |  | 42000 | 76 |  | 0.67 | 0.58 |  |  |  | Federally-Regulated Consumer Product |  | 2017-05-23
American Water Heater Co. | Special Deluxe | BFG6150T403N*** | Natural Gas | FALSE | TRUE |  | FALSE | 50 | 81 |  | 40000 | 76 |  | 0.58 | 0.58 |  |  |  | Federally-Regulated Consumer Product |  | 2017-05-23
American Water Heater Co. | Special Deluxe | UG6250T403N***200 | Natural Gas | FALSE | TRUE |  | FALSE | 50 | 81 |  | 40000 | 77 |  | 0.62 | 0.58 |  |  |  | Federally-Regulated Consumer Product |  | 2017-05-23
American Water Heater Co. | Special Deluxe | BFG6150T504N*** | Natural Gas | FALSE | TRUE |  | FALSE | 50 | 87 |  | 50000 | 76 |  | 0.58 | 0.58 |  |  |  | Federally-Regulated Consumer Product |  | 2017-05-23
American Water Heater Co. | Special Deluxe | BFG6250T504N*** | Natural Gas | FALSE | TRUE |  | FALSE | 50 | 87 |  | 50000 | 76 |  | 0.6 | 0.58 |  |  |  | Federally-Regulated Consumer Product |  | 2017-05-23
American Water Heater Co. | Special Deluxe | DVG62-50T42-N*** | Natural Gas | FALSE | TRUE |  | FALSE | 50 | 70 |  | 42000 | 76 |  | 0.58 | 0.58 |  |  |  | Federally-Regulated Consumer Product |  | 2017-05-23
American Water Heater Co. | Special Deluxe | PDVG6250T42N*** | Natural Gas | TRUE | TRUE |  | FALSE | 50 | 81 |  | 42000 | 76 |  | 0.67 | 0.58 |  |  |  | Federally-Regulated Consumer Product |  | 2017-05-23
American Water Heater Co. | Special Deluxe | PDVG6250T60N*** | Natural Gas | TRUE | TRUE |  | FALSE | 50 | 87 |  | 60000 | 76 |  | 0.67 | 0.58 |  |  |  | Federally-Regulated Consumer Product |  | 2017-05-23
American Water Heater Co. | Special Deluxe | PVG6250T60N*** | Natural Gas | TRUE | TRUE |  | FALSE | 50 | 90 |  | 60000 | 76 |  | 0.67 | 0.58 |  |  |  | Federally-Regulated Consumer Product |  | 2017-05-23
American Water Heater Co. | Special Deluxe | SG6150T403N*** | Natural Gas | FALSE | TRUE |  | FALSE | 50 | 90 |  | 40000 | 76 |  | 0.61 | 0.58 |  |  |  | Federally-Regulated Consumer Product |  | 2017-05-23
American Water Heater Co. | Special Deluxe | UG6150T403N*** | Natural Gas | FALSE | TRUE |  | FALSE | 50 | 75 |  | 40000 | 77 |  | 0.58 | 0.58 |  |  |  | Federally-Regulated Consumer Product |  | 2017-05-23
American Water Heater Co. | Special Deluxe | BFG6150S403NOV | Natural Gas | FALSE | FALSE |  | FALSE | 50 | 88 |  | 40000 | 76 |  | 0.58 | 0.58 |  |  |  | Federally-Regulated Consumer Product |  | 2017-05-23
American Water Heater Co. | Special Deluxe | UG6250T504N*** | Natural Gas | FALSE | TRUE |  | FALSE | 50 | 90 |  | 50000 | 78 |  | 0.59 | 0.58 |  |  |  | Federally-Regulated Consumer Product |  | 2017-05-23
American Water Heater Co. | PREMIER PLUS | UG6250T403N*** | Natural Gas | FALSE | TRUE |  | FALSE | 50 | 75 |  | 40000 | 77 |  | 0.6 | 0.58 |  |  |  | Federally-Regulated Consumer Product |  | 2017-05-23
American Water Heater Co. | PREMIER PLUS | PVG6250T42N*** | Natural Gas | TRUE | TRUE |  | FALSE | 50 | 81 |  | 42000 | 76 |  | 0.67 | 0.58 |  |  |  | Federally-Regulated Consumer Product |  | 2017-05-23
American Water Heater Co. | PREMIER PLUS | BFG6150T403N*** | Natural Gas | FALSE | TRUE |  | FALSE | 50 | 81 |  | 40000 | 76 |  | 0.58 | 0.58 |  |  |  | Federally-Regulated Consumer Product |  | 2017-05-23
American Water Heater Co. | PREMIER PLUS | UG6250T403N***200 | Natural Gas | FALSE | TRUE |  | FALSE | 50 | 81 |  | 40000 | 77 |  | 0.62 | 0.58 |  |  |  | Federally-Regulated Consumer Product |  | 2017-05-23
American Water Heater Co. | PREMIER PLUS | BFG6150T504N*** | Natural Gas | FALSE | TRUE |  | FALSE | 50 | 87 |  | 50000 | 76 |  | 0.58 | 0.58 |  |  |  | Federally-Regulated Consumer Product |  | 2017-05-23
American Water Heater Co. | PREMIER PLUS | BFG6250T504N*** | Natural Gas | FALSE | TRUE |  | FALSE | 50 | 87 |  | 50000 | 76 |  | 0.6 | 0.58 |  |  |  | Federally-Regulated Consumer Product |  | 2017-05-23
American Water Heater Co. | PREMIER PLUS | DVG62-50T42-N*** | Natural Gas | FALSE | TRUE |  | FALSE | 50 | 70 |  | 42000 | 76 |  | 0.58 | 0.58 |  |  |  | Federally-Regulated Consumer Product |  | 2017-05-23
American Water Heater Co. | PREMIER PLUS | PDVG6250T42N*** | Natural Gas | TRUE | TRUE |  | FALSE | 50 | 81 |  | 42000 | 76 |  | 0.67 | 0.58 |  |  |  | Federally-Regulated Consumer Product |  | 2017-05-23
American Water Heater Co. | PREMIER PLUS | PDVG6250T60N*** | Natural Gas | TRUE | TRUE |  | FALSE | 50 | 87 |  | 60000 | 76 |  | 0.67 | 0.58 |  |  |  | Federally-Regulated Consumer Product |  | 2017-05-23
American Water Heater Co. | PREMIER PLUS | PVG6250T60N*** | Natural Gas | TRUE | TRUE |  | FALSE | 50 | 90 |  | 60000 | 76 |  | 0.67 | 0.58 |  |  |  | Federally-Regulated Consumer Product |  | 2017-05-23
American Water Heater Co. | PREMIER PLUS | SG6150T403N*** | Natural Gas | FALSE | TRUE |  | FALSE | 50 | 90 |  | 40000 | 76 |  | 0.61 | 0.58 |  |  |  | Federally-Regulated Consumer Product |  | 2017-05-23
American Water Heater Co. | PREMIER PLUS | UG6150T403N*** | Natural Gas | FALSE | TRUE |  | FALSE | 50 | 75 |  | 40000 | 77 |  | 0.58 | 0.58 |  |  |  | Federally-Regulated Consumer Product |  | 2017-05-23
American Water Heater Co. | PREMIER PLUS | BFG6150S403NOV | Natural Gas | FALSE | FALSE |  | FALSE | 50 | 88 |  | 40000 | 76 |  | 0.58 | 0.58 |  |  |  | Federally-Regulated Consumer Product |  | 2017-05-23
American Water Heater Co. | PREMIER PLUS | UG6250T504N*** | Natural Gas | FALSE | TRUE |  | FALSE | 50 | 90 |  | 50000 | 78 |  | 0.59 | 0.58 |  |  |  | Federally-Regulated Consumer Product |  | 2017-05-23
American Water Heater Co. | Premier | BFG6150S403NOV | Natural Gas | FALSE | FALSE |  | FALSE | 50 | 88 |  | 40000 | 76 |  | 0.58 | 0.58 |  |  |  | Federally-Regulated Consumer Product |  | 2017-05-23
American Water Heater Co. | Premier | UG6250T504N*** | Natural Gas | FALSE | TRUE |  | FALSE | 50 | 90 |  | 50000 | 78 |  | 0.59 | 0.58 |  |  |  | Federally-Regulated Consumer Product |  | 2017-05-23
American Water Heater Co. | Prestige | UG6250T403N*** | Natural Gas | FALSE | TRUE |  | FALSE | 50 | 75 |  | 40000 | 77 |  | 0.6 | 0.58 |  |  |  | Federally-Regulated Consumer Product |  | 2017-05-23
American Water Heater Co. | Prestige | PVG6250T42N*** | Natural Gas | TRUE | TRUE |  | FALSE | 50 | 81 |  | 42000 | 76 |  | 0.67 | 0.58 |  |  |  | Federally-Regulated Consumer Product |  | 2017-05-23
American Water Heater Co. | Prestige | BFG6150T403N*** | Natural Gas | FALSE | TRUE |  | FALSE | 50 | 81 |  | 40000 | 76 |  | 0.58 | 0.58 |  |  |  | Federally-Regulated Consumer Product |  | 2017-05-23
American Water Heater Co. | Prestige | UG6250T403N***200 | Natural Gas | FALSE | TRUE |  | FALSE | 50 | 81 |  | 40000 | 77 |  | 0.62 | 0.58 |  |  |  | Federally-Regulated Consumer Product |  | 2017-05-23
American Water Heater Co. | Prestige | BFG6150T504N*** | Natural Gas | FALSE | TRUE |  | FALSE | 50 | 87 |  | 50000 | 76 |  | 0.58 | 0.58 |  |  |  | Federally-Regulated Consumer Product |  | 2017-05-23
American Water Heater Co. | Prestige | BFG6250T504N*** | Natural Gas | FALSE | TRUE |  | FALSE | 50 | 87 |  | 50000 | 76 |  | 0.6 | 0.58 |  |  |  | Federally-Regulated Consumer Product |  | 2017-05-23
American Water Heater Co. | Prestige | DVG62-50T42-N*** | Natural Gas | FALSE | TRUE |  | FALSE | 50 | 70 |  | 42000 | 76 |  | 0.58 | 0.58 |  |  |  | Federally-Regulated Consumer Product |  | 2017-05-23
American Water Heater Co. | Prestige | PDVG6250T42N*** | Natural Gas | TRUE | TRUE |  | FALSE | 50 | 81 |  | 42000 | 76 |  | 0.67 | 0.58 |  |  |  | Federally-Regulated Consumer Product |  | 2017-05-23
American Water Heater Co. | Prestige | PDVG6250T60N*** | Natural Gas | TRUE | TRUE |  | FALSE | 50 | 87 |  | 60000 | 76 |  | 0.67 | 0.58 |  |  |  | Federally-Regulated Consumer Product |  | 2017-05-23
American Water Heater Co. | Prestige | PVG6250T60N*** | Natural Gas | TRUE | TRUE |  | FALSE | 50 | 90 |  | 60000 | 76 |  | 0.67 | 0.58 |  |  |  | Federally-Regulated Consumer Product |  | 2017-05-23
American Water Heater Co. | Prestige | SG6150T403N*** | Natural Gas | FALSE | TRUE |  | FALSE | 50 | 90 |  | 40000 | 76 |  | 0.61 | 0.58 |  |  |  | Federally-Regulated Consumer Product |  | 2017-05-23
American Water Heater Co. | Prestige | UG6150T403N*** | Natural Gas | FALSE | TRUE |  | FALSE | 50 | 75 |  | 40000 | 77 |  | 0.58 | 0.58 |  |  |  | Federally-Regulated Consumer Product |  | 2017-05-23
American Water Heater Co. | Prestige | BFG6150S403NOV | Natural Gas | FALSE | FALSE |  | FALSE | 50 | 88 |  | 40000 | 76 |  | 0.58 | 0.58 |  |  |  | Federally-Regulated Consumer Product |  | 2017-05-23
American Water Heater Co. | Prestige | UG6250T504N*** | Natural Gas | FALSE | TRUE |  | FALSE | 50 | 90 |  | 50000 | 78 |  | 0.59 | 0.58 |  |  |  | Federally-Regulated Consumer Product |  | 2017-05-23
American Water Heater Co. | PROLINE PLUS | BFG6150S403NOV | Natural Gas | FALSE | FALSE |  | FALSE | 50 | 88 |  | 40000 | 76 |  | 0.58 | 0.58 |  |  |  | Federally-Regulated Consumer Product |  | 2017-05-23
American Water Heater Co. | PROLINE PLUS | UG6250T504N*** | Natural Gas | FALSE | TRUE |  | FALSE | 50 | 90 |  | 50000 | 78 |  | 0.59 | 0.58 |  |  |  | Federally-Regulated Consumer Product |  | 2017-05-23
American Water Heater Co. | PRO-LINE PLUS | UG6250T403N*** | Natural Gas | FALSE | TRUE |  | FALSE | 50 | 75 |  | 40000 | 77 |  | 0.6 | 0.58 |  |  |  | Federally-Regulated Consumer Product |  | 2017-05-23
American Water Heater Co. | PRO-LINE PLUS | PVG6250T42N*** | Natural Gas | TRUE | TRUE |  | FALSE | 50 | 81 |  | 42000 | 76 |  | 0.67 | 0.58 |  |  |  | Federally-Regulated Consumer Product |  | 2017-05-23
American Water Heater Co. | PRO-LINE PLUS | BFG6150T403N*** | Natural Gas | FALSE | TRUE |  | FALSE | 50 | 81 |  | 40000 | 76 |  | 0.58 | 0.58 |  |  |  | Federally-Regulated Consumer Product |  | 2017-05-23
American Water Heater Co. | PRO-LINE PLUS | UG6250T403N***200 | Natural Gas | FALSE | TRUE |  | FALSE | 50 | 81 |  | 40000 | 77 |  | 0.62 | 0.58 |  |  |  | Federally-Regulated Consumer Product |  | 2017-05-23
American Water Heater Co. | PRO-LINE PLUS | BFG6150T504N*** | Natural Gas | FALSE | TRUE |  | FALSE | 50 | 87 |  | 50000 | 76 |  | 0.58 | 0.58 |  |  |  | Federally-Regulated Consumer Product |  | 2017-05-23
American Water Heater Co. | PRO-LINE PLUS | BFG6250T504N*** | Natural Gas | FALSE | TRUE |  | FALSE | 50 | 87 |  | 50000 | 76 |  | 0.6 | 0.58 |  |  |  | Federally-Regulated Consumer Product |  | 2017-05-23
American Water Heater Co. | PRO-LINE PLUS | DVG62-50T42-N*** | Natural Gas | FALSE | TRUE |  | FALSE | 50 | 70 |  | 42000 | 76 |  | 0.58 | 0.58 |  |  |  | Federally-Regulated Consumer Product |  | 2017-05-23
American Water Heater Co. | PRO-LINE PLUS | PDVG6250T42N*** | Natural Gas | TRUE | TRUE |  | FALSE | 50 | 81 |  | 42000 | 76 |  | 0.67 | 0.58 |  |  |  | Federally-Regulated Consumer Product |  | 2017-05-23
American Water Heater Co. | PRO-LINE PLUS | PDVG6250T60N*** | Natural Gas | TRUE | TRUE |  | FALSE | 50 | 87 |  | 60000 | 76 |  | 0.67 | 0.58 |  |  |  | Federally-Regulated Consumer Product |  | 2017-05-23
American Water Heater Co. | PRO-LINE PLUS | PVG6250T60N*** | Natural Gas | TRUE | TRUE |  | FALSE | 50 | 90 |  | 60000 | 76 |  | 0.67 | 0.58 |  |  |  | Federally-Regulated Consumer Product |  | 2017-05-23
American Water Heater Co. | PRO-LINE PLUS | SG6150T403N*** | Natural Gas | FALSE | TRUE |  | FALSE | 50 | 90 |  | 40000 | 76 |  | 0.61 | 0.58 |  |  |  | Federally-Regulated Consumer Product |  | 2017-05-23
American Water Heater Co. | PRO-LINE PLUS | UG6150T403N*** | Natural Gas | FALSE | TRUE |  | FALSE | 50 | 75 |  | 40000 | 77 |  | 0.58 | 0.58 |  |  |  | Federally-Regulated Consumer Product |  | 2017-05-23
American Water Heater Co. | PRO-LINE PLUS | BFG6150S403NOV | Natural Gas | FALSE | FALSE |  | FALSE | 50 | 88 |  | 40000 | 76 |  | 0.58 | 0.58 |  |  |  | Federally-Regulated Consumer Product |  | 2017-05-23
American Water Heater Co. | PRO-LINE PLUS | UG6250T504N*** | Natural Gas | FALSE | TRUE |  | FALSE | 50 | 90 |  | 50000 | 78 |  | 0.59 | 0.58 |  |  |  | Federally-Regulated Consumer Product |  | 2017-05-23
American Water Heater Co. | Ace | UG6250T403N*** | Natural Gas | FALSE | TRUE |  | FALSE | 50 | 75 |  | 40000 | 77 |  | 0.6 | 0.58 |  |  |  | Federally-Regulated Consumer Product |  | 2017-05-23
American Water Heater Co. | Ace | PVG6250T42N*** | Natural Gas | TRUE | TRUE |  | FALSE | 50 | 81 |  | 42000 | 76 |  | 0.67 | 0.58 |  |  |  | Federally-Regulated Consumer Product |  | 2017-05-23
American Water Heater Co. | Ace | BFG6150T403N*** | Natural Gas | FALSE | TRUE |  | FALSE | 50 | 81 |  | 40000 | 76 |  | 0.58 | 0.58 |  |  |  | Federally-Regulated Consumer Product |  | 2017-05-23
American Water Heater Co. | Ace | UG6250T403N***200 | Natural Gas | FALSE | TRUE |  | FALSE | 50 | 81 |  | 40000 | 77 |  | 0.62 | 0.58 |  |  |  | Federally-Regulated Consumer Product |  | 2017-05-23
American Water Heater Co. | Ace | BFG6150T504N*** | Natural Gas | FALSE | TRUE |  | FALSE | 50 | 87 |  | 50000 | 76 |  | 0.58 | 0.58 |  |  |  | Federally-Regulated Consumer Product |  | 2017-05-23
American Water Heater Co. | Ace | BFG6250T504N*** | Natural Gas | FALSE | TRUE |  | FALSE | 50 | 87 |  | 50000 | 76 |  | 0.6 | 0.58 |  |  |  | Federally-Regulated Consumer Product |  | 2017-05-23
American Water Heater Co. | Ace | DVG62-50T42-N*** | Natural Gas | FALSE | TRUE |  | FALSE | 50 | 70 |  | 42000 | 76 |  | 0.58 | 0.58 |  |  |  | Federally-Regulated Consumer Product |  | 2017-05-23
American Water Heater Co. | Ace | PDVG6250T42N*** | Natural Gas | TRUE | TRUE |  | FALSE | 50 | 81 |  | 42000 | 76 |  | 0.67 | 0.58 |  |  |  | Federally-Regulated Consumer Product |  | 2017-05-23
American Water Heater Co. | Ace | PDVG6250T60N*** | Natural Gas | TRUE | TRUE |  | FALSE | 50 | 87 |  | 60000 | 76 |  | 0.67 | 0.58 |  |  |  | Federally-Regulated Consumer Product |  | 2017-05-23
American Water Heater Co. | Ace | PVG6250T60N*** | Natural Gas | TRUE | TRUE |  | FALSE | 50 | 90 |  | 60000 | 76 |  | 0.67 | 0.58 |  |  |  | Federally-Regulated Consumer Product |  | 2017-05-23
American Water Heater Co. | Ace | SG6150T403N*** | Natural Gas | FALSE | TRUE |  | FALSE | 50 | 90 |  | 40000 | 76 |  | 0.61 | 0.58 |  |  |  | Federally-Regulated Consumer Product |  | 2017-05-23
American Water Heater Co. | Ace | UG6150T403N*** | Natural Gas | FALSE | TRUE |  | FALSE | 50 | 75 |  | 40000 | 77 |  | 0.58 | 0.58 |  |  |  | Federally-Regulated Consumer Product |  | 2017-05-23
American Water Heater Co. | Ace | BFG6150S403NOV | Natural Gas | FALSE | FALSE |  | FALSE | 50 | 88 |  | 40000 | 76 |  | 0.58 | 0.58 |  |  |  | Federally-Regulated Consumer Product |  | 2017-05-23
American Water Heater Co. | Ace | UG6250T504N*** | Natural Gas | FALSE | TRUE |  | FALSE | 50 | 90 |  | 50000 | 78 |  | 0.59 | 0.58 |  |  |  | Federally-Regulated Consumer Product |  | 2017-05-23
American Water Heater Co. | American Hardware | UG6250T403N*** | Natural Gas | FALSE | TRUE |  | FALSE | 50 | 75 |  | 40000 | 77 |  | 0.6 | 0.58 |  |  |  | Federally-Regulated Consumer Product |  | 2017-05-23
American Water Heater Co. | American Hardware | PVG6250T42N*** | Natural Gas | TRUE | TRUE |  | FALSE | 50 | 81 |  | 42000 | 76 |  | 0.67 | 0.58 |  |  |  | Federally-Regulated Consumer Product |  | 2017-05-23
American Water Heater Co. | American Hardware | BFG6150T403N*** | Natural Gas | FALSE | TRUE |  | FALSE | 50 | 81 |  | 40000 | 76 |  | 0.58 | 0.58 |  |  |  | Federally-Regulated Consumer Product |  | 2017-05-23
American Water Heater Co. | American Hardware | UG6250T403N***200 | Natural Gas | FALSE | TRUE |  | FALSE | 50 | 81 |  | 40000 | 77 |  | 0.62 | 0.58 |  |  |  | Federally-Regulated Consumer Product |  | 2017-05-23
American Water Heater Co. | American Hardware | BFG6150T504N*** | Natural Gas | FALSE | TRUE |  | FALSE | 50 | 87 |  | 50000 | 76 |  | 0.58 | 0.58 |  |  |  | Federally-Regulated Consumer Product |  | 2017-05-23
American Water Heater Co. | American Hardware | BFG6250T504N*** | Natural Gas | FALSE | TRUE |  | FALSE | 50 | 87 |  | 50000 | 76 |  | 0.6 | 0.58 |  |  |  | Federally-Regulated Consumer Product |  | 2017-05-23
American Water Heater Co. | American Hardware | DVG62-50T42-N*** | Natural Gas | FALSE | TRUE |  | FALSE | 50 | 70 |  | 42000 | 76 |  | 0.58 | 0.58 |  |  |  | Federally-Regulated Consumer Product |  | 2017-05-23
American Water Heater Co. | American Hardware | PDVG6250T42N*** | Natural Gas | TRUE | TRUE |  | FALSE | 50 | 81 |  | 42000 | 76 |  | 0.67 | 0.58 |  |  |  | Federally-Regulated Consumer Product |  | 2017-05-23
American Water Heater Co. | American Hardware | PDVG6250T60N*** | Natural Gas | TRUE | TRUE |  | FALSE | 50 | 87 |  | 60000 | 76 |  | 0.67 | 0.58 |  |  |  | Federally-Regulated Consumer Product |  | 2017-05-23
American Water Heater Co. | American Hardware | PVG6250T60N*** | Natural Gas | TRUE | TRUE |  | FALSE | 50 | 90 |  | 60000 | 76 |  | 0.67 | 0.58 |  |  |  | Federally-Regulated Consumer Product |  | 2017-05-23
American Water Heater Co. | American Hardware | SG6150T403N*** | Natural Gas | FALSE | TRUE |  | FALSE | 50 | 90 |  | 40000 | 76 |  | 0.61 | 0.58 |  |  |  | Federally-Regulated Consumer Product |  | 2017-05-23
American Water Heater Co. | American Hardware | UG6150T403N*** | Natural Gas | FALSE | TRUE |  | FALSE | 50 | 75 |  | 40000 | 77 |  | 0.58 | 0.58 |  |  |  | Federally-Regulated Consumer Product |  | 2017-05-23
American Water Heater Co. | American Hardware | BFG6150S403NOV | Natural Gas | FALSE | FALSE |  | FALSE | 50 | 88 |  | 40000 | 76 |  | 0.58 | 0.58 |  |  |  | Federally-Regulated Consumer Product |  | 2017-05-23
American Water Heater Co. | American Hardware | UG6250T504N*** | Natural Gas | FALSE | TRUE |  | FALSE | 50 | 90 |  | 50000 | 78 |  | 0.59 | 0.58 |  |  |  | Federally-Regulated Consumer Product |  | 2017-05-23
American Water Heater Co. | Apex | UG6250T403N*** | Natural Gas | FALSE | TRUE |  | FALSE | 50 | 75 |  | 40000 | 77 |  | 0.6 | 0.58 |  |  |  | Federally-Regulated Consumer Product |  | 2017-05-23
American Water Heater Co. | Apex | PVG6250T42N*** | Natural Gas | TRUE | TRUE |  | FALSE | 50 | 81 |  | 42000 | 76 |  | 0.67 | 0.58 |  |  |  | Federally-Regulated Consumer Product |  | 2017-05-23
American Water Heater Co. | Apex | BFG6150T403N*** | Natural Gas | FALSE | TRUE |  | FALSE | 50 | 81 |  | 40000 | 76 |  | 0.58 | 0.58 |  |  |  | Federally-Regulated Consumer Product |  | 2017-05-23
American Water Heater Co. | Apex | UG6250T403N***200 | Natural Gas | FALSE | TRUE |  | FALSE | 50 | 81 |  | 40000 | 77 |  | 0.62 | 0.58 |  |  |  | Federally-Regulated Consumer Product |  | 2017-05-23
American Water Heater Co. | Apex | BFG6150T504N*** | Natural Gas | FALSE | TRUE |  | FALSE | 50 | 87 |  | 50000 | 76 |  | 0.58 | 0.58 |  |  |  | Federally-Regulated Consumer Product |  | 2017-05-23
American Water Heater Co. | Apex | BFG6250T504N*** | Natural Gas | FALSE | TRUE |  | FALSE | 50 | 87 |  | 50000 | 76 |  | 0.6 | 0.58 |  |  |  | Federally-Regulated Consumer Product |  | 2017-05-23
American Water Heater Co. | Apex | DVG62-50T42-N*** | Natural Gas | FALSE | TRUE |  | FALSE | 50 | 70 |  | 42000 | 76 |  | 0.58 | 0.58 |  |  |  | Federally-Regulated Consumer Product |  | 2017-05-23
American Water Heater Co. | Apex | PDVG6250T42N*** | Natural Gas | TRUE | TRUE |  | FALSE | 50 | 81 |  | 42000 | 76 |  | 0.67 | 0.58 |  |  |  | Federally-Regulated Consumer Product |  | 2017-05-23
American Water Heater Co. | Apex | PDVG6250T60N*** | Natural Gas | TRUE | TRUE |  | FALSE | 50 | 87 |  | 60000 | 76 |  | 0.67 | 0.58 |  |  |  | Federally-Regulated Consumer Product |  | 2017-05-23
American Water Heater Co. | Apex | PVG6250T60N*** | Natural Gas | TRUE | TRUE |  | FALSE | 50 | 90 |  | 60000 | 76 |  | 0.67 | 0.58 |  |  |  | Federally-Regulated Consumer Product |  | 2017-05-23
American Water Heater Co. | Apex | SG6150T403N*** | Natural Gas | FALSE | TRUE |  | FALSE | 50 | 90 |  | 40000 | 76 |  | 0.61 | 0.58 |  |  |  | Federally-Regulated Consumer Product |  | 2017-05-23
American Water Heater Co. | Apex | UG6150T403N*** | Natural Gas | FALSE | TRUE |  | FALSE | 50 | 75 |  | 40000 | 77 |  | 0.58 | 0.58 |  |  |  | Federally-Regulated Consumer Product |  | 2017-05-23
American Water Heater Co. | Apex | BFG6150S403NOV | Natural Gas | FALSE | FALSE |  | FALSE | 50 | 88 |  | 40000 | 76 |  | 0.58 | 0.58 |  |  |  | Federally-Regulated Consumer Product |  | 2017-05-23
American Water Heater Co. | Apex | UG6250T504N*** | Natural Gas | FALSE | TRUE |  | FALSE | 50 | 90 |  | 50000 | 78 |  | 0.59 | 0.58 |  |  |  | Federally-Regulated Consumer Product |  | 2017-05-23
American Water Heater Co. | Aqua Temp | UG6250T403N*** | Natural Gas | FALSE | TRUE |  | FALSE | 50 | 75 |  | 40000 | 77 |  | 0.6 | 0.58 |  |  |  | Federally-Regulated Consumer Product |  | 2017-05-23
American Water Heater Co. | Aqua Temp | PVG6250T42N*** | Natural Gas | TRUE | TRUE |  | FALSE | 50 | 81 |  | 42000 | 76 |  | 0.67 | 0.58 |  |  |  | Federally-Regulated Consumer Product |  | 2017-05-23
American Water Heater Co. | Aqua Temp | BFG6150T403N*** | Natural Gas | FALSE | TRUE |  | FALSE | 50 | 81 |  | 40000 | 76 |  | 0.58 | 0.58 |  |  |  | Federally-Regulated Consumer Product |  | 2017-05-23
American Water Heater Co. | Aqua Temp | UG6250T403N***200 | Natural Gas | FALSE | TRUE |  | FALSE | 50 | 81 |  | 40000 | 77 |  | 0.62 | 0.58 |  |  |  | Federally-Regulated Consumer Product |  | 2017-05-23
American Water Heater Co. | Aqua Temp | BFG6150T504N*** | Natural Gas | FALSE | TRUE |  | FALSE | 50 | 87 |  | 50000 | 76 |  | 0.58 | 0.58 |  |  |  | Federally-Regulated Consumer Product |  | 2017-05-23
American Water Heater Co. | Aqua Temp | BFG6250T504N*** | Natural Gas | FALSE | TRUE |  | FALSE | 50 | 87 |  | 50000 | 76 |  | 0.6 | 0.58 |  |  |  | Federally-Regulated Consumer Product |  | 2017-05-23
American Water Heater Co. | Aqua Temp | DVG62-50T42-N*** | Natural Gas | FALSE | TRUE |  | FALSE | 50 | 70 |  | 42000 | 76 |  | 0.58 | 0.58 |  |  |  | Federally-Regulated Consumer Product |  | 2017-05-23
American Water Heater Co. | Aqua Temp | PDVG6250T42N*** | Natural Gas | TRUE | TRUE |  | FALSE | 50 | 81 |  | 42000 | 76 |  | 0.67 | 0.58 |  |  |  | Federally-Regulated Consumer Product |  | 2017-05-23
American Water Heater Co. | Aqua Temp | PDVG6250T60N*** | Natural Gas | TRUE | TRUE |  | FALSE | 50 | 87 |  | 60000 | 76 |  | 0.67 | 0.58 |  |  |  | Federally-Regulated Consumer Product |  | 2017-05-23
American Water Heater Co. | Aqua Temp | PVG6250T60N*** | Natural Gas | TRUE | TRUE |  | FALSE | 50 | 90 |  | 60000 | 76 |  | 0.67 | 0.58 |  |  |  | Federally-Regulated Consumer Product |  | 2017-05-23
American Water Heater Co. | Aqua Temp | SG6150T403N*** | Natural Gas | FALSE | TRUE |  | FALSE | 50 | 90 |  | 40000 | 76 |  | 0.61 | 0.58 |  |  |  | Federally-Regulated Consumer Product |  | 2017-05-23
American Water Heater Co. | Aqua Temp | UG6150T403N*** | Natural Gas | FALSE | TRUE |  | FALSE | 50 | 75 |  | 40000 | 77 |  | 0.58 | 0.58 |  |  |  | Federally-Regulated Consumer Product |  | 2017-05-23
American Water Heater Co. | Aqua Temp | BFG6150S403NOV | Natural Gas | FALSE | FALSE |  | FALSE | 50 | 88 |  | 40000 | 76 |  | 0.58 | 0.58 |  |  |  | Federally-Regulated Consumer Product |  | 2017-05-23
American Water Heater Co. | Aqua Temp | UG6250T504N*** | Natural Gas | FALSE | TRUE |  | FALSE | 50 | 90 |  | 50000 | 78 |  | 0.59 | 0.58 |  |  |  | Federally-Regulated Consumer Product |  | 2017-05-23
American Water Heater Co. | Aqua Therm | UG6250T403N*** | Natural Gas | FALSE | TRUE |  | FALSE | 50 | 75 |  | 40000 | 77 |  | 0.6 | 0.58 |  |  |  | Federally-Regulated Consumer Product |  | 2017-05-23
American Water Heater Co. | Aqua Therm | PVG6250T42N*** | Natural Gas | TRUE | TRUE |  | FALSE | 50 | 81 |  | 42000 | 76 |  | 0.67 | 0.58 |  |  |  | Federally-Regulated Consumer Product |  | 2017-05-23
American Water Heater Co. | Aqua Therm | BFG6150T403N*** | Natural Gas | FALSE | TRUE |  | FALSE | 50 | 81 |  | 40000 | 76 |  | 0.58 | 0.58 |  |  |  | Federally-Regulated Consumer Product |  | 2017-05-23
American Water Heater Co. | Aqua Therm | UG6250T403N***200 | Natural Gas | FALSE | TRUE |  | FALSE | 50 | 81 |  | 40000 | 77 |  | 0.62 | 0.58 |  |  |  | Federally-Regulated Consumer Product |  | 2017-05-23
American Water Heater Co. | Aqua Therm | BFG6150T504N*** | Natural Gas | FALSE | TRUE |  | FALSE | 50 | 87 |  | 50000 | 76 |  | 0.58 | 0.58 |  |  |  | Federally-Regulated Consumer Product |  | 2017-05-23
American Water Heater Co. | Aqua Therm | BFG6250T504N*** | Natural Gas | FALSE | TRUE |  | FALSE | 50 | 87 |  | 50000 | 76 |  | 0.6 | 0.58 |  |  |  | Federally-Regulated Consumer Product |  | 2017-05-23
American Water Heater Co. | Aqua Therm | DVG62-50T42-N*** | Natural Gas | FALSE | TRUE |  | FALSE | 50 | 70 |  | 42000 | 76 |  | 0.58 | 0.58 |  |  |  | Federally-Regulated Consumer Product |  | 2017-05-23
American Water Heater Co. | Aqua Therm | PDVG6250T42N*** | Natural Gas | TRUE | TRUE |  | FALSE | 50 | 81 |  | 42000 | 76 |  | 0.67 | 0.58 |  |  |  | Federally-Regulated Consumer Product |  | 2017-05-23
American Water Heater Co. | Aqua Therm | PDVG6250T60N*** | Natural Gas | TRUE | TRUE |  | FALSE | 50 | 87 |  | 60000 | 76 |  | 0.67 | 0.58 |  |  |  | Federally-Regulated Consumer Product |  | 2017-05-23
American Water Heater Co. | Aqua Therm | PVG6250T60N*** | Natural Gas | TRUE | TRUE |  | FALSE | 50 | 90 |  | 60000 | 76 |  | 0.67 | 0.58 |  |  |  | Federally-Regulated Consumer Product |  | 2017-05-23
American Water Heater Co. | Aqua Therm | SG6150T403N*** | Natural Gas | FALSE | TRUE |  | FALSE | 50 | 90 |  | 40000 | 76 |  | 0.61 | 0.58 |  |  |  | Federally-Regulated Consumer Product |  | 2017-05-23
American Water Heater Co. | Aqua Therm | UG6150T403N*** | Natural Gas | FALSE | TRUE |  | FALSE | 50 | 75 |  | 40000 | 77 |  | 0.58 | 0.58 |  |  |  | Federally-Regulated Consumer Product |  | 2017-05-23
American Water Heater Co. | Aqua Therm | BFG6150S403NOV | Natural Gas | FALSE | FALSE |  | FALSE | 50 | 88 |  | 40000 | 76 |  | 0.58 | 0.58 |  |  |  | Federally-Regulated Consumer Product |  | 2017-05-23
American Water Heater Co. | Aqua Therm | UG6250T504N*** | Natural Gas | FALSE | TRUE |  | FALSE | 50 | 90 |  | 50000 | 78 |  | 0.59 | 0.58 |  |  |  | Federally-Regulated Consumer Product |  | 2017-05-23
American Water Heater Co. | AQUAMATIC | UG6250T403N*** | Natural Gas | FALSE | TRUE |  | FALSE | 50 | 75 |  | 40000 | 77 |  | 0.6 | 0.58 |  |  |  | Federally-Regulated Consumer Product |  | 2017-05-23
American Water Heater Co. | AQUAMATIC | PVG6250T42N*** | Natural Gas | TRUE | TRUE |  | FALSE | 50 | 81 |  | 42000 | 76 |  | 0.67 | 0.58 |  |  |  | Federally-Regulated Consumer Product |  | 2017-05-23
American Water Heater Co. | AQUAMATIC | BFG6150T403N*** | Natural Gas | FALSE | TRUE |  | FALSE | 50 | 81 |  | 40000 | 76 |  | 0.58 | 0.58 |  |  |  | Federally-Regulated Consumer Product |  | 2017-05-23
American Water Heater Co. | AQUAMATIC | UG6250T403N***200 | Natural Gas | FALSE | TRUE |  | FALSE | 50 | 81 |  | 40000 | 77 |  | 0.62 | 0.58 |  |  |  | Federally-Regulated Consumer Product |  | 2017-05-23
American Water Heater Co. | AQUAMATIC | BFG6150T504N*** | Natural Gas | FALSE | TRUE |  | FALSE | 50 | 87 |  | 50000 | 76 |  | 0.58 | 0.58 |  |  |  | Federally-Regulated Consumer Product |  | 2017-05-23
American Water Heater Co. | AQUAMATIC | BFG6250T504N*** | Natural Gas | FALSE | TRUE |  | FALSE | 50 | 87 |  | 50000 | 76 |  | 0.6 | 0.58 |  |  |  | Federally-Regulated Consumer Product |  | 2017-05-23
American Water Heater Co. | AQUAMATIC | DVG62-50T42-N*** | Natural Gas | FALSE | TRUE |  | FALSE | 50 | 70 |  | 42000 | 76 |  | 0.58 | 0.58 |  |  |  | Federally-Regulated Consumer Product |  | 2017-05-23
American Water Heater Co. | AQUAMATIC | PDVG6250T42N*** | Natural Gas | TRUE | TRUE |  | FALSE | 50 | 81 |  | 42000 | 76 |  | 0.67 | 0.58 |  |  |  | Federally-Regulated Consumer Product |  | 2017-05-23
American Water Heater Co. | AQUAMATIC | PDVG6250T60N*** | Natural Gas | TRUE | TRUE |  | FALSE | 50 | 87 |  | 60000 | 76 |  | 0.67 | 0.58 |  |  |  | Federally-Regulated Consumer Product |  | 2017-05-23
American Water Heater Co. | AQUAMATIC | PVG6250T60N*** | Natural Gas | TRUE | TRUE |  | FALSE | 50 | 90 |  | 60000 | 76 |  | 0.67 | 0.58 |  |  |  | Federally-Regulated Consumer Product |  | 2017-05-23
American Water Heater Co. | AQUAMATIC | SG6150T403N*** | Natural Gas | FALSE | TRUE |  | FALSE | 50 | 90 |  | 40000 | 76 |  | 0.61 | 0.58 |  |  |  | Federally-Regulated Consumer Product |  | 2017-05-23
American Water Heater Co. | AQUAMATIC | UG6150T403N*** | Natural Gas | FALSE | TRUE |  | FALSE | 50 | 75 |  | 40000 | 77 |  | 0.58 | 0.58 |  |  |  | Federally-Regulated Consumer Product |  | 2017-05-23
American Water Heater Co. | AQUAMATIC | BFG6150S403NOV | Natural Gas | FALSE | FALSE |  | FALSE | 50 | 88 |  | 40000 | 76 |  | 0.58 | 0.58 |  |  |  | Federally-Regulated Consumer Product |  | 2017-05-23
American Water Heater Co. | AQUAMATIC | UG6250T504N*** | Natural Gas | FALSE | TRUE |  | FALSE | 50 | 90 |  | 50000 | 78 |  | 0.59 | 0.58 |  |  |  | Federally-Regulated Consumer Product |  | 2017-05-23
American Water Heater Co. | Best Deluxe | UG6250T403N*** | Natural Gas | FALSE | TRUE |  | FALSE | 50 | 75 |  | 40000 | 77 |  | 0.6 | 0.58 |  |  |  | Federally-Regulated Consumer Product |  | 2017-05-23
American Water Heater Co. | Best Deluxe | PVG6250T42N*** | Natural Gas | TRUE | TRUE |  | FALSE | 50 | 81 |  | 42000 | 76 |  | 0.67 | 0.58 |  |  |  | Federally-Regulated Consumer Product |  | 2017-05-23
American Water Heater Co. | Best Deluxe | BFG6150T403N*** | Natural Gas | FALSE | TRUE |  | FALSE | 50 | 81 |  | 40000 | 76 |  | 0.58 | 0.58 |  |  |  | Federally-Regulated Consumer Product |  | 2017-05-23
American Water Heater Co. | Best Deluxe | UG6250T403N***200 | Natural Gas | FALSE | TRUE |  | FALSE | 50 | 81 |  | 40000 | 77 |  | 0.62 | 0.58 |  |  |  | Federally-Regulated Consumer Product |  | 2017-05-23
American Water Heater Co. | Best Deluxe | BFG6150T504N*** | Natural Gas | FALSE | TRUE |  | FALSE | 50 | 87 |  | 50000 | 76 |  | 0.58 | 0.58 |  |  |  | Federally-Regulated Consumer Product |  | 2017-05-23
American Water Heater Co. | Best Deluxe | BFG6250T504N*** | Natural Gas | FALSE | TRUE |  | FALSE | 50 | 87 |  | 50000 | 76 |  | 0.6 | 0.58 |  |  |  | Federally-Regulated Consumer Product |  | 2017-05-23
American Water Heater Co. | Best Deluxe | DVG62-50T42-N*** | Natural Gas | FALSE | TRUE |  | FALSE | 50 | 70 |  | 42000 | 76 |  | 0.58 | 0.58 |  |  |  | Federally-Regulated Consumer Product |  | 2017-05-23
American Water Heater Co. | Best Deluxe | PDVG6250T42N*** | Natural Gas | TRUE | TRUE |  | FALSE | 50 | 81 |  | 42000 | 76 |  | 0.67 | 0.58 |  |  |  | Federally-Regulated Consumer Product |  | 2017-05-23
American Water Heater Co. | Best Deluxe | PDVG6250T60N*** | Natural Gas | TRUE | TRUE |  | FALSE | 50 | 87 |  | 60000 | 76 |  | 0.67 | 0.58 |  |  |  | Federally-Regulated Consumer Product |  | 2017-05-23
American Water Heater Co. | Best Deluxe | PVG6250T60N*** | Natural Gas | TRUE | TRUE |  | FALSE | 50 | 90 |  | 60000 | 76 |  | 0.67 | 0.58 |  |  |  | Federally-Regulated Consumer Product |  | 2017-05-23
American Water Heater Co. | Best Deluxe | SG6150T403N*** | Natural Gas | FALSE | TRUE |  | FALSE | 50 | 90 |  | 40000 | 76 |  | 0.61 | 0.58 |  |  |  | Federally-Regulated Consumer Product |  | 2017-05-23
American Water Heater Co. | Best Deluxe | UG6150T403N*** | Natural Gas | FALSE | TRUE |  | FALSE | 50 | 75 |  | 40000 | 77 |  | 0.58 | 0.58 |  |  |  | Federally-Regulated Consumer Product |  | 2017-05-23
American Water Heater Co. | Best Deluxe | BFG6150S403NOV | Natural Gas | FALSE | FALSE |  | FALSE | 50 | 88 |  | 40000 | 76 |  | 0.58 | 0.58 |  |  |  | Federally-Regulated Consumer Product |  | 2017-05-23
American Water Heater Co. | Best Deluxe | UG6250T504N*** | Natural Gas | FALSE | TRUE |  | FALSE | 50 | 90 |  | 50000 | 78 |  | 0.59 | 0.58 |  |  |  | Federally-Regulated Consumer Product |  | 2017-05-23
American Water Heater Co. | Best | UG6250T403N*** | Natural Gas | FALSE | TRUE |  | FALSE | 50 | 75 |  | 40000 | 77 |  | 0.6 | 0.58 |  |  |  | Federally-Regulated Consumer Product |  | 2017-05-23
American Water Heater Co. | Best | PVG6250T42N*** | Natural Gas | TRUE | TRUE |  | FALSE | 50 | 81 |  | 42000 | 76 |  | 0.67 | 0.58 |  |  |  | Federally-Regulated Consumer Product |  | 2017-05-23
American Water Heater Co. | Best | BFG6150T403N*** | Natural Gas | FALSE | TRUE |  | FALSE | 50 | 81 |  | 40000 | 76 |  | 0.58 | 0.58 |  |  |  | Federally-Regulated Consumer Product |  | 2017-05-23
American Water Heater Co. | Best | UG6250T403N***200 | Natural Gas | FALSE | TRUE |  | FALSE | 50 | 81 |  | 40000 | 77 |  | 0.62 | 0.58 |  |  |  | Federally-Regulated Consumer Product |  | 2017-05-23
American Water Heater Co. | Best | BFG6150T504N*** | Natural Gas | FALSE | TRUE |  | FALSE | 50 | 87 |  | 50000 | 76 |  | 0.58 | 0.58 |  |  |  | Federally-Regulated Consumer Product |  | 2017-05-23
American Water Heater Co. | Best | BFG6250T504N*** | Natural Gas | FALSE | TRUE |  | FALSE | 50 | 87 |  | 50000 | 76 |  | 0.6 | 0.58 |  |  |  | Federally-Regulated Consumer Product |  | 2017-05-23
American Water Heater Co. | Best | DVG62-50T42-N*** | Natural Gas | FALSE | TRUE |  | FALSE | 50 | 70 |  | 42000 | 76 |  | 0.58 | 0.58 |  |  |  | Federally-Regulated Consumer Product |  | 2017-05-23
American Water Heater Co. | Best | PDVG6250T42N*** | Natural Gas | TRUE | TRUE |  | FALSE | 50 | 81 |  | 42000 | 76 |  | 0.67 | 0.58 |  |  |  | Federally-Regulated Consumer Product |  | 2017-05-23
American Water Heater Co. | Best | PDVG6250T60N*** | Natural Gas | TRUE | TRUE |  | FALSE | 50 | 87 |  | 60000 | 76 |  | 0.67 | 0.58 |  |  |  | Federally-Regulated Consumer Product |  | 2017-05-23
American Water Heater Co. | Best | PVG6250T60N*** | Natural Gas | TRUE | TRUE |  | FALSE | 50 | 90 |  | 60000 | 76 |  | 0.67 | 0.58 |  |  |  | Federally-Regulated Consumer Product |  | 2017-05-23
American Water Heater Co. | Best | SG6150T403N*** | Natural Gas | FALSE | TRUE |  | FALSE | 50 | 90 |  | 40000 | 76 |  | 0.61 | 0.58 |  |  |  | Federally-Regulated Consumer Product |  | 2017-05-23
American Water Heater Co. | Best | UG6150T403N*** | Natural Gas | FALSE | TRUE |  | FALSE | 50 | 75 |  | 40000 | 77 |  | 0.58 | 0.58 |  |  |  | Federally-Regulated Consumer Product |  | 2017-05-23
American Water Heater Co. | Best | BFG6150S403NOV | Natural Gas | FALSE | FALSE |  | FALSE | 50 | 88 |  | 40000 | 76 |  | 0.58 | 0.58 |  |  |  | Federally-Regulated Consumer Product |  | 2017-05-23
American Water Heater Co. | Best | UG6250T504N*** | Natural Gas | FALSE | TRUE |  | FALSE | 50 | 90 |  | 50000 | 78 |  | 0.59 | 0.58 |  |  |  | Federally-Regulated Consumer Product |  | 2017-05-23
American Water Heater Co. | Champion | UG6250T403N*** | Natural Gas | FALSE | TRUE |  | FALSE | 50 | 75 |  | 40000 | 77 |  | 0.6 | 0.58 |  |  |  | Federally-Regulated Consumer Product |  | 2017-05-23
American Water Heater Co. | Champion | PVG6250T42N*** | Natural Gas | TRUE | TRUE |  | FALSE | 50 | 81 |  | 42000 | 76 |  | 0.67 | 0.58 |  |  |  | Federally-Regulated Consumer Product |  | 2017-05-23
American Water Heater Co. | Champion | BFG6150T403N*** | Natural Gas | FALSE | TRUE |  | FALSE | 50 | 81 |  | 40000 | 76 |  | 0.58 | 0.58 |  |  |  | Federally-Regulated Consumer Product |  | 2017-05-23
American Water Heater Co. | Champion | UG6250T403N***200 | Natural Gas | FALSE | TRUE |  | FALSE | 50 | 81 |  | 40000 | 77 |  | 0.62 | 0.58 |  |  |  | Federally-Regulated Consumer Product |  | 2017-05-23
American Water Heater Co. | Champion | BFG6150T504N*** | Natural Gas | FALSE | TRUE |  | FALSE | 50 | 87 |  | 50000 | 76 |  | 0.58 | 0.58 |  |  |  | Federally-Regulated Consumer Product |  | 2017-05-23
American Water Heater Co. | Champion | BFG6250T504N*** | Natural Gas | FALSE | TRUE |  | FALSE | 50 | 87 |  | 50000 | 76 |  | 0.6 | 0.58 |  |  |  | Federally-Regulated Consumer Product |  | 2017-05-23
American Water Heater Co. | Champion | DVG62-50T42-N*** | Natural Gas | FALSE | TRUE |  | FALSE | 50 | 70 |  | 42000 | 76 |  | 0.58 | 0.58 |  |  |  | Federally-Regulated Consumer Product |  | 2017-05-23
American Water Heater Co. | Champion | PDVG6250T42N*** | Natural Gas | TRUE | TRUE |  | FALSE | 50 | 81 |  | 42000 | 76 |  | 0.67 | 0.58 |  |  |  | Federally-Regulated Consumer Product |  | 2017-05-23
American Water Heater Co. | Champion | PDVG6250T60N*** | Natural Gas | TRUE | TRUE |  | FALSE | 50 | 87 |  | 60000 | 76 |  | 0.67 | 0.58 |  |  |  | Federally-Regulated Consumer Product |  | 2017-05-23
American Water Heater Co. | Champion | PVG6250T60N*** | Natural Gas | TRUE | TRUE |  | FALSE | 50 | 90 |  | 60000 | 76 |  | 0.67 | 0.58 |  |  |  | Federally-Regulated Consumer Product |  | 2017-05-23
American Water Heater Co. | Champion | SG6150T403N*** | Natural Gas | FALSE | TRUE |  | FALSE | 50 | 90 |  | 40000 | 76 |  | 0.61 | 0.58 |  |  |  | Federally-Regulated Consumer Product |  | 2017-05-23
American Water Heater Co. | Champion | UG6150T403N*** | Natural Gas | FALSE | TRUE |  | FALSE | 50 | 75 |  | 40000 | 77 |  | 0.58 | 0.58 |  |  |  | Federally-Regulated Consumer Product |  | 2017-05-23
American Water Heater Co. | Champion | BFG6150S403NOV | Natural Gas | FALSE | FALSE |  | FALSE | 50 | 88 |  | 40000 | 76 |  | 0.58 | 0.58 |  |  |  | Federally-Regulated Consumer Product |  | 2017-05-23
American Water Heater Co. | Champion | UG6250T504N*** | Natural Gas | FALSE | TRUE |  | FALSE | 50 | 90 |  | 50000 | 78 |  | 0.59 | 0.58 |  |  |  | Federally-Regulated Consumer Product |  | 2017-05-23
American Water Heater Co. | De-Limer | UG6250T403N*** | Natural Gas | FALSE | TRUE |  | FALSE | 50 | 75 |  | 40000 | 77 |  | 0.6 | 0.58 |  |  |  | Federally-Regulated Consumer Product |  | 2017-05-23
American Water Heater Co. | De-Limer | PVG6250T42N*** | Natural Gas | TRUE | TRUE |  | FALSE | 50 | 81 |  | 42000 | 76 |  | 0.67 | 0.58 |  |  |  | Federally-Regulated Consumer Product |  | 2017-05-23
American Water Heater Co. | De-Limer | BFG6150T403N*** | Natural Gas | FALSE | TRUE |  | FALSE | 50 | 81 |  | 40000 | 76 |  | 0.58 | 0.58 |  |  |  | Federally-Regulated Consumer Product |  | 2017-05-23
American Water Heater Co. | De-Limer | UG6250T403N***200 | Natural Gas | FALSE | TRUE |  | FALSE | 50 | 81 |  | 40000 | 77 |  | 0.62 | 0.58 |  |  |  | Federally-Regulated Consumer Product |  | 2017-05-23
American Water Heater Co. | De-Limer | BFG6150T504N*** | Natural Gas | FALSE | TRUE |  | FALSE | 50 | 87 |  | 50000 | 76 |  | 0.58 | 0.58 |  |  |  | Federally-Regulated Consumer Product |  | 2017-05-23
American Water Heater Co. | De-Limer | BFG6250T504N*** | Natural Gas | FALSE | TRUE |  | FALSE | 50 | 87 |  | 50000 | 76 |  | 0.6 | 0.58 |  |  |  | Federally-Regulated Consumer Product |  | 2017-05-23
American Water Heater Co. | De-Limer | DVG62-50T42-N*** | Natural Gas | FALSE | TRUE |  | FALSE | 50 | 70 |  | 42000 | 76 |  | 0.58 | 0.58 |  |  |  | Federally-Regulated Consumer Product |  | 2017-05-23
American Water Heater Co. | De-Limer | PDVG6250T42N*** | Natural Gas | TRUE | TRUE |  | FALSE | 50 | 81 |  | 42000 | 76 |  | 0.67 | 0.58 |  |  |  | Federally-Regulated Consumer Product |  | 2017-05-23
American Water Heater Co. | De-Limer | PDVG6250T60N*** | Natural Gas | TRUE | TRUE |  | FALSE | 50 | 87 |  | 60000 | 76 |  | 0.67 | 0.58 |  |  |  | Federally-Regulated Consumer Product |  | 2017-05-23
American Water Heater Co. | De-Limer | PVG6250T60N*** | Natural Gas | TRUE | TRUE |  | FALSE | 50 | 90 |  | 60000 | 76 |  | 0.67 | 0.58 |  |  |  | Federally-Regulated Consumer Product |  | 2017-05-23
American Water Heater Co. | De-Limer | SG6150T403N*** | Natural Gas | FALSE | TRUE |  | FALSE | 50 | 90 |  | 40000 | 76 |  | 0.61 | 0.58 |  |  |  | Federally-Regulated Consumer Product |  | 2017-05-23
American Water Heater Co. | De-Limer | UG6150T403N*** | Natural Gas | FALSE | TRUE |  | FALSE | 50 | 75 |  | 40000 | 77 |  | 0.58 | 0.58 |  |  |  | Federally-Regulated Consumer Product |  | 2017-05-23
American Water Heater Co. | De-Limer | BFG6150S403NOV | Natural Gas | FALSE | FALSE |  | FALSE | 50 | 88 |  | 40000 | 76 |  | 0.58 | 0.58 |  |  |  | Federally-Regulated Consumer Product |  | 2017-05-23
American Water Heater Co. | De-Limer | UG6250T504N*** | Natural Gas | FALSE | TRUE |  | FALSE | 50 | 90 |  | 50000 | 78 |  | 0.59 | 0.58 |  |  |  | Federally-Regulated Consumer Product |  | 2017-05-23
American Water Heater Co. | DELUXE | UG6250T403N*** | Natural Gas | FALSE | TRUE |  | FALSE | 50 | 75 |  | 40000 | 77 |  | 0.6 | 0.58 |  |  |  | Federally-Regulated Consumer Product |  | 2017-05-23
American Water Heater Co. | DELUXE | PVG6250T42N*** | Natural Gas | TRUE | TRUE |  | FALSE | 50 | 81 |  | 42000 | 76 |  | 0.67 | 0.58 |  |  |  | Federally-Regulated Consumer Product |  | 2017-05-23
American Water Heater Co. | DELUXE | BFG6150T403N*** | Natural Gas | FALSE | TRUE |  | FALSE | 50 | 81 |  | 40000 | 76 |  | 0.58 | 0.58 |  |  |  | Federally-Regulated Consumer Product |  | 2017-05-23
American Water Heater Co. | DELUXE | UG6250T403N***200 | Natural Gas | FALSE | TRUE |  | FALSE | 50 | 81 |  | 40000 | 77 |  | 0.62 | 0.58 |  |  |  | Federally-Regulated Consumer Product |  | 2017-05-23
American Water Heater Co. | DELUXE | BFG6150T504N*** | Natural Gas | FALSE | TRUE |  | FALSE | 50 | 87 |  | 50000 | 76 |  | 0.58 | 0.58 |  |  |  | Federally-Regulated Consumer Product |  | 2017-05-23
American Water Heater Co. | DELUXE | BFG6250T504N*** | Natural Gas | FALSE | TRUE |  | FALSE | 50 | 87 |  | 50000 | 76 |  | 0.6 | 0.58 |  |  |  | Federally-Regulated Consumer Product |  | 2017-05-23
American Water Heater Co. | DELUXE | DVG62-50T42-N*** | Natural Gas | FALSE | TRUE |  | FALSE | 50 | 70 |  | 42000 | 76 |  | 0.58 | 0.58 |  |  |  | Federally-Regulated Consumer Product |  | 2017-05-23
American Water Heater Co. | DELUXE | PDVG6250T42N*** | Natural Gas | TRUE | TRUE |  | FALSE | 50 | 81 |  | 42000 | 76 |  | 0.67 | 0.58 |  |  |  | Federally-Regulated Consumer Product |  | 2017-05-23
American Water Heater Co. | DELUXE | PDVG6250T60N*** | Natural Gas | TRUE | TRUE |  | FALSE | 50 | 87 |  | 60000 | 76 |  | 0.67 | 0.58 |  |  |  | Federally-Regulated Consumer Product |  | 2017-05-23
American Water Heater Co. | DELUXE | PVG6250T60N*** | Natural Gas | TRUE | TRUE |  | FALSE | 50 | 90 |  | 60000 | 76 |  | 0.67 | 0.58 |  |  |  | Federally-Regulated Consumer Product |  | 2017-05-23
American Water Heater Co. | DELUXE | SG6150T403N*** | Natural Gas | FALSE | TRUE |  | FALSE | 50 | 90 |  | 40000 | 76 |  | 0.61 | 0.58 |  |  |  | Federally-Regulated Consumer Product |  | 2017-05-23
American Water Heater Co. | DELUXE | UG6150T403N*** | Natural Gas | FALSE | TRUE |  | FALSE | 50 | 75 |  | 40000 | 77 |  | 0.58 | 0.58 |  |  |  | Federally-Regulated Consumer Product |  | 2017-05-23
American Water Heater Co. | DELUXE | BFG6150S403NOV | Natural Gas | FALSE | FALSE |  | FALSE | 50 | 88 |  | 40000 | 76 |  | 0.58 | 0.58 |  |  |  | Federally-Regulated Consumer Product |  | 2017-05-23
American Water Heater Co. | DELUXE | UG6250T504N*** | Natural Gas | FALSE | TRUE |  | FALSE | 50 | 90 |  | 50000 | 78 |  | 0.59 | 0.58 |  |  |  | Federally-Regulated Consumer Product |  | 2017-05-23
American Water Heater Co. | Eagle | UG6250T403N*** | Natural Gas | FALSE | TRUE |  | FALSE | 50 | 75 |  | 40000 | 77 |  | 0.6 | 0.58 |  |  |  | Federally-Regulated Consumer Product |  | 2017-05-23
American Water Heater Co. | Eagle | PVG6250T42N*** | Natural Gas | TRUE | TRUE |  | FALSE | 50 | 81 |  | 42000 | 76 |  | 0.67 | 0.58 |  |  |  | Federally-Regulated Consumer Product |  | 2017-05-23
American Water Heater Co. | Eagle | BFG6150T403N*** | Natural Gas | FALSE | TRUE |  | FALSE | 50 | 81 |  | 40000 | 76 |  | 0.58 | 0.58 |  |  |  | Federally-Regulated Consumer Product |  | 2017-05-23
American Water Heater Co. | Eagle | UG6250T403N***200 | Natural Gas | FALSE | TRUE |  | FALSE | 50 | 81 |  | 40000 | 77 |  | 0.62 | 0.58 |  |  |  | Federally-Regulated Consumer Product |  | 2017-05-23
American Water Heater Co. | Eagle | BFG6150T504N*** | Natural Gas | FALSE | TRUE |  | FALSE | 50 | 87 |  | 50000 | 76 |  | 0.58 | 0.58 |  |  |  | Federally-Regulated Consumer Product |  | 2017-05-23
American Water Heater Co. | Eagle | BFG6250T504N*** | Natural Gas | FALSE | TRUE |  | FALSE | 50 | 87 |  | 50000 | 76 |  | 0.6 | 0.58 |  |  |  | Federally-Regulated Consumer Product |  | 2017-05-23
American Water Heater Co. | Eagle | DVG62-50T42-N*** | Natural Gas | FALSE | TRUE |  | FALSE | 50 | 70 |  | 42000 | 76 |  | 0.58 | 0.58 |  |  |  | Federally-Regulated Consumer Product |  | 2017-05-23
American Water Heater Co. | Eagle | PDVG6250T42N*** | Natural Gas | TRUE | TRUE |  | FALSE | 50 | 81 |  | 42000 | 76 |  | 0.67 | 0.58 |  |  |  | Federally-Regulated Consumer Product |  | 2017-05-23
American Water Heater Co. | Eagle | PDVG6250T60N*** | Natural Gas | TRUE | TRUE |  | FALSE | 50 | 87 |  | 60000 | 76 |  | 0.67 | 0.58 |  |  |  | Federally-Regulated Consumer Product |  | 2017-05-23
American Water Heater Co. | Eagle | PVG6250T60N*** | Natural Gas | TRUE | TRUE |  | FALSE | 50 | 90 |  | 60000 | 76 |  | 0.67 | 0.58 |  |  |  | Federally-Regulated Consumer Product |  | 2017-05-23
American Water Heater Co. | Eagle | SG6150T403N*** | Natural Gas | FALSE | TRUE |  | FALSE | 50 | 90 |  | 40000 | 76 |  | 0.61 | 0.58 |  |  |  | Federally-Regulated Consumer Product |  | 2017-05-23
American Water Heater Co. | Eagle | UG6150T403N*** | Natural Gas | FALSE | TRUE |  | FALSE | 50 | 75 |  | 40000 | 77 |  | 0.58 | 0.58 |  |  |  | Federally-Regulated Consumer Product |  | 2017-05-23
American Water Heater Co. | Eagle | BFG6150S403NOV | Natural Gas | FALSE | FALSE |  | FALSE | 50 | 88 |  | 40000 | 76 |  | 0.58 | 0.58 |  |  |  | Federally-Regulated Consumer Product |  | 2017-05-23
American Water Heater Co. | Eagle | UG6250T504N*** | Natural Gas | FALSE | TRUE |  | FALSE | 50 | 90 |  | 50000 | 78 |  | 0.59 | 0.58 |  |  |  | Federally-Regulated Consumer Product |  | 2017-05-23
American Water Heater Co. | ENVIROTEMP | UG6250T403N*** | Natural Gas | FALSE | TRUE |  | FALSE | 50 | 75 |  | 40000 | 77 |  | 0.6 | 0.58 |  |  |  | Federally-Regulated Consumer Product |  | 2017-05-23
American Water Heater Co. | ENVIROTEMP | PVG6250T42N*** | Natural Gas | TRUE | TRUE |  | FALSE | 50 | 81 |  | 42000 | 76 |  | 0.67 | 0.58 |  |  |  | Federally-Regulated Consumer Product |  | 2017-05-23
American Water Heater Co. | ENVIROTEMP | BFG6150T403N*** | Natural Gas | FALSE | TRUE |  | FALSE | 50 | 81 |  | 40000 | 76 |  | 0.58 | 0.58 |  |  |  | Federally-Regulated Consumer Product |  | 2017-05-23
American Water Heater Co. | ENVIROTEMP | UG6250T403N***200 | Natural Gas | FALSE | TRUE |  | FALSE | 50 | 81 |  | 40000 | 77 |  | 0.62 | 0.58 |  |  |  | Federally-Regulated Consumer Product |  | 2017-05-23
American Water Heater Co. | ENVIROTEMP | BFG6150T504N*** | Natural Gas | FALSE | TRUE |  | FALSE | 50 | 87 |  | 50000 | 76 |  | 0.58 | 0.58 |  |  |  | Federally-Regulated Consumer Product |  | 2017-05-23
American Water Heater Co. | ENVIROTEMP | BFG6250T504N*** | Natural Gas | FALSE | TRUE |  | FALSE | 50 | 87 |  | 50000 | 76 |  | 0.6 | 0.58 |  |  |  | Federally-Regulated Consumer Product |  | 2017-05-23
American Water Heater Co. | ENVIROTEMP | DVG62-50T42-N*** | Natural Gas | FALSE | TRUE |  | FALSE | 50 | 70 |  | 42000 | 76 |  | 0.58 | 0.58 |  |  |  | Federally-Regulated Consumer Product |  | 2017-05-23
American Water Heater Co. | ENVIROTEMP | PDVG6250T42N*** | Natural Gas | TRUE | TRUE |  | FALSE | 50 | 81 |  | 42000 | 76 |  | 0.67 | 0.58 |  |  |  | Federally-Regulated Consumer Product |  | 2017-05-23
American Water Heater Co. | ENVIROTEMP | PDVG6250T60N*** | Natural Gas | TRUE | TRUE |  | FALSE | 50 | 87 |  | 60000 | 76 |  | 0.67 | 0.58 |  |  |  | Federally-Regulated Consumer Product |  | 2017-05-23
American Water Heater Co. | ENVIROTEMP | PVG6250T60N*** | Natural Gas | TRUE | TRUE |  | FALSE | 50 | 90 |  | 60000 | 76 |  | 0.67 | 0.58 |  |  |  | Federally-Regulated Consumer Product |  | 2017-05-23
American Water Heater Co. | ENVIROTEMP | SG6150T403N*** | Natural Gas | FALSE | TRUE |  | FALSE | 50 | 90 |  | 40000 | 76 |  | 0.61 | 0.58 |  |  |  | Federally-Regulated Consumer Product |  | 2017-05-23
American Water Heater Co. | ENVIROTEMP | UG6150T403N*** | Natural Gas | FALSE | TRUE |  | FALSE | 50 | 75 |  | 40000 | 77 |  | 0.58 | 0.58 |  |  |  | Federally-Regulated Consumer Product |  | 2017-05-23
American Water Heater Co. | ENVIROTEMP | BFG6150S403NOV | Natural Gas | FALSE | FALSE |  | FALSE | 50 | 88 |  | 40000 | 76 |  | 0.58 | 0.58 |  |  |  | Federally-Regulated Consumer Product |  | 2017-05-23
American Water Heater Co. | ENVIROTEMP | UG6250T504N*** | Natural Gas | FALSE | TRUE |  | FALSE | 50 | 90 |  | 50000 | 78 |  | 0.59 | 0.58 |  |  |  | Federally-Regulated Consumer Product |  | 2017-05-23
American Water Heater Co. | FOUR MOST | UG6250T403N*** | Natural Gas | FALSE | TRUE |  | FALSE | 50 | 75 |  | 40000 | 77 |  | 0.6 | 0.58 |  |  |  | Federally-Regulated Consumer Product |  | 2017-05-23
American Water Heater Co. | FOUR MOST | PVG6250T42N*** | Natural Gas | TRUE | TRUE |  | FALSE | 50 | 81 |  | 42000 | 76 |  | 0.67 | 0.58 |  |  |  | Federally-Regulated Consumer Product |  | 2017-05-23
American Water Heater Co. | FOUR MOST | BFG6150T403N*** | Natural Gas | FALSE | TRUE |  | FALSE | 50 | 81 |  | 40000 | 76 |  | 0.58 | 0.58 |  |  |  | Federally-Regulated Consumer Product |  | 2017-05-23
American Water Heater Co. | FOUR MOST | UG6250T403N***200 | Natural Gas | FALSE | TRUE |  | FALSE | 50 | 81 |  | 40000 | 77 |  | 0.62 | 0.58 |  |  |  | Federally-Regulated Consumer Product |  | 2017-05-23
American Water Heater Co. | FOUR MOST | BFG6150T504N*** | Natural Gas | FALSE | TRUE |  | FALSE | 50 | 87 |  | 50000 | 76 |  | 0.58 | 0.58 |  |  |  | Federally-Regulated Consumer Product |  | 2017-05-23
American Water Heater Co. | FOUR MOST | BFG6250T504N*** | Natural Gas | FALSE | TRUE |  | FALSE | 50 | 87 |  | 50000 | 76 |  | 0.6 | 0.58 |  |  |  | Federally-Regulated Consumer Product |  | 2017-05-23
American Water Heater Co. | FOUR MOST | DVG62-50T42-N*** | Natural Gas | FALSE | TRUE |  | FALSE | 50 | 70 |  | 42000 | 76 |  | 0.58 | 0.58 |  |  |  | Federally-Regulated Consumer Product |  | 2017-05-23
American Water Heater Co. | FOUR MOST | PDVG6250T42N*** | Natural Gas | TRUE | TRUE |  | FALSE | 50 | 81 |  | 42000 | 76 |  | 0.67 | 0.58 |  |  |  | Federally-Regulated Consumer Product |  | 2017-05-23
American Water Heater Co. | FOUR MOST | PDVG6250T60N*** | Natural Gas | TRUE | TRUE |  | FALSE | 50 | 87 |  | 60000 | 76 |  | 0.67 | 0.58 |  |  |  | Federally-Regulated Consumer Product |  | 2017-05-23
American Water Heater Co. | FOUR MOST | PVG6250T60N*** | Natural Gas | TRUE | TRUE |  | FALSE | 50 | 90 |  | 60000 | 76 |  | 0.67 | 0.58 |  |  |  | Federally-Regulated Consumer Product |  | 2017-05-23
American Water Heater Co. | FOUR MOST | SG6150T403N*** | Natural Gas | FALSE | TRUE |  | FALSE | 50 | 90 |  | 40000 | 76 |  | 0.61 | 0.58 |  |  |  | Federally-Regulated Consumer Product |  | 2017-05-23
American Water Heater Co. | FOUR MOST | UG6150T403N*** | Natural Gas | FALSE | TRUE |  | FALSE | 50 | 75 |  | 40000 | 77 |  | 0.58 | 0.58 |  |  |  | Federally-Regulated Consumer Product |  | 2017-05-23
American Water Heater Co. | FOUR MOST | BFG6150S403NOV | Natural Gas | FALSE | FALSE |  | FALSE | 50 | 88 |  | 40000 | 76 |  | 0.58 | 0.58 |  |  |  | Federally-Regulated Consumer Product |  | 2017-05-23
American Water Heater Co. | FOUR MOST | UG6250T504N*** | Natural Gas | FALSE | TRUE |  | FALSE | 50 | 90 |  | 50000 | 78 |  | 0.59 | 0.58 |  |  |  | Federally-Regulated Consumer Product |  | 2017-05-23
American Water Heater Co. | Hotmaster | UG6250T403N*** | Natural Gas | FALSE | TRUE |  | FALSE | 50 | 75 |  | 40000 | 77 |  | 0.6 | 0.58 |  |  |  | Federally-Regulated Consumer Product |  | 2017-05-23
American Water Heater Co. | Hotmaster | PVG6250T42N*** | Natural Gas | TRUE | TRUE |  | FALSE | 50 | 81 |  | 42000 | 76 |  | 0.67 | 0.58 |  |  |  | Federally-Regulated Consumer Product |  | 2017-05-23
American Water Heater Co. | Hotmaster | BFG6150T403N*** | Natural Gas | FALSE | TRUE |  | FALSE | 50 | 81 |  | 40000 | 76 |  | 0.58 | 0.58 |  |  |  | Federally-Regulated Consumer Product |  | 2017-05-23
American Water Heater Co. | Hotmaster | UG6250T403N***200 | Natural Gas | FALSE | TRUE |  | FALSE | 50 | 81 |  | 40000 | 77 |  | 0.62 | 0.58 |  |  |  | Federally-Regulated Consumer Product |  | 2017-05-23
American Water Heater Co. | Hotmaster | BFG6150T504N*** | Natural Gas | FALSE | TRUE |  | FALSE | 50 | 87 |  | 50000 | 76 |  | 0.58 | 0.58 |  |  |  | Federally-Regulated Consumer Product |  | 2017-05-23
American Water Heater Co. | Hotmaster | BFG6250T504N*** | Natural Gas | FALSE | TRUE |  | FALSE | 50 | 87 |  | 50000 | 76 |  | 0.6 | 0.58 |  |  |  | Federally-Regulated Consumer Product |  | 2017-05-23
American Water Heater Co. | Hotmaster | DVG62-50T42-N*** | Natural Gas | FALSE | TRUE |  | FALSE | 50 | 70 |  | 42000 | 76 |  | 0.58 | 0.58 |  |  |  | Federally-Regulated Consumer Product |  | 2017-05-23
American Water Heater Co. | Hotmaster | PDVG6250T42N*** | Natural Gas | TRUE | TRUE |  | FALSE | 50 | 81 |  | 42000 | 76 |  | 0.67 | 0.58 |  |  |  | Federally-Regulated Consumer Product |  | 2017-05-23
American Water Heater Co. | Hotmaster | PDVG6250T60N*** | Natural Gas | TRUE | TRUE |  | FALSE | 50 | 87 |  | 60000 | 76 |  | 0.67 | 0.58 |  |  |  | Federally-Regulated Consumer Product |  | 2017-05-23
American Water Heater Co. | Hotmaster | PVG6250T60N*** | Natural Gas | TRUE | TRUE |  | FALSE | 50 | 90 |  | 60000 | 76 |  | 0.67 | 0.58 |  |  |  | Federally-Regulated Consumer Product |  | 2017-05-23
American Water Heater Co. | Hotmaster | SG6150T403N*** | Natural Gas | FALSE | TRUE |  | FALSE | 50 | 90 |  | 40000 | 76 |  | 0.61 | 0.58 |  |  |  | Federally-Regulated Consumer Product |  | 2017-05-23
American Water Heater Co. | Hotmaster | UG6150T403N*** | Natural Gas | FALSE | TRUE |  | FALSE | 50 | 75 |  | 40000 | 77 |  | 0.58 | 0.58 |  |  |  | Federally-Regulated Consumer Product |  | 2017-05-23
American Water Heater Co. | Hotmaster | BFG6150S403NOV | Natural Gas | FALSE | FALSE |  | FALSE | 50 | 88 |  | 40000 | 76 |  | 0.58 | 0.58 |  |  |  | Federally-Regulated Consumer Product |  | 2017-05-23
American Water Heater Co. | Hotmaster | UG6250T504N*** | Natural Gas | FALSE | TRUE |  | FALSE | 50 | 90 |  | 50000 | 78 |  | 0.59 | 0.58 |  |  |  | Federally-Regulated Consumer Product |  | 2017-05-23
American Water Heater Co. | Hotstream | UG6250T403N*** | Natural Gas | FALSE | TRUE |  | FALSE | 50 | 75 |  | 40000 | 77 |  | 0.6 | 0.58 |  |  |  | Federally-Regulated Consumer Product |  | 2017-05-23
American Water Heater Co. | Hotstream | PVG6250T42N*** | Natural Gas | TRUE | TRUE |  | FALSE | 50 | 81 |  | 42000 | 76 |  | 0.67 | 0.58 |  |  |  | Federally-Regulated Consumer Product |  | 2017-05-23
American Water Heater Co. | Hotstream | BFG6150T403N*** | Natural Gas | FALSE | TRUE |  | FALSE | 50 | 81 |  | 40000 | 76 |  | 0.58 | 0.58 |  |  |  | Federally-Regulated Consumer Product |  | 2017-05-23
American Water Heater Co. | Hotstream | UG6250T403N***200 | Natural Gas | FALSE | TRUE |  | FALSE | 50 | 81 |  | 40000 | 77 |  | 0.62 | 0.58 |  |  |  | Federally-Regulated Consumer Product |  | 2017-05-23
American Water Heater Co. | Hotstream | BFG6150T504N*** | Natural Gas | FALSE | TRUE |  | FALSE | 50 | 87 |  | 50000 | 76 |  | 0.58 | 0.58 |  |  |  | Federally-Regulated Consumer Product |  | 2017-05-23
American Water Heater Co. | Hotstream | BFG6250T504N*** | Natural Gas | FALSE | TRUE |  | FALSE | 50 | 87 |  | 50000 | 76 |  | 0.6 | 0.58 |  |  |  | Federally-Regulated Consumer Product |  | 2017-05-23
American Water Heater Co. | Hotstream | DVG62-50T42-N*** | Natural Gas | FALSE | TRUE |  | FALSE | 50 | 70 |  | 42000 | 76 |  | 0.58 | 0.58 |  |  |  | Federally-Regulated Consumer Product |  | 2017-05-23
American Water Heater Co. | Hotstream | PDVG6250T42N*** | Natural Gas | TRUE | TRUE |  | FALSE | 50 | 81 |  | 42000 | 76 |  | 0.67 | 0.58 |  |  |  | Federally-Regulated Consumer Product |  | 2017-05-23
American Water Heater Co. | Hotstream | PDVG6250T60N*** | Natural Gas | TRUE | TRUE |  | FALSE | 50 | 87 |  | 60000 | 76 |  | 0.67 | 0.58 |  |  |  | Federally-Regulated Consumer Product |  | 2017-05-23
American Water Heater Co. | Hotstream | PVG6250T60N*** | Natural Gas | TRUE | TRUE |  | FALSE | 50 | 90 |  | 60000 | 76 |  | 0.67 | 0.58 |  |  |  | Federally-Regulated Consumer Product |  | 2017-05-23
American Water Heater Co. | Hotstream | SG6150T403N*** | Natural Gas | FALSE | TRUE |  | FALSE | 50 | 90 |  | 40000 | 76 |  | 0.61 | 0.58 |  |  |  | Federally-Regulated Consumer Product |  | 2017-05-23
American Water Heater Co. | Hotstream | UG6150T403N*** | Natural Gas | FALSE | TRUE |  | FALSE | 50 | 75 |  | 40000 | 77 |  | 0.58 | 0.58 |  |  |  | Federally-Regulated Consumer Product |  | 2017-05-23
American Water Heater Co. | Hotstream | BFG6150S403NOV | Natural Gas | FALSE | FALSE |  | FALSE | 50 | 88 |  | 40000 | 76 |  | 0.58 | 0.58 |  |  |  | Federally-Regulated Consumer Product |  | 2017-05-23
American Water Heater Co. | Hotstream | UG6250T504N*** | Natural Gas | FALSE | TRUE |  | FALSE | 50 | 90 |  | 50000 | 78 |  | 0.59 | 0.58 |  |  |  | Federally-Regulated Consumer Product |  | 2017-05-23
American Water Heater Co. | Kenmore | UG6250T403N*** | Natural Gas | FALSE | TRUE |  | FALSE | 50 | 75 |  | 40000 | 77 |  | 0.6 | 0.58 |  |  |  | Federally-Regulated Consumer Product |  | 2017-05-23
American Water Heater Co. | Kenmore | BFG6150T403N*** | Natural Gas | FALSE | TRUE |  | FALSE | 50 | 81 |  | 40000 | 76 |  | 0.58 | 0.58 |  |  |  | Federally-Regulated Consumer Product |  | 2017-05-23
American Water Heater Co. | Kenmore | BFG6150T504N*** | Natural Gas | FALSE | TRUE |  | FALSE | 50 | 87 |  | 50000 | 76 |  | 0.58 | 0.58 |  |  |  | Federally-Regulated Consumer Product |  | 2017-05-23
American Water Heater Co. | Kenmore | DVG62-50T42-N*** | Natural Gas | FALSE | TRUE |  | FALSE | 50 | 70 |  | 42000 | 76 |  | 0.58 | 0.58 |  |  |  | Federally-Regulated Consumer Product |  | 2017-05-23
American Water Heater Co. | Kenmore | SG6150T403N*** | Natural Gas | FALSE | TRUE |  | FALSE | 50 | 90 |  | 40000 | 76 |  | 0.61 | 0.58 |  |  |  | Federally-Regulated Consumer Product |  | 2017-05-23
American Water Heater Co. | Kenmore | UG6150T403N*** | Natural Gas | FALSE | TRUE |  | FALSE | 50 | 75 |  | 40000 | 77 |  | 0.58 | 0.58 |  |  |  | Federally-Regulated Consumer Product |  | 2017-05-23
American Water Heater Co. | Kenmore | BFG6150S403NOV | Natural Gas | FALSE | FALSE |  | FALSE | 50 | 88 |  | 40000 | 76 |  | 0.58 | 0.58 |  |  |  | Federally-Regulated Consumer Product |  | 2017-05-23
American Water Heater Co. | Kenmore | UG6250T504N*** | Natural Gas | FALSE | TRUE |  | FALSE | 50 | 90 |  | 50000 | 78 |  | 0.59 | 0.58 |  |  |  | Federally-Regulated Consumer Product |  | 2017-05-23
American Water Heater Co. | King-Kleen | UG6250T403N*** | Natural Gas | FALSE | TRUE |  | FALSE | 50 | 75 |  | 40000 | 77 |  | 0.6 | 0.58 |  |  |  | Federally-Regulated Consumer Product |  | 2017-05-23
American Water Heater Co. | King-Kleen | PVG6250T42N*** | Natural Gas | TRUE | TRUE |  | FALSE | 50 | 81 |  | 42000 | 76 |  | 0.67 | 0.58 |  |  |  | Federally-Regulated Consumer Product |  | 2017-05-23
American Water Heater Co. | King-Kleen | BFG6150T403N*** | Natural Gas | FALSE | TRUE |  | FALSE | 50 | 81 |  | 40000 | 76 |  | 0.58 | 0.58 |  |  |  | Federally-Regulated Consumer Product |  | 2017-05-23
American Water Heater Co. | King-Kleen | UG6250T403N***200 | Natural Gas | FALSE | TRUE |  | FALSE | 50 | 81 |  | 40000 | 77 |  | 0.62 | 0.58 |  |  |  | Federally-Regulated Consumer Product |  | 2017-05-23
American Water Heater Co. | King-Kleen | BFG6150T504N*** | Natural Gas | FALSE | TRUE |  | FALSE | 50 | 87 |  | 50000 | 76 |  | 0.58 | 0.58 |  |  |  | Federally-Regulated Consumer Product |  | 2017-05-23
American Water Heater Co. | King-Kleen | BFG6250T504N*** | Natural Gas | FALSE | TRUE |  | FALSE | 50 | 87 |  | 50000 | 76 |  | 0.6 | 0.58 |  |  |  | Federally-Regulated Consumer Product |  | 2017-05-23
American Water Heater Co. | King-Kleen | DVG62-50T42-N*** | Natural Gas | FALSE | TRUE |  | FALSE | 50 | 70 |  | 42000 | 76 |  | 0.58 | 0.58 |  |  |  | Federally-Regulated Consumer Product |  | 2017-05-23
American Water Heater Co. | King-Kleen | PDVG6250T42N*** | Natural Gas | TRUE | TRUE |  | FALSE | 50 | 81 |  | 42000 | 76 |  | 0.67 | 0.58 |  |  |  | Federally-Regulated Consumer Product |  | 2017-05-23
American Water Heater Co. | King-Kleen | PDVG6250T60N*** | Natural Gas | TRUE | TRUE |  | FALSE | 50 | 87 |  | 60000 | 76 |  | 0.67 | 0.58 |  |  |  | Federally-Regulated Consumer Product |  | 2017-05-23
American Water Heater Co. | King-Kleen | PVG6250T60N*** | Natural Gas | TRUE | TRUE |  | FALSE | 50 | 90 |  | 60000 | 76 |  | 0.67 | 0.58 |  |  |  | Federally-Regulated Consumer Product |  | 2017-05-23
American Water Heater Co. | King-Kleen | SG6150T403N*** | Natural Gas | FALSE | TRUE |  | FALSE | 50 | 90 |  | 40000 | 76 |  | 0.61 | 0.58 |  |  |  | Federally-Regulated Consumer Product |  | 2017-05-23
American Water Heater Co. | King-Kleen | UG6150T403N*** | Natural Gas | FALSE | TRUE |  | FALSE | 50 | 75 |  | 40000 | 77 |  | 0.58 | 0.58 |  |  |  | Federally-Regulated Consumer Product |  | 2017-05-23
American Water Heater Co. | King-Kleen | BFG6150S403NOV | Natural Gas | FALSE | FALSE |  | FALSE | 50 | 88 |  | 40000 | 76 |  | 0.58 | 0.58 |  |  |  | Federally-Regulated Consumer Product |  | 2017-05-23
American Water Heater Co. | King-Kleen | UG6250T504N*** | Natural Gas | FALSE | TRUE |  | FALSE | 50 | 90 |  | 50000 | 78 |  | 0.59 | 0.58 |  |  |  | Federally-Regulated Consumer Product |  | 2017-05-23
American Water Heater Co. | King-Line | UG6250T403N*** | Natural Gas | FALSE | TRUE |  | FALSE | 50 | 75 |  | 40000 | 77 |  | 0.6 | 0.58 |  |  |  | Federally-Regulated Consumer Product |  | 2017-05-23
American Water Heater Co. | King-Line | PVG6250T42N*** | Natural Gas | TRUE | TRUE |  | FALSE | 50 | 81 |  | 42000 | 76 |  | 0.67 | 0.58 |  |  |  | Federally-Regulated Consumer Product |  | 2017-05-23
American Water Heater Co. | King-Line | BFG6150T403N*** | Natural Gas | FALSE | TRUE |  | FALSE | 50 | 81 |  | 40000 | 76 |  | 0.58 | 0.58 |  |  |  | Federally-Regulated Consumer Product |  | 2017-05-23
American Water Heater Co. | King-Line | UG6250T403N***200 | Natural Gas | FALSE | TRUE |  | FALSE | 50 | 81 |  | 40000 | 77 |  | 0.62 | 0.58 |  |  |  | Federally-Regulated Consumer Product |  | 2017-05-23
American Water Heater Co. | King-Line | BFG6150T504N*** | Natural Gas | FALSE | TRUE |  | FALSE | 50 | 87 |  | 50000 | 76 |  | 0.58 | 0.58 |  |  |  | Federally-Regulated Consumer Product |  | 2017-05-23
American Water Heater Co. | King-Line | BFG6250T504N*** | Natural Gas | FALSE | TRUE |  | FALSE | 50 | 87 |  | 50000 | 76 |  | 0.6 | 0.58 |  |  |  | Federally-Regulated Consumer Product |  | 2017-05-23
American Water Heater Co. | King-Line | DVG62-50T42-N*** | Natural Gas | FALSE | TRUE |  | FALSE | 50 | 70 |  | 42000 | 76 |  | 0.58 | 0.58 |  |  |  | Federally-Regulated Consumer Product |  | 2017-05-23
American Water Heater Co. | King-Line | PDVG6250T42N*** | Natural Gas | TRUE | TRUE |  | FALSE | 50 | 81 |  | 42000 | 76 |  | 0.67 | 0.58 |  |  |  | Federally-Regulated Consumer Product |  | 2017-05-23
American Water Heater Co. | King-Line | PDVG6250T60N*** | Natural Gas | TRUE | TRUE |  | FALSE | 50 | 87 |  | 60000 | 76 |  | 0.67 | 0.58 |  |  |  | Federally-Regulated Consumer Product |  | 2017-05-23
American Water Heater Co. | King-Line | PVG6250T60N*** | Natural Gas | TRUE | TRUE |  | FALSE | 50 | 90 |  | 60000 | 76 |  | 0.67 | 0.58 |  |  |  | Federally-Regulated Consumer Product |  | 2017-05-23
American Water Heater Co. | King-Line | SG6150T403N*** | Natural Gas | FALSE | TRUE |  | FALSE | 50 | 90 |  | 40000 | 76 |  | 0.61 | 0.58 |  |  |  | Federally-Regulated Consumer Product |  | 2017-05-23
American Water Heater Co. | King-Line | UG6150T403N*** | Natural Gas | FALSE | TRUE |  | FALSE | 50 | 75 |  | 40000 | 77 |  | 0.58 | 0.58 |  |  |  | Federally-Regulated Consumer Product |  | 2017-05-23
American Water Heater Co. | King-Line | BFG6150S403NOV | Natural Gas | FALSE | FALSE |  | FALSE | 50 | 88 |  | 40000 | 76 |  | 0.58 | 0.58 |  |  |  | Federally-Regulated Consumer Product |  | 2017-05-23
American Water Heater Co. | King-Line | UG6250T504N*** | Natural Gas | FALSE | TRUE |  | FALSE | 50 | 90 |  | 50000 | 78 |  | 0.59 | 0.58 |  |  |  | Federally-Regulated Consumer Product |  | 2017-05-23
American Water Heater Co. | Master Plumber | UG6250T403N*** | Natural Gas | FALSE | TRUE |  | FALSE | 50 | 75 |  | 40000 | 77 |  | 0.6 | 0.58 |  |  |  | Federally-Regulated Consumer Product |  | 2017-05-23
American Water Heater Co. | Master Plumber | PVG6250T42N*** | Natural Gas | TRUE | TRUE |  | FALSE | 50 | 81 |  | 42000 | 76 |  | 0.67 | 0.58 |  |  |  | Federally-Regulated Consumer Product |  | 2017-05-23
American Water Heater Co. | Master Plumber | BFG6150T403N*** | Natural Gas | FALSE | TRUE |  | FALSE | 50 | 81 |  | 40000 | 76 |  | 0.58 | 0.58 |  |  |  | Federally-Regulated Consumer Product |  | 2017-05-23
American Water Heater Co. | Master Plumber | UG6250T403N***200 | Natural Gas | FALSE | TRUE |  | FALSE | 50 | 81 |  | 40000 | 77 |  | 0.62 | 0.58 |  |  |  | Federally-Regulated Consumer Product |  | 2017-05-23
American Water Heater Co. | Master Plumber | BFG6150T504N*** | Natural Gas | FALSE | TRUE |  | FALSE | 50 | 87 |  | 50000 | 76 |  | 0.58 | 0.58 |  |  |  | Federally-Regulated Consumer Product |  | 2017-05-23
American Water Heater Co. | Master Plumber | BFG6250T504N*** | Natural Gas | FALSE | TRUE |  | FALSE | 50 | 87 |  | 50000 | 76 |  | 0.6 | 0.58 |  |  |  | Federally-Regulated Consumer Product |  | 2017-05-23
American Water Heater Co. | Master Plumber | DVG62-50T42-N*** | Natural Gas | FALSE | TRUE |  | FALSE | 50 | 70 |  | 42000 | 76 |  | 0.58 | 0.58 |  |  |  | Federally-Regulated Consumer Product |  | 2017-05-23
American Water Heater Co. | Master Plumber | PDVG6250T42N*** | Natural Gas | TRUE | TRUE |  | FALSE | 50 | 81 |  | 42000 | 76 |  | 0.67 | 0.58 |  |  |  | Federally-Regulated Consumer Product |  | 2017-05-23
American Water Heater Co. | Master Plumber | PDVG6250T60N*** | Natural Gas | TRUE | TRUE |  | FALSE | 50 | 87 |  | 60000 | 76 |  | 0.67 | 0.58 |  |  |  | Federally-Regulated Consumer Product |  | 2017-05-23
American Water Heater Co. | Master Plumber | PVG6250T60N*** | Natural Gas | TRUE | TRUE |  | FALSE | 50 | 90 |  | 60000 | 76 |  | 0.67 | 0.58 |  |  |  | Federally-Regulated Consumer Product |  | 2017-05-23
American Water Heater Co. | Master Plumber | SG6150T403N*** | Natural Gas | FALSE | TRUE |  | FALSE | 50 | 90 |  | 40000 | 76 |  | 0.61 | 0.58 |  |  |  | Federally-Regulated Consumer Product |  | 2017-05-23
American Water Heater Co. | Master Plumber | UG6150T403N*** | Natural Gas | FALSE | TRUE |  | FALSE | 50 | 75 |  | 40000 | 77 |  | 0.58 | 0.58 |  |  |  | Federally-Regulated Consumer Product |  | 2017-05-23
American Water Heater Co. | Master Plumber | BFG6150S403NOV | Natural Gas | FALSE | FALSE |  | FALSE | 50 | 88 |  | 40000 | 76 |  | 0.58 | 0.58 |  |  |  | Federally-Regulated Consumer Product |  | 2017-05-23
American Water Heater Co. | Master Plumber | UG6250T504N*** | Natural Gas | FALSE | TRUE |  | FALSE | 50 | 90 |  | 50000 | 78 |  | 0.59 | 0.58 |  |  |  | Federally-Regulated Consumer Product |  | 2017-05-23
American Water Heater Co. | Nationaline | UG6250T403N*** | Natural Gas | FALSE | TRUE |  | FALSE | 50 | 75 |  | 40000 | 77 |  | 0.6 | 0.58 |  |  |  | Federally-Regulated Consumer Product |  | 2017-05-23
American Water Heater Co. | Nationaline | PVG6250T42N*** | Natural Gas | TRUE | TRUE |  | FALSE | 50 | 81 |  | 42000 | 76 |  | 0.67 | 0.58 |  |  |  | Federally-Regulated Consumer Product |  | 2017-05-23
American Water Heater Co. | Nationaline | BFG6150T403N*** | Natural Gas | FALSE | TRUE |  | FALSE | 50 | 81 |  | 40000 | 76 |  | 0.58 | 0.58 |  |  |  | Federally-Regulated Consumer Product |  | 2017-05-23
American Water Heater Co. | Nationaline | UG6250T403N***200 | Natural Gas | FALSE | TRUE |  | FALSE | 50 | 81 |  | 40000 | 77 |  | 0.62 | 0.58 |  |  |  | Federally-Regulated Consumer Product |  | 2017-05-23
American Water Heater Co. | Nationaline | BFG6150T504N*** | Natural Gas | FALSE | TRUE |  | FALSE | 50 | 87 |  | 50000 | 76 |  | 0.58 | 0.58 |  |  |  | Federally-Regulated Consumer Product |  | 2017-05-23
American Water Heater Co. | Nationaline | BFG6250T504N*** | Natural Gas | FALSE | TRUE |  | FALSE | 50 | 87 |  | 50000 | 76 |  | 0.6 | 0.58 |  |  |  | Federally-Regulated Consumer Product |  | 2017-05-23
American Water Heater Co. | Nationaline | DVG62-50T42-N*** | Natural Gas | FALSE | TRUE |  | FALSE | 50 | 70 |  | 42000 | 76 |  | 0.58 | 0.58 |  |  |  | Federally-Regulated Consumer Product |  | 2017-05-23
American Water Heater Co. | Nationaline | PDVG6250T42N*** | Natural Gas | TRUE | TRUE |  | FALSE | 50 | 81 |  | 42000 | 76 |  | 0.67 | 0.58 |  |  |  | Federally-Regulated Consumer Product |  | 2017-05-23
American Water Heater Co. | Nationaline | PDVG6250T60N*** | Natural Gas | TRUE | TRUE |  | FALSE | 50 | 87 |  | 60000 | 76 |  | 0.67 | 0.58 |  |  |  | Federally-Regulated Consumer Product |  | 2017-05-23
American Water Heater Co. | Nationaline | PVG6250T60N*** | Natural Gas | TRUE | TRUE |  | FALSE | 50 | 90 |  | 60000 | 76 |  | 0.67 | 0.58 |  |  |  | Federally-Regulated Consumer Product |  | 2017-05-23
American Water Heater Co. | Nationaline | SG6150T403N*** | Natural Gas | FALSE | TRUE |  | FALSE | 50 | 90 |  | 40000 | 76 |  | 0.61 | 0.58 |  |  |  | Federally-Regulated Consumer Product |  | 2017-05-23
American Water Heater Co. | Nationaline | UG6150T403N*** | Natural Gas | FALSE | TRUE |  | FALSE | 50 | 75 |  | 40000 | 77 |  | 0.58 | 0.58 |  |  |  | Federally-Regulated Consumer Product |  | 2017-05-23
American Water Heater Co. | Nationaline | BFG6150S403NOV | Natural Gas | FALSE | FALSE |  | FALSE | 50 | 88 |  | 40000 | 76 |  | 0.58 | 0.58 |  |  |  | Federally-Regulated Consumer Product |  | 2017-05-23
American Water Heater Co. | Nationaline | UG6250T504N*** | Natural Gas | FALSE | TRUE |  | FALSE | 50 | 90 |  | 50000 | 78 |  | 0.59 | 0.58 |  |  |  | Federally-Regulated Consumer Product |  | 2017-05-23
American Water Heater Co. | NEPTUNE | UG6250T403N*** | Natural Gas | FALSE | TRUE |  | FALSE | 50 | 75 |  | 40000 | 77 |  | 0.6 | 0.58 |  |  |  | Federally-Regulated Consumer Product |  | 2017-05-23
American Water Heater Co. | NEPTUNE | PVG6250T42N*** | Natural Gas | TRUE | TRUE |  | FALSE | 50 | 81 |  | 42000 | 76 |  | 0.67 | 0.58 |  |  |  | Federally-Regulated Consumer Product |  | 2017-05-23
American Water Heater Co. | NEPTUNE | BFG6150T403N*** | Natural Gas | FALSE | TRUE |  | FALSE | 50 | 81 |  | 40000 | 76 |  | 0.58 | 0.58 |  |  |  | Federally-Regulated Consumer Product |  | 2017-05-23
American Water Heater Co. | NEPTUNE | UG6250T403N***200 | Natural Gas | FALSE | TRUE |  | FALSE | 50 | 81 |  | 40000 | 77 |  | 0.62 | 0.58 |  |  |  | Federally-Regulated Consumer Product |  | 2017-05-23
American Water Heater Co. | NEPTUNE | BFG6150T504N*** | Natural Gas | FALSE | TRUE |  | FALSE | 50 | 87 |  | 50000 | 76 |  | 0.58 | 0.58 |  |  |  | Federally-Regulated Consumer Product |  | 2017-05-23
American Water Heater Co. | NEPTUNE | BFG6250T504N*** | Natural Gas | FALSE | TRUE |  | FALSE | 50 | 87 |  | 50000 | 76 |  | 0.6 | 0.58 |  |  |  | Federally-Regulated Consumer Product |  | 2017-05-23
American Water Heater Co. | NEPTUNE | DVG62-50T42-N*** | Natural Gas | FALSE | TRUE |  | FALSE | 50 | 70 |  | 42000 | 76 |  | 0.58 | 0.58 |  |  |  | Federally-Regulated Consumer Product |  | 2017-05-23
American Water Heater Co. | NEPTUNE | PDVG6250T42N*** | Natural Gas | TRUE | TRUE |  | FALSE | 50 | 81 |  | 42000 | 76 |  | 0.67 | 0.58 |  |  |  | Federally-Regulated Consumer Product |  | 2017-05-23
American Water Heater Co. | NEPTUNE | PDVG6250T60N*** | Natural Gas | TRUE | TRUE |  | FALSE | 50 | 87 |  | 60000 | 76 |  | 0.67 | 0.58 |  |  |  | Federally-Regulated Consumer Product |  | 2017-05-23
American Water Heater Co. | NEPTUNE | PVG6250T60N*** | Natural Gas | TRUE | TRUE |  | FALSE | 50 | 90 |  | 60000 | 76 |  | 0.67 | 0.58 |  |  |  | Federally-Regulated Consumer Product |  | 2017-05-23
American Water Heater Co. | NEPTUNE | SG6150T403N*** | Natural Gas | FALSE | TRUE |  | FALSE | 50 | 90 |  | 40000 | 76 |  | 0.61 | 0.58 |  |  |  | Federally-Regulated Consumer Product |  | 2017-05-23
American Water Heater Co. | NEPTUNE | UG6150T403N*** | Natural Gas | FALSE | TRUE |  | FALSE | 50 | 75 |  | 40000 | 77 |  | 0.58 | 0.58 |  |  |  | Federally-Regulated Consumer Product |  | 2017-05-23
American Water Heater Co. | NEPTUNE | BFG6150S403NOV | Natural Gas | FALSE | FALSE |  | FALSE | 50 | 88 |  | 40000 | 76 |  | 0.58 | 0.58 |  |  |  | Federally-Regulated Consumer Product |  | 2017-05-23
American Water Heater Co. | NEPTUNE | UG6250T504N*** | Natural Gas | FALSE | TRUE |  | FALSE | 50 | 90 |  | 50000 | 78 |  | 0.59 | 0.58 |  |  |  | Federally-Regulated Consumer Product |  | 2017-05-23
American Water Heater Co. | PENQUIN | UG6250T403N*** | Natural Gas | FALSE | TRUE |  | FALSE | 50 | 75 |  | 40000 | 77 |  | 0.6 | 0.58 |  |  |  | Federally-Regulated Consumer Product |  | 2017-05-23
American Water Heater Co. | PENQUIN | PVG6250T42N*** | Natural Gas | TRUE | TRUE |  | FALSE | 50 | 81 |  | 42000 | 76 |  | 0.67 | 0.58 |  |  |  | Federally-Regulated Consumer Product |  | 2017-05-23
American Water Heater Co. | PENQUIN | BFG6150T403N*** | Natural Gas | FALSE | TRUE |  | FALSE | 50 | 81 |  | 40000 | 76 |  | 0.58 | 0.58 |  |  |  | Federally-Regulated Consumer Product |  | 2017-05-23
American Water Heater Co. | PENQUIN | UG6250T403N***200 | Natural Gas | FALSE | TRUE |  | FALSE | 50 | 81 |  | 40000 | 77 |  | 0.62 | 0.58 |  |  |  | Federally-Regulated Consumer Product |  | 2017-05-23
American Water Heater Co. | PENQUIN | BFG6150T504N*** | Natural Gas | FALSE | TRUE |  | FALSE | 50 | 87 |  | 50000 | 76 |  | 0.58 | 0.58 |  |  |  | Federally-Regulated Consumer Product |  | 2017-05-23
American Water Heater Co. | PENQUIN | BFG6250T504N*** | Natural Gas | FALSE | TRUE |  | FALSE | 50 | 87 |  | 50000 | 76 |  | 0.6 | 0.58 |  |  |  | Federally-Regulated Consumer Product |  | 2017-05-23
American Water Heater Co. | PENQUIN | DVG62-50T42-N*** | Natural Gas | FALSE | TRUE |  | FALSE | 50 | 70 |  | 42000 | 76 |  | 0.58 | 0.58 |  |  |  | Federally-Regulated Consumer Product |  | 2017-05-23
American Water Heater Co. | PENQUIN | PDVG6250T42N*** | Natural Gas | TRUE | TRUE |  | FALSE | 50 | 81 |  | 42000 | 76 |  | 0.67 | 0.58 |  |  |  | Federally-Regulated Consumer Product |  | 2017-05-23
American Water Heater Co. | PENQUIN | PDVG6250T60N*** | Natural Gas | TRUE | TRUE |  | FALSE | 50 | 87 |  | 60000 | 76 |  | 0.67 | 0.58 |  |  |  | Federally-Regulated Consumer Product |  | 2017-05-23
American Water Heater Co. | PENQUIN | PVG6250T60N*** | Natural Gas | TRUE | TRUE |  | FALSE | 50 | 90 |  | 60000 | 76 |  | 0.67 | 0.58 |  |  |  | Federally-Regulated Consumer Product |  | 2017-05-23
American Water Heater Co. | PENQUIN | SG6150T403N*** | Natural Gas | FALSE | TRUE |  | FALSE | 50 | 90 |  | 40000 | 76 |  | 0.61 | 0.58 |  |  |  | Federally-Regulated Consumer Product |  | 2017-05-23
American Water Heater Co. | PENQUIN | UG6150T403N*** | Natural Gas | FALSE | TRUE |  | FALSE | 50 | 75 |  | 40000 | 77 |  | 0.58 | 0.58 |  |  |  | Federally-Regulated Consumer Product |  | 2017-05-23
American Water Heater Co. | PENQUIN | BFG6150S403NOV | Natural Gas | FALSE | FALSE |  | FALSE | 50 | 88 |  | 40000 | 76 |  | 0.58 | 0.58 |  |  |  | Federally-Regulated Consumer Product |  | 2017-05-23
American Water Heater Co. | PENQUIN | UG6250T504N*** | Natural Gas | FALSE | TRUE |  | FALSE | 50 | 90 |  | 50000 | 78 |  | 0.59 | 0.58 |  |  |  | Federally-Regulated Consumer Product |  | 2017-05-23
American Water Heater Co. | Polaris | UG6250T403N*** | Natural Gas | FALSE | TRUE |  | FALSE | 50 | 75 |  | 40000 | 77 |  | 0.6 | 0.58 |  |  |  | Federally-Regulated Consumer Product |  | 2017-05-23
American Water Heater Co. | Polaris | PVG6250T42N*** | Natural Gas | TRUE | TRUE |  | FALSE | 50 | 81 |  | 42000 | 76 |  | 0.67 | 0.58 |  |  |  | Federally-Regulated Consumer Product |  | 2017-05-23
American Water Heater Co. | Polaris | BFG6150T403N*** | Natural Gas | FALSE | TRUE |  | FALSE | 50 | 81 |  | 40000 | 76 |  | 0.58 | 0.58 |  |  |  | Federally-Regulated Consumer Product |  | 2017-05-23
American Water Heater Co. | Polaris | BFG6150T504N*** | Natural Gas | FALSE | TRUE |  | FALSE | 50 | 87 |  | 50000 | 76 |  | 0.58 | 0.58 |  |  |  | Federally-Regulated Consumer Product |  | 2017-05-23
American Water Heater Co. | Polaris | BFG6250T504N*** | Natural Gas | FALSE | TRUE |  | FALSE | 50 | 87 |  | 50000 | 76 |  | 0.6 | 0.58 |  |  |  | Federally-Regulated Consumer Product |  | 2017-05-23
American Water Heater Co. | Polaris | DVG62-50T42-N*** | Natural Gas | FALSE | TRUE |  | FALSE | 50 | 70 |  | 42000 | 76 |  | 0.58 | 0.58 |  |  |  | Federally-Regulated Consumer Product |  | 2017-05-23
American Water Heater Co. | Polaris | PDVG6250T42N*** | Natural Gas | TRUE | TRUE |  | FALSE | 50 | 81 |  | 42000 | 76 |  | 0.67 | 0.58 |  |  |  | Federally-Regulated Consumer Product |  | 2017-05-23
American Water Heater Co. | Polaris | PDVG6250T60N*** | Natural Gas | TRUE | TRUE |  | FALSE | 50 | 87 |  | 60000 | 76 |  | 0.67 | 0.58 |  |  |  | Federally-Regulated Consumer Product |  | 2017-05-23
American Water Heater Co. | Polaris | PVG6250T60N*** | Natural Gas | TRUE | TRUE |  | FALSE | 50 | 90 |  | 60000 | 76 |  | 0.67 | 0.58 |  |  |  | Federally-Regulated Consumer Product |  | 2017-05-23
American Water Heater Co. | Polaris | SG6150T403N*** | Natural Gas | FALSE | TRUE |  | FALSE | 50 | 90 |  | 40000 | 76 |  | 0.61 | 0.58 |  |  |  | Federally-Regulated Consumer Product |  | 2017-05-23
American Water Heater Co. | Polaris | UG6150T403N*** | Natural Gas | FALSE | TRUE |  | FALSE | 50 | 75 |  | 40000 | 77 |  | 0.58 | 0.58 |  |  |  | Federally-Regulated Consumer Product |  | 2017-05-23
American Water Heater Co. | Polaris | BFG6150S403NOV | Natural Gas | FALSE | FALSE |  | FALSE | 50 | 88 |  | 40000 | 76 |  | 0.58 | 0.58 |  |  |  | Federally-Regulated Consumer Product |  | 2017-05-23
American Water Heater Co. | Polaris | UG6250T504N*** | Natural Gas | FALSE | TRUE |  | FALSE | 50 | 90 |  | 50000 | 78 |  | 0.59 | 0.58 |  |  |  | Federally-Regulated Consumer Product |  | 2017-05-23
American Water Heater Co. | PREMIER PLUS SELF CLEANING PRESTIGE | UG6250T403N*** | Natural Gas | FALSE | TRUE |  | FALSE | 50 | 75 |  | 40000 | 77 |  | 0.6 | 0.58 |  |  |  | Federally-Regulated Consumer Product |  | 2017-05-23
American Water Heater Co. | PREMIER PLUS SELF CLEANING PRESTIGE | PVG6250T42N*** | Natural Gas | TRUE | TRUE |  | FALSE | 50 | 81 |  | 42000 | 76 |  | 0.67 | 0.58 |  |  |  | Federally-Regulated Consumer Product |  | 2017-05-23
American Water Heater Co. | PREMIER PLUS SELF CLEANING PRESTIGE | BFG6150T403N*** | Natural Gas | FALSE | TRUE |  | FALSE | 50 | 81 |  | 40000 | 76 |  | 0.58 | 0.58 |  |  |  | Federally-Regulated Consumer Product |  | 2017-05-23
American Water Heater Co. | PREMIER PLUS SELF CLEANING PRESTIGE | UG6250T403N***200 | Natural Gas | FALSE | TRUE |  | FALSE | 50 | 81 |  | 40000 | 77 |  | 0.62 | 0.58 |  |  |  | Federally-Regulated Consumer Product |  | 2017-05-23
American Water Heater Co. | PREMIER PLUS SELF CLEANING PRESTIGE | BFG6150T504N*** | Natural Gas | FALSE | TRUE |  | FALSE | 50 | 87 |  | 50000 | 76 |  | 0.58 | 0.58 |  |  |  | Federally-Regulated Consumer Product |  | 2017-05-23
American Water Heater Co. | PREMIER PLUS SELF CLEANING PRESTIGE | BFG6250T504N*** | Natural Gas | FALSE | TRUE |  | FALSE | 50 | 87 |  | 50000 | 76 |  | 0.6 | 0.58 |  |  |  | Federally-Regulated Consumer Product |  | 2017-05-23
American Water Heater Co. | PREMIER PLUS SELF CLEANING PRESTIGE | DVG62-50T42-N*** | Natural Gas | FALSE | TRUE |  | FALSE | 50 | 70 |  | 42000 | 76 |  | 0.58 | 0.58 |  |  |  | Federally-Regulated Consumer Product |  | 2017-05-23
American Water Heater Co. | PREMIER PLUS SELF CLEANING PRESTIGE | PDVG6250T42N*** | Natural Gas | TRUE | TRUE |  | FALSE | 50 | 81 |  | 42000 | 76 |  | 0.67 | 0.58 |  |  |  | Federally-Regulated Consumer Product |  | 2017-05-23
American Water Heater Co. | PREMIER PLUS SELF CLEANING PRESTIGE | PDVG6250T60N*** | Natural Gas | TRUE | TRUE |  | FALSE | 50 | 87 |  | 60000 | 76 |  | 0.67 | 0.58 |  |  |  | Federally-Regulated Consumer Product |  | 2017-05-23
American Water Heater Co. | PREMIER PLUS SELF CLEANING PRESTIGE | PVG6250T60N*** | Natural Gas | TRUE | TRUE |  | FALSE | 50 | 90 |  | 60000 | 76 |  | 0.67 | 0.58 |  |  |  | Federally-Regulated Consumer Product |  | 2017-05-23
American Water Heater Co. | PREMIER PLUS SELF CLEANING PRESTIGE | SG6150T403N*** | Natural Gas | FALSE | TRUE |  | FALSE | 50 | 90 |  | 40000 | 76 |  | 0.61 | 0.58 |  |  |  | Federally-Regulated Consumer Product |  | 2017-05-23
American Water Heater Co. | PREMIER PLUS SELF CLEANING PRESTIGE | UG6150T403N*** | Natural Gas | FALSE | TRUE |  | FALSE | 50 | 75 |  | 40000 | 77 |  | 0.58 | 0.58 |  |  |  | Federally-Regulated Consumer Product |  | 2017-05-23
American Water Heater Co. | PREMIER PLUS SELF CLEANING PRESTIGE | BFG6150S403NOV | Natural Gas | FALSE | FALSE |  | FALSE | 50 | 88 |  | 40000 | 76 |  | 0.58 | 0.58 |  |  |  | Federally-Regulated Consumer Product |  | 2017-05-23
American Water Heater Co. | PREMIER PLUS SELF CLEANING PRESTIGE | UG6250T504N*** | Natural Gas | FALSE | TRUE |  | FALSE | 50 | 90 |  | 50000 | 78 |  | 0.59 | 0.58 |  |  |  | Federally-Regulated Consumer Product |  | 2017-05-23
American Water Heater Co. | Proline | BFG6150S403NOV | Natural Gas | FALSE | FALSE |  | FALSE | 50 | 88 |  | 40000 | 76 |  | 0.58 | 0.58 |  |  |  | Federally-Regulated Consumer Product |  | 2017-05-23
American Water Heater Co. | Proline | UG6250T504N*** | Natural Gas | FALSE | TRUE |  | FALSE | 50 | 90 |  | 50000 | 78 |  | 0.59 | 0.58 |  |  |  | Federally-Regulated Consumer Product |  | 2017-05-23
American Water Heater Co. | Pro-Line | UG6250T403N*** | Natural Gas | FALSE | TRUE |  | FALSE | 50 | 75 |  | 40000 | 77 |  | 0.6 | 0.58 |  |  |  | Federally-Regulated Consumer Product |  | 2017-05-23
American Water Heater Co. | Pro-Line | PVG6250T42N*** | Natural Gas | TRUE | TRUE |  | FALSE | 50 | 81 |  | 42000 | 76 |  | 0.67 | 0.58 |  |  |  | Federally-Regulated Consumer Product |  | 2017-05-23
American Water Heater Co. | Pro-Line | BFG6150T403N*** | Natural Gas | FALSE | TRUE |  | FALSE | 50 | 81 |  | 40000 | 76 |  | 0.58 | 0.58 |  |  |  | Federally-Regulated Consumer Product |  | 2017-05-23
American Water Heater Co. | Pro-Line | UG6250T403N***200 | Natural Gas | FALSE | TRUE |  | FALSE | 50 | 81 |  | 40000 | 77 |  | 0.62 | 0.58 |  |  |  | Federally-Regulated Consumer Product |  | 2017-05-23
American Water Heater Co. | Pro-Line | BFG6150T504N*** | Natural Gas | FALSE | TRUE |  | FALSE | 50 | 87 |  | 50000 | 76 |  | 0.58 | 0.58 |  |  |  | Federally-Regulated Consumer Product |  | 2017-05-23
American Water Heater Co. | Pro-Line | BFG6250T504N*** | Natural Gas | FALSE | TRUE |  | FALSE | 50 | 87 |  | 50000 | 76 |  | 0.6 | 0.58 |  |  |  | Federally-Regulated Consumer Product |  | 2017-05-23
American Water Heater Co. | Pro-Line | DVG62-50T42-N*** | Natural Gas | FALSE | TRUE |  | FALSE | 50 | 70 |  | 42000 | 76 |  | 0.58 | 0.58 |  |  |  | Federally-Regulated Consumer Product |  | 2017-05-23
American Water Heater Co. | Pro-Line | PDVG6250T42N*** | Natural Gas | TRUE | TRUE |  | FALSE | 50 | 81 |  | 42000 | 76 |  | 0.67 | 0.58 |  |  |  | Federally-Regulated Consumer Product |  | 2017-05-23
American Water Heater Co. | Pro-Line | PDVG6250T60N*** | Natural Gas | TRUE | TRUE |  | FALSE | 50 | 87 |  | 60000 | 76 |  | 0.67 | 0.58 |  |  |  | Federally-Regulated Consumer Product |  | 2017-05-23
American Water Heater Co. | Pro-Line | PVG6250T60N*** | Natural Gas | TRUE | TRUE |  | FALSE | 50 | 90 |  | 60000 | 76 |  | 0.67 | 0.58 |  |  |  | Federally-Regulated Consumer Product |  | 2017-05-23
American Water Heater Co. | Pro-Line | SG6150T403N*** | Natural Gas | FALSE | TRUE |  | FALSE | 50 | 90 |  | 40000 | 76 |  | 0.61 | 0.58 |  |  |  | Federally-Regulated Consumer Product |  | 2017-05-23
American Water Heater Co. | Pro-Line | UG6150T403N*** | Natural Gas | FALSE | TRUE |  | FALSE | 50 | 75 |  | 40000 | 77 |  | 0.58 | 0.58 |  |  |  | Federally-Regulated Consumer Product |  | 2017-05-23
American Water Heater Co. | Pro-Line | BFG6150S403NOV | Natural Gas | FALSE | FALSE |  | FALSE | 50 | 88 |  | 40000 | 76 |  | 0.58 | 0.58 |  |  |  | Federally-Regulated Consumer Product |  | 2017-05-23
American Water Heater Co. | Pro-Line | UG6250T504N*** | Natural Gas | FALSE | TRUE |  | FALSE | 50 | 90 |  | 50000 | 78 |  | 0.59 | 0.58 |  |  |  | Federally-Regulated Consumer Product |  | 2017-05-23
American Water Heater Co. | Quaker | UG6250T403N*** | Natural Gas | FALSE | TRUE |  | FALSE | 50 | 75 |  | 40000 | 77 |  | 0.6 | 0.58 |  |  |  | Federally-Regulated Consumer Product |  | 2017-05-23
American Water Heater Co. | Quaker | PVG6250T42N*** | Natural Gas | TRUE | TRUE |  | FALSE | 50 | 81 |  | 42000 | 76 |  | 0.67 | 0.58 |  |  |  | Federally-Regulated Consumer Product |  | 2017-05-23
American Water Heater Co. | Quaker | BFG6150T403N*** | Natural Gas | FALSE | TRUE |  | FALSE | 50 | 81 |  | 40000 | 76 |  | 0.58 | 0.58 |  |  |  | Federally-Regulated Consumer Product |  | 2017-05-23
American Water Heater Co. | Quaker | UG6250T403N***200 | Natural Gas | FALSE | TRUE |  | FALSE | 50 | 81 |  | 40000 | 77 |  | 0.62 | 0.58 |  |  |  | Federally-Regulated Consumer Product |  | 2017-05-23
American Water Heater Co. | Quaker | BFG6150T504N*** | Natural Gas | FALSE | TRUE |  | FALSE | 50 | 87 |  | 50000 | 76 |  | 0.58 | 0.58 |  |  |  | Federally-Regulated Consumer Product |  | 2017-05-23
American Water Heater Co. | Quaker | BFG6250T504N*** | Natural Gas | FALSE | TRUE |  | FALSE | 50 | 87 |  | 50000 | 76 |  | 0.6 | 0.58 |  |  |  | Federally-Regulated Consumer Product |  | 2017-05-23
American Water Heater Co. | Quaker | DVG62-50T42-N*** | Natural Gas | FALSE | TRUE |  | FALSE | 50 | 70 |  | 42000 | 76 |  | 0.58 | 0.58 |  |  |  | Federally-Regulated Consumer Product |  | 2017-05-23
American Water Heater Co. | Quaker | PDVG6250T42N*** | Natural Gas | TRUE | TRUE |  | FALSE | 50 | 81 |  | 42000 | 76 |  | 0.67 | 0.58 |  |  |  | Federally-Regulated Consumer Product |  | 2017-05-23
American Water Heater Co. | Quaker | PDVG6250T60N*** | Natural Gas | TRUE | TRUE |  | FALSE | 50 | 87 |  | 60000 | 76 |  | 0.67 | 0.58 |  |  |  | Federally-Regulated Consumer Product |  | 2017-05-23
American Water Heater Co. | Quaker | PVG6250T60N*** | Natural Gas | TRUE | TRUE |  | FALSE | 50 | 90 |  | 60000 | 76 |  | 0.67 | 0.58 |  |  |  | Federally-Regulated Consumer Product |  | 2017-05-23
American Water Heater Co. | Quaker | SG6150T403N*** | Natural Gas | FALSE | TRUE |  | FALSE | 50 | 90 |  | 40000 | 76 |  | 0.61 | 0.58 |  |  |  | Federally-Regulated Consumer Product |  | 2017-05-23
American Water Heater Co. | Quaker | UG6150T403N*** | Natural Gas | FALSE | TRUE |  | FALSE | 50 | 75 |  | 40000 | 77 |  | 0.58 | 0.58 |  |  |  | Federally-Regulated Consumer Product |  | 2017-05-23
American Water Heater Co. | Quaker | BFG6150S403NOV | Natural Gas | FALSE | FALSE |  | FALSE | 50 | 88 |  | 40000 | 76 |  | 0.58 | 0.58 |  |  |  | Federally-Regulated Consumer Product |  | 2017-05-23
American Water Heater Co. | Quaker | UG6250T504N*** | Natural Gas | FALSE | TRUE |  | FALSE | 50 | 90 |  | 50000 | 78 |  | 0.59 | 0.58 |  |  |  | Federally-Regulated Consumer Product |  | 2017-05-23
American Water Heater Co. | QUICK-FLO | UG6250T403N*** | Natural Gas | FALSE | TRUE |  | FALSE | 50 | 75 |  | 40000 | 77 |  | 0.6 | 0.58 |  |  |  | Federally-Regulated Consumer Product |  | 2017-05-23
American Water Heater Co. | QUICK-FLO | PVG6250T42N*** | Natural Gas | TRUE | TRUE |  | FALSE | 50 | 81 |  | 42000 | 76 |  | 0.67 | 0.58 |  |  |  | Federally-Regulated Consumer Product |  | 2017-05-23
American Water Heater Co. | QUICK-FLO | BFG6150T403N*** | Natural Gas | FALSE | TRUE |  | FALSE | 50 | 81 |  | 40000 | 76 |  | 0.58 | 0.58 |  |  |  | Federally-Regulated Consumer Product |  | 2017-05-23
American Water Heater Co. | QUICK-FLO | UG6250T403N***200 | Natural Gas | FALSE | TRUE |  | FALSE | 50 | 81 |  | 40000 | 77 |  | 0.62 | 0.58 |  |  |  | Federally-Regulated Consumer Product |  | 2017-05-23
American Water Heater Co. | QUICK-FLO | BFG6150T504N*** | Natural Gas | FALSE | TRUE |  | FALSE | 50 | 87 |  | 50000 | 76 |  | 0.58 | 0.58 |  |  |  | Federally-Regulated Consumer Product |  | 2017-05-23
American Water Heater Co. | QUICK-FLO | BFG6250T504N*** | Natural Gas | FALSE | TRUE |  | FALSE | 50 | 87 |  | 50000 | 76 |  | 0.6 | 0.58 |  |  |  | Federally-Regulated Consumer Product |  | 2017-05-23
American Water Heater Co. | QUICK-FLO | DVG62-50T42-N*** | Natural Gas | FALSE | TRUE |  | FALSE | 50 | 70 |  | 42000 | 76 |  | 0.58 | 0.58 |  |  |  | Federally-Regulated Consumer Product |  | 2017-05-23
American Water Heater Co. | QUICK-FLO | PDVG6250T42N*** | Natural Gas | TRUE | TRUE |  | FALSE | 50 | 81 |  | 42000 | 76 |  | 0.67 | 0.58 |  |  |  | Federally-Regulated Consumer Product |  | 2017-05-23
American Water Heater Co. | QUICK-FLO | PDVG6250T60N*** | Natural Gas | TRUE | TRUE |  | FALSE | 50 | 87 |  | 60000 | 76 |  | 0.67 | 0.58 |  |  |  | Federally-Regulated Consumer Product |  | 2017-05-23
American Water Heater Co. | QUICK-FLO | PVG6250T60N*** | Natural Gas | TRUE | TRUE |  | FALSE | 50 | 90 |  | 60000 | 76 |  | 0.67 | 0.58 |  |  |  | Federally-Regulated Consumer Product |  | 2017-05-23
American Water Heater Co. | QUICK-FLO | SG6150T403N*** | Natural Gas | FALSE | TRUE |  | FALSE | 50 | 90 |  | 40000 | 76 |  | 0.61 | 0.58 |  |  |  | Federally-Regulated Consumer Product |  | 2017-05-23
American Water Heater Co. | QUICK-FLO | UG6150T403N*** | Natural Gas | FALSE | TRUE |  | FALSE | 50 | 75 |  | 40000 | 77 |  | 0.58 | 0.58 |  |  |  | Federally-Regulated Consumer Product |  | 2017-05-23
American Water Heater Co. | QUICK-FLO | BFG6150S403NOV | Natural Gas | FALSE | FALSE |  | FALSE | 50 | 88 |  | 40000 | 76 |  | 0.58 | 0.58 |  |  |  | Federally-Regulated Consumer Product |  | 2017-05-23
American Water Heater Co. | QUICK-FLO | UG6250T504N*** | Natural Gas | FALSE | TRUE |  | FALSE | 50 | 90 |  | 50000 | 78 |  | 0.59 | 0.58 |  |  |  | Federally-Regulated Consumer Product |  | 2017-05-23
American Water Heater Co. | Raywall | UG6250T403N*** | Natural Gas | FALSE | TRUE |  | FALSE | 50 | 75 |  | 40000 | 77 |  | 0.6 | 0.58 |  |  |  | Federally-Regulated Consumer Product |  | 2017-05-23
American Water Heater Co. | Raywall | PVG6250T42N*** | Natural Gas | TRUE | TRUE |  | FALSE | 50 | 81 |  | 42000 | 76 |  | 0.67 | 0.58 |  |  |  | Federally-Regulated Consumer Product |  | 2017-05-23
American Water Heater Co. | Raywall | BFG6150T403N*** | Natural Gas | FALSE | TRUE |  | FALSE | 50 | 81 |  | 40000 | 76 |  | 0.58 | 0.58 |  |  |  | Federally-Regulated Consumer Product |  | 2017-05-23
American Water Heater Co. | Raywall | UG6250T403N***200 | Natural Gas | FALSE | TRUE |  | FALSE | 50 | 81 |  | 40000 | 77 |  | 0.62 | 0.58 |  |  |  | Federally-Regulated Consumer Product |  | 2017-05-23
American Water Heater Co. | Raywall | BFG6150T504N*** | Natural Gas | FALSE | TRUE |  | FALSE | 50 | 87 |  | 50000 | 76 |  | 0.58 | 0.58 |  |  |  | Federally-Regulated Consumer Product |  | 2017-05-23
American Water Heater Co. | Raywall | BFG6250T504N*** | Natural Gas | FALSE | TRUE |  | FALSE | 50 | 87 |  | 50000 | 76 |  | 0.6 | 0.58 |  |  |  | Federally-Regulated Consumer Product |  | 2017-05-23
American Water Heater Co. | Raywall | DVG62-50T42-N*** | Natural Gas | FALSE | TRUE |  | FALSE | 50 | 70 |  | 42000 | 76 |  | 0.58 | 0.58 |  |  |  | Federally-Regulated Consumer Product |  | 2017-05-23
American Water Heater Co. | Raywall | PDVG6250T42N*** | Natural Gas | TRUE | TRUE |  | FALSE | 50 | 81 |  | 42000 | 76 |  | 0.67 | 0.58 |  |  |  | Federally-Regulated Consumer Product |  | 2017-05-23
American Water Heater Co. | Raywall | PDVG6250T60N*** | Natural Gas | TRUE | TRUE |  | FALSE | 50 | 87 |  | 60000 | 76 |  | 0.67 | 0.58 |  |  |  | Federally-Regulated Consumer Product |  | 2017-05-23
American Water Heater Co. | Raywall | PVG6250T60N*** | Natural Gas | TRUE | TRUE |  | FALSE | 50 | 90 |  | 60000 | 76 |  | 0.67 | 0.58 |  |  |  | Federally-Regulated Consumer Product |  | 2017-05-23
American Water Heater Co. | Raywall | SG6150T403N*** | Natural Gas | FALSE | TRUE |  | FALSE | 50 | 90 |  | 40000 | 76 |  | 0.61 | 0.58 |  |  |  | Federally-Regulated Consumer Product |  | 2017-05-23
American Water Heater Co. | Raywall | UG6150T403N*** | Natural Gas | FALSE | TRUE |  | FALSE | 50 | 75 |  | 40000 | 77 |  | 0.58 | 0.58 |  |  |  | Federally-Regulated Consumer Product |  | 2017-05-23
American Water Heater Co. | Raywall | BFG6150S403NOV | Natural Gas | FALSE | FALSE |  | FALSE | 50 | 88 |  | 40000 | 76 |  | 0.58 | 0.58 |  |  |  | Federally-Regulated Consumer Product |  | 2017-05-23
American Water Heater Co. | Raywall | UG6250T504N*** | Natural Gas | FALSE | TRUE |  | FALSE | 50 | 90 |  | 50000 | 78 |  | 0.59 | 0.58 |  |  |  | Federally-Regulated Consumer Product |  | 2017-05-23
American Water Heater Co. | RIVERIA | UG6250T403N*** | Natural Gas | FALSE | TRUE |  | FALSE | 50 | 75 |  | 40000 | 77 |  | 0.6 | 0.58 |  |  |  | Federally-Regulated Consumer Product |  | 2017-05-23
American Water Heater Co. | RIVERIA | PVG6250T42N*** | Natural Gas | TRUE | TRUE |  | FALSE | 50 | 81 |  | 42000 | 76 |  | 0.67 | 0.58 |  |  |  | Federally-Regulated Consumer Product |  | 2017-05-23
American Water Heater Co. | RIVERIA | BFG6150T403N*** | Natural Gas | FALSE | TRUE |  | FALSE | 50 | 81 |  | 40000 | 76 |  | 0.58 | 0.58 |  |  |  | Federally-Regulated Consumer Product |  | 2017-05-23
American Water Heater Co. | RIVERIA | UG6250T403N***200 | Natural Gas | FALSE | TRUE |  | FALSE | 50 | 81 |  | 40000 | 77 |  | 0.62 | 0.58 |  |  |  | Federally-Regulated Consumer Product |  | 2017-05-23
American Water Heater Co. | RIVERIA | BFG6150T504N*** | Natural Gas | FALSE | TRUE |  | FALSE | 50 | 87 |  | 50000 | 76 |  | 0.58 | 0.58 |  |  |  | Federally-Regulated Consumer Product |  | 2017-05-23
American Water Heater Co. | RIVERIA | BFG6250T504N*** | Natural Gas | FALSE | TRUE |  | FALSE | 50 | 87 |  | 50000 | 76 |  | 0.6 | 0.58 |  |  |  | Federally-Regulated Consumer Product |  | 2017-05-23
American Water Heater Co. | RIVERIA | DVG62-50T42-N*** | Natural Gas | FALSE | TRUE |  | FALSE | 50 | 70 |  | 42000 | 76 |  | 0.58 | 0.58 |  |  |  | Federally-Regulated Consumer Product |  | 2017-05-23
American Water Heater Co. | RIVERIA | PDVG6250T42N*** | Natural Gas | TRUE | TRUE |  | FALSE | 50 | 81 |  | 42000 | 76 |  | 0.67 | 0.58 |  |  |  | Federally-Regulated Consumer Product |  | 2017-05-23
American Water Heater Co. | RIVERIA | PDVG6250T60N*** | Natural Gas | TRUE | TRUE |  | FALSE | 50 | 87 |  | 60000 | 76 |  | 0.67 | 0.58 |  |  |  | Federally-Regulated Consumer Product |  | 2017-05-23
American Water Heater Co. | RIVERIA | PVG6250T60N*** | Natural Gas | TRUE | TRUE |  | FALSE | 50 | 90 |  | 60000 | 76 |  | 0.67 | 0.58 |  |  |  | Federally-Regulated Consumer Product |  | 2017-05-23
American Water Heater Co. | RIVERIA | SG6150T403N*** | Natural Gas | FALSE | TRUE |  | FALSE | 50 | 90 |  | 40000 | 76 |  | 0.61 | 0.58 |  |  |  | Federally-Regulated Consumer Product |  | 2017-05-23
American Water Heater Co. | RIVERIA | UG6150T403N*** | Natural Gas | FALSE | TRUE |  | FALSE | 50 | 75 |  | 40000 | 77 |  | 0.58 | 0.58 |  |  |  | Federally-Regulated Consumer Product |  | 2017-05-23
American Water Heater Co. | RIVERIA | BFG6150S403NOV | Natural Gas | FALSE | FALSE |  | FALSE | 50 | 88 |  | 40000 | 76 |  | 0.58 | 0.58 |  |  |  | Federally-Regulated Consumer Product |  | 2017-05-23
American Water Heater Co. | RIVERIA | UG6250T504N*** | Natural Gas | FALSE | TRUE |  | FALSE | 50 | 90 |  | 50000 | 78 |  | 0.59 | 0.58 |  |  |  | Federally-Regulated Consumer Product |  | 2017-05-23
American Water Heater Co. | Sands | UG6250T403N*** | Natural Gas | FALSE | TRUE |  | FALSE | 50 | 75 |  | 40000 | 77 |  | 0.6 | 0.58 |  |  |  | Federally-Regulated Consumer Product |  | 2017-05-23
American Water Heater Co. | Sands | PVG6250T42N*** | Natural Gas | TRUE | TRUE |  | FALSE | 50 | 81 |  | 42000 | 76 |  | 0.67 | 0.58 |  |  |  | Federally-Regulated Consumer Product |  | 2017-05-23
American Water Heater Co. | Sands | BFG6150T403N*** | Natural Gas | FALSE | TRUE |  | FALSE | 50 | 81 |  | 40000 | 76 |  | 0.58 | 0.58 |  |  |  | Federally-Regulated Consumer Product |  | 2017-05-23
American Water Heater Co. | Sands | UG6250T403N***200 | Natural Gas | FALSE | TRUE |  | FALSE | 50 | 81 |  | 40000 | 77 |  | 0.62 | 0.58 |  |  |  | Federally-Regulated Consumer Product |  | 2017-05-23
American Water Heater Co. | Sands | BFG6150T504N*** | Natural Gas | FALSE | TRUE |  | FALSE | 50 | 87 |  | 50000 | 76 |  | 0.58 | 0.58 |  |  |  | Federally-Regulated Consumer Product |  | 2017-05-23
American Water Heater Co. | Sands | BFG6250T504N*** | Natural Gas | FALSE | TRUE |  | FALSE | 50 | 87 |  | 50000 | 76 |  | 0.6 | 0.58 |  |  |  | Federally-Regulated Consumer Product |  | 2017-05-23
American Water Heater Co. | Sands | DVG62-50T42-N*** | Natural Gas | FALSE | TRUE |  | FALSE | 50 | 70 |  | 42000 | 76 |  | 0.58 | 0.58 |  |  |  | Federally-Regulated Consumer Product |  | 2017-05-23
American Water Heater Co. | Sands | PDVG6250T42N*** | Natural Gas | TRUE | TRUE |  | FALSE | 50 | 81 |  | 42000 | 76 |  | 0.67 | 0.58 |  |  |  | Federally-Regulated Consumer Product |  | 2017-05-23
American Water Heater Co. | Sands | PDVG6250T60N*** | Natural Gas | TRUE | TRUE |  | FALSE | 50 | 87 |  | 60000 | 76 |  | 0.67 | 0.58 |  |  |  | Federally-Regulated Consumer Product |  | 2017-05-23
American Water Heater Co. | Sands | PVG6250T60N*** | Natural Gas | TRUE | TRUE |  | FALSE | 50 | 90 |  | 60000 | 76 |  | 0.67 | 0.58 |  |  |  | Federally-Regulated Consumer Product |  | 2017-05-23
American Water Heater Co. | Sands | SG6150T403N*** | Natural Gas | FALSE | TRUE |  | FALSE | 50 | 90 |  | 40000 | 76 |  | 0.61 | 0.58 |  |  |  | Federally-Regulated Consumer Product |  | 2017-05-23
American Water Heater Co. | Sands | UG6150T403N*** | Natural Gas | FALSE | TRUE |  | FALSE | 50 | 75 |  | 40000 | 77 |  | 0.58 | 0.58 |  |  |  | Federally-Regulated Consumer Product |  | 2017-05-23
American Water Heater Co. | Sands | BFG6150S403NOV | Natural Gas | FALSE | FALSE |  | FALSE | 50 | 88 |  | 40000 | 76 |  | 0.58 | 0.58 |  |  |  | Federally-Regulated Consumer Product |  | 2017-05-23
American Water Heater Co. | Sands | UG6250T504N*** | Natural Gas | FALSE | TRUE |  | FALSE | 50 | 90 |  | 50000 | 78 |  | 0.59 | 0.58 |  |  |  | Federally-Regulated Consumer Product |  | 2017-05-23
American Water Heater Co. | SENTINAL | UG6250T403N*** | Natural Gas | FALSE | TRUE |  | FALSE | 50 | 75 |  | 40000 | 77 |  | 0.6 | 0.58 |  |  |  | Federally-Regulated Consumer Product |  | 2017-05-24
American Water Heater Co. | SENTINAL | PVG6250T42N*** | Natural Gas | TRUE | TRUE |  | FALSE | 50 | 81 |  | 42000 | 76 |  | 0.67 | 0.58 |  |  |  | Federally-Regulated Consumer Product |  | 2017-05-24
American Water Heater Co. | SENTINAL | BFG6150T403N*** | Natural Gas | FALSE | TRUE |  | FALSE | 50 | 81 |  | 40000 | 76 |  | 0.58 | 0.58 |  |  |  | Federally-Regulated Consumer Product |  | 2017-05-24
American Water Heater Co. | SENTINAL | UG6250T403N***200 | Natural Gas | FALSE | TRUE |  | FALSE | 50 | 81 |  | 40000 | 77 |  | 0.62 | 0.58 |  |  |  | Federally-Regulated Consumer Product |  | 2017-05-24
American Water Heater Co. | SENTINAL | BFG6150T504N*** | Natural Gas | FALSE | TRUE |  | FALSE | 50 | 87 |  | 50000 | 76 |  | 0.58 | 0.58 |  |  |  | Federally-Regulated Consumer Product |  | 2017-05-24
American Water Heater Co. | SENTINAL | BFG6250T504N*** | Natural Gas | FALSE | TRUE |  | FALSE | 50 | 87 |  | 50000 | 76 |  | 0.6 | 0.58 |  |  |  | Federally-Regulated Consumer Product |  | 2017-05-24
American Water Heater Co. | SENTINAL | DVG62-50T42-N*** | Natural Gas | FALSE | TRUE |  | FALSE | 50 | 70 |  | 42000 | 76 |  | 0.58 | 0.58 |  |  |  | Federally-Regulated Consumer Product |  | 2017-05-24
American Water Heater Co. | SENTINAL | PDVG6250T42N*** | Natural Gas | TRUE | TRUE |  | FALSE | 50 | 81 |  | 42000 | 76 |  | 0.67 | 0.58 |  |  |  | Federally-Regulated Consumer Product |  | 2017-05-24
American Water Heater Co. | SENTINAL | PDVG6250T60N*** | Natural Gas | TRUE | TRUE |  | FALSE | 50 | 87 |  | 60000 | 76 |  | 0.67 | 0.58 |  |  |  | Federally-Regulated Consumer Product |  | 2017-05-24
American Water Heater Co. | SENTINAL | PVG6250T60N*** | Natural Gas | TRUE | TRUE |  | FALSE | 50 | 90 |  | 60000 | 76 |  | 0.67 | 0.58 |  |  |  | Federally-Regulated Consumer Product |  | 2017-05-24
American Water Heater Co. | SENTINAL | SG6150T403N*** | Natural Gas | FALSE | TRUE |  | FALSE | 50 | 90 |  | 40000 | 76 |  | 0.61 | 0.58 |  |  |  | Federally-Regulated Consumer Product |  | 2017-05-24
American Water Heater Co. | SENTINAL | UG6150T403N*** | Natural Gas | FALSE | TRUE |  | FALSE | 50 | 75 |  | 40000 | 77 |  | 0.58 | 0.58 |  |  |  | Federally-Regulated Consumer Product |  | 2017-05-24
American Water Heater Co. | SENTINAL | BFG6150S403NOV | Natural Gas | FALSE | FALSE |  | FALSE | 50 | 88 |  | 40000 | 76 |  | 0.58 | 0.58 |  |  |  | Federally-Regulated Consumer Product |  | 2017-05-24
American Water Heater Co. | SENTINAL | UG6250T504N*** | Natural Gas | FALSE | TRUE |  | FALSE | 50 | 90 |  | 50000 | 78 |  | 0.59 | 0.58 |  |  |  | Federally-Regulated Consumer Product |  | 2017-05-24
American Water Heater Co. | THE ENERGY SAVER PLUS | UG6250T403N*** | Natural Gas | FALSE | TRUE |  | FALSE | 50 | 75 |  | 40000 | 77 |  | 0.6 | 0.58 |  |  |  | Federally-Regulated Consumer Product |  | 2017-05-24
American Water Heater Co. | THE ENERGY SAVER PLUS | PVG6250T42N*** | Natural Gas | TRUE | TRUE |  | FALSE | 50 | 81 |  | 42000 | 76 |  | 0.67 | 0.58 |  |  |  | Federally-Regulated Consumer Product |  | 2017-05-24
American Water Heater Co. | THE ENERGY SAVER PLUS | BFG6150T403N*** | Natural Gas | FALSE | TRUE |  | FALSE | 50 | 81 |  | 40000 | 76 |  | 0.58 | 0.58 |  |  |  | Federally-Regulated Consumer Product |  | 2017-05-24
American Water Heater Co. | THE ENERGY SAVER PLUS | UG6250T403N***200 | Natural Gas | FALSE | TRUE |  | FALSE | 50 | 81 |  | 40000 | 77 |  | 0.62 | 0.58 |  |  |  | Federally-Regulated Consumer Product |  | 2017-05-24
American Water Heater Co. | THE ENERGY SAVER PLUS | BFG6150T504N*** | Natural Gas | FALSE | TRUE |  | FALSE | 50 | 87 |  | 50000 | 76 |  | 0.58 | 0.58 |  |  |  | Federally-Regulated Consumer Product |  | 2017-05-24
American Water Heater Co. | THE ENERGY SAVER PLUS | BFG6250T504N*** | Natural Gas | FALSE | TRUE |  | FALSE | 50 | 87 |  | 50000 | 76 |  | 0.6 | 0.58 |  |  |  | Federally-Regulated Consumer Product |  | 2017-05-24
American Water Heater Co. | THE ENERGY SAVER PLUS | DVG62-50T42-N*** | Natural Gas | FALSE | TRUE |  | FALSE | 50 | 70 |  | 42000 | 76 |  | 0.58 | 0.58 |  |  |  | Federally-Regulated Consumer Product |  | 2017-05-24
American Water Heater Co. | THE ENERGY SAVER PLUS | PDVG6250T42N*** | Natural Gas | TRUE | TRUE |  | FALSE | 50 | 81 |  | 42000 | 76 |  | 0.67 | 0.58 |  |  |  | Federally-Regulated Consumer Product |  | 2017-05-24
American Water Heater Co. | THE ENERGY SAVER PLUS | PDVG6250T60N*** | Natural Gas | TRUE | TRUE |  | FALSE | 50 | 87 |  | 60000 | 76 |  | 0.67 | 0.58 |  |  |  | Federally-Regulated Consumer Product |  | 2017-05-24
American Water Heater Co. | THE ENERGY SAVER PLUS | PVG6250T60N*** | Natural Gas | TRUE | TRUE |  | FALSE | 50 | 90 |  | 60000 | 76 |  | 0.67 | 0.58 |  |  |  | Federally-Regulated Consumer Product |  | 2017-05-24
American Water Heater Co. | THE ENERGY SAVER PLUS | SG6150T403N*** | Natural Gas | FALSE | TRUE |  | FALSE | 50 | 90 |  | 40000 | 76 |  | 0.61 | 0.58 |  |  |  | Federally-Regulated Consumer Product |  | 2017-05-24
American Water Heater Co. | THE ENERGY SAVER PLUS | UG6150T403N*** | Natural Gas | FALSE | TRUE |  | FALSE | 50 | 75 |  | 40000 | 77 |  | 0.58 | 0.58 |  |  |  | Federally-Regulated Consumer Product |  | 2017-05-24
American Water Heater Co. | THE ENERGY SAVER PLUS | BFG6150S403NOV | Natural Gas | FALSE | FALSE |  | FALSE | 50 | 88 |  | 40000 | 76 |  | 0.58 | 0.58 |  |  |  | Federally-Regulated Consumer Product |  | 2017-05-24
American Water Heater Co. | THE ENERGY SAVER PLUS | UG6250T504N*** | Natural Gas | FALSE | TRUE |  | FALSE | 50 | 90 |  | 50000 | 78 |  | 0.59 | 0.58 |  |  |  | Federally-Regulated Consumer Product |  | 2017-05-24
American Water Heater Co. | Thoro-Clean | UG6250T403N*** | Natural Gas | FALSE | TRUE |  | FALSE | 50 | 75 |  | 40000 | 77 |  | 0.6 | 0.58 |  |  |  | Federally-Regulated Consumer Product |  | 2017-05-24
American Water Heater Co. | Thoro-Clean | PVG6250T42N*** | Natural Gas | TRUE | TRUE |  | FALSE | 50 | 81 |  | 42000 | 76 |  | 0.67 | 0.58 |  |  |  | Federally-Regulated Consumer Product |  | 2017-05-24
American Water Heater Co. | Thoro-Clean | BFG6150T403N*** | Natural Gas | FALSE | TRUE |  | FALSE | 50 | 81 |  | 40000 | 76 |  | 0.58 | 0.58 |  |  |  | Federally-Regulated Consumer Product |  | 2017-05-24
American Water Heater Co. | Thoro-Clean | UG6250T403N***200 | Natural Gas | FALSE | TRUE |  | FALSE | 50 | 81 |  | 40000 | 77 |  | 0.62 | 0.58 |  |  |  | Federally-Regulated Consumer Product |  | 2017-05-24
American Water Heater Co. | Thoro-Clean | BFG6150T504N*** | Natural Gas | FALSE | TRUE |  | FALSE | 50 | 87 |  | 50000 | 76 |  | 0.58 | 0.58 |  |  |  | Federally-Regulated Consumer Product |  | 2017-05-24
American Water Heater Co. | Thoro-Clean | BFG6250T504N*** | Natural Gas | FALSE | TRUE |  | FALSE | 50 | 87 |  | 50000 | 76 |  | 0.6 | 0.58 |  |  |  | Federally-Regulated Consumer Product |  | 2017-05-24
American Water Heater Co. | Thoro-Clean | DVG62-50T42-N*** | Natural Gas | FALSE | TRUE |  | FALSE | 50 | 70 |  | 42000 | 76 |  | 0.58 | 0.58 |  |  |  | Federally-Regulated Consumer Product |  | 2017-05-24
American Water Heater Co. | Thoro-Clean | PDVG6250T42N*** | Natural Gas | TRUE | TRUE |  | FALSE | 50 | 81 |  | 42000 | 76 |  | 0.67 | 0.58 |  |  |  | Federally-Regulated Consumer Product |  | 2017-05-24
American Water Heater Co. | Thoro-Clean | PDVG6250T60N*** | Natural Gas | TRUE | TRUE |  | FALSE | 50 | 87 |  | 60000 | 76 |  | 0.67 | 0.58 |  |  |  | Federally-Regulated Consumer Product |  | 2017-05-24
American Water Heater Co. | Thoro-Clean | PVG6250T60N*** | Natural Gas | TRUE | TRUE |  | FALSE | 50 | 90 |  | 60000 | 76 |  | 0.67 | 0.58 |  |  |  | Federally-Regulated Consumer Product |  | 2017-05-24
American Water Heater Co. | Thoro-Clean | SG6150T403N*** | Natural Gas | FALSE | TRUE |  | FALSE | 50 | 90 |  | 40000 | 76 |  | 0.61 | 0.58 |  |  |  | Federally-Regulated Consumer Product |  | 2017-05-24
American Water Heater Co. | Thoro-Clean | UG6150T403N*** | Natural Gas | FALSE | TRUE |  | FALSE | 50 | 75 |  | 40000 | 77 |  | 0.58 | 0.58 |  |  |  | Federally-Regulated Consumer Product |  | 2017-05-24
American Water Heater Co. | Thoro-Clean | BFG6150S403NOV | Natural Gas | FALSE | FALSE |  | FALSE | 50 | 88 |  | 40000 | 76 |  | 0.58 | 0.58 |  |  |  | Federally-Regulated Consumer Product |  | 2017-05-24
American Water Heater Co. | Thoro-Clean | UG6250T504N*** | Natural Gas | FALSE | TRUE |  | FALSE | 50 | 90 |  | 50000 | 78 |  | 0.59 | 0.58 |  |  |  | Federally-Regulated Consumer Product |  | 2017-05-24
American Water Heater Co. | TRU VALUE | UG6250T403N*** | Natural Gas | FALSE | TRUE |  | FALSE | 50 | 75 |  | 40000 | 77 |  | 0.6 | 0.58 |  |  |  | Federally-Regulated Consumer Product |  | 2017-05-24
American Water Heater Co. | TRU VALUE | PVG6250T42N*** | Natural Gas | TRUE | TRUE |  | FALSE | 50 | 81 |  | 42000 | 76 |  | 0.67 | 0.58 |  |  |  | Federally-Regulated Consumer Product |  | 2017-05-24
American Water Heater Co. | TRU VALUE | BFG6150T403N*** | Natural Gas | FALSE | TRUE |  | FALSE | 50 | 81 |  | 40000 | 76 |  | 0.58 | 0.58 |  |  |  | Federally-Regulated Consumer Product |  | 2017-05-24
American Water Heater Co. | TRU VALUE | UG6250T403N***200 | Natural Gas | FALSE | TRUE |  | FALSE | 50 | 81 |  | 40000 | 77 |  | 0.62 | 0.58 |  |  |  | Federally-Regulated Consumer Product |  | 2017-05-24
American Water Heater Co. | TRU VALUE | BFG6150T504N*** | Natural Gas | FALSE | TRUE |  | FALSE | 50 | 87 |  | 50000 | 76 |  | 0.58 | 0.58 |  |  |  | Federally-Regulated Consumer Product |  | 2017-05-24
American Water Heater Co. | TRU VALUE | BFG6250T504N*** | Natural Gas | FALSE | TRUE |  | FALSE | 50 | 87 |  | 50000 | 76 |  | 0.6 | 0.58 |  |  |  | Federally-Regulated Consumer Product |  | 2017-05-24
American Water Heater Co. | TRU VALUE | DVG62-50T42-N*** | Natural Gas | FALSE | TRUE |  | FALSE | 50 | 70 |  | 42000 | 76 |  | 0.58 | 0.58 |  |  |  | Federally-Regulated Consumer Product |  | 2017-05-24
American Water Heater Co. | TRU VALUE | PDVG6250T42N*** | Natural Gas | TRUE | TRUE |  | FALSE | 50 | 81 |  | 42000 | 76 |  | 0.67 | 0.58 |  |  |  | Federally-Regulated Consumer Product |  | 2017-05-24
American Water Heater Co. | TRU VALUE | PDVG6250T60N*** | Natural Gas | TRUE | TRUE |  | FALSE | 50 | 87 |  | 60000 | 76 |  | 0.67 | 0.58 |  |  |  | Federally-Regulated Consumer Product |  | 2017-05-24
American Water Heater Co. | TRU VALUE | PVG6250T60N*** | Natural Gas | TRUE | TRUE |  | FALSE | 50 | 90 |  | 60000 | 76 |  | 0.67 | 0.58 |  |  |  | Federally-Regulated Consumer Product |  | 2017-05-24
American Water Heater Co. | TRU VALUE | SG6150T403N*** | Natural Gas | FALSE | TRUE |  | FALSE | 50 | 90 |  | 40000 | 76 |  | 0.61 | 0.58 |  |  |  | Federally-Regulated Consumer Product |  | 2017-05-24
American Water Heater Co. | TRU VALUE | UG6150T403N*** | Natural Gas | FALSE | TRUE |  | FALSE | 50 | 75 |  | 40000 | 77 |  | 0.58 | 0.58 |  |  |  | Federally-Regulated Consumer Product |  | 2017-05-24
American Water Heater Co. | TRU VALUE | BFG6150S403NOV | Natural Gas | FALSE | FALSE |  | FALSE | 50 | 88 |  | 40000 | 76 |  | 0.58 | 0.58 |  |  |  | Federally-Regulated Consumer Product |  | 2017-05-24
American Water Heater Co. | TRU VALUE | UG6250T504N*** | Natural Gas | FALSE | TRUE |  | FALSE | 50 | 90 |  | 50000 | 78 |  | 0.59 | 0.58 |  |  |  | Federally-Regulated Consumer Product |  | 2017-05-24
American Water Heater Co. | TRUE-TEST | UG6250T403N*** | Natural Gas | FALSE | TRUE |  | FALSE | 50 | 75 |  | 40000 | 77 |  | 0.6 | 0.58 |  |  |  | Federally-Regulated Consumer Product |  | 2017-05-24
American Water Heater Co. | TRUE-TEST | PVG6250T42N*** | Natural Gas | TRUE | TRUE |  | FALSE | 50 | 81 |  | 42000 | 76 |  | 0.67 | 0.58 |  |  |  | Federally-Regulated Consumer Product |  | 2017-05-24
American Water Heater Co. | TRUE-TEST | BFG6150T403N*** | Natural Gas | FALSE | TRUE |  | FALSE | 50 | 81 |  | 40000 | 76 |  | 0.58 | 0.58 |  |  |  | Federally-Regulated Consumer Product |  | 2017-05-24
American Water Heater Co. | TRUE-TEST | UG6250T403N***200 | Natural Gas | FALSE | TRUE |  | FALSE | 50 | 81 |  | 40000 | 77 |  | 0.62 | 0.58 |  |  |  | Federally-Regulated Consumer Product |  | 2017-05-24
American Water Heater Co. | TRUE-TEST | BFG6150T504N*** | Natural Gas | FALSE | TRUE |  | FALSE | 50 | 87 |  | 50000 | 76 |  | 0.58 | 0.58 |  |  |  | Federally-Regulated Consumer Product |  | 2017-05-24
American Water Heater Co. | TRUE-TEST | BFG6250T504N*** | Natural Gas | FALSE | TRUE |  | FALSE | 50 | 87 |  | 50000 | 76 |  | 0.6 | 0.58 |  |  |  | Federally-Regulated Consumer Product |  | 2017-05-24
American Water Heater Co. | TRUE-TEST | DVG62-50T42-N*** | Natural Gas | FALSE | TRUE |  | FALSE | 50 | 70 |  | 42000 | 76 |  | 0.58 | 0.58 |  |  |  | Federally-Regulated Consumer Product |  | 2017-05-24
American Water Heater Co. | TRUE-TEST | PDVG6250T42N*** | Natural Gas | TRUE | TRUE |  | FALSE | 50 | 81 |  | 42000 | 76 |  | 0.67 | 0.58 |  |  |  | Federally-Regulated Consumer Product |  | 2017-05-24
American Water Heater Co. | TRUE-TEST | PDVG6250T60N*** | Natural Gas | TRUE | TRUE |  | FALSE | 50 | 87 |  | 60000 | 76 |  | 0.67 | 0.58 |  |  |  | Federally-Regulated Consumer Product |  | 2017-05-24
American Water Heater Co. | TRUE-TEST | PVG6250T60N*** | Natural Gas | TRUE | TRUE |  | FALSE | 50 | 90 |  | 60000 | 76 |  | 0.67 | 0.58 |  |  |  | Federally-Regulated Consumer Product |  | 2017-05-24
American Water Heater Co. | TRUE-TEST | SG6150T403N*** | Natural Gas | FALSE | TRUE |  | FALSE | 50 | 90 |  | 40000 | 76 |  | 0.61 | 0.58 |  |  |  | Federally-Regulated Consumer Product |  | 2017-05-24
American Water Heater Co. | TRUE-TEST | UG6150T403N*** | Natural Gas | FALSE | TRUE |  | FALSE | 50 | 75 |  | 40000 | 77 |  | 0.58 | 0.58 |  |  |  | Federally-Regulated Consumer Product |  | 2017-05-24
American Water Heater Co. | TRUE-TEST | BFG6150S403NOV | Natural Gas | FALSE | FALSE |  | FALSE | 50 | 88 |  | 40000 | 76 |  | 0.58 | 0.58 |  |  |  | Federally-Regulated Consumer Product |  | 2017-05-24
American Water Heater Co. | TRUE-TEST | UG6250T504N*** | Natural Gas | FALSE | TRUE |  | FALSE | 50 | 90 |  | 50000 | 78 |  | 0.59 | 0.58 |  |  |  | Federally-Regulated Consumer Product |  | 2017-05-24
American Water Heater Co. | U.S. SUPPLY | UG6250T403N*** | Natural Gas | FALSE | TRUE |  | FALSE | 50 | 75 |  | 40000 | 77 |  | 0.6 | 0.58 |  |  |  | Federally-Regulated Consumer Product |  | 2017-05-24
American Water Heater Co. | U.S. SUPPLY | PVG6250T42N*** | Natural Gas | TRUE | TRUE |  | FALSE | 50 | 81 |  | 42000 | 76 |  | 0.67 | 0.58 |  |  |  | Federally-Regulated Consumer Product |  | 2017-05-24
American Water Heater Co. | U.S. SUPPLY | BFG6150T403N*** | Natural Gas | FALSE | TRUE |  | FALSE | 50 | 81 |  | 40000 | 76 |  | 0.58 | 0.58 |  |  |  | Federally-Regulated Consumer Product |  | 2017-05-24
American Water Heater Co. | U.S. SUPPLY | UG6250T403N***200 | Natural Gas | FALSE | TRUE |  | FALSE | 50 | 81 |  | 40000 | 77 |  | 0.62 | 0.58 |  |  |  | Federally-Regulated Consumer Product |  | 2017-05-24
American Water Heater Co. | U.S. SUPPLY | BFG6150T504N*** | Natural Gas | FALSE | TRUE |  | FALSE | 50 | 87 |  | 50000 | 76 |  | 0.58 | 0.58 |  |  |  | Federally-Regulated Consumer Product |  | 2017-05-24
American Water Heater Co. | U.S. SUPPLY | BFG6250T504N*** | Natural Gas | FALSE | TRUE |  | FALSE | 50 | 87 |  | 50000 | 76 |  | 0.6 | 0.58 |  |  |  | Federally-Regulated Consumer Product |  | 2017-05-24
American Water Heater Co. | U.S. SUPPLY | DVG62-50T42-N*** | Natural Gas | FALSE | TRUE |  | FALSE | 50 | 70 |  | 42000 | 76 |  | 0.58 | 0.58 |  |  |  | Federally-Regulated Consumer Product |  | 2017-05-24
American Water Heater Co. | U.S. SUPPLY | PDVG6250T42N*** | Natural Gas | TRUE | TRUE |  | FALSE | 50 | 81 |  | 42000 | 76 |  | 0.67 | 0.58 |  |  |  | Federally-Regulated Consumer Product |  | 2017-05-24
American Water Heater Co. | U.S. SUPPLY | PDVG6250T60N*** | Natural Gas | TRUE | TRUE |  | FALSE | 50 | 87 |  | 60000 | 76 |  | 0.67 | 0.58 |  |  |  | Federally-Regulated Consumer Product |  | 2017-05-24
American Water Heater Co. | U.S. SUPPLY | PVG6250T60N*** | Natural Gas | TRUE | TRUE |  | FALSE | 50 | 90 |  | 60000 | 76 |  | 0.67 | 0.58 |  |  |  | Federally-Regulated Consumer Product |  | 2017-05-24
American Water Heater Co. | U.S. SUPPLY | SG6150T403N*** | Natural Gas | FALSE | TRUE |  | FALSE | 50 | 90 |  | 40000 | 76 |  | 0.61 | 0.58 |  |  |  | Federally-Regulated Consumer Product |  | 2017-05-24
American Water Heater Co. | U.S. SUPPLY | UG6150T403N*** | Natural Gas | FALSE | TRUE |  | FALSE | 50 | 75 |  | 40000 | 77 |  | 0.58 | 0.58 |  |  |  | Federally-Regulated Consumer Product |  | 2017-05-24
American Water Heater Co. | U.S. SUPPLY | BFG6150S403NOV | Natural Gas | FALSE | FALSE |  | FALSE | 50 | 88 |  | 40000 | 76 |  | 0.58 | 0.58 |  |  |  | Federally-Regulated Consumer Product |  | 2017-05-24
American Water Heater Co. | U.S. SUPPLY | UG6250T504N*** | Natural Gas | FALSE | TRUE |  | FALSE | 50 | 90 |  | 50000 | 78 |  | 0.59 | 0.58 |  |  |  | Federally-Regulated Consumer Product |  | 2017-05-24
American Water Heater Co. | Whirlpool | UG6250T403N*** | Natural Gas | FALSE | TRUE |  | FALSE | 50 | 75 |  | 40000 | 77 |  | 0.6 | 0.58 |  |  |  | Federally-Regulated Consumer Product |  | 2017-05-24
American Water Heater Co. | Whirlpool | PVG6250T42N*** | Natural Gas | TRUE | TRUE |  | FALSE | 50 | 81 |  | 42000 | 76 |  | 0.67 | 0.58 |  |  |  | Federally-Regulated Consumer Product |  | 2017-05-24
American Water Heater Co. | Whirlpool | BFG6150T403N*** | Natural Gas | FALSE | TRUE |  | FALSE | 50 | 81 |  | 40000 | 76 |  | 0.58 | 0.58 |  |  |  | Federally-Regulated Consumer Product |  | 2017-05-24
American Water Heater Co. | Whirlpool | UG6250T403N***200 | Natural Gas | FALSE | TRUE |  | FALSE | 50 | 81 |  | 40000 | 77 |  | 0.62 | 0.58 |  |  |  | Federally-Regulated Consumer Product |  | 2017-05-24
American Water Heater Co. | Whirlpool | BFG6150T504N*** | Natural Gas | FALSE | TRUE |  | FALSE | 50 | 87 |  | 50000 | 76 |  | 0.58 | 0.58 |  |  |  | Federally-Regulated Consumer Product |  | 2017-05-24
American Water Heater Co. | Whirlpool | BFG6250T504N*** | Natural Gas | FALSE | TRUE |  | FALSE | 50 | 87 |  | 50000 | 76 |  | 0.6 | 0.58 |  |  |  | Federally-Regulated Consumer Product |  | 2017-05-24
American Water Heater Co. | Whirlpool | DVG62-50T42-N*** | Natural Gas | FALSE | TRUE |  | FALSE | 50 | 70 |  | 42000 | 76 |  | 0.58 | 0.58 |  |  |  | Federally-Regulated Consumer Product |  | 2017-05-24
American Water Heater Co. | Whirlpool | PDVG6250T42N*** | Natural Gas | TRUE | TRUE |  | FALSE | 50 | 81 |  | 42000 | 76 |  | 0.67 | 0.58 |  |  |  | Federally-Regulated Consumer Product |  | 2017-05-24
American Water Heater Co. | Whirlpool | PDVG6250T60N*** | Natural Gas | TRUE | TRUE |  | FALSE | 50 | 87 |  | 60000 | 76 |  | 0.67 | 0.58 |  |  |  | Federally-Regulated Consumer Product |  | 2017-05-24
American Water Heater Co. | Whirlpool | PVG6250T60N*** | Natural Gas | TRUE | TRUE |  | FALSE | 50 | 90 |  | 60000 | 76 |  | 0.67 | 0.58 |  |  |  | Federally-Regulated Consumer Product |  | 2017-05-24
American Water Heater Co. | Whirlpool | SG6150T403N*** | Natural Gas | FALSE | TRUE |  | FALSE | 50 | 90 |  | 40000 | 76 |  | 0.61 | 0.58 |  |  |  | Federally-Regulated Consumer Product |  | 2017-05-24
American Water Heater Co. | Whirlpool | UG6150T403N*** | Natural Gas | FALSE | TRUE |  | FALSE | 50 | 75 |  | 40000 | 77 |  | 0.58 | 0.58 |  |  |  | Federally-Regulated Consumer Product |  | 2017-05-24
American Water Heater Co. | Whirlpool | BFG6150S403NOV | Natural Gas | FALSE | FALSE |  | FALSE | 50 | 88 |  | 40000 | 76 |  | 0.58 | 0.58 |  |  |  | Federally-Regulated Consumer Product |  | 2017-05-24
American Water Heater Co. | Whirlpool | UG6250T504N*** | Natural Gas | FALSE | TRUE |  | FALSE | 50 | 90 |  | 50000 | 78 |  | 0.59 | 0.58 |  |  |  | Federally-Regulated Consumer Product |  | 2017-05-24
American Water Heater Co. | XCL Energy Saver | UG6250T403N*** | Natural Gas | FALSE | TRUE |  | FALSE | 50 | 75 |  | 40000 | 77 |  | 0.6 | 0.58 |  |  |  | Federally-Regulated Consumer Product |  | 2017-05-24
American Water Heater Co. | XCL Energy Saver | PVG6250T42N*** | Natural Gas | TRUE | TRUE |  | FALSE | 50 | 81 |  | 42000 | 76 |  | 0.67 | 0.58 |  |  |  | Federally-Regulated Consumer Product |  | 2017-05-24
American Water Heater Co. | XCL Energy Saver | BFG6150T403N*** | Natural Gas | FALSE | TRUE |  | FALSE | 50 | 81 |  | 40000 | 76 |  | 0.58 | 0.58 |  |  |  | Federally-Regulated Consumer Product |  | 2017-05-24
American Water Heater Co. | XCL Energy Saver | UG6250T403N***200 | Natural Gas | FALSE | TRUE |  | FALSE | 50 | 81 |  | 40000 | 77 |  | 0.62 | 0.58 |  |  |  | Federally-Regulated Consumer Product |  | 2017-05-24
American Water Heater Co. | XCL Energy Saver | BFG6150T504N*** | Natural Gas | FALSE | TRUE |  | FALSE | 50 | 87 |  | 50000 | 76 |  | 0.58 | 0.58 |  |  |  | Federally-Regulated Consumer Product |  | 2017-05-24
American Water Heater Co. | XCL Energy Saver | BFG6250T504N*** | Natural Gas | FALSE | TRUE |  | FALSE | 50 | 87 |  | 50000 | 76 |  | 0.6 | 0.58 |  |  |  | Federally-Regulated Consumer Product |  | 2017-05-24
American Water Heater Co. | XCL Energy Saver | DVG62-50T42-N*** | Natural Gas | FALSE | TRUE |  | FALSE | 50 | 70 |  | 42000 | 76 |  | 0.58 | 0.58 |  |  |  | Federally-Regulated Consumer Product |  | 2017-05-24
American Water Heater Co. | XCL Energy Saver | PDVG6250T42N*** | Natural Gas | TRUE | TRUE |  | FALSE | 50 | 81 |  | 42000 | 76 |  | 0.67 | 0.58 |  |  |  | Federally-Regulated Consumer Product |  | 2017-05-24
American Water Heater Co. | XCL Energy Saver | PDVG6250T60N*** | Natural Gas | TRUE | TRUE |  | FALSE | 50 | 87 |  | 60000 | 76 |  | 0.67 | 0.58 |  |  |  | Federally-Regulated Consumer Product |  | 2017-05-24
American Water Heater Co. | XCL Energy Saver | PVG6250T60N*** | Natural Gas | TRUE | TRUE |  | FALSE | 50 | 90 |  | 60000 | 76 |  | 0.67 | 0.58 |  |  |  | Federally-Regulated Consumer Product |  | 2017-05-24
American Water Heater Co. | XCL Energy Saver | SG6150T403N*** | Natural Gas | FALSE | TRUE |  | FALSE | 50 | 90 |  | 40000 | 76 |  | 0.61 | 0.58 |  |  |  | Federally-Regulated Consumer Product |  | 2017-05-24
American Water Heater Co. | XCL Energy Saver | UG6150T403N*** | Natural Gas | FALSE | TRUE |  | FALSE | 50 | 75 |  | 40000 | 77 |  | 0.58 | 0.58 |  |  |  | Federally-Regulated Consumer Product |  | 2017-05-24
American Water Heater Co. | XCL Energy Saver | BFG6150S403NOV | Natural Gas | FALSE | FALSE |  | FALSE | 50 | 88 |  | 40000 | 76 |  | 0.58 | 0.58 |  |  |  | Federally-Regulated Consumer Product |  | 2017-05-24
American Water Heater Co. | XCL Energy Saver | UG6250T504N*** | Natural Gas | FALSE | TRUE |  | FALSE | 50 | 90 |  | 50000 | 78 |  | 0.59 | 0.58 |  |  |  | Federally-Regulated Consumer Product |  | 2017-05-24
American Water Heater Co. | Servistar | UG6250T403N*** | Natural Gas | FALSE | TRUE |  | FALSE | 50 | 75 |  | 40000 | 77 |  | 0.6 | 0.58 |  |  |  | Federally-Regulated Consumer Product |  | 2017-05-24
American Water Heater Co. | Servistar | PVG6250T42N*** | Natural Gas | TRUE | TRUE |  | FALSE | 50 | 81 |  | 42000 | 76 |  | 0.67 | 0.58 |  |  |  | Federally-Regulated Consumer Product |  | 2017-05-24
American Water Heater Co. | Servistar | BFG6150T403N*** | Natural Gas | FALSE | TRUE |  | FALSE | 50 | 81 |  | 40000 | 76 |  | 0.58 | 0.58 |  |  |  | Federally-Regulated Consumer Product |  | 2017-05-24
American Water Heater Co. | Servistar | UG6250T403N***200 | Natural Gas | FALSE | TRUE |  | FALSE | 50 | 81 |  | 40000 | 77 |  | 0.62 | 0.58 |  |  |  | Federally-Regulated Consumer Product |  | 2017-05-24
American Water Heater Co. | Servistar | BFG6150T504N*** | Natural Gas | FALSE | TRUE |  | FALSE | 50 | 87 |  | 50000 | 76 |  | 0.58 | 0.58 |  |  |  | Federally-Regulated Consumer Product |  | 2017-05-24
American Water Heater Co. | Servistar | BFG6250T504N*** | Natural Gas | FALSE | TRUE |  | FALSE | 50 | 87 |  | 50000 | 76 |  | 0.6 | 0.58 |  |  |  | Federally-Regulated Consumer Product |  | 2017-05-24
American Water Heater Co. | Servistar | DVG62-50T42-N*** | Natural Gas | FALSE | TRUE |  | FALSE | 50 | 70 |  | 42000 | 76 |  | 0.58 | 0.58 |  |  |  | Federally-Regulated Consumer Product |  | 2017-05-24
American Water Heater Co. | Servistar | PDVG6250T42N*** | Natural Gas | TRUE | TRUE |  | FALSE | 50 | 81 |  | 42000 | 76 |  | 0.67 | 0.58 |  |  |  | Federally-Regulated Consumer Product |  | 2017-05-24
American Water Heater Co. | Servistar | PDVG6250T60N*** | Natural Gas | TRUE | TRUE |  | FALSE | 50 | 87 |  | 60000 | 76 |  | 0.67 | 0.58 |  |  |  | Federally-Regulated Consumer Product |  | 2017-05-24
American Water Heater Co. | Servistar | PVG6250T60N*** | Natural Gas | TRUE | TRUE |  | FALSE | 50 | 90 |  | 60000 | 76 |  | 0.67 | 0.58 |  |  |  | Federally-Regulated Consumer Product |  | 2017-05-24
American Water Heater Co. | Servistar | SG6150T403N*** | Natural Gas | FALSE | TRUE |  | FALSE | 50 | 90 |  | 40000 | 76 |  | 0.61 | 0.58 |  |  |  | Federally-Regulated Consumer Product |  | 2017-05-24
American Water Heater Co. | Servistar | UG6150T403N*** | Natural Gas | FALSE | TRUE |  | FALSE | 50 | 75 |  | 40000 | 77 |  | 0.58 | 0.58 |  |  |  | Federally-Regulated Consumer Product |  | 2017-05-24
American Water Heater Co. | Servistar | BFG6150S403NOV | Natural Gas | FALSE | FALSE |  | FALSE | 50 | 88 |  | 40000 | 76 |  | 0.58 | 0.58 |  |  |  | Federally-Regulated Consumer Product |  | 2017-05-24
American Water Heater Co. | Servistar | UG6250T504N*** | Natural Gas | FALSE | TRUE |  | FALSE | 50 | 90 |  | 50000 | 78 |  | 0.59 | 0.58 |  |  |  | Federally-Regulated Consumer Product |  | 2017-05-24
American Water Heater Co. | Shamrock | UG6250T403N*** | Natural Gas | FALSE | TRUE |  | FALSE | 50 | 75 |  | 40000 | 77 |  | 0.6 | 0.58 |  |  |  | Federally-Regulated Consumer Product |  | 2017-05-24
American Water Heater Co. | Shamrock | PVG6250T42N*** | Natural Gas | TRUE | TRUE |  | FALSE | 50 | 81 |  | 42000 | 76 |  | 0.67 | 0.58 |  |  |  | Federally-Regulated Consumer Product |  | 2017-05-24
American Water Heater Co. | Shamrock | BFG6150T403N*** | Natural Gas | FALSE | TRUE |  | FALSE | 50 | 81 |  | 40000 | 76 |  | 0.58 | 0.58 |  |  |  | Federally-Regulated Consumer Product |  | 2017-05-24
American Water Heater Co. | Shamrock | UG6250T403N***200 | Natural Gas | FALSE | TRUE |  | FALSE | 50 | 81 |  | 40000 | 77 |  | 0.62 | 0.58 |  |  |  | Federally-Regulated Consumer Product |  | 2017-05-24
American Water Heater Co. | Shamrock | BFG6150T504N*** | Natural Gas | FALSE | TRUE |  | FALSE | 50 | 87 |  | 50000 | 76 |  | 0.58 | 0.58 |  |  |  | Federally-Regulated Consumer Product |  | 2017-05-24
American Water Heater Co. | Shamrock | BFG6250T504N*** | Natural Gas | FALSE | TRUE |  | FALSE | 50 | 87 |  | 50000 | 76 |  | 0.6 | 0.58 |  |  |  | Federally-Regulated Consumer Product |  | 2017-05-24
American Water Heater Co. | Shamrock | DVG62-50T42-N*** | Natural Gas | FALSE | TRUE |  | FALSE | 50 | 70 |  | 42000 | 76 |  | 0.58 | 0.58 |  |  |  | Federally-Regulated Consumer Product |  | 2017-05-24
American Water Heater Co. | Shamrock | PDVG6250T42N*** | Natural Gas | TRUE | TRUE |  | FALSE | 50 | 81 |  | 42000 | 76 |  | 0.67 | 0.58 |  |  |  | Federally-Regulated Consumer Product |  | 2017-05-24
American Water Heater Co. | Shamrock | PDVG6250T60N*** | Natural Gas | TRUE | TRUE |  | FALSE | 50 | 87 |  | 60000 | 76 |  | 0.67 | 0.58 |  |  |  | Federally-Regulated Consumer Product |  | 2017-05-24
American Water Heater Co. | Shamrock | PVG6250T60N*** | Natural Gas | TRUE | TRUE |  | FALSE | 50 | 90 |  | 60000 | 76 |  | 0.67 | 0.58 |  |  |  | Federally-Regulated Consumer Product |  | 2017-05-24
American Water Heater Co. | Shamrock | SG6150T403N*** | Natural Gas | FALSE | TRUE |  | FALSE | 50 | 90 |  | 40000 | 76 |  | 0.61 | 0.58 |  |  |  | Federally-Regulated Consumer Product |  | 2017-05-24
American Water Heater Co. | Shamrock | UG6150T403N*** | Natural Gas | FALSE | TRUE |  | FALSE | 50 | 75 |  | 40000 | 77 |  | 0.58 | 0.58 |  |  |  | Federally-Regulated Consumer Product |  | 2017-05-24
American Water Heater Co. | Shamrock | BFG6150S403NOV | Natural Gas | FALSE | FALSE |  | FALSE | 50 | 88 |  | 40000 | 76 |  | 0.58 | 0.58 |  |  |  | Federally-Regulated Consumer Product |  | 2017-05-24
American Water Heater Co. | Shamrock | UG6250T504N*** | Natural Gas | FALSE | TRUE |  | FALSE | 50 | 90 |  | 50000 | 78 |  | 0.59 | 0.58 |  |  |  | Federally-Regulated Consumer Product |  | 2017-05-24
A O Smith Water Products | A.O. SMITH | 153.5795 | Natural Gas | FALSE | TRUE |  | FALSE | 50 | 88 |  | 45000 | 79 |  | 0.62 | 0.58 |  |  |  | Federally-Regulated Consumer Product |  | 2017-05-25
A O Smith Water Products | A O Smith Water Products | 153.5795 | Natural Gas | FALSE | TRUE |  | FALSE | 50 | 88 |  | 45000 | 79 |  | 0.62 | 0.58 |  |  |  | Federally-Regulated Consumer Product |  | 2015-04-10
A O Smith Water Products | Sears Brand Management Corp. | 153.5795 | Natural Gas | FALSE | TRUE |  | FALSE | 50 | 88 |  | 40000 | 77 |  | 0.6 | 0.58 |  |  |  | Federally-Regulated Consumer Product |  | 2015-04-10
A O Smith Water Products | Kenmore | 153.5795 | Natural Gas | FALSE | TRUE |  | FALSE | 50 | 88 |  | 40000 | 77 |  | 0.6 | 0.58 |  |  |  | Federally-Regulated Consumer Product |  | 2015-10-01
A O Smith Water Products | Reliance | (6¦9) 50 N(B¦K)RT* 400 | Natural Gas | FALSE | TRUE |  | FALSE | 50 | 88 |  | 40000 | 77 |  | 0.6 | 0.58 |  |  |  | Federally-Regulated Consumer Product |  | 2015-10-01
A.O. Smith (McBee) | Reliance | (6¦9) 50 UN(B¦K)RT* 400 | Natural Gas | FALSE | TRUE |  | FALSE | 50 | 91 |  | 40000 | 79 |  | 0.6 | 0.6 |  |  |  | Federally-Regulated Consumer Product |  | 2015-07-06
A O Smith Water Products | Reliance | (6¦9) 50 UN(B¦K)RT* 400 | Natural Gas | FALSE | TRUE |  | FALSE | 50 | 91 |  | 40000 | 79 |  | 0.6 | 0.58 |  |  |  | Federally-Regulated Consumer Product |  | 2015-10-01
A O Smith Water Products | Reliance | (6¦9¦12) 50 UN(A¦B¦K)CT* 400 | Natural Gas | FALSE | TRUE |  | FALSE | 50 | 91 |  | 40000 | 79 |  | 0.62 | 0.58 |  |  |  | Federally-Regulated Consumer Product |  | 2015-10-01
A O Smith Water Products | A.O. SMITH | (G¦X)CG 50(L) 400 | Natural Gas | FALSE | TRUE |  | FALSE | 50 | 88 |  | 40000 | 77 |  | 0.6 | 0.58 |  |  |  | Federally-Regulated Consumer Product |  | 2017-05-25
A O Smith Water Products | A O Smith Water Products | (G¦X)CG 50(L) 400 | Natural Gas | FALSE | TRUE |  | FALSE | 50 | 88 |  | 40000 | 77 |  | 0.6 | 0.58 |  |  |  | Federally-Regulated Consumer Product |  | 2015-04-10
A O Smith Water Products | A.O. SMITH | (G¦X)CR 50(L) 400 | Natural Gas | FALSE | TRUE |  | FALSE | 50 | 88 |  | 40000 | 79 |  | 0.62 | 0.58 |  |  |  | Federally-Regulated Consumer Product |  | 2017-05-25
A O Smith Water Products | A O Smith Water Products | (G¦X)CR 50(L) 400 | Natural Gas | FALSE | TRUE |  | FALSE | 50 | 88 |  | 40000 | 79 |  | 0.62 | 0.58 |  |  |  | Federally-Regulated Consumer Product |  | 2015-04-10
A O Smith Water Products | A.O. SMITH | (G¦X)CRT 50(L) 400 | Natural Gas | FALSE | TRUE |  | FALSE | 50 | 92 |  | 50000 | 80 |  | 0.6 | 0.58 |  |  |  | Federally-Regulated Consumer Product |  | 2017-05-25
A O Smith Water Products | A O Smith Water Products | (G¦X)CRT 50(L) 400 | Natural Gas | FALSE | TRUE |  | FALSE | 50 | 92 |  | 50000 | 80 |  | 0.6 | 0.58 |  |  |  | Federally-Regulated Consumer Product |  | 2015-04-10
A O Smith Water Products | A.O. SMITH | (G¦X)CRX 50(L) 250 | Natural Gas | FALSE | TRUE |  | FALSE | 50 | 98 |  | 60000 | 80 |  | 0.6 | 0.58 |  |  |  | Federally-Regulated Consumer Product |  | 2017-05-25
A.O. Smith (McBee) | A O Smith Water Products | (G¦X)CRX 50(L) 250 | Natural Gas | FALSE | TRUE |  | FALSE | 50 | 98 |  | 60000 | 80 |  | 0.6 | 0.6 |  |  |  | Federally-Regulated Consumer Product |  | 2015-07-06
Giant Factories¦ Inc. | GIANT | UG50-65LFPDV-N1U-US | Natural Gas | TRUE | FALSE |  | FALSE | 50 | 106 |  | 65000 | 76 |  | 0.58 | 0.58 |  |  |  | Federally-Regulated Consumer Product |  | 2017-05-25
Giant Factories¦ Inc. | GIANT | UG50-40LFPV2-N2U-US | Natural Gas | TRUE | TRUE |  | FALSE | 50 | 84 |  | 40000 | 78 |  | 0.67 | 0.58 |  |  |  | Federally-Regulated Consumer Product |  | 2017-05-25
American Water Heater Co. | American | GU81 50T40 400 | Natural Gas | FALSE | TRUE |  | FALSE | 50 | 91 |  | 40000 | 78 |  | 0.6 | 0.58 |  |  |  | Federally-Regulated Consumer Product |  | 2017-05-25
American Water Heater Co. | American | UG6250T403N*** | Natural Gas | FALSE | TRUE |  | FALSE | 50 | 75 |  | 40000 | 77 |  | 0.6 | 0.58 |  |  |  | Federally-Regulated Consumer Product |  | 2017-05-25
American Water Heater Co. | American | PVG6250T42N*** | Natural Gas | TRUE | TRUE |  | FALSE | 50 | 81 |  | 42000 | 76 |  | 0.67 | 0.58 |  |  |  | Federally-Regulated Consumer Product |  | 2017-05-25
American Water Heater Co. | American | BFG6150T403N*** | Natural Gas | FALSE | TRUE |  | FALSE | 50 | 81 |  | 40000 | 76 |  | 0.58 | 0.58 |  |  |  | Federally-Regulated Consumer Product |  | 2017-05-25
American Water Heater Co. | American | UG6250T403N***200 | Natural Gas | FALSE | TRUE |  | FALSE | 50 | 81 |  | 40000 | 77 |  | 0.62 | 0.58 |  |  |  | Federally-Regulated Consumer Product |  | 2017-05-25
American Water Heater Co. | American | BFG6250T403N0H*** | Natural Gas | FALSE | TRUE |  | FALSE | 50 | 81 |  | 40000 | 76 |  | 0.62 | 0.58 |  |  |  | Federally-Regulated Consumer Product |  | 2017-05-25
American Water Heater Co. | American | BFG6150T504N*** | Natural Gas | FALSE | TRUE |  | FALSE | 50 | 87 |  | 50000 | 76 |  | 0.58 | 0.58 |  |  |  | Federally-Regulated Consumer Product |  | 2017-05-25
American Water Heater Co. | American | BFG6250T504N*** | Natural Gas | FALSE | TRUE |  | FALSE | 50 | 87 |  | 50000 | 76 |  | 0.6 | 0.58 |  |  |  | Federally-Regulated Consumer Product |  | 2017-05-25
American Water Heater Co. | American | DVG62-50T42-N*** | Natural Gas | FALSE | TRUE |  | FALSE | 50 | 70 |  | 42000 | 76 |  | 0.58 | 0.58 |  |  |  | Federally-Regulated Consumer Product |  | 2017-05-25
American Water Heater Co. | American | PDVG6250T42N*** | Natural Gas | TRUE | TRUE |  | FALSE | 50 | 81 |  | 42000 | 76 |  | 0.67 | 0.58 |  |  |  | Federally-Regulated Consumer Product |  | 2017-05-25
American Water Heater Co. | American | PDVG6250T60N*** | Natural Gas | TRUE | TRUE |  | FALSE | 50 | 87 |  | 60000 | 76 |  | 0.67 | 0.58 |  |  |  | Federally-Regulated Consumer Product |  | 2017-05-25
American Water Heater Co. | American | PVG6250T60N*** | Natural Gas | TRUE | TRUE |  | FALSE | 50 | 90 |  | 60000 | 76 |  | 0.67 | 0.58 |  |  |  | Federally-Regulated Consumer Product |  | 2017-05-25
American Water Heater Co. | American | SG6150T403N*** | Natural Gas | FALSE | TRUE |  | FALSE | 50 | 90 |  | 40000 | 76 |  | 0.61 | 0.58 |  |  |  | Federally-Regulated Consumer Product |  | 2017-05-25
American Water Heater Co. | American | UG6150T403N*** | Natural Gas | FALSE | TRUE |  | FALSE | 50 | 75 |  | 40000 | 77 |  | 0.58 | 0.58 |  |  |  | Federally-Regulated Consumer Product |  | 2017-05-25
American Water Heater Co. | American | BFG6150S403NOV | Natural Gas | FALSE | FALSE |  | FALSE | 50 | 88 |  | 40000 | 76 |  | 0.58 | 0.58 |  |  |  | Federally-Regulated Consumer Product |  | 2017-05-25
American Water Heater Co. | American | UG6250T504N*** | Natural Gas | FALSE | TRUE |  | FALSE | 50 | 90 |  | 50000 | 78 |  | 0.59 | 0.58 |  |  |  | Federally-Regulated Consumer Product |  | 2017-05-25
American Water Heater Co. | American | GU(3¦6¦9¦10¦12)150T40 400 | Natural Gas | FALSE | TRUE |  | FALSE | 50 | 91 |  | 40000 | 78 |  | 0.6 | 0.58 |  |  |  | Federally-Regulated Consumer Product |  | 2017-05-25
American Water Heater Co. | American | GU(3¦6¦9¦10¦12)250T50* 400 | Natural Gas | FALSE | TRUE |  | FALSE | 50 | 98 |  | 50000 | 80 |  | 0.6 | 0.58 |  |  |  | Federally-Regulated Consumer Product |  | 2017-05-25
Bradford White Corporation | BRADFORD WHITE | DS150S**FBN(B)-***** | Natural Gas | FALSE | TRUE |  | FALSE | 50 | 90 |  | 42000 | 79 |  | 0.58 | 0.58 |  |  |  | Federally-Regulated Consumer Product |  | 2017-05-25
Bradford White Corporation | BRADFORD WHITE | M4503**FBN(C) | Natural Gas | FALSE | TRUE |  | FALSE | 50 | 89 |  | 40000 | 79 |  | 0.62 | 0.58 |  |  |  | Federally-Regulated Consumer Product |  | 2017-05-25
Bradford White Corporation | BRADFORD WHITE | U4TW50T**FRN(A) | Natural Gas | TRUE | TRUE |  | FALSE | 50 | 86 |  | 40000 | 78 |  | 0.67 | 0.58 |  |  |  | Federally-Regulated Consumer Product |  | 2017-05-25
Bradford White Corporation | BRADFORD WHITE | D4504S**FBN | Natural Gas | TRUE | TRUE |  | FALSE | 50 | 86 |  | 40000 | 78 |  | 0.67 | 0.58 |  |  |  | Federally-Regulated Consumer Product |  | 2017-05-25
Bradford White Corporation | BRADFORD WHITE | M1TW50S**FBN(A)-478 | Natural Gas | TRUE | TRUE |  | FALSE | 50 | 86 |  | 40000 | 80 |  | 0.64 | 0.58 |  |  |  | Federally-Regulated Consumer Product |  | 2017-05-25
Bradford White Corporation | BRADFORD WHITE | M1TW50S*BN1 | Natural Gas | TRUE | TRUE |  | FALSE | 50 | 86 |  | 40000 | 80 |  | 0.63 | 0.58 |  |  |  | Federally-Regulated Consumer Product |  | 2017-05-25
Bradford White Corporation | BRADFORD WHITE | M1TW50S**FBN(A) | Natural Gas | TRUE | TRUE |  | FALSE | 50 | 86 |  | 40000 | 80 |  | 0.63 | 0.58 |  |  |  | Federally-Regulated Consumer Product |  | 2017-05-25
Bradford White Corporation | BRADFORD WHITE | MITW50L***N-12 | Natural Gas | TRUE | TRUE |  | FALSE | 50 | 86 |  | 40000 | 80 |  | 0.63 | 0.58 |  |  |  | Federally-Regulated Consumer Product |  | 2017-05-25
Bradford White Corporation | BRADFORD WHITE | PDX150S**FBN(A) | Natural Gas | TRUE | TRUE |  | FALSE | 50 | 88 |  | 40000 | 80 |  | 0.62 | 0.58 |  |  |  | Federally-Regulated Consumer Product |  | 2017-05-25
Bradford White Corporation | BRADFORD WHITE | MITW50L***N15 | Natural Gas | TRUE | TRUE |  | FALSE | 50 | 86 |  | 40000 | 80 |  | 0.63 | 0.58 |  |  |  | Federally-Regulated Consumer Product |  | 2017-05-25
Bradford White Corporation | BRADFORD WHITE | MITW50L***N-13 | Natural Gas | TRUE | TRUE |  | FALSE | 50 | 86 |  | 40000 | 80 |  | 0.63 | 0.58 |  |  |  | Federally-Regulated Consumer Product |  | 2017-05-25
Bradford White Corporation | BRADFORD WHITE | MITW50L***N15-ATO****** | Natural Gas | TRUE | TRUE |  | FALSE | 50 | 86 |  | 40000 | 80 |  | 0.63 | 0.58 |  |  |  | Federally-Regulated Consumer Product |  | 2017-05-25
Bradford White Corporation | BRADFORD WHITE | U4503**FRN(A) | Natural Gas | FALSE | TRUE |  | FALSE | 50 | 90 |  | 40000 | 79 |  | 0.62 | 0.58 |  |  |  | Federally-Regulated Consumer Product |  | 2017-05-25
Bradford White Corporation | BRADFORD WHITE | PE4503**FBN(A) | Natural Gas | TRUE | TRUE |  | FALSE | 50 | 89 |  | 40000 | 79 |  | 0.62 | 0.58 |  |  |  | Federally-Regulated Consumer Product |  | 2017-05-25
Bradford White Corporation | BRADFORD WHITE | U1504S**FRN(A) | Natural Gas | FALSE | TRUE |  | FALSE | 50 | 92 |  | 50000 | 78 |  | 0.58 | 0.58 |  |  |  | Federally-Regulated Consumer Product |  | 2017-05-25
Bradford White Corporation | BRADFORD WHITE | U1503**FRN(A) | Natural Gas | FALSE | TRUE |  | FALSE | 50 | 90 |  | 40000 | 79 |  | 0.58 | 0.58 |  |  |  | Federally-Regulated Consumer Product |  | 2017-05-25
Bradford White Corporation | BRADFORD WHITE | MI504S**FBN(C) | Natural Gas | FALSE | TRUE |  | FALSE | 50 | 93 |  | 50000 | 78 |  | 0.58 | 0.58 |  |  |  | Federally-Regulated Consumer Product |  | 2017-05-25
Bradford White Corporation | BRADFORD WHITE | MI503**FBN(C) | Natural Gas | FALSE | TRUE |  | FALSE | 50 | 89 |  | 40000 | 79 |  | 0.58 | 0.58 |  |  |  | Federally-Regulated Consumer Product |  | 2017-05-25
Bradford White Corporation | BRADFORD WHITE | U1TW50S**FRN(A) | Natural Gas | TRUE | TRUE |  | FALSE | 50 | 86 |  | 40000 | 80 |  | 0.63 | 0.58 |  |  |  | Federally-Regulated Consumer Product |  | 2017-05-25
Bradford White Corporation | BRADFORD WHITE | M4TW50T**FBN(A) | Natural Gas | TRUE | TRUE |  | FALSE | 50 | 86 |  | 40000 | 78 |  | 0.67 | 0.58 |  |  |  | Federally-Regulated Consumer Product |  | 2017-05-25
Bradford White Corporation | BRADFORD WHITE | UDS150S**FRN-***** | Natural Gas | FALSE | TRUE |  | FALSE | 50 | 84 |  | 38000 | 79 |  | 0.58 | 0.58 |  |  |  | Federally-Regulated Consumer Product |  | 2017-05-25
Bradford White Corporation | BRADFORD WHITE | UPDX150S**FRN | Natural Gas | TRUE | TRUE |  | FALSE | 50 | 86 |  | 40000 | 80 |  | 0.62 | 0.58 |  |  |  | Federally-Regulated Consumer Product |  | 2017-05-25
Bradford White Corporation | BRADFORD WHITE | HE450S**FBN | Natural Gas | TRUE | TRUE |  | FALSE | 50 | 84 |  | 38000 | 78 |  | 0.7 | 0.58 |  |  |  | Federally-Regulated Consumer Product |  | 2017-05-25
Bradford White Corporation | BRADFORD WHITE | PDX450S**FBN | Natural Gas | TRUE | TRUE |  | FALSE | 50 | 85 |  | 40000 | 78 |  | 0.67 | 0.58 |  |  |  | Federally-Regulated Consumer Product |  | 2017-05-25
Bradford White Corporation | TTW | U4TW50T**FRN(A) | Natural Gas | TRUE | TRUE |  | FALSE | 50 | 86 |  | 40000 | 78 |  | 0.67 | 0.58 |  |  |  | Federally-Regulated Consumer Product |  | 2017-05-25
Bradford White Corporation | TTW | U1TW50S**FRN(A) | Natural Gas | TRUE | TRUE |  | FALSE | 50 | 86 |  | 40000 | 80 |  | 0.63 | 0.58 |  |  |  | Federally-Regulated Consumer Product |  | 2017-05-25
Bradford White Corporation | TTW | M4TW50T**FBN(A) | Natural Gas | TRUE | TRUE |  | FALSE | 50 | 86 |  | 40000 | 78 |  | 0.67 | 0.58 |  |  |  | Federally-Regulated Consumer Product |  | 2017-05-25
A O Smith Water Products | Reliance | 12 50 GXRT 200 | Natural Gas | FALSE | TRUE |  | FALSE | 50 | 88 |  | 40000 | 76 | 24164 | 0.62 | 0.58 |  |  |  | Federally-Regulated Consumer Product |  | 2008-12-24
A O Smith Water Products | Reliance | 12 50 NACT* 400 | Natural Gas | FALSE | TRUE |  | FALSE | 50 | 88 |  | 40000 | 79 |  | 0.62 | 0.58 |  |  |  | Federally-Regulated Consumer Product |  | 2015-10-01
A O Smith Water Products | Reliance | 12 50 NQCT* 400 | Natural Gas | FALSE | TRUE |  | FALSE | 50 | 92 |  | 50000 | 80 |  | 0.6 | 0.58 |  |  |  | Federally-Regulated Consumer Product |  | 2015-10-01
A O Smith Water Products | Reliance | 12 50 YART | Natural Gas | FALSE | TRUE | Non-Ozone-Depleting | FALSE | 50 | 91 |  | 40000 | 76 | 25830 | 0.58 | 0.58 |  |  |  | Federally-Regulated Consumer Product |  | 2007-11-21
A O Smith Water Products | Reliance | 12 50 YART N* | Natural Gas | FALSE | TRUE | Non-Ozone-Depleting | FALSE | 50 | 91 |  | 40000 | 76 | 25830 | 0.58 | 0.58 |  |  |  | Federally-Regulated Consumer Product |  | 2007-11-21
A O Smith Water Products | Reliance | 12 50 YXRT | Natural Gas | FALSE | TRUE | Non-Ozone-Depleting | FALSE | 50 | 97 |  | 40000 | 81 | 23780 | 0.63 | 0.58 |  |  |  | Federally-Regulated Consumer Product |  | 2007-11-21
A O Smith Water Products | Sears¦ Roebuck¦ & Co. | 153.330501 HA | Natural Gas | FALSE | TRUE |  | FALSE | 50 | 84 |  | 40000 | 85 | 24164 | 0.62 | 0.58 |  |  |  | Federally-Regulated Consumer Product |  | 2007-11-21
A O Smith Water Products | Sears¦ Roebuck¦ & Co. | 153.330502 HA | Natural Gas | FALSE | TRUE |  | FALSE | 50 | 84 |  | 40000 | 85 | 24164 | 0.62 | 0.58 |  |  |  | Federally-Regulated Consumer Product |  | 2007-11-21
A O Smith Water Products | Sears¦ Roebuck¦ & Co. | 153.331514 HA | Natural Gas | FALSE | TRUE | Non-Ozone-Depleting | FALSE | 50 | 97 |  | 40000 | 81 | 23780 | 0.63 | 0.58 |  |  |  | Federally-Regulated Consumer Product |  | 2007-11-21
A O Smith Water Products | Sears¦ Roebuck¦ & Co. | 153.332770 HA | Natural Gas | FALSE | TRUE | Non-Ozone-Depleting | FALSE | 50 | 77 |  | 38000 | 77 | 25830 | 0.58 | 0.58 |  |  |  | Federally-Regulated Consumer Product |  | 2007-11-21
A O Smith Water Products | Sears¦ Roebuck¦ & Co. | 153.336501 HA | Natural Gas | FALSE | TRUE | Non-Ozone-Depleting | FALSE | 50 | 87 |  | 35500 | 74 | 25830 | 0.58 | 0.58 |  |  |  | Federally-Regulated Consumer Product |  | 2007-11-21
A O Smith Water Products | Sears¦ Roebuck¦ & Co. | 153.339511 HA | Natural Gas | FALSE | TRUE | Non-Ozone-Depleting | FALSE | 50 | 91 |  | 40000 | 76 | 25392 | 0.59 | 0.58 |  |  |  | Federally-Regulated Consumer Product |  | 2007-11-21
A O Smith Water Products | Sears¦ Roebuck¦ & Co. | 153.339512 HA | Natural Gas | FALSE | TRUE | Non-Ozone-Depleting | FALSE | 50 | 91 |  | 40000 | 76 | 25392 | 0.59 | 0.58 |  |  |  | Federally-Regulated Consumer Product |  | 2007-11-21
A O Smith Water Products | Whirlpool | 50T12-40UDNG 100 | Natural Gas | TRUE | TRUE |  | FALSE | 50 | 90 |  | 40000 | 80 |  | 0.67 | 0.58 |  |  |  | Federally-Regulated Consumer Product |  | 2017-01-31
A O Smith Water Products | Whirlpool | 50T6-504NG* 400 | Natural Gas | FALSE | TRUE |  | FALSE | 50 | 92 |  | 50000 | 80 |  | 0.6 | 0.58 |  |  |  | Federally-Regulated Consumer Product |  | 2015-10-01
A O Smith Water Products | U.S. Craftmaster | 50T6-504NG* 400 | Natural Gas | FALSE | TRUE |  | FALSE | 50 | 92 |  | 50000 | 80 |  | 0.6 | 0.58 |  |  |  | Federally-Regulated Consumer Product |  | 2015-04-10
A O Smith Water Products | Reliance | 6 50 GBCT 200 | Natural Gas | FALSE | TRUE |  | FALSE | 50 | 88 |  | 40000 | 76 | 24164 | 0.62 | 0.58 |  |  |  | Federally-Regulated Consumer Product |  | 2008-12-24
A O Smith Water Products | Reliance | 6 50 GBFT 100 | Natural Gas | TRUE | TRUE |  | FALSE | 50 | 81 |  | 40000 | 79 |  | 0.67 | 0.58 |  |  |  | Federally-Regulated Consumer Product |  | 2011-11-30
A O Smith Water Products | Reliance | 6 50 GOCT 200 | Natural Gas | FALSE | TRUE |  | FALSE | 50 | 88 |  | 40000 | 76 | 24164 | 0.62 | 0.58 |  |  |  | Federally-Regulated Consumer Product |  | 2008-09-25
A O Smith Water Products | Reliance | 6 50 GORT 200 | Natural Gas | FALSE | TRUE |  | FALSE | 50 | 85 |  | 35500 | 76 |  | 0.58 | 0.58 |  |  |  | Federally-Regulated Consumer Product |  | 2017-05-24
A O Smith Water Products | Sears | 6 50 GORT 200 | Natural Gas | FALSE | TRUE |  | FALSE | 50 | 85 |  | 35500 | 76 |  | 0.58 | 0.58 |  |  |  | Federally-Regulated Consumer Product |  | 2017-05-24
Rheem Sales Company¦ Inc. | Rheem | 22DV50F | Natural Gas | TRUE | FALSE |  | FALSE | 50 | 80 |  | 38000 | 76 |  | 0.58 | 0.58 |  |  |  | Federally-Regulated Consumer Product |  | 2017-05-31
Rheem Sales Company¦ Inc. | Rheem | 22V50FDVX | Natural Gas | TRUE | FALSE |  | TRUE | 50 | 78 |  | 36000 | 76 |  | 0.59 | 0.58 |  |  |  | Federally-Regulated Consumer Product |  | 2017-05-31
Rheem Sales Company¦ Inc. | Rheem | 22V50FT | Natural Gas | TRUE | TRUE |  | TRUE | 50 | 65 |  | 38000 | 76 |  | 0.58 | 0.58 |  |  |  | Federally-Regulated Consumer Product |  | 2017-05-31
Rheem Sales Company¦ Inc. | Rheem | 22VR50FN | Natural Gas | FALSE | TRUE |  | FALSE | 50 | 91 |  | 36000 | 76 |  | 0.62 | 0.58 |  |  |  | Federally-Regulated Consumer Product |  | 2017-05-31
Rheem Sales Company¦ Inc. | Rheem | 22XR50FN | Natural Gas | FALSE | TRUE |  | FALSE | 50 | 91 |  | 36000 | 76 |  | 0.62 | 0.58 |  |  |  | Federally-Regulated Consumer Product |  | 2017-05-31
Rheem Sales Company¦ Inc. | Rheem | 42VP50FN | Natural Gas | TRUE | TRUE |  | FALSE | 50 | 94 |  | 38000 | 80 |  | 0.67 | 0.58 |  |  |  | Federally-Regulated Consumer Product |  | 2017-05-31
Rheem Sales Company¦ Inc. | Rheem | 43V50SE2 | Natural Gas | FALSE | TRUE |  | FALSE | 50 | 89 |  | 40000 | 79 |  | 0.67 | 0.58 |  |  |  | Federally-Regulated Consumer Product |  | 2017-05-31
Rheem Sales Company¦ Inc. | Rheem | 43VP50E2-E | Natural Gas | TRUE | TRUE |  | FALSE | 50 | 88 |  | 42000 | 82 |  | 0.67 | 0.58 |  |  |  | Federally-Regulated Consumer Product |  | 2017-05-31
Rheem Sales Company¦ Inc. | Rheem | PRO50NE2 | Natural Gas | TRUE | TRUE |  | FALSE | 50 | 93 |  | 36000 | 83 |  | 0.68 | 0.58 |  |  |  | Federally-Regulated Consumer Product |  | 2017-05-31
Rheem Sales Company¦ Inc. | Rheem | RHG PRO50FN | Natural Gas | FALSE | TRUE |  | FALSE | 50 | 91 |  | 36000 | 76 |  | 0.62 | 0.58 |  |  |  | Federally-Regulated Consumer Product |  | 2017-05-31
Rheem Sales Company¦ Inc. | Rheem | 43VP50SE2 | Natural Gas | TRUE | TRUE |  | FALSE | 50 | 87 |  | 36000 | 80 |  | 0.67 | 0.58 |  |  |  | Federally-Regulated Consumer Product |  | 2017-05-31
Rheem Sales Company¦ Inc. | Rheem | 43VP50SE2-E | Natural Gas | TRUE | TRUE |  | FALSE | 50 | 87 |  | 36000 | 80 |  | 0.67 | 0.58 |  |  |  | Federally-Regulated Consumer Product |  | 2017-05-31
Rheem Sales Company¦ Inc. | Rheem | MV50FDVX | Natural Gas | TRUE | FALSE |  | TRUE | 50 | 78 |  | 36000 | 76 |  | 0.59 | 0.58 |  |  |  | Federally-Regulated Consumer Product |  | 2017-05-31
Rheem Sales Company¦ Inc. | Rheem | PROG50-38N RH58 DV | Natural Gas | FALSE | FALSE |  | FALSE | 50 | 80 |  | 38000 | 76 |  | 0.58 | 0.58 |  |  |  | Federally-Regulated Consumer Product |  | 2017-05-31
Rheem Sales Company¦ Inc. | Rheem | PROG50-36N RH59 MH DVX | Natural Gas | TRUE | FALSE |  | TRUE | 50 | 78 |  | 36000 | 76 |  | 0.59 | 0.58 |  |  |  | Federally-Regulated Consumer Product |  | 2017-05-31
Rheem Sales Company¦ Inc. | Rheem | PROG50-38N RH58 MH | Natural Gas | FALSE | TRUE |  | TRUE | 50 | 65 |  | 38000 | 76 |  | 0.58 | 0.58 |  |  |  | Federally-Regulated Consumer Product |  | 2017-05-31
Rheem Sales Company¦ Inc. | Rheem | PROG50-38N RH58 MH H | Natural Gas | FALSE | TRUE |  | TRUE | 50 | 65 |  | 38000 | 76 |  | 0.58 | 0.58 |  |  |  | Federally-Regulated Consumer Product |  | 2017-05-31
Rheem Sales Company¦ Inc. | Rheem | PRO+50-36U RH68 | Natural Gas | TRUE | TRUE |  | FALSE | 50 | 93 |  | 36000 | 83 |  | 0.68 | 0.58 |  |  |  | Federally-Regulated Consumer Product |  | 2017-05-31
Rheem Sales Company¦ Inc. | Rheem | XG50S06EC40U0 | Natural Gas | TRUE | TRUE |  | FALSE | 50 | 82 |  | 40000 | 80 |  | 0.59 | 0.58 |  |  |  | Federally-Regulated Consumer Product |  | 2017-05-31
Rheem Sales Company¦ Inc. | Rheem | 22VR50FNVE | Natural Gas | FALSE | TRUE |  | FALSE | 50 | 91 |  | 36000 | 76 |  | 0.62 | 0.58 |  |  |  | Federally-Regulated Consumer Product |  | 2017-05-31
Rheem Sales Company¦ Inc. | Rheem | XG50S12DM40U0W | Natural Gas | FALSE | TRUE |  | FALSE | 50 | 89 |  | 40000 | 79 |  | 0.67 | 0.58 |  |  |  | Federally-Regulated Consumer Product |  | 2017-05-31
Rheem Sales Company¦ Inc. | Rheem | PDV50 | Natural Gas | TRUE | TRUE |  | FALSE | 50 | 93 |  | 40000 | 84 |  | 0.67 | 0.58 |  |  |  | Federally-Regulated Consumer Product |  | 2017-05-31
Rheem Sales Company¦ Inc. | Rheem | PROPG50-36U RH68 PD | Natural Gas | TRUE | TRUE |  | FALSE | 50 | 93 |  | 36000 | 83 |  | 0.68 | 0.58 |  |  |  | Federally-Regulated Consumer Product |  | 2017-05-31
Rheem Sales Company¦ Inc. | Rheem | XG50T12DU36U0W | Natural Gas | TRUE | TRUE |  | FALSE | 50 | 93 |  | 36000 | 83 |  | 0.68 | 0.58 |  |  |  | Federally-Regulated Consumer Product |  | 2017-05-31
Rheem Sales Company¦ Inc. | Rheem | PROG50-38U RH67 PV | Natural Gas | TRUE | TRUE |  | FALSE | 50 | 94 |  | 38000 | 80 |  | 0.67 | 0.58 |  |  |  | Federally-Regulated Consumer Product |  | 2017-05-31
Rheem Sales Company¦ Inc. | Rheem | PROG50-42N RH67 PV | Natural Gas | TRUE | TRUE |  | FALSE | 50 | 87 |  | 42000 | 82 |  | 0.67 | 0.58 |  |  |  | Federally-Regulated Consumer Product |  | 2017-05-31
Rheem Sales Company¦ Inc. | Rheem | PROG50S-36N RH67 PV | Natural Gas | TRUE | TRUE |  | FALSE | 50 | 87 |  | 36000 | 80 |  | 0.67 | 0.58 |  |  |  | Federally-Regulated Consumer Product |  | 2017-05-31
Rheem Sales Company¦ Inc. | Rheem | PROG50-40N RH67 PDV | Natural Gas | TRUE | TRUE |  | FALSE | 50 | 93 |  | 40000 | 84 |  | 0.67 | 0.58 |  |  |  | Federally-Regulated Consumer Product |  | 2017-05-31
Rheem Sales Company¦ Inc. | Rheem | PRO+G50S-40N RH67 PD | Natural Gas | FALSE | TRUE |  | FALSE | 50 | 89 |  | 40000 | 79 |  | 0.67 | 0.58 |  |  |  | Federally-Regulated Consumer Product |  | 2017-05-31
Rheem Sales Company¦ Inc. | Rheem | PRO+G50-65N RH62 PDV | Natural Gas | TRUE | TRUE |  | FALSE | 50 | 111 |  | 65000 | 80 |  | 0.62 | 0.58 |  |  |  | Federally-Regulated Consumer Product |  | 2017-05-31
Rheem Sales Company¦ Inc. | Rheem | PRO+G50-36U RH68 | Natural Gas | TRUE | TRUE |  | FALSE | 50 | 93 |  | 36000 | 83 |  | 0.68 | 0.58 |  |  |  | Federally-Regulated Consumer Product |  | 2017-05-31
Rheem Sales Company¦ Inc. | Rheem | XG50T12DU36U0 | Natural Gas | TRUE | TRUE |  | FALSE | 50 | 93 |  | 36000 | 83 |  | 0.68 | 0.58 |  |  |  | Federally-Regulated Consumer Product |  | 2017-05-31
Rheem Sales Company¦ Inc. | Rheem | XG50S12DM40U0 | Natural Gas | TRUE | TRUE |  | FALSE | 50 | 89 |  | 40000 | 79 |  | 0.67 | 0.58 |  |  |  | Federally-Regulated Consumer Product |  | 2017-05-31
Rheem Sales Company¦ Inc. | Rheem | XG50T06PV42U0 | Natural Gas | TRUE | TRUE |  | FALSE | 50 | 88 |  | 42000 | 82 |  | 0.67 | 0.58 |  |  |  | Federally-Regulated Consumer Product |  | 2017-05-31
Rheem Sales Company¦ Inc. | Rheem | 24I50FDVX | Natural Gas | FALSE | TRUE |  | TRUE | 50 | 80 |  | 36000 | 80 |  | 0.6 | 0.58 |  |  |  | Federally-Regulated Consumer Product |  | 2017-05-31
Rheem Sales Company¦ Inc. | Rheem | PROG50-36N RH60 MH DVX | Natural Gas | FALSE | TRUE |  | TRUE | 50 | 80 |  | 36000 | 80 |  | 0.6 | 0.58 |  |  |  | Federally-Regulated Consumer Product |  | 2017-05-31
Rheem Sales Company¦ Inc. | Ruud | RUGPRO50FN | Natural Gas | FALSE | TRUE |  | FALSE | 50 | 91 |  | 36000 | 76 |  | 0.62 | 0.58 |  |  |  | Federally-Regulated Consumer Product |  | 2017-06-01
Rheem Sales Company¦ Inc. | Ruud | P2R-50FN | Natural Gas | FALSE | TRUE |  | FALSE | 50 | 91 |  | 36000 | 76 |  | 0.62 | 0.58 |  |  |  | Federally-Regulated Consumer Product |  | 2017-06-01
Rheem Sales Company¦ Inc. | Ruud | PVP50SE2 | Natural Gas | TRUE | TRUE |  | FALSE | 50 | 87 |  | 36000 | 80 |  | 0.67 | 0.58 |  |  |  | Federally-Regulated Consumer Product |  | 2017-06-01
Rheem Sales Company¦ Inc. | Ruud | PROG50-38N RU58 DV | Natural Gas | TRUE | FALSE |  | FALSE | 50 | 80 |  | 38000 | 76 |  | 0.58 | 0.58 |  |  |  | Federally-Regulated Consumer Product |  | 2017-06-01
Rheem Sales Company¦ Inc. | Ruud | PRO+G50-36U RU68 | Natural Gas | TRUE | TRUE |  | FALSE | 50 | 93 |  | 36000 | 83 |  | 0.68 | 0.58 |  |  |  | Federally-Regulated Consumer Product |  | 2017-06-01
Rheem Sales Company¦ Inc. | Ruud | PRO+G50S-40N RU67 PD | Natural Gas | FALSE | TRUE |  | FALSE | 50 | 89 |  | 40000 | 79 |  | 0.67 | 0.58 |  |  |  | Federally-Regulated Consumer Product |  | 2017-06-01
Rheem Sales Company¦ Inc. | Ruud | PRO+G50-65N RU62 PDV | Natural Gas | TRUE | TRUE |  | FALSE | 50 | 111 |  | 65000 | 80 |  | 0.62 | 0.58 |  |  |  | Federally-Regulated Consumer Product |  | 2017-06-01
Rheem Sales Company¦ Inc. | Ruud | PROG50-38U RU67 PV | Natural Gas | TRUE | TRUE |  | FALSE | 50 | 94 |  | 38000 | 80 |  | 0.67 | 0.58 |  |  |  | Federally-Regulated Consumer Product |  | 2017-06-01
Rheem Sales Company¦ Inc. | Ruud | PROG50-42N RU67 PV | Natural Gas | TRUE | TRUE |  | FALSE | 50 | 87 |  | 42000 | 82 |  | 0.67 | 0.58 |  |  |  | Federally-Regulated Consumer Product |  | 2017-06-01
Rheem Sales Company¦ Inc. | Ruud | PROG50S-36N RU67 PV | Natural Gas | TRUE | TRUE |  | FALSE | 50 | 87 |  | 36000 | 80 |  | 0.67 | 0.58 |  |  |  | Federally-Regulated Consumer Product |  | 2017-06-01
Rheem Sales Company¦ Inc. | Ruud | PROG50-40N RU67 PDV | Natural Gas | TRUE | TRUE |  | FALSE | 50 | 93 |  | 40000 | 84 |  | 0.67 | 0.58 |  |  |  | Federally-Regulated Consumer Product |  | 2017-06-01
Rheem Sales Company¦ Inc. | Ruud | PROUG50-36U RU68 PD | Natural Gas | TRUE | TRUE |  | FALSE | 50 | 93 |  | 36000 | 83 |  | 0.68 | 0.58 |  |  |  | Federally-Regulated Consumer Product |  | 2017-06-01
Rheem Sales Company¦ Inc. | Vanguard | 6FGV4 | Natural Gas | TRUE | TRUE |  | FALSE | 50 | 88 |  | 42000 | 82 |  | 0.67 | 0.58 |  |  |  | Federally-Regulated Consumer Product |  | 2017-06-01
Rheem Sales Company¦ Inc. | GE | GG50T06PVT | Natural Gas | TRUE | TRUE |  | FALSE | 50 | 88 |  | 42000 | 82 |  | 0.67 | 0.58 |  |  |  | Federally-Regulated Consumer Product |  | 2017-06-01
Rheem Sales Company¦ Inc. | GE | GG50T06TXK00 | Natural Gas | FALSE | TRUE |  | FALSE | 50 | 91 |  | 36000 | 76 |  | 0.62 | 0.58 |  |  |  | Federally-Regulated Consumer Product |  | 2017-06-01
Rheem Sales Company¦ Inc. | GE | SG50T12TXK00 | Natural Gas | FALSE | TRUE |  | FALSE | 50 | 91 |  | 36000 | 76 |  | 0.62 | 0.58 |  |  |  | Federally-Regulated Consumer Product |  | 2017-06-01
Rheem Sales Company¦ Inc. | GE | GG50S06RVT | Natural Gas | TRUE | TRUE |  | FALSE | 50 | 87 |  | 36000 | 80 |  | 0.67 | 0.58 |  |  |  | Federally-Regulated Consumer Product |  | 2017-06-01
Rheem Sales Company¦ Inc. | GE | GP50T06PVT | Natural Gas | TRUE | TRUE |  | FALSE | 50 | 88 |  | 42000 | 82 |  | 0.67 | 0.58 |  |  |  | Federally-Regulated Consumer Product |  | 2017-06-01
Rheem Sales Company¦ Inc. | Richmond | 6GDV50F | Natural Gas | FALSE | FALSE |  | FALSE | 50 | 80 |  | 38000 | 76 |  | 0.58 | 0.58 |  |  |  | Federally-Regulated Consumer Product |  | 2017-06-01
Rheem Sales Company¦ Inc. | Richmond | 6V50FT | Natural Gas | TRUE | TRUE |  | TRUE | 50 | 65 |  | 38000 | 76 |  | 0.58 | 0.58 |  |  |  | Federally-Regulated Consumer Product |  | 2017-06-01
Rheem Sales Company¦ Inc. | Richmond | 6G50V-36FN | Natural Gas | FALSE | TRUE |  | FALSE | 50 | 91 |  | 36000 | 76 |  | 0.62 | 0.58 |  |  |  | Federally-Regulated Consumer Product |  | 2017-06-01
Rheem Sales Company¦ Inc. | Richmond | 12G50S-40E2 | Natural Gas | FALSE | TRUE |  | FALSE | 50 | 89 |  | 40000 | 79 |  | 0.67 | 0.58 |  |  |  | Federally-Regulated Consumer Product |  | 2017-06-01
Rheem Sales Company¦ Inc. | Richmond | 6G50PDV-40 | Natural Gas | TRUE | TRUE |  | FALSE | 50 | 93 |  | 40000 | 84 |  | 0.67 | 0.58 |  |  |  | Federally-Regulated Consumer Product |  | 2017-06-01
Rheem Sales Company¦ Inc. | Richmond | 6G50PDV-65 | Natural Gas | TRUE | TRUE |  | FALSE | 50 | 111 |  | 65000 | 80 |  | 0.62 | 0.58 |  |  |  | Federally-Regulated Consumer Product |  | 2017-06-01
Rheem Sales Company¦ Inc. | Richmond | 6G50-36NE2 | Natural Gas | TRUE | TRUE |  | FALSE | 50 | 93 |  | 36000 | 83 |  | 0.68 | 0.58 |  |  |  | Federally-Regulated Consumer Product |  | 2017-06-01
Rheem Sales Company¦ Inc. | Richmond | 12G50-36NE2 | Natural Gas | TRUE | TRUE |  | FALSE | 50 | 93 |  | 36000 | 83 |  | 0.68 | 0.58 |  |  |  | Federally-Regulated Consumer Product |  | 2017-06-01
Rheem Sales Company¦ Inc. | Richmond | 6G50PV-38FN | Natural Gas | TRUE | TRUE |  | FALSE | 50 | 94 |  | 38000 | 80 |  | 0.67 | 0.58 |  |  |  | Federally-Regulated Consumer Product |  | 2017-06-01
Rheem Sales Company¦ Inc. | Richmond | 6G50S-40E2 | Natural Gas | FALSE | TRUE |  | FALSE | 50 | 89 |  | 40000 | 79 |  | 0.67 | 0.58 |  |  |  | Federally-Regulated Consumer Product |  | 2017-06-01
Rheem Sales Company¦ Inc. | Richmond | 6GR50PVE2-42 | Natural Gas | TRUE | TRUE |  | FALSE | 50 | 87 |  | 42000 | 82 |  | 0.67 | 0.58 |  |  |  | Federally-Regulated Consumer Product |  | 2017-06-01
Rheem Sales Company¦ Inc. | Richmond | 9G50-36NE2 | Natural Gas | TRUE | TRUE |  | FALSE | 50 | 93 |  | 36000 | 83 |  | 0.68 | 0.58 |  |  |  | Federally-Regulated Consumer Product |  | 2017-06-01
Rheem Sales Company¦ Inc. | Richmond | MV50FDVX3 | Natural Gas | FALSE | TRUE |  | TRUE | 50 | 80 |  | 36000 | 80 |  | 0.6 | 0.58 |  |  |  | Federally-Regulated Consumer Product |  | 2017-06-01
A O Smith Water Products | Reliance | 6 50 MDV* 250 | Natural Gas | FALSE | TRUE |  | TRUE | 50 | 74 |  | 40000 | 80 |  | 0.6 | 0.58 |  |  |  | Federally-Regulated Consumer Product |  | 2016-10-28
A O Smith Water Products | Reliance | 6 50 NBRT* 250 | Natural Gas | FALSE | TRUE |  | FALSE | 50 | 86 |  | 40000 | 76 |  | 0.6 | 0.58 |  |  |  | Federally-Regulated Consumer Product |  | 2015-10-01
A O Smith Water Products | Reliance | 6 50 UNBFT* 100 | Natural Gas | TRUE | TRUE |  | FALSE | 50 | 90 |  | 40000 | 80 |  | 0.67 | 0.58 |  |  |  | Federally-Regulated Consumer Product |  | 2017-01-31
A O Smith Water Products | Reliance | 6 50 XBPDT | Natural Gas | TRUE | TRUE | Non-Ozone-Depleting | FALSE | 50 | 80 |  | 40000 | 76 | 25830 | 0.58 | 0.58 |  |  |  | Federally-Regulated Consumer Product |  | 2007-11-21
A O Smith Water Products | Reliance | 6 50 XODS | Natural Gas | FALSE | TRUE | Non-Ozone-Depleting | FALSE | 50 | 77 |  | 38000 | 77 | 25830 | 0.58 | 0.58 |  |  |  | Federally-Regulated Consumer Product |  | 2007-11-21
A O Smith Water Products | Reliance | 6 50 YBRT | Natural Gas | FALSE | TRUE | Non-Ozone-Depleting | FALSE | 50 | 91 |  | 40000 | 76 | 25830 | 0.58 | 0.58 |  |  |  | Federally-Regulated Consumer Product |  | 2007-11-21
A O Smith Water Products | Reliance | 6 50 YBRT N* | Natural Gas | FALSE | TRUE | Non-Ozone-Depleting | FALSE | 50 | 91 |  | 40000 | 76 | 25830 | 0.58 | 0.58 |  |  |  | Federally-Regulated Consumer Product |  | 2007-11-21
A O Smith Water Products | Reliance | 6 50 YOCT | Natural Gas | FALSE | TRUE | Non-Ozone-Depleting | FALSE | 50 | 86 |  | 40000 | 76 | 24164 | 0.62 | 0.58 |  |  |  | Federally-Regulated Consumer Product |  | 2007-11-21
A O Smith Water Products | Reliance | 6 50 YOCT N* | Natural Gas | FALSE | TRUE | Non-Ozone-Depleting | FALSE | 50 | 86 |  | 40000 | 76 | 24164 | 0.62 | 0.58 |  |  |  | Federally-Regulated Consumer Product |  | 2007-11-21
A O Smith Water Products | Reliance | 6 50 YORT | Natural Gas | FALSE | TRUE | Non-Ozone-Depleting | FALSE | 50 | 73 |  | 32000 | 73 | 25830 | 0.58 | 0.58 |  |  |  | Federally-Regulated Consumer Product |  | 2007-11-21
A O Smith Water Products | State Industries | 6 50 YRRT* 300 | Natural Gas | FALSE | TRUE |  | FALSE | 50 | 90 |  | 50000 | 76 |  | 0.58 | 0.58 |  |  |  | Federally-Regulated Consumer Product |  | 2012-03-02
A O Smith Water Products | Reliance | 6 50GBF S 100 | Natural Gas | FALSE | TRUE |  | FALSE | 50 | 86 |  | 40000 | 85 |  | 0.67 | 0.58 |  |  |  | Federally-Regulated Consumer Product |  | 2013-07-18
A O Smith Water Products | Reliance | 6 50GORT 300 | Natural Gas | FALSE | TRUE |  | FALSE | 50 | 83 |  | 35500 | 76 |  | 0.58 | 0.58 |  |  |  | Federally-Regulated Consumer Product |  | 2017-05-24
A O Smith Water Products | Sears | 6 50GORT 300 | Natural Gas | FALSE | TRUE |  | FALSE | 50 | 83 |  | 35500 | 76 |  | 0.58 | 0.58 |  |  |  | Federally-Regulated Consumer Product |  | 2017-05-24
A O Smith Water Products | A O Smith Water Products | 6 50GORT 300 | Natural Gas | FALSE | TRUE |  | FALSE | 50 | 83 |  | 35500 | 76 |  | 0.58 | 0.58 |  |  |  | Federally-Regulated Consumer Product |  | 2015-07-13
A O Smith Water Products | State Industries | 6 50YBRT 300 | Natural Gas | FALSE | TRUE |  | FALSE | 50 | 88 |  | 40000 | 76 |  | 0.58 | 0.58 |  |  |  | Federally-Regulated Consumer Product |  | 2011-11-30
A O Smith Water Products | Reliance | 9 50 GKCT 200 | Natural Gas | FALSE | TRUE |  | FALSE | 50 | 88 |  | 40000 | 76 | 24164 | 0.62 | 0.58 |  |  |  | Federally-Regulated Consumer Product |  | 2008-12-24
A O Smith Water Products | Reliance | 9 50 GKFT 100 | Natural Gas | TRUE | TRUE |  | FALSE | 50 | 81 |  | 40000 | 79 |  | 0.67 | 0.58 |  |  |  | Federally-Regulated Consumer Product |  | 2011-11-30
A O Smith Water Products | Reliance | 9 50 YKRT | Natural Gas | FALSE | FALSE | Non-Ozone-Depleting | FALSE | 50 | 87 |  | 35500 | 74 | 25830 | 0.58 | 0.58 |  |  |  | Federally-Regulated Consumer Product |  | 2007-11-21
A O Smith Water Products | Reliance | 9 50 YKRT W | Natural Gas | FALSE | TRUE | Non-Ozone-Depleting | FALSE | 50 | 87 |  | 35500 | 74 | 25830 | 0.58 | 0.58 |  |  |  | Federally-Regulated Consumer Product |  | 2007-11-21
A O Smith Water Products | Reliance | 9 50GKF S 100 | Natural Gas | FALSE | TRUE |  | FALSE | 50 | 86 |  | 40000 | 85 |  | 0.67 | 0.58 |  |  |  | Federally-Regulated Consumer Product |  | 2013-07-18
A O Smith Water Products | Apollo | A10 50 XQPDT L5 | Natural Gas | TRUE | TRUE | Non-Ozone-Depleting | FALSE | 50 | 80 |  | 65000 | 73 | 25830 | 0.58 | 0.58 |  |  |  | Federally-Regulated Consumer Product |  | 2007-11-21
A O Smith Water Products | Apollo | A10 50 XRPDT L5 | Natural Gas | TRUE | TRUE | Non-Ozone-Depleting | FALSE | 50 | 80 |  | 65000 | 73 | 25830 | 0.58 | 0.58 |  |  |  | Federally-Regulated Consumer Product |  | 2007-11-21
A O Smith Water Products | Apollo | A10 50 YQRT L5 | Natural Gas | FALSE | TRUE | Non-Ozone-Depleting | FALSE | 50 | 93 |  | 65000 | 77 | 25830 | 0.58 | 0.58 |  |  |  | Federally-Regulated Consumer Product |  | 2007-11-21
A O Smith Water Products | Apollo | A10 50 YQVIT L2* 100 | Natural Gas | TRUE | FALSE | Non-Ozone-Depleting | FALSE | 50 | 83 |  | 50000 | 79 | 23048 | 0.65 | 0.58 |  |  |  | Federally-Regulated Consumer Product |  | 2011-11-30
A O Smith Water Products | Apollo | A10 50 YQVIT L5* 100 | Natural Gas | FALSE | FALSE | Non-Ozone-Depleting | FALSE | 50 | 114 |  | 62500 | 79 | 23048 | 0.65 | 0.58 |  |  |  | Federally-Regulated Consumer Product |  | 2011-11-30
A O Smith Water Products | Apollo | A10 50 YRRT L5 | Natural Gas | FALSE | TRUE | Non-Ozone-Depleting | FALSE | 50 | 93 |  | 65000 | 77 | 25830 | 0.58 | 0.58 |  |  |  | Federally-Regulated Consumer Product |  | 2011-11-30
A O Smith Water Products | Apollo | A10 50 YXRT L | Natural Gas | FALSE | TRUE | Non-Ozone-Depleting | FALSE | 50 | 97 |  | 40000 | 81 | 23780 | 0.63 | 0.58 |  |  |  | Federally-Regulated Consumer Product |  | 2007-11-21
A O Smith Water Products | Apollo | A6 50 XQPDT L5 | Natural Gas | TRUE | TRUE | Non-Ozone-Depleting | FALSE | 50 | 80 |  | 65000 | 73 | 25830 | 0.58 | 0.58 |  |  |  | Federally-Regulated Consumer Product |  | 2007-11-21
A O Smith Water Products | Apollo | A6 50 XRPDT L5 | Natural Gas | TRUE | TRUE | Non-Ozone-Depleting | FALSE | 50 | 80 |  | 65000 | 73 | 25830 | 0.58 | 0.58 |  |  |  | Federally-Regulated Consumer Product |  | 2007-11-21
A O Smith Water Products | Apollo | A6 50 YQRT L5 | Natural Gas | FALSE | TRUE | Non-Ozone-Depleting | FALSE | 50 | 93 |  | 65000 | 77 | 25830 | 0.58 | 0.58 |  |  |  | Federally-Regulated Consumer Product |  | 2011-11-30
A O Smith Water Products | Apollo | A6 50 YQVIT L2* 100 | Natural Gas | TRUE | FALSE | Non-Ozone-Depleting | FALSE | 50 | 83 |  | 50000 | 79 | 23048 | 0.65 | 0.58 |  |  |  | Federally-Regulated Consumer Product |  | 2011-11-30
A O Smith Water Products | Apollo | A6 50 YQVIT L5* 100 | Natural Gas | FALSE | FALSE | Non-Ozone-Depleting | FALSE | 50 | 114 |  | 62500 | 79 | 23048 | 0.65 | 0.58 |  |  |  | Federally-Regulated Consumer Product |  | 2011-11-30
A O Smith Water Products | Apollo | A6 50 YXRT L | Natural Gas | FALSE | TRUE | Non-Ozone-Depleting | FALSE | 50 | 97 |  | 40000 | 81 | 23780 | 0.63 | 0.58 |  |  |  | Federally-Regulated Consumer Product |  | 2007-11-21
A O Smith Water Products | American Water Heater Co. | FDG(1 thru 50)250S403NO*** 100 | Natural Gas | FALSE | TRUE |  | FALSE | 50 | 86 |  | 40000 | 85 |  | 0.67 | 0.58 |  |  |  | Federally-Regulated Consumer Product |  | 2013-07-18
Rheem | Rheem | 42V50SFM1 | Natural Gas | FALSE | TRUE |  | FALSE | 50 | 84 |  | 40000 | 76 | 25392 | 0.59 | 0.58 |  |  |  | Federally-Regulated Consumer Product |  | 2007-11-21
A O Smith Water Products | A.O. SMITH | FMD 50 300 | Natural Gas | FALSE | TRUE |  | TRUE | 50 | 77 |  | 38000 | 76 |  | 0.59 | 0.58 |  |  |  | Federally-Regulated Consumer Product |  | 2017-05-25
GSW Water Heating | Lochinvar Corp. | PRN050ST 40ES 200 | Natural Gas | TRUE | TRUE |  | FALSE | 50 | 93 |  | 45000 | 83 |  | 0.7 | 0.58 |  |  |  | Federally-Regulated Consumer Product |  | 2014-09-02
A O Smith Water Products | A O Smith Water Products | FMD 50 300 | Natural Gas | FALSE | TRUE |  | TRUE | 50 | 77 |  | 38000 | 76 |  | 0.59 | 0.58 |  |  |  | Federally-Regulated Consumer Product |  | 2014-02-04
Rheem | Ruud | PH2-50SPF | Natural Gas | FALSE | TRUE |  | FALSE | 50 | 84 |  | 40000 | 76 | 25392 | 0.59 | 0.58 |  |  |  | Federally-Regulated Consumer Product |  | 2007-11-21
Rheem | Rheem | 42V50SPF | Natural Gas | FALSE | TRUE |  | FALSE | 50 | 84 |  | 40000 | 76 | 25392 | 0.59 | 0.58 |  |  |  | Federally-Regulated Consumer Product |  | 2007-11-21
Bradford White Corporation | Bradford-White Corp. | PDX450S**FBN | Natural Gas | TRUE | TRUE |  | FALSE | 50 | 85 |  | 40000 | 78 |  | 0.67 | 0.58 |  |  |  | Federally-Regulated Consumer Product |  | 2012-06-11
A O Smith Water Products | A.O. SMITH | FMD-50-100 | Natural Gas | FALSE | FALSE |  | TRUE | 50 | 77 |  | 38000 | 76 |  | 0.59 | 0.58 |  |  |  | Federally-Regulated Consumer Product |  | 2017-05-25
A O Smith Water Products | A O Smith Water Products | FMD-50-100 | Natural Gas | FALSE | FALSE | Non-Ozone-Depleting | TRUE | 50 | 77 |  | 38000 | 76 | 25392 | 0.59 | 0.58 |  |  |  | Federally-Regulated Consumer Product |  | 2012-06-11
American Water Heater Co. | Sears | 153.5565 | Natural Gas | FALSE | TRUE |  | FALSE | 50 | 91 |  | 40000 | 78 |  | 0.6 | 0.58 |  |  |  | Federally-Regulated Consumer Product |  | 2015-10-01
GSW Water Heating | A O Smith Water Products | GPD 50 S19 200 | Natural Gas | TRUE | TRUE |  | FALSE | 50 | 93 |  | 45000 | 83 |  | 0.7 | 0.58 |  |  |  | Federally-Regulated Consumer Product |  | 2014-12-23
Rheem | Rheem | 24I50FDVX | Natural Gas | FALSE | TRUE |  | TRUE | 50 | 80 |  | 36000 | 80 |  | 0.6 | 0.58 |  |  |  | Federally-Regulated Consumer Product |  | 2014-12-23
American Water Heater Co. | U.S. Craftmaster | NG1(C¦F¦H¦J)5040T 400 | Natural Gas | FALSE | TRUE |  | FALSE | 50 | 82 |  | 40000 | 80 |  | 0.6 | 0.58 |  |  |  | Federally-Regulated Consumer Product |  | 2015-10-01
Rheem | Rheem | PROG50-38N RH58 DV | Natural Gas | FALSE | FALSE |  | FALSE | 50 | 80 |  | 38000 | 76 |  | 0.58 | 0.58 |  |  |  | Federally-Regulated Consumer Product |  | 2013-11-18
American Water Heater Co. | Reliance | 12 50UART 100 | Natural Gas | FALSE | TRUE | Non-Ozone-Depleting | FALSE | 50 | 75 |  | 40000 | 77 | 24969 | 0.6 | 0.58 |  |  |  | Federally-Regulated Consumer Product |  | 2011-09-27
Giant Factories¦ Inc. | Giant Factories¦ Inc. | UG50-65LFPDV-N1U-US | Natural Gas | TRUE | FALSE |  | FALSE | 50 | 106 |  | 65000 | 76 |  | 0.58 | 0.58 |  |  |  | Federally-Regulated Consumer Product |  | 2015-07-13
Rheem | Rheem | 42V50-40F | Natural Gas | TRUE | TRUE |  | FALSE | 50 | 82 |  | 40000 | 76 | 25830 | 0.58 | 0.58 |  |  |  | Federally-Regulated Consumer Product |  | 2009-04-22
A O Smith Water Products | A.O. SMITH | FMDV 50 250 | Natural Gas | FALSE | TRUE |  | TRUE | 50 | 74 |  | 40000 | 80 |  | 0.6 | 0.58 |  |  |  | Federally-Regulated Consumer Product |  | 2016-10-28
American Water Heater Co. | State | GS6 50 RCUT* 400 | Natural Gas | FALSE | TRUE |  | FALSE | 50 | 98 |  | 50000 | 80 |  | 0.6 | 0.58 |  |  |  | Federally-Regulated Consumer Product |  | 2015-10-01
Rheem | Rheem | PRO+G50-65N RU62 PDV | Natural Gas | TRUE | TRUE |  | FALSE | 50 | 111 |  | 65000 | 80 |  | 0.62 | 0.58 |  |  |  | Federally-Regulated Consumer Product |  | 2014-02-04
American Water Heater Co. | American Water Heater Co. | BFG1150S403NOV | Natural Gas | FALSE | FALSE |  | FALSE | 50 | 88 |  | 40000 | 76 |  | 0.58 | 0.58 |  |  |  | Federally-Regulated Consumer Product |  | 2011-09-27
American Water Heater Co. | U.S. Craftmaster | PDVG2J5060TN*** | Natural Gas | TRUE | TRUE | Non-Ozone-Depleting | FALSE | 50 | 87 |  | 60000 | 76 | 22699 | 0.66 | 0.58 |  |  |  | Federally-Regulated Consumer Product |  | 2008-04-14
Rheem Sales Co.¦ Inc. | Ruud | PVP50E2-E | Natural Gas | TRUE | TRUE |  | FALSE | 50 | 88 |  | 42000 | 82 |  | 0.67 | 0.58 |  |  |  | Federally-Regulated Consumer Product |  | 2015-10-01
Lochinvar¦ LLC. | Lochinvar Corp. | LVN 050 65 100 | Natural Gas | FALSE | FALSE |  | FALSE | 50 | 114 |  | 62500 | 79 |  | 0.65 | 0.58 |  |  |  | Federally-Regulated Consumer Product |  | 2011-11-30
A O Smith Water Products | A O Smith Water Products | FMG-50-100 | Natural Gas | FALSE | FALSE | Non-Ozone-Depleting | TRUE | 50 | 77 |  | 38000 | 76 | 24969 | 0.6 | 0.58 |  |  |  | Federally-Regulated Consumer Product |  | 2007-11-21
American Water Heater Co. | Whirlpool | DVG2F5042TN*** | Natural Gas | TRUE | TRUE | Non-Ozone-Depleting | FALSE | 50 | 70 |  | 42000 | 76 |  | 0.58 | 0.58 |  |  |  | Federally-Regulated Consumer Product |  | 2009-12-22
Rheem | Ruud | PH2DV50-38 | Natural Gas | FALSE | FALSE |  | FALSE | 50 | 85 |  | 38000 | 76 | 25830 | 0.58 | 0.58 |  |  |  | Federally-Regulated Consumer Product |  | 2009-04-22
Rheem | Rheem | XG50T12DU36U0 | Natural Gas | TRUE | TRUE |  | FALSE | 50 | 93 |  | 36000 | 83 |  | 0.68 | 0.58 |  |  |  | Federally-Regulated Consumer Product |  | 2014-05-07
GSW Water Heating | American Water Heater Co. | PDVG62-50T45-NVL 200 | Natural Gas | TRUE | TRUE |  | FALSE | 50 | 93 |  | 45000 | 83 |  | 0.7 | 0.58 |  |  |  | Federally-Regulated Consumer Product |  | 2015-01-05
GSW Water Heating | State Industries | GS 6 50YRVITL 200 | Natural Gas | TRUE | TRUE |  | FALSE | 50 | 96 |  | 50000 | 82 |  | 0.7 | 0.58 |  |  |  | Federally-Regulated Consumer Product |  | 2012-08-28
Rheem | Ruud | RUD PRO50-65F | Natural Gas | FALSE | TRUE |  | FALSE | 50 | 98 |  | 65000 | 76 | 25830 | 0.58 | 0.58 |  |  |  | Federally-Regulated Consumer Product |  | 2008-09-25
American Standard Water Heater Co. | Dura-Glass | G-50T-1-3-12 | Natural Gas | TRUE | TRUE | Non-Ozone-Depleting | FALSE | 50 | 86 |  | 40000 | 77.6 | 25780 | 0.58 | 0.58 |  |  |  | Federally-Regulated Consumer Product |  | 2010-04-30
GSW Water Heating | State Industries | GS 6 50YBPDTL 200 | Natural Gas | TRUE | TRUE |  | FALSE | 50 | 93 |  | 45000 | 83 |  | 0.7 | 0.58 |  |  |  | Federally-Regulated Consumer Product |  | 2014-12-23
American Water Heater Co. | U.S. Craftmaster | 50T(3¦6¦9¦12)-40UNG 400 | Natural Gas | FALSE | TRUE |  | FALSE | 50 | 91 |  | 40000 | 78 |  | 0.6 | 0.58 |  |  |  | Federally-Regulated Consumer Product |  | 2015-04-10
American Water Heater Co. | Sears | 153.5595 | Natural Gas | FALSE | TRUE |  | FALSE | 50 | 91 |  | 40000 | 78 |  | 0.6 | 0.58 |  |  |  | Federally-Regulated Consumer Product |  | 2015-10-01
American Water Heater Co. | American Water Heater Co. | PGC10 50-199-3NV | Natural Gas | FALSE |  | Ozone-Depleting | FALSE | 50 |  | 3 | 199000 | 97 | 176 | 0.85 | 0.53 |  |  |  | Non Federally-Regulated |  | 2004-05-14
American Water Heater Co. | U.S. Craftmaster | BFG2F5040T3N0H*** | Natural Gas | FALSE | TRUE |  | FALSE | 50 | 80 |  | 40000 | 76 | 24164 | 0.62 | 0.58 |  |  |  | Federally-Regulated Consumer Product |  | 2010-03-16
American Standard Water Heater Co. | Dura-Glass | G-50T-2-3-12 | Natural Gas | TRUE | TRUE | Non-Ozone-Depleting | FALSE | 50 | 78 |  | 40000 | 78.2 | 24399 | 0.62 | 0.58 |  |  |  | Federally-Regulated Consumer Product |  | 2010-05-26
Rheem Sales Co.¦ Inc. | Rheem | PROPG50-36U RH68 PD | Natural Gas | TRUE | TRUE |  | FALSE | 50 | 93 |  | 36000 | 83 |  | 0.68 | 0.58 |  |  |  | Federally-Regulated Consumer Product |  | 2015-10-01
Bradford White Corporation | Bradford-White Corp. | M-4-50S***N-12 | Natural Gas | FALSE | FALSE |  | FALSE | 50 | 85 |  | 40000 | 80 | 24164 | 0.62 | 0.58 |  |  |  | Federally-Regulated Consumer Product |  | 2007-11-21
A O Smith Water Products | American Water Heater Co. | FVG12250S403NOV***300 | Natural Gas | FALSE | TRUE |  | FALSE | 50 | 93 |  | 40000 | 78 |  | 0.61 | 0.58 |  |  |  | Federally-Regulated Consumer Product |  | 2013-11-14
A O Smith Water Products | American Water Heater Co. | FVG6250S403NOV***300 | Natural Gas | FALSE | TRUE |  | FALSE | 50 | 93 |  | 40000 | 78 |  | 0.61 | 0.58 |  |  |  | Federally-Regulated Consumer Product |  | 2013-11-14
Lochinvar¦ LLC. | Lochinvar Corp. | LVN 050 50ST 100 | Natural Gas | TRUE | FALSE |  | FALSE | 50 | 83 |  | 50000 | 79 |  | 0.65 | 0.58 |  |  |  | Federally-Regulated Consumer Product |  | 2011-11-30
A O Smith Water Products | American | G(6¦10)2 50T50(L) 400 | Natural Gas | FALSE | TRUE |  | FALSE | 50 | 92 |  | 50000 | 80 |  | 0.6 | 0.58 |  |  |  | Federally-Regulated Consumer Product |  | 2015-10-01
A O Smith Water Products | American Water Heater Co. | G(6¦10)2 50T50(L) 400 | Natural Gas | FALSE | TRUE |  | FALSE | 50 | 92 |  | 50000 | 80 |  | 0.6 | 0.58 |  |  |  | Federally-Regulated Consumer Product |  | 2015-04-10
A O Smith Water Products | American Water Heater Co. | G(6¦10)250S40 400 | Natural Gas | FALSE | TRUE |  | FALSE | 50 | 93 |  | 40000 | 80 |  | 0.6 | 0.58 |  |  |  | Federally-Regulated Consumer Product |  | 2015-04-10
American Water Heater Co. | U.S. Craftmaster | 50T(3¦6¦9¦12)-40NG 400 | Natural Gas | FALSE | TRUE |  | FALSE | 50 | 82 |  | 40000 | 80 |  | 0.6 | 0.58 |  |  |  | Federally-Regulated Consumer Product |  | 2015-04-10
A O Smith Water Products | American | G(6¦10)250S40 400 | Natural Gas | FALSE | TRUE |  | FALSE | 50 | 93 |  | 40000 | 80 |  | 0.61 | 0.58 |  |  |  | Federally-Regulated Consumer Product |  | 2015-10-01
American Water Heater Co. | American Water Heater Co. | PGC5 50-199-3NV | Natural Gas | FALSE |  | Ozone-Depleting | FALSE | 50 |  | 3 | 199000 | 97 | 176 | 0.85 | 0.53 |  |  |  | Non Federally-Regulated |  | 2004-05-14
Rheem | Rheem | XG50T09HN36U0 | Natural Gas | FALSE | TRUE |  | FALSE | 50 | 87 |  | 36000 | 76 |  | 0.62 | 0.58 |  |  |  | Federally-Regulated Consumer Product |  | 2014-09-02
American Water Heater Co. | Whirlpool | PDVG2F5060TN*** | Natural Gas | TRUE | TRUE | Non-Ozone-Depleting | FALSE | 50 | 87 |  | 60000 | 76 |  | 0.66 | 0.58 |  |  |  | Federally-Regulated Consumer Product |  | 2009-12-22
Bradford White Corporation | Bradford-White Corp. | M1TW50S**FBN(A)-478 | Natural Gas | TRUE | TRUE | Non-Ozone-Depleting | FALSE | 50 | 86 |  | 40000 | 80 | 23408 | 0.64 | 0.58 |  |  |  | Federally-Regulated Consumer Product |  | 2009-05-06
A O Smith Water Products | A.O. SMITH | G12-UFDT5040NV 100 | Natural Gas | TRUE | TRUE |  | FALSE | 50 | 90 |  | 40000 | 80 |  | 0.67 | 0.58 |  |  |  | Federally-Regulated Consumer Product |  | 2017-03-24
American Water Heater Co. | Whirlpool | PVG2J5042TN*** | Natural Gas | TRUE | TRUE | Non-Ozone-Depleting | FALSE | 50 | 81 |  | 42000 | 76 |  | 0.66 | 0.58 |  |  |  | Federally-Regulated Consumer Product |  | 2009-12-22
Rheem | Rheem | 6G50-36NE2 | Natural Gas | TRUE | TRUE |  | FALSE | 50 | 93 |  | 36000 | 83 |  | 0.68 | 0.58 |  |  |  | Federally-Regulated Consumer Product |  | 2011-09-27
Rheem | Rheem | 22I50FDVX | Natural Gas | TRUE | FALSE |  | TRUE | 50 | 78 |  | 36000 | 76 | 25392 | 0.59 | 0.58 |  |  |  | Federally-Regulated Consumer Product |  | 2008-09-25
Rheem | Rheem | RU PDV50-65 | Natural Gas | TRUE | TRUE |  | FALSE | 50 | 111 |  | 65000 | 80 | 24164 | 0.62 | 0.58 |  |  |  | Federally-Regulated Consumer Product |  | 2010-03-16
American Water Heater Co. | American Water Heater Co. | DVG122-50T42-N*** | Natural Gas | FALSE | TRUE | Non-Ozone-Depleting | FALSE | 50 | 70 |  | 42000 | 76 | 25830 | 0.58 | 0.58 |  |  |  | Federally-Regulated Consumer Product |  | 2007-11-21
American Water Heater Co. | Whirlpool | 50T12-40DNG | Natural Gas | TRUE | TRUE |  | FALSE | 50 | 81 |  | 40000 | 79 |  | 0.67 | 0.58 |  |  |  | Federally-Regulated Consumer Product |  | 2015-10-01
Rheem Sales Co.¦ Inc. | Rheem | 22DV50F | Natural Gas | TRUE | FALSE |  | FALSE | 50 | 80 |  | 38000 | 76 |  | 0.58 | 0.58 |  |  |  | Federally-Regulated Consumer Product |  | 2015-10-01
A.O. Smith (McBee) | American Water Heater Co. | G62 50S40 250 | Natural Gas | FALSE | TRUE |  | FALSE | 50 | 89 |  | 40000 | 77 |  | 0.6 | 0.6 |  |  |  | Federally-Regulated Consumer Product |  | 2015-07-06
A O Smith Water Products | American | G62 50S40 250 | Natural Gas | FALSE | TRUE |  | FALSE | 50 | 89 |  | 40000 | 77 |  | 0.6 | 0.58 |  |  |  | Federally-Regulated Consumer Product |  | 2015-10-01
A O Smith Water Products | American | G62 50T40 250 | Natural Gas | FALSE | TRUE |  | FALSE | 50 | 86 |  | 40000 | 76 |  | 0.6 | 0.58 |  |  |  | Federally-Regulated Consumer Product |  | 2015-10-01
A O Smith Water Products | American Water Heater Co. | G62 50T40 250 | Natural Gas | FALSE | TRUE |  | FALSE | 50 | 86 |  | 40000 | 76 |  | 0.6 | 0.58 |  |  |  | Federally-Regulated Consumer Product |  | 2015-04-10
Rheem | Rheem | PVP50E2-E | Natural Gas | TRUE | TRUE |  | FALSE | 50 | 88 |  | 42000 | 82 |  | 0.67 | 0.58 |  |  |  | Federally-Regulated Consumer Product |  | 2012-11-16
A O Smith Water Products | American | G62 50T60(L) 250 | Natural Gas | FALSE | TRUE |  | FALSE | 50 | 98 |  | 60000 | 80 |  | 0.6 | 0.58 |  |  |  | Federally-Regulated Consumer Product |  | 2015-10-01
A.O. Smith (McBee) | American Water Heater Co. | G62 50T60(L) 250 | Natural Gas | FALSE | TRUE |  | FALSE | 50 | 98 |  | 60000 | 80 |  | 0.6 | 0.6 |  |  |  | Federally-Regulated Consumer Product |  | 2015-07-06
American Water Heater Co. | Whirlpool | DVG2H5042TN*** | Natural Gas | TRUE | TRUE | Non-Ozone-Depleting | FALSE | 50 | 70 |  | 42000 | 76 |  | 0.58 | 0.58 |  |  |  | Federally-Regulated Consumer Product |  | 2009-12-22
GSW Water Heating | American Water Heater Co. | PVG62-50T50-NVS | Natural Gas | TRUE | TRUE |  | FALSE | 50 | 96 |  | 50000 | 82 |  | 0.7 | 0.58 |  |  |  | Federally-Regulated Consumer Product |  | 2012-08-28
Bradford White Corporation | Lochinvar Corp. | LTN050G | Natural Gas | FALSE | FALSE |  | FALSE | 50 | 80 |  | 40000 | 78 | 25830 | 0.58 | 0.58 |  |  |  | Federally-Regulated Consumer Product |  | 2007-11-21
A O Smith Water Products | A.O. SMITH | G6-S5040NV 400 | Natural Gas | FALSE | TRUE |  | FALSE | 50 | 93 |  | 40000 | 80 |  | 0.61 | 0.58 |  |  |  | Federally-Regulated Consumer Product |  | 2017-05-10
A O Smith Water Products | A.O. SMITH | G6-T5050NV 400 | Natural Gas | FALSE | TRUE |  | FALSE | 50 | 92 |  | 50000 | 80 |  | 0.6 | 0.58 |  |  |  | Federally-Regulated Consumer Product |  | 2017-05-10
A O Smith Water Products | American | G82 50S40 400 | Natural Gas | FALSE | TRUE |  | FALSE | 50 | 93 |  | 40000 | 80 |  | 0.61 | 0.58 |  |  |  | Federally-Regulated Consumer Product |  | 2016-12-22
Rheem | Ruud | PH2-50-65F | Natural Gas | FALSE | TRUE |  | FALSE | 50 | 98 |  | 65000 | 76 | 25830 | 0.58 | 0.58 |  |  |  | Federally-Regulated Consumer Product |  | 2008-09-25
A O Smith Water Products | American | G82 50T50(L) 400 | Natural Gas | FALSE | TRUE |  | FALSE | 50 | 92 |  | 50000 | 80 |  | 0.6 | 0.58 |  |  |  | Federally-Regulated Consumer Product |  | 2016-12-22
Rheem | Richmond | 6V50FT | Natural Gas | TRUE | TRUE |  | TRUE | 50 | 65 |  | 38000 | 76 | 25830 | 0.58 | 0.58 |  |  |  | Federally-Regulated Consumer Product |  | 2008-10-20
Rheem Sales Co.¦ Inc. | Richmond | 6GDV50F | Natural Gas | FALSE | FALSE |  | FALSE | 50 | 80 |  | 38000 | 76 |  | 0.58 | 0.58 |  |  |  | Federally-Regulated Consumer Product |  | 2015-10-01
American Water Heater Co. | Sears¦ Roebuck¦ & Co. | 153.3302 | Natural Gas | FALSE | TRUE | Non-Ozone-Depleting | FALSE | 50 | 75 |  | 40000 | 77 | 25830 | 0.58 | 0.58 |  |  |  | Federally-Regulated Consumer Product |  | 2011-02-17
Rheem | Rheem | 6G50V-36FN | Natural Gas | FALSE | TRUE |  | FALSE | 50 | 91 |  | 36000 | 76 |  | 0.62 | 0.58 |  |  |  | Federally-Regulated Consumer Product |  | 2011-09-27
American Water Heater Co. | U.S. Craftmaster | BFG2F5040T3N*** | Natural Gas | FALSE | TRUE | Non-Ozone-Depleting | FALSE | 50 | 80 |  | 40000 | 76 | 24164 | 0.62 | 0.58 |  |  |  | Federally-Regulated Consumer Product |  | 2007-11-21
American Water Heater Co. | Whirlpool | PDVG2F5042TN*** | Natural Gas | TRUE | TRUE | Non-Ozone-Depleting | FALSE | 50 | 81 |  | 42000 | 76 |  | 0.66 | 0.58 |  |  |  | Federally-Regulated Consumer Product |  | 2009-12-22
Bradford White Corporation | Bradford-White Corp. | M-4-50S**FBN2 | Natural Gas | FALSE | FALSE |  | FALSE | 50 | 85 |  | 40000 | 78 | 24164 | 0.62 | 0.58 |  |  |  | Federally-Regulated Consumer Product |  | 2007-11-21
Rheem | Rheem | 22DV50-40(N) | Natural Gas | FALSE | FALSE |  | FALSE | 50 | 85 |  | 40000 | 76 | 25830 | 0.58 | 0.58 |  |  |  | Federally-Regulated Consumer Product |  | 2009-04-22
Rheem | Richmond | 6G50-40FN | Natural Gas | FALSE | TRUE | Non-Ozone-Depleting | FALSE | 50 | 91 |  | 40000 | 76 | 25830 | 0.58 | 0.58 |  |  |  | Federally-Regulated Consumer Product |  | 2008-04-14
Rheem Sales Co.¦ Inc. | Ruud | PROG50-42N RU67 PV | Natural Gas | TRUE | TRUE |  | FALSE | 50 | 87 |  | 42000 | 82 |  | 0.67 | 0.58 |  |  |  | Federally-Regulated Consumer Product |  | 2015-10-01
American Standard Water Heater Co. | Dura-Glass | G-50T-1-4-12 | Natural Gas | TRUE | TRUE | Non-Ozone-Depleting | FALSE | 50 | 90 |  | 48000 | 79.3 | 25710 | 0.58 | 0.58 |  |  |  | Federally-Regulated Consumer Product |  | 2010-04-30
Rheem | Rheem | PROG50-42N RU67 PV | Natural Gas | TRUE | TRUE |  | FALSE | 50 | 68 |  | 42000 | 82 |  | 0.67 | 0.58 |  |  |  | Federally-Regulated Consumer Product |  | 2014-02-04
Bradford White Corporation | Bradford-White Corp. | U4TW50T**FRN(A) | Natural Gas | TRUE | TRUE |  | FALSE | 50 | 86 |  | 40000 | 78 |  | 0.67 | 0.58 |  |  |  | Federally-Regulated Consumer Product |  | 2015-03-24
Bradford White Corporation | Bradford-White Corp. | M4503*FBN(B) | Natural Gas | FALSE | TRUE | Non-Ozone-Depleting | FALSE | 50 | 86 |  | 40000 | 79 | 24164 | 0.62 | 0.58 |  |  |  | Federally-Regulated Consumer Product |  | 2007-11-21
Rheem | Rheem | 6GR50PVE2-42E | Natural Gas | TRUE | TRUE |  | FALSE | 50 | 88 |  | 42000 | 82 |  | 0.67 | 0.58 |  |  |  | Federally-Regulated Consumer Product |  | 2012-11-16
A O Smith Water Products | State Industries | GC1 50 YORT | Natural Gas | FALSE | TRUE | Non-Ozone-Depleting | FALSE | 50 | 73 |  | 32000 | 73 | 25830 | 0.58 | 0.58 |  |  |  | Federally-Regulated Consumer Product |  | 2007-11-21
American Water Heater Co. | Whirlpool | PVG2H5042TN*** | Natural Gas | TRUE | TRUE | Non-Ozone-Depleting | FALSE | 50 | 81 |  | 42000 | 76 |  | 0.66 | 0.58 |  |  |  | Federally-Regulated Consumer Product |  | 2009-12-22
American Water Heater Co. | Whirlpool | PDVG2J5042TN*** | Natural Gas | TRUE | TRUE | Non-Ozone-Depleting | FALSE | 50 | 81 |  | 42000 | 76 |  | 0.66 | 0.58 |  |  |  | Federally-Regulated Consumer Product |  | 2009-12-22
American Water Heater Co. | A O Smith Water Products | GCNT 50 | Natural Gas | FALSE | TRUE |  | FALSE | 50 | 90 |  | 50000 | 78 |  | 0.59 | 0.58 |  |  |  | Federally-Regulated Consumer Product |  | 2012-08-11
American Water Heater Co. | American Water Heater Co. | GU(3¦6¦9¦10¦12)150T40 400 | Natural Gas | FALSE | TRUE |  | FALSE | 50 | 91 |  | 40000 | 78 |  | 0.6 | 0.58 |  |  |  | Federally-Regulated Consumer Product |  | 2015-04-10
Rheem | Rheem | RHGPRO50-50F | Natural Gas | FALSE | TRUE |  | FALSE | 50 | 81 |  | 50000 | 76 | 25830 | 0.58 | 0.58 |  |  |  | Federally-Regulated Consumer Product |  | 2009-04-22
Rheem | Rheem | PG50T09HVG00 | Natural Gas | FALSE | TRUE |  | FALSE | 50 | 82 |  | 40000 | 76 | 25830 | 0.58 | 0.58 |  |  |  | Federally-Regulated Consumer Product |  | 2009-04-22
Rheem | Ruud | PH2-50SPROPF | Natural Gas | FALSE | TRUE |  | FALSE | 50 | 84 |  | 40000 | 76 | 25392 | 0.59 | 0.58 |  |  |  | Federally-Regulated Consumer Product |  | 2007-11-21
Rheem Sales Co.¦ Inc. | Rheem | XG50T09HN36U0 | Natural Gas | FALSE | TRUE |  | FALSE | 50 | 87 |  | 36000 | 76 |  | 0.62 | 0.58 |  |  |  | Federally-Regulated Consumer Product |  | 2015-10-01
A O Smith Water Products | A.O. SMITH | GCF 50 100 | Natural Gas | TRUE | TRUE |  | FALSE | 50 | 81 |  | 40000 | 79 |  | 0.67 | 0.58 |  |  |  | Federally-Regulated Consumer Product |  | 2017-05-25
American Water Heater Co. | American Water Heater Co. | BFG8150S403NOV | Natural Gas | FALSE | FALSE |  | FALSE | 50 | 88 |  | 40000 | 76 |  | 0.58 | 0.58 |  |  |  | Federally-Regulated Consumer Product |  | 2011-09-27
American Water Heater Co. | Whirlpool | PDVG2H5042TN*** | Natural Gas | TRUE | TRUE | Non-Ozone-Depleting | FALSE | 50 | 81 |  | 42000 | 76 |  | 0.66 | 0.58 |  |  |  | Federally-Regulated Consumer Product |  | 2009-12-22
A O Smith Water Products | A.O. SMITH | GCFL 50 100 | Natural Gas | FALSE | TRUE |  | FALSE | 50 | 86 |  | 40000 | 85 |  | 0.67 | 0.58 |  |  |  | Federally-Regulated Consumer Product |  | 2017-05-25
A O Smith Water Products | A O Smith Water Products | GCFL 50 100 | Natural Gas | FALSE | TRUE |  | FALSE | 50 | 86 |  | 40000 | 85 |  | 0.67 | 0.58 |  |  |  | Federally-Regulated Consumer Product |  | 2013-07-18
Bradford White Corporation | Bradford-White Corp. | DS150S***N15-ATO******* | Natural Gas | FALSE | TRUE |  | FALSE | 50 | 88 |  | 42000 | 80 | 25830 | 0.58 | 0.58 |  |  |  | Federally-Regulated Consumer Product |  | 2007-11-21
GSW Water Heating | A O Smith Water Products | GPDT 50 *** 200 | Natural Gas | TRUE | TRUE |  | FALSE | 50 | 93 |  | 45000 | 83 |  | 0.7 | 0.58 |  |  |  | Federally-Regulated Consumer Product |  | 2015-01-05
Bradford White Corporation | Bradford-White Corp. | DS150S***N15 | Natural Gas | FALSE | TRUE |  | FALSE | 50 | 88 |  | 42000 | 80 | 25830 | 0.58 | 0.58 |  |  |  | Federally-Regulated Consumer Product |  | 2007-11-21
American Standard Water Heater Co. | Dura-Glass | GR-50T-1-3-6 | Natural Gas | TRUE | TRUE | Non-Ozone-Depleting | FALSE | 50 | 86 |  | 40000 | 77.6 | 25780 | 0.58 | 0.58 |  |  |  | Federally-Regulated Consumer Product |  | 2010-04-30
American Water Heater Co. | U.S. Craftmaster | DVG2H5042TN*** | Natural Gas | FALSE | TRUE | Non-Ozone-Depleting | FALSE | 50 | 70 |  | 42000 | 76 | 25830 | 0.58 | 0.58 |  |  |  | Federally-Regulated Consumer Product |  | 2007-11-21
Rheem | Rheem | PRO+G50-36U RU68 | Natural Gas | TRUE | TRUE |  | FALSE | 50 | 93 |  | 36000 | 83 |  | 0.68 | 0.58 |  |  |  | Federally-Regulated Consumer Product |  | 2014-02-04
American Water Heater Co. | U.S. Craftmaster | DVG2F5042TN*** | Natural Gas | FALSE | TRUE | Non-Ozone-Depleting | FALSE | 50 | 70 |  | 42000 | 76 | 25830 | 0.58 | 0.58 |  |  |  | Federally-Regulated Consumer Product |  | 2007-11-21
American Water Heater Co. | A.O. SMITH | GURT 50(L) 400 | Natural Gas | FALSE | TRUE |  | FALSE | 50 | 98 |  | 50000 | 80 |  | 0.6 | 0.58 |  |  |  | Federally-Regulated Consumer Product |  | 2015-10-01
A O Smith Water Products | A.O. SMITH | GCR 50 250 | Natural Gas | FALSE | TRUE |  | FALSE | 50 | 86 |  | 40000 | 76 |  | 0.6 | 0.58 |  |  |  | Federally-Regulated Consumer Product |  | 2017-05-25
A O Smith Water Products | A O Smith Water Products | GCR 50 250 | Natural Gas | FALSE | TRUE |  | FALSE | 50 | 86 |  | 40000 | 76 |  | 0.6 | 0.58 |  |  |  | Federally-Regulated Consumer Product |  | 2015-04-10
Bradford White Corporation | Bradford-White Corp. | M4503***N-11 | Natural Gas | FALSE | TRUE | Non-Ozone-Depleting | FALSE | 50 | 86 |  | 40000 | 79 | 24164 | 0.62 | 0.58 |  |  |  | Federally-Regulated Consumer Product |  | 2009-04-22
Rheem | Ruud | RUGPRO50-40HF | Natural Gas | FALSE | TRUE |  | FALSE | 50 | 83 |  | 40000 | 76 | 24164 | 0.62 | 0.58 |  |  |  | Federally-Regulated Consumer Product |  | 2009-04-22
American Water Heater Co. | Whirlpool | BFG1F5050T4N*** | Natural Gas | TRUE | TRUE | Non-Ozone-Depleting | FALSE | 50 | 87 |  | 50000 | 76 |  | 0.58 | 0.58 |  |  |  | Federally-Regulated Consumer Product |  | 2009-12-22
A O Smith Water Products | A.O. SMITH | GCRL 50 250 | Natural Gas | FALSE | TRUE |  | FALSE | 50 | 89 |  | 40000 | 77 |  | 0.6 | 0.58 |  |  |  | Federally-Regulated Consumer Product |  | 2017-05-25
A.O. Smith (McBee) | A O Smith Water Products | GCRL 50 250 | Natural Gas | FALSE | TRUE |  | FALSE | 50 | 89 |  | 40000 | 77 |  | 0.6 | 0.6 |  |  |  | Federally-Regulated Consumer Product |  | 2015-07-06
A O Smith Water Products | A.O. SMITH | GCRL 50 400 | Natural Gas | FALSE | TRUE |  | FALSE | 50 | 93 |  | 40000 | 80 |  | 0.61 | 0.58 |  |  |  | Federally-Regulated Consumer Product |  | 2017-05-25
A O Smith Water Products | A O Smith Water Products | GCRL 50 400 | Natural Gas | FALSE | TRUE |  | FALSE | 50 | 93 |  | 40000 | 80 |  | 0.61 | 0.6 |  |  |  | Federally-Regulated Consumer Product |  | 2015-07-10
American Water Heater Co. | Sears Brand Management Corp. | 153.3307 | Natural Gas | FALSE | TRUE |  | FALSE | 50 | 75 |  | 40000 | 77 |  | 0.58 | 0.58 |  |  |  | Federally-Regulated Consumer Product |  | 2011-11-30
American Water Heater Co. | Whirlpool | UG2J5040T3N*** | Natural Gas | TRUE | TRUE | Non-Ozone-Depleting | FALSE | 50 | 75 |  | 40000 | 77 |  | 0.6 | 0.58 |  |  |  | Federally-Regulated Consumer Product |  | 2009-12-22
American Water Heater Co. | Reliance | 9 50 UKRT | Natural Gas | FALSE | TRUE | Non-Ozone-Depleting | FALSE | 50 | 75 |  | 40000 | 77 | 24969 | 0.6 | 0.58 |  |  |  | Federally-Regulated Consumer Product |  | 2011-09-27
American Water Heater Co. | American Water Heater Co. | PVG6250T60N*** | Natural Gas | TRUE | TRUE | Non-Ozone-Depleting | FALSE | 50 | 90 |  | 60000 | 76 | 22699 | 0.66 | 0.58 |  |  |  | Federally-Regulated Consumer Product |  | 2008-04-14
Bradford White Corporation | Lochinvar Corp. | XVN051G | Natural Gas | TRUE | TRUE |  | FALSE | 50 | 80 |  | 40000 | 80 | 24164 | 0.62 | 0.58 |  |  |  | Federally-Regulated Consumer Product |  | 2007-11-21
Rheem | Rheem | 42VR50-40F | Natural Gas | FALSE | TRUE |  | FALSE | 50 | 83 |  | 40000 | 76 | 24164 | 0.62 | 0.58 |  |  |  | Federally-Regulated Consumer Product |  | 2009-04-22
American Water Heater Co. | U.S. Craftmaster | PVG2F5042TN*** | Natural Gas | TRUE | TRUE | Non-Ozone-Depleting | FALSE | 50 | 81 |  | 42000 | 76 | 22699 | 0.66 | 0.58 |  |  |  | Federally-Regulated Consumer Product |  | 2008-04-14
Rheem | Rheem | PROG50-42N RU67 PVE | Natural Gas | TRUE | TRUE |  | FALSE | 50 | 88 |  | 42000 | 82 |  | 0.67 | 0.58 |  |  |  | Federally-Regulated Consumer Product |  | 2014-02-04
Bradford White Corporation | Bradford-White Corp. | RG2D50S*N | Natural Gas | TRUE | TRUE |  | FALSE | 50 | 86 |  | 40000 | 78 |  | 0.67 | 0.6 |  |  |  | Federally-Regulated Consumer Product |  | 2015-07-06
A O Smith Water Products | A.O. SMITH | GCV 50 200 | Natural Gas | FALSE | TRUE |  | FALSE | 50 | 88 |  | 40000 | 76 |  | 0.58 | 0.58 |  |  |  | Federally-Regulated Consumer Product |  | 2017-05-25
A O Smith Water Products | A.O. SMITH | GCV 50 300 | Natural Gas | FALSE | TRUE |  | FALSE | 50 | 88 |  | 40000 | 76 |  | 0.58 | 0.58 |  |  |  | Federally-Regulated Consumer Product |  | 2017-05-25
A O Smith Water Products | A O Smith Water Products | GCV 50 300 | Natural Gas | FALSE | TRUE |  | FALSE | 50 | 88 |  | 40000 | 76 |  | 0.58 | 0.58 |  |  |  | Federally-Regulated Consumer Product |  | 2015-07-13
American Water Heater Co. | Sears Brand Management Corp. | 153.5525 | Natural Gas | FALSE | TRUE |  | FALSE | 50 | 91 |  | 40000 | 78 |  | 0.6 | 0.58 |  |  |  | Federally-Regulated Consumer Product |  | 2015-04-10
American Water Heater Co. | American Water Heater Co. | UG6250T403N*** | Natural Gas | FALSE | TRUE | Non-Ozone-Depleting | FALSE | 50 | 75 |  | 40000 | 77 | 24969 | 0.6 | 0.58 |  |  |  | Federally-Regulated Consumer Product |  | 2011-09-27
Rheem Sales Co.¦ Inc. | Rheem | XG50S12DM40U0W | Natural Gas | FALSE | TRUE |  | FALSE | 50 | 89 |  | 40000 | 79 |  | 0.67 | 0.58 |  |  |  | Federally-Regulated Consumer Product |  | 2015-10-01
Rheem | Rheem | GG50T06HVG00 | Natural Gas | FALSE | TRUE |  | FALSE | 50 | 82 |  | 40000 | 76 | 25830 | 0.58 | 0.58 |  |  |  | Federally-Regulated Consumer Product |  | 2009-04-22
GSW Water Heating | Lochinvar Corp. | PRN050 45ES 200 | Natural Gas | TRUE | TRUE |  | FALSE | 50 | 93 |  | 45000 | 83 |  | 0.7 | 0.58 |  |  |  | Federally-Regulated Consumer Product |  | 2015-01-05
A O Smith Water Products | A O Smith Water Products | GCV-50-100 | Natural Gas | FALSE | TRUE | Non-Ozone-Depleting | FALSE | 50 | 91 |  | 40000 | 76 | 25830 | 0.58 | 0.58 |  |  |  | Federally-Regulated Consumer Product |  | 2007-11-21
American Water Heater Co. | State Industries | GS6 50UBRT 200 | Natural Gas | FALSE | TRUE |  | FALSE | 50 | 75 |  | 40000 | 77 |  | 0.58 | 0.58 |  |  |  | Federally-Regulated Consumer Product |  | 2011-11-30
Rheem | Rheem | 22V50 PROF | Natural Gas | FALSE | TRUE |  | FALSE | 50 | 90 |  | 38000 | 76 | 25830 | 0.58 | 0.58 |  |  |  | Federally-Regulated Consumer Product |  | 2009-04-22
GSW Water Heating | Lochinvar Corp. | PRN050 65ESST 200 | Natural Gas | TRUE | TRUE |  | FALSE | 50 | 115 |  | 62000 | 87 |  | 0.71 | 0.58 |  |  |  | Federally-Regulated Consumer Product |  | 2015-01-05
A O Smith Water Products | A O Smith Water Products | GCV-50T-100 | Natural Gas | FALSE | TRUE | Non-Ozone-Depleting | FALSE | 50 | 91 |  | 40000 | 76 | 25830 | 0.58 | 0.58 |  |  |  | Federally-Regulated Consumer Product |  | 2007-11-21
American Water Heater Co. | Whirlpool | BFG1H5040T3N*** | Natural Gas | TRUE | TRUE | Non-Ozone-Depleting | FALSE | 50 | 80 |  | 40000 | 76 |  | 0.58 | 0.58 |  |  |  | Federally-Regulated Consumer Product |  | 2009-12-22
Rheem | Rheem | SG50T12HVH00 | Natural Gas | FALSE | TRUE |  | FALSE | 50 | 82 |  | 40000 | 76 | 25830 | 0.58 | 0.58 |  |  |  | Federally-Regulated Consumer Product |  | 2009-04-22
American Water Heater Co. | American Water Heater Co. | BFG12150T403N*** | Natural Gas | FALSE | TRUE | Non-Ozone-Depleting | FALSE | 50 | 80 |  | 40000 | 76 | 25830 | 0.58 | 0.58 |  |  |  | Federally-Regulated Consumer Product |  | 2007-11-21
Bradford White Corporation | Bradford-White Corp. | M4503**FBN(B) | Natural Gas | FALSE | TRUE | Non-Ozone-Depleting | FALSE | 50 | 86 |  | 40000 | 79 | 24164 | 0.62 | 0.58 |  |  |  | Federally-Regulated Consumer Product |  | 2009-04-22
Rheem | Richmond | 9G50-40HF | Natural Gas | FALSE | TRUE |  | FALSE | 50 | 82 |  | 40000 | 76 | 25830 | 0.58 | 0.58 |  |  |  | Federally-Regulated Consumer Product |  | 2009-04-22
Bradford White Corporation | Bradford-White Corp. | RG1D50T*N | Natural Gas | TRUE | TRUE |  | FALSE | 50 | 89 |  | 40000 | 79 |  | 0.6 | 0.6 |  |  |  | Federally-Regulated Consumer Product |  | 2015-07-06
American Water Heater Co. | State Industries | GS6 50 UBRT | Natural Gas | FALSE | TRUE | Non-Ozone-Depleting | FALSE | 50 | 75 |  | 40000 | 77 | 25830 | 0.58 | 0.58 |  |  |  | Federally-Regulated Consumer Product |  | 2011-11-30
Rheem Sales Co.¦ Inc. | Rheem | 43VP50SE2-E | Natural Gas | TRUE | TRUE |  | FALSE | 50 | 87 |  | 36000 | 80 |  | 0.67 | 0.58 |  |  |  | Federally-Regulated Consumer Product |  | 2015-10-01
GSW Water Heating | State Industries | GS6 50 YRDS 300 | Natural Gas | FALSE | TRUE |  | FALSE | 50 | 92 |  | 47000 | 81 |  | 0.61 | 0.58 |  |  |  | Federally-Regulated Consumer Product |  | 2014-05-07
American Standard Water Heater Co. | Dura-Glass | GR-50L-1-3-12 | Natural Gas | TRUE | TRUE | Non-Ozone-Depleting | FALSE | 50 | 73 |  | 40000 | 78.1 | 24980 | 0.59 | 0.58 |  |  |  | Federally-Regulated Consumer Product |  | 2010-04-30
GSW Water Heating | A O Smith Water Products | GDVT 50 300 | Natural Gas | FALSE | TRUE |  | FALSE | 50 | 92 |  | 47000 | 81 |  | 0.61 | 0.58 |  |  |  | Federally-Regulated Consumer Product |  | 2014-05-07
Rheem | Rheem | PRO+G50-65N RH62 PDV | Natural Gas | TRUE | TRUE |  | FALSE | 50 | 111 |  | 65000 | 80 |  | 0.62 | 0.58 |  |  |  | Federally-Regulated Consumer Product |  | 2013-11-18
A O Smith Water Products | A O Smith Water Products | GCVL 50 300 | Natural Gas | FALSE | TRUE |  | FALSE | 50 | 93 |  | 40000 | 78 |  | 0.61 | 0.58 |  |  |  | Federally-Regulated Consumer Product |  | 2013-06-17
Rheem | Rheem | MV50FDVX3 | Natural Gas | FALSE | TRUE |  | TRUE | 50 | 80 |  | 36000 | 80 |  | 0.6 | 0.58 |  |  |  | Federally-Regulated Consumer Product |  | 2014-12-23
American Water Heater Co. | U.S. Craftmaster | 50T12-40NG 400 | Natural Gas | FALSE | TRUE |  | FALSE | 50 | 82 |  | 40000 | 79 |  | 0.62 | 0.58 |  |  |  | Federally-Regulated Consumer Product |  | 2015-04-10
Rheem Sales Co.¦ Inc. | Richmond | 6G50V-36FN | Natural Gas | FALSE | TRUE |  | FALSE | 50 | 91 |  | 36000 | 76 |  | 0.62 | 0.58 |  |  |  | Federally-Regulated Consumer Product |  | 2015-10-01
A O Smith Water Products | A.O. SMITH | GCVL-50-100 | Natural Gas | FALSE | TRUE |  | FALSE | 50 | 80 |  | 40000 | 76 |  | 0.58 | 0.58 |  |  |  | Federally-Regulated Consumer Product |  | 2017-05-25
A O Smith Water Products | A O Smith Water Products | GCVL-50-100 | Natural Gas | FALSE | TRUE |  | FALSE | 50 | 80 |  | 40000 | 76 |  | 0.58 | 0.58 |  |  |  | Federally-Regulated Consumer Product |  | 2015-07-13
GSW Water Heating | A O Smith Water Products | GDVT 50L 300 S99 | Natural Gas | FALSE | TRUE |  | FALSE | 50 | 92 |  | 47000 | 81 |  | 0.61 | 0.58 |  |  |  | Federally-Regulated Consumer Product |  | 2014-05-07
Rheem Sales Co.¦ Inc. | Richmond | 6V50FT | Natural Gas | TRUE | TRUE |  | TRUE | 50 | 65 |  | 38000 | 76 |  | 0.58 | 0.58 |  |  |  | Federally-Regulated Consumer Product |  | 2015-10-01
Rheem | Rheem | PROG50S-36N RU67 PVE | Natural Gas | TRUE | TRUE |  | FALSE | 50 | 87 |  | 36000 | 80 |  | 0.67 | 0.58 |  |  |  | Federally-Regulated Consumer Product |  | 2014-02-04
Bradford White Corporation | Bradford-White Corp. | MI503*FBN(B) | Natural Gas | FALSE | TRUE | Non-Ozone-Depleting | FALSE | 50 | 86 |  | 40000 | 79 | 25830 | 0.58 | 0.58 |  |  |  | Federally-Regulated Consumer Product |  | 2007-11-21
American Water Heater Co. | Whirlpool | PVG2F5042TN*** | Natural Gas | TRUE | TRUE | Non-Ozone-Depleting | FALSE | 50 | 81 |  | 42000 | 76 |  | 0.66 | 0.58 |  |  |  | Federally-Regulated Consumer Product |  | 2009-12-22
A O Smith Water Products | A.O. SMITH | GCVT 50 300 | Natural Gas | FALSE | TRUE |  | FALSE | 50 | 90 |  | 50000 | 76 |  | 0.58 | 0.58 |  |  |  | Federally-Regulated Consumer Product |  | 2017-05-25
A O Smith Water Products | A.O. SMITH | GCVT 50* 300 | Natural Gas | FALSE | TRUE |  | FALSE | 50 | 90 |  | 50000 | 76 |  | 0.58 | 0.58 |  |  |  | Federally-Regulated Consumer Product |  | 2017-05-25
A O Smith Water Products | A O Smith Water Products | GCVT 50* 300 | Natural Gas | FALSE | TRUE |  | FALSE | 50 | 90 |  | 50000 | 76 |  | 0.58 | 0.58 |  |  |  | Federally-Regulated Consumer Product |  | 2015-07-13
American Water Heater Co. | U.S. Craftmaster | ND50T62-403 | Natural Gas | TRUE | TRUE |  | FALSE | 50 | 81 |  | 40000 | 79 | 22360 | 0.67 | 0.58 |  |  |  | Federally-Regulated Consumer Product |  | 2011-10-27
A O Smith Water Products | A O Smith Water Products | GCVT 50L 300 | Natural Gas | FALSE | TRUE |  | FALSE | 50 | 90 |  | 50000 | 76 |  | 0.58 | 0.58 |  |  |  | Federally-Regulated Consumer Product |  | 2012-03-02
Rheem | Rheem | SG50T12AVG00 | Natural Gas | FALSE | TRUE |  | FALSE | 50 | 83 |  | 40000 | 76 | 24164 | 0.62 | 0.58 |  |  |  | Federally-Regulated Consumer Product |  | 2009-04-22
American Water Heater Co. | American Water Heater Co. | PGC6 50-199-3NV | Natural Gas | FALSE |  | Ozone-Depleting | FALSE | 50 |  | 3 | 199000 | 97 | 176 | 0.85 | 0.53 |  |  |  | Non Federally-Regulated |  | 2004-05-14
GSW Water Heating | State Industries | GS 6 50YBVIS ** 200 | Natural Gas | TRUE | TRUE |  | FALSE | 50 | 90 |  | 40000 | 82 |  | 0.7 | 0.58 |  |  |  | Federally-Regulated Consumer Product |  | 2014-12-23
Rheem Sales Co.¦ Inc. | Rheem | PRO+G50S-40N RH67 PD | Natural Gas | FALSE | TRUE |  | FALSE | 50 | 89 |  | 40000 | 79 |  | 0.67 | 0.58 |  |  |  | Federally-Regulated Consumer Product |  | 2015-10-01
Rheem | Rheem | PROG50-42N RH67 PV | Natural Gas | TRUE | TRUE |  | FALSE | 50 | 68 |  | 42000 | 82 |  | 0.67 | 0.58 |  |  |  | Federally-Regulated Consumer Product |  | 2013-11-18
American Water Heater Co. | American Water Heater Co. | SG6150T403N*** | Natural Gas | FALSE | TRUE | Non-Ozone-Depleting | FALSE | 50 | 90 |  | 40000 | 76 | 24560 | 0.61 | 0.58 |  |  |  | Federally-Regulated Consumer Product |  | 2010-03-16
Rheem | Richmond | 9G50-50F | Natural Gas | FALSE | TRUE |  | FALSE | 50 | 81 |  | 50000 | 76 | 25830 | 0.58 | 0.58 |  |  |  | Federally-Regulated Consumer Product |  | 2009-04-22
American Water Heater Co. | U.S. Craftmaster | BFG1F5050T4N*** | Natural Gas | FALSE | TRUE | Non-Ozone-Depleting | FALSE | 50 | 87 |  | 50000 | 76 | 25830 | 0.58 | 0.58 |  |  |  | Federally-Regulated Consumer Product |  | 2007-11-21
GSW Water Heating | American Water Heater Co. | PDVG62-50T45-NV 200 | Natural Gas | TRUE | TRUE |  | FALSE | 50 | 93 |  | 45000 | 83 |  | 0.7 | 0.58 |  |  |  | Federally-Regulated Consumer Product |  | 2014-12-23
American Water Heater Co. | American Water Heater Co. | GU(3¦6¦9¦10¦12)250T40 400 | Natural Gas | FALSE | TRUE |  | FALSE | 50 | 89 |  | 40000 | 80 |  | 0.62 | 0.6 |  |  |  | Federally-Regulated Consumer Product |  | 2015-07-06
Bradford White Corporation | Bradford-White Corp. | URG250S*N | Natural Gas | FALSE | TRUE |  | FALSE | 50 | 93 |  | 50000 | 78 |  | 0.6 | 0.6 |  |  |  | Federally-Regulated Consumer Product |  | 2015-07-06
Rheem Sales Co.¦ Inc. | Rheem | 22V50FDVX | Natural Gas | TRUE | FALSE |  | TRUE | 50 | 78 |  | 36000 | 76 |  | 0.59 | 0.58 |  |  |  | Federally-Regulated Consumer Product |  | 2015-10-01
GSW Water Heating | A O Smith Water Products | GDVT 50L 300 T-25 | Natural Gas | FALSE | TRUE |  | FALSE | 50 | 92 |  | 47000 | 81 |  | 0.61 | 0.58 |  |  |  | Federally-Regulated Consumer Product |  | 2014-05-07
A O Smith Water Products | A.O. SMITH | GCVX-50-100 | Natural Gas | FALSE | TRUE |  | FALSE | 50 | 93 |  | 65000 | 77 |  | 0.58 | 0.58 |  |  |  | Federally-Regulated Consumer Product |  | 2017-05-25
A O Smith Water Products | A O Smith Water Products | GCVX-50-100 | Natural Gas | FALSE | TRUE |  | FALSE | 50 | 93 |  | 65000 | 77 |  | 0.58 | 0.58 |  |  |  | Federally-Regulated Consumer Product |  | 2015-07-13
A O Smith Water Products | A.O. SMITH | GCVX-50L-100 | Natural Gas | FALSE | TRUE |  | FALSE | 50 | 93 |  | 65000 | 77 |  | 0.58 | 0.58 |  |  |  | Federally-Regulated Consumer Product |  | 2017-05-25
A O Smith Water Products | A O Smith Water Products | GCVX-50L-100 | Natural Gas | FALSE | TRUE |  | FALSE | 50 | 93 |  | 65000 | 77 |  | 0.58 | 0.58 |  |  |  | Federally-Regulated Consumer Product |  | 2015-07-13
American Water Heater Co. | American Water Heater Co. | BFG10150S403NOV | Natural Gas | FALSE | FALSE |  | FALSE | 50 | 88 |  | 40000 | 76 |  | 0.58 | 0.58 |  |  |  | Federally-Regulated Consumer Product |  | 2011-09-27
A O Smith Water Products | A O Smith Water Products | GCVX-50Q-100 | Natural Gas | FALSE | TRUE | Non-Ozone-Depleting | FALSE | 50 | 93 |  | 65000 | 77 | 25830 | 0.58 | 0.58 |  |  |  | Federally-Regulated Consumer Product |  | 2007-11-21
Rheem | Ruud | 42VP50SFW | Natural Gas | FALSE | TRUE | Non-Ozone-Depleting | FALSE | 50 | 85 |  | 42000 | 76 | 24164 | 0.62 | 0.58 |  |  |  | Federally-Regulated Consumer Product |  | 2010-03-16
American Water Heater Co. | U.S. Craftmaster | BFG1F5040T3N*** | Natural Gas | FALSE | TRUE | Non-Ozone-Depleting | FALSE | 50 | 80 |  | 40000 | 76 | 25830 | 0.58 | 0.58 |  |  |  | Federally-Regulated Consumer Product |  | 2007-11-21
A O Smith Water Products | A.O. SMITH | GDV 50 200 | Natural Gas | FALSE | TRUE |  | FALSE | 50 | 87 |  | 42000 | 78 |  | 0.59 | 0.58 |  |  |  | Federally-Regulated Consumer Product |  | 2017-05-25
A O Smith Water Products | A O Smith Water Products | GDV 50 200 | Natural Gas | FALSE | TRUE |  | FALSE | 50 | 87 |  | 42000 | 78 |  | 0.59 | 0.58 |  |  |  | Federally-Regulated Consumer Product |  | 2015-07-13
American Water Heater Co. | American Water Heater Co. | PG3 50-199-3NV | Natural Gas | FALSE |  | Ozone-Depleting | FALSE | 50 |  | 3 | 199000 | 98 | 176 | 0.85 | 0.53 |  |  |  | Non Federally-Regulated |  | 2004-05-14
A O Smith Water Products | A O Smith Water Products | GDVS-50-100 | Natural Gas | FALSE | TRUE | Non-Ozone-Depleting | FALSE | 50 | 77 |  | 38000 | 77 | 25830 | 0.58 | 0.58 |  |  |  | Federally-Regulated Consumer Product |  | 2007-11-21
Bradford White Corporation | Bradford-White Corp. | RG250S*N | Natural Gas | FALSE | TRUE |  | FALSE | 50 | 93 |  | 50000 | 78 |  | 0.6 | 0.6 |  |  |  | Federally-Regulated Consumer Product |  | 2015-07-06
GSW Water Heating | State Industries | GS6 50 YBDSL 300 VO | Natural Gas | FALSE | TRUE |  | FALSE | 50 | 91 |  | 40000 | 81 |  | 0.62 | 0.58 |  |  |  | Federally-Regulated Consumer Product |  | 2014-05-07
American Water Heater Co. | Reliance | 6 50 UBDT L | Natural Gas | FALSE | TRUE |  | FALSE | 50 | 81 |  | 38000 | 80 |  | 0.62 | 0.58 |  |  |  | Federally-Regulated Consumer Product |  | 2013-11-18
Rheem | Rheem | GG48T06AXK00 | Natural Gas | FALSE | TRUE | Non-Ozone-Depleting | FALSE | 50 | 91 |  | 40000 | 76 | 25830 | 0.58 | 0.58 |  |  |  | Federally-Regulated Consumer Product |  | 2014-12-23
Rheem | Rheem | 6GR50PVE2-42 | Natural Gas | TRUE | TRUE |  | FALSE | 50 | 88 |  | 42000 | 82 |  | 0.67 | 0.58 |  |  |  | Federally-Regulated Consumer Product |  | 2014-09-02
Bradford White Corporation | Bradford-White Corp. | M-4-50S***N-10 | Natural Gas | FALSE | FALSE |  | FALSE | 50 | 85 |  | 36000 | 78 | 24969 | 0.6 | 0.58 |  |  |  | Federally-Regulated Consumer Product |  | 2007-11-21
Rheem Sales Co.¦ Inc. | Rheem | PROG50-38N RH58 MH H | Natural Gas | FALSE | TRUE |  | TRUE | 50 | 65 |  | 38000 | 76 |  | 0.58 | 0.58 |  |  |  | Federally-Regulated Consumer Product |  | 2015-10-01
GSW Water Heating | State Industries | 6 50YRVIT 200 | Natural Gas | TRUE | TRUE |  | FALSE | 50 | 96 |  | 50000 | 82 |  | 0.7 | 0.58 |  |  |  | Federally-Regulated Consumer Product |  | 2012-08-28
A O Smith Water Products | A O Smith Water Products | GPCR-50-200 | Natural Gas | TRUE | FALSE | Non-Ozone-Depleting | FALSE | 50 | 84 |  | 40000 | 78 | 23408 | 0.64 | 0.58 |  |  |  | Federally-Regulated Consumer Product |  | 2007-11-21
Rheem | Rheem | 42V50SF1SQ | Natural Gas | FALSE | TRUE |  | FALSE | 50 | 84 |  | 40000 | 76 | 25392 | 0.59 | 0.58 |  |  |  | Federally-Regulated Consumer Product |  | 2007-11-21
American Water Heater Co. | U.S. Craftmaster | BFG2H5040T3N0H*** | Natural Gas | FALSE | TRUE |  | FALSE | 50 | 80 |  | 40000 | 76 | 24164 | 0.62 | 0.58 |  |  |  | Federally-Regulated Consumer Product |  | 2010-03-16
A O Smith Water Products | Apollo | GPD 50 100 | Natural Gas | TRUE | FALSE | Non-Ozone-Depleting | FALSE | 50 | 87 |  | 40000 | 71 | 25392 | 0.59 | 0.58 |  |  |  | Federally-Regulated Consumer Product |  | 2007-11-21
A O Smith Water Products | A O Smith Water Products | GPD 50 100 | Natural Gas | TRUE | FALSE | Non-Ozone-Depleting | FALSE | 50 | 87 |  | 40000 | 71 | 25392 | 0.59 | 0.58 |  |  |  | Federally-Regulated Consumer Product |  | 2007-11-21
A O Smith Water Products | A.O. SMITH | GPD 50 102 | Natural Gas | TRUE | TRUE |  | FALSE | 50 | 87 |  | 40000 | 73 |  | 0.59 | 0.58 |  |  |  | Federally-Regulated Consumer Product |  | 2017-05-25
A O Smith Water Products | A O Smith Water Products | GPD 50 102 | Natural Gas | TRUE | TRUE |  | FALSE | 50 | 87 |  | 40000 | 73 |  | 0.59 | 0.58 |  |  |  | Federally-Regulated Consumer Product |  | 2015-07-13
Rheem Sales Co.¦ Inc. | Ruud | M2R-50FN | Natural Gas | FALSE | TRUE |  | FALSE | 50 | 91 |  | 36000 | 76 |  | 0.62 | 0.58 |  |  |  | Federally-Regulated Consumer Product |  | 2015-10-01
Bradford White Corporation | Bradford-White Corp. | URG2PDV50S*N | Natural Gas | TRUE | TRUE |  | FALSE | 50 | 86 |  | 40000 | 78 |  | 0.7 | 0.6 |  |  |  | Federally-Regulated Consumer Product |  | 2015-07-06
American Water Heater Co. | U.S. Craftmaster | UG2H5040T3N*** | Natural Gas | FALSE | TRUE | Non-Ozone-Depleting | FALSE | 50 | 75 |  | 40000 | 77 | 24969 | 0.6 | 0.58 |  |  |  | Federally-Regulated Consumer Product |  | 2011-09-27
Bradford White Corporation | Bradford-White Corp. | URG2PV50T*N | Natural Gas | TRUE | TRUE |  | FALSE | 50 | 86 |  | 40000 | 78 |  | 0.7 | 0.6 |  |  |  | Federally-Regulated Consumer Product |  | 2015-07-06
A O Smith Water Products | A O Smith Water Products | GPDH-50-100 | Natural Gas | TRUE | TRUE | Non-Ozone-Depleting | FALSE | 50 | 80 |  | 40000 | 76 | 25830 | 0.58 | 0.58 |  |  |  | Federally-Regulated Consumer Product |  | 2007-11-21
Rheem | Rheem | PG48T09AXK00 | Natural Gas | FALSE | TRUE | Non-Ozone-Depleting | FALSE | 50 | 91 |  | 40000 | 76 | 25830 | 0.58 | 0.58 |  |  |  | Federally-Regulated Consumer Product |  | 2014-12-23
American Water Heater Co. | American Water Heater Co. | UG9150T403N*** | Natural Gas | FALSE | TRUE | Non-Ozone-Depleting | FALSE | 50 | 75 |  | 40000 | 77 | 25830 | 0.58 | 0.58 |  |  |  | Federally-Regulated Consumer Product |  | 2011-11-30
American Water Heater Co. | Lochinvar Corp. | UPN 050 40ES 100 | Natural Gas | TRUE | TRUE |  | FALSE | 50 | 81 |  | 42000 | 80 |  | 0.68 | 0.58 |  |  |  | Federally-Regulated Consumer Product |  | 2012-06-11
Rheem | Rheem | XG50T12HN36U0 | Natural Gas | FALSE | TRUE |  | FALSE | 50 | 91 |  | 36000 | 76 |  | 0.62 | 0.58 |  |  |  | Federally-Regulated Consumer Product |  | 2014-05-07
A O Smith Water Products | A O Smith Water Products | GPDT-50-100 | Natural Gas | TRUE | TRUE | Non-Ozone-Depleting | FALSE | 50 | 80 |  | 65000 | 73 | 25830 | 0.58 | 0.58 |  |  |  | Federally-Regulated Consumer Product |  | 2007-11-21
A O Smith Water Products | A O Smith Water Products | GPDT-50L-100 | Natural Gas | TRUE | TRUE | Non-Ozone-Depleting | FALSE | 50 | 80 |  | 65000 | 73 | 25830 | 0.58 | 0.58 |  |  |  | Federally-Regulated Consumer Product |  | 2007-11-21
American Water Heater Co. | American Water Heater Co. | BFG9150T504N*** | Natural Gas | FALSE | TRUE | Non-Ozone-Depleting | FALSE | 50 | 87 |  | 50000 | 76 | 25830 | 0.58 | 0.58 |  |  |  | Federally-Regulated Consumer Product |  | 2007-11-21
A O Smith Water Products | A O Smith Water Products | GPDT-50Q-100 | Natural Gas | TRUE | TRUE | Non-Ozone-Depleting | FALSE | 50 | 80 |  | 65000 | 73 | 25830 | 0.58 | 0.58 |  |  |  | Federally-Regulated Consumer Product |  | 2007-11-21
GSW Water Heating | American Water Heater Co. | DVG62 50T47 NOLV | Natural Gas | FALSE | TRUE |  | FALSE | 50 | 92 |  | 47000 | 81 |  | 0.61 | 0.58 |  |  |  | Federally-Regulated Consumer Product |  | 2014-05-07
American Water Heater Co. | Whirlpool | BFG2F5040T3NOH*** | Natural Gas | TRUE | TRUE | Non-Ozone-Depleting | FALSE | 50 | 80 |  | 40000 | 76 |  | 0.62 | 0.58 |  |  |  | Federally-Regulated Consumer Product |  | 2009-12-22
Rheem | Rheem | SG50T12AVH00 | Natural Gas | TRUE | TRUE |  | FALSE | 50 | 82 |  | 40000 | 76 | 25830 | 0.58 | 0.58 |  |  |  | Federally-Regulated Consumer Product |  | 2009-04-22
GSW Water Heating | State Industries | GS 6 50YBPDT 200 | Natural Gas | TRUE | TRUE |  | FALSE | 50 | 93 |  | 45000 | 83 |  | 0.7 | 0.58 |  |  |  | Federally-Regulated Consumer Product |  | 2014-12-23
Bradford White Corporation | Lochinvar Corp. | LTN050G(B) | Natural Gas | FALSE | TRUE |  | FALSE | 50 | 80 |  | 40000 | 80 | 25830 | 0.58 | 0.58 |  |  |  | Federally-Regulated Consumer Product |  | 2007-11-21
A O Smith Water Products | A O Smith Water Products | GPSH-50-200 | Natural Gas | TRUE | FALSE | Non-Ozone-Depleting | FALSE | 50 | 83 |  | 40000 | 76 | 24164 | 0.62 | 0.58 |  |  |  | Federally-Regulated Consumer Product |  | 2007-11-21
A O Smith Water Products | A O Smith Water Products | GPSX 50 200 | Natural Gas | TRUE | TRUE | Non-Ozone-Depleting | FALSE | 50 | 107 |  | 65000 | 76 | 24164 | 0.62 | 0.58 |  |  |  | Federally-Regulated Consumer Product |  | 2007-11-21
American Water Heater Co. | American Water Heater Co. | UG12250T403N*** | Natural Gas | FALSE | TRUE | Non-Ozone-Depleting | FALSE | 50 | 75 |  | 40000 | 77 | 24969 | 0.6 | 0.58 |  |  |  | Federally-Regulated Consumer Product |  | 2011-09-27
A O Smith Water Products | A O Smith Water Products | GPSX 50L 200 | Natural Gas | TRUE | TRUE | Non-Ozone-Depleting | FALSE | 50 | 107 |  | 65000 | 76 | 24164 | 0.62 | 0.58 |  |  |  | Federally-Regulated Consumer Product |  | 2007-11-21
A O Smith Water Products | A O Smith Water Products | GPSX 50Q 200 | Natural Gas | TRUE | TRUE | Non-Ozone-Depleting | FALSE | 50 | 107 |  | 65000 | 76 | 24164 | 0.62 | 0.58 |  |  |  | Federally-Regulated Consumer Product |  | 2007-11-21
American Water Heater Co. | U.S. Craftmaster | PVG2J5042TN*** | Natural Gas | TRUE | TRUE | Non-Ozone-Depleting | FALSE | 50 | 81 |  | 42000 | 76 | 22699 | 0.66 | 0.58 |  |  |  | Federally-Regulated Consumer Product |  | 2008-04-14
A O Smith Water Products | A.O. SMITH | GPVH 50* 100 | Natural Gas | TRUE | FALSE |  | FALSE | 50 | 83 |  | 40000 | 82 |  | 0.65 | 0.58 |  |  |  | Federally-Regulated Consumer Product |  | 2017-05-25
Rheem | Rheem | 43VP50SE2-E | Natural Gas | TRUE | TRUE |  | FALSE | 50 | 87 |  | 36000 | 80 |  | 0.67 | 0.58 |  |  |  | Federally-Regulated Consumer Product |  | 2011-09-28
A O Smith Water Products | A.O. SMITH | GPVR 50* 100 | Natural Gas | TRUE | FALSE |  | FALSE | 50 | 83 |  | 40000 | 82 |  | 0.67 | 0.58 |  |  |  | Federally-Regulated Consumer Product |  | 2017-05-25
American Water Heater Co. | American Water Heater Co. | UG9250T504N*** | Natural Gas | FALSE | TRUE |  | FALSE | 50 | 90 |  | 50000 | 78 |  | 0.59 | 0.58 |  |  |  | Federally-Regulated Consumer Product |  | 2012-08-11
American Water Heater Co. | State Industries | GS6 50URRT | Natural Gas | FALSE | TRUE |  | FALSE | 50 | 90 |  | 50000 | 78 |  | 0.59 | 0.58 |  |  |  | Federally-Regulated Consumer Product |  | 2012-08-11
American Water Heater Co. | U.S. Craftmaster | BFG2J5050T4N*** | Natural Gas | FALSE | TRUE | Non-Ozone-Depleting | FALSE | 50 | 87 |  | 50000 | 76 | 24969 | 0.6 | 0.58 |  |  |  | Federally-Regulated Consumer Product |  | 2007-11-21
A O Smith Water Products | A.O. SMITH | GPVT 50* 100 | Natural Gas | TRUE | FALSE |  | FALSE | 50 | 83 |  | 50000 | 79 |  | 0.65 | 0.58 |  |  |  | Federally-Regulated Consumer Product |  | 2017-05-25
American Water Heater Co. | U.S. Craftmaster | NU50T61-403 | Natural Gas | FALSE | TRUE | Non-Ozone-Depleting | FALSE | 50 | 75 |  | 40000 | 77 | 25830 | 0.58 | 0.58 |  |  |  | Federally-Regulated Consumer Product |  | 2011-11-30
A O Smith Water Products | A O Smith Water Products | GPVX 50* 100 | Natural Gas | FALSE | FALSE | Non-Ozone-Depleting | FALSE | 50 | 114 |  | 62500 | 79 | 23048 | 0.65 | 0.58 |  |  |  | Federally-Regulated Consumer Product |  | 2011-11-30
Bradford White Corporation | Lochinvar Corp. | LVN051G | Natural Gas | TRUE | TRUE |  | FALSE | 50 | 80 |  | 40000 | 80 | 24164 | 0.62 | 0.58 |  |  |  | Federally-Regulated Consumer Product |  | 2007-11-21
American Water Heater Co. | Whirlpool | BFG2J5040T3NOH*** | Natural Gas | TRUE | TRUE | Non-Ozone-Depleting | FALSE | 50 | 80 |  | 40000 | 76 |  | 0.62 | 0.58 |  |  |  | Federally-Regulated Consumer Product |  | 2009-12-22
A O Smith Water Products | State Industries | GPX 50 YXRT | Natural Gas | FALSE | TRUE | Non-Ozone-Depleting | FALSE | 50 | 97 |  | 40000 | 81 | 23780 | 0.63 | 0.58 |  |  |  | Federally-Regulated Consumer Product |  | 2007-11-21
A O Smith Water Products | State Industries | GPX 50 YXRT 200 | Natural Gas | FALSE | TRUE |  | FALSE | 50 | 88 |  | 40000 | 76 | 24164 | 0.62 | 0.58 |  |  |  | Federally-Regulated Consumer Product |  | 2008-09-25
A O Smith Water Products | State Industries | GPX 50YXRT 300 | Natural Gas | FALSE | TRUE |  | FALSE | 50 | 88 |  | 40000 | 76 |  | 0.62 | 0.58 |  |  |  | Federally-Regulated Consumer Product |  | 2011-11-30
Rheem | Rheem | 43VP50SE2 | Natural Gas | TRUE | TRUE |  | FALSE | 50 | 87 |  | 36000 | 80 |  | 0.67 | 0.58 |  |  |  | Federally-Regulated Consumer Product |  | 2011-09-28
Bradford White Corporation | Bradford-White Corp. | MI503**FBN(B) | Natural Gas | FALSE | TRUE | Non-Ozone-Depleting | FALSE | 50 | 86 |  | 40000 | 79 | 25830 | 0.58 | 0.58 |  |  |  | Federally-Regulated Consumer Product |  | 2009-05-06
American Water Heater Co. | Sears Brand Management Corp. | 153.5565 | Natural Gas | FALSE | TRUE |  | FALSE | 50 | 91 |  | 40000 | 78 |  | 0.6 | 0.58 |  |  |  | Federally-Regulated Consumer Product |  | 2015-04-10
A O Smith Water Products | State Industries | GS 6 50YBF S 100 | Natural Gas | FALSE | TRUE |  | FALSE | 50 | 86 |  | 40000 | 85 |  | 0.67 | 0.58 |  |  |  | Federally-Regulated Consumer Product |  | 2013-07-18
Rheem | Rheem | 22DV50-38 | Natural Gas | FALSE | FALSE |  | FALSE | 50 | 85 |  | 38000 | 76 | 25830 | 0.58 | 0.58 |  |  |  | Federally-Regulated Consumer Product |  | 2009-04-22
GSW Water Heating | State Industries | GS6 50 YBDS | Natural Gas | FALSE | TRUE |  | FALSE | 50 | 88 |  | 42000 | 81 | 24164 | 0.62 | 0.58 |  |  |  | Federally-Regulated Consumer Product |  | 2008-04-14
Rheem | Rheem | GP50T06PVT | Natural Gas | TRUE | TRUE |  | FALSE | 50 | 88 |  | 42000 | 82 |  | 0.67 | 0.58 |  |  |  | Federally-Regulated Consumer Product |  | 2014-12-23
Rheem | Rheem | PROG50-42N RH67 PVE | Natural Gas | TRUE | TRUE |  | FALSE | 50 | 88 |  | 42000 | 82 |  | 0.67 | 0.58 |  |  |  | Federally-Regulated Consumer Product |  | 2013-11-18
Rheem | Rheem | GG50S06RVT | Natural Gas | TRUE | TRUE |  | FALSE | 50 | 87 |  | 36000 | 80 |  | 0.67 | 0.58 |  |  |  | Federally-Regulated Consumer Product |  | 2014-12-23
A O Smith Water Products | State | GS(6¦X) 50 BCT* 400 | Natural Gas | FALSE | TRUE |  | FALSE | 50 | 88 |  | 40000 | 79 |  | 0.62 | 0.58 |  |  |  | Federally-Regulated Consumer Product |  | 2015-10-01
A O Smith Water Products | State Industries | GS(6¦X) 50 BCT* 400 | Natural Gas | FALSE | TRUE |  | FALSE | 50 | 88 |  | 40000 | 79 |  | 0.62 | 0.58 |  |  |  | Federally-Regulated Consumer Product |  | 2015-04-10
Rheem | Ruud | PH2-50-40HF | Natural Gas | FALSE | TRUE |  | FALSE | 50 | 82 |  | 40000 | 76 | 25830 | 0.58 | 0.58 |  |  |  | Federally-Regulated Consumer Product |  | 2009-04-22
A O Smith Water Products | State Industries | GS(6¦X) 50 BRT* 400 | Natural Gas | FALSE | TRUE |  | FALSE | 50 | 88 |  | 40000 | 77 |  | 0.6 | 0.58 |  |  |  | Federally-Regulated Consumer Product |  | 2015-04-10
A O Smith Water Products | State | GS(6¦X) 50 BRT* 400 | Natural Gas | FALSE | TRUE |  | FALSE | 50 | 88 |  | 40000 | 77 |  | 0.6 | 0.58 |  |  |  | Federally-Regulated Consumer Product |  | 2015-10-01
A O Smith Water Products | State Industries | GS(6¦X) 50 RCT* 400 | Natural Gas | FALSE | TRUE |  | FALSE | 50 | 92 |  | 50000 | 80 |  | 0.6 | 0.58 |  |  |  | Federally-Regulated Consumer Product |  | 2015-04-10
A O Smith Water Products | State | GS(6¦X) 50 RCT* 400 | Natural Gas | FALSE | TRUE |  | FALSE | 50 | 92 |  | 50000 | 80 |  | 0.6 | 0.58 |  |  |  | Federally-Regulated Consumer Product |  | 2015-10-01
Rheem | Richmond | 6G50-65F | Natural Gas | FALSE | TRUE |  | FALSE | 50 | 98 |  | 65000 | 76 | 25830 | 0.58 | 0.58 |  |  |  | Federally-Regulated Consumer Product |  | 2012-03-02
A.O. Smith (McBee) | State Industries | GS(6¦X) 50 XCT* 250 | Natural Gas | FALSE | TRUE |  | FALSE | 50 | 98 |  | 60000 | 80 |  | 0.6 | 0.6 |  |  |  | Federally-Regulated Consumer Product |  | 2015-07-06
A O Smith Water Products | State | GS(6¦X) 50 XCT* 250 | Natural Gas | FALSE | TRUE |  | FALSE | 50 | 98 |  | 60000 | 80 |  | 0.6 | 0.58 |  |  |  | Federally-Regulated Consumer Product |  | 2015-10-01
American Water Heater Co. | U.S. Craftmaster | PVG2H5060TN*** | Natural Gas | TRUE | TRUE | Non-Ozone-Depleting | FALSE | 50 | 90 |  | 60000 | 76 | 22699 | 0.66 | 0.58 |  |  |  | Federally-Regulated Consumer Product |  | 2008-04-14
Bradford White Corporation | Bradford-White Corp. | M4503***N7-ATO******* | Natural Gas | FALSE | TRUE |  | FALSE | 50 | 86 |  | 40000 | 79 | 23780 | 0.63 | 0.58 |  |  |  | Federally-Regulated Consumer Product |  | 2007-11-21
Rheem Sales Co.¦ Inc. | Rheem | 22V50FT | Natural Gas | TRUE | TRUE |  | TRUE | 50 | 65 |  | 38000 | 76 |  | 0.58 | 0.58 |  |  |  | Federally-Regulated Consumer Product |  | 2015-10-01
Bradford White Corporation | Bradford-White Corp. | DS150S*FBN(A) | Natural Gas | FALSE | TRUE | Non-Ozone-Depleting | FALSE | 50 | 88 |  | 42000 | 79 | 25830 | 0.58 | 0.58 |  |  |  | Federally-Regulated Consumer Product |  | 2007-11-21
Bradford White Corporation | Bradford-White Corp. | M1TW50S*FBN(A)-*** | Natural Gas | TRUE | TRUE | Non-Ozone-Depleting | FALSE | 50 | 86 |  | 40000 | 80 | 23408 | 0.64 | 0.58 |  |  |  | Federally-Regulated Consumer Product |  | 2008-09-25
Rheem Sales Co.¦ Inc. | Ruud | RUGPRO50FN | Natural Gas | FALSE | TRUE |  | FALSE | 50 | 91 |  | 36000 | 76 |  | 0.62 | 0.58 |  |  |  | Federally-Regulated Consumer Product |  | 2015-10-01
American Water Heater Co. | Sears Brand Management Corp. | 153.3302 | Natural Gas | FALSE | TRUE |  | FALSE | 50 | 75 |  | 40000 | 77 |  | 0.58 | 0.58 |  |  |  | Federally-Regulated Consumer Product |  | 2011-11-30
Bradford White Corporation | Lochinvar Corp. | BFN050G | Natural Gas | FALSE | FALSE |  | FALSE | 50 | 80 |  | 42000 | 80 | 25830 | 0.58 | 0.58 |  |  |  | Federally-Regulated Consumer Product |  | 2007-11-21
Rheem | Ruud | PH2-50-40F | Natural Gas | TRUE | TRUE |  | FALSE | 50 | 82 |  | 40000 | 76 | 25830 | 0.58 | 0.58 |  |  |  | Federally-Regulated Consumer Product |  | 2009-04-22
Rheem Sales Co.¦ Inc. | Rheem | PRO+50-36U RH68 | Natural Gas | TRUE | TRUE |  | FALSE | 50 | 93 |  | 36000 | 83 |  | 0.68 | 0.58 |  |  |  | Federally-Regulated Consumer Product |  | 2015-10-01
Rheem | Ruud | RUGPRO50-50F | Natural Gas | FALSE | TRUE |  | FALSE | 50 | 81 |  | 50000 | 76 | 25830 | 0.58 | 0.58 |  |  |  | Federally-Regulated Consumer Product |  | 2009-04-22
GSW Water Heating | American Water Heater Co. | PDVG62-40S40-NVL 200 | Natural Gas | TRUE | TRUE |  | FALSE | 50 | 93 |  | 45000 | 83 |  | 0.7 | 0.58 |  |  |  | Federally-Regulated Consumer Product |  | 2015-01-05
American Water Heater Co. | Lochinvar Corp. | UVN050 40ST | Natural Gas | FALSE | TRUE |  | FALSE | 50 | 81 |  | 38000 | 80 |  | 0.62 | 0.58 |  |  |  | Federally-Regulated Consumer Product |  | 2013-11-18
Bradford White Corporation | Lochinvar Corp. | LBN050G | Natural Gas | FALSE | TRUE | Non-Ozone-Depleting | FALSE | 50 | 80 |  | 42000 | 79 | 25830 | 0.58 | 0.58 |  |  |  | Federally-Regulated Consumer Product |  | 2007-11-21
Rheem Sales Co.¦ Inc. | Rheem | PROG50-36N RH60 MH DVX | Natural Gas | FALSE | TRUE |  | TRUE | 50 | 80 |  | 36000 | 80 |  | 0.6 | 0.58 |  |  |  | Federally-Regulated Consumer Product |  | 2015-10-01
Rheem | Rheem | PROG50-38U RH67 PV | Natural Gas | TRUE | TRUE |  | FALSE | 50 | 94 |  | 38000 | 80 |  | 0.67 | 0.58 |  |  |  | Federally-Regulated Consumer Product |  | 2013-11-18
Bradford White Corporation | Bradford-White Corp. | MI504S*FBN(B) | Natural Gas | FALSE | TRUE | Non-Ozone-Depleting | FALSE | 50 | 92 |  | 50000 | 78 | 25830 | 0.58 | 0.58 |  |  |  | Federally-Regulated Consumer Product |  | 2007-11-21
GSW Water Heating | A O Smith Water Products | GPVT 50 200 S41 | Natural Gas | TRUE | TRUE |  | FALSE | 50 | 96 |  | 50000 | 82 |  | 0.7 | 0.58 |  |  |  | Federally-Regulated Consumer Product |  | 2012-08-28
GSW Water Heating | A O Smith Water Products | GPDX 50L 200 | Natural Gas | TRUE | TRUE |  | FALSE | 50 | 115 |  | 62000 | 87 |  | 0.71 | 0.58 |  |  |  | Federally-Regulated Consumer Product |  | 2014-12-23
Bradford White Corporation | Bradford-White Corp. | M4503*FBN(A) | Natural Gas | FALSE | TRUE |  | FALSE | 50 | 86 |  | 40000 | 79 | 24164 | 0.62 | 0.58 |  |  |  | Federally-Regulated Consumer Product |  | 2007-11-21
Rheem | Rheem | P2R-50FN | Natural Gas | FALSE | TRUE |  | FALSE | 50 | 91 |  | 36000 | 76 |  | 0.62 | 0.58 |  |  |  | Federally-Regulated Consumer Product |  | 2011-09-27
American Water Heater Co. | U.S. Craftmaster | UG2F5040T3N*** | Natural Gas | FALSE | TRUE | Non-Ozone-Depleting | FALSE | 50 | 75 |  | 40000 | 77 | 24969 | 0.6 | 0.58 |  |  |  | Federally-Regulated Consumer Product |  | 2011-09-27
Rheem | Richmond | 6G50PV-42F | Natural Gas | FALSE | TRUE |  | FALSE | 50 | 87 |  | 42000 | 76 | 23408 | 0.64 | 0.58 |  |  |  | Federally-Regulated Consumer Product |  | 2010-03-16
Rheem | Rheem | 42V50SPROFSQ | Natural Gas | FALSE | TRUE |  | FALSE | 50 | 84 |  | 40000 | 76 | 25392 | 0.59 | 0.58 |  |  |  | Federally-Regulated Consumer Product |  | 2007-11-21
Bradford White Corporation | Bradford-White Corp. | U4503**FRN(A) | Natural Gas | FALSE | TRUE | Non-Ozone-Depleting | FALSE | 50 | 90 |  | 40000 | 79 | 24164 | 0.62 | 0.58 |  |  |  | Federally-Regulated Consumer Product |  | 2009-05-06
Rheem Sales Co.¦ Inc. | Rheem | XG50T12HN36U0 | Natural Gas | FALSE | TRUE |  | FALSE | 50 | 91 |  | 36000 | 76 |  | 0.62 | 0.58 |  |  |  | Federally-Regulated Consumer Product |  | 2015-10-01
Bradford White Corporation | Bradford-White Corp. | MI503***N4 | Natural Gas | FALSE | FALSE |  | FALSE | 50 | 86 |  | 40000 | 78 | 25392 | 0.59 | 0.58 |  |  |  | Federally-Regulated Consumer Product |  | 2007-11-21
Water Heater Innovations | Marathon | MG50345H | Natural Gas | FALSE | FALSE | No Match | FALSE | 50 | 80 |  | 34500 | 80 | 22031 | 0.68 | 0.53 |  |  |  | Federally-Regulated Consumer Product |  | 1997-01-29
Bradford White Corporation | Bradford-White Corp. | MI504S*FBN(A) | Natural Gas | FALSE | TRUE |  | FALSE | 50 | 92 |  | 50000 | 78 | 25830 | 0.58 | 0.58 |  |  |  | Federally-Regulated Consumer Product |  | 2007-11-21
American Water Heater Co. | Whirlpool | SG1J5040T3N*** | Natural Gas | TRUE | TRUE | Non-Ozone-Depleting | FALSE | 50 | 90 |  | 40000 | 76 |  | 0.61 | 0.58 |  |  |  | Federally-Regulated Consumer Product |  | 2009-12-22
Rheem | Rheem | PRO+G50S-40N RH67 PD | Natural Gas | FALSE | TRUE |  | FALSE | 50 | 89 |  | 40000 | 79 |  | 0.67 | 0.58 |  |  |  | Federally-Regulated Consumer Product |  | 2013-11-18
American Water Heater Co. | U.S. Craftmaster | ND50T122-403 | Natural Gas | TRUE | TRUE |  | FALSE | 50 | 81 |  | 40000 | 79 | 22360 | 0.67 | 0.58 |  |  |  | Federally-Regulated Consumer Product |  | 2011-10-27
Rheem | Ruud | PVP50SF | Natural Gas | FALSE | TRUE |  | FALSE | 50 | 85 |  | 42000 | 76 | 24164 | 0.62 | 0.58 |  |  |  | Federally-Regulated Consumer Product |  | 2010-03-16
Rheem | Rheem | 42VP50SF | Natural Gas | FALSE | TRUE |  | FALSE | 50 | 85 |  | 42000 | 76 | 24164 | 0.62 | 0.58 |  |  |  | Federally-Regulated Consumer Product |  | 2010-03-16
A O Smith Water Products | State | GS6 50 BCS* 250 | Natural Gas | FALSE | TRUE |  | FALSE | 50 | 89 |  | 40000 | 77 |  | 0.6 | 0.58 |  |  |  | Federally-Regulated Consumer Product |  | 2015-10-01
A.O. Smith (McBee) | State Industries | GS6 50 BCS* 250 | Natural Gas | FALSE | TRUE |  | FALSE | 50 | 89 |  | 40000 | 77 |  | 0.6 | 0.6 |  |  |  | Federally-Regulated Consumer Product |  | 2015-07-06
A O Smith Water Products | State Industries | GS6 50 BCS* 400 | Natural Gas | FALSE | TRUE |  | FALSE | 50 | 93 |  | 40000 | 80 |  | 0.6 | 0.58 |  |  |  | Federally-Regulated Consumer Product |  | 2015-04-10
A O Smith Water Products | State | GS6 50 BCS* 400 | Natural Gas | FALSE | TRUE |  | FALSE | 50 | 93 |  | 40000 | 80 |  | 0.61 | 0.58 |  |  |  | Federally-Regulated Consumer Product |  | 2015-10-01
American Water Heater Co. | U.S. Craftmaster | DVG2J5042TN*** | Natural Gas | FALSE | TRUE | Non-Ozone-Depleting | FALSE | 50 | 70 |  | 42000 | 76 | 25830 | 0.58 | 0.58 |  |  |  | Federally-Regulated Consumer Product |  | 2007-11-21
A O Smith Water Products | SELECT | GS6 50 BCT* 250 | Natural Gas | FALSE | TRUE |  | FALSE | 50 | 86 |  | 40000 | 76 |  | 0.6 | 0.58 |  |  |  | Federally-Regulated Consumer Product |  | 2015-10-01
A O Smith Water Products | State Industries | GS6 50 BCT* 250 | Natural Gas | FALSE | TRUE |  | FALSE | 50 | 86 |  | 40000 | 76 |  | 0.6 | 0.58 |  |  |  | Federally-Regulated Consumer Product |  | 2015-04-10
GSW Water Heating | A O Smith Water Products | GPVX 50L 200 | Natural Gas | TRUE | TRUE |  | FALSE | 50 | 108 |  | 62000 | 83 |  | 0.7 | 0.58 |  |  |  | Federally-Regulated Consumer Product |  | 2012-08-28
American Standard Water Heater Co. | Dura-Glass | GR-50T-1-4-6 | Natural Gas | TRUE | TRUE | Non-Ozone-Depleting | FALSE | 50 | 90 |  | 50000 | 79.3 | 25710 | 0.58 | 0.58 |  |  |  | Federally-Regulated Consumer Product |  | 2010-04-30
A O Smith Water Products | State Industries | GS6 50 BCUT* 400 | Natural Gas | FALSE | TRUE |  | FALSE | 50 | 91 |  | 40000 | 79 |  | 0.62 | 0.58 |  |  |  | Federally-Regulated Consumer Product |  | 2015-04-10
A O Smith Water Products | State | GS6 50 BCUT* 400 | Natural Gas | FALSE | TRUE |  | FALSE | 50 | 91 |  | 40000 | 79 |  | 0.62 | 0.58 |  |  |  | Federally-Regulated Consumer Product |  | 2015-10-01
A O Smith Water Products | State | GS6 50 BFUT* 100 | Natural Gas | TRUE | TRUE |  | FALSE | 50 | 90 |  | 40000 | 80 |  | 0.67 | 0.58 |  |  |  | Federally-Regulated Consumer Product |  | 2017-01-31
A O Smith Water Products | State | GS6 50 BRUT* 400 | Natural Gas | FALSE | TRUE |  | FALSE | 50 | 91 |  | 40000 | 79 |  | 0.6 | 0.58 |  |  |  | Federally-Regulated Consumer Product |  | 2015-10-01
A O Smith Water Products | State Industries | GS6 50 BRUT* 400 | Natural Gas | FALSE | TRUE |  | FALSE | 50 | 91 |  | 40000 | 79 |  | 0.6 | 0.58 |  |  |  | Federally-Regulated Consumer Product |  | 2015-04-10
American Water Heater Co. | Sears Brand Management Corp. | 153.5595 | Natural Gas | FALSE | TRUE |  | FALSE | 50 | 91 |  | 40000 | 78 |  | 0.6 | 0.58 |  |  |  | Federally-Regulated Consumer Product |  | 2015-04-10
Rheem Sales Co.¦ Inc. | Rheem | PROG50-38N RH58 MH | Natural Gas | FALSE | TRUE |  | TRUE | 50 | 65 |  | 38000 | 76 |  | 0.58 | 0.58 |  |  |  | Federally-Regulated Consumer Product |  | 2015-10-01
American Water Heater Co. | American Water Heater Co. | G(3¦6¦9¦10¦12)250T40 400 | Natural Gas | FALSE | TRUE |  | FALSE | 50 | 82 |  | 40000 | 79 |  | 0.62 | 0.58 |  |  |  | Federally-Regulated Consumer Product |  | 2015-04-10
Giant Factories¦ Inc. | Giant Factories¦ Inc. | UG50-40LFD-N1U | Natural Gas | TRUE | TRUE |  | FALSE | 50 | 86 |  | 40000 | 81 |  | 0.68 | 0.58 |  |  |  | Federally-Regulated Consumer Product |  | 2014-02-04
Rheem Sales Co.¦ Inc. | Rheem | PRO50NE2 | Natural Gas | TRUE | TRUE |  | FALSE | 50 | 93 |  | 36000 | 83 |  | 0.68 | 0.58 |  |  |  | Federally-Regulated Consumer Product |  | 2015-10-01
American Standard Water Heater Co. | Dura-Glass | G-50T-1-4-6 | Natural Gas | TRUE | TRUE | Non-Ozone-Depleting | FALSE | 50 | 90 |  | 48000 | 79.3 | 25710 | 0.58 | 0.58 |  |  |  | Federally-Regulated Consumer Product |  | 2010-04-30
GSW Water Heating | Lochinvar Corp. | PRN050 45ES 200 | Natural Gas | TRUE | TRUE |  | FALSE | 50 | 93 |  | 45000 | 83 |  | 0.7 | 0.58 |  |  |  | Federally-Regulated Consumer Product |  | 2015-01-05
Bradford White Corporation | Lochinvar Corp. | UTN050G | Natural Gas | FALSE | TRUE | Non-Ozone-Depleting | FALSE | 50 | 80 |  | 40000 | 78 | 25830 | 0.58 | 0.58 |  |  |  | Federally-Regulated Consumer Product |  | 2008-09-25
A O Smith Water Products | State | GS6 50 MDV* 250 | Natural Gas | FALSE | TRUE |  | TRUE | 50 | 74 |  | 40000 | 80 |  | 0.6 | 0.58 |  |  |  | Federally-Regulated Consumer Product |  | 2016-10-28
Rheem Sales Co.¦ Inc. | Ruud | P2R-50FN | Natural Gas | FALSE | TRUE |  | FALSE | 50 | 91 |  | 36000 | 76 |  | 0.62 | 0.58 |  |  |  | Federally-Regulated Consumer Product |  | 2015-10-01
A O Smith Water Products | State Industries | GS6 50 YBDS 200 | Natural Gas | FALSE | TRUE |  | FALSE | 50 | 87 |  | 42000 | 78 |  | 0.59 | 0.58 |  |  |  | Federally-Regulated Consumer Product |  | 2014-03-28
A O Smith Water Products | State Industries | GS6 50 YBFT 100 | Natural Gas | TRUE | TRUE |  | FALSE | 50 | 81 |  | 40000 | 79 |  | 0.67 | 0.58 |  |  |  | Federally-Regulated Consumer Product |  | 2011-11-30
A O Smith Water Products | State Industries | GS6 50 YBPDT | Natural Gas | TRUE | FALSE |  | FALSE | 50 | 87 |  | 40000 | 71 | 25392 | 0.59 | 0.58 |  |  |  | Federally-Regulated Consumer Product |  | 2007-11-21
A O Smith Water Products | State Industries | GS6 50 YBPDT 102 | Natural Gas | TRUE | TRUE | Non-Ozone-Depleting | FALSE | 50 | 87 |  | 40000 | 73 | 25392 | 0.59 | 0.58 |  |  |  | Federally-Regulated Consumer Product |  | 2011-11-30
A O Smith Water Products | State Industries | GS6 50 YBRS | Natural Gas | FALSE | TRUE | Non-Ozone-Depleting | FALSE | 50 | 80 |  | 40000 | 76 | 25830 | 0.58 | 0.58 |  |  |  | Federally-Regulated Consumer Product |  | 2011-11-30
Rheem Sales Co.¦ Inc. | Rheem | PROG50-36N RH59 MH DVX | Natural Gas | TRUE | FALSE |  | TRUE | 50 | 78 |  | 36000 | 76 |  | 0.59 | 0.58 |  |  |  | Federally-Regulated Consumer Product |  | 2015-10-01
A O Smith Water Products | State Industries | GS6 50 YBRS 300 | Natural Gas | FALSE | TRUE |  | FALSE | 50 | 93 |  | 40000 | 78 |  | 0.61 | 0.58 |  |  |  | Federally-Regulated Consumer Product |  | 2013-06-17
A O Smith Water Products | State Industries | GS6 50 YBRS 5 | Natural Gas | FALSE | TRUE | Non-Ozone-Depleting | FALSE | 50 | 80 |  | 45000 | 75 | 25830 | 0.58 | 0.58 |  |  |  | Federally-Regulated Consumer Product |  | 2007-11-21
A O Smith Water Products | State Industries | GS6 50 YBRT | Natural Gas | FALSE | TRUE | Non-Ozone-Depleting | FALSE | 50 | 91 |  | 40000 | 76 | 25830 | 0.58 | 0.58 |  |  |  | Federally-Regulated Consumer Product |  | 2007-11-21
A O Smith Water Products | State Industries | GS6 50 YOCT | Natural Gas | FALSE | TRUE | Non-Ozone-Depleting | FALSE | 50 | 86 |  | 40000 | 76 | 24164 | 0.62 | 0.58 |  |  |  | Federally-Regulated Consumer Product |  | 2007-11-21
A O Smith Water Products | State Industries | GS6 50 YOCT 200 | Natural Gas | FALSE | TRUE |  | FALSE | 50 | 88 |  | 40000 | 76 | 24164 | 0.62 | 0.58 |  |  |  | Federally-Regulated Consumer Product |  | 2008-09-25
Lochinvar¦ LLC. | Lochinvar Corp. | UTN 050 40 200 | Natural Gas | FALSE | TRUE |  | FALSE | 50 | 75 |  | 40000 | 77 |  | 0.58 | 0.58 |  |  |  | Federally-Regulated Consumer Product |  | 2011-11-30
A O Smith Water Products | State Industries | GS6 50 YRRT* 300 | Natural Gas | FALSE | TRUE |  | FALSE | 50 | 90 |  | 50000 | 76 |  | 0.58 | 0.58 |  |  |  | Federally-Regulated Consumer Product |  | 2012-03-02
Rheem Sales Co.¦ Inc. | Richmond | 9G50-36NE2 | Natural Gas | TRUE | TRUE |  | FALSE | 50 | 93 |  | 36000 | 83 |  | 0.68 | 0.58 |  |  |  | Federally-Regulated Consumer Product |  | 2015-10-01
GSW Water Heating | A O Smith Water Products | GPD 50L 200 | Natural Gas | TRUE | TRUE |  | FALSE | 50 | 93 |  | 45000 | 83 |  | 0.7 | 0.58 |  |  |  | Federally-Regulated Consumer Product |  | 2014-12-23
A O Smith Water Products | State Industries | GS6 50 YRRT5 | Natural Gas | FALSE | TRUE | Non-Ozone-Depleting | FALSE | 50 | 93 |  | 65000 | 77 | 25830 | 0.58 | 0.58 |  |  |  | Federally-Regulated Consumer Product |  | 2011-11-30
A O Smith Water Products | State Industries | GS6 50 YRRTL* 300 | Natural Gas | FALSE | TRUE |  | FALSE | 50 | 90 |  | 50000 | 76 |  | 0.58 | 0.58 |  |  |  | Federally-Regulated Consumer Product |  | 2012-03-02
A O Smith Water Products | State Industries | GS6 50 YRVIT5* 100 | Natural Gas | FALSE | FALSE | Non-Ozone-Depleting | FALSE | 50 | 114 |  | 62500 | 79 | 23048 | 0.65 | 0.58 |  |  |  | Federally-Regulated Consumer Product |  | 2011-11-30
A O Smith Water Products | State Industries | GS6 50YBRT 300 | Natural Gas | FALSE | TRUE |  | FALSE | 50 | 88 |  | 40000 | 76 |  | 0.58 | 0.58 |  |  |  | Federally-Regulated Consumer Product |  | 2011-11-30
American Water Heater Co. | Whirlpool | 50T(3¦6¦9¦12)-40UNG 400 | Natural Gas | FALSE | TRUE |  | FALSE | 50 | 91 |  | 40000 | 78 |  | 0.6 | 0.58 |  |  |  | Federally-Regulated Consumer Product |  | 2015-10-01
A O Smith Water Products | State Industries | GS6 50YOCT 300 | Natural Gas | FALSE | TRUE |  | FALSE | 50 | 88 |  | 40000 | 76 |  | 0.62 | 0.58 |  |  |  | Federally-Regulated Consumer Product |  | 2011-11-30
Rheem | Ruud | PH2R-50-40HF | Natural Gas | FALSE | TRUE |  | FALSE | 50 | 83 |  | 40000 | 76 | 24164 | 0.62 | 0.58 |  |  |  | Federally-Regulated Consumer Product |  | 2009-04-22
Bradford White Corporation | Lochinvar Corp. | UTN050G-4 | Natural Gas | FALSE | TRUE | Non-Ozone-Depleting | FALSE | 50 | 86 |  | 50000 | 78 | 25830 | 0.58 | 0.58 |  |  |  | Federally-Regulated Consumer Product |  | 2008-09-25
Bradford White Corporation | Bradford-White Corp. | UPDX150S**FRN | Natural Gas | TRUE | TRUE |  | FALSE | 50 | 86 |  | 40000 | 80 |  | 0.62 | 0.58 |  |  |  | Federally-Regulated Consumer Product |  | 2011-09-27
Rheem | Rheem | GG50T06MSK01 | Natural Gas | TRUE | TRUE |  | TRUE | 50 | 65 |  | 38000 | 76 | 25830 | 0.58 | 0.58 |  |  |  | Federally-Regulated Consumer Product |  | 2008-10-20
GSW Water Heating | Lochinvar Corp. | PVN05050 200 | Natural Gas | TRUE | TRUE |  | FALSE | 50 | 96 |  | 50000 | 82 |  | 0.7 | 0.58 |  |  |  | Federally-Regulated Consumer Product |  | 2012-08-28
American Water Heater Co. | American Water Heater Co. | BFG6250T504N*** | Natural Gas | FALSE | TRUE | Non-Ozone-Depleting | FALSE | 50 | 87 |  | 50000 | 76 | 24969 | 0.6 | 0.58 |  |  |  | Federally-Regulated Consumer Product |  | 2007-11-21
Rheem | Ruud | PVRP50NT | Natural Gas | TRUE | TRUE |  | FALSE | 50 | 84 |  | 40000 | 76 | 23048 | 0.65 | 0.58 |  |  |  | Federally-Regulated Consumer Product |  | 2007-11-21
American Water Heater Co. | U.S. Craftmaster | SG1J5040T3N*** | Natural Gas | FALSE | TRUE | Non-Ozone-Depleting | FALSE | 50 | 90 |  | 40000 | 76 | 24560 | 0.61 | 0.58 |  |  |  | Federally-Regulated Consumer Product |  | 2010-03-16
American Water Heater Co. | American Water Heater Co. | PG10 50-199-3NV | Natural Gas | FALSE |  | Ozone-Depleting | FALSE | 50 |  | 3 | 199000 | 98 | 176 | 0.85 | 0.53 |  |  |  | Non Federally-Regulated |  | 2004-05-14
American Water Heater Co. | Reliance | 6 50UBRT 200 | Natural Gas | FALSE | TRUE |  | FALSE | 50 | 75 |  | 40000 | 77 |  | 0.58 | 0.58 |  |  |  | Federally-Regulated Consumer Product |  | 2011-11-30
Rheem | Rheem | XG50S12DM40U0 | Natural Gas | TRUE | TRUE |  | FALSE | 50 | 89 |  | 40000 | 79 |  | 0.67 | 0.58 |  |  |  | Federally-Regulated Consumer Product |  | 2014-09-02
A O Smith Water Products | Lochinvar Corp. | GSN050 40 400 | Natural Gas | FALSE | TRUE |  | FALSE | 50 | 93 |  | 40000 | 80 |  | 0.6 | 0.58 |  |  |  | Federally-Regulated Consumer Product |  | 2015-04-10
A O Smith Water Products | Lochinvar | GSN050 40 400 | Natural Gas | FALSE | TRUE |  | FALSE | 50 | 93 |  | 40000 | 80 |  | 0.61 | 0.58 |  |  |  | Federally-Regulated Consumer Product |  | 2015-10-01
A O Smith Water Products | Lochinvar | GSN050 40-8 400 | Natural Gas | FALSE | TRUE |  | FALSE | 50 | 93 |  | 40000 | 80 |  | 0.61 | 0.58 |  |  |  | Federally-Regulated Consumer Product |  | 2016-12-22
American Water Heater Co. | Reliance | 9 50UKRT 200 | Natural Gas | FALSE | TRUE |  | FALSE | 50 | 81 |  | 40000 | 77 |  | 0.62 | 0.58 |  |  |  | Federally-Regulated Consumer Product |  | 2011-11-30
Bradford White Corporation | Bradford-White Corp. | RG250T*N | Natural Gas | FALSE | TRUE |  | FALSE | 50 | 89 |  | 40000 | 79 |  | 0.62 | 0.6 |  |  |  | Federally-Regulated Consumer Product |  | 2015-07-06
GSW Water Heating | GSW Water Heating Co. | G650S62N-PV-ES2 | Natural Gas | TRUE | TRUE |  | FALSE | 50 | 108 |  | 62000 | 83 |  | 0.7 | 0.58 |  |  |  | Federally-Regulated Consumer Product |  | 2012-08-28
Rheem | Ruud | PH2R-50-40F | Natural Gas | FALSE | TRUE |  | FALSE | 50 | 83 |  | 40000 | 76 | 24164 | 0.62 | 0.58 |  |  |  | Federally-Regulated Consumer Product |  | 2009-04-22
American Water Heater Co. | A O Smith Water Products | GPNH 50 100 | Natural Gas | TRUE | TRUE |  | FALSE | 50 | 81 |  | 42000 | 80 |  | 0.68 | 0.58 |  |  |  | Federally-Regulated Consumer Product |  | 2012-03-02
Bradford White Corporation | Bradford-White Corp. | RG1PV50S*N | Natural Gas | TRUE | TRUE |  | FALSE | 50 | 86 |  | 40000 | 80 |  | 0.65 | 0.6 |  |  |  | Federally-Regulated Consumer Product |  | 2015-07-06
GSW Water Heating | GSW Water Heating Co. | G650T47N-DV 300 | Natural Gas | FALSE | TRUE |  | FALSE | 50 | 92 |  | 47000 | 81 |  | 0.61 | 0.58 |  |  |  | Federally-Regulated Consumer Product |  | 2014-05-07
Rheem | Rheem | GG50T06AVG00 | Natural Gas | FALSE | TRUE |  | FALSE | 50 | 72 |  | 36000 | 76 | 25830 | 0.58 | 0.58 |  |  |  | Federally-Regulated Consumer Product |  | 2009-04-22
GSW Water Heating | A O Smith Water Products | GPVL 50 200 S41 | Natural Gas | TRUE | TRUE |  | FALSE | 50 | 90 |  | 40000 | 82 |  | 0.7 | 0.58 |  |  |  | Federally-Regulated Consumer Product |  | 2012-08-28
GSW Water Heating | State Industries | GS 6 50YRVHSL 5 200 | Natural Gas | TRUE | TRUE |  | FALSE | 50 | 108 |  | 62000 | 83 |  | 0.7 | 0.58 |  |  |  | Federally-Regulated Consumer Product |  | 2012-08-28
Rheem | Ruud | M2-50FN | Natural Gas | FALSE | TRUE | Non-Ozone-Depleting | FALSE | 50 | 91 |  | 40000 | 76 | 25830 | 0.58 | 0.58 |  |  |  | Federally-Regulated Consumer Product |  | 2008-04-14
American Water Heater Co. | Whirlpool | BFG2H5050T4N*** | Natural Gas | TRUE | TRUE | Non-Ozone-Depleting | FALSE | 50 | 87 |  | 50000 | 76 |  | 0.6 | 0.58 |  |  |  | Federally-Regulated Consumer Product |  | 2009-12-22
Rheem | Rheem | GG48T06YSK00 | Natural Gas | FALSE | TRUE |  | FALSE | 50 | 98 |  | 65000 | 76 | 25830 | 0.58 | 0.58 |  |  |  | Federally-Regulated Consumer Product |  | 2008-09-25
Rheem | Rheem | GG50T06TVG00 | Natural Gas | FALSE | TRUE |  | FALSE | 50 | 83 |  | 40000 | 76 | 24164 | 0.62 | 0.58 |  |  |  | Federally-Regulated Consumer Product |  | 2009-04-22
American Water Heater Co. | U.S. Craftmaster | NG2(C¦F¦H¦J)5040T 400 | Natural Gas | FALSE | TRUE |  | FALSE | 50 | 82 |  | 40000 | 79 |  | 0.62 | 0.58 |  |  |  | Federally-Regulated Consumer Product |  | 2015-10-01
A O Smith Water Products | State Industries | GSX 50 YBRS | Natural Gas | FALSE | TRUE | Non-Ozone-Depleting | FALSE | 50 | 80 |  | 40000 | 76 | 25830 | 0.58 | 0.58 |  |  |  | Federally-Regulated Consumer Product |  | 2011-11-30
A O Smith Water Products | State Industries | GSX 50 YBRS 300 | Natural Gas | FALSE | TRUE |  | FALSE | 50 | 93 |  | 40000 | 78 |  | 0.61 | 0.58 |  |  |  | Federally-Regulated Consumer Product |  | 2013-06-17
A O Smith Water Products | State Industries | GSX 50 YBRT | Natural Gas | FALSE | TRUE | Non-Ozone-Depleting | FALSE | 50 | 91 |  | 40000 | 76 | 25830 | 0.58 | 0.58 |  |  |  | Federally-Regulated Consumer Product |  | 2007-11-21
A O Smith Water Products | State Industries | GSX 50 YOCT | Natural Gas | FALSE | TRUE | Non-Ozone-Depleting | FALSE | 50 | 86 |  | 40000 | 76 | 24164 | 0.62 | 0.58 |  |  |  | Federally-Regulated Consumer Product |  | 2007-11-21
American Water Heater Co. | U.S. Craftmaster | PVG2F5060TN*** | Natural Gas | TRUE | TRUE | Non-Ozone-Depleting | FALSE | 50 | 90 |  | 60000 | 76 | 22699 | 0.66 | 0.58 |  |  |  | Federally-Regulated Consumer Product |  | 2008-04-14
A O Smith Water Products | State Industries | GSX 50 YRRT 5 | Natural Gas | FALSE | TRUE | Non-Ozone-Depleting | FALSE | 50 | 93 |  | 65000 | 77 | 25830 | 0.58 | 0.58 |  |  |  | Federally-Regulated Consumer Product |  | 2011-11-30
A O Smith Water Products | State Industries | GSX 50 YRRT* 300 | Natural Gas | FALSE | TRUE |  | FALSE | 50 | 90 |  | 50000 | 76 |  | 0.58 | 0.58 |  |  |  | Federally-Regulated Consumer Product |  | 2012-03-02
A O Smith Water Products | State Industries | GSX 50 YRRTL* 300 | Natural Gas | FALSE | TRUE |  | FALSE | 50 | 90 |  | 50000 | 76 |  | 0.58 | 0.58 |  |  |  | Federally-Regulated Consumer Product |  | 2012-03-02
A O Smith Water Products | State Industries | GSX 50YBRT 300 | Natural Gas | FALSE | TRUE |  | FALSE | 50 | 88 |  | 40000 | 76 |  | 0.58 | 0.58 |  |  |  | Federally-Regulated Consumer Product |  | 2011-11-30
A O Smith Water Products | State Industries | GSX 50YOCT 300 | Natural Gas | FALSE | TRUE |  | FALSE | 50 | 88 |  | 40000 | 76 |  | 0.62 | 0.58 |  |  |  | Federally-Regulated Consumer Product |  | 2011-11-30
Rheem Sales Co.¦ Inc. | Rheem | PROG50-36U RH62 | Natural Gas | FALSE | TRUE |  | FALSE | 50 | 91 |  | 36000 | 76 |  | 0.62 | 0.58 |  |  |  | Federally-Regulated Consumer Product |  | 2015-10-01
Rheem | Rheem | PROG50-38U RU67 PV | Natural Gas | TRUE | TRUE |  | FALSE | 50 | 94 |  | 38000 | 80 |  | 0.67 | 0.58 |  |  |  | Federally-Regulated Consumer Product |  | 2014-02-04
Rheem Sales Co.¦ Inc. | Rheem | XG50T06HN36U0 | Natural Gas | FALSE | TRUE |  | FALSE | 50 | 91 |  | 36000 | 76 |  | 0.62 | 0.58 |  |  |  | Federally-Regulated Consumer Product |  | 2015-10-01
American Water Heater Co. | Reliance | 6 50 UBVIT 100 | Natural Gas | TRUE | TRUE |  | FALSE | 50 | 81 |  | 42000 | 80 |  | 0.68 | 0.58 |  |  |  | Federally-Regulated Consumer Product |  | 2012-03-02
Water Heater Innovations | Sears | 449.3305 | Natural Gas | FALSE | FALSE | No Match | FALSE | 50 | 80 |  | 34500 | 80 | 22031 | 0.68 | 0.53 |  |  |  | Federally-Regulated Consumer Product |  | 1997-01-29
Lochinvar¦ LLC. | Lochinvar Corp. | LTN 050 40ES 100 | Natural Gas | TRUE | TRUE |  | FALSE | 50 | 81 |  | 40000 | 79 |  | 0.67 | 0.58 |  |  |  | Federally-Regulated Consumer Product |  | 2011-11-30
Rheem Sales Co.¦ Inc. | Rheem | PROG50-42N RH67 PV | Natural Gas | TRUE | TRUE |  | FALSE | 50 | 87 |  | 42000 | 82 |  | 0.67 | 0.58 |  |  |  | Federally-Regulated Consumer Product |  | 2015-10-01
Rheem | Rheem | PROG50S-36N RH67 PVE | Natural Gas | TRUE | TRUE |  | FALSE | 50 | 87 |  | 36000 | 80 |  | 0.67 | 0.58 |  |  |  | Federally-Regulated Consumer Product |  | 2013-11-18
GSW Water Heating | Lochinvar Corp. | PRN050 65ES 200 | Natural Gas | TRUE | TRUE |  | FALSE | 50 | 115 |  | 62000 | 87 |  | 0.71 | 0.58 |  |  |  | Federally-Regulated Consumer Product |  | 2014-12-23
American Water Heater Co. | A O Smith Water Products | ACTV 50 100 | Natural Gas | FALSE | TRUE | Non-Ozone-Depleting | FALSE | 50 | 87 |  | 50000 | 76 | 25830 | 0.58 | 0.58 |  |  |  | Federally-Regulated Consumer Product |  | 2008-09-25
American Water Heater Co. | U.S. Craftmaster | BFG1H5040T3N*** | Natural Gas | FALSE | TRUE | Non-Ozone-Depleting | FALSE | 50 | 80 |  | 40000 | 76 | 25830 | 0.58 | 0.58 |  |  |  | Federally-Regulated Consumer Product |  | 2007-11-21
American Water Heater Co. | Whirlpool | SG1F5040T3N*** | Natural Gas | TRUE | TRUE | Non-Ozone-Depleting | FALSE | 50 | 90 |  | 40000 | 76 |  | 0.61 | 0.58 |  |  |  | Federally-Regulated Consumer Product |  | 2009-12-22
Rheem | Rheem | PROG50-40N RH67 PDV | Natural Gas | TRUE | TRUE |  | FALSE | 50 | 93 |  | 40000 | 84 |  | 0.67 | 0.58 |  |  |  | Federally-Regulated Consumer Product |  | 2013-11-18
Rheem | Ruud | MH2R50-40F | Natural Gas | FALSE | TRUE |  | FALSE | 50 | 83 |  | 40000 | 76 | 24164 | 0.62 | 0.58 |  |  |  | Federally-Regulated Consumer Product |  | 2009-04-22
American Water Heater Co. | American Water Heater Co. | PDVG9250T60N*** | Natural Gas | TRUE | TRUE | Non-Ozone-Depleting | FALSE | 50 | 87 |  | 60000 | 76 | 22699 | 0.66 | 0.58 |  |  |  | Federally-Regulated Consumer Product |  | 2008-04-14
GSW Water Heating | A O Smith Water Products | GPVT 50 200 | Natural Gas | TRUE | TRUE |  | FALSE | 50 | 96 |  | 50000 | 82 |  | 0.7 | 0.58 |  |  |  | Federally-Regulated Consumer Product |  | 2012-08-28
GSW Water Heating | Lochinvar Corp. | LBN05050 | Natural Gas | FALSE | TRUE |  | FALSE | 50 | 92 |  | 47000 | 81 |  | 0.61 | 0.58 |  |  |  | Federally-Regulated Consumer Product |  | 2014-05-07
Rheem | Richmond | 12G50-40HF | Natural Gas | FALSE | TRUE |  | FALSE | 50 | 83 |  | 40000 | 76 | 24164 | 0.62 | 0.58 |  |  |  | Federally-Regulated Consumer Product |  | 2009-04-22
Rheem | Richmond | 12G50V-36FN | Natural Gas | FALSE | TRUE | Non-Ozone-Depleting | FALSE | 50 | 91 |  | 36000 | 76 | 24164 | 0.62 | 0.58 |  |  |  | Federally-Regulated Consumer Product |  | 2013-07-18
American Water Heater Co. | U.S. Craftmaster | BFG1H5050T4N*** | Natural Gas | FALSE | TRUE | Non-Ozone-Depleting | FALSE | 50 | 87 |  | 50000 | 76 | 25830 | 0.58 | 0.58 |  |  |  | Federally-Regulated Consumer Product |  | 2007-11-21
Rheem | Rheem | SG50T12TXK00 | Natural Gas | FALSE | TRUE | Non-Ozone-Depleting | FALSE | 50 | 91 |  | 36000 | 76 | 24164 | 0.62 | 0.58 |  |  |  | Federally-Regulated Consumer Product |  | 2014-12-23
GSW Water Heating | Reliance | 6 50 YBDS300 | Natural Gas | FALSE | TRUE |  | FALSE | 50 | 91 |  | 40000 | 81 |  | 0.62 | 0.58 |  |  |  | Federally-Regulated Consumer Product |  | 2014-05-07
Rheem | Rheem | PROG50-40N RU67 PDV | Natural Gas | TRUE | TRUE |  | FALSE | 50 | 93 |  | 40000 | 84 |  | 0.67 | 0.58 |  |  |  | Federally-Regulated Consumer Product |  | 2014-02-04
GSW Water Heating | A O Smith Water Products | GDVT 50 100 | Natural Gas | FALSE | TRUE |  | FALSE | 50 | 88 |  | 50000 | 81 | 24969 | 0.6 | 0.58 |  |  |  | Federally-Regulated Consumer Product |  | 2008-04-14
American Standard Water Heater Co. | Dura-Glass | G-5OT-2-3-6 | Natural Gas | TRUE | TRUE | Non-Ozone-Depleting | FALSE | 50 | 73 |  | 40000 | 78.2 | 24399 | 0.62 | 0.58 |  |  |  | Federally-Regulated Consumer Product |  | 2008-04-23
American Water Heater Co. | American Water Heater Co. | PDVG9250T42N*** | Natural Gas | TRUE | TRUE | Non-Ozone-Depleting | FALSE | 50 | 81 |  | 42000 | 76 | 22699 | 0.66 | 0.58 |  |  |  | Federally-Regulated Consumer Product |  | 2008-04-14
GSW Water Heating | GSW Water Heating Co. | 50SNVH | Natural Gas | FALSE | TRUE |  | FALSE | 50 | 84 |  | 34000 | 75 | 25830 | 0.58 | 0.58 |  |  |  | Federally-Regulated Consumer Product |  | 2007-11-21
American Water Heater Co. | Whirlpool | UG1F5040T3N*** | Natural Gas | TRUE | TRUE | Non-Ozone-Depleting | FALSE | 50 | 75 |  | 40000 | 77 |  | 0.58 | 0.58 |  |  |  | Federally-Regulated Consumer Product |  | 2009-12-22
Rheem | Richmond | 6G50S-36PF1 | Natural Gas | FALSE | TRUE |  | FALSE | 50 | 84 |  | 40000 | 76 | 25392 | 0.59 | 0.58 |  |  |  | Federally-Regulated Consumer Product |  | 2007-11-21
American Standard Water Heater Co. | Dura-Glass | G-50L-1-3-6 | Natural Gas | TRUE | TRUE | Non-Ozone-Depleting | FALSE | 50 | 73 |  | 35000 | 78.1 | 24980 | 0.59 | 0.58 |  |  |  | Federally-Regulated Consumer Product |  | 2010-04-30
Bradford White Corporation | Bradford-White Corp. | M-4-503***N-11 | Natural Gas | FALSE | TRUE |  | FALSE | 50 | 86 |  | 40000 | 77 | 25830 | 0.58 | 0.58 |  |  |  | Federally-Regulated Consumer Product |  | 2007-11-21
Lochinvar¦ LLC. | Lochinvar Corp. | LVN 050 40 100 | Natural Gas | TRUE | FALSE |  | FALSE | 50 | 83 |  | 40000 | 82 |  | 0.65 | 0.58 |  |  |  | Federally-Regulated Consumer Product |  | 2011-11-30
Rheem | Rheem | GG50T06TXK00 | Natural Gas | FALSE | TRUE | Non-Ozone-Depleting | FALSE | 50 | 91 |  | 36000 | 76 | 24164 | 0.62 | 0.58 |  |  |  | Federally-Regulated Consumer Product |  | 2014-12-23
GSW Water Heating | Lochinvar Corp. | PVN05050ST 200 | Natural Gas | TRUE | TRUE |  | FALSE | 50 | 96 |  | 50000 | 82 |  | 0.7 | 0.58 |  |  |  | Federally-Regulated Consumer Product |  | 2012-08-28
Rheem | Ruud | PH2-50-50F | Natural Gas | FALSE | TRUE |  | FALSE | 50 | 81 |  | 50000 | 76 | 25830 | 0.58 | 0.58 |  |  |  | Federally-Regulated Consumer Product |  | 2009-04-22
American Water Heater Co. | American Water Heater Co. | UG9250T403N*** | Natural Gas | FALSE | TRUE | Non-Ozone-Depleting | FALSE | 50 | 75 |  | 40000 | 77 | 24969 | 0.6 | 0.58 |  |  |  | Federally-Regulated Consumer Product |  | 2011-09-27
American Water Heater Co. | Whirlpool | UG2F5040T3N*** | Natural Gas | TRUE | TRUE | Non-Ozone-Depleting | FALSE | 50 | 75 |  | 40000 | 77 |  | 0.6 | 0.58 |  |  |  | Federally-Regulated Consumer Product |  | 2009-12-22
GSW Water Heating | A O Smith Water Products | GDV 50 300 | Natural Gas | FALSE | TRUE |  | FALSE | 50 | 91 |  | 40000 | 81 |  | 0.62 | 0.58 |  |  |  | Federally-Regulated Consumer Product |  | 2014-05-07
American Water Heater Co. | Whirlpool | PVG2J5060TN*** | Natural Gas | TRUE | TRUE | Non-Ozone-Depleting | FALSE | 50 | 90 |  | 60000 | 76 |  | 0.66 | 0.58 |  |  |  | Federally-Regulated Consumer Product |  | 2009-12-22
Rheem Sales Co.¦ Inc. | Vanguard | 6FGV4 | Natural Gas | TRUE | TRUE |  | FALSE | 50 | 88 |  | 42000 | 82 |  | 0.67 | 0.58 |  |  |  | Federally-Regulated Consumer Product |  | 2015-10-01
American Water Heater Co. | State Industries | GS6 50 RCUT* 400 | Natural Gas | FALSE | TRUE |  | FALSE | 50 | 98 |  | 50000 | 80 |  | 0.6 | 0.58 |  |  |  | Federally-Regulated Consumer Product |  | 2015-04-10
Rheem | Richmond | 9G50S-40F1 | Natural Gas | FALSE | TRUE |  | FALSE | 50 | 84 |  | 40000 | 76 | 25392 | 0.59 | 0.58 |  |  |  | Federally-Regulated Consumer Product |  | 2007-11-21
Lochinvar¦ LLC. | Lochinvar Corp. | LVN 050 65ST 100 | Natural Gas | FALSE | FALSE |  | FALSE | 50 | 114 |  | 62500 | 79 |  | 0.65 | 0.58 |  |  |  | Federally-Regulated Consumer Product |  | 2011-11-30
American Water Heater Co. | American Water Heater Co. | BFG3150S403NOV | Natural Gas | FALSE | FALSE |  | FALSE | 50 | 88 |  | 40000 | 76 |  | 0.58 | 0.58 |  |  |  | Federally-Regulated Consumer Product |  | 2011-09-27
Rheem Sales Co.¦ Inc. | Rheem | 22VR50FN | Natural Gas | FALSE | TRUE |  | FALSE | 50 | 91 |  | 36000 | 76 |  | 0.62 | 0.58 |  |  |  | Federally-Regulated Consumer Product |  | 2015-10-01
American Water Heater Co. | U.S. Craftmaster | BFG1J5040S3NOV | Natural Gas | FALSE | FALSE |  | FALSE | 50 | 88 |  | 40000 | 76 |  | 0.58 | 0.58 |  |  |  | Federally-Regulated Consumer Product |  | 2011-09-27
American Water Heater Co. | American Water Heater Co. | PDVG6250T42N*** | Natural Gas | TRUE | TRUE | Non-Ozone-Depleting | FALSE | 50 | 81 |  | 42000 | 76 | 22699 | 0.66 | 0.58 |  |  |  | Federally-Regulated Consumer Product |  | 2008-04-14
American Water Heater Co. | American Water Heater Co. | FDG12250T403N | Natural Gas | TRUE | TRUE |  | FALSE | 50 | 81 |  | 40000 | 79 | 22360 | 0.67 | 0.58 |  |  |  | Federally-Regulated Consumer Product |  | 2011-10-27
American Water Heater Co. | Sears Brand Management Corp. | 153.3303 | Natural Gas | FALSE | TRUE |  | FALSE | 50 | 75 |  | 40000 | 77 |  | 0.58 | 0.58 |  |  |  | Federally-Regulated Consumer Product |  | 2011-11-30
American Water Heater Co. | U.S. Craftmaster | BFG1F5040S3NOV | Natural Gas | FALSE | FALSE |  | FALSE | 50 | 88 |  | 40000 | 76 |  | 0.58 | 0.58 |  |  |  | Federally-Regulated Consumer Product |  | 2011-09-27
Rheem Sales Co.¦ Inc. | Rheem | 22VR50FNVE | Natural Gas | FALSE | TRUE |  | FALSE | 50 | 91 |  | 36000 | 76 |  | 0.62 | 0.58 |  |  |  | Federally-Regulated Consumer Product |  | 2015-10-01
Bradford White Corporation | Lochinvar Corp. | UTN050G-EF | Natural Gas | FALSE | TRUE | Non-Ozone-Depleting | FALSE | 50 | 80 |  | 40000 | 79 | 24164 | 0.62 | 0.58 |  |  |  | Federally-Regulated Consumer Product |  | 2008-09-25
Rheem | Ruud | PVRP50PT | Natural Gas | TRUE | TRUE |  | FALSE | 50 | 84 |  | 40000 | 76 | 23048 | 0.65 | 0.58 |  |  |  | Federally-Regulated Consumer Product |  | 2007-11-21
American Water Heater Co. | American Water Heater Co. | BFG9150T403N*** | Natural Gas | FALSE | TRUE | Non-Ozone-Depleting | FALSE | 50 | 80 |  | 40000 | 76 | 25830 | 0.58 | 0.58 |  |  |  | Federally-Regulated Consumer Product |  | 2007-11-21
Bradford White Corporation | Bradford-White Corp. | DS150S**N12 | Natural Gas | FALSE | FALSE |  | FALSE | 50 | 88 |  | 42000 | 80 | 25830 | 0.58 | 0.58 |  |  |  | Federally-Regulated Consumer Product |  | 2007-11-21
American Water Heater Co. | State Industries | GS6 50 YOART G | Natural Gas | FALSE | TRUE |  | FALSE | 50 | 80 |  | 40000 | 76 | 25830 | 0.58 | 0.58 |  |  |  | Federally-Regulated Consumer Product |  | 2008-09-25
Rheem | Ruud | PH2-50-40F | Natural Gas | FALSE | TRUE |  | FALSE | 50 | 82 |  | 40000 | 76 | 25830 | 0.58 | 0.58 |  |  |  | Federally-Regulated Consumer Product |  | 2007-11-21
Rheem | Rheem | GP50S06AVJ00 | Natural Gas | FALSE | TRUE |  | FALSE | 50 | 84 |  | 40000 | 76 | 25392 | 0.59 | 0.58 |  |  |  | Federally-Regulated Consumer Product |  | 2007-11-21
A O Smith Water Products | Lochinvar | GTN050 40(ST) 400 | Natural Gas | FALSE | TRUE |  | FALSE | 50 | 88 |  | 40000 | 77 |  | 0.6 | 0.58 |  |  |  | Federally-Regulated Consumer Product |  | 2015-10-01
Bradford White Corporation | Bradford-White Corp. | MI504S***N7 | Natural Gas | FALSE | TRUE |  | FALSE | 50 | 92 |  | 50000 | 78 | 25830 | 0.58 | 0.58 |  |  |  | Federally-Regulated Consumer Product |  | 2007-11-21
Rheem | Ruud | M2R-50FN | Natural Gas | FALSE | TRUE | Non-Ozone-Depleting | FALSE | 50 | 91 |  | 36000 | 76 | 24164 | 0.62 | 0.58 |  |  |  | Federally-Regulated Consumer Product |  | 2008-04-14
A O Smith Water Products | Lochinvar Corp. | GTN050 40(ST) 400 | Natural Gas | FALSE | TRUE |  | FALSE | 50 | 88 |  | 40000 | 77 |  | 0.6 | 0.58 |  |  |  | Federally-Regulated Consumer Product |  | 2015-04-10
American Water Heater Co. | Whirlpool | UG1H5040T3N*** | Natural Gas | TRUE | TRUE | Non-Ozone-Depleting | FALSE | 50 | 75 |  | 40000 | 77 |  | 0.58 | 0.58 |  |  |  | Federally-Regulated Consumer Product |  | 2009-12-22
A O Smith Water Products | Lochinvar | GTN050 40-8(ST) 400 | Natural Gas | FALSE | TRUE |  | FALSE | 50 | 88 |  | 40000 | 77 |  | 0.6 | 0.58 |  |  |  | Federally-Regulated Consumer Product |  | 2016-12-22
A O Smith Water Products | Lochinvar | GTN050 50(ST) 400 | Natural Gas | FALSE | TRUE |  | FALSE | 50 | 92 |  | 50000 | 80 |  | 0.6 | 0.58 |  |  |  | Federally-Regulated Consumer Product |  | 2015-10-01
A O Smith Water Products | Lochinvar Corp. | GTN050 50(ST) 400 | Natural Gas | FALSE | TRUE |  | FALSE | 50 | 92 |  | 50000 | 80 |  | 0.6 | 0.58 |  |  |  | Federally-Regulated Consumer Product |  | 2015-04-10
A O Smith Water Products | Lochinvar | GTN050 50-8(ST) 400 | Natural Gas | FALSE | TRUE |  | FALSE | 50 | 92 |  | 50000 | 80 |  | 0.6 | 0.58 |  |  |  | Federally-Regulated Consumer Product |  | 2016-12-22
Rheem | Richmond | MVR50DV | Natural Gas | FALSE | FALSE |  | TRUE | 50 | 67 |  | 32000 | 76 | 25392 | 0.59 | 0.58 |  |  |  | Federally-Regulated Consumer Product |  | 2007-11-21
A O Smith Water Products | Lochinvar | GTN050 60B(ST) 250 | Natural Gas | FALSE | TRUE |  | FALSE | 50 | 98 |  | 60000 | 80 |  | 0.6 | 0.58 |  |  |  | Federally-Regulated Consumer Product |  | 2015-10-01
A.O. Smith (McBee) | Lochinvar Corp. | GTN050 60B(ST) 250 | Natural Gas | FALSE | TRUE |  | FALSE | 50 | 98 |  | 60000 | 80 |  | 0.6 | 0.6 |  |  |  | Federally-Regulated Consumer Product |  | 2015-07-06
Rheem | Richmond | 6GDV50-40(N) | Natural Gas | FALSE | FALSE |  | FALSE | 50 | 85 |  | 40000 | 76 | 25830 | 0.58 | 0.58 |  |  |  | Federally-Regulated Consumer Product |  | 2009-04-22
GSW Water Heating | Lochinvar Corp. | PRN050 45ESST 200 | Natural Gas | TRUE | TRUE |  | FALSE | 50 | 93 |  | 45000 | 83 |  | 0.7 | 0.58 |  |  |  | Federally-Regulated Consumer Product |  | 2015-01-05
Bradford White Corporation | Lochinvar Corp. | SFN050G | Natural Gas | FALSE | FALSE |  | FALSE | 50 | 80 |  | 42000 | 80 | 25830 | 0.58 | 0.58 |  |  |  | Federally-Regulated Consumer Product |  | 2007-11-21
Rheem | Rheem | 6GDV50F | Natural Gas | FALSE | FALSE |  | FALSE | 50 | 80 |  | 38000 | 76 |  | 0.58 | 0.58 |  |  |  | Federally-Regulated Consumer Product |  | 2011-09-27
Bradford White Corporation | Bradford-White Corp. | DS150S*BN(B) | Natural Gas | FALSE | TRUE | Non-Ozone-Depleting | FALSE | 50 | 88 |  | 42000 | 79 | 25830 | 0.58 | 0.58 |  |  |  | Federally-Regulated Consumer Product |  | 2007-11-21
Rheem | Rheem | 41VRP50PT | Natural Gas | TRUE | TRUE |  | FALSE | 50 | 84 |  | 40000 | 76 | 23048 | 0.65 | 0.58 |  |  |  | Federally-Regulated Consumer Product |  | 2009-04-22
American Water Heater Co. | American Water Heater Co. | BFG6250T403N*** | Natural Gas | FALSE | TRUE | Non-Ozone-Depleting | FALSE | 50 | 80 |  | 40000 | 76 | 24164 | 0.62 | 0.58 |  |  |  | Federally-Regulated Consumer Product |  | 2007-11-21
Rheem | Rheem | 22V50FDVX | Natural Gas | TRUE | FALSE | Non-Ozone-Depleting | TRUE | 50 | 78 |  | 36000 | 76 | 25392 | 0.59 | 0.58 |  |  |  | Federally-Regulated Consumer Product |  | 2008-09-25
American Water Heater Co. | American Water Heater Co. | PGC12 50-199-3NV | Natural Gas | FALSE |  | Ozone-Depleting | FALSE | 50 |  | 3 | 199000 | 97 | 176 | 0.85 | 0.53 |  |  |  | Non Federally-Regulated |  | 2004-05-14
Rheem | Richmond | 9G50-40F | Natural Gas | TRUE | TRUE |  | FALSE | 50 | 82 |  | 40000 | 76 | 25830 | 0.58 | 0.58 |  |  |  | Federally-Regulated Consumer Product |  | 2009-04-22
American Water Heater Co. | Sears Brand Management Corp. | 153.331 | Natural Gas | FALSE | TRUE |  | FALSE | 50 | 75 |  | 40000 | 77 |  | 0.58 | 0.58 |  |  |  | Federally-Regulated Consumer Product |  | 2011-11-30
American Water Heater Co. | U.S. Craftmaster | BFG2H5050T4N*** | Natural Gas | FALSE | TRUE | Non-Ozone-Depleting | FALSE | 50 | 87 |  | 50000 | 76 | 24969 | 0.6 | 0.58 |  |  |  | Federally-Regulated Consumer Product |  | 2007-11-21
American Water Heater Co. | Reliance | 6 50 UBRT | Natural Gas | FALSE | TRUE | Non-Ozone-Depleting | FALSE | 50 | 75 |  | 40000 | 77 | 25830 | 0.58 | 0.58 |  |  |  | Federally-Regulated Consumer Product |  | 2011-11-30
American Water Heater Co. | Whirlpool | BFG1J5040T3N*** | Natural Gas | TRUE | TRUE | Non-Ozone-Depleting | FALSE | 50 | 80 |  | 40000 | 76 |  | 0.58 | 0.58 |  |  |  | Federally-Regulated Consumer Product |  | 2009-12-22
Rheem | Ruud | PH2-50-40PROF | Natural Gas | TRUE | TRUE |  | FALSE | 50 | 82 |  | 40000 | 76 | 25830 | 0.58 | 0.58 |  |  |  | Federally-Regulated Consumer Product |  | 2009-04-22
American Water Heater Co. | U.S. Craftmaster | PVG2J5060TN*** | Natural Gas | TRUE | TRUE | Non-Ozone-Depleting | FALSE | 50 | 90 |  | 60000 | 76 | 22699 | 0.66 | 0.58 |  |  |  | Federally-Regulated Consumer Product |  | 2008-04-14
American Water Heater Co. | American Water Heater Co. | BFG12150S403NOV | Natural Gas | FALSE | FALSE |  | FALSE | 50 | 88 |  | 40000 | 76 |  | 0.58 | 0.58 |  |  |  | Federally-Regulated Consumer Product |  | 2011-09-27
GSW Water Heating | State Industries | GS 6 50YRVIT (A2) 200 | Natural Gas | TRUE | TRUE |  | FALSE | 50 | 96 |  | 50000 | 82 |  | 0.7 | 0.58 |  |  |  | Federally-Regulated Consumer Product |  | 2012-08-28
Lochinvar¦ LLC. | Lochinvar Corp. | LTN 050 65 100 | Natural Gas | FALSE | TRUE |  | FALSE | 50 | 93 |  | 65000 | 77 |  | 0.58 | 0.58 |  |  |  | Federally-Regulated Consumer Product |  | 2011-11-30
Rheem | Rheem | 6G50S-40FSQ | Natural Gas | FALSE | TRUE |  | FALSE | 50 | 84 |  | 40000 | 76 | 25392 | 0.59 | 0.58 |  |  |  | Federally-Regulated Consumer Product |  | 2007-11-21
Bradford White Corporation | Bradford-White Corp. | M1TW50S*FBN(A) | Natural Gas | TRUE | TRUE |  | FALSE | 50 | 86 |  | 40000 | 80 | 23780 | 0.63 | 0.58 |  |  |  | Federally-Regulated Consumer Product |  | 2007-11-21
Rheem | Rheem | GG50T06AVH00 | Natural Gas | FALSE | TRUE |  | FALSE | 50 | 80 |  | 38000 | 76 | 25830 | 0.58 | 0.58 |  |  |  | Federally-Regulated Consumer Product |  | 2007-11-21
Rheem | Rheem | PVP50SE2 | Natural Gas | TRUE | TRUE |  | FALSE | 50 | 87 |  | 36000 | 80 |  | 0.67 | 0.58 |  |  |  | Federally-Regulated Consumer Product |  | 2011-09-28
Rheem | Rheem | PRO+G50S-40N RU67 PD | Natural Gas | FALSE | TRUE |  | FALSE | 50 | 89 |  | 40000 | 79 |  | 0.67 | 0.58 |  |  |  | Federally-Regulated Consumer Product |  | 2014-02-04
GSW Water Heating | State Industries | GS 6 50YBVIS (A5) 200 | Natural Gas | TRUE | TRUE |  | FALSE | 50 | 90 |  | 40000 | 82 |  | 0.7 | 0.58 |  |  |  | Federally-Regulated Consumer Product |  | 2012-08-28
American Water Heater Co. | Whirlpool | PVG2F5060TN*** | Natural Gas | TRUE | TRUE | Non-Ozone-Depleting | FALSE | 50 | 90 |  | 60000 | 76 |  | 0.66 | 0.58 |  |  |  | Federally-Regulated Consumer Product |  | 2009-12-22
Rheem | Richmond | 6GDV50F | Natural Gas | TRUE | FALSE |  | FALSE | 50 | 80 |  | 38000 | 76 | 25830 | 0.58 | 0.58 |  |  |  | Federally-Regulated Consumer Product |  | 2008-09-25
GSW Water Heating | A O Smith Water Products | GDV 50 100 | Natural Gas | FALSE | TRUE |  | FALSE | 50 | 88 |  | 42000 | 81 | 24164 | 0.62 | 0.58 |  |  |  | Federally-Regulated Consumer Product |  | 2008-04-14
Rheem | Ruud | PH2-50SPROF | Natural Gas | FALSE | TRUE |  | FALSE | 50 | 84 |  | 40000 | 76 | 25392 | 0.59 | 0.58 |  |  |  | Federally-Regulated Consumer Product |  | 2007-11-21
American Standard Water Heater Co. | Dura-Glass | GR-50T-1-4-12 | Natural Gas | TRUE | TRUE | Non-Ozone-Depleting | FALSE | 50 | 90 |  | 48000 | 79.3 | 25710 | 0.58 | 0.58 |  |  |  | Federally-Regulated Consumer Product |  | 2010-04-30
GSW Water Heating | A O Smith Water Products | GDVT 50 300 S41 | Natural Gas | FALSE | TRUE |  | FALSE | 50 | 92 |  | 47000 | 81 |  | 0.61 | 0.58 |  |  |  | Federally-Regulated Consumer Product |  | 2014-05-07
American Water Heater Co. | U.S. Craftmaster | UG1H5040T3N*** | Natural Gas | FALSE | TRUE | Non-Ozone-Depleting | FALSE | 50 | 75 |  | 40000 | 77 | 25830 | 0.58 | 0.58 |  |  |  | Federally-Regulated Consumer Product |  | 2011-11-30
American Water Heater Co. | Whirlpool | BFG2J5050T4N*** | Natural Gas | TRUE | TRUE | Non-Ozone-Depleting | FALSE | 50 | 87 |  | 50000 | 76 |  | 0.6 | 0.58 |  |  |  | Federally-Regulated Consumer Product |  | 2009-12-22
Rheem | Rheem | XG50T06HN36U0 | Natural Gas | FALSE | TRUE |  | FALSE | 50 | 83 |  | 36000 | 76 |  | 0.62 | 0.58 |  |  |  | Federally-Regulated Consumer Product |  | 2014-09-02
Rheem Sales Co.¦ Inc. | Rheem | MV50FDVX | Natural Gas | TRUE | FALSE |  | TRUE | 50 | 78 |  | 36000 | 76 |  | 0.59 | 0.58 |  |  |  | Federally-Regulated Consumer Product |  | 2015-10-01
Lochinvar¦ LLC. | Lochinvar Corp. | UTN 050 40EF 200 | Natural Gas | FALSE | TRUE |  | FALSE | 50 | 81 |  | 40000 | 77 |  | 0.62 | 0.58 |  |  |  | Federally-Regulated Consumer Product |  | 2011-11-30
Rheem | Rheem | GG50T06PVT | Natural Gas | TRUE | TRUE |  | FALSE | 50 | 88 |  | 42000 | 82 |  | 0.67 | 0.58 |  |  |  | Federally-Regulated Consumer Product |  | 2014-12-23
Rheem | Rheem | GG50T06PVJ | Natural Gas | FALSE | TRUE |  | FALSE | 50 | 87 |  | 42000 | 76 | 23408 | 0.64 | 0.58 |  |  |  | Federally-Regulated Consumer Product |  | 2010-03-16
Bradford White Corporation | Bradford-White Corp. | RG2PDV50S*N | Natural Gas | TRUE | TRUE |  | FALSE | 50 | 86 |  | 40000 | 78 |  | 0.7 | 0.6 |  |  |  | Federally-Regulated Consumer Product |  | 2015-07-06
American Water Heater Co. | Whirlpool | BFG1H5050T4N*** | Natural Gas | TRUE | TRUE | Non-Ozone-Depleting | FALSE | 50 | 87 |  | 50000 | 76 |  | 0.58 | 0.58 |  |  |  | Federally-Regulated Consumer Product |  | 2009-12-22
GSW Water Heating | State Industries | GS6 50 YBDS 300 | Natural Gas | FALSE | TRUE |  | FALSE | 50 | 91 |  | 40000 | 81 |  | 0.62 | 0.58 |  |  |  | Federally-Regulated Consumer Product |  | 2014-05-07
American Water Heater Co. | American Water Heater Co. | PVG12250T42N*** | Natural Gas | TRUE | TRUE | Non-Ozone-Depleting | FALSE | 50 | 81 |  | 42000 | 76 | 22699 | 0.66 | 0.58 |  |  |  | Federally-Regulated Consumer Product |  | 2008-04-14
Giant Factories¦ Inc. | Giant Factories¦ Inc. | UG50-40LFD-N1U-US | Natural Gas | TRUE | TRUE |  | FALSE | 50 | 86 |  | 40000 | 81 |  | 0.68 | 0.58 |  |  |  | Federally-Regulated Consumer Product |  | 2014-02-04
Bradford White Corporation | Bradford-White Corp. | M4503***N5 | Natural Gas | FALSE | TRUE |  | FALSE | 50 | 86 |  | 40000 | 79 | 23780 | 0.63 | 0.58 |  |  |  | Federally-Regulated Consumer Product |  | 2007-11-21
American Water Heater Co. | American Water Heater Co. | DVG92-50T42-N*** | Natural Gas | FALSE | TRUE | Non-Ozone-Depleting | FALSE | 50 | 70 |  | 42000 | 76 | 25830 | 0.58 | 0.58 |  |  |  | Federally-Regulated Consumer Product |  | 2007-11-21
American Water Heater Co. | State Industries | GS6 50 UOCT | Natural Gas | FALSE | TRUE | Non-Ozone-Depleting | FALSE | 50 | 75 |  | 40000 | 77 | 24969 | 0.6 | 0.58 |  |  |  | Federally-Regulated Consumer Product |  | 2011-09-27
Rheem | Rheem | GG50S06AVJ00 | Natural Gas | FALSE | TRUE |  | FALSE | 50 | 84 |  | 40000 | 76 | 25392 | 0.59 | 0.58 |  |  |  | Federally-Regulated Consumer Product |  | 2007-11-21
GSW Water Heating | GSW Water Heating Co. | G650T45N-PDV-ES2 200 | Natural Gas | TRUE | TRUE |  | FALSE | 50 | 93 |  | 45000 | 83 |  | 0.7 | 0.58 |  |  |  | Federally-Regulated Consumer Product |  | 2014-12-23
GSW Water Heating | American Water Heater Co. | PDVG62-50T62-NV 200 | Natural Gas | TRUE | TRUE |  | FALSE | 50 | 115 |  | 62000 | 87 |  | 0.71 | 0.58 |  |  |  | Federally-Regulated Consumer Product |  | 2014-12-23
Rheem Sales Co.¦ Inc. | Ruud | PROG50-36U RU62 | Natural Gas | FALSE | TRUE |  | FALSE | 50 | 91 |  | 36000 | 76 |  | 0.62 | 0.58 |  |  |  | Federally-Regulated Consumer Product |  | 2015-10-01
Lochinvar¦ LLC. | Lochinvar Corp. | LTN 050 40EF 300 | Natural Gas | FALSE | TRUE |  | FALSE | 50 | 88 |  | 40000 | 76 |  | 0.62 | 0.58 |  |  |  | Federally-Regulated Consumer Product |  | 2011-11-30
Lochinvar¦ LLC. | Lochinvar Corp. | LVN 050 50 100 | Natural Gas | TRUE | FALSE |  | FALSE | 50 | 83 |  | 50000 | 79 |  | 0.65 | 0.58 |  |  |  | Federally-Regulated Consumer Product |  | 2011-11-30
Bradford White Corporation | Bradford-White Corp. | MI503***N7-ATO******* | Natural Gas | FALSE | TRUE |  | FALSE | 50 | 86 |  | 40000 | 78 | 25830 | 0.58 | 0.58 |  |  |  | Federally-Regulated Consumer Product |  | 2007-11-21
American Water Heater Co. | American Water Heater Co. | BFG12250T403N0H*** | Natural Gas | FALSE | TRUE |  | FALSE | 50 | 80 |  | 40000 | 76 | 24164 | 0.62 | 0.58 |  |  |  | Federally-Regulated Consumer Product |  | 2010-03-16
Bradford White Corporation | Lochinvar Corp. | LTN050G-4 | Natural Gas | FALSE | FALSE |  | FALSE | 50 | 86 |  | 48000 | 78 | 25830 | 0.58 | 0.58 |  |  |  | Federally-Regulated Consumer Product |  | 2007-11-21
Rheem | Richmond | 12G50-40FN | Natural Gas | FALSE | TRUE | Non-Ozone-Depleting | FALSE | 50 | 91 |  | 40000 | 76 | 25830 | 0.58 | 0.58 |  |  |  | Federally-Regulated Consumer Product |  | 2008-04-14
American Water Heater Co. | Sears Brand Management Corp. | 153.3313 | Natural Gas | FALSE | TRUE |  | FALSE | 50 | 75 |  | 40000 | 77 |  | 0.6 | 0.58 |  |  |  | Federally-Regulated Consumer Product |  | 2011-09-27
Rheem | Richmond | 6G50-36F | Natural Gas | FALSE | TRUE |  | FALSE | 50 | 72 |  | 36000 | 76 | 25830 | 0.58 | 0.58 |  |  |  | Federally-Regulated Consumer Product |  | 2009-04-22
GSW Water Heating | Sears¦ Roebuck¦ & Co. | 153.3314 | Natural Gas | TRUE | TRUE |  | FALSE | 50 | 96 |  | 50000 | 82 |  | 0.7 | 0.58 |  |  |  | Federally-Regulated Consumer Product |  | 2012-08-28
GSW Water Heating | A O Smith Water Products | GPVT 50L 200 | Natural Gas | TRUE | TRUE |  | FALSE | 50 | 96 |  | 50000 | 82 |  | 0.7 | 0.58 |  |  |  | Federally-Regulated Consumer Product |  | 2012-08-28
Bradford White Corporation | Bradford-White Corp. | RG2PV50T*N | Natural Gas | TRUE | TRUE |  | FALSE | 50 | 86 |  | 40000 | 78 |  | 0.7 | 0.6 |  |  |  | Federally-Regulated Consumer Product |  | 2015-07-06
American Water Heater Co. | U.S. Craftmaster | UPVG2F5042NV | Natural Gas | TRUE | TRUE |  | FALSE | 50 | 81 |  | 42000 | 80 |  | 0.68 | 0.58 |  |  |  | Federally-Regulated Consumer Product |  | 2012-03-02
Bradford White Corporation | Bradford-White Corp. | RG2F50S*N | Natural Gas | TRUE | TRUE |  | FALSE | 50 | 84 |  | 38000 | 78 |  | 0.7 | 0.6 |  |  |  | Federally-Regulated Consumer Product |  | 2015-07-06
GSW Water Heating | A O Smith Water Products | GPDT 50L *** 200 | Natural Gas | TRUE | TRUE |  | FALSE | 50 | 93 |  | 45000 | 83 |  | 0.7 | 0.58 |  |  |  | Federally-Regulated Consumer Product |  | 2015-01-05
Giant Factories¦ Inc. | Giant Factories¦ Inc. | UG50-40LFPV1-N2U | Natural Gas | TRUE | TRUE |  | FALSE | 50 | 84 |  | 40000 | 78 |  | 0.67 | 0.58 |  |  |  | Federally-Regulated Consumer Product |  | 2014-02-04
American Standard Water Heater Co. | Dura-Glass | G-50T-1-3-6 | Natural Gas | TRUE | TRUE | Non-Ozone-Depleting | FALSE | 50 | 86 |  | 40000 | 77.6 | 25780 | 0.58 | 0.58 |  |  |  | Federally-Regulated Consumer Product |  | 2010-04-30
Rheem Sales Co.¦ Inc. | Richmond | 6GR50PVE2-42 | Natural Gas | TRUE | TRUE |  | FALSE | 50 | 87 |  | 42000 | 82 |  | 0.67 | 0.58 |  |  |  | Federally-Regulated Consumer Product |  | 2015-10-01
American Water Heater Co. | American Water Heater Co. | PDVG12250T60N*** | Natural Gas | TRUE | TRUE | Non-Ozone-Depleting | FALSE | 50 | 87 |  | 60000 | 76 | 22699 | 0.66 | 0.58 |  |  |  | Federally-Regulated Consumer Product |  | 2008-04-14
American Water Heater Co. | American Water Heater Co. | BFG12150T504N*** | Natural Gas | FALSE | TRUE | Non-Ozone-Depleting | FALSE | 50 | 87 |  | 50000 | 76 | 25830 | 0.58 | 0.58 |  |  |  | Federally-Regulated Consumer Product |  | 2007-11-21
American Water Heater Co. | U.S. Craftmaster | PDVG2H5060TN*** | Natural Gas | TRUE | TRUE | Non-Ozone-Depleting | FALSE | 50 | 87 |  | 60000 | 76 | 22699 | 0.66 | 0.58 |  |  |  | Federally-Regulated Consumer Product |  | 2008-04-14
A O Smith Water Products | A.O. SMITH | GUC 50 400 | Natural Gas | FALSE | TRUE |  | FALSE | 50 | 91 |  | 40000 | 79 |  | 0.6 | 0.58 |  |  |  | Federally-Regulated Consumer Product |  | 2017-05-25
A O Smith Water Products | A O Smith Water Products | GUC 50 400 | Natural Gas | FALSE | TRUE |  | FALSE | 50 | 91 |  | 40000 | 79 |  | 0.6 | 0.58 |  |  |  | Federally-Regulated Consumer Product |  | 2015-04-10
Rheem Sales Co.¦ Inc. | Richmond | 12G50V-36FN | Natural Gas | FALSE | TRUE |  | FALSE | 50 | 91 |  | 36000 | 76 |  | 0.62 | 0.58 |  |  |  | Federally-Regulated Consumer Product |  | 2015-10-01
A O Smith Water Products | A.O. SMITH | GUF 50 100 | Natural Gas | TRUE | TRUE |  | FALSE | 50 | 90 |  | 40000 | 80 |  | 0.67 | 0.58 |  |  |  | Federally-Regulated Consumer Product |  | 2017-01-31
Rheem | Ruud | P2R-50FN | Natural Gas | FALSE | TRUE | Non-Ozone-Depleting | FALSE | 50 | 91 |  | 36000 | 76 | 24164 | 0.62 | 0.58 |  |  |  | Federally-Regulated Consumer Product |  | 2008-04-14
A O Smith Water Products | American | GUF62 50T40 100 | Natural Gas | TRUE | TRUE |  | FALSE | 50 | 90 |  | 40000 | 80 |  | 0.67 | 0.58 |  |  |  | Federally-Regulated Consumer Product |  | 2017-01-31
A O Smith Water Products | A.O. SMITH | GUR 50 400 | Natural Gas | FALSE | TRUE |  | FALSE | 50 | 91 |  | 40000 | 79 |  | 0.62 | 0.58 |  |  |  | Federally-Regulated Consumer Product |  | 2017-05-25
A O Smith Water Products | A O Smith Water Products | GUR 50 400 | Natural Gas | FALSE | TRUE |  | FALSE | 50 | 91 |  | 40000 | 79 |  | 0.62 | 0.58 |  |  |  | Federally-Regulated Consumer Product |  | 2015-04-10
A O Smith Water Products | A O Smith Water Products | GVG-50-100 | Natural Gas | FALSE | TRUE | Non-Ozone-Depleting | FALSE | 50 | 73 |  | 32000 | 73 | 25830 | 0.58 | 0.58 |  |  |  | Federally-Regulated Consumer Product |  | 2007-11-21
GSW Water Heating | Lochinvar Corp. | GBN05040 300 | Natural Gas | FALSE | TRUE |  | FALSE | 50 | 91 |  | 40000 | 81 |  | 0.62 | 0.58 |  |  |  | Federally-Regulated Consumer Product |  | 2015-04-10
Bradford White Corporation | Bradford-White Corp. | M-4-50S***N-11 | Natural Gas | FALSE | TRUE |  | FALSE | 50 | 85 |  | 36000 | 78 | 24969 | 0.6 | 0.58 |  |  |  | Federally-Regulated Consumer Product |  | 2007-11-21
Rheem | Rheem | XG50T06PV42U0 | Natural Gas | TRUE | TRUE |  | FALSE | 50 | 88 |  | 36000 | 84 |  | 0.67 | 0.58 |  |  |  | Federally-Regulated Consumer Product |  | 2014-05-07
Rheem | Ruud | RUGPRO50FN | Natural Gas | FALSE | TRUE | Non-Ozone-Depleting | FALSE | 50 | 91 |  | 36000 | 76 | 24164 | 0.62 | 0.58 |  |  |  | Federally-Regulated Consumer Product |  | 2008-04-14
GSW Water Heating | Lochinvar Corp. | PVN05062ST 200 | Natural Gas | TRUE | TRUE |  | FALSE | 50 | 108 |  | 62000 | 83 |  | 0.7 | 0.58 |  |  |  | Federally-Regulated Consumer Product |  | 2013-07-18
A O Smith Water Products | A O Smith Water Products | GVR 50 200 | Natural Gas | FALSE | TRUE |  | FALSE | 50 | 88 |  | 40000 | 76 | 24164 | 0.62 | 0.58 |  |  |  | Federally-Regulated Consumer Product |  | 2008-09-25
A O Smith Water Products | A O Smith Water Products | GVR 50 300 | Natural Gas | FALSE | TRUE |  | FALSE | 50 | 88 |  | 40000 | 76 |  | 0.62 | 0.58 |  |  |  | Federally-Regulated Consumer Product |  | 2011-11-30
American Water Heater Co. | American Water Heater Co. | GU(3¦6¦9¦10¦12)250T50* 400 | Natural Gas | FALSE | TRUE |  | FALSE | 50 | 98 |  | 50000 | 80 |  | 0.6 | 0.58 |  |  |  | Federally-Regulated Consumer Product |  | 2015-04-10
GSW Water Heating | American Water Heater Co. | DVG62-50T40-N**V *** 300 | Natural Gas | FALSE | TRUE |  | FALSE | 50 | 91 |  | 40000 | 81 |  | 0.62 | 0.58 |  |  |  | Federally-Regulated Consumer Product |  | 2015-04-10
Lochinvar¦ LLC. | Lochinvar Corp. | LTN 050 65ST 100 | Natural Gas | FALSE | TRUE |  | FALSE | 50 | 93 |  | 65000 | 77 |  | 0.58 | 0.58 |  |  |  | Federally-Regulated Consumer Product |  | 2011-11-30
Rheem | Rheem | PROG50-36U RU62 | Natural Gas | FALSE | TRUE |  | FALSE | 50 | 91 |  | 36000 | 76 |  | 0.62 | 0.58 |  |  |  | Federally-Regulated Consumer Product |  | 2014-02-04
American Water Heater Co. | Whirlpool | BFG2F5050T4N*** | Natural Gas | TRUE | TRUE | Non-Ozone-Depleting | FALSE | 50 | 87 |  | 50000 | 76 |  | 0.6 | 0.58 |  |  |  | Federally-Regulated Consumer Product |  | 2009-12-22
Rheem | Rheem | PG50T09AVG00 | Natural Gas | TRUE | TRUE |  | FALSE | 50 | 82 |  | 40000 | 76 | 25830 | 0.58 | 0.58 |  |  |  | Federally-Regulated Consumer Product |  | 2009-04-22
Rheem Sales Co.¦ Inc. | Rheem | 24I50FDVX | Natural Gas | FALSE | TRUE |  | TRUE | 50 | 80 |  | 36000 | 80 |  | 0.6 | 0.58 |  |  |  | Federally-Regulated Consumer Product |  | 2015-10-01
GSW Water Heating | American Water Heater Co. | DVG62 50T40 NOV | Natural Gas | FALSE | TRUE |  | FALSE | 50 | 91 |  | 40000 | 81 |  | 0.62 | 0.58 |  |  |  | Federally-Regulated Consumer Product |  | 2014-05-07
A O Smith Water Products | A O Smith Water Products | GVR-50-100 | Natural Gas | FALSE | TRUE | Non-Ozone-Depleting | FALSE | 50 | 86 |  | 40000 | 76 | 24164 | 0.62 | 0.58 |  |  |  | Federally-Regulated Consumer Product |  | 2007-11-21
American Water Heater Co. | American Water Heater Co. | G(3¦6¦9¦10¦12)150T40 400 | Natural Gas | FALSE | TRUE |  | FALSE | 50 | 82 |  | 40000 | 80 |  | 0.6 | 0.58 |  |  |  | Federally-Regulated Consumer Product |  | 2015-04-10
Rheem | Ruud | PH2-50SF | Natural Gas | FALSE | TRUE |  | FALSE | 50 | 84 |  | 40000 | 76 | 25392 | 0.59 | 0.58 |  |  |  | Federally-Regulated Consumer Product |  | 2007-11-21
American Standard Water Heater Co. | Dura-Glass | GR-50T-1-3-12 | Natural Gas | TRUE | TRUE | Non-Ozone-Depleting | FALSE | 50 | 86 |  | 40000 | 77.6 | 25780 | 0.58 | 0.58 |  |  |  | Federally-Regulated Consumer Product |  | 2010-04-30
Bradford White Corporation | Bradford-White Corp. | MI503***N7 | Natural Gas | FALSE | TRUE |  | FALSE | 50 | 86 |  | 40000 | 78 | 25830 | 0.58 | 0.58 |  |  |  | Federally-Regulated Consumer Product |  | 2007-11-21
American Water Heater Co. | U.S. Craftmaster | 50T12-40DNG | Natural Gas | TRUE | TRUE |  | FALSE | 50 | 81 |  | 40000 | 79 |  | 0.67 | 0.58 |  |  |  | Federally-Regulated Consumer Product |  | 2015-04-10
American Water Heater Co. | U.S. Craftmaster | UG1J5040T3N*** | Natural Gas | FALSE | TRUE | Non-Ozone-Depleting | FALSE | 50 | 75 |  | 40000 | 77 | 25830 | 0.58 | 0.58 |  |  |  | Federally-Regulated Consumer Product |  | 2011-11-30
American Water Heater Co. | American Water Heater Co. | PG5 50-199-3NV | Natural Gas | FALSE |  | Ozone-Depleting | FALSE | 50 |  | 3 | 199000 | 97 | 176 | 0.85 | 0.53 |  |  |  | Non Federally-Regulated |  | 2004-05-14
American Water Heater Co. | U.S. Craftmaster | UG1F5040T3N*** | Natural Gas | FALSE | TRUE | Non-Ozone-Depleting | FALSE | 50 | 75 |  | 40000 | 77 | 25830 | 0.58 | 0.58 |  |  |  | Federally-Regulated Consumer Product |  | 2011-11-30
American Water Heater Co. | U.S. Craftmaster | BFG1H5040S3NOV | Natural Gas | FALSE | FALSE |  | FALSE | 50 | 88 |  | 40000 | 76 |  | 0.58 | 0.58 |  |  |  | Federally-Regulated Consumer Product |  | 2011-09-27
Rheem | Rheem | 23V50NE2 | Natural Gas | TRUE | TRUE | Non-Ozone-Depleting | FALSE | 50 | 93 |  | 36000 | 83 | 22032 | 0.68 | 0.58 |  |  |  | Federally-Regulated Consumer Product |  | 2011-09-27
GSW Water Heating | State Industries | GS6 50 YRDSL 300 | Natural Gas | FALSE | TRUE |  | FALSE | 50 | 92 |  | 47000 | 81 |  | 0.61 | 0.58 |  |  |  | Federally-Regulated Consumer Product |  | 2014-05-07
Rheem | Rheem | RU PDV50 | Natural Gas | TRUE | TRUE |  | FALSE | 50 | 93 |  | 40000 | 84 | 22360 | 0.67 | 0.58 |  |  |  | Federally-Regulated Consumer Product |  | 2010-03-16
Rheem | Ruud | PH2DV50F | Natural Gas | TRUE | FALSE |  | FALSE | 50 | 80 |  | 38000 | 76 | 25830 | 0.58 | 0.58 |  |  |  | Federally-Regulated Consumer Product |  | 2008-09-25
A O Smith Water Products | State | GW8 50 BCS* 400 | Natural Gas | FALSE | TRUE |  | FALSE | 50 | 93 |  | 40000 | 80 |  | 0.61 | 0.58 |  |  |  | Federally-Regulated Consumer Product |  | 2016-12-22
Rheem Sales Co.¦ Inc. | Rheem | XG50T12DU36U0W | Natural Gas | TRUE | TRUE |  | FALSE | 50 | 93 |  | 36000 | 83 |  | 0.68 | 0.58 |  |  |  | Federally-Regulated Consumer Product |  | 2015-10-01
American Water Heater Co. | U.S. Craftmaster | BFG1J5040T3N*** | Natural Gas | FALSE | TRUE | Non-Ozone-Depleting | FALSE | 50 | 80 |  | 40000 | 76 | 25830 | 0.58 | 0.58 |  |  |  | Federally-Regulated Consumer Product |  | 2007-11-21
A O Smith Water Products | State | GW8 50 BCT* 400 | Natural Gas | FALSE | TRUE |  | FALSE | 50 | 88 |  | 40000 | 79 |  | 0.62 | 0.58 |  |  |  | Federally-Regulated Consumer Product |  | 2016-12-22
American Water Heater Co. | U.S. Craftmaster | BFG2F5050T4N*** | Natural Gas | FALSE | TRUE | Non-Ozone-Depleting | FALSE | 50 | 87 |  | 50000 | 76 | 24969 | 0.6 | 0.58 |  |  |  | Federally-Regulated Consumer Product |  | 2007-11-21
Rheem Sales Co.¦ Inc. | Rheem | XG50T12DU36U0 | Natural Gas | TRUE | TRUE |  | FALSE | 50 | 93 |  | 36000 | 83 |  | 0.68 | 0.58 |  |  |  | Federally-Regulated Consumer Product |  | 2015-10-01
American Water Heater Co. | U.S. Craftmaster | PVG2H5042TN*** | Natural Gas | TRUE | TRUE | Non-Ozone-Depleting | FALSE | 50 | 81 |  | 42000 | 76 | 22699 | 0.66 | 0.58 |  |  |  | Federally-Regulated Consumer Product |  | 2008-04-14
A O Smith Water Products | State | GW8 50 BCUT* 400 | Natural Gas | FALSE | TRUE |  | FALSE | 50 | 91 |  | 40000 | 79 |  | 0.62 | 0.58 |  |  |  | Federally-Regulated Consumer Product |  | 2016-12-22
A O Smith Water Products | State | GW8 50 BRT* 400 | Natural Gas | FALSE | TRUE |  | FALSE | 50 | 88 |  | 40000 | 77 |  | 0.6 | 0.58 |  |  |  | Federally-Regulated Consumer Product |  | 2016-12-22
Rheem | Rheem | 42V50-40PROHF | Natural Gas | FALSE | TRUE |  | FALSE | 50 | 82 |  | 40000 | 76 | 25830 | 0.58 | 0.58 |  |  |  | Federally-Regulated Consumer Product |  | 2009-04-22
Rheem | Rheem | 12G50S-40E2 | Natural Gas | FALSE | TRUE |  | FALSE | 50 | 89 |  | 40000 | 79 |  | 0.67 | 0.58 |  |  |  | Federally-Regulated Consumer Product |  | 2014-09-02
A O Smith Water Products | State | GW8 50 BRUT* 400 | Natural Gas | FALSE | TRUE |  | FALSE | 50 | 91 |  | 40000 | 79 |  | 0.6 | 0.58 |  |  |  | Federally-Regulated Consumer Product |  | 2017-05-24
GSW Water Heating | American Water Heater Co. | PVG62 50S62NVS | Natural Gas | TRUE | TRUE |  | FALSE | 50 | 108 |  | 62000 | 83 |  | 0.7 | 0.58 |  |  |  | Federally-Regulated Consumer Product |  | 2013-07-18
American Water Heater Co. | Whirlpool | UG1J5040T3N*** | Natural Gas | TRUE | TRUE | Non-Ozone-Depleting | FALSE | 50 | 75 |  | 40000 | 77 |  | 0.58 | 0.58 |  |  |  | Federally-Regulated Consumer Product |  | 2009-12-22
Rheem | Richmond | 9G50S-36PF | Natural Gas | FALSE | TRUE |  | FALSE | 50 | 84 |  | 40000 | 76 | 25392 | 0.59 | 0.58 |  |  |  | Federally-Regulated Consumer Product |  | 2007-11-21
Rheem Sales Co.¦ Inc. | Rheem | XG50S06EC40U0 | Natural Gas | TRUE | TRUE |  | FALSE | 50 | 82 |  | 40000 | 80 |  | 0.59 | 0.58 |  |  |  | Federally-Regulated Consumer Product |  | 2015-10-01
GSW Water Heating | Lochinvar Corp. | PRN050 40ES 200 | Natural Gas | TRUE | TRUE |  | FALSE | 50 | 93 |  | 45000 | 83 |  | 0.7 | 0.58 |  |  |  | Federally-Regulated Consumer Product |  | 2014-12-23
Rheem | Rheem | 22I50FT | Natural Gas | TRUE | TRUE |  | TRUE | 50 | 65 |  | 38000 | 76 | 25830 | 0.58 | 0.58 |  |  |  | Federally-Regulated Consumer Product |  | 2008-10-20
American Water Heater Co. | American Water Heater Co. | PGC3 50-199-3NV | Natural Gas | FALSE |  | Ozone-Depleting | FALSE | 50 |  | 3 | 199000 | 97 | 176 | 0.85 | 0.53 |  |  |  | Non Federally-Regulated |  | 2004-05-14
A O Smith Water Products | Maytag | HR6 50 XBPDT | Natural Gas | TRUE | TRUE | Non-Ozone-Depleting | FALSE | 50 | 80 |  | 40000 | 76 | 25830 | 0.58 | 0.58 |  |  |  | Federally-Regulated Consumer Product |  | 2007-11-21
A O Smith Water Products | Maytag | HR6 50 YBRS | Natural Gas | FALSE | TRUE | Non-Ozone-Depleting | FALSE | 50 | 80 |  | 40000 | 76 | 25830 | 0.58 | 0.58 |  |  |  | Federally-Regulated Consumer Product |  | 2007-11-21
Rheem | Richmond | MV50FDVX | Natural Gas | TRUE | FALSE |  | TRUE | 50 | 78 |  | 36000 | 76 | 25392 | 0.59 | 0.58 |  |  |  | Federally-Regulated Consumer Product |  | 2008-09-25
A O Smith Water Products | Maytag | HR6 50 YBRT | Natural Gas | FALSE | TRUE | Non-Ozone-Depleting | FALSE | 50 | 91 |  | 40000 | 76 | 25830 | 0.58 | 0.58 |  |  |  | Federally-Regulated Consumer Product |  | 2007-11-21
A O Smith Water Products | Maytag | HR6 50 YBRT N* | Natural Gas | FALSE | TRUE | Non-Ozone-Depleting | FALSE | 50 | 91 |  | 40000 | 76 | 25830 | 0.58 | 0.58 |  |  |  | Federally-Regulated Consumer Product |  | 2007-11-21
A O Smith Water Products | Maytag | HR6 50 YOCT | Natural Gas | FALSE | TRUE | Non-Ozone-Depleting | FALSE | 50 | 86 |  | 40000 | 76 | 24164 | 0.62 | 0.58 |  |  |  | Federally-Regulated Consumer Product |  | 2007-11-21
A O Smith Water Products | Maytag | HR6 50 YQRT 5 | Natural Gas | FALSE | TRUE | Non-Ozone-Depleting | FALSE | 50 | 93 |  | 65000 | 77 | 25830 | 0.58 | 0.58 |  |  |  | Federally-Regulated Consumer Product |  | 2007-11-21
A O Smith Water Products | Maytag | HR6 50 YRRT 5 | Natural Gas | FALSE | TRUE | Non-Ozone-Depleting | FALSE | 50 | 93 |  | 65000 | 77 | 25830 | 0.58 | 0.58 |  |  |  | Federally-Regulated Consumer Product |  | 2007-11-21
Rheem | Rheem | PROG50S-36N RU67 PV | Natural Gas | TRUE | TRUE |  | FALSE | 50 | 87 |  | 36000 | 80 |  | 0.67 | 0.58 |  |  |  | Federally-Regulated Consumer Product |  | 2014-02-04
Bradford White Corporation | Bradford-White Corp. | DS150S*BN(A) | Natural Gas | FALSE | TRUE |  | FALSE | 50 | 88 |  | 42000 | 79 | 25830 | 0.58 | 0.58 |  |  |  | Federally-Regulated Consumer Product |  | 2007-11-21
American Water Heater Co. | American Water Heater Co. | UG12250T504N*** | Natural Gas | FALSE | TRUE |  | FALSE | 50 | 90 |  | 50000 | 78 |  | 0.59 | 0.58 |  |  |  | Federally-Regulated Consumer Product |  | 2012-08-11
A O Smith Water Products | Maytag | HRN112 50Q | Natural Gas | FALSE | TRUE | Non-Ozone-Depleting | FALSE | 50 | 93 |  | 65000 | 77 | 25830 | 0.58 | 0.58 |  |  |  | Federally-Regulated Consumer Product |  | 2007-11-21
A O Smith Water Products | Maytag | HRN112 50X | Natural Gas | FALSE | TRUE | Non-Ozone-Depleting | FALSE | 50 | 97 |  | 40000 | 81 | 23780 | 0.63 | 0.58 |  |  |  | Federally-Regulated Consumer Product |  | 2007-11-21
American Water Heater Co. | State Industries | GS6 50YRRAT* 100 | Natural Gas | FALSE | TRUE | Non-Ozone-Depleting | FALSE | 50 | 87 |  | 50000 | 76 | 25830 | 0.58 | 0.58 |  |  |  | Federally-Regulated Consumer Product |  | 2008-09-25
Rheem | Ruud | P2-50 PROF | Natural Gas | FALSE | TRUE |  | FALSE | 50 | 90 |  | 38000 | 76 | 25830 | 0.58 | 0.58 |  |  |  | Federally-Regulated Consumer Product |  | 2009-04-22
A O Smith Water Products | Maytag | HRN41250Q | Natural Gas | FALSE | TRUE | Non-Ozone-Depleting | FALSE | 50 | 93 |  | 65000 | 77 | 25830 | 0.58 | 0.58 |  |  |  | Federally-Regulated Consumer Product |  | 2007-11-21
Rheem | Rheem | GG50S06AQJ00 | Natural Gas | FALSE | TRUE |  | FALSE | 50 | 84 |  | 40000 | 76 | 25392 | 0.59 | 0.58 |  |  |  | Federally-Regulated Consumer Product |  | 2007-11-21
A O Smith Water Products | Maytag | HRN49 50S | Natural Gas | FALSE | TRUE | Non-Ozone-Depleting | FALSE | 50 | 80 |  | 40000 | 76 | 25830 | 0.58 | 0.58 |  |  |  | Federally-Regulated Consumer Product |  | 2007-11-21
A O Smith Water Products | Maytag | HRN49 50T | Natural Gas | FALSE | TRUE | Non-Ozone-Depleting | FALSE | 50 | 91 |  | 40000 | 76 | 25830 | 0.58 | 0.58 |  |  |  | Federally-Regulated Consumer Product |  | 2007-11-21
A O Smith Water Products | Maytag | HRN49 50TN | Natural Gas | FALSE | TRUE | Non-Ozone-Depleting | FALSE | 50 | 91 |  | 40000 | 76 | 25830 | 0.58 | 0.58 |  |  |  | Federally-Regulated Consumer Product |  | 2007-11-21
American Water Heater Co. | U.S. Craftmaster | BFG2J5040T3N*** | Natural Gas | FALSE | TRUE | Non-Ozone-Depleting | FALSE | 50 | 80 |  | 40000 | 76 | 24164 | 0.62 | 0.58 |  |  |  | Federally-Regulated Consumer Product |  | 2007-11-21
GSW Water Heating | American Water Heater Co. | DVG62 50T47 NOV ka90 | Natural Gas | FALSE | TRUE |  | FALSE | 50 | 92 |  | 47000 | 81 |  | 0.61 | 0.58 |  |  |  | Federally-Regulated Consumer Product |  | 2014-05-07
Rheem Sales Co.¦ Inc. | Rheem | XG50T06PV42U0 | Natural Gas | TRUE | TRUE |  | FALSE | 50 | 88 |  | 42000 | 82 |  | 0.67 | 0.58 |  |  |  | Federally-Regulated Consumer Product |  | 2015-10-01
Rheem | Rheem | 41VRP50NT | Natural Gas | TRUE | TRUE |  | FALSE | 50 | 84 |  | 40000 | 76 | 23048 | 0.65 | 0.58 |  |  |  | Federally-Regulated Consumer Product |  | 2009-04-22
Rheem Sales Co.¦ Inc. | Rheem | RHG PRO50FN | Natural Gas | FALSE | TRUE |  | FALSE | 50 | 91 |  | 36000 | 76 |  | 0.62 | 0.58 |  |  |  | Federally-Regulated Consumer Product |  | 2015-10-01
Bradford White Corporation | Bradford-White Corp. | M4503**FBN(C) | Natural Gas | FALSE | TRUE | Non-Ozone-Depleting | FALSE | 50 | 89 |  | 40000 | 79 | 24164 | 0.62 | 0.58 |  |  |  | Federally-Regulated Consumer Product |  | 2011-09-27
Rheem | Rheem | 42V50SF | Natural Gas | FALSE | TRUE |  | FALSE | 50 | 84 |  | 40000 | 76 | 25392 | 0.59 | 0.58 |  |  |  | Federally-Regulated Consumer Product |  | 2007-11-21
GSW Water Heating | State Industries | GS 6 50YRVIT 200 | Natural Gas | TRUE | TRUE |  | FALSE | 50 | 96 |  | 50000 | 82 |  | 0.7 | 0.58 |  |  |  | Federally-Regulated Consumer Product |  | 2012-08-28
GSW Water Heating | A O Smith Water Products | GDV 50L 300 S99 | Natural Gas | FALSE | TRUE |  | FALSE | 50 | 91 |  | 40000 | 81 |  | 0.62 | 0.58 |  |  |  | Federally-Regulated Consumer Product |  | 2014-05-07
American Water Heater Co. | American Water Heater Co. | FDG9250T403N | Natural Gas | TRUE | TRUE |  | FALSE | 50 | 81 |  | 40000 | 79 | 22360 | 0.67 | 0.58 |  |  |  | Federally-Regulated Consumer Product |  | 2011-10-27
A O Smith Water Products | Maytag | HRX 50 XBPDT* | Natural Gas | TRUE | TRUE | Non-Ozone-Depleting | FALSE | 50 | 80 |  | 40000 | 76 | 25830 | 0.58 | 0.58 |  |  |  | Federally-Regulated Consumer Product |  | 2007-11-21
A O Smith Water Products | Maytag | HRX 50 YART | Natural Gas | FALSE | TRUE | Non-Ozone-Depleting | FALSE | 50 | 91 |  | 40000 | 76 | 25830 | 0.58 | 0.58 |  |  |  | Federally-Regulated Consumer Product |  | 2007-11-21
A O Smith Water Products | Maytag | HRX 50 YBRS* | Natural Gas | FALSE | TRUE | Non-Ozone-Depleting | FALSE | 50 | 80 |  | 40000 | 76 | 25830 | 0.58 | 0.58 |  |  |  | Federally-Regulated Consumer Product |  | 2007-11-21
Rheem | Rheem | RHG PRO50-65F | Natural Gas | FALSE | TRUE |  | FALSE | 50 | 98 |  | 65000 | 76 | 25830 | 0.58 | 0.58 |  |  |  | Federally-Regulated Consumer Product |  | 2008-09-25
A O Smith Water Products | Maytag | HRX 50 YBRT N* | Natural Gas | FALSE | TRUE | Non-Ozone-Depleting | FALSE | 50 | 91 |  | 40000 | 76 | 25830 | 0.58 | 0.58 |  |  |  | Federally-Regulated Consumer Product |  | 2007-11-21
A O Smith Water Products | Maytag | HRX 50 YOCT* | Natural Gas | FALSE | TRUE | Non-Ozone-Depleting | FALSE | 50 | 86 |  | 40000 | 76 | 24164 | 0.62 | 0.58 |  |  |  | Federally-Regulated Consumer Product |  | 2007-11-21
GSW Water Heating | Lochinvar Corp. | LBN05040 | Natural Gas | FALSE | TRUE |  | FALSE | 50 | 91 |  | 40000 | 81 |  | 0.62 | 0.58 |  |  |  | Federally-Regulated Consumer Product |  | 2014-05-07
A O Smith Water Products | Maytag | HRX 50 YQRT 5* | Natural Gas | FALSE | TRUE | Non-Ozone-Depleting | FALSE | 50 | 93 |  | 65000 | 77 | 25830 | 0.58 | 0.58 |  |  |  | Federally-Regulated Consumer Product |  | 2007-11-21
Rheem | Rheem | 42VR50-40HF | Natural Gas | FALSE | TRUE |  | FALSE | 50 | 83 |  | 40000 | 76 | 24164 | 0.62 | 0.58 |  |  |  | Federally-Regulated Consumer Product |  | 2009-04-22
A O Smith Water Products | Maytag | HRX 50 YRRT 5* | Natural Gas | FALSE | TRUE | Non-Ozone-Depleting | FALSE | 50 | 93 |  | 65000 | 77 | 25830 | 0.58 | 0.58 |  |  |  | Federally-Regulated Consumer Product |  | 2007-11-21
GSW Water Heating | American Water Heater Co. | PVG62-50T65-NVS | Natural Gas | TRUE | TRUE |  | FALSE | 50 | 108 |  | 62000 | 83 |  | 0.7 | 0.58 |  |  |  | Federally-Regulated Consumer Product |  | 2014-12-23
GSW Water Heating | A O Smith Water Products | GDVT-50 300 *** | Natural Gas | FALSE | TRUE |  | FALSE | 50 | 92 |  | 47000 | 81 |  | 0.61 | 0.58 |  |  |  | Federally-Regulated Consumer Product |  | 2015-04-10
Rheem | Rheem | 42V50-40PROF | Natural Gas | TRUE | TRUE |  | FALSE | 50 | 82 |  | 40000 | 76 | 25830 | 0.58 | 0.58 |  |  |  | Federally-Regulated Consumer Product |  | 2009-04-22
American Water Heater Co. | American Water Heater Co. | PVG9250T42N*** | Natural Gas | TRUE | TRUE | Non-Ozone-Depleting | FALSE | 50 | 81 |  | 42000 | 76 | 22699 | 0.66 | 0.58 |  |  |  | Federally-Regulated Consumer Product |  | 2008-04-14
GSW Water Heating | American Water Heater Co. | DVG62 50T40 NOLV | Natural Gas | FALSE | TRUE |  | FALSE | 50 | 91 |  | 40000 | 81 |  | 0.62 | 0.58 |  |  |  | Federally-Regulated Consumer Product |  | 2014-05-07
Bradford White Corporation | Bradford-White Corp. | U1504S*FRN(A) | Natural Gas | FALSE | TRUE | Non-Ozone-Depleting | FALSE | 50 | 92 |  | 50000 | 78 | 25830 | 0.58 | 0.58 |  |  |  | Federally-Regulated Consumer Product |  | 2008-09-25
A O Smith Water Products | A.O. SMITH | HUC 50 400 | Natural Gas | FALSE | TRUE |  | FALSE | 50 | 91 |  | 40000 | 79 |  | 0.6 | 0.58 |  |  |  | Federally-Regulated Consumer Product |  | 2017-05-25
A O Smith Water Products | A.O. SMITH | HUR 50 400 | Natural Gas | FALSE | TRUE |  | FALSE | 50 | 91 |  | 40000 | 79 |  | 0.62 | 0.58 |  |  |  | Federally-Regulated Consumer Product |  | 2016-12-22
A O Smith Water Products | Maytag | HV6 50 YBVIT* 100 | Natural Gas | TRUE | FALSE | Non-Ozone-Depleting | FALSE | 50 | 83 |  | 40000 | 82 | 23048 | 0.65 | 0.58 |  |  |  | Federally-Regulated Consumer Product |  | 2007-11-21
A O Smith Water Products | Maytag | HVN412 50P 100 | Natural Gas | TRUE | FALSE | Non-Ozone-Depleting | FALSE | 50 | 83 |  | 40000 | 82 | 22360 | 0.67 | 0.58 |  |  |  | Federally-Regulated Consumer Product |  | 2007-11-21
A O Smith Water Products | Maytag | HVN412 50V 100 | Natural Gas | TRUE | FALSE | Non-Ozone-Depleting | FALSE | 50 | 83 |  | 50000 | 79 | 23048 | 0.65 | 0.58 |  |  |  | Federally-Regulated Consumer Product |  | 2007-11-21
Water Heater Innovations | Sears | 449.3305 | Natural Gas | FALSE | FALSE | No Match | FALSE | 50 | 80 |  | 34500 | 80 | 22031 | 0.68 | 0.53 |  |  |  | Federally-Regulated Consumer Product |  | 1997-01-29
Rheem | Richmond | 5VRP50PT | Natural Gas | TRUE | TRUE |  | FALSE | 50 | 84 |  | 40000 | 76 | 23048 | 0.65 | 0.58 |  |  |  | Federally-Regulated Consumer Product |  | 2007-11-21
American Standard Water Heater Co. | Dura-Glass | GR-50T-2-3-=12 | Natural Gas | TRUE | TRUE | Non-Ozone-Depleting | FALSE | 50 | 78 |  | 40000 | 78.2 | 24399 | 0.62 | 0.58 |  |  |  | Federally-Regulated Consumer Product |  | 2010-05-26
American Water Heater Co. | Reliance | 6 50 UBCT 200 | Natural Gas | FALSE | TRUE |  | FALSE | 50 | 81 |  | 40000 | 77 |  | 0.62 | 0.58 |  |  |  | Federally-Regulated Consumer Product |  | 2011-11-30
American Water Heater Co. | American Water Heater Co. | BFG12250T403N*** | Natural Gas | FALSE | TRUE | Non-Ozone-Depleting | FALSE | 50 | 80 |  | 40000 | 76 | 24164 | 0.62 | 0.58 |  |  |  | Federally-Regulated Consumer Product |  | 2007-11-21
A O Smith Water Products | A.O. SMITH | HWG 50(L) 400 | Natural Gas | FALSE | TRUE |  | FALSE | 50 | 88 |  | 40000 | 77 |  | 0.6 | 0.58 |  |  |  | Federally-Regulated Consumer Product |  | 2016-12-22
American Water Heater Co. | A O Smith Water Products | GNR 50 200 | Natural Gas | FALSE | TRUE |  | FALSE | 50 | 81 |  | 40000 | 77 |  | 0.62 | 0.58 |  |  |  | Federally-Regulated Consumer Product |  | 2011-11-30
American Water Heater Co. | U.S. Craftmaster | BFG2J5040T3N0H*** | Natural Gas | FALSE | TRUE |  | FALSE | 50 | 80 |  | 40000 | 76 | 24164 | 0.62 | 0.58 |  |  |  | Federally-Regulated Consumer Product |  | 2010-03-16
American Water Heater Co. | Sears¦ Roebuck¦ & Co. | 153.3303 | Natural Gas | FALSE | TRUE | Non-Ozone-Depleting | FALSE | 50 | 75 |  | 40000 | 77 | 25830 | 0.58 | 0.58 |  |  |  | Federally-Regulated Consumer Product |  | 2011-02-17
American Water Heater Co. | State Industries | GS6 50 UBDT L | Natural Gas | FALSE | TRUE |  | FALSE | 50 | 81 |  | 38000 | 80 |  | 0.62 | 0.58 |  |  |  | Federally-Regulated Consumer Product |  | 2013-11-18
A O Smith Water Products | A.O. SMITH | HWR 50(L) 400 | Natural Gas | FALSE | TRUE |  | FALSE | 50 | 88 |  | 40000 | 79 |  | 0.62 | 0.58 |  |  |  | Federally-Regulated Consumer Product |  | 2016-12-22
American Water Heater Co. | State Industries | GS6 50UBRT G 200 | Natural Gas | FALSE | TRUE |  | FALSE | 50 | 75 |  | 40000 | 77 |  | 0.58 | 0.58 |  |  |  | Federally-Regulated Consumer Product |  | 2011-11-30
American Water Heater Co. | Lochinvar | UTN050 40 400 | Natural Gas | FALSE | TRUE |  | FALSE | 50 | 89 |  | 40000 | 80 |  | 0.62 | 0.58 |  |  |  | Federally-Regulated Consumer Product |  | 2015-10-01
A O Smith Water Products | A.O. SMITH | HWRL 50 400 | Natural Gas | FALSE | TRUE |  | FALSE | 50 | 93 |  | 40000 | 80 |  | 0.61 | 0.58 |  |  |  | Federally-Regulated Consumer Product |  | 2016-12-22
Rheem | Rheem | PVP50E2 | Natural Gas | TRUE | TRUE |  | FALSE | 50 | 88 |  | 42000 | 82 |  | 0.67 | 0.58 |  |  |  | Federally-Regulated Consumer Product |  | 2012-11-16
GSW Water Heating | State Industries | 6 50YBVIS 200 | Natural Gas | TRUE | TRUE |  | FALSE | 50 | 90 |  | 40000 | 82 |  | 0.7 | 0.58 |  |  |  | Federally-Regulated Consumer Product |  | 2012-08-28
A O Smith Water Products | A.O. SMITH | HWRT 50(L) 400 | Natural Gas | FALSE | TRUE |  | FALSE | 50 | 92 |  | 50000 | 80 |  | 0.6 | 0.58 |  |  |  | Federally-Regulated Consumer Product |  | 2016-12-22
GSW Water Heating | State Industries | GS 6 50YRD S*** 300 | Natural Gas | FALSE | TRUE |  | FALSE | 50 | 92 |  | 47000 | 81 |  | 0.61 | 0.58 |  |  |  | Federally-Regulated Consumer Product |  | 2015-04-10
Rheem | Rheem | 42V50-50F | Natural Gas | FALSE | TRUE |  | FALSE | 50 | 81 |  | 50000 | 76 | 25830 | 0.58 | 0.58 |  |  |  | Federally-Regulated Consumer Product |  | 2009-04-22
Giant Factories¦ Inc. | Giant Factories¦ Inc. | UG50-40LFPV2-N1U-US | Natural Gas | TRUE | FALSE |  | FALSE | 50 | 84 |  | 40000 | 77 |  | 0.62 | 0.6 |  |  |  | Federally-Regulated Consumer Product |  | 2015-06-05
GSW Water Heating | American Water Heater Co. | DVG62 50T47 NOV | Natural Gas | FALSE | TRUE |  | FALSE | 50 | 92 |  | 47000 | 81 |  | 0.61 | 0.58 |  |  |  | Federally-Regulated Consumer Product |  | 2014-05-07
Bradford White Corporation | Bradford-White Corp. | DS150S***EN-11 | Natural Gas | FALSE | TRUE |  | FALSE | 50 | 91 |  | 42000 | 80 | 25392 | 0.59 | 0.58 |  |  |  | Federally-Regulated Consumer Product |  | 2007-11-21
Rheem Sales Co.¦ Inc. | Rheem | 43VP50E2 | Natural Gas | TRUE | TRUE |  | FALSE | 50 | 87 |  | 42000 | 82 |  | 0.67 | 0.58 |  |  |  | Federally-Regulated Consumer Product |  | 2015-10-01
A O Smith Water Products | State Industries | IN1 50 YBRT | Natural Gas | FALSE | TRUE | Non-Ozone-Depleting | FALSE | 50 | 91 |  | 40000 | 76 | 25830 | 0.58 | 0.58 |  |  |  | Federally-Regulated Consumer Product |  | 2007-11-21
A O Smith Water Products | State Industries | IN1 50 YBRTW | Natural Gas | FALSE | TRUE | Non-Ozone-Depleting | FALSE | 50 | 91 |  | 40000 | 76 | 25830 | 0.58 | 0.58 |  |  |  | Federally-Regulated Consumer Product |  | 2007-11-21
Bradford White Corporation | Bradford-White Corp. | MI504S**FBN(B) | Natural Gas | FALSE | TRUE | Non-Ozone-Depleting | FALSE | 50 | 92 |  | 50000 | 78 | 25830 | 0.58 | 0.58 |  |  |  | Federally-Regulated Consumer Product |  | 2009-05-06
GSW Water Heating | State Industries | GS 6 50YBD S*** 300 | Natural Gas | FALSE | TRUE |  | FALSE | 50 | 91 |  | 40000 | 81 |  | 0.62 | 0.58 |  |  |  | Federally-Regulated Consumer Product |  | 2015-04-10
A O Smith Water Products | State Industries | IN1 50NHDST2 | Natural Gas | FALSE | FALSE | Non-Ozone-Depleting | TRUE | 50 | 77 |  | 38000 | 76 | 25392 | 0.59 | 0.58 |  |  |  | Federally-Regulated Consumer Product |  | 2012-06-11
A O Smith Water Products | State Industries | IN1 50NHMT2 | Natural Gas | FALSE | FALSE | Non-Ozone-Depleting | TRUE | 50 | 77 |  | 38000 | 76 | 24969 | 0.6 | 0.58 |  |  |  | Federally-Regulated Consumer Product |  | 2007-11-21
Bradford White Corporation | Bradford-White Corp. | RG2DV50S*N-*** | Natural Gas | FALSE | TRUE |  | FALSE | 50 | 88 |  | 42000 | 79 |  | 0.6 | 0.6 |  |  |  | Federally-Regulated Consumer Product |  | 2015-07-06
GSW Water Heating | A O Smith Water Products | GPVL 50 200 | Natural Gas | TRUE | TRUE |  | FALSE | 50 | 90 |  | 40000 | 82 |  | 0.7 | 0.58 |  |  |  | Federally-Regulated Consumer Product |  | 2012-08-28
A O Smith Water Products | Lochinvar Corp. | LBN 050 40 200 | Natural Gas | FALSE | TRUE |  | FALSE | 50 | 87 |  | 42000 | 78 |  | 0.59 | 0.58 |  |  |  | Federally-Regulated Consumer Product |  | 2014-03-28
American Water Heater Co. | Whirlpool | PDVG2J5060TN*** | Natural Gas | TRUE | TRUE | Non-Ozone-Depleting | FALSE | 50 | 87 |  | 60000 | 76 |  | 0.66 | 0.58 |  |  |  | Federally-Regulated Consumer Product |  | 2009-12-22
American Water Heater Co. | American Water Heater Co. | BFG9150S403NOV | Natural Gas | FALSE | FALSE |  | FALSE | 50 | 88 |  | 40000 | 76 |  | 0.58 | 0.58 |  |  |  | Federally-Regulated Consumer Product |  | 2011-09-27
American Water Heater Co. | American Water Heater Co. | PVG9250T60N*** | Natural Gas | TRUE | TRUE | Non-Ozone-Depleting | FALSE | 50 | 90 |  | 60000 | 76 | 22699 | 0.66 | 0.58 |  |  |  | Federally-Regulated Consumer Product |  | 2008-04-14
Bradford White Corporation | Lochinvar Corp. | XVN051 | Natural Gas | TRUE | TRUE |  | FALSE | 50 | 80 |  | 40000 | 79 | 24164 | 0.62 | 0.58 |  |  |  | Federally-Regulated Consumer Product |  | 2007-11-21
American Water Heater Co. | Whirlpool | BFG1J5050T4N*** | Natural Gas | TRUE | TRUE | Non-Ozone-Depleting | FALSE | 50 | 87 |  | 50000 | 76 |  | 0.58 | 0.58 |  |  |  | Federally-Regulated Consumer Product |  | 2009-12-22
GSW Water Heating | Lochinvar Corp. | PVN05040 200 | Natural Gas | TRUE | TRUE |  | FALSE | 50 | 90 |  | 40000 | 82 |  | 0.7 | 0.58 |  |  |  | Federally-Regulated Consumer Product |  | 2012-08-28
A O Smith Water Products | Lochinvar Corp. | LSN05040 300 | Natural Gas | FALSE | TRUE |  | FALSE | 50 | 93 |  | 40000 | 78 |  | 0.61 | 0.58 |  |  |  | Federally-Regulated Consumer Product |  | 2013-06-17
GSW Water Heating | A O Smith Water Products | GPDX 50L *** 200 | Natural Gas | TRUE | TRUE |  | FALSE | 50 | 115 |  | 62000 | 87 |  | 0.71 | 0.58 |  |  |  | Federally-Regulated Consumer Product |  | 2015-01-05
Rheem Sales Co.¦ Inc. | Rheem | 43V50SE2 | Natural Gas | FALSE | TRUE |  | FALSE | 50 | 89 |  | 40000 | 79 |  | 0.67 | 0.58 |  |  |  | Federally-Regulated Consumer Product |  | 2015-10-01
Rheem | Rheem | PROG50S-36N RH67 PV | Natural Gas | TRUE | TRUE |  | FALSE | 50 | 87 |  | 36000 | 80 |  | 0.67 | 0.58 |  |  |  | Federally-Regulated Consumer Product |  | 2013-11-18
GSW Water Heating | GSW Water Heating Co. | G650S40N-PV-ES2 | Natural Gas | TRUE | TRUE |  | FALSE | 50 | 90 |  | 40000 | 82 |  | 0.7 | 0.58 |  |  |  | Federally-Regulated Consumer Product |  | 2012-08-28
GSW Water Heating | State Industries | GS 6 50YRPDT L 5 200 | Natural Gas | TRUE | TRUE |  | FALSE | 50 | 115 |  | 62000 | 87 |  | 0.71 | 0.58 |  |  |  | Federally-Regulated Consumer Product |  | 2014-12-23
Rheem | Richmond | 6GDV50-38 | Natural Gas | FALSE | FALSE |  | FALSE | 50 | 85 |  | 38000 | 76 | 25830 | 0.58 | 0.58 |  |  |  | Federally-Regulated Consumer Product |  | 2009-04-22
American Water Heater Co. | U.S. Craftmaster | BFG1J5050T4N*** | Natural Gas | FALSE | TRUE | Non-Ozone-Depleting | FALSE | 50 | 87 |  | 50000 | 76 | 25830 | 0.58 | 0.58 |  |  |  | Federally-Regulated Consumer Product |  | 2007-11-21
A O Smith Water Products | Lochinvar Corp. | LTN 050 50 300 | Natural Gas | FALSE | TRUE |  | FALSE | 50 | 90 |  | 50000 | 76 |  | 0.58 | 0.58 |  |  |  | Federally-Regulated Consumer Product |  | 2012-03-02
A O Smith Water Products | Lochinvar Corp. | LTN 050 50ST 300 | Natural Gas | FALSE | TRUE |  | FALSE | 50 | 90 |  | 50000 | 76 |  | 0.58 | 0.58 |  |  |  | Federally-Regulated Consumer Product |  | 2012-03-02
Bradford White Corporation | Bradford-White Corp. | URG1PV50S*N | Natural Gas | TRUE | TRUE |  | FALSE | 50 | 86 |  | 40000 | 80 |  | 0.65 | 0.6 |  |  |  | Federally-Regulated Consumer Product |  | 2015-07-06
Rheem | Ruud | P2-50 PROFN | Natural Gas | FALSE | TRUE | Non-Ozone-Depleting | FALSE | 50 | 91 |  | 40000 | 76 | 25830 | 0.58 | 0.58 |  |  |  | Federally-Regulated Consumer Product |  | 2008-04-14
GSW Water Heating | State Industries | GS6 50 YRDS | Natural Gas | FALSE | TRUE |  | FALSE | 50 | 88 |  | 50000 | 81 | 24969 | 0.6 | 0.58 |  |  |  | Federally-Regulated Consumer Product |  | 2008-04-14
American Standard Water Heater Co. | Dura-Glass | GR-50L-1-3-6 | Natural Gas | TRUE | TRUE | Non-Ozone-Depleting | FALSE | 50 | 73 |  | 35000 | 78.1 | 24980 | 0.59 | 0.58 |  |  |  | Federally-Regulated Consumer Product |  | 2010-04-30
Rheem Sales Co.¦ Inc. | Rheem | 43VP50E2-E | Natural Gas | TRUE | TRUE |  | FALSE | 50 | 88 |  | 42000 | 82 |  | 0.67 | 0.58 |  |  |  | Federally-Regulated Consumer Product |  | 2015-10-01
A O Smith Water Products | Lochinvar Corp. | MDN 050 40 | Natural Gas | FALSE | TRUE |  | TRUE | 50 | 77 |  | 38000 | 76 |  | 0.59 | 0.58 |  |  |  | Federally-Regulated Consumer Product |  | 2014-02-04
American Water Heater Co. | Reliance | 6 50 UOCT | Natural Gas | FALSE | TRUE | Non-Ozone-Depleting | FALSE | 50 | 75 |  | 40000 | 77 | 24969 | 0.6 | 0.58 |  |  |  | Federally-Regulated Consumer Product |  | 2011-09-27
Rheem Sales Co.¦ Inc. | Rheem | 23X50NE2 | Natural Gas | TRUE | TRUE |  | FALSE | 50 | 93 |  | 36000 | 83 |  | 0.68 | 0.58 |  |  |  | Federally-Regulated Consumer Product |  | 2015-10-01
American Water Heater Co. | U.S. Craftmaster | ND50T92-403 | Natural Gas | TRUE | TRUE |  | FALSE | 50 | 81 |  | 40000 | 79 | 22360 | 0.67 | 0.58 |  |  |  | Federally-Regulated Consumer Product |  | 2011-10-27
American Water Heater Co. | U.S. Craftmaster | PDVG2F5042TN*** | Natural Gas | TRUE | TRUE | Non-Ozone-Depleting | FALSE | 50 | 81 |  | 42000 | 76 | 22699 | 0.66 | 0.58 |  |  |  | Federally-Regulated Consumer Product |  | 2008-04-14
A O Smith Water Products | Lochinvar | MGN050 40 250 | Natural Gas | FALSE | TRUE |  | TRUE | 50 | 74 |  | 40000 | 80 |  | 0.6 | 0.58 |  |  |  | Federally-Regulated Consumer Product |  | 2016-10-28
American Water Heater Co. | U.S. Craftmaster | NU50T11-403 | Natural Gas | FALSE | TRUE | Non-Ozone-Depleting | FALSE | 50 | 75 |  | 40000 | 77 | 25830 | 0.58 | 0.58 |  |  |  | Federally-Regulated Consumer Product |  | 2011-11-30
Bradford White Corporation | Lochinvar Corp. | XTN050G | Natural Gas | FALSE | FALSE |  | FALSE | 50 | 80 |  | 40000 | 78 | 25830 | 0.58 | 0.58 |  |  |  | Federally-Regulated Consumer Product |  | 2007-11-21
GSW Water Heating | A O Smith Water Products | GDV-50L 300 *** | Natural Gas | FALSE | TRUE |  | FALSE | 50 | 91 |  | 40000 | 81 |  | 0.62 | 0.58 |  |  |  | Federally-Regulated Consumer Product |  | 2015-04-10
American Water Heater Co. | American Water Heater Co. | BFG9250T504N*** | Natural Gas | FALSE | TRUE | Non-Ozone-Depleting | FALSE | 50 | 87 |  | 50000 | 76 | 24969 | 0.6 | 0.58 |  |  |  | Federally-Regulated Consumer Product |  | 2007-11-21
American Water Heater Co. | American Water Heater Co. | BFG12250T504N*** | Natural Gas | FALSE | TRUE | Non-Ozone-Depleting | FALSE | 50 | 87 |  | 50000 | 76 | 24969 | 0.6 | 0.58 |  |  |  | Federally-Regulated Consumer Product |  | 2007-11-21
American Water Heater Co. | American Water Heater Co. | BFG6250T403N0H*** | Natural Gas | FALSE | TRUE | Non-Ozone-Depleting | FALSE | 50 | 80 |  | 40000 | 76 | 24164 | 0.62 | 0.58 |  |  |  | Federally-Regulated Consumer Product |  | 2010-03-16
American Water Heater Co. | Whirlpool | SG1H5040T3N*** | Natural Gas | TRUE | TRUE | Non-Ozone-Depleting | FALSE | 50 | 90 |  | 40000 | 76 |  | 0.61 | 0.58 |  |  |  | Federally-Regulated Consumer Product |  | 2009-12-22
American Water Heater Co. | U.S. Craftmaster | SG1F5040T3N*** | Natural Gas | FALSE | TRUE | Non-Ozone-Depleting | FALSE | 50 | 90 |  | 40000 | 76 | 24560 | 0.61 | 0.58 |  |  |  | Federally-Regulated Consumer Product |  | 2010-03-16
Rheem Sales Co.¦ Inc. | Ruud | PVP50SE2 | Natural Gas | TRUE | TRUE |  | FALSE | 50 | 87 |  | 36000 | 80 |  | 0.67 | 0.58 |  |  |  | Federally-Regulated Consumer Product |  | 2015-10-01
Bradford White Corporation | Bradford-White Corp. | M1TW50S**FBN(A) | Natural Gas | TRUE | TRUE | Non-Ozone-Depleting | FALSE | 50 | 86 |  | 40000 | 80 | 23780 | 0.63 | 0.58 |  |  |  | Federally-Regulated Consumer Product |  | 2009-05-06
A O Smith Water Products | American | MHDV62 50T40 250 | Natural Gas | FALSE | TRUE |  | TRUE | 50 | 74 |  | 40000 | 80 |  | 0.6 | 0.58 |  |  |  | Federally-Regulated Consumer Product |  | 2016-10-28
Rheem | Ruud | PH2DV50-40(N) | Natural Gas | FALSE | FALSE |  | FALSE | 50 | 85 |  | 40000 | 76 | 25830 | 0.58 | 0.58 |  |  |  | Federally-Regulated Consumer Product |  | 2009-04-22
Rheem | Ruud | P2-50FN | Natural Gas | FALSE | TRUE | Non-Ozone-Depleting | FALSE | 50 | 91 |  | 40000 | 76 | 25830 | 0.58 | 0.58 |  |  |  | Federally-Regulated Consumer Product |  | 2008-04-14
A O Smith Water Products | American Water Heater Co. | MHSCG62-50T38-3NV | Natural Gas | FALSE | FALSE | Non-Ozone-Depleting | TRUE | 50 | 77 |  | 38000 | 76 | 25392 | 0.59 | 0.58 |  |  |  | Federally-Regulated Consumer Product |  | 2012-06-11
A O Smith Water Products | American Water Heater Co. | MHSCG62-50T38-3NV 300 | Natural Gas | FALSE | TRUE |  | TRUE | 50 | 77 |  | 38000 | 76 |  | 0.59 | 0.58 |  |  |  | Federally-Regulated Consumer Product |  | 2014-02-04
Rheem | Rheem | PRO+G50-36U RH68 | Natural Gas | TRUE | TRUE |  | FALSE | 50 | 93 |  | 36000 | 83 |  | 0.68 | 0.58 |  |  |  | Federally-Regulated Consumer Product |  | 2014-02-04
American Water Heater Co. | U.S. Craftmaster | BFG2H5040T3N*** | Natural Gas | FALSE | TRUE | Non-Ozone-Depleting | FALSE | 50 | 80 |  | 40000 | 76 | 24164 | 0.62 | 0.58 |  |  |  | Federally-Regulated Consumer Product |  | 2007-11-21
GSW Water Heating | State Industries | GS 6 50YBVIS 200 | Natural Gas | TRUE | TRUE |  | FALSE | 50 | 90 |  | 40000 | 82 |  | 0.7 | 0.58 |  |  |  | Federally-Regulated Consumer Product |  | 2012-08-28
Rheem | Ruud | PH2-50-40PROHF | Natural Gas | FALSE | TRUE |  | FALSE | 50 | 82 |  | 40000 | 76 | 25830 | 0.58 | 0.58 |  |  |  | Federally-Regulated Consumer Product |  | 2009-04-22
A O Smith Water Products | U.S. Craftmaster | NG2F5040T 250 | Natural Gas | FALSE | TRUE |  | FALSE | 50 | 86 |  | 40000 | 76 |  | 0.6 | 0.58 |  |  |  | Federally-Regulated Consumer Product |  | 2015-04-10
A O Smith Water Products | U.S. CRAFTSMASTER | NG2F5040T 250 | Natural Gas | FALSE | TRUE |  | FALSE | 50 | 86 |  | 40000 | 76 |  | 0.6 | 0.58 |  |  |  | Federally-Regulated Consumer Product |  | 2015-10-01
A O Smith Water Products | U.S. Craftmaster | NG2F5050T* 400 | Natural Gas | FALSE | TRUE |  | FALSE | 50 | 92 |  | 50000 | 80 |  | 0.6 | 0.58 |  |  |  | Federally-Regulated Consumer Product |  | 2015-04-10
A O Smith Water Products | U.S. CRAFTSMASTER | NG2F5050T* 400 | Natural Gas | FALSE | TRUE |  | FALSE | 50 | 92 |  | 50000 | 80 |  | 0.6 | 0.58 |  |  |  | Federally-Regulated Consumer Product |  | 2015-10-01
A O Smith Water Products | U.S. CRAFTSMASTER | NG2F5060T 250 | Natural Gas | FALSE | TRUE |  | FALSE | 50 | 98 |  | 60000 | 80 |  | 0.6 | 0.58 |  |  |  | Federally-Regulated Consumer Product |  | 2017-05-24
Rheem | Rheem | PROG50-36N RH59 MH DVX | Natural Gas | TRUE | FALSE |  | TRUE | 50 | 78 |  | 36000 | 76 |  | 0.59 | 0.58 |  |  |  | Federally-Regulated Consumer Product |  | 2013-11-18
American Water Heater Co. | A O Smith Water Products | GCNH 50 200 | Natural Gas | FALSE | TRUE |  | FALSE | 50 | 75 |  | 40000 | 77 |  | 0.58 | 0.58 |  |  |  | Federally-Regulated Consumer Product |  | 2011-11-30
American Water Heater Co. | American Water Heater Co. | DVUG(1¦3¦5¦6¦8¦10¦12)250T38-(D)N(V) | Natural Gas | FALSE | TRUE |  | FALSE | 50 | 81 |  | 38000 | 80 |  | 0.62 | 0.58 |  |  |  | Federally-Regulated Consumer Product |  | 2013-11-18
American Water Heater Co. | A O Smith Water Products | GNR-50-100 | Natural Gas | FALSE | TRUE | Non-Ozone-Depleting | FALSE | 50 | 75 |  | 40000 | 77 | 24969 | 0.6 | 0.58 |  |  |  | Federally-Regulated Consumer Product |  | 2011-09-27
GSW Water Heating | A O Smith Water Products | GPVT 50 200 S19 | Natural Gas | TRUE | TRUE |  | FALSE | 50 | 96 |  | 50000 | 82 |  | 0.7 | 0.58 |  |  |  | Federally-Regulated Consumer Product |  | 2012-08-28
American Water Heater Co. | U.S. Craftmaster | BFG1A5040S3NOV | Natural Gas | FALSE | FALSE |  | FALSE | 50 | 88 |  | 40000 | 76 |  | 0.58 | 0.58 |  |  |  | Federally-Regulated Consumer Product |  | 2011-09-27
American Water Heater Co. | Whirlpool | 50T12-40NG 400 | Natural Gas | FALSE | TRUE |  | FALSE | 50 | 82 |  | 40000 | 79 |  | 0.62 | 0.58 |  |  |  | Federally-Regulated Consumer Product |  | 2015-10-01
Bradford White Corporation | Bradford-White Corp. | URG250T*N | Natural Gas | FALSE | TRUE |  | FALSE | 50 | 89 |  | 40000 | 79 |  | 0.62 | 0.6 |  |  |  | Federally-Regulated Consumer Product |  | 2015-07-06
GSW Water Heating | GSW Water Heating Co. | 50TBFNA | Natural Gas | FALSE | TRUE |  | FALSE | 50 | 86 |  | 42000 | 73 | 25830 | 0.58 | 0.58 |  |  |  | Federally-Regulated Consumer Product |  | 2008-09-25
Rheem | Rheem | PROG50-38N RU58 DV | Natural Gas | TRUE | FALSE |  | FALSE | 50 | 80 |  | 38000 | 76 |  | 0.58 | 0.58 |  |  |  | Federally-Regulated Consumer Product |  | 2013-11-18
Bradford White Corporation | Bradford-White Corp. | U1503*FRN(A) | Natural Gas | FALSE | TRUE | Non-Ozone-Depleting | FALSE | 50 | 86 |  | 40000 | 79 | 25830 | 0.58 | 0.58 |  |  |  | Federally-Regulated Consumer Product |  | 2008-09-25
GSW Water Heating | GSW Water Heating Co. | G650T62N-PDV-ES2 200 | Natural Gas | TRUE | TRUE |  | FALSE | 50 | 115 |  | 62000 | 87 |  | 0.71 | 0.58 |  |  |  | Federally-Regulated Consumer Product |  | 2014-12-23
American Water Heater Co. | American Water Heater Co. | PDVG6250T60N*** | Natural Gas | TRUE | TRUE | Non-Ozone-Depleting | FALSE | 50 | 87 |  | 60000 | 76 | 22699 | 0.66 | 0.58 |  |  |  | Federally-Regulated Consumer Product |  | 2008-04-14
A O Smith Water Products | State Industries | PR6 50 XCVIT 200 | Natural Gas | TRUE | FALSE | Non-Ozone-Depleting | FALSE | 50 | 83 |  | 40000 | 76 | 24164 | 0.62 | 0.58 |  |  |  | Federally-Regulated Consumer Product |  | 2007-11-21
A O Smith Water Products | State Industries | PR6 50 NHDST2 | Natural Gas | FALSE | FALSE | Non-Ozone-Depleting | TRUE | 50 | 77 |  | 38000 | 76 | 25392 | 0.59 | 0.58 |  |  |  | Federally-Regulated Consumer Product |  | 2012-06-11
A O Smith Water Products | State Industries | PR6 50 NHDST2 300 | Natural Gas | FALSE | TRUE |  | TRUE | 50 | 77 |  | 38000 | 76 |  | 0.59 | 0.58 |  |  |  | Federally-Regulated Consumer Product |  | 2014-02-04
Rheem Sales Co.¦ Inc. | Ruud | PROG50-38N RU58 DV | Natural Gas | TRUE | FALSE |  | FALSE | 50 | 80 |  | 38000 | 76 |  | 0.58 | 0.58 |  |  |  | Federally-Regulated Consumer Product |  | 2015-10-01
A O Smith Water Products | State Industries | PR6 50 NOMT2 | Natural Gas | FALSE | FALSE | Non-Ozone-Depleting | TRUE | 50 | 77 |  | 38000 | 76 | 24969 | 0.6 | 0.58 |  |  |  | Federally-Regulated Consumer Product |  | 2007-11-21
A O Smith Water Products | State Industries | PR6 50 XBPDT | Natural Gas | TRUE | TRUE | Non-Ozone-Depleting | FALSE | 50 | 80 |  | 40000 | 76 | 25830 | 0.58 | 0.58 |  |  |  | Federally-Regulated Consumer Product |  | 2007-11-21
A O Smith Water Products | State Industries | PR6 50 XCVIT 5 200 | Natural Gas | TRUE | TRUE | Non-Ozone-Depleting | FALSE | 50 | 107 |  | 65000 | 76 | 24164 | 0.62 | 0.58 |  |  |  | Federally-Regulated Consumer Product |  | 2007-11-21
A O Smith Water Products | State Industries | PR6 50 XCVIT2 200 | Natural Gas | TRUE | FALSE | Non-Ozone-Depleting | FALSE | 50 | 84 |  | 40000 | 78 | 23408 | 0.64 | 0.58 |  |  |  | Federally-Regulated Consumer Product |  | 2007-11-21
A O Smith Water Products | State Industries | PR6 50 XODS | Natural Gas | FALSE | TRUE | Non-Ozone-Depleting | FALSE | 50 | 77 |  | 38000 | 77 | 25830 | 0.58 | 0.58 |  |  |  | Federally-Regulated Consumer Product |  | 2007-11-21
Rheem | Rheem | 6G50PV-38FN | Natural Gas | TRUE | TRUE |  | FALSE | 50 | 94 |  | 38000 | 80 |  | 0.67 | 0.58 |  |  |  | Federally-Regulated Consumer Product |  | 2011-09-27
A O Smith Water Products | State Industries | PR6 50 XRPDT5 | Natural Gas | TRUE | TRUE | Non-Ozone-Depleting | FALSE | 50 | 80 |  | 65000 | 73 | 25830 | 0.58 | 0.58 |  |  |  | Federally-Regulated Consumer Product |  | 2007-11-21
GSW Water Heating | American Water Heater Co. | PVG62-50S40-NVS | Natural Gas | TRUE | TRUE |  | FALSE | 50 | 90 |  | 40000 | 82 |  | 0.7 | 0.58 |  |  |  | Federally-Regulated Consumer Product |  | 2012-08-28
Rheem | Rheem | 6G50PDV-65 | Natural Gas | TRUE | TRUE |  | FALSE | 50 | 111 |  | 65000 | 80 | 24164 | 0.62 | 0.58 |  |  |  | Federally-Regulated Consumer Product |  | 2012-06-11
Bradford White Corporation | Lochinvar Corp. | LTN050G-EF | Natural Gas | FALSE | TRUE |  | FALSE | 50 | 80 |  | 40000 | 79 | 24164 | 0.62 | 0.58 |  |  |  | Federally-Regulated Consumer Product |  | 2007-11-21
GSW Water Heating | GSW Water Heating Co. | 50SNVH-FV | Natural Gas | TRUE | TRUE |  | FALSE | 50 | 84 |  | 34000 | 75 | 24969 | 0.6 | 0.58 |  |  |  | Federally-Regulated Consumer Product |  | 2007-11-21
American Water Heater Co. | U.S. Craftmaster | FDG2H5040T3N | Natural Gas | TRUE | TRUE |  | FALSE | 50 | 81 |  | 40000 | 79 | 22360 | 0.67 | 0.58 |  |  |  | Federally-Regulated Consumer Product |  | 2011-10-27
Bradford White Corporation | Bradford-White Corp. | U4503*FRN(A) | Natural Gas | FALSE | TRUE | Non-Ozone-Depleting | FALSE | 50 | 86 |  | 40000 | 79 | 24164 | 0.62 | 0.58 |  |  |  | Federally-Regulated Consumer Product |  | 2008-09-25
Rheem | Rheem | 21VR50DV | Natural Gas | FALSE | FALSE |  | TRUE | 50 | 67 |  | 32000 | 76 | 25392 | 0.59 | 0.58 |  |  |  | Federally-Regulated Consumer Product |  | 2007-11-21
Bradford White Corporation | Bradford-White Corp. | URG2DV50S*N-*** | Natural Gas | FALSE | TRUE |  | FALSE | 50 | 84 |  | 38000 | 79 |  | 0.6 | 0.6 |  |  |  | Federally-Regulated Consumer Product |  | 2015-07-06
Rheem | Rheem | RHGPRO50-40F | Natural Gas | FALSE | TRUE |  | FALSE | 50 | 83 |  | 40000 | 76 | 24164 | 0.62 | 0.58 |  |  |  | Federally-Regulated Consumer Product |  | 2009-04-22
Rheem Sales Co.¦ Inc. | Ruud | PVP50E2 | Natural Gas | TRUE | TRUE |  | FALSE | 50 | 87 |  | 42000 | 82 |  | 0.67 | 0.58 |  |  |  | Federally-Regulated Consumer Product |  | 2015-10-01
GSW Water Heating | GSW Water Heating Co. | G650T40N-DV 300 | Natural Gas | FALSE | TRUE |  | FALSE | 50 | 91 |  | 40000 | 81 |  | 0.62 | 0.58 |  |  |  | Federally-Regulated Consumer Product |  | 2014-05-07
GSW Water Heating | A O Smith Water Products | GDV 50 300 T-25 | Natural Gas | FALSE | TRUE |  | FALSE | 50 | 91 |  | 40000 | 81 |  | 0.62 | 0.58 |  |  |  | Federally-Regulated Consumer Product |  | 2014-05-07
A O Smith Water Products | State | SCI 50 MDV* 250 | Natural Gas | FALSE | TRUE |  | TRUE | 50 | 74 |  | 40000 | 80 |  | 0.6 | 0.58 |  |  |  | Federally-Regulated Consumer Product |  | 2016-10-28
A O Smith Water Products | State Industries | SCI 50 NHDST2 102 | Natural Gas | FALSE | FALSE |  | TRUE | 50 | 77 |  | 38000 | 76 |  | 0.59 | 0.58 |  |  |  | Federally-Regulated Consumer Product |  | 2012-07-06
A O Smith Water Products | State Industries | SCI 50 NHDST2 300 | Natural Gas | FALSE | TRUE |  | TRUE | 50 | 77 |  | 38000 | 76 |  | 0.59 | 0.58 |  |  |  | Federally-Regulated Consumer Product |  | 2014-02-04
Rheem Sales Co.¦ Inc. | Rheem | 42VP50FN | Natural Gas | TRUE | TRUE |  | FALSE | 50 | 94 |  | 38000 | 80 |  | 0.67 | 0.58 |  |  |  | Federally-Regulated Consumer Product |  | 2015-10-01
Rheem | Ruud | 42VP50FW | Natural Gas | FALSE | TRUE | Non-Ozone-Depleting | FALSE | 50 | 87 |  | 42000 | 76 | 23408 | 0.64 | 0.58 |  |  |  | Federally-Regulated Consumer Product |  | 2010-03-16
Rheem | Rheem | MV50FDVX | Natural Gas | TRUE | FALSE |  | TRUE | 50 | 78 |  | 36000 | 76 |  | 0.59 | 0.58 |  |  |  | Federally-Regulated Consumer Product |  | 2011-09-27
American Water Heater Co. | State Industries | GS6 50 YOACT G | Natural Gas | FALSE | TRUE |  | FALSE | 50 | 80 |  | 40000 | 76 | 24164 | 0.62 | 0.58 |  |  |  | Federally-Regulated Consumer Product |  | 2008-09-25
American Water Heater Co. | U.S. Craftmaster | FDG2F5040T3N | Natural Gas | TRUE | TRUE |  | FALSE | 50 | 81 |  | 40000 | 79 | 22360 | 0.67 | 0.58 |  |  |  | Federally-Regulated Consumer Product |  | 2011-10-27
GSW Water Heating | A O Smith Water Products | GPVL 50 200 S19 | Natural Gas | TRUE | TRUE |  | FALSE | 50 | 90 |  | 40000 | 82 |  | 0.7 | 0.58 |  |  |  | Federally-Regulated Consumer Product |  | 2012-08-28
American Water Heater Co. | U.S. Craftmaster | NU50T91-403 | Natural Gas | FALSE | TRUE | Non-Ozone-Depleting | FALSE | 50 | 75 |  | 40000 | 77 | 25830 | 0.58 | 0.58 |  |  |  | Federally-Regulated Consumer Product |  | 2011-11-30
Rheem | Rheem | PVP50SE2-E | Natural Gas | TRUE | TRUE |  | FALSE | 50 | 87 |  | 36000 | 80 |  | 0.67 | 0.58 |  |  |  | Federally-Regulated Consumer Product |  | 2011-09-28
GSW Water Heating | State Industries | GS6 50 YBDSL 300 | Natural Gas | FALSE | TRUE |  | FALSE | 50 | 91 |  | 40000 | 81 |  | 0.62 | 0.58 |  |  |  | Federally-Regulated Consumer Product |  | 2014-05-07
American Water Heater Co. | Whirlpool | BFG2H5040T3NOH*** | Natural Gas | TRUE | TRUE | Non-Ozone-Depleting | FALSE | 50 | 80 |  | 40000 | 76 |  | 0.62 | 0.58 |  |  |  | Federally-Regulated Consumer Product |  | 2009-12-22
Rheem | Rheem | 6G50S-40E2 | Natural Gas | FALSE | TRUE |  | FALSE | 50 | 89 |  | 40000 | 79 |  | 0.67 | 0.58 |  |  |  | Federally-Regulated Consumer Product |  | 2011-09-27
Rheem Sales Co.¦ Inc. | Rheem | 43VP50SE2 | Natural Gas | TRUE | TRUE |  | FALSE | 50 | 87 |  | 36000 | 80 |  | 0.67 | 0.58 |  |  |  | Federally-Regulated Consumer Product |  | 2015-10-01
GSW Water Heating | State Industries | GS 6 50YRVIT (A5) 200 | Natural Gas | TRUE | TRUE |  | FALSE | 50 | 96 |  | 50000 | 82 |  | 0.7 | 0.58 |  |  |  | Federally-Regulated Consumer Product |  | 2012-08-28
GSW Water Heating | GSW Water Heating Co. | 5040SN-PDV | Natural Gas | TRUE | TRUE |  | FALSE | 50 | 87 |  | 40000 | 82 | 22032 | 0.68 | 0.58 |  |  |  | Federally-Regulated Consumer Product |  | 2008-09-25
American Water Heater Co. | American Water Heater Co. | UG12150T403N*** | Natural Gas | FALSE | TRUE | Non-Ozone-Depleting | FALSE | 50 | 75 |  | 40000 | 77 | 25830 | 0.58 | 0.58 |  |  |  | Federally-Regulated Consumer Product |  | 2011-11-30
Rheem | Rheem | PDV50-65 | Natural Gas | TRUE | TRUE | Non-Ozone-Depleting | FALSE | 50 | 111 |  | 65000 | 80 | 24164 | 0.62 | 0.58 |  |  |  | Federally-Regulated Consumer Product |  | 2011-09-27
Rheem | Richmond | 12G50-40F | Natural Gas | FALSE | TRUE |  | FALSE | 50 | 83 |  | 40000 | 76 | 24164 | 0.62 | 0.58 |  |  |  | Federally-Regulated Consumer Product |  | 2009-04-22
Bradford White Corporation | Bradford-White Corp. | MI504S***N4 | Natural Gas | FALSE | FALSE |  | FALSE | 50 | 92 |  | 50000 | 78 | 25830 | 0.58 | 0.58 |  |  |  | Federally-Regulated Consumer Product |  | 2007-11-21
GSW Water Heating | Reliance | 6 50YRVIT 200 | Natural Gas | TRUE | TRUE |  | FALSE | 50 | 96 |  | 50000 | 82 |  | 0.7 | 0.58 |  |  |  | Federally-Regulated Consumer Product |  | 2012-08-28
American Water Heater Co. | American Water Heater Co. | PG6 50-199-3NV | Natural Gas | FALSE |  | Ozone-Depleting | FALSE | 50 |  | 3 | 199000 | 97 | 176 | 0.85 | 0.53 |  |  |  | Non Federally-Regulated |  | 2004-05-14
American Water Heater Co. | Whirlpool | DVG2J5042TN*** | Natural Gas | TRUE | TRUE | Non-Ozone-Depleting | FALSE | 50 | 70 |  | 42000 | 76 |  | 0.58 | 0.58 |  |  |  | Federally-Regulated Consumer Product |  | 2009-12-22
GSW Water Heating | GSW Water Heating Co. | 50S40FV | Natural Gas | FALSE | FALSE |  | FALSE | 50 | 88 |  | 40000 | 76 | 25830 | 0.58 | 0.58 |  |  |  | Federally-Regulated Consumer Product |  | 2008-09-25
Rheem | Rheem | 42V50-40HF | Natural Gas | FALSE | TRUE |  | FALSE | 50 | 82 |  | 40000 | 76 | 25830 | 0.58 | 0.58 |  |  |  | Federally-Regulated Consumer Product |  | 2009-04-22
GSW Water Heating | Apollo | A6 50 YRDS L | Natural Gas | FALSE | TRUE |  | FALSE | 50 | 88 |  | 50000 | 81 | 24969 | 0.6 | 0.58 |  |  |  | Federally-Regulated Consumer Product |  | 2008-04-14
Rheem | Rheem | 42V50SPROF | Natural Gas | FALSE | TRUE |  | FALSE | 50 | 84 |  | 40000 | 76 | 25392 | 0.59 | 0.58 |  |  |  | Federally-Regulated Consumer Product |  | 2007-11-21
GSW Water Heating | A O Smith Water Products | GPD 50 S41 200 | Natural Gas | TRUE | TRUE |  | FALSE | 50 | 93 |  | 45000 | 83 |  | 0.7 | 0.58 |  |  |  | Federally-Regulated Consumer Product |  | 2014-12-23
Rheem | Rheem | 6G50PDV-40 | Natural Gas | TRUE | TRUE |  | FALSE | 50 | 93 |  | 40000 | 84 | 22360 | 0.67 | 0.58 |  |  |  | Federally-Regulated Consumer Product |  | 2012-06-11
Bradford White Corporation | Lochinvar Corp. | XTN050G-4 | Natural Gas | FALSE | FALSE |  | FALSE | 50 | 86 |  | 48000 | 78 | 25830 | 0.58 | 0.58 |  |  |  | Federally-Regulated Consumer Product |  | 2007-11-21
Rheem Sales Co.¦ Inc. | Ruud | PROUG50-36U RU68 PD | Natural Gas | TRUE | TRUE |  | FALSE | 50 | 93 |  | 36000 | 83 |  | 0.68 | 0.58 |  |  |  | Federally-Regulated Consumer Product |  | 2015-10-01
GSW Water Heating | American Water Heater Co. | DVG62 50T40 NOV ka90 | Natural Gas | FALSE | TRUE |  | FALSE | 50 | 91 |  | 40000 | 81 |  | 0.62 | 0.58 |  |  |  | Federally-Regulated Consumer Product |  | 2014-05-07
American Water Heater Co. | U.S. Craftmaster | FDG2J5040T3N | Natural Gas | TRUE | TRUE |  | FALSE | 50 | 81 |  | 40000 | 79 | 22360 | 0.67 | 0.58 |  |  |  | Federally-Regulated Consumer Product |  | 2011-10-27
Rheem | Rheem | 3WA65 | Natural Gas | TRUE | TRUE |  | FALSE | 50 | 82 |  | 40000 | 76 | 25830 | 0.58 | 0.58 |  |  |  | Federally-Regulated Consumer Product |  | 2009-04-22
GSW Water Heating | State Industries | GS 6 50YBVIS (A2) 200 | Natural Gas | TRUE | TRUE |  | FALSE | 50 | 90 |  | 40000 | 82 |  | 0.7 | 0.58 |  |  |  | Federally-Regulated Consumer Product |  | 2012-08-28
Rheem Sales Co.¦ Inc. | Ruud | PROG50-42N RU67 PVE | Natural Gas | TRUE | TRUE |  | FALSE | 50 | 87 |  | 42000 | 82 |  | 0.67 | 0.58 |  |  |  | Federally-Regulated Consumer Product |  | 2015-10-01
Water Heater Innovations | Marathon | MG50345 | Natural Gas | FALSE | FALSE | No Match | FALSE | 50 | 80 |  | 34500 | 80 | 23048 | 0.65 | 0.53 |  |  |  | Federally-Regulated Consumer Product |  | 1997-01-29
Bradford White Corporation | Bradford-White Corp. | PE4503**FBN(A) | Natural Gas | TRUE | TRUE |  | FALSE | 50 | 89 |  | 40000 | 79 |  | 0.62 | 0.58 |  |  |  | Federally-Regulated Consumer Product |  | 2011-10-27
American Water Heater Co. | U.S. Craftmaster | PDVG2F5060TN*** | Natural Gas | TRUE | TRUE | Non-Ozone-Depleting | FALSE | 50 | 87 |  | 60000 | 76 | 22699 | 0.66 | 0.58 |  |  |  | Federally-Regulated Consumer Product |  | 2008-04-14
American Water Heater Co. | Whirlpool | BFG1F5040T3N*** | Natural Gas | TRUE | TRUE | Non-Ozone-Depleting | FALSE | 50 | 80 |  | 40000 | 76 |  | 0.58 | 0.58 |  |  |  | Federally-Regulated Consumer Product |  | 2009-12-22
Rheem | Richmond | 6G50SPV-36F | Natural Gas | FALSE | TRUE |  | FALSE | 50 | 85 |  | 42000 | 76 | 24164 | 0.62 | 0.58 |  |  |  | Federally-Regulated Consumer Product |  | 2010-03-16
Lochinvar¦ LLC. | Lochinvar Corp. | LVN 050 40ES 100 | Natural Gas | TRUE | FALSE |  | FALSE | 50 | 83 |  | 40000 | 82 |  | 0.67 | 0.58 |  |  |  | Federally-Regulated Consumer Product |  | 2011-11-30
GSW Water Heating | State Industries | GS 6 50YBPDT A2 200 | Natural Gas | TRUE | TRUE |  | FALSE | 50 | 93 |  | 45000 | 83 |  | 0.7 | 0.58 |  |  |  | Federally-Regulated Consumer Product |  | 2014-12-23
American Water Heater Co. | Lochinvar Corp. | UTN05050 | Natural Gas | FALSE | TRUE |  | FALSE | 50 | 90 |  | 50000 | 78 |  | 0.59 | 0.58 |  |  |  | Federally-Regulated Consumer Product |  | 2012-08-11
Bradford White Corporation | Lochinvar Corp. | XTN050G-EF | Natural Gas | FALSE | TRUE |  | FALSE | 50 | 80 |  | 40000 | 79 | 24164 | 0.62 | 0.58 |  |  |  | Federally-Regulated Consumer Product |  | 2007-11-21
GSW Water Heating | A O Smith Water Products | GDV 50 300 S41 | Natural Gas | FALSE | TRUE |  | FALSE | 50 | 91 |  | 40000 | 81 |  | 0.62 | 0.58 |  |  |  | Federally-Regulated Consumer Product |  | 2014-05-07
Rheem Sales Co.¦ Inc. | Rheem | 22XR50FN | Natural Gas | FALSE | TRUE |  | FALSE | 50 | 91 |  | 36000 | 76 |  | 0.62 | 0.58 |  |  |  | Federally-Regulated Consumer Product |  | 2015-10-01
Rheem | Rheem | 42VP50F | Natural Gas | FALSE | TRUE |  | FALSE | 50 | 87 |  | 42000 | 76 | 23408 | 0.64 | 0.58 |  |  |  | Federally-Regulated Consumer Product |  | 2010-03-16
Bradford White Corporation | Bradford-White Corp. | D4504S**FBN | Natural Gas | TRUE | TRUE | Non-Ozone-Depleting | FALSE | 50 | 86 |  | 40000 | 78 | 22360 | 0.67 | 0.58 |  |  |  | Federally-Regulated Consumer Product |  | 2011-09-27
American Water Heater Co. | American Water Heater Co. | BFG9250T403N0H*** | Natural Gas | FALSE | TRUE |  | FALSE | 50 | 80 |  | 40000 | 76 | 24164 | 0.62 | 0.58 |  |  |  | Federally-Regulated Consumer Product |  | 2010-03-16
American Water Heater Co. | American Water Heater Co. | PVG12250T60N*** | Natural Gas | TRUE | TRUE | Non-Ozone-Depleting | FALSE | 50 | 90 |  | 60000 | 76 | 22699 | 0.66 | 0.58 |  |  |  | Federally-Regulated Consumer Product |  | 2008-04-14
American Water Heater Co. | American Water Heater Co. | PVG6250T42N*** | Natural Gas | TRUE | TRUE | Non-Ozone-Depleting | FALSE | 50 | 81 |  | 42000 | 76 | 22699 | 0.66 | 0.58 |  |  |  | Federally-Regulated Consumer Product |  | 2008-04-14
Rheem Sales Co.¦ Inc. | Rheem | PROG50-38N RH58 DV | Natural Gas | FALSE | FALSE |  | FALSE | 50 | 80 |  | 38000 | 76 |  | 0.58 | 0.58 |  |  |  | Federally-Regulated Consumer Product |  | 2015-10-01
GSW Water Heating | State Industries | GS6 50 YRDSL 300 VO | Natural Gas | FALSE | TRUE |  | FALSE | 50 | 92 |  | 47000 | 81 |  | 0.61 | 0.58 |  |  |  | Federally-Regulated Consumer Product |  | 2014-05-07
American Water Heater Co. | Sears | 153.5525 | Natural Gas | FALSE | TRUE |  | FALSE | 50 | 91 |  | 40000 | 78 |  | 0.6 | 0.58 |  |  |  | Federally-Regulated Consumer Product |  | 2015-10-01
Rheem | Richmond | 9G50-40FN | Natural Gas | FALSE | TRUE | Non-Ozone-Depleting | FALSE | 50 | 91 |  | 40000 | 76 | 25830 | 0.58 | 0.58 |  |  |  | Federally-Regulated Consumer Product |  | 2008-04-14
Rheem | Ruud | PVP50F | Natural Gas | FALSE | TRUE |  | FALSE | 50 | 87 |  | 42000 | 76 | 23408 | 0.64 | 0.58 |  |  |  | Federally-Regulated Consumer Product |  | 2010-03-16
American Water Heater Co. | American Water Heater Co. | PG12 50-199-3NV | Natural Gas | FALSE |  | Ozone-Depleting | FALSE | 50 |  | 3 | 199000 | 98 | 176 | 0.85 | 0.53 |  |  |  | Non Federally-Regulated |  | 2004-05-14
Bradford White Corporation | Bradford-White Corp. | MI504S***N7-ATO******* | Natural Gas | FALSE | TRUE |  | FALSE | 50 | 92 |  | 50000 | 78 | 25830 | 0.58 | 0.58 |  |  |  | Federally-Regulated Consumer Product |  | 2007-11-21
Rheem | Richmond | 5VRP50NT | Natural Gas | TRUE | TRUE |  | FALSE | 50 | 84 |  | 40000 | 76 | 23048 | 0.65 | 0.58 |  |  |  | Federally-Regulated Consumer Product |  | 2007-11-21
Rheem | Richmond | 6G50-38F1 | Natural Gas | FALSE | TRUE |  | FALSE | 50 | 80 |  | 38000 | 76 | 25830 | 0.58 | 0.58 |  |  |  | Federally-Regulated Consumer Product |  | 2007-11-21
Rheem | Rheem | 1HA14 | Natural Gas | FALSE | TRUE |  | FALSE | 50 | 87 |  | 42000 | 76 | 23408 | 0.64 | 0.58 |  |  |  | Federally-Regulated Consumer Product |  | 2010-03-16
Lochinvar¦ LLC. | Lochinvar Corp. | LTN 050 40 300 | Natural Gas | FALSE | TRUE |  | FALSE | 50 | 88 |  | 40000 | 76 |  | 0.58 | 0.58 |  |  |  | Federally-Regulated Consumer Product |  | 2011-11-30
Bradford White Corporation | Bradford-White Corp. | M4503***N7-ATO****** | Natural Gas | FALSE | TRUE | Non-Ozone-Depleting | FALSE | 50 | 86 |  | 40000 | 79 | 24164 | 0.62 | 0.58 |  |  |  | Federally-Regulated Consumer Product |  | 2009-04-22
GSW Water Heating | State Industries | GS 6 50YBPDT A5 200 | Natural Gas | TRUE | TRUE |  | FALSE | 50 | 93 |  | 45000 | 83 |  | 0.7 | 0.58 |  |  |  | Federally-Regulated Consumer Product |  | 2014-12-23
Rheem | Rheem | PROG50-36N RH60 MH DVX | Natural Gas | FALSE | TRUE |  | TRUE | 50 | 80 |  | 36000 | 80 |  | 0.6 | 0.58 |  |  |  | Federally-Regulated Consumer Product |  | 2015-04-14
GSW Water Heating | Lochinvar Corp. | GBN05050 300 | Natural Gas | FALSE | TRUE |  | FALSE | 50 | 92 |  | 47000 | 81 |  | 0.61 | 0.58 |  |  |  | Federally-Regulated Consumer Product |  | 2015-04-10
American Water Heater Co. | A O Smith Water Products | GURT 50(L) 400 | Natural Gas | FALSE | TRUE |  | FALSE | 50 | 98 |  | 50000 | 80 |  | 0.6 | 0.58 |  |  |  | Federally-Regulated Consumer Product |  | 2015-04-10
Giant Factories¦ Inc. | Giant Factories¦ Inc. | UG50-40LFPV2-N2U-US | Natural Gas | TRUE | TRUE |  | FALSE | 50 | 84 |  | 40000 | 78 |  | 0.67 | 0.6 |  |  |  | Federally-Regulated Consumer Product |  | 2015-06-05
GSW Water Heating | A O Smith Water Products | GPD 50 200 | Natural Gas | TRUE | TRUE |  | FALSE | 50 | 93 |  | 45000 | 83 |  | 0.7 | 0.58 |  |  |  | Federally-Regulated Consumer Product |  | 2014-12-23
GSW Water Heating | Reliance | 6 50YBPDT 200 | Natural Gas | TRUE | TRUE |  | FALSE | 50 | 93 |  | 45000 | 83 |  | 0.7 | 0.58 |  |  |  | Federally-Regulated Consumer Product |  | 2014-09-02
Rheem | Richmond | 6G50V-36FN | Natural Gas | FALSE | TRUE | Non-Ozone-Depleting | FALSE | 50 | 91 |  | 36000 | 76 | 24164 | 0.62 | 0.58 |  |  |  | Federally-Regulated Consumer Product |  | 2013-07-18
American Standard Water Heater Co. | Dura-Glass | G-50L-1-3-12 | Natural Gas | TRUE | TRUE | Non-Ozone-Depleting | FALSE | 50 | 73 |  | 40000 | 78.1 | 24980 | 0.59 | 0.58 |  |  |  | Federally-Regulated Consumer Product |  | 2010-04-30
Bradford White Corporation | Bradford-White Corp. | URG1D50T*N | Natural Gas | TRUE | TRUE |  | FALSE | 50 | 89 |  | 40000 | 79 |  | 0.6 | 0.6 |  |  |  | Federally-Regulated Consumer Product |  | 2015-07-06
American Water Heater Co. | A O Smith Water Products | GDNT 50L 100 | Natural Gas | FALSE | TRUE |  | FALSE | 50 | 81 |  | 38000 | 80 |  | 0.62 | 0.58 |  |  |  | Federally-Regulated Consumer Product |  | 2013-11-18
American Water Heater Co. | American Water Heater Co. | BFG9250T403N*** | Natural Gas | FALSE | TRUE | Non-Ozone-Depleting | FALSE | 50 | 80 |  | 40000 | 76 | 24164 | 0.62 | 0.58 |  |  |  | Federally-Regulated Consumer Product |  | 2007-11-21
American Water Heater Co. | Whirlpool | PVG2H5060TN*** | Natural Gas | TRUE | TRUE | Non-Ozone-Depleting | FALSE | 50 | 90 |  | 60000 | 76 |  | 0.66 | 0.58 |  |  |  | Federally-Regulated Consumer Product |  | 2009-12-22
American Water Heater Co. | Sears Brand Management Corp. | 153.3303 | Natural Gas | FALSE | TRUE |  | FALSE | 50 | 81 |  | 40000 | 77 |  | 0.62 | 0.58 |  |  |  | Federally-Regulated Consumer Product |  | 2011-11-30
American Water Heater Co. | American Water Heater Co. | UPVG6250T42NV | Natural Gas | TRUE | TRUE |  | FALSE | 50 | 81 |  | 42000 | 80 |  | 0.68 | 0.58 |  |  |  | Federally-Regulated Consumer Product |  | 2012-03-02
Rheem | Rheem | 3WA64 | Natural Gas | FALSE | TRUE |  | FALSE | 50 | 72 |  | 36000 | 76 | 25830 | 0.58 | 0.58 |  |  |  | Federally-Regulated Consumer Product |  | 2009-04-22
Lochinvar¦ LLC. | Lochinvar Corp. | LSN 050 40 100 | Natural Gas | FALSE | TRUE |  | FALSE | 50 | 80 |  | 40000 | 76 |  | 0.58 | 0.58 |  |  |  | Federally-Regulated Consumer Product |  | 2011-11-30
Rheem | Rheem | 6G50S-40F1 | Natural Gas | FALSE | TRUE |  | FALSE | 50 | 84 |  | 40000 | 76 | 25392 | 0.59 | 0.58 |  |  |  | Federally-Regulated Consumer Product |  | 2007-11-21
GSW Water Heating | A O Smith Water Products | GDV-50 300 *** | Natural Gas | FALSE | TRUE |  | FALSE | 50 | 91 |  | 40000 | 81 |  | 0.62 | 0.58 |  |  |  | Federally-Regulated Consumer Product |  | 2015-04-10
American Water Heater Co. | American Water Heater Co. | PDVG12250T42N*** | Natural Gas | TRUE | TRUE | Non-Ozone-Depleting | FALSE | 50 | 81 |  | 42000 | 76 | 22699 | 0.66 | 0.58 |  |  |  | Federally-Regulated Consumer Product |  | 2008-04-14
Rheem | Rheem | 12G50V-36FN | Natural Gas | FALSE | TRUE |  | FALSE | 50 | 91 |  | 36000 | 76 |  | 0.62 | 0.58 |  |  |  | Federally-Regulated Consumer Product |  | 2011-09-27
American Water Heater Co. | Lochinvar Corp. | UTN050 40 400 | Natural Gas | FALSE | TRUE |  | FALSE | 50 | 89 |  | 40000 | 80 |  | 0.62 | 0.6 |  |  |  | Federally-Regulated Consumer Product |  | 2015-07-06
GSW Water Heating | State Industries | SC I 50YOMDS 300 | Natural Gas | FALSE | TRUE |  | FALSE | 50 | 91 |  | 40000 | 81 |  | 0.62 | 0.58 |  |  |  | Federally-Regulated Consumer Product |  | 2015-04-10
American Water Heater Co. | Whirlpool | PDVG2H5060TN*** | Natural Gas | TRUE | TRUE | Non-Ozone-Depleting | FALSE | 50 | 87 |  | 60000 | 76 |  | 0.66 | 0.58 |  |  |  | Federally-Regulated Consumer Product |  | 2009-12-22
Rheem Sales Co.¦ Inc. | Richmond | 12G50-36NE2 | Natural Gas | TRUE | TRUE |  | FALSE | 50 | 93 |  | 36000 | 83 |  | 0.68 | 0.58 |  |  |  | Federally-Regulated Consumer Product |  | 2015-10-01
Rheem | Rheem | SG50T12HVG00 | Natural Gas | FALSE | TRUE |  | FALSE | 50 | 83 |  | 40000 | 76 | 24164 | 0.62 | 0.58 |  |  |  | Federally-Regulated Consumer Product |  | 2008-09-25
Bradford White Corporation | Lochinvar Corp. | XBN050G | Natural Gas | FALSE | TRUE | Non-Ozone-Depleting | FALSE | 50 | 80 |  | 42000 | 79 | 25830 | 0.58 | 0.58 |  |  |  | Federally-Regulated Consumer Product |  | 2007-11-21
American Water Heater Co. | U.S. Craftmaster | UG2J5040T3N*** | Natural Gas | FALSE | TRUE | Non-Ozone-Depleting | FALSE | 50 | 75 |  | 40000 | 77 | 24969 | 0.6 | 0.58 |  |  |  | Federally-Regulated Consumer Product |  | 2011-09-27
Rheem | Rheem | PDV50 | Natural Gas | TRUE | TRUE | Non-Ozone-Depleting | FALSE | 50 | 93 |  | 40000 | 84 | 22360 | 0.67 | 0.58 |  |  |  | Federally-Regulated Consumer Product |  | 2011-09-27
Rheem | Rheem | 4FTP6 | Natural Gas | FALSE | TRUE |  | FALSE | 50 | 91 |  | 36000 | 76 | 24164 | 0.62 | 0.58 |  |  |  | Federally-Regulated Consumer Product |  | 2010-03-16
American Water Heater Co. | American Water Heater Co. | FDG6250T403N | Natural Gas | TRUE | TRUE | Non-Ozone-Depleting | FALSE | 50 | 81 |  | 40000 | 79 | 22360 | 0.67 | 0.58 |  |  |  | Federally-Regulated Consumer Product |  | 2011-02-17
GSW Water Heating | Reliance | 6 50 YBDS | Natural Gas | FALSE | TRUE |  | FALSE | 50 | 8 |  | 42000 | 81 | 24164 | 0.62 | 0.58 |  |  |  | Federally-Regulated Consumer Product |  | 2008-04-14
Bradford White Corporation | Lochinvar Corp. | LVN051 | Natural Gas | TRUE | TRUE |  | FALSE | 50 | 80 |  | 40000 | 79 | 24164 | 0.62 | 0.58 |  |  |  | Federally-Regulated Consumer Product |  | 2007-11-21
Rheem | Rheem | 42V50-36F | Natural Gas | FALSE | TRUE |  | FALSE | 50 | 72 |  | 36000 | 76 | 25830 | 0.58 | 0.58 |  |  |  | Federally-Regulated Consumer Product |  | 2009-04-22
Lochinvar¦ LLC. | Lochinvar Corp. | PRN 050 40 102 | Natural Gas | TRUE | TRUE |  | FALSE | 50 | 87 |  | 40000 | 73 |  | 0.59 | 0.58 |  |  |  | Federally-Regulated Consumer Product |  | 2011-11-30
American Water Heater Co. | U.S. Craftmaster | UNG1(C¦F¦H¦J)5040T 400 | Natural Gas | FALSE | TRUE |  | FALSE | 50 | 91 |  | 40000 | 78 |  | 0.6 | 0.58 |  |  |  | Federally-Regulated Consumer Product |  | 2015-10-01
American Standard Water Heater Co. | Dura-Glass | GR-5OT-2-3-6 | Natural Gas | TRUE | TRUE | Non-Ozone-Depleting | FALSE | 50 | 73 |  | 40000 | 78.2 | 24399 | 0.62 | 0.58 |  |  |  | Federally-Regulated Consumer Product |  | 2008-04-23
Bradford White Corporation | Bradford-White Corp. | HE450S**FBN | Natural Gas | TRUE | TRUE |  | FALSE | 50 | 84 |  | 38000 | 78 |  | 0.7 | 0.58 |  |  |  | Federally-Regulated Consumer Product |  | 2013-11-18
American Water Heater Co. | State Industries | GS6 50 UBRT G | Natural Gas | FALSE | TRUE | Non-Ozone-Depleting | FALSE | 50 | 75 |  | 40000 | 77 | 25830 | 0.58 | 0.58 |  |  |  | Federally-Regulated Consumer Product |  | 2011-11-30
Rheem | Rheem | 42XR50-40F | Natural Gas | FALSE | TRUE |  | FALSE | 50 | 83 |  | 40000 | 76 | 24164 | 0.62 | 0.58 |  |  |  | Federally-Regulated Consumer Product |  | 2009-04-22
GSW Water Heating | American Water Heater Co. | DVG62-50T47-N**V *** 300 | Natural Gas | FALSE | TRUE |  | FALSE | 50 | 92 |  | 47000 | 81 |  | 0.61 | 0.58 |  |  |  | Federally-Regulated Consumer Product |  | 2015-04-10
American Water Heater Co. | U.S. Craftmaster | PDVG2H5042TN*** | Natural Gas | TRUE | TRUE | Non-Ozone-Depleting | FALSE | 50 | 81 |  | 42000 | 76 | 22699 | 0.66 | 0.58 |  |  |  | Federally-Regulated Consumer Product |  | 2008-04-14
Rheem | Ruud | RUGPRO50-40F | Natural Gas | FALSE | TRUE |  | FALSE | 50 | 83 |  | 40000 | 76 | 24164 | 0.62 | 0.58 |  |  |  | Federally-Regulated Consumer Product |  | 2009-04-22
American Water Heater Co. | State Industries | GS6 50 UOCT G | Natural Gas | FALSE | TRUE | Non-Ozone-Depleting | FALSE | 50 | 75 |  | 40000 | 77 | 24969 | 0.6 | 0.58 |  |  |  | Federally-Regulated Consumer Product |  | 2011-09-27
GSW Water Heating | A O Smith Water Products | GDV 50L 300 | Natural Gas | FALSE | TRUE |  | FALSE | 50 | 91 |  | 40000 | 81 |  | 0.62 | 0.58 |  |  |  | Federally-Regulated Consumer Product |  | 2014-05-07
Rheem | Rheem | 43VP50E2 | Natural Gas | TRUE | TRUE |  | FALSE | 50 | 88 |  | 42000 | 82 |  | 0.67 | 0.58 |  |  |  | Federally-Regulated Consumer Product |  | 2014-12-23
A O Smith Water Products | A.O. SMITH | XCV 50 200 | Natural Gas | FALSE | TRUE |  | FALSE | 50 | 88 |  | 40000 | 76 |  | 0.58 | 0.58 |  |  |  | Federally-Regulated Consumer Product |  | 2017-05-25
American Water Heater Co. | Whirlpool | UG2H5040T3N*** | Natural Gas | TRUE | TRUE | Non-Ozone-Depleting | FALSE | 50 | 75 |  | 40000 | 77 |  | 0.6 | 0.58 |  |  |  | Federally-Regulated Consumer Product |  | 2009-12-22
Rheem | Rheem | PRO+50-36U RH68 | Natural Gas | TRUE | TRUE |  | FALSE | 50 | 93 |  | 36000 | 83 |  | 0.68 | 0.58 |  |  |  | Federally-Regulated Consumer Product |  | 2013-11-18
A O Smith Water Products | A O Smith Water Products | XCV 50 300 | Natural Gas | FALSE | TRUE |  | FALSE | 50 | 88 |  | 40000 | 76 |  | 0.58 | 0.58 |  |  |  | Federally-Regulated Consumer Product |  | 2011-11-30
American Water Heater Co. | American Water Heater Co. | SG9150T403N*** | Natural Gas | FALSE | TRUE | Non-Ozone-Depleting | FALSE | 50 | 90 |  | 40000 | 76 | 24560 | 0.61 | 0.58 |  |  |  | Federally-Regulated Consumer Product |  | 2010-03-16
American Water Heater Co. | U.S. Craftmaster | SG1H5040T3N*** | Natural Gas | FALSE | TRUE | Non-Ozone-Depleting | FALSE | 50 | 90 |  | 40000 | 76 | 24560 | 0.61 | 0.58 |  |  |  | Federally-Regulated Consumer Product |  | 2010-03-16
American Water Heater Co. | U.S. Craftmaster | NU50T121-403 | Natural Gas | FALSE | TRUE | Non-Ozone-Depleting | FALSE | 50 | 75 |  | 40000 | 77 | 25830 | 0.58 | 0.58 |  |  |  | Federally-Regulated Consumer Product |  | 2011-11-30
Rheem | Ruud | PH2-50SF1SQ | Natural Gas | FALSE | TRUE |  | FALSE | 50 | 84 |  | 40000 | 76 | 25392 | 0.59 | 0.58 |  |  |  | Federally-Regulated Consumer Product |  | 2007-11-21
Bradford White Corporation | Bradford-White Corp. | U1TW50S**FRN(A) | Natural Gas | TRUE | TRUE |  | FALSE | 50 | 86 |  | 40000 | 80 |  | 0.63 | 0.58 |  |  |  | Federally-Regulated Consumer Product |  | 2015-03-24
GSW Water Heating | American Water Heater Co. | PVG62-50T50-NVSL | Natural Gas | TRUE | TRUE |  | FALSE | 50 | 96 |  | 50000 | 82 |  | 0.7 | 0.58 |  |  |  | Federally-Regulated Consumer Product |  | 2014-09-02
Rheem | Rheem | RHGPRO50-40HF | Natural Gas | FALSE | TRUE |  | FALSE | 50 | 83 |  | 40000 | 76 | 24164 | 0.62 | 0.58 |  |  |  | Federally-Regulated Consumer Product |  | 2009-04-22
Rheem | Rheem | 22V50F1 | Natural Gas | FALSE | TRUE |  | FALSE | 50 | 90 |  | 38000 | 76 | 25830 | 0.58 | 0.58 |  |  |  | Federally-Regulated Consumer Product |  | 2009-04-22
American Water Heater Co. | State Industries | GS6 50 UOCT 200 | Natural Gas | FALSE | TRUE |  | FALSE | 50 | 81 |  | 40000 | 77 |  | 0.62 | 0.58 |  |  |  | Federally-Regulated Consumer Product |  | 2011-11-30
A O Smith Water Products | A O Smith Water Products | XCVL 50 300 | Natural Gas | FALSE | TRUE |  | FALSE | 50 | 93 |  | 40000 | 78 |  | 0.61 | 0.58 |  |  |  | Federally-Regulated Consumer Product |  | 2013-06-17
Rheem | Ruud | PVP50SFW | Natural Gas | FALSE | TRUE | Non-Ozone-Depleting | FALSE | 50 | 85 |  | 42000 | 76 | 24164 | 0.62 | 0.58 |  |  |  | Federally-Regulated Consumer Product |  | 2010-03-16
A O Smith Water Products | A O Smith Water Products | XCVT 50 300 | Natural Gas | FALSE | TRUE |  | FALSE | 50 | 90 |  | 50000 | 76 |  | 0.58 | 0.58 |  |  |  | Federally-Regulated Consumer Product |  | 2012-03-02
GSW Water Heating | A O Smith Water Products | GDVT 50L 100 | Natural Gas | FALSE | TRUE |  | FALSE | 50 | 88 |  | 50000 | 81 | 24969 | 0.6 | 0.58 |  |  |  | Federally-Regulated Consumer Product |  | 2008-04-14
A O Smith Water Products | A O Smith Water Products | XCVT 50L 300 | Natural Gas | FALSE | TRUE |  | FALSE | 50 | 90 |  | 50000 | 76 |  | 0.58 | 0.58 |  |  |  | Federally-Regulated Consumer Product |  | 2012-03-02
GSW Water Heating | GSW Water Heating Co. | G650T50N-PV-ES2 | Natural Gas | TRUE | TRUE |  | FALSE | 50 | 96 |  | 50000 | 82 |  | 0.7 | 0.58 |  |  |  | Federally-Regulated Consumer Product |  | 2012-08-28
A O Smith Water Products | A O Smith Water Products | XGV 50 200 | Natural Gas | FALSE | TRUE |  | FALSE | 50 | 88 |  | 40000 | 76 | 24164 | 0.62 | 0.58 |  |  |  | Federally-Regulated Consumer Product |  | 2008-09-25
A O Smith Water Products | A O Smith Water Products | XGV 50 300 | Natural Gas | FALSE | TRUE |  | FALSE | 50 | 88 |  | 40000 | 76 |  | 0.62 | 0.58 |  |  |  | Federally-Regulated Consumer Product |  | 2011-11-30
A O Smith Water Products | A O Smith Water Products | XGV-50-100 | Natural Gas | FALSE | TRUE | Non-Ozone-Depleting | FALSE | 50 | 97 |  | 40000 | 81 | 23780 | 0.63 | 0.58 |  |  |  | Federally-Regulated Consumer Product |  | 2007-11-21
American Water Heater Co. | American Water Heater Co. | SG12150T403N*** | Natural Gas | FALSE | TRUE | Non-Ozone-Depleting | FALSE | 50 | 90 |  | 40000 | 76 | 24560 | 0.61 | 0.58 |  |  |  | Federally-Regulated Consumer Product |  | 2010-03-16
A O Smith Water Products | A O Smith Water Products | XGV-50L-100 | Natural Gas | FALSE | TRUE | Non-Ozone-Depleting | FALSE | 50 | 97 |  | 40000 | 81 | 23780 | 0.63 | 0.58 |  |  |  | Federally-Regulated Consumer Product |  | 2007-11-21
Rheem | Richmond | 9G50S-40FSQ | Natural Gas | FALSE | TRUE |  | FALSE | 50 | 84 |  | 40000 | 76 | 25392 | 0.59 | 0.58 |  |  |  | Federally-Regulated Consumer Product |  | 2007-11-21
Bradford White Corporation | Bradford-White Corp. | MI503*FBN(A) | Natural Gas | FALSE | TRUE |  | FALSE | 50 | 86 |  | 40000 | 79 | 25830 | 0.58 | 0.58 |  |  |  | Federally-Regulated Consumer Product |  | 2007-11-21
American Water Heater Co. | U.S. Craftmaster | PDVG2J5042TN*** | Natural Gas | TRUE | TRUE | Non-Ozone-Depleting | FALSE | 50 | 81 |  | 42000 | 76 | 22699 | 0.66 | 0.58 |  |  |  | Federally-Regulated Consumer Product |  | 2008-04-14
American Water Heater Co. | State Industries | GS6 50 UBVIT 100 | Natural Gas | TRUE | TRUE |  | FALSE | 50 | 81 |  | 42000 | 80 |  | 0.68 | 0.58 |  |  |  | Federally-Regulated Consumer Product |  | 2012-03-02
A O Smith Water Products | A O Smith Water Products | XVR 50 200 | Natural Gas | FALSE | TRUE |  | FALSE | 50 | 88 |  | 40000 | 76 | 24164 | 0.62 | 0.58 |  |  |  | Federally-Regulated Consumer Product |  | 2008-09-25
GSW Water Heating | A O Smith Water Products | GDVT-50L 300 *** | Natural Gas | FALSE | TRUE |  | FALSE | 50 | 92 |  | 47000 | 81 |  | 0.61 | 0.58 |  |  |  | Federally-Regulated Consumer Product |  | 2015-04-10
Rheem | Ruud | PVP50FW | Natural Gas | FALSE | TRUE | Non-Ozone-Depleting | FALSE | 50 | 87 |  | 42000 | 76 | 23408 | 0.64 | 0.58 |  |  |  | Federally-Regulated Consumer Product |  | 2010-03-16
GSW Water Heating | A O Smith Water Products | GDVT 50L 300 | Natural Gas | FALSE | TRUE |  | FALSE | 50 | 92 |  | 47000 | 81 |  | 0.61 | 0.58 |  |  |  | Federally-Regulated Consumer Product |  | 2014-05-07
A O Smith Water Products | A O Smith Water Products | XVR 50 300 | Natural Gas | FALSE | TRUE |  | FALSE | 50 | 88 |  | 40000 | 76 |  | 0.62 | 0.58 |  |  |  | Federally-Regulated Consumer Product |  | 2011-11-30
Bradford White Corporation | Bradford-White Corp. | M1TW50S*BN1 | Natural Gas | FALSE | TRUE |  | FALSE | 50 | 85 |  | 40000 | 79 | 24164 | 0.62 | 0.58 |  |  |  | Federally-Regulated Consumer Product |  | 2007-11-21
HTP Comfort Solutions LLC | HTP | PH100-55**** | Natural Gas | TRUE | FALSE |  | FALSE | 53 | 187 |  | 100000 | 99 |  |  |  | TRUE |  | 0.89 | Federally-Regulated Consumer Product | 0.61 | 2017-12-27
A O Smith Water Products | A.O. SMITH | (G¦X)CRX 55(L) 250 | Natural Gas | FALSE | TRUE |  | FALSE | 55 | 106 |  | 60000 | 80 |  | 0.59 | 0.57 |  |  |  | Federally-Regulated Consumer Product |  | 2017-05-25
Rheem Sales Company¦ Inc. | Rheem | PRO+G55-45U RH59 | Natural Gas | FALSE | TRUE |  | FALSE | 55 | 104 |  | 45000 | 79 |  | 0.59 | 0.57 |  |  |  | Federally-Regulated Consumer Product |  | 2017-05-31
Rheem Sales Company¦ Inc. | Rheem | XG55T06EN45U0 | Natural Gas | FALSE | TRUE |  | FALSE | 55 | 104 |  | 45000 | 79 |  | 0.59 | 0.57 |  |  |  | Federally-Regulated Consumer Product |  | 2017-05-31
Rheem Sales Company¦ Inc. | Ruud | PRO+G55-45U RU59 | Natural Gas | FALSE | TRUE |  | FALSE | 55 | 104 |  | 45000 | 79 |  | 0.59 | 0.57 |  |  |  | Federally-Regulated Consumer Product |  | 2017-06-01
Rheem Sales Company¦ Inc. | Richmond | 12G55-45FN | Natural Gas | FALSE | TRUE |  | FALSE | 55 | 104 |  | 45000 | 79 |  | 0.59 | 0.57 |  |  |  | Federally-Regulated Consumer Product |  | 2017-06-01
Rheem Sales Company¦ Inc. | Richmond | 6G55-45FN | Natural Gas | FALSE | TRUE |  | FALSE | 55 | 104 |  | 45000 | 79 |  | 0.59 | 0.57 |  |  |  | Federally-Regulated Consumer Product |  | 2017-06-01
A O Smith Water Products | Reliance | 6 55 YXCT(L)* 250 | Natural Gas | FALSE | TRUE |  | FALSE | 55 | 103 |  | 60000 | 80 |  | 0.59 | 0.57 |  |  |  | Federally-Regulated Consumer Product |  | 2015-10-01
Bradford White Corporation | BRADFORD WHITE | RG1PV55H*N | Natural Gas | TRUE | TRUE |  | FALSE | 55 | 125 |  | 78000 | 80 |  |  |  | TRUE |  | 0.68 | Federally-Regulated Consumer Product | 0.61 | 2017-12-06
Bradford White Corporation | BRADFORD WHITE | LG1PV55H78*N | Natural Gas | TRUE | TRUE |  | FALSE | 55 | 125 |  | 78000 | 80 |  |  |  | TRUE |  | 0.68 | Federally-Regulated Consumer Product | 0.61 | 2017-12-06
Bradford White Corporation | Jetglas | RG1PV55H*N | Natural Gas | TRUE | TRUE |  | FALSE | 55 | 125 |  | 78000 | 80 |  |  |  | TRUE |  | 0.68 | Federally-Regulated Consumer Product | 0.61 | 2017-12-06
Bradford White Corporation | Jetglas | LG1PV55H78*N | Natural Gas | TRUE | TRUE |  | FALSE | 55 | 125 |  | 78000 | 80 |  |  |  | TRUE |  | 0.68 | Federally-Regulated Consumer Product | 0.61 | 2017-12-06
A O Smith Water Products | A.O. SMITH | BT 60* 250 | Natural Gas | FALSE | TRUE |  | FALSE | 55 | 106 |  | 60000 | 80 |  | 0.59 | 0.57 |  |  |  | Federally-Regulated Consumer Product |  | 2017-05-25
A O Smith Water Products | American | CG32 55 60* 250 | Natural Gas | FALSE | TRUE |  | FALSE | 55 | 96 |  | 60000 | 80 |  | 0.59 | 0.57 |  |  |  | Federally-Regulated Consumer Product |  | 2015-10-01
A O Smith Water Products | Lochinvar | CGN055 60** 250 | Natural Gas | FALSE | TRUE |  | FALSE | 55 | 96 |  | 60000 | 80 |  | 0.59 | 0.57 |  |  |  | Federally-Regulated Consumer Product |  | 2015-10-12
Bradford White Corporation | BRADFORD WHITE | RG255H*N | Natural Gas | FALSE | TRUE |  | FALSE | 55 | 115 |  | 78000 | 80 |  |  |  | TRUE |  | 0.61 | Federally-Regulated Consumer Product | 0.61 | 2018-01-22
Bradford White Corporation | BRADFORD WHITE | LG255H78*N | Natural Gas | FALSE | TRUE |  | FALSE | 55 | 115 |  | 78000 | 80 |  |  |  | TRUE |  | 0.61 | Federally-Regulated Consumer Product | 0.61 | 2018-01-22
Bradford White Corporation | Jetglas | RG255H*N | Natural Gas | FALSE | TRUE |  | FALSE | 55 | 115 |  | 78000 | 80 |  |  |  | TRUE |  | 0.61 | Federally-Regulated Consumer Product | 0.61 | 2018-01-22
Bradford White Corporation | Jetglas | LG255H78*N | Natural Gas | FALSE | TRUE |  | FALSE | 55 | 115 |  | 78000 | 80 |  |  |  | TRUE |  | 0.61 | Federally-Regulated Consumer Product | 0.61 | 2018-01-22
Rheem Sales Company¦ Inc. | Ruud | PRO+G55-50N RU59 | Natural Gas | FALSE | TRUE |  | FALSE | 55 | 91 |  | 50000 | 75 |  |  |  | TRUE |  | 0.62 | Federally-Regulated Consumer Product | 0.62 | 2018-01-24
Rheem Sales Company¦ Inc. | Ruud | PH2-55-50F1 | Natural Gas | FALSE | TRUE |  | FALSE | 55 | 91 |  | 50000 | 75 |  |  |  | TRUE |  | 0.62 | Federally-Regulated Consumer Product | 0.62 | 2018-01-24
Rheem Sales Company¦ Inc. | Rheem | PRO+G55-50N RH59 | Natural Gas | FALSE | TRUE |  | FALSE | 55 | 91 |  | 50000 | 75 |  |  |  | TRUE |  | 0.62 | Federally-Regulated Consumer Product | 0.62 | 2018-01-30
Rheem Sales Company¦ Inc. | Richmond | 6G55-50F3 | Natural Gas | FALSE | TRUE |  | FALSE | 55 | 91 |  | 50000 | 75 |  |  |  | TRUE |  | 0.62 | Federally-Regulated Consumer Product | 0.62 | 2018-01-30
Rheem Sales Company¦ Inc. | Richmond | 12G55-50F3 | Natural Gas | FALSE | TRUE |  | FALSE | 55 | 91 |  | 50000 | 75 |  |  |  | TRUE |  | 0.62 | Federally-Regulated Consumer Product | 0.62 | 2018-01-30
Rheem Sales Company¦ Inc. | Richmond | 12G55-45PF3 | Natural Gas | FALSE | TRUE |  | FALSE | 55 | 91 |  | 45000 | 75 |  |  |  | TRUE |  | 0.62 | Federally-Regulated Consumer Product | 0.62 | 2018-01-30
A O Smith Water Products | American | G102 55T60(L) 250 | Natural Gas | FALSE | TRUE |  | FALSE | 55 | 106 |  | 60000 | 80 |  | 0.59 | 0.57 |  |  |  | Federally-Regulated Consumer Product |  | 2016-12-22
A O Smith Water Products | American | G62 55T60(L) 250 | Natural Gas | FALSE | TRUE |  | FALSE | 55 | 103 |  | 60000 | 80 |  | 0.59 | 0.57 |  |  |  | Federally-Regulated Consumer Product |  | 2015-10-01
A O Smith Water Products | American | G82 55T60(L) 250 | Natural Gas | FALSE | TRUE |  | FALSE | 55 | 106 |  | 60000 | 80 |  | 0.59 | 0.57 |  |  |  | Federally-Regulated Consumer Product |  | 2016-12-22
Rheem Sales Co.¦ Inc. | Richmond | 6G55-45FN | Natural Gas | FALSE | TRUE |  | FALSE | 55 | 104 |  | 45000 | 79 |  | 0.59 | 0.57 |  |  |  | Federally-Regulated Consumer Product |  | 2015-10-01
A O Smith Water Products | State | GS(6¦X) 55 XCT(L)* 250 | Natural Gas | FALSE | TRUE |  | FALSE | 55 | 103 |  | 60000 | 80 |  | 0.59 | 0.57 |  |  |  | Federally-Regulated Consumer Product |  | 2015-10-01
Rheem Sales Co.¦ Inc. | Rheem | XG55T06EN45U0 | Natural Gas | FALSE | TRUE |  | FALSE | 55 | 104 |  | 45000 | 79 |  | 0.59 | 0.57 |  |  |  | Federally-Regulated Consumer Product |  | 2015-10-01
Rheem | Rheem | 12G55-45FN | Natural Gas | FALSE | TRUE |  | FALSE | 55 | 104 |  | 45000 | 79 |  | 0.59 | 0.59 |  |  |  | Federally-Regulated Consumer Product |  | 2015-07-06
Rheem Sales Co.¦ Inc. | Richmond | 12G55-45FN | Natural Gas | FALSE | TRUE |  | FALSE | 55 | 104 |  | 45000 | 79 |  | 0.59 | 0.57 |  |  |  | Federally-Regulated Consumer Product |  | 2015-10-01
Rheem | Rheem | 6G55-45FN | Natural Gas | FALSE | TRUE |  | FALSE | 55 | 104 |  | 45000 | 79 |  | 0.59 | 0.59 |  |  |  | Federally-Regulated Consumer Product |  | 2015-07-06
A O Smith Water Products | Lochinvar | GTN055 60(ST) 250 | Natural Gas | FALSE | TRUE |  | FALSE | 55 | 103 |  | 60000 | 80 |  | 0.59 | 0.57 |  |  |  | Federally-Regulated Consumer Product |  | 2015-10-01
A O Smith Water Products | Lochinvar | GTN055 60-8(ST) 250 | Natural Gas | FALSE | TRUE |  | FALSE | 55 | 106 |  | 60000 | 80 |  | 0.59 | 0.57 |  |  |  | Federally-Regulated Consumer Product |  | 2016-12-22
Rheem | Rheem | PRO+G55-45U RH59 | Natural Gas | FALSE | TRUE |  | FALSE | 55 | 104 |  | 45000 | 79 |  | 0.59 | 0.59 |  |  |  | Federally-Regulated Consumer Product |  | 2015-07-06
A O Smith Water Products | State | GW8 55 XCT* 250 | Natural Gas | FALSE | TRUE |  | FALSE | 55 | 106 |  | 60000 | 80 |  | 0.59 | 0.57 |  |  |  | Federally-Regulated Consumer Product |  | 2016-12-22
Rheem | Rheem | PRO+G55-45U RU59 | Natural Gas | FALSE | TRUE |  | FALSE | 55 | 104 |  | 45000 | 79 |  | 0.59 | 0.59 |  |  |  | Federally-Regulated Consumer Product |  | 2015-07-06
A O Smith Water Products | A.O. SMITH | HWRX 55(L) 250 | Natural Gas | FALSE | TRUE |  | FALSE | 55 | 106 |  | 60000 | 80 |  | 0.59 | 0.57 |  |  |  | Federally-Regulated Consumer Product |  | 2016-12-22
Rheem | Rheem | XG55T06EN45U0 | Natural Gas | FALSE | TRUE |  | FALSE | 55 | 104 |  | 45000 | 79 |  | 0.59 | 0.59 |  |  |  | Federally-Regulated Consumer Product |  | 2015-07-06
A O Smith Water Products | State | SBS 55 60* 250 | Natural Gas | FALSE | TRUE |  | FALSE | 55 | 96 |  | 60000 | 80 |  | 0.59 | 0.57 |  |  |  | Federally-Regulated Consumer Product |  | 2015-10-01
Rheem Sales Co.¦ Inc. | Rheem | 44X55FN | Natural Gas | FALSE | TRUE |  | FALSE | 55 | 104 |  | 45000 | 79 |  | 0.59 | 0.57 |  |  |  | Federally-Regulated Consumer Product |  | 2015-10-01
Rheem Sales Co.¦ Inc. | Ruud | PRO+G55-45U RU59 | Natural Gas | FALSE | TRUE |  | FALSE | 55 | 104 |  | 45000 | 79 |  | 0.59 | 0.57 |  |  |  | Federally-Regulated Consumer Product |  | 2015-10-01
Rheem Sales Co.¦ Inc. | Rheem | PRO+G55-45U RH59 | Natural Gas | FALSE | TRUE |  | FALSE | 55 | 104 |  | 45000 | 79 |  | 0.59 | 0.57 |  |  |  | Federally-Regulated Consumer Product |  | 2015-10-01
Rheem | Rheem | 44X55FN | Natural Gas | FALSE | TRUE |  | FALSE | 55 | 104 |  | 45000 | 79 |  | 0.59 | 0.59 |  |  |  | Federally-Regulated Consumer Product |  | 2015-07-06
Giant Factories¦ Inc. | GIANT | UG60-40MFPV1-N2U | Natural Gas | TRUE | TRUE |  | FALSE | 60 | 94 |  | 40000 | 78 |  | 0.67 | 0.51 |  |  |  | Federally-Regulated Consumer Product |  | 2017-05-25
Giant Factories¦ Inc. | GIANT | UG60-38MFPDV-N1U-US | Natural Gas | TRUE | FALSE |  | FALSE | 60 | 92 |  | 38000 | 79 |  | 0.63 | 0.51 |  |  |  | Federally-Regulated Consumer Product |  | 2017-05-25
Bradford White Corporation | BRADFORD WHITE | U4TW60T**FRN(A) | Natural Gas | TRUE | TRUE |  | FALSE | 60 | 98 |  | 40000 | 78 |  | 0.67 | 0.51 |  |  |  | Federally-Regulated Consumer Product |  | 2017-05-25
Bradford White Corporation | BRADFORD WHITE | M460T**FBN(D) | Natural Gas | FALSE | TRUE |  | FALSE | 60 | 101 |  | 40000 | 79 |  | 0.59 | 0.51 |  |  |  | Federally-Regulated Consumer Product |  | 2017-05-25
Bradford White Corporation | BRADFORD WHITE | M1TW60T**FBN(A) | Natural Gas | TRUE | TRUE |  | FALSE | 60 | 100 |  | 42000 | 79 |  | 0.62 | 0.51 |  |  |  | Federally-Regulated Consumer Product |  | 2017-05-25
Bradford White Corporation | BRADFORD WHITE | U460T**FRN(A) | Natural Gas | FALSE | TRUE |  | FALSE | 60 | 96 |  | 40000 | 78 |  | 0.59 | 0.51 |  |  |  | Federally-Regulated Consumer Product |  | 2017-05-25
Bradford White Corporation | BRADFORD WHITE | U1TW60T**FRN(A) | Natural Gas | FALSE | TRUE |  | FALSE | 60 | 100 |  | 42000 | 79 |  | 0.62 | 0.51 |  |  |  | Federally-Regulated Consumer Product |  | 2017-05-25
Bradford White Corporation | BRADFORD WHITE | M4TW60T**FBN(A) | Natural Gas | TRUE | TRUE |  | FALSE | 60 | 98 |  | 40000 | 78 |  | 0.67 | 0.51 |  |  |  | Federally-Regulated Consumer Product |  | 2017-05-25
Bradford White Corporation | BRADFORD WHITE | MI60T**FBN(E) | Natural Gas | FALSE | TRUE |  | FALSE | 60 | 101 |  | 40000 | 78 |  | 0.56 | 0.51 |  |  |  | Federally-Regulated Consumer Product |  | 2017-05-25
Bradford White Corporation | TTW | U4TW60T**FRN(A) | Natural Gas | TRUE | TRUE |  | FALSE | 60 | 98 |  | 40000 | 78 |  | 0.67 | 0.51 |  |  |  | Federally-Regulated Consumer Product |  | 2017-05-25
Bradford White Corporation | TTW | U1TW60T**FRN(A) | Natural Gas | FALSE | TRUE |  | FALSE | 60 | 100 |  | 42000 | 79 |  | 0.62 | 0.51 |  |  |  | Federally-Regulated Consumer Product |  | 2017-05-25
Bradford White Corporation | TTW | M4TW60T**FBN(A) | Natural Gas | TRUE | TRUE |  | FALSE | 60 | 98 |  | 40000 | 78 |  | 0.67 | 0.51 |  |  |  | Federally-Regulated Consumer Product |  | 2017-05-25
Rheem Sales Company¦ Inc. | Rheem | 42VP60FW | Natural Gas | TRUE | TRUE |  | FALSE | 60 | 103 |  | 55000 | 76 |  | 0.62 | 0.51 |  |  |  | Federally-Regulated Consumer Product |  | 2017-05-31
Rheem Sales Company¦ Inc. | Rheem | 42V60FN | Natural Gas | TRUE | TRUE |  | FALSE | 60 | 107 |  | 45000 | 76 |  | 0.56 | 0.51 |  |  |  | Federally-Regulated Consumer Product |  | 2017-05-31
Rheem Sales Company¦ Inc. | Rheem | RHG PRO60FN | Natural Gas | TRUE | TRUE |  | FALSE | 60 | 107 |  | 45000 | 76 |  | 0.56 | 0.51 |  |  |  | Federally-Regulated Consumer Product |  | 2017-05-31
Rheem Sales Company¦ Inc. | Rheem | PRO+G60-45U RH56 | Natural Gas | TRUE | TRUE |  | FALSE | 60 | 107 |  | 45000 | 76 |  | 0.56 | 0.51 |  |  |  | Federally-Regulated Consumer Product |  | 2017-05-31
Rheem Sales Company¦ Inc. | Rheem | 42V60FNVE | Natural Gas | FALSE | TRUE |  | FALSE | 60 | 107 |  | 45000 | 76 |  | 0.56 | 0.51 |  |  |  | Federally-Regulated Consumer Product |  | 2017-05-31
Rheem Sales Company¦ Inc. | Rheem | XG60T06EN45U0 | Natural Gas | FALSE | TRUE |  | FALSE | 60 | 107 |  | 45000 | 76 |  | 0.56 | 0.51 |  |  |  | Federally-Regulated Consumer Product |  | 2017-05-31
Rheem Sales Company¦ Inc. | Ruud | PH2-60FN | Natural Gas | TRUE | TRUE |  | FALSE | 60 | 107 |  | 45000 | 76 |  | 0.56 | 0.51 |  |  |  | Federally-Regulated Consumer Product |  | 2017-06-01
Rheem Sales Company¦ Inc. | Ruud | RUG PRO60FN | Natural Gas | TRUE | TRUE |  | FALSE | 60 | 107 |  | 45000 | 76 |  | 0.56 | 0.51 |  |  |  | Federally-Regulated Consumer Product |  | 2017-06-01
Rheem Sales Company¦ Inc. | Ruud | PRO+G60-45U RU56 | Natural Gas | TRUE | TRUE |  | FALSE | 60 | 107 |  | 45000 | 76 |  | 0.56 | 0.51 |  |  |  | Federally-Regulated Consumer Product |  | 2017-06-01
Rheem Sales Company¦ Inc. | GE | SG60T12YXS** | Natural Gas | TRUE | TRUE |  | FALSE | 60 | 107 |  | 45000 | 76 |  | 0.56 | 0.51 |  |  |  | Federally-Regulated Consumer Product |  | 2017-06-01
Rheem Sales Company¦ Inc. | Richmond | 6G60PV55F | Natural Gas | TRUE | TRUE |  | FALSE | 60 | 103 |  | 55000 | 76 |  | 0.62 | 0.51 |  |  |  | Federally-Regulated Consumer Product |  | 2017-06-01
Rheem Sales Company¦ Inc. | Richmond | 6G60PV55FW | Natural Gas | TRUE | TRUE |  | FALSE | 60 | 103 |  | 55000 | 76 |  | 0.62 | 0.51 |  |  |  | Federally-Regulated Consumer Product |  | 2017-06-01
Rheem | Rheem | G60-50N | Natural Gas | FALSE | TRUE |  | FALSE | 60 | 107 |  | 50000 | 76 | 26753 | 0.56 | 0.56 |  |  |  | Federally-Regulated Consumer Product |  | 2007-11-21
Rheem Sales Co.¦ Inc. | Ruud | PRO+G60-45U RU56 | Natural Gas | TRUE | TRUE |  | FALSE | 60 | 107 |  | 45000 | 76 |  | 0.56 | 0.51 |  |  |  | Federally-Regulated Consumer Product |  | 2015-10-01
Rheem Sales Co.¦ Inc. | Rheem | 42V60FN | Natural Gas | TRUE | TRUE |  | FALSE | 60 | 107 |  | 45000 | 76 |  | 0.56 | 0.51 |  |  |  | Federally-Regulated Consumer Product |  | 2015-10-01
Rheem Sales Co.¦ Inc. | Richmond | 6G60PV55FW | Natural Gas | TRUE | TRUE |  | FALSE | 60 | 103 |  | 55000 | 76 |  | 0.62 | 0.51 |  |  |  | Federally-Regulated Consumer Product |  | 2015-10-01
Rheem | Rheem | RHG PRO60-50T | Natural Gas | FALSE | TRUE |  | FALSE | 60 | 107 |  | 50000 | 76 | 26753 | 0.56 | 0.56 |  |  |  | Federally-Regulated Consumer Product |  | 2007-11-21
Rheem | Ruud | PH2-60-50T | Natural Gas | FALSE | TRUE |  | FALSE | 60 | 107 |  | 50000 | 76 | 26753 | 0.56 | 0.56 |  |  |  | Federally-Regulated Consumer Product |  | 2009-04-22
Bradford White Corporation | Bradford-White Corp. | M1TW60T*FBN(A) | Natural Gas | TRUE | TRUE |  | FALSE | 60 | 100 |  | 42000 | 79 | 24164 | 0.62 | 0.56 |  |  |  | Federally-Regulated Consumer Product |  | 2007-11-21
Bradford White Corporation | Bradford-White Corp. | M160T**FBN(C) | Natural Gas | FALSE | TRUE | Non-Ozone-Depleting | FALSE | 60 | 96 |  | 40000 | 78 | 26753 | 0.56 | 0.56 |  |  |  | Federally-Regulated Consumer Product |  | 2009-05-06
Bradford White Corporation | Bradford-White Corp. | M160T*FBN(A) | Natural Gas | FALSE | TRUE |  | FALSE | 60 | 96 |  | 40000 | 78 | 26753 | 0.56 | 0.56 |  |  |  | Federally-Regulated Consumer Product |  | 2007-11-21
Rheem Sales Co.¦ Inc. | Richmond | 6G60PV55F | Natural Gas | TRUE | TRUE |  | FALSE | 60 | 103 |  | 55000 | 76 |  | 0.62 | 0.51 |  |  |  | Federally-Regulated Consumer Product |  | 2015-10-01
Rheem | Richmond | 6G60PV55FW | Natural Gas | TRUE | TRUE |  | FALSE | 60 | 103 |  | 55000 | 76 | 24164 | 0.62 | 0.56 |  |  |  | Federally-Regulated Consumer Product |  | 2012-11-16
Rheem Sales Co.¦ Inc. | Rheem | PRO+G60-45U RH56 | Natural Gas | TRUE | TRUE |  | FALSE | 60 | 107 |  | 45000 | 76 |  | 0.56 | 0.51 |  |  |  | Federally-Regulated Consumer Product |  | 2015-10-01
Bradford White Corporation | Bradford-White Corp. | M460T**FBN(C) | Natural Gas | FALSE | TRUE | Non-Ozone-Depleting | FALSE | 60 | 96 |  | 40000 | 79 | 25392 | 0.59 | 0.56 |  |  |  | Federally-Regulated Consumer Product |  | 2009-04-22
Rheem | Rheem | 42V60-50T | Natural Gas | FALSE | TRUE |  | FALSE | 60 | 107 |  | 50000 | 76 | 26753 | 0.56 | 0.56 |  |  |  | Federally-Regulated Consumer Product |  | 2009-04-22
Rheem | Ruud | PH2-60F | Natural Gas | FALSE | TRUE |  | FALSE | 60 | 105 |  | 50000 | 76 | 26283 | 0.57 | 0.56 |  |  |  | Federally-Regulated Consumer Product |  | 2007-11-21
Rheem | Ruud | RUG PRO60-50NT | Natural Gas | FALSE | TRUE |  | FALSE | 60 | 107 |  | 50000 | 76 | 26753 | 0.56 | 0.56 |  |  |  | Federally-Regulated Consumer Product |  | 2007-11-21
Rheem | Rheem | RHG PRO60F | Natural Gas | FALSE | TRUE |  | FALSE | 60 | 105 |  | 50000 | 76 | 26283 | 0.57 | 0.56 |  |  |  | Federally-Regulated Consumer Product |  | 2007-11-21
Rheem | Ruud | RUG PRO60F | Natural Gas | FALSE | TRUE |  | FALSE | 60 | 105 |  | 50000 | 76 | 26283 | 0.57 | 0.56 |  |  |  | Federally-Regulated Consumer Product |  | 2007-11-21
Rheem Sales Co.¦ Inc. | Ruud | PH2-60FN | Natural Gas | TRUE | TRUE |  | FALSE | 60 | 107 |  | 45000 | 76 |  | 0.56 | 0.51 |  |  |  | Federally-Regulated Consumer Product |  | 2015-10-01
Rheem Sales Co.¦ Inc. | Ruud | RUG PRO60FN | Natural Gas | TRUE | TRUE |  | FALSE | 60 | 107 |  | 45000 | 76 |  | 0.56 | 0.51 |  |  |  | Federally-Regulated Consumer Product |  | 2015-10-01
Rheem | Rheem | SG60T12YXS** | Natural Gas | TRUE | TRUE |  | FALSE | 60 | 107 |  | 45000 | 76 |  | 0.56 | 0.56 |  |  |  | Federally-Regulated Consumer Product |  | 2014-12-23
GSW Water Heating | GSW Water Heating Co. | 6058 NA | Natural Gas | FALSE | TRUE |  | FALSE | 60 | 108 |  | 58000 | 75 | 26753 | 0.56 | 0.56 |  |  |  | Federally-Regulated Consumer Product |  | 2007-11-21
Rheem | Ruud | PVP60F | Natural Gas | TRUE | TRUE |  | FALSE | 60 | 103 |  | 55000 | 76 | 24164 | 0.62 | 0.56 |  |  |  | Federally-Regulated Consumer Product |  | 2008-04-14
Rheem | Richmond | 6G60-50F | Natural Gas | FALSE | TRUE |  | FALSE | 60 | 105 |  | 50000 | 76 | 26283 | 0.57 | 0.56 |  |  |  | Federally-Regulated Consumer Product |  | 2007-11-21
Rheem | Rheem | SG60T12YNG00 | Natural Gas | FALSE | TRUE |  | FALSE | 60 | 107 |  | 50000 | 76 | 26753 | 0.56 | 0.56 |  |  |  | Federally-Regulated Consumer Product |  | 2007-11-21
Rheem | Rheem | 42V60-50NT | Natural Gas | FALSE | TRUE |  | FALSE | 60 | 107 |  | 50000 | 76 | 26753 | 0.56 | 0.56 |  |  |  | Federally-Regulated Consumer Product |  | 2009-04-22
Rheem | Rheem | 42VP60F | Natural Gas | TRUE | TRUE |  | FALSE | 60 | 103 |  | 55000 | 76 | 24164 | 0.62 | 0.56 |  |  |  | Federally-Regulated Consumer Product |  | 2008-04-14
Rheem Sales Co.¦ Inc. | Rheem | RHG PRO60FN | Natural Gas | TRUE | TRUE |  | FALSE | 60 | 107 |  | 45000 | 76 |  | 0.56 | 0.51 |  |  |  | Federally-Regulated Consumer Product |  | 2015-10-01
Rheem | Richmond | 6G60-50NT | Natural Gas | FALSE | TRUE |  | FALSE | 60 | 107 |  | 50000 | 76 | 26753 | 0.56 | 0.56 |  |  |  | Federally-Regulated Consumer Product |  | 2009-04-22
Rheem | Rheem | 42V60F | Natural Gas | FALSE | TRUE |  | FALSE | 60 | 105 |  | 50000 | 76 | 26283 | 0.57 | 0.56 |  |  |  | Federally-Regulated Consumer Product |  | 2007-11-21
Rheem | Richmond | 6G60PV55F | Natural Gas | TRUE | TRUE |  | FALSE | 60 | 103 |  | 55000 | 76 | 24164 | 0.62 | 0.56 |  |  |  | Federally-Regulated Consumer Product |  | 2012-11-16
Rheem Sales Co.¦ Inc. | Rheem | 42V60FNVE | Natural Gas | FALSE | TRUE |  | FALSE | 60 | 107 |  | 45000 | 76 |  | 0.56 | 0.51 |  |  |  | Federally-Regulated Consumer Product |  | 2015-10-01
Giant Factories¦ Inc. | Giant Factories¦ Inc. | UG60-40MFPV1-N2U | Natural Gas | TRUE | TRUE |  | FALSE | 60 | 94 |  | 40000 | 78 |  | 0.67 | 0.51 |  |  |  | Federally-Regulated Consumer Product |  | 2015-07-13
GSW Water Heating | GSW Water Heating Co. | G660S42N-PV-ES2 | Natural Gas | TRUE | TRUE |  | FALSE | 60 | 109 |  | 42000 | 82 |  | 0.7 | 0.56 |  |  |  | Federally-Regulated Consumer Product |  | 2014-12-23
Rheem | Richmond | 6G60-50T | Natural Gas | FALSE | TRUE |  | FALSE | 60 | 107 |  | 50000 | 76 | 26753 | 0.56 | 0.56 |  |  |  | Federally-Regulated Consumer Product |  | 2009-04-22
Rheem Sales Co.¦ Inc. | Rheem | XG60T06EN45U0 | Natural Gas | FALSE | TRUE |  | FALSE | 60 | 107 |  | 45000 | 76 |  | 0.56 | 0.51 |  |  |  | Federally-Regulated Consumer Product |  | 2015-10-01
Rheem | Rheem | SG60T12YVK00 | Natural Gas | FALSE | TRUE |  | FALSE | 60 | 105 |  | 50000 | 76 | 26283 | 0.57 | 0.56 |  |  |  | Federally-Regulated Consumer Product |  | 2007-11-21
Rheem Sales Co.¦ Inc. | Rheem | 42VP60FW | Natural Gas | TRUE | TRUE |  | FALSE | 60 | 103 |  | 55000 | 76 |  | 0.62 | 0.51 |  |  |  | Federally-Regulated Consumer Product |  | 2015-10-01
Rheem | Ruud | PH2-60-50NT | Natural Gas | FALSE | TRUE |  | FALSE | 60 | 107 |  | 50000 | 76 | 26753 | 0.56 | 0.56 |  |  |  | Federally-Regulated Consumer Product |  | 2009-04-22
Bradford White Corporation | Bradford-White Corp. | MI60T**FBN(D) | Natural Gas | FALSE | TRUE | Non-Ozone-Depleting | FALSE | 60 | 65.3 |  | 40000 | 78 | 26753 | 0.56 | 0.56 |  |  |  | Federally-Regulated Consumer Product |  | 2011-09-28
Giant Factories¦ Inc. | Giant Factories¦ Inc. | UG60-38MFPDV-N1U-US | Natural Gas | TRUE | FALSE |  | FALSE | 60 | 92 |  | 38000 | 79 |  | 0.63 | 0.51 |  |  |  | Federally-Regulated Consumer Product |  | 2015-07-13
Rheem | Rheem | RHG PRO60-50NT | Natural Gas | FALSE | TRUE |  | FALSE | 60 | 107 |  | 50000 | 76 | 26753 | 0.56 | 0.56 |  |  |  | Federally-Regulated Consumer Product |  | 2007-11-21
Bradford White Corporation | Bradford-White Corp. | M460T*FBN(A) | Natural Gas | FALSE | TRUE |  | FALSE | 60 | 96 |  | 40000 | 79 | 25392 | 0.59 | 0.56 |  |  |  | Federally-Regulated Consumer Product |  | 2007-11-21
Rheem | Ruud | PVP60FW | Natural Gas | TRUE | TRUE |  | FALSE | 60 | 103 |  | 55000 | 76 | 24164 | 0.62 | 0.56 |  |  |  | Federally-Regulated Consumer Product |  | 2008-04-14
Rheem Sales Company¦ Inc. | Rheem | PDV65-65 | Natural Gas | TRUE | TRUE |  | FALSE | 63 | 120 |  | 65000 | 80 |  | 0.62 | 0.5 |  |  |  | Federally-Regulated Consumer Product |  | 2017-05-31
Rheem Sales Company¦ Inc. | Rheem | PDV65 | Natural Gas | TRUE | TRUE |  | FALSE | 63 | 120 |  | 65000 | 80 |  | 0.62 | 0.5 |  |  |  | Federally-Regulated Consumer Product |  | 2017-05-31
Rheem Sales Company¦ Inc. | Rheem | PRO+G65-65N RH62 PDV | Natural Gas | TRUE | TRUE |  | FALSE | 63 | 120 |  | 65000 | 80 |  | 0.62 | 0.5 |  |  |  | Federally-Regulated Consumer Product |  | 2017-05-31
Rheem Sales Company¦ Inc. | Rheem | RH PDV65-65 | Natural Gas | TRUE | TRUE |  | FALSE | 63 | 120 |  | 65000 | 80 |  | 0.62 | 0.5 |  |  |  | Federally-Regulated Consumer Product |  | 2017-05-31
Rheem Sales Company¦ Inc. | Ruud | RU PDV65 | Natural Gas | TRUE | TRUE |  | FALSE | 63 | 120 |  | 65000 | 80 |  | 0.62 | 0.5 |  |  |  | Federally-Regulated Consumer Product |  | 2017-06-01
Rheem Sales Company¦ Inc. | Ruud | PRO+G65-65N RU62 PDV | Natural Gas | TRUE | TRUE |  | FALSE | 63 | 120 |  | 65000 | 80 |  | 0.62 | 0.5 |  |  |  | Federally-Regulated Consumer Product |  | 2017-06-01
Rheem Sales Co.¦ Inc.¦ Water Heater Products | Richmond | TPDV50-65 | Natural Gas | TRUE | TRUE |  | FALSE | 63 | 120 |  | 65000 | 80 |  | 0.62 | 0.5 |  |  |  | Federally-Regulated Consumer Product |  | 2017-06-01
Rheem Sales Company¦ Inc. | Richmond | 6G65PDV-65 | Natural Gas | TRUE | TRUE |  | FALSE | 63 | 120 |  | 65000 | 80 |  | 0.62 | 0.5 |  |  |  | Federally-Regulated Consumer Product |  | 2017-06-01
Rheem Sales Co.¦ Inc. | Ruud | RU PDV65 | Natural Gas | TRUE | TRUE |  | FALSE | 63 | 120 |  | 65000 | 80 |  | 0.62 | 0.5 |  |  |  | Federally-Regulated Consumer Product |  | 2015-10-01
Rheem Sales Co.¦ Inc. | Ruud | PRO+G65-65N RU62 PDV | Natural Gas | TRUE | TRUE |  | FALSE | 63 | 120 |  | 65000 | 80 |  | 0.62 | 0.5 |  |  |  | Federally-Regulated Consumer Product |  | 2015-10-01
Rheem Sales Co.¦ Inc. | Rheem | PRO+G65-65N RH62 PDV | Natural Gas | TRUE | TRUE |  | FALSE | 63 | 120 |  | 65000 | 80 |  | 0.62 | 0.5 |  |  |  | Federally-Regulated Consumer Product |  | 2015-10-01
Rheem | Richmond | 6G65-65F | Natural Gas | TRUE | TRUE |  | FALSE | 63 | 115 |  | 65000 | 77 | 27239 | 0.55 | 0.55 |  |  |  | Federally-Regulated Consumer Product |  | 2010-03-16
Rheem Sales Co.¦ Inc. | Richmond | 6G65PDV-65 | Natural Gas | TRUE | TRUE |  | FALSE | 63 | 120 |  | 65000 | 80 |  | 0.62 | 0.5 |  |  |  | Federally-Regulated Consumer Product |  | 2015-10-01
Rheem Sales Co.¦ Inc. | Rheem | PDV65 | Natural Gas | TRUE | TRUE |  | FALSE | 63 | 120 |  | 65000 | 80 |  | 0.62 | 0.5 |  |  |  | Federally-Regulated Consumer Product |  | 2015-10-01
Rheem | Rheem | 42V65F | Natural Gas | TRUE | TRUE |  | FALSE | 63 | 115 |  | 65000 | 77 | 27239 | 0.55 | 0.55 |  |  |  | Federally-Regulated Consumer Product |  | 2010-03-16
Rheem | Rheem | RHG PRO65F | Natural Gas | TRUE | TRUE |  | FALSE | 63 | 115 |  | 65000 | 77 | 27239 | 0.55 | 0.55 |  |  |  | Federally-Regulated Consumer Product |  | 2010-03-16
Rheem | Ruud | PH2-65PF | Natural Gas | TRUE | TRUE |  | FALSE | 63 | 115 |  | 65000 | 77 | 27239 | 0.55 | 0.55 |  |  |  | Federally-Regulated Consumer Product |  | 2010-03-16
Rheem | Ruud | RUG PRO65F | Natural Gas | TRUE | TRUE |  | FALSE | 63 | 115 |  | 65000 | 77 | 27239 | 0.55 | 0.55 |  |  |  | Federally-Regulated Consumer Product |  | 2010-03-16
Rheem Sales Co.¦ Inc. | Rheem | RH PDV65-65 | Natural Gas | TRUE | TRUE |  | FALSE | 63 | 120 |  | 65000 | 80 |  | 0.62 | 0.5 |  |  |  | Federally-Regulated Consumer Product |  | 2015-10-01
A O Smith Water Products | Sears¦ Roebuck¦ & Co. | 153.3396 | Natural Gas | FALSE | TRUE | Non-Ozone-Depleting | FALSE | 65 | 85 |  | 40000 | 75 | 26283 | 0.57 | 0.55 |  |  |  | Federally-Regulated Consumer Product |  | 2008-09-25
A O Smith Water Products | Sears¦ Roebuck¦ & Co. | 153.3397 | Natural Gas | FALSE | TRUE | Non-Ozone-Depleting | FALSE | 65 | 79 |  | 40000 | 76 | 27239 | 0.55 | 0.55 |  |  |  | Federally-Regulated Consumer Product |  | 2007-11-21
A O Smith Water Products | Sears Brand Management Corp. | 153.3397 | Natural Gas | FALSE | TRUE |  | FALSE | 65 | 116 |  | 65000 | 77 |  | 0.57 | 0.55 |  |  |  | Federally-Regulated Consumer Product |  | 2011-11-30
Bradford White Corporation | BRADFORD WHITE | 65T65FB*N(B) | Natural Gas | FALSE | TRUE |  | FALSE | 65 | 127 |  | 65000 | 79 |  | 0.55 | 0.5 |  |  |  | Federally-Regulated Consumer Product |  | 2017-05-25
Bradford White Corporation | BRADFORD WHITE | UTW465S60FR**N | Natural Gas | TRUE | TRUE |  | FALSE | 65 | 120 |  | 60000 | 82 |  | 0.66 | 0.5 |  |  |  | Federally-Regulated Consumer Product |  | 2017-05-25
Bradford White Corporation | BRADFORD WHITE | DH165T**FBN(B)-***** | Natural Gas | FALSE | TRUE |  | FALSE | 65 | 113 |  | 55000 | 78 |  | 0.55 | 0.5 |  |  |  | Federally-Regulated Consumer Product |  | 2017-05-25
Bradford White Corporation | BRADFORD WHITE | DH65T55FB*N(B)-***** | Natural Gas | FALSE | TRUE |  | FALSE | 65 | 113 |  | 55000 | 78 |  | 0.55 | 0.5 |  |  |  | Federally-Regulated Consumer Product |  | 2017-05-25
Bradford White Corporation | BRADFORD WHITE | M2XR65T**FBN(B) | Natural Gas | FALSE | TRUE |  | FALSE | 65 | 127 |  | 65000 | 79 |  | 0.55 | 0.5 |  |  |  | Federally-Regulated Consumer Product |  | 2017-05-25
Bradford White Corporation | BRADFORD WHITE | MIITW65T***N12 | Natural Gas | TRUE | TRUE |  | FALSE | 65 | 126 |  | 70000 | 82 |  | 0.66 | 0.5 |  |  |  | Federally-Regulated Consumer Product |  | 2017-05-25
Bradford White Corporation | BRADFORD WHITE | M2TW65T*BN1 | Natural Gas | TRUE | TRUE |  | FALSE | 65 | 126 |  | 70000 | 82 |  | 0.66 | 0.5 |  |  |  | Federally-Regulated Consumer Product |  | 2017-05-25
Bradford White Corporation | BRADFORD WHITE | M2TW65T**FBN(A) | Natural Gas | TRUE | TRUE |  | FALSE | 65 | 126 |  | 70000 | 82 |  | 0.66 | 0.5 |  |  |  | Federally-Regulated Consumer Product |  | 2017-05-25
Bradford White Corporation | BRADFORD WHITE | MIITW65T***N15-ATO****** | Natural Gas | TRUE | TRUE |  | FALSE | 65 | 126 |  | 70000 | 82 |  | 0.66 | 0.5 |  |  |  | Federally-Regulated Consumer Product |  | 2017-05-25
Bradford White Corporation | BRADFORD WHITE | PDX265T***N13-ATO****** | Natural Gas | TRUE | TRUE |  | FALSE | 65 | 120 |  | 65000 | 79 |  | 0.6 | 0.5 |  |  |  | Federally-Regulated Consumer Product |  | 2017-05-25
Bradford White Corporation | BRADFORD WHITE | PDX265T***N13 | Natural Gas | TRUE | TRUE |  | FALSE | 65 | 120 |  | 65000 | 79 |  | 0.6 | 0.5 |  |  |  | Federally-Regulated Consumer Product |  | 2017-05-25
Bradford White Corporation | BRADFORD WHITE | PDX265T***N10 | Natural Gas | TRUE | TRUE |  | FALSE | 65 | 120 |  | 65000 | 79 |  | 0.6 | 0.5 |  |  |  | Federally-Regulated Consumer Product |  | 2017-05-25
Bradford White Corporation | BRADFORD WHITE | PDX265T*BN(A) | Natural Gas | TRUE | TRUE |  | FALSE | 65 | 120 |  | 65000 | 79 |  | 0.6 | 0.5 |  |  |  | Federally-Regulated Consumer Product |  | 2017-05-25
Bradford White Corporation | BRADFORD WHITE | PDX265T**FBN(A) | Natural Gas | TRUE | TRUE |  | FALSE | 65 | 120 |  | 65000 | 79 |  | 0.6 | 0.5 |  |  |  | Federally-Regulated Consumer Product |  | 2017-05-25
Bradford White Corporation | BRADFORD WHITE | PDX65S65FB*N | Natural Gas | TRUE | TRUE |  | FALSE | 65 | 120 |  | 65000 | 79 |  | 0.6 | 0.5 |  |  |  | Federally-Regulated Consumer Product |  | 2017-05-25
Bradford White Corporation | BRADFORD WHITE | TW465S65FB*N | Natural Gas | TRUE | TRUE |  | FALSE | 65 | 126 |  | 70000 | 82 |  | 0.66 | 0.5 |  |  |  | Federally-Regulated Consumer Product |  | 2017-05-25
Bradford White Corporation | BRADFORD WHITE | U2XR65T**FRN(A) | Natural Gas | FALSE | TRUE |  | FALSE | 65 | 116 |  | 55000 | 79 |  | 0.55 | 0.5 |  |  |  | Federally-Regulated Consumer Product |  | 2017-05-25
Bradford White Corporation | BRADFORD WHITE | U2TW65T**FRN(A) | Natural Gas | TRUE | TRUE |  | FALSE | 65 | 120 |  | 60000 | 82 |  | 0.66 | 0.5 |  |  |  | Federally-Regulated Consumer Product |  | 2017-05-25
Bradford White Corporation | BRADFORD WHITE | U65T55FR**N(A) | Natural Gas | FALSE | TRUE |  | FALSE | 65 | 116 |  | 55000 | 79 |  | 0.55 | 0.5 |  |  |  | Federally-Regulated Consumer Product |  | 2017-05-25
Bradford White Corporation | BRADFORD WHITE | M4XRTW65T**FBN | Natural Gas | TRUE | TRUE |  | FALSE | 65 | 120 |  | 67000 | 78 |  | 0.67 | 0.5 |  |  |  | Federally-Regulated Consumer Product |  | 2017-05-25
Bradford White Corporation | BRADFORD WHITE | U4XRTW65T**FRN | Natural Gas | TRUE | TRUE |  | FALSE | 65 | 110 |  | 56000 | 78 |  | 0.67 | 0.5 |  |  |  | Federally-Regulated Consumer Product |  | 2017-05-25
Bradford White Corporation | BRADFORD WHITE | UDH165T**FRN-***** | Natural Gas | FALSE | TRUE |  | FALSE | 65 | 101 |  | 45000 | 78 |  | 0.55 | 0.5 |  |  |  | Federally-Regulated Consumer Product |  | 2017-05-25
Bradford White Corporation | BRADFORD WHITE | UPDX265T**FRN | Natural Gas | TRUE | TRUE |  | FALSE | 65 | 106 |  | 55000 | 79 |  | 0.6 | 0.5 |  |  |  | Federally-Regulated Consumer Product |  | 2017-05-25
Bradford White Corporation | BRADFORD WHITE | UDH65T45FR*N-***** | Natural Gas | FALSE | TRUE |  | FALSE | 65 | 101 |  | 45000 | 78 |  | 0.55 | 0.5 |  |  |  | Federally-Regulated Consumer Product |  | 2017-05-25
Bradford White Corporation | BRADFORD WHITE | UPDX65S55FR*N | Natural Gas | TRUE | TRUE |  | FALSE | 65 | 106 |  | 55000 | 79 |  | 0.6 | 0.5 |  |  |  | Federally-Regulated Consumer Product |  | 2017-05-25
Bradford White Corporation | BRADFORD WHITE | TW465S70FB*N | Natural Gas | TRUE | TRUE |  | FALSE | 65 | 126 |  | 70000 | 82 |  | 0.66 | 0.5 |  |  |  | Federally-Regulated Consumer Product |  | 2017-05-25
Bradford White Corporation | TTW | UTW465S60FR**N | Natural Gas | TRUE | TRUE |  | FALSE | 65 | 120 |  | 60000 | 82 |  | 0.66 | 0.5 |  |  |  | Federally-Regulated Consumer Product |  | 2017-05-25
Bradford White Corporation | TTW | M2TW65T*BN1 | Natural Gas | TRUE | TRUE |  | FALSE | 65 | 126 |  | 70000 | 82 |  | 0.66 | 0.5 |  |  |  | Federally-Regulated Consumer Product |  | 2017-05-25
Bradford White Corporation | TTW | M2TW65T**FBN(A) | Natural Gas | TRUE | TRUE |  | FALSE | 65 | 126 |  | 70000 | 82 |  | 0.66 | 0.5 |  |  |  | Federally-Regulated Consumer Product |  | 2017-05-25
Bradford White Corporation | TTW | TW465S65FB*N | Natural Gas | TRUE | TRUE |  | FALSE | 65 | 126 |  | 70000 | 82 |  | 0.66 | 0.5 |  |  |  | Federally-Regulated Consumer Product |  | 2017-05-25
Bradford White Corporation | TTW | U2TW65T**FRN(A) | Natural Gas | TRUE | TRUE |  | FALSE | 65 | 120 |  | 60000 | 82 |  | 0.66 | 0.5 |  |  |  | Federally-Regulated Consumer Product |  | 2017-05-25
Bradford White Corporation | TTW | M4XRTW65T**FBN | Natural Gas | TRUE | TRUE |  | FALSE | 65 | 120 |  | 67000 | 78 |  | 0.67 | 0.5 |  |  |  | Federally-Regulated Consumer Product |  | 2017-05-25
Bradford White Corporation | TTW | U4XRTW65T**FRN | Natural Gas | TRUE | TRUE |  | FALSE | 65 | 110 |  | 56000 | 78 |  | 0.67 | 0.5 |  |  |  | Federally-Regulated Consumer Product |  | 2017-05-25
Bradford White Corporation | TTW | TW465S70FB*N | Natural Gas | TRUE | TRUE |  | FALSE | 65 | 126 |  | 70000 | 82 |  | 0.66 | 0.5 |  |  |  | Federally-Regulated Consumer Product |  | 2017-05-25
A O Smith Water Products | Sears¦ Roebuck¦ & Co. | 153.339610 HA | Natural Gas | FALSE | TRUE | Non-Ozone-Depleting | FALSE | 65 | 79 |  | 40000 | 76 | 27239 | 0.55 | 0.55 |  |  |  | Federally-Regulated Consumer Product |  | 2007-11-21
A O Smith Water Products | A.O. SMITH | BT 65 200 | Natural Gas | FALSE | TRUE |  | FALSE | 65 | 100 |  | 65000 | 77 |  | 0.57 | 0.5 |  |  |  | Federally-Regulated Consumer Product |  | 2017-05-25
Bradford White Corporation | Bradford-White Corp. | DH65T55FB*N | Natural Gas | FALSE | TRUE | Non-Ozone-Depleting | FALSE | 65 | 112 |  | 55000 | 78 | 27239 | 0.55 | 0.55 |  |  |  | Federally-Regulated Consumer Product |  | 2009-04-22
Bradford White Corporation | Bradford-White Corp. | M2XR65T**FBN(A) | Natural Gas | FALSE | TRUE | Non-Ozone-Depleting | FALSE | 65 | 126 |  | 65000 | 79 | 27239 | 0.55 | 0.55 |  |  |  | Federally-Regulated Consumer Product |  | 2009-04-22
Bradford White Corporation | Bradford-White Corp. | PDX265T*FBN(A) | Natural Gas | TRUE | TRUE | Non-Ozone-Depleting | FALSE | 65 | 120 |  | 65000 | 79 | 24969 | 0.6 | 0.55 |  |  |  | Federally-Regulated Consumer Product |  | 2007-11-21
A O Smith Water Products | A.O. SMITH | GCG-65-100 | Natural Gas | FALSE | TRUE |  | FALSE | 65 | 94 |  | 65000 | 76 |  | 0.55 | 0.5 |  |  |  | Federally-Regulated Consumer Product |  | 2017-05-25
Bradford White Corporation | Bradford-White Corp. | M2TW65T*FBN(A) | Natural Gas | TRUE | TRUE |  | FALSE | 65 | 126 |  | 70000 | 82 | 22699 | 0.66 | 0.55 |  |  |  | Federally-Regulated Consumer Product |  | 2007-11-21
A O Smith Water Products | A O Smith Water Products | GCG-65-100 | Natural Gas | FALSE | TRUE | Non-Ozone-Depleting | FALSE | 65 | 94 |  | 65000 | 76 | 27239 | 0.55 | 0.55 |  |  |  | Federally-Regulated Consumer Product |  | 2007-11-21
A O Smith Water Products | A.O. SMITH | GCG-65L-100 | Natural Gas | FALSE | TRUE |  | FALSE | 65 | 94 |  | 65000 | 76 |  | 0.55 | 0.5 |  |  |  | Federally-Regulated Consumer Product |  | 2017-05-25
A O Smith Water Products | A O Smith Water Products | GCG-65L-100 | Natural Gas | FALSE | TRUE | Non-Ozone-Depleting | FALSE | 65 | 94 |  | 65000 | 76 | 27239 | 0.55 | 0.55 |  |  |  | Federally-Regulated Consumer Product |  | 2007-11-21
A O Smith Water Products | A.O. SMITH | GCG-65Q-100 | Natural Gas | FALSE | TRUE |  | FALSE | 65 | 94 |  | 65000 | 76 |  | 0.55 | 0.5 |  |  |  | Federally-Regulated Consumer Product |  | 2017-05-25
A O Smith Water Products | A O Smith Water Products | GCG-65Q-100 | Natural Gas | FALSE | TRUE | Non-Ozone-Depleting | FALSE | 65 | 94 |  | 65000 | 76 | 27239 | 0.55 | 0.55 |  |  |  | Federally-Regulated Consumer Product |  | 2007-11-21
Bradford White Corporation | Bradford-White Corp. | PDX265T***N13-ATO******* | Natural Gas | TRUE | TRUE |  | FALSE | 65 | 120 |  | 65000 | 80 | 24969 | 0.6 | 0.55 |  |  |  | Federally-Regulated Consumer Product |  | 2007-11-21
A O Smith Water Products | A.O. SMITH | GCV 65 100 | Natural Gas | FALSE | TRUE |  | FALSE | 65 | 116 |  | 65000 | 77 |  | 0.57 | 0.5 |  |  |  | Federally-Regulated Consumer Product |  | 2017-05-25
A O Smith Water Products | A O Smith Water Products | GCV 65 100 | Natural Gas | FALSE | TRUE |  | FALSE | 65 | 116 |  | 65000 | 77 |  | 0.57 | 0.5 |  |  |  | Federally-Regulated Consumer Product |  | 2015-07-13
A O Smith Water Products | A O Smith Water Products | GCV 65L 100 | Natural Gas | FALSE | TRUE |  | FALSE | 65 | 116 |  | 65000 | 77 | 26283 | 0.57 | 0.55 |  |  |  | Federally-Regulated Consumer Product |  | 2008-09-25
Bradford White Corporation | Lochinvar Corp. | XRN065G | Natural Gas | TRUE | TRUE | Non-Ozone-Depleting | FALSE | 65 | 114 |  | 65000 | 79 | 25392 | 0.59 | 0.55 |  |  |  | Federally-Regulated Consumer Product |  | 2007-11-21
Bradford White Corporation | Bradford-White Corp. | 65T65FB*N | Natural Gas | FALSE | TRUE | Non-Ozone-Depleting | FALSE | 65 | 126 |  | 65000 | 79 | 27239 | 0.55 | 0.55 |  |  |  | Federally-Regulated Consumer Product |  | 2009-04-22
Bradford White Corporation | Lochinvar Corp. | DVN065 | Natural Gas | TRUE | FALSE |  | FALSE | 65 | 112 |  | 65000 | 80 | 24560 | 0.61 | 0.55 |  |  |  | Federally-Regulated Consumer Product |  | 2007-11-21
A O Smith Water Products | A.O. SMITH | GPDX 50 100 | Natural Gas | TRUE | FALSE |  | FALSE | 65 | 105 |  | 65000 | 87 |  | 0.58 | 0.5 |  |  |  | Federally-Regulated Consumer Product |  | 2017-05-25
A O Smith Water Products | A O Smith Water Products | GPDX 50 100 | Natural Gas | TRUE | FALSE |  | FALSE | 65 | 105 |  | 65000 | 87 |  | 0.58 | 0.5 |  |  |  | Federally-Regulated Consumer Product |  | 2015-07-13
Lochinvar¦ LLC. | Lochinvar Corp. | PRN 050 65ST 100 | Natural Gas | TRUE | FALSE |  | FALSE | 65 | 105 |  | 65000 | 87 |  | 0.58 | 0.55 |  |  |  | Federally-Regulated Consumer Product |  | 2011-11-30
Bradford White Corporation | Bradford-White Corp. | M1XR65T***N15 | Natural Gas | FALSE | TRUE |  | FALSE | 65 | 126 |  | 65000 | 78 | 27239 | 0.55 | 0.55 |  |  |  | Federally-Regulated Consumer Product |  | 2007-11-21
Bradford White Corporation | Lochinvar Corp. | PRN065G | Natural Gas | TRUE | TRUE | Non-Ozone-Depleting | FALSE | 65 | 114 |  | 65000 | 79 | 25392 | 0.59 | 0.55 |  |  |  | Federally-Regulated Consumer Product |  | 2007-11-21
Bradford White Corporation | Bradford-White Corp. | DH165T*BN(A) | Natural Gas | FALSE | TRUE |  | FALSE | 65 | 112 |  | 55000 | 78 | 27239 | 0.55 | 0.55 |  |  |  | Federally-Regulated Consumer Product |  | 2007-11-21
A O Smith Water Products | State Industries | GS6 50 YRPDT5 | Natural Gas | TRUE | FALSE |  | FALSE | 65 | 105 |  | 65000 | 87 | 25830 | 0.58 | 0.55 |  |  |  | Federally-Regulated Consumer Product |  | 2011-11-30
Bradford White Corporation | Bradford-White Corp. | M2XR65T*FBN(A) | Natural Gas | FALSE | TRUE | Non-Ozone-Depleting | FALSE | 65 | 126 |  | 65000 | 79 | 27239 | 0.55 | 0.55 |  |  |  | Federally-Regulated Consumer Product |  | 2007-11-21
A O Smith Water Products | State Industries | GS6 65 XRRT | Natural Gas | FALSE | TRUE | Non-Ozone-Depleting | FALSE | 65 | 94 |  | 65000 | 76 | 27239 | 0.55 | 0.55 |  |  |  | Federally-Regulated Consumer Product |  | 2007-11-21
A O Smith Water Products | State Industries | GS6 65 YBRT 100 | Natural Gas | FALSE | TRUE |  | FALSE | 65 | 116 |  | 65000 | 77 | 26283 | 0.57 | 0.55 |  |  |  | Federally-Regulated Consumer Product |  | 2008-09-25
Bradford White Corporation | Lochinvar Corp. | XTN065G | Natural Gas | FALSE | TRUE | Non-Ozone-Depleting | FALSE | 65 | 120 |  | 65000 | 79 | 27239 | 0.55 | 0.55 |  |  |  | Federally-Regulated Consumer Product |  | 2007-11-21
Bradford White Corporation | Bradford-White Corp. | DH165T***N15 | Natural Gas | FALSE | TRUE |  | FALSE | 65 | 112 |  | 55000 | 78 | 27239 | 0.55 | 0.55 |  |  |  | Federally-Regulated Consumer Product |  | 2007-11-21
Bradford White Corporation | Bradford-White Corp. | M1XR65T*BN(B) | Natural Gas | FALSE | TRUE | Non-Ozone-Depleting | FALSE | 65 | 126 |  | 65000 | 79 | 27239 | 0.55 | 0.55 |  |  |  | Federally-Regulated Consumer Product |  | 2007-11-21
A O Smith Water Products | State Industries | GSX 65 XRRT | Natural Gas | FALSE | TRUE | Non-Ozone-Depleting | FALSE | 65 | 94 |  | 65000 | 76 | 27239 | 0.55 | 0.55 |  |  |  | Federally-Regulated Consumer Product |  | 2007-11-21
A O Smith Water Products | State Industries | GSX 65 YBRT 100 | Natural Gas | FALSE | TRUE |  | FALSE | 65 | 116 |  | 65000 | 77 | 26283 | 0.57 | 0.55 |  |  |  | Federally-Regulated Consumer Product |  | 2008-09-25
Bradford White Corporation | Bradford-White Corp. | DH165T*BN(B) | Natural Gas | FALSE | TRUE | Non-Ozone-Depleting | FALSE | 65 | 112 |  | 65000 | 78 | 27239 | 0.55 | 0.55 |  |  |  | Federally-Regulated Consumer Product |  | 2007-11-21
Lochinvar¦ LLC. | Lochinvar Corp. | LTN 065 65 100 | Natural Gas | FALSE | TRUE |  | FALSE | 65 | 116 |  | 65000 | 77 |  | 0.57 | 0.55 |  |  |  | Federally-Regulated Consumer Product |  | 2011-11-30
Bradford White Corporation | Lochinvar Corp. | SVN065 | Natural Gas | TRUE | FALSE |  | FALSE | 65 | 112 |  | 65000 | 80 | 24560 | 0.61 | 0.55 |  |  |  | Federally-Regulated Consumer Product |  | 2007-11-21
Bradford White Corporation | Lochinvar Corp. | LVN065 | Natural Gas | TRUE | TRUE |  | FALSE | 65 | 117 |  | 65000 | 80 | 24164 | 0.62 | 0.55 |  |  |  | Federally-Regulated Consumer Product |  | 2007-11-21
Bradford White Corporation | Bradford-White Corp. | DH165T***N15-ATO******* | Natural Gas | FALSE | TRUE |  | FALSE | 65 | 112 |  | 55000 | 78 | 27239 | 0.55 | 0.55 |  |  |  | Federally-Regulated Consumer Product |  | 2007-11-21
Bradford White Corporation | Lochinvar Corp. | STN065G | Natural Gas | FALSE | FALSE |  | FALSE | 65 | 120 |  | 65000 | 79 | 27239 | 0.55 | 0.55 |  |  |  | Federally-Regulated Consumer Product |  | 2007-11-21
Bradford White Corporation | Lochinvar Corp. | DVN065-2 | Natural Gas | TRUE | FALSE |  | FALSE | 65 | 117 |  | 65000 | 80 | 24164 | 0.62 | 0.55 |  |  |  | Federally-Regulated Consumer Product |  | 2007-11-21
Bradford White Corporation | Lochinvar Corp. | XVN065G | Natural Gas | TRUE | TRUE |  | FALSE | 65 | 118 |  | 70000 | 81 | 23048 | 0.65 | 0.55 |  |  |  | Federally-Regulated Consumer Product |  | 2007-11-21
Bradford White Corporation | Bradford-White Corp. | M2TW65T*BN1 | Natural Gas | FALSE | TRUE |  | FALSE | 65 | 124 |  | 65000 | 80 | 24164 | 0.62 | 0.55 |  |  |  | Federally-Regulated Consumer Product |  | 2007-11-21
Bradford White Corporation | Bradford-White Corp. | DH165T**FBN(A) | Natural Gas | FALSE | TRUE | Non-Ozone-Depleting | FALSE | 65 | 112 |  | 55000 | 78 | 27239 | 0.55 | 0.55 |  |  |  | Federally-Regulated Consumer Product |  | 2009-04-22
A O Smith Water Products | Maytag | HR6 65 XRRT | Natural Gas | FALSE | TRUE | Non-Ozone-Depleting | FALSE | 65 | 94 |  | 65000 | 76 | 27239 | 0.55 | 0.55 |  |  |  | Federally-Regulated Consumer Product |  | 2007-11-21
A O Smith Water Products | Maytag | HRX 65 XRRT | Natural Gas | FALSE | TRUE | Non-Ozone-Depleting | FALSE | 65 | 94 |  | 65000 | 76 | 27239 | 0.55 | 0.55 |  |  |  | Federally-Regulated Consumer Product |  | 2007-11-21
Bradford White Corporation | Bradford-White Corp. | M1XR65T***N15-ATO******* | Natural Gas | FALSE | TRUE |  | FALSE | 65 | 126 |  | 65000 | 78 | 27239 | 0.55 | 0.55 |  |  |  | Federally-Regulated Consumer Product |  | 2007-11-21
Bradford White Corporation | Bradford-White Corp. | DH165T***N15-ATO****** | Natural Gas | FALSE | TRUE | Non-Ozone-Depleting | FALSE | 65 | 112 |  | 55000 | 78 | 27239 | 0.55 | 0.55 |  |  |  | Federally-Regulated Consumer Product |  | 2009-04-22
Bradford White Corporation | Bradford-White Corp. | DH165T**N12 | Natural Gas | FALSE | FALSE |  | FALSE | 65 | 112 |  | 55000 | 78 | 27239 | 0.55 | 0.55 |  |  |  | Federally-Regulated Consumer Product |  | 2007-11-21
Bradford White Corporation | Bradford-White Corp. | M1XR65T*BN(A) | Natural Gas | FALSE | TRUE |  | FALSE | 65 | 126 |  | 65000 | 79 | 27239 | 0.55 | 0.55 |  |  |  | Federally-Regulated Consumer Product |  | 2007-11-21
Bradford White Corporation | Bradford-White Corp. | DH165T*FBN(A) | Natural Gas | FALSE | TRUE | Non-Ozone-Depleting | FALSE | 65 | 112 |  | 55000 | 78 | 27239 | 0.55 | 0.55 |  |  |  | Federally-Regulated Consumer Product |  | 2007-11-21
Lochinvar¦ LLC. | Lochinvar Corp. | PRN 050 65 100 | Natural Gas | TRUE | FALSE |  | FALSE | 65 | 105 |  | 65000 | 87 |  | 0.58 | 0.55 |  |  |  | Federally-Regulated Consumer Product |  | 2011-11-30
Bradford White Corporation | Lochinvar Corp. | ETN065G | Natural Gas | FALSE | FALSE |  | FALSE | 65 | 120 |  | 65000 | 79 | 27239 | 0.55 | 0.55 |  |  |  | Federally-Regulated Consumer Product |  | 2007-11-21
Lochinvar¦ LLC. | Lochinvar Corp. | LVN 065 65ST 100 | Natural Gas | FALSE | TRUE |  | FALSE | 65 | 116 |  | 65000 | 77 |  | 0.57 | 0.55 |  |  |  | Federally-Regulated Consumer Product |  | 2011-11-30
Bradford White Corporation | Lochinvar Corp. | XVN065 | Natural Gas | TRUE | TRUE |  | FALSE | 65 | 117 |  | 65000 | 80 | 24164 | 0.62 | 0.55 |  |  |  | Federally-Regulated Consumer Product |  | 2007-11-21
Bradford White Corporation | Lochinvar Corp. | PRN065 | Natural Gas | TRUE | FALSE |  | FALSE | 65 | 114 |  | 65000 | 80 | 25392 | 0.59 | 0.55 |  |  |  | Federally-Regulated Consumer Product |  | 2007-11-21
Bradford White Corporation | Bradford-White Corp. | MIITW65T***N15-ATO******* | Natural Gas | FALSE | TRUE |  | FALSE | 65 | 124 |  | 65000 | 80 | 24164 | 0.62 | 0.55 |  |  |  | Federally-Regulated Consumer Product |  | 2007-11-21
Bradford White Corporation | Lochinvar Corp. | LVN065G | Natural Gas | TRUE | TRUE |  | FALSE | 65 | 118 |  | 70000 | 81 | 23048 | 0.65 | 0.55 |  |  |  | Federally-Regulated Consumer Product |  | 2007-11-21
A O Smith Water Products | A O Smith Water Products | XCV 65 100 | Natural Gas | FALSE | TRUE |  | FALSE | 65 | 116 |  | 65000 | 77 | 26283 | 0.57 | 0.55 |  |  |  | Federally-Regulated Consumer Product |  | 2008-09-25
Bradford White Corporation | Lochinvar Corp. | LTN065G | Natural Gas | FALSE | TRUE | Non-Ozone-Depleting | FALSE | 65 | 120 |  | 65000 | 79 | 27239 | 0.55 | 0.55 |  |  |  | Federally-Regulated Consumer Product |  | 2007-11-21
A O Smith Water Products | A O Smith Water Products | XCV 65L 100 | Natural Gas | FALSE | TRUE |  | FALSE | 65 | 116 |  | 65000 | 77 | 26283 | 0.57 | 0.55 |  |  |  | Federally-Regulated Consumer Product |  | 2008-09-25
A O Smith Water Products | Kenmore | 153.3318 | Natural Gas | FALSE | FALSE |  | FALSE | 71 | 125 |  | 75100 | 74 |  |  |  | TRUE |  | 0.6 | Federally-Regulated Consumer Product | 0.6 | 2017-11-21
A O Smith Water Products | Reliance | 6 75 URRS 100 | Natural Gas | FALSE | FALSE |  | FALSE | 71 | 102 |  | 75100 | 76 |  |  |  | TRUE |  | 0.6 | Federally-Regulated Consumer Product | 0.6 | 2017-11-27
A O Smith Water Products | Reliance | 6 75 XRRS* 400 | Natural Gas | FALSE | FALSE |  | FALSE | 71 | 125 |  | 75100 | 74 |  |  |  | TRUE |  | 0.6 | Federally-Regulated Consumer Product | 0.6 | 2017-11-21
A O Smith Water Products | A.O. SMITH | FCG 75* 400 | Natural Gas | FALSE | FALSE |  | FALSE | 71 | 125 |  | 75100 | 74 |  |  |  | TRUE |  | 0.6 | Federally-Regulated Consumer Product | 0.6 | 2017-11-21
A O Smith Water Products | American | G102-75T75-4NOV* 400 | Natural Gas | FALSE | FALSE |  | FALSE | 71 | 125 |  | 75100 | 74 |  |  |  | TRUE |  | 0.6 | Federally-Regulated Consumer Product | 0.6 | 2017-11-21
A O Smith Water Products | American | G122-75T75-4PV* 400 | Natural Gas | FALSE | FALSE |  | FALSE | 71 | 125 |  | 75100 | 74 |  |  |  | TRUE |  | 0.6 | Federally-Regulated Consumer Product | 0.6 | 2017-11-21
A O Smith Water Products | U.S. CRAFTSMASTER | G2F7575T4NOV 400 | Natural Gas | FALSE | FALSE |  | FALSE | 71 | 125 |  | 75100 | 74 |  |  |  | TRUE |  | 0.6 | Federally-Regulated Consumer Product | 0.6 | 2017-11-21
A O Smith Water Products | American | G62-75T75-4NOV* 400 | Natural Gas | FALSE | FALSE |  | FALSE | 71 | 125 |  | 75100 | 74 |  |  |  | TRUE |  | 0.6 | Federally-Regulated Consumer Product | 0.6 | 2017-11-21
A O Smith Water Products | A.O. SMITH | G6-US7576NV 100 | Natural Gas | FALSE | FALSE |  | FALSE | 71 | 102 |  | 75100 | 76 |  |  |  | TRUE |  | 0.6 | Federally-Regulated Consumer Product | 0.6 | 2017-11-21
A O Smith Water Products | A.O. SMITH | GCN 75 100 | Natural Gas | FALSE | FALSE |  | FALSE | 71 | 102 |  | 75100 | 76 |  |  |  | TRUE |  | 0.6 | Federally-Regulated Consumer Product | 0.6 | 2017-11-21
A O Smith Water Products | State | GS6 75 URRS 100 | Natural Gas | FALSE | FALSE |  | FALSE | 71 | 102 |  | 75100 | 76 |  |  |  | TRUE |  | 0.6 | Federally-Regulated Consumer Product | 0.6 | 2017-11-28
A O Smith Water Products | State | GS6 75 XRRS* 400 | Natural Gas | FALSE | FALSE |  | FALSE | 71 | 125 |  | 75100 | 74 |  |  |  | TRUE |  | 0.6 | Federally-Regulated Consumer Product | 0.6 | 2017-11-21
A O Smith Water Products | State | GSX 75 XRRS* 400 | Natural Gas | FALSE | FALSE |  | FALSE | 71 | 125 |  | 75100 | 74 |  |  |  | TRUE |  | 0.6 | Federally-Regulated Consumer Product | 0.6 | 2017-11-21
A O Smith Water Products | Lochinvar | LTN07575* 400 | Natural Gas | FALSE | FALSE |  | FALSE | 71 | 125 |  | 75100 | 74 |  |  |  | TRUE |  | 0.6 | Federally-Regulated Consumer Product | 0.6 | 2017-11-21
A O Smith Water Products | A.O. SMITH | PCG 75* 400 | Natural Gas | FALSE | FALSE |  | FALSE | 71 | 125 |  | 75100 | 74 |  |  |  | TRUE |  | 0.6 | Federally-Regulated Consumer Product | 0.6 | 2017-11-21
A O Smith Water Products | American | UG62 75T75 4NV 100 | Natural Gas | FALSE | FALSE |  | FALSE | 71 | 102 |  | 75100 | 76 |  |  |  | TRUE |  | 0.6 | Federally-Regulated Consumer Product | 0.6 | 2017-11-21
A O Smith Water Products | Lochinvar | UTN 07575 100 | Natural Gas | FALSE | FALSE |  | FALSE | 71 | 102 |  | 75100 | 76 |  |  |  | TRUE |  | 0.6 | Federally-Regulated Consumer Product | 0.6 | 2017-11-27
A O Smith Water Products | Lochinvar | XTN07575* 400 | Natural Gas | FALSE | FALSE |  | FALSE | 71 | 125 |  | 75100 | 74 |  |  |  | TRUE |  | 0.6 | Federally-Regulated Consumer Product | 0.6 | 2017-11-21
Bradford White Corporation | Jetglas | RG2PDV75H*N | Natural Gas | TRUE | TRUE |  | FALSE | 72 | 134 |  | 80000 | 83 |  |  |  | TRUE |  | 0.69 | Federally-Regulated Consumer Product | 0.59 | 2017-12-04
Bradford White Corporation | BRADFORD WHITE | RG2PDV75H*N | Natural Gas | TRUE | TRUE |  | FALSE | 72 | 134 |  | 80000 | 83 |  |  |  | TRUE |  | 0.69 | Federally-Regulated Consumer Product | 0.59 | 2017-12-04
Bradford White Corporation | BRADFORD WHITE | LG2PV75H76*N | Natural Gas | TRUE | TRUE |  | FALSE | 72 | 121 |  | 76000 | 82 |  |  |  | TRUE |  | 0.69 | Federally-Regulated Consumer Product | 0.59 | 2017-12-06
Bradford White Corporation | BRADFORD WHITE | ULG2PV75H76*N | Natural Gas | TRUE | TRUE |  | FALSE | 72 | 121 |  | 76000 | 82 |  |  |  | TRUE |  | 0.69 | Federally-Regulated Consumer Product | 0.59 | 2017-12-06
Bradford White Corporation | Jetglas | LG2PV75H76*N | Natural Gas | TRUE | TRUE |  | FALSE | 72 | 121 |  | 76000 | 82 |  |  |  | TRUE |  | 0.69 | Federally-Regulated Consumer Product | 0.59 | 2017-12-06
Bradford White Corporation | Jetglas | ULG2PV75H76*N | Natural Gas | TRUE | TRUE |  | FALSE | 72 | 121 |  | 76000 | 82 |  |  |  | TRUE |  | 0.69 | Federally-Regulated Consumer Product | 0.59 | 2017-12-06
Bradford White Corporation | BRADFORD WHITE | RG2PV75H*N | Natural Gas | TRUE | TRUE |  | FALSE | 72 | 121 |  | 76000 | 82 |  |  |  | TRUE |  | 0.69 | Federally-Regulated Consumer Product | 0.59 | 2017-12-26
Bradford White Corporation | BRADFORD WHITE | URG2PV75H*N | Natural Gas | TRUE | TRUE |  | FALSE | 72 | 121 |  | 76000 | 82 |  |  |  | TRUE |  | 0.69 | Federally-Regulated Consumer Product | 0.59 | 2017-12-26
Bradford White Corporation | Jetglas | RG2PV75H*N | Natural Gas | TRUE | TRUE |  | FALSE | 72 | 121 |  | 76000 | 82 |  |  |  | TRUE |  | 0.69 | Federally-Regulated Consumer Product | 0.59 | 2017-12-27
Bradford White Corporation | Jetglas | URG2PV75H*N | Natural Gas | TRUE | TRUE |  | FALSE | 72 | 121 |  | 76000 | 82 |  |  |  | TRUE |  | 0.69 | Federally-Regulated Consumer Product | 0.59 | 2017-12-27
Bradford White Corporation | BRADFORD WHITE | RG275H*N | Natural Gas | FALSE | TRUE |  | FALSE | 72 | 135 |  | 76000 | 77 |  |  |  | TRUE |  | 0.59 | Federally-Regulated Consumer Product | 0.59 | 2018-01-22
Bradford White Corporation | BRADFORD WHITE | LG275H76*N | Natural Gas | FALSE | TRUE |  | FALSE | 72 | 135 |  | 76000 | 77 |  |  |  | TRUE |  | 0.59 | Federally-Regulated Consumer Product | 0.59 | 2018-01-22
Bradford White Corporation | BRADFORD WHITE | LG2PDV75H80*N | Natural Gas | TRUE | TRUE |  | FALSE | 72 | 134 |  | 80000 | 83 |  |  |  | TRUE |  | 0.69 | Federally-Regulated Consumer Product | 0.59 | 2018-01-22
Bradford White Corporation | BRADFORD WHITE | URG275H*N | Natural Gas | FALSE | TRUE |  | FALSE | 72 | 135 |  | 76000 | 77 |  |  |  | TRUE |  | 0.59 | Federally-Regulated Consumer Product | 0.59 | 2018-01-22
Bradford White Corporation | BRADFORD WHITE | ULG275H76*N | Natural Gas | FALSE | TRUE |  | FALSE | 72 | 135 |  | 76000 | 77 |  |  |  | TRUE |  | 0.59 | Federally-Regulated Consumer Product | 0.59 | 2018-01-22
Bradford White Corporation | Jetglas | RG275H*N | Natural Gas | FALSE | TRUE |  | FALSE | 72 | 135 |  | 76000 | 77 |  |  |  | TRUE |  | 0.59 | Federally-Regulated Consumer Product | 0.59 | 2018-01-22
Bradford White Corporation | Jetglas | LG275H76*N | Natural Gas | FALSE | TRUE |  | FALSE | 72 | 135 |  | 76000 | 77 |  |  |  | TRUE |  | 0.59 | Federally-Regulated Consumer Product | 0.59 | 2018-01-22
Bradford White Corporation | Jetglas | LG2PDV75H80*N | Natural Gas | TRUE | TRUE |  | FALSE | 72 | 134 |  | 80000 | 83 |  |  |  | TRUE |  | 0.69 | Federally-Regulated Consumer Product | 0.59 | 2018-01-22
Bradford White Corporation | Jetglas | URG275H*N | Natural Gas | FALSE | TRUE |  | FALSE | 72 | 135 |  | 76000 | 77 |  |  |  | TRUE |  | 0.59 | Federally-Regulated Consumer Product | 0.59 | 2018-01-22
Bradford White Corporation | Jetglas | ULG275H76*N | Natural Gas | FALSE | TRUE |  | FALSE | 72 | 135 |  | 76000 | 77 |  |  |  | TRUE |  | 0.59 | Federally-Regulated Consumer Product | 0.59 | 2018-01-22
Rheem Sales Company¦ Inc. | Ruud | PRO+G75-75U RU | Natural Gas | TRUE | TRUE |  | FALSE | 73 | 120 |  | 75100 | 79 |  |  |  | TRUE |  | 0.68 | Federally-Regulated Consumer Product | 0.59 | 2018-01-24
Rheem Sales Company¦ Inc. | Ruud | PRO+G75-75N RU PDV | Natural Gas | TRUE | TRUE |  | FALSE | 73 | 120 |  | 75100 | 75 |  |  |  | TRUE |  | 0.63 | Federally-Regulated Consumer Product | 0.59 | 2018-01-24
Rheem Sales Company¦ Inc. | Ruud | PRO+G75-76N RU | Natural Gas | FALSE | TRUE |  | FALSE | 73 | 100 |  | 75100 | 76 |  |  |  | TRUE |  | 0.61 | Federally-Regulated Consumer Product | 0.59 | 2018-01-24
Rheem Sales Company¦ Inc. | Ruud | PRO+G75-76N RU PV | Natural Gas | TRUE | TRUE |  | FALSE | 73 | 110 |  | 75100 | 66 |  |  |  | TRUE |  | 0.59 | Federally-Regulated Consumer Product | 0.59 | 2018-01-24
Rheem Sales Company¦ Inc. | RHEEM RUUD | G75-75N-3 | Natural Gas | FALSE | TRUE |  | FALSE | 73 | 100 |  | 75100 | 76 |  |  |  | TRUE |  | 0.61 | Federally-Regulated Consumer Product | 0.59 | 2018-01-24
Rheem Sales Company¦ Inc. | RHEEM RUUD | G75UN | Natural Gas | TRUE | TRUE |  | FALSE | 73 | 120 |  | 75100 | 79 |  |  |  | TRUE |  | 0.68 | Federally-Regulated Consumer Product | 0.59 | 2018-01-24
Rheem Sales Company¦ Inc. | RHEEM RUUD | GPDV75-75 | Natural Gas | TRUE | TRUE |  | FALSE | 73 | 120 |  | 75100 | 75 |  |  |  | TRUE |  | 0.63 | Federally-Regulated Consumer Product | 0.59 | 2018-01-24
Rheem Sales Company¦ Inc. | RHEEM RUUD | GPV75-76FV | Natural Gas | TRUE | TRUE |  | FALSE | 73 | 110 |  | 75100 | 66 |  |  |  | TRUE |  | 0.59 | Federally-Regulated Consumer Product | 0.59 | 2018-01-24
Rheem Sales Company¦ Inc. | RHEEM RUUD | TPV75-76FV | Natural Gas | TRUE | TRUE |  | FALSE | 73 | 110 |  | 75100 | 66 |  |  |  | TRUE |  | 0.59 | Federally-Regulated Consumer Product | 0.59 | 2018-01-24
Rheem Sales Company¦ Inc. | Rheem | XG75T06EN75U0 | Natural Gas | TRUE | TRUE |  | FALSE | 73 | 120 |  | 75100 | 79 |  |  |  | TRUE |  | 0.68 | Federally-Regulated Consumer Product | 0.59 | 2018-01-30
Rheem Sales Company¦ Inc. | Rheem | PRO+G75-75N RH PDV | Natural Gas | TRUE | TRUE |  | FALSE | 73 | 120 |  | 75100 | 75 |  |  |  | TRUE |  | 0.63 | Federally-Regulated Consumer Product | 0.59 | 2018-01-30
Rheem Sales Company¦ Inc. | Rheem | PRO+G75-75U RH | Natural Gas | TRUE | TRUE |  | FALSE | 73 | 120 |  | 75100 | 79 |  |  |  | TRUE |  | 0.68 | Federally-Regulated Consumer Product | 0.59 | 2018-01-30
Rheem Sales Company¦ Inc. | Rheem | PRO+G75-76N RH | Natural Gas | FALSE | TRUE |  | FALSE | 73 | 100 |  | 75100 | 76 |  |  |  | TRUE |  | 0.61 | Federally-Regulated Consumer Product | 0.59 | 2018-01-30
Rheem Sales Company¦ Inc. | Rheem | XG75T06ST76U0 | Natural Gas | FALSE | TRUE |  | FALSE | 73 | 100 |  | 75100 | 76 |  |  |  | TRUE |  | 0.61 | Federally-Regulated Consumer Product | 0.59 | 2018-01-30
Rheem Sales Company¦ Inc. | Rheem | XG75T12ST76U0 | Natural Gas | FALSE | TRUE |  | FALSE | 73 | 100 |  | 75100 | 76 |  |  |  | TRUE |  | 0.61 | Federally-Regulated Consumer Product | 0.59 | 2018-01-30
Rheem Sales Company¦ Inc. | Rheem | PRO+G75-76N RH PV | Natural Gas | TRUE | TRUE |  | FALSE | 73 | 110 |  | 75100 | 66 |  |  |  | TRUE |  | 0.59 | Federally-Regulated Consumer Product | 0.59 | 2018-01-30
Rheem Sales Company¦ Inc. | Rheem | XG75T06PV76U0 | Natural Gas | TRUE | TRUE |  | FALSE | 73 | 110 |  | 75100 | 66 |  |  |  | TRUE |  | 0.59 | Federally-Regulated Consumer Product | 0.59 | 2018-01-30
Rheem Sales Company¦ Inc. | Richmond | T75UN | Natural Gas | TRUE | TRUE |  | FALSE | 73 | 120 |  | 75100 | 79 |  |  |  | TRUE |  | 0.68 | Federally-Regulated Consumer Product | 0.59 | 2018-01-30
Rheem Sales Company¦ Inc. | Richmond | T75-75N-3 | Natural Gas | FALSE | TRUE |  | FALSE | 73 | 100 |  | 75100 | 76 |  |  |  | TRUE |  | 0.61 | Federally-Regulated Consumer Product | 0.59 | 2018-01-30
Rheem Sales Company¦ Inc. | Richmond | TPDV75-75 | Natural Gas | TRUE | TRUE |  | FALSE | 73 | 120 |  | 75100 | 75 |  |  |  | TRUE |  | 0.63 | Federally-Regulated Consumer Product | 0.59 | 2018-01-30
Rheem Sales Company¦ Inc. | Richmond | 6G75-76F | Natural Gas | FALSE | TRUE |  | FALSE | 73 | 100 |  | 75100 | 76 |  |  |  | TRUE |  | 0.61 | Federally-Regulated Consumer Product | 0.59 | 2018-01-30
Rheem Sales Company¦ Inc. | Richmond | 6G75PV-76FW | Natural Gas | TRUE | TRUE |  | FALSE | 73 | 110 |  | 75100 | 70 |  |  |  | TRUE |  | 0.59 | Federally-Regulated Consumer Product | 0.59 | 2018-01-30
Bradford White Corporation | Lochinvar Corp. | PVN075 | Natural Gas | FALSE | FALSE |  | FALSE | 73 | 130 |  | 75000 | 80 | 24969 | 0.6 | 0.53 |  |  |  | Federally-Regulated Consumer Product |  | 2007-11-21
A O Smith Water Products | State Industries | PR6 75 NRRSL | Natural Gas | FALSE | FALSE | Non-Ozone-Depleting | FALSE | 73 | 126 |  | 75000 | 76 | 24164 | 0.62 | 0.53 |  |  |  | Federally-Regulated Consumer Product |  | 2007-11-21
A O Smith Water Products | Reliance | 6 75 YTPDT* | Natural Gas | TRUE | FALSE |  | FALSE | 74 | 130 |  | 100000 | 96 |  |  |  | TRUE |  | 0.9 | Federally-Regulated Consumer Product | 0.59 | 2017-11-27
A O Smith Water Products | GSW WATER HEATERS | 6G75100NPDVH02* | Natural Gas | TRUE | FALSE |  | FALSE | 74 | 130 |  | 100000 | 96 |  |  |  | TRUE |  | 0.9 | Federally-Regulated Consumer Product | 0.59 | 2017-11-21
A.O. Smith Corporation | GSW WATER HEATERS | 6G75100NPDVH02* | Natural Gas | TRUE | FALSE |  | FALSE | 74 | 130 |  | 100000 | 96 |  |  |  | TRUE |  | 0.86 | Federally-Regulated Consumer Product | 0.59 | 2018-05-03
A O Smith Water Products | A.O. SMITH | GDHE 75* | Natural Gas | TRUE | FALSE |  | FALSE | 74 | 130 |  | 100000 | 96 |  |  |  | TRUE |  | 0.9 | Federally-Regulated Consumer Product | 0.59 | 2017-11-21
A O Smith Water Products | State | GP6 75 YTPDT* | Natural Gas | TRUE | FALSE |  | FALSE | 74 | 130 |  | 100000 | 96 |  |  |  | TRUE |  | 0.9 | Federally-Regulated Consumer Product | 0.59 | 2017-11-28
A O Smith Water Products | American | VG6275T100NV* | Natural Gas | TRUE | FALSE |  | FALSE | 74 | 130 |  | 100000 | 96 |  |  |  | TRUE |  | 0.9 | Federally-Regulated Consumer Product | 0.59 | 2017-11-21
Bradford White Corporation | Bradford-White Corp. | DH175S**N12 | Natural Gas | FALSE | FALSE |  | FALSE | 75 | 124 |  | 60000 | 78 | 28267 | 0.53 | 0.53 |  |  |  | Federally-Regulated Consumer Product |  | 2007-11-21
Bradford White Corporation | BRADFORD WHITE | DH75T60FB*N(B)-***** | Natural Gas | FALSE | TRUE |  | FALSE | 75 | 125 |  | 60000 | 78 |  | 0.53 | 0.48 |  |  |  | Federally-Regulated Consumer Product |  | 2017-05-25
Bradford White Corporation | BRADFORD WHITE | DH175S**FBN(B)-***** | Natural Gas | FALSE | TRUE |  | FALSE | 75 | 125 |  | 60000 | 78 |  | 0.53 | 0.48 |  |  |  | Federally-Regulated Consumer Product |  | 2017-05-25
Bradford White Corporation | BRADFORD WHITE | PDX275T**FBN(B) | Natural Gas | TRUE | TRUE |  | FALSE | 75 | 140 |  | 70000 | 78 |  | 0.59 | 0.48 |  |  |  | Federally-Regulated Consumer Product |  | 2017-05-25
Bradford White Corporation | BRADFORD WHITE | PDX75S70FB**N(B) | Natural Gas | TRUE | TRUE |  | FALSE | 75 | 140 |  | 70000 | 78 |  | 0.59 | 0.48 |  |  |  | Federally-Regulated Consumer Product |  | 2017-05-25
Bradford White Corporation | BRADFORD WHITE | UDH175S**FRN-***** | Natural Gas | FALSE | TRUE |  | FALSE | 75 | 110 |  | 50000 | 78 |  | 0.53 | 0.48 |  |  |  | Federally-Regulated Consumer Product |  | 2017-05-25
Bradford White Corporation | BRADFORD WHITE | UPDX275T**FRN | Natural Gas | TRUE | TRUE |  | FALSE | 75 | 122 |  | 55000 | 78 |  | 0.59 | 0.48 |  |  |  | Federally-Regulated Consumer Product |  | 2017-05-25
Bradford White Corporation | BRADFORD WHITE | UDH75T50FR*N-***** | Natural Gas | FALSE | TRUE |  | FALSE | 75 | 110 |  | 50000 | 78 |  | 0.53 | 0.48 |  |  |  | Federally-Regulated Consumer Product |  | 2017-05-25
Bradford White Corporation | BRADFORD WHITE | UPDX75S55FR*N | Natural Gas | TRUE | TRUE |  | FALSE | 75 | 122 |  | 55000 | 78 |  | 0.59 | 0.48 |  |  |  | Federally-Regulated Consumer Product |  | 2017-05-25
Rheem Sales Company¦ Inc. | Rheem | 42VP75FW | Natural Gas | TRUE | TRUE |  | FALSE | 75 | 120 |  | 75000 | 76 |  | 0.59 | 0.48 |  |  |  | Federally-Regulated Consumer Product |  | 2017-05-31
Rheem Sales Company¦ Inc. | Rheem | PVW75-75FV | Natural Gas | TRUE | TRUE |  | FALSE | 75 | 120 |  | 75000 | 76 |  | 0.59 | 0.48 |  |  |  | Federally-Regulated Consumer Product |  | 2017-05-31
Rheem Sales Company¦ Inc. | Rheem | 42VP75 | Natural Gas | TRUE | TRUE |  | FALSE | 75 | 120 |  | 75000 | 76 |  | 0.59 | 0.48 |  |  |  | Federally-Regulated Consumer Product |  | 2017-05-31
Rheem Sales Company¦ Inc. | Rheem | PRO+G75-75N RH59 PV | Natural Gas | TRUE | TRUE |  | FALSE | 75 | 120 |  | 75000 | 76 |  | 0.59 | 0.48 |  |  |  | Federally-Regulated Consumer Product |  | 2017-05-31
Rheem Sales Company¦ Inc. | Ruud | PVP75FW | Natural Gas | TRUE | TRUE |  | FALSE | 75 | 120 |  | 75000 | 76 |  | 0.59 | 0.48 |  |  |  | Federally-Regulated Consumer Product |  | 2017-06-01
Rheem Sales Company¦ Inc. | Ruud | PRO+G75-75N RU59 PV | Natural Gas | TRUE | TRUE |  | FALSE | 75 | 120 |  | 75000 | 76 |  | 0.59 | 0.48 |  |  |  | Federally-Regulated Consumer Product |  | 2017-06-01
Rheem Sales Company¦ Inc. | Vanguard | 2LAD1 | Natural Gas | TRUE | TRUE |  | FALSE | 75 | 120 |  | 75000 | 76 |  | 0.59 | 0.48 |  |  |  | Federally-Regulated Consumer Product |  | 2017-06-01
Rheem Sales Company¦ Inc. | Richmond | 6G75PDV-75 | Natural Gas | TRUE | TRUE |  | FALSE | 75 | 141 |  | 70000 | 85 |  | 0.62 | 0.48 |  |  |  | Federally-Regulated Consumer Product |  | 2017-06-01
Rheem Sales Company¦ Inc. | Richmond | 6G75PV-75FW | Natural Gas | TRUE | TRUE |  | FALSE | 75 | 120 |  | 75000 | 76 |  | 0.59 | 0.48 |  |  |  | Federally-Regulated Consumer Product |  | 2017-06-01
HTP Comfort Solutions LLC | HTP | PH100-80**** | Natural Gas | TRUE | FALSE |  | FALSE | 75 | 132 |  | 100000 | 99 |  |  |  | TRUE |  | 0.93 | Federally-Regulated Consumer Product | 0.59 | 2017-12-27
Bradford White Corporation | Bradford-White Corp. | PDX275T***N13 | Natural Gas | TRUE | TRUE |  | FALSE | 75 | 140 |  | 70000 | 80 | 25392 | 0.59 | 0.53 |  |  |  | Federally-Regulated Consumer Product |  | 2007-11-21
Bradford White Corporation | Bradford-White Corp. | PDX275T**FBN(A) | Natural Gas | TRUE | TRUE | Non-Ozone-Depleting | FALSE | 75 | 140 |  | 70000 | 79 | 25392 | 0.59 | 0.53 |  |  |  | Federally-Regulated Consumer Product |  | 2009-05-06
Rheem | Rheem | GG75T06ANF00 | Natural Gas | FALSE | TRUE |  | FALSE | 75 | 130 |  | 70000 | 76 | 28267 | 0.53 | 0.53 |  |  |  | Federally-Regulated Consumer Product |  | 2007-11-21
Rheem | Ruud | PVP75PFW | Natural Gas | TRUE | TRUE |  | FALSE | 75 | 120 |  | 75000 | 76 | 25392 | 0.59 | 0.53 |  |  |  | Federally-Regulated Consumer Product |  | 2008-09-25
Bradford White Corporation | Bradford-White Corp. | PDX275T*FBN(A) | Natural Gas | TRUE | TRUE | Non-Ozone-Depleting | FALSE | 75 | 140 |  | 70000 | 79 | 25392 | 0.59 | 0.53 |  |  |  | Federally-Regulated Consumer Product |  | 2007-11-21
Bradford White Corporation | Bradford-White Corp. | DH175S***N15-ATO****** | Natural Gas | FALSE | TRUE | Non-Ozone-Depleting | FALSE | 75 | 124 |  | 60000 | 78 | 28267 | 0.53 | 0.53 |  |  |  | Federally-Regulated Consumer Product |  | 2009-04-22
Rheem | Ruud | PR75-75N | Natural Gas | FALSE | TRUE |  | FALSE | 75 | 130 |  | 70000 | 76 | 28267 | 0.53 | 0.53 |  |  |  | Federally-Regulated Consumer Product |  | 2007-11-21
Bradford White Corporation | Bradford-White Corp. | DH175S*BN(A) | Natural Gas | FALSE | TRUE |  | FALSE | 75 | 124 |  | 60000 | 78 | 28267 | 0.53 | 0.53 |  |  |  | Federally-Regulated Consumer Product |  | 2007-11-21
Rheem | Rheem | 42VP75PFW | Natural Gas | TRUE | TRUE | Non-Ozone-Depleting | FALSE | 75 | 120 |  | 75000 | 76 | 25392 | 0.59 | 0.53 |  |  |  | Federally-Regulated Consumer Product |  | 2008-09-25
Rheem | Richmond | TPV75-75E-1 | Natural Gas | FALSE | TRUE |  | FALSE | 75 | 121 |  | 75000 | 76 | 28267 | 0.53 | 0.53 |  |  |  | Federally-Regulated Consumer Product |  | 2007-11-21
Rheem Sales Co.¦ Inc. | Rheem | PRO+G75-75N RH59 PV | Natural Gas | TRUE | TRUE |  | FALSE | 75 | 120 |  | 75000 | 76 |  | 0.59 | 0.48 |  |  |  | Federally-Regulated Consumer Product |  | 2015-10-01
Bradford White Corporation | Lochinvar Corp. | PRN075 | Natural Gas | TRUE | FALSE |  | FALSE | 75 | 132 |  | 70000 | 80 | 25830 | 0.58 | 0.53 |  |  |  | Federally-Regulated Consumer Product |  | 2007-11-21
Rheem | Rheem | 3WA54 | Natural Gas | FALSE | TRUE |  | FALSE | 75 | 130 |  | 70000 | 76 | 28267 | 0.53 | 0.53 |  |  |  | Federally-Regulated Consumer Product |  | 2007-11-21
Rheem | Rheem | 22VR75-70N | Natural Gas | FALSE | TRUE |  | FALSE | 75 | 130 |  | 70000 | 76 | 28267 | 0.53 | 0.53 |  |  |  | Federally-Regulated Consumer Product |  | 2007-11-21
Rheem | Richmond | 6G75-70H | Natural Gas | FALSE | TRUE |  | FALSE | 75 | 130 |  | 70000 | 76 | 28267 | 0.53 | 0.53 |  |  |  | Federally-Regulated Consumer Product |  | 2007-11-21
Rheem | Rheem | GG75T06HNF00 | Natural Gas | FALSE | TRUE |  | FALSE | 75 | 130 |  | 70000 | 76 | 28267 | 0.53 | 0.53 |  |  |  | Federally-Regulated Consumer Product |  | 2007-11-21
A O Smith Water Products | A O Smith Water Products | GDVH-75-100 | Natural Gas | TRUE | TRUE |  | FALSE | 75 | 109 |  | 55000 | 70 | 28267 | 0.53 | 0.53 |  |  |  | Federally-Regulated Consumer Product |  | 2007-11-21
A O Smith Water Products | A O Smith Water Products | GDVH-75L-100 | Natural Gas | TRUE | TRUE |  | FALSE | 75 | 109 |  | 55000 | 70 | 28267 | 0.53 | 0.53 |  |  |  | Federally-Regulated Consumer Product |  | 2007-11-21
A O Smith Water Products | A O Smith Water Products | GDVH-75Q-100 | Natural Gas | TRUE | TRUE |  | FALSE | 75 | 109 |  | 55000 | 70 | 28267 | 0.53 | 0.53 |  |  |  | Federally-Regulated Consumer Product |  | 2007-11-21
Rheem | Rheem | 5AU60 | Natural Gas | FALSE | TRUE |  | FALSE | 75 | 121 |  | 75000 | 76 | 28267 | 0.53 | 0.53 |  |  |  | Federally-Regulated Consumer Product |  | 2007-11-21
GSW Water Heating | Reliance | 6 75 YRPDT L 200 | Natural Gas | TRUE | TRUE |  | FALSE | 75 | 154 |  | 72000 | 85 |  | 0.69 | 0.53 |  |  |  | Federally-Regulated Consumer Product |  | 2014-09-02
A O Smith Water Products | A.O. SMITH | GPD 75 100 | Natural Gas | TRUE | FALSE |  | FALSE | 75 | 130 |  | 70000 | 81 |  | 0.58 | 0.48 |  |  |  | Federally-Regulated Consumer Product |  | 2017-05-25
A O Smith Water Products | A O Smith Water Products | GPD 75 100 | Natural Gas | TRUE | FALSE |  | FALSE | 75 | 130 |  | 70000 | 81 |  | 0.58 | 0.48 |  |  |  | Federally-Regulated Consumer Product |  | 2015-07-13
A O Smith Water Products | A O Smith Water Products | GPDX-75-100 | Natural Gas | TRUE | FALSE | Non-Ozone-Depleting | FALSE | 75 | 123 |  | 70000 | 73 | 28267 | 0.53 | 0.53 |  |  |  | Federally-Regulated Consumer Product |  | 2007-11-21
A O Smith Water Products | A O Smith Water Products | GPDX-75L-100 | Natural Gas | TRUE | FALSE | Non-Ozone-Depleting | FALSE | 75 | 123 |  | 70000 | 73 | 28267 | 0.53 | 0.53 |  |  |  | Federally-Regulated Consumer Product |  | 2007-11-21
A O Smith Water Products | A O Smith Water Products | GPDX-75Q-100 | Natural Gas | TRUE | FALSE | Non-Ozone-Depleting | FALSE | 75 | 123 |  | 70000 | 73 | 28267 | 0.53 | 0.53 |  |  |  | Federally-Regulated Consumer Product |  | 2007-11-21
Bradford White Corporation | Bradford-White Corp. | DH175S*BN(B) | Natural Gas | FALSE | TRUE | Non-Ozone-Depleting | FALSE | 75 | 124 |  | 60000 | 78 | 28267 | 0.53 | 0.53 |  |  |  | Federally-Regulated Consumer Product |  | 2007-11-21
GSW Water Heating | A O Smith Water Products | PVG62-75T72-NVS | Natural Gas | TRUE | TRUE |  | FALSE | 75 | 156 |  | 72000 | 84 |  | 0.68 | 0.53 |  |  |  | Federally-Regulated Consumer Product |  | 2012-08-28
Lochinvar¦ LLC. | Lochinvar Corp. | PRN 075 70 100 | Natural Gas | TRUE | FALSE |  | FALSE | 75 | 130 |  | 70000 | 81 |  | 0.58 | 0.53 |  |  |  | Federally-Regulated Consumer Product |  | 2011-11-30
GSW Water Heating | GSW Water Heating Co. | G675T72N-PDV-ES2 200 | Natural Gas | TRUE | TRUE |  | FALSE | 75 | 154 |  | 72000 | 85 |  | 0.69 | 0.48 |  |  |  | Federally-Regulated Consumer Product |  | 2015-07-13
Rheem | Rheem | RHGPRO75-70N-1 | Natural Gas | FALSE | TRUE |  | FALSE | 75 | 130 |  | 70000 | 76 | 28267 | 0.53 | 0.53 |  |  |  | Federally-Regulated Consumer Product |  | 2007-11-21
Bradford White Corporation | Bradford-White Corp. | DH175S*FBN(A) | Natural Gas | FALSE | TRUE | Non-Ozone-Depleting | FALSE | 75 | 124 |  | 60000 | 78 | 28267 | 0.53 | 0.53 |  |  |  | Federally-Regulated Consumer Product |  | 2007-11-21
GSW Water Heating | American Water Heater Co. | PDVG62-75T72-NV 200 | Natural Gas | TRUE | TRUE |  | FALSE | 75 | 154 |  | 72000 | 85 |  | 0.69 | 0.53 |  |  |  | Federally-Regulated Consumer Product |  | 2014-12-23
A O Smith Water Products | State Industries | GS6 75 YRPDT | Natural Gas | TRUE | FALSE |  | FALSE | 75 | 130 |  | 70000 | 81 | 25830 | 0.58 | 0.53 |  |  |  | Federally-Regulated Consumer Product |  | 2011-11-30
GSW Water Heating | A O Smith Water Products | GPVX 75L 200 | Natural Gas | TRUE | TRUE |  | FALSE | 75 | 156 |  | 72000 | 84 |  | 0.68 | 0.53 |  |  |  | Federally-Regulated Consumer Product |  | 2012-08-28
Rheem | Ruud | RUGPRO75-70H | Natural Gas | FALSE | TRUE |  | FALSE | 75 | 130 |  | 70000 | 76 | 28267 | 0.53 | 0.53 |  |  |  | Federally-Regulated Consumer Product |  | 2007-11-21
Lochinvar¦ LLC. | Lochinvar Corp. | PRN 075 70ST 100 | Natural Gas | TRUE | FALSE |  | FALSE | 75 | 130 |  | 70000 | 81 |  | 0.58 | 0.53 |  |  |  | Federally-Regulated Consumer Product |  | 2011-11-30
Rheem | Richmond | 6G75PV-75FW | Natural Gas | TRUE | TRUE |  | FALSE | 75 | 120 |  | 75000 | 76 | 25392 | 0.59 | 0.53 |  |  |  | Federally-Regulated Consumer Product |  | 2008-09-25
Rheem | Rheem | PVW75-75PFV | Natural Gas | TRUE | TRUE |  | FALSE | 75 | 120 |  | 75000 | 76 | 25392 | 0.59 | 0.53 |  |  |  | Federally-Regulated Consumer Product |  | 2008-09-25
Rheem | Richmond | 6G75PV-75PFW | Natural Gas | TRUE | TRUE |  | FALSE | 75 | 120 |  | 75000 | 76 | 25392 | 0.59 | 0.53 |  |  |  | Federally-Regulated Consumer Product |  | 2008-09-25
GSW Water Heating | GSW Water Heating Co. | 753NCV | Natural Gas | FALSE | TRUE |  | FALSE | 75 | 140 |  | 75000 | 75 | 28267 | 0.53 | 0.53 |  |  |  | Federally-Regulated Consumer Product |  | 2008-09-25
GSW Water Heating | State Industries | GS 6 75YRPDT L 200 | Natural Gas | TRUE | TRUE |  | FALSE | 75 | 154 |  | 72000 | 85 |  | 0.69 | 0.53 |  |  |  | Federally-Regulated Consumer Product |  | 2014-12-23
Rheem | Richmond | T75-75N-1 | Natural Gas | FALSE | TRUE |  | FALSE | 75 | 130 |  | 70000 | 76 | 28267 | 0.53 | 0.53 |  |  |  | Federally-Regulated Consumer Product |  | 2007-11-21
Rheem Sales Co.¦ Inc. | Richmond | 6G75PDV-75 | Natural Gas | TRUE | TRUE |  | FALSE | 75 | 141 |  | 70000 | 85 |  | 0.62 | 0.48 |  |  |  | Federally-Regulated Consumer Product |  | 2015-10-01
Rheem Sales Co.¦ Inc. | Rheem | PVW75-75FV | Natural Gas | TRUE | TRUE |  | FALSE | 75 | 120 |  | 75000 | 76 |  | 0.59 | 0.48 |  |  |  | Federally-Regulated Consumer Product |  | 2015-10-01
Rheem Sales Co.¦ Inc. | Richmond | 6G75PV-75FW | Natural Gas | TRUE | TRUE |  | FALSE | 75 | 120 |  | 75000 | 76 |  | 0.59 | 0.48 |  |  |  | Federally-Regulated Consumer Product |  | 2015-10-01
Rheem | Rheem | PVP75PFW | Natural Gas | TRUE | TRUE |  | FALSE | 75 | 120 |  | 70000 | 76 |  | 0.59 | 0.53 |  |  |  | Federally-Regulated Consumer Product |  | 2011-09-27
Bradford White Corporation | Bradford-White Corp. | PDX275T***N10 | Natural Gas | TRUE | FALSE |  | FALSE | 75 | 140 |  | 70000 | 80 | 25392 | 0.59 | 0.53 |  |  |  | Federally-Regulated Consumer Product |  | 2007-11-21
GSW Water Heating | Lochinvar Corp. | PRN075 70ESST 200 | Natural Gas | TRUE | TRUE |  | FALSE | 75 | 154 |  | 72000 | 85 |  | 0.69 | 0.53 |  |  |  | Federally-Regulated Consumer Product |  | 2015-01-05
Rheem Sales Co.¦ Inc. | Ruud | PVP75FW | Natural Gas | TRUE | TRUE |  | FALSE | 75 | 120 |  | 75000 | 76 |  | 0.59 | 0.48 |  |  |  | Federally-Regulated Consumer Product |  | 2015-10-01
Bradford White Corporation | Bradford-White Corp. | DH175S**FBN(A) | Natural Gas | FALSE | TRUE | Non-Ozone-Depleting | FALSE | 75 | 124 |  | 60000 | 78 | 28267 | 0.53 | 0.53 |  |  |  | Federally-Regulated Consumer Product |  | 2009-04-22
GSW Water Heating | State Industries | GS 6 75YRVHTL 200 | Natural Gas | TRUE | TRUE |  | FALSE | 75 | 156 |  | 72000 | 84 |  | 0.68 | 0.53 |  |  |  | Federally-Regulated Consumer Product |  | 2012-08-28
Bradford White Corporation | Bradford-White Corp. | DH75T60FB*N | Natural Gas | FALSE | TRUE | Non-Ozone-Depleting | FALSE | 75 | 124 |  | 60000 | 78 | 28267 | 0.53 | 0.53 |  |  |  | Federally-Regulated Consumer Product |  | 2009-04-22
Rheem | Richmond | 6G75-70N | Natural Gas | FALSE | TRUE |  | FALSE | 75 | 130 |  | 70000 | 76 | 28267 | 0.53 | 0.53 |  |  |  | Federally-Regulated Consumer Product |  | 2007-11-21
Rheem | Rheem | 22VR75-70H | Natural Gas | FALSE | TRUE |  | FALSE | 75 | 130 |  | 70000 | 76 | 28267 | 0.53 | 0.53 |  |  |  | Federally-Regulated Consumer Product |  | 2007-11-21
Rheem | Rheem | G75-75N-1 | Natural Gas | FALSE | TRUE |  | FALSE | 75 | 130 |  | 70000 | 76 | 28267 | 0.53 | 0.53 |  |  |  | Federally-Regulated Consumer Product |  | 2007-11-21
Rheem | Rheem | 42VP75FW | Natural Gas | FALSE | TRUE |  | FALSE | 75 | 120 |  | 42000 | 76 | 25392 | 0.59 | 0.53 |  |  |  | Federally-Regulated Consumer Product |  | 2010-03-16
Rheem Sales Co.¦ Inc. | Vanguard | 2LAD1 | Natural Gas | TRUE | TRUE |  | FALSE | 75 | 120 |  | 75000 | 76 |  | 0.59 | 0.48 |  |  |  | Federally-Regulated Consumer Product |  | 2015-10-01
GSW Water Heating | State Industries | GDV 75 | Natural Gas | TRUE | TRUE |  | FALSE | 75 | 131 |  | 55000 | 82 | 26283 | 0.57 | 0.53 |  |  |  | Federally-Regulated Consumer Product |  | 2009-08-17
GSW Water Heating | GSW Water Heating Co. | 753NC | Natural Gas | FALSE | TRUE |  | FALSE | 75 | 150 |  | 75000 | 74 | 28267 | 0.53 | 0.53 |  |  |  | Federally-Regulated Consumer Product |  | 2007-11-21
GSW Water Heating | American Water Heater Co. | PVG62-75T72-NVS | Natural Gas | TRUE | TRUE |  | FALSE | 75 | 156 |  | 72000 | 84 |  | 0.68 | 0.53 |  |  |  | Federally-Regulated Consumer Product |  | 2013-06-17
Rheem | Ruud | 42VP75FW | Natural Gas | FALSE | TRUE |  | FALSE | 75 | 120 |  | 42000 | 76 | 25392 | 0.59 | 0.53 |  |  |  | Federally-Regulated Consumer Product |  | 2010-03-16
GSW Water Heating | A O Smith Water Products | GPDX 75L 200 | Natural Gas | TRUE | TRUE |  | FALSE | 75 | 154 |  | 72000 | 85 |  | 0.69 | 0.53 |  |  |  | Federally-Regulated Consumer Product |  | 2014-12-23
Bradford White Corporation | Bradford-White Corp. | DH175S***N15 | Natural Gas | FALSE | TRUE |  | FALSE | 75 | 124 |  | 60000 | 78 | 28267 | 0.53 | 0.53 |  |  |  | Federally-Regulated Consumer Product |  | 2007-11-21
Rheem Sales Co.¦ Inc. | Ruud | PRO+G75-75N RU59 PV | Natural Gas | TRUE | TRUE |  | FALSE | 75 | 120 |  | 75000 | 76 |  | 0.59 | 0.48 |  |  |  | Federally-Regulated Consumer Product |  | 2015-10-01
Rheem | Rheem | 22VRP75 | Natural Gas | FALSE | TRUE |  | FALSE | 75 | 121 |  | 75000 | 76 | 28267 | 0.53 | 0.53 |  |  |  | Federally-Regulated Consumer Product |  | 2007-11-21
Bradford White Corporation | Bradford-White Corp. | DH175S***N15-ATO******* | Natural Gas | FALSE | TRUE |  | FALSE | 75 | 124 |  | 60000 | 78 | 28267 | 0.53 | 0.53 |  |  |  | Federally-Regulated Consumer Product |  | 2007-11-21
Rheem | Rheem | RHGPRO75-70H | Natural Gas | FALSE | TRUE |  | FALSE | 75 | 130 |  | 70000 | 76 | 28267 | 0.53 | 0.53 |  |  |  | Federally-Regulated Consumer Product |  | 2007-11-21
Bradford White Corporation | Lochinvar Corp. | XRN075G | Natural Gas | TRUE | TRUE | Non-Ozone-Depleting | FALSE | 75 | 132 |  | 70000 | 79 | 25830 | 0.58 | 0.53 |  |  |  | Federally-Regulated Consumer Product |  | 2007-11-21
Rheem | Ruud | PR75-70H | Natural Gas | FALSE | TRUE |  | FALSE | 75 | 130 |  | 70000 | 76 | 28267 | 0.53 | 0.53 |  |  |  | Federally-Regulated Consumer Product |  | 2007-11-21
Rheem | Rheem | 22VR75-69PH | Natural Gas | FALSE | TRUE |  | FALSE | 75 | 130 |  | 69000 | 76 | 28267 | 0.53 | 0.53 |  |  |  | Federally-Regulated Consumer Product |  | 2007-11-21
Bradford White Corporation | Lochinvar Corp. | PRN075G | Natural Gas | TRUE | TRUE | Non-Ozone-Depleting | FALSE | 75 | 132 |  | 70000 | 79 | 25830 | 0.58 | 0.53 |  |  |  | Federally-Regulated Consumer Product |  | 2007-11-21
GSW Water Heating | A O Smith Water Products | GPDX 75L *** 200 | Natural Gas | TRUE | TRUE |  | FALSE | 75 | 154 |  | 72000 | 85 |  | 0.69 | 0.53 |  |  |  | Federally-Regulated Consumer Product |  | 2015-01-05
Bradford White Corporation | Bradford-White Corp. | PDX275T*BN(A) | Natural Gas | TRUE | TRUE |  | FALSE | 75 | 140 |  | 70000 | 79 | 25392 | 0.59 | 0.53 |  |  |  | Federally-Regulated Consumer Product |  | 2007-11-21
Rheem | Ruud | PVRP75 | Natural Gas | FALSE | TRUE |  | FALSE | 75 | 121 |  | 75000 | 76 | 28267 | 0.53 | 0.53 |  |  |  | Federally-Regulated Consumer Product |  | 2007-11-21
Rheem | Ruud | PVP75FW | Natural Gas | TRUE | TRUE |  | FALSE | 75 | 120 |  | 75000 | 76 | 25392 | 0.59 | 0.53 |  |  |  | Federally-Regulated Consumer Product |  | 2008-09-25
GSW Water Heating | Lochinvar Corp. | PVN07572ST 200 | Natural Gas | TRUE | TRUE |  | FALSE | 75 | 156 |  | 72000 | 84 |  | 0.68 | 0.53 |  |  |  | Federally-Regulated Consumer Product |  | 2013-07-18
GSW Water Heating | A O Smith Water Products | GDV 75 | Natural Gas | TRUE | TRUE |  | FALSE | 75 | 131 |  | 55000 | 82 | 26283 | 0.57 | 0.53 |  |  |  | Federally-Regulated Consumer Product |  | 2009-08-17
GSW Water Heating | State Industries | 6 75YRVHTL 200 | Natural Gas | TRUE | TRUE |  | FALSE | 75 | 156 |  | 72000 | 84 |  | 0.68 | 0.53 |  |  |  | Federally-Regulated Consumer Product |  | 2012-08-28
Bradford White Corporation | Bradford-White Corp. | PDX275T***N13-ATO******* | Natural Gas | TRUE | TRUE |  | FALSE | 75 | 140 |  | 70000 | 80 | 25392 | 0.59 | 0.53 |  |  |  | Federally-Regulated Consumer Product |  | 2007-11-21
GSW Water Heating | Lochinvar Corp. | PRN075 70ES 200 | Natural Gas | TRUE | TRUE |  | FALSE | 75 | 154 |  | 72000 | 85 |  | 0.69 | 0.53 |  |  |  | Federally-Regulated Consumer Product |  | 2014-12-23
GSW Water Heating | Apollo | GDV 75 | Natural Gas | TRUE | TRUE |  | FALSE | 75 | 131 |  | 55000 | 82 | 26283 | 0.57 | 0.53 |  |  |  | Federally-Regulated Consumer Product |  | 2009-08-17
GSW Water Heating | GSW Water Heating Co. | G675T72N-PV-ES2 | Natural Gas | TRUE | TRUE |  | FALSE | 75 | 156 |  | 72000 | 84 |  | 0.68 | 0.48 |  |  |  | Federally-Regulated Consumer Product |  | 2015-07-13
Rheem | Rheem | 6G75PV-75PFW | Natural Gas | TRUE | TRUE |  | FALSE | 75 | 120 |  | 70000 | 76 |  | 0.59 | 0.53 |  |  |  | Federally-Regulated Consumer Product |  | 2011-09-27
Rheem | Richmond | 6GVRP75 | Natural Gas | FALSE | TRUE |  | FALSE | 75 | 121 |  | 75000 | 76 | 28267 | 0.53 | 0.53 |  |  |  | Federally-Regulated Consumer Product |  | 2007-11-21
GSW Water Heating | Reliance | 6 75YRVHTL 200 | Natural Gas | TRUE | TRUE |  | FALSE | 75 | 156 |  | 72000 | 84 |  | 0.68 | 0.53 |  |  |  | Federally-Regulated Consumer Product |  | 2012-08-28
Rheem Sales Co.¦ Inc. | Rheem | 42VP75FW | Natural Gas | TRUE | TRUE |  | FALSE | 75 | 120 |  | 75000 | 76 |  | 0.59 | 0.48 |  |  |  | Federally-Regulated Consumer Product |  | 2015-10-01
Rheem | Ruud | RUGPRO75-70N-1 | Natural Gas | FALSE | TRUE |  | FALSE | 75 | 130 |  | 70000 | 76 | 28267 | 0.53 | 0.53 |  |  |  | Federally-Regulated Consumer Product |  | 2007-11-21
Rheem | Rheem | GPV75-75E-1 | Natural Gas | FALSE | TRUE |  | FALSE | 75 | 121 |  | 75000 | 76 | 28267 | 0.53 | 0.53 |  |  |  | Federally-Regulated Consumer Product |  | 2007-11-21
Rheem | Richmond | 6G75-69PH | Natural Gas | FALSE | TRUE |  | FALSE | 75 | 130 |  | 69000 | 76 | 28267 | 0.53 | 0.53 |  |  |  | Federally-Regulated Consumer Product |  | 2007-11-21
Rheem Sales Company¦ Inc. | Ruud | PRO+G98-76N RU | Natural Gas | FALSE | TRUE |  | FALSE | 93 | 142 |  | 75100 | 78 |  |  |  | TRUE |  | 0.58 | Federally-Regulated Consumer Product | 0.58 | 2018-01-24
Rheem Sales Company¦ Inc. | RHEEM RUUD | G100UN | Natural Gas | TRUE | TRUE |  | FALSE | 93 | 120 |  | 75100 | 77 |  |  |  | TRUE |  | 0.65 | Federally-Regulated Consumer Product | 0.58 | 2018-01-24
Rheem Sales Company¦ Inc. | Rheem | PRO+G98-75U RH | Natural Gas | TRUE | TRUE |  | FALSE | 93 | 120 |  | 75100 | 77 |  |  |  | TRUE |  | 0.65 | Federally-Regulated Consumer Product | 0.58 | 2018-01-30
Rheem Sales Company¦ Inc. | Rheem | PRO+G98-76N RH | Natural Gas | FALSE | TRUE |  | FALSE | 93 | 142 |  | 75100 | 78 |  |  |  | TRUE |  | 0.58 | Federally-Regulated Consumer Product | 0.58 | 2018-01-30
Rheem Sales Company¦ Inc. | Rheem | XG98T06ST76U0 | Natural Gas | FALSE | TRUE |  | FALSE | 93 | 142 |  | 75100 | 78 |  |  |  | TRUE |  | 0.58 | Federally-Regulated Consumer Product | 0.58 | 2018-01-30
Rheem Sales Company¦ Inc. | Richmond | T100UN | Natural Gas | TRUE | TRUE |  | FALSE | 93 | 120 |  | 75100 | 77 |  |  |  | TRUE |  | 0.65 | Federally-Regulated Consumer Product | 0.58 | 2018-01-30
Rheem Sales Company¦ Inc. | Richmond | 5V100F-76N | Natural Gas | FALSE | TRUE |  | FALSE | 93 | 142 |  | 75100 | 78 |  |  |  | TRUE |  | 0.58 | Federally-Regulated Consumer Product | 0.58 | 2018-01-30
A O Smith Water Products | Reliance | 6 100 URRT 100 | Natural Gas | FALSE | FALSE |  | FALSE | 95 | 120 |  | 75100 | 74 |  |  |  | TRUE |  | 0.6 | Federally-Regulated Consumer Product | 0.57 | 2017-11-27
A O Smith Water Products | Reliance | 6 100 XRRT* 400 | Natural Gas | FALSE | FALSE |  | FALSE | 95 | 170 |  | 75100 | 79 |  |  |  | TRUE |  | 0.6 | Federally-Regulated Consumer Product | 0.57 | 2017-11-21
A O Smith Water Products | A.O. SMITH | FCG 100* 400 | Natural Gas | FALSE | FALSE |  | FALSE | 95 | 170 |  | 75100 | 79 |  |  |  | TRUE |  | 0.6 | Federally-Regulated Consumer Product | 0.57 | 2017-11-21
Bradford White Corporation | BRADFORD WHITE | LG2100H80*N | Natural Gas | FALSE | TRUE |  | FALSE | 95 | 157 |  | 80000 | 79 |  |  |  | TRUE |  | 0.57 | Federally-Regulated Consumer Product | 0.57 | 2018-01-22
Bradford White Corporation | BRADFORD WHITE | ULG2100H80*N | Natural Gas | FALSE | TRUE |  | FALSE | 95 | 157 |  | 80000 | 79 |  |  |  | TRUE |  | 0.57 | Federally-Regulated Consumer Product | 0.57 | 2018-01-22
Bradford White Corporation | BRADFORD WHITE | URG2100H**N | Natural Gas | FALSE | TRUE |  | FALSE | 95 | 157 |  | 80000 | 79 |  |  |  | TRUE |  | 0.57 | Federally-Regulated Consumer Product | 0.57 | 2018-01-22
Bradford White Corporation | BRADFORD WHITE | RG2100H*N | Natural Gas | FALSE | TRUE |  | FALSE | 95 | 157 |  | 80000 | 79 |  |  |  | TRUE |  | 0.57 | Federally-Regulated Consumer Product | 0.57 | 2018-01-22
Bradford White Corporation | Jetglas | LG2100H80*N | Natural Gas | FALSE | TRUE |  | FALSE | 95 | 157 |  | 80000 | 79 |  |  |  | TRUE |  | 0.57 | Federally-Regulated Consumer Product | 0.57 | 2018-01-22
Bradford White Corporation | Jetglas | ULG2100H80*N | Natural Gas | FALSE | TRUE |  | FALSE | 95 | 157 |  | 80000 | 79 |  |  |  | TRUE |  | 0.57 | Federally-Regulated Consumer Product | 0.57 | 2018-01-22
Bradford White Corporation | Jetglas | URG2100H**N | Natural Gas | FALSE | TRUE |  | FALSE | 95 | 157 |  | 80000 | 79 |  |  |  | TRUE |  | 0.57 | Federally-Regulated Consumer Product | 0.57 | 2018-01-22
Bradford White Corporation | Jetglas | RG2100H*N | Natural Gas | FALSE | TRUE |  | FALSE | 95 | 157 |  | 80000 | 79 |  |  |  | TRUE |  | 0.57 | Federally-Regulated Consumer Product | 0.57 | 2018-01-22
Rheem Sales Company¦ Inc. | RHEEM RUUD | G100-80N | Natural Gas | FALSE | FALSE |  | FALSE | 95 | 131 |  | 76000 | 74 |  |  |  | TRUE |  | 0.57 | Federally-Regulated Consumer Product | 0.57 | 2018-01-24
Rheem Sales Company¦ Inc. | Richmond | T100-80N | Natural Gas | FALSE | FALSE |  | FALSE | 95 | 131 |  | 76000 | 74 |  |  |  | TRUE |  | 0.57 | Federally-Regulated Consumer Product | 0.57 | 2018-01-30
A O Smith Water Products | American | G122-100T77-4NOV* 400 | Natural Gas | FALSE | FALSE |  | FALSE | 95 | 170 |  | 75100 | 79 |  |  |  | TRUE |  | 0.6 | Federally-Regulated Consumer Product | 0.57 | 2017-11-21
A O Smith Water Products | American | G62-100T77-4NOV* 400 | Natural Gas | FALSE | FALSE |  | FALSE | 95 | 170 |  | 75100 | 79 |  |  |  | TRUE |  | 0.6 | Federally-Regulated Consumer Product | 0.57 | 2017-11-21
A O Smith Water Products | A.O. SMITH | G6-T10076NV | Natural Gas | FALSE | FALSE |  | FALSE | 95 | 170 |  | 75100 | 79 |  |  |  | TRUE |  | 0.6 | Federally-Regulated Consumer Product | 0.57 | 2017-11-21
A O Smith Water Products | A.O. SMITH | G6-UT10076NV 100 | Natural Gas | FALSE | FALSE |  | FALSE | 95 | 120 |  | 75100 | 74 |  |  |  | TRUE |  | 0.6 | Federally-Regulated Consumer Product | 0.57 | 2017-11-21
A O Smith Water Products | A.O. SMITH | GCN 100 100 | Natural Gas | FALSE | FALSE |  | FALSE | 95 | 120 |  | 75100 | 74 |  |  |  | TRUE |  | 0.6 | Federally-Regulated Consumer Product | 0.57 | 2017-11-21
A O Smith Water Products | State | GS6 100 URRT 100 | Natural Gas | FALSE | FALSE |  | FALSE | 95 | 120 |  | 75100 | 74 |  |  |  | TRUE |  | 0.6 | Federally-Regulated Consumer Product | 0.57 | 2017-11-28
A O Smith Water Products | State | GS6 100 XRRT* 400 | Natural Gas | FALSE | FALSE |  | FALSE | 95 | 170 |  | 75100 | 79 |  |  |  | TRUE |  | 0.6 | Federally-Regulated Consumer Product | 0.57 | 2017-11-21
A O Smith Water Products | State | GSX 100 XRRT* 400 | Natural Gas | FALSE | FALSE |  | FALSE | 95 | 170 |  | 75100 | 79 |  |  |  | TRUE |  | 0.6 | Federally-Regulated Consumer Product | 0.57 | 2017-11-21
A O Smith Water Products | Lochinvar | LTN10075 400 | Natural Gas | FALSE | FALSE |  | FALSE | 95 | 170 |  | 75100 | 79 |  |  |  | TRUE |  | 0.6 | Federally-Regulated Consumer Product | 0.57 | 2017-11-21
A O Smith Water Products | A.O. SMITH | PCG 100* 400 | Natural Gas | FALSE | FALSE |  | FALSE | 95 | 170 |  | 75100 | 79 |  |  |  | TRUE |  | 0.6 | Federally-Regulated Consumer Product | 0.57 | 2017-11-21
A O Smith Water Products | American | UG62 100T75 4NV 100 | Natural Gas | FALSE | FALSE |  | FALSE | 95 | 120 |  | 75100 | 74 |  |  |  | TRUE |  | 0.6 | Federally-Regulated Consumer Product | 0.57 | 2017-11-21
A O Smith Water Products | Lochinvar | UTN 10075 100 | Natural Gas | FALSE | FALSE |  | FALSE | 95 | 120 |  | 75100 | 74 |  |  |  | TRUE |  | 0.6 | Federally-Regulated Consumer Product | 0.57 | 2017-11-27
A O Smith Water Products | Lochinvar | XTN10075 400 | Natural Gas | FALSE | FALSE |  | FALSE | 95 | 170 |  | 75100 | 79 |  |  |  | TRUE |  | 0.6 | Federally-Regulated Consumer Product | 0.57 | 2017-11-21
Rheem Sales Company¦ Inc. | RHEEM RUUD | G100-80 | Natural Gas | FALSE | FALSE |  | FALSE | 96 | 128 |  | 80000 | 74 |  |  |  | TRUE |  | 0.57 | Federally-Regulated Consumer Product | 0.57 | 2018-01-24
Rheem Sales Company¦ Inc. | Richmond | T100-80 | Natural Gas | FALSE | FALSE |  | FALSE | 96 | 128 |  | 80000 | 74 |  |  |  | TRUE |  | 0.57 | Federally-Regulated Consumer Product | 0.57 | 2018-01-30
Rheem Sales Company¦ Inc. | Rheem | RHG PRO100F | Natural Gas | FALSE | TRUE |  | FALSE | 98 | 135 |  | 75000 | 74 |  | 0.48 | 0.43 |  |  |  | Federally-Regulated Consumer Product |  | 2017-05-31
Rheem Sales Company¦ Inc. | Ruud | (P)(M)100F | Natural Gas | FALSE | TRUE |  | FALSE | 98 | 135 |  | 75000 | 76 |  | 0.48 | 0.43 |  |  |  | Federally-Regulated Consumer Product |  | 2017-06-01
Rheem Sales Company¦ Inc. | Ruud | RUG PRO100F | Natural Gas | FALSE | TRUE |  | FALSE | 98 | 135 |  | 75000 | 74 |  | 0.48 | 0.43 |  |  |  | Federally-Regulated Consumer Product |  | 2017-06-01
Rheem Sales Company¦ Inc. | Richmond | 5V100F | Natural Gas | FALSE | TRUE |  | FALSE | 98 | 135 |  | 75000 | 76 |  | 0.48 | 0.43 |  |  |  | Federally-Regulated Consumer Product |  | 2017-06-01
Rheem Sales Co.¦ Inc. | Richmond | 5V100F | Natural Gas | FALSE | TRUE |  | FALSE | 98 | 135 |  | 75000 | 76 |  | 0.48 | 0.43 |  |  |  | Federally-Regulated Consumer Product |  | 2015-10-01
Rheem Sales Co.¦ Inc. | Rheem | RHG PRO100F | Natural Gas | FALSE | TRUE |  | FALSE | 98 | 135 |  | 75000 | 74 |  | 0.48 | 0.43 |  |  |  | Federally-Regulated Consumer Product |  | 2015-10-01
Rheem Sales Co.¦ Inc. | Ruud | (P)(M)100F | Natural Gas | FALSE | TRUE |  | FALSE | 98 | 135 |  | 75000 | 76 |  | 0.48 | 0.43 |  |  |  | Federally-Regulated Consumer Product |  | 2015-10-01
Rheem Sales Co.¦ Inc. | Ruud | RUG PRO100F | Natural Gas | FALSE | TRUE |  | FALSE | 98 | 135 |  | 75000 | 74 |  | 0.48 | 0.43 |  |  |  | Federally-Regulated Consumer Product |  | 2015-10-01
Rheem | Rheem | G100-75N | Natural Gas | FALSE | FALSE |  | FALSE | 100 | 116 |  | 73000 | 76 | 31211 | 0.48 | 0.48 |  |  |  | Federally-Regulated Consumer Product |  | 2007-11-21
Rheem | Ruud | P100N | Natural Gas | FALSE | FALSE |  | FALSE | 100 | 116 |  | 73000 | 76 | 31211 | 0.48 | 0.48 |  |  |  | Federally-Regulated Consumer Product |  | 2007-11-21
Rheem | Richmond | T100-75 | Natural Gas | FALSE | FALSE |  | FALSE | 100 | 135 |  | 75000 | 76 | 31211 | 0.48 | 0.48 |  |  |  | Federally-Regulated Consumer Product |  | 2007-11-21
Rheem | Richmond | T100-75N | Natural Gas | FALSE | FALSE |  | FALSE | 100 | 116 |  | 73000 | 76 | 31211 | 0.48 | 0.48 |  |  |  | Federally-Regulated Consumer Product |  | 2007-11-21
Rheem | Ruud | (P)(M)100F | Natural Gas | FALSE | TRUE | Non-Ozone-Depleting | FALSE | 100 | 135 |  | 75000 | 74 | 31211 | 0.48 | 0.48 |  |  |  | Federally-Regulated Consumer Product |  | 2010-03-16
Rheem | Ruud | RUGPRO100-73N | Natural Gas | FALSE | FALSE |  | FALSE | 100 | 116 |  | 73000 | 76 | 31211 | 0.48 | 0.48 |  |  |  | Federally-Regulated Consumer Product |  | 2007-11-21
Rheem | Richmond | 5V100F | Natural Gas | FALSE | TRUE | Non-Ozone-Depleting | FALSE | 100 | 135 |  | 75000 | 74 | 31211 | 0.48 | 0.48 |  |  |  | Federally-Regulated Consumer Product |  | 2012-03-02
Rheem | Ruud | P100-1 | Natural Gas | FALSE | FALSE |  | FALSE | 100 | 135 |  | 75000 | 76 | 31211 | 0.48 | 0.48 |  |  |  | Federally-Regulated Consumer Product |  | 2007-11-21
Rheem | Rheem | RHGPRO100-73N | Natural Gas | FALSE | FALSE |  | FALSE | 100 | 116 |  | 73000 | 76 | 31211 | 0.48 | 0.48 |  |  |  | Federally-Regulated Consumer Product |  | 2007-11-21
Rheem | Richmond | 5V100-1 | Natural Gas | FALSE | FALSE |  | FALSE | 100 | 135 |  | 75000 | 76 | 31211 | 0.48 | 0.48 |  |  |  | Federally-Regulated Consumer Product |  | 2007-11-21
Rheem | Rheem | 21V100N | Natural Gas | FALSE | FALSE |  | FALSE | 100 | 116 |  | 73000 | 76 | 31211 | 0.48 | 0.48 |  |  |  | Federally-Regulated Consumer Product |  | 2009-04-22
Rheem | Ruud | RUG PRO100F | Natural Gas | FALSE | TRUE | Non-Ozone-Depleting | FALSE | 100 | 135 |  | 75000 | 74 | 31211 | 0.48 | 0.48 |  |  |  | Federally-Regulated Consumer Product |  | 2010-03-16
Rheem | Rheem | 21V100-1 | Natural Gas | FALSE | FALSE |  | FALSE | 100 | 135 |  | 75000 | 76 | 31211 | 0.48 | 0.48 |  |  |  | Federally-Regulated Consumer Product |  | 2009-04-22
Rheem | Rheem | RHGPRO 100-75 | Natural Gas | FALSE | FALSE |  | FALSE | 100 | 135 |  | 75000 | 76 | 31211 | 0.48 | 0.48 |  |  |  | Federally-Regulated Consumer Product |  | 2007-11-21
Rheem | Ruud | RUGPRO100-75 | Natural Gas | FALSE | FALSE |  | FALSE | 100 | 135 |  | 75000 | 76 | 31211 | 0.48 | 0.48 |  |  |  | Federally-Regulated Consumer Product |  | 2007-11-21
Rheem | Richmond | 5V100N | Natural Gas | FALSE | FALSE |  | FALSE | 100 | 116 |  | 73000 | 76 | 31211 | 0.48 | 0.48 |  |  |  | Federally-Regulated Consumer Product |  | 2007-11-21
HTP Comfort Solutions LLC | HTP | PH100-119**** | Natural Gas | TRUE | FALSE |  | FALSE | 112 | 178 |  | 100000 | 96 |  |  |  | TRUE |  | 0.9 | Federally-Regulated Consumer Product | 0.56 | 2017-12-27