## Summary
Data pulled from workbook: DEER-WaterHeater-Calculator-v3.1.1_rev11July2018 Tab: EnImpacts-Res | [7 empty] | Baseline - Tech ID | Measure - Tech ID | BldgType | Avg Savings (AStdEUtherm)
[8 empty] | Stor_UEF-Gas-040gal-LW-0.52UEF | Inst_UEF-Gas-175kBtuh-LW-0p81UEF | SFm | 36.6375
[10 empty] | MFm | 27.1875
[10 empty] | DMo | 37.225
[8 empty] | Stor_UEF-Gas-040gal-MD-0.58UEF | Inst_UEF-Gas-175kBtuh-MD-0p81UEF | SFm | 41.225
[10 empty] | MFm | 31.2687
[10 empty] | DMo | 42.2313
[8 empty] | Stor_UEF-Gas-040gal-HI-0.64UEF | Inst_UEF-Gas-175kBtuh-HI-0p81UEF | SFm | 37.8062
Rebecca Jenkins 9/6/2018 | [9 empty] | MFm | 28.2938
[10 empty] | DMo | 38.3812
[8 empty] | Stor_UEF-Gas-040gal-LW-0.52UEF | Inst_UEF-Gas-175kBtuh-LW-0p87UEF | SFm | 49.3312
[10 empty] | MFm | 37.725
[10 empty] | DMo | 47.8875
[8 empty] | Stor_UEF-Gas-040gal-MD-0.58UEF | Inst_UEF-Gas-175kBtuh-MD-0p87UEF | SFm | 55.35
[10 empty] | MFm | 43.0187
[10 empty] | DMo | 54.0938
[8 empty] | Stor_UEF-Gas-040gal-HI-0.64UEF | Inst_UEF-Gas-175kBtuh-HI-0p87UEF | SFm | 51.6125
Reviewing the tier 2 savings………… | [9 empty] | MFm | 39.7875
|  |  |  | Eventhough the technologies are listed with the values boxed below right hand side… | [5 empty] | DMo | 49.975
Different values are used for the actual calculations
[5 empty] | Values used by 3.1.1 calculator |  | Manual conversion
old baseline: 40g ……………………… |  |  | 0.615 EF
new baseline: 40g |  | HI …………… | 0.64 UEF | ……… | 0.62 EF | RE, 0.77 | 0.64 UEF
|  | MD ………… | 0.58 UEF | ……… | 0.61 EF | RE, 0.77 | 0.59 UEF
|  | LW ………… | 0.52 UEF | ……… | 0.63 EF | RE, 0.78 | 0.56 UEF
old measure: SmlInst ………………… |  |  | 0.92 EF
new measure: SmlInst |  | HI …………… | 0.87 UEF | ……… | 0.91 EF | RE, 0.95 | 0.92 UEF
|  | MD ………… | 0.87 UEF | ……… | 0.92 EF | RE, 0.94 | 0.91 UEF
|  | LW ………… | 0.87 UEF | ……… | 0.92 EF | RE, 0.94 | 0.90 UEF
THERM SAVINGS
orig WP savings: |  | SFm …………… | 46.5
|  | MFm ………… | 36
PB therm savings: |  | ……………… | 87.4
v3.1.1 therm savings: |  | HI …………… | 49.8
|  | MD ………… | 48.8
|  | LW ………… | 48.8
Notes:
Manual conversion of old baseline EF to UEF |  |  |  |  | HI - 0.634 UEF
| 40g, 0.615 EF |  |  |  | MD - 0.591 UEF
LW - 0.544 UEF
Manual conversion of old measure EF to UEF |  |  |  |  | HI - 0.890 UEF
| SmlInst, 0.92 EF |  |  |  | MD - 0.888 UEF
LW - 0.885 UEF

## 0.81-LW
StdTechID | Stor_UEF-Gas-040gal-LW-0.52UEF
MeasTechID | Inst_UEF-Gas-175kBtuh-LW-0p81UEF
EnergyImpactID | Version | VersionSource | LastMod | PA | BldgType | BldgVint | BldgHVAC | BldgLoc | NormUnit | NumUnit | MeasArea | ScaleBasis | APreEUkWh | APreEUkW | APreEUtherm | APreWBkWh | APreWBkW | APreWBtherm | AStdEUkWh | AStdEUkW | AStdEUtherm | AStdWBkWh | AStdWBkW | AStdWBtherm | ElecImpactProfileID | GasImpactProfileID | Flag
RG-WtrHt-SmlInst-Gas-Ite175kBtuh-It2G-LW-0p81UEF-40g | DEER2018 | WaterHeater-Calculator-v3.1 | 09/06/2018 | Any | SFm | Ex | Any | CZ01 | Each | 1 |  | None | -3.84 | -0.000414 | 54.7 | -3.84 | -0.000414 | 54.7 | -3.84 | -0.000414 | 45.7 | -3.84 | -0.000414 | 45.7 | DEER:Res:ClothesDishWasher | Annual | 1
RG-WtrHt-SmlInst-Gas-Ite175kBtuh-It2G-LW-0p81UEF-40g | DEER2018 | WaterHeater-Calculator-v3.1 | 09/06/2018 | Any | SFm | Ex | Any | CZ02 | Each | 1 |  | None | -3.58 | -0.000382 | 48.3 | -3.58 | -0.000382 | 48.3 | -3.58 | -0.000382 | 39.8 | -3.58 | -0.000382 | 39.8 | DEER:Res:ClothesDishWasher | Annual | 1
RG-WtrHt-SmlInst-Gas-Ite175kBtuh-It2G-LW-0p81UEF-40g | DEER2018 | WaterHeater-Calculator-v3.1 | 09/06/2018 | Any | SFm | Ex | Any | CZ03 | Each | 1 |  | None | -3.59 | -0.000388 | 49.1 | -3.59 | -0.000388 | 49.1 | -3.59 | -0.000388 | 40.5 | -3.59 | -0.000388 | 40.5 | DEER:Res:ClothesDishWasher | Annual | 1
RG-WtrHt-SmlInst-Gas-Ite175kBtuh-It2G-LW-0p81UEF-40g | DEER2018 | WaterHeater-Calculator-v3.1 | 09/06/2018 | Any | SFm | Ex | Any | CZ04 | Each | 1 |  | None | -3.48 | -0.000358 | 46.3 | -3.48 | -0.000358 | 46.3 | -3.48 | -0.000358 | 37.9 | -3.48 | -0.000358 | 37.9 | DEER:Res:ClothesDishWasher | Annual | 1
RG-WtrHt-SmlInst-Gas-Ite175kBtuh-It2G-LW-0p81UEF-40g | DEER2018 | WaterHeater-Calculator-v3.1 | 09/06/2018 | Any | SFm | Ex | Any | CZ05 | Each | 1 |  | None | -3.64 | -0.000389 | 49.9 | -3.64 | -0.000389 | 49.9 | -3.64 | -0.000389 | 41.2 | -3.64 | -0.000389 | 41.2 | DEER:Res:ClothesDishWasher | Annual | 1
RG-WtrHt-SmlInst-Gas-Ite175kBtuh-It2G-LW-0p81UEF-40g | DEER2018 | WaterHeater-Calculator-v3.1 | 09/06/2018 | Any | SFm | Ex | Any | CZ06 | Each | 1 |  | None | -3.37 | -0.000354 | 44.2 | -3.37 | -0.000354 | 44.2 | -3.37 | -0.000354 | 36 | -3.37 | -0.000354 | 36 | DEER:Res:ClothesDishWasher | Annual | 1
RG-WtrHt-SmlInst-Gas-Ite175kBtuh-It2G-LW-0p81UEF-40g | DEER2018 | WaterHeater-Calculator-v3.1 | 09/06/2018 | Any | SFm | Ex | Any | CZ07 | Each | 1 |  | None | -3.33 | -0.000354 | 43.2 | -3.33 | -0.000354 | 43.2 | -3.33 | -0.000354 | 35.2 | -3.33 | -0.000354 | 35.2 | DEER:Res:ClothesDishWasher | Annual | 1
RG-WtrHt-SmlInst-Gas-Ite175kBtuh-It2G-LW-0p81UEF-40g | DEER2018 | WaterHeater-Calculator-v3.1 | 09/06/2018 | Any | SFm | Ex | Any | CZ08 | Each | 1 |  | None | -3.28 | -0.000343 | 41.9 | -3.28 | -0.000343 | 41.9 | -3.28 | -0.000343 | 34 | -3.28 | -0.000343 | 34 | DEER:Res:ClothesDishWasher | Annual | 1
RG-WtrHt-SmlInst-Gas-Ite175kBtuh-It2G-LW-0p81UEF-40g | DEER2018 | WaterHeater-Calculator-v3.1 | 09/06/2018 | Any | SFm | Ex | Any | CZ09 | Each | 1 |  | None | -3.28 | -0.000337 | 41.8 | -3.28 | -0.000337 | 41.8 | -3.28 | -0.000337 | 33.9 | -3.28 | -0.000337 | 33.9 | DEER:Res:ClothesDishWasher | Annual | 1
RG-WtrHt-SmlInst-Gas-Ite175kBtuh-It2G-LW-0p81UEF-40g | DEER2018 | WaterHeater-Calculator-v3.1 | 09/06/2018 | Any | SFm | Ex | Any | CZ10 | Each | 1 |  | None | -3.26 | -0.000331 | 41.5 | -3.26 | -0.000331 | 41.5 | -3.26 | -0.000331 | 33.6 | -3.26 | -0.000331 | 33.6 | DEER:Res:ClothesDishWasher | Annual | 1
RG-WtrHt-SmlInst-Gas-Ite175kBtuh-It2G-LW-0p81UEF-40g | DEER2018 | WaterHeater-Calculator-v3.1 | 09/06/2018 | Any | SFm | Ex | Any | CZ11 | Each | 1 |  | None | -3.31 | -0.000332 | 42.6 | -3.31 | -0.000332 | 42.6 | -3.31 | -0.000332 | 34.6 | -3.31 | -0.000332 | 34.6 | DEER:Res:ClothesDishWasher | Annual | 1
RG-WtrHt-SmlInst-Gas-Ite175kBtuh-It2G-LW-0p81UEF-40g | DEER2018 | WaterHeater-Calculator-v3.1 | 09/06/2018 | Any | SFm | Ex | Any | CZ12 | Each | 1 |  | None | -3.42 | -0.000355 | 45 | -3.42 | -0.000355 | 45 | -3.42 | -0.000355 | 36.8 | -3.42 | -0.000355 | 36.8 | DEER:Res:ClothesDishWasher | Annual | 1
RG-WtrHt-SmlInst-Gas-Ite175kBtuh-It2G-LW-0p81UEF-40g | DEER2018 | WaterHeater-Calculator-v3.1 | 09/06/2018 | Any | SFm | Ex | Any | CZ13 | Each | 1 |  | None | -3.27 | -0.000329 | 41.7 | -3.27 | -0.000329 | 41.7 | -3.27 | -0.000329 | 33.8 | -3.27 | -0.000329 | 33.8 | DEER:Res:ClothesDishWasher | Annual | 1
RG-WtrHt-SmlInst-Gas-Ite175kBtuh-It2G-LW-0p81UEF-40g | DEER2018 | WaterHeater-Calculator-v3.1 | 09/06/2018 | Any | SFm | Ex | Any | CZ14 | Each | 1 |  | None | -3.34 | -0.000317 | 42.7 | -3.34 | -0.000317 | 42.7 | -3.34 | -0.000317 | 34.8 | -3.34 | -0.000317 | 34.8 | DEER:Res:ClothesDishWasher | Annual | 1
RG-WtrHt-SmlInst-Gas-Ite175kBtuh-It2G-LW-0p81UEF-40g | DEER2018 | WaterHeater-Calculator-v3.1 | 09/06/2018 | Any | SFm | Ex | Any | CZ15 | Each | 1 |  | None | -2.75 | -0.000254 | 30.2 | -2.75 | -0.000254 | 30.2 | -2.75 | -0.000254 | 23.7 | -2.75 | -0.000254 | 23.7 | DEER:Res:ClothesDishWasher | Annual | 1
RG-WtrHt-SmlInst-Gas-Ite175kBtuh-It2G-LW-0p81UEF-40g | DEER2018 | WaterHeater-Calculator-v3.1 | 09/06/2018 | Any | SFm | Ex | Any | CZ16 | Each | 1 |  | None | -3.84 | -0.000396 | 53.5 | -3.84 | -0.000396 | 53.5 | -3.84 | -0.000396 | 44.7 | -3.84 | -0.000396 | 44.7 | DEER:Res:ClothesDishWasher | Annual | 1
RG-WtrHt-SmlInst-Gas-Ite175kBtuh-It2G-LW-0p81UEF-40g | DEER2018 | WaterHeater-Calculator-v3.1 | 09/06/2018 | Any | MFm | Ex | Any | CZ01 | Each | 1 |  | None | -3.2 | -0.000345 | 38.1 | -3.2 | -0.000345 | 38.1 | -3.2 | -0.000345 | 30.5 | -3.2 | -0.000345 | 30.5 | DEER:Res:ClothesDishWasher | Annual | 1
RG-WtrHt-SmlInst-Gas-Ite175kBtuh-It2G-LW-0p81UEF-40g | DEER2018 | WaterHeater-Calculator-v3.1 | 09/06/2018 | Any | MFm | Ex | Any | CZ02 | Each | 1 |  | None | -2.97 | -0.000318 | 36.1 | -2.97 | -0.000318 | 36.1 | -2.97 | -0.000318 | 28.8 | -2.97 | -0.000318 | 28.8 | DEER:Res:ClothesDishWasher | Annual | 1
RG-WtrHt-SmlInst-Gas-Ite175kBtuh-It2G-LW-0p81UEF-40g | DEER2018 | WaterHeater-Calculator-v3.1 | 09/06/2018 | Any | MFm | Ex | Any | CZ03 | Each | 1 |  | None | -2.98 | -0.000323 | 35.2 | -2.98 | -0.000323 | 35.2 | -2.98 | -0.000323 | 28.1 | -2.98 | -0.000323 | 28.1 | DEER:Res:ClothesDishWasher | Annual | 1
RG-WtrHt-SmlInst-Gas-Ite175kBtuh-It2G-LW-0p81UEF-40g | DEER2018 | WaterHeater-Calculator-v3.1 | 09/06/2018 | Any | MFm | Ex | Any | CZ04 | Each | 1 |  | None | -2.89 | -0.000298 | 34.9 | -2.89 | -0.000298 | 34.9 | -2.89 | -0.000298 | 27.8 | -2.89 | -0.000298 | 27.8 | DEER:Res:ClothesDishWasher | Annual | 1
RG-WtrHt-SmlInst-Gas-Ite175kBtuh-It2G-LW-0p81UEF-40g | DEER2018 | WaterHeater-Calculator-v3.1 | 09/06/2018 | Any | MFm | Ex | Any | CZ05 | Each | 1 |  | None | -3.03 | -0.000324 | 35.4 | -3.03 | -0.000324 | 35.4 | -3.03 | -0.000324 | 28.2 | -3.03 | -0.000324 | 28.2 | DEER:Res:ClothesDishWasher | Annual | 1
RG-WtrHt-SmlInst-Gas-Ite175kBtuh-It2G-LW-0p81UEF-40g | DEER2018 | WaterHeater-Calculator-v3.1 | 09/06/2018 | Any | MFm | Ex | Any | CZ06 | Each | 1 |  | None | -2.8 | -0.000295 | 33.7 | -2.8 | -0.000295 | 33.7 | -2.8 | -0.000295 | 26.7 | -2.8 | -0.000295 | 26.7 | DEER:Res:ClothesDishWasher | Annual | 1
RG-WtrHt-SmlInst-Gas-Ite175kBtuh-It2G-LW-0p81UEF-40g | DEER2018 | WaterHeater-Calculator-v3.1 | 09/06/2018 | Any | MFm | Ex | Any | CZ07 | Each | 1 |  | None | -2.77 | -0.000295 | 33.1 | -2.77 | -0.000295 | 33.1 | -2.77 | -0.000295 | 26.2 | -2.77 | -0.000295 | 26.2 | DEER:Res:ClothesDishWasher | Annual | 1
RG-WtrHt-SmlInst-Gas-Ite175kBtuh-It2G-LW-0p81UEF-40g | DEER2018 | WaterHeater-Calculator-v3.1 | 09/06/2018 | Any | MFm | Ex | Any | CZ08 | Each | 1 |  | None | -2.73 | -0.000285 | 32.8 | -2.73 | -0.000285 | 32.8 | -2.73 | -0.000285 | 25.9 | -2.73 | -0.000285 | 25.9 | DEER:Res:ClothesDishWasher | Annual | 1
RG-WtrHt-SmlInst-Gas-Ite175kBtuh-It2G-LW-0p81UEF-40g | DEER2018 | WaterHeater-Calculator-v3.1 | 09/06/2018 | Any | MFm | Ex | Any | CZ09 | Each | 1 |  | None | -2.72 | -0.000281 | 32.8 | -2.72 | -0.000281 | 32.8 | -2.72 | -0.000281 | 26 | -2.72 | -0.000281 | 26 | DEER:Res:ClothesDishWasher | Annual | 1
RG-WtrHt-SmlInst-Gas-Ite175kBtuh-It2G-LW-0p81UEF-40g | DEER2018 | WaterHeater-Calculator-v3.1 | 09/06/2018 | Any | MFm | Ex | Any | CZ10 | Each | 1 |  | None | -2.71 | -0.000276 | 32.8 | -2.71 | -0.000276 | 32.8 | -2.71 | -0.000276 | 26 | -2.71 | -0.000276 | 26 | DEER:Res:ClothesDishWasher | Annual | 1
RG-WtrHt-SmlInst-Gas-Ite175kBtuh-It2G-LW-0p81UEF-40g | DEER2018 | WaterHeater-Calculator-v3.1 | 09/06/2018 | Any | MFm | Ex | Any | CZ11 | Each | 1 |  | None | -2.76 | -0.000276 | 33.8 | -2.76 | -0.000276 | 33.8 | -2.76 | -0.000276 | 26.9 | -2.76 | -0.000276 | 26.9 | DEER:Res:ClothesDishWasher | Annual | 1
RG-WtrHt-SmlInst-Gas-Ite175kBtuh-It2G-LW-0p81UEF-40g | DEER2018 | WaterHeater-Calculator-v3.1 | 09/06/2018 | Any | MFm | Ex | Any | CZ12 | Each | 1 |  | None | -2.84 | -0.000295 | 34.7 | -2.84 | -0.000295 | 34.7 | -2.84 | -0.000295 | 27.7 | -2.84 | -0.000295 | 27.7 | DEER:Res:ClothesDishWasher | Annual | 1
RG-WtrHt-SmlInst-Gas-Ite175kBtuh-It2G-LW-0p81UEF-40g | DEER2018 | WaterHeater-Calculator-v3.1 | 09/06/2018 | Any | MFm | Ex | Any | CZ13 | Each | 1 |  | None | -2.72 | -0.000274 | 33.4 | -2.72 | -0.000274 | 33.4 | -2.72 | -0.000274 | 26.6 | -2.72 | -0.000274 | 26.6 | DEER:Res:ClothesDishWasher | Annual | 1
RG-WtrHt-SmlInst-Gas-Ite175kBtuh-It2G-LW-0p81UEF-40g | DEER2018 | WaterHeater-Calculator-v3.1 | 09/06/2018 | Any | MFm | Ex | Any | CZ14 | Each | 1 |  | None | -2.78 | -0.000264 | 33.8 | -2.78 | -0.000264 | 33.8 | -2.78 | -0.000264 | 26.8 | -2.78 | -0.000264 | 26.8 | DEER:Res:ClothesDishWasher | Annual | 1
RG-WtrHt-SmlInst-Gas-Ite175kBtuh-It2G-LW-0p81UEF-40g | DEER2018 | WaterHeater-Calculator-v3.1 | 09/06/2018 | Any | MFm | Ex | Any | CZ15 | Each | 1 |  | None | -2.29 | -0.000211 | 29 | -2.29 | -0.000211 | 29 | -2.29 | -0.000211 | 22.8 | -2.29 | -0.000211 | 22.8 | DEER:Res:ClothesDishWasher | Annual | 1
RG-WtrHt-SmlInst-Gas-Ite175kBtuh-It2G-LW-0p81UEF-40g | DEER2018 | WaterHeater-Calculator-v3.1 | 09/06/2018 | Any | MFm | Ex | Any | CZ16 | Each | 1 |  | None | -3.19 | -0.00033 | 37.4 | -3.19 | -0.00033 | 37.4 | -3.19 | -0.00033 | 30 | -3.19 | -0.00033 | 30 | DEER:Res:ClothesDishWasher | Annual | 1
RG-WtrHt-SmlInst-Gas-Ite175kBtuh-It2G-LW-0p81UEF-40g | DEER2018 | WaterHeater-Calculator-v3.1 | 09/06/2018 | Any | DMo | Ex | Any | CZ01 | Each | 1 |  | None | -3.23 | -0.000348 | 54.6 | -3.23 | -0.000348 | 54.6 | -3.23 | -0.000348 | 45.5 | -3.23 | -0.000348 | 45.5 | DEER:Res:ClothesDishWasher | Annual | 1
RG-WtrHt-SmlInst-Gas-Ite175kBtuh-It2G-LW-0p81UEF-40g | DEER2018 | WaterHeater-Calculator-v3.1 | 09/06/2018 | Any | DMo | Ex | Any | CZ02 | Each | 1 |  | None | -3.01 | -0.000321 | 48.9 | -3.01 | -0.000321 | 48.9 | -3.01 | -0.000321 | 40.4 | -3.01 | -0.000321 | 40.4 | DEER:Res:ClothesDishWasher | Annual | 1
RG-WtrHt-SmlInst-Gas-Ite175kBtuh-It2G-LW-0p81UEF-40g | DEER2018 | WaterHeater-Calculator-v3.1 | 09/06/2018 | Any | DMo | Ex | Any | CZ03 | Each | 1 |  | None | -3.01 | -0.000326 | 49.1 | -3.01 | -0.000326 | 49.1 | -3.01 | -0.000326 | 40.6 | -3.01 | -0.000326 | 40.6 | DEER:Res:ClothesDishWasher | Annual | 1
RG-WtrHt-SmlInst-Gas-Ite175kBtuh-It2G-LW-0p81UEF-40g | DEER2018 | WaterHeater-Calculator-v3.1 | 09/06/2018 | Any | DMo | Ex | Any | CZ04 | Each | 1 |  | None | -2.92 | -0.000301 | 46.7 | -2.92 | -0.000301 | 46.7 | -2.92 | -0.000301 | 38.4 | -2.92 | -0.000301 | 38.4 | DEER:Res:ClothesDishWasher | Annual | 1
RG-WtrHt-SmlInst-Gas-Ite175kBtuh-It2G-LW-0p81UEF-40g | DEER2018 | WaterHeater-Calculator-v3.1 | 09/06/2018 | Any | DMo | Ex | Any | CZ05 | Each | 1 |  | None | -3.06 | -0.000327 | 50.3 | -3.06 | -0.000327 | 50.3 | -3.06 | -0.000327 | 41.6 | -3.06 | -0.000327 | 41.6 | DEER:Res:ClothesDishWasher | Annual | 1
RG-WtrHt-SmlInst-Gas-Ite175kBtuh-It2G-LW-0p81UEF-40g | DEER2018 | WaterHeater-Calculator-v3.1 | 09/06/2018 | Any | DMo | Ex | Any | CZ06 | Each | 1 |  | None | -2.83 | -0.000297 | 44.5 | -2.83 | -0.000297 | 44.5 | -2.83 | -0.000297 | 36.5 | -2.83 | -0.000297 | 36.5 | DEER:Res:ClothesDishWasher | Annual | 1
RG-WtrHt-SmlInst-Gas-Ite175kBtuh-It2G-LW-0p81UEF-40g | DEER2018 | WaterHeater-Calculator-v3.1 | 09/06/2018 | Any | DMo | Ex | Any | CZ07 | Each | 1 |  | None | -2.8 | -0.000297 | 43.8 | -2.8 | -0.000297 | 43.8 | -2.8 | -0.000297 | 35.8 | -2.8 | -0.000297 | 35.8 | DEER:Res:ClothesDishWasher | Annual | 1
RG-WtrHt-SmlInst-Gas-Ite175kBtuh-It2G-LW-0p81UEF-40g | DEER2018 | WaterHeater-Calculator-v3.1 | 09/06/2018 | Any | DMo | Ex | Any | CZ08 | Each | 1 |  | None | -2.76 | -0.000288 | 42.6 | -2.76 | -0.000288 | 42.6 | -2.76 | -0.000288 | 34.8 | -2.76 | -0.000288 | 34.8 | DEER:Res:ClothesDishWasher | Annual | 1
RG-WtrHt-SmlInst-Gas-Ite175kBtuh-It2G-LW-0p81UEF-40g | DEER2018 | WaterHeater-Calculator-v3.1 | 09/06/2018 | Any | DMo | Ex | Any | CZ09 | Each | 1 |  | None | -2.75 | -0.000283 | 42.5 | -2.75 | -0.000283 | 42.5 | -2.75 | -0.000283 | 34.7 | -2.75 | -0.000283 | 34.7 | DEER:Res:ClothesDishWasher | Annual | 1
RG-WtrHt-SmlInst-Gas-Ite175kBtuh-It2G-LW-0p81UEF-40g | DEER2018 | WaterHeater-Calculator-v3.1 | 09/06/2018 | Any | DMo | Ex | Any | CZ10 | Each | 1 |  | None | -2.74 | -0.000278 | 42.2 | -2.74 | -0.000278 | 42.2 | -2.74 | -0.000278 | 34.5 | -2.74 | -0.000278 | 34.5 | DEER:Res:ClothesDishWasher | Annual | 1
RG-WtrHt-SmlInst-Gas-Ite175kBtuh-It2G-LW-0p81UEF-40g | DEER2018 | WaterHeater-Calculator-v3.1 | 09/06/2018 | Any | DMo | Ex | Any | CZ11 | Each | 1 |  | None | -2.79 | -0.000279 | 43.1 | -2.79 | -0.000279 | 43.1 | -2.79 | -0.000279 | 35.3 | -2.79 | -0.000279 | 35.3 | DEER:Res:ClothesDishWasher | Annual | 1
RG-WtrHt-SmlInst-Gas-Ite175kBtuh-It2G-LW-0p81UEF-40g | DEER2018 | WaterHeater-Calculator-v3.1 | 09/06/2018 | Any | DMo | Ex | Any | CZ12 | Each | 1 |  | None | -2.87 | -0.000298 | 45.4 | -2.87 | -0.000298 | 45.4 | -2.87 | -0.000298 | 37.2 | -2.87 | -0.000298 | 37.2 | DEER:Res:ClothesDishWasher | Annual | 1
RG-WtrHt-SmlInst-Gas-Ite175kBtuh-It2G-LW-0p81UEF-40g | DEER2018 | WaterHeater-Calculator-v3.1 | 09/06/2018 | Any | DMo | Ex | Any | CZ13 | Each | 1 |  | None | -2.75 | -0.000276 | 42.2 | -2.75 | -0.000276 | 42.2 | -2.75 | -0.000276 | 34.5 | -2.75 | -0.000276 | 34.5 | DEER:Res:ClothesDishWasher | Annual | 1
RG-WtrHt-SmlInst-Gas-Ite175kBtuh-It2G-LW-0p81UEF-40g | DEER2018 | WaterHeater-Calculator-v3.1 | 09/06/2018 | Any | DMo | Ex | Any | CZ14 | Each | 1 |  | None | -2.81 | -0.000266 | 43.6 | -2.81 | -0.000266 | 43.6 | -2.81 | -0.000266 | 35.7 | -2.81 | -0.000266 | 35.7 | DEER:Res:ClothesDishWasher | Annual | 1
RG-WtrHt-SmlInst-Gas-Ite175kBtuh-It2G-LW-0p81UEF-40g | DEER2018 | WaterHeater-Calculator-v3.1 | 09/06/2018 | Any | DMo | Ex | Any | CZ15 | Each | 1 |  | None | -2.31 | -0.000213 | 31.3 | -2.31 | -0.000213 | 31.3 | -2.31 | -0.000213 | 24.9 | -2.31 | -0.000213 | 24.9 | DEER:Res:ClothesDishWasher | Annual | 1
RG-WtrHt-SmlInst-Gas-Ite175kBtuh-It2G-LW-0p81UEF-40g | DEER2018 | WaterHeater-Calculator-v3.1 | 09/06/2018 | Any | DMo | Ex | Any | CZ16 | Each | 1 |  | None | -3.23 | -0.000332 | 54.3 | -3.23 | -0.000332 | 54.3 | -3.23 | -0.000332 | 45.2 | -3.23 | -0.000332 | 45.2 | DEER:Res:ClothesDishWasher | Annual | 1
RG-WtrHt-SmlInst-Gas-Ite175kBtuh-It2G-LW-0p81UEF-40g | DEER2018 | WaterHeater-Calculator-v3.1 | 09/06/2018 | PGE | Res | Ex | Any | CZ01 | Each | 1 |  | None | -3.66 | -0.000395 | 50.6 | -3.66 | -0.000395 | 50.6 | -3.66 | -0.000395 | 50.6 | -3.66 | -0.000395 | 50.6 | DEER:Res:ClothesDishWasher | Annual | 1
RG-WtrHt-SmlInst-Gas-Ite175kBtuh-It2G-LW-0p81UEF-40g | DEER2018 | WaterHeater-Calculator-v3.1 | 09/06/2018 | PGE | Res | Ex | Any | CZ02 | Each | 1 |  | None | -3.41 | -0.000364 | 45.7 | -3.41 | -0.000364 | 45.7 | -3.41 | -0.000364 | 45.7 | -3.41 | -0.000364 | 45.7 | DEER:Res:ClothesDishWasher | Annual | 1
RG-WtrHt-SmlInst-Gas-Ite175kBtuh-It2G-LW-0p81UEF-40g | DEER2018 | WaterHeater-Calculator-v3.1 | 09/06/2018 | PGE | Res | Ex | Any | CZ03 | Each | 1 |  | None | -3.31 | -0.000358 | 42.9 | -3.31 | -0.000358 | 42.9 | -3.31 | -0.000358 | 42.9 | -3.31 | -0.000358 | 42.9 | DEER:Res:ClothesDishWasher | Annual | 1
RG-WtrHt-SmlInst-Gas-Ite175kBtuh-It2G-LW-0p81UEF-40g | DEER2018 | WaterHeater-Calculator-v3.1 | 09/06/2018 | PGE | Res | Ex | Any | CZ04 | Each | 1 |  | None | -3.25 | -0.000335 | 42.2 | -3.25 | -0.000335 | 42.2 | -3.25 | -0.000335 | 42.2 | -3.25 | -0.000335 | 42.2 | DEER:Res:ClothesDishWasher | Annual | 1
RG-WtrHt-SmlInst-Gas-Ite175kBtuh-It2G-LW-0p81UEF-40g | DEER2018 | WaterHeater-Calculator-v3.1 | 09/06/2018 | PGE | Res | Ex | Any | CZ05 | Each | 1 |  | None | -3.46 | -0.000369 | 47 | -3.46 | -0.000369 | 47 | -3.46 | -0.000369 | 47 | -3.46 | -0.000369 | 47 | DEER:Res:ClothesDishWasher | Annual | 1
RG-WtrHt-SmlInst-Gas-Ite175kBtuh-It2G-LW-0p81UEF-40g | DEER2018 | WaterHeater-Calculator-v3.1 | 09/06/2018 | PGE | Res | Ex | Any | CZ06 | Each | 1 |  | None | 0 | 0 | 0 | 0 | 0 | 0 | 0 | 0 | 0 | 0 | 0 | 0 | DEER:Res:ClothesDishWasher | Annual | 1
RG-WtrHt-SmlInst-Gas-Ite175kBtuh-It2G-LW-0p81UEF-40g | DEER2018 | WaterHeater-Calculator-v3.1 | 09/06/2018 | PGE | Res | Ex | Any | CZ07 | Each | 1 |  | None | 0 | 0 | 0 | 0 | 0 | 0 | 0 | 0 | 0 | 0 | 0 | 0 | DEER:Res:ClothesDishWasher | Annual | 1
RG-WtrHt-SmlInst-Gas-Ite175kBtuh-It2G-LW-0p81UEF-40g | DEER2018 | WaterHeater-Calculator-v3.1 | 09/06/2018 | PGE | Res | Ex | Any | CZ08 | Each | 1 |  | None | 0 | 0 | 0 | 0 | 0 | 0 | 0 | 0 | 0 | 0 | 0 | 0 | DEER:Res:ClothesDishWasher | Annual | 1
RG-WtrHt-SmlInst-Gas-Ite175kBtuh-It2G-LW-0p81UEF-40g | DEER2018 | WaterHeater-Calculator-v3.1 | 09/06/2018 | PGE | Res | Ex | Any | CZ09 | Each | 1 |  | None | 0 | 0 | 0 | 0 | 0 | 0 | 0 | 0 | 0 | 0 | 0 | 0 | DEER:Res:ClothesDishWasher | Annual | 1
RG-WtrHt-SmlInst-Gas-Ite175kBtuh-It2G-LW-0p81UEF-40g | DEER2018 | WaterHeater-Calculator-v3.1 | 09/06/2018 | PGE | Res | Ex | Any | CZ10 | Each | 1 |  | None | 0 | 0 | 0 | 0 | 0 | 0 | 0 | 0 | 0 | 0 | 0 | 0 | DEER:Res:ClothesDishWasher | Annual | 1
RG-WtrHt-SmlInst-Gas-Ite175kBtuh-It2G-LW-0p81UEF-40g | DEER2018 | WaterHeater-Calculator-v3.1 | 09/06/2018 | PGE | Res | Ex | Any | CZ11 | Each | 1 |  | None | -3.15 | -0.000315 | 41.5 | -3.15 | -0.000315 | 41.5 | -3.15 | -0.000315 | 41.5 | -3.15 | -0.000315 | 41.5 | DEER:Res:ClothesDishWasher | Annual | 1
RG-WtrHt-SmlInst-Gas-Ite175kBtuh-It2G-LW-0p81UEF-40g | DEER2018 | WaterHeater-Calculator-v3.1 | 09/06/2018 | PGE | Res | Ex | Any | CZ12 | Each | 1 |  | None | -3.26 | -0.000338 | 42.5 | -3.26 | -0.000338 | 42.5 | -3.26 | -0.000338 | 42.5 | -3.26 | -0.000338 | 42.5 | DEER:Res:ClothesDishWasher | Annual | 1
RG-WtrHt-SmlInst-Gas-Ite175kBtuh-It2G-LW-0p81UEF-40g | DEER2018 | WaterHeater-Calculator-v3.1 | 09/06/2018 | PGE | Res | Ex | Any | CZ13 | Each | 1 |  | None | -3.11 | -0.000313 | 39.9 | -3.11 | -0.000313 | 39.9 | -3.11 | -0.000313 | 39.9 | -3.11 | -0.000313 | 39.9 | DEER:Res:ClothesDishWasher | Annual | 1
RG-WtrHt-SmlInst-Gas-Ite175kBtuh-It2G-LW-0p81UEF-40g | DEER2018 | WaterHeater-Calculator-v3.1 | 09/06/2018 | PGE | Res | Ex | Any | CZ14 | Each | 1 |  | None | 0 | 0 | 0 | 0 | 0 | 0 | 0 | 0 | 0 | 0 | 0 | 0 | DEER:Res:ClothesDishWasher | Annual | 1
RG-WtrHt-SmlInst-Gas-Ite175kBtuh-It2G-LW-0p81UEF-40g | DEER2018 | WaterHeater-Calculator-v3.1 | 09/06/2018 | PGE | Res | Ex | Any | CZ15 | Each | 1 |  | None | 0 | 0 | 0 | 0 | 0 | 0 | 0 | 0 | 0 | 0 | 0 | 0 | DEER:Res:ClothesDishWasher | Annual | 1
RG-WtrHt-SmlInst-Gas-Ite175kBtuh-It2G-LW-0p81UEF-40g | DEER2018 | WaterHeater-Calculator-v3.1 | 09/06/2018 | PGE | Res | Ex | Any | CZ16 | Each | 1 |  | None | -3.73 | -0.000385 | 53.5 | -3.73 | -0.000385 | 53.5 | -3.73 | -0.000385 | 53.5 | -3.73 | -0.000385 | 53.5 | DEER:Res:ClothesDishWasher | Annual | 1
RG-WtrHt-SmlInst-Gas-Ite175kBtuh-It2G-LW-0p81UEF-40g | DEER2018 | WaterHeater-Calculator-v3.1 | 09/06/2018 | SCE | Res | Ex | Any | CZ01 | Each | 1 |  | None | 0 | 0 | 0 | 0 | 0 | 0 | 0 | 0 | 0 | 0 | 0 | 0 | DEER:Res:ClothesDishWasher | Annual | 1
RG-WtrHt-SmlInst-Gas-Ite175kBtuh-It2G-LW-0p81UEF-40g | DEER2018 | WaterHeater-Calculator-v3.1 | 09/06/2018 | SCE | Res | Ex | Any | CZ02 | Each | 1 |  | None | 0 | 0 | 0 | 0 | 0 | 0 | 0 | 0 | 0 | 0 | 0 | 0 | DEER:Res:ClothesDishWasher | Annual | 1
RG-WtrHt-SmlInst-Gas-Ite175kBtuh-It2G-LW-0p81UEF-40g | DEER2018 | WaterHeater-Calculator-v3.1 | 09/06/2018 | SCE | Res | Ex | Any | CZ03 | Each | 1 |  | None | 0 | 0 | 0 | 0 | 0 | 0 | 0 | 0 | 0 | 0 | 0 | 0 | DEER:Res:ClothesDishWasher | Annual | 1
RG-WtrHt-SmlInst-Gas-Ite175kBtuh-It2G-LW-0p81UEF-40g | DEER2018 | WaterHeater-Calculator-v3.1 | 09/06/2018 | SCE | Res | Ex | Any | CZ04 | Each | 1 |  | None | 0 | 0 | 0 | 0 | 0 | 0 | 0 | 0 | 0 | 0 | 0 | 0 | DEER:Res:ClothesDishWasher | Annual | 1
RG-WtrHt-SmlInst-Gas-Ite175kBtuh-It2G-LW-0p81UEF-40g | DEER2018 | WaterHeater-Calculator-v3.1 | 09/06/2018 | SCE | Res | Ex | Any | CZ05 | Each | 1 |  | None | -3.48 | -0.000372 | 46.2 | -3.48 | -0.000372 | 46.2 | -3.48 | -0.000372 | 46.2 | -3.48 | -0.000372 | 46.2 | DEER:Res:ClothesDishWasher | Annual | 1
RG-WtrHt-SmlInst-Gas-Ite175kBtuh-It2G-LW-0p81UEF-40g | DEER2018 | WaterHeater-Calculator-v3.1 | 09/06/2018 | SCE | Res | Ex | Any | CZ06 | Each | 1 |  | None | -3.09 | -0.000325 | 39.4 | -3.09 | -0.000325 | 39.4 | -3.09 | -0.000325 | 39.4 | -3.09 | -0.000325 | 39.4 | DEER:Res:ClothesDishWasher | Annual | 1
RG-WtrHt-SmlInst-Gas-Ite175kBtuh-It2G-LW-0p81UEF-40g | DEER2018 | WaterHeater-Calculator-v3.1 | 09/06/2018 | SCE | Res | Ex | Any | CZ07 | Each | 1 |  | None | 0 | 0 | 0 | 0 | 0 | 0 | 0 | 0 | 0 | 0 | 0 | 0 | DEER:Res:ClothesDishWasher | Annual | 1
RG-WtrHt-SmlInst-Gas-Ite175kBtuh-It2G-LW-0p81UEF-40g | DEER2018 | WaterHeater-Calculator-v3.1 | 09/06/2018 | SCE | Res | Ex | Any | CZ08 | Each | 1 |  | None | -3.09 | -0.000323 | 39 | -3.09 | -0.000323 | 39 | -3.09 | -0.000323 | 39 | -3.09 | -0.000323 | 39 | DEER:Res:ClothesDishWasher | Annual | 1
RG-WtrHt-SmlInst-Gas-Ite175kBtuh-It2G-LW-0p81UEF-40g | DEER2018 | WaterHeater-Calculator-v3.1 | 09/06/2018 | SCE | Res | Ex | Any | CZ09 | Each | 1 |  | None | -3.1 | -0.000319 | 39.3 | -3.1 | -0.000319 | 39.3 | -3.1 | -0.000319 | 39.3 | -3.1 | -0.000319 | 39.3 | DEER:Res:ClothesDishWasher | Annual | 1
RG-WtrHt-SmlInst-Gas-Ite175kBtuh-It2G-LW-0p81UEF-40g | DEER2018 | WaterHeater-Calculator-v3.1 | 09/06/2018 | SCE | Res | Ex | Any | CZ10 | Each | 1 |  | None | -3.16 | -0.000321 | 40.6 | -3.16 | -0.000321 | 40.6 | -3.16 | -0.000321 | 40.6 | -3.16 | -0.000321 | 40.6 | DEER:Res:ClothesDishWasher | Annual | 1
RG-WtrHt-SmlInst-Gas-Ite175kBtuh-It2G-LW-0p81UEF-40g | DEER2018 | WaterHeater-Calculator-v3.1 | 09/06/2018 | SCE | Res | Ex | Any | CZ11 | Each | 1 |  | None | 0 | 0 | 0 | 0 | 0 | 0 | 0 | 0 | 0 | 0 | 0 | 0 | DEER:Res:ClothesDishWasher | Annual | 1
RG-WtrHt-SmlInst-Gas-Ite175kBtuh-It2G-LW-0p81UEF-40g | DEER2018 | WaterHeater-Calculator-v3.1 | 09/06/2018 | SCE | Res | Ex | Any | CZ12 | Each | 1 |  | None | 0 | 0 | 0 | 0 | 0 | 0 | 0 | 0 | 0 | 0 | 0 | 0 | DEER:Res:ClothesDishWasher | Annual | 1
RG-WtrHt-SmlInst-Gas-Ite175kBtuh-It2G-LW-0p81UEF-40g | DEER2018 | WaterHeater-Calculator-v3.1 | 09/06/2018 | SCE | Res | Ex | Any | CZ13 | Each | 1 |  | None | -3.2 | -0.000322 | 41.2 | -3.2 | -0.000322 | 41.2 | -3.2 | -0.000322 | 41.2 | -3.2 | -0.000322 | 41.2 | DEER:Res:ClothesDishWasher | Annual | 1
RG-WtrHt-SmlInst-Gas-Ite175kBtuh-It2G-LW-0p81UEF-40g | DEER2018 | WaterHeater-Calculator-v3.1 | 09/06/2018 | SCE | Res | Ex | Any | CZ14 | Each | 1 |  | None | -3.26 | -0.000309 | 42 | -3.26 | -0.000309 | 42 | -3.26 | -0.000309 | 42 | -3.26 | -0.000309 | 42 | DEER:Res:ClothesDishWasher | Annual | 1
RG-WtrHt-SmlInst-Gas-Ite175kBtuh-It2G-LW-0p81UEF-40g | DEER2018 | WaterHeater-Calculator-v3.1 | 09/06/2018 | SCE | Res | Ex | Any | CZ15 | Each | 1 |  | None | -2.52 | -0.000232 | 29.7 | -2.52 | -0.000232 | 29.7 | -2.52 | -0.000232 | 29.7 | -2.52 | -0.000232 | 29.7 | DEER:Res:ClothesDishWasher | Annual | 1
RG-WtrHt-SmlInst-Gas-Ite175kBtuh-It2G-LW-0p81UEF-40g | DEER2018 | WaterHeater-Calculator-v3.1 | 09/06/2018 | SCE | Res | Ex | Any | CZ16 | Each | 1 |  | None | -3.7 | -0.000381 | 51.8 | -3.7 | -0.000381 | 51.8 | -3.7 | -0.000381 | 51.8 | -3.7 | -0.000381 | 51.8 | DEER:Res:ClothesDishWasher | Annual | 1
RG-WtrHt-SmlInst-Gas-Ite175kBtuh-It2G-LW-0p81UEF-40g | DEER2018 | WaterHeater-Calculator-v3.1 | 09/06/2018 | SCG | Res | Ex | Any | CZ01 | Each | 1 |  | None | 0 | 0 | 0 | 0 | 0 | 0 | 0 | 0 | 0 | 0 | 0 | 0 | DEER:Res:ClothesDishWasher | Annual | 1
RG-WtrHt-SmlInst-Gas-Ite175kBtuh-It2G-LW-0p81UEF-40g | DEER2018 | WaterHeater-Calculator-v3.1 | 09/06/2018 | SCG | Res | Ex | Any | CZ02 | Each | 1 |  | None | 0 | 0 | 0 | 0 | 0 | 0 | 0 | 0 | 0 | 0 | 0 | 0 | DEER:Res:ClothesDishWasher | Annual | 1
RG-WtrHt-SmlInst-Gas-Ite175kBtuh-It2G-LW-0p81UEF-40g | DEER2018 | WaterHeater-Calculator-v3.1 | 09/06/2018 | SCG | Res | Ex | Any | CZ03 | Each | 1 |  | None | 0 | 0 | 0 | 0 | 0 | 0 | 0 | 0 | 0 | 0 | 0 | 0 | DEER:Res:ClothesDishWasher | Annual | 1
RG-WtrHt-SmlInst-Gas-Ite175kBtuh-It2G-LW-0p81UEF-40g | DEER2018 | WaterHeater-Calculator-v3.1 | 09/06/2018 | SCG | Res | Ex | Any | CZ04 | Each | 1 |  | None | -3.4 | -0.00035 | 44.8 | -3.4 | -0.00035 | 44.8 | -3.4 | -0.00035 | 44.8 | -3.4 | -0.00035 | 44.8 | DEER:Res:ClothesDishWasher | Annual | 1
RG-WtrHt-SmlInst-Gas-Ite175kBtuh-It2G-LW-0p81UEF-40g | DEER2018 | WaterHeater-Calculator-v3.1 | 09/06/2018 | SCG | Res | Ex | Any | CZ05 | Each | 1 |  | None | -3.5 | -0.000374 | 46.9 | -3.5 | -0.000374 | 46.9 | -3.5 | -0.000374 | 46.9 | -3.5 | -0.000374 | 46.9 | DEER:Res:ClothesDishWasher | Annual | 1
RG-WtrHt-SmlInst-Gas-Ite175kBtuh-It2G-LW-0p81UEF-40g | DEER2018 | WaterHeater-Calculator-v3.1 | 09/06/2018 | SCG | Res | Ex | Any | CZ06 | Each | 1 |  | None | -3.15 | -0.000331 | 40.3 | -3.15 | -0.000331 | 40.3 | -3.15 | -0.000331 | 40.3 | -3.15 | -0.000331 | 40.3 | DEER:Res:ClothesDishWasher | Annual | 1
RG-WtrHt-SmlInst-Gas-Ite175kBtuh-It2G-LW-0p81UEF-40g | DEER2018 | WaterHeater-Calculator-v3.1 | 09/06/2018 | SCG | Res | Ex | Any | CZ07 | Each | 1 |  | None | -3.05 | -0.000324 | 38.1 | -3.05 | -0.000324 | 38.1 | -3.05 | -0.000324 | 38.1 | -3.05 | -0.000324 | 38.1 | DEER:Res:ClothesDishWasher | Annual | 1
RG-WtrHt-SmlInst-Gas-Ite175kBtuh-It2G-LW-0p81UEF-40g | DEER2018 | WaterHeater-Calculator-v3.1 | 09/06/2018 | SCG | Res | Ex | Any | CZ08 | Each | 1 |  | None | -3.09 | -0.000323 | 38.7 | -3.09 | -0.000323 | 38.7 | -3.09 | -0.000323 | 38.7 | -3.09 | -0.000323 | 38.7 | DEER:Res:ClothesDishWasher | Annual | 1
RG-WtrHt-SmlInst-Gas-Ite175kBtuh-It2G-LW-0p81UEF-40g | DEER2018 | WaterHeater-Calculator-v3.1 | 09/06/2018 | SCG | Res | Ex | Any | CZ09 | Each | 1 |  | None | -3.01 | -0.00031 | 37.6 | -3.01 | -0.00031 | 37.6 | -3.01 | -0.00031 | 37.6 | -3.01 | -0.00031 | 37.6 | DEER:Res:ClothesDishWasher | Annual | 1
RG-WtrHt-SmlInst-Gas-Ite175kBtuh-It2G-LW-0p81UEF-40g | DEER2018 | WaterHeater-Calculator-v3.1 | 09/06/2018 | SCG | Res | Ex | Any | CZ10 | Each | 1 |  | None | -3.19 | -0.000324 | 40.8 | -3.19 | -0.000324 | 40.8 | -3.19 | -0.000324 | 40.8 | -3.19 | -0.000324 | 40.8 | DEER:Res:ClothesDishWasher | Annual | 1
RG-WtrHt-SmlInst-Gas-Ite175kBtuh-It2G-LW-0p81UEF-40g | DEER2018 | WaterHeater-Calculator-v3.1 | 09/06/2018 | SCG | Res | Ex | Any | CZ11 | Each | 1 |  | None | 0 | 0 | 0 | 0 | 0 | 0 | 0 | 0 | 0 | 0 | 0 | 0 | DEER:Res:ClothesDishWasher | Annual | 1
RG-WtrHt-SmlInst-Gas-Ite175kBtuh-It2G-LW-0p81UEF-40g | DEER2018 | WaterHeater-Calculator-v3.1 | 09/06/2018 | SCG | Res | Ex | Any | CZ12 | Each | 1 |  | None | 0 | 0 | 0 | 0 | 0 | 0 | 0 | 0 | 0 | 0 | 0 | 0 | DEER:Res:ClothesDishWasher | Annual | 1
RG-WtrHt-SmlInst-Gas-Ite175kBtuh-It2G-LW-0p81UEF-40g | DEER2018 | WaterHeater-Calculator-v3.1 | 09/06/2018 | SCG | Res | Ex | Any | CZ13 | Each | 1 |  | None | -3.17 | -0.000319 | 40.5 | -3.17 | -0.000319 | 40.5 | -3.17 | -0.000319 | 40.5 | -3.17 | -0.000319 | 40.5 | DEER:Res:ClothesDishWasher | Annual | 1
RG-WtrHt-SmlInst-Gas-Ite175kBtuh-It2G-LW-0p81UEF-40g | DEER2018 | WaterHeater-Calculator-v3.1 | 09/06/2018 | SCG | Res | Ex | Any | CZ14 | Each | 1 |  | None | -3.26 | -0.000309 | 41.5 | -3.26 | -0.000309 | 41.5 | -3.26 | -0.000309 | 41.5 | -3.26 | -0.000309 | 41.5 | DEER:Res:ClothesDishWasher | Annual | 1
RG-WtrHt-SmlInst-Gas-Ite175kBtuh-It2G-LW-0p81UEF-40g | DEER2018 | WaterHeater-Calculator-v3.1 | 09/06/2018 | SCG | Res | Ex | Any | CZ15 | Each | 1 |  | None | -2.47 | -0.000227 | 29.6 | -2.47 | -0.000227 | 29.6 | -2.47 | -0.000227 | 29.6 | -2.47 | -0.000227 | 29.6 | DEER:Res:ClothesDishWasher | Annual | 1
RG-WtrHt-SmlInst-Gas-Ite175kBtuh-It2G-LW-0p81UEF-40g | DEER2018 | WaterHeater-Calculator-v3.1 | 09/06/2018 | SCG | Res | Ex | Any | CZ16 | Each | 1 |  | None | -3.69 | -0.000381 | 50.1 | -3.69 | -0.000381 | 50.1 | -3.69 | -0.000381 | 50.1 | -3.69 | -0.000381 | 50.1 | DEER:Res:ClothesDishWasher | Annual | 1
RG-WtrHt-SmlInst-Gas-Ite175kBtuh-It2G-LW-0p81UEF-40g | DEER2018 | WaterHeater-Calculator-v3.1 | 09/06/2018 | SDG | Res | Ex | Any | CZ01 | Each | 1 |  | None | 0 | 0 | 0 | 0 | 0 | 0 | 0 | 0 | 0 | 0 | 0 | 0 | DEER:Res:ClothesDishWasher | Annual | 1
RG-WtrHt-SmlInst-Gas-Ite175kBtuh-It2G-LW-0p81UEF-40g | DEER2018 | WaterHeater-Calculator-v3.1 | 09/06/2018 | SDG | Res | Ex | Any | CZ02 | Each | 1 |  | None | 0 | 0 | 0 | 0 | 0 | 0 | 0 | 0 | 0 | 0 | 0 | 0 | DEER:Res:ClothesDishWasher | Annual | 1
RG-WtrHt-SmlInst-Gas-Ite175kBtuh-It2G-LW-0p81UEF-40g | DEER2018 | WaterHeater-Calculator-v3.1 | 09/06/2018 | SDG | Res | Ex | Any | CZ03 | Each | 1 |  | None | 0 | 0 | 0 | 0 | 0 | 0 | 0 | 0 | 0 | 0 | 0 | 0 | DEER:Res:ClothesDishWasher | Annual | 1
RG-WtrHt-SmlInst-Gas-Ite175kBtuh-It2G-LW-0p81UEF-40g | DEER2018 | WaterHeater-Calculator-v3.1 | 09/06/2018 | SDG | Res | Ex | Any | CZ04 | Each | 1 |  | None | 0 | 0 | 0 | 0 | 0 | 0 | 0 | 0 | 0 | 0 | 0 | 0 | DEER:Res:ClothesDishWasher | Annual | 1
RG-WtrHt-SmlInst-Gas-Ite175kBtuh-It2G-LW-0p81UEF-40g | DEER2018 | WaterHeater-Calculator-v3.1 | 09/06/2018 | SDG | Res | Ex | Any | CZ05 | Each | 1 |  | None | 0 | 0 | 0 | 0 | 0 | 0 | 0 | 0 | 0 | 0 | 0 | 0 | DEER:Res:ClothesDishWasher | Annual | 1
RG-WtrHt-SmlInst-Gas-Ite175kBtuh-It2G-LW-0p81UEF-40g | DEER2018 | WaterHeater-Calculator-v3.1 | 09/06/2018 | SDG | Res | Ex | Any | CZ06 | Each | 1 |  | None | -3.25 | -0.000342 | 42 | -3.25 | -0.000342 | 42 | -3.25 | -0.000342 | 42 | -3.25 | -0.000342 | 42 | DEER:Res:ClothesDishWasher | Annual | 1
RG-WtrHt-SmlInst-Gas-Ite175kBtuh-It2G-LW-0p81UEF-40g | DEER2018 | WaterHeater-Calculator-v3.1 | 09/06/2018 | SDG | Res | Ex | Any | CZ07 | Each | 1 |  | None | -3.12 | -0.000331 | 39.7 | -3.12 | -0.000331 | 39.7 | -3.12 | -0.000331 | 39.7 | -3.12 | -0.000331 | 39.7 | DEER:Res:ClothesDishWasher | Annual | 1
RG-WtrHt-SmlInst-Gas-Ite175kBtuh-It2G-LW-0p81UEF-40g | DEER2018 | WaterHeater-Calculator-v3.1 | 09/06/2018 | SDG | Res | Ex | Any | CZ08 | Each | 1 |  | None | -2.92 | -0.000305 | 36.7 | -2.92 | -0.000305 | 36.7 | -2.92 | -0.000305 | 36.7 | -2.92 | -0.000305 | 36.7 | DEER:Res:ClothesDishWasher | Annual | 1
RG-WtrHt-SmlInst-Gas-Ite175kBtuh-It2G-LW-0p81UEF-40g | DEER2018 | WaterHeater-Calculator-v3.1 | 09/06/2018 | SDG | Res | Ex | Any | CZ09 | Each | 1 |  | None | 0 | 0 | 0 | 0 | 0 | 0 | 0 | 0 | 0 | 0 | 0 | 0 | DEER:Res:ClothesDishWasher | Annual | 1
RG-WtrHt-SmlInst-Gas-Ite175kBtuh-It2G-LW-0p81UEF-40g | DEER2018 | WaterHeater-Calculator-v3.1 | 09/06/2018 | SDG | Res | Ex | Any | CZ10 | Each | 1 |  | None | -3.08 | -0.000313 | 39.5 | -3.08 | -0.000313 | 39.5 | -3.08 | -0.000313 | 39.5 | -3.08 | -0.000313 | 39.5 | DEER:Res:ClothesDishWasher | Annual | 1
RG-WtrHt-SmlInst-Gas-Ite175kBtuh-It2G-LW-0p81UEF-40g | DEER2018 | WaterHeater-Calculator-v3.1 | 09/06/2018 | SDG | Res | Ex | Any | CZ11 | Each | 1 |  | None | 0 | 0 | 0 | 0 | 0 | 0 | 0 | 0 | 0 | 0 | 0 | 0 | DEER:Res:ClothesDishWasher | Annual | 1
RG-WtrHt-SmlInst-Gas-Ite175kBtuh-It2G-LW-0p81UEF-40g | DEER2018 | WaterHeater-Calculator-v3.1 | 09/06/2018 | SDG | Res | Ex | Any | CZ12 | Each | 1 |  | None | 0 | 0 | 0 | 0 | 0 | 0 | 0 | 0 | 0 | 0 | 0 | 0 | DEER:Res:ClothesDishWasher | Annual | 1
RG-WtrHt-SmlInst-Gas-Ite175kBtuh-It2G-LW-0p81UEF-40g | DEER2018 | WaterHeater-Calculator-v3.1 | 09/06/2018 | SDG | Res | Ex | Any | CZ13 | Each | 1 |  | None | 0 | 0 | 0 | 0 | 0 | 0 | 0 | 0 | 0 | 0 | 0 | 0 | DEER:Res:ClothesDishWasher | Annual | 1
RG-WtrHt-SmlInst-Gas-Ite175kBtuh-It2G-LW-0p81UEF-40g | DEER2018 | WaterHeater-Calculator-v3.1 | 09/06/2018 | SDG | Res | Ex | Any | CZ14 | Each | 1 |  | None | -3.26 | -0.00031 | 42.5 | -3.26 | -0.00031 | 42.5 | -3.26 | -0.00031 | 42.5 | -3.26 | -0.00031 | 42.5 | DEER:Res:ClothesDishWasher | Annual | 1
RG-WtrHt-SmlInst-Gas-Ite175kBtuh-It2G-LW-0p81UEF-40g | DEER2018 | WaterHeater-Calculator-v3.1 | 09/06/2018 | SDG | Res | Ex | Any | CZ15 | Each | 1 |  | None | -2.72 | -0.000251 | 30.1 | -2.72 | -0.000251 | 30.1 | -2.72 | -0.000251 | 30.1 | -2.72 | -0.000251 | 30.1 | DEER:Res:ClothesDishWasher | Annual | 1
RG-WtrHt-SmlInst-Gas-Ite175kBtuh-It2G-LW-0p81UEF-40g | DEER2018 | WaterHeater-Calculator-v3.1 | 09/06/2018 | SDG | Res | Ex | Any | CZ16 | Each | 1 |  | None | 0 | 0 | 0 | 0 | 0 | 0 | 0 | 0 | 0 | 0 | 0 | 0 | DEER:Res:ClothesDishWasher | Annual | 1
RG-WtrHt-SmlInst-Gas-Ite175kBtuh-It2G-LW-0p81UEF-40g | DEER2018 | WaterHeater-Calculator-v3.1 | 09/06/2018 | PGE | Res | Ex | Any | IOU | Each | 1 |  | None | -3.28 | -0.000343 | 42.8 | -3.28 | -0.000343 | 42.8 | -3.28 | -0.000343 | 42.8 | -3.28 | -0.000343 | 42.8 | DEER:Res:ClothesDishWasher | Annual | 1
RG-WtrHt-SmlInst-Gas-Ite175kBtuh-It2G-LW-0p81UEF-40g | DEER2018 | WaterHeater-Calculator-v3.1 | 09/06/2018 | SCE | Res | Ex | Any | IOU | Each | 1 |  | None | 0 | 0 | 0 | 0 | 0 | 0 | 0 | 0 | 0 | 0 | 0 | 0 | DEER:Res:ClothesDishWasher | Annual | 1
RG-WtrHt-SmlInst-Gas-Ite175kBtuh-It2G-LW-0p81UEF-40g | DEER2018 | WaterHeater-Calculator-v3.1 | 09/06/2018 | SCG | Res | Ex | Any | IOU | Each | 1 |  | None | -3.13 | -0.000321 | 40 | -3.13 | -0.000321 | 40 | -3.13 | -0.000321 | 40 | -3.13 | -0.000321 | 40 | DEER:Res:ClothesDishWasher | Annual | 1
RG-WtrHt-SmlInst-Gas-Ite175kBtuh-It2G-LW-0p81UEF-40g | DEER2018 | WaterHeater-Calculator-v3.1 | 09/06/2018 | SDG | Res | Ex | Any | IOU | Each | 1 |  | None | -3.1 | -0.00032 | 39.2 | -3.1 | -0.00032 | 39.2 | -3.1 | -0.00032 | 39.2 | -3.1 | -0.00032 | 39.2 | DEER:Res:ClothesDishWasher | Annual | 1

## 0.81-MD
StdTechID | Stor_UEF-Gas-040gal-MD-0.58UEF
MeasTechID | Inst_UEF-Gas-175kBtuh-MD-0p81UEF
EnergyImpactID | Version | VersionSource | LastMod | PA | BldgType | BldgVint | BldgHVAC | BldgLoc | NormUnit | NumUnit | MeasArea | ScaleBasis | APreEUkWh | APreEUkW | APreEUtherm | APreWBkWh | APreWBkW | APreWBtherm | AStdEUkWh | AStdEUkW | AStdEUtherm | AStdWBkWh | AStdWBkW | AStdWBtherm | ElecImpactProfileID | GasImpactProfileID | Flag
RG-WtrHt-SmlInst-Gas-Ite175kBtuh-It2G-MD-0p81UEF-40g | DEER2018 | WaterHeater-Calculator-v3.1 | 09/06/2018 | Any | SFm | Ex | Any | CZ01 | Each | 1 |  | None | -3.89 | -0.000419 | 53.1 | -3.89 | -0.000419 | 53.1 | -3.89 | -0.000419 | 50.7 | -3.89 | -0.000419 | 50.7 | DEER:Res:ClothesDishWasher | Annual | 1
RG-WtrHt-SmlInst-Gas-Ite175kBtuh-It2G-MD-0p81UEF-40g | DEER2018 | WaterHeater-Calculator-v3.1 | 09/06/2018 | Any | SFm | Ex | Any | CZ02 | Each | 1 |  | None | -3.62 | -0.000387 | 46.8 | -3.62 | -0.000387 | 46.8 | -3.62 | -0.000387 | 44.6 | -3.62 | -0.000387 | 44.6 | DEER:Res:ClothesDishWasher | Annual | 1
RG-WtrHt-SmlInst-Gas-Ite175kBtuh-It2G-MD-0p81UEF-40g | DEER2018 | WaterHeater-Calculator-v3.1 | 09/06/2018 | Any | SFm | Ex | Any | CZ03 | Each | 1 |  | None | -3.63 | -0.000393 | 47.6 | -3.63 | -0.000393 | 47.6 | -3.63 | -0.000393 | 45.3 | -3.63 | -0.000393 | 45.3 | DEER:Res:ClothesDishWasher | Annual | 1
RG-WtrHt-SmlInst-Gas-Ite175kBtuh-It2G-MD-0p81UEF-40g | DEER2018 | WaterHeater-Calculator-v3.1 | 09/06/2018 | Any | SFm | Ex | Any | CZ04 | Each | 1 |  | None | -3.52 | -0.000363 | 44.8 | -3.52 | -0.000363 | 44.8 | -3.52 | -0.000363 | 42.6 | -3.52 | -0.000363 | 42.6 | DEER:Res:ClothesDishWasher | Annual | 1
RG-WtrHt-SmlInst-Gas-Ite175kBtuh-It2G-MD-0p81UEF-40g | DEER2018 | WaterHeater-Calculator-v3.1 | 09/06/2018 | Any | SFm | Ex | Any | CZ05 | Each | 1 |  | None | -3.68 | -0.000394 | 48.3 | -3.68 | -0.000394 | 48.3 | -3.68 | -0.000394 | 46.1 | -3.68 | -0.000394 | 46.1 | DEER:Res:ClothesDishWasher | Annual | 1
RG-WtrHt-SmlInst-Gas-Ite175kBtuh-It2G-MD-0p81UEF-40g | DEER2018 | WaterHeater-Calculator-v3.1 | 09/06/2018 | Any | SFm | Ex | Any | CZ06 | Each | 1 |  | None | -3.41 | -0.000359 | 42.7 | -3.41 | -0.000359 | 42.7 | -3.41 | -0.000359 | 40.6 | -3.41 | -0.000359 | 40.6 | DEER:Res:ClothesDishWasher | Annual | 1
RG-WtrHt-SmlInst-Gas-Ite175kBtuh-It2G-MD-0p81UEF-40g | DEER2018 | WaterHeater-Calculator-v3.1 | 09/06/2018 | Any | SFm | Ex | Any | CZ07 | Each | 1 |  | None | -3.37 | -0.000358 | 41.8 | -3.37 | -0.000358 | 41.8 | -3.37 | -0.000358 | 39.7 | -3.37 | -0.000358 | 39.7 | DEER:Res:ClothesDishWasher | Annual | 1
RG-WtrHt-SmlInst-Gas-Ite175kBtuh-It2G-MD-0p81UEF-40g | DEER2018 | WaterHeater-Calculator-v3.1 | 09/06/2018 | Any | SFm | Ex | Any | CZ08 | Each | 1 |  | None | -3.32 | -0.000347 | 40.6 | -3.32 | -0.000347 | 40.6 | -3.32 | -0.000347 | 38.5 | -3.32 | -0.000347 | 38.5 | DEER:Res:ClothesDishWasher | Annual | 1
RG-WtrHt-SmlInst-Gas-Ite175kBtuh-It2G-MD-0p81UEF-40g | DEER2018 | WaterHeater-Calculator-v3.1 | 09/06/2018 | Any | SFm | Ex | Any | CZ09 | Each | 1 |  | None | -3.32 | -0.000342 | 40.4 | -3.32 | -0.000342 | 40.4 | -3.32 | -0.000342 | 38.4 | -3.32 | -0.000342 | 38.4 | DEER:Res:ClothesDishWasher | Annual | 1
RG-WtrHt-SmlInst-Gas-Ite175kBtuh-It2G-MD-0p81UEF-40g | DEER2018 | WaterHeater-Calculator-v3.1 | 09/06/2018 | Any | SFm | Ex | Any | CZ10 | Each | 1 |  | None | -3.3 | -0.000335 | 40.1 | -3.3 | -0.000335 | 40.1 | -3.3 | -0.000335 | 38.1 | -3.3 | -0.000335 | 38.1 | DEER:Res:ClothesDishWasher | Annual | 1
RG-WtrHt-SmlInst-Gas-Ite175kBtuh-It2G-MD-0p81UEF-40g | DEER2018 | WaterHeater-Calculator-v3.1 | 09/06/2018 | Any | SFm | Ex | Any | CZ11 | Each | 1 |  | None | -3.35 | -0.000336 | 41.2 | -3.35 | -0.000336 | 41.2 | -3.35 | -0.000336 | 39.1 | -3.35 | -0.000336 | 39.1 | DEER:Res:ClothesDishWasher | Annual | 1
RG-WtrHt-SmlInst-Gas-Ite175kBtuh-It2G-MD-0p81UEF-40g | DEER2018 | WaterHeater-Calculator-v3.1 | 09/06/2018 | Any | SFm | Ex | Any | CZ12 | Each | 1 |  | None | -3.46 | -0.000359 | 43.6 | -3.46 | -0.000359 | 43.6 | -3.46 | -0.000359 | 41.4 | -3.46 | -0.000359 | 41.4 | DEER:Res:ClothesDishWasher | Annual | 1
RG-WtrHt-SmlInst-Gas-Ite175kBtuh-It2G-MD-0p81UEF-40g | DEER2018 | WaterHeater-Calculator-v3.1 | 09/06/2018 | Any | SFm | Ex | Any | CZ13 | Each | 1 |  | None | -3.31 | -0.000333 | 40.3 | -3.31 | -0.000333 | 40.3 | -3.31 | -0.000333 | 38.3 | -3.31 | -0.000333 | 38.3 | DEER:Res:ClothesDishWasher | Annual | 1
RG-WtrHt-SmlInst-Gas-Ite175kBtuh-It2G-MD-0p81UEF-40g | DEER2018 | WaterHeater-Calculator-v3.1 | 09/06/2018 | Any | SFm | Ex | Any | CZ14 | Each | 1 |  | None | -3.38 | -0.00032 | 41.3 | -3.38 | -0.00032 | 41.3 | -3.38 | -0.00032 | 39.3 | -3.38 | -0.00032 | 39.3 | DEER:Res:ClothesDishWasher | Annual | 1
RG-WtrHt-SmlInst-Gas-Ite175kBtuh-It2G-MD-0p81UEF-40g | DEER2018 | WaterHeater-Calculator-v3.1 | 09/06/2018 | Any | SFm | Ex | Any | CZ15 | Each | 1 |  | None | -2.78 | -0.000257 | 29 | -2.78 | -0.000257 | 29 | -2.78 | -0.000257 | 27.4 | -2.78 | -0.000257 | 27.4 | DEER:Res:ClothesDishWasher | Annual | 1
RG-WtrHt-SmlInst-Gas-Ite175kBtuh-It2G-MD-0p81UEF-40g | DEER2018 | WaterHeater-Calculator-v3.1 | 09/06/2018 | Any | SFm | Ex | Any | CZ16 | Each | 1 |  | None | -3.88 | -0.000401 | 51.9 | -3.88 | -0.000401 | 51.9 | -3.88 | -0.000401 | 49.5 | -3.88 | -0.000401 | 49.5 | DEER:Res:ClothesDishWasher | Annual | 1
RG-WtrHt-SmlInst-Gas-Ite175kBtuh-It2G-MD-0p81UEF-40g | DEER2018 | WaterHeater-Calculator-v3.1 | 09/06/2018 | Any | MFm | Ex | Any | CZ01 | Each | 1 |  | None | -3.23 | -0.000349 | 36.7 | -3.23 | -0.000349 | 36.7 | -3.23 | -0.000349 | 34.8 | -3.23 | -0.000349 | 34.8 | DEER:Res:ClothesDishWasher | Annual | 1
RG-WtrHt-SmlInst-Gas-Ite175kBtuh-It2G-MD-0p81UEF-40g | DEER2018 | WaterHeater-Calculator-v3.1 | 09/06/2018 | Any | MFm | Ex | Any | CZ02 | Each | 1 |  | None | -3.01 | -0.000322 | 34.8 | -3.01 | -0.000322 | 34.8 | -3.01 | -0.000322 | 33 | -3.01 | -0.000322 | 33 | DEER:Res:ClothesDishWasher | Annual | 1
RG-WtrHt-SmlInst-Gas-Ite175kBtuh-It2G-MD-0p81UEF-40g | DEER2018 | WaterHeater-Calculator-v3.1 | 09/06/2018 | Any | MFm | Ex | Any | CZ03 | Each | 1 |  | None | -3.02 | -0.000327 | 34 | -3.02 | -0.000327 | 34 | -3.02 | -0.000327 | 32.2 | -3.02 | -0.000327 | 32.2 | DEER:Res:ClothesDishWasher | Annual | 1
RG-WtrHt-SmlInst-Gas-Ite175kBtuh-It2G-MD-0p81UEF-40g | DEER2018 | WaterHeater-Calculator-v3.1 | 09/06/2018 | Any | MFm | Ex | Any | CZ04 | Each | 1 |  | None | -2.92 | -0.000302 | 33.7 | -2.92 | -0.000302 | 33.7 | -2.92 | -0.000302 | 31.9 | -2.92 | -0.000302 | 31.9 | DEER:Res:ClothesDishWasher | Annual | 1
RG-WtrHt-SmlInst-Gas-Ite175kBtuh-It2G-MD-0p81UEF-40g | DEER2018 | WaterHeater-Calculator-v3.1 | 09/06/2018 | Any | MFm | Ex | Any | CZ05 | Each | 1 |  | None | -3.06 | -0.000328 | 34.2 | -3.06 | -0.000328 | 34.2 | -3.06 | -0.000328 | 32.3 | -3.06 | -0.000328 | 32.3 | DEER:Res:ClothesDishWasher | Annual | 1
RG-WtrHt-SmlInst-Gas-Ite175kBtuh-It2G-MD-0p81UEF-40g | DEER2018 | WaterHeater-Calculator-v3.1 | 09/06/2018 | Any | MFm | Ex | Any | CZ06 | Each | 1 |  | None | -2.84 | -0.000299 | 32.5 | -2.84 | -0.000299 | 32.5 | -2.84 | -0.000299 | 30.8 | -2.84 | -0.000299 | 30.8 | DEER:Res:ClothesDishWasher | Annual | 1
RG-WtrHt-SmlInst-Gas-Ite175kBtuh-It2G-MD-0p81UEF-40g | DEER2018 | WaterHeater-Calculator-v3.1 | 09/06/2018 | Any | MFm | Ex | Any | CZ07 | Each | 1 |  | None | -2.8 | -0.000298 | 31.9 | -2.8 | -0.000298 | 31.9 | -2.8 | -0.000298 | 30.2 | -2.8 | -0.000298 | 30.2 | DEER:Res:ClothesDishWasher | Annual | 1
RG-WtrHt-SmlInst-Gas-Ite175kBtuh-It2G-MD-0p81UEF-40g | DEER2018 | WaterHeater-Calculator-v3.1 | 09/06/2018 | Any | MFm | Ex | Any | CZ08 | Each | 1 |  | None | -2.76 | -0.000289 | 31.6 | -2.76 | -0.000289 | 31.6 | -2.76 | -0.000289 | 30 | -2.76 | -0.000289 | 30 | DEER:Res:ClothesDishWasher | Annual | 1
RG-WtrHt-SmlInst-Gas-Ite175kBtuh-It2G-MD-0p81UEF-40g | DEER2018 | WaterHeater-Calculator-v3.1 | 09/06/2018 | Any | MFm | Ex | Any | CZ09 | Each | 1 |  | None | -2.76 | -0.000284 | 31.7 | -2.76 | -0.000284 | 31.7 | -2.76 | -0.000284 | 30 | -2.76 | -0.000284 | 30 | DEER:Res:ClothesDishWasher | Annual | 1
RG-WtrHt-SmlInst-Gas-Ite175kBtuh-It2G-MD-0p81UEF-40g | DEER2018 | WaterHeater-Calculator-v3.1 | 09/06/2018 | Any | MFm | Ex | Any | CZ10 | Each | 1 |  | None | -2.75 | -0.000279 | 31.7 | -2.75 | -0.000279 | 31.7 | -2.75 | -0.000279 | 30 | -2.75 | -0.000279 | 30 | DEER:Res:ClothesDishWasher | Annual | 1
RG-WtrHt-SmlInst-Gas-Ite175kBtuh-It2G-MD-0p81UEF-40g | DEER2018 | WaterHeater-Calculator-v3.1 | 09/06/2018 | Any | MFm | Ex | Any | CZ11 | Each | 1 |  | None | -2.79 | -0.00028 | 32.6 | -2.79 | -0.00028 | 32.6 | -2.79 | -0.00028 | 30.9 | -2.79 | -0.00028 | 30.9 | DEER:Res:ClothesDishWasher | Annual | 1
RG-WtrHt-SmlInst-Gas-Ite175kBtuh-It2G-MD-0p81UEF-40g | DEER2018 | WaterHeater-Calculator-v3.1 | 09/06/2018 | Any | MFm | Ex | Any | CZ12 | Each | 1 |  | None | -2.87 | -0.000299 | 33.5 | -2.87 | -0.000299 | 33.5 | -2.87 | -0.000299 | 31.8 | -2.87 | -0.000299 | 31.8 | DEER:Res:ClothesDishWasher | Annual | 1
RG-WtrHt-SmlInst-Gas-Ite175kBtuh-It2G-MD-0p81UEF-40g | DEER2018 | WaterHeater-Calculator-v3.1 | 09/06/2018 | Any | MFm | Ex | Any | CZ13 | Each | 1 |  | None | -2.75 | -0.000277 | 32.3 | -2.75 | -0.000277 | 32.3 | -2.75 | -0.000277 | 30.6 | -2.75 | -0.000277 | 30.6 | DEER:Res:ClothesDishWasher | Annual | 1
RG-WtrHt-SmlInst-Gas-Ite175kBtuh-It2G-MD-0p81UEF-40g | DEER2018 | WaterHeater-Calculator-v3.1 | 09/06/2018 | Any | MFm | Ex | Any | CZ14 | Each | 1 |  | None | -2.81 | -0.000267 | 32.6 | -2.81 | -0.000267 | 32.6 | -2.81 | -0.000267 | 30.9 | -2.81 | -0.000267 | 30.9 | DEER:Res:ClothesDishWasher | Annual | 1
RG-WtrHt-SmlInst-Gas-Ite175kBtuh-It2G-MD-0p81UEF-40g | DEER2018 | WaterHeater-Calculator-v3.1 | 09/06/2018 | Any | MFm | Ex | Any | CZ15 | Each | 1 |  | None | -2.31 | -0.000214 | 28.1 | -2.31 | -0.000214 | 28.1 | -2.31 | -0.000214 | 26.7 | -2.31 | -0.000214 | 26.7 | DEER:Res:ClothesDishWasher | Annual | 1
RG-WtrHt-SmlInst-Gas-Ite175kBtuh-It2G-MD-0p81UEF-40g | DEER2018 | WaterHeater-Calculator-v3.1 | 09/06/2018 | Any | MFm | Ex | Any | CZ16 | Each | 1 |  | None | -3.23 | -0.000334 | 36.1 | -3.23 | -0.000334 | 36.1 | -3.23 | -0.000334 | 34.2 | -3.23 | -0.000334 | 34.2 | DEER:Res:ClothesDishWasher | Annual | 1
RG-WtrHt-SmlInst-Gas-Ite175kBtuh-It2G-MD-0p81UEF-40g | DEER2018 | WaterHeater-Calculator-v3.1 | 09/06/2018 | Any | DMo | Ex | Any | CZ01 | Each | 1 |  | None | -3.27 | -0.000352 | 53.3 | -3.27 | -0.000352 | 53.3 | -3.27 | -0.000352 | 51.1 | -3.27 | -0.000352 | 51.1 | DEER:Res:ClothesDishWasher | Annual | 1
RG-WtrHt-SmlInst-Gas-Ite175kBtuh-It2G-MD-0p81UEF-40g | DEER2018 | WaterHeater-Calculator-v3.1 | 09/06/2018 | Any | DMo | Ex | Any | CZ02 | Each | 1 |  | None | -3.04 | -0.000325 | 47.6 | -3.04 | -0.000325 | 47.6 | -3.04 | -0.000325 | 45.6 | -3.04 | -0.000325 | 45.6 | DEER:Res:ClothesDishWasher | Annual | 1
RG-WtrHt-SmlInst-Gas-Ite175kBtuh-It2G-MD-0p81UEF-40g | DEER2018 | WaterHeater-Calculator-v3.1 | 09/06/2018 | Any | DMo | Ex | Any | CZ03 | Each | 1 |  | None | -3.05 | -0.00033 | 47.8 | -3.05 | -0.00033 | 47.8 | -3.05 | -0.00033 | 45.8 | -3.05 | -0.00033 | 45.8 | DEER:Res:ClothesDishWasher | Annual | 1
RG-WtrHt-SmlInst-Gas-Ite175kBtuh-It2G-MD-0p81UEF-40g | DEER2018 | WaterHeater-Calculator-v3.1 | 09/06/2018 | Any | DMo | Ex | Any | CZ04 | Each | 1 |  | None | -2.96 | -0.000305 | 45.5 | -2.96 | -0.000305 | 45.5 | -2.96 | -0.000305 | 43.5 | -2.96 | -0.000305 | 43.5 | DEER:Res:ClothesDishWasher | Annual | 1
RG-WtrHt-SmlInst-Gas-Ite175kBtuh-It2G-MD-0p81UEF-40g | DEER2018 | WaterHeater-Calculator-v3.1 | 09/06/2018 | Any | DMo | Ex | Any | CZ05 | Each | 1 |  | None | -3.1 | -0.000331 | 49 | -3.1 | -0.000331 | 49 | -3.1 | -0.000331 | 47 | -3.1 | -0.000331 | 47 | DEER:Res:ClothesDishWasher | Annual | 1
RG-WtrHt-SmlInst-Gas-Ite175kBtuh-It2G-MD-0p81UEF-40g | DEER2018 | WaterHeater-Calculator-v3.1 | 09/06/2018 | Any | DMo | Ex | Any | CZ06 | Each | 1 |  | None | -2.87 | -0.000301 | 43.3 | -2.87 | -0.000301 | 43.3 | -2.87 | -0.000301 | 41.5 | -2.87 | -0.000301 | 41.5 | DEER:Res:ClothesDishWasher | Annual | 1
RG-WtrHt-SmlInst-Gas-Ite175kBtuh-It2G-MD-0p81UEF-40g | DEER2018 | WaterHeater-Calculator-v3.1 | 09/06/2018 | Any | DMo | Ex | Any | CZ07 | Each | 1 |  | None | -2.83 | -0.000301 | 42.6 | -2.83 | -0.000301 | 42.6 | -2.83 | -0.000301 | 40.8 | -2.83 | -0.000301 | 40.8 | DEER:Res:ClothesDishWasher | Annual | 1
RG-WtrHt-SmlInst-Gas-Ite175kBtuh-It2G-MD-0p81UEF-40g | DEER2018 | WaterHeater-Calculator-v3.1 | 09/06/2018 | Any | DMo | Ex | Any | CZ08 | Each | 1 |  | None | -2.79 | -0.000291 | 41.4 | -2.79 | -0.000291 | 41.4 | -2.79 | -0.000291 | 39.6 | -2.79 | -0.000291 | 39.6 | DEER:Res:ClothesDishWasher | Annual | 1
RG-WtrHt-SmlInst-Gas-Ite175kBtuh-It2G-MD-0p81UEF-40g | DEER2018 | WaterHeater-Calculator-v3.1 | 09/06/2018 | Any | DMo | Ex | Any | CZ09 | Each | 1 |  | None | -2.79 | -0.000287 | 41.4 | -2.79 | -0.000287 | 41.4 | -2.79 | -0.000287 | 39.6 | -2.79 | -0.000287 | 39.6 | DEER:Res:ClothesDishWasher | Annual | 1
RG-WtrHt-SmlInst-Gas-Ite175kBtuh-It2G-MD-0p81UEF-40g | DEER2018 | WaterHeater-Calculator-v3.1 | 09/06/2018 | Any | DMo | Ex | Any | CZ10 | Each | 1 |  | None | -2.78 | -0.000281 | 41 | -2.78 | -0.000281 | 41 | -2.78 | -0.000281 | 39.3 | -2.78 | -0.000281 | 39.3 | DEER:Res:ClothesDishWasher | Annual | 1
RG-WtrHt-SmlInst-Gas-Ite175kBtuh-It2G-MD-0p81UEF-40g | DEER2018 | WaterHeater-Calculator-v3.1 | 09/06/2018 | Any | DMo | Ex | Any | CZ11 | Each | 1 |  | None | -2.82 | -0.000282 | 41.9 | -2.82 | -0.000282 | 41.9 | -2.82 | -0.000282 | 40.1 | -2.82 | -0.000282 | 40.1 | DEER:Res:ClothesDishWasher | Annual | 1
RG-WtrHt-SmlInst-Gas-Ite175kBtuh-It2G-MD-0p81UEF-40g | DEER2018 | WaterHeater-Calculator-v3.1 | 09/06/2018 | Any | DMo | Ex | Any | CZ12 | Each | 1 |  | None | -2.91 | -0.000301 | 44.1 | -2.91 | -0.000301 | 44.1 | -2.91 | -0.000301 | 42.3 | -2.91 | -0.000301 | 42.3 | DEER:Res:ClothesDishWasher | Annual | 1
RG-WtrHt-SmlInst-Gas-Ite175kBtuh-It2G-MD-0p81UEF-40g | DEER2018 | WaterHeater-Calculator-v3.1 | 09/06/2018 | Any | DMo | Ex | Any | CZ13 | Each | 1 |  | None | -2.78 | -0.000279 | 41.1 | -2.78 | -0.000279 | 41.1 | -2.78 | -0.000279 | 39.3 | -2.78 | -0.000279 | 39.3 | DEER:Res:ClothesDishWasher | Annual | 1
RG-WtrHt-SmlInst-Gas-Ite175kBtuh-It2G-MD-0p81UEF-40g | DEER2018 | WaterHeater-Calculator-v3.1 | 09/06/2018 | Any | DMo | Ex | Any | CZ14 | Each | 1 |  | None | -2.84 | -0.000269 | 42.4 | -2.84 | -0.000269 | 42.4 | -2.84 | -0.000269 | 40.6 | -2.84 | -0.000269 | 40.6 | DEER:Res:ClothesDishWasher | Annual | 1
RG-WtrHt-SmlInst-Gas-Ite175kBtuh-It2G-MD-0p81UEF-40g | DEER2018 | WaterHeater-Calculator-v3.1 | 09/06/2018 | Any | DMo | Ex | Any | CZ15 | Each | 1 |  | None | -2.34 | -0.000215 | 30.3 | -2.34 | -0.000215 | 30.3 | -2.34 | -0.000215 | 28.9 | -2.34 | -0.000215 | 28.9 | DEER:Res:ClothesDishWasher | Annual | 1
RG-WtrHt-SmlInst-Gas-Ite175kBtuh-It2G-MD-0p81UEF-40g | DEER2018 | WaterHeater-Calculator-v3.1 | 09/06/2018 | Any | DMo | Ex | Any | CZ16 | Each | 1 |  | None | -3.26 | -0.000336 | 52.9 | -3.26 | -0.000336 | 52.9 | -3.26 | -0.000336 | 50.7 | -3.26 | -0.000336 | 50.7 | DEER:Res:ClothesDishWasher | Annual | 1
RG-WtrHt-SmlInst-Gas-Ite175kBtuh-It2G-MD-0p81UEF-40g | DEER2018 | WaterHeater-Calculator-v3.1 | 09/06/2018 | PGE | Res | Ex | Any | CZ01 | Each | 1 |  | None | -3.71 | -0.0004 | 49.1 | -3.71 | -0.0004 | 49.1 | -3.71 | -0.0004 | 49.1 | -3.71 | -0.0004 | 49.1 | DEER:Res:ClothesDishWasher | Annual | 1
RG-WtrHt-SmlInst-Gas-Ite175kBtuh-It2G-MD-0p81UEF-40g | DEER2018 | WaterHeater-Calculator-v3.1 | 09/06/2018 | PGE | Res | Ex | Any | CZ02 | Each | 1 |  | None | -3.45 | -0.000369 | 44.2 | -3.45 | -0.000369 | 44.2 | -3.45 | -0.000369 | 44.2 | -3.45 | -0.000369 | 44.2 | DEER:Res:ClothesDishWasher | Annual | 1
RG-WtrHt-SmlInst-Gas-Ite175kBtuh-It2G-MD-0p81UEF-40g | DEER2018 | WaterHeater-Calculator-v3.1 | 09/06/2018 | PGE | Res | Ex | Any | CZ03 | Each | 1 |  | None | -3.35 | -0.000363 | 41.6 | -3.35 | -0.000363 | 41.6 | -3.35 | -0.000363 | 41.6 | -3.35 | -0.000363 | 41.6 | DEER:Res:ClothesDishWasher | Annual | 1
RG-WtrHt-SmlInst-Gas-Ite175kBtuh-It2G-MD-0p81UEF-40g | DEER2018 | WaterHeater-Calculator-v3.1 | 09/06/2018 | PGE | Res | Ex | Any | CZ04 | Each | 1 |  | None | -3.29 | -0.00034 | 40.8 | -3.29 | -0.00034 | 40.8 | -3.29 | -0.00034 | 40.8 | -3.29 | -0.00034 | 40.8 | DEER:Res:ClothesDishWasher | Annual | 1
RG-WtrHt-SmlInst-Gas-Ite175kBtuh-It2G-MD-0p81UEF-40g | DEER2018 | WaterHeater-Calculator-v3.1 | 09/06/2018 | PGE | Res | Ex | Any | CZ05 | Each | 1 |  | None | -3.49 | -0.000374 | 45.6 | -3.49 | -0.000374 | 45.6 | -3.49 | -0.000374 | 45.6 | -3.49 | -0.000374 | 45.6 | DEER:Res:ClothesDishWasher | Annual | 1
RG-WtrHt-SmlInst-Gas-Ite175kBtuh-It2G-MD-0p81UEF-40g | DEER2018 | WaterHeater-Calculator-v3.1 | 09/06/2018 | PGE | Res | Ex | Any | CZ06 | Each | 1 |  | None | 0 | 0 | 0 | 0 | 0 | 0 | 0 | 0 | 0 | 0 | 0 | 0 | DEER:Res:ClothesDishWasher | Annual | 1
RG-WtrHt-SmlInst-Gas-Ite175kBtuh-It2G-MD-0p81UEF-40g | DEER2018 | WaterHeater-Calculator-v3.1 | 09/06/2018 | PGE | Res | Ex | Any | CZ07 | Each | 1 |  | None | 0 | 0 | 0 | 0 | 0 | 0 | 0 | 0 | 0 | 0 | 0 | 0 | DEER:Res:ClothesDishWasher | Annual | 1
RG-WtrHt-SmlInst-Gas-Ite175kBtuh-It2G-MD-0p81UEF-40g | DEER2018 | WaterHeater-Calculator-v3.1 | 09/06/2018 | PGE | Res | Ex | Any | CZ08 | Each | 1 |  | None | 0 | 0 | 0 | 0 | 0 | 0 | 0 | 0 | 0 | 0 | 0 | 0 | DEER:Res:ClothesDishWasher | Annual | 1
RG-WtrHt-SmlInst-Gas-Ite175kBtuh-It2G-MD-0p81UEF-40g | DEER2018 | WaterHeater-Calculator-v3.1 | 09/06/2018 | PGE | Res | Ex | Any | CZ09 | Each | 1 |  | None | 0 | 0 | 0 | 0 | 0 | 0 | 0 | 0 | 0 | 0 | 0 | 0 | DEER:Res:ClothesDishWasher | Annual | 1
RG-WtrHt-SmlInst-Gas-Ite175kBtuh-It2G-MD-0p81UEF-40g | DEER2018 | WaterHeater-Calculator-v3.1 | 09/06/2018 | PGE | Res | Ex | Any | CZ10 | Each | 1 |  | None | 0 | 0 | 0 | 0 | 0 | 0 | 0 | 0 | 0 | 0 | 0 | 0 | DEER:Res:ClothesDishWasher | Annual | 1
RG-WtrHt-SmlInst-Gas-Ite175kBtuh-It2G-MD-0p81UEF-40g | DEER2018 | WaterHeater-Calculator-v3.1 | 09/06/2018 | PGE | Res | Ex | Any | CZ11 | Each | 1 |  | None | -3.18 | -0.000319 | 40.1 | -3.18 | -0.000319 | 40.1 | -3.18 | -0.000319 | 40.1 | -3.18 | -0.000319 | 40.1 | DEER:Res:ClothesDishWasher | Annual | 1
RG-WtrHt-SmlInst-Gas-Ite175kBtuh-It2G-MD-0p81UEF-40g | DEER2018 | WaterHeater-Calculator-v3.1 | 09/06/2018 | PGE | Res | Ex | Any | CZ12 | Each | 1 |  | None | -3.3 | -0.000342 | 41.2 | -3.3 | -0.000342 | 41.2 | -3.3 | -0.000342 | 41.2 | -3.3 | -0.000342 | 41.2 | DEER:Res:ClothesDishWasher | Annual | 1
RG-WtrHt-SmlInst-Gas-Ite175kBtuh-It2G-MD-0p81UEF-40g | DEER2018 | WaterHeater-Calculator-v3.1 | 09/06/2018 | PGE | Res | Ex | Any | CZ13 | Each | 1 |  | None | -3.15 | -0.000317 | 38.6 | -3.15 | -0.000317 | 38.6 | -3.15 | -0.000317 | 38.6 | -3.15 | -0.000317 | 38.6 | DEER:Res:ClothesDishWasher | Annual | 1
RG-WtrHt-SmlInst-Gas-Ite175kBtuh-It2G-MD-0p81UEF-40g | DEER2018 | WaterHeater-Calculator-v3.1 | 09/06/2018 | PGE | Res | Ex | Any | CZ14 | Each | 1 |  | None | 0 | 0 | 0 | 0 | 0 | 0 | 0 | 0 | 0 | 0 | 0 | 0 | DEER:Res:ClothesDishWasher | Annual | 1
RG-WtrHt-SmlInst-Gas-Ite175kBtuh-It2G-MD-0p81UEF-40g | DEER2018 | WaterHeater-Calculator-v3.1 | 09/06/2018 | PGE | Res | Ex | Any | CZ15 | Each | 1 |  | None | 0 | 0 | 0 | 0 | 0 | 0 | 0 | 0 | 0 | 0 | 0 | 0 | DEER:Res:ClothesDishWasher | Annual | 1
RG-WtrHt-SmlInst-Gas-Ite175kBtuh-It2G-MD-0p81UEF-40g | DEER2018 | WaterHeater-Calculator-v3.1 | 09/06/2018 | PGE | Res | Ex | Any | CZ16 | Each | 1 |  | None | -3.77 | -0.00039 | 52 | -3.77 | -0.00039 | 52 | -3.77 | -0.00039 | 52 | -3.77 | -0.00039 | 52 | DEER:Res:ClothesDishWasher | Annual | 1
RG-WtrHt-SmlInst-Gas-Ite175kBtuh-It2G-MD-0p81UEF-40g | DEER2018 | WaterHeater-Calculator-v3.1 | 09/06/2018 | SCE | Res | Ex | Any | CZ01 | Each | 1 |  | None | 0 | 0 | 0 | 0 | 0 | 0 | 0 | 0 | 0 | 0 | 0 | 0 | DEER:Res:ClothesDishWasher | Annual | 1
RG-WtrHt-SmlInst-Gas-Ite175kBtuh-It2G-MD-0p81UEF-40g | DEER2018 | WaterHeater-Calculator-v3.1 | 09/06/2018 | SCE | Res | Ex | Any | CZ02 | Each | 1 |  | None | 0 | 0 | 0 | 0 | 0 | 0 | 0 | 0 | 0 | 0 | 0 | 0 | DEER:Res:ClothesDishWasher | Annual | 1
RG-WtrHt-SmlInst-Gas-Ite175kBtuh-It2G-MD-0p81UEF-40g | DEER2018 | WaterHeater-Calculator-v3.1 | 09/06/2018 | SCE | Res | Ex | Any | CZ03 | Each | 1 |  | None | 0 | 0 | 0 | 0 | 0 | 0 | 0 | 0 | 0 | 0 | 0 | 0 | DEER:Res:ClothesDishWasher | Annual | 1
RG-WtrHt-SmlInst-Gas-Ite175kBtuh-It2G-MD-0p81UEF-40g | DEER2018 | WaterHeater-Calculator-v3.1 | 09/06/2018 | SCE | Res | Ex | Any | CZ04 | Each | 1 |  | None | 0 | 0 | 0 | 0 | 0 | 0 | 0 | 0 | 0 | 0 | 0 | 0 | DEER:Res:ClothesDishWasher | Annual | 1
RG-WtrHt-SmlInst-Gas-Ite175kBtuh-It2G-MD-0p81UEF-40g | DEER2018 | WaterHeater-Calculator-v3.1 | 09/06/2018 | SCE | Res | Ex | Any | CZ05 | Each | 1 |  | None | -3.52 | -0.000377 | 44.7 | -3.52 | -0.000377 | 44.7 | -3.52 | -0.000377 | 44.7 | -3.52 | -0.000377 | 44.7 | DEER:Res:ClothesDishWasher | Annual | 1
RG-WtrHt-SmlInst-Gas-Ite175kBtuh-It2G-MD-0p81UEF-40g | DEER2018 | WaterHeater-Calculator-v3.1 | 09/06/2018 | SCE | Res | Ex | Any | CZ06 | Each | 1 |  | None | -3.13 | -0.00033 | 38.1 | -3.13 | -0.00033 | 38.1 | -3.13 | -0.00033 | 38.1 | -3.13 | -0.00033 | 38.1 | DEER:Res:ClothesDishWasher | Annual | 1
RG-WtrHt-SmlInst-Gas-Ite175kBtuh-It2G-MD-0p81UEF-40g | DEER2018 | WaterHeater-Calculator-v3.1 | 09/06/2018 | SCE | Res | Ex | Any | CZ07 | Each | 1 |  | None | 0 | 0 | 0 | 0 | 0 | 0 | 0 | 0 | 0 | 0 | 0 | 0 | DEER:Res:ClothesDishWasher | Annual | 1
RG-WtrHt-SmlInst-Gas-Ite175kBtuh-It2G-MD-0p81UEF-40g | DEER2018 | WaterHeater-Calculator-v3.1 | 09/06/2018 | SCE | Res | Ex | Any | CZ08 | Each | 1 |  | None | -3.12 | -0.000326 | 37.7 | -3.12 | -0.000326 | 37.7 | -3.12 | -0.000326 | 37.7 | -3.12 | -0.000326 | 37.7 | DEER:Res:ClothesDishWasher | Annual | 1
RG-WtrHt-SmlInst-Gas-Ite175kBtuh-It2G-MD-0p81UEF-40g | DEER2018 | WaterHeater-Calculator-v3.1 | 09/06/2018 | SCE | Res | Ex | Any | CZ09 | Each | 1 |  | None | -3.14 | -0.000324 | 38 | -3.14 | -0.000324 | 38 | -3.14 | -0.000324 | 38 | -3.14 | -0.000324 | 38 | DEER:Res:ClothesDishWasher | Annual | 1
RG-WtrHt-SmlInst-Gas-Ite175kBtuh-It2G-MD-0p81UEF-40g | DEER2018 | WaterHeater-Calculator-v3.1 | 09/06/2018 | SCE | Res | Ex | Any | CZ10 | Each | 1 |  | None | -3.2 | -0.000325 | 39.3 | -3.2 | -0.000325 | 39.3 | -3.2 | -0.000325 | 39.3 | -3.2 | -0.000325 | 39.3 | DEER:Res:ClothesDishWasher | Annual | 1
RG-WtrHt-SmlInst-Gas-Ite175kBtuh-It2G-MD-0p81UEF-40g | DEER2018 | WaterHeater-Calculator-v3.1 | 09/06/2018 | SCE | Res | Ex | Any | CZ11 | Each | 1 |  | None | 0 | 0 | 0 | 0 | 0 | 0 | 0 | 0 | 0 | 0 | 0 | 0 | DEER:Res:ClothesDishWasher | Annual | 1
RG-WtrHt-SmlInst-Gas-Ite175kBtuh-It2G-MD-0p81UEF-40g | DEER2018 | WaterHeater-Calculator-v3.1 | 09/06/2018 | SCE | Res | Ex | Any | CZ12 | Each | 1 |  | None | 0 | 0 | 0 | 0 | 0 | 0 | 0 | 0 | 0 | 0 | 0 | 0 | DEER:Res:ClothesDishWasher | Annual | 1
RG-WtrHt-SmlInst-Gas-Ite175kBtuh-It2G-MD-0p81UEF-40g | DEER2018 | WaterHeater-Calculator-v3.1 | 09/06/2018 | SCE | Res | Ex | Any | CZ13 | Each | 1 |  | None | -3.24 | -0.000326 | 39.9 | -3.24 | -0.000326 | 39.9 | -3.24 | -0.000326 | 39.9 | -3.24 | -0.000326 | 39.9 | DEER:Res:ClothesDishWasher | Annual | 1
RG-WtrHt-SmlInst-Gas-Ite175kBtuh-It2G-MD-0p81UEF-40g | DEER2018 | WaterHeater-Calculator-v3.1 | 09/06/2018 | SCE | Res | Ex | Any | CZ14 | Each | 1 |  | None | -3.3 | -0.000312 | 40.6 | -3.3 | -0.000312 | 40.6 | -3.3 | -0.000312 | 40.6 | -3.3 | -0.000312 | 40.6 | DEER:Res:ClothesDishWasher | Annual | 1
RG-WtrHt-SmlInst-Gas-Ite175kBtuh-It2G-MD-0p81UEF-40g | DEER2018 | WaterHeater-Calculator-v3.1 | 09/06/2018 | SCE | Res | Ex | Any | CZ15 | Each | 1 |  | None | -2.54 | -0.000235 | 28.7 | -2.54 | -0.000235 | 28.7 | -2.54 | -0.000235 | 28.7 | -2.54 | -0.000235 | 28.7 | DEER:Res:ClothesDishWasher | Annual | 1
RG-WtrHt-SmlInst-Gas-Ite175kBtuh-It2G-MD-0p81UEF-40g | DEER2018 | WaterHeater-Calculator-v3.1 | 09/06/2018 | SCE | Res | Ex | Any | CZ16 | Each | 1 |  | None | -3.74 | -0.000386 | 50.3 | -3.74 | -0.000386 | 50.3 | -3.74 | -0.000386 | 50.3 | -3.74 | -0.000386 | 50.3 | DEER:Res:ClothesDishWasher | Annual | 1
RG-WtrHt-SmlInst-Gas-Ite175kBtuh-It2G-MD-0p81UEF-40g | DEER2018 | WaterHeater-Calculator-v3.1 | 09/06/2018 | SCG | Res | Ex | Any | CZ01 | Each | 1 |  | None | 0 | 0 | 0 | 0 | 0 | 0 | 0 | 0 | 0 | 0 | 0 | 0 | DEER:Res:ClothesDishWasher | Annual | 1
RG-WtrHt-SmlInst-Gas-Ite175kBtuh-It2G-MD-0p81UEF-40g | DEER2018 | WaterHeater-Calculator-v3.1 | 09/06/2018 | SCG | Res | Ex | Any | CZ02 | Each | 1 |  | None | 0 | 0 | 0 | 0 | 0 | 0 | 0 | 0 | 0 | 0 | 0 | 0 | DEER:Res:ClothesDishWasher | Annual | 1
RG-WtrHt-SmlInst-Gas-Ite175kBtuh-It2G-MD-0p81UEF-40g | DEER2018 | WaterHeater-Calculator-v3.1 | 09/06/2018 | SCG | Res | Ex | Any | CZ03 | Each | 1 |  | None | 0 | 0 | 0 | 0 | 0 | 0 | 0 | 0 | 0 | 0 | 0 | 0 | DEER:Res:ClothesDishWasher | Annual | 1
RG-WtrHt-SmlInst-Gas-Ite175kBtuh-It2G-MD-0p81UEF-40g | DEER2018 | WaterHeater-Calculator-v3.1 | 09/06/2018 | SCG | Res | Ex | Any | CZ04 | Each | 1 |  | None | -3.44 | -0.000354 | 43.3 | -3.44 | -0.000354 | 43.3 | -3.44 | -0.000354 | 43.3 | -3.44 | -0.000354 | 43.3 | DEER:Res:ClothesDishWasher | Annual | 1
RG-WtrHt-SmlInst-Gas-Ite175kBtuh-It2G-MD-0p81UEF-40g | DEER2018 | WaterHeater-Calculator-v3.1 | 09/06/2018 | SCG | Res | Ex | Any | CZ05 | Each | 1 |  | None | -3.54 | -0.000379 | 45.4 | -3.54 | -0.000379 | 45.4 | -3.54 | -0.000379 | 45.4 | -3.54 | -0.000379 | 45.4 | DEER:Res:ClothesDishWasher | Annual | 1
RG-WtrHt-SmlInst-Gas-Ite175kBtuh-It2G-MD-0p81UEF-40g | DEER2018 | WaterHeater-Calculator-v3.1 | 09/06/2018 | SCG | Res | Ex | Any | CZ06 | Each | 1 |  | None | -3.19 | -0.000336 | 38.9 | -3.19 | -0.000336 | 38.9 | -3.19 | -0.000336 | 38.9 | -3.19 | -0.000336 | 38.9 | DEER:Res:ClothesDishWasher | Annual | 1
RG-WtrHt-SmlInst-Gas-Ite175kBtuh-It2G-MD-0p81UEF-40g | DEER2018 | WaterHeater-Calculator-v3.1 | 09/06/2018 | SCG | Res | Ex | Any | CZ07 | Each | 1 |  | None | -3.08 | -0.000328 | 36.8 | -3.08 | -0.000328 | 36.8 | -3.08 | -0.000328 | 36.8 | -3.08 | -0.000328 | 36.8 | DEER:Res:ClothesDishWasher | Annual | 1
RG-WtrHt-SmlInst-Gas-Ite175kBtuh-It2G-MD-0p81UEF-40g | DEER2018 | WaterHeater-Calculator-v3.1 | 09/06/2018 | SCG | Res | Ex | Any | CZ08 | Each | 1 |  | None | -3.12 | -0.000327 | 37.5 | -3.12 | -0.000327 | 37.5 | -3.12 | -0.000327 | 37.5 | -3.12 | -0.000327 | 37.5 | DEER:Res:ClothesDishWasher | Annual | 1
RG-WtrHt-SmlInst-Gas-Ite175kBtuh-It2G-MD-0p81UEF-40g | DEER2018 | WaterHeater-Calculator-v3.1 | 09/06/2018 | SCG | Res | Ex | Any | CZ09 | Each | 1 |  | None | -3.05 | -0.000314 | 36.3 | -3.05 | -0.000314 | 36.3 | -3.05 | -0.000314 | 36.3 | -3.05 | -0.000314 | 36.3 | DEER:Res:ClothesDishWasher | Annual | 1
RG-WtrHt-SmlInst-Gas-Ite175kBtuh-It2G-MD-0p81UEF-40g | DEER2018 | WaterHeater-Calculator-v3.1 | 09/06/2018 | SCG | Res | Ex | Any | CZ10 | Each | 1 |  | None | -3.23 | -0.000328 | 39.4 | -3.23 | -0.000328 | 39.4 | -3.23 | -0.000328 | 39.4 | -3.23 | -0.000328 | 39.4 | DEER:Res:ClothesDishWasher | Annual | 1
RG-WtrHt-SmlInst-Gas-Ite175kBtuh-It2G-MD-0p81UEF-40g | DEER2018 | WaterHeater-Calculator-v3.1 | 09/06/2018 | SCG | Res | Ex | Any | CZ11 | Each | 1 |  | None | 0 | 0 | 0 | 0 | 0 | 0 | 0 | 0 | 0 | 0 | 0 | 0 | DEER:Res:ClothesDishWasher | Annual | 1
RG-WtrHt-SmlInst-Gas-Ite175kBtuh-It2G-MD-0p81UEF-40g | DEER2018 | WaterHeater-Calculator-v3.1 | 09/06/2018 | SCG | Res | Ex | Any | CZ12 | Each | 1 |  | None | 0 | 0 | 0 | 0 | 0 | 0 | 0 | 0 | 0 | 0 | 0 | 0 | DEER:Res:ClothesDishWasher | Annual | 1
RG-WtrHt-SmlInst-Gas-Ite175kBtuh-It2G-MD-0p81UEF-40g | DEER2018 | WaterHeater-Calculator-v3.1 | 09/06/2018 | SCG | Res | Ex | Any | CZ13 | Each | 1 |  | None | -3.2 | -0.000322 | 39.2 | -3.2 | -0.000322 | 39.2 | -3.2 | -0.000322 | 39.2 | -3.2 | -0.000322 | 39.2 | DEER:Res:ClothesDishWasher | Annual | 1
RG-WtrHt-SmlInst-Gas-Ite175kBtuh-It2G-MD-0p81UEF-40g | DEER2018 | WaterHeater-Calculator-v3.1 | 09/06/2018 | SCG | Res | Ex | Any | CZ14 | Each | 1 |  | None | -3.3 | -0.000312 | 40.1 | -3.3 | -0.000312 | 40.1 | -3.3 | -0.000312 | 40.1 | -3.3 | -0.000312 | 40.1 | DEER:Res:ClothesDishWasher | Annual | 1
RG-WtrHt-SmlInst-Gas-Ite175kBtuh-It2G-MD-0p81UEF-40g | DEER2018 | WaterHeater-Calculator-v3.1 | 09/06/2018 | SCG | Res | Ex | Any | CZ15 | Each | 1 |  | None | -2.49 | -0.00023 | 28.5 | -2.49 | -0.00023 | 28.5 | -2.49 | -0.00023 | 28.5 | -2.49 | -0.00023 | 28.5 | DEER:Res:ClothesDishWasher | Annual | 1
RG-WtrHt-SmlInst-Gas-Ite175kBtuh-It2G-MD-0p81UEF-40g | DEER2018 | WaterHeater-Calculator-v3.1 | 09/06/2018 | SCG | Res | Ex | Any | CZ16 | Each | 1 |  | None | -3.73 | -0.000386 | 48.6 | -3.73 | -0.000386 | 48.6 | -3.73 | -0.000386 | 48.6 | -3.73 | -0.000386 | 48.6 | DEER:Res:ClothesDishWasher | Annual | 1
RG-WtrHt-SmlInst-Gas-Ite175kBtuh-It2G-MD-0p81UEF-40g | DEER2018 | WaterHeater-Calculator-v3.1 | 09/06/2018 | SDG | Res | Ex | Any | CZ01 | Each | 1 |  | None | 0 | 0 | 0 | 0 | 0 | 0 | 0 | 0 | 0 | 0 | 0 | 0 | DEER:Res:ClothesDishWasher | Annual | 1
RG-WtrHt-SmlInst-Gas-Ite175kBtuh-It2G-MD-0p81UEF-40g | DEER2018 | WaterHeater-Calculator-v3.1 | 09/06/2018 | SDG | Res | Ex | Any | CZ02 | Each | 1 |  | None | 0 | 0 | 0 | 0 | 0 | 0 | 0 | 0 | 0 | 0 | 0 | 0 | DEER:Res:ClothesDishWasher | Annual | 1
RG-WtrHt-SmlInst-Gas-Ite175kBtuh-It2G-MD-0p81UEF-40g | DEER2018 | WaterHeater-Calculator-v3.1 | 09/06/2018 | SDG | Res | Ex | Any | CZ03 | Each | 1 |  | None | 0 | 0 | 0 | 0 | 0 | 0 | 0 | 0 | 0 | 0 | 0 | 0 | DEER:Res:ClothesDishWasher | Annual | 1
RG-WtrHt-SmlInst-Gas-Ite175kBtuh-It2G-MD-0p81UEF-40g | DEER2018 | WaterHeater-Calculator-v3.1 | 09/06/2018 | SDG | Res | Ex | Any | CZ04 | Each | 1 |  | None | 0 | 0 | 0 | 0 | 0 | 0 | 0 | 0 | 0 | 0 | 0 | 0 | DEER:Res:ClothesDishWasher | Annual | 1
RG-WtrHt-SmlInst-Gas-Ite175kBtuh-It2G-MD-0p81UEF-40g | DEER2018 | WaterHeater-Calculator-v3.1 | 09/06/2018 | SDG | Res | Ex | Any | CZ05 | Each | 1 |  | None | 0 | 0 | 0 | 0 | 0 | 0 | 0 | 0 | 0 | 0 | 0 | 0 | DEER:Res:ClothesDishWasher | Annual | 1
RG-WtrHt-SmlInst-Gas-Ite175kBtuh-It2G-MD-0p81UEF-40g | DEER2018 | WaterHeater-Calculator-v3.1 | 09/06/2018 | SDG | Res | Ex | Any | CZ06 | Each | 1 |  | None | -3.29 | -0.000347 | 40.6 | -3.29 | -0.000347 | 40.6 | -3.29 | -0.000347 | 40.6 | -3.29 | -0.000347 | 40.6 | DEER:Res:ClothesDishWasher | Annual | 1
RG-WtrHt-SmlInst-Gas-Ite175kBtuh-It2G-MD-0p81UEF-40g | DEER2018 | WaterHeater-Calculator-v3.1 | 09/06/2018 | SDG | Res | Ex | Any | CZ07 | Each | 1 |  | None | -3.15 | -0.000335 | 38.4 | -3.15 | -0.000335 | 38.4 | -3.15 | -0.000335 | 38.4 | -3.15 | -0.000335 | 38.4 | DEER:Res:ClothesDishWasher | Annual | 1
RG-WtrHt-SmlInst-Gas-Ite175kBtuh-It2G-MD-0p81UEF-40g | DEER2018 | WaterHeater-Calculator-v3.1 | 09/06/2018 | SDG | Res | Ex | Any | CZ08 | Each | 1 |  | None | -2.95 | -0.000309 | 35.5 | -2.95 | -0.000309 | 35.5 | -2.95 | -0.000309 | 35.5 | -2.95 | -0.000309 | 35.5 | DEER:Res:ClothesDishWasher | Annual | 1
RG-WtrHt-SmlInst-Gas-Ite175kBtuh-It2G-MD-0p81UEF-40g | DEER2018 | WaterHeater-Calculator-v3.1 | 09/06/2018 | SDG | Res | Ex | Any | CZ09 | Each | 1 |  | None | 0 | 0 | 0 | 0 | 0 | 0 | 0 | 0 | 0 | 0 | 0 | 0 | DEER:Res:ClothesDishWasher | Annual | 1
RG-WtrHt-SmlInst-Gas-Ite175kBtuh-It2G-MD-0p81UEF-40g | DEER2018 | WaterHeater-Calculator-v3.1 | 09/06/2018 | SDG | Res | Ex | Any | CZ10 | Each | 1 |  | None | -3.12 | -0.000317 | 38.2 | -3.12 | -0.000317 | 38.2 | -3.12 | -0.000317 | 38.2 | -3.12 | -0.000317 | 38.2 | DEER:Res:ClothesDishWasher | Annual | 1
RG-WtrHt-SmlInst-Gas-Ite175kBtuh-It2G-MD-0p81UEF-40g | DEER2018 | WaterHeater-Calculator-v3.1 | 09/06/2018 | SDG | Res | Ex | Any | CZ11 | Each | 1 |  | None | 0 | 0 | 0 | 0 | 0 | 0 | 0 | 0 | 0 | 0 | 0 | 0 | DEER:Res:ClothesDishWasher | Annual | 1
RG-WtrHt-SmlInst-Gas-Ite175kBtuh-It2G-MD-0p81UEF-40g | DEER2018 | WaterHeater-Calculator-v3.1 | 09/06/2018 | SDG | Res | Ex | Any | CZ12 | Each | 1 |  | None | 0 | 0 | 0 | 0 | 0 | 0 | 0 | 0 | 0 | 0 | 0 | 0 | DEER:Res:ClothesDishWasher | Annual | 1
RG-WtrHt-SmlInst-Gas-Ite175kBtuh-It2G-MD-0p81UEF-40g | DEER2018 | WaterHeater-Calculator-v3.1 | 09/06/2018 | SDG | Res | Ex | Any | CZ13 | Each | 1 |  | None | 0 | 0 | 0 | 0 | 0 | 0 | 0 | 0 | 0 | 0 | 0 | 0 | DEER:Res:ClothesDishWasher | Annual | 1
RG-WtrHt-SmlInst-Gas-Ite175kBtuh-It2G-MD-0p81UEF-40g | DEER2018 | WaterHeater-Calculator-v3.1 | 09/06/2018 | SDG | Res | Ex | Any | CZ14 | Each | 1 |  | None | -3.3 | -0.000313 | 41.1 | -3.3 | -0.000313 | 41.1 | -3.3 | -0.000313 | 41.1 | -3.3 | -0.000313 | 41.1 | DEER:Res:ClothesDishWasher | Annual | 1
RG-WtrHt-SmlInst-Gas-Ite175kBtuh-It2G-MD-0p81UEF-40g | DEER2018 | WaterHeater-Calculator-v3.1 | 09/06/2018 | SDG | Res | Ex | Any | CZ15 | Each | 1 |  | None | -2.75 | -0.000254 | 28.9 | -2.75 | -0.000254 | 28.9 | -2.75 | -0.000254 | 28.9 | -2.75 | -0.000254 | 28.9 | DEER:Res:ClothesDishWasher | Annual | 1
RG-WtrHt-SmlInst-Gas-Ite175kBtuh-It2G-MD-0p81UEF-40g | DEER2018 | WaterHeater-Calculator-v3.1 | 09/06/2018 | SDG | Res | Ex | Any | CZ16 | Each | 1 |  | None | 0 | 0 | 0 | 0 | 0 | 0 | 0 | 0 | 0 | 0 | 0 | 0 | DEER:Res:ClothesDishWasher | Annual | 1
RG-WtrHt-SmlInst-Gas-Ite175kBtuh-It2G-MD-0p81UEF-40g | DEER2018 | WaterHeater-Calculator-v3.1 | 09/06/2018 | PGE | Res | Ex | Any | IOU | Each | 1 |  | None | -3.32 | -0.000348 | 41.5 | -3.32 | -0.000348 | 41.5 | -3.32 | -0.000348 | 41.5 | -3.32 | -0.000348 | 41.5 | DEER:Res:ClothesDishWasher | Annual | 1
RG-WtrHt-SmlInst-Gas-Ite175kBtuh-It2G-MD-0p81UEF-40g | DEER2018 | WaterHeater-Calculator-v3.1 | 09/06/2018 | SCE | Res | Ex | Any | IOU | Each | 1 |  | None | 0 | 0 | 0 | 0 | 0 | 0 | 0 | 0 | 0 | 0 | 0 | 0 | DEER:Res:ClothesDishWasher | Annual | 1
RG-WtrHt-SmlInst-Gas-Ite175kBtuh-It2G-MD-0p81UEF-40g | DEER2018 | WaterHeater-Calculator-v3.1 | 09/06/2018 | SCG | Res | Ex | Any | IOU | Each | 1 |  | None | -3.16 | -0.000325 | 38.6 | -3.16 | -0.000325 | 38.6 | -3.16 | -0.000325 | 38.6 | -3.16 | -0.000325 | 38.6 | DEER:Res:ClothesDishWasher | Annual | 1
RG-WtrHt-SmlInst-Gas-Ite175kBtuh-It2G-MD-0p81UEF-40g | DEER2018 | WaterHeater-Calculator-v3.1 | 09/06/2018 | SDG | Res | Ex | Any | IOU | Each | 1 |  | None | -3.14 | -0.000324 | 37.9 | -3.14 | -0.000324 | 37.9 | -3.14 | -0.000324 | 37.9 | -3.14 | -0.000324 | 37.9 | DEER:Res:ClothesDishWasher | Annual | 1

## 0.81-HI
StdTechID | Stor_UEF-Gas-040gal-HI-0.64UEF
MeasTechID | Inst_UEF-Gas-175kBtuh-HI-0p81UEF
EnergyImpactID | Version | VersionSource | LastMod | PA | BldgType | BldgVint | BldgHVAC | BldgLoc | NormUnit | NumUnit | MeasArea | ScaleBasis | APreEUkWh | APreEUkW | APreEUtherm | APreWBkWh | APreWBkW | APreWBtherm | AStdEUkWh | AStdEUkW | AStdEUtherm | AStdWBkWh | AStdWBkW | AStdWBtherm | ElecImpactProfileID | GasImpactProfileID | Flag
RG-WtrHt-SmlInst-Gas-Ite175kBtuh-It2G-HI-0p81UEF-40g | DEER2018 | WaterHeater-Calculator-v3.1 | 09/06/2018 | Any | SFm | Ex | Any | CZ01 | Each | 1 |  | None | -3.84 | -0.000414 | 54.7 | -3.84 | -0.000414 | 54.7 | -3.84 | -0.000414 | 46.7 | -3.84 | -0.000414 | 46.7 | DEER:Res:ClothesDishWasher | Annual | 1
RG-WtrHt-SmlInst-Gas-Ite175kBtuh-It2G-HI-0p81UEF-40g | DEER2018 | WaterHeater-Calculator-v3.1 | 09/06/2018 | Any | SFm | Ex | Any | CZ02 | Each | 1 |  | None | -3.58 | -0.000382 | 48.3 | -3.58 | -0.000382 | 48.3 | -3.58 | -0.000382 | 41 | -3.58 | -0.000382 | 41 | DEER:Res:ClothesDishWasher | Annual | 1
RG-WtrHt-SmlInst-Gas-Ite175kBtuh-It2G-HI-0p81UEF-40g | DEER2018 | WaterHeater-Calculator-v3.1 | 09/06/2018 | Any | SFm | Ex | Any | CZ03 | Each | 1 |  | None | -3.59 | -0.000388 | 49.1 | -3.59 | -0.000388 | 49.1 | -3.59 | -0.000388 | 41.7 | -3.59 | -0.000388 | 41.7 | DEER:Res:ClothesDishWasher | Annual | 1
RG-WtrHt-SmlInst-Gas-Ite175kBtuh-It2G-HI-0p81UEF-40g | DEER2018 | WaterHeater-Calculator-v3.1 | 09/06/2018 | Any | SFm | Ex | Any | CZ04 | Each | 1 |  | None | -3.48 | -0.000358 | 46.3 | -3.48 | -0.000358 | 46.3 | -3.48 | -0.000358 | 39.1 | -3.48 | -0.000358 | 39.1 | DEER:Res:ClothesDishWasher | Annual | 1
RG-WtrHt-SmlInst-Gas-Ite175kBtuh-It2G-HI-0p81UEF-40g | DEER2018 | WaterHeater-Calculator-v3.1 | 09/06/2018 | Any | SFm | Ex | Any | CZ05 | Each | 1 |  | None | -3.64 | -0.000389 | 49.9 | -3.64 | -0.000389 | 49.9 | -3.64 | -0.000389 | 42.4 | -3.64 | -0.000389 | 42.4 | DEER:Res:ClothesDishWasher | Annual | 1
RG-WtrHt-SmlInst-Gas-Ite175kBtuh-It2G-HI-0p81UEF-40g | DEER2018 | WaterHeater-Calculator-v3.1 | 09/06/2018 | Any | SFm | Ex | Any | CZ06 | Each | 1 |  | None | -3.37 | -0.000354 | 44.2 | -3.37 | -0.000354 | 44.2 | -3.37 | -0.000354 | 37.2 | -3.37 | -0.000354 | 37.2 | DEER:Res:ClothesDishWasher | Annual | 1
RG-WtrHt-SmlInst-Gas-Ite175kBtuh-It2G-HI-0p81UEF-40g | DEER2018 | WaterHeater-Calculator-v3.1 | 09/06/2018 | Any | SFm | Ex | Any | CZ07 | Each | 1 |  | None | -3.33 | -0.000354 | 43.2 | -3.33 | -0.000354 | 43.2 | -3.33 | -0.000354 | 36.4 | -3.33 | -0.000354 | 36.4 | DEER:Res:ClothesDishWasher | Annual | 1
RG-WtrHt-SmlInst-Gas-Ite175kBtuh-It2G-HI-0p81UEF-40g | DEER2018 | WaterHeater-Calculator-v3.1 | 09/06/2018 | Any | SFm | Ex | Any | CZ08 | Each | 1 |  | None | -3.28 | -0.000343 | 41.9 | -3.28 | -0.000343 | 41.9 | -3.28 | -0.000343 | 35.3 | -3.28 | -0.000343 | 35.3 | DEER:Res:ClothesDishWasher | Annual | 1
RG-WtrHt-SmlInst-Gas-Ite175kBtuh-It2G-HI-0p81UEF-40g | DEER2018 | WaterHeater-Calculator-v3.1 | 09/06/2018 | Any | SFm | Ex | Any | CZ09 | Each | 1 |  | None | -3.28 | -0.000337 | 41.8 | -3.28 | -0.000337 | 41.8 | -3.28 | -0.000337 | 35.1 | -3.28 | -0.000337 | 35.1 | DEER:Res:ClothesDishWasher | Annual | 1
RG-WtrHt-SmlInst-Gas-Ite175kBtuh-It2G-HI-0p81UEF-40g | DEER2018 | WaterHeater-Calculator-v3.1 | 09/06/2018 | Any | SFm | Ex | Any | CZ10 | Each | 1 |  | None | -3.26 | -0.000331 | 41.5 | -3.26 | -0.000331 | 41.5 | -3.26 | -0.000331 | 34.8 | -3.26 | -0.000331 | 34.8 | DEER:Res:ClothesDishWasher | Annual | 1
RG-WtrHt-SmlInst-Gas-Ite175kBtuh-It2G-HI-0p81UEF-40g | DEER2018 | WaterHeater-Calculator-v3.1 | 09/06/2018 | Any | SFm | Ex | Any | CZ11 | Each | 1 |  | None | -3.31 | -0.000332 | 42.6 | -3.31 | -0.000332 | 42.6 | -3.31 | -0.000332 | 35.8 | -3.31 | -0.000332 | 35.8 | DEER:Res:ClothesDishWasher | Annual | 1
RG-WtrHt-SmlInst-Gas-Ite175kBtuh-It2G-HI-0p81UEF-40g | DEER2018 | WaterHeater-Calculator-v3.1 | 09/06/2018 | Any | SFm | Ex | Any | CZ12 | Each | 1 |  | None | -3.42 | -0.000355 | 45 | -3.42 | -0.000355 | 45 | -3.42 | -0.000355 | 38 | -3.42 | -0.000355 | 38 | DEER:Res:ClothesDishWasher | Annual | 1
RG-WtrHt-SmlInst-Gas-Ite175kBtuh-It2G-HI-0p81UEF-40g | DEER2018 | WaterHeater-Calculator-v3.1 | 09/06/2018 | Any | SFm | Ex | Any | CZ13 | Each | 1 |  | None | -3.27 | -0.000329 | 41.7 | -3.27 | -0.000329 | 41.7 | -3.27 | -0.000329 | 35 | -3.27 | -0.000329 | 35 | DEER:Res:ClothesDishWasher | Annual | 1
RG-WtrHt-SmlInst-Gas-Ite175kBtuh-It2G-HI-0p81UEF-40g | DEER2018 | WaterHeater-Calculator-v3.1 | 09/06/2018 | Any | SFm | Ex | Any | CZ14 | Each | 1 |  | None | -3.34 | -0.000317 | 42.7 | -3.34 | -0.000317 | 42.7 | -3.34 | -0.000317 | 36 | -3.34 | -0.000317 | 36 | DEER:Res:ClothesDishWasher | Annual | 1
RG-WtrHt-SmlInst-Gas-Ite175kBtuh-It2G-HI-0p81UEF-40g | DEER2018 | WaterHeater-Calculator-v3.1 | 09/06/2018 | Any | SFm | Ex | Any | CZ15 | Each | 1 |  | None | -2.75 | -0.000254 | 30.2 | -2.75 | -0.000254 | 30.2 | -2.75 | -0.000254 | 24.8 | -2.75 | -0.000254 | 24.8 | DEER:Res:ClothesDishWasher | Annual | 1
RG-WtrHt-SmlInst-Gas-Ite175kBtuh-It2G-HI-0p81UEF-40g | DEER2018 | WaterHeater-Calculator-v3.1 | 09/06/2018 | Any | SFm | Ex | Any | CZ16 | Each | 1 |  | None | -3.84 | -0.000396 | 53.5 | -3.84 | -0.000396 | 53.5 | -3.84 | -0.000396 | 45.6 | -3.84 | -0.000396 | 45.6 | DEER:Res:ClothesDishWasher | Annual | 1
RG-WtrHt-SmlInst-Gas-Ite175kBtuh-It2G-HI-0p81UEF-40g | DEER2018 | WaterHeater-Calculator-v3.1 | 09/06/2018 | Any | MFm | Ex | Any | CZ01 | Each | 1 |  | None | -3.2 | -0.000345 | 38.1 | -3.2 | -0.000345 | 38.1 | -3.2 | -0.000345 | 31.8 | -3.2 | -0.000345 | 31.8 | DEER:Res:ClothesDishWasher | Annual | 1
RG-WtrHt-SmlInst-Gas-Ite175kBtuh-It2G-HI-0p81UEF-40g | DEER2018 | WaterHeater-Calculator-v3.1 | 09/06/2018 | Any | MFm | Ex | Any | CZ02 | Each | 1 |  | None | -2.97 | -0.000318 | 36.1 | -2.97 | -0.000318 | 36.1 | -2.97 | -0.000318 | 30 | -2.97 | -0.000318 | 30 | DEER:Res:ClothesDishWasher | Annual | 1
RG-WtrHt-SmlInst-Gas-Ite175kBtuh-It2G-HI-0p81UEF-40g | DEER2018 | WaterHeater-Calculator-v3.1 | 09/06/2018 | Any | MFm | Ex | Any | CZ03 | Each | 1 |  | None | -2.98 | -0.000323 | 35.2 | -2.98 | -0.000323 | 35.2 | -2.98 | -0.000323 | 29.2 | -2.98 | -0.000323 | 29.2 | DEER:Res:ClothesDishWasher | Annual | 1
RG-WtrHt-SmlInst-Gas-Ite175kBtuh-It2G-HI-0p81UEF-40g | DEER2018 | WaterHeater-Calculator-v3.1 | 09/06/2018 | Any | MFm | Ex | Any | CZ04 | Each | 1 |  | None | -2.89 | -0.000298 | 34.9 | -2.89 | -0.000298 | 34.9 | -2.89 | -0.000298 | 28.9 | -2.89 | -0.000298 | 28.9 | DEER:Res:ClothesDishWasher | Annual | 1
RG-WtrHt-SmlInst-Gas-Ite175kBtuh-It2G-HI-0p81UEF-40g | DEER2018 | WaterHeater-Calculator-v3.1 | 09/06/2018 | Any | MFm | Ex | Any | CZ05 | Each | 1 |  | None | -3.03 | -0.000324 | 35.4 | -3.03 | -0.000324 | 35.4 | -3.03 | -0.000324 | 29.4 | -3.03 | -0.000324 | 29.4 | DEER:Res:ClothesDishWasher | Annual | 1
RG-WtrHt-SmlInst-Gas-Ite175kBtuh-It2G-HI-0p81UEF-40g | DEER2018 | WaterHeater-Calculator-v3.1 | 09/06/2018 | Any | MFm | Ex | Any | CZ06 | Each | 1 |  | None | -2.8 | -0.000295 | 33.7 | -2.8 | -0.000295 | 33.7 | -2.8 | -0.000295 | 27.8 | -2.8 | -0.000295 | 27.8 | DEER:Res:ClothesDishWasher | Annual | 1
RG-WtrHt-SmlInst-Gas-Ite175kBtuh-It2G-HI-0p81UEF-40g | DEER2018 | WaterHeater-Calculator-v3.1 | 09/06/2018 | Any | MFm | Ex | Any | CZ07 | Each | 1 |  | None | -2.77 | -0.000295 | 33.1 | -2.77 | -0.000295 | 33.1 | -2.77 | -0.000295 | 27.3 | -2.77 | -0.000295 | 27.3 | DEER:Res:ClothesDishWasher | Annual | 1
RG-WtrHt-SmlInst-Gas-Ite175kBtuh-It2G-HI-0p81UEF-40g | DEER2018 | WaterHeater-Calculator-v3.1 | 09/06/2018 | Any | MFm | Ex | Any | CZ08 | Each | 1 |  | None | -2.73 | -0.000285 | 32.8 | -2.73 | -0.000285 | 32.8 | -2.73 | -0.000285 | 27 | -2.73 | -0.000285 | 27 | DEER:Res:ClothesDishWasher | Annual | 1
RG-WtrHt-SmlInst-Gas-Ite175kBtuh-It2G-HI-0p81UEF-40g | DEER2018 | WaterHeater-Calculator-v3.1 | 09/06/2018 | Any | MFm | Ex | Any | CZ09 | Each | 1 |  | None | -2.72 | -0.000281 | 32.8 | -2.72 | -0.000281 | 32.8 | -2.72 | -0.000281 | 27.1 | -2.72 | -0.000281 | 27.1 | DEER:Res:ClothesDishWasher | Annual | 1
RG-WtrHt-SmlInst-Gas-Ite175kBtuh-It2G-HI-0p81UEF-40g | DEER2018 | WaterHeater-Calculator-v3.1 | 09/06/2018 | Any | MFm | Ex | Any | CZ10 | Each | 1 |  | None | -2.71 | -0.000276 | 32.8 | -2.71 | -0.000276 | 32.8 | -2.71 | -0.000276 | 27.1 | -2.71 | -0.000276 | 27.1 | DEER:Res:ClothesDishWasher | Annual | 1
RG-WtrHt-SmlInst-Gas-Ite175kBtuh-It2G-HI-0p81UEF-40g | DEER2018 | WaterHeater-Calculator-v3.1 | 09/06/2018 | Any | MFm | Ex | Any | CZ11 | Each | 1 |  | None | -2.76 | -0.000276 | 33.8 | -2.76 | -0.000276 | 33.8 | -2.76 | -0.000276 | 27.9 | -2.76 | -0.000276 | 27.9 | DEER:Res:ClothesDishWasher | Annual | 1
RG-WtrHt-SmlInst-Gas-Ite175kBtuh-It2G-HI-0p81UEF-40g | DEER2018 | WaterHeater-Calculator-v3.1 | 09/06/2018 | Any | MFm | Ex | Any | CZ12 | Each | 1 |  | None | -2.84 | -0.000295 | 34.7 | -2.84 | -0.000295 | 34.7 | -2.84 | -0.000295 | 28.8 | -2.84 | -0.000295 | 28.8 | DEER:Res:ClothesDishWasher | Annual | 1
RG-WtrHt-SmlInst-Gas-Ite175kBtuh-It2G-HI-0p81UEF-40g | DEER2018 | WaterHeater-Calculator-v3.1 | 09/06/2018 | Any | MFm | Ex | Any | CZ13 | Each | 1 |  | None | -2.72 | -0.000274 | 33.4 | -2.72 | -0.000274 | 33.4 | -2.72 | -0.000274 | 27.6 | -2.72 | -0.000274 | 27.6 | DEER:Res:ClothesDishWasher | Annual | 1
RG-WtrHt-SmlInst-Gas-Ite175kBtuh-It2G-HI-0p81UEF-40g | DEER2018 | WaterHeater-Calculator-v3.1 | 09/06/2018 | Any | MFm | Ex | Any | CZ14 | Each | 1 |  | None | -2.78 | -0.000264 | 33.8 | -2.78 | -0.000264 | 33.8 | -2.78 | -0.000264 | 27.9 | -2.78 | -0.000264 | 27.9 | DEER:Res:ClothesDishWasher | Annual | 1
RG-WtrHt-SmlInst-Gas-Ite175kBtuh-It2G-HI-0p81UEF-40g | DEER2018 | WaterHeater-Calculator-v3.1 | 09/06/2018 | Any | MFm | Ex | Any | CZ15 | Each | 1 |  | None | -2.29 | -0.000211 | 29 | -2.29 | -0.000211 | 29 | -2.29 | -0.000211 | 23.7 | -2.29 | -0.000211 | 23.7 | DEER:Res:ClothesDishWasher | Annual | 1
RG-WtrHt-SmlInst-Gas-Ite175kBtuh-It2G-HI-0p81UEF-40g | DEER2018 | WaterHeater-Calculator-v3.1 | 09/06/2018 | Any | MFm | Ex | Any | CZ16 | Each | 1 |  | None | -3.19 | -0.00033 | 37.4 | -3.19 | -0.00033 | 37.4 | -3.19 | -0.00033 | 31.2 | -3.19 | -0.00033 | 31.2 | DEER:Res:ClothesDishWasher | Annual | 1
RG-WtrHt-SmlInst-Gas-Ite175kBtuh-It2G-HI-0p81UEF-40g | DEER2018 | WaterHeater-Calculator-v3.1 | 09/06/2018 | Any | DMo | Ex | Any | CZ01 | Each | 1 |  | None | -3.23 | -0.000348 | 54.6 | -3.23 | -0.000348 | 54.6 | -3.23 | -0.000348 | 46.7 | -3.23 | -0.000348 | 46.7 | DEER:Res:ClothesDishWasher | Annual | 1
RG-WtrHt-SmlInst-Gas-Ite175kBtuh-It2G-HI-0p81UEF-40g | DEER2018 | WaterHeater-Calculator-v3.1 | 09/06/2018 | Any | DMo | Ex | Any | CZ02 | Each | 1 |  | None | -3.01 | -0.000321 | 48.9 | -3.01 | -0.000321 | 48.9 | -3.01 | -0.000321 | 41.6 | -3.01 | -0.000321 | 41.6 | DEER:Res:ClothesDishWasher | Annual | 1
RG-WtrHt-SmlInst-Gas-Ite175kBtuh-It2G-HI-0p81UEF-40g | DEER2018 | WaterHeater-Calculator-v3.1 | 09/06/2018 | Any | DMo | Ex | Any | CZ03 | Each | 1 |  | None | -3.01 | -0.000326 | 49.1 | -3.01 | -0.000326 | 49.1 | -3.01 | -0.000326 | 41.8 | -3.01 | -0.000326 | 41.8 | DEER:Res:ClothesDishWasher | Annual | 1
RG-WtrHt-SmlInst-Gas-Ite175kBtuh-It2G-HI-0p81UEF-40g | DEER2018 | WaterHeater-Calculator-v3.1 | 09/06/2018 | Any | DMo | Ex | Any | CZ04 | Each | 1 |  | None | -2.92 | -0.000301 | 46.7 | -2.92 | -0.000301 | 46.7 | -2.92 | -0.000301 | 39.6 | -2.92 | -0.000301 | 39.6 | DEER:Res:ClothesDishWasher | Annual | 1
RG-WtrHt-SmlInst-Gas-Ite175kBtuh-It2G-HI-0p81UEF-40g | DEER2018 | WaterHeater-Calculator-v3.1 | 09/06/2018 | Any | DMo | Ex | Any | CZ05 | Each | 1 |  | None | -3.06 | -0.000327 | 50.3 | -3.06 | -0.000327 | 50.3 | -3.06 | -0.000327 | 42.8 | -3.06 | -0.000327 | 42.8 | DEER:Res:ClothesDishWasher | Annual | 1
RG-WtrHt-SmlInst-Gas-Ite175kBtuh-It2G-HI-0p81UEF-40g | DEER2018 | WaterHeater-Calculator-v3.1 | 09/06/2018 | Any | DMo | Ex | Any | CZ06 | Each | 1 |  | None | -2.83 | -0.000297 | 44.5 | -2.83 | -0.000297 | 44.5 | -2.83 | -0.000297 | 37.7 | -2.83 | -0.000297 | 37.7 | DEER:Res:ClothesDishWasher | Annual | 1
RG-WtrHt-SmlInst-Gas-Ite175kBtuh-It2G-HI-0p81UEF-40g | DEER2018 | WaterHeater-Calculator-v3.1 | 09/06/2018 | Any | DMo | Ex | Any | CZ07 | Each | 1 |  | None | -2.8 | -0.000297 | 43.8 | -2.8 | -0.000297 | 43.8 | -2.8 | -0.000297 | 37 | -2.8 | -0.000297 | 37 | DEER:Res:ClothesDishWasher | Annual | 1
RG-WtrHt-SmlInst-Gas-Ite175kBtuh-It2G-HI-0p81UEF-40g | DEER2018 | WaterHeater-Calculator-v3.1 | 09/06/2018 | Any | DMo | Ex | Any | CZ08 | Each | 1 |  | None | -2.76 | -0.000288 | 42.6 | -2.76 | -0.000288 | 42.6 | -2.76 | -0.000288 | 35.9 | -2.76 | -0.000288 | 35.9 | DEER:Res:ClothesDishWasher | Annual | 1
RG-WtrHt-SmlInst-Gas-Ite175kBtuh-It2G-HI-0p81UEF-40g | DEER2018 | WaterHeater-Calculator-v3.1 | 09/06/2018 | Any | DMo | Ex | Any | CZ09 | Each | 1 |  | None | -2.75 | -0.000283 | 42.5 | -2.75 | -0.000283 | 42.5 | -2.75 | -0.000283 | 35.9 | -2.75 | -0.000283 | 35.9 | DEER:Res:ClothesDishWasher | Annual | 1
RG-WtrHt-SmlInst-Gas-Ite175kBtuh-It2G-HI-0p81UEF-40g | DEER2018 | WaterHeater-Calculator-v3.1 | 09/06/2018 | Any | DMo | Ex | Any | CZ10 | Each | 1 |  | None | -2.74 | -0.000278 | 42.2 | -2.74 | -0.000278 | 42.2 | -2.74 | -0.000278 | 35.6 | -2.74 | -0.000278 | 35.6 | DEER:Res:ClothesDishWasher | Annual | 1
RG-WtrHt-SmlInst-Gas-Ite175kBtuh-It2G-HI-0p81UEF-40g | DEER2018 | WaterHeater-Calculator-v3.1 | 09/06/2018 | Any | DMo | Ex | Any | CZ11 | Each | 1 |  | None | -2.79 | -0.000279 | 43.1 | -2.79 | -0.000279 | 43.1 | -2.79 | -0.000279 | 36.4 | -2.79 | -0.000279 | 36.4 | DEER:Res:ClothesDishWasher | Annual | 1
RG-WtrHt-SmlInst-Gas-Ite175kBtuh-It2G-HI-0p81UEF-40g | DEER2018 | WaterHeater-Calculator-v3.1 | 09/06/2018 | Any | DMo | Ex | Any | CZ12 | Each | 1 |  | None | -2.87 | -0.000298 | 45.4 | -2.87 | -0.000298 | 45.4 | -2.87 | -0.000298 | 38.4 | -2.87 | -0.000298 | 38.4 | DEER:Res:ClothesDishWasher | Annual | 1
RG-WtrHt-SmlInst-Gas-Ite175kBtuh-It2G-HI-0p81UEF-40g | DEER2018 | WaterHeater-Calculator-v3.1 | 09/06/2018 | Any | DMo | Ex | Any | CZ13 | Each | 1 |  | None | -2.75 | -0.000276 | 42.2 | -2.75 | -0.000276 | 42.2 | -2.75 | -0.000276 | 35.6 | -2.75 | -0.000276 | 35.6 | DEER:Res:ClothesDishWasher | Annual | 1
RG-WtrHt-SmlInst-Gas-Ite175kBtuh-It2G-HI-0p81UEF-40g | DEER2018 | WaterHeater-Calculator-v3.1 | 09/06/2018 | Any | DMo | Ex | Any | CZ14 | Each | 1 |  | None | -2.81 | -0.000266 | 43.6 | -2.81 | -0.000266 | 43.6 | -2.81 | -0.000266 | 36.9 | -2.81 | -0.000266 | 36.9 | DEER:Res:ClothesDishWasher | Annual | 1
RG-WtrHt-SmlInst-Gas-Ite175kBtuh-It2G-HI-0p81UEF-40g | DEER2018 | WaterHeater-Calculator-v3.1 | 09/06/2018 | Any | DMo | Ex | Any | CZ15 | Each | 1 |  | None | -2.31 | -0.000213 | 31.3 | -2.31 | -0.000213 | 31.3 | -2.31 | -0.000213 | 25.8 | -2.31 | -0.000213 | 25.8 | DEER:Res:ClothesDishWasher | Annual | 1
RG-WtrHt-SmlInst-Gas-Ite175kBtuh-It2G-HI-0p81UEF-40g | DEER2018 | WaterHeater-Calculator-v3.1 | 09/06/2018 | Any | DMo | Ex | Any | CZ16 | Each | 1 |  | None | -3.23 | -0.000332 | 54.3 | -3.23 | -0.000332 | 54.3 | -3.23 | -0.000332 | 46.4 | -3.23 | -0.000332 | 46.4 | DEER:Res:ClothesDishWasher | Annual | 1
RG-WtrHt-SmlInst-Gas-Ite175kBtuh-It2G-HI-0p81UEF-40g | DEER2018 | WaterHeater-Calculator-v3.1 | 09/06/2018 | PGE | Res | Ex | Any | CZ01 | Each | 1 |  | None | -3.66 | -0.000395 | 50.6 | -3.66 | -0.000395 | 50.6 | -3.66 | -0.000395 | 50.6 | -3.66 | -0.000395 | 50.6 | DEER:Res:ClothesDishWasher | Annual | 1
RG-WtrHt-SmlInst-Gas-Ite175kBtuh-It2G-HI-0p81UEF-40g | DEER2018 | WaterHeater-Calculator-v3.1 | 09/06/2018 | PGE | Res | Ex | Any | CZ02 | Each | 1 |  | None | -3.41 | -0.000364 | 45.7 | -3.41 | -0.000364 | 45.7 | -3.41 | -0.000364 | 45.7 | -3.41 | -0.000364 | 45.7 | DEER:Res:ClothesDishWasher | Annual | 1
RG-WtrHt-SmlInst-Gas-Ite175kBtuh-It2G-HI-0p81UEF-40g | DEER2018 | WaterHeater-Calculator-v3.1 | 09/06/2018 | PGE | Res | Ex | Any | CZ03 | Each | 1 |  | None | -3.31 | -0.000358 | 42.9 | -3.31 | -0.000358 | 42.9 | -3.31 | -0.000358 | 42.9 | -3.31 | -0.000358 | 42.9 | DEER:Res:ClothesDishWasher | Annual | 1
RG-WtrHt-SmlInst-Gas-Ite175kBtuh-It2G-HI-0p81UEF-40g | DEER2018 | WaterHeater-Calculator-v3.1 | 09/06/2018 | PGE | Res | Ex | Any | CZ04 | Each | 1 |  | None | -3.25 | -0.000335 | 42.2 | -3.25 | -0.000335 | 42.2 | -3.25 | -0.000335 | 42.2 | -3.25 | -0.000335 | 42.2 | DEER:Res:ClothesDishWasher | Annual | 1
RG-WtrHt-SmlInst-Gas-Ite175kBtuh-It2G-HI-0p81UEF-40g | DEER2018 | WaterHeater-Calculator-v3.1 | 09/06/2018 | PGE | Res | Ex | Any | CZ05 | Each | 1 |  | None | -3.46 | -0.000369 | 47 | -3.46 | -0.000369 | 47 | -3.46 | -0.000369 | 47 | -3.46 | -0.000369 | 47 | DEER:Res:ClothesDishWasher | Annual | 1
RG-WtrHt-SmlInst-Gas-Ite175kBtuh-It2G-HI-0p81UEF-40g | DEER2018 | WaterHeater-Calculator-v3.1 | 09/06/2018 | PGE | Res | Ex | Any | CZ06 | Each | 1 |  | None | 0 | 0 | 0 | 0 | 0 | 0 | 0 | 0 | 0 | 0 | 0 | 0 | DEER:Res:ClothesDishWasher | Annual | 1
RG-WtrHt-SmlInst-Gas-Ite175kBtuh-It2G-HI-0p81UEF-40g | DEER2018 | WaterHeater-Calculator-v3.1 | 09/06/2018 | PGE | Res | Ex | Any | CZ07 | Each | 1 |  | None | 0 | 0 | 0 | 0 | 0 | 0 | 0 | 0 | 0 | 0 | 0 | 0 | DEER:Res:ClothesDishWasher | Annual | 1
RG-WtrHt-SmlInst-Gas-Ite175kBtuh-It2G-HI-0p81UEF-40g | DEER2018 | WaterHeater-Calculator-v3.1 | 09/06/2018 | PGE | Res | Ex | Any | CZ08 | Each | 1 |  | None | 0 | 0 | 0 | 0 | 0 | 0 | 0 | 0 | 0 | 0 | 0 | 0 | DEER:Res:ClothesDishWasher | Annual | 1
RG-WtrHt-SmlInst-Gas-Ite175kBtuh-It2G-HI-0p81UEF-40g | DEER2018 | WaterHeater-Calculator-v3.1 | 09/06/2018 | PGE | Res | Ex | Any | CZ09 | Each | 1 |  | None | 0 | 0 | 0 | 0 | 0 | 0 | 0 | 0 | 0 | 0 | 0 | 0 | DEER:Res:ClothesDishWasher | Annual | 1
RG-WtrHt-SmlInst-Gas-Ite175kBtuh-It2G-HI-0p81UEF-40g | DEER2018 | WaterHeater-Calculator-v3.1 | 09/06/2018 | PGE | Res | Ex | Any | CZ10 | Each | 1 |  | None | 0 | 0 | 0 | 0 | 0 | 0 | 0 | 0 | 0 | 0 | 0 | 0 | DEER:Res:ClothesDishWasher | Annual | 1
RG-WtrHt-SmlInst-Gas-Ite175kBtuh-It2G-HI-0p81UEF-40g | DEER2018 | WaterHeater-Calculator-v3.1 | 09/06/2018 | PGE | Res | Ex | Any | CZ11 | Each | 1 |  | None | -3.15 | -0.000315 | 41.5 | -3.15 | -0.000315 | 41.5 | -3.15 | -0.000315 | 41.5 | -3.15 | -0.000315 | 41.5 | DEER:Res:ClothesDishWasher | Annual | 1
RG-WtrHt-SmlInst-Gas-Ite175kBtuh-It2G-HI-0p81UEF-40g | DEER2018 | WaterHeater-Calculator-v3.1 | 09/06/2018 | PGE | Res | Ex | Any | CZ12 | Each | 1 |  | None | -3.26 | -0.000338 | 42.5 | -3.26 | -0.000338 | 42.5 | -3.26 | -0.000338 | 42.5 | -3.26 | -0.000338 | 42.5 | DEER:Res:ClothesDishWasher | Annual | 1
RG-WtrHt-SmlInst-Gas-Ite175kBtuh-It2G-HI-0p81UEF-40g | DEER2018 | WaterHeater-Calculator-v3.1 | 09/06/2018 | PGE | Res | Ex | Any | CZ13 | Each | 1 |  | None | -3.11 | -0.000313 | 39.9 | -3.11 | -0.000313 | 39.9 | -3.11 | -0.000313 | 39.9 | -3.11 | -0.000313 | 39.9 | DEER:Res:ClothesDishWasher | Annual | 1
RG-WtrHt-SmlInst-Gas-Ite175kBtuh-It2G-HI-0p81UEF-40g | DEER2018 | WaterHeater-Calculator-v3.1 | 09/06/2018 | PGE | Res | Ex | Any | CZ14 | Each | 1 |  | None | 0 | 0 | 0 | 0 | 0 | 0 | 0 | 0 | 0 | 0 | 0 | 0 | DEER:Res:ClothesDishWasher | Annual | 1
RG-WtrHt-SmlInst-Gas-Ite175kBtuh-It2G-HI-0p81UEF-40g | DEER2018 | WaterHeater-Calculator-v3.1 | 09/06/2018 | PGE | Res | Ex | Any | CZ15 | Each | 1 |  | None | 0 | 0 | 0 | 0 | 0 | 0 | 0 | 0 | 0 | 0 | 0 | 0 | DEER:Res:ClothesDishWasher | Annual | 1
RG-WtrHt-SmlInst-Gas-Ite175kBtuh-It2G-HI-0p81UEF-40g | DEER2018 | WaterHeater-Calculator-v3.1 | 09/06/2018 | PGE | Res | Ex | Any | CZ16 | Each | 1 |  | None | -3.73 | -0.000385 | 53.5 | -3.73 | -0.000385 | 53.5 | -3.73 | -0.000385 | 53.5 | -3.73 | -0.000385 | 53.5 | DEER:Res:ClothesDishWasher | Annual | 1
RG-WtrHt-SmlInst-Gas-Ite175kBtuh-It2G-HI-0p81UEF-40g | DEER2018 | WaterHeater-Calculator-v3.1 | 09/06/2018 | SCE | Res | Ex | Any | CZ01 | Each | 1 |  | None | 0 | 0 | 0 | 0 | 0 | 0 | 0 | 0 | 0 | 0 | 0 | 0 | DEER:Res:ClothesDishWasher | Annual | 1
RG-WtrHt-SmlInst-Gas-Ite175kBtuh-It2G-HI-0p81UEF-40g | DEER2018 | WaterHeater-Calculator-v3.1 | 09/06/2018 | SCE | Res | Ex | Any | CZ02 | Each | 1 |  | None | 0 | 0 | 0 | 0 | 0 | 0 | 0 | 0 | 0 | 0 | 0 | 0 | DEER:Res:ClothesDishWasher | Annual | 1
RG-WtrHt-SmlInst-Gas-Ite175kBtuh-It2G-HI-0p81UEF-40g | DEER2018 | WaterHeater-Calculator-v3.1 | 09/06/2018 | SCE | Res | Ex | Any | CZ03 | Each | 1 |  | None | 0 | 0 | 0 | 0 | 0 | 0 | 0 | 0 | 0 | 0 | 0 | 0 | DEER:Res:ClothesDishWasher | Annual | 1
RG-WtrHt-SmlInst-Gas-Ite175kBtuh-It2G-HI-0p81UEF-40g | DEER2018 | WaterHeater-Calculator-v3.1 | 09/06/2018 | SCE | Res | Ex | Any | CZ04 | Each | 1 |  | None | 0 | 0 | 0 | 0 | 0 | 0 | 0 | 0 | 0 | 0 | 0 | 0 | DEER:Res:ClothesDishWasher | Annual | 1
RG-WtrHt-SmlInst-Gas-Ite175kBtuh-It2G-HI-0p81UEF-40g | DEER2018 | WaterHeater-Calculator-v3.1 | 09/06/2018 | SCE | Res | Ex | Any | CZ05 | Each | 1 |  | None | -3.48 | -0.000372 | 46.2 | -3.48 | -0.000372 | 46.2 | -3.48 | -0.000372 | 46.2 | -3.48 | -0.000372 | 46.2 | DEER:Res:ClothesDishWasher | Annual | 1
RG-WtrHt-SmlInst-Gas-Ite175kBtuh-It2G-HI-0p81UEF-40g | DEER2018 | WaterHeater-Calculator-v3.1 | 09/06/2018 | SCE | Res | Ex | Any | CZ06 | Each | 1 |  | None | -3.09 | -0.000325 | 39.4 | -3.09 | -0.000325 | 39.4 | -3.09 | -0.000325 | 39.4 | -3.09 | -0.000325 | 39.4 | DEER:Res:ClothesDishWasher | Annual | 1
RG-WtrHt-SmlInst-Gas-Ite175kBtuh-It2G-HI-0p81UEF-40g | DEER2018 | WaterHeater-Calculator-v3.1 | 09/06/2018 | SCE | Res | Ex | Any | CZ07 | Each | 1 |  | None | 0 | 0 | 0 | 0 | 0 | 0 | 0 | 0 | 0 | 0 | 0 | 0 | DEER:Res:ClothesDishWasher | Annual | 1
RG-WtrHt-SmlInst-Gas-Ite175kBtuh-It2G-HI-0p81UEF-40g | DEER2018 | WaterHeater-Calculator-v3.1 | 09/06/2018 | SCE | Res | Ex | Any | CZ08 | Each | 1 |  | None | -3.09 | -0.000323 | 39 | -3.09 | -0.000323 | 39 | -3.09 | -0.000323 | 39 | -3.09 | -0.000323 | 39 | DEER:Res:ClothesDishWasher | Annual | 1
RG-WtrHt-SmlInst-Gas-Ite175kBtuh-It2G-HI-0p81UEF-40g | DEER2018 | WaterHeater-Calculator-v3.1 | 09/06/2018 | SCE | Res | Ex | Any | CZ09 | Each | 1 |  | None | -3.1 | -0.000319 | 39.3 | -3.1 | -0.000319 | 39.3 | -3.1 | -0.000319 | 39.3 | -3.1 | -0.000319 | 39.3 | DEER:Res:ClothesDishWasher | Annual | 1
RG-WtrHt-SmlInst-Gas-Ite175kBtuh-It2G-HI-0p81UEF-40g | DEER2018 | WaterHeater-Calculator-v3.1 | 09/06/2018 | SCE | Res | Ex | Any | CZ10 | Each | 1 |  | None | -3.16 | -0.000321 | 40.6 | -3.16 | -0.000321 | 40.6 | -3.16 | -0.000321 | 40.6 | -3.16 | -0.000321 | 40.6 | DEER:Res:ClothesDishWasher | Annual | 1
RG-WtrHt-SmlInst-Gas-Ite175kBtuh-It2G-HI-0p81UEF-40g | DEER2018 | WaterHeater-Calculator-v3.1 | 09/06/2018 | SCE | Res | Ex | Any | CZ11 | Each | 1 |  | None | 0 | 0 | 0 | 0 | 0 | 0 | 0 | 0 | 0 | 0 | 0 | 0 | DEER:Res:ClothesDishWasher | Annual | 1
RG-WtrHt-SmlInst-Gas-Ite175kBtuh-It2G-HI-0p81UEF-40g | DEER2018 | WaterHeater-Calculator-v3.1 | 09/06/2018 | SCE | Res | Ex | Any | CZ12 | Each | 1 |  | None | 0 | 0 | 0 | 0 | 0 | 0 | 0 | 0 | 0 | 0 | 0 | 0 | DEER:Res:ClothesDishWasher | Annual | 1
RG-WtrHt-SmlInst-Gas-Ite175kBtuh-It2G-HI-0p81UEF-40g | DEER2018 | WaterHeater-Calculator-v3.1 | 09/06/2018 | SCE | Res | Ex | Any | CZ13 | Each | 1 |  | None | -3.2 | -0.000322 | 41.2 | -3.2 | -0.000322 | 41.2 | -3.2 | -0.000322 | 41.2 | -3.2 | -0.000322 | 41.2 | DEER:Res:ClothesDishWasher | Annual | 1
RG-WtrHt-SmlInst-Gas-Ite175kBtuh-It2G-HI-0p81UEF-40g | DEER2018 | WaterHeater-Calculator-v3.1 | 09/06/2018 | SCE | Res | Ex | Any | CZ14 | Each | 1 |  | None | -3.26 | -0.000309 | 42 | -3.26 | -0.000309 | 42 | -3.26 | -0.000309 | 42 | -3.26 | -0.000309 | 42 | DEER:Res:ClothesDishWasher | Annual | 1
RG-WtrHt-SmlInst-Gas-Ite175kBtuh-It2G-HI-0p81UEF-40g | DEER2018 | WaterHeater-Calculator-v3.1 | 09/06/2018 | SCE | Res | Ex | Any | CZ15 | Each | 1 |  | None | -2.52 | -0.000232 | 29.7 | -2.52 | -0.000232 | 29.7 | -2.52 | -0.000232 | 29.7 | -2.52 | -0.000232 | 29.7 | DEER:Res:ClothesDishWasher | Annual | 1
RG-WtrHt-SmlInst-Gas-Ite175kBtuh-It2G-HI-0p81UEF-40g | DEER2018 | WaterHeater-Calculator-v3.1 | 09/06/2018 | SCE | Res | Ex | Any | CZ16 | Each | 1 |  | None | -3.7 | -0.000381 | 51.8 | -3.7 | -0.000381 | 51.8 | -3.7 | -0.000381 | 51.8 | -3.7 | -0.000381 | 51.8 | DEER:Res:ClothesDishWasher | Annual | 1
RG-WtrHt-SmlInst-Gas-Ite175kBtuh-It2G-HI-0p81UEF-40g | DEER2018 | WaterHeater-Calculator-v3.1 | 09/06/2018 | SCG | Res | Ex | Any | CZ01 | Each | 1 |  | None | 0 | 0 | 0 | 0 | 0 | 0 | 0 | 0 | 0 | 0 | 0 | 0 | DEER:Res:ClothesDishWasher | Annual | 1
RG-WtrHt-SmlInst-Gas-Ite175kBtuh-It2G-HI-0p81UEF-40g | DEER2018 | WaterHeater-Calculator-v3.1 | 09/06/2018 | SCG | Res | Ex | Any | CZ02 | Each | 1 |  | None | 0 | 0 | 0 | 0 | 0 | 0 | 0 | 0 | 0 | 0 | 0 | 0 | DEER:Res:ClothesDishWasher | Annual | 1
RG-WtrHt-SmlInst-Gas-Ite175kBtuh-It2G-HI-0p81UEF-40g | DEER2018 | WaterHeater-Calculator-v3.1 | 09/06/2018 | SCG | Res | Ex | Any | CZ03 | Each | 1 |  | None | 0 | 0 | 0 | 0 | 0 | 0 | 0 | 0 | 0 | 0 | 0 | 0 | DEER:Res:ClothesDishWasher | Annual | 1
RG-WtrHt-SmlInst-Gas-Ite175kBtuh-It2G-HI-0p81UEF-40g | DEER2018 | WaterHeater-Calculator-v3.1 | 09/06/2018 | SCG | Res | Ex | Any | CZ04 | Each | 1 |  | None | -3.4 | -0.00035 | 44.8 | -3.4 | -0.00035 | 44.8 | -3.4 | -0.00035 | 44.8 | -3.4 | -0.00035 | 44.8 | DEER:Res:ClothesDishWasher | Annual | 1
RG-WtrHt-SmlInst-Gas-Ite175kBtuh-It2G-HI-0p81UEF-40g | DEER2018 | WaterHeater-Calculator-v3.1 | 09/06/2018 | SCG | Res | Ex | Any | CZ05 | Each | 1 |  | None | -3.5 | -0.000374 | 46.9 | -3.5 | -0.000374 | 46.9 | -3.5 | -0.000374 | 46.9 | -3.5 | -0.000374 | 46.9 | DEER:Res:ClothesDishWasher | Annual | 1
RG-WtrHt-SmlInst-Gas-Ite175kBtuh-It2G-HI-0p81UEF-40g | DEER2018 | WaterHeater-Calculator-v3.1 | 09/06/2018 | SCG | Res | Ex | Any | CZ06 | Each | 1 |  | None | -3.15 | -0.000331 | 40.3 | -3.15 | -0.000331 | 40.3 | -3.15 | -0.000331 | 40.3 | -3.15 | -0.000331 | 40.3 | DEER:Res:ClothesDishWasher | Annual | 1
RG-WtrHt-SmlInst-Gas-Ite175kBtuh-It2G-HI-0p81UEF-40g | DEER2018 | WaterHeater-Calculator-v3.1 | 09/06/2018 | SCG | Res | Ex | Any | CZ07 | Each | 1 |  | None | -3.05 | -0.000324 | 38.1 | -3.05 | -0.000324 | 38.1 | -3.05 | -0.000324 | 38.1 | -3.05 | -0.000324 | 38.1 | DEER:Res:ClothesDishWasher | Annual | 1
RG-WtrHt-SmlInst-Gas-Ite175kBtuh-It2G-HI-0p81UEF-40g | DEER2018 | WaterHeater-Calculator-v3.1 | 09/06/2018 | SCG | Res | Ex | Any | CZ08 | Each | 1 |  | None | -3.09 | -0.000323 | 38.7 | -3.09 | -0.000323 | 38.7 | -3.09 | -0.000323 | 38.7 | -3.09 | -0.000323 | 38.7 | DEER:Res:ClothesDishWasher | Annual | 1
RG-WtrHt-SmlInst-Gas-Ite175kBtuh-It2G-HI-0p81UEF-40g | DEER2018 | WaterHeater-Calculator-v3.1 | 09/06/2018 | SCG | Res | Ex | Any | CZ09 | Each | 1 |  | None | -3.01 | -0.00031 | 37.6 | -3.01 | -0.00031 | 37.6 | -3.01 | -0.00031 | 37.6 | -3.01 | -0.00031 | 37.6 | DEER:Res:ClothesDishWasher | Annual | 1
RG-WtrHt-SmlInst-Gas-Ite175kBtuh-It2G-HI-0p81UEF-40g | DEER2018 | WaterHeater-Calculator-v3.1 | 09/06/2018 | SCG | Res | Ex | Any | CZ10 | Each | 1 |  | None | -3.19 | -0.000324 | 40.8 | -3.19 | -0.000324 | 40.8 | -3.19 | -0.000324 | 40.8 | -3.19 | -0.000324 | 40.8 | DEER:Res:ClothesDishWasher | Annual | 1
RG-WtrHt-SmlInst-Gas-Ite175kBtuh-It2G-HI-0p81UEF-40g | DEER2018 | WaterHeater-Calculator-v3.1 | 09/06/2018 | SCG | Res | Ex | Any | CZ11 | Each | 1 |  | None | 0 | 0 | 0 | 0 | 0 | 0 | 0 | 0 | 0 | 0 | 0 | 0 | DEER:Res:ClothesDishWasher | Annual | 1
RG-WtrHt-SmlInst-Gas-Ite175kBtuh-It2G-HI-0p81UEF-40g | DEER2018 | WaterHeater-Calculator-v3.1 | 09/06/2018 | SCG | Res | Ex | Any | CZ12 | Each | 1 |  | None | 0 | 0 | 0 | 0 | 0 | 0 | 0 | 0 | 0 | 0 | 0 | 0 | DEER:Res:ClothesDishWasher | Annual | 1
RG-WtrHt-SmlInst-Gas-Ite175kBtuh-It2G-HI-0p81UEF-40g | DEER2018 | WaterHeater-Calculator-v3.1 | 09/06/2018 | SCG | Res | Ex | Any | CZ13 | Each | 1 |  | None | -3.17 | -0.000319 | 40.5 | -3.17 | -0.000319 | 40.5 | -3.17 | -0.000319 | 40.5 | -3.17 | -0.000319 | 40.5 | DEER:Res:ClothesDishWasher | Annual | 1
RG-WtrHt-SmlInst-Gas-Ite175kBtuh-It2G-HI-0p81UEF-40g | DEER2018 | WaterHeater-Calculator-v3.1 | 09/06/2018 | SCG | Res | Ex | Any | CZ14 | Each | 1 |  | None | -3.26 | -0.000309 | 41.5 | -3.26 | -0.000309 | 41.5 | -3.26 | -0.000309 | 41.5 | -3.26 | -0.000309 | 41.5 | DEER:Res:ClothesDishWasher | Annual | 1
RG-WtrHt-SmlInst-Gas-Ite175kBtuh-It2G-HI-0p81UEF-40g | DEER2018 | WaterHeater-Calculator-v3.1 | 09/06/2018 | SCG | Res | Ex | Any | CZ15 | Each | 1 |  | None | -2.47 | -0.000227 | 29.6 | -2.47 | -0.000227 | 29.6 | -2.47 | -0.000227 | 29.6 | -2.47 | -0.000227 | 29.6 | DEER:Res:ClothesDishWasher | Annual | 1
RG-WtrHt-SmlInst-Gas-Ite175kBtuh-It2G-HI-0p81UEF-40g | DEER2018 | WaterHeater-Calculator-v3.1 | 09/06/2018 | SCG | Res | Ex | Any | CZ16 | Each | 1 |  | None | -3.69 | -0.000381 | 50.1 | -3.69 | -0.000381 | 50.1 | -3.69 | -0.000381 | 50.1 | -3.69 | -0.000381 | 50.1 | DEER:Res:ClothesDishWasher | Annual | 1
RG-WtrHt-SmlInst-Gas-Ite175kBtuh-It2G-HI-0p81UEF-40g | DEER2018 | WaterHeater-Calculator-v3.1 | 09/06/2018 | SDG | Res | Ex | Any | CZ01 | Each | 1 |  | None | 0 | 0 | 0 | 0 | 0 | 0 | 0 | 0 | 0 | 0 | 0 | 0 | DEER:Res:ClothesDishWasher | Annual | 1
RG-WtrHt-SmlInst-Gas-Ite175kBtuh-It2G-HI-0p81UEF-40g | DEER2018 | WaterHeater-Calculator-v3.1 | 09/06/2018 | SDG | Res | Ex | Any | CZ02 | Each | 1 |  | None | 0 | 0 | 0 | 0 | 0 | 0 | 0 | 0 | 0 | 0 | 0 | 0 | DEER:Res:ClothesDishWasher | Annual | 1
RG-WtrHt-SmlInst-Gas-Ite175kBtuh-It2G-HI-0p81UEF-40g | DEER2018 | WaterHeater-Calculator-v3.1 | 09/06/2018 | SDG | Res | Ex | Any | CZ03 | Each | 1 |  | None | 0 | 0 | 0 | 0 | 0 | 0 | 0 | 0 | 0 | 0 | 0 | 0 | DEER:Res:ClothesDishWasher | Annual | 1
RG-WtrHt-SmlInst-Gas-Ite175kBtuh-It2G-HI-0p81UEF-40g | DEER2018 | WaterHeater-Calculator-v3.1 | 09/06/2018 | SDG | Res | Ex | Any | CZ04 | Each | 1 |  | None | 0 | 0 | 0 | 0 | 0 | 0 | 0 | 0 | 0 | 0 | 0 | 0 | DEER:Res:ClothesDishWasher | Annual | 1
RG-WtrHt-SmlInst-Gas-Ite175kBtuh-It2G-HI-0p81UEF-40g | DEER2018 | WaterHeater-Calculator-v3.1 | 09/06/2018 | SDG | Res | Ex | Any | CZ05 | Each | 1 |  | None | 0 | 0 | 0 | 0 | 0 | 0 | 0 | 0 | 0 | 0 | 0 | 0 | DEER:Res:ClothesDishWasher | Annual | 1
RG-WtrHt-SmlInst-Gas-Ite175kBtuh-It2G-HI-0p81UEF-40g | DEER2018 | WaterHeater-Calculator-v3.1 | 09/06/2018 | SDG | Res | Ex | Any | CZ06 | Each | 1 |  | None | -3.25 | -0.000342 | 42 | -3.25 | -0.000342 | 42 | -3.25 | -0.000342 | 42 | -3.25 | -0.000342 | 42 | DEER:Res:ClothesDishWasher | Annual | 1
RG-WtrHt-SmlInst-Gas-Ite175kBtuh-It2G-HI-0p81UEF-40g | DEER2018 | WaterHeater-Calculator-v3.1 | 09/06/2018 | SDG | Res | Ex | Any | CZ07 | Each | 1 |  | None | -3.12 | -0.000331 | 39.7 | -3.12 | -0.000331 | 39.7 | -3.12 | -0.000331 | 39.7 | -3.12 | -0.000331 | 39.7 | DEER:Res:ClothesDishWasher | Annual | 1
RG-WtrHt-SmlInst-Gas-Ite175kBtuh-It2G-HI-0p81UEF-40g | DEER2018 | WaterHeater-Calculator-v3.1 | 09/06/2018 | SDG | Res | Ex | Any | CZ08 | Each | 1 |  | None | -2.92 | -0.000305 | 36.7 | -2.92 | -0.000305 | 36.7 | -2.92 | -0.000305 | 36.7 | -2.92 | -0.000305 | 36.7 | DEER:Res:ClothesDishWasher | Annual | 1
RG-WtrHt-SmlInst-Gas-Ite175kBtuh-It2G-HI-0p81UEF-40g | DEER2018 | WaterHeater-Calculator-v3.1 | 09/06/2018 | SDG | Res | Ex | Any | CZ09 | Each | 1 |  | None | 0 | 0 | 0 | 0 | 0 | 0 | 0 | 0 | 0 | 0 | 0 | 0 | DEER:Res:ClothesDishWasher | Annual | 1
RG-WtrHt-SmlInst-Gas-Ite175kBtuh-It2G-HI-0p81UEF-40g | DEER2018 | WaterHeater-Calculator-v3.1 | 09/06/2018 | SDG | Res | Ex | Any | CZ10 | Each | 1 |  | None | -3.08 | -0.000313 | 39.5 | -3.08 | -0.000313 | 39.5 | -3.08 | -0.000313 | 39.5 | -3.08 | -0.000313 | 39.5 | DEER:Res:ClothesDishWasher | Annual | 1
RG-WtrHt-SmlInst-Gas-Ite175kBtuh-It2G-HI-0p81UEF-40g | DEER2018 | WaterHeater-Calculator-v3.1 | 09/06/2018 | SDG | Res | Ex | Any | CZ11 | Each | 1 |  | None | 0 | 0 | 0 | 0 | 0 | 0 | 0 | 0 | 0 | 0 | 0 | 0 | DEER:Res:ClothesDishWasher | Annual | 1
RG-WtrHt-SmlInst-Gas-Ite175kBtuh-It2G-HI-0p81UEF-40g | DEER2018 | WaterHeater-Calculator-v3.1 | 09/06/2018 | SDG | Res | Ex | Any | CZ12 | Each | 1 |  | None | 0 | 0 | 0 | 0 | 0 | 0 | 0 | 0 | 0 | 0 | 0 | 0 | DEER:Res:ClothesDishWasher | Annual | 1
RG-WtrHt-SmlInst-Gas-Ite175kBtuh-It2G-HI-0p81UEF-40g | DEER2018 | WaterHeater-Calculator-v3.1 | 09/06/2018 | SDG | Res | Ex | Any | CZ13 | Each | 1 |  | None | 0 | 0 | 0 | 0 | 0 | 0 | 0 | 0 | 0 | 0 | 0 | 0 | DEER:Res:ClothesDishWasher | Annual | 1
RG-WtrHt-SmlInst-Gas-Ite175kBtuh-It2G-HI-0p81UEF-40g | DEER2018 | WaterHeater-Calculator-v3.1 | 09/06/2018 | SDG | Res | Ex | Any | CZ14 | Each | 1 |  | None | -3.26 | -0.00031 | 42.5 | -3.26 | -0.00031 | 42.5 | -3.26 | -0.00031 | 42.5 | -3.26 | -0.00031 | 42.5 | DEER:Res:ClothesDishWasher | Annual | 1
RG-WtrHt-SmlInst-Gas-Ite175kBtuh-It2G-HI-0p81UEF-40g | DEER2018 | WaterHeater-Calculator-v3.1 | 09/06/2018 | SDG | Res | Ex | Any | CZ15 | Each | 1 |  | None | -2.72 | -0.000251 | 30.1 | -2.72 | -0.000251 | 30.1 | -2.72 | -0.000251 | 30.1 | -2.72 | -0.000251 | 30.1 | DEER:Res:ClothesDishWasher | Annual | 1
RG-WtrHt-SmlInst-Gas-Ite175kBtuh-It2G-HI-0p81UEF-40g | DEER2018 | WaterHeater-Calculator-v3.1 | 09/06/2018 | SDG | Res | Ex | Any | CZ16 | Each | 1 |  | None | 0 | 0 | 0 | 0 | 0 | 0 | 0 | 0 | 0 | 0 | 0 | 0 | DEER:Res:ClothesDishWasher | Annual | 1
RG-WtrHt-SmlInst-Gas-Ite175kBtuh-It2G-HI-0p81UEF-40g | DEER2018 | WaterHeater-Calculator-v3.1 | 09/06/2018 | PGE | Res | Ex | Any | IOU | Each | 1 |  | None | -3.28 | -0.000343 | 42.8 | -3.28 | -0.000343 | 42.8 | -3.28 | -0.000343 | 42.8 | -3.28 | -0.000343 | 42.8 | DEER:Res:ClothesDishWasher | Annual | 1
RG-WtrHt-SmlInst-Gas-Ite175kBtuh-It2G-HI-0p81UEF-40g | DEER2018 | WaterHeater-Calculator-v3.1 | 09/06/2018 | SCE | Res | Ex | Any | IOU | Each | 1 |  | None | 0 | 0 | 0 | 0 | 0 | 0 | 0 | 0 | 0 | 0 | 0 | 0 | DEER:Res:ClothesDishWasher | Annual | 1
RG-WtrHt-SmlInst-Gas-Ite175kBtuh-It2G-HI-0p81UEF-40g | DEER2018 | WaterHeater-Calculator-v3.1 | 09/06/2018 | SCG | Res | Ex | Any | IOU | Each | 1 |  | None | -3.13 | -0.000321 | 40 | -3.13 | -0.000321 | 40 | -3.13 | -0.000321 | 40 | -3.13 | -0.000321 | 40 | DEER:Res:ClothesDishWasher | Annual | 1
RG-WtrHt-SmlInst-Gas-Ite175kBtuh-It2G-HI-0p81UEF-40g | DEER2018 | WaterHeater-Calculator-v3.1 | 09/06/2018 | SDG | Res | Ex | Any | IOU | Each | 1 |  | None | -3.1 | -0.00032 | 39.2 | -3.1 | -0.00032 | 39.2 | -3.1 | -0.00032 | 39.2 | -3.1 | -0.00032 | 39.2 | DEER:Res:ClothesDishWasher | Annual | 1

## 0.87-LW
StdTechID | Stor_UEF-Gas-040gal-LW-0.52UEF
MeasTechID | Inst_UEF-Gas-175kBtuh-LW-0p87UEF
EnergyImpactID | Version | VersionSource | LastMod | PA | BldgType | BldgVint | BldgHVAC | BldgLoc | NormUnit | NumUnit | MeasArea | ScaleBasis | APreEUkWh | APreEUkW | APreEUtherm | APreWBkWh | APreWBkW | APreWBtherm | AStdEUkWh | AStdEUkW | AStdEUtherm | AStdWBkWh | AStdWBkW | AStdWBtherm | ElecImpactProfileID | GasImpactProfileID | Flag
RG-WtrHt-SmlInst-Gas-Ite175kBtuh-It2G-LW-0p87UEF-40g | DEER2018 | WaterHeater-Calculator-v3.1 | 09/05/2018 | Any | SFm | Ex | Any | CZ01 | Each | 1 |  | None | -3.44 | -0.00037 | 69 | -3.44 | -0.00037 | 69 | -3.44 | -0.00037 | 60 | -3.44 | -0.00037 | 60 | DEER:Res:ClothesDishWasher | Annual | 1
RG-WtrHt-SmlInst-Gas-Ite175kBtuh-It2G-LW-0p87UEF-40g | DEER2018 | WaterHeater-Calculator-v3.1 | 09/05/2018 | Any | SFm | Ex | Any | CZ02 | Each | 1 |  | None | -3.2 | -0.000341 | 61.6 | -3.2 | -0.000341 | 61.6 | -3.2 | -0.000341 | 53.1 | -3.2 | -0.000341 | 53.1 | DEER:Res:ClothesDishWasher | Annual | 1
RG-WtrHt-SmlInst-Gas-Ite175kBtuh-It2G-LW-0p87UEF-40g | DEER2018 | WaterHeater-Calculator-v3.1 | 09/05/2018 | Any | SFm | Ex | Any | CZ03 | Each | 1 |  | None | -3.2 | -0.000347 | 62.4 | -3.2 | -0.000347 | 62.4 | -3.2 | -0.000347 | 53.8 | -3.2 | -0.000347 | 53.8 | DEER:Res:ClothesDishWasher | Annual | 1
RG-WtrHt-SmlInst-Gas-Ite175kBtuh-It2G-LW-0p87UEF-40g | DEER2018 | WaterHeater-Calculator-v3.1 | 09/05/2018 | Any | SFm | Ex | Any | CZ04 | Each | 1 |  | None | -3.11 | -0.00032 | 59.2 | -3.11 | -0.00032 | 59.2 | -3.11 | -0.00032 | 50.9 | -3.11 | -0.00032 | 50.9 | DEER:Res:ClothesDishWasher | Annual | 1
RG-WtrHt-SmlInst-Gas-Ite175kBtuh-It2G-LW-0p87UEF-40g | DEER2018 | WaterHeater-Calculator-v3.1 | 09/05/2018 | Any | SFm | Ex | Any | CZ05 | Each | 1 |  | None | -3.25 | -0.000348 | 63.4 | -3.25 | -0.000348 | 63.4 | -3.25 | -0.000348 | 54.8 | -3.25 | -0.000348 | 54.8 | DEER:Res:ClothesDishWasher | Annual | 1
RG-WtrHt-SmlInst-Gas-Ite175kBtuh-It2G-LW-0p87UEF-40g | DEER2018 | WaterHeater-Calculator-v3.1 | 09/05/2018 | Any | SFm | Ex | Any | CZ06 | Each | 1 |  | None | -3.01 | -0.000317 | 56.7 | -3.01 | -0.000317 | 56.7 | -3.01 | -0.000317 | 48.6 | -3.01 | -0.000317 | 48.6 | DEER:Res:ClothesDishWasher | Annual | 1
RG-WtrHt-SmlInst-Gas-Ite175kBtuh-It2G-LW-0p87UEF-40g | DEER2018 | WaterHeater-Calculator-v3.1 | 09/05/2018 | Any | SFm | Ex | Any | CZ07 | Each | 1 |  | None | -2.98 | -0.000316 | 55.6 | -2.98 | -0.000316 | 55.6 | -2.98 | -0.000316 | 47.6 | -2.98 | -0.000316 | 47.6 | DEER:Res:ClothesDishWasher | Annual | 1
RG-WtrHt-SmlInst-Gas-Ite175kBtuh-It2G-LW-0p87UEF-40g | DEER2018 | WaterHeater-Calculator-v3.1 | 09/05/2018 | Any | SFm | Ex | Any | CZ08 | Each | 1 |  | None | -2.93 | -0.000306 | 54.1 | -2.93 | -0.000306 | 54.1 | -2.93 | -0.000306 | 46.2 | -2.93 | -0.000306 | 46.2 | DEER:Res:ClothesDishWasher | Annual | 1
RG-WtrHt-SmlInst-Gas-Ite175kBtuh-It2G-LW-0p87UEF-40g | DEER2018 | WaterHeater-Calculator-v3.1 | 09/05/2018 | Any | SFm | Ex | Any | CZ09 | Each | 1 |  | None | -2.93 | -0.000302 | 54 | -2.93 | -0.000302 | 54 | -2.93 | -0.000302 | 46.1 | -2.93 | -0.000302 | 46.1 | DEER:Res:ClothesDishWasher | Annual | 1
RG-WtrHt-SmlInst-Gas-Ite175kBtuh-It2G-LW-0p87UEF-40g | DEER2018 | WaterHeater-Calculator-v3.1 | 09/05/2018 | Any | SFm | Ex | Any | CZ10 | Each | 1 |  | None | -2.92 | -0.000296 | 53.6 | -2.92 | -0.000296 | 53.6 | -2.92 | -0.000296 | 45.7 | -2.92 | -0.000296 | 45.7 | DEER:Res:ClothesDishWasher | Annual | 1
RG-WtrHt-SmlInst-Gas-Ite175kBtuh-It2G-LW-0p87UEF-40g | DEER2018 | WaterHeater-Calculator-v3.1 | 09/05/2018 | Any | SFm | Ex | Any | CZ11 | Each | 1 |  | None | -2.96 | -0.000297 | 54.9 | -2.96 | -0.000297 | 54.9 | -2.96 | -0.000297 | 47 | -2.96 | -0.000297 | 47 | DEER:Res:ClothesDishWasher | Annual | 1
RG-WtrHt-SmlInst-Gas-Ite175kBtuh-It2G-LW-0p87UEF-40g | DEER2018 | WaterHeater-Calculator-v3.1 | 09/05/2018 | Any | SFm | Ex | Any | CZ12 | Each | 1 |  | None | -3.05 | -0.000317 | 57.7 | -3.05 | -0.000317 | 57.7 | -3.05 | -0.000317 | 49.5 | -3.05 | -0.000317 | 49.5 | DEER:Res:ClothesDishWasher | Annual | 1
RG-WtrHt-SmlInst-Gas-Ite175kBtuh-It2G-LW-0p87UEF-40g | DEER2018 | WaterHeater-Calculator-v3.1 | 09/05/2018 | Any | SFm | Ex | Any | CZ13 | Each | 1 |  | None | -2.92 | -0.000294 | 53.9 | -2.92 | -0.000294 | 53.9 | -2.92 | -0.000294 | 46 | -2.92 | -0.000294 | 46 | DEER:Res:ClothesDishWasher | Annual | 1
RG-WtrHt-SmlInst-Gas-Ite175kBtuh-It2G-LW-0p87UEF-40g | DEER2018 | WaterHeater-Calculator-v3.1 | 09/05/2018 | Any | SFm | Ex | Any | CZ14 | Each | 1 |  | None | -2.98 | -0.000283 | 55.1 | -2.98 | -0.000283 | 55.1 | -2.98 | -0.000283 | 47.2 | -2.98 | -0.000283 | 47.2 | DEER:Res:ClothesDishWasher | Annual | 1
RG-WtrHt-SmlInst-Gas-Ite175kBtuh-It2G-LW-0p87UEF-40g | DEER2018 | WaterHeater-Calculator-v3.1 | 09/05/2018 | Any | SFm | Ex | Any | CZ15 | Each | 1 |  | None | -2.46 | -0.000227 | 40.4 | -2.46 | -0.000227 | 40.4 | -2.46 | -0.000227 | 33.9 | -2.46 | -0.000227 | 33.9 | DEER:Res:ClothesDishWasher | Annual | 1
RG-WtrHt-SmlInst-Gas-Ite175kBtuh-It2G-LW-0p87UEF-40g | DEER2018 | WaterHeater-Calculator-v3.1 | 09/05/2018 | Any | SFm | Ex | Any | CZ16 | Each | 1 |  | None | -3.43 | -0.000354 | 67.8 | -3.43 | -0.000354 | 67.8 | -3.43 | -0.000354 | 58.9 | -3.43 | -0.000354 | 58.9 | DEER:Res:ClothesDishWasher | Annual | 1
RG-WtrHt-SmlInst-Gas-Ite175kBtuh-It2G-LW-0p87UEF-40g | DEER2018 | WaterHeater-Calculator-v3.1 | 09/05/2018 | Any | MFm | Ex | Any | CZ01 | Each | 1 |  | None | -2.86 | -0.000308 | 49.9 | -2.86 | -0.000308 | 49.9 | -2.86 | -0.000308 | 42.4 | -2.86 | -0.000308 | 42.4 | DEER:Res:ClothesDishWasher | Annual | 1
RG-WtrHt-SmlInst-Gas-Ite175kBtuh-It2G-LW-0p87UEF-40g | DEER2018 | WaterHeater-Calculator-v3.1 | 09/05/2018 | Any | MFm | Ex | Any | CZ02 | Each | 1 |  | None | -2.66 | -0.000284 | 47.1 | -2.66 | -0.000284 | 47.1 | -2.66 | -0.000284 | 39.9 | -2.66 | -0.000284 | 39.9 | DEER:Res:ClothesDishWasher | Annual | 1
RG-WtrHt-SmlInst-Gas-Ite175kBtuh-It2G-LW-0p87UEF-40g | DEER2018 | WaterHeater-Calculator-v3.1 | 09/05/2018 | Any | MFm | Ex | Any | CZ03 | Each | 1 |  | None | -2.66 | -0.000289 | 46.3 | -2.66 | -0.000289 | 46.3 | -2.66 | -0.000289 | 39.1 | -2.66 | -0.000289 | 39.1 | DEER:Res:ClothesDishWasher | Annual | 1
RG-WtrHt-SmlInst-Gas-Ite175kBtuh-It2G-LW-0p87UEF-40g | DEER2018 | WaterHeater-Calculator-v3.1 | 09/05/2018 | Any | MFm | Ex | Any | CZ04 | Each | 1 |  | None | -2.58 | -0.000267 | 45.6 | -2.58 | -0.000267 | 45.6 | -2.58 | -0.000267 | 38.5 | -2.58 | -0.000267 | 38.5 | DEER:Res:ClothesDishWasher | Annual | 1
RG-WtrHt-SmlInst-Gas-Ite175kBtuh-It2G-LW-0p87UEF-40g | DEER2018 | WaterHeater-Calculator-v3.1 | 09/05/2018 | Any | MFm | Ex | Any | CZ05 | Each | 1 |  | None | -2.71 | -0.00029 | 46.7 | -2.71 | -0.00029 | 46.7 | -2.71 | -0.00029 | 39.5 | -2.71 | -0.00029 | 39.5 | DEER:Res:ClothesDishWasher | Annual | 1
RG-WtrHt-SmlInst-Gas-Ite175kBtuh-It2G-LW-0p87UEF-40g | DEER2018 | WaterHeater-Calculator-v3.1 | 09/05/2018 | Any | MFm | Ex | Any | CZ06 | Each | 1 |  | None | -2.5 | -0.000264 | 44.1 | -2.5 | -0.000264 | 44.1 | -2.5 | -0.000264 | 37.1 | -2.5 | -0.000264 | 37.1 | DEER:Res:ClothesDishWasher | Annual | 1
RG-WtrHt-SmlInst-Gas-Ite175kBtuh-It2G-LW-0p87UEF-40g | DEER2018 | WaterHeater-Calculator-v3.1 | 09/05/2018 | Any | MFm | Ex | Any | CZ07 | Each | 1 |  | None | -2.48 | -0.000263 | 43.4 | -2.48 | -0.000263 | 43.4 | -2.48 | -0.000263 | 36.5 | -2.48 | -0.000263 | 36.5 | DEER:Res:ClothesDishWasher | Annual | 1
RG-WtrHt-SmlInst-Gas-Ite175kBtuh-It2G-LW-0p87UEF-40g | DEER2018 | WaterHeater-Calculator-v3.1 | 09/05/2018 | Any | MFm | Ex | Any | CZ08 | Each | 1 |  | None | -2.44 | -0.000255 | 42.9 | -2.44 | -0.000255 | 42.9 | -2.44 | -0.000255 | 36.1 | -2.44 | -0.000255 | 36.1 | DEER:Res:ClothesDishWasher | Annual | 1
RG-WtrHt-SmlInst-Gas-Ite175kBtuh-It2G-LW-0p87UEF-40g | DEER2018 | WaterHeater-Calculator-v3.1 | 09/05/2018 | Any | MFm | Ex | Any | CZ09 | Each | 1 |  | None | -2.44 | -0.000251 | 42.9 | -2.44 | -0.000251 | 42.9 | -2.44 | -0.000251 | 36.1 | -2.44 | -0.000251 | 36.1 | DEER:Res:ClothesDishWasher | Annual | 1
RG-WtrHt-SmlInst-Gas-Ite175kBtuh-It2G-LW-0p87UEF-40g | DEER2018 | WaterHeater-Calculator-v3.1 | 09/05/2018 | Any | MFm | Ex | Any | CZ10 | Each | 1 |  | None | -2.43 | -0.000247 | 42.9 | -2.43 | -0.000247 | 42.9 | -2.43 | -0.000247 | 36.1 | -2.43 | -0.000247 | 36.1 | DEER:Res:ClothesDishWasher | Annual | 1
RG-WtrHt-SmlInst-Gas-Ite175kBtuh-It2G-LW-0p87UEF-40g | DEER2018 | WaterHeater-Calculator-v3.1 | 09/05/2018 | Any | MFm | Ex | Any | CZ11 | Each | 1 |  | None | -2.46 | -0.000247 | 44 | -2.46 | -0.000247 | 44 | -2.46 | -0.000247 | 37.1 | -2.46 | -0.000247 | 37.1 | DEER:Res:ClothesDishWasher | Annual | 1
RG-WtrHt-SmlInst-Gas-Ite175kBtuh-It2G-LW-0p87UEF-40g | DEER2018 | WaterHeater-Calculator-v3.1 | 09/05/2018 | Any | MFm | Ex | Any | CZ12 | Each | 1 |  | None | -2.54 | -0.000264 | 45.3 | -2.54 | -0.000264 | 45.3 | -2.54 | -0.000264 | 38.2 | -2.54 | -0.000264 | 38.2 | DEER:Res:ClothesDishWasher | Annual | 1
RG-WtrHt-SmlInst-Gas-Ite175kBtuh-It2G-LW-0p87UEF-40g | DEER2018 | WaterHeater-Calculator-v3.1 | 09/05/2018 | Any | MFm | Ex | Any | CZ13 | Each | 1 |  | None | -2.43 | -0.000245 | 43.6 | -2.43 | -0.000245 | 43.6 | -2.43 | -0.000245 | 36.7 | -2.43 | -0.000245 | 36.7 | DEER:Res:ClothesDishWasher | Annual | 1
RG-WtrHt-SmlInst-Gas-Ite175kBtuh-It2G-LW-0p87UEF-40g | DEER2018 | WaterHeater-Calculator-v3.1 | 09/05/2018 | Any | MFm | Ex | Any | CZ14 | Each | 1 |  | None | -2.48 | -0.000236 | 44.1 | -2.48 | -0.000236 | 44.1 | -2.48 | -0.000236 | 37.2 | -2.48 | -0.000236 | 37.2 | DEER:Res:ClothesDishWasher | Annual | 1
RG-WtrHt-SmlInst-Gas-Ite175kBtuh-It2G-LW-0p87UEF-40g | DEER2018 | WaterHeater-Calculator-v3.1 | 09/05/2018 | Any | MFm | Ex | Any | CZ15 | Each | 1 |  | None | -2.04 | -0.000189 | 37.5 | -2.04 | -0.000189 | 37.5 | -2.04 | -0.000189 | 31.3 | -2.04 | -0.000189 | 31.3 | DEER:Res:ClothesDishWasher | Annual | 1
RG-WtrHt-SmlInst-Gas-Ite175kBtuh-It2G-LW-0p87UEF-40g | DEER2018 | WaterHeater-Calculator-v3.1 | 09/05/2018 | Any | MFm | Ex | Any | CZ16 | Each | 1 |  | None | -2.85 | -0.000295 | 49.3 | -2.85 | -0.000295 | 49.3 | -2.85 | -0.000295 | 41.8 | -2.85 | -0.000295 | 41.8 | DEER:Res:ClothesDishWasher | Annual | 1
RG-WtrHt-SmlInst-Gas-Ite175kBtuh-It2G-LW-0p87UEF-40g | DEER2018 | WaterHeater-Calculator-v3.1 | 09/05/2018 | Any | DMo | Ex | Any | CZ01 | Each | 1 |  | None | -2.89 | -0.000311 | 66.6 | -2.89 | -0.000311 | 66.6 | -2.89 | -0.000311 | 57.5 | -2.89 | -0.000311 | 57.5 | DEER:Res:ClothesDishWasher | Annual | 1
RG-WtrHt-SmlInst-Gas-Ite175kBtuh-It2G-LW-0p87UEF-40g | DEER2018 | WaterHeater-Calculator-v3.1 | 09/05/2018 | Any | DMo | Ex | Any | CZ02 | Each | 1 |  | None | -2.69 | -0.000287 | 60 | -2.69 | -0.000287 | 60 | -2.69 | -0.000287 | 51.5 | -2.69 | -0.000287 | 51.5 | DEER:Res:ClothesDishWasher | Annual | 1
RG-WtrHt-SmlInst-Gas-Ite175kBtuh-It2G-LW-0p87UEF-40g | DEER2018 | WaterHeater-Calculator-v3.1 | 09/05/2018 | Any | DMo | Ex | Any | CZ03 | Each | 1 |  | None | -2.69 | -0.000291 | 60.3 | -2.69 | -0.000291 | 60.3 | -2.69 | -0.000291 | 51.8 | -2.69 | -0.000291 | 51.8 | DEER:Res:ClothesDishWasher | Annual | 1
RG-WtrHt-SmlInst-Gas-Ite175kBtuh-It2G-LW-0p87UEF-40g | DEER2018 | WaterHeater-Calculator-v3.1 | 09/05/2018 | Any | DMo | Ex | Any | CZ04 | Each | 1 |  | None | -2.61 | -0.000269 | 57.6 | -2.61 | -0.000269 | 57.6 | -2.61 | -0.000269 | 49.3 | -2.61 | -0.000269 | 49.3 | DEER:Res:ClothesDishWasher | Annual | 1
RG-WtrHt-SmlInst-Gas-Ite175kBtuh-It2G-LW-0p87UEF-40g | DEER2018 | WaterHeater-Calculator-v3.1 | 09/05/2018 | Any | DMo | Ex | Any | CZ05 | Each | 1 |  | None | -2.73 | -0.000292 | 61.7 | -2.73 | -0.000292 | 61.7 | -2.73 | -0.000292 | 53 | -2.73 | -0.000292 | 53 | DEER:Res:ClothesDishWasher | Annual | 1
RG-WtrHt-SmlInst-Gas-Ite175kBtuh-It2G-LW-0p87UEF-40g | DEER2018 | WaterHeater-Calculator-v3.1 | 09/05/2018 | Any | DMo | Ex | Any | CZ06 | Each | 1 |  | None | -2.53 | -0.000266 | 55.1 | -2.53 | -0.000266 | 55.1 | -2.53 | -0.000266 | 47 | -2.53 | -0.000266 | 47 | DEER:Res:ClothesDishWasher | Annual | 1
RG-WtrHt-SmlInst-Gas-Ite175kBtuh-It2G-LW-0p87UEF-40g | DEER2018 | WaterHeater-Calculator-v3.1 | 09/05/2018 | Any | DMo | Ex | Any | CZ07 | Each | 1 |  | None | -2.5 | -0.000265 | 54.2 | -2.5 | -0.000265 | 54.2 | -2.5 | -0.000265 | 46.2 | -2.5 | -0.000265 | 46.2 | DEER:Res:ClothesDishWasher | Annual | 1
RG-WtrHt-SmlInst-Gas-Ite175kBtuh-It2G-LW-0p87UEF-40g | DEER2018 | WaterHeater-Calculator-v3.1 | 09/05/2018 | Any | DMo | Ex | Any | CZ08 | Each | 1 |  | None | -2.46 | -0.000257 | 52.9 | -2.46 | -0.000257 | 52.9 | -2.46 | -0.000257 | 45.1 | -2.46 | -0.000257 | 45.1 | DEER:Res:ClothesDishWasher | Annual | 1
RG-WtrHt-SmlInst-Gas-Ite175kBtuh-It2G-LW-0p87UEF-40g | DEER2018 | WaterHeater-Calculator-v3.1 | 09/05/2018 | Any | DMo | Ex | Any | CZ09 | Each | 1 |  | None | -2.46 | -0.000253 | 52.8 | -2.46 | -0.000253 | 52.8 | -2.46 | -0.000253 | 45 | -2.46 | -0.000253 | 45 | DEER:Res:ClothesDishWasher | Annual | 1
RG-WtrHt-SmlInst-Gas-Ite175kBtuh-It2G-LW-0p87UEF-40g | DEER2018 | WaterHeater-Calculator-v3.1 | 09/05/2018 | Any | DMo | Ex | Any | CZ10 | Each | 1 |  | None | -2.45 | -0.000249 | 52.4 | -2.45 | -0.000249 | 52.4 | -2.45 | -0.000249 | 44.7 | -2.45 | -0.000249 | 44.7 | DEER:Res:ClothesDishWasher | Annual | 1
RG-WtrHt-SmlInst-Gas-Ite175kBtuh-It2G-LW-0p87UEF-40g | DEER2018 | WaterHeater-Calculator-v3.1 | 09/05/2018 | Any | DMo | Ex | Any | CZ11 | Each | 1 |  | None | -2.49 | -0.000249 | 53.5 | -2.49 | -0.000249 | 53.5 | -2.49 | -0.000249 | 45.6 | -2.49 | -0.000249 | 45.6 | DEER:Res:ClothesDishWasher | Annual | 1
RG-WtrHt-SmlInst-Gas-Ite175kBtuh-It2G-LW-0p87UEF-40g | DEER2018 | WaterHeater-Calculator-v3.1 | 09/05/2018 | Any | DMo | Ex | Any | CZ12 | Each | 1 |  | None | -2.57 | -0.000266 | 56 | -2.57 | -0.000266 | 56 | -2.57 | -0.000266 | 47.9 | -2.57 | -0.000266 | 47.9 | DEER:Res:ClothesDishWasher | Annual | 1
RG-WtrHt-SmlInst-Gas-Ite175kBtuh-It2G-LW-0p87UEF-40g | DEER2018 | WaterHeater-Calculator-v3.1 | 09/05/2018 | Any | DMo | Ex | Any | CZ13 | Each | 1 |  | None | -2.46 | -0.000247 | 52.5 | -2.46 | -0.000247 | 52.5 | -2.46 | -0.000247 | 44.7 | -2.46 | -0.000247 | 44.7 | DEER:Res:ClothesDishWasher | Annual | 1
RG-WtrHt-SmlInst-Gas-Ite175kBtuh-It2G-LW-0p87UEF-40g | DEER2018 | WaterHeater-Calculator-v3.1 | 09/05/2018 | Any | DMo | Ex | Any | CZ14 | Each | 1 |  | None | -2.51 | -0.000238 | 54.1 | -2.51 | -0.000238 | 54.1 | -2.51 | -0.000238 | 46.2 | -2.51 | -0.000238 | 46.2 | DEER:Res:ClothesDishWasher | Annual | 1
RG-WtrHt-SmlInst-Gas-Ite175kBtuh-It2G-LW-0p87UEF-40g | DEER2018 | WaterHeater-Calculator-v3.1 | 09/05/2018 | Any | DMo | Ex | Any | CZ15 | Each | 1 |  | None | -2.07 | -0.00019 | 39.9 | -2.07 | -0.00019 | 39.9 | -2.07 | -0.00019 | 33.5 | -2.07 | -0.00019 | 33.5 | DEER:Res:ClothesDishWasher | Annual | 1
RG-WtrHt-SmlInst-Gas-Ite175kBtuh-It2G-LW-0p87UEF-40g | DEER2018 | WaterHeater-Calculator-v3.1 | 09/05/2018 | Any | DMo | Ex | Any | CZ16 | Each | 1 |  | None | -2.88 | -0.000297 | 66.2 | -2.88 | -0.000297 | 66.2 | -2.88 | -0.000297 | 57.2 | -2.88 | -0.000297 | 57.2 | DEER:Res:ClothesDishWasher | Annual | 1
RG-WtrHt-SmlInst-Gas-Ite175kBtuh-It2G-LW-0p87UEF-40g | DEER2018 | WaterHeater-Calculator-v3.1 | 09/05/2018 | PGE | Res | Ex | Any | CZ01 | Each | 1 |  | None | -3.28 | -0.000353 | 64.2 | -3.28 | -0.000353 | 64.2 | -3.28 | -0.000353 | 64.2 | -3.28 | -0.000353 | 64.2 | DEER:Res:ClothesDishWasher | Annual | 1
RG-WtrHt-SmlInst-Gas-Ite175kBtuh-It2G-LW-0p87UEF-40g | DEER2018 | WaterHeater-Calculator-v3.1 | 09/05/2018 | PGE | Res | Ex | Any | CZ02 | Each | 1 |  | None | -3.05 | -0.000325 | 58.3 | -3.05 | -0.000325 | 58.3 | -3.05 | -0.000325 | 58.3 | -3.05 | -0.000325 | 58.3 | DEER:Res:ClothesDishWasher | Annual | 1
RG-WtrHt-SmlInst-Gas-Ite175kBtuh-It2G-LW-0p87UEF-40g | DEER2018 | WaterHeater-Calculator-v3.1 | 09/05/2018 | PGE | Res | Ex | Any | CZ03 | Each | 1 |  | None | -2.95 | -0.000321 | 55.2 | -2.95 | -0.000321 | 55.2 | -2.95 | -0.000321 | 55.2 | -2.95 | -0.000321 | 55.2 | DEER:Res:ClothesDishWasher | Annual | 1
RG-WtrHt-SmlInst-Gas-Ite175kBtuh-It2G-LW-0p87UEF-40g | DEER2018 | WaterHeater-Calculator-v3.1 | 09/05/2018 | PGE | Res | Ex | Any | CZ04 | Each | 1 |  | None | -2.91 | -0.0003 | 54.2 | -2.91 | -0.0003 | 54.2 | -2.91 | -0.0003 | 54.2 | -2.91 | -0.0003 | 54.2 | DEER:Res:ClothesDishWasher | Annual | 1
RG-WtrHt-SmlInst-Gas-Ite175kBtuh-It2G-LW-0p87UEF-40g | DEER2018 | WaterHeater-Calculator-v3.1 | 09/05/2018 | PGE | Res | Ex | Any | CZ05 | Each | 1 |  | None | -3.09 | -0.000331 | 59.9 | -3.09 | -0.000331 | 59.9 | -3.09 | -0.000331 | 59.9 | -3.09 | -0.000331 | 59.9 | DEER:Res:ClothesDishWasher | Annual | 1
RG-WtrHt-SmlInst-Gas-Ite175kBtuh-It2G-LW-0p87UEF-40g | DEER2018 | WaterHeater-Calculator-v3.1 | 09/05/2018 | PGE | Res | Ex | Any | CZ06 | Each | 1 |  | None | 0 | 0 | 0 | 0 | 0 | 0 | 0 | 0 | 0 | 0 | 0 | 0 | DEER:Res:ClothesDishWasher | Annual | 1
RG-WtrHt-SmlInst-Gas-Ite175kBtuh-It2G-LW-0p87UEF-40g | DEER2018 | WaterHeater-Calculator-v3.1 | 09/05/2018 | PGE | Res | Ex | Any | CZ07 | Each | 1 |  | None | 0 | 0 | 0 | 0 | 0 | 0 | 0 | 0 | 0 | 0 | 0 | 0 | DEER:Res:ClothesDishWasher | Annual | 1
RG-WtrHt-SmlInst-Gas-Ite175kBtuh-It2G-LW-0p87UEF-40g | DEER2018 | WaterHeater-Calculator-v3.1 | 09/05/2018 | PGE | Res | Ex | Any | CZ08 | Each | 1 |  | None | 0 | 0 | 0 | 0 | 0 | 0 | 0 | 0 | 0 | 0 | 0 | 0 | DEER:Res:ClothesDishWasher | Annual | 1
RG-WtrHt-SmlInst-Gas-Ite175kBtuh-It2G-LW-0p87UEF-40g | DEER2018 | WaterHeater-Calculator-v3.1 | 09/05/2018 | PGE | Res | Ex | Any | CZ09 | Each | 1 |  | None | 0 | 0 | 0 | 0 | 0 | 0 | 0 | 0 | 0 | 0 | 0 | 0 | DEER:Res:ClothesDishWasher | Annual | 1
RG-WtrHt-SmlInst-Gas-Ite175kBtuh-It2G-LW-0p87UEF-40g | DEER2018 | WaterHeater-Calculator-v3.1 | 09/05/2018 | PGE | Res | Ex | Any | CZ10 | Each | 1 |  | None | 0 | 0 | 0 | 0 | 0 | 0 | 0 | 0 | 0 | 0 | 0 | 0 | DEER:Res:ClothesDishWasher | Annual | 1
RG-WtrHt-SmlInst-Gas-Ite175kBtuh-It2G-LW-0p87UEF-40g | DEER2018 | WaterHeater-Calculator-v3.1 | 09/05/2018 | PGE | Res | Ex | Any | CZ11 | Each | 1 |  | None | -2.81 | -0.000282 | 53.2 | -2.81 | -0.000282 | 53.2 | -2.81 | -0.000282 | 53.2 | -2.81 | -0.000282 | 53.2 | DEER:Res:ClothesDishWasher | Annual | 1
RG-WtrHt-SmlInst-Gas-Ite175kBtuh-It2G-LW-0p87UEF-40g | DEER2018 | WaterHeater-Calculator-v3.1 | 09/05/2018 | PGE | Res | Ex | Any | CZ12 | Each | 1 |  | None | -2.91 | -0.000302 | 54.6 | -2.91 | -0.000302 | 54.6 | -2.91 | -0.000302 | 54.6 | -2.91 | -0.000302 | 54.6 | DEER:Res:ClothesDishWasher | Annual | 1
RG-WtrHt-SmlInst-Gas-Ite175kBtuh-It2G-LW-0p87UEF-40g | DEER2018 | WaterHeater-Calculator-v3.1 | 09/05/2018 | PGE | Res | Ex | Any | CZ13 | Each | 1 |  | None | -2.78 | -0.00028 | 51.5 | -2.78 | -0.00028 | 51.5 | -2.78 | -0.00028 | 51.5 | -2.78 | -0.00028 | 51.5 | DEER:Res:ClothesDishWasher | Annual | 1
RG-WtrHt-SmlInst-Gas-Ite175kBtuh-It2G-LW-0p87UEF-40g | DEER2018 | WaterHeater-Calculator-v3.1 | 09/05/2018 | PGE | Res | Ex | Any | CZ14 | Each | 1 |  | None | 0 | 0 | 0 | 0 | 0 | 0 | 0 | 0 | 0 | 0 | 0 | 0 | DEER:Res:ClothesDishWasher | Annual | 1
RG-WtrHt-SmlInst-Gas-Ite175kBtuh-It2G-LW-0p87UEF-40g | DEER2018 | WaterHeater-Calculator-v3.1 | 09/05/2018 | PGE | Res | Ex | Any | CZ15 | Each | 1 |  | None | 0 | 0 | 0 | 0 | 0 | 0 | 0 | 0 | 0 | 0 | 0 | 0 | DEER:Res:ClothesDishWasher | Annual | 1
RG-WtrHt-SmlInst-Gas-Ite175kBtuh-It2G-LW-0p87UEF-40g | DEER2018 | WaterHeater-Calculator-v3.1 | 09/05/2018 | PGE | Res | Ex | Any | CZ16 | Each | 1 |  | None | -3.33 | -0.000344 | 67.4 | -3.33 | -0.000344 | 67.4 | -3.33 | -0.000344 | 67.4 | -3.33 | -0.000344 | 67.4 | DEER:Res:ClothesDishWasher | Annual | 1
RG-WtrHt-SmlInst-Gas-Ite175kBtuh-It2G-LW-0p87UEF-40g | DEER2018 | WaterHeater-Calculator-v3.1 | 09/05/2018 | SCE | Res | Ex | Any | CZ01 | Each | 1 |  | None | 0 | 0 | 0 | 0 | 0 | 0 | 0 | 0 | 0 | 0 | 0 | 0 | DEER:Res:ClothesDishWasher | Annual | 1
RG-WtrHt-SmlInst-Gas-Ite175kBtuh-It2G-LW-0p87UEF-40g | DEER2018 | WaterHeater-Calculator-v3.1 | 09/05/2018 | SCE | Res | Ex | Any | CZ02 | Each | 1 |  | None | 0 | 0 | 0 | 0 | 0 | 0 | 0 | 0 | 0 | 0 | 0 | 0 | DEER:Res:ClothesDishWasher | Annual | 1
RG-WtrHt-SmlInst-Gas-Ite175kBtuh-It2G-LW-0p87UEF-40g | DEER2018 | WaterHeater-Calculator-v3.1 | 09/05/2018 | SCE | Res | Ex | Any | CZ03 | Each | 1 |  | None | 0 | 0 | 0 | 0 | 0 | 0 | 0 | 0 | 0 | 0 | 0 | 0 | DEER:Res:ClothesDishWasher | Annual | 1
RG-WtrHt-SmlInst-Gas-Ite175kBtuh-It2G-LW-0p87UEF-40g | DEER2018 | WaterHeater-Calculator-v3.1 | 09/05/2018 | SCE | Res | Ex | Any | CZ04 | Each | 1 |  | None | 0 | 0 | 0 | 0 | 0 | 0 | 0 | 0 | 0 | 0 | 0 | 0 | DEER:Res:ClothesDishWasher | Annual | 1
RG-WtrHt-SmlInst-Gas-Ite175kBtuh-It2G-LW-0p87UEF-40g | DEER2018 | WaterHeater-Calculator-v3.1 | 09/05/2018 | SCE | Res | Ex | Any | CZ05 | Each | 1 |  | None | -3.11 | -0.000333 | 59.1 | -3.11 | -0.000333 | 59.1 | -3.11 | -0.000333 | 59.1 | -3.11 | -0.000333 | 59.1 | DEER:Res:ClothesDishWasher | Annual | 1
RG-WtrHt-SmlInst-Gas-Ite175kBtuh-It2G-LW-0p87UEF-40g | DEER2018 | WaterHeater-Calculator-v3.1 | 09/05/2018 | SCE | Res | Ex | Any | CZ06 | Each | 1 |  | None | -2.76 | -0.000291 | 50.9 | -2.76 | -0.000291 | 50.9 | -2.76 | -0.000291 | 50.9 | -2.76 | -0.000291 | 50.9 | DEER:Res:ClothesDishWasher | Annual | 1
RG-WtrHt-SmlInst-Gas-Ite175kBtuh-It2G-LW-0p87UEF-40g | DEER2018 | WaterHeater-Calculator-v3.1 | 09/05/2018 | SCE | Res | Ex | Any | CZ07 | Each | 1 |  | None | 0 | 0 | 0 | 0 | 0 | 0 | 0 | 0 | 0 | 0 | 0 | 0 | DEER:Res:ClothesDishWasher | Annual | 1
RG-WtrHt-SmlInst-Gas-Ite175kBtuh-It2G-LW-0p87UEF-40g | DEER2018 | WaterHeater-Calculator-v3.1 | 09/05/2018 | SCE | Res | Ex | Any | CZ08 | Each | 1 |  | None | -2.76 | -0.000288 | 50.5 | -2.76 | -0.000288 | 50.5 | -2.76 | -0.000288 | 50.5 | -2.76 | -0.000288 | 50.5 | DEER:Res:ClothesDishWasher | Annual | 1
RG-WtrHt-SmlInst-Gas-Ite175kBtuh-It2G-LW-0p87UEF-40g | DEER2018 | WaterHeater-Calculator-v3.1 | 09/05/2018 | SCE | Res | Ex | Any | CZ09 | Each | 1 |  | None | -2.77 | -0.000286 | 50.9 | -2.77 | -0.000286 | 50.9 | -2.77 | -0.000286 | 50.9 | -2.77 | -0.000286 | 50.9 | DEER:Res:ClothesDishWasher | Annual | 1
RG-WtrHt-SmlInst-Gas-Ite175kBtuh-It2G-LW-0p87UEF-40g | DEER2018 | WaterHeater-Calculator-v3.1 | 09/05/2018 | SCE | Res | Ex | Any | CZ10 | Each | 1 |  | None | -2.83 | -0.000287 | 52.4 | -2.83 | -0.000287 | 52.4 | -2.83 | -0.000287 | 52.4 | -2.83 | -0.000287 | 52.4 | DEER:Res:ClothesDishWasher | Annual | 1
RG-WtrHt-SmlInst-Gas-Ite175kBtuh-It2G-LW-0p87UEF-40g | DEER2018 | WaterHeater-Calculator-v3.1 | 09/05/2018 | SCE | Res | Ex | Any | CZ11 | Each | 1 |  | None | 0 | 0 | 0 | 0 | 0 | 0 | 0 | 0 | 0 | 0 | 0 | 0 | DEER:Res:ClothesDishWasher | Annual | 1
RG-WtrHt-SmlInst-Gas-Ite175kBtuh-It2G-LW-0p87UEF-40g | DEER2018 | WaterHeater-Calculator-v3.1 | 09/05/2018 | SCE | Res | Ex | Any | CZ12 | Each | 1 |  | None | 0 | 0 | 0 | 0 | 0 | 0 | 0 | 0 | 0 | 0 | 0 | 0 | DEER:Res:ClothesDishWasher | Annual | 1
RG-WtrHt-SmlInst-Gas-Ite175kBtuh-It2G-LW-0p87UEF-40g | DEER2018 | WaterHeater-Calculator-v3.1 | 09/05/2018 | SCE | Res | Ex | Any | CZ13 | Each | 1 |  | None | -2.86 | -0.000288 | 53.2 | -2.86 | -0.000288 | 53.2 | -2.86 | -0.000288 | 53.2 | -2.86 | -0.000288 | 53.2 | DEER:Res:ClothesDishWasher | Annual | 1
RG-WtrHt-SmlInst-Gas-Ite175kBtuh-It2G-LW-0p87UEF-40g | DEER2018 | WaterHeater-Calculator-v3.1 | 09/05/2018 | SCE | Res | Ex | Any | CZ14 | Each | 1 |  | None | -2.91 | -0.000276 | 54.1 | -2.91 | -0.000276 | 54.1 | -2.91 | -0.000276 | 54.1 | -2.91 | -0.000276 | 54.1 | DEER:Res:ClothesDishWasher | Annual | 1
RG-WtrHt-SmlInst-Gas-Ite175kBtuh-It2G-LW-0p87UEF-40g | DEER2018 | WaterHeater-Calculator-v3.1 | 09/05/2018 | SCE | Res | Ex | Any | CZ15 | Each | 1 |  | None | -2.25 | -0.000208 | 39.1 | -2.25 | -0.000208 | 39.1 | -2.25 | -0.000208 | 39.1 | -2.25 | -0.000208 | 39.1 | DEER:Res:ClothesDishWasher | Annual | 1
RG-WtrHt-SmlInst-Gas-Ite175kBtuh-It2G-LW-0p87UEF-40g | DEER2018 | WaterHeater-Calculator-v3.1 | 09/05/2018 | SCE | Res | Ex | Any | CZ16 | Each | 1 |  | None | -3.3 | -0.000341 | 65.6 | -3.3 | -0.000341 | 65.6 | -3.3 | -0.000341 | 65.6 | -3.3 | -0.000341 | 65.6 | DEER:Res:ClothesDishWasher | Annual | 1
RG-WtrHt-SmlInst-Gas-Ite175kBtuh-It2G-LW-0p87UEF-40g | DEER2018 | WaterHeater-Calculator-v3.1 | 09/05/2018 | SCG | Res | Ex | Any | CZ01 | Each | 1 |  | None | 0 | 0 | 0 | 0 | 0 | 0 | 0 | 0 | 0 | 0 | 0 | 0 | DEER:Res:ClothesDishWasher | Annual | 1
RG-WtrHt-SmlInst-Gas-Ite175kBtuh-It2G-LW-0p87UEF-40g | DEER2018 | WaterHeater-Calculator-v3.1 | 09/05/2018 | SCG | Res | Ex | Any | CZ02 | Each | 1 |  | None | 0 | 0 | 0 | 0 | 0 | 0 | 0 | 0 | 0 | 0 | 0 | 0 | DEER:Res:ClothesDishWasher | Annual | 1
RG-WtrHt-SmlInst-Gas-Ite175kBtuh-It2G-LW-0p87UEF-40g | DEER2018 | WaterHeater-Calculator-v3.1 | 09/05/2018 | SCG | Res | Ex | Any | CZ03 | Each | 1 |  | None | 0 | 0 | 0 | 0 | 0 | 0 | 0 | 0 | 0 | 0 | 0 | 0 | DEER:Res:ClothesDishWasher | Annual | 1
RG-WtrHt-SmlInst-Gas-Ite175kBtuh-It2G-LW-0p87UEF-40g | DEER2018 | WaterHeater-Calculator-v3.1 | 09/05/2018 | SCG | Res | Ex | Any | CZ04 | Each | 1 |  | None | -3.04 | -0.000313 | 57.4 | -3.04 | -0.000313 | 57.4 | -3.04 | -0.000313 | 57.4 | -3.04 | -0.000313 | 57.4 | DEER:Res:ClothesDishWasher | Annual | 1
RG-WtrHt-SmlInst-Gas-Ite175kBtuh-It2G-LW-0p87UEF-40g | DEER2018 | WaterHeater-Calculator-v3.1 | 09/05/2018 | SCG | Res | Ex | Any | CZ05 | Each | 1 |  | None | -3.13 | -0.000335 | 59.9 | -3.13 | -0.000335 | 59.9 | -3.13 | -0.000335 | 59.9 | -3.13 | -0.000335 | 59.9 | DEER:Res:ClothesDishWasher | Annual | 1
RG-WtrHt-SmlInst-Gas-Ite175kBtuh-It2G-LW-0p87UEF-40g | DEER2018 | WaterHeater-Calculator-v3.1 | 09/05/2018 | SCG | Res | Ex | Any | CZ06 | Each | 1 |  | None | -2.81 | -0.000297 | 52 | -2.81 | -0.000297 | 52 | -2.81 | -0.000297 | 52 | -2.81 | -0.000297 | 52 | DEER:Res:ClothesDishWasher | Annual | 1
RG-WtrHt-SmlInst-Gas-Ite175kBtuh-It2G-LW-0p87UEF-40g | DEER2018 | WaterHeater-Calculator-v3.1 | 09/05/2018 | SCG | Res | Ex | Any | CZ07 | Each | 1 |  | None | -2.73 | -0.000289 | 49.4 | -2.73 | -0.000289 | 49.4 | -2.73 | -0.000289 | 49.4 | -2.73 | -0.000289 | 49.4 | DEER:Res:ClothesDishWasher | Annual | 1
RG-WtrHt-SmlInst-Gas-Ite175kBtuh-It2G-LW-0p87UEF-40g | DEER2018 | WaterHeater-Calculator-v3.1 | 09/05/2018 | SCG | Res | Ex | Any | CZ08 | Each | 1 |  | None | -2.76 | -0.000288 | 50.2 | -2.76 | -0.000288 | 50.2 | -2.76 | -0.000288 | 50.2 | -2.76 | -0.000288 | 50.2 | DEER:Res:ClothesDishWasher | Annual | 1
RG-WtrHt-SmlInst-Gas-Ite175kBtuh-It2G-LW-0p87UEF-40g | DEER2018 | WaterHeater-Calculator-v3.1 | 09/05/2018 | SCG | Res | Ex | Any | CZ09 | Each | 1 |  | None | -2.7 | -0.000278 | 48.8 | -2.7 | -0.000278 | 48.8 | -2.7 | -0.000278 | 48.8 | -2.7 | -0.000278 | 48.8 | DEER:Res:ClothesDishWasher | Annual | 1
RG-WtrHt-SmlInst-Gas-Ite175kBtuh-It2G-LW-0p87UEF-40g | DEER2018 | WaterHeater-Calculator-v3.1 | 09/05/2018 | SCG | Res | Ex | Any | CZ10 | Each | 1 |  | None | -2.86 | -0.00029 | 52.6 | -2.86 | -0.00029 | 52.6 | -2.86 | -0.00029 | 52.6 | -2.86 | -0.00029 | 52.6 | DEER:Res:ClothesDishWasher | Annual | 1
RG-WtrHt-SmlInst-Gas-Ite175kBtuh-It2G-LW-0p87UEF-40g | DEER2018 | WaterHeater-Calculator-v3.1 | 09/05/2018 | SCG | Res | Ex | Any | CZ11 | Each | 1 |  | None | 0 | 0 | 0 | 0 | 0 | 0 | 0 | 0 | 0 | 0 | 0 | 0 | DEER:Res:ClothesDishWasher | Annual | 1
RG-WtrHt-SmlInst-Gas-Ite175kBtuh-It2G-LW-0p87UEF-40g | DEER2018 | WaterHeater-Calculator-v3.1 | 09/05/2018 | SCG | Res | Ex | Any | CZ12 | Each | 1 |  | None | 0 | 0 | 0 | 0 | 0 | 0 | 0 | 0 | 0 | 0 | 0 | 0 | DEER:Res:ClothesDishWasher | Annual | 1
RG-WtrHt-SmlInst-Gas-Ite175kBtuh-It2G-LW-0p87UEF-40g | DEER2018 | WaterHeater-Calculator-v3.1 | 09/05/2018 | SCG | Res | Ex | Any | CZ13 | Each | 1 |  | None | -2.83 | -0.000285 | 52.3 | -2.83 | -0.000285 | 52.3 | -2.83 | -0.000285 | 52.3 | -2.83 | -0.000285 | 52.3 | DEER:Res:ClothesDishWasher | Annual | 1
RG-WtrHt-SmlInst-Gas-Ite175kBtuh-It2G-LW-0p87UEF-40g | DEER2018 | WaterHeater-Calculator-v3.1 | 09/05/2018 | SCG | Res | Ex | Any | CZ14 | Each | 1 |  | None | -2.91 | -0.000276 | 53.6 | -2.91 | -0.000276 | 53.6 | -2.91 | -0.000276 | 53.6 | -2.91 | -0.000276 | 53.6 | DEER:Res:ClothesDishWasher | Annual | 1
RG-WtrHt-SmlInst-Gas-Ite175kBtuh-It2G-LW-0p87UEF-40g | DEER2018 | WaterHeater-Calculator-v3.1 | 09/05/2018 | SCG | Res | Ex | Any | CZ15 | Each | 1 |  | None | -2.2 | -0.000203 | 38.7 | -2.2 | -0.000203 | 38.7 | -2.2 | -0.000203 | 38.7 | -2.2 | -0.000203 | 38.7 | DEER:Res:ClothesDishWasher | Annual | 1
RG-WtrHt-SmlInst-Gas-Ite175kBtuh-It2G-LW-0p87UEF-40g | DEER2018 | WaterHeater-Calculator-v3.1 | 09/05/2018 | SCG | Res | Ex | Any | CZ16 | Each | 1 |  | None | -3.3 | -0.000341 | 63.9 | -3.3 | -0.000341 | 63.9 | -3.3 | -0.000341 | 63.9 | -3.3 | -0.000341 | 63.9 | DEER:Res:ClothesDishWasher | Annual | 1
RG-WtrHt-SmlInst-Gas-Ite175kBtuh-It2G-LW-0p87UEF-40g | DEER2018 | WaterHeater-Calculator-v3.1 | 09/05/2018 | SDG | Res | Ex | Any | CZ01 | Each | 1 |  | None | 0 | 0 | 0 | 0 | 0 | 0 | 0 | 0 | 0 | 0 | 0 | 0 | DEER:Res:ClothesDishWasher | Annual | 1
RG-WtrHt-SmlInst-Gas-Ite175kBtuh-It2G-LW-0p87UEF-40g | DEER2018 | WaterHeater-Calculator-v3.1 | 09/05/2018 | SDG | Res | Ex | Any | CZ02 | Each | 1 |  | None | 0 | 0 | 0 | 0 | 0 | 0 | 0 | 0 | 0 | 0 | 0 | 0 | DEER:Res:ClothesDishWasher | Annual | 1
RG-WtrHt-SmlInst-Gas-Ite175kBtuh-It2G-LW-0p87UEF-40g | DEER2018 | WaterHeater-Calculator-v3.1 | 09/05/2018 | SDG | Res | Ex | Any | CZ03 | Each | 1 |  | None | 0 | 0 | 0 | 0 | 0 | 0 | 0 | 0 | 0 | 0 | 0 | 0 | DEER:Res:ClothesDishWasher | Annual | 1
RG-WtrHt-SmlInst-Gas-Ite175kBtuh-It2G-LW-0p87UEF-40g | DEER2018 | WaterHeater-Calculator-v3.1 | 09/05/2018 | SDG | Res | Ex | Any | CZ04 | Each | 1 |  | None | 0 | 0 | 0 | 0 | 0 | 0 | 0 | 0 | 0 | 0 | 0 | 0 | DEER:Res:ClothesDishWasher | Annual | 1
RG-WtrHt-SmlInst-Gas-Ite175kBtuh-It2G-LW-0p87UEF-40g | DEER2018 | WaterHeater-Calculator-v3.1 | 09/05/2018 | SDG | Res | Ex | Any | CZ05 | Each | 1 |  | None | 0 | 0 | 0 | 0 | 0 | 0 | 0 | 0 | 0 | 0 | 0 | 0 | DEER:Res:ClothesDishWasher | Annual | 1
RG-WtrHt-SmlInst-Gas-Ite175kBtuh-It2G-LW-0p87UEF-40g | DEER2018 | WaterHeater-Calculator-v3.1 | 09/05/2018 | SDG | Res | Ex | Any | CZ06 | Each | 1 |  | None | -2.91 | -0.000306 | 54.1 | -2.91 | -0.000306 | 54.1 | -2.91 | -0.000306 | 54.1 | -2.91 | -0.000306 | 54.1 | DEER:Res:ClothesDishWasher | Annual | 1
RG-WtrHt-SmlInst-Gas-Ite175kBtuh-It2G-LW-0p87UEF-40g | DEER2018 | WaterHeater-Calculator-v3.1 | 09/05/2018 | SDG | Res | Ex | Any | CZ07 | Each | 1 |  | None | -2.79 | -0.000296 | 51.3 | -2.79 | -0.000296 | 51.3 | -2.79 | -0.000296 | 51.3 | -2.79 | -0.000296 | 51.3 | DEER:Res:ClothesDishWasher | Annual | 1
RG-WtrHt-SmlInst-Gas-Ite175kBtuh-It2G-LW-0p87UEF-40g | DEER2018 | WaterHeater-Calculator-v3.1 | 09/05/2018 | SDG | Res | Ex | Any | CZ08 | Each | 1 |  | None | -2.61 | -0.000272 | 47.5 | -2.61 | -0.000272 | 47.5 | -2.61 | -0.000272 | 47.5 | -2.61 | -0.000272 | 47.5 | DEER:Res:ClothesDishWasher | Annual | 1
RG-WtrHt-SmlInst-Gas-Ite175kBtuh-It2G-LW-0p87UEF-40g | DEER2018 | WaterHeater-Calculator-v3.1 | 09/05/2018 | SDG | Res | Ex | Any | CZ09 | Each | 1 |  | None | 0 | 0 | 0 | 0 | 0 | 0 | 0 | 0 | 0 | 0 | 0 | 0 | DEER:Res:ClothesDishWasher | Annual | 1
RG-WtrHt-SmlInst-Gas-Ite175kBtuh-It2G-LW-0p87UEF-40g | DEER2018 | WaterHeater-Calculator-v3.1 | 09/05/2018 | SDG | Res | Ex | Any | CZ10 | Each | 1 |  | None | -2.76 | -0.00028 | 50.9 | -2.76 | -0.00028 | 50.9 | -2.76 | -0.00028 | 50.9 | -2.76 | -0.00028 | 50.9 | DEER:Res:ClothesDishWasher | Annual | 1
RG-WtrHt-SmlInst-Gas-Ite175kBtuh-It2G-LW-0p87UEF-40g | DEER2018 | WaterHeater-Calculator-v3.1 | 09/05/2018 | SDG | Res | Ex | Any | CZ11 | Each | 1 |  | None | 0 | 0 | 0 | 0 | 0 | 0 | 0 | 0 | 0 | 0 | 0 | 0 | DEER:Res:ClothesDishWasher | Annual | 1
RG-WtrHt-SmlInst-Gas-Ite175kBtuh-It2G-LW-0p87UEF-40g | DEER2018 | WaterHeater-Calculator-v3.1 | 09/05/2018 | SDG | Res | Ex | Any | CZ12 | Each | 1 |  | None | 0 | 0 | 0 | 0 | 0 | 0 | 0 | 0 | 0 | 0 | 0 | 0 | DEER:Res:ClothesDishWasher | Annual | 1
RG-WtrHt-SmlInst-Gas-Ite175kBtuh-It2G-LW-0p87UEF-40g | DEER2018 | WaterHeater-Calculator-v3.1 | 09/05/2018 | SDG | Res | Ex | Any | CZ13 | Each | 1 |  | None | 0 | 0 | 0 | 0 | 0 | 0 | 0 | 0 | 0 | 0 | 0 | 0 | DEER:Res:ClothesDishWasher | Annual | 1
RG-WtrHt-SmlInst-Gas-Ite175kBtuh-It2G-LW-0p87UEF-40g | DEER2018 | WaterHeater-Calculator-v3.1 | 09/05/2018 | SDG | Res | Ex | Any | CZ14 | Each | 1 |  | None | -2.91 | -0.000276 | 54.6 | -2.91 | -0.000276 | 54.6 | -2.91 | -0.000276 | 54.6 | -2.91 | -0.000276 | 54.6 | DEER:Res:ClothesDishWasher | Annual | 1
RG-WtrHt-SmlInst-Gas-Ite175kBtuh-It2G-LW-0p87UEF-40g | DEER2018 | WaterHeater-Calculator-v3.1 | 09/05/2018 | SDG | Res | Ex | Any | CZ15 | Each | 1 |  | None | -2.43 | -0.000225 | 40.2 | -2.43 | -0.000225 | 40.2 | -2.43 | -0.000225 | 40.2 | -2.43 | -0.000225 | 40.2 | DEER:Res:ClothesDishWasher | Annual | 1
RG-WtrHt-SmlInst-Gas-Ite175kBtuh-It2G-LW-0p87UEF-40g | DEER2018 | WaterHeater-Calculator-v3.1 | 09/05/2018 | SDG | Res | Ex | Any | CZ16 | Each | 1 |  | None | 0 | 0 | 0 | 0 | 0 | 0 | 0 | 0 | 0 | 0 | 0 | 0 | DEER:Res:ClothesDishWasher | Annual | 1
RG-WtrHt-SmlInst-Gas-Ite175kBtuh-It2G-LW-0p87UEF-40g | DEER2018 | WaterHeater-Calculator-v3.1 | 09/05/2018 | PGE | Res | Ex | Any | IOU | Each | 1 |  | None | -2.93 | -0.000307 | 55 | -2.93 | -0.000307 | 55 | -2.93 | -0.000307 | 55 | -2.93 | -0.000307 | 55 | DEER:Res:ClothesDishWasher | Annual | 1
RG-WtrHt-SmlInst-Gas-Ite175kBtuh-It2G-LW-0p87UEF-40g | DEER2018 | WaterHeater-Calculator-v3.1 | 09/05/2018 | SCE | Res | Ex | Any | IOU | Each | 1 |  | None | 0 | 0 | 0 | 0 | 0 | 0 | 0 | 0 | 0 | 0 | 0 | 0 | DEER:Res:ClothesDishWasher | Annual | 1
RG-WtrHt-SmlInst-Gas-Ite175kBtuh-It2G-LW-0p87UEF-40g | DEER2018 | WaterHeater-Calculator-v3.1 | 09/05/2018 | SCG | Res | Ex | Any | IOU | Each | 1 |  | None | -2.79 | -0.000287 | 51.6 | -2.79 | -0.000287 | 51.6 | -2.79 | -0.000287 | 51.6 | -2.79 | -0.000287 | 51.6 | DEER:Res:ClothesDishWasher | Annual | 1
RG-WtrHt-SmlInst-Gas-Ite175kBtuh-It2G-LW-0p87UEF-40g | DEER2018 | WaterHeater-Calculator-v3.1 | 09/05/2018 | SDG | Res | Ex | Any | IOU | Each | 1 |  | None | -2.77 | -0.000286 | 50.7 | -2.77 | -0.000286 | 50.7 | -2.77 | -0.000286 | 50.7 | -2.77 | -0.000286 | 50.7 | DEER:Res:ClothesDishWasher | Annual | 1

## 0.87-MD
StdTechID | Stor_UEF-Gas-040gal-MD-0.58UEF
MeasTechID | Inst_UEF-Gas-175kBtuh-MD-0p87UEF
EnergyImpactID | Version | VersionSource | LastMod | PA | BldgType | BldgVint | BldgHVAC | BldgLoc | NormUnit | NumUnit | MeasArea | ScaleBasis | APreEUkWh | APreEUkW | APreEUtherm | APreWBkWh | APreWBkW | APreWBtherm | AStdEUkWh | AStdEUkW | AStdEUtherm | AStdWBkWh | AStdWBkW | AStdWBtherm | ElecImpactProfileID | GasImpactProfileID | Flag
RG-WtrHt-SmlInst-Gas-Ite175kBtuh-It2G-MD-0p87UEF-40g | DEER2018 | WaterHeater-Calculator-v3.1 | 09/05/2018 | Any | SFm | Ex | Any | CZ01 | Each | 1 |  | None | -3.44 | -0.00037 | 69 | -3.44 | -0.00037 | 69 | -3.44 | -0.00037 | 66.6 | -3.44 | -0.00037 | 66.6 | DEER:Res:ClothesDishWasher | Annual | 1
RG-WtrHt-SmlInst-Gas-Ite175kBtuh-It2G-MD-0p87UEF-40g | DEER2018 | WaterHeater-Calculator-v3.1 | 09/05/2018 | Any | SFm | Ex | Any | CZ02 | Each | 1 |  | None | -3.2 | -0.000341 | 61.6 | -3.2 | -0.000341 | 61.6 | -3.2 | -0.000341 | 59.4 | -3.2 | -0.000341 | 59.4 | DEER:Res:ClothesDishWasher | Annual | 1
RG-WtrHt-SmlInst-Gas-Ite175kBtuh-It2G-MD-0p87UEF-40g | DEER2018 | WaterHeater-Calculator-v3.1 | 09/05/2018 | Any | SFm | Ex | Any | CZ03 | Each | 1 |  | None | -3.2 | -0.000347 | 62.4 | -3.2 | -0.000347 | 62.4 | -3.2 | -0.000347 | 60.2 | -3.2 | -0.000347 | 60.2 | DEER:Res:ClothesDishWasher | Annual | 1
RG-WtrHt-SmlInst-Gas-Ite175kBtuh-It2G-MD-0p87UEF-40g | DEER2018 | WaterHeater-Calculator-v3.1 | 09/05/2018 | Any | SFm | Ex | Any | CZ04 | Each | 1 |  | None | -3.11 | -0.00032 | 59.2 | -3.11 | -0.00032 | 59.2 | -3.11 | -0.00032 | 57 | -3.11 | -0.00032 | 57 | DEER:Res:ClothesDishWasher | Annual | 1
RG-WtrHt-SmlInst-Gas-Ite175kBtuh-It2G-MD-0p87UEF-40g | DEER2018 | WaterHeater-Calculator-v3.1 | 09/05/2018 | Any | SFm | Ex | Any | CZ05 | Each | 1 |  | None | -3.25 | -0.000348 | 63.4 | -3.25 | -0.000348 | 63.4 | -3.25 | -0.000348 | 61.1 | -3.25 | -0.000348 | 61.1 | DEER:Res:ClothesDishWasher | Annual | 1
RG-WtrHt-SmlInst-Gas-Ite175kBtuh-It2G-MD-0p87UEF-40g | DEER2018 | WaterHeater-Calculator-v3.1 | 09/05/2018 | Any | SFm | Ex | Any | CZ06 | Each | 1 |  | None | -3.01 | -0.000317 | 56.7 | -3.01 | -0.000317 | 56.7 | -3.01 | -0.000317 | 54.6 | -3.01 | -0.000317 | 54.6 | DEER:Res:ClothesDishWasher | Annual | 1
RG-WtrHt-SmlInst-Gas-Ite175kBtuh-It2G-MD-0p87UEF-40g | DEER2018 | WaterHeater-Calculator-v3.1 | 09/05/2018 | Any | SFm | Ex | Any | CZ07 | Each | 1 |  | None | -2.98 | -0.000316 | 55.6 | -2.98 | -0.000316 | 55.6 | -2.98 | -0.000316 | 53.5 | -2.98 | -0.000316 | 53.5 | DEER:Res:ClothesDishWasher | Annual | 1
RG-WtrHt-SmlInst-Gas-Ite175kBtuh-It2G-MD-0p87UEF-40g | DEER2018 | WaterHeater-Calculator-v3.1 | 09/05/2018 | Any | SFm | Ex | Any | CZ08 | Each | 1 |  | None | -2.93 | -0.000306 | 54.1 | -2.93 | -0.000306 | 54.1 | -2.93 | -0.000306 | 52.1 | -2.93 | -0.000306 | 52.1 | DEER:Res:ClothesDishWasher | Annual | 1
RG-WtrHt-SmlInst-Gas-Ite175kBtuh-It2G-MD-0p87UEF-40g | DEER2018 | WaterHeater-Calculator-v3.1 | 09/05/2018 | Any | SFm | Ex | Any | CZ09 | Each | 1 |  | None | -2.93 | -0.000302 | 54 | -2.93 | -0.000302 | 54 | -2.93 | -0.000302 | 52 | -2.93 | -0.000302 | 52 | DEER:Res:ClothesDishWasher | Annual | 1
RG-WtrHt-SmlInst-Gas-Ite175kBtuh-It2G-MD-0p87UEF-40g | DEER2018 | WaterHeater-Calculator-v3.1 | 09/05/2018 | Any | SFm | Ex | Any | CZ10 | Each | 1 |  | None | -2.92 | -0.000296 | 53.6 | -2.92 | -0.000296 | 53.6 | -2.92 | -0.000296 | 51.6 | -2.92 | -0.000296 | 51.6 | DEER:Res:ClothesDishWasher | Annual | 1
RG-WtrHt-SmlInst-Gas-Ite175kBtuh-It2G-MD-0p87UEF-40g | DEER2018 | WaterHeater-Calculator-v3.1 | 09/05/2018 | Any | SFm | Ex | Any | CZ11 | Each | 1 |  | None | -2.96 | -0.000297 | 54.9 | -2.96 | -0.000297 | 54.9 | -2.96 | -0.000297 | 52.8 | -2.96 | -0.000297 | 52.8 | DEER:Res:ClothesDishWasher | Annual | 1
RG-WtrHt-SmlInst-Gas-Ite175kBtuh-It2G-MD-0p87UEF-40g | DEER2018 | WaterHeater-Calculator-v3.1 | 09/05/2018 | Any | SFm | Ex | Any | CZ12 | Each | 1 |  | None | -3.05 | -0.000317 | 57.7 | -3.05 | -0.000317 | 57.7 | -3.05 | -0.000317 | 55.6 | -3.05 | -0.000317 | 55.6 | DEER:Res:ClothesDishWasher | Annual | 1
RG-WtrHt-SmlInst-Gas-Ite175kBtuh-It2G-MD-0p87UEF-40g | DEER2018 | WaterHeater-Calculator-v3.1 | 09/05/2018 | Any | SFm | Ex | Any | CZ13 | Each | 1 |  | None | -2.92 | -0.000294 | 53.9 | -2.92 | -0.000294 | 53.9 | -2.92 | -0.000294 | 51.8 | -2.92 | -0.000294 | 51.8 | DEER:Res:ClothesDishWasher | Annual | 1
RG-WtrHt-SmlInst-Gas-Ite175kBtuh-It2G-MD-0p87UEF-40g | DEER2018 | WaterHeater-Calculator-v3.1 | 09/05/2018 | Any | SFm | Ex | Any | CZ14 | Each | 1 |  | None | -2.98 | -0.000283 | 55.1 | -2.98 | -0.000283 | 55.1 | -2.98 | -0.000283 | 53.1 | -2.98 | -0.000283 | 53.1 | DEER:Res:ClothesDishWasher | Annual | 1
RG-WtrHt-SmlInst-Gas-Ite175kBtuh-It2G-MD-0p87UEF-40g | DEER2018 | WaterHeater-Calculator-v3.1 | 09/05/2018 | Any | SFm | Ex | Any | CZ15 | Each | 1 |  | None | -2.46 | -0.000227 | 40.4 | -2.46 | -0.000227 | 40.4 | -2.46 | -0.000227 | 38.8 | -2.46 | -0.000227 | 38.8 | DEER:Res:ClothesDishWasher | Annual | 1
RG-WtrHt-SmlInst-Gas-Ite175kBtuh-It2G-MD-0p87UEF-40g | DEER2018 | WaterHeater-Calculator-v3.1 | 09/05/2018 | Any | SFm | Ex | Any | CZ16 | Each | 1 |  | None | -3.43 | -0.000354 | 67.8 | -3.43 | -0.000354 | 67.8 | -3.43 | -0.000354 | 65.4 | -3.43 | -0.000354 | 65.4 | DEER:Res:ClothesDishWasher | Annual | 1
RG-WtrHt-SmlInst-Gas-Ite175kBtuh-It2G-MD-0p87UEF-40g | DEER2018 | WaterHeater-Calculator-v3.1 | 09/05/2018 | Any | MFm | Ex | Any | CZ01 | Each | 1 |  | None | -2.86 | -0.000308 | 49.9 | -2.86 | -0.000308 | 49.9 | -2.86 | -0.000308 | 48 | -2.86 | -0.000308 | 48 | DEER:Res:ClothesDishWasher | Annual | 1
RG-WtrHt-SmlInst-Gas-Ite175kBtuh-It2G-MD-0p87UEF-40g | DEER2018 | WaterHeater-Calculator-v3.1 | 09/05/2018 | Any | MFm | Ex | Any | CZ02 | Each | 1 |  | None | -2.66 | -0.000284 | 47.1 | -2.66 | -0.000284 | 47.1 | -2.66 | -0.000284 | 45.3 | -2.66 | -0.000284 | 45.3 | DEER:Res:ClothesDishWasher | Annual | 1
RG-WtrHt-SmlInst-Gas-Ite175kBtuh-It2G-MD-0p87UEF-40g | DEER2018 | WaterHeater-Calculator-v3.1 | 09/05/2018 | Any | MFm | Ex | Any | CZ03 | Each | 1 |  | None | -2.66 | -0.000289 | 46.3 | -2.66 | -0.000289 | 46.3 | -2.66 | -0.000289 | 44.5 | -2.66 | -0.000289 | 44.5 | DEER:Res:ClothesDishWasher | Annual | 1
RG-WtrHt-SmlInst-Gas-Ite175kBtuh-It2G-MD-0p87UEF-40g | DEER2018 | WaterHeater-Calculator-v3.1 | 09/05/2018 | Any | MFm | Ex | Any | CZ04 | Each | 1 |  | None | -2.58 | -0.000267 | 45.6 | -2.58 | -0.000267 | 45.6 | -2.58 | -0.000267 | 43.9 | -2.58 | -0.000267 | 43.9 | DEER:Res:ClothesDishWasher | Annual | 1
RG-WtrHt-SmlInst-Gas-Ite175kBtuh-It2G-MD-0p87UEF-40g | DEER2018 | WaterHeater-Calculator-v3.1 | 09/05/2018 | Any | MFm | Ex | Any | CZ05 | Each | 1 |  | None | -2.71 | -0.00029 | 46.7 | -2.71 | -0.00029 | 46.7 | -2.71 | -0.00029 | 44.9 | -2.71 | -0.00029 | 44.9 | DEER:Res:ClothesDishWasher | Annual | 1
RG-WtrHt-SmlInst-Gas-Ite175kBtuh-It2G-MD-0p87UEF-40g | DEER2018 | WaterHeater-Calculator-v3.1 | 09/05/2018 | Any | MFm | Ex | Any | CZ06 | Each | 1 |  | None | -2.5 | -0.000264 | 44.1 | -2.5 | -0.000264 | 44.1 | -2.5 | -0.000264 | 42.4 | -2.5 | -0.000264 | 42.4 | DEER:Res:ClothesDishWasher | Annual | 1
RG-WtrHt-SmlInst-Gas-Ite175kBtuh-It2G-MD-0p87UEF-40g | DEER2018 | WaterHeater-Calculator-v3.1 | 09/05/2018 | Any | MFm | Ex | Any | CZ07 | Each | 1 |  | None | -2.48 | -0.000263 | 43.4 | -2.48 | -0.000263 | 43.4 | -2.48 | -0.000263 | 41.7 | -2.48 | -0.000263 | 41.7 | DEER:Res:ClothesDishWasher | Annual | 1
RG-WtrHt-SmlInst-Gas-Ite175kBtuh-It2G-MD-0p87UEF-40g | DEER2018 | WaterHeater-Calculator-v3.1 | 09/05/2018 | Any | MFm | Ex | Any | CZ08 | Each | 1 |  | None | -2.44 | -0.000255 | 42.9 | -2.44 | -0.000255 | 42.9 | -2.44 | -0.000255 | 41.3 | -2.44 | -0.000255 | 41.3 | DEER:Res:ClothesDishWasher | Annual | 1
RG-WtrHt-SmlInst-Gas-Ite175kBtuh-It2G-MD-0p87UEF-40g | DEER2018 | WaterHeater-Calculator-v3.1 | 09/05/2018 | Any | MFm | Ex | Any | CZ09 | Each | 1 |  | None | -2.44 | -0.000251 | 42.9 | -2.44 | -0.000251 | 42.9 | -2.44 | -0.000251 | 41.3 | -2.44 | -0.000251 | 41.3 | DEER:Res:ClothesDishWasher | Annual | 1
RG-WtrHt-SmlInst-Gas-Ite175kBtuh-It2G-MD-0p87UEF-40g | DEER2018 | WaterHeater-Calculator-v3.1 | 09/05/2018 | Any | MFm | Ex | Any | CZ10 | Each | 1 |  | None | -2.43 | -0.000247 | 42.9 | -2.43 | -0.000247 | 42.9 | -2.43 | -0.000247 | 41.3 | -2.43 | -0.000247 | 41.3 | DEER:Res:ClothesDishWasher | Annual | 1
RG-WtrHt-SmlInst-Gas-Ite175kBtuh-It2G-MD-0p87UEF-40g | DEER2018 | WaterHeater-Calculator-v3.1 | 09/05/2018 | Any | MFm | Ex | Any | CZ11 | Each | 1 |  | None | -2.46 | -0.000247 | 44 | -2.46 | -0.000247 | 44 | -2.46 | -0.000247 | 42.3 | -2.46 | -0.000247 | 42.3 | DEER:Res:ClothesDishWasher | Annual | 1
RG-WtrHt-SmlInst-Gas-Ite175kBtuh-It2G-MD-0p87UEF-40g | DEER2018 | WaterHeater-Calculator-v3.1 | 09/05/2018 | Any | MFm | Ex | Any | CZ12 | Each | 1 |  | None | -2.54 | -0.000264 | 45.3 | -2.54 | -0.000264 | 45.3 | -2.54 | -0.000264 | 43.6 | -2.54 | -0.000264 | 43.6 | DEER:Res:ClothesDishWasher | Annual | 1
RG-WtrHt-SmlInst-Gas-Ite175kBtuh-It2G-MD-0p87UEF-40g | DEER2018 | WaterHeater-Calculator-v3.1 | 09/05/2018 | Any | MFm | Ex | Any | CZ13 | Each | 1 |  | None | -2.43 | -0.000245 | 43.6 | -2.43 | -0.000245 | 43.6 | -2.43 | -0.000245 | 41.9 | -2.43 | -0.000245 | 41.9 | DEER:Res:ClothesDishWasher | Annual | 1
RG-WtrHt-SmlInst-Gas-Ite175kBtuh-It2G-MD-0p87UEF-40g | DEER2018 | WaterHeater-Calculator-v3.1 | 09/05/2018 | Any | MFm | Ex | Any | CZ14 | Each | 1 |  | None | -2.48 | -0.000236 | 44.1 | -2.48 | -0.000236 | 44.1 | -2.48 | -0.000236 | 42.4 | -2.48 | -0.000236 | 42.4 | DEER:Res:ClothesDishWasher | Annual | 1
RG-WtrHt-SmlInst-Gas-Ite175kBtuh-It2G-MD-0p87UEF-40g | DEER2018 | WaterHeater-Calculator-v3.1 | 09/05/2018 | Any | MFm | Ex | Any | CZ15 | Each | 1 |  | None | -2.04 | -0.000189 | 37.5 | -2.04 | -0.000189 | 37.5 | -2.04 | -0.000189 | 36.1 | -2.04 | -0.000189 | 36.1 | DEER:Res:ClothesDishWasher | Annual | 1
RG-WtrHt-SmlInst-Gas-Ite175kBtuh-It2G-MD-0p87UEF-40g | DEER2018 | WaterHeater-Calculator-v3.1 | 09/05/2018 | Any | MFm | Ex | Any | CZ16 | Each | 1 |  | None | -2.85 | -0.000295 | 49.3 | -2.85 | -0.000295 | 49.3 | -2.85 | -0.000295 | 47.4 | -2.85 | -0.000295 | 47.4 | DEER:Res:ClothesDishWasher | Annual | 1
RG-WtrHt-SmlInst-Gas-Ite175kBtuh-It2G-MD-0p87UEF-40g | DEER2018 | WaterHeater-Calculator-v3.1 | 09/05/2018 | Any | DMo | Ex | Any | CZ01 | Each | 1 |  | None | -2.89 | -0.000311 | 66.6 | -2.89 | -0.000311 | 66.6 | -2.89 | -0.000311 | 64.5 | -2.89 | -0.000311 | 64.5 | DEER:Res:ClothesDishWasher | Annual | 1
RG-WtrHt-SmlInst-Gas-Ite175kBtuh-It2G-MD-0p87UEF-40g | DEER2018 | WaterHeater-Calculator-v3.1 | 09/05/2018 | Any | DMo | Ex | Any | CZ02 | Each | 1 |  | None | -2.69 | -0.000287 | 60 | -2.69 | -0.000287 | 60 | -2.69 | -0.000287 | 58.1 | -2.69 | -0.000287 | 58.1 | DEER:Res:ClothesDishWasher | Annual | 1
RG-WtrHt-SmlInst-Gas-Ite175kBtuh-It2G-MD-0p87UEF-40g | DEER2018 | WaterHeater-Calculator-v3.1 | 09/05/2018 | Any | DMo | Ex | Any | CZ03 | Each | 1 |  | None | -2.69 | -0.000291 | 60.3 | -2.69 | -0.000291 | 60.3 | -2.69 | -0.000291 | 58.3 | -2.69 | -0.000291 | 58.3 | DEER:Res:ClothesDishWasher | Annual | 1
RG-WtrHt-SmlInst-Gas-Ite175kBtuh-It2G-MD-0p87UEF-40g | DEER2018 | WaterHeater-Calculator-v3.1 | 09/05/2018 | Any | DMo | Ex | Any | CZ04 | Each | 1 |  | None | -2.61 | -0.000269 | 57.6 | -2.61 | -0.000269 | 57.6 | -2.61 | -0.000269 | 55.6 | -2.61 | -0.000269 | 55.6 | DEER:Res:ClothesDishWasher | Annual | 1
RG-WtrHt-SmlInst-Gas-Ite175kBtuh-It2G-MD-0p87UEF-40g | DEER2018 | WaterHeater-Calculator-v3.1 | 09/05/2018 | Any | DMo | Ex | Any | CZ05 | Each | 1 |  | None | -2.73 | -0.000292 | 61.7 | -2.73 | -0.000292 | 61.7 | -2.73 | -0.000292 | 59.6 | -2.73 | -0.000292 | 59.6 | DEER:Res:ClothesDishWasher | Annual | 1
RG-WtrHt-SmlInst-Gas-Ite175kBtuh-It2G-MD-0p87UEF-40g | DEER2018 | WaterHeater-Calculator-v3.1 | 09/05/2018 | Any | DMo | Ex | Any | CZ06 | Each | 1 |  | None | -2.53 | -0.000266 | 55.1 | -2.53 | -0.000266 | 55.1 | -2.53 | -0.000266 | 53.2 | -2.53 | -0.000266 | 53.2 | DEER:Res:ClothesDishWasher | Annual | 1
RG-WtrHt-SmlInst-Gas-Ite175kBtuh-It2G-MD-0p87UEF-40g | DEER2018 | WaterHeater-Calculator-v3.1 | 09/05/2018 | Any | DMo | Ex | Any | CZ07 | Each | 1 |  | None | -2.5 | -0.000265 | 54.2 | -2.5 | -0.000265 | 54.2 | -2.5 | -0.000265 | 52.3 | -2.5 | -0.000265 | 52.3 | DEER:Res:ClothesDishWasher | Annual | 1
RG-WtrHt-SmlInst-Gas-Ite175kBtuh-It2G-MD-0p87UEF-40g | DEER2018 | WaterHeater-Calculator-v3.1 | 09/05/2018 | Any | DMo | Ex | Any | CZ08 | Each | 1 |  | None | -2.46 | -0.000257 | 52.9 | -2.46 | -0.000257 | 52.9 | -2.46 | -0.000257 | 51.1 | -2.46 | -0.000257 | 51.1 | DEER:Res:ClothesDishWasher | Annual | 1
RG-WtrHt-SmlInst-Gas-Ite175kBtuh-It2G-MD-0p87UEF-40g | DEER2018 | WaterHeater-Calculator-v3.1 | 09/05/2018 | Any | DMo | Ex | Any | CZ09 | Each | 1 |  | None | -2.46 | -0.000253 | 52.8 | -2.46 | -0.000253 | 52.8 | -2.46 | -0.000253 | 51 | -2.46 | -0.000253 | 51 | DEER:Res:ClothesDishWasher | Annual | 1
RG-WtrHt-SmlInst-Gas-Ite175kBtuh-It2G-MD-0p87UEF-40g | DEER2018 | WaterHeater-Calculator-v3.1 | 09/05/2018 | Any | DMo | Ex | Any | CZ10 | Each | 1 |  | None | -2.45 | -0.000249 | 52.4 | -2.45 | -0.000249 | 52.4 | -2.45 | -0.000249 | 50.6 | -2.45 | -0.000249 | 50.6 | DEER:Res:ClothesDishWasher | Annual | 1
RG-WtrHt-SmlInst-Gas-Ite175kBtuh-It2G-MD-0p87UEF-40g | DEER2018 | WaterHeater-Calculator-v3.1 | 09/05/2018 | Any | DMo | Ex | Any | CZ11 | Each | 1 |  | None | -2.49 | -0.000249 | 53.5 | -2.49 | -0.000249 | 53.5 | -2.49 | -0.000249 | 51.7 | -2.49 | -0.000249 | 51.7 | DEER:Res:ClothesDishWasher | Annual | 1
RG-WtrHt-SmlInst-Gas-Ite175kBtuh-It2G-MD-0p87UEF-40g | DEER2018 | WaterHeater-Calculator-v3.1 | 09/05/2018 | Any | DMo | Ex | Any | CZ12 | Each | 1 |  | None | -2.57 | -0.000266 | 56 | -2.57 | -0.000266 | 56 | -2.57 | -0.000266 | 54.1 | -2.57 | -0.000266 | 54.1 | DEER:Res:ClothesDishWasher | Annual | 1
RG-WtrHt-SmlInst-Gas-Ite175kBtuh-It2G-MD-0p87UEF-40g | DEER2018 | WaterHeater-Calculator-v3.1 | 09/05/2018 | Any | DMo | Ex | Any | CZ13 | Each | 1 |  | None | -2.46 | -0.000247 | 52.5 | -2.46 | -0.000247 | 52.5 | -2.46 | -0.000247 | 50.7 | -2.46 | -0.000247 | 50.7 | DEER:Res:ClothesDishWasher | Annual | 1
RG-WtrHt-SmlInst-Gas-Ite175kBtuh-It2G-MD-0p87UEF-40g | DEER2018 | WaterHeater-Calculator-v3.1 | 09/05/2018 | Any | DMo | Ex | Any | CZ14 | Each | 1 |  | None | -2.51 | -0.000238 | 54.1 | -2.51 | -0.000238 | 54.1 | -2.51 | -0.000238 | 52.2 | -2.51 | -0.000238 | 52.2 | DEER:Res:ClothesDishWasher | Annual | 1
RG-WtrHt-SmlInst-Gas-Ite175kBtuh-It2G-MD-0p87UEF-40g | DEER2018 | WaterHeater-Calculator-v3.1 | 09/05/2018 | Any | DMo | Ex | Any | CZ15 | Each | 1 |  | None | -2.07 | -0.00019 | 39.9 | -2.07 | -0.00019 | 39.9 | -2.07 | -0.00019 | 38.4 | -2.07 | -0.00019 | 38.4 | DEER:Res:ClothesDishWasher | Annual | 1
RG-WtrHt-SmlInst-Gas-Ite175kBtuh-It2G-MD-0p87UEF-40g | DEER2018 | WaterHeater-Calculator-v3.1 | 09/05/2018 | Any | DMo | Ex | Any | CZ16 | Each | 1 |  | None | -2.88 | -0.000297 | 66.2 | -2.88 | -0.000297 | 66.2 | -2.88 | -0.000297 | 64.1 | -2.88 | -0.000297 | 64.1 | DEER:Res:ClothesDishWasher | Annual | 1
RG-WtrHt-SmlInst-Gas-Ite175kBtuh-It2G-MD-0p87UEF-40g | DEER2018 | WaterHeater-Calculator-v3.1 | 09/05/2018 | PGE | Res | Ex | Any | CZ01 | Each | 1 |  | None | -3.28 | -0.000353 | 64.2 | -3.28 | -0.000353 | 64.2 | -3.28 | -0.000353 | 64.2 | -3.28 | -0.000353 | 64.2 | DEER:Res:ClothesDishWasher | Annual | 1
RG-WtrHt-SmlInst-Gas-Ite175kBtuh-It2G-MD-0p87UEF-40g | DEER2018 | WaterHeater-Calculator-v3.1 | 09/05/2018 | PGE | Res | Ex | Any | CZ02 | Each | 1 |  | None | -3.05 | -0.000325 | 58.3 | -3.05 | -0.000325 | 58.3 | -3.05 | -0.000325 | 58.3 | -3.05 | -0.000325 | 58.3 | DEER:Res:ClothesDishWasher | Annual | 1
RG-WtrHt-SmlInst-Gas-Ite175kBtuh-It2G-MD-0p87UEF-40g | DEER2018 | WaterHeater-Calculator-v3.1 | 09/05/2018 | PGE | Res | Ex | Any | CZ03 | Each | 1 |  | None | -2.95 | -0.000321 | 55.2 | -2.95 | -0.000321 | 55.2 | -2.95 | -0.000321 | 55.2 | -2.95 | -0.000321 | 55.2 | DEER:Res:ClothesDishWasher | Annual | 1
RG-WtrHt-SmlInst-Gas-Ite175kBtuh-It2G-MD-0p87UEF-40g | DEER2018 | WaterHeater-Calculator-v3.1 | 09/05/2018 | PGE | Res | Ex | Any | CZ04 | Each | 1 |  | None | -2.91 | -0.0003 | 54.2 | -2.91 | -0.0003 | 54.2 | -2.91 | -0.0003 | 54.2 | -2.91 | -0.0003 | 54.2 | DEER:Res:ClothesDishWasher | Annual | 1
RG-WtrHt-SmlInst-Gas-Ite175kBtuh-It2G-MD-0p87UEF-40g | DEER2018 | WaterHeater-Calculator-v3.1 | 09/05/2018 | PGE | Res | Ex | Any | CZ05 | Each | 1 |  | None | -3.09 | -0.000331 | 59.9 | -3.09 | -0.000331 | 59.9 | -3.09 | -0.000331 | 59.9 | -3.09 | -0.000331 | 59.9 | DEER:Res:ClothesDishWasher | Annual | 1
RG-WtrHt-SmlInst-Gas-Ite175kBtuh-It2G-MD-0p87UEF-40g | DEER2018 | WaterHeater-Calculator-v3.1 | 09/05/2018 | PGE | Res | Ex | Any | CZ06 | Each | 1 |  | None | 0 | 0 | 0 | 0 | 0 | 0 | 0 | 0 | 0 | 0 | 0 | 0 | DEER:Res:ClothesDishWasher | Annual | 1
RG-WtrHt-SmlInst-Gas-Ite175kBtuh-It2G-MD-0p87UEF-40g | DEER2018 | WaterHeater-Calculator-v3.1 | 09/05/2018 | PGE | Res | Ex | Any | CZ07 | Each | 1 |  | None | 0 | 0 | 0 | 0 | 0 | 0 | 0 | 0 | 0 | 0 | 0 | 0 | DEER:Res:ClothesDishWasher | Annual | 1
RG-WtrHt-SmlInst-Gas-Ite175kBtuh-It2G-MD-0p87UEF-40g | DEER2018 | WaterHeater-Calculator-v3.1 | 09/05/2018 | PGE | Res | Ex | Any | CZ08 | Each | 1 |  | None | 0 | 0 | 0 | 0 | 0 | 0 | 0 | 0 | 0 | 0 | 0 | 0 | DEER:Res:ClothesDishWasher | Annual | 1
RG-WtrHt-SmlInst-Gas-Ite175kBtuh-It2G-MD-0p87UEF-40g | DEER2018 | WaterHeater-Calculator-v3.1 | 09/05/2018 | PGE | Res | Ex | Any | CZ09 | Each | 1 |  | None | 0 | 0 | 0 | 0 | 0 | 0 | 0 | 0 | 0 | 0 | 0 | 0 | DEER:Res:ClothesDishWasher | Annual | 1
RG-WtrHt-SmlInst-Gas-Ite175kBtuh-It2G-MD-0p87UEF-40g | DEER2018 | WaterHeater-Calculator-v3.1 | 09/05/2018 | PGE | Res | Ex | Any | CZ10 | Each | 1 |  | None | 0 | 0 | 0 | 0 | 0 | 0 | 0 | 0 | 0 | 0 | 0 | 0 | DEER:Res:ClothesDishWasher | Annual | 1
RG-WtrHt-SmlInst-Gas-Ite175kBtuh-It2G-MD-0p87UEF-40g | DEER2018 | WaterHeater-Calculator-v3.1 | 09/05/2018 | PGE | Res | Ex | Any | CZ11 | Each | 1 |  | None | -2.81 | -0.000282 | 53.2 | -2.81 | -0.000282 | 53.2 | -2.81 | -0.000282 | 53.2 | -2.81 | -0.000282 | 53.2 | DEER:Res:ClothesDishWasher | Annual | 1
RG-WtrHt-SmlInst-Gas-Ite175kBtuh-It2G-MD-0p87UEF-40g | DEER2018 | WaterHeater-Calculator-v3.1 | 09/05/2018 | PGE | Res | Ex | Any | CZ12 | Each | 1 |  | None | -2.91 | -0.000302 | 54.6 | -2.91 | -0.000302 | 54.6 | -2.91 | -0.000302 | 54.6 | -2.91 | -0.000302 | 54.6 | DEER:Res:ClothesDishWasher | Annual | 1
RG-WtrHt-SmlInst-Gas-Ite175kBtuh-It2G-MD-0p87UEF-40g | DEER2018 | WaterHeater-Calculator-v3.1 | 09/05/2018 | PGE | Res | Ex | Any | CZ13 | Each | 1 |  | None | -2.78 | -0.00028 | 51.5 | -2.78 | -0.00028 | 51.5 | -2.78 | -0.00028 | 51.5 | -2.78 | -0.00028 | 51.5 | DEER:Res:ClothesDishWasher | Annual | 1
RG-WtrHt-SmlInst-Gas-Ite175kBtuh-It2G-MD-0p87UEF-40g | DEER2018 | WaterHeater-Calculator-v3.1 | 09/05/2018 | PGE | Res | Ex | Any | CZ14 | Each | 1 |  | None | 0 | 0 | 0 | 0 | 0 | 0 | 0 | 0 | 0 | 0 | 0 | 0 | DEER:Res:ClothesDishWasher | Annual | 1
RG-WtrHt-SmlInst-Gas-Ite175kBtuh-It2G-MD-0p87UEF-40g | DEER2018 | WaterHeater-Calculator-v3.1 | 09/05/2018 | PGE | Res | Ex | Any | CZ15 | Each | 1 |  | None | 0 | 0 | 0 | 0 | 0 | 0 | 0 | 0 | 0 | 0 | 0 | 0 | DEER:Res:ClothesDishWasher | Annual | 1
RG-WtrHt-SmlInst-Gas-Ite175kBtuh-It2G-MD-0p87UEF-40g | DEER2018 | WaterHeater-Calculator-v3.1 | 09/05/2018 | PGE | Res | Ex | Any | CZ16 | Each | 1 |  | None | -3.33 | -0.000344 | 67.4 | -3.33 | -0.000344 | 67.4 | -3.33 | -0.000344 | 67.4 | -3.33 | -0.000344 | 67.4 | DEER:Res:ClothesDishWasher | Annual | 1
RG-WtrHt-SmlInst-Gas-Ite175kBtuh-It2G-MD-0p87UEF-40g | DEER2018 | WaterHeater-Calculator-v3.1 | 09/05/2018 | SCE | Res | Ex | Any | CZ01 | Each | 1 |  | None | 0 | 0 | 0 | 0 | 0 | 0 | 0 | 0 | 0 | 0 | 0 | 0 | DEER:Res:ClothesDishWasher | Annual | 1
RG-WtrHt-SmlInst-Gas-Ite175kBtuh-It2G-MD-0p87UEF-40g | DEER2018 | WaterHeater-Calculator-v3.1 | 09/05/2018 | SCE | Res | Ex | Any | CZ02 | Each | 1 |  | None | 0 | 0 | 0 | 0 | 0 | 0 | 0 | 0 | 0 | 0 | 0 | 0 | DEER:Res:ClothesDishWasher | Annual | 1
RG-WtrHt-SmlInst-Gas-Ite175kBtuh-It2G-MD-0p87UEF-40g | DEER2018 | WaterHeater-Calculator-v3.1 | 09/05/2018 | SCE | Res | Ex | Any | CZ03 | Each | 1 |  | None | 0 | 0 | 0 | 0 | 0 | 0 | 0 | 0 | 0 | 0 | 0 | 0 | DEER:Res:ClothesDishWasher | Annual | 1
RG-WtrHt-SmlInst-Gas-Ite175kBtuh-It2G-MD-0p87UEF-40g | DEER2018 | WaterHeater-Calculator-v3.1 | 09/05/2018 | SCE | Res | Ex | Any | CZ04 | Each | 1 |  | None | 0 | 0 | 0 | 0 | 0 | 0 | 0 | 0 | 0 | 0 | 0 | 0 | DEER:Res:ClothesDishWasher | Annual | 1
RG-WtrHt-SmlInst-Gas-Ite175kBtuh-It2G-MD-0p87UEF-40g | DEER2018 | WaterHeater-Calculator-v3.1 | 09/05/2018 | SCE | Res | Ex | Any | CZ05 | Each | 1 |  | None | -3.11 | -0.000333 | 59.1 | -3.11 | -0.000333 | 59.1 | -3.11 | -0.000333 | 59.1 | -3.11 | -0.000333 | 59.1 | DEER:Res:ClothesDishWasher | Annual | 1
RG-WtrHt-SmlInst-Gas-Ite175kBtuh-It2G-MD-0p87UEF-40g | DEER2018 | WaterHeater-Calculator-v3.1 | 09/05/2018 | SCE | Res | Ex | Any | CZ06 | Each | 1 |  | None | -2.76 | -0.000291 | 50.9 | -2.76 | -0.000291 | 50.9 | -2.76 | -0.000291 | 50.9 | -2.76 | -0.000291 | 50.9 | DEER:Res:ClothesDishWasher | Annual | 1
RG-WtrHt-SmlInst-Gas-Ite175kBtuh-It2G-MD-0p87UEF-40g | DEER2018 | WaterHeater-Calculator-v3.1 | 09/05/2018 | SCE | Res | Ex | Any | CZ07 | Each | 1 |  | None | 0 | 0 | 0 | 0 | 0 | 0 | 0 | 0 | 0 | 0 | 0 | 0 | DEER:Res:ClothesDishWasher | Annual | 1
RG-WtrHt-SmlInst-Gas-Ite175kBtuh-It2G-MD-0p87UEF-40g | DEER2018 | WaterHeater-Calculator-v3.1 | 09/05/2018 | SCE | Res | Ex | Any | CZ08 | Each | 1 |  | None | -2.76 | -0.000288 | 50.5 | -2.76 | -0.000288 | 50.5 | -2.76 | -0.000288 | 50.5 | -2.76 | -0.000288 | 50.5 | DEER:Res:ClothesDishWasher | Annual | 1
RG-WtrHt-SmlInst-Gas-Ite175kBtuh-It2G-MD-0p87UEF-40g | DEER2018 | WaterHeater-Calculator-v3.1 | 09/05/2018 | SCE | Res | Ex | Any | CZ09 | Each | 1 |  | None | -2.77 | -0.000286 | 50.9 | -2.77 | -0.000286 | 50.9 | -2.77 | -0.000286 | 50.9 | -2.77 | -0.000286 | 50.9 | DEER:Res:ClothesDishWasher | Annual | 1
RG-WtrHt-SmlInst-Gas-Ite175kBtuh-It2G-MD-0p87UEF-40g | DEER2018 | WaterHeater-Calculator-v3.1 | 09/05/2018 | SCE | Res | Ex | Any | CZ10 | Each | 1 |  | None | -2.83 | -0.000287 | 52.4 | -2.83 | -0.000287 | 52.4 | -2.83 | -0.000287 | 52.4 | -2.83 | -0.000287 | 52.4 | DEER:Res:ClothesDishWasher | Annual | 1
RG-WtrHt-SmlInst-Gas-Ite175kBtuh-It2G-MD-0p87UEF-40g | DEER2018 | WaterHeater-Calculator-v3.1 | 09/05/2018 | SCE | Res | Ex | Any | CZ11 | Each | 1 |  | None | 0 | 0 | 0 | 0 | 0 | 0 | 0 | 0 | 0 | 0 | 0 | 0 | DEER:Res:ClothesDishWasher | Annual | 1
RG-WtrHt-SmlInst-Gas-Ite175kBtuh-It2G-MD-0p87UEF-40g | DEER2018 | WaterHeater-Calculator-v3.1 | 09/05/2018 | SCE | Res | Ex | Any | CZ12 | Each | 1 |  | None | 0 | 0 | 0 | 0 | 0 | 0 | 0 | 0 | 0 | 0 | 0 | 0 | DEER:Res:ClothesDishWasher | Annual | 1
RG-WtrHt-SmlInst-Gas-Ite175kBtuh-It2G-MD-0p87UEF-40g | DEER2018 | WaterHeater-Calculator-v3.1 | 09/05/2018 | SCE | Res | Ex | Any | CZ13 | Each | 1 |  | None | -2.86 | -0.000288 | 53.2 | -2.86 | -0.000288 | 53.2 | -2.86 | -0.000288 | 53.2 | -2.86 | -0.000288 | 53.2 | DEER:Res:ClothesDishWasher | Annual | 1
RG-WtrHt-SmlInst-Gas-Ite175kBtuh-It2G-MD-0p87UEF-40g | DEER2018 | WaterHeater-Calculator-v3.1 | 09/05/2018 | SCE | Res | Ex | Any | CZ14 | Each | 1 |  | None | -2.91 | -0.000276 | 54.1 | -2.91 | -0.000276 | 54.1 | -2.91 | -0.000276 | 54.1 | -2.91 | -0.000276 | 54.1 | DEER:Res:ClothesDishWasher | Annual | 1
RG-WtrHt-SmlInst-Gas-Ite175kBtuh-It2G-MD-0p87UEF-40g | DEER2018 | WaterHeater-Calculator-v3.1 | 09/05/2018 | SCE | Res | Ex | Any | CZ15 | Each | 1 |  | None | -2.25 | -0.000208 | 39.1 | -2.25 | -0.000208 | 39.1 | -2.25 | -0.000208 | 39.1 | -2.25 | -0.000208 | 39.1 | DEER:Res:ClothesDishWasher | Annual | 1
RG-WtrHt-SmlInst-Gas-Ite175kBtuh-It2G-MD-0p87UEF-40g | DEER2018 | WaterHeater-Calculator-v3.1 | 09/05/2018 | SCE | Res | Ex | Any | CZ16 | Each | 1 |  | None | -3.3 | -0.000341 | 65.6 | -3.3 | -0.000341 | 65.6 | -3.3 | -0.000341 | 65.6 | -3.3 | -0.000341 | 65.6 | DEER:Res:ClothesDishWasher | Annual | 1
RG-WtrHt-SmlInst-Gas-Ite175kBtuh-It2G-MD-0p87UEF-40g | DEER2018 | WaterHeater-Calculator-v3.1 | 09/05/2018 | SCG | Res | Ex | Any | CZ01 | Each | 1 |  | None | 0 | 0 | 0 | 0 | 0 | 0 | 0 | 0 | 0 | 0 | 0 | 0 | DEER:Res:ClothesDishWasher | Annual | 1
RG-WtrHt-SmlInst-Gas-Ite175kBtuh-It2G-MD-0p87UEF-40g | DEER2018 | WaterHeater-Calculator-v3.1 | 09/05/2018 | SCG | Res | Ex | Any | CZ02 | Each | 1 |  | None | 0 | 0 | 0 | 0 | 0 | 0 | 0 | 0 | 0 | 0 | 0 | 0 | DEER:Res:ClothesDishWasher | Annual | 1
RG-WtrHt-SmlInst-Gas-Ite175kBtuh-It2G-MD-0p87UEF-40g | DEER2018 | WaterHeater-Calculator-v3.1 | 09/05/2018 | SCG | Res | Ex | Any | CZ03 | Each | 1 |  | None | 0 | 0 | 0 | 0 | 0 | 0 | 0 | 0 | 0 | 0 | 0 | 0 | DEER:Res:ClothesDishWasher | Annual | 1
RG-WtrHt-SmlInst-Gas-Ite175kBtuh-It2G-MD-0p87UEF-40g | DEER2018 | WaterHeater-Calculator-v3.1 | 09/05/2018 | SCG | Res | Ex | Any | CZ04 | Each | 1 |  | None | -3.04 | -0.000313 | 57.4 | -3.04 | -0.000313 | 57.4 | -3.04 | -0.000313 | 57.4 | -3.04 | -0.000313 | 57.4 | DEER:Res:ClothesDishWasher | Annual | 1
RG-WtrHt-SmlInst-Gas-Ite175kBtuh-It2G-MD-0p87UEF-40g | DEER2018 | WaterHeater-Calculator-v3.1 | 09/05/2018 | SCG | Res | Ex | Any | CZ05 | Each | 1 |  | None | -3.13 | -0.000335 | 59.9 | -3.13 | -0.000335 | 59.9 | -3.13 | -0.000335 | 59.9 | -3.13 | -0.000335 | 59.9 | DEER:Res:ClothesDishWasher | Annual | 1
RG-WtrHt-SmlInst-Gas-Ite175kBtuh-It2G-MD-0p87UEF-40g | DEER2018 | WaterHeater-Calculator-v3.1 | 09/05/2018 | SCG | Res | Ex | Any | CZ06 | Each | 1 |  | None | -2.81 | -0.000297 | 52 | -2.81 | -0.000297 | 52 | -2.81 | -0.000297 | 52 | -2.81 | -0.000297 | 52 | DEER:Res:ClothesDishWasher | Annual | 1
RG-WtrHt-SmlInst-Gas-Ite175kBtuh-It2G-MD-0p87UEF-40g | DEER2018 | WaterHeater-Calculator-v3.1 | 09/05/2018 | SCG | Res | Ex | Any | CZ07 | Each | 1 |  | None | -2.73 | -0.000289 | 49.4 | -2.73 | -0.000289 | 49.4 | -2.73 | -0.000289 | 49.4 | -2.73 | -0.000289 | 49.4 | DEER:Res:ClothesDishWasher | Annual | 1
RG-WtrHt-SmlInst-Gas-Ite175kBtuh-It2G-MD-0p87UEF-40g | DEER2018 | WaterHeater-Calculator-v3.1 | 09/05/2018 | SCG | Res | Ex | Any | CZ08 | Each | 1 |  | None | -2.76 | -0.000288 | 50.2 | -2.76 | -0.000288 | 50.2 | -2.76 | -0.000288 | 50.2 | -2.76 | -0.000288 | 50.2 | DEER:Res:ClothesDishWasher | Annual | 1
RG-WtrHt-SmlInst-Gas-Ite175kBtuh-It2G-MD-0p87UEF-40g | DEER2018 | WaterHeater-Calculator-v3.1 | 09/05/2018 | SCG | Res | Ex | Any | CZ09 | Each | 1 |  | None | -2.7 | -0.000278 | 48.8 | -2.7 | -0.000278 | 48.8 | -2.7 | -0.000278 | 48.8 | -2.7 | -0.000278 | 48.8 | DEER:Res:ClothesDishWasher | Annual | 1
RG-WtrHt-SmlInst-Gas-Ite175kBtuh-It2G-MD-0p87UEF-40g | DEER2018 | WaterHeater-Calculator-v3.1 | 09/05/2018 | SCG | Res | Ex | Any | CZ10 | Each | 1 |  | None | -2.86 | -0.00029 | 52.6 | -2.86 | -0.00029 | 52.6 | -2.86 | -0.00029 | 52.6 | -2.86 | -0.00029 | 52.6 | DEER:Res:ClothesDishWasher | Annual | 1
RG-WtrHt-SmlInst-Gas-Ite175kBtuh-It2G-MD-0p87UEF-40g | DEER2018 | WaterHeater-Calculator-v3.1 | 09/05/2018 | SCG | Res | Ex | Any | CZ11 | Each | 1 |  | None | 0 | 0 | 0 | 0 | 0 | 0 | 0 | 0 | 0 | 0 | 0 | 0 | DEER:Res:ClothesDishWasher | Annual | 1
RG-WtrHt-SmlInst-Gas-Ite175kBtuh-It2G-MD-0p87UEF-40g | DEER2018 | WaterHeater-Calculator-v3.1 | 09/05/2018 | SCG | Res | Ex | Any | CZ12 | Each | 1 |  | None | 0 | 0 | 0 | 0 | 0 | 0 | 0 | 0 | 0 | 0 | 0 | 0 | DEER:Res:ClothesDishWasher | Annual | 1
RG-WtrHt-SmlInst-Gas-Ite175kBtuh-It2G-MD-0p87UEF-40g | DEER2018 | WaterHeater-Calculator-v3.1 | 09/05/2018 | SCG | Res | Ex | Any | CZ13 | Each | 1 |  | None | -2.83 | -0.000285 | 52.3 | -2.83 | -0.000285 | 52.3 | -2.83 | -0.000285 | 52.3 | -2.83 | -0.000285 | 52.3 | DEER:Res:ClothesDishWasher | Annual | 1
RG-WtrHt-SmlInst-Gas-Ite175kBtuh-It2G-MD-0p87UEF-40g | DEER2018 | WaterHeater-Calculator-v3.1 | 09/05/2018 | SCG | Res | Ex | Any | CZ14 | Each | 1 |  | None | -2.91 | -0.000276 | 53.6 | -2.91 | -0.000276 | 53.6 | -2.91 | -0.000276 | 53.6 | -2.91 | -0.000276 | 53.6 | DEER:Res:ClothesDishWasher | Annual | 1
RG-WtrHt-SmlInst-Gas-Ite175kBtuh-It2G-MD-0p87UEF-40g | DEER2018 | WaterHeater-Calculator-v3.1 | 09/05/2018 | SCG | Res | Ex | Any | CZ15 | Each | 1 |  | None | -2.2 | -0.000203 | 38.7 | -2.2 | -0.000203 | 38.7 | -2.2 | -0.000203 | 38.7 | -2.2 | -0.000203 | 38.7 | DEER:Res:ClothesDishWasher | Annual | 1
RG-WtrHt-SmlInst-Gas-Ite175kBtuh-It2G-MD-0p87UEF-40g | DEER2018 | WaterHeater-Calculator-v3.1 | 09/05/2018 | SCG | Res | Ex | Any | CZ16 | Each | 1 |  | None | -3.3 | -0.000341 | 63.9 | -3.3 | -0.000341 | 63.9 | -3.3 | -0.000341 | 63.9 | -3.3 | -0.000341 | 63.9 | DEER:Res:ClothesDishWasher | Annual | 1
RG-WtrHt-SmlInst-Gas-Ite175kBtuh-It2G-MD-0p87UEF-40g | DEER2018 | WaterHeater-Calculator-v3.1 | 09/05/2018 | SDG | Res | Ex | Any | CZ01 | Each | 1 |  | None | 0 | 0 | 0 | 0 | 0 | 0 | 0 | 0 | 0 | 0 | 0 | 0 | DEER:Res:ClothesDishWasher | Annual | 1
RG-WtrHt-SmlInst-Gas-Ite175kBtuh-It2G-MD-0p87UEF-40g | DEER2018 | WaterHeater-Calculator-v3.1 | 09/05/2018 | SDG | Res | Ex | Any | CZ02 | Each | 1 |  | None | 0 | 0 | 0 | 0 | 0 | 0 | 0 | 0 | 0 | 0 | 0 | 0 | DEER:Res:ClothesDishWasher | Annual | 1
RG-WtrHt-SmlInst-Gas-Ite175kBtuh-It2G-MD-0p87UEF-40g | DEER2018 | WaterHeater-Calculator-v3.1 | 09/05/2018 | SDG | Res | Ex | Any | CZ03 | Each | 1 |  | None | 0 | 0 | 0 | 0 | 0 | 0 | 0 | 0 | 0 | 0 | 0 | 0 | DEER:Res:ClothesDishWasher | Annual | 1
RG-WtrHt-SmlInst-Gas-Ite175kBtuh-It2G-MD-0p87UEF-40g | DEER2018 | WaterHeater-Calculator-v3.1 | 09/05/2018 | SDG | Res | Ex | Any | CZ04 | Each | 1 |  | None | 0 | 0 | 0 | 0 | 0 | 0 | 0 | 0 | 0 | 0 | 0 | 0 | DEER:Res:ClothesDishWasher | Annual | 1
RG-WtrHt-SmlInst-Gas-Ite175kBtuh-It2G-MD-0p87UEF-40g | DEER2018 | WaterHeater-Calculator-v3.1 | 09/05/2018 | SDG | Res | Ex | Any | CZ05 | Each | 1 |  | None | 0 | 0 | 0 | 0 | 0 | 0 | 0 | 0 | 0 | 0 | 0 | 0 | DEER:Res:ClothesDishWasher | Annual | 1
RG-WtrHt-SmlInst-Gas-Ite175kBtuh-It2G-MD-0p87UEF-40g | DEER2018 | WaterHeater-Calculator-v3.1 | 09/05/2018 | SDG | Res | Ex | Any | CZ06 | Each | 1 |  | None | -2.91 | -0.000306 | 54.1 | -2.91 | -0.000306 | 54.1 | -2.91 | -0.000306 | 54.1 | -2.91 | -0.000306 | 54.1 | DEER:Res:ClothesDishWasher | Annual | 1
RG-WtrHt-SmlInst-Gas-Ite175kBtuh-It2G-MD-0p87UEF-40g | DEER2018 | WaterHeater-Calculator-v3.1 | 09/05/2018 | SDG | Res | Ex | Any | CZ07 | Each | 1 |  | None | -2.79 | -0.000296 | 51.3 | -2.79 | -0.000296 | 51.3 | -2.79 | -0.000296 | 51.3 | -2.79 | -0.000296 | 51.3 | DEER:Res:ClothesDishWasher | Annual | 1
RG-WtrHt-SmlInst-Gas-Ite175kBtuh-It2G-MD-0p87UEF-40g | DEER2018 | WaterHeater-Calculator-v3.1 | 09/05/2018 | SDG | Res | Ex | Any | CZ08 | Each | 1 |  | None | -2.61 | -0.000272 | 47.5 | -2.61 | -0.000272 | 47.5 | -2.61 | -0.000272 | 47.5 | -2.61 | -0.000272 | 47.5 | DEER:Res:ClothesDishWasher | Annual | 1
RG-WtrHt-SmlInst-Gas-Ite175kBtuh-It2G-MD-0p87UEF-40g | DEER2018 | WaterHeater-Calculator-v3.1 | 09/05/2018 | SDG | Res | Ex | Any | CZ09 | Each | 1 |  | None | 0 | 0 | 0 | 0 | 0 | 0 | 0 | 0 | 0 | 0 | 0 | 0 | DEER:Res:ClothesDishWasher | Annual | 1
RG-WtrHt-SmlInst-Gas-Ite175kBtuh-It2G-MD-0p87UEF-40g | DEER2018 | WaterHeater-Calculator-v3.1 | 09/05/2018 | SDG | Res | Ex | Any | CZ10 | Each | 1 |  | None | -2.76 | -0.00028 | 50.9 | -2.76 | -0.00028 | 50.9 | -2.76 | -0.00028 | 50.9 | -2.76 | -0.00028 | 50.9 | DEER:Res:ClothesDishWasher | Annual | 1
RG-WtrHt-SmlInst-Gas-Ite175kBtuh-It2G-MD-0p87UEF-40g | DEER2018 | WaterHeater-Calculator-v3.1 | 09/05/2018 | SDG | Res | Ex | Any | CZ11 | Each | 1 |  | None | 0 | 0 | 0 | 0 | 0 | 0 | 0 | 0 | 0 | 0 | 0 | 0 | DEER:Res:ClothesDishWasher | Annual | 1
RG-WtrHt-SmlInst-Gas-Ite175kBtuh-It2G-MD-0p87UEF-40g | DEER2018 | WaterHeater-Calculator-v3.1 | 09/05/2018 | SDG | Res | Ex | Any | CZ12 | Each | 1 |  | None | 0 | 0 | 0 | 0 | 0 | 0 | 0 | 0 | 0 | 0 | 0 | 0 | DEER:Res:ClothesDishWasher | Annual | 1
RG-WtrHt-SmlInst-Gas-Ite175kBtuh-It2G-MD-0p87UEF-40g | DEER2018 | WaterHeater-Calculator-v3.1 | 09/05/2018 | SDG | Res | Ex | Any | CZ13 | Each | 1 |  | None | 0 | 0 | 0 | 0 | 0 | 0 | 0 | 0 | 0 | 0 | 0 | 0 | DEER:Res:ClothesDishWasher | Annual | 1
RG-WtrHt-SmlInst-Gas-Ite175kBtuh-It2G-MD-0p87UEF-40g | DEER2018 | WaterHeater-Calculator-v3.1 | 09/05/2018 | SDG | Res | Ex | Any | CZ14 | Each | 1 |  | None | -2.91 | -0.000276 | 54.6 | -2.91 | -0.000276 | 54.6 | -2.91 | -0.000276 | 54.6 | -2.91 | -0.000276 | 54.6 | DEER:Res:ClothesDishWasher | Annual | 1
RG-WtrHt-SmlInst-Gas-Ite175kBtuh-It2G-MD-0p87UEF-40g | DEER2018 | WaterHeater-Calculator-v3.1 | 09/05/2018 | SDG | Res | Ex | Any | CZ15 | Each | 1 |  | None | -2.43 | -0.000225 | 40.2 | -2.43 | -0.000225 | 40.2 | -2.43 | -0.000225 | 40.2 | -2.43 | -0.000225 | 40.2 | DEER:Res:ClothesDishWasher | Annual | 1
RG-WtrHt-SmlInst-Gas-Ite175kBtuh-It2G-MD-0p87UEF-40g | DEER2018 | WaterHeater-Calculator-v3.1 | 09/05/2018 | SDG | Res | Ex | Any | CZ16 | Each | 1 |  | None | 0 | 0 | 0 | 0 | 0 | 0 | 0 | 0 | 0 | 0 | 0 | 0 | DEER:Res:ClothesDishWasher | Annual | 1
RG-WtrHt-SmlInst-Gas-Ite175kBtuh-It2G-MD-0p87UEF-40g | DEER2018 | WaterHeater-Calculator-v3.1 | 09/05/2018 | PGE | Res | Ex | Any | IOU | Each | 1 |  | None | -2.93 | -0.000307 | 55 | -2.93 | -0.000307 | 55 | -2.93 | -0.000307 | 55 | -2.93 | -0.000307 | 55 | DEER:Res:ClothesDishWasher | Annual | 1
RG-WtrHt-SmlInst-Gas-Ite175kBtuh-It2G-MD-0p87UEF-40g | DEER2018 | WaterHeater-Calculator-v3.1 | 09/05/2018 | SCE | Res | Ex | Any | IOU | Each | 1 |  | None | 0 | 0 | 0 | 0 | 0 | 0 | 0 | 0 | 0 | 0 | 0 | 0 | DEER:Res:ClothesDishWasher | Annual | 1
RG-WtrHt-SmlInst-Gas-Ite175kBtuh-It2G-MD-0p87UEF-40g | DEER2018 | WaterHeater-Calculator-v3.1 | 09/05/2018 | SCG | Res | Ex | Any | IOU | Each | 1 |  | None | -2.79 | -0.000287 | 51.6 | -2.79 | -0.000287 | 51.6 | -2.79 | -0.000287 | 51.6 | -2.79 | -0.000287 | 51.6 | DEER:Res:ClothesDishWasher | Annual | 1
RG-WtrHt-SmlInst-Gas-Ite175kBtuh-It2G-MD-0p87UEF-40g | DEER2018 | WaterHeater-Calculator-v3.1 | 09/05/2018 | SDG | Res | Ex | Any | IOU | Each | 1 |  | None | -2.77 | -0.000286 | 50.7 | -2.77 | -0.000286 | 50.7 | -2.77 | -0.000286 | 50.7 | -2.77 | -0.000286 | 50.7 | DEER:Res:ClothesDishWasher | Annual | 1

## 0.87-HI
StdTechID | Stor_UEF-Gas-040gal-HI-0.64UEF
MeasTechID | Inst_UEF-Gas-175kBtuh-HI-0p87UEF
EnergyImpactID | Version | VersionSource | LastMod | PA | BldgType | BldgVint | BldgHVAC | BldgLoc | NormUnit | NumUnit | MeasArea | ScaleBasis | APreEUkWh | APreEUkW | APreEUtherm | APreWBkWh | APreWBkW | APreWBtherm | AStdEUkWh | AStdEUkW | AStdEUtherm | AStdWBkWh | AStdWBkW | AStdWBtherm | ElecImpactProfileID | GasImpactProfileID | Flag
RG-WtrHt-SmlInst-Gas-Ite175kBtuh-It2G-HI-0p87UEF-40g | DEER2018 | WaterHeater-Calculator-v3.1 | 09/06/2018 | Any | SFm | Ex | Any | CZ01 | Each | 1 |  | None | -3.4 | -0.000366 | 70.3 | -3.4 | -0.000366 | 70.3 | -3.4 | -0.000366 | 62.3 | -3.4 | -0.000366 | 62.3 | DEER:Res:ClothesDishWasher | Annual | 1
RG-WtrHt-SmlInst-Gas-Ite175kBtuh-It2G-HI-0p87UEF-40g | DEER2018 | WaterHeater-Calculator-v3.1 | 09/06/2018 | Any | SFm | Ex | Any | CZ02 | Each | 1 |  | None | -3.16 | -0.000338 | 62.8 | -3.16 | -0.000338 | 62.8 | -3.16 | -0.000338 | 55.5 | -3.16 | -0.000338 | 55.5 | DEER:Res:ClothesDishWasher | Annual | 1
RG-WtrHt-SmlInst-Gas-Ite175kBtuh-It2G-HI-0p87UEF-40g | DEER2018 | WaterHeater-Calculator-v3.1 | 09/06/2018 | Any | SFm | Ex | Any | CZ03 | Each | 1 |  | None | -3.17 | -0.000343 | 63.6 | -3.17 | -0.000343 | 63.6 | -3.17 | -0.000343 | 56.2 | -3.17 | -0.000343 | 56.2 | DEER:Res:ClothesDishWasher | Annual | 1
RG-WtrHt-SmlInst-Gas-Ite175kBtuh-It2G-HI-0p87UEF-40g | DEER2018 | WaterHeater-Calculator-v3.1 | 09/06/2018 | Any | SFm | Ex | Any | CZ04 | Each | 1 |  | None | -3.07 | -0.000317 | 60.3 | -3.07 | -0.000317 | 60.3 | -3.07 | -0.000317 | 53.2 | -3.07 | -0.000317 | 53.2 | DEER:Res:ClothesDishWasher | Annual | 1
RG-WtrHt-SmlInst-Gas-Ite175kBtuh-It2G-HI-0p87UEF-40g | DEER2018 | WaterHeater-Calculator-v3.1 | 09/06/2018 | Any | SFm | Ex | Any | CZ05 | Each | 1 |  | None | -3.22 | -0.000344 | 64.6 | -3.22 | -0.000344 | 64.6 | -3.22 | -0.000344 | 57.1 | -3.22 | -0.000344 | 57.1 | DEER:Res:ClothesDishWasher | Annual | 1
RG-WtrHt-SmlInst-Gas-Ite175kBtuh-It2G-HI-0p87UEF-40g | DEER2018 | WaterHeater-Calculator-v3.1 | 09/06/2018 | Any | SFm | Ex | Any | CZ06 | Each | 1 |  | None | -2.98 | -0.000313 | 57.8 | -2.98 | -0.000313 | 57.8 | -2.98 | -0.000313 | 50.9 | -2.98 | -0.000313 | 50.9 | DEER:Res:ClothesDishWasher | Annual | 1
RG-WtrHt-SmlInst-Gas-Ite175kBtuh-It2G-HI-0p87UEF-40g | DEER2018 | WaterHeater-Calculator-v3.1 | 09/06/2018 | Any | SFm | Ex | Any | CZ07 | Each | 1 |  | None | -2.95 | -0.000313 | 56.7 | -2.95 | -0.000313 | 56.7 | -2.95 | -0.000313 | 49.9 | -2.95 | -0.000313 | 49.9 | DEER:Res:ClothesDishWasher | Annual | 1
RG-WtrHt-SmlInst-Gas-Ite175kBtuh-It2G-HI-0p87UEF-40g | DEER2018 | WaterHeater-Calculator-v3.1 | 09/06/2018 | Any | SFm | Ex | Any | CZ08 | Each | 1 |  | None | -2.9 | -0.000303 | 55.2 | -2.9 | -0.000303 | 55.2 | -2.9 | -0.000303 | 48.5 | -2.9 | -0.000303 | 48.5 | DEER:Res:ClothesDishWasher | Annual | 1
RG-WtrHt-SmlInst-Gas-Ite175kBtuh-It2G-HI-0p87UEF-40g | DEER2018 | WaterHeater-Calculator-v3.1 | 09/06/2018 | Any | SFm | Ex | Any | CZ09 | Each | 1 |  | None | -2.9 | -0.000298 | 55.1 | -2.9 | -0.000298 | 55.1 | -2.9 | -0.000298 | 48.4 | -2.9 | -0.000298 | 48.4 | DEER:Res:ClothesDishWasher | Annual | 1
RG-WtrHt-SmlInst-Gas-Ite175kBtuh-It2G-HI-0p87UEF-40g | DEER2018 | WaterHeater-Calculator-v3.1 | 09/06/2018 | Any | SFm | Ex | Any | CZ10 | Each | 1 |  | None | -2.89 | -0.000293 | 54.7 | -2.89 | -0.000293 | 54.7 | -2.89 | -0.000293 | 48 | -2.89 | -0.000293 | 48 | DEER:Res:ClothesDishWasher | Annual | 1
RG-WtrHt-SmlInst-Gas-Ite175kBtuh-It2G-HI-0p87UEF-40g | DEER2018 | WaterHeater-Calculator-v3.1 | 09/06/2018 | Any | SFm | Ex | Any | CZ11 | Each | 1 |  | None | -2.93 | -0.000294 | 56 | -2.93 | -0.000294 | 56 | -2.93 | -0.000294 | 49.2 | -2.93 | -0.000294 | 49.2 | DEER:Res:ClothesDishWasher | Annual | 1
RG-WtrHt-SmlInst-Gas-Ite175kBtuh-It2G-HI-0p87UEF-40g | DEER2018 | WaterHeater-Calculator-v3.1 | 09/06/2018 | Any | SFm | Ex | Any | CZ12 | Each | 1 |  | None | -3.02 | -0.000314 | 58.8 | -3.02 | -0.000314 | 58.8 | -3.02 | -0.000314 | 51.8 | -3.02 | -0.000314 | 51.8 | DEER:Res:ClothesDishWasher | Annual | 1
RG-WtrHt-SmlInst-Gas-Ite175kBtuh-It2G-HI-0p87UEF-40g | DEER2018 | WaterHeater-Calculator-v3.1 | 09/06/2018 | Any | SFm | Ex | Any | CZ13 | Each | 1 |  | None | -2.89 | -0.000291 | 54.9 | -2.89 | -0.000291 | 54.9 | -2.89 | -0.000291 | 48.3 | -2.89 | -0.000291 | 48.3 | DEER:Res:ClothesDishWasher | Annual | 1
RG-WtrHt-SmlInst-Gas-Ite175kBtuh-It2G-HI-0p87UEF-40g | DEER2018 | WaterHeater-Calculator-v3.1 | 09/06/2018 | Any | SFm | Ex | Any | CZ14 | Each | 1 |  | None | -2.95 | -0.00028 | 56.2 | -2.95 | -0.00028 | 56.2 | -2.95 | -0.00028 | 49.5 | -2.95 | -0.00028 | 49.5 | DEER:Res:ClothesDishWasher | Annual | 1
RG-WtrHt-SmlInst-Gas-Ite175kBtuh-It2G-HI-0p87UEF-40g | DEER2018 | WaterHeater-Calculator-v3.1 | 09/06/2018 | Any | SFm | Ex | Any | CZ15 | Each | 1 |  | None | -2.43 | -0.000224 | 41.3 | -2.43 | -0.000224 | 41.3 | -2.43 | -0.000224 | 35.9 | -2.43 | -0.000224 | 35.9 | DEER:Res:ClothesDishWasher | Annual | 1
RG-WtrHt-SmlInst-Gas-Ite175kBtuh-It2G-HI-0p87UEF-40g | DEER2018 | WaterHeater-Calculator-v3.1 | 09/06/2018 | Any | SFm | Ex | Any | CZ16 | Each | 1 |  | None | -3.39 | -0.00035 | 69 | -3.39 | -0.00035 | 69 | -3.39 | -0.00035 | 61.1 | -3.39 | -0.00035 | 61.1 | DEER:Res:ClothesDishWasher | Annual | 1
RG-WtrHt-SmlInst-Gas-Ite175kBtuh-It2G-HI-0p87UEF-40g | DEER2018 | WaterHeater-Calculator-v3.1 | 09/06/2018 | Any | MFm | Ex | Any | CZ01 | Each | 1 |  | None | -2.83 | -0.000305 | 51 | -2.83 | -0.000305 | 51 | -2.83 | -0.000305 | 44.7 | -2.83 | -0.000305 | 44.7 | DEER:Res:ClothesDishWasher | Annual | 1
RG-WtrHt-SmlInst-Gas-Ite175kBtuh-It2G-HI-0p87UEF-40g | DEER2018 | WaterHeater-Calculator-v3.1 | 09/06/2018 | Any | MFm | Ex | Any | CZ02 | Each | 1 |  | None | -2.63 | -0.000281 | 48.1 | -2.63 | -0.000281 | 48.1 | -2.63 | -0.000281 | 42 | -2.63 | -0.000281 | 42 | DEER:Res:ClothesDishWasher | Annual | 1
RG-WtrHt-SmlInst-Gas-Ite175kBtuh-It2G-HI-0p87UEF-40g | DEER2018 | WaterHeater-Calculator-v3.1 | 09/06/2018 | Any | MFm | Ex | Any | CZ03 | Each | 1 |  | None | -2.64 | -0.000286 | 47.3 | -2.64 | -0.000286 | 47.3 | -2.64 | -0.000286 | 41.3 | -2.64 | -0.000286 | 41.3 | DEER:Res:ClothesDishWasher | Annual | 1
RG-WtrHt-SmlInst-Gas-Ite175kBtuh-It2G-HI-0p87UEF-40g | DEER2018 | WaterHeater-Calculator-v3.1 | 09/06/2018 | Any | MFm | Ex | Any | CZ04 | Each | 1 |  | None | -2.56 | -0.000264 | 46.6 | -2.56 | -0.000264 | 46.6 | -2.56 | -0.000264 | 40.6 | -2.56 | -0.000264 | 40.6 | DEER:Res:ClothesDishWasher | Annual | 1
RG-WtrHt-SmlInst-Gas-Ite175kBtuh-It2G-HI-0p87UEF-40g | DEER2018 | WaterHeater-Calculator-v3.1 | 09/06/2018 | Any | MFm | Ex | Any | CZ05 | Each | 1 |  | None | -2.68 | -0.000287 | 47.7 | -2.68 | -0.000287 | 47.7 | -2.68 | -0.000287 | 41.7 | -2.68 | -0.000287 | 41.7 | DEER:Res:ClothesDishWasher | Annual | 1
RG-WtrHt-SmlInst-Gas-Ite175kBtuh-It2G-HI-0p87UEF-40g | DEER2018 | WaterHeater-Calculator-v3.1 | 09/06/2018 | Any | MFm | Ex | Any | CZ06 | Each | 1 |  | None | -2.48 | -0.000261 | 45 | -2.48 | -0.000261 | 45 | -2.48 | -0.000261 | 39.2 | -2.48 | -0.000261 | 39.2 | DEER:Res:ClothesDishWasher | Annual | 1
RG-WtrHt-SmlInst-Gas-Ite175kBtuh-It2G-HI-0p87UEF-40g | DEER2018 | WaterHeater-Calculator-v3.1 | 09/06/2018 | Any | MFm | Ex | Any | CZ07 | Each | 1 |  | None | -2.45 | -0.000261 | 44.3 | -2.45 | -0.000261 | 44.3 | -2.45 | -0.000261 | 38.5 | -2.45 | -0.000261 | 38.5 | DEER:Res:ClothesDishWasher | Annual | 1
RG-WtrHt-SmlInst-Gas-Ite175kBtuh-It2G-HI-0p87UEF-40g | DEER2018 | WaterHeater-Calculator-v3.1 | 09/06/2018 | Any | MFm | Ex | Any | CZ08 | Each | 1 |  | None | -2.41 | -0.000252 | 43.8 | -2.41 | -0.000252 | 43.8 | -2.41 | -0.000252 | 38.1 | -2.41 | -0.000252 | 38.1 | DEER:Res:ClothesDishWasher | Annual | 1
RG-WtrHt-SmlInst-Gas-Ite175kBtuh-It2G-HI-0p87UEF-40g | DEER2018 | WaterHeater-Calculator-v3.1 | 09/06/2018 | Any | MFm | Ex | Any | CZ09 | Each | 1 |  | None | -2.41 | -0.000248 | 43.8 | -2.41 | -0.000248 | 43.8 | -2.41 | -0.000248 | 38.1 | -2.41 | -0.000248 | 38.1 | DEER:Res:ClothesDishWasher | Annual | 1
RG-WtrHt-SmlInst-Gas-Ite175kBtuh-It2G-HI-0p87UEF-40g | DEER2018 | WaterHeater-Calculator-v3.1 | 09/06/2018 | Any | MFm | Ex | Any | CZ10 | Each | 1 |  | None | -2.4 | -0.000244 | 43.8 | -2.4 | -0.000244 | 43.8 | -2.4 | -0.000244 | 38.1 | -2.4 | -0.000244 | 38.1 | DEER:Res:ClothesDishWasher | Annual | 1
RG-WtrHt-SmlInst-Gas-Ite175kBtuh-It2G-HI-0p87UEF-40g | DEER2018 | WaterHeater-Calculator-v3.1 | 09/06/2018 | Any | MFm | Ex | Any | CZ11 | Each | 1 |  | None | -2.44 | -0.000244 | 44.9 | -2.44 | -0.000244 | 44.9 | -2.44 | -0.000244 | 39.1 | -2.44 | -0.000244 | 39.1 | DEER:Res:ClothesDishWasher | Annual | 1
RG-WtrHt-SmlInst-Gas-Ite175kBtuh-It2G-HI-0p87UEF-40g | DEER2018 | WaterHeater-Calculator-v3.1 | 09/06/2018 | Any | MFm | Ex | Any | CZ12 | Each | 1 |  | None | -2.51 | -0.000261 | 46.2 | -2.51 | -0.000261 | 46.2 | -2.51 | -0.000261 | 40.3 | -2.51 | -0.000261 | 40.3 | DEER:Res:ClothesDishWasher | Annual | 1
RG-WtrHt-SmlInst-Gas-Ite175kBtuh-It2G-HI-0p87UEF-40g | DEER2018 | WaterHeater-Calculator-v3.1 | 09/06/2018 | Any | MFm | Ex | Any | CZ13 | Each | 1 |  | None | -2.41 | -0.000242 | 44.4 | -2.41 | -0.000242 | 44.4 | -2.41 | -0.000242 | 38.6 | -2.41 | -0.000242 | 38.6 | DEER:Res:ClothesDishWasher | Annual | 1
RG-WtrHt-SmlInst-Gas-Ite175kBtuh-It2G-HI-0p87UEF-40g | DEER2018 | WaterHeater-Calculator-v3.1 | 09/06/2018 | Any | MFm | Ex | Any | CZ14 | Each | 1 |  | None | -2.46 | -0.000233 | 45 | -2.46 | -0.000233 | 45 | -2.46 | -0.000233 | 39.2 | -2.46 | -0.000233 | 39.2 | DEER:Res:ClothesDishWasher | Annual | 1
RG-WtrHt-SmlInst-Gas-Ite175kBtuh-It2G-HI-0p87UEF-40g | DEER2018 | WaterHeater-Calculator-v3.1 | 09/06/2018 | Any | MFm | Ex | Any | CZ15 | Each | 1 |  | None | -2.02 | -0.000187 | 38.3 | -2.02 | -0.000187 | 38.3 | -2.02 | -0.000187 | 33 | -2.02 | -0.000187 | 33 | DEER:Res:ClothesDishWasher | Annual | 1
RG-WtrHt-SmlInst-Gas-Ite175kBtuh-It2G-HI-0p87UEF-40g | DEER2018 | WaterHeater-Calculator-v3.1 | 09/06/2018 | Any | MFm | Ex | Any | CZ16 | Each | 1 |  | None | -2.82 | -0.000292 | 50.3 | -2.82 | -0.000292 | 50.3 | -2.82 | -0.000292 | 44.1 | -2.82 | -0.000292 | 44.1 | DEER:Res:ClothesDishWasher | Annual | 1
RG-WtrHt-SmlInst-Gas-Ite175kBtuh-It2G-HI-0p87UEF-40g | DEER2018 | WaterHeater-Calculator-v3.1 | 09/06/2018 | Any | DMo | Ex | Any | CZ01 | Each | 1 |  | None | -2.86 | -0.000308 | 67.7 | -2.86 | -0.000308 | 67.7 | -2.86 | -0.000308 | 59.8 | -2.86 | -0.000308 | 59.8 | DEER:Res:ClothesDishWasher | Annual | 1
RG-WtrHt-SmlInst-Gas-Ite175kBtuh-It2G-HI-0p87UEF-40g | DEER2018 | WaterHeater-Calculator-v3.1 | 09/06/2018 | Any | DMo | Ex | Any | CZ02 | Each | 1 |  | None | -2.66 | -0.000284 | 61 | -2.66 | -0.000284 | 61 | -2.66 | -0.000284 | 53.7 | -2.66 | -0.000284 | 53.7 | DEER:Res:ClothesDishWasher | Annual | 1
RG-WtrHt-SmlInst-Gas-Ite175kBtuh-It2G-HI-0p87UEF-40g | DEER2018 | WaterHeater-Calculator-v3.1 | 09/06/2018 | Any | DMo | Ex | Any | CZ03 | Each | 1 |  | None | -2.67 | -0.000288 | 61.3 | -2.67 | -0.000288 | 61.3 | -2.67 | -0.000288 | 54 | -2.67 | -0.000288 | 54 | DEER:Res:ClothesDishWasher | Annual | 1
RG-WtrHt-SmlInst-Gas-Ite175kBtuh-It2G-HI-0p87UEF-40g | DEER2018 | WaterHeater-Calculator-v3.1 | 09/06/2018 | Any | DMo | Ex | Any | CZ04 | Each | 1 |  | None | -2.58 | -0.000266 | 58.5 | -2.58 | -0.000266 | 58.5 | -2.58 | -0.000266 | 51.4 | -2.58 | -0.000266 | 51.4 | DEER:Res:ClothesDishWasher | Annual | 1
RG-WtrHt-SmlInst-Gas-Ite175kBtuh-It2G-HI-0p87UEF-40g | DEER2018 | WaterHeater-Calculator-v3.1 | 09/06/2018 | Any | DMo | Ex | Any | CZ05 | Each | 1 |  | None | -2.71 | -0.000289 | 62.7 | -2.71 | -0.000289 | 62.7 | -2.71 | -0.000289 | 55.2 | -2.71 | -0.000289 | 55.2 | DEER:Res:ClothesDishWasher | Annual | 1
RG-WtrHt-SmlInst-Gas-Ite175kBtuh-It2G-HI-0p87UEF-40g | DEER2018 | WaterHeater-Calculator-v3.1 | 09/06/2018 | Any | DMo | Ex | Any | CZ06 | Each | 1 |  | None | -2.51 | -0.000263 | 56 | -2.51 | -0.000263 | 56 | -2.51 | -0.000263 | 49.1 | -2.51 | -0.000263 | 49.1 | DEER:Res:ClothesDishWasher | Annual | 1
RG-WtrHt-SmlInst-Gas-Ite175kBtuh-It2G-HI-0p87UEF-40g | DEER2018 | WaterHeater-Calculator-v3.1 | 09/06/2018 | Any | DMo | Ex | Any | CZ07 | Each | 1 |  | None | -2.48 | -0.000263 | 55.1 | -2.48 | -0.000263 | 55.1 | -2.48 | -0.000263 | 48.3 | -2.48 | -0.000263 | 48.3 | DEER:Res:ClothesDishWasher | Annual | 1
RG-WtrHt-SmlInst-Gas-Ite175kBtuh-It2G-HI-0p87UEF-40g | DEER2018 | WaterHeater-Calculator-v3.1 | 09/06/2018 | Any | DMo | Ex | Any | CZ08 | Each | 1 |  | None | -2.44 | -0.000254 | 53.8 | -2.44 | -0.000254 | 53.8 | -2.44 | -0.000254 | 47.1 | -2.44 | -0.000254 | 47.1 | DEER:Res:ClothesDishWasher | Annual | 1
RG-WtrHt-SmlInst-Gas-Ite175kBtuh-It2G-HI-0p87UEF-40g | DEER2018 | WaterHeater-Calculator-v3.1 | 09/06/2018 | Any | DMo | Ex | Any | CZ09 | Each | 1 |  | None | -2.44 | -0.000251 | 53.7 | -2.44 | -0.000251 | 53.7 | -2.44 | -0.000251 | 47 | -2.44 | -0.000251 | 47 | DEER:Res:ClothesDishWasher | Annual | 1
RG-WtrHt-SmlInst-Gas-Ite175kBtuh-It2G-HI-0p87UEF-40g | DEER2018 | WaterHeater-Calculator-v3.1 | 09/06/2018 | Any | DMo | Ex | Any | CZ10 | Each | 1 |  | None | -2.43 | -0.000246 | 53.3 | -2.43 | -0.000246 | 53.3 | -2.43 | -0.000246 | 46.7 | -2.43 | -0.000246 | 46.7 | DEER:Res:ClothesDishWasher | Annual | 1
RG-WtrHt-SmlInst-Gas-Ite175kBtuh-It2G-HI-0p87UEF-40g | DEER2018 | WaterHeater-Calculator-v3.1 | 09/06/2018 | Any | DMo | Ex | Any | CZ11 | Each | 1 |  | None | -2.46 | -0.000246 | 54.4 | -2.46 | -0.000246 | 54.4 | -2.46 | -0.000246 | 47.7 | -2.46 | -0.000246 | 47.7 | DEER:Res:ClothesDishWasher | Annual | 1
RG-WtrHt-SmlInst-Gas-Ite175kBtuh-It2G-HI-0p87UEF-40g | DEER2018 | WaterHeater-Calculator-v3.1 | 09/06/2018 | Any | DMo | Ex | Any | CZ12 | Each | 1 |  | None | -2.54 | -0.000263 | 57 | -2.54 | -0.000263 | 57 | -2.54 | -0.000263 | 50 | -2.54 | -0.000263 | 50 | DEER:Res:ClothesDishWasher | Annual | 1
RG-WtrHt-SmlInst-Gas-Ite175kBtuh-It2G-HI-0p87UEF-40g | DEER2018 | WaterHeater-Calculator-v3.1 | 09/06/2018 | Any | DMo | Ex | Any | CZ13 | Each | 1 |  | None | -2.43 | -0.000244 | 53.4 | -2.43 | -0.000244 | 53.4 | -2.43 | -0.000244 | 46.7 | -2.43 | -0.000244 | 46.7 | DEER:Res:ClothesDishWasher | Annual | 1
RG-WtrHt-SmlInst-Gas-Ite175kBtuh-It2G-HI-0p87UEF-40g | DEER2018 | WaterHeater-Calculator-v3.1 | 09/06/2018 | Any | DMo | Ex | Any | CZ14 | Each | 1 |  | None | -2.48 | -0.000235 | 55 | -2.48 | -0.000235 | 55 | -2.48 | -0.000235 | 48.2 | -2.48 | -0.000235 | 48.2 | DEER:Res:ClothesDishWasher | Annual | 1
RG-WtrHt-SmlInst-Gas-Ite175kBtuh-It2G-HI-0p87UEF-40g | DEER2018 | WaterHeater-Calculator-v3.1 | 09/06/2018 | Any | DMo | Ex | Any | CZ15 | Each | 1 |  | None | -2.04 | -0.000188 | 40.6 | -2.04 | -0.000188 | 40.6 | -2.04 | -0.000188 | 35.2 | -2.04 | -0.000188 | 35.2 | DEER:Res:ClothesDishWasher | Annual | 1
RG-WtrHt-SmlInst-Gas-Ite175kBtuh-It2G-HI-0p87UEF-40g | DEER2018 | WaterHeater-Calculator-v3.1 | 09/06/2018 | Any | DMo | Ex | Any | CZ16 | Each | 1 |  | None | -2.85 | -0.000294 | 67.3 | -2.85 | -0.000294 | 67.3 | -2.85 | -0.000294 | 59.5 | -2.85 | -0.000294 | 59.5 | DEER:Res:ClothesDishWasher | Annual | 1
RG-WtrHt-SmlInst-Gas-Ite175kBtuh-It2G-HI-0p87UEF-40g | DEER2018 | WaterHeater-Calculator-v3.1 | 09/06/2018 | PGE | Res | Ex | Any | CZ01 | Each | 1 |  | None | -3.24 | -0.000349 | 65.5 | -3.24 | -0.000349 | 65.5 | -3.24 | -0.000349 | 65.5 | -3.24 | -0.000349 | 65.5 | DEER:Res:ClothesDishWasher | Annual | 1
RG-WtrHt-SmlInst-Gas-Ite175kBtuh-It2G-HI-0p87UEF-40g | DEER2018 | WaterHeater-Calculator-v3.1 | 09/06/2018 | PGE | Res | Ex | Any | CZ02 | Each | 1 |  | None | -3.01 | -0.000322 | 59.5 | -3.01 | -0.000322 | 59.5 | -3.01 | -0.000322 | 59.5 | -3.01 | -0.000322 | 59.5 | DEER:Res:ClothesDishWasher | Annual | 1
RG-WtrHt-SmlInst-Gas-Ite175kBtuh-It2G-HI-0p87UEF-40g | DEER2018 | WaterHeater-Calculator-v3.1 | 09/06/2018 | PGE | Res | Ex | Any | CZ03 | Each | 1 |  | None | -2.93 | -0.000317 | 56.3 | -2.93 | -0.000317 | 56.3 | -2.93 | -0.000317 | 56.3 | -2.93 | -0.000317 | 56.3 | DEER:Res:ClothesDishWasher | Annual | 1
RG-WtrHt-SmlInst-Gas-Ite175kBtuh-It2G-HI-0p87UEF-40g | DEER2018 | WaterHeater-Calculator-v3.1 | 09/06/2018 | PGE | Res | Ex | Any | CZ04 | Each | 1 |  | None | -2.88 | -0.000297 | 55.3 | -2.88 | -0.000297 | 55.3 | -2.88 | -0.000297 | 55.3 | -2.88 | -0.000297 | 55.3 | DEER:Res:ClothesDishWasher | Annual | 1
RG-WtrHt-SmlInst-Gas-Ite175kBtuh-It2G-HI-0p87UEF-40g | DEER2018 | WaterHeater-Calculator-v3.1 | 09/06/2018 | PGE | Res | Ex | Any | CZ05 | Each | 1 |  | None | -3.06 | -0.000327 | 61 | -3.06 | -0.000327 | 61 | -3.06 | -0.000327 | 61 | -3.06 | -0.000327 | 61 | DEER:Res:ClothesDishWasher | Annual | 1
RG-WtrHt-SmlInst-Gas-Ite175kBtuh-It2G-HI-0p87UEF-40g | DEER2018 | WaterHeater-Calculator-v3.1 | 09/06/2018 | PGE | Res | Ex | Any | CZ06 | Each | 1 |  | None | 0 | 0 | 0 | 0 | 0 | 0 | 0 | 0 | 0 | 0 | 0 | 0 | DEER:Res:ClothesDishWasher | Annual | 1
RG-WtrHt-SmlInst-Gas-Ite175kBtuh-It2G-HI-0p87UEF-40g | DEER2018 | WaterHeater-Calculator-v3.1 | 09/06/2018 | PGE | Res | Ex | Any | CZ07 | Each | 1 |  | None | 0 | 0 | 0 | 0 | 0 | 0 | 0 | 0 | 0 | 0 | 0 | 0 | DEER:Res:ClothesDishWasher | Annual | 1
RG-WtrHt-SmlInst-Gas-Ite175kBtuh-It2G-HI-0p87UEF-40g | DEER2018 | WaterHeater-Calculator-v3.1 | 09/06/2018 | PGE | Res | Ex | Any | CZ08 | Each | 1 |  | None | 0 | 0 | 0 | 0 | 0 | 0 | 0 | 0 | 0 | 0 | 0 | 0 | DEER:Res:ClothesDishWasher | Annual | 1
RG-WtrHt-SmlInst-Gas-Ite175kBtuh-It2G-HI-0p87UEF-40g | DEER2018 | WaterHeater-Calculator-v3.1 | 09/06/2018 | PGE | Res | Ex | Any | CZ09 | Each | 1 |  | None | 0 | 0 | 0 | 0 | 0 | 0 | 0 | 0 | 0 | 0 | 0 | 0 | DEER:Res:ClothesDishWasher | Annual | 1
RG-WtrHt-SmlInst-Gas-Ite175kBtuh-It2G-HI-0p87UEF-40g | DEER2018 | WaterHeater-Calculator-v3.1 | 09/06/2018 | PGE | Res | Ex | Any | CZ10 | Each | 1 |  | None | 0 | 0 | 0 | 0 | 0 | 0 | 0 | 0 | 0 | 0 | 0 | 0 | DEER:Res:ClothesDishWasher | Annual | 1
RG-WtrHt-SmlInst-Gas-Ite175kBtuh-It2G-HI-0p87UEF-40g | DEER2018 | WaterHeater-Calculator-v3.1 | 09/06/2018 | PGE | Res | Ex | Any | CZ11 | Each | 1 |  | None | -2.78 | -0.000279 | 54.2 | -2.78 | -0.000279 | 54.2 | -2.78 | -0.000279 | 54.2 | -2.78 | -0.000279 | 54.2 | DEER:Res:ClothesDishWasher | Annual | 1
RG-WtrHt-SmlInst-Gas-Ite175kBtuh-It2G-HI-0p87UEF-40g | DEER2018 | WaterHeater-Calculator-v3.1 | 09/06/2018 | PGE | Res | Ex | Any | CZ12 | Each | 1 |  | None | -2.88 | -0.000299 | 55.7 | -2.88 | -0.000299 | 55.7 | -2.88 | -0.000299 | 55.7 | -2.88 | -0.000299 | 55.7 | DEER:Res:ClothesDishWasher | Annual | 1
RG-WtrHt-SmlInst-Gas-Ite175kBtuh-It2G-HI-0p87UEF-40g | DEER2018 | WaterHeater-Calculator-v3.1 | 09/06/2018 | PGE | Res | Ex | Any | CZ13 | Each | 1 |  | None | -2.75 | -0.000277 | 52.4 | -2.75 | -0.000277 | 52.4 | -2.75 | -0.000277 | 52.4 | -2.75 | -0.000277 | 52.4 | DEER:Res:ClothesDishWasher | Annual | 1
RG-WtrHt-SmlInst-Gas-Ite175kBtuh-It2G-HI-0p87UEF-40g | DEER2018 | WaterHeater-Calculator-v3.1 | 09/06/2018 | PGE | Res | Ex | Any | CZ14 | Each | 1 |  | None | 0 | 0 | 0 | 0 | 0 | 0 | 0 | 0 | 0 | 0 | 0 | 0 | DEER:Res:ClothesDishWasher | Annual | 1
RG-WtrHt-SmlInst-Gas-Ite175kBtuh-It2G-HI-0p87UEF-40g | DEER2018 | WaterHeater-Calculator-v3.1 | 09/06/2018 | PGE | Res | Ex | Any | CZ15 | Each | 1 |  | None | 0 | 0 | 0 | 0 | 0 | 0 | 0 | 0 | 0 | 0 | 0 | 0 | DEER:Res:ClothesDishWasher | Annual | 1
RG-WtrHt-SmlInst-Gas-Ite175kBtuh-It2G-HI-0p87UEF-40g | DEER2018 | WaterHeater-Calculator-v3.1 | 09/06/2018 | PGE | Res | Ex | Any | CZ16 | Each | 1 |  | None | -3.3 | -0.00034 | 68.6 | -3.3 | -0.00034 | 68.6 | -3.3 | -0.00034 | 68.6 | -3.3 | -0.00034 | 68.6 | DEER:Res:ClothesDishWasher | Annual | 1
RG-WtrHt-SmlInst-Gas-Ite175kBtuh-It2G-HI-0p87UEF-40g | DEER2018 | WaterHeater-Calculator-v3.1 | 09/06/2018 | SCE | Res | Ex | Any | CZ01 | Each | 1 |  | None | 0 | 0 | 0 | 0 | 0 | 0 | 0 | 0 | 0 | 0 | 0 | 0 | DEER:Res:ClothesDishWasher | Annual | 1
RG-WtrHt-SmlInst-Gas-Ite175kBtuh-It2G-HI-0p87UEF-40g | DEER2018 | WaterHeater-Calculator-v3.1 | 09/06/2018 | SCE | Res | Ex | Any | CZ02 | Each | 1 |  | None | 0 | 0 | 0 | 0 | 0 | 0 | 0 | 0 | 0 | 0 | 0 | 0 | DEER:Res:ClothesDishWasher | Annual | 1
RG-WtrHt-SmlInst-Gas-Ite175kBtuh-It2G-HI-0p87UEF-40g | DEER2018 | WaterHeater-Calculator-v3.1 | 09/06/2018 | SCE | Res | Ex | Any | CZ03 | Each | 1 |  | None | 0 | 0 | 0 | 0 | 0 | 0 | 0 | 0 | 0 | 0 | 0 | 0 | DEER:Res:ClothesDishWasher | Annual | 1
RG-WtrHt-SmlInst-Gas-Ite175kBtuh-It2G-HI-0p87UEF-40g | DEER2018 | WaterHeater-Calculator-v3.1 | 09/06/2018 | SCE | Res | Ex | Any | CZ04 | Each | 1 |  | None | 0 | 0 | 0 | 0 | 0 | 0 | 0 | 0 | 0 | 0 | 0 | 0 | DEER:Res:ClothesDishWasher | Annual | 1
RG-WtrHt-SmlInst-Gas-Ite175kBtuh-It2G-HI-0p87UEF-40g | DEER2018 | WaterHeater-Calculator-v3.1 | 09/06/2018 | SCE | Res | Ex | Any | CZ05 | Each | 1 |  | None | -3.08 | -0.000329 | 60.3 | -3.08 | -0.000329 | 60.3 | -3.08 | -0.000329 | 60.3 | -3.08 | -0.000329 | 60.3 | DEER:Res:ClothesDishWasher | Annual | 1
RG-WtrHt-SmlInst-Gas-Ite175kBtuh-It2G-HI-0p87UEF-40g | DEER2018 | WaterHeater-Calculator-v3.1 | 09/06/2018 | SCE | Res | Ex | Any | CZ06 | Each | 1 |  | None | -2.73 | -0.000287 | 51.9 | -2.73 | -0.000287 | 51.9 | -2.73 | -0.000287 | 51.9 | -2.73 | -0.000287 | 51.9 | DEER:Res:ClothesDishWasher | Annual | 1
RG-WtrHt-SmlInst-Gas-Ite175kBtuh-It2G-HI-0p87UEF-40g | DEER2018 | WaterHeater-Calculator-v3.1 | 09/06/2018 | SCE | Res | Ex | Any | CZ07 | Each | 1 |  | None | 0 | 0 | 0 | 0 | 0 | 0 | 0 | 0 | 0 | 0 | 0 | 0 | DEER:Res:ClothesDishWasher | Annual | 1
RG-WtrHt-SmlInst-Gas-Ite175kBtuh-It2G-HI-0p87UEF-40g | DEER2018 | WaterHeater-Calculator-v3.1 | 09/06/2018 | SCE | Res | Ex | Any | CZ08 | Each | 1 |  | None | -2.73 | -0.000285 | 51.5 | -2.73 | -0.000285 | 51.5 | -2.73 | -0.000285 | 51.5 | -2.73 | -0.000285 | 51.5 | DEER:Res:ClothesDishWasher | Annual | 1
RG-WtrHt-SmlInst-Gas-Ite175kBtuh-It2G-HI-0p87UEF-40g | DEER2018 | WaterHeater-Calculator-v3.1 | 09/06/2018 | SCE | Res | Ex | Any | CZ09 | Each | 1 |  | None | -2.74 | -0.000282 | 51.9 | -2.74 | -0.000282 | 51.9 | -2.74 | -0.000282 | 51.9 | -2.74 | -0.000282 | 51.9 | DEER:Res:ClothesDishWasher | Annual | 1
RG-WtrHt-SmlInst-Gas-Ite175kBtuh-It2G-HI-0p87UEF-40g | DEER2018 | WaterHeater-Calculator-v3.1 | 09/06/2018 | SCE | Res | Ex | Any | CZ10 | Each | 1 |  | None | -2.8 | -0.000284 | 53.4 | -2.8 | -0.000284 | 53.4 | -2.8 | -0.000284 | 53.4 | -2.8 | -0.000284 | 53.4 | DEER:Res:ClothesDishWasher | Annual | 1
RG-WtrHt-SmlInst-Gas-Ite175kBtuh-It2G-HI-0p87UEF-40g | DEER2018 | WaterHeater-Calculator-v3.1 | 09/06/2018 | SCE | Res | Ex | Any | CZ11 | Each | 1 |  | None | 0 | 0 | 0 | 0 | 0 | 0 | 0 | 0 | 0 | 0 | 0 | 0 | DEER:Res:ClothesDishWasher | Annual | 1
RG-WtrHt-SmlInst-Gas-Ite175kBtuh-It2G-HI-0p87UEF-40g | DEER2018 | WaterHeater-Calculator-v3.1 | 09/06/2018 | SCE | Res | Ex | Any | CZ12 | Each | 1 |  | None | 0 | 0 | 0 | 0 | 0 | 0 | 0 | 0 | 0 | 0 | 0 | 0 | DEER:Res:ClothesDishWasher | Annual | 1
RG-WtrHt-SmlInst-Gas-Ite175kBtuh-It2G-HI-0p87UEF-40g | DEER2018 | WaterHeater-Calculator-v3.1 | 09/06/2018 | SCE | Res | Ex | Any | CZ13 | Each | 1 |  | None | -2.83 | -0.000285 | 54.2 | -2.83 | -0.000285 | 54.2 | -2.83 | -0.000285 | 54.2 | -2.83 | -0.000285 | 54.2 | DEER:Res:ClothesDishWasher | Annual | 1
RG-WtrHt-SmlInst-Gas-Ite175kBtuh-It2G-HI-0p87UEF-40g | DEER2018 | WaterHeater-Calculator-v3.1 | 09/06/2018 | SCE | Res | Ex | Any | CZ14 | Each | 1 |  | None | -2.88 | -0.000273 | 55.2 | -2.88 | -0.000273 | 55.2 | -2.88 | -0.000273 | 55.2 | -2.88 | -0.000273 | 55.2 | DEER:Res:ClothesDishWasher | Annual | 1
RG-WtrHt-SmlInst-Gas-Ite175kBtuh-It2G-HI-0p87UEF-40g | DEER2018 | WaterHeater-Calculator-v3.1 | 09/06/2018 | SCE | Res | Ex | Any | CZ15 | Each | 1 |  | None | -2.22 | -0.000205 | 39.9 | -2.22 | -0.000205 | 39.9 | -2.22 | -0.000205 | 39.9 | -2.22 | -0.000205 | 39.9 | DEER:Res:ClothesDishWasher | Annual | 1
RG-WtrHt-SmlInst-Gas-Ite175kBtuh-It2G-HI-0p87UEF-40g | DEER2018 | WaterHeater-Calculator-v3.1 | 09/06/2018 | SCE | Res | Ex | Any | CZ16 | Each | 1 |  | None | -3.26 | -0.000337 | 66.8 | -3.26 | -0.000337 | 66.8 | -3.26 | -0.000337 | 66.8 | -3.26 | -0.000337 | 66.8 | DEER:Res:ClothesDishWasher | Annual | 1
RG-WtrHt-SmlInst-Gas-Ite175kBtuh-It2G-HI-0p87UEF-40g | DEER2018 | WaterHeater-Calculator-v3.1 | 09/06/2018 | SCG | Res | Ex | Any | CZ01 | Each | 1 |  | None | 0 | 0 | 0 | 0 | 0 | 0 | 0 | 0 | 0 | 0 | 0 | 0 | DEER:Res:ClothesDishWasher | Annual | 1
RG-WtrHt-SmlInst-Gas-Ite175kBtuh-It2G-HI-0p87UEF-40g | DEER2018 | WaterHeater-Calculator-v3.1 | 09/06/2018 | SCG | Res | Ex | Any | CZ02 | Each | 1 |  | None | 0 | 0 | 0 | 0 | 0 | 0 | 0 | 0 | 0 | 0 | 0 | 0 | DEER:Res:ClothesDishWasher | Annual | 1
RG-WtrHt-SmlInst-Gas-Ite175kBtuh-It2G-HI-0p87UEF-40g | DEER2018 | WaterHeater-Calculator-v3.1 | 09/06/2018 | SCG | Res | Ex | Any | CZ03 | Each | 1 |  | None | 0 | 0 | 0 | 0 | 0 | 0 | 0 | 0 | 0 | 0 | 0 | 0 | DEER:Res:ClothesDishWasher | Annual | 1
RG-WtrHt-SmlInst-Gas-Ite175kBtuh-It2G-HI-0p87UEF-40g | DEER2018 | WaterHeater-Calculator-v3.1 | 09/06/2018 | SCG | Res | Ex | Any | CZ04 | Each | 1 |  | None | -3 | -0.00031 | 58.5 | -3 | -0.00031 | 58.5 | -3 | -0.00031 | 58.5 | -3 | -0.00031 | 58.5 | DEER:Res:ClothesDishWasher | Annual | 1
RG-WtrHt-SmlInst-Gas-Ite175kBtuh-It2G-HI-0p87UEF-40g | DEER2018 | WaterHeater-Calculator-v3.1 | 09/06/2018 | SCG | Res | Ex | Any | CZ05 | Each | 1 |  | None | -3.1 | -0.000331 | 61.1 | -3.1 | -0.000331 | 61.1 | -3.1 | -0.000331 | 61.1 | -3.1 | -0.000331 | 61.1 | DEER:Res:ClothesDishWasher | Annual | 1
RG-WtrHt-SmlInst-Gas-Ite175kBtuh-It2G-HI-0p87UEF-40g | DEER2018 | WaterHeater-Calculator-v3.1 | 09/06/2018 | SCG | Res | Ex | Any | CZ06 | Each | 1 |  | None | -2.79 | -0.000293 | 53 | -2.79 | -0.000293 | 53 | -2.79 | -0.000293 | 53 | -2.79 | -0.000293 | 53 | DEER:Res:ClothesDishWasher | Annual | 1
RG-WtrHt-SmlInst-Gas-Ite175kBtuh-It2G-HI-0p87UEF-40g | DEER2018 | WaterHeater-Calculator-v3.1 | 09/06/2018 | SCG | Res | Ex | Any | CZ07 | Each | 1 |  | None | -2.7 | -0.000287 | 50.4 | -2.7 | -0.000287 | 50.4 | -2.7 | -0.000287 | 50.4 | -2.7 | -0.000287 | 50.4 | DEER:Res:ClothesDishWasher | Annual | 1
RG-WtrHt-SmlInst-Gas-Ite175kBtuh-It2G-HI-0p87UEF-40g | DEER2018 | WaterHeater-Calculator-v3.1 | 09/06/2018 | SCG | Res | Ex | Any | CZ08 | Each | 1 |  | None | -2.73 | -0.000285 | 51.2 | -2.73 | -0.000285 | 51.2 | -2.73 | -0.000285 | 51.2 | -2.73 | -0.000285 | 51.2 | DEER:Res:ClothesDishWasher | Annual | 1
RG-WtrHt-SmlInst-Gas-Ite175kBtuh-It2G-HI-0p87UEF-40g | DEER2018 | WaterHeater-Calculator-v3.1 | 09/06/2018 | SCG | Res | Ex | Any | CZ09 | Each | 1 |  | None | -2.67 | -0.000274 | 49.8 | -2.67 | -0.000274 | 49.8 | -2.67 | -0.000274 | 49.8 | -2.67 | -0.000274 | 49.8 | DEER:Res:ClothesDishWasher | Annual | 1
RG-WtrHt-SmlInst-Gas-Ite175kBtuh-It2G-HI-0p87UEF-40g | DEER2018 | WaterHeater-Calculator-v3.1 | 09/06/2018 | SCG | Res | Ex | Any | CZ10 | Each | 1 |  | None | -2.83 | -0.000287 | 53.7 | -2.83 | -0.000287 | 53.7 | -2.83 | -0.000287 | 53.7 | -2.83 | -0.000287 | 53.7 | DEER:Res:ClothesDishWasher | Annual | 1
RG-WtrHt-SmlInst-Gas-Ite175kBtuh-It2G-HI-0p87UEF-40g | DEER2018 | WaterHeater-Calculator-v3.1 | 09/06/2018 | SCG | Res | Ex | Any | CZ11 | Each | 1 |  | None | 0 | 0 | 0 | 0 | 0 | 0 | 0 | 0 | 0 | 0 | 0 | 0 | DEER:Res:ClothesDishWasher | Annual | 1
RG-WtrHt-SmlInst-Gas-Ite175kBtuh-It2G-HI-0p87UEF-40g | DEER2018 | WaterHeater-Calculator-v3.1 | 09/06/2018 | SCG | Res | Ex | Any | CZ12 | Each | 1 |  | None | 0 | 0 | 0 | 0 | 0 | 0 | 0 | 0 | 0 | 0 | 0 | 0 | DEER:Res:ClothesDishWasher | Annual | 1
RG-WtrHt-SmlInst-Gas-Ite175kBtuh-It2G-HI-0p87UEF-40g | DEER2018 | WaterHeater-Calculator-v3.1 | 09/06/2018 | SCG | Res | Ex | Any | CZ13 | Each | 1 |  | None | -2.8 | -0.000282 | 53.3 | -2.8 | -0.000282 | 53.3 | -2.8 | -0.000282 | 53.3 | -2.8 | -0.000282 | 53.3 | DEER:Res:ClothesDishWasher | Annual | 1
RG-WtrHt-SmlInst-Gas-Ite175kBtuh-It2G-HI-0p87UEF-40g | DEER2018 | WaterHeater-Calculator-v3.1 | 09/06/2018 | SCG | Res | Ex | Any | CZ14 | Each | 1 |  | None | -2.88 | -0.000273 | 54.7 | -2.88 | -0.000273 | 54.7 | -2.88 | -0.000273 | 54.7 | -2.88 | -0.000273 | 54.7 | DEER:Res:ClothesDishWasher | Annual | 1
RG-WtrHt-SmlInst-Gas-Ite175kBtuh-It2G-HI-0p87UEF-40g | DEER2018 | WaterHeater-Calculator-v3.1 | 09/06/2018 | SCG | Res | Ex | Any | CZ15 | Each | 1 |  | None | -2.18 | -0.000201 | 39.5 | -2.18 | -0.000201 | 39.5 | -2.18 | -0.000201 | 39.5 | -2.18 | -0.000201 | 39.5 | DEER:Res:ClothesDishWasher | Annual | 1
RG-WtrHt-SmlInst-Gas-Ite175kBtuh-It2G-HI-0p87UEF-40g | DEER2018 | WaterHeater-Calculator-v3.1 | 09/06/2018 | SCG | Res | Ex | Any | CZ16 | Each | 1 |  | None | -3.26 | -0.000337 | 65 | -3.26 | -0.000337 | 65 | -3.26 | -0.000337 | 65 | -3.26 | -0.000337 | 65 | DEER:Res:ClothesDishWasher | Annual | 1
RG-WtrHt-SmlInst-Gas-Ite175kBtuh-It2G-HI-0p87UEF-40g | DEER2018 | WaterHeater-Calculator-v3.1 | 09/06/2018 | SDG | Res | Ex | Any | CZ01 | Each | 1 |  | None | 0 | 0 | 0 | 0 | 0 | 0 | 0 | 0 | 0 | 0 | 0 | 0 | DEER:Res:ClothesDishWasher | Annual | 1
RG-WtrHt-SmlInst-Gas-Ite175kBtuh-It2G-HI-0p87UEF-40g | DEER2018 | WaterHeater-Calculator-v3.1 | 09/06/2018 | SDG | Res | Ex | Any | CZ02 | Each | 1 |  | None | 0 | 0 | 0 | 0 | 0 | 0 | 0 | 0 | 0 | 0 | 0 | 0 | DEER:Res:ClothesDishWasher | Annual | 1
RG-WtrHt-SmlInst-Gas-Ite175kBtuh-It2G-HI-0p87UEF-40g | DEER2018 | WaterHeater-Calculator-v3.1 | 09/06/2018 | SDG | Res | Ex | Any | CZ03 | Each | 1 |  | None | 0 | 0 | 0 | 0 | 0 | 0 | 0 | 0 | 0 | 0 | 0 | 0 | DEER:Res:ClothesDishWasher | Annual | 1
RG-WtrHt-SmlInst-Gas-Ite175kBtuh-It2G-HI-0p87UEF-40g | DEER2018 | WaterHeater-Calculator-v3.1 | 09/06/2018 | SDG | Res | Ex | Any | CZ04 | Each | 1 |  | None | 0 | 0 | 0 | 0 | 0 | 0 | 0 | 0 | 0 | 0 | 0 | 0 | DEER:Res:ClothesDishWasher | Annual | 1
RG-WtrHt-SmlInst-Gas-Ite175kBtuh-It2G-HI-0p87UEF-40g | DEER2018 | WaterHeater-Calculator-v3.1 | 09/06/2018 | SDG | Res | Ex | Any | CZ05 | Each | 1 |  | None | 0 | 0 | 0 | 0 | 0 | 0 | 0 | 0 | 0 | 0 | 0 | 0 | DEER:Res:ClothesDishWasher | Annual | 1
RG-WtrHt-SmlInst-Gas-Ite175kBtuh-It2G-HI-0p87UEF-40g | DEER2018 | WaterHeater-Calculator-v3.1 | 09/06/2018 | SDG | Res | Ex | Any | CZ06 | Each | 1 |  | None | -2.88 | -0.000302 | 55.2 | -2.88 | -0.000302 | 55.2 | -2.88 | -0.000302 | 55.2 | -2.88 | -0.000302 | 55.2 | DEER:Res:ClothesDishWasher | Annual | 1
RG-WtrHt-SmlInst-Gas-Ite175kBtuh-It2G-HI-0p87UEF-40g | DEER2018 | WaterHeater-Calculator-v3.1 | 09/06/2018 | SDG | Res | Ex | Any | CZ07 | Each | 1 |  | None | -2.76 | -0.000293 | 52.4 | -2.76 | -0.000293 | 52.4 | -2.76 | -0.000293 | 52.4 | -2.76 | -0.000293 | 52.4 | DEER:Res:ClothesDishWasher | Annual | 1
RG-WtrHt-SmlInst-Gas-Ite175kBtuh-It2G-HI-0p87UEF-40g | DEER2018 | WaterHeater-Calculator-v3.1 | 09/06/2018 | SDG | Res | Ex | Any | CZ08 | Each | 1 |  | None | -2.58 | -0.000269 | 48.5 | -2.58 | -0.000269 | 48.5 | -2.58 | -0.000269 | 48.5 | -2.58 | -0.000269 | 48.5 | DEER:Res:ClothesDishWasher | Annual | 1
RG-WtrHt-SmlInst-Gas-Ite175kBtuh-It2G-HI-0p87UEF-40g | DEER2018 | WaterHeater-Calculator-v3.1 | 09/06/2018 | SDG | Res | Ex | Any | CZ09 | Each | 1 |  | None | 0 | 0 | 0 | 0 | 0 | 0 | 0 | 0 | 0 | 0 | 0 | 0 | DEER:Res:ClothesDishWasher | Annual | 1
RG-WtrHt-SmlInst-Gas-Ite175kBtuh-It2G-HI-0p87UEF-40g | DEER2018 | WaterHeater-Calculator-v3.1 | 09/06/2018 | SDG | Res | Ex | Any | CZ10 | Each | 1 |  | None | -2.73 | -0.000277 | 52 | -2.73 | -0.000277 | 52 | -2.73 | -0.000277 | 52 | -2.73 | -0.000277 | 52 | DEER:Res:ClothesDishWasher | Annual | 1
RG-WtrHt-SmlInst-Gas-Ite175kBtuh-It2G-HI-0p87UEF-40g | DEER2018 | WaterHeater-Calculator-v3.1 | 09/06/2018 | SDG | Res | Ex | Any | CZ11 | Each | 1 |  | None | 0 | 0 | 0 | 0 | 0 | 0 | 0 | 0 | 0 | 0 | 0 | 0 | DEER:Res:ClothesDishWasher | Annual | 1
RG-WtrHt-SmlInst-Gas-Ite175kBtuh-It2G-HI-0p87UEF-40g | DEER2018 | WaterHeater-Calculator-v3.1 | 09/06/2018 | SDG | Res | Ex | Any | CZ12 | Each | 1 |  | None | 0 | 0 | 0 | 0 | 0 | 0 | 0 | 0 | 0 | 0 | 0 | 0 | DEER:Res:ClothesDishWasher | Annual | 1
RG-WtrHt-SmlInst-Gas-Ite175kBtuh-It2G-HI-0p87UEF-40g | DEER2018 | WaterHeater-Calculator-v3.1 | 09/06/2018 | SDG | Res | Ex | Any | CZ13 | Each | 1 |  | None | 0 | 0 | 0 | 0 | 0 | 0 | 0 | 0 | 0 | 0 | 0 | 0 | DEER:Res:ClothesDishWasher | Annual | 1
RG-WtrHt-SmlInst-Gas-Ite175kBtuh-It2G-HI-0p87UEF-40g | DEER2018 | WaterHeater-Calculator-v3.1 | 09/06/2018 | SDG | Res | Ex | Any | CZ14 | Each | 1 |  | None | -2.88 | -0.000273 | 55.7 | -2.88 | -0.000273 | 55.7 | -2.88 | -0.000273 | 55.7 | -2.88 | -0.000273 | 55.7 | DEER:Res:ClothesDishWasher | Annual | 1
RG-WtrHt-SmlInst-Gas-Ite175kBtuh-It2G-HI-0p87UEF-40g | DEER2018 | WaterHeater-Calculator-v3.1 | 09/06/2018 | SDG | Res | Ex | Any | CZ15 | Each | 1 |  | None | -2.4 | -0.000222 | 41.1 | -2.4 | -0.000222 | 41.1 | -2.4 | -0.000222 | 41.1 | -2.4 | -0.000222 | 41.1 | DEER:Res:ClothesDishWasher | Annual | 1
RG-WtrHt-SmlInst-Gas-Ite175kBtuh-It2G-HI-0p87UEF-40g | DEER2018 | WaterHeater-Calculator-v3.1 | 09/06/2018 | SDG | Res | Ex | Any | CZ16 | Each | 1 |  | None | 0 | 0 | 0 | 0 | 0 | 0 | 0 | 0 | 0 | 0 | 0 | 0 | DEER:Res:ClothesDishWasher | Annual | 1
RG-WtrHt-SmlInst-Gas-Ite175kBtuh-It2G-HI-0p87UEF-40g | DEER2018 | WaterHeater-Calculator-v3.1 | 09/06/2018 | PGE | Res | Ex | Any | IOU | Each | 1 |  | None | -2.9 | -0.000304 | 56.1 | -2.9 | -0.000304 | 56.1 | -2.9 | -0.000304 | 56.1 | -2.9 | -0.000304 | 56.1 | DEER:Res:ClothesDishWasher | Annual | 1
RG-WtrHt-SmlInst-Gas-Ite175kBtuh-It2G-HI-0p87UEF-40g | DEER2018 | WaterHeater-Calculator-v3.1 | 09/06/2018 | SCE | Res | Ex | Any | IOU | Each | 1 |  | None | 0 | 0 | 0 | 0 | 0 | 0 | 0 | 0 | 0 | 0 | 0 | 0 | DEER:Res:ClothesDishWasher | Annual | 1
RG-WtrHt-SmlInst-Gas-Ite175kBtuh-It2G-HI-0p87UEF-40g | DEER2018 | WaterHeater-Calculator-v3.1 | 09/06/2018 | SCG | Res | Ex | Any | IOU | Each | 1 |  | None | -2.77 | -0.000284 | 52.6 | -2.77 | -0.000284 | 52.6 | -2.77 | -0.000284 | 52.6 | -2.77 | -0.000284 | 52.6 | DEER:Res:ClothesDishWasher | Annual | 1
RG-WtrHt-SmlInst-Gas-Ite175kBtuh-It2G-HI-0p87UEF-40g | DEER2018 | WaterHeater-Calculator-v3.1 | 09/06/2018 | SDG | Res | Ex | Any | IOU | Each | 1 |  | None | -2.74 | -0.000283 | 51.8 | -2.74 | -0.000283 | 51.8 | -2.74 | -0.000283 | 51.8 | -2.74 | -0.000283 | 51.8 | DEER:Res:ClothesDishWasher | Annual | 1