## Bins
Instantaneous (Tankless) Water Heaters
Recommendations for 2015 Workpaper
An instantaneous water heater must be used to replace a storage water heater with comparable service capacity.
This measure includes small mini-tank water heaters.
|  | Rated Input | Units | Base | Measure
| Small, Tier 1 | < 200 MBtuh | Energy factor | 0.615 | >= 0.82
| Small, Tier 2 | < 200 MBtuh | Energy factor | 0.615 | >= 0.92
Small Base EF>=0.675-0.0015V, where V - Volume - 40 gallons
Include standby losses in energy savings calculation

## Summary
Instantaneous Water Heater Cost Data
Gross and Incremental Measure Cost by Equipment Type
Instantaneous Water Heater or Commercial Hot Water Boiler Replacing Storage Water Heater
Equipment Type | Small Tier 1 (non-condensing) | Small Tier 2 (condensing)
Rated Input (Mbtuh) | <200 | <200
MCS Equipment Model Results ($/unit)
Base Case | 565.0488 | 565.0488
Average Gross Measure Cost | 593.3039 | 1166.8289
Average Incremental Measure Cost | 28.2551 | 601.7801
MCS Equipment Actual Results ($/unit)
Base Case - Model Results | NA | NA
Average Gross Measure Cost | 573.345 | 1170.885
Average Incremental Measure Cost | NA | NA
2014 Vendor Survey Data ($/unit)
Base Case | 788.5831 | 788.5831
Average Gross Measure Cost | 1246.2795 | 1736.1882
Average Incremental Measure Cost | 457.6963 | 947.605
Technical Support Document Commercial Water Heating Equipment ($/unit) - Gen Cost
Base Case - Product | 468 | 468
Base Case - Labor/Installation | 702 | 702
Base Case - Total | 1170 | 1170
Gross Measure Cost - Product | 1109 | 1936
Gross Measure Cost - Labor/Installation | 1272 | 960
Gross Measure Cost | 2381 | 2896
Incremental Measure Cost | 1211 | 1726
Instantaneous 2014 Vendor Survey
Column Labels
Row Labels | Tier 1 | Tier 2 | Grand Total
Small Hot Water
Average of Price per unit | 1246.2795 | 1736.1882 | 1599.3019
Average of Unit Cost, $/kBtuh | 5.4135 | 5.7892 | 5.6842
Count of Model | 57 | 147 | 204
Storage 2014 Vendor Survey
Column Labels
Row Labels | Base
Small
Average of Price per unit | 788.5831
Average of Unit Cost, $/kBtuh | 18.5764
Count of Model | 16
Com Instantaneous 2012 Vendor Survey
Column Labels
Row Labels | Tier 1 | Tier 2 | Grand Total
Large
Average of Offered Price with shipping | 2345.5711 | 2709.5 | 2457.5492
Average of Unit Cost, $/kBtuh | 8.3262 | 13.0035 | 9.7653
Count of Model | 9 | 4 | 13
Small
Average of Offered Price with shipping | 1073.7438 | 1460.3075 | 1164.7
Average of Unit Cost, $/kBtuh | 5.6355 | 8.1334 | 6.2232
Count of Model | 26 | 8 | 34
Com Storage 2012 Vendor Survey
Column Labels
Row Labels | Base | High Eff. | Tier 1 Eff. | Tier 2 Eff. | Grand Total
Large
Average of Offered Price with shipping | 3872.9658 | 0 | 7886.2 | 6654.215 | 5840.7671
Average of Unit Cost, $/kBtuh | 14.1776 | 0 | 15.4027 | 27.3048 | 22.5329
Count of Model | 6 | 0 | 1 | 12 | 19
Small
Average of Offered Price with shipping | 478.6306 | 755 | 0 | 0 | 544.4329
Average of Unit Cost, $/kBtuh | 12.5223 | 19.7389 | 0 | 0 | 14.2405
Count of Model | 16 | 5 | 0 | 0 | 21
Total Average of Offered Price with shipping | 1404.3584 | 755 | 7886.2 | 6654.215 | 3060.1916
Total Average of Unit Cost, $/kBtuh | 12.9737 | 19.7389 | 15.4027 | 27.3048 | 18.1794
Total Count of Model | 22 | 5 | 1 | 12 | 40
Res Instantaneous 2012 Vendor Survey
Column Labels
Row Labels | Tier 1 | Tier 2 | Grand Total
Small
Average of Offered Price with shipping | 987.6055 | 1418.4458 | 1152.3385
Average of Unit Cost, $/kBtuh | 5.5141 | 7.9482 | 6.4448
Count of Model | 42 | 26 | 68
Res Storage 2012 Vendor Survey
Column Labels
Row Labels | Base | High Eff. | Grand Total
Small
Average of Offered Price with shipping | 492.6121 | 755 | 532.3679
Average of Unit Cost, $/kBtuh | 12.8983 | 19.7389 | 13.9348
Count of Model | 28 | 5 | 33
Total Average of Offered Price with shipping | 492.6121 | 755 | 532.3679
Total Average of Unit Cost, $/kBtuh | 12.8983 | 19.7389 | 13.9348
Total Count of Model | 28 | 5 | 33
*MCS Study is not a one to one match to measures presented, Certainty of Actual price/MBTUhr is unknown
*Assumed 75 MBTU/hr for baseline measure
Measure Case Study
Measure Source | Match Pair | Description | MBTU/hr | Modeled price | Incremental Cost | Standard Error or MAE/mean | Actual Price | Modeled Price/MBTUhr | Actual Price/MBTUhr
DEER Measures | Baseline | Small Gas Storage Water Heater 40 Gal; EF = 0.59; Recov Eff = 0.76 | 75 | 565.0488 | - | 0 |  | 7.534
| Measure | High Efficiency Medium Gas Instantaneous Water heater , 0.82 TE, 120 mbtu/hr | 120 | 593.3039 | 28.2551 | 57.0059 | 573.345 | 4.9442 | 4.7779 | 549 |  |  |  | 574.4 | 584.99 |  |  |  | 584.99
| Measure | High Efficiency Medium Gas Instantaneous Water heater, 0.91 TE, 180 mbtu/hr | 180 | 1166.8289 | 601.7801 | 112.1114 | 1170.885 | 6.4824 | 6.5049 |  | 1217.32 | 1124.95 |  |  | 1123.95 | [5 empty] | 1217.32
| Measure | High Efficiency Medium Gas Instantaneous Water heater, 0.93 TE, 150 mbtu/hr | 150 | 993.6539 | 428.6051 | 95.4724 | 1359.7725 | 6.6244 | 9.0652 |  | 1356.47 |  |  |  |  | 1356.55 | 1378.61 |  |  |  |  | 1347.46
| Baseline | Small Gas Storage Water Heater 75 Gal; EF = 0.53; Recov Eff = 0.76 | 75 | 769.0788 | - | 0 |  | 10.2544
| Measure | High Efficiency Large Gas Instantaneous Water heater, 0.82 TE, 200 mbtu/hr | 200 | 1148.3039 | 379.2251 | 110.3315 | 1151.5225 | 5.7415 | 5.7576 |  |  |  | 1240.95 |  |  |  | 1115.27 |  |  | 1060.87 |  |  | 1189
| Measure | High Efficiency Large Gas Instantaneous Water heater, 0.84 TE, 250 mbtu/hr | 250 | 1530.1289 | 761.0501 | 147.018 | 1680.4825 | 6.1205 | 6.7219 |  | 1706.11 |  | 1678.95 |  |  |  |  | 1657.99 | [5 empty] | 1678.88
| Measure | High Efficiency Large Gas Instantaneous Water heater, 0.92 TE, 200 mbtu/hr | 200 | 1323.0539 | 553.9751 | 127.1218 | 947.4925 | 6.6153 | 4.7375 | 945 | 955 | [7 empty] | 989.99 | [5 empty] | 899.98
Note on K99: http://www.tanklessking.com
Note on O99: Phillip Kelsven: http://www.ecodirect.com
Note on P99: Phillip Kelsven: https://www.acwholesalers.com
Note on T99: Phillip Kelsven: http://www.westsidewholesale.com
Note on L100: Phillip Kelsven: http://www.amazon.com
Note on M100: Phillip Kelsven: http://www.pexsupply.com
Note on V100: Phillip Kelsven: http://www.buyzillion.com/1117179175620356/takagi-t-h2s-osng-8-0-gpm-outdoor-condensing-tankless-water-heater
Note on Q101: Phillip Kelsven: http://www.faucetdepot.com/prod/Noritz-NRC98-OD-NG-Outdoor-9.8-Gpm-Natural-Gas-Condensing-Tankless-Water-Heater-141451.asp
Note on R101: Phillip Kelsven: http://www.pricegrabber.com
Note on W101: Phillip Kelsven: http://www.theenergyconscious.com
Note on N103: Phillip Kelsven: http://ecomfort.com
Note on U103: Phillip Kelsven: http://shop.designerplumbing.com
Note on X103: Phillip Kelsven: http://www.sears.com/noritz-protough-nr981-dvc-lp-residential-tankless-water/p-SP102A18042S6999341109?prdNo=17
Note on S104: Phillip Kelsven: http://www.alpinehomeair.com/viewproduct.cfm?productID=453061611&displaytab=instructions_brochures
Note on Y104: Phillip Kelsven: http://www.homeclick.com
Note on Z105: Phillip Kelsven: http://www.atanklesslife.com

## TSD Cost Data
Workpapers | Description | Technology | Baseline/Measure | TSL | Equipment Class | Gal | Input Rate (Mbtuh) | Efficiency (TE%/EF dec) | Product Cost | Install Cost | Installed Cost | IMC | Conversion (Storage to tankless Input rate) | Installed Cost/unit | IMC
WPSCGREWH120919A-Rev03 | Tankless Water Heaters for Residential | Tankless Water Heater ≤200 MBtu/hr (Small / Medium), Tier 1 (≥0.82 EF) | Measure | 4 | Gas Fired Instantaneous |  | 199 | 0.82 | 1109 | 1272 | 2381 | 1211 |  | 11.9648 | 6.1148
WPSCGREWH120919A-Rev03 | Tankless Water Heaters for Residential | Tankless Water Heater ≤200 MBtu/hr (Small / Medium), Tier 2 (≥0.92 EF) | Measure | 7 | Gas Fired Instantaneous |  | 199 | 0.92 | 1936 | 960 | 2896 | 1726 |  | 14.5528 | 8.7028
WPSCGREWH120919A-Rev03 | Tankless Water Heaters for Residential | Storage Water Heater 40 Gal ≤75 MBTUh EF 0.615 | Baseline | 1 | Gas Fired Storage Water Heater | 40 | 40 | 0.615 | 468 | 702 | 1170 |  | 0.2 | 5.85
*Summarized in Water Heater & Boiler Cost Summary.xls

## 2014 IWH Database
Manufacturer | Series | Model | Type | Input Factor, kBtuh | Efficiency | Condensing (Y/N) | Category | Efficiency Class | Qty | List Price | Offered Price | Price per unit | Unit Cost, $/kBtuh | Source | Comments
Deleted | Deleted | TanklessW/H-Sm(<=200MBTUH)-Tier1-0.80EF | Hot Water | 140 | 80% |  | Small Hot Water | Tier 1 | 2 | 1090 | 1090 | 545 | 1.9464 | SCG Rebate | #
Deleted | Deleted | TanklessW/H-Sm(<=200MBTUH)-Tier1-0.80EF | Hot Water | 199 | 80% |  | Small Hot Water | Tier 1 | 1 | 799.99 | 799.99 | 799.99 | 4.0201 | SCG Rebate | TANKLESS WATER HEATER
Deleted | Deleted | TanklessW/H-Sm(<=200MBTUH)-Tier1-0.80EF | Hot Water | 180 | 80% |  | Small Hot Water | Tier 1 | 1 | 759.99 | 759.99 | 759.99 | 4.2222 | SCG Rebate | TANKLESS WATER HEATER
Deleted | Deleted | TanklessW/H-Sm(<=200MBTUH)-Tier1-0.80EF | Hot Water | 190 | 80% |  | Small Hot Water | Tier 1 | 1 | 807.69 | 807.69 | 807.69 | 4.251 | SCG Rebate | TANKLESS WATER HEATER
Deleted | Deleted | TanklessW/H-Sm(<=200MBTUH)-Tier1-0.80EF | Hot Water | 180 | 80% |  | Small Hot Water | Tier 1 | 4 | 3196 | 3196 | 799 | 1.1097 | SCG Rebate | #
Deleted | Deleted | TanklessW/H-Sm(<=200MBTUH)-Tier1-0.80EF | Hot Water | 180 | 80% |  | Small Hot Water | Tier 1 | 1 | 799.47 | 799.47 | 799.47 | 4.4415 | SCG Rebate | #
Deleted | Deleted | TanklessW/H-Sm(<=200MBTUH)-Tier1-0.80EF | Hot Water | 180 | 80% |  | Small Hot Water | Tier 1 | 6 | 4903.32 | 4903.32 | 817.22 | 0.75669 | SCG Rebate | #
Deleted | Deleted | TanklessW/H-Sm(<=200MBTUH)-Tier1-0.80EF | Hot Water | 180 | 80% |  | Small Hot Water | Tier 1 | 1 | 865.29 | 865.29 | 865.29 | 4.8072 | SCG Rebate | #
Deleted | Deleted | TanklessW/H-Sm(<=200MBTUH)-Tier1-0.80EF | Hot Water | 199 | 80% |  | Small Hot Water | Tier 1 | 3 | 2870.97 | 2870.97 | 956.99 | 1.603 | SCG Rebate | #
Deleted | Deleted | TanklessW/H-Sm(<=200MBTUH)-Tier1-0.80EF | Hot Water | 180 | 80% |  | Small Hot Water | Tier 1 | 1 | 894.29 | 894.29 | 894.29 | 4.9683 | SCG Rebate | #
Deleted | Deleted | TanklessW/H-Sm(<=200MBTUH)-Tier1-0.80EF | Hot Water | 180 | 80% |  | Small Hot Water | Tier 1 | 1 | 912.02 | 912.02 | 912.02 | 5.0668 | SCG Rebate | #
Deleted | Deleted | TanklessW/H-Sm(<=200MBTUH)-Tier1-0.80EF | Hot Water | 199.9 | 80% |  | Small Hot Water | Tier 1 | 1 | 1025 | 1025 | 1025 | 5.1276 | SCG Rebate | #
Deleted | Deleted | TanklessW/H-Sm(<=200MBTUH)-Tier1-0.80EF | Hot Water | 180 | 80% |  | Small Hot Water | Tier 1 | 2 | 1950 | 1950 | 975 | 2.7083 | SCG Rebate | TANKLESS WATER HEATER
Deleted | Deleted | TanklessW/H-Sm(<=200MBTUH)-Tier1-0.80EF | Hot Water | 199 | 80% |  | Small Hot Water | Tier 1 | 1 | 1098.17 | 1098.17 | 1098.17 | 5.5184 | SCG Rebate | TANKLESS WATER HEATER
Deleted | Deleted | TanklessW/H-Sm(<=200MBTUH)-Tier1-0.80EF | Hot Water | 199 | 80% |  | Small Hot Water | Tier 1 | 1 | 1098.17 | 1098.17 | 1098.17 | 5.5184 | SCG Rebate | TANKLESS WATER HEATER
Deleted | Deleted | TanklessW/H-Sm(<=200MBTUH)-Tier1-0.80EF | Hot Water | 120 | 80% |  | Small Hot Water | Tier 1 | 1 | 664 | 664 | 664 | 5.5333 | SCG Rebate | #
Deleted | Deleted | TanklessW/H-Sm(<=200MBTUH)-Tier1-0.80EF | Hot Water | 199 | 80% |  | Small Hot Water | Tier 1 | 2 | 2270.38 | 2270.38 | 1135.19 | 2.8522 | SCG Rebate | #
Deleted | Deleted | TanklessW/H-Sm(<=200MBTUH)-Tier1-0.80EF | Hot Water | 180 | 80% |  | Small Hot Water | Tier 1 | 1 | 1041.58 | 1041.58 | 1041.58 | 5.7866 | SCG Rebate | #
Deleted | Deleted | TanklessW/H-Sm(<=200MBTUH)-Tier1-0.80EF | Hot Water | 199.9 | 80% |  | Small Hot Water | Tier 1 | 1 | 1633.18 | 1633.18 | 1633.18 | 8.17 | SCG Rebate | TANKLESS WATER HEATER
Deleted | Deleted | TanklessW/H-Sm(<=200MBTUH)-Tier1-0.80EF | Hot Water | 199.9 | 80% |  | Small Hot Water | Tier 1 | 3 | 5148.39 | 5148.39 | 1716.13 | 2.8616 | SCG Rebate | #
Deleted | Deleted | TanklessW/H-Sm(<=200MBTUH)-Tier1-0.80EF | Hot Water | 199.9 | 80% |  | Small Hot Water | Tier 1 | 1 | 1773 | 1773 | 1773 | 8.8694 | SCG Rebate | #
Deleted | Deleted | TanklessW/H-Sm(<=200MBTUH)-Tier1-0.80EF | Hot Water | 199.9 | 80% |  | Small Hot Water | Tier 1 | 2 | 3999.96 | 3999.96 | 1999.98 | 5.0025 | SCG Rebate | TANKLESS WATER HEATER
Deleted | Deleted | TanklessW/H-Sm(<=200MBTUH)-Tier1-0.80EF | Hot Water | 199.9 | 80% |  | Small Hot Water | Tier 1 | 3 | 9355.5 | 9355.5 | 3118.5 | 5.2001 | SCG Rebate | #
Deleted | Deleted | TanklessW/H-Sm(<=200MBTUH)-Tier1-0.80EF | Hot Water | 150 | 80% |  | Small Hot Water | Tier 1 | 1 | 2700 | 2700 | 2700 | 18 | SCG Rebate | #
Deleted | Deleted | TanklessW/H-Sm(<=200MBTUH)-Tier1-0.80EF | Hot Water | 199 | 80% |  | Small Hot Water | Tier 1 | 8 | 31600 | 31600 | 3950 | 2.4812 | SCG Rebate | #
Deleted | Deleted | T-KJR2-IN-NG | Hot Water | 140 | 82% |  | Small Hot Water | Tier 1 | 1 | 555.99 | 555.99 | 555.99 | 3.9714 | http://www.supplyhouse.com/ | Tankless water heater
Deleted | Deleted | T-KJR2-OS-NG | Hot Water | 140 | 82% |  | Small Hot Water | Tier 1 | 1 | 523.99 | 523.99 | 523.99 | 3.7428 | http://www.supplyhouse.com/ | Tankless water heater
Deleted | Deleted | T-K4-OS-NG | Hot Water | 190 | 82% |  | Small Hot Water | Tier 1 | 1 | 776.99 | 776.99 | 776.99 | 4.0894 | http://www.supplyhouse.com/ | Tankless water heater
Deleted | Deleted | T-K4-IN-NG | Hot Water | 190 | 82% |  | Small Hot Water | Tier 1 | 1 | 763.99 | 763.99 | 763.99 | 4.021 | http://www.supplyhouse.com/ | Tankless water heater
Deleted | Deleted | T-D2-OS-NG | Hot Water | 199 | 82% |  | Small Hot Water | Tier 1 | 1 | 954.95 | 954.95 | 954.95 | 4.7987 | http://www.supplyhouse.com/ | Tankless water heater
Deleted | Deleted | T-KJR2-IN-NG | Hot Water | 140 | 82% |  | Small Hot Water | Tier 1 | 1 | 870 | 552.99 | 552.99 | 3.9499 | http://www.homeperfect.com | Tankless water heater
Deleted | Deleted | T-K4-IN-NG | Hot Water | 190 | 82% |  | Small Hot Water | Tier 1 | 1 | 1230 | 753.99 | 753.99 | 3.9684 | http://www.homeperfect.com | Tankless water heater
Deleted | Deleted | T-K4-OS-NG | Hot Water | 190 | 82% |  | Small Hot Water | Tier 1 | 1 | 1230 | 776.99 | 776.99 | 4.0894 | http://www.homeperfect.com | Tankless water heater
Deleted | Deleted | T-D2-OS-NG | Hot Water | 199 | 82% |  | Small Hot Water | Tier 1 | 1 | 1540 | 955.49 | 955.49 | 4.8015 | http://www.homeperfect.com | Tankless water heater
Deleted | Deleted | T-KJR2-OS-NG | Hot Water | 140 | 82% |  | Small Hot Water | Tier 1 | 1 | 820 | 523.99 | 523.99 | 3.7428 | http://www.homeperfect.com | Tankless water heater
Deleted | Deleted | RTG-95DVLN | Hot Water | 199.9 | 82% |  | Small Hot Water | Tier 1 | 1 | 2112 | 942.89 | 942.89 | 4.7168 | http://www.homeperfect.com | Tankless water heater
Deleted | Deleted | RTG-84DVLN | Hot Water | 180 | 82% |  | Small Hot Water | Tier 1 | 1 | 1660 | 780.14 | 780.14 | 4.3341 | http://www.homeperfect.com | Tankless water heater
Deleted | Deleted | RTG-84XLN | Hot Water | 180 | 82% |  | Small Hot Water | Tier 1 | 1 | 1660 | 773.85 | 773.85 | 4.2992 | http://www.homeperfect.com | Tankless water heater | 3.9043 | 189.864
Deleted | Deleted | RTG-64DVLN | Hot Water | 150 | 82% |  | Small Hot Water | Tier 1 | 1 | 1366 | 639.99 | 639.99 | 4.2666 | http://www.homeperfect.com | Tankless water heater
Deleted | Deleted | RTG-64XLN | Hot Water | 150 | 82% |  | Small Hot Water | Tier 1 | 1 | 1218 | 614.24 | 614.24 | 4.0949 | http://www.homeperfect.com | Tankless water heater
Deleted | Deleted | RTG-64DVLN | Hot Water | 150 | 82% |  | Small Hot Water | Tier 1 | 1 | 977 | 772.31 | 772.31 | 5.1487 | www.plumbersurplus.com | Tankless water heater
Deleted | Deleted | 940 ES NG | Hot Water | 199 | 82% |  | Small Hot Water | Tier 1 | 1 | 1350 | 1112.62 | 1112.62 | 5.5911 | www.plumbersurplus.com | Tankless water heater
Deleted | Deleted | T-D2-IN-NG | Hot Water | 199 | 83% |  | Small Hot Water | Tier 1 | 1 | 923.95 | 923.95 | 923.95 | 4.643 | http://www.supplyhouse.com/ | Tankless water heater
Deleted | Deleted | T-D2-IN-NG | Hot Water | 199 | 83% |  | Small Hot Water | Tier 1 | 1 | 1570 | 949.99 | 949.99 | 4.7738 | http://www.homeperfect.com | Tankless water heater
Deleted | Deleted | NR71 Series | Hot Water | 180 | 83% |  | Small Hot Water | Tier 1 | 1 | 977.41 | 977.41 | 977.41 | 5.4301 | http://www.plumbingsupply.com | Tankless water heater
Deleted | Deleted | NR981 Series | Hot Water | 199.9 | 84% |  | Small Hot Water | Tier 1 | 1 | 1257.8 | 1257.8 | 1257.8 | 6.2921 | http://www.plumbingsupply.com | Tankless water heater
Deleted | Deleted | NR83 Series | Hot Water | 180 | 84% |  | Small Hot Water | Tier 1 | 1 | 1151.865 | 1151.865 | 1151.865 | 6.3992 | http://www.plumbingsupply.com | Tankless water heater
Deleted | Deleted | NC1991 Series | Hot Water | 199.9 | 84% |  | Small Hot Water | Tier 1 | 1 | 1275.065 | 1275.065 | 1275.065 | 6.3785 | http://www.plumbingsupply.com | Tankless water heater
Deleted | Deleted | TanklessW/H-Lg(>200MBTUH)-Tier2-0.90TE | Hot Water | 199 | 90% |  | Small Hot Water | Tier 2 | 2 | 2795 | 2795 | 1397.5 | 3.5113 | SCG Rebate | #
Deleted | Deleted | TanklessW/H-Lg(>200MBTUH)-Tier2-0.90TE | Hot Water | 190 | 90% |  | Small Hot Water | Tier 2 | 6 | 9900 | 9900 | 1650 | 1.4474 | SCG Rebate | 6 TANKLESS WATER HEATERS
Deleted | Deleted | TanklessW/H-Sm(<=200MBTUH)-Tier2-0.90EF | Hot Water | 199 | 90% |  | Small Hot Water | Tier 2 | 5 | 1990 | 1990 | 398 | 0.4 | SCG Rebate | #
Deleted | Deleted | TanklessW/H-Sm(<=200MBTUH)-Tier2-0.90EF | Hot Water | 199 | 90% |  | Small Hot Water | Tier 2 | 3 | 2911.74 | 2911.74 | 970.58 | 1.6258 | SCG Rebate | #
Deleted | Deleted | TanklessW/H-Sm(<=200MBTUH)-Tier2-0.90EF | Hot Water | 199 | 90% |  | Small Hot Water | Tier 2 | 3 | 2911.77 | 2911.77 | 970.59 | 1.6258 | SCG Rebate | #
Deleted | Deleted | TanklessW/H-Sm(<=200MBTUH)-Tier2-0.90EF | Hot Water | 199 | 90% |  | Small Hot Water | Tier 2 | 2 | 1957.8 | 1957.8 | 978.9 | 2.4595 | SCG Rebate | #
Deleted | Deleted | TanklessW/H-Sm(<=200MBTUH)-Tier2-0.90EF | Hot Water | 199 | 90% |  | Small Hot Water | Tier 2 | 1 | 978.9 | 978.9 | 978.9 | 4.9191 | SCG Rebate | #
Deleted | Deleted | TanklessW/H-Sm(<=200MBTUH)-Tier2-0.90EF | Hot Water | 199.9 | 90% |  | Small Hot Water | Tier 2 | 2 | 1992.72 | 1992.72 | 996.36 | 2.4921 | SCG Rebate | TANKLESS WATER HEATER
Deleted | Deleted | TanklessW/H-Sm(<=200MBTUH)-Tier2-0.90EF | Hot Water | 199 | 90% |  | Small Hot Water | Tier 2 | 4 | 4000 | 4000 | 1000 | 1.2563 | SCG Rebate | TANKLESS WATER HEATER
Deleted | Deleted | TanklessW/H-Sm(<=200MBTUH)-Tier2-0.90EF | Hot Water | 180 | 90% |  | Small Hot Water | Tier 2 | 1 | 905.42 | 905.42 | 905.42 | 5.0301 | SCG Rebate | #
Deleted | Deleted | TanklessW/H-Sm(<=200MBTUH)-Tier2-0.90EF | Hot Water | 199 | 90% |  | Small Hot Water | Tier 2 | 1 | 1058.76 | 1058.76 | 1058.76 | 5.3204 | SCG Rebate | #
Deleted | Deleted | TanklessW/H-Sm(<=200MBTUH)-Tier2-0.90EF | Hot Water | 199 | 90% |  | Small Hot Water | Tier 2 | 1 | 1099 | 1099 | 1099 | 5.5226 | SCG Rebate | #
Deleted | Deleted | TanklessW/H-Sm(<=200MBTUH)-Tier2-0.90EF | Hot Water | 199.9 | 90% |  | Small Hot Water | Tier 2 | 3 | 3363.42 | 3363.42 | 1121.14 | 1.8695 | SCG Rebate | #
Deleted | Deleted | TanklessW/H-Sm(<=200MBTUH)-Tier2-0.90EF | Hot Water | 199 | 90% |  | Small Hot Water | Tier 2 | 2 | 2237.34 | 2237.34 | 1118.67 | 2.8107 | SCG Rebate | #
Deleted | Deleted | TanklessW/H-Sm(<=200MBTUH)-Tier2-0.90EF | Hot Water | 199 | 90% |  | Small Hot Water | Tier 2 | 2 | 2240 | 2240 | 1120 | 2.8141 | SCG Rebate | #
Deleted | Deleted | TanklessW/H-Sm(<=200MBTUH)-Tier2-0.90EF | Hot Water | 199 | 90% |  | Small Hot Water | Tier 2 | 1 | 1125 | 1125 | 1125 | 5.6533 | SCG Rebate | #
Deleted | Deleted | TanklessW/H-Sm(<=200MBTUH)-Tier2-0.90EF | Hot Water | 199 | 90% |  | Small Hot Water | Tier 2 | 2 | 2250 | 2250 | 1125 | 2.8266 | SCG Rebate | #
Deleted | Deleted | TanklessW/H-Sm(<=200MBTUH)-Tier2-0.90EF | Hot Water | 199 | 90% |  | Small Hot Water | Tier 2 | 3 | 3384.38 | 3384.38 | 1128.1267 | 1.8897 | SCG Rebate | TANKLESS WATER HEATER
Deleted | Deleted | TanklessW/H-Sm(<=200MBTUH)-Tier2-0.90EF | Hot Water | 199 | 90% |  | Small Hot Water | Tier 2 | 4 | 4564 | 4564 | 1141 | 1.4334 | SCG Rebate | TANKLESS WATER HEATERS
Deleted | Deleted | TanklessW/H-Sm(<=200MBTUH)-Tier2-0.90EF | Hot Water | 199 | 90% |  | Small Hot Water | Tier 2 | 4 | 4611.48 | 4611.48 | 1152.87 | 1.4483 | SCG Rebate | TANKLESS WATER HEATER
Deleted | Deleted | TanklessW/H-Sm(<=200MBTUH)-Tier2-0.90EF | Hot Water | 199.9 | 90% |  | Small Hot Water | Tier 2 | 1 | 1203.54 | 1203.54 | 1203.54 | 6.0207 | SCG Rebate | TANKLESS WATER HEATER
Deleted | Deleted | TanklessW/H-Sm(<=200MBTUH)-Tier2-0.90EF | Hot Water | 199 | 90% |  | Small Hot Water | Tier 2 | 2 | 2446.98 | 2446.98 | 1223.49 | 3.0741 | SCG Rebate | #
Deleted | Deleted | TanklessW/H-Sm(<=200MBTUH)-Tier2-0.90EF | Hot Water | 199 | 90% |  | Small Hot Water | Tier 2 | 1 | 1223.49 | 1223.49 | 1223.49 | 6.1482 | SCG Rebate | #
Deleted | Deleted | TanklessW/H-Sm(<=200MBTUH)-Tier2-0.90EF | Hot Water | 199 | 90% |  | Small Hot Water | Tier 2 | 1 | 1233.49 | 1233.49 | 1233.49 | 6.1984 | SCG Rebate | #
Deleted | Deleted | TanklessW/H-Sm(<=200MBTUH)-Tier2-0.90EF | Hot Water | 199 | 90% |  | Small Hot Water | Tier 2 | 1 | 1236 | 1236 | 1236 | 6.2111 | SCG Rebate | TANKLESS WATER HEATER
Deleted | Deleted | TanklessW/H-Sm(<=200MBTUH)-Tier2-0.90EF | Hot Water | 199.9 | 90% |  | Small Hot Water | Tier 2 | 1 | 1254.29 | 1254.29 | 1254.29 | 6.2746 | SCG Rebate | #
Deleted | Deleted | TanklessW/H-Sm(<=200MBTUH)-Tier2-0.90EF | Hot Water | 199.9 | 90% |  | Small Hot Water | Tier 2 | 2 | 2561.76 | 2561.76 | 1280.88 | 3.2038 | SCG Rebate | #
Deleted | Deleted | TanklessW/H-Sm(<=200MBTUH)-Tier2-0.90EF | Hot Water | 199 | 90% |  | Small Hot Water | Tier 2 | 3 | 4000 | 4000 | 1333.3333 | 2.2334 | SCG Rebate | TANKLESS WATER HEATER
Deleted | Deleted | TanklessW/H-Sm(<=200MBTUH)-Tier2-0.90EF | Hot Water | 199 | 90% |  | Small Hot Water | Tier 2 | 1 | 1343.86 | 1343.86 | 1343.86 | 6.7531 | SCG Rebate | #
Deleted | Deleted | TanklessW/H-Sm(<=200MBTUH)-Tier2-0.90EF | Hot Water | 199.9 | 90% |  | Small Hot Water | Tier 2 | 1 | 1390.3 | 1390.3 | 1390.3 | 6.955 | SCG Rebate | #
Deleted | Deleted | TanklessW/H-Sm(<=200MBTUH)-Tier2-0.90EF | Hot Water | 199 | 90% |  | Small Hot Water | Tier 2 | 1 | 1397.15 | 1397.15 | 1397.15 | 7.0209 | SCG Rebate | #
Deleted | Deleted | TanklessW/H-Sm(<=200MBTUH)-Tier2-0.90EF | Hot Water | 199.9 | 90% |  | Small Hot Water | Tier 2 | 3 | 4315.32 | 4315.32 | 1438.44 | 2.3986 | SCG Rebate | #
Deleted | Deleted | TanklessW/H-Sm(<=200MBTUH)-Tier2-0.90EF | Hot Water | 199.9 | 90% |  | Small Hot Water | Tier 2 | 4 | 5755.2 | 5755.2 | 1438.8 | 1.7994 | SCG Rebate | #
Deleted | Deleted | TanklessW/H-Sm(<=200MBTUH)-Tier2-0.90EF | Hot Water | 199 | 90% |  | Small Hot Water | Tier 2 | 1 | 1450 | 1450 | 1450 | 7.2864 | SCG Rebate | #
Deleted | Deleted | TanklessW/H-Sm(<=200MBTUH)-Tier2-0.90EF | Hot Water | 199 | 90% |  | Small Hot Water | Tier 2 | 1 | 1495 | 1495 | 1495 | 7.5126 | SCG Rebate | TANKLESS WATER HEATER
Deleted | Deleted | TanklessW/H-Sm(<=200MBTUH)-Tier2-0.90EF | Hot Water | 199 | 90% |  | Small Hot Water | Tier 2 | 1 | 1495 | 1495 | 1495 | 7.5126 | SCG Rebate | #
Deleted | Deleted | TanklessW/H-Sm(<=200MBTUH)-Tier2-0.90EF | Hot Water | 199 | 90% |  | Small Hot Water | Tier 2 | 1 | 1510 | 1510 | 1510 | 7.5879 | SCG Rebate | #
Deleted | Deleted | TanklessW/H-Sm(<=200MBTUH)-Tier2-0.90EF | Hot Water | 199 | 90% |  | Small Hot Water | Tier 2 | 1 | 1510 | 1510 | 1510 | 7.5879 | SCG Rebate | STORAGE WATER HEATERS
Deleted | Deleted | TanklessW/H-Sm(<=200MBTUH)-Tier2-0.90EF | Hot Water | 199 | 90% |  | Small Hot Water | Tier 2 | 1 | 1510 | 1510 | 1510 | 7.5879 | SCG Rebate | #
Deleted | Deleted | TanklessW/H-Sm(<=200MBTUH)-Tier2-0.90EF | Hot Water | 199.9 | 90% |  | Small Hot Water | Tier 2 | 4 | 6104 | 6104 | 1526 | 1.9085 | SCG Rebate | #
Deleted | Deleted | TanklessW/H-Sm(<=200MBTUH)-Tier2-0.90EF | Hot Water | 199 | 90% |  | Small Hot Water | Tier 2 | 1 | 1525 | 1525 | 1525 | 7.6633 | SCG Rebate | #
Deleted | Deleted | TanklessW/H-Sm(<=200MBTUH)-Tier2-0.90EF | Hot Water | 199.9 | 90% |  | Small Hot Water | Tier 2 | 1 | 1596 | 1596 | 1596 | 7.984 | SCG Rebate | #
Deleted | Deleted | TanklessW/H-Sm(<=200MBTUH)-Tier2-0.90EF | Hot Water | 199 | 90% |  | Small Hot Water | Tier 2 | 1 | 1599 | 1599 | 1599 | 8.0352 | SCG Rebate | #
Deleted | Deleted | TanklessW/H-Sm(<=200MBTUH)-Tier2-0.90EF | Hot Water | 199 | 90% |  | Small Hot Water | Tier 2 | 1 | 1599 | 1599 | 1599 | 8.0352 | SCG Rebate | #
Deleted | Deleted | TanklessW/H-Sm(<=200MBTUH)-Tier2-0.90EF | Hot Water | 199 | 90% |  | Small Hot Water | Tier 2 | 3 | 4866 | 4866 | 1622 | 2.7169 | SCG Rebate | TANKLESS WATER HEATER
Deleted | Deleted | TanklessW/H-Sm(<=200MBTUH)-Tier2-0.90EF | Hot Water | 180 | 90% |  | Small Hot Water | Tier 2 | 1 | 1479.5 | 1479.5 | 1479.5 | 8.2194 | SCG Rebate | TANKLESS WATER HEATER
Deleted | Deleted | TanklessW/H-Sm(<=200MBTUH)-Tier2-0.90EF | Hot Water | 199 | 90% |  | Small Hot Water | Tier 2 | 1 | 1650 | 1650 | 1650 | 8.2915 | SCG Rebate | TANKLESS WATER HEATER
Deleted | Deleted | TanklessW/H-Sm(<=200MBTUH)-Tier2-0.90EF | Hot Water | 199 | 90% |  | Small Hot Water | Tier 2 | 2 | 3359.7 | 3359.7 | 1679.85 | 4.2207 | SCG Rebate | TANKLESS WATER HEATER
Deleted | Deleted | TanklessW/H-Sm(<=200MBTUH)-Tier2-0.90EF | Hot Water | 199 | 90% |  | Small Hot Water | Tier 2 | 2 | 3430 | 3430 | 1715 | 4.309 | SCG Rebate | #
Deleted | Deleted | TanklessW/H-Sm(<=200MBTUH)-Tier2-0.90EF | Hot Water | 199.9 | 90% |  | Small Hot Water | Tier 2 | 1 | 1738 | 1738 | 1738 | 8.6943 | SCG Rebate | #
Deleted | Deleted | TanklessW/H-Sm(<=200MBTUH)-Tier2-0.90EF | Hot Water | 199.9 | 90% |  | Small Hot Water | Tier 2 | 2 | 3546 | 3546 | 1773 | 4.4347 | SCG Rebate | #
Deleted | Deleted | TanklessW/H-Sm(<=200MBTUH)-Tier2-0.90EF | Hot Water | 199 | 90% |  | Small Hot Water | Tier 2 | 6 | 10872 | 10872 | 1812 | 1.5176 | SCG Rebate | #
Deleted | Deleted | TanklessW/H-Sm(<=200MBTUH)-Tier2-0.90EF | Hot Water | 199.9 | 90% |  | Small Hot Water | Tier 2 | 4 | 7304.57 | 7304.57 | 1826.1425 | 2.2838 | SCG Rebate | WATER HEATER
Deleted | Deleted | TanklessW/H-Sm(<=200MBTUH)-Tier2-0.90EF | Hot Water | 199 | 90% |  | Small Hot Water | Tier 2 | 10 | 18900 | 18900 | 1890 | 0.94975 | SCG Rebate | #
Deleted | Deleted | TanklessW/H-Sm(<=200MBTUH)-Tier2-0.90EF | Hot Water | 199 | 90% |  | Small Hot Water | Tier 2 | 5 | 9450 | 9450 | 1890 | 1.8995 | SCG Rebate | #
Deleted | Deleted | TanklessW/H-Sm(<=200MBTUH)-Tier2-0.90EF | Hot Water | 199 | 90% |  | Small Hot Water | Tier 2 | 5 | 9450 | 9450 | 1890 | 1.8995 | SCG Rebate | #
Deleted | Deleted | TanklessW/H-Sm(<=200MBTUH)-Tier2-0.90EF | Hot Water | 199 | 90% |  | Small Hot Water | Tier 2 | 5 | 9500 | 9500 | 1900 | 1.9095 | SCG Rebate | #
Deleted | Deleted | TanklessW/H-Sm(<=200MBTUH)-Tier2-0.90EF | Hot Water | 195 | 90% |  | Small Hot Water | Tier 2 | 1 | 1900 | 1900 | 1900 | 9.7436 | SCG Rebate | #
Deleted | Deleted | TanklessW/H-Sm(<=200MBTUH)-Tier2-0.90EF | Hot Water | 199.9 | 90% |  | Small Hot Water | Tier 2 | 2 | 3902.8 | 3902.8 | 1951.4 | 4.8809 | SCG Rebate | #
Deleted | Deleted | TanklessW/H-Sm(<=200MBTUH)-Tier2-0.90EF | Hot Water | 199.9 | 90% |  | Small Hot Water | Tier 2 | 3 | 5861.54 | 5861.54 | 1953.8467 | 3.258 | SCG Rebate | #
Deleted | Deleted | TanklessW/H-Sm(<=200MBTUH)-Tier2-0.90EF | Hot Water | 199.9 | 90% |  | Small Hot Water | Tier 2 | 5 | 10437.5 | 10437.5 | 2087.5 | 2.0885 | SCG Rebate | #
Deleted | Deleted | TanklessW/H-Sm(<=200MBTUH)-Tier2-0.90EF | Hot Water | 199.9 | 90% |  | Small Hot Water | Tier 2 | 1 | 2800 | 2800 | 2800 | 14.007 | SCG Rebate | #
Deleted | Deleted | TanklessW/H-Sm(<=200MBTUH)-Tier2-0.90EF | Hot Water | 145 | 90% |  | Small Hot Water | Tier 2 | 2 | 4170 | 4170 | 2085 | 7.1897 | SCG Rebate | TANKESS WATER HEATERS
Deleted | Deleted | TanklessW/H-Sm(<=200MBTUH)-Tier2-0.90EF | Hot Water | 199 | 90% |  | Small Hot Water | Tier 2 | 5 | 18095.4 | 18095.4 | 3619.08 | 3.6373 | SCG Rebate | #
Deleted | Deleted | C 1050 ES NG | Hot Water | 199 | 92% |  | Small Hot Water | Tier 2 | 1 | 2350 | 1783.64 | 1783.64 | 8.963 | www.plumbersurplus.com | Tankless water heater
Deleted | Deleted | NRC1111 Series | Hot Water | 199.9 | 93% |  | Small Hot Water | Tier 2 | 1 | 1825.26 | 1825.26 | 1825.26 | 9.1309 | http://www.plumbingsupply.com | Tankless water heater
Deleted | Deleted | NR98 Series | Hot Water | 180 | 93% |  | Small Hot Water | Tier 2 | 1 | 1270.67 | 1270.67 | 1270.67 | 7.0593 | http://www.plumbingsupply.com | Tankless water heater
Deleted | Deleted | NCC199 Series | Hot Water | 199.9 | 93% |  | Small Hot Water | Tier 2 | 1 | 2033.745 | 2033.745 | 2033.745 | 10.1738 | http://www.plumbingsupply.com | Tankless water heater
Deleted | Deleted | 95DVLN | Hot Water | 199.9 | 94% | y | Small Hot Water | Tier 2 | 1 | 2534 | 1141.99 | 1141.99 | 5.7128 | http://www.homeperfect.com | Tankless water heater
Deleted | Deleted | T-H3J-DV-N | Hot Water | 160 | 95% | y | Small Hot Water | Tier 2 | 1 | 982.15 | 982.15 | 982.15 | 6.1384 | http://www.supplyhouse.com/ | Tankless water heater
Deleted | Deleted | T-H3J-OS-N | Hot Water | 160 | 95% | y | Small Hot Water | Tier 2 | 1 | 1049.95 | 1049.95 | 1049.95 | 6.5622 | http://www.supplyhouse.com/ | Tankless water heater
Deleted | Deleted | T-H3S-DV-N | Hot Water | 180 | 95% | y | Small Hot Water | Tier 2 | 1 | 1024.99 | 1024.99 | 1024.99 | 5.6944 | http://www.supplyhouse.com/ | Tankless water heater
Deleted | Deleted | T-H3S-OS-N | Hot Water | 180 | 95% | y | Small Hot Water | Tier 2 | 1 | 1024.95 | 1024.99 | 1024.99 | 5.6944 | http://www.supplyhouse.com/ | Tankless water heater
Deleted | Deleted | T-H3-DV-N | Hot Water | 199 | 95% | y | Small Hot Water | Tier 2 | 1 | 1148.95 | 1148.95 | 1148.95 | 5.7736 | http://www.supplyhouse.com/ | Tankless water heater
Deleted | Deleted | T-H3-OS-N | Hot Water | 199 | 95% | y | Small Hot Water | Tier 2 | 1 | 1349.95 | 1349.95 | 1349.95 | 6.7837 | http://www.supplyhouse.com/ | Tankless water heater
Deleted | Deleted | T-H3-DV-NG | Hot Water | 199 | 95% | y | Small Hot Water | Tier 2 | 1 | 1800 | 1235.84 | 1235.84 | 6.2103 | http://www.homeperfect.com | Tankless water heater
Deleted | Deleted | TanklessW/H-Sm(<=200MBTUH)-Tier2-0.90EF | Hot Water | 199.9 | 90% |  | Small Hot Water | Tier 2 | 1 | 5898 | 5898 | 5898 | 29.5048 | SCG Rebate
Deleted | Deleted | TanklessW/H-Sm(<=200MBTUH)-Tier2-0.90EF | Hot Water | 199 | 90% |  | Small Hot Water | Tier 2 | 1 | 1510 | 1510 | 1510 | 7.5879 | SCG Rebate
Deleted | Deleted | TanklessW/H-Sm(<=200MBTUH)-Tier2-0.90EF | Hot Water | 199.9 | 90% |  | Small Hot Water | Tier 2 | 2 | 2577.6 | 2577.6 | 1288.8 | 3.2236 | SCG Rebate
Deleted | Deleted | TanklessW/H-Sm(<=200MBTUH)-Tier2-0.90EF | Hot Water | 199.9 | 90% |  | Small Hot Water | Tier 2 | 4 | 3469.56 | 3469.56 | 867.39 | 1.0848 | SCG Rebate
Deleted | Deleted | TanklessW/H-Sm(<=200MBTUH)-Tier2-0.90EF | Hot Water | 199.9 | 90% |  | Small Hot Water | Tier 2 | 1 | 1596 | 1596 | 1596 | 7.984 | SCG Rebate
Deleted | Deleted | TanklessW/H-Sm(<=200MBTUH)-Tier2-0.90EF | Hot Water | 199.9 | 90% |  | Small Hot Water | Tier 2 | 4 | 6820 | 6820 | 1705 | 2.1323 | SCG Rebate
Deleted | Deleted | TanklessW/H-Sm(<=200MBTUH)-Tier2-0.90EF | Hot Water | 199 | 90% |  | Small Hot Water | Tier 2 | 4 | 4291.48 | 4291.48 | 1072.87 | 1.3478 | SCG Rebate
Deleted | Deleted | TanklessW/H-Sm(<=200MBTUH)-Tier2-0.90EF | Hot Water | 199 | 90% |  | Small Hot Water | Tier 2 | 2 | 2127.66 | 2127.66 | 1063.83 | 2.6729 | SCG Rebate
Deleted | Deleted | TanklessW/H-Sm(<=200MBTUH)-Tier2-0.90EF | Hot Water | 199.9 | 90% |  | Small Hot Water | Tier 2 | 4 | 6400 | 6400 | 1600 | 2.001 | SCG Rebate
Deleted | Deleted | TanklessW/H-Sm(<=200MBTUH)-Tier2-0.90EF | Hot Water | 199.9 | 90% |  | Small Hot Water | Tier 2 | 1 | 1897.64 | 1897.64 | 1897.64 | 9.4929 | SCG Rebate
Deleted | Deleted | TanklessW/H-Sm(<=200MBTUH)-Tier2-0.90EF | Hot Water | 199 | 90% |  | Small Hot Water | Tier 2 | 1 | 1177.49 | 1177.49 | 1177.49 | 5.917 | SCG Rebate
Deleted | Deleted | TanklessW/H-Sm(<=200MBTUH)-Tier2-0.90EF | Hot Water | 199 | 90% |  | Small Hot Water | Tier 2 | 1 | 1654.8 | 1654.8 | 1654.8 | 8.3156 | SCG Rebate
Deleted | Deleted | TanklessW/H-Sm(<=200MBTUH)-Tier2-0.90EF | Hot Water | 199 | 90% |  | Small Hot Water | Tier 2 | 1 | 1654.8 | 1654.8 | 1654.8 | 8.3156 | SCG Rebate
Deleted | Deleted | TanklessW/H-Sm(<=200MBTUH)-Tier2-0.90EF | Hot Water | 199 | 90% |  | Small Hot Water | Tier 2 | 2 | 11800 | 11800 | 5900 | 14.8241 | SCG Rebate
Deleted | Deleted | TanklessW/H-Sm(<=200MBTUH)-Tier2-0.90EF | Hot Water | 199 | 90% |  | Small Hot Water | Tier 2 | 2 | 11800 | 11800 | 5900 | 14.8241 | SCG Rebate
Deleted | Deleted | TanklessW/H-Sm(<=200MBTUH)-Tier1-0.80EF | Hot Water | 199 | 80% |  | Small Hot Water | Tier 1 | 1 | 7131.26 | 7131.26 | 7131.26 | 35.8355 | SCG Rebate
Deleted | Deleted | TanklessW/H-Sm(<=200MBTUH)-Tier2-0.90EF | Hot Water | 199.9 | 90% |  | Small Hot Water | Tier 2 | 2 | 3432 | 3432 | 1716 | 4.2921 | SCG Rebate
Deleted | Deleted | TanklessW/H-Sm(<=200MBTUH)-Tier2-0.90EF | Hot Water | 199 | 90% |  | Small Hot Water | Tier 2 | 3 | 3861.87 | 3861.87 | 1287.29 | 2.1563 | SCG Rebate
Deleted | Deleted | TanklessW/H-Sm(<=200MBTUH)-Tier1-0.80EF | Hot Water | 199 | 80% |  | Small Hot Water | Tier 1 | 1 | 1707.33 | 1707.33 | 1707.33 | 8.5795 | SCG Rebate
Deleted | Deleted | TanklessW/H-Sm(<=200MBTUH)-Tier2-0.90EF | Hot Water | 199 | 90% |  | Small Hot Water | Tier 2 | 1 | 3100 | 3100 | 3100 | 15.5779 | SCG Rebate
Deleted | Deleted | TanklessW/H-Sm(<=200MBTUH)-Tier2-0.90EF | Hot Water | 199 | 90% |  | Small Hot Water | Tier 2 | 1 | 4393.52 | 4393.52 | 4393.52 | 22.078 | SCG Rebate
Deleted | Deleted | TanklessW/H-Sm(<=200MBTUH)-Tier2-0.90EF | Hot Water | 199 | 90% |  | Small Hot Water | Tier 2 | 1 | 4353.21 | 4353.21 | 4353.21 | 21.8754 | SCG Rebate
Deleted | Deleted | TanklessW/H-Sm(<=200MBTUH)-Tier2-0.90EF | Hot Water | 199 | 90% |  | Small Hot Water | Tier 2 | 1 | 4333.33 | 4333.33 | 4333.33 | 21.7755 | SCG Rebate
Deleted | Deleted | TanklessW/H-Sm(<=200MBTUH)-Tier2-0.90EF | Hot Water | 199 | 90% |  | Small Hot Water | Tier 2 | 1 | 4575.93 | 4575.93 | 4575.93 | 22.9946 | SCG Rebate
Deleted | Deleted | TanklessW/H-Sm(<=200MBTUH)-Tier2-0.90EF | Hot Water | 199 | 90% |  | Small Hot Water | Tier 2 | 1 | 4166.97 | 4166.97 | 4166.97 | 20.9395 | SCG Rebate
Deleted | Deleted | TanklessW/H-Sm(<=200MBTUH)-Tier1-0.80EF | Hot Water | 190 | 80% |  | Small Hot Water | Tier 1 | 2 | 1690 | 1690 | 845 | 2.2237 | SCG Rebate
Deleted | Deleted | TanklessW/H-Sm(<=200MBTUH)-Tier2-0.90EF | Hot Water | 199 | 90% |  | Small Hot Water | Tier 2 | 10 | 18900 | 18900 | 1890 | 0.94975 | SCG Rebate
Deleted | Deleted | TanklessW/H-Sm(<=200MBTUH)-Tier1-0.80EF | Hot Water | 199.9 | 80% |  | Small Hot Water | Tier 1 | 1 | 1125.06 | 1125.06 | 1125.06 | 5.6281 | SCG Rebate
Deleted | Deleted | TanklessW/H-Sm(<=200MBTUH)-Tier2-0.90EF | Hot Water | 199 | 90% |  | Small Hot Water | Tier 2 | 1 | 1397.8 | 1397.8 | 1397.8 | 7.0241 | SCG Rebate
Deleted | Deleted | TanklessW/H-Sm(<=200MBTUH)-Tier2-0.90EF | Hot Water | 199.9 | 90% |  | Small Hot Water | Tier 2 | 1 | 2477.06 | 2477.06 | 2477.06 | 12.3915 | SCG Rebate
Deleted | Deleted | TanklessW/H-Sm(<=200MBTUH)-Tier2-0.90EF | Hot Water | 199 | 90% |  | Small Hot Water | Tier 2 | 1 | 4353.21 | 4353.21 | 4353.21 | 21.8754 | SCG Rebate
Deleted | Deleted | TanklessW/H-Sm(<=200MBTUH)-Tier2-0.90EF | Hot Water | 199.9 | 90% |  | Small Hot Water | Tier 2 | 13 | 35655.27 | 35655.27 | 2742.7131 | 1.0554 | SCG Rebate
Deleted | Deleted | TanklessW/H-Sm(<=200MBTUH)-Tier1-0.80EF | Hot Water | 199.9 | 80% |  | Small Hot Water | Tier 1 | 4 | 5500 | 5500 | 1375 | 1.7196 | SCG Rebate
Deleted | Deleted | TanklessW/H-Sm(<=200MBTUH)-Tier2-0.90EF | Hot Water | 199.9 | 90% |  | Small Hot Water | Tier 2 | 1 | 1214.68 | 1214.68 | 1214.68 | 6.0764 | SCG Rebate
Deleted | Deleted | TanklessW/H-Sm(<=200MBTUH)-Tier2-0.90EF | Hot Water | 199 | 90% |  | Small Hot Water | Tier 2 | 5 | 5132.5 | 5132.5 | 1026.5 | 1.0317 | SCG Rebate
Deleted | Deleted | TanklessW/H-Sm(<=200MBTUH)-Tier2-0.90EF | Hot Water | 199.9 | 90% |  | Small Hot Water | Tier 2 | 2 | 3668 | 3668 | 1834 | 4.5873 | SCG Rebate
Deleted | Deleted | TanklessW/H-Sm(<=200MBTUH)-Tier2-0.90EF | Hot Water | 199 | 90% |  | Small Hot Water | Tier 2 | 5 | 7125 | 7125 | 1425 | 1.4322 | SCG Rebate
Deleted | Deleted | TanklessW/H-Sm(<=200MBTUH)-Tier1-0.80EF | Hot Water | 199.9 | 80% |  | Small Hot Water | Tier 1 | 2 | 2286.9 | 2286.9 | 1143.45 | 2.8601 | SCG Rebate
Deleted | Deleted | TanklessW/H-Sm(<=200MBTUH)-Tier2-0.90EF | Hot Water | 199.9 | 90% |  | Small Hot Water | Tier 2 | 8 | 19225 | 19225 | 2403.125 | 1.5027 | SCG Rebate
Deleted | Deleted | TanklessW/H-Sm(<=200MBTUH)-Tier2-0.90EF | Hot Water | 199 | 90% |  | Small Hot Water | Tier 2 | 1 | 1007.48 | 1007.48 | 1007.48 | 5.0627 | SCG Rebate
Deleted | Deleted | TanklessW/H-Sm(<=200MBTUH)-Tier2-0.90EF | Hot Water | 199 | 90% |  | Small Hot Water | Tier 2 | 1 | 1230.22 | 1230.22 | 1230.22 | 6.182 | SCG Rebate
Deleted | Deleted | TanklessW/H-Sm(<=200MBTUH)-Tier2-0.90EF | Hot Water | 199 | 90% |  | Small Hot Water | Tier 2 | 1 | 1018.52 | 1018.52 | 1018.52 | 5.1182 | SCG Rebate
Deleted | Deleted | TanklessW/H-Sm(<=200MBTUH)-Tier2-0.90EF | Hot Water | 199.9 | 90% |  | Small Hot Water | Tier 2 | 11 | 14388 | 14388 | 1308 | 0.59484 | SCG Rebate
Deleted | Deleted | TanklessW/H-Sm(<=200MBTUH)-Tier2-0.90EF | Hot Water | 180 | 90% |  | Small Hot Water | Tier 2 | 1 | 1087.6 | 1087.6 | 1087.6 | 6.0422 | SCG Rebate
Deleted | Deleted | TanklessW/H-Sm(<=200MBTUH)-Tier1-0.80EF | Hot Water | 150 | 80% |  | Small Hot Water | Tier 1 | 2 | 5200 | 5200 | 2600 | 8.6667 | SCG Rebate
Deleted | Deleted | TanklessW/H-Sm(<=200MBTUH)-Tier2-0.90EF | Hot Water | 199 | 90% |  | Small Hot Water | Tier 2 | 2 | 2408 | 2408 | 1204 | 3.0251 | SCG Rebate
Deleted | Deleted | TanklessW/H-Sm(<=200MBTUH)-Tier2-0.90EF | Hot Water | 199.9 | 90% |  | Small Hot Water | Tier 2 | 2 | 3755.28 | 3755.28 | 1877.64 | 4.6964 | SCG Rebate
Deleted | Deleted | TanklessW/H-Sm(<=200MBTUH)-Tier2-0.90EF | Hot Water | 199.9 | 90% |  | Small Hot Water | Tier 2 | 4 | 7510.56 | 7510.56 | 1877.64 | 2.3482 | SCG Rebate
Deleted | Deleted | TanklessW/H-Sm(<=200MBTUH)-Tier2-0.90EF | Hot Water | 199.9 | 90% |  | Small Hot Water | Tier 2 | 3 | 5632.92 | 5632.92 | 1877.64 | 3.131 | SCG Rebate
Deleted | Deleted | TanklessW/H-Sm(<=200MBTUH)-Tier2-0.90EF | Hot Water | 199.9 | 90% |  | Small Hot Water | Tier 2 | 4 | 7510.56 | 7510.56 | 1877.64 | 2.3482 | SCG Rebate
Deleted | Deleted | TanklessW/H-Sm(<=200MBTUH)-Tier2-0.90EF | Hot Water | 199.9 | 90% |  | Small Hot Water | Tier 2 | 3 | 5632.92 | 5632.92 | 1877.64 | 3.131 | SCG Rebate
Deleted | Deleted | TanklessW/H-Sm(<=200MBTUH)-Tier2-0.90EF | Hot Water | 199.9 | 90% |  | Small Hot Water | Tier 2 | 4 | 7510.56 | 7510.56 | 1877.64 | 2.3482 | SCG Rebate
Deleted | Deleted | TanklessW/H-Sm(<=200MBTUH)-Tier2-0.90EF | Hot Water | 199.9 | 90% |  | Small Hot Water | Tier 2 | 4 | 7510.56 | 7510.56 | 1877.64 | 2.3482 | SCG Rebate
Deleted | Deleted | TanklessW/H-Sm(<=200MBTUH)-Tier2-0.90EF | Hot Water | 199.9 | 90% |  | Small Hot Water | Tier 2 | 3 | 5632.92 | 5632.92 | 1877.64 | 3.131 | SCG Rebate
Deleted | Deleted | TanklessW/H-Sm(<=200MBTUH)-Tier2-0.90EF | Hot Water | 199.9 | 90% |  | Small Hot Water | Tier 2 | 3 | 5632.92 | 5632.92 | 1877.64 | 3.131 | SCG Rebate
Deleted | Deleted | TanklessW/H-Sm(<=200MBTUH)-Tier2-0.90EF | Hot Water | 199.9 | 90% |  | Small Hot Water | Tier 2 | 4 | 7510.56 | 7510.56 | 1877.64 | 2.3482 | SCG Rebate
Deleted | Deleted | TanklessW/H-Sm(<=200MBTUH)-Tier2-0.90EF | Hot Water | 199.9 | 90% |  | Small Hot Water | Tier 2 | 4 | 7510.56 | 7510.56 | 1877.64 | 2.3482 | SCG Rebate
Deleted | Deleted | TanklessW/H-Sm(<=200MBTUH)-Tier2-0.90EF | Hot Water | 199.9 | 90% |  | Small Hot Water | Tier 2 | 2 | 3755.28 | 3755.28 | 1877.64 | 4.6964 | SCG Rebate
Deleted | Deleted | TanklessW/H-Sm(<=200MBTUH)-Tier2-0.90EF | Hot Water | 199.9 | 90% |  | Small Hot Water | Tier 2 | 4 | 7510.56 | 7510.56 | 1877.64 | 2.3482 | SCG Rebate
Deleted | Deleted | TanklessW/H-Sm(<=200MBTUH)-Tier2-0.90EF | Hot Water | 199.9 | 90% |  | Small Hot Water | Tier 2 | 3 | 5632.92 | 5632.92 | 1877.64 | 3.131 | SCG Rebate
Deleted | Deleted | TanklessW/H-Sm(<=200MBTUH)-Tier2-0.90EF | Hot Water | 199.9 | 90% |  | Small Hot Water | Tier 2 | 4 | 7510.56 | 7510.56 | 1877.64 | 2.3482 | SCG Rebate
Deleted | Deleted | TanklessW/H-Sm(<=200MBTUH)-Tier2-0.90EF | Hot Water | 199.9 | 90% |  | Small Hot Water | Tier 2 | 2 | 3755.28 | 3755.28 | 1877.64 | 4.6964 | SCG Rebate
Deleted | Deleted | TanklessW/H-Sm(<=200MBTUH)-Tier2-0.90EF | Hot Water | 199.9 | 90% |  | Small Hot Water | Tier 2 | 2 | 3755.28 | 3755.28 | 1877.64 | 4.6964 | SCG Rebate
Deleted | Deleted | TanklessW/H-Sm(<=200MBTUH)-Tier2-0.90EF | Hot Water | 199.9 | 90% |  | Small Hot Water | Tier 2 | 2 | 3755.28 | 3755.28 | 1877.64 | 4.6964 | SCG Rebate
Deleted | Deleted | TanklessW/H-Sm(<=200MBTUH)-Tier2-0.90EF | Hot Water | 199 | 90% |  | Small Hot Water | Tier 2 | 4 | 6040 | 6040 | 1510 | 1.897 | SCG Rebate
Deleted | Deleted | TanklessW/H-Sm(<=200MBTUH)-Tier2-0.90EF | Hot Water | 199 | 90% |  | Small Hot Water | Tier 2 | 1 | 1510 | 1510 | 1510 | 7.5879 | SCG Rebate
Deleted | Deleted | TanklessW/H-Sm(<=200MBTUH)-Tier2-0.90EF | Hot Water | 199.9 | 90% |  | Small Hot Water | Tier 2 | 4 | 6914.14 | 6914.14 | 1728.535 | 2.1617 | SCG Rebate
Deleted | Deleted | TanklessW/H-Sm(<=200MBTUH)-Tier2-0.90EF | Hot Water | 199 | 90% |  | Small Hot Water | Tier 2 | 1 | 1870 | 1870 | 1870 | 9.397 | SCG Rebate
Deleted | Deleted | TanklessW/H-Sm(<=200MBTUH)-Tier2-0.90EF | Hot Water | 199.9 | 90% |  | Small Hot Water | Tier 2 | 3 | 4120.3 | 4120.3 | 1373.4333 | 2.2902 | SCG Rebate
Deleted | Deleted | TanklessW/H-Sm(<=200MBTUH)-Tier2-0.90EF | Hot Water | 199 | 90% |  | Small Hot Water | Tier 2 | 1 | 1397.8 | 1397.8 | 1397.8 | 7.0241 | SCG Rebate
Deleted | Deleted | TanklessW/H-Sm(<=200MBTUH)-Tier2-0.90EF | Hot Water | 199.9 | 90% |  | Small Hot Water | Tier 2 | 1 | 1640 | 1640 | 1640 | 8.2041 | SCG Rebate
Deleted | Deleted | TanklessW/H-Sm(<=200MBTUH)-Tier2-0.90EF | Hot Water | 199 | 90% |  | Small Hot Water | Tier 2 | 2 | 2400 | 2400 | 1200 | 3.0151 | SCG Rebate
Deleted | Deleted | TanklessW/H-Sm(<=200MBTUH)-Tier2-0.90EF | Hot Water | 199 | 90% |  | Small Hot Water | Tier 2 | 2 | 2400 | 2400 | 1200 | 3.0151 | SCG Rebate
Deleted | Deleted | TanklessW/H-Sm(<=200MBTUH)-Tier2-0.90EF | Hot Water | 199.9 | 90% |  | Small Hot Water | Tier 2 | 1 | 1899 | 1899 | 1899 | 9.4997 | SCG Rebate
Deleted | Deleted | TanklessW/H-Sm(<=200MBTUH)-Tier2-0.90EF | Hot Water | 199.9 | 90% |  | Small Hot Water | Tier 2 | 1 | 1734.78 | 1734.78 | 1734.78 | 8.6782 | SCG Rebate
Deleted | Deleted | TanklessW/H-Sm(<=200MBTUH)-Tier1-0.80EF | Hot Water | 199.9 | 80% |  | Small Hot Water | Tier 1 | 4 | 4158 | 4158 | 1039.5 | 1.3 | SCG Rebate
Deleted | Deleted | TanklessW/H-Sm(<=200MBTUH)-Tier2-0.90EF | Hot Water | 199 | 90% |  | Small Hot Water | Tier 2 | 1 | 1510 | 1510 | 1510 | 7.5879 | SCG Rebate
Deleted | Deleted | TanklessW/H-Sm(<=200MBTUH)-Tier2-0.90EF | Hot Water | 199.9 | 90% |  | Small Hot Water | Tier 2 | 2 | 2217 | 2217 | 1108.5 | 2.7726 | SCG Rebate
Deleted | Deleted | TanklessW/H-Sm(<=200MBTUH)-Tier1-0.80EF | Hot Water | 140 | 80% |  | Small Hot Water | Tier 1 | 1 | 1875 | 1875 | 1875 | 13.3929 | SCG Rebate
Deleted | Deleted | T-H3S-DV-NG | Hot Water | 180 | 95% | y | Small Hot Water | Tier 2 | 1 | 1600 | 1024.99 | 1024.99 | 5.6944 | http://www.homeperfect.com | Tankless water heater
*SCG Rebates were captured from 2013 to 3-26-2014
*TanklessW/H-Sm(<=200MBTUH)-Tier1-0.80EF was captued as tier one for this survey
*Removed as an unrepresented sample size
*Removed Large
Manufacturer | Series | Model | Type | Input Factor, kBtuh | Efficiency | Condensing (Y/N) | Category | Efficiency Class | Qty | List Price | Offered Price with shipping |  | Unit Cost, $/kBtuh | Source | Comments
Deleted | Deleted | TanklessW/H-Lg(>200MBTUH)-Tier1-0.80TE | Hot Water | 199 | 80% |  | Small Hot Water | Baseline | 1 |  | 4318 |  | 21.6985 | SCG Rebate | TANKLESS WATER HEATER
Deleted | Deleted | TanklessW/H-Lg(>200MBTUH)-Tier1-0.80TE | Hot Water | 600 | 80% |  | Large Hot Water | Tier 1 | 2 |  | 35648 |  | 29.7067 | SCG Rebate | #
Deleted | Deleted | TanklessW/H-Lg(>200MBTUH)-Tier1-0.80TE | Hot Water | 380 | 80% |  | Large Hot Water | Tier 1 | 2 |  | 23523.29 |  | 30.9517 | SCG Rebate | #
Deleted | Deleted | TanklessW/H-Lg(>200MBTUH)-Tier1-0.80TE | Hot Water | 399 | 80% |  | Large Hot Water | Tier 1 | 2 |  | 44870 |  | 56.2281 | SCG Rebate | #
Deleted | Deleted | TanklessW/H-Lg(>200MBTUH)-Tier1-0.80TE | Hot Water | 250 | 80% |  | Large Hot Water | Tier 1 | 1 |  | 21400 |  | 85.6 | SCG Rebate | TANKLESS WATER HEATER
Deleted | Deleted | TanklessW/H-Lg(>200MBTUH)-Tier2-0.90TE | Hot Water | 400 | 90% |  | Large Hot Water | Tier 2 | 2 |  | 0 |  | 0 | SCG Rebate | #
Deleted | Deleted | TanklessW/H-Lg(>200MBTUH)-Tier2-0.90TE | Hot Water | 700 | 90% |  | Large Hot Water | Tier 2 | 1 |  | 43732 |  | 62.4743 | SCG Rebate | TANKLESS WATER HEATER
Deleted | Deleted | TanklessW/H-Lg(>200MBTUH)-Tier2-0.90TE | Hot Water | 700 | 90% |  | Large Hot Water | Tier 2 | 1 |  | 43732 |  | 62.4743 | SCG Rebate | TANKLESS WATER HEATER
Deleted | Deleted | TanklessW/H-Sm(<=200MBTUH)-Tier1-0.80EF | Hot Water | 199 | 80% |  | Small Hot Water | Baseline | 1 |  | 7690 |  | 38.6432 | SCG Rebate | #
Deleted | Deleted | TanklessW/H-Sm(<=200MBTUH)-Tier2-0.90EF | Hot Water | 199.9 | 90% |  | Small Hot Water | Tier 2 | 1 |  | 5898 |  | 29.5048 | SCG Rebate | TANKLESS WATER HEATER
Deleted | Deleted | T-M32-NG | Hot Water | 240 | 82% |  | Large Hot Water | Tier 1 | 1 | 1149.99 | 1149.99 | 1149.99 | 4.7916 | http://www.supplyhouse.com/ | Tankless water heater
Deleted | Deleted | T-M32-ASME-NG | Hot Water | 240 | 82% |  | Large Hot Water | Tier 1 | 1 | 1155.25 | 1155.25 | 1155.25 | 4.8135 | http://www.supplyhouse.com/ | Tankless water heater
Deleted | Deleted | T-M50-ASME-NG | Hot Water | 380 | 80.2% |  | Large Hot Water | Tier 1 | 1 | 3218.99 | 3218.99 | 3218.99 | 8.471 | http://www.supplyhouse.com/ | Tankless water heater
Deleted | Deleted | T-M50-NG | Hot Water | 380 | 80.2% |  | Large Hot Water | Tier 1 | 1 | 2929.95 | 2929.95 | 2929.95 | 7.7104 | http://www.supplyhouse.com/ | Tankless water heater
Deleted | Deleted | T-M32 ASME-NG | Hot Water | 240 | 82% |  | Large Hot Water | Tier 1 | 1 | 1810 | 1152.99 | 1152.99 | 4.8041 | http://www.homeperfect.com | Tankless water heater
Deleted | Deleted | T-M50 ASME-NG | Hot Water | 380 | 80.2% |  | Large Hot Water | Tier 1 | 1 | 5178 | 3342.14 | 3342.14 | 8.7951 | http://www.homeperfect.com | Tankless water heater
Deleted | Deleted | T-M50-NG | Hot Water | 380 | 80.2% |  | Large Hot Water | Tier 1 | 1 | 4978 | 2892.99 | 2892.99 | 7.6131 | http://www.homeperfect.com | Tankless water heater
Deleted | Deleted | T-M32-NG | Hot Water | 240 | 82% |  | Large Hot Water | Tier 1 | 1 | 1740 | 1149.99 | 1149.99 | 4.7916 | http://www.homeperfect.com | Tankless water heater
Deleted | Deleted | NR111 Series | Hot Water | 250 | 84% |  | Large Hot Water | Tier 1 | 1 | 1615.5067 | 1615.5067 | 1615.5067 | 6.462 | http://www.plumbingsupply.com | Tankless water heater
Deleted | Deleted | NC380 Series | Hot Water | 380 | 80% |  | Large Hot Water | Tier 1 | 1 | 3426.72 | 3426.72 | 3426.72 | 9.0177 | http://www.plumbingsupply.com | Tankless water heater
Deleted | Deleted | NC250 Series | Hot Water | 250 | 84% |  | Large Hot Water | Tier 1 | 1 | 1975.86 | 1975.86 | 1975.86 | 7.9034 | http://www.plumbingsupply.com | Tankless water heater
Deleted | Deleted | C 1210 ES | Hot Water | 225 | 94% |  | Large Hot Water | Tier 2 | 1 | 2045.51 | 2045.51 | 2045.51 | 9.0912 | www.plumbersurplus.com | Tankless water heater
Deleted | Deleted | TanklessW/H-Lg(>200MBTUH)-Tier1-0.80TE | Hot Water | 1999 | 80% |  | Large Hot Water | Tier 1 | 1 |  | 9217.65 | 9217.65 | 4.6111 | SCG Rebate | #
Deleted | Deleted | TanklessW/H-Lg(>200MBTUH)-Tier1-0.80TE | Hot Water | 1800 | 80% |  | Large Hot Water | Tier 1 | 2 |  | 18568 | 9284 | 5.1578 | SCG Rebate | #
Deleted | Deleted | TanklessW/H-Lg(>200MBTUH)-Tier1-0.80TE | Hot Water | 240 | 80% |  | Large Hot Water | Tier 1 | 1 |  | 1400 | 1400 | 5.8333 | SCG Rebate | #
Deleted | Deleted | TanklessW/H-Lg(>200MBTUH)-Tier1-0.80TE | Hot Water | 1800 | 80% |  | Large Hot Water | Tier 1 | 1 |  | 10522 | 10522 | 5.8456 | SCG Rebate | #
Deleted | Deleted | TanklessW/H-Lg(>200MBTUH)-Tier1-0.80TE | Hot Water | 1530 | 80% |  | Large Hot Water | Tier 1 | 1 |  | 9051.75 | 9051.75 | 5.9162 | SCG Rebate | #
Deleted | Deleted | TanklessW/H-Lg(>200MBTUH)-Tier1-0.80TE | Hot Water | 1800 | 80% |  | Large Hot Water | Tier 1 | 1 |  | 10938 | 10938 | 6.0767 | SCG Rebate | #
Deleted | Deleted | TanklessW/H-Lg(>200MBTUH)-Tier1-0.80TE | Hot Water | 264 | 80% |  | Large Hot Water | Tier 1 | 1 |  | 1779.57 | 1779.57 | 6.7408 | SCG Rebate | #
Deleted | Deleted | TanklessW/H-Lg(>200MBTUH)-Tier1-0.80TE | Hot Water | 1999 | 80% |  | Large Hot Water | Tier 1 | 2 |  | 28970 | 14485 | 7.2461 | SCG Rebate | #
Deleted | Deleted | TanklessW/H-Lg(>200MBTUH)-Tier1-0.80TE | Hot Water | 900 | 80% |  | Large Hot Water | Tier 1 | 1 |  | 6557 | 6557 | 7.2856 | SCG Rebate | TANKLESS WATER HEATER
Deleted | Deleted | TanklessW/H-Lg(>200MBTUH)-Tier1-0.80TE | Hot Water | 1530 | 80% |  | Large Hot Water | Tier 1 | 1 |  | 11147 | 11147 | 7.2856 | SCG Rebate | TANKLESS WATER HEATER
Deleted | Deleted | TanklessW/H-Lg(>200MBTUH)-Tier1-0.80TE | Hot Water | 650 | 80% |  | Large Hot Water | Tier 1 | 1 |  | 4783.4 | 4783.4 | 7.3591 | SCG Rebate | #
Deleted | Deleted | TanklessW/H-Lg(>200MBTUH)-Tier1-0.80TE | Hot Water | 1999 | 80% |  | Large Hot Water | Tier 1 | 1 |  | 14788 | 14788 | 7.3977 | SCG Rebate | TANKLESS WATER HEATER
Deleted | Deleted | TanklessW/H-Lg(>200MBTUH)-Tier1-0.80TE | Hot Water | 1530 | 80% |  | Large Hot Water | Tier 1 | 1 |  | 11612 | 11612 | 7.5895 | SCG Rebate | TANKLESS WATER HEATER
Deleted | Deleted | TanklessW/H-Lg(>200MBTUH)-Tier1-0.80TE | Hot Water | 990 | 80% |  | Large Hot Water | Tier 1 | 1 |  | 7530 | 7530 | 7.6061 | SCG Rebate | #
Deleted | Deleted | TanklessW/H-Lg(>200MBTUH)-Tier1-0.80TE | Hot Water | 750 | 80% |  | Large Hot Water | Tier 1 | 1 |  | 5851.53 | 5851.53 | 7.802 | SCG Rebate | #
Deleted | Deleted | TanklessW/H-Lg(>200MBTUH)-Tier1-0.80TE | Hot Water | 750 | 80% |  | Large Hot Water | Tier 1 | 1 |  | 5868 | 5868 | 7.824 | SCG Rebate | TANKLESS WATER HEATER
Deleted | Deleted | TanklessW/H-Lg(>200MBTUH)-Tier1-0.80TE | Hot Water | 380 | 80% |  | Large Hot Water | Tier 1 | 12 |  | 36476.4 | 3039.7 | 7.9992 | SCG Rebate | #
Deleted | Deleted | TanklessW/H-Lg(>200MBTUH)-Tier1-0.80TE | Hot Water | 250 | 80% |  | Large Hot Water | Tier 1 | 1 |  | 2000 | 2000 | 8 | SCG Rebate | TANKLESS WATER HEATER
Deleted | Deleted | TanklessW/H-Lg(>200MBTUH)-Tier1-0.80TE | Hot Water | 750 | 80% |  | Large Hot Water | Tier 1 | 1 |  | 6209.2 | 6209.2 | 8.2789 | SCG Rebate | TANKLESS WATER HEATER
Deleted | Deleted | TanklessW/H-Lg(>200MBTUH)-Tier1-0.80TE | Hot Water | 1260 | 80% |  | Large Hot Water | Tier 1 | 1 |  | 10470 | 10470 | 8.3095 | SCG Rebate | #
Deleted | Deleted | TanklessW/H-Lg(>200MBTUH)-Tier1-0.80TE | Hot Water | 1500 | 80% |  | Large Hot Water | Tier 1 | 1 |  | 12531.15 | 12531.15 | 8.3541 | SCG Rebate | #
Deleted | Deleted | TanklessW/H-Lg(>200MBTUH)-Tier1-0.80TE | Hot Water | 900 | 80% |  | Large Hot Water | Tier 1 | 1 |  | 7565 | 7565 | 8.4056 | SCG Rebate | #
Deleted | Deleted | TanklessW/H-Lg(>200MBTUH)-Tier1-0.80TE | Hot Water | 399 | 80% |  | Large Hot Water | Tier 1 | 1 |  | 3359 | 3359 | 8.4185 | SCG Rebate | TANKLESS WATER HEATER
Deleted | Deleted | TanklessW/H-Lg(>200MBTUH)-Tier1-0.80TE | Hot Water | 380 | 80% |  | Large Hot Water | Tier 1 | 1 |  | 3205 | 3205 | 8.4342 | SCG Rebate | #
Deleted | Deleted | TanklessW/H-Lg(>200MBTUH)-Tier1-0.80TE | Hot Water | 399 | 80% |  | Large Hot Water | Tier 1 | 1 |  | 3398 | 3398 | 8.5163 | SCG Rebate | #
Deleted | Deleted | TanklessW/H-Lg(>200MBTUH)-Tier1-0.80TE | Hot Water | 1999 | 80% |  | Large Hot Water | Tier 1 | 2 |  | 34460 | 17230 | 8.6193 | SCG Rebate | TANKLESS WATER HEATER
Deleted | Deleted | TanklessW/H-Lg(>200MBTUH)-Tier1-0.80TE | Hot Water | 1950 | 80% |  | Large Hot Water | Tier 1 | 1 |  | 17010 | 17010 | 8.7231 | SCG Rebate | #
Deleted | Deleted | TanklessW/H-Lg(>200MBTUH)-Tier1-0.80TE | Hot Water | 399 | 80% |  | Large Hot Water | Tier 1 | 1 |  | 3514.95 | 3514.95 | 8.8094 | SCG Rebate | TANKLESS WATER HEATER
Deleted | Deleted | TanklessW/H-Lg(>200MBTUH)-Tier1-0.80TE | Hot Water | 645 | 80% |  | Large Hot Water | Tier 1 | 1 |  | 5686.61 | 5686.61 | 8.8164 | SCG Rebate | #
Deleted | Deleted | TanklessW/H-Lg(>200MBTUH)-Tier1-0.80TE | Hot Water | 399 | 80% |  | Large Hot Water | Tier 1 | 1 |  | 3659 | 3659 | 9.1704 | SCG Rebate | TANKLESS WATER HEATER
Deleted | Deleted | TanklessW/H-Lg(>200MBTUH)-Tier1-0.80TE | Hot Water | 750 | 80% |  | Large Hot Water | Tier 1 | 1 |  | 6963 | 6963 | 9.284 | SCG Rebate | #
Deleted | Deleted | TanklessW/H-Lg(>200MBTUH)-Tier1-0.80TE | Hot Water | 399 | 80% |  | Large Hot Water | Tier 1 | 1 |  | 3765.5 | 3765.5 | 9.4373 | SCG Rebate | #
Deleted | Deleted | TanklessW/H-Lg(>200MBTUH)-Tier1-0.80TE | Hot Water | 1500 | 80% |  | Large Hot Water | Tier 1 | 2 |  | 28412.24 | 14206.12 | 9.4707 | SCG Rebate | TANKESS WATER HEATER
Deleted | Deleted | TanklessW/H-Lg(>200MBTUH)-Tier1-0.80TE | Hot Water | 750 | 80% |  | Large Hot Water | Tier 1 | 1 |  | 7284 | 7284 | 9.712 | SCG Rebate | #
Deleted | Deleted | TanklessW/H-Lg(>200MBTUH)-Tier1-0.80TE | Hot Water | 750 | 80% |  | Large Hot Water | Tier 1 | 1 |  | 7284 | 7284 | 9.712 | SCG Rebate | #
Deleted | Deleted | TanklessW/H-Lg(>200MBTUH)-Tier1-0.80TE | Hot Water | 750 | 80% |  | Large Hot Water | Tier 1 | 1 |  | 7284 | 7284 | 9.712 | SCG Rebate | #
Deleted | Deleted | TanklessW/H-Lg(>200MBTUH)-Tier1-0.80TE | Hot Water | 900 | 80% |  | Large Hot Water | Tier 1 | 1 |  | 8771 | 8771 | 9.7456 | SCG Rebate | #
Deleted | Deleted | TanklessW/H-Lg(>200MBTUH)-Tier1-0.80TE | Hot Water | 650 | 80% |  | Large Hot Water | Tier 1 | 1 |  | 6405 | 6405 | 9.8538 | SCG Rebate | TANKLESS WATER HEATER
Deleted | Deleted | TanklessW/H-Lg(>200MBTUH)-Tier1-0.80TE | Hot Water | 299 | 80% |  | Large Hot Water | Tier 1 | 1 |  | 2946.42 | 2946.42 | 9.8542 | SCG Rebate | TANKLESS WATER HEATER
Deleted | Deleted | TanklessW/H-Lg(>200MBTUH)-Tier1-0.80TE | Hot Water | 1440 | 80% |  | Large Hot Water | Tier 1 | 1 |  | 14337 | 14337 | 9.9563 | SCG Rebate | #
Deleted | Deleted | TanklessW/H-Lg(>200MBTUH)-Tier1-0.80TE | Hot Water | 1100 | 80% |  | Large Hot Water | Tier 1 | 2 |  | 21943 | 10971.5 | 9.9741 | SCG Rebate | #
Deleted | Deleted | TanklessW/H-Lg(>200MBTUH)-Tier1-0.80TE | Hot Water | 399 | 80% |  | Large Hot Water | Tier 1 | 1 |  | 4032 | 4032 | 10.1053 | SCG Rebate | #
Deleted | Deleted | TanklessW/H-Lg(>200MBTUH)-Tier1-0.80TE | Hot Water | 750 | 80% |  | Large Hot Water | Tier 1 | 1 |  | 7584 | 7584 | 10.112 | SCG Rebate | TANKLESS WATER HEATER
Deleted | Deleted | TanklessW/H-Lg(>200MBTUH)-Tier1-0.80TE | Hot Water | 1250 | 80% |  | Large Hot Water | Tier 1 | 1 |  | 12677 | 12677 | 10.1416 | SCG Rebate | #
Deleted | Deleted | TanklessW/H-Lg(>200MBTUH)-Tier1-0.80TE | Hot Water | 750 | 80% |  | Large Hot Water | Tier 1 | 1 |  | 7680.32 | 7680.32 | 10.2404 | SCG Rebate | #
Deleted | Deleted | TanklessW/H-Lg(>200MBTUH)-Tier1-0.80TE | Hot Water | 750 | 80% |  | Large Hot Water | Tier 1 | 1 |  | 7821.59 | 7821.59 | 10.4288 | SCG Rebate | #
Deleted | Deleted | TanklessW/H-Lg(>200MBTUH)-Tier1-0.80TE | Hot Water | 650 | 80% |  | Large Hot Water | Tier 1 | 1 |  | 6784 | 6784 | 10.4369 | SCG Rebate | TANKLESS WATER HEATER
Deleted | Deleted | TanklessW/H-Lg(>200MBTUH)-Tier1-0.80TE | Hot Water | 299 | 80% |  | Large Hot Water | Tier 1 | 2 |  | 6364.9 | 3182.45 | 10.6436 | SCG Rebate | #
Deleted | Deleted | TanklessW/H-Lg(>200MBTUH)-Tier1-0.80TE | Hot Water | 399 | 80% |  | Large Hot Water | Tier 1 | 1 |  | 4282 | 4282 | 10.7318 | SCG Rebate | #
Deleted | Deleted | TanklessW/H-Lg(>200MBTUH)-Tier1-0.80TE | Hot Water | 399 | 80% |  | Large Hot Water | Tier 1 | 1 |  | 4296.75 | 4296.75 | 10.7688 | SCG Rebate | #
Deleted | Deleted | TanklessW/H-Lg(>200MBTUH)-Tier1-0.80TE | Hot Water | 495 | 80% |  | Large Hot Water | Tier 1 | 1 |  | 5451.66 | 5451.66 | 11.0135 | SCG Rebate | #
Deleted | Deleted | TanklessW/H-Lg(>200MBTUH)-Tier1-0.80TE | Hot Water | 750 | 80% |  | Large Hot Water | Tier 1 | 1 |  | 8340.32 | 8340.32 | 11.1204 | SCG Rebate | #
Deleted | Deleted | TanklessW/H-Lg(>200MBTUH)-Tier1-0.80TE | Hot Water | 299 | 80% |  | Large Hot Water | Tier 1 | 1 |  | 3353.45 | 3353.45 | 11.2156 | SCG Rebate | #
Deleted | Deleted | TanklessW/H-Lg(>200MBTUH)-Tier1-0.80TE | Hot Water | 399 | 80% |  | Large Hot Water | Tier 1 | 1 |  | 4482.76 | 4482.76 | 11.235 | SCG Rebate | TANKLESS WATER HEATER
Deleted | Deleted | TanklessW/H-Lg(>200MBTUH)-Tier1-0.80TE | Hot Water | 750 | 80% |  | Large Hot Water | Tier 1 | 1 |  | 8498 | 8498 | 11.3307 | SCG Rebate | TANKLESS WATER HEATER
Deleted | Deleted | TanklessW/H-Lg(>200MBTUH)-Tier1-0.80TE | Hot Water | 1750 | 80% |  | Large Hot Water | Tier 1 | 1 |  | 19893 | 19893 | 11.3674 | SCG Rebate | TANKLESS WATER HEATER
Deleted | Deleted | TanklessW/H-Lg(>200MBTUH)-Tier1-0.80TE | Hot Water | 399 | 80% |  | Large Hot Water | Tier 1 | 1 |  | 4546 | 4546 | 11.3935 | SCG Rebate | #
Deleted | Deleted | TanklessW/H-Lg(>200MBTUH)-Tier1-0.80TE | Hot Water | 399 | 80% |  | Large Hot Water | Tier 1 | 1 |  | 4611 | 4611 | 11.5564 | SCG Rebate | #
Deleted | Deleted | TanklessW/H-Lg(>200MBTUH)-Tier1-0.80TE | Hot Water | 650 | 80% |  | Large Hot Water | Tier 1 | 1 |  | 7520 | 7520 | 11.5692 | SCG Rebate | #
Deleted | Deleted | TanklessW/H-Lg(>200MBTUH)-Tier1-0.80TE | Hot Water | 500 | 80% |  | Large Hot Water | Tier 1 | 1 |  | 5805 | 5805 | 11.61 | SCG Rebate | #
Deleted | Deleted | TanklessW/H-Lg(>200MBTUH)-Tier1-0.80TE | Hot Water | 500 | 80% |  | Large Hot Water | Tier 1 | 1 |  | 5839 | 5839 | 11.678 | SCG Rebate | #
Deleted | Deleted | TanklessW/H-Lg(>200MBTUH)-Tier1-0.80TE | Hot Water | 500 | 80% |  | Large Hot Water | Tier 1 | 1 |  | 5839 | 5839 | 11.678 | SCG Rebate | #
Deleted | Deleted | TanklessW/H-Lg(>200MBTUH)-Tier1-0.80TE | Hot Water | 399 | 80% |  | Large Hot Water | Tier 1 | 1 |  | 4709 | 4709 | 11.802 | SCG Rebate | #
Deleted | Deleted | TanklessW/H-Lg(>200MBTUH)-Tier1-0.80TE | Hot Water | 500 | 80% |  | Large Hot Water | Tier 1 | 1 |  | 5950.28 | 5950.28 | 11.9006 | SCG Rebate | #
Deleted | Deleted | TanklessW/H-Lg(>200MBTUH)-Tier1-0.80TE | Hot Water | 500 | 80% |  | Large Hot Water | Tier 1 | 1 |  | 6013 | 6013 | 12.026 | SCG Rebate | #
Deleted | Deleted | TanklessW/H-Lg(>200MBTUH)-Tier1-0.80TE | Hot Water | 750 | 80% |  | Large Hot Water | Tier 1 | 1 |  | 9032 | 9032 | 12.0427 | SCG Rebate | #
Deleted | Deleted | TanklessW/H-Lg(>200MBTUH)-Tier1-0.80TE | Hot Water | 500 | 80% |  | Large Hot Water | Tier 1 | 1 |  | 6194 | 6194 | 12.388 | SCG Rebate | #
Deleted | Deleted | TanklessW/H-Lg(>200MBTUH)-Tier1-0.80TE | Hot Water | 500 | 80% |  | Large Hot Water | Tier 1 | 1 |  | 6338 | 6338 | 12.676 | SCG Rebate | #
Deleted | Deleted | TanklessW/H-Lg(>200MBTUH)-Tier1-0.80TE | Hot Water | 999 | 80% |  | Large Hot Water | Tier 1 | 2 |  | 25532 | 12766 | 12.7788 | SCG Rebate | #
Deleted | Deleted | TanklessW/H-Lg(>200MBTUH)-Tier1-0.80TE | Hot Water | 500 | 80% |  | Large Hot Water | Tier 1 | 1 |  | 6392 | 6392 | 12.784 | SCG Rebate | TANKLESS WATER HEATER
Deleted | Deleted | TanklessW/H-Lg(>200MBTUH)-Tier1-0.80TE | Hot Water | 750 | 80% |  | Large Hot Water | Tier 1 | 1 |  | 9996 | 9996 | 13.328 | SCG Rebate | #
Deleted | Deleted | TanklessW/H-Lg(>200MBTUH)-Tier1-0.80TE | Hot Water | 750 | 80% |  | Large Hot Water | Tier 1 | 1 |  | 9996 | 9996 | 13.328 | SCG Rebate | #
Deleted | Deleted | TanklessW/H-Lg(>200MBTUH)-Tier1-0.80TE | Hot Water | 500 | 80% |  | Large Hot Water | Tier 1 | 1 |  | 6693 | 6693 | 13.386 | SCG Rebate | #
Deleted | Deleted | TanklessW/H-Lg(>200MBTUH)-Tier1-0.80TE | Hot Water | 399 | 80% |  | Large Hot Water | Tier 1 | 2 |  | 10880 | 5440 | 13.6341 | SCG Rebate | #
Deleted | Deleted | TanklessW/H-Lg(>200MBTUH)-Tier1-0.80TE | Hot Water | 750 | 80% |  | Large Hot Water | Tier 1 | 1 |  | 10285 | 10285 | 13.7133 | SCG Rebate | TANKLESS WATER HEATER
Deleted | Deleted | TanklessW/H-Lg(>200MBTUH)-Tier1-0.80TE | Hot Water | 1260 | 80% |  | Large Hot Water | Tier 1 | 2 |  | 35276 | 17638 | 13.9984 | SCG Rebate | TANKLESS WATER HEATER
Deleted | Deleted | TanklessW/H-Lg(>200MBTUH)-Tier1-0.80TE | Hot Water | 399 | 80% |  | Large Hot Water | Tier 1 | 1 |  | 5855 | 5855 | 14.6742 | SCG Rebate | TANKLESS WATER HEATER
Deleted | Deleted | TanklessW/H-Lg(>200MBTUH)-Tier1-0.80TE | Hot Water | 399 | 80% |  | Large Hot Water | Tier 1 | 1 |  | 5860 | 5860 | 14.6867 | SCG Rebate | #
Deleted | Deleted | TanklessW/H-Lg(>200MBTUH)-Tier1-0.80TE | Hot Water | 500 | 80% |  | Large Hot Water | Tier 1 | 2 |  | 16072 | 8036 | 16.072 | SCG Rebate | #
Deleted | Deleted | TanklessW/H-Lg(>200MBTUH)-Tier1-0.80TE | Hot Water | 399 | 80% |  | Large Hot Water | Tier 1 | 1 |  | 6465.66 | 6465.66 | 16.2047 | SCG Rebate | #
Deleted | Deleted | TanklessW/H-Lg(>200MBTUH)-Tier1-0.80TE | Hot Water | 399 | 80% |  | Large Hot Water | Tier 1 | 2 |  | 13040 | 6520 | 16.3409 | SCG Rebate | #
Deleted | Deleted | TanklessW/H-Lg(>200MBTUH)-Tier1-0.80TE | Hot Water | 500 | 80% |  | Large Hot Water | Tier 1 | 1 |  | 8301 | 8301 | 16.602 | SCG Rebate | TANKLESS WATER HEATER
Deleted | Deleted | TanklessW/H-Lg(>200MBTUH)-Tier1-0.80TE | Hot Water | 399 | 80% |  | Large Hot Water | Tier 1 | 2 |  | 14528.44 | 7264.22 | 18.2061 | SCG Rebate | TANKLESS WATER HEATER
Deleted | Deleted | TanklessW/H-Lg(>200MBTUH)-Tier2-0.90TE | Hot Water | 2000 | 90% |  | Large Hot Water | Tier 2 | 2 |  | 45743.5 | 22871.75 | 11.4359 | SCG Rebate | #
Deleted | Deleted | TanklessW/H-Lg(>200MBTUH)-Tier2-0.90TE | Hot Water | 1999 | 90% |  | Large Hot Water | Tier 2 | 1 |  | 23193 | 23193 | 11.6023 | SCG Rebate | #
Deleted | Deleted | TanklessW/H-Lg(>200MBTUH)-Tier2-0.90TE | Hot Water | 1500 | 90% |  | Large Hot Water | Tier 2 | 2 |  | 37490 | 18745 | 12.4967 | SCG Rebate | #
Deleted | Deleted | TanklessW/H-Lg(>200MBTUH)-Tier2-0.90TE | Hot Water | 999 | 90% |  | Large Hot Water | Tier 2 | 1 |  | 16500 | 16500 | 16.5165 | SCG Rebate | #
Deleted | Deleted | TanklessW/H-Lg(>200MBTUH)-Tier2-0.90TE | Hot Water | 850 | 90% |  | Large Hot Water | Tier 2 | 1 |  | 14636 | 14636 | 17.2188 | SCG Rebate | TANKLESS WATER HEATER
Deleted | Deleted | TanklessW/H-Lg(>200MBTUH)-Tier2-0.90TE | Hot Water | 700 | 90% |  | Large Hot Water | Tier 2 | 1 |  | 12194 | 12194 | 17.42 | SCG Rebate | #
Deleted | Deleted | TanklessW/H-Lg(>200MBTUH)-Tier2-0.90TE | Hot Water | 700 | 90% |  | Large Hot Water | Tier 2 | 2 |  | 24900.46 | 12450.23 | 17.786 | SCG Rebate | #
Deleted | Deleted | TanklessW/H-Lg(>200MBTUH)-Tier2-0.90TE | Hot Water | 1500 | 90% |  | Large Hot Water | Tier 2 | 2 |  | 59652 | 29826 | 19.884 | SCG Rebate | #
Deleted | Deleted | TanklessW/H-Lg(>200MBTUH)-Tier2-0.90TE | Hot Water | 850 | 90% |  | Large Hot Water | Tier 2 | 4 |  | 83220 | 20805 | 24.4765 | SCG Rebate | #
Deleted | Deleted | TanklessW/H-Lg(>200MBTUH)-Tier2-0.90TE | Hot Water | 1350 | 90% |  | Large Hot Water | Tier 2 | 2 |  | 67108 | 33554 | 24.8548 | SCG Rebate | #
Deleted | Deleted | TanklessW/H-Lg(>200MBTUH)-Tier2-0.90TE | Hot Water | 2000 | 90% |  | Large Hot Water | Tier 2 | 2 |  | 101178 | 50589 | 25.2945 | SCG Rebate | #
Deleted | Deleted | TanklessW/H-Lg(>200MBTUH)-Tier2-0.90TE | Hot Water | 200 | 90% |  | Large Hot Water | Tier 2 | 2 |  | 11412.86 | 5706.43 | 28.5322 | SCG Rebate | #
Deleted | Deleted | TanklessW/H-Lg(>200MBTUH)-Tier2-0.90TE | Hot Water | 500 | 90% |  | Large Hot Water | Tier 2 | 1 |  | 16530 | 16530 | 33.06 | SCG Rebate | TANKLESS WATER HEATER
Deleted | Deleted | TanklessW/H-Lg(>200MBTUH)-Tier2-0.90TE | Hot Water | 399 | 90% |  | Large Hot Water | Tier 2 | 2 |  | 26632 | 13316 | 33.3734 | SCG Rebate | TANKLESS WATER HEATER
Deleted | Deleted | TanklessW/H-Lg(>200MBTUH)-Tier2-0.90TE | Hot Water | 300 | 90% |  | Large Hot Water | Tier 2 | 1 |  | 10221 | 10221 | 34.07 | SCG Rebate | TANKLESS WATER HEATER
Deleted | Deleted | TanklessW/H-Sm(<=200MBTUH)-Tier2-0.90EF | Hot Water | 398 | 90% |  | Large Hot Water | Tier 2 | 1 |  | 1990 | 1990 | 5 | SCG Rebate | #

## 2014 IWH Pivot Table
Column Labels
Row Labels | Tier 1 | Tier 2 | Grand Total
Small Hot Water
Average of Price per unit | 1246.2795 | 1736.1882 | 1599.3019
Average of Unit Cost, $/kBtuh | 5.4135 | 5.7892 | 5.6842
Count of Model | 57 | 147 | 204
Average of Efficiency | 0.80965 | 0.90374 | 0.87745
Total Average of Price per unit | 1246.2795 | 1736.1882 | 1599.3019
Total Average of Unit Cost, $/kBtuh | 5.4135 | 5.7892 | 5.6842
Total Count of Model | 57 | 147 | 204
Total Average of Efficiency | 0.80965 | 0.90374 | 0.87745

## 2014 SWH Database
Manufacturer | Series | Model | Storage Capacity | Input Factor, kBtuh | Energy Factor | Thermal Efficiency | Efficiency | Effic Class | Size Bin | Qty | List Price | Offered Price with shipping | Price per unit | Unit Cost, $/kBtuh | Source
Deleted | Deleted | M-4-40T6FBN | 40 | 40 | 0.62 |  | 62% | Base | Small | 1 | 569.95 | 569.95 | 569.95 | 14.2488 | http://www.supplyhouse.com/
Deleted | Deleted | GVRL-40 | 40 | 40 | 0.62 |  | 62% | Base | Small | 1 | 509.95 | 509.95 | 509.95 | 12.7487 | http://www.supplyhouse.com/
Deleted | Deleted | M-4-403S6FBN | 40 | 40 | 0.62 |  | 62% | Base | Small | 1 | 589.95 | 589.95 | 589.95 | 14.7488 | http://www.supplyhouse.com/
Deleted | Deleted | GDV-40 | 40 | 38 | 0.6 |  | 60% | Base | Small | 1 | 1119.95 | 1119.95 | 1119.95 | 29.4724 | http://www.supplyhouse.com/
Deleted | Deleted | GVR-40 | 40 | 40 | 0.62 |  | 62% | Base | Small | 1 | 507.99 | 507.99 | 507.99 | 12.6997 | http://www.supplyhouse.com/
Deleted | Deleted | XVR-40 | 40 | 40 | 0.62 |  | 62% | Base | Small | 1 | 599.95 | 599.95 | 599.95 | 14.9988 | http://www.supplyhouse.com/
Deleted | Deleted | GCVT-40 | 40 | 50 | 0.6 |  | 60% | Base | Small | 1 | 594.95 | 594.95 | 594.95 | 11.899 | http://www.supplyhouse.com/
Deleted | Deleted | GCVT-40L | 40 | 50 | 0.6 |  | 60% | Base | Small | 1 | 649.95 | 649.95 | 649.95 | 12.999 | http://www.supplyhouse.com/
Deleted | Deleted | PDX2-50T6FBN | 40 | 60 | 0.62 |  | 62% | Base | Small | 1 | 1725.95 | 1725.95 | 1725.95 | 28.7658 | http://www.supplyhouse.com/
Deleted | Deleted | GPD-40 | 40 | 40 | 0.6 |  | 60% | Base | Small | 1 | 1220.99 | 1220.99 | 1220.99 | 30.5248 | http://www.supplyhouse.com/
Deleted | Deleted | M-4-403S6FBN-394 | 40 | 40 | 0.62 |  | 62% | Base | Small | 1 | 589.95 | 589.95 | 589.95 | 14.7488 | http://www.supplyhouse.com/
Deleted | Deleted | PDX1-40S6FBN | 40 | 40 | 0.62 |  | 62% | Base | Small | 1 | 1329.95 | 1329.95 | 1329.95 | 33.2488 | http://www.supplyhouse.com/
Deleted | Deleted | XVRL-40 | 40 | 40 | 0.62 |  | 62% | Base | Small | 1 | 619.95 | 619.95 | 619.95 | 15.4988 | http://www.supplyhouse.com/
Deleted | Deleted | XCVT-40 | 40 | 47 | 0.6 |  | 60% | Base | Small | 1 | 699.95 | 699.95 | 699.95 | 14.8926 | http://www.supplyhouse.com/
Deleted | Deleted | M-I-MH40T6FLN | 40 | 34 | 0.6 |  | 60% | Base | Small | 1 | 799.95 | 799.95 | 799.95 | 23.5279 | http://www.supplyhouse.com/
Deleted | Deleted | NU40T62-403 | 40 | 40 | 0.62 |  | 62% | Base | Small | 1 | 488 | 488 | 488 | 12.2 | http://www.lowes.com
*Removed Large
Manufacturer | Series | Model | Storage Capacity | Input Factor, kBtuh | Energy Factor | Thermal Efficiency | Efficiency | Effic Class | Size Bin | Qty | List Price | Offered Price with shipping |  | Unit Cost, $/kBtuh | Source
Deleted | Deleted | M-I-100T6BN | 100 | 85 |  | 0.8 | 80% | Base | Large | 1 | 2009.95 | 2009.95 | 2009.95 | 23.6465 | http://www.supplyhouse.com/
Deleted | Deleted | M-I-75S6BN | 75 | 76 |  | 0.8 | 80% | Base | Large | 1 | 969.95 | 969.95 | 969.95 | 12.7625 | http://www.supplyhouse.com/
Deleted | Deleted | M-2-TW-75T6BN | 75 | 76 |  | 0.8 | 80% | Base | Large | 1 | 1589.95 | 1589.95 | 1589.95 | 20.9204 | http://www.supplyhouse.com/
Deleted | Deleted | C-SW2-TW75T10BN | 72 | 76 |  | 0.8 | 80% | Base | Large | 1 | 3799.95 | 3799.95 | 3799.95 | 49.9993 | http://www.supplyhouse.com/
Deleted | Deleted | M-2-XR75S6BN | 75 | 76 |  | 0.8 | 80% | Base | Large | 1 | 1499.95 | 1499.95 | 1499.95 | 19.7362 | http://www.supplyhouse.com/
Deleted | Deleted | BT-80 | 74 | 75.1 |  | 0.8 | 80% | Base | Large | 1 | 1680.99 | 1680.99 | 1680.99 | 22.3834 | http://www.supplyhouse.com/
Deleted | Deleted | BT-100 | 98 | 75.1 |  | 0.8 | 80% | Base | Large | 1 | 2078.99 | 2078.99 | 2078.99 | 27.683 | http://www.supplyhouse.com/
Deleted | Deleted | BTN-80 | 74 | 80 |  | 0.8 | 80% | Base | Large | 1 | 2359.95 | 2359.95 | 2359.95 | 29.4994 | http://www.supplyhouse.com/
Deleted | Deleted | BTN-100 | 98 | 90 |  | 0.8 | 80% | Base | Large | 1 | 2799.95 | 2799.95 | 2799.95 | 31.1106 | http://www.supplyhouse.com/
Deleted | Deleted | BTF-80 | 74 | 76.5 |  | 0.8 | 80% | Base | Large | 1 | 2375.95 | 2375.95 | 2375.95 | 31.0582 | http://www.supplyhouse.com/
Deleted | Deleted | BTR-120 | 71 | 120 |  | 0.8 | 80% | Base | Large | 1 | 3296.99 | 3296.99 | 3296.99 | 27.4749 | http://www.supplyhouse.com/
Deleted | Deleted | BTR-154 | 81 | 154 |  | 0.8 | 80% | Base | Large | 1 | 4031.99 | 4031.99 | 4031.99 | 26.1818 | http://www.supplyhouse.com/
Deleted | Deleted | BTR-180 | 81 | 180 |  | 0.8 | 80% | Base | Large | 1 | 4289.99 | 4289.99 | 4289.99 | 23.8333 | http://www.supplyhouse.com/
Deleted | Deleted | BTR-197 | 100 | 199 |  | 0.8 | 80% | Base | Large | 1 | 4232.99 | 4232.99 | 4232.99 | 21.2713 | http://www.supplyhouse.com/
Deleted | Deleted | BTR-198-LP | 100 | 199 |  | 0.8 | 80% | Base | Large | 1 | 4457.95 | 4457.95 | 4457.95 | 22.4018 | http://www.supplyhouse.com/
Deleted | Deleted | BTR-198 | 100 | 199 |  | 0.8 | 80% | Base | Large | 1 | 4232.99 | 4232.99 | 4232.99 | 21.2713 | http://www.supplyhouse.com/
Deleted | Deleted | BTR-199 | 81 | 199 |  | 0.8 | 80% | Base | Large | 1 | 4267.99 | 4267.99 | 4267.99 | 21.4472 | http://www.supplyhouse.com/
Deleted | Deleted | BTR-200 | 100 | 199 |  | 0.8 | 80% | Base | Large | 1 | 4994.99 | 4994.99 | 4994.99 | 25.1005 | http://www.supplyhouse.com/
Deleted | Deleted | BTR-250 | 100 | 250 |  | 0.8 | 80% | Base | Large | 1 | 4531.95 | 4531.95 | 4531.95 | 18.1278 | http://www.supplyhouse.com/
Deleted | Deleted | BTR-251 | 65 | 251 |  | 0.8 | 80% | Base | Large | 1 | 4596.99 | 4596.99 | 4596.99 | 18.3147 | http://www.supplyhouse.com/
Deleted | Deleted | BTR-275 | 100 | 275 |  | 0.8 | 80% | Base | Large | 1 | 5027.99 | 5027.99 | 5027.99 | 18.2836 | http://www.supplyhouse.com/
Deleted | Deleted | BTR-305 | 65 | 305 |  | 0.8 | 80% | Base | Large | 1 | 5122.99 | 5122.99 | 5122.99 | 16.7967 | http://www.supplyhouse.com/
Deleted | Deleted | BTR-365 | 85 | 365 |  | 0.8 | 80% | Base | Large | 1 | 5737.99 | 5737.99 | 5737.99 | 15.7205 | http://www.supplyhouse.com/
Deleted | Deleted | BTR-400 | 100 | 390 |  | 0.8 | 80% | Base | Large | 1 | 7144.99 | 7144.99 | 7144.99 | 18.3205 | http://www.supplyhouse.com/
Deleted | Deleted | BTR-500 | 85 | 500 |  | 0.8 | 80% | Base | Large | 1 | 8037.99 | 8037.99 | 8037.99 | 16.076 | http://www.supplyhouse.com/
Deleted | Deleted | BTR-200A | 100 | 199 |  | 0.8 | 80% | Base | Large | 1 | 6419.95 | 6419.95 | 6419.95 | 32.2611 | http://www.supplyhouse.com/
Deleted | Deleted | BT-80 | 74 | 75.1 |  | 0.8 | 80% | Base | Large | 1 | 3922 | 1669.99 | 1669.99 | 22.2369 | http://www.homeperfect.com
Deleted | Deleted | BT-100 | 98 | 75.1 |  | 0.8 | 80% | Base | Large | 1 | 4770 | 2049.99 | 2049.99 | 27.2968 | http://www.homeperfect.com
[11 empty] | stddv | #REF!
[11 empty] | avg | #REF!
[11 empty] | median + stddv | #REF!
[11 empty] | median | #REF!
[11 empty] | median - stddv | #REF!
[11 empty] | max | #REF!
[11 empty] | min | #REF!

## 2014 SWH Pivot Table
Column Labels
Row Labels | Base | Grand Total
Small
Average of Price per unit | 788.5831 | 788.5831
Average of Unit Cost, $/kBtuh | 18.5764 | 18.5764
Count of Model | 16 | 16
Average of Input Factor, kBtuh | 42.4375 | 42.4375
Average of Storage Capacity | 40 | 40
Average of Energy Factor | 0.6125 | 0.6125
Total Average of Price per unit | 1902-02-26 14:00 | 1902-02-26 14:00
Total Average of Unit Cost, $/kBtuh | 18.5764 | 18.5764
Total Count of Model | 16 | 16
Total Average of Input Factor, kBtuh | 42.4375 | 42.4375
Total Average of Storage Capacity | 40 | 40
Total Average of Energy Factor | 0.6125 | 0.6125

## MCS Equipment Results Matrix
| Itron MCS | [7 empty] | DEER |  | Workpapers |  | Model Results | [6 empty] | Incremental Costs | [5 empty] | Model Validation
Technology | Variable | Type | Values | Count | Mean | Std Dev | Mean Price | Std Dev Price | Type | Values | Type | Values | Model Coefficients | t-stat | s.e. | Weights for Roll-up to DEER/WP | DEER/WP-equivalent Coefficients | Data and Model Info |  | Measure Source | Match Pair | Description | Modeled price | Incremental Cost | Standard Error or MAE/mean | Large-Sample Validation Summary/Additional Documentation Narratives |  |  | Small-Sample Validation / Benchmarking Summary
[29 empty] | Matched Pair | Description | Modeled price | Actual price 1 | Actual price 2 | Actual price 3 | Actual price 4 | Actual price 5 | Actual price 6 | Actual price 7 | Actual price 8 | Actual price 9 | Actual price 10 | Actual price 11 | Actual price 12 | Actual price 13 | Actual price 14 | Actual price 15 | Actual price 16 | Actual price 17 | Actual price 18 | Actual price 19 | Actual price 20 | Actual price 21 | Actual price 22 | Actual price 23 | Actual price 24 | Actual price 25
Appliances and Electronics
Refrigerators (full size residential) | ENERGY STAR | Binary | Yes | 6014 | N/A | N/A | 1176.86 | 4373.61 | Binary | Yes | Binary | Yes | -11.64 | -1.03 | 11.34 | N/A | -11.64 | Data Source | Data Type | DEER Measures | Baseline | Bottom Mount Freezer, Large, 573 rated kWh/yr | 993.5042 | 28.866 | 7.74 | * Plot is of the actual purchase price of 56,608 full-size refrigerators bought through | Model Validation Summary Stats
|  |  | No | 1358 | N/A | N/A | 536.18 | 2939.16 |  | No |  | No | 0 | -- | -- | N/A | 0 | NPD | Point of sales |  | Measure | Energy Star Bottom Mount Freezer without through-the-door ice - large (16.5-25 ft3 TV) - 487 kWh/yr | 1022.3702 |  |  | the CA C4A program vs. Modeled price. Dotted line represents a perfect model fit (slope = 1). | Mean | 0.17497
| Capacity (Total volume ft3) | Continuous | 7.8 - 31 | 7372 | 22.9 | 3.55 | 1031.01 | 4669.44 | Discrete | 8 - 31 | Continuous | > 7.75 | 23.79 | 17.6 | 1.35 | N/A | 23.79 | Weighting | % CA market |  | Baseline | Refrigerator: Bottom Mount Freezer, Small; 518 rated kWh/yr | 817.1942 | 21.801 | 6.39 |  | Standard Error | 0.0049223
| Type | Categorical | Freezer on Bottom | 464 | N/A | N/A | 1019.69 | 1310.72 | Categorical | Freezer on Bottom | Categorical | Freezer on Bottom | 0 | -- | -- | N/A | 0 | CA unit sales | 79.2% |  | Measure | Energy Star(R) Refrigerator: Bottom Mount Freezer without through-the-door ice - small (8-16.5 ft3 TV) - 447 kWh/yr | 838.9952 |  |  |  | Median | 0.16584
|  |  | Freezer on Top | 1552 | N/A | N/A | 511.27 | 1282.78 |  | Freezer on Top |  | Freezer on Top | -391.091 | -24.9 | 15.74 | N/A | -391.091 | N observations | N unit sales |  | Baseline | Refrigerator: Side Mount Freezer, Large; 665 rated kWh/yr | 550.5697 | 35.46 | 9 |  | Mode | 0.28266
|  |  | French Doors | 3050 | N/A | N/A | 1779 | 2871.83 |  | N/A |  | French Doors | 308.33 | 18.4 | 16.78 | N/A | 308.33 | 7372 | 470718.8108 |  | Measure | Energy Star(R) Refrigerator: Side Mount Freezer without through-the-door ice - large (23-31ft3 TV) - 565 kWh/yr | 586.0297 |  |  |  | St. Dev. | 1.1711
|  |  | Side-by-Side | 2306 | N/A | N/A | 1042.9 | 2199.84 |  | Side-by-Side |  | Side-by-Side | -548.29 | -29.2 | 18.75 | N/A | -548.29 | R2 | Intercept |  | Baseline | Side Mount Freezer, Large, Ice Maker; 730 rated kWh/yr | 1041.4547 | 40.17 | 9.9 |  | Sample Variance | 1.3715
| Quarter | Categorical | 1 | 1672 | N/A | N/A | 1100.57 | 3575.98 | N/A | N/A | N/A | N/A | 0 | -- | -- | 0.12895 | -43.5779 | 0.86 | 726.7 |  | Measure | Energy Star Side Mount Freezer with through-the-door ice - large(23-31 ft3 TV) - 620 kWh/yr | 1081.6247 |  |  |  | Kurtosis | 10032.4584
|  |  | 2 | 1898 | N/A | N/A | 1041.52 | 4811.87 |  |  |  |  | -34.9 | -3.9 | 8.86 | 0.27071 |  | MAE | Contr. Markup |  | Baseline | Refrigerator: 620 rated kWh/yr | 381.4447 | 31.692 | 8.28 |  | Skewness | 95.486
|  |  | 3 | 1931 | N/A | N/A | 971.45 | 5386.66 |  |  |  |  | -42 | -4.9 | 8.53 | 0.36131 |  | 383.459 | N/A |  | Measure | Energy Star(R) Refrigerator: Side Mount Freezer without through-the-door ice - medium (15-23 ft3 TV) - 528 kWh/yr | 413.1367 |  |  |  | Range | 136.9224
|  |  | 4 | 1871 | N/A | N/A | 1071.6 | 4527.16 |  |  |  |  | -79.3 | -8.7 | 9.08 | 0.23903 |  |  |  |  | Baseline | Refrigerator: 639 rated kWh/yr | 893.9957 | 33.576 | 8.64 |  | Minimum | -0.87069
| Color | Categorical | White | 1980 | N/A | N/A | 676.08 | 3414.63 | N/A | N/A | N/A | N/A | 0 | -- | -- | 0.3953 | 86.6226 |  |  |  | Measure | Energy Star(R) Refrigerator: Side Mount Freezer with through-the-door ice - medium (15-23 ft3 TV) - 543 kWh/yr | 927.5717 |  |  |  | Maximum | 136.0517
|  |  | Bisque | 275 | N/A | N/A | 894.58 | 1292.82 |  |  |  |  | 71.514 | 2.51 | 28.51 | 0.0086532 |  |  |  |  | Baseline | Refrigerator: Top Mount Freezer, Large; 532 rated kWh/yr | 663.3567 | 26.04 | 7.2 |  | Sum | 9904.4391
|  |  | Black | 1648 | N/A | N/A | 921.55 | 3151.23 |  |  |  |  | 14.769 | 1.92 | 7.71 | 0.18481 |  |  |  |  | Measure | Energy Star(R) Refrigerator: Top Mount Freezer without through-the-door ice - large (20-25 ft3 TV) - 452 kWh/yr | 689.3967 |  |  |  | Count | 56608
|  |  | Other | 203 | N/A | N/A | 974.08 | 2102.31 |  |  |  |  | 169.169 | 6.17 | 27.42 | 0.0096071 |  |  |  |  | Baseline | Refrigerator: Top Mount Freezer, Medium; 469 rated kWh/yr | 574.0797 | 21.33 | 6.3
|  |  | Stainless | 2477 | N/A | N/A | 1557.92 | 4374.76 |  |  |  |  | 250.38 | 32.31 | 7.75 | 0.31174 |  |  |  |  | Measure | Energy Star(R) Refrigerator: Top Mount Freezer without through-the-door ice - medium (15-20 ft3 TV) - 399 kWh/yr | 595.4097
|  |  | Stainless Look | 789 | N/A | N/A | 1008.76 | 3025.57 |  |  |  |  | 40 | 3.96 | 10.1 | 0.089899 |  |  |  |  | Baseline | Top Mount Freezer, Small; 420 rated kWh/yr | 478.2087 | 18.033 | 5.67
| Dispenser | Binary | Yes | 4072 | N/A | N/A | 1392.81 | 4147.99 | Binary | Yes | Binary | Yes | 521.5 | 42.9 | 12.15 | N/A | 521.5 |  |  |  | Measure | Energy Star Top Mount Freezer without through-the-door ice - small (10-15 ft3 TV) - 357 kWh/yr | 496.2417
|  |  | No | 3300 | N/A | N/A | 698.46 | 3211.98 |  | No |  | No | 0 | -- | -- | N/A | 0
| kWh/yr | Continuous | 253 - 728 | 7372 | 511.8 | 77.4 | 1031.01 | 4669.44 | Discrete | 357 - 730 | N/A | N/A | -0.471 | -5.2 | 0.09 | N/A | -0.471
| CEE Tier 3 | N/A | N/A | N/A | N/A | N/A | N/A | N/A | N/A | N/A | Binary | Yes | N/A | N/A |  | N/A | N/A
|  |  |  | N/A | N/A | N/A | N/A | N/A |  |  |  | No | N/A | N/A |  | N/A | N/A
Clothes Washers (side by side, top loading) | Modified Energy Factor | Continuous | 1.26-3.61 | 512 | 2.078 | 0.45387 | 563.1657 | 160.2986 | N/A | N/A | Continuous | >=1.26 | 38.9083 | 4.89 | 7.9595 | N/A | 38.9083 | Data Source | Data Type | Workpaper measures | Baseline | Top-loading, Title 20 code minimum, MEF=1.26, assumed 3.5 ft3 capacity | 466.3738 | - | - | * Plot is of the actual purchase price of 17,662 top-loading clothes washers bought through | Model Validation Summary Stats
| Compartment Capacity | Continuous | 2.5-4.7 | 512 | 3.8201 | 0.41341 | 563.1657 | 160.2986 | N/A | N/A | Continuous | 1.6-4.0 | 202.9314 | 14.74 | 13.7644 | N/A | 202.9314 | NPD | Point of sales |  | Measure | Top-loading, CEE Tier 1, MEF = 2.0, assumed 3.5 ft3 capacity | 495.166 | 28.7921 | 5.89 | the CA C4A program vs. Modeled price. Dotted line represents a perfect model fit (slope = 1). | Mean | 0.0059471
| Soil Sensor | Categorical | Yes | 154 | N/A | N/A | 688.5288 | 142.322 | N/A | N/A | N/A | N/A | 58.601 | 6.55 | 8.9475 | 0.13085 | 8.4809 | Weighting | % CA market |  | Measure | Top-loading, CEE Tier 2, MEF = 2.2, assumed 3.5 ft3 capacity | 502.9476 | 36.5738 | 7.4819 |  | Standard Error | 0.0016041
|  |  | No | 334 | N/A | N/A | 540.9404 | 150.5206 | N/A | N/A | N/A | N/A | 0 | . | . | 0.85982 |  | CA unit sales |  |  | Measure | Top-loading, CEE Tier 3, MEF = 2.4, assumed 3.5 ft3 capacity | 510.7293 | 44.3555 | 9.0738 |  | Median | -0.021305
|  |  | Not Specified | 24 | N/A | N/A | 853.2899 | 178.8368 | N/A | N/A | N/A | N/A | 87.1516 | 3.54 |  | 0.0093293 |  | N observations | N unit sales |  | Baseline | Top-loading, Title 20 code minimum, MEF=1.26, assumed 4.0 ft3 capacity | 567.8395 | - | - |  | Mode | -0.26769
| Quarter | Categorical | 1 | 137 | N/A | N/A | 533.9918 | 161.2261 | N/A | N/A | N/A | N/A | -17.0743 | -2.37 | 7.2064 | 0.18574 | 7.2902 | 512 | 112589 |  | Measure | Top-loading, CEE Tier 1, MEF = 2.0, assumed 4.0 ft3 capacity | 596.6317 | 28.7921 | 5.89 |  | Standard Deviation | 0.21318
|  |  | 2 | 134 | N/A | N/A | 563.7511 | 154.7554 | N/A | N/A | N/A | N/A | 10.5611 | 1.6 | 6.6019 | 0.2589 |  | R2 | Intercept |  | Measure | Top-loading, CEE Tier 2, MEF = 2.2, assumed 4.0 ft3 capacity | 604.4133 | 36.5738 | 7.4819 |  | Sample Variance | 0.045445
|  |  | 3 | 127 | N/A | N/A | 581.4066 | 164.5461 | N/A | N/A | N/A | N/A | 23.7111 | 3.83 | 6.183 | 0.32589 |  | 0.90349 | -400.4466 |  | Measure | Top-loading, CEE Tier 3, MEF = 2.4, assumed 4.0 ft3 capacity | 612.195 | 44.3555 | 9.0738 |  | Kurtosis | 7.4943
|  |  | 4 | 114 | N/A | N/A | 560.2129 | 155.8672 | N/A | N/A | N/A | N/A | 0 | . | . | 0.22947 |  | MAE | Contr. Markup | [7 empty] | Skewness | 1.5302
| Electronic Controls | Binary | Yes | 255 | N/A | N/A | 701.4457 | 148.3251 | N/A | N/A | N/A | N/A | 44.5263 | 6.2 | 7.1767 | 0.42103 | 18.7468 | 111.074 | N/A | [7 empty] | Range | 4.1013
|  |  | No | 257 | N/A | N/A | 462.6095 | 66.0787 | N/A | N/A | N/A | N/A | 0 | . | . | 0.57897 | [10 empty] | Minimum | -0.94781
| Brand | Categorical | Amana | 18 | N/A | N/A | 410.0197 | 21.6077 | N/A | N/A | N/A | N/A | -12.4412 | -0.31 | 40.2242 | 0.0035439 | -5.0419 | [9 empty] | Maximum | 3.1535
|  |  | Estate | 6 | N/A | N/A | 296.6754 | 33.8604 | N/A | N/A | N/A | N/A | -12.6048 | -0.01 | 1105.3718 | 0 | [10 empty] | Sum | 105.0378
|  |  | Fisher & Paykel | 32 | N/A | N/A | 535.443 | 84.398 | N/A | N/A | N/A | N/A | -125.2186 | -4.17 | 30.0339 | 0.0059686 | [10 empty] | Count | 17662
|  |  | GE | 179 | N/A | N/A | 469.3151 | 89.1097 | N/A | N/A | N/A | N/A | -55.4873 | -8.53 | 6.5079 | 0.21745 | [10 empty] | Confidence Level(95.0%) | 0.0031441
|  |  | Hotpoint | 8 | N/A | N/A | 349.9063 | 7.8538 | N/A | N/A | N/A | N/A | -52.843 | -3.39 | 15.5907 | 0.025686
|  |  | LG Electronics | 12 | N/A | N/A | 838.3334 | 79.3368 | N/A | N/A | N/A | N/A | 69.567 | 5.06 | 13.7523 | 0.085239
|  |  | Maytag | 93 | N/A | N/A | 557.1971 | 94.4384 | N/A | N/A | N/A | N/A | 9.1364 | 1.35 | 6.7472 | 0.19462
|  |  | Samsung | 10 | N/A | N/A | 836.3601 | 60.964 | N/A | N/A | N/A | N/A | 26.18 | 1.59 | 16.414 | 0.055938
|  |  | Whirlpool | 154 | N/A | N/A | 536.4817 | 133.5718 | N/A | N/A | N/A | N/A | 0 | . | . | 0.41157
| Color | Categorical | Bisque | 8 | N/A | N/A | 400.0833 | 17.5094 | N/A | N/A | N/A | N/A | 122.9339 | 0.36 | 342.5549 | 0.00080825 | 78.0601
|  |  | Black | 22 | N/A | N/A | 896.6081 | 120.6282 | N/A | N/A | N/A | N/A | 213.1542 | 0.59 | 363.8079 | 0.00023981
|  |  | Red | 12 | N/A | N/A | 863.9421 | 167.8457 | N/A | N/A | N/A | N/A | 223.1556 | 0.64 | 350.452 | 0.00043521
|  |  | Stainless | 4 | N/A | N/A | 483.0624 | 9.8932 | N/A | N/A | N/A | N/A | 146.6592 | 0.42 | 351.6748 | 0.00040857
|  |  | Stainless Look | 53 | N/A | N/A | 924.8587 | 98.5298 | N/A | N/A | N/A | N/A | 211.9382 | 0.64 | 333.5939 | 0.03606
|  |  | White | 409 | N/A | N/A | 549.5659 | 145.4192 | N/A | N/A | N/A | N/A | 72.8785 | 0.22 | 333.3549 | 0.96201
|  |  | Other | 4 | N/A | N/A | 445.2153 | 88.1713 | N/A | N/A | N/A | N/A | 0 | . | . | 4.4409e-05
Clothes Washers (stackable, front loading) | Modified Energy Factor | Continuous | 1.8-3.88 | 754 | 2.8224 | 0.37052 | 725.9896 | 191.3133 | N/A | N/A | Continuous | >=1.26 | 28.8988 | 2.24 | 12.8778 | N/A | 28.8988 | Data Source | Data Type | Workpaper measures | Baseline | Top-loading, Title 20 code minimum, MEF=1.26, assumed 3.5 ft3 capacity | 466.3738 | - | - | * Plot is of the actual purchase price of 18,688 front loading clothes washers bought through | Model Validation Summary Stats
| Compartment Capacity | Continuous | 2-4.4 | 754 | 3.7057 | 0.35331 | 725.9896 | 191.3133 | N/A | N/A | Continuous | 1.6-4.0 | 233.5492 | 14.97 | 15.601 | N/A | 233.5492 | NPD | Point of sales |  | Measure | Front-loading, CEE Tier 1, MEF = 2.0, assumed 3.5 ft3 capacity | 676.4954 | 210.1216 | 9.5296 | the CA C4A program vs. Modeled price. Dotted line represents a perfect model fit (slope = 1). | Mean | 0.0005086
| Steam Feature | Binary | Yes | 318 | N/A | N/A | 881.8909 | 170.5873 | N/A | N/A | N/A | N/A | 58.7582 | 4.3 | 13.6659 | 0.2916 | 17.1337 | Weighting | % CA market |  | Measure | Front-loading, CEE Tier 2, MEF = 2.2, assumed 3.5 ft3 capacity | 682.2752 | 215.9013 | 12.1051 |  | Standard Error | 0.00165
|  |  | No | 436 | N/A | N/A | 661.8139 | 159.8901 | N/A | N/A | N/A | N/A | 0 | . | . | 0.7084 |  | CA unit sales |  |  | Measure | Front-loading, CEE Tier 3, MEF = 2.4, assumed 3.5 ft3 capacity | 688.0549 | 221.6811 | 14.6807 |  | Median | -0.021984
| Sensor Type | Categorical | Both Load and Soil | 219 | N/A | N/A | 886.0311 | 241.1419 | N/A | N/A | N/A | N/A | 93.1278 | 4.45 | 20.9426 | 0.061282 | 10.6165 | N observations | N unit sales |  | Baseline | Top-loading, Title 20 code minimum, MEF=1.26, assumed 4.0 ft3 capacity | 567.8395 | - | - |  | Mode | 0.1972
|  |  | Soil Only | 150 | N/A | N/A | 787.4402 | 211.4986 | N/A | N/A | N/A | N/A | 80.8542 | 6.32 | 12.7919 | 0.22526 |  | 754 | 89778 |  | Measure | Front-loading, CEE Tier 1, MEF = 2.0, assumed 4.0 ft3 capacity | 676.4954 | 108.6559 | 9.5296 |  | Standard Deviation | 0.22557
|  |  | Load Only | 238 | N/A | N/A | 732.9806 | 173.8455 | N/A | N/A | N/A | N/A | -44.853 | -3.06 | 14.6537 | 0.31943 |  | R2 | Intercept |  | Measure | Front-loading, CEE Tier 2, MEF = 2.2, assumed 4.0 ft3 capacity | 682.2752 | 114.4356 | 12.1051 |  | Sample Variance | 0.05088
|  |  | Not Specified | 30 | N/A | N/A | 932.8451 | 253.1696 | N/A | N/A | N/A | N/A | 134.5629 | 2.83 | 47.5121 | 0.0076059 |  | 0.74016 | -342.0664 |  | Measure | Front-loading, CEE Tier 3, MEF = 2.4, assumed 4.0 ft3 capacity | 688.0549 | 120.2154 | 14.6807 |  | Kurtosis | 17.1041
|  |  | No Sensor | 117 | N/A | N/A | 654.9369 | 144.848 | N/A | N/A | N/A | N/A | 0 | . | . | 0.38642 |  | MAE | Contr. Markup | [7 empty] | Skewness | 1.3924
| Quarter | Categorical | 1 | 186 | N/A | N/A | 686.393 | 181.6703 | N/A | N/A | N/A | N/A | 1.2358 | 0.11 | 11.6822 | 0.2279 | 16.2231 | 142.312 | N/A | [7 empty] | Range | 5.2652
|  |  | 2 | 193 | N/A | N/A | 736.1254 | 195.7014 | N/A | N/A | N/A | N/A | 26.364 | 2.41 | 10.9318 | 0.28682 | [10 empty] | Minimum | -0.92901
|  |  | 3 | 194 | N/A | N/A | 739.3104 | 192.9578 | N/A | N/A | N/A | N/A | 28.4528 | 2.63 | 10.8217 | 0.29452 | [10 empty] | Maximum | 4.3361
|  |  | 4 | 181 | N/A | N/A | 737.4881 | 186.9083 | N/A | N/A | N/A | N/A | 0 | . | . | 0.19077 | [10 empty] | Sum | 9.5047
| Brand | Categorical | Amana | 4 | N/A | N/A | 424.082 | 20.1162 | N/A | N/A | N/A | N/A | -112.2256 | -0.39 | 287.0978 | 0.00016127 | 22.5961 | [9 empty] | Count | 18688
|  |  | Bosch | 20 | N/A | N/A | 704.0895 | 185.3423 | N/A | N/A | N/A | N/A | 185.6453 | 5.03 | 36.8895 | 0.01363 | [10 empty] | Confidence Level(95.0%) | 0.0032342
|  |  | Electro Brand | 2 | N/A | N/A | 1089.521 | 235.929 | N/A | N/A | N/A | N/A | 178.953 | 0.38 | 470.9248 | 5.9744e-05
|  |  | Electrolux | 51 | N/A | N/A | 911.5115 | 206.1602 | N/A | N/A | N/A | N/A | 29.0435 | 1 | 29.1612 | 0.025923
|  |  | Frigidaire | 71 | N/A | N/A | 517.7988 | 66.5272 | N/A | N/A | N/A | N/A | -122.1372 | -6.54 | 18.6779 | 0.073343
|  |  | GE | 79 | N/A | N/A | 738.4054 | 130.8527 | N/A | N/A | N/A | N/A | 58.4379 | 1.96 | 29.7961 | 0.021921
|  |  | LG Electronics | 146 | N/A | N/A | 758.6744 | 198.5775 | N/A | N/A | N/A | N/A | 88.5463 | 6.23 | 14.2086 | 0.20006
|  |  | Maytag | 100 | N/A | N/A | 786.7184 | 168.7491 | N/A | N/A | N/A | N/A | 44.5138 | 2.39 | 18.6473 | 0.067439
|  |  | Samsung | 122 | N/A | N/A | 713.3541 | 146.8121 | N/A | N/A | N/A | N/A | 17.7196 | 1.47 | 12.085 | 0.35446
|  |  | Whirlpool | 159 | N/A | N/A | 743.9223 | 223.8546 | N/A | N/A | N/A | N/A | 0 | . | . | 0.24301
| RPMs | Categorical | 720-1100 | 162 | N/A | N/A | 564.4132 | 70.1144 | N/A | N/A | N/A | N/A | -8.3065 | -0.15 | 54.8266 | 0.28651 | 28.9235
|  |  | >1100 | 573 | N/A | N/A | 791.2952 | 186.7894 | N/A | N/A | N/A | N/A | 44.2534 | 0.82 | 53.9431 | 0.70737
|  |  | Unspecified | 19 | N/A | N/A | 741.8033 | 47.6279 | N/A | N/A | N/A | N/A | 0 | . | . | 0.0061271
| Color | Categorical | Bisque | 3 | N/A | N/A | 594.5292 | 131.3164 | N/A | N/A | N/A | N/A | 2.6549 | 0 | 1274.6462 | 8.1663e-06 | 98.6
|  |  | Black | 28 | N/A | N/A | 774.646 | 39.4161 | N/A | N/A | N/A | N/A | 104.3302 | 1.25 | 83.7849 | 0.021697
|  |  | Blue | 53 | N/A | N/A | 827.1903 | 198.266 | N/A | N/A | N/A | N/A | 41.1242 | 0.46 | 89.2055 | 0.011853
|  |  | Green | 7 | N/A | N/A | 608.6697 | 105.0088 | N/A | N/A | N/A | N/A | -62.5017 | -0.19 | 330.6556 | 0.00013268
|  |  | Red | 138 | N/A | N/A | 815.2734 | 144.4103 | N/A | N/A | N/A | N/A | 93.2776 | 1.16 | 80.5547 | 0.046728
|  |  | Stainless | 4 | N/A | N/A | 582.3143 | 138.7422 | N/A | N/A | N/A | N/A | 63.6955 | 0.04 | 1513.555 | 5.782e-06
|  |  | Stainless Look | 105 | N/A | N/A | 1007.526 | 153.8306 | N/A | N/A | N/A | N/A | 223.3164 | 2.82 | 79.2504 | 0.097183
|  |  | White | 378 | N/A | N/A | 684.6501 | 167.8351 | N/A | N/A | N/A | N/A | 85.1488 | 1.08 | 78.7779 | 0.81969
|  |  | Other | 38 | N/A | N/A | 768.4798 | 171.7432 | N/A | N/A | N/A | N/A | 0 | . | . | 0.0027115
| Number of Wash Cycles | Categorical | 3 to 11 cycles | 383 | N/A | N/A | 678.2326 | 162.123 | N/A | N/A | N/A | N/A | -61.0911 | -1.56 | 39.1191 | 0.73736 | -50.7509
|  |  | 12 to 19 cycles | 283 | N/A | N/A | 852.3861 | 196.1165 | N/A | N/A | N/A | N/A | -27.0597 | -0.68 | 39.6098 | 0.23927
|  |  | 20 or more cycles | 60 | N/A | N/A | 872.8659 | 313.9839 | N/A | N/A | N/A | N/A | 59.0743 | 1.07 | 55.4557 | 0.013031
|  |  | Not Specified | 28 | N/A | N/A | 1021.462 | 65.39 | N/A | N/A | N/A | N/A | 0 | . | . | 0.010336
LED-backlit LCD Televisions (55" screen size) | On-mode Power (W) | Continuous | 54-216 | 189 | 78.4609 | 14.4596 | 1552.953 | 386.4683 | N/A | N/A | Discrete | <=66.5, <=80.5 | 0.8869 | 0.43 | 2.0849 | N/A | 0.8869 | Data Source | Data Type | Workpaper measure | Baseline | Title 20 code minimum, 177.4 W on-mode power, 1 W sleep mode power, assumed 1270 in2 screen area | 1564.0474 | - | - |  | Model Validation Summary Stats |  | Measure | LED-backlit, 120Hz refresh rate, 2D, LG | 1098.3799 | 1099 | 849 | 1199 | 849 | 1549 | 1249
| Sleep-mode Power (W) | Continuous | 0.1-1 | 189 | 0.15699 | 0.10988 | 1552.953 | 386.4683 | N/A | N/A | N/A | N/A | -90.9682 | -0.31 | 295.7161 | N/A | -90.9682 | NPD | Point of sales |  | Measure | Energy Star 5.1 + 20%, 86.4 W on-mode power, assumed 1 W sleep mode power, 1270 in2 screen area | 1483.3393 | -80.7081 | 189.7243 |  | Mean | 0.017052 | Measure | LED-backlit, 120Hz refresh rate, 2D, Samsung | 1222.7896 | 1199 | 1199 | 1199 | 1129 |  | 1099
| Brand | Categorical | All Other (Suppressed) | 2 | N/A | N/A | 897.8396 | 57.7229 | N/A | N/A | N/A | N/A | 12.8409 | 0.04 | 304.0494 | 0.0056391 | 232.8374 | Weighting | % CA market |  | Measure | Energy Star 5.1 + 35%, 70.2 W on-mode power, assumed 1 W sleep mode power, 1270 in2 screen area | 1468.9715 | -95.0759 | 223.4994 |  | St. Dev. | 0.16172 | Measure | LED-backlit, 120Hz refresh rate, 3D, LG | 1251.7089 | 1038.99 | 1299 | 1349 | 1599 | 1297 | 1299
|  |  | Coby | 3 | N/A | N/A | 730.8622 | 72.0146 | N/A | N/A | N/A | N/A | -279.0035 | -0.45 | 622.9511 | 0.00067376 |  | CA unit sales | [8 empty] | Min | -0.29091 | Measure | LED-backlit, 120Hz refresh rate, 3D, Samsung | 1376.1186 | 1299 | 999 | 1568
|  |  | Haier | 3 | N/A | N/A | 924.99 | 47.629 | N/A | N/A | N/A | N/A | 71.9672 | 0.07 | 1025.387 | 0.00022459 |  | N observations | N unit sales | [7 empty] | Max | 0.3775 | Measure | LED-backlit, 240Hz refresh rate, 3D, LG | 1656.9651 | 1499 | 1999 | 1399 | 1499 | 1799
|  |  | LG | 50 | N/A | N/A | 1405.856 | 299.3784 | N/A | N/A | N/A | N/A | 213.1931 | 0.87 | 243.6613 | 0.29938 |  | 189 | 40073.71
|  |  | Mitsubishi | 1 | N/A | N/A | 1199.95 | 0 | N/A | N/A | N/A | N/A | 223.1423 | 0.07 | 3026.753 | 2.4954e-05 |  | R2 | Intercept
|  |  | Panasonic | 2 | N/A | N/A | 1986.347 | 101.7399 | N/A | N/A | N/A | N/A | 420.4286 | 0.82 | 514.6763 | 0.001085 |  | 0.75312 | 2236.8245
|  |  | Philips | 6 | N/A | N/A | 1015.496 | 96.7362 | N/A | N/A | N/A | N/A | 21.2593 | 0.08 | 275.6996 | 0.013775 |  | MAE | Contr. Markup
|  |  | Samsung | 57 | N/A | N/A | 1695.107 | 293.6858 | N/A | N/A | N/A | N/A | 337.6028 | 1.37 | 246.4788 | 0.48465 |  | 254.526 | N/A
|  |  | Sony | 32 | N/A | N/A | 1720.486 | 557.3349 | N/A | N/A | N/A | N/A | 157.0521 | 0.57 | 273.3608 | 0.11793
|  |  | TCL | 1 | N/A | N/A | 739.568 | 0 | N/A | N/A | N/A | N/A | -417.4153 | -0.75 | 553.7768 | 0.00087339
|  |  | Toshiba | 14 | N/A | N/A | 1095.107 | 304.8631 | N/A | N/A | N/A | N/A | -138.3296 | -0.55 | 251.3661 | 0.01721
|  |  | Vizio | 15 | N/A | N/A | 1162.835 | 97.7966 | N/A | N/A | N/A | N/A | -211.2539 | -0.89 | 238.5171 | 0.052254
|  |  | Westinghouse | 3 | N/A | N/A | 866.6526 | 15.7954 | N/A | N/A | N/A | N/A | 0 | . | . | 0.0062792
| Refresh Rate (Hz) | Categorical | 60 | 5 | N/A | N/A | 1224.645 | 80.6813 | N/A | N/A | N/A | N/A | -1480.7434 | -1.89 | 781.6644 | 0.00048585 | -1214.3446
|  |  | 100 | 2 | N/A | N/A | 1178.783 | 102.8217 | N/A | N/A | N/A | N/A | -1406.708 | -2.37 | 593.404 | 0.001073
|  |  | 120 | 118 | N/A | N/A | 1363.079 | 232.5633 | N/A | N/A | N/A | N/A | -1370.6912 | -3.57 | 383.6857 | 0.61641
|  |  | 240 | 61 | N/A | N/A | 1856.914 | 383.3044 | N/A | N/A | N/A | N/A | -965.435 | -2.52 | 382.6269 | 0.38035
|  |  | 480 | 3 | N/A | N/A | 2757.526 | 309.4099 | N/A | N/A | N/A | N/A | 0 | . | . | 0.0016485
| 2D vs 3D | Categorical | 2D | 95 | N/A | N/A | 1215.862 | 189.7096 | N/A | N/A | N/A | N/A | -153.329 | -3.05 | 50.346 | 0.26613 | -40.8061
|  |  | 3D | 94 | N/A | N/A | 1675.198 | 366.4953 | N/A | N/A | N/A | N/A | 0 | . | . | 0.73387
| Network Connectivity | Categorical | No network connectivity | 26 | N/A | N/A | 1026.408 | 196.568 | N/A | N/A | N/A | N/A | 0 | . | . | 0.033552 | 153.2864
|  |  | Connected, no browser | 96 | N/A | N/A | 1262.984 | 198.3417 | N/A | N/A | N/A | N/A | 72.8477 | 0.61 | 120.3402 | 0.33584
|  |  | Connected w/built-in browser | 66 | N/A | N/A | 1735.386 | 347.8939 | N/A | N/A | N/A | N/A | 204.2442 | 1.73 | 117.7931 | 0.63059
|  |  | Connected (unspecified) | 1 | N/A | N/A | 1888.562 | 0 | N/A | N/A | N/A | N/A | 1070.8722 | 0.36 | 2943.0455 | 2.6202e-05
| Program Guide | Binary | Yes | 38 | N/A | N/A | 1722.848 | 567.0715 | N/A | N/A | N/A | N/A | 164.9045 | 1.56 | 105.5126 | 0.1158 | 19.096
|  |  | No | 151 | N/A | N/A | 1530.702 | 350.0405 | N/A | N/A | N/A | N/A | 0 | . | . | 0.8842
| Quarter | Categorical | 1 | 64 | N/A | N/A | 1612.433 | 356.0541 | N/A | N/A | N/A | N/A | 157.9576 | 3.21 | 49.2539 | 0.53799 | 110.7855
|  |  | 2 | 65 | N/A | N/A | 1554.76 | 417.5874 | N/A | N/A | N/A | N/A | 117.7619 | 2.49 | 47.3644 | 0.21913
|  |  | 3 | 60 | N/A | N/A | 1419.568 | 388.8131 | N/A | N/A | N/A | N/A | 0 | . | . | 0.24288
LED-backlit LCD Televisions (46" screen size) | On-mode Power (W) | Continuous | 42-136 | 170 | 73.4267 | 10.138 | 949.3047 | 276.6239 | N/A | N/A | Discrete | <=54.3, <=68.9 | 1.7601 | 1.13 | 1.5574 | N/A | 1.7601 | Data Source | Data Type | Workpaper measure | Baseline | Title 20 code minimum, 129.2 W on-mode power, 1 W sleep mode power, assumed 868 in2 screen area | 867.1163 | - | - |  | Model Validation Summary Stats |  | Measure | LED-backlit, 120Hz refresh rate, 2D, Toshiba | 652.5676 | 850.49 | 609.99 | 802.49 | 799 | 899
| Sleep-mode Power (W) | Continuous | 0.1-1 | 170 | 0.19386 | 0.15069 | 949.3047 | 276.6239 | N/A | N/A | N/A | N/A | -223.7272 | -1.51 | 148.3235 | N/A | -223.7272 | NPD | Point of sales |  | Measure | Energy Star 5.1 + 20%, 72.7 W on-mode power, assumed 1 W sleep mode power, 868 in2 screen area | 767.6695 | -99.4468 | 87.9914 |  | Mean | -0.12798 | Measure | LED-backlit, 120Hz refresh rate, 2D, Samsung | 715.0841 | 679.99 | 949.99 | 649 | 697 | 1199 | 849.99
| Brand | Categorical | All Other (Suppressed) | 6 | N/A | N/A | 594.6057 | 12.5332 | N/A | N/A | N/A | N/A | 5.1574 | 0.12 | 41.7873 | 0.06381 | 140.5515 | Weighting | % CA market |  | Measure | Energy Star 5.1 + 35%, 59.1 W on-mode power, assumed 1 W sleep mode power, 868 in2 screen area | 743.7318 | -123.3844 | 109.1716 |  | St. Dev. | 0.12847 | Measure | LED-backlit, 120Hz refresh rate, 3D, Toshiba | 846.4115 |  |  | 1154.17
|  |  | Coby | 2 | N/A | N/A | 526.8057 | 12.9349 | N/A | N/A | N/A | N/A | -22.0183 | -0.04 | 606.7128 | 0.00017612 |  | CA unit sales | [8 empty] | Min | -0.4036 | Measure | LED-backlit, 120Hz refresh rate, 3D, Samsung | 908.928 | 949.99 |  | 947.99 | 1047.99 | 999
|  |  | Element | 6 | N/A | N/A | 560.3646 | 167.6144 | N/A | N/A | N/A | N/A | 17.23 | 0.15 | 112.7854 | 0.0061456 |  | N observations | N unit sales | [7 empty] | Max | 0.10182 | Measure | LED-backlit, 240Hz refresh rate, 3D, Samsung | 1120.9051 | 1299.99 | 1299.99 | 1297.99 | 1297.99
|  |  | Hitachi | 3 | N/A | N/A | 731.926 | 136.108 | N/A | N/A | N/A | N/A | 204.9709 | 0.29 | 717.8915 | 0.00012491 |  | 170 | 40028.39
|  |  | JVC | 3 | N/A | N/A | 1117.261 | 141.8535 | N/A | N/A | N/A | N/A | 541.406 | 1.1 | 492.8575 | 0.00026681 |  | R2 | Intercept
|  |  | Philips | 3 | N/A | N/A | 645.2985 | 55.8967 | N/A | N/A | N/A | N/A | -97.1488 | -0.56 | 172.7967 | 0.012769 |  | 0.88043 | 674.9697
|  |  | Samsung | 56 | N/A | N/A | 1102.916 | 193.0505 | N/A | N/A | N/A | N/A | 213.8893 | 1.48 | 144.6746 | 0.54056 |  | MAE | Contr. Markup
|  |  | Sansui | 3 | N/A | N/A | 613.0729 | 9.258 | N/A | N/A | N/A | N/A | -24.2557 | -0.05 | 536.5395 | 0.00022609 |  | 163.194 | N/A
|  |  | Sharp | 14 | N/A | N/A | 908.9228 | 56.2707 | N/A | N/A | N/A | N/A | 196.8842 | 1.28 | 154.0941 | 0.019767
|  |  | Sony | 49 | N/A | N/A | 1019.202 | 263.6333 | N/A | N/A | N/A | N/A | 86.0403 | 0.59 | 145.4579 | 0.14605
|  |  | TCL | 4 | N/A | N/A | 507.4324 | 32.7961 | N/A | N/A | N/A | N/A | -1.7297 | -0.01 | 248.4131 | 0.0011492
|  |  | Toshiba | 13 | N/A | N/A | 750.607 | 53.6898 | N/A | N/A | N/A | N/A | 151.3728 | 2.43 | 62.2563 | 0.080666
|  |  | Vizio | 3 | N/A | N/A | 885.9854 | 54.5836 | N/A | N/A | N/A | N/A | -227.4519 | -1.43 | 158.8604 | 0.01359
|  |  | Westinghouse | 5 | N/A | N/A | 548.131 | 14.7152 | N/A | N/A | N/A | N/A | 0 | . | . | 0.11469
| Refresh Rate (Hz) | Categorical | 60 | 30 | N/A | N/A | 683.5361 | 130.2802 | N/A | N/A | N/A | N/A | -268.3215 | -4.03 | 66.6042 | 0.058278 | -241.0805
|  |  | 120 | 98 | N/A | N/A | 908.3743 | 222.1182 | N/A | N/A | N/A | N/A | -274.4936 | -6.84 | 40.1353 | 0.82131
|  |  | 240 | 42 | N/A | N/A | 1357.097 | 280.7971 | N/A | N/A | N/A | N/A | 0 | . | . | 0.12042
| 2D vs 3D | Categorical | 2D | 107 | N/A | N/A | 756.2523 | 172.7046 | N/A | N/A | N/A | N/A | -193.8439 | -4.67 | 41.5038 | 0.5268 | -102.1178
|  |  | 3D | 63 | N/A | N/A | 1164.228 | 202.0421 | N/A | N/A | N/A | N/A | 0 | . | . | 0.4732
| Network Connectivity | Categorical | No network connectivity | 42 | N/A | N/A | 617.979 | 95.082 | N/A | N/A | N/A | N/A | 0 | . | . | 0.26373 | 38.4417
|  |  | Connected, no browser | 65 | N/A | N/A | 1005.638 | 155.6897 | N/A | N/A | N/A | N/A | 55.261 | 0.19 | 294.9658 | 0.3184
|  |  | Connected w/built-in browser | 61 | N/A | N/A | 1115.686 | 244.0106 | N/A | N/A | N/A | N/A | 49.9697 | 0.17 | 301.3059 | 0.41771
|  |  | Connected (unspecified) | 2 | N/A | N/A | 598.3252 | 138.199 | N/A | N/A | N/A | N/A | -171.5159 | -0.26 | 664.3158 | 0.00015364
| Picture in a Picture | Binary | Yes | 75 | N/A | N/A | 1178.518 | 235.9067 | N/A | N/A | N/A | N/A | 37.8797 | 0.97 | 39.1015 | 0.33097 | 12.537
|  |  | No | 95 | N/A | N/A | 835.914 | 219.0808 | N/A | N/A | N/A | N/A | 0 | . | . | 0.66903
| Analog Tuner | Binary | Yes | 162 | N/A | N/A | 948.5066 | 276.5256 | N/A | N/A | N/A | N/A | 209.8274 | 1.42 | 147.4212 | 0.99689 | 209.1753
|  |  | No | 8 | N/A | N/A | 1205.533 | 167.6622 | N/A | N/A | N/A | N/A | 0 | . | . | 0.0031075
| Apps Included | Binary | Yes | 119 | N/A | N/A | 1068.431 | 217.1771 | N/A | N/A | N/A | N/A | 46.8012 | 0.18 | 258.5791 | 0.73521 | 34.4085
|  |  | No | 51 | N/A | N/A | 618.5457 | 96.0295 | N/A | N/A | N/A | N/A | 0 | . | . | 0.26479
| Quarter | Categorical | 1 | 60 | N/A | N/A | 962.3011 | 272.8365 | N/A | N/A | N/A | N/A | 123.6439 | 4.29 | 28.8486 | 0.66102 | 96.5504
|  |  | 2 | 60 | N/A | N/A | 948.8195 | 306.08 | N/A | N/A | N/A | N/A | 73.8951 | 2.51 | 29.3912 | 0.20054
|  |  | 3 | 50 | N/A | N/A | 887.9515 | 238.7934 | N/A | N/A | N/A | N/A | 0 | . | . | 0.13844
LED-backlit LCD Televisions (40" screen size) | On-mode Power (W) | Continuous | 26-103.3 | 115 | 64.3996 | 11.1651 | 599.3958 | 187.8718 | N/A | N/A | Discrete | <=44.5, <=57.9 | 3.4024 | 3.08 | 1.1047 | N/A | 3.4024 | Data Source | Data Type | Workpaper measure | Baseline | Title 20 code minimum, 106.8 W on-mode power, 1 W sleep mode power, assumed 682 in2 screen area | 639.0512 | - | - |  | Model Validation Summary Stats |  | Measure | LED-backlit, 2D, Toshiba | 414.1367 | 359.99 | 446.99 | 479 | 404.99 | 699
| Sleep-mode Power (W) | Continuous | 0-0.8 | 115 | 0.27463 | 0.1879 | 599.3958 | 187.8718 | N/A | N/A | N/A | N/A | -144.2097 | -1.24 | 116.6874 | N/A | -144.2097 | NPD | Point of sales |  | Measure | Energy Star 5.1 + 20%, 60.2 W on-mode power, assumed 1 W sleep mode power, 682 in2 screen area | 480.5017 | -158.5495 | 51.4775 |  | Mean | -0.08454 | Measure | LED-backlit,2D, Samsung | 496.8349 | 479.99 | 699.99 | 549.95 | 697 | 649 | 549.99
| Brand | Categorical | All Other (Suppressed) | 2 | N/A | N/A | 371.5177 | 5.8214 | N/A | N/A | N/A | N/A | -145.221 | -0.32 | 450.416 | 0.00016623 | 64.7506 | Weighting | % CA market |  | Measure | Energy Star 5.1 + 35%, 49 W on-mode power, assumed 1 W sleep mode power, 682 in2 screen area | 442.3953 | -196.6559 | 63.8498 |  | St. Dev. | 0.19795 | Measure | LED-backlit, 3D, Toshiba | 620.8989
|  |  | Coby | 3 | N/A | N/A | 417.5219 | 38.4656 | N/A | N/A | N/A | N/A | -33.3108 | -0.23 | 142.6279 | 0.0017342 |  | CA unit sales | [8 empty] | Min | -0.40753 | Measure | LED-backlit, 3D, Samsung | 703.5971 | 549.99 | 549.99 | 797.99 | 815.15 | 929
|  |  | Element | 13 | N/A | N/A | 345.9245 | 71.1162 | N/A | N/A | N/A | N/A | -41.4882 | -1.53 | 27.1546 | 0.062557 |  | N observations | N unit sales | [7 empty] | Max | 0.27929
|  |  | Haier | 2 | N/A | N/A | 367.7109 | 10.7524 | N/A | N/A | N/A | N/A | 55.4949 | 0.39 | 143.8506 | 0.0017684 |  | 115 | 25446.27
|  |  | Philips | 6 | N/A | N/A | 539.66 | 16.4721 | N/A | N/A | N/A | N/A | -142.2211 | -1.72 | 82.4629 | 0.10823 |  | R2 | Intercept
|  |  | Proscan | 2 | N/A | N/A | 343.9796 | 28.0522 | N/A | N/A | N/A | N/A | -59.5653 | -0.33 | 179.5537 | 0.0010611 |  | 0.91001 | 238.7441
|  |  | Samsung | 34 | N/A | N/A | 805.0439 | 147.6564 | N/A | N/A | N/A | N/A | 186.8951 | 2.4 | 77.8846 | 0.29949 |  | MAE | Contr. Markup
|  |  | Sharp | 10 | N/A | N/A | 588.2951 | 101.7259 | N/A | N/A | N/A | N/A | 73.7072 | 0.89 | 83.079 | 0.016351 |  | 103.551 | N/A
|  |  | Sony | 26 | N/A | N/A | 694.5606 | 62.0432 | N/A | N/A | N/A | N/A | 74.8775 | 1 | 75.0348 | 0.13142
|  |  | TCL | 1 | N/A | N/A | 334.7 | 0 | N/A | N/A | N/A | N/A | -67.6952 | -0.1 | 653.1694 | 7.8597e-05
|  |  | Toshiba | 7 | N/A | N/A | 558.7245 | 39.1361 | N/A | N/A | N/A | N/A | 104.1968 | 2.51 | 41.5326 | 0.15137
|  |  | Westinghouse | 9 | N/A | N/A | 402.8163 | 12.6404 | N/A | N/A | N/A | N/A | 0 | . | . | 0.22577
| 2D vs 3D | Categorical | 2D | 94 | N/A | N/A | 570.1773 | 161.3812 | N/A | N/A | N/A | N/A | 0 | . | . | 0.92169 | 16.1914
|  |  | 3D | 21 | N/A | N/A | 943.2937 | 125.9993 | N/A | N/A | N/A | N/A | 206.7622 | 7.06 | 29.267 | 0.078309
| Network Connectivity | Categorical | No network connectivity | 47 | N/A | N/A | 450.5295 | 93.4033 | N/A | N/A | N/A | N/A | 0 | . | . | 0.45136 | -0.35081
|  |  | Connected, no browser | 32 | N/A | N/A | 701.5735 | 153.2905 | N/A | N/A | N/A | N/A | 28.8197 | 0.23 | 125.4199 | 0.26048
|  |  | Connected w/built-in browser | 36 | N/A | N/A | 740.2088 | 153.6331 | N/A | N/A | N/A | N/A | -27.2696 | -0.22 | 122.0534 | 0.28816
| Apps Included | Binary | Yes | 61 | N/A | N/A | 722.5121 | 154.7929 | N/A | N/A | N/A | N/A | 131.2745 | 1.31 | 100.1696 | 0.54502 | 71.5466
|  |  | No | 54 | N/A | N/A | 451.9179 | 94.6944 | N/A | N/A | N/A | N/A | 0 | . | . | 0.45498
| Quarter | Categorical | 1 | 44 | N/A | N/A | 690.2328 | 192.949 | N/A | N/A | N/A | N/A | 55.9102 | 2.97 | 18.8334 | 0.52642 | 29.0081
|  |  | 2 | 40 | N/A | N/A | 497.2605 | 125.0767 | N/A | N/A | N/A | N/A | -1.441 | -0.08 | 18.4546 | 0.2945
|  |  | 3 | 31 | N/A | N/A | 500.3332 | 103.466 | N/A | N/A | N/A | N/A | 0 | . | . | 0.17908
LED-backlit LCD Televisions (32" screen size) | On-mode Power (W) | Continuous | 24.1-76 | 139 | 43.7991 | 9.8239 | 336.2109 | 117.8709 | N/A | N/A | Discrete | <=30.4, <=34.6 | 1.6484 | 1.31 | 1.2594 | N/A | 1.6484 | Data Source | Data Type | Workpaper measure | Baseline | Title 20 code minimum, 76 W on-mode power, 1 W sleep mode power, assumed 425 in2 screen area | 321.6462 | - | - |  | Model Validation Summary Stats |  | Measure | LED-backlit, 1080p, 2D, Toshiba | 392.3924 | 369.99 |  | 369 | 389 | 349.99
| Sleep-mode Power (W) | Continuous | 0.1-0.8 | 139 | 0.34015 | 0.1944 | 336.2109 | 117.8709 | N/A | N/A | N/A | N/A | -115.3104 | -2.93 | 39.4041 | N/A | -115.3104 | NPD | Point of sales |  | Measure | Energy Star 5.1 + 20%, 43 W on-mode power, assumed 1 W sleep mode power, 425 in2 screen area | 267.2476 | -54.3986 | 41.56 |  | Mean | 0.19027 | Measure | LED-backlit, 1080p, 2D, Samsung | 464.0107 | 399.99 | 379.99 | 334.12 | 327.99 |  | 449.99
| Brand | Categorical | Affinity Technologies | 1 | N/A | N/A | 245.4023 | 0 | N/A | N/A | N/A | N/A | 33.839 | 0.28 | 121.6864 | 0.002267 | 61.9501 | Weighting | % CA market |  | Measure | Energy Star 5.1 + 35%, 34.9 W on-mode power, assumed 1 W sleep mode power, 425 in2 screen area | 253.8952 | -67.751 | 51.7611 |  | St. Dev. | 0.16552 | Measure | LED-backlit, 1080p, 3D, Toshiba | 571.8414
|  |  | All Other (Suppressed) | 13 | N/A | N/A | 292.1861 | 38.1976 | N/A | N/A | N/A | N/A | 1.6576 | 0.02 | 108.9868 | 0.2553 |  | CA unit sales | [8 empty] | Min | 0.0087209 | Measure | LED-backlit, 1080p, 3D, Samsung | 643.4597 |  |  | 449
|  |  | Coby | 4 | N/A | N/A | 289.8344 | 4.5424 | N/A | N/A | N/A | N/A | -118.7587 | -1 | 118.8244 | 0.01469 |  | N observations | N unit sales | [7 empty] | Max | 0.4331
|  |  | Haier | 3 | N/A | N/A | 278.4929 | 9.2734 | N/A | N/A | N/A | N/A | 34.1313 | 0.19 | 182.1417 | 0.00042345 |  | 139 | 40146.14
|  |  | Hitachi | 3 | N/A | N/A | 277.061 | 44.4368 | N/A | N/A | N/A | N/A | 41.2875 | 0.38 | 108.7272 | 0.0071394 |  | R2 | Intercept
|  |  | LG | 12 | N/A | N/A | 390.8198 | 107.8489 | N/A | N/A | N/A | N/A | 62.4029 | 0.52 | 120.3481 | 0.021321 |  | 0.92982 | 435.93
|  |  | Panasonic | 12 | N/A | N/A | 382.3459 | 38.4629 | N/A | N/A | N/A | N/A | 140.6074 | 1.23 | 114.0803 | 0.082472 |  | MAE | Contr. Markup
|  |  | Philips | 2 | N/A | N/A | 280.4816 | 2.1741 | N/A | N/A | N/A | N/A | -114.1755 | -0.61 | 186.5381 | 0.00040552 |  | 63.153 | N/A
|  |  | SEIKI | 1 | N/A | N/A | 207.4913 | 0 | N/A | N/A | N/A | N/A | -27.6187 | -0.25 | 109.8977 | 0.035587
|  |  | Samsung | 24 | N/A | N/A | 514.5542 | 127.257 | N/A | N/A | N/A | N/A | 183.9451 | 1.54 | 119.3077 | 0.18191
|  |  | Sansui | 3 | N/A | N/A | 347.4459 | 5.8843 | N/A | N/A | N/A | N/A | 2.9398 | 0.02 | 118.1817 | 0.0027878
|  |  | Sanyo | 3 | N/A | N/A | 283.3615 | 6.6176 | N/A | N/A | N/A | N/A | 42.9212 | 0.37 | 117.5717 | 0.048074
|  |  | Sharp | 2 | N/A | N/A | 329.9934 | 14.5943 | N/A | N/A | N/A | N/A | 139.9761 | 1.2 | 116.3061 | 0.0089979
|  |  | Sony | 9 | N/A | N/A | 671.3339 | 82.3083 | N/A | N/A | N/A | N/A | 126.2893 | 1.05 | 120.8117 | 0.0063854
|  |  | TCL | 5 | N/A | N/A | 255.2138 | 16.3707 | N/A | N/A | N/A | N/A | 28.2415 | 0.22 | 126.3872 | 0.0028219
|  |  | Toshiba | 14 | N/A | N/A | 363.5889 | 57.7828 | N/A | N/A | N/A | N/A | 112.3267 | 1.04 | 107.8372 | 0.05691
|  |  | Viewsonic | 2 | N/A | N/A | 360.795 | 29.9611 | N/A | N/A | N/A | N/A | 117.297 | 0.44 | 268.4563 | 0.00014945
|  |  | Vizio | 11 | N/A | N/A | 291.2916 | 30.6719 | N/A | N/A | N/A | N/A | 45.9582 | 0.42 | 109.554 | 0.065563
|  |  | Westinghouse | 11 | N/A | N/A | 248.3155 | 16.2677 | N/A | N/A | N/A | N/A | 18.8691 | 0.18 | 103.8436 | 0.20592
|  |  | iSymphony | 4 | N/A | N/A | 222.3626 | 30.9427 | N/A | N/A | N/A | N/A | 0 | . | . | 0.00087181
| Resolution | Categorical | 720p | 72 | N/A | N/A | 298.6581 | 60.9284 | N/A | N/A | N/A | N/A | -79.8889 | -5.8 | 13.7853 | 0.74443 | -59.4715
|  |  | 1080p | 67 | N/A | N/A | 445.594 | 165.7623 | N/A | N/A | N/A | N/A | 0 | . | . | 0.25557
| DVD Included | Binary | Yes | 3 | N/A | N/A | 450.0108 | 23.1058 | N/A | N/A | N/A | N/A | 55.552 | 0.95 | 58.7462 | 0.0032153 | 0.17861
|  |  | No | 136 | N/A | N/A | 335.8438 | 117.8759 | N/A | N/A | N/A | N/A | 0 | . | . | 0.99678
| USB Interface | Binary | Yes | 112 | N/A | N/A | 351.3994 | 122.5515 | N/A | N/A | N/A | N/A | 14.6451 | 0.61 | 23.9663 | 0.83399 | 12.2139
|  |  | No | 27 | N/A | N/A | 259.9051 | 35.475 | N/A | N/A | N/A | N/A | 0 | . | . | 0.16601
| 2D vs 3D | Categorical | 2D | 126 | N/A | N/A | 322.6936 | 95.222 | N/A | N/A | N/A | N/A | -179.4489 | -7.34 | 24.4543 | 0.96305 | -172.8174
|  |  | 3D | 13 | N/A | N/A | 688.47 | 104.0138 | N/A | N/A | N/A | N/A | 0 | . | . | 0.036955
| Network Connectivity | Categorical | No network connectivity | 89 | N/A | N/A | 307.1863 | 78.6137 | N/A | N/A | N/A | N/A | 0 | . | . | 0.071586 | 10.0576
|  |  | Connected, no browser | 37 | N/A | N/A | 475.5562 | 127.4394 | N/A | N/A | N/A | N/A | 10.5334 | 0.49 | 21.4866 | 0.87295
|  |  | Connected w/built-in browser | 126 | N/A | N/A | 319.947 | 94.4896 | N/A | N/A | N/A | N/A | 15.5495 | 0.67 | 23.0918 | 0.055464
| Program Guide | Binary | Yes | 8 | N/A | N/A | 302.1434 | 25.0996 | N/A | N/A | N/A | N/A | 44.195 | 1 | 44.4164 | 0.025671 | 1.1345
|  |  | No | 131 | N/A | N/A | 337.1085 | 119.2125 | N/A | N/A | N/A | N/A | 0 | . | . | 0.97433
| Quarter | Categorical | 1 | 43 | N/A | N/A | 372.7352 | 116.6435 | N/A | N/A | N/A | N/A | 39.6407 | 3.65 | 10.87 | 0.42961 | 22.4991
|  |  | 2 | 48 | N/A | N/A | 306.5009 | 107.3375 | N/A | N/A | N/A | N/A | 25.6015 | 2.53 | 10.1325 | 0.21362
|  |  | 3 | 48 | N/A | N/A | 310.0191 | 113.3121 | N/A | N/A | N/A | N/A | 0 | . | . | 0.35677
LED-backlit LCD Televisions (22" screen size) | On-mode Power (W) | Continuous | 12.5-40.5 | 75 | 25.1618 | 5.5313 | 191.3431 | 27.5196 | N/A | N/A | Discrete | <=19.7, <=21.0 | 1.0978 | 2.65 | 0.41437 | N/A | 1.0978 | Data Source | Data Type | Workpaper measure | Baseline | Title 20 code minimum, 48.7 W on-mode power, 1 W sleep mode power, assumed 197.5 in2 screen area | 153.1077 | - | - |  | Model Validation Summary Stats |  | Measure | LED-backlit, 720p, no DVD, Philips | 130.8862 | 159.99 |  | 209.99 | 190.99 |  | 169.99
| Sleep-mode Power (W) | Continuous | 0.1-0.8 | 75 | 0.28876 | 0.1687 | 191.3431 | 27.5196 | N/A | N/A | N/A | N/A | -90.0913 | -2.76 | 32.6534 | N/A | -90.0913 | NPD | Point of sales |  | Measure | Energy Star 5.1 + 20%, 24.5 W on-mode power, assumed 1 W sleep mode power, 197.5 in2 screen area | 126.54 | -26.5676 | 10.0277 |  | Mean | -0.10279 | Measure | LED-backlit, 1080p, no DVD, Samsung | 177.3658 | 179.99 | 179.99 | 177.99 | 177.99 |  | 179.99
| Brand | Categorical | AOC | 1 | N/A | N/A | 149.9208 | 0 | N/A | N/A | N/A | N/A | -3.6023 | -0.07 | 48.6344 | 0.00079866 | 1.0338 | Weighting | % CA market |  | Measure | Energy Star 5.1 + 35%, 19.9 W on-mode power, assumed 1 W sleep mode power, 425 in2 screen area | 121.49 | -31.6177 | 11.9338 |  | St. Dev. | 0.15492 | Measure | LED-backlit, 720p, DVD included | 161.4394
|  |  | All Other (Suppressed) | 8 | N/A | N/A | 145.5625 | 11.8521 | N/A | N/A | N/A | N/A | -2.0895 | -0.23 | 9.1774 | 0.063499 |  | CA unit sales | [8 empty] | Min | -0.3767 | Measure | LED-backlit, 1080p, DVD included | 203.5204 |  |  | 227.98 | 179.99
|  |  | Coby | 2 | N/A | N/A | 170.3295 | 17.7067 | N/A | N/A | N/A | N/A | -22.7698 | -0.81 | 27.9929 | 0.002396 |  | N observations | N unit sales | [7 empty] | Max | 0.13073
|  |  | Haier | 7 | N/A | N/A | 180.6664 | 7.4235 | N/A | N/A | N/A | N/A | -26.24 | -1.99 | 13.1601 | 0.012998 |  | 75 | 16277.34
|  |  | JVC | 6 | N/A | N/A | 193.0245 | 18.2022 | N/A | N/A | N/A | N/A | -21.1017 | -2.17 | 9.7271 | 0.1797 |  | R2 | Intercept
|  |  | LG | 1 | N/A | N/A | 278.95 | 0 | N/A | N/A | N/A | N/A | 149.291 | 1.19 | 125.2133 | 0.00012287 |  | 0.87262 | 130.3384
|  |  | Magnavox | 6 | N/A | N/A | 191.8771 | 20.3875 | N/A | N/A | N/A | N/A | 31.3865 | 1.28 | 24.6126 | 0.14545 |  | MAE | Contr. Markup
|  |  | Naxa | 5 | N/A | N/A | 228.9354 | 24.6434 | N/A | N/A | N/A | N/A | 12.2553 | 0.12 | 106.0665 | 0.00079866 |  | 20.098 | N/A
|  |  | Philips | 3 | N/A | N/A | 173.2929 | 16.6418 | N/A | N/A | N/A | N/A | -0.25876 | -0.01 | 24.8259 | 0.11412
|  |  | Samsung | 7 | N/A | N/A | 227.5752 | 17.2932 | N/A | N/A | N/A | N/A | 4.3987 | 0.37 | 11.8268 | 0.18776
|  |  | Sansui | 8 | N/A | N/A | 210.0599 | 20.3357 | N/A | N/A | N/A | N/A | -2.7588 | -0.19 | 14.879 | 0.012173
|  |  | Supersonic | 3 | N/A | N/A | 247.85 | 30.6407 | N/A | N/A | N/A | N/A | 44.7537 | 0.37 | 120.7836 | 0.00024574
|  |  | Viore | 1 | N/A | N/A | 100.419 | 0 | N/A | N/A | N/A | N/A | -52.9143 | -0.52 | 101.0636 | 0.00019352
|  |  | Vizio | 17 | N/A | N/A | 183.2685 | 17.4583 | N/A | N/A | N/A | N/A | 0 | . | . | 0.27974
| Resolution | Categorical | 720p | 13 | N/A | N/A | 183.2784 | 21.7236 | N/A | N/A | N/A | N/A | 0 | . | . | 0.26329 | 31.0015
|  |  | 1080p | 62 | N/A | N/A | 194.2252 | 28.7712 | N/A | N/A | N/A | N/A | 42.081 | 1.71 | 24.547 | 0.73671
| DVD Included | Binary | Yes | 58 | N/A | N/A | 188.0754 | 29.7126 | N/A | N/A | N/A | N/A | 29.5194 | 4.56 | 6.4765 | 0.22 | 6.4944
|  |  | No | 17 | N/A | N/A | 202.9282 | 11.8442 | N/A | N/A | N/A | N/A | 0 | . | . | 0.78
| Removable Media | Binary | Yes | 5 | N/A | N/A | 241.2586 | 18.8291 | N/A | N/A | N/A | N/A | 3.3595 | 0.03 | 111.3415 | 0.00086009 | 0.0028895
|  |  | No | 70 | N/A | N/A | 191.3001 | 27.4869 | N/A | N/A | N/A | N/A | 0 | . | . | 0.99914
| Network Connectivity | Categorical | No network connectivity | 7 | N/A | N/A | 238.0136 | 36.3437 | N/A | N/A | N/A | N/A | 0 | . | . | 0.98937 | 0.49651
|  |  | Connected, no browser | 68 | N/A | N/A | 190.8417 | 26.9746 | N/A | N/A | N/A | N/A | 46.7185 | 2.37 | 19.6902 | 0.010628
| Apps Included | Binary | Yes | 4 | N/A | N/A | 207.162 | 19.7227 | N/A | N/A | N/A | N/A | 8.4716 | 0.29 | 29.3556 | 0.0057135 | 0.048402
|  |  | No | 71 | N/A | N/A | 191.2522 | 27.5318 | N/A | N/A | N/A | N/A | 0 | . | . | 0.99429
| Quarter | Categorical | 1 | 24 | N/A | N/A | 202.4346 | 24.405 | N/A | N/A | N/A | N/A | 31.8121 | 7.15 | 4.4505 | 0.57138 | 20.3185
|  |  | 2 | 27 | N/A | N/A | 175.5979 | 25.1149 | N/A | N/A | N/A | N/A | 8.1518 | 1.81 | 4.5007 | 0.26273
|  |  | 3 | 24 | N/A | N/A | 178.0769 | 22.8575 | N/A | N/A | N/A | N/A | 0 | . | . | 0.16589
LED-backlit LCD Televisions (19" screen size) | On-mode Power (W) | Continuous | 12.5-28 | 94 | 17.9437 | 2.3155 | 127.7458 | 20.6927 | N/A | N/A | Discrete | <=19.7, <=21.0 | 1.029 | 1.63 | 0.63281 | N/A | 1.029 | Data Source | Data Type | Workpaper measure | Baseline | Title 20 code minimum, 42.7 W on-mode power, 1 W sleep mode power, assumed 147 in2 screen area | 149.5475 | - | - |  | Model Validation Summary Stats |  | Measure | LED-backlit, no DVD, Samsung | 152.8856 | 153.99 | 169.99 | 137.21 | 167.99
| Sleep-mode Power (W) | Continuous | 0.1-0.8 | 94 | 0.41517 | 0.12088 | 127.7458 | 20.6927 | N/A | N/A | N/A | N/A | -6.2797 | -0.15 | 41.8431 | N/A | -6.2797 | NPD | Point of sales |  | Measure | Energy Star 5.1 + 20%, 19.3 W on-mode power, assumed 1 W sleep mode power, 147 in2 screen area | 125.4689 | -24.0786 | 14.8077 |  | Mean | -0.11389 | Measure | LED-backlit, DVD included | 142.0925 | 169.99 | 179.99 |  | 214.99
| Brand | Categorical | Affinity Technologies | 2 | N/A | N/A | 120.4207 | 1.3697 | N/A | N/A | N/A | N/A | 33.7756 | 0.82 | 41.3443 | 0.013387 | 0.98958 | Weighting | % CA market |  | Measure | Energy Star 5.1 + 35%, 15.7 W on-mode power, assumed 1 W sleep mode power, 147 in2 screen area | 121.7645 | -27.783 | 17.0858 |  | St. Dev. | 0.14535
|  |  | All Other (Suppressed) | 10 | N/A | N/A | 118.4036 | 7.8863 | N/A | N/A | N/A | N/A | -10.2896 | -0.69 | 14.9502 | 0.38669 |  | CA unit sales | [8 empty] | Min | -0.33907
|  |  | Apex | 2 | N/A | N/A | 95.4594 | 7.3585 | N/A | N/A | N/A | N/A | -27.8972 | -1.48 | 18.8683 | 0.019129 |  | N observations | N unit sales | [7 empty] | Max | 0.11425
|  |  | Coby | 5 | N/A | N/A | 130.5768 | 26.2448 | N/A | N/A | N/A | N/A | 31.5668 | 0.91 | 34.6896 | 0.020015 |  | 94 | 51910.7
|  |  | Element | 6 | N/A | N/A | 111.0195 | 7.1688 | N/A | N/A | N/A | N/A | -22.3001 | -1.29 | 17.3431 | 0.15749 |  | R2 | Intercept
|  |  | Haier | 3 | N/A | N/A | 144.2417 | 12.8759 | N/A | N/A | N/A | N/A | 50.8107 | 1.14 | 44.5664 | 0.00054112 |  | 0.90363 | 64.8872
|  |  | Hitachi | 3 | N/A | N/A | 134.718 | 7.6623 | N/A | N/A | N/A | N/A | 44.7614 | 1.08 | 41.4029 | 0.020582 |  | MAE | Contr. Markup
|  |  | JVC | 3 | N/A | N/A | 189.21 | 25.8687 | N/A | N/A | N/A | N/A | 85.361 | 1.01 | 84.8415 | 9.6319e-05 |  | 12.107 | N/A
|  |  | Magnavox | 3 | N/A | N/A | 140.1357 | 6.1319 | N/A | N/A | N/A | N/A | 7.75 | 0.38 | 20.4902 | 0.034802
|  |  | Naxa | 3 | N/A | N/A | 178.6325 | 22.3349 | N/A | N/A | N/A | N/A | 29.4744 | 0.32 | 93.091 | 7.7055e-05
|  |  | Panasonic | 1 | N/A | N/A | 221.019 | 0 | N/A | N/A | N/A | N/A | 119.7413 | 0.67 | 178.8528 | 2.0227e-05
|  |  | Philips | 3 | N/A | N/A | 146.672 | 13.041 | N/A | N/A | N/A | N/A | 8.4608 | 0.3 | 28.0302 | 0.039086
|  |  | Samsung | 4 | N/A | N/A | 191.2196 | 25.4789 | N/A | N/A | N/A | N/A | 52.4914 | 1.79 | 29.244 | 0.010141
|  |  | Sansui | 11 | N/A | N/A | 166.1985 | 14.438 | N/A | N/A | N/A | N/A | 62.3172 | 1.48 | 42.1376 | 0.0046331
|  |  | Sharp | 1 | N/A | N/A | 135.5905 | 0 | N/A | N/A | N/A | N/A | -11.5375 | -0.07 | 175.9386 | 2.0227e-05
|  |  | Supersonic | 5 | N/A | N/A | 146.8432 | 28.9967 | N/A | N/A | N/A | N/A | 46.6248 | 0.87 | 53.9011 | 0.00059718
|  |  | Toshiba | 6 | N/A | N/A | 159.6569 | 21.3566 | N/A | N/A | N/A | N/A | 27.7256 | 1.11 | 24.8835 | 0.054471
|  |  | Viore | 4 | N/A | N/A | 145.8306 | 11.186 | N/A | N/A | N/A | N/A | -20.8159 | -1.17 | 17.7183 | 0.0033273
|  |  | Vizio | 11 | N/A | N/A | 147.5693 | 10.0324 | N/A | N/A | N/A | N/A | 16.5481 | 1.03 | 16.0705 | 0.18229
|  |  | Westinghouse | 2 | N/A | N/A | 110.6006 | 11.0508 | N/A | N/A | N/A | N/A | 22.3005 | 0.57 | 39.07 | 0.047618
|  |  | iSymphony | 6 | N/A | N/A | 156.2002 | 8.4923 | N/A | N/A | N/A | N/A | 0 | . | . | 0.0049787
| DVD Included | Binary | Yes | 18 | N/A | N/A | 188.8917 | 26.0546 | N/A | N/A | N/A | N/A | 40.7088 | 3.79 | 10.7325 | 0.014303 | 0.58227
|  |  | No | 76 | N/A | N/A | 126.8585 | 19.2227 | N/A | N/A | N/A | N/A | 0 | . | . | 0.9857
| USB Interface | Binary | Yes | 61 | N/A | N/A | 128.5086 | 20.9887 | N/A | N/A | N/A | N/A | 39.6762 | 1.56 | 25.391 | 0.89492 | 35.507
|  |  | No | 33 | N/A | N/A | 121.249 | 16.612 | N/A | N/A | N/A | N/A | 0 | . | . | 0.10508
| Quarter | Categorical | 1 | 30 | N/A | N/A | 132.3029 | 23.1221 | N/A | N/A | N/A | N/A | 15.6364 | 5.5 | 2.8442 | 0.38284 | 9.9228
|  |  | 2 | 34 | N/A | N/A | 128.6724 | 17.8438 | N/A | N/A | N/A | N/A | 12.2014 | 5.65 | 2.1576 | 0.32264
|  |  | 3 | 30 | N/A | N/A | 120.8071 | 18.2762 | N/A | N/A | N/A | N/A | 0 | . | . | 0.29453
CCFL-backlit LCD Televisions (55" screen size) | On-mode Power (W) | Continuous | 64.9-266 | 86 | 127.9952 | 19.9408 | 891.8985 | 133.8505 | N/A | N/A | Discrete | <=66.5, <=80.5 | -1.1791 | -2.73 | 0.43191 | N/A | -1.1791 | Data Source | Data Type | Workpaper measure | Baseline | Title 20 code minimum, 177.4 W on-mode power, 1 W sleep mode power, assumed 1270 in2 screen area | 742.2721 | - | - |  | Model Validation Summary Stats |  | Measure | CCFL-backlit, 120Hz refresh rate, network connected, LG | 1322.0251
| Sleep-mode Power (W) | Continuous | 0-1 | 86 | 0.40786 | 0.25551 | 891.8985 | 133.8505 | N/A | N/A | N/A | N/A | -161.1581 | -3.14 | 51.3032 | N/A | -161.1581 | NPD | Point of sales |  | Measure | Energy Star 5.1 + 20%, 86.4 W on-mode power, assumed 1 W sleep mode power, 1270 in2 screen area | 849.5691 | 107.297 | 39.3041 |  | Mean |  | Measure | CCFL-backlit, 120Hz refresh rate, network connected, Visio | 1256.887
| Brand | Categorical | All Other (Suppressed) | 2 | N/A | N/A | 459.2714 | 47.0797 | N/A | N/A | N/A | N/A | 94.3719 | 0.25 | 371.4982 | 0.00027488 | 118.4829 | Weighting | % CA market |  | Measure | Energy Star 5.1 + 35%, 70.2 W on-mode power, assumed 1 W sleep mode power, 1270 in2 screen area | 868.6703 | 126.3982 | 46.3011 |  | St. Dev. |  | Measure | CCFL-backlit, 120Hz refresh rate, not network connected, LG | 1321.309
|  |  | Element | 2 | N/A | N/A | 682.3075 | 0.87593 | N/A | N/A | N/A | N/A | 0 | . | . | 0.00040874 |  | CA unit sales | [8 empty] | Min |  | Measure | CCFL-backlit, 120Hz refresh rate, not network connected, Visio | 1256.1709
|  |  | Hitachi | 2 | N/A | N/A | 398.515 | 1.495 | N/A | N/A | N/A | N/A | -186.2637 | -0.4 | 464.9918 | 0.00010219 |  | N observations | N unit sales | [7 empty] | Max
|  |  | LG | 17 | N/A | N/A | 1018.861 | 101.3968 | N/A | N/A | N/A | N/A | 255.4404 | 10.38 | 24.6017 | 0.17858 |  | 86 | 19572.34
|  |  | Philips | 12 | N/A | N/A | 885.4634 | 84.4403 | N/A | N/A | N/A | N/A | 20.955 | 0.33 | 63.2952 | 0.13576 |  | R2 | Intercept
|  |  | SEIKI | 7 | N/A | N/A | 644.2819 | 40.1517 | N/A | N/A | N/A | N/A | -527.0765 | -1.14 | 461.0106 | 0.020853 |  | 0.92248 | 1048.449
|  |  | Samsung | 10 | N/A | N/A | 935.1698 | 127.0914 | N/A | N/A | N/A | N/A | 114.9381 | 0.59 | 193.5148 | 0.0021541 |  | MAE | Contr. Markup
|  |  | Sony | 4 | N/A | N/A | 949.9934 | 61.3597 | N/A | N/A | N/A | N/A | -218.0201 | -0.47 | 459.2301 | 0.029682 |  | 105.361 | N/A
|  |  | Toshiba | 1 | N/A | N/A | 1347.533 | 0 | N/A | N/A | N/A | N/A | 723.3612 | 1.6 | 452.6282 | 0.00010934
|  |  | Viore | 3 | N/A | N/A | 698.6991 | 25.9095 | N/A | N/A | N/A | N/A | -365.8272 | -0.77 | 473.8184 | 0.0015399
|  |  | Vizio | 16 | N/A | N/A | 932.4149 | 49.691 | N/A | N/A | N/A | N/A | 190.3023 | 3.93 | 48.4829 | 0.46092
|  |  | Westinghouse | 10 | N/A | N/A | 675.9706 | 63.5761 | N/A | N/A | N/A | N/A | 0 | . | . | 0.16962
| Refresh Rate (Hz) | Categorical | 60 or 120 | 69 | N/A | N/A | 891.188 | 133.3348 | N/A | N/A | N/A | N/A | 0 | . | . | 0.052182 | 4.103
|  |  | 240 | 17 | N/A | N/A | 954.2533 | 161.4783 | N/A | N/A | N/A | N/A | 4.3289 | 0.09 | 47.1866 | 0.94782
| 2D vs 3D | Categorical | 2D | 84 | N/A | N/A | 891.8676 | 133.824 | N/A | N/A | N/A | N/A | -218.388 | -0.44 | 492.119 | 0.99989 | -218.3646
|  |  | 3D | 2 | N/A | N/A | 1180.476 | 25.1142 | N/A | N/A | N/A | N/A | 0 | . | . | 0.00010729
| Network Connectivity | Categorical | No network connectivity | 52 | N/A | N/A | 840.8507 | 174.2267 | N/A | N/A | N/A | N/A | 0 | . | . | 0.40709 | 6.338
|  |  | Connected, no browser | 30 | N/A | N/A | 922.5985 | 63.2602 | N/A | N/A | N/A | N/A | 7.0541 | 0.03 | 229.3921 | 0.58805
|  |  | Connected (unspecified) | 4 | N/A | N/A | 1453.971 | 108.1799 | N/A | N/A | N/A | N/A | 451.1612 | 6.59 | 68.4613 | 0.0048538
| Program Guide | Binary | Yes | 16 | N/A | N/A | 821.5555 | 164.0302 | N/A | N/A | N/A | N/A | 453.8629 | 0.99 | 458.7919 | 0.052182 | 23.6836
|  |  | No | 70 | N/A | N/A | 895.7713 | 130.8953 | N/A | N/A | N/A | N/A | 0 | . | . | 0.94782
| Apps Included | Binary | Yes | 25 | N/A | N/A | 922.6876 | 63.05 | N/A | N/A | N/A | N/A | 103.0956 | 0.46 | 223.6196 | 0.58665 | 60.4807
|  |  | No | 61 | N/A | N/A | 848.2014 | 185.597 | N/A | N/A | N/A | N/A | 0 | . | . | 0.41335
| USB Interface | Binary | Yes | 82 | N/A | N/A | 892.1033 | 133.6342 | N/A | N/A | N/A | N/A | 145.3811 | 0.62 | 234.2015 | 0.99932 | 145.2817
|  |  | No | 4 | N/A | N/A | 592.6263 | 113.3628 | N/A | N/A | N/A | N/A | 0 | . | . | 0.00068362
| Quarter | Categorical | 1 | 28 | N/A | N/A | 864.7924 | 145.6633 | N/A | N/A | N/A | N/A | -54.1396 | -4.62 | 11.7156 | 0.36828 | -75.854
|  |  | 2 | 21 | N/A | N/A | 854.1224 | 145.6859 | N/A | N/A | N/A | N/A | -142.0305 | -7.65 | 18.5591 | 0.16131
|  |  | 3 | 16 | N/A | N/A | 838.6575 | 88.4631 | N/A | N/A | N/A | N/A | -224.0679 | -9.78 | 22.9176 | 0.1473
|  |  | 4 | 21 | N/A | N/A | 965.9239 | 93.6951 | N/A | N/A | N/A | N/A | 0 | . | . | 0.32311
CCFL-backlit LCD Televisions (46" screen size) | On-mode Power (W) | Continuous | 72.8-238.7 | 128 | 95.5191 | 16.3747 | 635.7107 | 148.2988 | N/A | N/A | Discrete | <=54.3, <=68.9 | -0.2531 | -0.34 | 0.74125 | N/A | -0.2531 | Data Source | Data Type | Workpaper measure | Baseline | Title 20 code minimum, 129.2 W on-mode power, 1 W sleep mode power, assumed 868 in2 screen area | 510.0399 | - | - |  | Model Validation Summary Stats |  | Measure | CCFL-backlit, 120Hz refresh rate, 2D, network connected, LG | 905.4155 | 709.99 |  | 716.3 | 929
| Sleep-mode Power (W) | Continuous | 0-0.9 | 128 | 0.17983 | 0.10317 | 635.7107 | 148.2988 | N/A | N/A | N/A | N/A | -142.8315 | -0.9 | 158.6136 | N/A | -142.8315 | NPD | Point of sales |  | Measure | Energy Star 5.1 + 20%, 72.7 W on-mode power, assumed 1 W sleep mode power, 868 in2 screen area | 524.3402 | 14.3003 | 41.8805 |  | Mean | 0.38102 | Measure | CCFL-backlit, 120Hz refresh rate, 2D, network connected, Samsung | 963.4769 | 669.99 |  |  | 881
| Brand | Categorical | All Other (Suppressed) | 10 | N/A | N/A | 463.781 | 29.3909 | N/A | N/A | N/A | N/A | 72.6324 | 1.24 | 58.668 | 0.019792 | 97.3873 | Weighting | % CA market |  | Measure | Energy Star 5.1 + 35%, 59.1 W on-mode power, assumed 1 W sleep mode power, 868 in2 screen area | 527.7824 | 17.7425 | 51.9615 |  | St. Dev. | 0.32401 | Measure | CCFL-backlit, 60Hz refresh rate, 2D, not network connected, Sony | 816.1244 |  |  | 698 |  | 699
|  |  | Apex | 4 | N/A | N/A | 373.5906 | 5.5782 | N/A | N/A | N/A | N/A | -132.4461 | -2.27 | 58.2368 | 0.11112 |  | CA unit sales | [8 empty] | Min | -0.025387 | Measure | CCFL-backlit, 60Hz refresh rate, 3D, not network connected, LG | 1082.9669 | 549.99 |  | 699.99 | 559 | 799
|  |  | Hitachi | 1 | N/A | N/A | 454.3303 | 0 | N/A | N/A | N/A | N/A | 43.9915 | 0.08 | 518.4857 | 2.7643e-05 |  | N observations | N unit sales | [7 empty] | Max | 0.96907 | Measure | CCFL-backlit, 120Hz refresh rate, 3D, network connected, Sony | 1375.802
|  |  | JVC | 3 | N/A | N/A | 647.5095 | 71.9005 | N/A | N/A | N/A | N/A | 218.4325 | 0.82 | 267.6745 | 0.00010652 |  | 128 | 39430.82
|  |  | LG | 4 | N/A | N/A | 622.1278 | 27.5716 | N/A | N/A | N/A | N/A | 191.2086 | 1.15 | 166.2345 | 0.00062312 |  | R2 | Intercept
|  |  | Magnavox | 4 | N/A | N/A | 533.8933 | 71.34 | N/A | N/A | N/A | N/A | 19.8817 | 0.27 | 73.5835 | 0.034058 |  | 0.96802 | 994.1133
|  |  | Mitsubishi | 1 | N/A | N/A | 366.41 | 0 | N/A | N/A | N/A | N/A | -73.0895 | -0.18 | 414.1549 | 5.0722e-05 |  | MAE | Contr. Markup
|  |  | Philips | 15 | N/A | N/A | 532.9971 | 62.4567 | N/A | N/A | N/A | N/A | -20.2879 | -0.28 | 71.409 | 0.078979 |  | 121.538 | N/A
|  |  | SEIKI | 3 | N/A | N/A | 462.2219 | 6.9676 | N/A | N/A | N/A | N/A | 21.3119 | 0.2 | 109.0952 | 0.0008468
|  |  | Samsung | 39 | N/A | N/A | 757.2175 | 76.8813 | N/A | N/A | N/A | N/A | 117.6035 | 1.44 | 81.8624 | 0.43506
|  |  | Sansui | 2 | N/A | N/A | 498.9812 | 19.7634 | N/A | N/A | N/A | N/A | 67.5611 | 0.18 | 370.7452 | 5.4019e-05
|  |  | Sanyo | 7 | N/A | N/A | 521.9326 | 48.4451 | N/A | N/A | N/A | N/A | 65.1531 | 1.18 | 54.984 | 0.14258
|  |  | Sharp | 5 | N/A | N/A | 579.4006 | 152.1938 | N/A | N/A | N/A | N/A | 109.0646 | 0.7 | 156.2675 | 0.00034694
|  |  | Sony | 27 | N/A | N/A | 683.1434 | 44.3527 | N/A | N/A | N/A | N/A | 292.9805 | 4.59 | 63.7982 | 0.17384
|  |  | Toshiba | 1 | N/A | N/A | 723.3524 | 0 | N/A | N/A | N/A | N/A | 259.4232 | 0.49 | 525.8636 | 2.6629e-05
|  |  | Westinghouse | 2 | N/A | N/A | 403.1352 | 3.4769 | N/A | N/A | N/A | N/A | 0 | . | . | 0.0024854
| Refresh Rate (Hz) | Categorical | 60 | 61 | N/A | N/A | 563.9314 | 120.6824 | N/A | N/A | N/A | N/A | -76.8339 | -1.28 | 59.863 | 0.66588 | -62.1298
|  |  | 120 | 54 | N/A | N/A | 780.1057 | 76.3471 | N/A | N/A | N/A | N/A | -33.1234 | -0.55 | 60.5324 | 0.33112
|  |  | 240 | 13 | N/A | N/A | 630.304 | 99.5643 | N/A | N/A | N/A | N/A | 0 | . | . | 0.003002
| 2D vs 3D | Categorical | 2D | 124 | N/A | N/A | 635.6299 | 148.2675 | N/A | N/A | N/A | N/A | -368.6145 | -2.07 | 178.46 | 0.99958 | -368.4581
|  |  | 3D | 4 | N/A | N/A | 826.0753 | 87.3082 | N/A | N/A | N/A | N/A | 0 | . | . | 0.00042429
| Network Connectivity | Categorical | No network connectivity | 90 | N/A | N/A | 539.7187 | 121.6046 | N/A | N/A | N/A | N/A | 0 | . | . | 0.54101 | 73.0431
|  |  | Wireless built-in | 7 | N/A | N/A | 604.1607 | 50.708 | N/A | N/A | N/A | N/A | 352.2285 | 3.28 | 107.5053 | 0.026206
|  |  | Ethernet | 8 | N/A | N/A | 513.5797 | 136.0199 | N/A | N/A | N/A | N/A | 195.0529 | 1.19 | 164.0965 | 0.00084604
|  |  | Network ready, no dongle | 23 | N/A | N/A | 758.3731 | 75.3508 | N/A | N/A | N/A | N/A | 147.3525 | 2.51 | 58.7588 | 0.43194
| Picture in a Picture | Binary | Yes | 36 | N/A | N/A | 680.3319 | 46.981 | N/A | N/A | N/A | N/A | -109.1593 | -5.5 | 19.8382 | 0.33447 | -36.5106
|  |  | No | 92 | N/A | N/A | 613.2858 | 174.4488 | N/A | N/A | N/A | N/A | 0 | . | . | 0.66553
| Analog Tuner | Binary | Yes | 117 | N/A | N/A | 635.749 | 148.3109 | N/A | N/A | N/A | N/A | 18.8912 | 0.22 | 85.6758 | 0.99835 | 18.86
|  |  | No | 11 | N/A | N/A | 612.5396 | 138.8873 | N/A | N/A | N/A | N/A | 0 | . | . | 0.0016502
| Apps Included | Binary | Yes | 24 | N/A | N/A | 605.9045 | 61.6053 | N/A | N/A | N/A | N/A | -96.4354 | -0.47 | 206.3945 | 0.028367 | -2.7356
|  |  | No | 104 | N/A | N/A | 636.5809 | 149.9904 | N/A | N/A | N/A | N/A | 0 | . | . | 0.97163
| Advanced Proprietary OS | Binary | Yes | 29 | N/A | N/A | 602.9746 | 66.6022 | N/A | N/A | N/A | N/A | -178.3105 | -0.81 | 219.2181 | 0.028798 | -5.1349
|  |  | No | 99 | N/A | N/A | 636.6814 | 149.9346 | N/A | N/A | N/A | N/A | 0 | . | . | 0.9712
| Quarter | Categorical | 1 | 36 | N/A | N/A | 605.9205 | 172.8231 | N/A | N/A | N/A | N/A | -7.2128 | -1.05 | 6.8584 | 0.37318 | -22.8625
|  |  | 2 | 33 | N/A | N/A | 615.2985 | 163.1846 | N/A | N/A | N/A | N/A | -70.776 | -7.94 | 8.9167 | 0.13822
|  |  | 3 | 22 | N/A | N/A | 582.9574 | 124.8354 | N/A | N/A | N/A | N/A | -100.1955 | -9.41 | 10.6439 | 0.10368
|  |  | 4 | 37 | N/A | N/A | 686.1308 | 100.5839 | N/A | N/A | N/A | N/A | 0 | . | . | 0.38492
CCFL-backlit LCD Televisions (40" screen size) | On-mode Power (W) | Continuous | 56.6-176 | 180 | 79.1246 | 19.2696 | 423.3979 | 127.5851 | N/A | N/A | Discrete | <=44.5, <=57.9 | -0.14247 | -0.37 | 0.38021 | N/A | -0.14247 | Data Source | Data Type | Workpaper measure | Baseline | Title 20 code minimum, 106.8 W on-mode power, 1 W sleep mode power, assumed 682 in2 screen area | 354.0035 | - | - |  | Model Validation Summary Stats |  | Measure | CCFL-backlit, 60Hz refresh rate, not network connected, Samsung | 600.3051 | 399.99 |  | 587.34 |  |  | 749.99
| Sleep-mode Power (W) | Continuous | 0-0.9 | 180 | 0.24021 | 0.15391 | 423.3979 | 127.5851 | N/A | N/A | N/A | N/A | -86.1089 | -1.08 | 79.4949 | N/A | -86.1089 | NPD | Point of sales |  | Measure | Energy Star 5.1 + 20%, 60.2 W on-mode power, assumed 1 W sleep mode power, 682 in2 screen area | 360.6428 | 6.6393 | 17.7178 |  | Mean | 0.088646 | Measure | CCFL-backlit, 60Hz refresh rate, not network connected, Sony | 598.397 | 469 |  | 469 | 449 | 499
| Brand | Categorical | Affinity Technologies | 2 | N/A | N/A | 313.3959 | 5.3746 | N/A | N/A | N/A | N/A | -39.4196 | -0.14 | 274.4941 | 0.00047719 | -52.181 | Weighting | % CA market |  | Measure | Energy Star 5.1 + 35%, 48.9 W on-mode power, assumed 1 W sleep mode power, 682 in2 screen area | 362.2527 | 8.2492 | 22.0141 |  | St. Dev. | 0.2635 | Measure | CCFL-backlit, 120Hz refresh rate, not network connected, Samsung | 523.0778 |  |  | 575
|  |  | All Other (Suppressed) | 3 | N/A | N/A | 309.8337 | 41.7451 | N/A | N/A | N/A | N/A | -79.1552 | -0.26 | 305.7984 | 0.00015259 |  | CA unit sales | [8 empty] | Min | -0.28216 | Measure | CCFL-backlit, 240Hz refresh rate, network connected, Samsung | 638.931 |  |  | 750
|  |  | Apex | 2 | N/A | N/A | 324.6838 | 1.7562 | N/A | N/A | N/A | N/A | -65.334 | -0.24 | 267.7639 | 0.00082636 |  | N observations | N unit sales | [7 empty] | Max | 0.5008 | Measure | CCFL-backlit, 240Hz refresh rate, network connected, Sony | 714.2501 |  |  | 995
|  |  | Element | 11 | N/A | N/A | 265.485 | 9.749 | N/A | N/A | N/A | N/A | -180.3546 | -0.69 | 259.9062 | 0.14484 |  | 180 | 85918.8
|  |  | Hitachi | 4 | N/A | N/A | 383.3446 | 6.5019 | N/A | N/A | N/A | N/A | -25.1819 | -0.1 | 258.8927 | 0.028504 |  | R2 | Intercept
|  |  | Magnavox | 4 | N/A | N/A | 382.5853 | 40.039 | N/A | N/A | N/A | N/A | -64.3548 | -0.24 | 264.297 | 0.076048 |  | 0.96241 | 667.1984
|  |  | Philips | 22 | N/A | N/A | 441.2849 | 29.6199 | N/A | N/A | N/A | N/A | -25.7919 | -0.1 | 264.2071 | 0.069752 |  | MAE | Contr. Markup
|  |  | RCA | 1 | N/A | N/A | 350 | 0 | N/A | N/A | N/A | N/A | -24.2504 | -0.04 | 646.7817 | 1.1639e-05 |  | 95.388 | N/A
|  |  | SEIKI | 8 | N/A | N/A | 313.9397 | 12.0367 | N/A | N/A | N/A | N/A | -108.3752 | -0.42 | 260.8984 | 0.031333
|  |  | Samsung | 37 | N/A | N/A | 582.6349 | 60.3941 | N/A | N/A | N/A | N/A | 14.3052 | 0.05 | 265.0679 | 0.24771
|  |  | Sansui | 4 | N/A | N/A | 307.3785 | 64.6433 | N/A | N/A | N/A | N/A | -139.1386 | -0.52 | 270.1365 | 0.0010902
|  |  | Sceptre | 9 | N/A | N/A | 313.1956 | 18.4479 | N/A | N/A | N/A | N/A | -121.7871 | -0.46 | 263.2084 | 0.10604
|  |  | Sharp | 10 | N/A | N/A | 450.3909 | 58.1074 | N/A | N/A | N/A | N/A | 8.2424 | 0.03 | 264.0856 | 0.0019276
|  |  | Sony | 38 | N/A | N/A | 536.4744 | 50.382 | N/A | N/A | N/A | N/A | 89.6244 | 0.34 | 261.276 | 0.1351
|  |  | Sylvania | 4 | N/A | N/A | 384.6583 | 18.1976 | N/A | N/A | N/A | N/A | -81.6336 | -0.3 | 273.6541 | 0.00079133
|  |  | TCL | 4 | N/A | N/A | 310.315 | 13.464 | N/A | N/A | N/A | N/A | -133.1067 | -0.51 | 261.3179 | 0.033239
|  |  | Toshiba | 6 | N/A | N/A | 523.4297 | 232.2857 | N/A | N/A | N/A | N/A | 99.4952 | 0.32 | 307.1819 | 0.00015305
|  |  | Viore | 4 | N/A | N/A | 369.2295 | 9.9671 | N/A | N/A | N/A | N/A | -37.709 | -0.14 | 265.1767 | 0.0011102
|  |  | Westinghouse | 5 | N/A | N/A | 343.3367 | 20.5519 | N/A | N/A | N/A | N/A | -109.6834 | -0.41 | 265.2846 | 0.12083
|  |  | iSymphony | 2 | N/A | N/A | 401.1008 | 0.63213 | N/A | N/A | N/A | N/A | 0 | . | . | 6.1221e-05
| Refresh Rate (Hz) | Categorical | 60 | 61 | N/A | N/A | 563.9314 | 120.6824 | N/A | N/A | N/A | N/A | 0 | . | . | 0.8494 | 0.65837
|  |  | 120 | 54 | N/A | N/A | 780.1057 | 76.3471 | N/A | N/A | N/A | N/A | 2.9137 | 0.28 | 10.5597 | 0.14491
|  |  | 240 | 13 | N/A | N/A | 630.304 | 99.5643 | N/A | N/A | N/A | N/A | 41.5396 | 1.42 | 29.2796 | 0.0056848
| Network Connectivity | Categorical | No network connectivity | 39 | N/A | N/A | 581.5946 | 61.1905 | N/A | N/A | N/A | N/A | -77.2273 | -2.7 | 28.5603 | 0.7488 | -57.8279
|  |  | Connected (unspecified) | 141 | N/A | N/A | 370.2294 | 96.1897 | N/A | N/A | N/A | N/A | 0 | . | . | 0.2512
| DVD Included | Binary | Yes | 4 | N/A | N/A | 837.9473 | 155.5561 | N/A | N/A | N/A | N/A | 228.8901 | 1.44 | 158.7562 | 0.00017004 | 0.038921
|  |  | No | 176 | N/A | N/A | 423.3274 | 127.4652 | N/A | N/A | N/A | N/A | 0 | . | . | 0.99983
| Analog Tuner | Binary | Yes | 25 | N/A | N/A | 403.6587 | 110.125 | N/A | N/A | N/A | N/A | -96.6532 | -6.41 | 15.0837 | 0.87065 | -84.1512
|  |  | No | 155 | N/A | N/A | 556.2629 | 154.722 | N/A | N/A | N/A | N/A | 0 | . | . | 0.12935
| Quarter | Categorical | 1 | 52 | N/A | N/A | 460.5307 | 112.6947 | N/A | N/A | N/A | N/A | -16.494 | -3.24 | 5.0873 | 0.29945 | -18.407
|  |  | 2 | 42 | N/A | N/A | 401.5871 | 116.3967 | N/A | N/A | N/A | N/A | -49.5699 | -6.89 | 7.1893 | 0.1116
|  |  | 3 | 34 | N/A | N/A | 334.3135 | 86.462 | N/A | N/A | N/A | N/A | -73.1057 | -8.79 | 8.314 | 0.10855
|  |  | 4 | 52 | N/A | N/A | 425.4481 | 135.5135 | N/A | N/A | N/A | N/A | 0 | . | . | 0.48039
CCFL-backlit LCD Televisions (32" screen size) | On-mode Power (W) | Continuous | 38.8-112.3 | 329 | 55.8111 | 8.2742 | 271.3082 | 54.2314 | N/A | N/A | Discrete | <=30.4, <=34.6 | 1.3358 | 3.74 | 0.35742 | N/A | 1.3358 | Data Source | Data Type | Workpaper measure | Baseline | Title 20 code minimum, 76 W on-mode power, 1 W sleep mode power, assumed 425 in2 screen area | 200.8914 | - | - |  | Model Validation Summary Stats |  | Measure | CCFL-backlit, 720p, 2D, Toshiba | 291.9237 |  | 279.99 | 219
| Sleep-mode Power (W) | Continuous | 0.1-1 | 329 | 0.34797 | 0.11921 | 271.3082 | 54.2314 | N/A | N/A | N/A | N/A | -43.9674 | -1.24 | 35.3551 | N/A | -43.9674 | NPD | Point of sales |  | Measure | Energy Star 5.1 + 20%, 43 W on-mode power, assumed 1 W sleep mode power, 425 in2 screen area | 156.8085 | -44.0829 | 11.795 |  | Mean | -0.14194 | Measure | CCFL-backlit, 720p 2D, Samsung | 212.3604 |  |  | 292 | 330 | 349
| Brand | Categorical | AOC | 10 | N/A | N/A | 215.2472 | 30.7295 | N/A | N/A | N/A | N/A | -58.238 | -1.44 | 40.454 | 0.0015809 | 0.50758 | Weighting | % CA market |  | Measure | Energy Star 5.1 + 35%, 34.9 W on-mode power, assumed 1 W sleep mode power, 425 in2 screen area | 145.9881 | -54.9033 | 14.6901 |  | St. Dev. | 0.25436 | Measure | CCFL-backlit, 1080p, 2D, LG | 264.0442 | 329 |  | 311
|  |  | All Other (Suppressed) | 41 | N/A | N/A | 239.5798 | 10.2781 | N/A | N/A | N/A | N/A | -109.1881 | -2.66 | 41.0147 | 0.12016 |  | CA unit sales | [8 empty] | Min | -0.39152 | Measure | CCFL-backlit, 1080p, 3D, Samsung | 303.2345
|  |  | Apex | 5 | N/A | N/A | 207.5757 | 3.7614 | N/A | N/A | N/A | N/A | -17.6562 | -0.47 | 37.9604 | 0.07777 |  | N observations | N unit sales | [7 empty] | Max | 0.33298
|  |  | Emerson | 1 | N/A | N/A | 227.0876 | 0 | N/A | N/A | N/A | N/A | -116.8891 | -2.77 | 42.1288 | 0.0048768 |  | 329 | 313113.8
|  |  | Haier | 4 | N/A | N/A | 262.9606 | 9.3883 | N/A | N/A | N/A | N/A | 28.5895 | 0.71 | 40.0102 | 0.0025971 |  | R2 | Intercept
|  |  | Hitachi | 4 | N/A | N/A | 251.0221 | 16.1075 | N/A | N/A | N/A | N/A | -23.6641 | -0.51 | 46.1426 | 0.00073411 |  | 0.95642 | 173.2727
|  |  | JVC | 17 | N/A | N/A | 328.7485 | 27.3777 | N/A | N/A | N/A | N/A | 47.9374 | 1.24 | 38.7794 | 0.014493 |  | MAE | Contr. Markup
|  |  | LG | 13 | N/A | N/A | 379.1374 | 12.2599 | N/A | N/A | N/A | N/A | 55.1662 | 1.39 | 39.6214 | 0.021831 |  | 73.351 | N/A
|  |  | Magnavox | 11 | N/A | N/A | 261.6629 | 25.3662 | N/A | N/A | N/A | N/A | 9.3035 | 0.25 | 37.6604 | 0.072522
|  |  | Panasonic | 22 | N/A | N/A | 315.0748 | 28.1216 | N/A | N/A | N/A | N/A | 50.2708 | 1.34 | 37.4107 | 0.06469
|  |  | Philips | 12 | N/A | N/A | 267.1861 | 7.1116 | N/A | N/A | N/A | N/A | -7.8682 | -0.2 | 40.1495 | 0.051097
|  |  | RCA | 1 | N/A | N/A | 254.365 | 0 | N/A | N/A | N/A | N/A | -59.9001 | -0.32 | 190.1247 | 1.2775e-05
|  |  | SEIKI | 7 | N/A | N/A | 204.5546 | 14.0178 | N/A | N/A | N/A | N/A | -80.1632 | -2.1 | 38.0838 | 0.015049
|  |  | Samsung | 30 | N/A | N/A | 330.1187 | 34.5702 | N/A | N/A | N/A | N/A | 68.497 | 1.73 | 39.6347 | 0.035643
|  |  | Sansui | 22 | N/A | N/A | 349.3414 | 108.1961 | N/A | N/A | N/A | N/A | -8.6967 | -0.2 | 42.8992 | 0.0012959
|  |  | Sanyo | 4 | N/A | N/A | 274.9127 | 8.0248 | N/A | N/A | N/A | N/A | 31.5584 | 0.83 | 38.1235 | 0.049081
|  |  | Sceptre | 5 | N/A | N/A | 209.1346 | 12.5256 | N/A | N/A | N/A | N/A | -19.9957 | -0.53 | 37.9647 | 0.041314
|  |  | Sharp | 8 | N/A | N/A | 312.1769 | 36.4641 | N/A | N/A | N/A | N/A | 54.3992 | 1.35 | 40.2174 | 0.002592
|  |  | Sony | 38 | N/A | N/A | 393.4378 | 59.5471 | N/A | N/A | N/A | N/A | 87.1985 | 2.28 | 38.1955 | 0.054747
|  |  | Sylvania | 16 | N/A | N/A | 257.0592 | 14.1465 | N/A | N/A | N/A | N/A | 2.3028 | 0.06 | 37.7513 | 0.034065
|  |  | TCL | 4 | N/A | N/A | 253.7777 | 3.207 | N/A | N/A | N/A | N/A | -62.58 | -1.6 | 39.0944 | 0.0035291
|  |  | Toshiba | 8 | N/A | N/A | 431.2194 | 137.0854 | N/A | N/A | N/A | N/A | 148.0603 | 1.82 | 81.4526 | 8.7476e-05
|  |  | Viore | 6 | N/A | N/A | 259.563 | 15.3221 | N/A | N/A | N/A | N/A | 6.261 | 0.07 | 90.4968 | 6.5344e-05
|  |  | Vizio | 24 | N/A | N/A | 278.5185 | 31.693 | N/A | N/A | N/A | N/A | 21.6308 | 0.57 | 37.966 | 0.27332
|  |  | Westinghouse | 10 | N/A | N/A | 217.6816 | 11.8833 | N/A | N/A | N/A | N/A | -43.5636 | -1.18 | 37.0083 | 0.056517
|  |  | iSymphony | 6 | N/A | N/A | 281.2073 | 29.9067 | N/A | N/A | N/A | N/A | 0 | . | . | 0.00033065
| Resolution | Categorical | 720p | 223 | N/A | N/A | 261.0845 | 37.4992 | N/A | N/A | N/A | N/A | 0 | . | . | 0.89669 | 6.7167
|  |  | 1080p | 106 | N/A | N/A | 360.0447 | 86.4949 | N/A | N/A | N/A | N/A | 65.0146 | 14.76 | 4.4047 | 0.10331
| DVD Included | Binary | Yes | 40 | N/A | N/A | 312.015 | 31.8026 | N/A | N/A | N/A | N/A | 17.5033 | 1.64 | 10.6807 | 0.024896 | 0.43576
|  |  | No | 289 | N/A | N/A | 270.2688 | 54.2856 | N/A | N/A | N/A | N/A | 0 | . | . | 0.9751
| USB Interface | Binary | Yes | 180 | N/A | N/A | 277.0656 | 56.3086 | N/A | N/A | N/A | N/A | -22.4085 | -2.67 | 8.4038 | 0.71777 | -16.0842
|  |  | No | 149 | N/A | N/A | 256.6657 | 45.3692 | N/A | N/A | N/A | N/A | 0 | . | . | 0.28223
| 2D vs 3D | Categorical | 2D | 325 | N/A | N/A | 269.2648 | 52.4029 | N/A | N/A | N/A | N/A | -25.8595 | -1.78 | 14.5398 | 0.98194 | -25.3926
|  |  | 3D | 4 | N/A | N/A | 382.4211 | 31.1521 | N/A | N/A | N/A | N/A | 0 | . | . | 0.018057
| Network Connectivity | Categorical | No network connectivity | 305 | N/A | N/A | 267.0748 | 48.1859 | N/A | N/A | N/A | N/A | 0 | . | . | 0.97073 | 1.4037
|  |  | Connected, no browser | 20 | N/A | N/A | 385.5572 | 43.4296 | N/A | N/A | N/A | N/A | 38.0568 | 2.59 | 14.6707 | 0.020971
|  |  | Connected w/built-in browser | 4 | N/A | N/A | 477.8108 | 17.6981 | N/A | N/A | N/A | N/A | 72.9805 | 6.09 | 11.9875 | 0.0082976
| Program Guide | Binary | Yes | 20 | N/A | N/A | 275.8097 | 56.3629 | N/A | N/A | N/A | N/A | 84.8973 | 4.6 | 18.444 | 0.12598 | 10.695
|  |  | No | 309 | N/A | N/A | 240.0763 | 13.7649 | N/A | N/A | N/A | N/A | 0 | . | . | 0.87402
| Quarter | Categorical | 1 | 98 | N/A | N/A | 272.9496 | 49.2385 | N/A | N/A | N/A | N/A | -6.1445 | -3.78 | 1.6277 | 0.29235 | -8.2201
|  |  | 2 | 78 | N/A | N/A | 250.8313 | 40.4825 | N/A | N/A | N/A | N/A | -16.3316 | -7.52 | 2.173 | 0.14413
|  |  | 3 | 61 | N/A | N/A | 238.8462 | 35.1823 | N/A | N/A | N/A | N/A | -29.2122 | -13.02 | 2.2433 | 0.13932
|  |  | 4 | 92 | N/A | N/A | 287.7958 | 59.4698 | N/A | N/A | N/A | N/A | 0 | . | . | 0.4242
CCFL-backlit LCD Televisions (22" screen size) | On-mode Power (W) | Continuous | 26.7-56.1 | 86 | 30.2221 | 3.2762 | 170.8884 | 18.2627 | N/A | N/A | Discrete | <=19.7, <=21.0 | -0.54842 | -0.26 | 2.1136 | N/A | -0.54842 | Data Source | Data Type | Workpaper measure | Baseline | Title 20 code minimum, 48.7 W on-mode power, 1 W sleep mode power, assumed 197.5 in2 screen area | 94.4216 | - | - |  | Model Validation Summary Stats |  | Measure | CCFL-backlit, 720p, no DVD | 212.0474 |  |  | 189
| Sleep-mode Power (W) | Continuous | 0.1-0.8 | 86 | 0.33955 | 0.08719 | 170.8884 | 18.2627 | N/A | N/A | N/A | N/A | -100.4366 | -0.81 | 123.2374 | N/A | -100.4366 | NPD | Point of sales |  | Measure | Energy Star 5.1 + 20%, 24.5 W on-mode power, assumed 1 W sleep mode power, 197.5 in2 screen area | 107.6933 | 13.2717 | 51.1492 |  | Mean | 0.60942 | Measure | CCFL-backlit, 1080p, no DVD | 278.2168 | 149.99 | 109.99 | 209.12 | 266.05
| Brand | Categorical | AOC | 4 | N/A | N/A | 89.2889 | 7.4681 | N/A | N/A | N/A | N/A | -108.9036 | -2.21 | 49.2612 | 0.00084102 | -9.8454 | Weighting | % CA market |  | Measure | Energy Star 5.1 + 35%, 19.9 W on-mode power, assumed 1 W sleep mode power, 425 in2 screen area | 110.216 | 15.7944 | 60.8717 |  | St. Dev. | 0.56744 | Measure | CCFL-backlit, 720p, DVD included | 238.3984 | 229.99 |  | 179.99 |  | 189
|  |  | All Other (Suppressed) | 14 | N/A | N/A | 167.8475 | 18.805 | N/A | N/A | N/A | N/A | -16.0256 | -0.73 | 21.9449 | 0.043054 |  | CA unit sales | [8 empty] | Min | 0.03656 | Measure | CCFL-backlit, 1080p, DVD included | 304.5679 | 159.99 | 119.99 | 239.95
|  |  | Emerson | 1 | N/A | N/A | 142.4 | 0 | N/A | N/A | N/A | N/A | -9.0925 | -0.05 | 194.1557 | 3.9764e-05 |  | N observations | N unit sales | [7 empty] | Max | 1.5383
|  |  | LG | 2 | N/A | N/A | 158.0762 | 15.8744 | N/A | N/A | N/A | N/A | -15.3904 | -0.15 | 102.3412 | 0.00016701 |  | 86 | 25148.11
|  |  | Magnavox | 3 | N/A | N/A | 188.1379 | 0.41363 | N/A | N/A | N/A | N/A | 39.2477 | 1.08 | 36.3998 | 0.0020359 |  | R2 | Intercept
|  |  | Philips | 7 | N/A | N/A | 189.6737 | 13.769 | N/A | N/A | N/A | N/A | -1.1719 | -0.02 | 64.015 | 0.0095435 |  | 0.7259 | 221.8928
|  |  | Polaroid | 8 | N/A | N/A | 172.3073 | 14.7864 | N/A | N/A | N/A | N/A | -16.6245 | -0.77 | 21.472 | 0.63434 |  | MAE | Contr. Markup
|  |  | RCA | 1 | N/A | N/A | 203.4381 | 0 | N/A | N/A | N/A | N/A | 48.8076 | 0.26 | 188.4669 | 4.1753e-05 |  | 29.696 | N/A
|  |  | Samsung | 8 | N/A | N/A | 211.5054 | 24.895 | N/A | N/A | N/A | N/A | 18.0683 | 0.77 | 23.3354 | 0.015134
|  |  | Sansui | 3 | N/A | N/A | 108.8891 | 43.5803 | N/A | N/A | N/A | N/A | -49.1154 | -0.64 | 77.0099 | 0.00025091
|  |  | Sharp | 1 | N/A | N/A | 150.1238 | 0 | N/A | N/A | N/A | N/A | 0.90799 | 0 | 190.4871 | 4.1753e-05
|  |  | Sony | 7 | N/A | N/A | 238.4681 | 23.9522 | N/A | N/A | N/A | N/A | 64.8544 | 1.8 | 36.1082 | 0.0040234
|  |  | Sylvania | 11 | N/A | N/A | 178.0246 | 15.3358 | N/A | N/A | N/A | N/A | 6.9545 | 0.19 | 36.0138 | 0.11826
|  |  | Toshiba | 7 | N/A | N/A | 244.5031 | 69.4125 | N/A | N/A | N/A | N/A | 93.8359 | 2.37 | 39.546 | 0.0010251
|  |  | Viewsonic | 3 | N/A | N/A | 174.1973 | 43.73 | N/A | N/A | N/A | N/A | -41.9338 | -0.47 | 89.1528 | 0.00043741
|  |  | Vizio | 2 | N/A | N/A | 64 | 34 | N/A | N/A | N/A | N/A | -106.3525 | -0.75 | 142.3958 | 7.9529e-05
|  |  | Westinghouse | 4 | N/A | N/A | 155.096 | 11.1258 | N/A | N/A | N/A | N/A | 0 | . | . | 0.17069
| Resolution | Categorical | 720p | 73 | N/A | N/A | 170.3269 | 17.2277 | N/A | N/A | N/A | N/A | 0 | . | . | 0.98676 | 0.87587
|  |  | 1080p | 13 | N/A | N/A | 212.7435 | 36.0034 | N/A | N/A | N/A | N/A | 66.1695 | 2.71 | 24.4224 | 0.013237
| DVD Included | Binary | Yes | 12 | N/A | N/A | 185.8269 | 5.4702 | N/A | N/A | N/A | N/A | 26.351 | 8.1 | 3.2525 | 0.32575 | 8.5837
|  |  | No | 74 | N/A | N/A | 163.6712 | 17.8969 | N/A | N/A | N/A | N/A | 0 | . | . | 0.67425
| Quarter | Categorical | 1 | 24 | N/A | N/A | 172.4235 | 20.0975 | N/A | N/A | N/A | N/A | 0.24164 | 0.08 | 3.1309 | 0.21755 | 0.059086
|  |  | 2 | 21 | N/A | N/A | 178.0892 | 18.0174 | N/A | N/A | N/A | N/A | 2.7418 | 0.67 | 4.1014 | 0.11335
|  |  | 3 | 20 | N/A | N/A | 172.1225 | 17.0045 | N/A | N/A | N/A | N/A | -2.7839 | -0.56 | 4.9528 | 0.10929
|  |  | 4 | 21 | N/A | N/A | 168.5928 | 17.3105 | N/A | N/A | N/A | N/A | 0 | . | . | 0.55981
CCFL-backlit LCD Televisions (19" screen size) | On-mode Power (W) | Continuous | 21.2-44 | 100 | 26.7704 | 3.2494 | 153.753 | 28.0774 | N/A | N/A | Discrete | <=19.7, <=21.0 | 2.0955 | 6.4 | 0.3276 | N/A | 2.0955 | Data Source | Data Type | Workpaper measure | Baseline | Title 20 code minimum, 42.7 W on-mode power, 1 W sleep mode power, assumed 147 in2 screen area | 183.0975 | - | - |  | Model Validation Summary Stats |  | Measure | CCFL-backlit, no DVD | 74.4558 | 99.79 | 89.99 | 69.99
| Sleep-mode Power (W) | Continuous | 0.1-0.8 | 100 | 0.3408 | 0.11752 | 153.753 | 28.0774 | N/A | N/A | N/A | N/A | -6.1222 | -0.41 | 14.8012 | N/A | -6.1222 | NPD | Point of sales |  | Measure | Energy Star 5.1 + 20%, 19.3 W on-mode power, assumed 1 W sleep mode power, 147 in2 screen area | 134.0633 | -49.0343 | 7.6659 |  | Mean | -0.052903 | Measure | CCFL-backlit, DVD included | 129.1566 |  | 99.99 | 138.74 |  | 157
| Brand | Categorical | All Other (Suppressed) | 33 | N/A | N/A | 158.5791 | 29.5528 | N/A | N/A | N/A | N/A | -35.996 | -1.84 | 19.5183 | 0.66169 | -32.2299 | Weighting | % CA market |  | Measure | Energy Star 5.1 + 35%, 15.7 W on-mode power, assumed 1 W sleep mode power, 147 in2 screen area | 126.5195 | -56.578 | 8.8452 |  | St. Dev. | 0.20141
|  |  | Emerson | 2 | N/A | N/A | 157.7386 | 1.8485 | N/A | N/A | N/A | N/A | -41.5486 | -2.08 | 19.9463 | 0.031927 |  | CA unit sales | [8 empty] | Min | -0.25388
|  |  | Hannspree | 4 | N/A | N/A | 110.1244 | 2.4173 | N/A | N/A | N/A | N/A | -49.7059 | -2.37 | 20.9657 | 0.0068951 |  | N observations | N unit sales | [7 empty] | Max | 0.2917
|  |  | JVC | 1 | N/A | N/A | 240.6095 | 0 | N/A | N/A | N/A | N/A | 74.6005 | 0.64 | 115.8899 | 2.8171e-05 |  | 100 | 37272.76
|  |  | LG | 1 | N/A | N/A | 351.619 | 0 | N/A | N/A | N/A | N/A | 193.7465 | 1.67 | 115.9021 | 2.8171e-05 |  | R2 | Intercept
|  |  | Magnavox | 8 | N/A | N/A | 204.6638 | 28.0509 | N/A | N/A | N/A | N/A | 22.1282 | 1.05 | 21.1644 | 0.0056341 |  | 0.96318 | 100.7872
|  |  | Philips | 6 | N/A | N/A | 155.7036 | 7.4357 | N/A | N/A | N/A | N/A | -12.8488 | -0.63 | 20.2411 | 0.087337 |  | MAE | Contr. Markup
|  |  | Samsung | 1 | N/A | N/A | 100.4476 | 0 | N/A | N/A | N/A | N/A | -46.928 | -0.41 | 115.8653 | 2.8171e-05 |  | 23.627 | N/A
|  |  | Sansui | 9 | N/A | N/A | 148.1389 | 55.7929 | N/A | N/A | N/A | N/A | -18.1513 | -0.59 | 30.8624 | 0.00063344
|  |  | Sharp | 5 | N/A | N/A | 200.2526 | 51.4655 | N/A | N/A | N/A | N/A | 25.6 | 1.1 | 23.3744 | 0.0023516
|  |  | Sylvania | 17 | N/A | N/A | 135.9848 | 19.5484 | N/A | N/A | N/A | N/A | -28.6618 | -1.47 | 19.4848 | 0.20172
|  |  | Toshiba | 9 | N/A | N/A | 158.9768 | 45.3636 | N/A | N/A | N/A | N/A | -31.5144 | -1.03 | 30.5901 | 0.00065919
|  |  | Vizio | 2 | N/A | N/A | 178 | 0 | N/A | N/A | N/A | N/A | 29.4827 | 0.42 | 70.3284 | 8.0488e-05
|  |  | iSymphony | 2 | N/A | N/A | 143.0838 | 7.1848 | N/A | N/A | N/A | N/A | 0 | . | . | 0.00099268
| DVD Included | Binary | Yes | 39 | N/A | N/A | 173.4046 | 13.8497 | N/A | N/A | N/A | N/A | 54.7009 | 11.38 | 4.807 | 0.57115 | 31.2424
|  |  | No | 61 | N/A | N/A | 127.5805 | 19.5827 | N/A | N/A | N/A | N/A | 0 | . | . | 0.42885
| USB Interface | Binary | Yes | 41 | N/A | N/A | 169.5282 | 14.7572 | N/A | N/A | N/A | N/A | 9.2262 | 2.32 | 3.9701 | 0.63931 | 5.8984
|  |  | No | 59 | N/A | N/A | 125.7919 | 24.0155 | N/A | N/A | N/A | N/A | 0 | . | . | 0.36069
| Quarter | Categorical | 1 | 29 | N/A | N/A | 158.8468 | 30.1508 | N/A | N/A | N/A | N/A | -2.1253 | -1.44 | 1.478 | 0.26874 | -5.9556
|  |  | 2 | 23 | N/A | N/A | 157.0585 | 15.6543 | N/A | N/A | N/A | N/A | -23.2756 | -9.75 | 2.3875 | 0.11537
|  |  | 3 | 15 | N/A | N/A | 155.604 | 12.1386 | N/A | N/A | N/A | N/A | -30.5101 | -12.4 | 2.4612 | 0.088463
|  |  | 4 | 33 | N/A | N/A | 150.1241 | 30.3945 | N/A | N/A | N/A | N/A | 0 | . | . | 0.52743
Plasma Televisions (all screen sizes) | Display size (inches diagonal) | Continuous | 42-65 | 921 | 48.4175 | 5.8547 | 763.6797 | 503.7921 | N/A | N/A | Discrete | <=54.3, <=68.9 | 25.2679 | 9.15 | 2.7624 | N/A | 25.2679 | Data Source | Data Type | Workpaper measure | Baseline | Title 20 code minimum, 146.7 W on-mode power, 1 W sleep mode power, assumed 1014 in2 screen area | 2571.1479 | - | - |  | Model Validation Summary Stats |  | Measure | 51", Samsung, 1920x1080 resolution, 2D, Energy Star (6.0) compliant (114 W on-mode power, 1 W sleep mode power) | 656.6009 | 649.99 | 649.99 | 635.99 | 647.99 | 649
| On-mode Power (W) | Continuous | 69-388 | 921 | 119.9139 | 30.7349 | 763.6797 | 503.7921 | N/A | N/A | N/A | N/A | 5.8025 | 10.24 | 0.56639 | N/A | 5.8025 | NPD | Point of sales |  | Measure | Energy Star 5.1 + 20%, 82.5 W on-mode power, assumed 1 W sleep mode power, 868 in2 screen area | 948.9496 | -1622.1983 | 177.3471 |  | Mean | #DIV/0! | Measure | 51", Samsung, 1920x1080 resolution, 3D, not Energy Star (6.0) compliant (155 W on-mode power, 1 W sleep mode power) | 1341.0718 | 1899 | 1899 | 1897 | 1897
| Sleep-mode Power (W) | Continuous | 0.1-0.9 | 921 | 0.3513 | 0.2285 | 763.6797 | 503.7921 | N/A | N/A | N/A | N/A | -40.078 | -0.77 | 51.9454 | N/A | -40.078 | Weighting | % CA market |  | Measure | Energy Star 5.1 + 35%, 67.1 W on-mode power, assumed 1 W sleep mode power, 868 in2 screen area | 559.8241 | -2011.3237 | 219.8883 |  | St. Dev. | #DIV/0! | Measure | 50", Panasonic, 1920x1080 resolution, 3D, Energy Star (6.0) compliant (114 W on-mode power, 1 W sleep mode power) | 1238.3912 | 912.59 | 999 | 1149 | 1406 | 699
| Brand | Categorical | All Other (Suppressed) | 58 | N/A | N/A | 457.3689 | 83.9361 | N/A | N/A | N/A | N/A | 199.3366 | 3.33 | 59.8044 | 0.14 | 253.4515 | CA unit sales | [8 empty] | Min | 0 | Measure | 50", Panasonic, 1024x768 resolution, 2D, not Energy Star (6.0) compliant (129 W on-mode power, 1 W sleep mode power) | 812.1361 | 549 | 499 | 549 | 747 | 499
|  |  | LG | 140 | N/A | N/A | 696.6478 | 281.8961 | N/A | N/A | N/A | N/A | 79.2266 | 1.35 | 58.8472 | 0.071562 |  | N observations | N unit sales | [7 empty] | Max | 0
|  |  | Panasonic | 411 | N/A | N/A | 873.1848 | 559.5259 | N/A | N/A | N/A | N/A | 366.9415 | 6.58 | 55.7996 | 0.38582 |  | 921 | 523779.1
|  |  | Pioneer | 5 | N/A | N/A | 2360.805 | 1330.76 | N/A | N/A | N/A | N/A | 578.4296 | 0.39 | 1493.425 | 2.6328e-05 |  | R2 | Intercept
|  |  | Samsung | 288 | N/A | N/A | 793.4568 | 528.781 | N/A | N/A | N/A | N/A | 206.4507 | 3.63 | 56.8192 | 0.37919 |  | 0.79205 | -1459.9219
|  |  | Zenith | 19 | N/A | N/A | 511.369 | 112.2404 | N/A | N/A | N/A | N/A | 0 | . | . | 0.023394 |  | MAE | Contr. Markup
| Resolution | Categorical | 1024 x 768 | 213 | N/A | N/A | 517.377 | 97.7107 | N/A | N/A | N/A | N/A | -66.7256 | -2.52 | 26.506 | 0.43254 | -53.9533 | 350.618 | N/A
|  |  | 1280 x 1080 | 2 | N/A | N/A | 908.6776 | 139.2219 | N/A | N/A | N/A | N/A | -650.5848 | -0.17 | 3783.0173 | 4.0857e-06
|  |  | 1280 x 720 | 14 | N/A | N/A | 625.9399 | 96.9501 | N/A | N/A | N/A | N/A | -541.7724 | -8.75 | 61.8943 | 0.018282
|  |  | 1365 x 768 | 42 | N/A | N/A | 608.2017 | 93.9391 | N/A | N/A | N/A | N/A | -367.4007 | -7 | 52.4538 | 0.027379
|  |  | 1366 x 768 | 54 | N/A | N/A | 518.6336 | 84.1858 | N/A | N/A | N/A | N/A | -30.164 | -0.86 | 35.2229 | 0.16992
|  |  | 1920 x 1080 | 596 | N/A | N/A | 1204.022 | 636.0974 | N/A | N/A | N/A | N/A | 0 | . | . | 0.35188
| 2D vs 3D | Categorical | 2D | 592 | N/A | N/A | 592.7278 | 212.8398 | N/A | N/A | N/A | N/A | 0 | . | . | 0.79102 | 93.3225
|  |  | 3D | 329 | N/A | N/A | 1410.768 | 716.7281 | N/A | N/A | N/A | N/A | 446.5674 | 16.88 | 26.456 | 0.20898
| Quarter | Categorical | 1 | 255 | N/A | N/A | 758.1975 | 465.5884 | N/A | N/A | N/A | N/A | -2.9817 | -0.16 | 19.1867 | 0.2676 | 25.6478
|  |  | 2 | 233 | N/A | N/A | 809.4584 | 575.7196 | N/A | N/A | N/A | N/A | 99.1534 | 4.21 | 23.5759 | 0.16716
|  |  | 3 | 203 | N/A | N/A | 745.1691 | 520.5684 | N/A | N/A | N/A | N/A | 62.0567 | 2.56 | 24.2227 | 0.15907
|  |  | 4 | 230 | N/A | N/A | 755.7006 | 488.3032 | N/A | N/A | N/A | N/A | 0 | . | . | 0.40617
Residential HVAC
Room AC (cooling only, window units only) | Energy Star | Binary | Yes | 398 | N/A | N/A | 220.53 | 1272.79 | N/A | N/A | Binary | Yes | -10.25 | -1.1 | 9.29 | N/A | -10.25 | Data Source | Data Type | Workpaper measures | Baseline | Non-Energy Star with louvered sides 6,000 btuh 9.7 EER | 147.0619 | 17.29 | 10.08 | * Plot is of the actual purchase price of 399 RAC bought through the CA C4A program vs. | Model Validation Summary Stats
|  |  | No | 240 | N/A | N/A | 146.72 | 1406.07 |  |  |  | No | 0 | -- | -- | N/A | 0 | NPD | Point of sales |  | Measure | Energy Star with louvered sides 6,000 btuh 10.7 EER | 164.3519 |  |  | Modeled price. Dotted line represents a perfect model fit (slope = 1). | Mean | 0.041112
| Capacity (btuh) | Continuous | 5,500 - 29,000 | 638 | 11086 | 5382 | 183.34 | 1447.97 | N/A | N/A | Continuous | Not specified | 0.023 | 32.22 | 0.0007 | N/A | 0.023 | Weighting | % CA market |  | Baseline | Non-Energy Star without louvered sides 6,000 btuh 9.0 EER | 127.7839 | 14.536 | 9.072 |  | Standard Error | 0.010711
| Chassis type | Categorical | Not Specified | 143 | N/A | N/A | 276.15 | 655.59 | N/A | N/A | N/A | N/A | 0 | -- | -- | 0.042896 | 1.3878 | CA unit sales | 63.6% |  | Measure | Energy Star without louvered sides 6,000 btuh 9.9 EER | 142.3199 |  |  |  | Median | 0.020338
|  |  | Fixed | 333 | N/A | N/A | 174.4 | 1704.49 |  | N/A |  | N/A | 0.812 | 0.11 | 7.59 | 0.92908 |  | N observations | N unit sales |  | Baseline | Non-Energy Star with louvered sides 8,000 btuh 9.8 EER | 195.8159 | 17.29 | 10.08 |  | Mode | 0.020338
|  |  | Slide-out | 162 | N/A | N/A | 337.92 | 899.3 |  | N/A |  | N/A | 22.6 | 2.1 | 10.77 | 0.028025 |  | 638 | 161423.66 |  | Measure | Energy Star with louvered sides 8,000 btuh 10.8 EER | 213.1059 |  |  |  | St. Dev. | 0.21395
| Quarter | Categorical | 1 | 111 | N/A | N/A | 204.4 | 621.18 | N/A | N/A | N/A | N/A | 0 | -- | -- | 0.021331 | -6.2793 | R2 | Intercept |  | Baseline | Non-Energy Star with louvered sides 14,000 btuh 9.7 EER | 331.0619 | 17.29 | 10.08 |  | Sample Variance | 0.045774
|  |  | 2 | 194 | N/A | N/A | 179.15 | 1931.5 |  | N/A |  | N/A | -3.04 | -0.34 | 9.03 | 0.55162 |  | 0.88 | -269.4 |  | Measure | Energy Star with louvered sides 14,000 btuh 10.7 EER | 348.3519 |  |  |  | Kurtosis | 63.1483
|  |  | 3 | 203 | N/A | N/A | 186.74 | 1649.07 |  | N/A |  | N/A | -10.93 | -1.2 | 9.1 | 0.42039 |  |  |  |  | Baseline | Non-Energy Star with louvered sides 20,000 btuh 8.5 EER | 436.0139 | 14.536 | 9.072 |  | Skewness | 4.9112
|  |  | 4 | 130 | N/A | N/A | 249.1 | 343.54 |  | N/A |  | N/A | -1.12 | -0.06 | 18.76 | 0.0066579 |  |  |  |  | Measure | Energy Star with louvered sides 20,000 btuh 9.4 EER | 450.5499 |  |  |  | Range | 3.3661
| Air direction control | Categorical | 2-way | 101 | N/A | N/A | 119.5 | 431.1 | N/A | N/A | N/A | N/A | 0 | -- | -- | 0.48517 | 16.2154 | [9 empty] | Minimum | -0.62982
|  |  | 4-way | 246 | N/A | N/A | 254.42 | 1019.93 |  | N/A |  | N/A | 26.1 | 4.67 | 5.59 | 0.13681 | [10 empty] | Maximum | 2.7363
|  |  | 8-way | 291 | N/A | N/A | 239.57 | 1229.46 |  | N/A |  | N/A | 33.45 | 7.26 | 4.61 | 0.37802 | [10 empty] | Sum | 16.4036
| EER | Continuous | 8.7 - 11 | 638 | 10.2 | 0.6 | 183.34 | 1447.97 | N/A | N/A | Continuous | Not specified | 27.54 | 2.73 | 10.08 | N/A | 27.54 | [9 empty] | Count | 399
| Louvered sides | N/A | N/A | N/A | N/A | N/A | N/A | N/A | N/A | N/A | Binary | Yes | N/A | N/A |  | N/A | N/A
|  |  |  | N/A | N/A | N/A | N/A | N/A |  |  |  | No | N/A | N/A |  | N/A | N/A
Whole House Fans | CFM | Continuous | 600-6418 | 25 | 2656.48 | 1485.36 | 665.36 | 276.11 | N/A | N/A | N/A | N/A | 0.106 | 5.68 | 0.018 | N/A | 0.106 | Data Source | Data Type | Example Measures | Baseline | Absense of whole house fan | 0 | - | - |  | Model Validation Summary Stats |  | Measure | Whole houe fan 2500 CFM, 1 fan, industrial grade | 1251.7258 | [5 empty] | 1389 | 1329 | 1499
| Number of fans | Continuous | 1,2,4 | 25 | 2656.48 | 1485.36 | 665.36 | 276.11 | N/A | N/A | N/A | N/A | 118.61 | 2.9 | 40.95 | N/A | 118.61 | DEG | Distributor prices |  | Measure | Whole houe fan 2500 CFM, 1 fan, industrial grade | 1251.7258 | 1251.7258 | 190.1782 |  | Mean | -0.037 | Measure | Whole houe fan 1600 CFM, 1 fan | 535.104 | 559 | 559 | 617 | 559
| Industrial grade | Binary | yes | 22 | N/A | N/A | 1139 | 122 | N/A | N/A | N/A | N/A | 570.21 | 6.74 | 84.59 | 0.88 | 501.7848 | Weighting | % CA market |  | Measure | Whole houe fan 1600 CFM, 1 fan | 535.104 | 535.104 | 81.2998 |  | St. Dev. | 0.052 | Measure | Whole houe fan 2500 CFM, 1 fan | 649.584 | 649 | 649 | 671 | 649
|  |  | no | 3 | N/A | N/A | 600.77 | 22.01 | N/A | N/A | N/A | N/A | 0 | -- | -- | 0.12 |  | None | Unknown |  | Measure | Whole houe fan 2500 CFM, 1 fan | 649.584 | 649.584 | 98.6931 |  | Min | -0.095 | Measure | Whole houe fan 4500 CFM, 1 fan | 903.984 |  | 999 |  | 999 | 999
| (Do not delete these rows; see cells at right) | [16 empty] | N observations | N unit sales |  | Measure | Whole houe fan 4500 CFM, 1 fan | 903.984 | 903.984 | 137.3448 |  | Max | 0.036 | Measure | Whole houe fan 1150 CFM, 2 fans | 620.196 | 686 | 579 | 550 |  |  | 579
[18 empty] | 25 | N/A |  | Measure | Whole houe fan 1150 CFM, 2 fans | 620.196 | 620.196 | 94.2281
[18 empty] | R2 | Intercept
[18 empty] | 0.789 | 157.71
[18 empty] | MAE | Contr. Markup
[18 empty] | 101.09 | 20%
Diff (Modeled-Actual)
Gas Furnaces (residential) | AFUE | Continuous | 0.78-0.96 | 176 | 0.86875 | 0.0727 | 762.1307 | 283.3864 | Continuous | 0.78 - 0.98 | N/A | N/A | 2056.0641 | 13.74 | 149.6352 | N/A | 2056.0641 | Data Source | Data Type | DEER Measures | Baseline | 78 AFUE (1.242 HIR) Furnace assumed 60 kBtuh capacity without variable speed blower | 586.2321 | 81.4201 | 4.4891 |  | Model Validation Summary Stats |  | Baseline | Furnace AFUE 80 - assumed 60 kBtuh capacity without variable speed blower | 640.5122 | 504.99 | 505 | [10 empty] | 511.79 |  |  |  |  | 489.99 | [7 empty] | 137.5697
| Capacity (Btuh) | Continuous | 32,000-155,000 | 176 | 73738.07 | 23783.26 | 762.1307 | 283.3864 | Continuous | Not specified | N/A | N/A | 0.003247 | 6.88 | 0.0004719 | N/A | 0.003247 | DEG | Distributor prices |  | Measure | Furnace Upgrade to 81% AFUE assumed 60 kBtuh capacity without variable speed blower | 667.6522 |  |  |  | Mean | -0.23407 | Measure | High Efficiency Furnace 90 AFUE(1.11 HIR) - assumed 60 kBtuh capacity without variable speed blower | 911.9126 |  |  |  |  | 914 |  | 976 |  |  |  | 715 | [7 empty] | 791 | [6 empty] | 62.9126
| Variable Speed Blower | Categorical | with variable speed | 50 | N/A | N/A | 1062.7 | 175.0341 | N/A | N/A | N/A | N/A | 319.9647 | 11.83 | 27.0383 | 0.28409 | 90.899 | Weighting | % CA market |  | Baseline | 78 AFUE (1.242 HIR) Furnace assumed 90 kBtuh capacity without variable speed blower | 714.8133 | 325.6806 | 17.9562 |  | St. Dev. | 0.043018 | Baseline | Furnace AFUE 80 - assumed 90 kBtuh capacity without variable speed blower | 769.0934 |  |  | 726.18 |  | 741 |  |  | 867 | [11 empty] | 669 | [5 empty] | 18.2984
|  |  | w/o variable speed | 126 | N/A | N/A | 642.8571 | 223.4827 |  |  | N/A | N/A | 0 | -- | -- | 0.71591 |  | CLASS | Unknown |  | Measure | High Efficiency Furnace 90 AFUE(1.11 HIR) assumed 90 kBtuh capacity without variable speed blower | 1040.4938 |  |  |  | Min | -0.47711 | Measure | Efficient Residential Gas Furnace - AFUE 92 - assumed 90 kBtuh capacity without variable speed blower | 1094.7739 |  | 860 |  | 988.95 |  | 925.68 | [7 empty] | 1079.99 | [11 empty] | 131.1189
| Manufacturer | Categorical | Bryant | 26 | N/A | N/A | 769.8462 | 298.6857 | N/A | N/A | N/A | N/A | -12.2833 | -0.36 | 34.0626 | 0 | 10.2022 | N observations | N unit sales |  | Baseline | 78 AFUE (1.242 HIR) Furnace assumed 120 kBtuh capacity without variable speed blower | 843.3945 | 379.9606 | 20.9489 |  | Max | -0.064678 | Baseline | Furnace AFUE 80 - assumed 120 kBtuh capacity without variable speed blower | 897.6746 | 774.99 | 752 | 818.3 | [17 empty] | 836 |  |  |  |  | 102.3521
|  |  | Day and Night | 6 | N/A | N/A | 676.1667 | 244.2944 | N/A | N/A | N/A | N/A | -171.264 | -2.92 | 58.7054 | 0.0146 |  | 176 | N/A |  | Measure | High Efficiency Furnace 92 AFUE(1.08 HIR) assumed 120 kBtuh capacity without variable speed blower | 1223.3551 | [5 empty] | Measure | Efficient Residential Gas Furnace - AFUE 93 - assumed 120 kBtuh capacity without variable speed blower | 1250.4952 |  |  | 1671.67 | [5 empty] | 1502.55 | [5 empty] | 1837 | [6 empty] | 1969.54 |  |  |  | -494.6948
|  |  | Goodman | 86 | N/A | N/A | 636.5 | 236.8078 | N/A | N/A | N/A | N/A | 36.5412 | 1.3 | 28.2118 | 0.0605 |  | R2 | Intercept |  | Baseline | 78 AFUE (1.242 HIR) Furnace assumed 90 kBtuh capacity without variable speed blower | 714.8133 | 856.5941 | 23.9416 |  |  |  | Baseline | Furnace AFUE 80 - assumed 90 kBtuh capacity without variable speed blower | 769.0934 |  |  | 656 |  |  |  | 760 |  |  | 697 |  | 675 | [13 empty] | 72.0934
|  |  | Ruud | 58 | N/A | N/A | 953.8448 | 237.8094 | N/A | N/A | N/A | N/A | 0 | -- | -- | 0 |  | 0.79427 | -1364.637 |  | Measure | High Efficiency Furnace 94 AFUE(1.06 HIR) assumed 90 kBtuh capacity with variable speed blower | 1571.4074 | [5 empty] | Measure | Efficient Residential Gas Furnace - AFUE 95 - assumed 90 kBtuh capacity with variable speed blower | 1598.5474 | 1527.99 | 1305 | [13 empty] | 1509 | [6 empty] | 1228 |  |  | 206.0499
| (Do not delete these rows; see cells at right) | [16 empty] | MAE | Contr. Markup |  | Baseline | 78 AFUE (1.242 HIR) Furnace assumed 100 kBtuh capacity without variable speed blower | 757.6737 | 910.8742 | 26.9343 |  |  |  | Baseline | Furnace AFUE 80 - assumed 100 kBtuh capacity without variable speed blower | 811.9538 | 672.99 |  |  | 789.95 | 724 | [18 empty] | 695 |  | 91.4688
[18 empty] | 94.48 | 32% |  | Measure | High Efficiency Furnace 96 AFUE(1.03 HIR) assumed 100 kBtuh capacity with variable speed blower | 1668.5479 | [5 empty] | Measure | Efficient Residential Gas Furnace - AFUE 96 - assumed 100 kBtuh capacity with variable speed blower | 1668.5479 |  | 2154.67 |  |  |  | 2098.15 | [10 empty] | 2529 | [7 empty] | 2699 | -701.6571
Split-System HP (residential and commerical) | Cooling Capacity (BtuH) | Continuous | 17400-59000 | 78 | 37376.92 | 12492.23 | 2261.98 | 1388.58 | Discrete | < 55 kBtuh 55 - 64 kBtuh | N/A | N/A | 0.041289 | 7.37 | 0.0056034 | N/A | 0.041289 | Data Source | Data Type | DEER Measures | Baseline | 13 SEER(11.07 EER) / 8.1 HSPF(3.28 COP) A/C Heat pump assumed 36 kBtuh capacity | 1784.6172 | - | - |  |  |  | Baseline | 36 kBtuh 12.5 SEER Split Heat pump | 1510.4721 | 2259 | 1773
| SEER | Continuous | 13-20.5 | 78 | 14.6141 | 2.0272 | 2261.98 | 1388.58 | Continuous | 13 - 16 | N/A | N/A | 456.9085 | 9.54 | 47.8799 | N/A | 456.9085 | DEG/EMCOR | Distributor Prices |  | Measure | 13 SEER(11.07 EER) / 8.1 HSPF(3.28 COP) A/C Heat pump assumed 36 kBtuh capacity | 1784.6172 | 0 | 0 |  |  |  | Baseline | 13 SEER(11.07 EER) / 8.1 HSPF(3.28 COP) A/C Heat pump assumed 36 kBtuh capacity | 1784.6172 |  |  | 2388
| Brand | Categorical | Carrier | 20 | N/A | N/A | 2860.58 | 1463.6 | N/A | N/A | N/A | N/A | 1558.7373 | 8.09 | 192.668 | 0.319 | 533.0532 | Weighting | % CA market |  | Measure | 14 SEER(12.19 EER) / 8.6 HSPF(3.52 COP) A/C Heat Pump assumed 36 kBtuh capacity | 2332.9073 | 548.2902 | 47.8799 |  |  |  | Measure | 14 SEER(12.19 EER) / 8.6 HSPF(3.52 COP) A/C Heat Pump assumed 36 kBtuh capacity | 2332.9073 |  |  | 2799 | 1926.51
|  |  | Day & Night | 20 | N/A | N/A | 1441.3 | 455.66 | N/A | N/A | N/A | N/A | -198.0511 | -1 | 197.3787 | 0 |  | CMST | Unknown |  | Measure | 15 SEER(12.70 EER) / 8.8 HSPF(3.74 COP) A/C Heat Pump assumed 36 kBtuh capacity | 2881.1975 | 1096.5803 | 95.7599 |  |  |  | Measure | 15 SEER(12.70 EER) / 8.8 HSPF(3.74 COP) A/C Heat Pump assumed 36 kBtuh capacity | 2881.1975 |  |  | 3210 | 2204.37
|  |  | Bryant | 19 | N/A | N/A | 3604.42 | 1167.54 | N/A | N/A | N/A | N/A | 675.7732 | 2.61 | 259.3086 | 0.053 |  | N observations | N unit sales |  | Measure | 16 SEER (12.06 EER) / 8.4 HSPF (3.48 COP) A/C Heat Pump assumed 36 kBtuh capacity | 3429.4876 | 1644.8705 | 143.6398 |  |  |  | Measure | 16 SEER (12.06 EER) / 8.4 HSPF (3.48 COP) A/C Heat Pump assumed 36 kBtuh capacity | 3429.4876 |  |  | 3621
|  |  | Goodman | 19 | N/A | N/A | 1153.32 | 241.99 | N/A | N/A | N/A | N/A | 0 | . | . | 0.058 |  | 78 | N/A |  | Baseline | Split HP SEER = 13.0 assumed 18 kBtuh capacity | 892.7748 | - | -
| HSPF | N/A | N/A | N/A | N/A | N/A | N/A | N/A | Continuous | 7.7 - 9 | N/A | N/A | N/A | N/A | N/A | N/A | N/A | R2 | Intercept |  | Measure | Split HP SEER = 14.0 (< 55 kBTUh) - Combined SEER 13 and SEER 14.5 hp assumed 18 kBtuh capacity | 1441.0649 | 548.2902 | 47.8799
| EER | N/A | N/A | N/A | N/A | N/A | N/A | N/A | Continuous | 11.07 - 12.5 | N/A | N/A | N/A | N/A | N/A | N/A | N/A | 0.8271 | -6472.0862 |  | Baseline | Split HP SEER = 13.0 (< 55 kbtuh), EER = 11.07, HSPF = 7.7, COP = 3.28; no Econo; 1-spd Fan assumed 24 kBtuh capacity | 1190.0556 | - | -
| (Do not delete these rows; see cells at right) | [16 empty] | MAE | Contr. Markup |  | Measure | Split HP SEER = 13.0 (< 55 kbtuh), EER = 11.07, HSPF = 7.70, COP = 3.28; no Econo; 1-spd Fan assumed 24 kBtuh capacity | 1190.0556 | 0 | 0
[18 empty] | 473.613 | 20% |  | Measure | Split HP SEER = 14.0 (< 55 kbtuh), EER = 12.00, HSPF = 8.50, COP = 3.74; no Econo; 1-spd Fan assumed 24 kBtuh capacity | 1738.3457 | 548.2902 | 47.8799
[21 empty] | Measure | Split HP SEER = 15.0 (< 55 kBtuh), EER = 12.5, HSPF = 9.00, COP = 3.96; no Econo; 1-spd Fan assumed 24 kBtuh capacity | 2286.6359 | 1096.5803 | 95.7599
[21 empty] | Baseline | Split HP SEER = 13.0 assumed 60 kBtuh capacity | 2973.7404 | - | -
[21 empty] | Measure | Split HP SEER = 14.0 (55-64 kBTUh) - Combined SEER 13 and SEER 14.5 hp assumed 60 kBtuh capacity | 3522.0305 | 548.2902 | 47.8799
[21 empty] | Baseline | Split HP SEER = 13.0 (55-64 kbtuh), EER = 11.07, HSPF = 7.7, COP = 3.28; w/Econo; 2-spd Fan assumed 60 kBtuh capacity | 2973.7404 | - | -
[21 empty] | Measure | Split HP SEER = 13.0 (55-64 kbtuh), EER = 11.07, HSPF = 7.70, COP = 3.28; w/Econo; 2-spd Fan assumed 60 kBtuh capacity | 2973.7404 | 0 | 0
[21 empty] | Measure | Split HP SEER = 14.0 (55-64 kbtuh), EER = 12.00, HSPF = 8.50, COP = 3.74; w/Econo; 2-spd Fan assumed 60 kBtuh capacity | 3522.0305 | 548.2902 | 47.8799
[21 empty] | Measure | Split HP SEER = 15.0 (55-64 kBTUh), EER = 12.5, HSPF = 9.00, COP = 3.96; w/Econo; 2-spd Fan assumed 60 kBtuh capacity | 4070.3207 | 1096.5803 | 95.7599
Split-System DX (residential and commerical) | Cooling Capacity (BtuH) | Continuous | 17000-58000 | 83 | 37497.59 | 12344.52 | 1452.318 | 433.4236 | Discrete | < 55 kBtuh 55 - 64 kBtuh | N/A | N/A | 0.023001 | 17.65 | 0.0013033 | N/A | 0.023001 | Data Source | Data Type | DEER Measures | Baseline | 13 SEER (11.09 EER) Split System Air Conditioner assumed 36 kBtuh capacity | 1268.5509 | - | - |  |  |  | Baseline | 36 kBtuh 12.5 SEER Split DX | 1130.3607 | 2050.8 | 1240.5
| SEER | Continuous | 13-18.5 | 83 | 14.5663 | 1.1862 | 1452.318 | 433.4236 | Continuous | 13 - 21 | N/A | N/A | 230.317 | 16.86 | 13.6602 | N/A | 230.317 | DEG/EMCOR | Distributor Prices |  | Measure | 13 SEER(11.09 EER) Split System Air Conditioner assumed 36 kBtuh capacity | 1268.5509 | 0 | 0 |  |  |  | Baseline | 13 SEER(11.09 EER) Split System Air Conditioner assumed 36 kBtuh capacity | 1268.5509 |  | 1404 | 1836
| Brand | Categorical | Bryant | 22 | N/A | N/A | 1375.591 | 406.6431 | N/A | N/A | N/A | N/A | -39.0808 | -0.99 | 39.5337 | 0.26506 | -2.0805 | Weighting | % CA market |  | Measure | 14 SEER(12.15 EER) Split-System Air Conditioner assumed 36 kBtuh capacity | 1544.9312 | 276.3804 | 13.6602 |  |  |  | Measure | 14 SEER(12.15 EER) Split-System Air Conditioner assumed 36 kBtuh capacity | 1544.9312 |  | 2412 | 2193
|  |  | Day and Night | 25 | N/A | N/A | 1491.296 | 431.9159 | N/A | N/A | N/A | N/A | 27.4838 | 0.73 | 37.7992 | 0.3012 |  | None | Unknown |  | Measure | 15 SEER(12.72 EER) Split-System Air Conditioner assumed 36 kBtuh capacity | 1821.3116 | 552.7607 | 27.3204 |  |  |  | Measure | 15 SEER(12.72 EER) Split-System Air Conditioner assumed 36 kBtuh capacity | 1821.3116 |  |  | 2550
|  |  | Goodman | 36 | N/A | N/A | 1472.139 | 455.8442 | N/A | N/A | N/A | N/A | 0 | . | . | 0.43373 |  | N observations | N unit sales |  | Measure | 16 SEER (11.61 EER) Split System Air Conditioner assumed 36 kBtuh capacity | 2097.6919 | 829.1411 | 40.9805 |  |  |  | Measure | 16 SEER (11.61 EER) Split System Air Conditioner assumed 36 kBtuh capacity | 2097.6919 |  |  | 2907
| Clg EIR | N/A | N/A | N/A | N/A | N/A | N/A | N/A | Continuous | 0.2456 - 0.2557 | N/A | N/A | N/A | N/A | N/A | N/A | N/A | 83 | N/A |  | Measure | 17 SEER (12.28 EER) Split-System Air Conditioner assumed 36 kBtuh capacity | 2374.0723 | 1105.5214 | 54.6407 |  |  |  | Measure | 17 SEER (12.28 EER) Split-System Air Conditioner assumed 36 kBtuh capacity | 2374.0723 |  |  | 3264
| Supply fan W/cfm | N/A | N/A | N/A | N/A | N/A | N/A | N/A | Continuous | 0.306 - 0.379 | N/A | N/A | N/A | N/A | N/A | N/A | N/A | R2 | Intercept |  | Measure | 18 SEER (13.37 EER) Split-System Air Conditioner assumed 36 kBtuh capacity | 2650.4527 | 1381.9018 | 68.3009 |  |  |  | Measure | 18 SEER (13.37 EER) Split-System Air Conditioner assumed 36 kBtuh capacity | 2650.4527 |  |  | 3624
| Fan speeds | N/A | N/A | N/A | N/A | N/A | N/A | N/A | Discrete | 1 - speed 2 - speed | N/A | N/A | N/A | N/A | N/A | N/A | N/A | 0.89336 | -2762.9503 |  | Measure | 19 SEER (13.82 EER) Split-System Air Conditioner assumed 36 kBtuh capacity | 2926.833 | 1658.2822 | 81.9611 |  |  |  | Measure | 19 SEER (13.82 EER) Split-System Air Conditioner assumed 36 kBtuh capacity | 2926.833 |  |  | 3981
| (Do not delete these rows; see cells at right) | [16 empty] | MAE | Contr. Markup |  | Measure | 20 SEER (14.43 EER) Split-System Air Conditioner assumed 36 kBtuh capacity | 3203.2134 | 1934.6625 | 95.6213 |  |  |  | Measure | 20 SEER (14.43 EER) Split-System Air Conditioner assumed 36 kBtuh capacity | 3203.2134 |  |  | 4338
[18 empty] | 106.603 | 20% |  | Measure | 21 SEER (15.03 EER) Split-System Air Conditioner assumed 36 kBtuh capacity | 3479.5937 | 2211.0429 | 109.2815 |  |  |  | Measure | 21 SEER (15.03 EER) Split-System Air Conditioner assumed 36 kBtuh capacity | 3479.5937 |  |  | 4560.51
[21 empty] | Baseline | Split AC SEER = 13.0 (< 55 kBtuh), EER = 11.06, Clg EIR = 0.2557, Supply Fan W/cfm = 0.379; no Econo; 1-spd Fan assumed 24 kBtuh capacity | 937.3365 | - | -
[21 empty] | Measure | Split AC SEER = 13.0 (< 55 kBtuh), EER = 11.06, Clg EIR = 0.2557, Supply Fan W/cfm = 0.379; no Econo; 1-spd Fan assumed 24 kBtuh capacity | 937.3365 | 0 | 0
[21 empty] | Measure | Split AC SEER = 14.0 (< 55 kBtuh), EER = 12.04, Clg EIR = 0.2456, Supply Fan W/cfm = 0.306; no Econo; 1-spd Fan assumed 24 kBtuh capacity | 1213.7168 | 276.3804 | 13.6602
[21 empty] | Baseline | Split AC SEER = 13.0 (55-64 kBtuh), EER = 11.06, Clg EIR = 0.2557, Supply Fan W/cfm = 0.379; no Econo; 2-spd Fan assumed 60 kBtuh capacity | 1930.9797 | - | -
[21 empty] | Measure | Split AC SEER = 13.0 (55-64 kBtuh), EER = 11.06, Clg EIR = 0.2557, Supply Fan W/cfm = 0.379; no Econo; 2-spd Fan assumed 60 kBtuh capacity | 1930.9797 | 0 | 0
[21 empty] | Measure | Split AC SEER = 14.0 (55-64 kBtuh), EER = 12.04, Clg EIR = 0.2456, Supply Fan W/cfm = 0.306; no Econo; 2-spd Fan assumed 60 kBtuh capacity | 2207.36 | 276.3804 | 13.6602
Residential HVAC Fan Motors | Motor Type | Categorical | PSC | 47 | N/A | N/A | 243.9551 | 106.4862 | N/A | N/A | Categorical | PSC | 0 | . | . | N/A | 0 | Data Source | Data Type | Workpaper measure | Baseline | 0.5 HP Permanent Split Capacitor Motor | 260.2543 | - | - |  | Model Validation Summary Stats |  | Baseline | 0.5 HP Permanent Split Capacitor Motor | 260.2543 | 122.97 | 157.35 | 139.95 | 321.95 | 199.95 | 212.95 | 201.5
|  |  | High-efficiency PSC | 20 | N/A | N/A | 310.538 | 105.7959 | N/A | N/A |  | N/A | 124.7537 | 1.5 | 83.0283 | N/A | 124.7537 | DEG | Distributor Prices |  | Measure | 0.5 HP Brushless Fan Motor | 540.455 | 280.2008 | n/a |  | Mean | 0.18604 | Measure | 0.5 HP Brushless Fan Motor | 540.455 | 198.85 | 507.95 | 674.99 | 640
|  |  | ECM/X13 | 9 | N/A | N/A | 368.4889 | 138.9189 | N/A | N/A |  | Brushless | 233.5006 | 4 | 58.4479 | N/A | 233.5006 | Weighting | % CA market | [7 empty] | St. Dev. | 0.30992
| Horsepower | Continuous | 0.167-1 (1/6 - 1 hp) | 76 | 0.49378 | 0.2114 | 276.2243 | 117.6301 | N/A | N/A | Discrete | 0.5 hp | 182.4515 | 3.83 | 47.6566 | N/A | 182.4515 | None | Unknown | [7 empty] | Min | -0.24893
| Reverisble | Binary | Yes | 48 | N/A | N/A | 255.1688 | 120.3793 | N/A | N/A | N/A | N/A | -127.5177 | -2.96 | 43.0603 | 0.63158 | -80.5375 | N observations | N unit sales | [7 empty] | Max | 0.63207
|  |  | No | 28 | N/A | N/A | 312.3196 | 105.2189 | N/A | N/A | N/A | N/A | . | . | . | 0.36842 |  | 76 | Unknown
| Input Voltage | Categorical | 115 volts | 34 | N/A | N/A | 259.1085 | 110.3262 | N/A | N/A | N/A | N/A | -140.9014 | -2.3 | 61.2858 | 0.44737 | -132.5688 | R2 | Intercept
|  |  | 115/230 volts | 5 | N/A | N/A | 288.746 | 138.1346 | N/A | N/A | N/A | N/A | -124.3951 | -1.09 | 113.8016 | 0.065789 |  | 0.60572 | 335.5864
|  |  | 200/230 volts | 35 | N/A | N/A | 279.8509 | 115.7192 | N/A | N/A | N/A | N/A | -133.2174 | -2.2 | 60.4566 | 0.46053 |  | MAE | Contr. Markup
|  |  | > 230 volts | 2 | N/A | N/A | 472.425 | 127.5974 | N/A | N/A | N/A | N/A | 0 | . | . | 0.026316 |  | 53.219 | 20%
| Brand | Categorical | Emerson | 17 | N/A | N/A | 180.3065 | 92.6363 | N/A | N/A | N/A | N/A | 18.4502 | 0.41 | 44.7702 | 0.22368 | 3.1728
|  |  | Service First | 32 | N/A | N/A | 294.2553 | 109.8241 | N/A | N/A | N/A | N/A | 0 | . | . | 0.42105
|  |  | Ecotech | 4 | N/A | N/A | 227.8125 | 26.2475 | N/A | N/A | N/A | N/A | -207.0429 | -1.62 | 127.4915 | 0.052632
|  |  | Mars | 23 | N/A | N/A | 330.453 | 112.9504 | N/A | N/A | N/A | N/A | 32.8544 | 0.36 | 90.2406 | 0.30263
Non-Residential HVAC
Fan VFDs (>10hp) | Size (horsepower) | Continuous | 1 -100 | 98 | 24.4 | 26.17 | 2714.58 | 1724.19 | N/A | N/A | Continuous | 1-100 | 48.28 | 18.16 | 2.65 | N/A | 45.82 | Data Source | Data Type | Workpaper measures | Baseline | Absence of VFD. Baseline is throttling valves, inlet vanes and fan dampers |  |  |  |  | Model Validation Summary Stats |  | Measure | VFD Supply Fan Motors (20hp, nema 12 enclosure,no bypass) | 2087.8894 | 1603.93 | 1975.76 | 1798.59 | 1605 | 342.0694 | 0.19594
| Manufacturer | Categorical | ABB | 21 | N/A | N/A | 4716.91 | 2334.63 | N/A | N/A | N/A | N/A | 2230.89 | 13 | 171.63 | 0.21429 | 478.0479 | EMCOR | Distributor prices |  | Measure | VFD Supply Fan Motors (20hp, nema 12 enclosure,no bypass) | 2087.8894 | 2087.8894 | 299.4258 |  | Mean | 0.083026 | Measure | VFD Supply Fan Motors (30hp, nema 1 enclosure,no bypass) | 2055.4654 | 1837.72 | 2263.74 | 2060.75 | 1839.3 | 55.0879 | 0.027539
|  |  | Siemens | 77 | N/A | N/A | 2168.49 | 974.65 | N/A | N/A | N/A | N/A | 0 | -- | -- | 0.78571 |  | Weighting | % CA market |  | Measure | VFD Supply Fan Motors (30hp, nema 1 enclosure,no bypass) | 2055.4654 | 2055.4654 | 294.7759 |  | St. Dev. | 0.14541 | Measure | VFD Supply Fan Motors (40hp, nema 3 enclosure, with bypass) | 4666.2934 | 4910.98 | 4420.41 | 4024.03 | 4915 | 98.6884 | 0.021606
| Bypass | Binary | Yes | 12 | N/A | N/A | 3150.88 | 1879.64 | N/A | N/A | N/A | N/A | 789.74 | 3.25 | 242.7 | N/A | 789.74 | None | Unknown |  | Measure | VFD Supply Fan Motors (40hp, nema 3 enclosure, with bypass) | 4666.2934 | 4666.2934 | 669.1967 |  | Min | -0.075194 | Measure | VFD Supply Fan Motors (60hp, nema 12 enclosure, no bypass) | 4287.2494 | 4233.8 | 5215.29 | 4747.63 | 4237.5 | -321.3056 | -0.069719
|  |  | No | 86 | N/A | N/A | 2653.69 | 1704.31 | N/A | N/A | N/A | N/A | 0 | -- | -- | N/A | 0 | N observations | N unit sales |  | Measure | VFD Supply Fan Motors (60hp, nema 12 enclosure, no bypass) | 4287.2494 | 4287.2494 | 614.8377 |  | Max | 0.30872 | Measure | VFD Supply Fan Motors (75hp, nema 12 enclosure,no bypass) | 5112.0094 | 3588.51 | 4420.21 | 4024.03 | 3591.7 | 1205.8969 | 0.30872
| NEMA enclosure type | Categorical | 3r | 18 | N/A | N/A | 4001.69 | 2313.43 | N/A | N/A | N/A | N/A | 927.75 | 4.36 | 212.92 | N/A | 927.75 | 98 | N/A |  | Measure | VFD Supply Fan Motors (75hp, nema 12 enclosure,no bypass) | 5112.0094 | 5112.0094 | 733.1172 |  |  |  | Measure | VFD Supply Fan Motors (100hp, nema 1 enclosure,no bypass) | 5904.3454 | 4627 | 5699.65 | 5188.55 | 4631.1 | 867.7704 | 0.17229
|  |  | 12 | 17 | N/A | N/A | 2532.48 | 1220.65 | N/A | N/A | N/A | N/A | 485.22 | 2.74 | 176.85 | N/A | 485.22 | R2 | Intercept |  | Measure | VFD Supply Fan Motors (100hp, nema 1 enclosure,no bypass) | 5904.3454 | 5904.3454 | 846.7467 |  |  |  | Measure | VFD Supply Fan Motors (50hp, nema 1 enclosure,no bypass) | 3155.1454 | 3134.25 | 3860.85 | 3514.64 | 3137 | -256.5396 | -0.075194
|  |  | 1 | 63 | N/A | N/A | 2395.96 | 1485.2 | N/A | N/A | N/A | N/A | 0 | -- | -- | N/A | 0 | 0.8723 | -139.76 |  | Measure | VFD Supply Fan Motors (50hp, nema 1 enclosure,no bypass) | 3155.1454 | 3155.1454 | 452.4818
| (Do not delete these rows; see cells at right) | [16 empty] | MAE | Contr. Markup
[18 empty] | 389.3 | 20%
Fan VFDs (<= 10hp) | Size (horsepower) | Continuous | 1 -100 | 86 | 4.5 | 3.05 | 807.81 | 489.47 | N/A | N/A | Continuous | 1-100 | 38.75 | 11.21 | 3.45 | N/A | 47.97 | Data Source | Data Type | Workpaper measures | Baseline | Absence of VFD. Baseline is throttling valves, inlet vanes and fan dampers |  |  |  |  | Model Validation Summary Stats |  | Measure | VFD Supply Fan Motors (Siemens,1.5hp, nema 12 enclosure,no bypass) | 827.7105 | 591.66 | 728.82 | 663.47 | 592.2 | 183.673 | 0.28519
| Manufacturer | Categorical | ABB | 15 | N/A | N/A | 1408.27 | 625.71 | N/A | N/A | N/A | N/A | 447.68 | 14.54 | 30.79 | 0.17442 | 78.0837 | EMCOR | Distributor prices |  | Measure | VFD Supply Fan Motors (1.5hp, nema 12 enclosure,no bypass) | 827.7105 | 827.7105 | 73.0257 |  | Mean | 0.12866 | Measure | VFD Supply Fan Motors (Siemens,5hp, nema 1 enclosure,no bypass) | 730.8765 | 616.9 | 759.91 | 569 | 617.4 | 90.074 | 0.14056
|  |  | Siemens | 71 | N/A | N/A | 680.95 | 345.01 | N/A | N/A | N/A | N/A | 0 | -- | -- | 0.82558 |  | Weighting | % CA market |  | Measure | VFD Supply Fan Motors (5hp, nema 1 enclosure,no bypass) | 730.8765 | 730.8765 | 64.4824 |  | St. Dev. | 0.11536 | Measure | VFD Supply Fan Motors (Siemens,10hp, nema 1 enclosure, no bypass) | 1018.6965 | 916.58 | 1129.07 | 1027.82 | 917.4 | 20.979 | 0.021027
| Bypass | Binary | Yes | 1 | N/A | N/A | 1313 | 0 | N/A | N/A | N/A | N/A | 283.54 | 2.8 | 101.35 | N/A | 283.54 | None | Unknown |  | Measure | VFD Supply Fan Motors (10hp, nema 1 enclosure, no bypass) | 1018.6965 | 1018.6965 | 89.8757 |  | Min | 0.021027 | Measure | VFD Supply Fan Motors (Siemens,10hp, nema 3r enclosure,no bypass) | 2243.1165 | 1929.9 | 2377.29 | 2164.12 | 1931 | 142.539 | 0.067857
|  |  | No | 85 | N/A | N/A | 801.87 | 489.24 | N/A | N/A | N/A | N/A | 0 | -- | -- | N/A | 0 | N observations | N unit sales |  | Measure | VFD Supply Fan Motors (10hp, nema 3r enclosure,no bypass) | 2243.1165 | 2243.1165 | 197.9016 |  | Max | 0.28519
| NEMA enclosure type | Categorical | 3r | 16 | N/A | N/A | 1695.05 | 378.1 | N/A | N/A | N/A | N/A | 1020.35 | 34.53 | 29.55 | N/A | 1020.35 | 86 | N/A
|  |  | 12 | 14 | N/A | N/A | 782.42 | 164.42 | N/A | N/A | N/A | N/A | 248.59 | 8.44 | 29.45 | N/A | 248.59 | R2 | Intercept
|  |  | 1 | 56 | N/A | N/A | 560.67 | 183.09 | N/A | N/A | N/A | N/A | 0 | -- | -- | N/A | 0 | 0.9641 | 291.13
| 500 volts | Binary | Yes | 23 | N/A | N/A | 653.11 | 171.77 | N/A | N/A | N/A | N/A | 114.46 | 4.52 | 25.31 | N/A | 114.46 | MAE | Contr. Markup
|  |  | No | 63 | N/A | N/A | 864.29 | 553.05 | N/A | N/A | N/A | N/A | 0 | -- | -- | N/A | 0 | 71.27 | 20%
[45 empty] | Diff (Modeled-Actual) | %Diff (Modeled-Actual)/Actual
Demand Control Ventilation | Temperature Sensor | Binary | Yes | 375 |  | N/A | 509.54 | 264.54 | N/A | N/A | N/A | N/A | 51.0369 | 5.53 | 9.2363 | N/A | 51.0369 | Data Source | Data Type | Example Measures | Measure | Duct Mounted unit | 431.4191 | 431.4191 | 70.7368 |  | Model Validation Summary Stats |  | Measure | Duct Mounted unit | 431.4191 |  | 400 | 315.6 | [10 empty] | 73.6191 | 0.20575
|  |  | No | 403 | N/A | N/A | 297.75 | 161.81 | N/A | N/A | N/A | N/A | 0 | -- | -- | N/A | 0 | EMCOR | Distributor prices |  | Measure | Duct Mounted unit with Digital Display and VOC Sensor | 529.0485 | 529.0485 | 86.7444 |  | Mean | 0.23666 | Measure | Duct Mounted unit with Digital Display and VOC Sensor | 529.0485 |  |  |  | 487.4 | [9 empty] | 41.6485 | 0.08545
| Digital Display | Binary | Yes | 434 | 399.833 | N/A | 478.67 | 261.69 | N/A | N/A | N/A | N/A | 72.8111 | 10.42 | 6.9862 | N/A | 72.8111 | Weighting | % CA market |  | Measure | Duct Mounted unit with Humidity Sensor | 597.2327 | 597.2327 | 97.9241 |  | St. Dev. | 0.21209 | Measure | Duct Mounted unit with Humidity Sensor | 597.2327 | [9 empty] | 404.18 |  |  |  | 193.0527 | 0.47764
|  |  | No | 344 | N/A | N/A | 300.37 | 167.8 | N/A | N/A | N/A | N/A | 0 | -- | -- | N/A | 0 | None | Unknown |  | Measure | Duct Mounted unit with Temperature Sensor | 490.1116 | 490.1116 | 80.3602 |  | Min | -0.046633 | Measure | Duct Mounted unit with Temperature Sensor | 490.1116 |  |  |  | 456.26 |  | 532 | [7 empty] | -4.0184 | -0.0081323
| VOC Sensor | Binary | Yes | 21 | N/A | N/A | 462.29 | 216.26 | N/A | N/A | N/A | N/A | 12.084 | 0.58 | 20.9594 | N/A | 12.084 | N observations | N unit sales |  | Measure | Wall Mounted unit | 356.3478 | 356.3478 | 58.4279 |  | Max | 0.56786 | Measure | Wall Mounted unit | 356.3478 |  |  | 238.53 | [7 empty] | 218.31 | 300 |  | 104.0678 | 0.41251
|  |  | No | 757 | N/A | N/A | 398.1 | 242.32 | N/A | N/A | N/A | N/A | 0 | -- | -- | N/A | 0 | 778 | N/A |  | Measure | Wall Mounted unit with Digital Display | 440.0806 | 440.0806 | 72.157 |  |  |  | Measure | Wall Mounted unit with Digital Display | 440.0806 | 540 |  |  |  |  | 447 |  |  | 199 |  |  |  |  | 44.7472 | 0.11319
| Humidity Sensor | Binary | Yes | 323 | N/A | N/A | 462.63 | 279.59 | N/A | N/A | N/A | N/A | 144.1857 | 19.72 | 7.3113 | N/A | 144.1857 | R2 | Intercept |  | Measure | Wall Mounted unit with Humidity Sensor | 522.1614 | 522.1614 | 85.6152 |  |  |  | Measure | Wall Mounted unit with Humidity Sensor | 522.1614 | [9 empty] | 333.04 |  |  |  | 189.1214 | 0.56786
|  |  | No | 455 | N/A | N/A | 355.25 | 199.46 | N/A | N/A | N/A | N/A | 0 | -- | -- | N/A | 0 | 0.87321 | 78.5033 |  | Measure | Wall Mounted unit with Temperature Sensor | 415.0403 | 415.0403 | 68.0513 |  |  |  | Measure | Wall Mounted unit with Temperature Sensor | 415.0403 | [6 empty] | 375 | 197 | [5 empty] | 129.0403 | 0.45119
| Location | Categorical | Not Specified | 13 | N/A | N/A | 354.99 | 244.7 | N/A | N/A | N/A | N/A | 0 | -- | -- |  | 0 | MAE | Contr. Markup |  | Measure | Wall Mounted unit with Temperature Sensor and Digital Display | 498.773 | 498.773 | 81.7804 |  |  |  | Measure | Wall Mounted unit with Temperature Sensor and Digital Display | 498.773 |  |  |  | 383.56 | 662.78 | [8 empty] | -24.397 | -0.046633
|  |  | Duct | 217 | N/A | N/A | 414.81 | 281.24 | N/A | N/A | N/A | N/A | 139.4306 | 3.34 | 41.7707 | N/A | 139.4306 | 65.558 | 15% |  | Measure | Wall Mounted unit with Temperature Sensor and Humidity Sensor | 580.8539 | 580.8539 | 95.2386 |  |  |  | Measure | Wall Mounted unit with Temperature Sensor and Humidity Sensor | 580.8539 |  |  |  | 538.59 | [9 empty] | 42.2639 | 0.078471
|  |  | Wall | 571 | N/A | N/A | 393.65 | 225.42 | N/A | N/A | N/A | N/A | 74.1512 | 1.77 | 41.9678 | N/A | 74.1512 |  |  |  | Measure | Wall Mounted unit with Temperature Sensor, Digital Display, and Humidity Sensor | 664.5866 | 664.5866 | 108.9677 |  |  |  | Measure | Wall Mounted unit with Temperature Sensor, Digital Display, and Humidity Sensor | 664.5866 | 638 | 570 | 366.86 | [10 empty] | 139.6333 | 0.26599
| Manufacturer | Categorical | AirSense | 74 | N/A | N/A | 149.99 | 18.91 | N/A | N/A | N/A | N/A | -131.4679 | -8.41 | 15.6353 | 0.095116 | 157.2132
|  |  | Airtest | 20 | N/A | N/A | 257.32 | 61.6 | N/A | N/A | N/A | N/A | 49.4243 | 2.18 | 22.6603 | 0.025707
|  |  | BAPI | 88 | N/A | N/A | 269.42 | 23.69 | N/A | N/A | N/A | N/A | -73.5501 | -5.36 | 13.729 | 0.11311
|  |  | Carrier | 5 | N/A | N/A | 368.4 | 155.41 | N/A | N/A | N/A | N/A | 41.338 | 0.72 | 57.7107 | 0.0064267
|  |  | Dwyer | 123 | N/A | N/A | 285.82 | 112.97 | N/A | N/A | N/A | N/A | 26.1648 | 1.6 | 16.4014 | 0.1581
|  |  | GE | 42 | N/A | N/A | 257.85 | 44.77 | N/A | N/A | N/A | N/A | 106.1326 | 7.59 | 13.977 | 0.053985
|  |  | Honeywell | 77 | N/A | N/A | 394.41 | 120.03 | N/A | N/A | N/A | N/A | 344.8991 | 6.68 | 51.6012 | 0.098972
|  |  | Johnson Controls | 3 | N/A | N/A | 519.31 | 171.81 | N/A | N/A | N/A | N/A | -30.2062 | -2.01 | 14.9973 | 0.003856
|  |  | Kele | 107 | N/A | N/A | 276.79 | 69.66 | N/A | N/A | N/A | N/A | 122.7406 | 5.17 | 23.7535 | 0.13753
|  |  | SenseAir | 16 | N/A | N/A | 369.96 | 118.38 | N/A | N/A | N/A | N/A | 734.5484 | 31.17 | 23.5661 | 0.020566
|  |  | Siemens | 17 | N/A | N/A | 980.52 | 305.78 | N/A | N/A | N/A | N/A | 100.8958 | 1.61 | 62.7185 | 0.021851
|  |  | Trane | 2 | N/A | N/A | 286.19 | 112.87 | N/A | N/A | N/A | N/A | 178.6694 | 7.06 | 25.3022 | 0.0025707
|  |  | Vaisala | 16 | N/A | N/A | 397.76 | 179.3 | N/A | N/A | N/A | N/A | 373.6846 | 34.72 | 10.7617 | 0.020566
|  |  | Veris | 188 | N/A | N/A | 703.29 | 178.18 | N/A | N/A | N/A | N/A | 373.605 | 34.78 | 10.74 | 0.24165
Direct Evaporative Coolers (non-residential) | Media Saturation Effectiveness | Continuous | 0.72-0.9 | 34 | 0.79059 | 0.07418 | 958.68 | 399.55 | N/A | N/A | Continuous | > 0.85 | 1959.1112 | 4.44 | 441.1163 | N/A | 1959.1112 | Data Source | Data Type | Example Measures | Baseline | T24 minimum: 13 SEER(11.09 EER) Split System Air Conditioner (for PG&E ROB measures) assumed 2 ton | 1268.5509 | TBD | TBD |  |  |  | Measure | 5,850 CFM, 0.9 media saturation effectiveness (~5 ton equivalent) | 1830.4425 | 1080 | 1847.95 | 1569
| CFM @ 0.3" s.p. | Continuous | 359-16,309 | 34 | 3159.735 | 2640.979 | 958.68 | 399.55 | N/A | N/A | Continuous | > 6,500 @ 0.1" s.p. | 0.10829 | 14.78 | 0.0073259 | N/A | 0.10829 | DEG/EMCOR | Distributor Prices |  | Baseline | For SCE measures, evap coolers are add-on measures to existing DX systems | 0 | - | - |  |  |  | Measure | 11,700 CFM, 0.9 media saturation effectiveness (~10 ton equivalent) | 2622.2912 | 1920 | 3690 | 2667
| Manufacturer | Categorical | Aerocool Pro | 8 | N/A | N/A | 1363.25 | 163.42 | N/A | N/A | N/A | N/A | 80.8318 | 0.76 | 106.2755 | 0.23529 | -97.6338 | Weighting | % CA market |  | Measure | 2,340 CFM, 0.85 media saturation effectiveness (~2 ton equivalent) | 1232.8889 | 1232.8889 | 60.7931 |  |  |  | Measure | 17,550 CFM, 0.9 media saturation effectiveness (~15 ton equivalent) | 3414.1399 |  | 5543
|  |  | Aerocool Trophy | 10 | N/A | N/A | 873.8 | 127.37 | N/A | N/A | N/A | N/A | -179.9881 | -2.25 | 80.0693 | 0.29412 |  | None | Unknown |  | Measure | 3,510 CFM, 0.87 media saturation effectiveness (~3 ton equivalent) | 1440.2364 | 1440.2364 | 71.0173
|  |  | Brisa | 5 | N/A | N/A | 605 | 82.82 | N/A | N/A | N/A | N/A | -77.3929 | -1.01 | 76.6053 | 0.14706 |  | N observations | N unit sales |  | Measure | 5,850 CFM, 0.9 media saturation effectiveness (~5 ton equivalent) | 1830.4425 | 1830.4425 | 90.2581
|  |  | Champion Cooler | 3 | N/A | N/A | 1513 | 637.62 | N/A | N/A | N/A | N/A | -51.1331 | -0.53 | 97.321 | 0.088235 |  | 34 | N/A |  | Measure | 11,700 CFM, 0.9 media saturation effectiveness (~10 ton equivalent) | 2622.2912 | 2622.2912 | 129.3038
|  |  | Frigiking | 6 | N/A | N/A | 558.83 | 128.49 | N/A | N/A | N/A | N/A | -312.9934 | -4.14 | 75.5653 | 0.17647 |  | R2 | Intercept |  | Measure | 17,550 CFM, 0.9 media saturation effectiveness (~15 ton equivalent) | 3414.1399 | 3414.1399 | 168.3494
|  |  | Mastercool | 1 | N/A | N/A | 1259.25 | -- | N/A | N/A | N/A | N/A | 252.0007 | 2.52 | 100.199 | 0.029412 |  | 0.97695 | -834.6912
|  |  | Phoenix | 1 | N/A | N/A | 775 | -- | N/A | N/A | N/A | N/A | 0 | -- | -- | 0.029412 |  | MAE | Contr. Markup
| Pressure Relief Dampers | Binary | Yes | N/A | N/A | N/A | N/A | N/A | N/A | N/A | Binary | Yes | [5 empty] | 47.272 | 25%
|  |  | No | N/A | N/A | N/A | N/A | N/A | N/A | N/A |  | No
| Constant Bleed Option | Binary | Yes | N/A | N/A | N/A | N/A | N/A | N/A | N/A | Binary | Yes
|  |  | No | N/A | N/A | N/A | N/A | N/A | N/A | N/A |  | No
Indirect Evaporative Coolers | Rated Capacity (cfm) | Continuous | 900-60000 | 201 | 13044.38 | 10213.74 | 38513.01 | 25789.12 | Continuous | not specified | N/A | N/A | 2.1294 | 43.17 | 0.049321 | N/A | 2.1294 | Data Source | Data Type | DEER Measures | Baseline | Absensce of indirect evaporative cooling on T24-compliant HVAC system | 0 | - | - |  |  |  | Measure | indirect evap cooling for make-up air only, 65% effectiveness assumed 3,000 cfm, no gas heat | 11201.3781 | 1522 | 4886.76 | 3868.05
| Heating Mode | Binary | Yes | 61 | N/A | N/A | 45144.69 | 40104.33 | N/A | N/A | N/A | N/A | 12215.4173 | 9.57 | 1276.6204 | N/A | 12215.4173 | EMCOR | Distributor Prices |  | Measure | indirect evap cooling for make-up air only, 65% effectiveness assumed 3,000 cfm, no gas heat | 11201.3781 | 11201.3781 | 1200.9821 |  |  |  | Measure | indirect evap cooling for make-up air only, 65% effectiveness assumed 45,000 cfm, no gas heat | 127465.5261 |  | 73302.63 | 58020.75
|  |  | No | 140 | N/A | N/A | 35623.49 | 15329.16 | N/A | N/A | N/A | N/A | 0 | -- | -- | N/A | 0 | Weighting | % CA market | Example Measures | Measure | indirect evap cooling for make-up air only, 65% effectiveness assumed 45,000 cfm, no gas heat | 127465.5261 | 127465.5261 | 13666.5163
| Brand | Categorical | Coolerado | 12 | N/A | N/A | 6848.75 | 2347.23 | N/A | N/A | N/A | N/A | 7299.9173 | 2.95 | 2476.7517 | 0.059701 | -18766.8866 | None | Unknown
|  |  | Munters | 168 | N/A | N/A | 97500 | 54083.27 | N/A | N/A | N/A | N/A | -22683.3957 | -12.16 | 1865.5931 | 0.83582 |  | N observations | N unit sales
|  |  | Aztec | 3 | N/A | N/A | 33587.59 | 15475.1 | N/A | N/A | N/A | N/A | -16310.9162 | -4.19 | 3894.4697 | 0.014925 |  | 201 | N/A
|  |  | WestAire | 18 | N/A | N/A | 50333.33 | 23763.54 | N/A | N/A | N/A | N/A | 0 | . | . | 0.089552 |  | R2 | Intercept
| (Do not delete these rows; see cells at right) | [16 empty] | 0.94425 | 20995.1913
[18 empty] | MAE | Contr. Markup
[18 empty] | 4129.263 | 30%
Small Packaged DX (<= 5 tons) | SEER | Continuous | 13 - 17 | 41 | 13.6244 | 1.2101 | 2464.8 | 756.06 | Continuous | 12 - 14 | N/A | N/A | 289.4137 | 6.08 | 47.6369 | N/A | 289.4137 | Data Source | Data Type | DEER Measures | Baseline | Pkg AC SEER = 13.00; EER = 11.06; Clg EIR = 0.256; Supply Fan W/cfm = 0.379; no econo assumed 2 ton | 2650.3246 | 361.7672 | 47.6369 |  |  |  | Baseline | Pkg AC SEER = 13.00; EER = 11.06; Clg EIR = 0.256; Supply Fan W/cfm = 0.379; no econo assumed 2 ton | 2650.3246 | 1744 | 1930.8 | 1464 | 1580.8
| Capacity (BtuH) | Continuous | 24,000-60,000 | 41 | 48378.05 | 10868.98 | 2464.8 | 756.06 | Discrete | < 65,000 | N/A | N/A | 0.02587 | 6.43 | 0.0040218 | N/A | 0.02587 | EMCOR | Distributor Prices |  | Measure | Pkg AC SEER = 14.0 (< 65 kBtuh), EER = 11.06, Clg EIR = 0.2557, Supply Fan W/cfm = 0.379 assumed 2 ton | 3012.0918 | [5 empty] | Measure | Pkg AC SEER = 14.0 (< 65 kBtuh), EER = 11.06, Clg EIR = 0.2557, Supply Fan W/cfm = 0.379 assumed 2 ton | 3012.0918 | 2271 | 2126.4 |  | 1635.72
| Phase | Binary | 1 | 24 | N/A | N/A | 2648.92 | 762.03 | N/A | N/A | N/A | N/A | 0 | -- | -- | 0.58537 | 16.2844 | Weighting | % CA market |  | Baseline | Pkg AC SEER = 13.00; EER = 11.06; Clg EIR = 0.256; Supply Fan W/cfm = 0.379; no econo assumed 5 ton | 3814.4746 | 361.7672 | 47.6369 |  |  |  | Baseline | Pkg AC SEER = 13.00; EER = 11.06; Clg EIR = 0.256; Supply Fan W/cfm = 0.379; no econo assumed 5 ton | 3814.4746 | 3321 | 4827 | 2484 | 3952
|  |  | 3 | 17 | N/A | N/A | 2204.88 | 686.8 | N/A | N/A | N/A | N/A | 39.2741 | 0.31 | 125.0227 | 0.41463 |  | CMST | Unknown |  | Measure | Pkg AC SEER = 14.0 (< 65 kBtuh), EER = 12.04, Clg EIR = 0.2456, Supply Fan W/cfm = 0.306 assumed 5 ton | 4176.2418 | [5 empty] | Measure | Pkg AC SEER = 14.0 (< 65 kBtuh), EER = 12.04, Clg EIR = 0.2456, Supply Fan W/cfm = 0.306 assumed 5 ton | 4176.2418 | 4638 | 5316 |  | 4089.3
| Voltage | Binary | 208 | 33 | N/A | N/A | 2478.94 | 716.25 | N/A | N/A | N/A | N/A | 0 | -- | -- | 0.80488 | 28.2388 | N observations | N unit sales
|  |  | 460 | 8 | N/A | N/A | 2406.5 | 957.27 | N/A | N/A | N/A | N/A | 144.7239 | 1.09 | 132.9882 | 0.19512 |  | 41 | N/A
| Manufacturer | Categorical | Carrier | 8 | N/A | N/A | 3018.63 | 666.82 | N/A | N/A | N/A | N/A | -80.5703 | -0.57 | 141.8109 | 0 | -12.1275 | R2 | Intercept
|  |  | Lennox | 24 | N/A | N/A | 1971.67 | 236.96 | N/A | N/A | N/A | N/A | -791.3212 | -5.1 | 155.0277 | 0.015326 |  | 0.89431 | -2295.3947
|  |  | Trane | 9 | N/A | N/A | 3287.56 | 714.02 | N/A | N/A | N/A | N/A | 0 | -- | -- | 0.17625 |  | MAE | Contr. Markup
| Clg EIR | Continuous | N/A | N/A | N/A | N/A | N/A | N/A | Continuous | 0.2456 - 0.2761 | N/A | N/A | [5 empty] | 184.548 | 25%
| Suppy fan W/cfm | Continuous | N/A | N/A | N/A | N/A | N/A | N/A | Continuous | 0.306 - 0.409 | N/A | N/A
Large Packaged DX (> 5 tons) | EER | Continuous | 9.5-13 | 43 | 10.7535 | 0.95328 | 28230.67 | 28669.07 | Continuous | 9.5 - 12 | N/A | N/A | 2312.2262 | 2.02 | 1147.4072 | N/A | 2312.2262 | Data Source | Data Type | DEER Measures | Baseline | Pkg AC EER = 10.80; Clg EIR = 0.262; Supply Fan W/cfm = 0.269514; Cond Fan W/Btuh = 0.00535136; w/ econo assumed 187 kBtuh | 14805.8033 | - | - |  |  |  | Measure | 240 kBtuh 10.9 EER Air Cooled Pkg DX | 20163.6384 | 17640 | 14180 | 15715.4 | 15317.2 | 12133.6
| Capacity (BtuH) | Continuous | 83,000-1,270,420 | 43 | 387321.8 | 361279.2 | 28230.67 | 28669.07 | Discrete | 65-89, 90-134, 135-239, 240-759, >=760 | N/A | N/A | 0.07988 | 27.45 | 0.00291 | N/A | 0.07988 | EMCOR | Distributor Prices |  | Measure | Pkg AC EER = 10.8 (135-239 kBtuh), Clg EIR = 0.2622, Supply Fan W/cfm = 0.270, Cond Fan W/Btuh = 0.0053 assumed 187 kBtuh | 14805.8033 | 0 | 0 |  |  |  | Measure | 840 kBtuh 10 EER Air Cooled Pkg DX | 75180.0342 | 79200 |  | 38860.5 | 46416.3 | 39329
| Voltage | Binary | 208 | 8 | N/A | N/A | 12200 | 5507.67 | N/A | N/A | N/A | N/A | 0 | -- | -- | 0.18605 | -1495.6226 | Weighting | % CA market |  | Measure | Pkg AC EER = 11.5 (135-239 kBtuh), Clg EIR = 0.2439, Supply Fan W/cfm = 0.233, Cond Fan W/Btuh = 0.0064 assumed 187 kBtuh | 16748.0733 | 1942.27 | 803.185
|  |  | 460 | 35 | N/A | N/A | 31894.83 | 30574.09 | N/A | N/A | N/A | N/A | -1837.4792 | -0.77 | 2392.1053 | 0.81395 |  | None | Unknown |  | Measure | Pkg AC EER = 12.0 (135-239 kBtuh), Clg EIR = 0.2307, Supply Fan W/cfm = 0.165, Cond Fan W/Btuh = 0.0089 assumed 187 kBtuh | 18135.409 | 3329.6057 | 1376.8886
| Gas Heat Option | Binary | Yes | 17 | N/A | N/A | 44291.35 | 34696.26 | Binary | Yes | N/A | N/A | -2206.57 | -1.07 | 2064.9251 | 0.39535 | -872.3649 | N observations | N unit sales |  | Baseline | Pkg AC EER = 9.80; w/ furnace; w/ econo assumed 500 kBtuh | 42034.0599 | - | -
|  |  | No | 26 | N/A | N/A | 17729.46 | 17896.3 |  | No | N/A | N/A | 0 | -- | -- | 0.60465 |  | 43 | N/A |  | Measure | Pkg AC EER = 10.5 (240-759 kBtuh) assumed 500 kBtuh | 43976.3299 | 1942.27 | 803.185
| Manufacturer | Categorical | Carrier | 17 | N/A | N/A | 25236.94 | 25925.01 | N/A | N/A | N/A | N/A | -65.4247 | -0.03 | 2399.1318 | 0.39535 | 1351.3608 | R2 | Intercept |  | Measure | Pkg AC EER = 10.8 (240-759 kBtuh) assumed 500 kBtuh | 44808.7313 | 2774.6714 | 1147.4072
|  |  | McQuay | 9 | N/A | N/A | 64166.67 | 29815.05 | N/A | N/A | N/A | N/A | 6580.0814 | 1.79 | 3669.4054 | 0.2093 |  | 0.98181 | -26554.8064 |  | Measure | Pkg AC EER = 9.8 (240-759 kBtuh) assumed 500 kBtuh | 42034.0599 | 0 | 0
|  |  | Trane | 17 | N/A | N/A | 12199.47 | 5653.25 | N/A | N/A | N/A | N/A | 0 | -- | -- | 0.39535 |  | MAE | Contr. Markup |  | Baseline | Pkg AC EER = 11.00; Clg EIR = 0.257; Supply Fan W/cfm = 0.298; Cond Fan W/Btuh = 0.0053; no econo assumed 77 kBtuh | 4816.5776 | - | -
| Clg EIR | Continuous | N/A | N/A | N/A | N/A | N/A | N/A | Continuous | 0.2304 - 0.2622 | N/A | N/A | N/A | N/A | N/A | N/A | N/A | 2801.769 | 20% |  | Measure | Pkg AC EER = 11.0 (65-89 kBtuh), Clg EIR = 0.2570, Supply Fan W/cfm = 0.298, Cond Fan W/Btuh = 0.0053 assumed 77 kBtuh | 4816.5776 | 0 | 0
| Suppy fan W/cfm | Continuous | N/A | N/A | N/A | N/A | N/A | N/A | Continuous | 0.165 - 0.298 | N/A | N/A | N/A | N/A | N/A | N/A | N/A |  |  |  | Measure | Pkg AC EER = 11.5 (65-89 kBtuh), Clg EIR = 0.2401, Supply Fan W/cfm = 0.248, Cond Fan W/Btuh = 0.0060 assumed 77 kBtuh | 6203.9133 | 1387.3357 | 573.7036
| Cond fan W/Btuh | Continuous | N/A | N/A | N/A | N/A | N/A | N/A | Continuous | 0.0053 - 0.0089 | N/A | N/A | N/A | N/A | N/A | N/A | N/A |  |  |  | Measure | Pkg AC EER = 12.0 (65-89 kBtuh), Clg EIR = 0.2304, Supply Fan W/cfm = 0.238, Cond Fan W/Btuh = 0.0057 assumed 77 kBtuh | 7591.249 | 2774.6714 | 1147.4072
| (Do not delete these rows; see cells at right) | [19 empty] | Baseline | Pkg AC EER = 11.00; Clg EIR = 0.257; Supply Fan W/cfm = 0.298; Cond Fan W/Btuh = 0.0053; w/ econo assumed 112 kBtuh | 8171.5376 | - | -
[21 empty] | Measure | Pkg AC EER = 11.0 (90-134 kBtuh), Clg EIR = 0.2570, Supply Fan W/cfm = 0.298, Cond Fan W/Btuh = 0.0053Pkg AC EER = 11.5 (90-134 kBtuh), Clg EIR = 0.2401, Supply Fan W/cfm = 0.248, Cond Fan W/Btuh = 0.0060 assumed 112 kBtuh | 8171.5376 | 0 | 0
[21 empty] | Measure | Pkg AC EER = 11.5 (90-134 kBtuh), Clg EIR = 0.2401, Supply Fan W/cfm = 0.248, Cond Fan W/Btuh = 0.0060 assumed 112 kBtuh | 9558.8733 | 1387.3357 | 573.7036
[21 empty] | Measure | Pkg AC EER = 12.0 (90-134 kBtuh), Clg EIR = 0.2304, Supply Fan W/cfm = 0.238, Cond Fan W/Btuh = 0.0057 assumed 112 kBtuh | 10946.209 | 2774.6714 | 1147.4072
[21 empty] | Baseline | Pkg AC EER = 9.50; w/ furnace; w/ econo assumed 760 kBtuh | 66124.2185 | - | -
[21 empty] | Measure | Pkg AC EER = 10.2 (>= 760 kBtuh) assumed 760 kBtuh | 68066.4884 | 1942.27 | 803.185
[21 empty] | Measure | Pkg AC EER = 9.5 (>= 760 kBtuh) assumed 760 kBtuh | 66124.2185 | 0 | 0
[21 empty] | Measure | Pkg AC EER = 9.7 (>= 760 kBtuh) assumed 760 kBtuh | 66679.1528 | 554.9343 | 229.4814
Air-Cooled Chillers | Capacity (tons) | Continuous | 45-400 | 37 | 202.3541 | 96.0277 | 103957.36 | 46978.97 | Continuous | Not specified | N/A | N/A | 504.8886 | 40.67 | 12.4136 | N/A | 504.8886 | Data Source | Data Type | DEER Measures | Baseline | Air cooled package reciprocating chiller (1.260 kW/ton) | N/A | N/A | N/A |  |  |  | Baseline | Air cooled package screw chiller (1.260 kW/ton) assumed 50 ton | 18617.0523
| kW/ton | Continuous | 1.054-1.25 | 37 | 1.1823 | 0.054673 | 103957.36 | 46978.97 | Continuous | 1.008 - 1.260 | N/A | N/A | -113083.3748 | -5.19 | 21774.9811 | N/A | -113083.3748 | EMCOR | Distributor Prices |  | Measure | Air cooled package reciprocating chiller (1.008 kW/ton) | N/A | [5 empty] | Measure | Air cooled screw chiller (1.008 kW/ton) assumed 50 ton | 54238.3154 |  | 24400 | 27604.5
| Compressor type | Categorical | Screw | 23 | N/A | N/A | 123724.89 | 41052.52 | Categorical | Screw | N/A | N/A | 0 | -- | -- | N/A | 0 | Weighting | % CA market |  | Baseline | Air cooled package screw chiller (1.260 kW/ton) assumed 50 ton | 18617.0523 | 35621.2631 | 5487.2952 |  |  |  | Baseline | Air cooled package Scroll chiller (1.260 kW/ton) assumed 100 ton | 52820.0897 | 62500
|  |  | Scroll | 14 | N/A | N/A | 71482.14 | 37849.62 |  | N/A | N/A | N/A | 2117.9999 | 0.77 | 2736.406 | N/A | 2117.9999 | CEUS | Unknown |  | Measure | Air cooled screw chiller (1.008 kW/ton) assumed 50 ton | 54238.3154 | [5 empty] | Measure | Air cooled Scroll chiller (1.008 kW/ton) assumed 100 ton | 88441.3528
|  |  | Reciprocating | N/A | N/A | N/A | N/A | N/A |  | Reciprocating | N/A | N/A | N/A | N/A | N/A | N/A | N/A | N observations | N unit sales |  | Baseline | Air cooled package screw chiller (1.260 kW/ton) assumed 130 ton | 69105.9123 | 35621.2631 | 5487.2952 |  |  |  | Baseline | Air cooled package screw chiller (1.260 kW/ton) assumed 130 ton | 69105.9123 |  |  |  | 92571
| Manufacturer | Categorical | Carrier | 17 | N/A | N/A | 106925.29 | 52283.32 | N/A | N/A | N/A | N/A | 4253.6888 | 1.86 | 2288.0485 | 0.162 | -4129.8779 | 37 | N/A |  | Measure | Air cooled screw chiller (1.008 kW/ton) assumed 130 ton | 104727.1754 | [5 empty] | Measure | Air cooled screw chiller (1.008 kW/ton) assumed 130 ton | 104727.1754
|  |  | Trane | 7 | N/A | N/A | 119714.29 | 46417.36 | N/A | N/A | N/A | N/A | -18678.1995 | -6.75 | 2767.5444 | 0.258 |  | R2 | Intercept | Example Measures | Baseline | Air cooled package Scroll chiller (1.260 kW/ton) assumed 100 ton | 52820.0897 | 35621.2631 | 5487.2952 |  |  |  | Baseline | Air cooled package Scroll chiller (1.260 kW/ton) assumed 50 ton | 21264.5522 |  |  |  | 41840
|  |  | York | 13 | N/A | N/A | 91591.73 | 39700.1 | N/A | N/A | N/A | N/A | 0 | -- | -- | 0.052 |  | 0.98802 | 136264.142 |  | Measure | Air cooled Scroll chiller (1.008 kW/ton) assumed 100 ton | 88441.3528 | [5 empty] | Measure | Air cooled Scroll chiller (1.008 kW/ton) assumed 50 ton | 56885.8153
| (Do not delete these rows; see cells at right) | [16 empty] | MAE | Contr. Markup | Example Measures | Baseline | Air cooled package Scroll chiller (1.260 kW/ton) assumed 50 ton | 21264.5522 | 35621.2631 | 5487.2952
[18 empty] | 3787.716 | 25% |  | Measure | Air cooled Scroll chiller (1.008 kW/ton) assumed 50 ton | 56885.8153
Water-Cooled Chillers (excluding centrifugal VSD) | Capacity (tons) | Continuous | 59.9-550 | 48 | 252.8792 | 124.3673 | 97928.28 | 45776.62 | Discrete | < 150, 150-299, >=300 | N/A | N/A | 251.2925 | 8.45 | 29.7401 | N/A | 251.2925 | Data Source | Data Type | DEER Measures | Baseline | Water cooled centrifugal chiller (0.634 kW/ton) assumed 175 ton | 74824.2142 | 30530.2845 | 7229.5528 |  |  |  | Baseline | Water cooled centrifugal chiller (0.634 kW/ton) assumed 175 ton | 74824.2142
| kW/ton | Continuous | 0.478-0.769 | 48 | 0.62406 | 0.079306 | 97928.28 | 45776.62 | Continuous | 0.461 - 0.790 | N/A | N/A | -200329.9507 | -3.52 | 56925.6128 | N/A | -200329.9507 | EMCOR | Distributor Prices |  | Measure | Water cooled centrifugal chiller (150-299 tons, 0.507 kW/ton) assumed 175 ton | 105354.4987 | [5 empty] | Measure | Water cooled centrifugal chiller (150-299 tons, 0.507 kW/ton) assumed 175 ton | 105354.4987 |  |  |  | 103439
| Compressor type | Categorical | Centrifugal | 10 | N/A | N/A | 116440 | 17458.79 | Categorical | Centrifugal | N/A | N/A | -18496.3034 | -2.93 | 6309.6351 | N/A | -18496.3034 | Weighting | % CA market |  | Baseline | Water cooled centrifugal chiller (0.576 kW/ton) assumed 300 ton | 126461.0538 | 27645.5332 | 6546.4455 |  |  |  | Baseline | Water cooled centrifugal chiller (0.576 kW/ton) assumed 300 ton | 126461.0538 | 145605.6 | 101100
|  |  | Screw | 31 | N/A | N/A | 105028.47 | 46995.32 |  | Screw | N/A | N/A | 0 | -- | -- | N/A | 0 | None | Unknown |  | Measure | Water cooled centrifugal chiller (>= 300 tons, 0.461 kW/ton) assumed 300 ton | 154106.587 | [5 empty] | Measure | Water cooled centrifugal chiller (>= 300 tons, 0.461 kW/ton) assumed 300 ton | 154106.587 |  | 105900 |  | 83703
|  |  | Scroll | 7 | N/A | N/A | 40039.29 | 13170.43 |  | N/A | N/A | N/A | -4315.6964 | -0.58 | 7472.9399 | N/A | -4315.6964 | N observations | N unit sales |  | Baseline | Water cooled centrifugal chiller (0.700 kW/ton) assumed 100 ton | 36341.7571 | 33655.4317 | 7969.5858 |  |  |  | Baseline | Water cooled centrifugal chiller (0.700 kW/ton) assumed 100 ton | 36341.7571 | 50064
|  |  | Reciprocating | N/A | N/A | N/A | N/A | N/A |  | Reciprocating | N/A | N/A | N/A | N/A | N/A | N/A | N/A | 48 | N/A |  | Measure | Water cooled centrifugal chiller (< 150 tons, 0.560 kW/ton) assumed 100 ton | 69997.1888 | [5 empty] | Measure | Water cooled centrifugal chiller (< 150 tons, 0.560 kW/ton) assumed 100 ton | 69997.1888 |  |  |  | 67026
| (Do not delete these rows; see cells at right) | [16 empty] | R2 | Intercept |  | Baseline | Water cooled screw chiller (0.718 kW/ton) assumed 225 ton | 91904.0693 | 34617.0155 | 8197.2882 |  |  |  | Baseline | Water cooled screw chiller (0.718 kW/ton) assumed 225 ton | 91904.0693 |  |  | 78075 | 81227.25 | 94663 | 81729
[18 empty] | 0.9065 | 163882.8165 |  | Measure | Water cooled screw chiller (150-299 tons, 0.574 kW/ton) assumed 225 ton | 126521.0848 | [5 empty] | Measure | Water cooled screw chiller (150-299 tons, 0.574 kW/ton) assumed 225 ton | 126521.0848 |  |  | 83700 | 96979.5
[18 empty] | MAE | Contr. Markup |  | Baseline | Water cooled screw chiller (0.639 kW/ton) assumed 300 ton | 133511.6736 | 30770.6804 | 7286.4784 |  |  |  | Baseline | Water cooled screw chiller (0.639 kW/ton) assumed 300 ton | 133511.6736 | 145605.6 |  |  | 87996 | 119767 | 86643
[18 empty] | 10905.322 | 20% |  | Measure | Water cooled screw chiller (>= 300 tons, 0.511 kW/ton) assumed 300 ton | 164282.354 | [5 empty] | Measure | Water cooled screw chiller (>= 300 tons, 0.511 kW/ton) assumed 300 ton | 164282.354 |  |  |  | 102396
[21 empty] | Baseline | Water cooled screw chiller (0.790 kW/ton) assumed 100 ton | 36901.6865 | 37982.5587 | 8994.2468 |  |  |  | Baseline | Water cooled screw chiller (0.790 kW/ton) assumed 100 ton | 36901.6865 | 50064 |  | 44300 | 47538 | 57530 | 45488
[21 empty] | Measure | Water cooled screw chiller (< 150 tons, 0.632 kW/ton) assumed 100 ton | 74884.2452 | [5 empty] | Measure | Water cooled screw chiller (< 150 tons, 0.632 kW/ton) assumed 100 ton | 74884.2452 |  |  | 49200 | 60351
Water-Cooled Centrifugal VSD Chillers (>= 300 tons) | Capacity (tons) | Continuous | 300-1500 | 23 | 776.087 | 384.9054 | 333054.35 | 176477.45 | Discrete | < 150, 150-299, >=300 | N/A | N/A | 442.7794 | 27.36 | 16.1862 | N/A | 442.7794 | Data Source | Data Type | DEER Measures | Baseline | Water cooled centrifugal chiller (0.573 kW/ton) assumed 500 tons | 187492.4416 | - | - |  |  |  | Baseline | Water cooled centrifugal chiller (0.573 kW/ton) assumed 500 tons | 187492.4416 | 145000
| kW/ton | Continuous | 0.518-0.596 | 23 | 0.55435 | 0.0232 | 333054.35 | 176477.45 | Continuous | 0.461 - 0.560 | N/A | N/A | -448127.4111 | -1.99 | 224689.723 | N/A | -448127.4111 | EMCOR | Distributor Prices |  | Measure | Water cooled VSD centrifugal chiller (>= 300 tons, 0.461 kW/ton), load control tower assumed 500 tons | 302924.3018 | 115431.8602 |  |  |  |  | Measure | Water cooled VSD centrifugal chiller (>= 300 tons, 0.461 kW/ton), load control tower assumed 500 tons | 302924.3018 | 186500 | 237730
| Manufacturer | Categorical | Carrier | 9 | N/A | N/A | 302055.56 | 149658.92 | N/A | N/A | N/A | N/A | -3328.02 | -0.3 | 11015.4867 | 0.254 | -3218.0456 | Weighting | % CA market
|  |  | Trane | 4 | N/A | N/A | 141750 | 17783.42 | N/A | N/A | N/A | N/A | -9845.3466 | -0.59 | 16806.8011 | 0.241 |  | CEUS | Unknown
|  |  | York | 10 | N/A | N/A | 437475 | 163628.58 | N/A | N/A | N/A | N/A | 0 | . | . | 0.139 |  | N observations | N unit sales
| (Do not delete these rows; see cells at right) | [16 empty] | 23 | N/A
[18 empty] | R2 | Intercept
[18 empty] | 0.98767 | 240852.0003
[18 empty] | MAE | Contr. Markup
[18 empty] | 15465.169 | 20%
Small Packaged HP (< 65,000 Btuh) | Rated Capacity (Btuh) | Continuous | 24000-60000 | 34 | 47470.59 | 11089.81 | 2870.69 | 1004.92 | Discrete | < 65,000 btuh | N/A | N/A | 0.024893 | 5.69 | 0.004374 | N/A | 0.024893 | Data Source | Data Type | DEER Measures | Baseline | Pkg HP SEER = 13.0 (< 65 kbtuh) assumed 40,000 btuh capacity | 3446.569 | - | - |  |  |  | Baseline | Pkg HP SEER = 13.0 (< 65 kbtuh) assumed 60,000 btuh capacity | 4044.001 | 3168 | 4795
| SEER | Continuous | 13-15 | 34 | 13.1765 | 0.5758 | 2870.69 | 1004.92 | Continuous | 13 - 15 | N/A | N/A | 354.9078 | 3.64 | 97.4137 | N/A | 354.9078 | EMCOR | Distributor Prices |  | Measure | Pkg HP SEER = 14.0 (< 65 kbtuh), EER = 11.6, HSPF = 8.00, COP = 3.52 assumed 40,000 btuh capacity | 3872.4584 | 425.8894 | 97.4137 |  |  |  | Measure | Pkg HP SEER = 14.0 (< 65 kbtuh), EER = 11.6, HSPF = 8.00, COP = 3.52 assumed 60,000 btuh capacity | 4469.8904 |  | 4975
| Brand | Categorical | JCI | 1 | N/A | N/A | 6256 | N/A | N/A | N/A | N/A | N/A | 3061.6192 | 9.85 | 310.7209 | 0 | 175.6109 | Weighting | % CA market |  | Measure | Pkg HP SEER = 15.0 (< 65 kbtuh), EER = 12.0, HSPF = 8.50, COP = 3.74 assumed 40,000 btuh capacity | 4298.3478 | 851.7788 | 194.8273 |  |  |  | Measure | Pkg HP SEER = 15.0 (< 65 kbtuh), EER = 12.0, HSPF = 8.50, COP = 3.74 assumed 60,000 btuh capacity | 4895.7798
|  |  | Lennox | 22 | N/A | N/A | 2307.27 | 301.77 | N/A | N/A | N/A | N/A | -527.2933 | -3.22 | 163.5872 | 0.033 |  | CMST | Unknown |  | Measure | Pkg HP SEER = 14.5 (< 65 kBtuh) - Combined SEER 14 and SEER 15 hp assumed 40,000 btuh capacity | 4085.4031 | 638.8341 | 146.1205 |  |  |  | Measure | Pkg HP SEER = 14.5 (< 65 kBtuh) - Combined SEER 14 and SEER 15 hp assumed 60,000 btuh capacity | 4682.8351
|  |  | Carrier | 8 | N/A | N/A | 3987.54 | 630.62 | N/A | N/A | N/A | N/A | 751.0177 | 3.85 | 194.8273 | 0.257 |  | N observations | N unit sales
|  |  | Trane | 3 | N/A | N/A | 2895.67 | 320.15 | N/A | N/A | N/A | N/A | 0 | . | . | 0.112 |  | 34 | N/A
| (Do not delete these rows; see cells at right) | [16 empty] | R2 | Intercept
[18 empty] | 0.9409 | -2912.9919
[18 empty] | MAE | Contr. Markup
[18 empty] | 182.44 | 20%
Large Packaged HP (65,000 - 240,000 Btuh) | Rated Capacity (Btuh) | Continuous | 72000-240000 | 39 | 127384.6 | 53567.77 | 11172.4 | 5748.77 | Discrete | 65-89, 90-134, 135-239 | N/A | N/A | 0.088907 | 10.44 | 0.00852 | N/A | 0.088907 | Data Source | Data Type | DEER Measures | Baseline | Pkg HP EER = 10.6 assumed 187 kBtuh capacity | 18560.5172 | - | - |  |  |  | Measure | Pkg HP EER = 10.7 90 kBtuh capacity | 8406.5937 | 4800
| EER | Continuous | 9.7-12.6 | 39 | 11.2192 | 0.61555 | 11172.4 | 5748.77 | Continuous | 9.5 - 12.0 | N/A | N/A | 1623.761 | 1.99 | 813.9252 | N/A | 1623.761 | EMCOR | Distributor Prices |  | Measure | Pkg HP EER = 11.5 (135-239 kBtuh), COP = 3.2 assumed 187 kBtuh capacity | 20314.1791 | 1753.6619 | 732.5326 |  |  |  | Baseline | Pkg HP EER = 10.9 assumed 120 kBtuh capacity | 11996.9484 |  | 7480
| Power exhaust | Binary | No | 34 | N/A | N/A | 10171.38 | 5281.06 | N/A | N/A | N/A | N/A | -6775.3744 | -5.07 | 1337.5939 | 0.87179 | -5906.7367 | Weighting | % CA market |  | Measure | Pkg HP EER = 12.0 (135-239 kBtuh), COP = 3.2 assumed 187 kBtuh capacity | 21288.4357 | 2727.9185 | 1139.4952 |  |  |  | Baseline | Pkg HP EER = 10.5 (135-239 kBtuh), COP = 3.2 assumed 180 kBtuh capacity | 17618.8471 |  | 11085 |  | 16125
|  |  | Yes | 5 | N/A | N/A | 17979.3 | 4175.55 | N/A | N/A | N/A | N/A | 0 | -- | -- | 0.12821 |  | None | Unknown |  | Baseline | Pkg HP EER = 11.0 assumed 77 kBtuh capacity | 7604.1985 | - | - |  |  |  | Baseline | Pkg HP EER = 11.0 assumed 120 kBtuh capacity | 12191.7997 |  |  | 10200
| Distributor | Categorical | US Air Distributors | 7 | N/A | N/A | 8118.31 | 3922.94 | N/A | N/A | N/A | N/A | -5622.1753 | -4.44 | 1264.8456 | 0.17949 | -3133.8976 | N observations | N unit sales |  | Measure | Pkg HP EER = 11.5 (65-89 kBtuh), COP = 3.4 assumed 77 kBtuh capacity | 8578.4551 | 974.2566 | 406.9626 |  |  |  | Baseline | Pkg HP EER = 10.5 assumed 360 kBtuh capacity | 36822.7591 |  | 21870
|  |  | JCI | 3 | N/A | N/A | 14822.67 | 7408.93 | N/A | N/A | N/A | N/A | -513.2507 | -0.33 | 1567.9304 | 0.076923 |  | 39 | N/A |  | Measure | Pkg HP EER = 12.0 (65-89 kBtuh), COP = 3.4 assumed 77 kBtuh capacity | 9552.7117 | 1948.5132 | 813.9252
|  |  | Siglers | 14 | N/A | N/A | 11105.32 | 6184.71 | N/A | N/A | N/A | N/A | -5020.2661 | -4.68 | 1072.6952 | 0.35897 |  | R2 | Intercept |  | Baseline | Pkg HP EER = 11.0 assumed 112 kBtuh capacity | 11338.2925 | - | -
|  |  | Unspecified | 9 | N/A | N/A | 11775.87 | 5076.6 | N/A | N/A | N/A | N/A | 0 | . | . | 0.23077 |  | 0.87297 | -9329.7439 |  | Measure | Pkg HP EER = 11.5 (90-134 kBtuh), COP = 3.4 assumed 112 kBtuh capacity | 12312.5491 | 974.2566 | 406.9626
|  |  | Pacific Coast Trane | 6 | N/A | N/A | 12161.67 | 6867.37 | N/A | N/A | N/A | N/A | -1840.5503 | -1.37 | 1345.2666 | 0.15385 |  | MAE | Contr. Markup |  | Measure | Pkg HP EER = 12.0 (90-134 kBtuh), COP = 3.4 assumed 112 kBtuh capacity | 13286.8057 | 1948.5132 | 813.9252
| (Do not delete these rows; see cells at right) | [16 empty] | 1573.57 | 20%
Steam Boilers (non-process) | Rated Capacity (kBtuh) | Continuous | 250-3188 | 22 | 1123.136 | 819.1104 | 38864.39 | 16676.26 | Discrete | < 300, 300 - 2500, >2500 | N/A | N/A | 13.3049 | 5.36 | 2.4811 | N/A | 13.3049 | Data Source | Data Type | DEER Measures | Baseline | Steam boiler (300-2500 kBtuh; 77.0% thermal efficiency; atmospheric) assumed 1,400 kBtuh | 4870.8567 | - | - |  |  |  | Baseline | Steam boiler (300-2500 kBtuh; 80.0% thermal efficiency; atmospheric) assumed 1400 kBtuh | 19886.3123 |  | 14756 | 16646
| Efficiency | Continuous | 0.8-0.85 | 22 | 0.82237 | 0.019253 | 38864.39 | 16676.26 | Continuous | 0.75-0.82 (AFUE), 0.75-0.85 (T.E.), 0.75-0.8 (C.E.) | N/A | N/A | 417095.9886 | 2.25 | 185461.311 | N/A | 417095.9886 | EMCOR | Distributor Prices |  | Measure | Steam boiler (300-2500 kBtuh, 85.0% thermal efficiency, atmospheric) assumed 1,400 kBtuh | 44912.0716 | 40041.2149 | 14836.9049 |  |  |  | Measure | Steam boiler (300-2500 kBtuh, 85.0% thermal efficiency, atmospheric) assumed 1400 kBtuh | 44912.0716 |  | 53018 | 17080 |  |  | 17271
| Brand | Categorical | Fulton | 7 | N/A | N/A | 50177.66 | 15198.5 | N/A | N/A | N/A | N/A | 30808.0275 | 4.83 | 6377.8923 | 0.04 | 6196.0766 | Weighting | % CA market |  | Measure | Steam boiler (300-2500 kBtuh, 85.0% thermal efficiency, forced draft) assumed 1,400 kBtuh | 44912.0716 | 40041.2149 | 14836.9049 |  |  |  | Measure | Steam boiler (300-2500 kBtuh, 85.0% thermal efficiency, forced draft) assumed 600 kBtuh | 32139.3676 | 16473 | 22722
|  |  | Parker | 7 | N/A | N/A | 36204.29 | 11712.03 | N/A | N/A | N/A | N/A | 32634.8159 | 3.61 | 9029.1761 | 0.1521 |  | CEUS | Unknown |  | Baseline | Steam boiler (> 2500 kBtuh; 77.0% thermal efficiency; atmospheric) assumed 3,000 kBtuh | 30416.2647 | - | - |  |  |  | Baseline | Steam boiler (300-2500 kBtuh, 80.0% thermal efficiency, forced draft) assumed 1000 kBtuh | 13499.9603 |  |  |  | 47448 | 25200 | 15089
|  |  | Smith | 5 | N/A | N/A | 34951 | 20687.6 | N/A | N/A | N/A | N/A | 11676.4517 | 1.76 | 6652.1954 | 0 |  | N observations | N unit sales |  | Measure | Steam boiler (> 2500 kBtuh, 80.0% thermal efficiency, atmospheric) assumed 3,000 kBtuh | 45431.7203 | 15015.4556 | 5563.8393 |  |  |  | Measure | Steam boiler (> 2500 kBtuh; 77.0% thermal efficiency; atmospheric) assumed 3,000 kBtuh | 30416.2647 |  |  | 33270 |  |  | 26724
|  |  | Ajax | 3 | N/A | N/A | 25196 | 12973.76 | N/A | N/A | N/A | N/A | 0 | -- | -- | 0.011 |  | 22 | N/A |  | Measure | Steam boiler (> 2500 kBtuh, 80.0% thermal efficiency, forced draft) assumed 3,000 kBtuh | 45431.7203 | 15015.4556 | 5563.8393 |  |  |  | Measure | Steam boiler (> 2500 kBtuh, 80.0% thermal efficiency, atmospheric) assumed 3,000 kBtuh | 45431.7203 |  |  | 33270 | 126000 | 48000
| (Do not delete these rows; see cells at right) | [16 empty] | R2 | Intercept |  | Baseline | Steam boiler (<300 kBtuh; 80.0% thermal efficiency; atmospheric) assumed 250 kBtuh | 1525.5503 | - | - |  |  |  | Baseline | Steam boiler (<300 kBtuh; 80.0% thermal efficiency; atmospheric) assumed 250 kBtuh | 1525.5503 | 3270 |  | 3906 |  |  | 2795
[18 empty] | 0.77549 | -341927.8006 |  | Measure | Steam boiler (< 300 kBtuh, 82.0 thermal efficiency, atmospheric) assumed 250 kBtuh | 11535.854 | 10010.3037 | 3709.2262 |  |  |  | Measure | Steam boiler (< 300 kBtuh, 82.0 thermal efficiency, atmospheric) assumed 250 kBtuh | 11535.854 |  |  | 5225
[18 empty] | MAE | Contr. Markup |  | Measure | Steam boiler (< 300 kBtuh, 82.0 thermal efficiency, forced draft) assumed 250 kBtuh | 11535.854 | 10010.3037 | 3709.2262 |  |  |  | Measure | Steam boiler (< 300 kBtuh, 82.0 thermal efficiency, forced draft) assumed 200 kBtuh | 10737.56 |  |  |  | 8400 | 18000
[18 empty] | 6020.872 | 20%
Waterside Economizers | Capacity (tons) | Continuous | 100-750 | 39 | 360.2564 | 229.1803 | 35842.44 | 22568.32 | N/A | N/A | N/A | N/A | 85.7319 | 14.26 | 6.0101 | N/A | 85.7319 | Data Source | Data Type | DEER Measures | Baseline | T24 minimum: no water economizer | - | - |  |  |  |  | Baseline | T24 minimum: no water economizer
| Brand | Categorical | GEA | 20 | N/A | N/A | 28651.1 | 16363.41 | N/A | N/A | N/A | N/A | 0 | - | - | 0.51282 | -8026.6727 | EMCOR | Distributor Prices |  | Measure | Non integrated evaporator precooler heat exchanger assumed 100 ton capacity | 16743.1284 | 16743.1284 | 2886.5949 |  |  |  | Measure | Non integrated evaporator precooler heat exchanger assumed 100 ton capacity | 16743.1284 |  | 12600
|  |  | TACO | 19 | N/A | N/A | 43412.26 | 25974.33 | N/A | N/A | N/A | N/A | -16475.8018 | -6.06 | 2720.1356 | 0.48718 |  | Weighting | % CA market |  | Measure | Non integrated evaporator precooler heat exchanger assumed 200 ton capacity | 27030.96 | 27030.96 | 4660.266 |  |  |  | Measure | Non integrated evaporator precooler heat exchanger assumed 200 ton capacity | 27030.96
| (Do not delete these rows; see cells at right) | [16 empty] | None | Unknown |  | Measure | Non integrated evaporator precooler heat exchanger assumed 300 ton capacity | 37318.7916 | 37318.7916 | 6433.937 |  |  |  | Measure | Non integrated evaporator precooler heat exchanger assumed 300 ton capacity | 37318.7916 | 62700 | 37800
[18 empty] | N observations | N unit sales |  | Measure | Non integrated evaporator precooler heat exchanger assumed 400 ton capacity | 47606.6232 | 47606.6232 | 8207.6081 |  |  |  | Measure | Non integrated evaporator precooler heat exchanger assumed 400 ton capacity | 47606.6232 | 81700
[18 empty] | 39 | N/A |  | Measure | Non integrated evaporator precooler heat exchanger assumed 500 ton capacity | 57894.4548 | 57894.4548 | 9981.2792 |  |  |  | Measure | Non integrated evaporator precooler heat exchanger assumed 500 ton capacity | 57894.4548
[18 empty] | R2 | Intercept |  | Measure | Non integrated evaporator precooler heat exchanger assumed 600 ton capacity | 68182.2864 | 68182.2864 | 11754.9502 |  |  |  | Measure | Non integrated evaporator precooler heat exchanger assumed 600 ton capacity | 68182.2864 | 115100
[18 empty] | 0.86616 | 13406.0867 |  | Measure | Non integrated evaporator precooler heat exchanger assumed 700 ton capacity | 78470.118 | 78470.118 | 13528.6213 |  |  |  | Measure | Non integrated evaporator precooler heat exchanger assumed 700 ton capacity | 78470.118
[18 empty] | MAE | Contr. Markup
[18 empty] | 6179.407 | 20%
Residential Water Heating | [42 empty] | Diff (Modeled-Actual) | %Diff (Modeled-Actual)/Actual
Small Storage Gas WH (<= 75,000 BtuH and EF rated) | Energy Factor | Continuous | 0.58-0.7 | 54 | 0.63111 | 0.039029 | 746.58 | 366.44 | Continuous | 0.53 -0.70 | N/A | N/A | 2332.5062 | 2.32 | 1005.1215 | N/A | 2332.5062 | Data Source | Data Type | DEER Measures | Baseline | Small Gas Storage Water Heater 30 Gal; EF = 0.61; Recov Eff = 0.76 | 514.4184 | - | - |  | Model Validation Summary Stats |  | Baseline | Small Gas Storage Water Heater 40 Gal; EF = 0.59; Recov Eff = 0.76 | 565.0488 | 493.95 | 438 | 368.68 | 434 | [6 empty] | 1002
| Rated Volume (gallons) | Continuous | 30-65 | 54 | 43.7222 | 7.3264 | 746.58 | 366.44 | Continuous | 30 - 75 gal | N/A | N/A | 9.0677 | 2.08 | 4.3615 | N/A | 9.0677 | DEG/EMCOR/MESA | Distributor prices |  | Measure | High Efficiency Small Gas Storage Water Heater - 30 Gal , 0.62 EF | 712.5599 | 198.1415 | 10.0512 |  | Mean | #DIV/0! | Measure | High Efficiency Small Gas Storage Water Heater - 40 Gal , 0.62 EF | 816.8379 | 542.95 | 497 | 412.29 | 497
| Forced Draft | Binary | Yes | 17 | N/A | N/A | 1168.55 | 310.6468 | N/A | N/A | N/A | N/A | 473.2047 | 5.17 | 91.4706 | 0.31481 | 148.9719 | Weighting | % CA market |  | Measure | High Efficiency Small Gas Storage Water Heater - 30 Gal , 0.65 EF | 793.0314 | 278.6129 | 40.2049 |  | St. Dev. | #DIV/0! | Measure | High Efficiency Small Gas Storage Water Heater - 40 Gal , 0.67 EF | 950.957 | 795.95 | 924.43 | 1193.51 |  |  |  |  | 649
|  |  | No | 37 | N/A | N/A | 552.7084 | 179.1314 | N/A | N/A | N/A | N/A | 0 | -- | -- | 0.68519 |  | CLASS | Unknown |  | Measure | High Efficiency Small Gas Storage Water Heater - 30 Gal , 0.70 EF | 927.1505 | 412.732 | 90.4609 |  | Min | 0 | Measure | High Efficiency Small Gas Storage Water Heater - 40 Gal , 0.70 EF | 1031.4285 | 809.95 |  |  |  | 872.99 |  | 1085
| Manufacturer | Categorical | AO Smith | 2 | N/A | N/A | 442.75 | 16.26 | N/A | N/A | N/A | N/A | -163.9102 | -0.95 | 173.2708 | 0 | 0 | N observations | N unit sales |  | Baseline | Small Gas Storage Water Heater 40 Gal; EF = 0.59; Recov Eff = 0.76 | 565.0488 | - | - |  | Max | 0 | Baseline | Small Gas Storage Water Heater 60 Gal; EF = 0.56; Recov Eff = 0.76 | 693.1333 | 939.95 |  | 810.21 | 728 |  | 754.45 |  |  |  |  | 1428
|  |  | Bradford-White Co. | 8 | N/A | N/A | 529.25 | 210.72 | N/A | N/A | N/A | N/A | 0 | -- | -- | 0 |  | 54 | N/A |  | Measure | High Efficiency Small Gas Storage Water Heater - 40 Gal , 0.62 EF | 816.8379 | 251.7891 | 30.1536 |  |  |  | Baseline | Small Gas Storage Water Heater 75 Gal; EF = 0.53; Recov Eff = 0.76 | 769.0788 |  |  | 742.55 |  |  |  |  | 816.41 | 722.89 | 789.99 | 1512
|  |  | Rheem | 14 | N/A | N/A | 702.04 | 275.46 | N/A | N/A | N/A | N/A | 4.6269 | 0.05 | 100.9471 | 0 |  | R2 | Intercept |  | Measure | High Efficiency Small Gas Storage Water Heater - 40 Gal , 0.67 EF | 950.957 | 385.9082 | 80.4097
|  |  | State Industries | 30 | N/A | N/A | 845.58 | 412.52 | N/A | N/A | N/A | N/A | -33.3115 | -0.35 | 94.7955 | 0 |  | 0.69055 | -1247.5379 |  | Measure | High Efficiency Small Gas Storage Water Heater - 40 Gal , 0.70 EF | 1031.4285 | 466.3797 | 110.5634
| (Do not delete these rows; see cells at right) | [16 empty] | MAE | Contr. Markup |  | Baseline | Small Gas Storage Water Heater 50 Gal; EF = 0.57; Recov Eff = 0.76 | 615.6791 | - | -
[18 empty] | 153.534 | 15% |  | Measure | High Efficiency Small Gas Storage Water Heater - 50 Gal , 0.62 EF | 921.1159 | 305.4367 | 50.2561
[21 empty] | Measure | High Efficiency Small Gas Storage Water Heater - 50 Gal , 0.67 EF | 1055.235 | 439.5559 | 100.5121
[21 empty] | Measure | High Efficiency Small Gas Storage Water Heater - 50 Gal , 0.70 EF | 1135.7064 | 520.0273 | 130.6658
[21 empty] | Baseline | Small Gas Storage Water Heater 60 Gal; EF = 0.56; Recov Eff = 0.76 | 693.1333 | - | -
[21 empty] | Measure | High Efficiency Small Gas Storage Water Heater - 60 Gal , 0.62 EF | 1025.3939 | 332.2606 | 60.3073
[21 empty] | Measure | High Efficiency Small Gas Storage Water Heater - 60 Gal , 0.66 EF | 1132.6891 | 439.5559 | 100.5121
[21 empty] | Measure | High Efficiency Small Gas Storage Water Heater - 60 Gal , 0.70 EF | 1239.9844 | 546.8511 | 140.717
[21 empty] | Baseline | Small Gas Storage Water Heater 75 Gal; EF = 0.53; Recov Eff = 0.76 | 769.0788 | - | -
[21 empty] | Measure | High Efficiency Small Gas Storage Water Heater - 75 Gal , 0.62 EF | 1181.8108 | 412.732 | 90.4609
[21 empty] | Measure | High Efficiency Small Gas Storage Water Heater - 75 Gal , 0.66 EF | 1289.1061 | 520.0273 | 130.6658
[21 empty] | Measure | High Efficiency Small Gas Storage Water Heater - 75 Gal , 0.70 EF | 1396.4014 | 627.3226 | 170.8707
[45 empty] | Diff (Modeled-Actual) | %Diff (Modeled-Actual)/Actual
Electric Storage WH | Energy Factor | Continuous | 0.86-0.95 | 33 | 0.92 | 0.016394 | 427.19 | 188.93 | Continuous | 0.87 - 0.95 | N/A | N/A | 8916.7788 | 5.19 | 1716.4657 | N/A | 8916.7788 | Data Source | Data Type | DEER Measures | Baseline | Small Electric Storage Water Heater 30 Gal; EF = 0.93; Recov Eff = 0.98 | 361.4805 | 205.0859 | 34.3293 |  | Model Validation Summary Stats |  | Baseline | Small Electric Storage Water Heater 30 Gal; EF = 0.93; Recov Eff = 0.98 | 361.4805 | 347 | 248 | 518.04 | 459.49 | [9 empty] | -31.652 | -0.080512
| Rated Volume | Continuous | 30-80 | 33 | 42.6667 | 12.5864 | 427.19 | 188.93 | Continuous | 30 - 75 gal | N/A | N/A | 14.0859 | 6.7 | 2.1022 | N/A | 14.0859 | DEG/EMCOR | Distributor prices |  | Measure | High Efficiency Small Electric Storage Water Heater - 30 Gal, 0.95 EF | 566.5664 |  |  |  | Mean | 0.066048 | Measure | High Efficiency Small Electric Storage Water Heater - 30 Gal, 0.95 EF | 566.5664 | [6 empty] | 336.25 | 435.35 | [5 empty] | 180.7664 | 0.46855
| Manufacturer | Categorical | A.O. Smith | 7 | N/A | N/A | 375.85 | 67.8 | N/A | N/A | N/A | N/A | 23.9474 | 0.44 | 55.0402 | 0 | 8.7676 | Weighting | % CA market |  | Baseline | Small Electric Storage Water Heater 40 Gal; EF = 0.92; Recov Eff = 0.98 | 420.9259 | 205.0859 | 34.3293 |  | St. Dev. | 0.33299 | Baseline | Small Electric Storage Water Heater 40 Gal; EF = 0.92; Recov Eff = 0.98 | 420.9259 | 338 | 251.21 | 504.59 | 447.53 | [9 empty] | 35.5934 | 0.092371
|  |  | Bradford-White Co. | 7 | N/A | N/A | 382.73 | 83.27 | N/A | N/A | N/A | N/A | 0 | -- | -- | 0 |  | CLASS | Unknown |  | Measure | High Efficiency Small Electric Storage Water Heater - 40 Gal, 0.94 EF | 626.0118 |  |  |  | Min | -0.42712 | Measure | High Efficiency Small Electric Storage Water Heater - 40 Gal, 0.94 EF | 626.0118 | 799 |  | 847.21 | 751.4 | 995 | [8 empty] | -222.1407 | -0.26191
|  |  | Rheem | 9 | N/A | N/A | 602.93 | 280.51 | N/A | N/A | N/A | N/A | 113.7171 | 2.11 | 53.9492 | 0.0771 |  | N observations | N unit sales |  | Baseline | Small Electric Storage Water Heater 50 Gal; EF = 0.90; Recov Eff = 0.98 | 377.8283 | 307.6289 | 51.494 |  | Max | 0.54533 | Baseline | Small Electric Storage Water Heater 50 Gal; EF = 0.90; Recov Eff = 0.98 | 377.8283 | 298 | 298 |  |  | 432.95 | 443.95 | [7 empty] | 9.6033 | 0.02608
|  |  | State Industries | 10 | N/A | N/A | 336.07 | 74.79 | N/A | N/A | N/A | N/A | -12.29 | -0.24 | 51.7279 | 0 |  | 32 | N/A |  | Measure | High Efficiency Small Electric Storage Water Heater - 50 Gal, 0.93 EF | 685.4572 | [5 empty] | Measure | High Efficiency Small Electric Storage Water Heater - 50 Gal, 0.93 EF | 685.4572 |  | 460.75 |  |  |  | 629.95 | 318.58 | 364.99 | [5 empty] | 241.8897 | 0.54533
| (Do not delete these rows; see cells at right) | [16 empty] | R2 | Intercept |  | Baseline | Small Electric Storage Water Heater 60 Gal; EF = 0.89; Recov Eff = 0.98 | 437.2737 | 307.6289 | 51.494 |  |  |  | Measure | Electric Storage Water Heater - 66 Gal, .88 EF | 431.9238 |  |  |  |  | 765 | 707.95 | 788.89 | [6 empty] | -322.0229 | -0.42712
[18 empty] | 0.75454 | -8409.6193 |  | Measure | High Efficiency Small Electric Storage Water Heater - 60 Gal, 0.92 EF | 744.9026 | [5 empty] | Measure | Electric Storage Water Heater - 66 Gal, .92 EF | 842.0956 | [5 empty] | 775.95 |  | 629.99 |  |  |  |  | 761.44 | 119.6356 | 0.16559
[18 empty] | MAE | Contr. Markup |  | Baseline | Small Electric Storage Water Heater 75 Gal; EF = 0.87; Recov Eff = 0.98 | 475.1703 | 410.1718 | 68.6586
[18 empty] | 71.264 | 15% |  | Measure | High Efficiency Small Electric Storage Water Heater - 75 Gal, 0.91 EF | 885.3421
[45 empty] | Diff (Modeled-Actual) | %Diff (Modeled-Actual)/Actual
Tankless WH | Energy Factor | Continuous | 82 - 92 (.82-.92) | 32 | 87.88 | 4.67 | 916.82 | 226.77 | Discrete | .80, .85, .90 | Discrete | .80, .90 | 13.98 | 2.97 | 4.71 | N/A | 13.98 | Data Source | Data Type | DEER Measures | Baseline | Small Gas Storage Water Heater 40 Gal; EF = 0.59; Recov Eff = 0.76 | 565.0488 | - |  |  | Model Validation Summary Stats |  | Measure | High Efficiency Medium Gas Instantaneous Water heater , 0.82 TE, 120 mbtu/hr | 593.3039 | 549 |  |  |  | 574.4 | 584.99 |  |  |  | 584.99 | [6 empty] | 19.9589 | 0.034811
| Capacity (Mbtu) | Continuous | 120-250 | 32 | 184.99 | 31.84 | 916.82 | 226.77 | N/A | N/A | Discrete | <= 200, > 200 | 5.55 | 8.47 | 0.655 | N/A | 5.55 | QuEST | Distributor prices |  | Measure | High Efficiency Medium Gas Instantaneous Water heater , 0.82 TE, 120 mbtu/hr | 593.3039 | 28.2551 | 57.0059 |  | Mean | 0.011034 | Measure | High Efficiency Medium Gas Instantaneous Water heater, 0.91 TE, 180 mbtu/hr | 1166.8289 |  | 1217.32 | 1124.95 |  |  | 1123.95 | [5 empty] | 1217.32 |  |  |  |  | -4.0561 | -0.0034641
| Rheem | Binary | Yes | 10 | N/A | N/A | 863.7 | 178.16 | N/A | N/A | N/A | N/A | -119.99 | -2.6 | 46.15 | 0.3125 | -37.4969 | Weighting | % CA market |  | Measure | High Efficiency Medium Gas Instantaneous Water heater, 0.91 TE, 180 mbtu/hr | 1166.8289 | 601.7801 | 112.1114 |  | St. Dev. | 0.21823 | Measure | High Efficiency Medium Gas Instantaneous Water heater, 0.93 TE, 150 mbtu/hr | 993.6539 |  | 1356.47 |  |  |  |  | 1356.55 | 1378.61 |  |  |  |  | 1347.46 |  |  |  | -366.1186 | -0.26925
|  |  | No | 22 | N/A | N/A | 940.95 | 245.67 | N/A | N/A | N/A | N/A | 0 | -- | -- | 0.6875 |  | None | Unknown |  | Measure | High Efficiency Medium Gas Instantaneous Water heater, 0.93 TE, 150 mbtu/hr | 993.6539 | 428.6051 | 95.4724 |  | Min | -0.26925 | Measure | High Efficiency Large Gas Instantaneous Water heater, 0.82 TE, 200 mbtu/hr | 1148.3039 |  |  |  | 1240.95 |  |  |  | 1115.27 |  |  | 1060.87 |  |  | 1189 |  |  | -3.2186 | -0.0027951
| (Do not delete these rows; see cells at right) | [16 empty] | N observations | N unit sales |  | Baseline | Small Gas Storage Water Heater 75 Gal; EF = 0.53; Recov Eff = 0.76 | 769.0788 | - |  |  | Max | 0.39637 | Measure | High Efficiency Large Gas Instantaneous Water heater, 0.84 TE, 250 mbtu/hr | 1530.1289 |  | 1706.11 |  | 1678.95 |  |  |  |  | 1657.99 | [5 empty] | 1678.88 |  | -150.3536 | -0.08947
[18 empty] | 32 | N/A |  | Measure | High Efficiency Large Gas Instantaneous Water heater, 0.82 TE, 200 mbtu/hr | 1148.3039 | 379.2251 | 110.3315 |  |  |  | Measure | High Efficiency Large Gas Instantaneous Water heater, 0.92 TE, 200 mbtu/hr | 1323.0539 | 945 | 955 | [7 empty] | 989.99 | [5 empty] | 899.98 | 375.5614 | 0.39637
[18 empty] | R2 | Intercept |  | Measure | High Efficiency Large Gas Instantaneous Water heater, 0.84 TE, 250 mbtu/hr | 1530.1289 | 761.0501 | 147.018
[18 empty] | 0.768 | -1300.22 |  | Measure | High Efficiency Large Gas Instantaneous Water heater, 0.92 TE, 200 mbtu/hr | 1323.0539 | 553.9751 | 127.1218
[18 empty] | MAE | Contr. Markup
[18 empty] | 88.09 | 25%
[45 empty] | Diff (Modeled-Actual) | %Diff (Modeled-Actual)/Actual
Heat Pump Water Heaters | Storage Volume (gallons) | Continuous | 40 - 80 | 25 | 59.6 | 13.06 | 1575.36 | 327.67 | N/A | N/A | Continuous | >=40 | 23.23 | 6.47 | 639.71 | N/A | 23.23 | Data Source | Data Type | Example Measures | Baseline | Small Electric Storage Water Heater 40 Gal; EF = 0.92; Recov Eff = 0.98 | 420.9259 | - | - |  | Model Validation Summary Stats |  | Baseline | 40 gallon electric water heater, .92 EF |  | 1199 | 1139 | 1199 | 1229
| Input KW | Continuous | 2.2 - 5.5 | 25 | 4.43 | 0.626 | 1575.36 | 327.67 | N/A | N/A | N/A | N/A | -230.48 | 3.17 | 72.76 | N/A | -230.48 | DEG/Itron | Retail prices |  | Measure | Heat pump water heater, 40 gallons, 4.0 kw, 2.0 EF, 240 volt | 1761.23 | 1340.3041 | 123.1014 |  | Mean | 0.019668 | Measure | Heat pump water heater, 40 gallons, 4.0 kw, 2.0 EF, 240 volt | 1761.23 |  |  | 1449 | 1599 |  |  |  | 1398 | 1614 | [5 empty] | 246.23 | 0.15741
| Energy Factor | Continuous | 2 - 2.51 | 25 | 2.29 | 0.158 | 1575.36 | 327.67 | N/A | N/A | Continuous | >= 2.0 | -782.21 | 2.52 | 310.08 | N/A | -782.21 | Weighting | % CA market |  | Measure | Heat pump water heater, 50 gallons, 4.5 kw, 2.4 EF, 240 volt | 1565.406 | 1187.5777 | 109.4143 |  | St. Dev. | 0.36138 | Measure | Heat pump water heater, 50 gallons, 4.5 kw, 2.4 EF, 240 volt | 1565.406 |  |  |  |  | 2612 |  |  | 2495 |  | 2399 |  |  |  | 2399 | -910.844 | -0.39704
| Volt 230 | Binary | yes | 22 | N/A | N/A | 1613.64 | 328.68 | N/A | N/A | N/A | N/A | 361.35 | 2.3 | 157.07 | N/A | 361.35 | None | Unknown |  | Measure | Heat pump water heater, 50 gallons, 5.5 kw, 2.45 EF, 230 volt | 1295.8155 | 917.9872 | 90.5712 |  | Min | -0.39704 | Measure | Heat pump water heater, 50 gallons, 5.5 kw, 2.45 EF, 230 volt | 1295.8155 |  |  |  | 1165 | 1735 | 1219 | 1468 | [7 empty] | -100.9345 | -0.073324
|  |  | no | 3 | N/A | N/A | 1294.67 | 140.43 | N/A | N/A | N/A | N/A | 0 | -- | -- | N/A | 0 | N observations | N unit sales |  | Measure | Heat pump water heater, 60 gallons, 4.5 kw, 2.33 EF, 240 volt | 1852.4607 | 1415.187 | 129.478 |  | Max | 0.56057 | Measure | Heat pump water heater, 60 gallons, 4.5 kw, 2.33 EF, 240 volt | 1852.4607 |  |  |  | 2279 |  |  |  | 2099 |  |  | 1889 | 2399 |  |  | -314.0393 | -0.14928
| (Do not delete these rows; see cells at right) | [16 empty] | 25 | N/A |  | Measure | Heat pump water heater, 80 gallons, 2.2 kw, 2.51 EF, 240 volt | 2706.3669 | 2231.1966 | 189.1619 |  |  |  | Measure | Heat pump water heater, 80 gallons, 2.2 kw, 2.51 EF, 240 volt | 2706.3669 |  |  |  | 2026 | 1785 | [7 empty] | 1103.89 |  | 1068.0702 | 0.56057
[18 empty] | R2 | Intercept |  | Measure | Heat pump water heater, 80 gallons, 4.5 kw, 2.33 EF, 240 volt | 2317.0607 | 1841.8904 | 161.9513 |  |  |  | Measure | Heat pump water heater, 80 gallons, 4.5 kw, 2.33 EF, 240 volt | 2317.0607
[18 empty] | 0.777 | 2955.87
[18 empty] | MAE | Contr. Markup
[18 empty] | 110.11 | 15%
Non-Residential Water Heating | [42 empty] | Diff (Modeled-Actual) | %Diff (Modeled-Actual)/Actual
Large Storage Gas WH (> 75,000 BtuH and TE rated) | Rated Input (Btuh) | Continuous | 75100-740000 | 65 | 262298.4 | 144055.8 | 6603.16 | 3412.96 | Discrete | > 75,000 Btuh | N/A | N/A | 0.01129 | 8.23 | 0.001371 | N/A | 0.01129 | Data Source | Data Type | DEER Measures | Baseline | Large Gas Storage Water Heater; Et = 0.80; Stdby Loss = 0.56%/hr assumed 75 gal capacity and 125,000 Btuh | 4885.9919 | - | - |  | Model Validation Summary Stats |  | Baseline | Large Gas Storage Water Heater; Et = 0.80; Stdby Loss = 0.56%/hr assumed 75 gal capacity and 125,000 Btuh | 4885.9919 | 3341.77 |  | 3743 |  | 3457.35 |  |  |  |  | 4185 |  | 1204.2119 | 0.32707
| Rated Volume (gallons) | Continuous | 50-130 | 65 | 88.4385 | 19.9817 | 6603.16 | 3412.96 | N/A | N/A | N/A | N/A | 29.923 | 2.77 | 10.7957 | N/A | 29.923 | EMCOR/MESA | Distributor prices |  | Measure | High Efficiency Large Gas Storage Water Heater - 0.83 Et assumed 75 gal capacity and 125,000 Btuh | 5105.9552 | 219.9632 | 86.339 |  | Mean | 0.39274 | Measure | High Efficiency Large Gas Storage Water Heater - 0.95 Et assumed 55 gal capacity and 100,000 Btuh | 5661.2207 | 4689.15 | 3458.31 |  |  |  | 5482.53 | 4016.71 |  |  |  |  | 1249.5457 | 0.28324
| Thermal Efficiency | Continuous | 0.79-0.99 | 65 | 0.84257 | 0.066915 | 6603.16 | 3412.96 | Continuous | 0.8 - 0.9 | N/A | N/A | 11362.9197 | 3.95 | 2877.9659 | N/A | 11362.9197 | Weighting | % CA market |  | Measure | High Efficiency Large Gas Storage Water Heater - 0.90 Et assumed 75 gal capacity and 125,000 Btuh | 6020.6702 | 1134.6783 | 287.7966 |  | St. Dev. | 0.20498 | Measure | High Efficiency Large Gas Storage Water Heater - 0.92 Et assumed 100 gal capacity and 400,000 Btuh | 10712.7672 | [6 empty] | 7767 | 5579 | 9181.76 |  |  | 3203.5139 | 0.42661
| ASME Construction | Binary | Yes | 25 | N/A | N/A | 8471.53 | 2967.61 | N/A | N/A | N/A | N/A | 945.4884 | 2.55 | 370.6015 | 0.38462 | 363.6494 | None | Unknown | [7 empty] | Min | 0.089276 | Measure | High Efficiency Large Gas Storage Water Heater - 0.96 Et assumed 130 gal capacity and 300,000 Btuh | 10969.4564 |  |  | 10405 | 9579.95 |  | 11921.94 | 8374.77 |  |  |  |  | 899.0414 | 0.089276
|  |  | No | 40 | N/A | N/A | 5435.43 | 3171.64 | N/A | N/A | N/A | N/A | 0 | -- | -- | 0.61538 |  | N observations | N unit sales | [7 empty] | Max | 0.6437 | Measure | High Efficiency Large Gas Storage Water Heater - 0.82 Et assumed 100 gal capacity and 199,900 Btuh | 6808.0331 | 4595.07 | 3730.59 | [7 empty] | 4100 |  | 2666.1465 | 0.6437
| Supplier | Categorical | Cal Steam | 44 | N/A | N/A | 8233.98 | 2607.07 | N/A | N/A | N/A | N/A | 3778.6696 | 2.58 | 1464.4516 | 0.67692 | 2564.9649 | 65 | N/A | [9 empty] | Measure | High Efficiency Large Gas Storage Water Heater - 0.94 Et assumed 80 gal capacity and 150,000 Btuh | 7040.0095 | [6 empty] | 4297.91 |  | 4576.69 |  |  | 2602.7095 | 0.58655
|  |  | Pace Supply | 5 | N/A | N/A | 1300.83 | 593.36 | N/A | N/A | N/A | N/A | 0 | -- | -- | 0.076923 |  | R2 | Intercept
|  |  | Heieck Supply | 1 | N/A | N/A | 2032.19 | . | N/A | N/A | N/A | N/A | 0 | -- | -- | 0.015385 |  | 0.87611 | -11575.3546
|  |  | Ferguson Plumbing Supply | 15 | N/A | N/A | 3891.6 | 2122.03 | N/A | N/A | N/A | N/A | 30.7504 | 0.02 | 1473.0272 | 0.23077 |  | MAE | Contr. Markup
| Manufacturer | Categorical | AO Smith | 60 | N/A | N/A | 7045.02 | 3167.08 | N/A | N/A | N/A | N/A | 74.073 | 0.05 | 1407.2883 | 0 | 0 | 862.791 | 15%
|  |  | State Industries | 5 | N/A | N/A | 1300.83 | 593.36 | N/A | N/A | N/A | N/A | 0 | -- | -- | 0
(Do not delete these rows; see cells at right)
[45 empty] | Diff (Modeled-Actual) | %Diff (Modeled-Actual)/Actual
SHW Boilers (< 300 kBtuh, non-condensing) | Rated Capacity (kBtuh) | Continuous | 90-238 | 8 | 165.625 | 48.9721 | 2498 | 1108.15 | Discrete | < 300 | N/A | N/A | 13.5499 | 3.5 | 3.8679 | N/A | 13.5499 | Data Source | Data Type | DEER Measures | Baseline | Hot water boiler (<300 kBtuh; 82.0% AFUE; atmospheric) assumed 250 kBtuh | 2574.395 | - | - |  |  |  | Baseline | Hot water boiler (<300 kBtuh; 82.0% AFUE; atmospheric) assumed 250 kBtuh | 2574.395 | 2750 | 2950 | 4277.5 | 1947.5
| Efficiency (AFUE) | Continuous | 0.83-0.85 | 8 | 0.83494 | 0.006498 | 2498 | 1108.15 | Continuous | 0.82 - 0.845 AFUE | N/A | N/A | 111173.9551 | 3.81 | 29149.7853 | N/A | 111173.9551 | EMCOR / DEG | Distributor Prices |  | Measure | Hot water boiler (< 300 kBtuh, 84.5% AFUE, atmospheric) assumed 250 kBtuh | 6187.5486 | 3613.1535 | 728.7446 |  |  |  | Measure | Hot water boiler (< 300 kBtuh, 84.5% AFUE, atmospheric) assumed 250 kBtuh | 6187.5486 | 5250 | 6027.5 | 5272.5 | 2337.5
| (Do not delete these rows; see cells at right) | [16 empty] | Weighting | % CA market |  | Measure | Hot water boiler (< 300 kBtuh, 84.5% AFUE, forced draft) assumed 250 kBtuh | 6187.5486 | 3613.1535 | 728.7446 |  |  |  | Measure | Hot water boiler (< 300 kBtuh, 84.5% AFUE, forced draft) assumed 250 kBtuh | 6187.5486 |  |  | 7385
[18 empty] | None | Unknown
[18 empty] | N observations | N unit sales
[18 empty] | 8 | N/A
[18 empty] | R2 | Intercept
[18 empty] | 0.85514 | -92569.8143
[18 empty] | MAE | Contr. Markup
[18 empty] | 331.475 | 30%
[45 empty] | Diff (Modeled-Actual) | %Diff (Modeled-Actual)/Actual
SHW Boilers (> 300 kBtuh, non-condensing) | Rated Capacity (kBtuh) | Continuous | 300-4000 | 54 | 1375.815 | 948.5415 | 25080.7 | 21782.28 | Discrete | 300-2500, >2500 | N/A | N/A | 13.5353 | 7.04 | 1.9237 | N/A | 13.5353 | Data Source | Data Type | DEER Measures | Baseline | Hot water boiler (300-2500 kBtuh; 82.0% thermal efficiency; atmospheric) assumed 1,400 kBtuh | 17640.7031 | - |  |  |  |  | Baseline | Hot water boiler (300-2500 kBtuh; 82.0% thermal efficiency; atmospheric) assumed 1,400 kBtuh | 17640.7031 | 15400 | 15918 | 14028 | 10906
| Efficiency | Continuous | 0.82-0.88 | 54 | 0.84906 | 0.011378 | 25080.7 | 21782.28 | Continuous | 0.80-0.85 (T.E.), 0.82-0.85 (C.E.) | N/A | N/A | 505493.1666 | 2.77 | 182773.6264 | N/A | 505493.1666 | EMCOR/DEG | Distributor Prices |  | Measure | Hot water boiler (300-2500 kBtuh, 85.0% thermal efficiency, atmospheric) assumed 1,400 kBtuh | 37354.9366 | 19714.2335 | 5483.2088 |  |  |  | Measure | Hot water boiler (300-2500 kBtuh, 85.0% thermal efficiency, atmospheric) assumed 1,400 kBtuh | 37354.9366 | 29400 | 20916 | 16590 | 13090
| Brand | Categorical | Ajax | 6 | N/A | N/A | 20767.17 | 6622.66 | N/A | N/A | N/A | N/A | -255.9874 | -0.02 | 10289.7507 | 0 | 93.5035 | Weighting | % CA market |  | Measure | Hot water boiler (300-2500 kBtuh, 85.0% thermal efficiency, forced draft) assumed 1,400 kBtuh | 37354.9366 | 19714.2335 | 5483.2088 |  |  |  | Measure | Hot water boiler (300-2500 kBtuh, 85.0% thermal efficiency, forced draft) assumed 1,400 kBtuh | 37354.9366 |  |  | 18172
|  |  | Camus | 8 | N/A | N/A | 19020.35 | 4865.61 | N/A | N/A | N/A | N/A | -11735.6664 | -1.18 | 9955.5326 | 0 |  | CEUS | Unknown |  | Baseline | Hot water boiler (> 2500 kBtuh; 82.0% thermal efficiency; atmospheric) assumed 3,000 kBtuh | 45794.1271 | - |  |  |  |  | Baseline | Hot water boiler (> 2500 kBtuh; 82.0% thermal efficiency; atmospheric) assumed 3,000 kBtuh | 45794.1271 | 33000 | 34110 | 27450
|  |  | Laars | 14 | N/A | N/A | 26644.64 | 25676.58 | N/A | N/A | N/A | N/A | 4009.6053 | 0.41 | 9825.5332 | 0 |  | N observations | N unit sales |  | Measure | Hot water boiler (> 2500 kBtuh, 85.0% thermal efficiency, atmospheric) assumed 3,000 kBtuh | 65508.3606 | 19714.2335 | 5483.2088 |  |  |  | Measure | Hot water boiler (> 2500 kBtuh, 85.0% thermal efficiency, atmospheric) assumed 3,000 kBtuh | 65508.3606 | 63000 | 44820 | 28770
|  |  | PK | 6 | N/A | N/A | 58229.17 | 28340.61 | N/A | N/A | N/A | N/A | 19231.769 | 1.74 | 11056.6658 | 0.005 |  | 34 | N/A |  | Measure | Hot water boiler (> 2500 kBtuh, 85.0% thermal efficiency, forced draft) assumed 3,000 kBtuh | 65508.3606 | 19714.2335 | 5483.2088 |  |  |  | Measure | Hot water boiler (> 2500 kBtuh, 85.0% thermal efficiency, forced draft) assumed 3,000 kBtuh | 65508.3606 |  |  | 30540
|  |  | RBI | 17 | N/A | N/A | 17800.17 | 14372.88 | N/A | N/A | N/A | N/A | -13276.8198 | -1.39 | 9570.139 | 0.0002 |  | R2 | Intercept
|  |  | Unspecified | 2 | N/A | N/A | 24125 | 22450.64 | N/A | N/A | N/A | N/A | 0 | -- | -- | 0 |  | 0.91341 | -419977.5485
|  |  | Viessmann | 1 | N/A | N/A | 4339 | . | N/A | N/A | N/A | N/A | 696.6173 | 0.05 | 13839.6071 | 0 |  | MAE | Contr. Markup
| (Do not delete these rows; see cells at right) | [16 empty] | 2650.801 | 30%
[45 empty] | Diff (Modeled-Actual) | %Diff (Modeled-Actual)/Actual
SHW Boilers (condensing) | Rated Capacity (kBtuh) | Continuous | 67-4000 | 38 | 823.7105 | 868.1279 | 17878.84 | 13334.8 | Discrete | < 300 300 - 2500 | N/A | N/A | 9.8654 | 8.06 | 1.2237 | N/A | 9.8654 | Data Source | Data Type | DEER Measures | Baseline | Hot water boiler (300-2500 kBtuh; 82% thermal efficiency; atmospheric) assumed 1,400 kBtuh | 17640.7031 | 7183.2082 | 5950.5566 |  |  |  | Baseline | Hot water boiler (300-2500 kBtuh; 82% thermal efficiency; atmospheric) assumed 1,400 kBtuh | 17640.7031 | no benchmarck data available in DEER 2001, 2005, 2008, workpapers or RS Means that I have found
| Efficiency | Continuous | 0.90-0.96 | 38 | 0.93603 | 0.020701 | 17878.84 | 13334.8 | Discrete | 0.94 AFUE 0.94 T.E. | N/A | N/A | 143589.4523 | 2.9 | 49587.972 | N/A | 143589.4523 | EMCOR | Distributor Prices |  | Measure | Hot water boiler (300-2500 kBtuh, 94.0% thermal efficiency, condensing) assumed 1,400 kBtuh | 24823.9112 | [5 empty] | Measure | Hot water boiler (300-2500 kBtuh, 94.0% thermal efficiency, condensing) assumed 1,400 kBtuh | 24823.9112
| Brand | Categorical | Camus | 5 | N/A | N/A | 31940 | 18760.14 | N/A | N/A | N/A | N/A | 8707.2544 | 3.29 | 2648.9043 | 0 | 230.8112 | Weighting | % CA market |  | Baseline | Hot water boiler (<300 kBtuh; 82% thermal; atmospheric) assumed 250 kBtuh | 2574.395 | 7500.7432 | 5950.5566 |  |  |  | Baseline | Hot water boiler (<300 kBtuh; 82% AFUE; atmospheric) assumed 250 kBtuh | 2574.395
|  |  | Laars | 6 | N/A | N/A | 21150 | 7987.59 | N/A | N/A | N/A | N/A | 9334.0328 | 4.2 | 2223.9718 | 0.019 |  | CEUS | Unknown |  | Measure | Hot water boiler (< 300 kBtuh, 94.0 thermal, condensing) assumed 250 kBtuh | 10075.1382 | [5 empty] | Measure | Hot water boiler (< 300 kBtuh, 94.0 AFUE, condensing) assumed 250 kBtuh | 10075.1382
|  |  | PK | 10 | N/A | N/A | 24822 | 10435.7 | N/A | N/A | N/A | N/A | 10692.9085 | 5.99 | 1784.9397 | 0.005 |  | N observations | N unit sales
|  |  | Raypak | 8 | N/A | N/A | 14288.38 | 6834.79 | N/A | N/A | N/A | N/A | -778.2889 | -0.39 | 2000.1507 | 0 |  | 38 | N/A
|  |  | Viessmann | 9 | N/A | N/A | 3363.22 | 1172.09 | N/A | N/A | N/A | N/A | 0 | -- | -- | 0 |  | R2 | Intercept
| (Do not delete these rows; see cells at right) | [16 empty] | 0.94346 | -129921.14
[18 empty] | MAE | Contr. Markup
[18 empty] | 2196.163 | 30%
Residential Building Shell | [40 empty] | Diff (Modeled-Actual) | %Diff (Modeled-Actual)/Actual
Batt Insulation | R-Value | Continuous | 11-38 | 41 | 22.3902 | 7.7842 | 0.34658 | 0.13597 | Discrete | 11 - 38 | Discrete | 11 - 30 | 0.01367 | 7.48 | 0.0018283 | N/A | 0.01367 | Data Source | Data Type | DEER Measures | Baseline | Absence of insulation, or leaving the vintage-specific existing insulation as noted in measure definitions | - | - | - |  | Model Validation Summary Stats |  | Measure | R-11 Batt Insulation, Unfaced | 0.18025 |  |  | 0.32 | 0.33 | [5 empty] | -0.14475 | -0.44539
| High Density | Binary | Yes | 9 | N/A | N/A | 0.41333 | 0.16432 | N/A | N/A | N/A | N/A | 0.1155 | 4.91 | 0.023514 | 0.21951 | 0.025354 | DEG | Distributor prices |  | Measure | Ceiling R-0 to R-30 Insulation-Batts | 0.52938 | 0.52938 | 0.045823 |  | Mean | -0.47073 | Measure | R-11 Batt Insulation, Kraft Faced | 0.23785 |  |  |  |  | 0.49 | 0.43 |  |  |  | -0.22215 | -0.48293
|  |  | No | 32 | N/A | N/A | 0.32781 | 0.12341 | N/A | N/A | N/A | N/A | 0 | -- | -- | 0.78049 |  | Weighting | % CA market |  | Measure | Ceiling R-0 to R-38 Insulation-Batts | 0.66062 | 0.66062 | 0.057182 |  | St. Dev. | 0.085064 | Measure | R-19 Batt Insulation, Unfaced | 0.31148 | 0.52994 |  | 0.57 | [6 empty] | -0.23848 | -0.43363
| Kraft Faced | Binary | Yes | 5 | N/A | N/A | 0.422 | 0.15579 | N/A | N/A | N/A | N/A | 0.048002 | 1.72 | 0.027894 | 0.12195 | 0.0058539 | None | Unknown |  | Measure | Ceiling - Add R-11 batts on top of vintage-specific existing insulation | 0.2177 | 0.2177 | 0.018844 |  | Min | -0.65931 | Measure | R-19 Batt Insulation, Kraft Faced | 0.36909 | 0.54994 | 0.57 | 0.6 | [6 empty] | -0.20423 | -0.35622
|  |  | No | 36 | N/A | N/A | 0.33611 | 0.13202 | N/A | N/A | N/A | N/A | 0 | -- | -- | 0.87805 |  | N observations | N unit sales |  | Measure | Ceiling - Add R-19 batts on top of vintage-specific existing insulation | 0.34893 | 0.34893 | 0.030203 |  | Max | -0.35622 | Measure | R-30 Batt Insulation, Unfaced | 0.49193 |  | 0.82 |  |  | 1.14 |  |  |  |  | -0.48807 | -0.49803
| Brand | Categorical | CertainTeed | 21 | N/A | N/A | 0.39095 | 0.16202 | N/A | N/A | N/A | N/A | 0.069782 | 4.05 | 0.017224 | 0.5122 | 0.035742 | 41 | N/A |  | Measure | Ceiling - Add R-30 batts on top of vintage-specific existing insulation | 0.52938 | 0.52938 | 0.045823 |  |  |  | Measure | R-30 Batt Insulation, Kraft Faced | 0.54953 | 0.90983 | 0.93 | 0.91 | [6 empty] | -0.36708 | -0.40047
|  |  | Knauf | 20 | N/A | N/A | 0.3 | 0.082653 | N/A | N/A | N/A | N/A | 0 | -- | -- | 0.4878 |  | R2 | Intercept |  | Measure | Floor R-0 to R-19 Insulation Batts | 0.34893 | 0.34893 | 0.030203 |  |  |  | Measure | R-30 Batt Insulation, High Density, Unfaced | 0.63053 | [6 empty] | 0.7 | 1.58 |  | -0.50947 | -0.4469
| Width (Inches) | Continuous | 15-24 | 41 | 17.4756 | 3.7294 | 0.34658 | 0.13597 | N/A | N/A | N/A | N/A | 0.0010718 | 0.35 | 0.0030645 | N/A | 0.0010718 | 0.8859 | -0.036888 |  | Measure | Floor R-0 to R-30 Insulation Batts | 0.52938 | 0.52938 | 0.045823 |  |  |  | Measure | R-30 Batt Insulation, High Density, Kraft Faced | 0.68814 |  |  |  |  | 1.47 |  |  | 1.64 |  | -0.86686 | -0.55747
| Coverage (Sq Ft/bag) | Continuous | 31.998-256 | 41 | 90.492 | 42.6885 | 0.34658 | 0.13597 | N/A | N/A | N/A | N/A | -9.1589e-05 | -0.24 | 0.00037562 | N/A | -9.1589e-05 | MAE | Contr. Markup |  | Measure | Floor R-19 to R-30 Insulation-Batts | 0.34893 | 0.34893 | 0.030203 |  |  |  | Measure | R-38 Batt Insulation, Unfaced | 0.62317 | 1.05 |  | 1.09 | [6 empty] | -0.44683 | -0.4176
| (Do not delete these rows; see cells at right) | [16 empty] | 0.03 | 20% |  | Measure | Wall 2x4 R-15 Insulation-Batts | 0.28332 | 0.28332 | 0.024523 |  |  |  | Measure | R-38 Batt Insulation, Kraft Faced | 0.68077 | 1.07 | 1.19 | [7 empty] | -0.44923 | -0.39755
[21 empty] | Measure | Wall 2x6 R-19 Insulation-Batts | 0.34893 | 0.34893 | 0.030203 |  |  |  | Measure | R-38 Batt Insulation, High Density, Unfaced | 0.76177 | [6 empty] | 1.04 | 2.37 |  | -0.94323 | -0.55321
[21 empty] | Measure | Wall 2x6 R-21 Insulation-Batts | 0.38174 | 0.38174 | 0.033043 |  |  |  | Measure | R-38 Batt Insulation, High Density, Kraft Faced | 0.81937 |  |  |  |  | 2.27 |  |  | 2.54 |  | -1.5856 | -0.65931
[21 empty] | Measure | Wall 2x4 R-13 Batts + R-5 Rigid | 0.25051 | 0.25051 | 0.021684
[21 empty] | Measure | Wall 2x6 R-19 Batts + R-5 Rigid | 0.34893 | 0.34893 | 0.030203
Non-Residential Building Shell
Thermal Curtain | Flame Retardant | Binary | Yes | 22 | N/A | N/A | 0.3436 | 0.1382 | N/A | N/A | N/A | N/A | 0.19 | 8.98 | 0.021105 | 0.57895 | 0.11 | Data Source | Data Type | Example Measures | Baseline | Absence of Thermal Curtain |  |  |  |  | Model Validation Summary Stats |  | Baseline | Absence of Thermal Curtain
|  |  | No | 16 | N/A | N/A | 0.2451 | 0.1046 | N/A | N/A | N/A | N/A | 0 | -- | -- | 0.42105 |  | QuEST | Distributor prices |  | Measure | Flame Retardant, Contains Aluminum, Solar Reflection | 0.585 | 0.585 | 0.077451 |  | Mean |  | Measure | Flame Retardant, Contains Aluminum, Solar Reflection | 0.585
| Contains Aluminum | Binary | Yes | 22 | N/A | N/A | 0.3592 | 0.1362 | N/A | N/A | N/A | N/A | 0.198 | 8.87 | 0.022374 | 0.57895 | 0.11463 | Weighting | % CA market |  | Measure | Flame Retardant, No Aluminum, Solar Reflection | 0.288 | 0.288 | 0.03813 |  | St. Dev. |  | Measure | Flame Retardant, No Aluminum, Solar Reflection | 0.288
|  |  | No | 16 | N/A | N/A | 0.2238 | 0.0798 | N/A | N/A | N/A | N/A | 0 | -- | -- | 0.42105 |  | None | Unknown |  | Measure | Flame Retardant, No Aluminum, Supplemental Lighting | 0.1695 | 0.1695 | 0.022441 |  | Min |  | Measure | Flame Retardant, No Aluminum, Supplemental Lighting | 0.1695
| Performance/Purpose | Categorical | Blackout | 9 | N/A | N/A | 0.3656 | 0.1741 | N/A | N/A | N/A | N/A | 0.206 | 7.21 | 0.028545 | 0.23684 | 0.079658 | N observations | N unit sales |  | Measure | No Flame Retardant, Contains Aluminum, Solar Reflection | 0.3 | 0.3 | 0.039718 |  | Max |  | Measure | No Flame Retardant, Contains Aluminum, Solar Reflection | 0.3
|  |  | Energy Savings & Solar Reflection | 15 | N/A | N/A | 0.3257 | 0.1296 | N/A | N/A | N/A | N/A | 0.065 | 2.72 | 0.023831 | 0.39474 |  | 37 | N/A |  | Measure | No Flame Retardant, Contains Aluminum, Blackout | 0.609 | 0.609 | 0.080629 |  |  |  | Measure | No Flame Retardant, Contains Aluminum, Blackout | 0.609
|  |  | Energy Savings | 3 | N/A | N/A | 0.1567 | 0.0242 | N/A | N/A | N/A | N/A | 0.029 | 0.71 | 0.04047 | 0.078947 |  | R2 | Intercept |  | Measure | No Flame Retardant, No Aluminum, Blackout | 0.312 | 0.312 | 0.041307 |  |  |  | Measure | No Flame Retardant, No Aluminum, Blackout | 0.312
|  |  | Supplemental Light | 1 | N/A | N/A | 0.302 | 0 | N/A | N/A | N/A | N/A | 0.111 | 1.78 | 0.062085 | 0.026316 |  | 0.846 | 0.002
|  |  | Solar Reflection | 10 | N/A | N/A | 0.2534 | 0.0701 | N/A | N/A | N/A | N/A | 0 | -- | -- | 0.26316 |  | MAE | Contr. Markup
| (Do not delete these rows; see cells at right) | [16 empty] | 0.04 | 50%
Reflective Film | Emissivity | Continuous | 0.07 -0.91 | 41 | 0.693 | 0.194 | 1.62 | 1.26 | N/A | N/A | N/A | N/A | -3.15 | 4.02 | 0.785 | N/A | -3.15 | Data Source | Data Type | Workpaper Measures | Baseline | Absence of window film in window with .82 SHGC | 0 | - | - |  | Model Validation Summary Stats |  | Measure | Window film, .22 SHGC, .71 emmisivity, .80 glare reduction, .97 winter U-value | 1.103 | 0.965 | 0.85 | 0.8
| Glare Reduction | Continuous | 0.16 - 0.94 | 52 | 0.667 | 0.2 | 1.62 | 1.26 | N/A | N/A | N/A | N/A | -3.67 | 4.48 | 0.818 | N/A | -3.67 | QuEST | Retail Prices |  | Measure | Window film (0.37 SHGC) assumed 0.81 emmisivity, 0.63 glare reduction, 1.03 winter U-value, 26 reflected interior, 32 reflected exterior | 1.097 | 1.097 | 0.30337 |  | *only one product spec could be validated via artificial bids
| Solar Heat Gain Coefficient | Continuous | 0.16 - 0.82 | 42 | 0.356 | 0.153 | 1.62 | 1.26 | N/A | N/A | Continuous | <= .39 | 2.39 | 2.26 | 1.06 | N/A | 2.39 | Weighting | % CA market |  | Measure | Window film (0.29 SHGC) assumed 0.84 emmisivity, 0.64 glare reduction, 5.91 winter U-value, 28 reflected interior, 30 reflected exterior | 1.4619 | 1.4619 | 0.40429
| Visible Light Reflected Exterior | Continuous | 9 - 80 | 39 | 37.49 | 18.17 | 1.62 | 1.26 | N/A | N/A | N/A | N/A | 0.062 | 5.78 | 0.011 | N/A | 0.062 | None | Unknown |  | Measure | Window film (0.22 SHGC) assumed 0.71 emmisivity, 0.80 glare reduction, 0.97 winter U-value, 62 reflected interior, 61 reflected exterior | 1.103 | 1.103 | 0.30502
| Visible Light Reflected Interior | Continuous | 9 - 64 | 37 | 29.19 | 16.79 | 1.62 | 1.26 | N/A | N/A | N/A | N/A | -0.031 | 3.55 | 0.009 | N/A | -0.031 | N observations | N unit sales |  | Measure | Window film (0.17 SHGC) assumed 0.84 emmisivity, 0.91 glare reduction, 5.91 winter U-value, 17 reflected interior, 55 reflected exterior | 2.2286 | 2.2286 | 0.61629
| Winter U Value | Continuous | 0.59 - 5.91 | 34 | 2.27 | 2.22 | 1.62 | 1.26 | N/A | N/A | N/A | N/A | 0.164 | 3.02 | 0.054 | N/A | 0.164 | 30 | N/A
| (Do not delete these rows; see cells at right) | [16 empty] | R2 | Intercept
[18 empty] | 0.848 | 3.51
[18 empty] | MAE | Contr. Markup
[18 empty] | 0.448 | 25%
Lighting - Lamps
Incandescent A-Lamp | Channel | Categorical | Home Improvement | 900 | N/A | N/A | 1.4831 | 1.5653 | N/A | N/A | N/A | N/A | 0 | . | . | 0.03575 | 0.23661 | Data Source | Data Type | (See CFL and LED entries below)
|  |  | Drug Store | 485 | N/A | N/A | 2.1036 | 2.7285 | N/A | N/A | N/A | N/A | 0.9895 | 14.91 | 0.0664 | 0.096273 |  | DNV KEMA | Shelf Survey
|  |  | Grocery | 274 | N/A | N/A | 1.3265 | 1.4746 | N/A | N/A | N/A | N/A | 0.2502 | 3.09 | 0.081 | 0.15085 |  | Weighting | % CA market
|  |  | Hardware | 731 | N/A | N/A | 1.8254 | 2.0127 | N/A | N/A | N/A | N/A | 0.4184 | 7.15 | 0.0585 | 0.1396 |  | CA unit sales | Unknown
|  |  | Mass Merchandise | 550 | N/A | N/A | 1.331 | 1.6513 | N/A | N/A | N/A | N/A | 0.1268 | 2.03 | 0.0624 | 0.35643 |  | N observations | N unit sales
|  |  | Membership Club | 6 | N/A | N/A | 0.16625 | 0 | N/A | N/A | N/A | N/A | 0.4215 | 0.89 | 0.4731 | 0 |  | 2946 | Unknown
| EISA | Binary | Yes | 2673 | N/A | N/A | 1.6855 | 2.0208 | N/A | N/A | N/A | N/A | 0.3339 | 4.02 | 0.0829 | N/A | 0.3339 | R2 | Intercept
|  |  | No | 273 | N/A | N/A | 1.0276 | 0.5352 | N/A | N/A | N/A | N/A | 0 | . | . | N/A | 0 | 0.58 | 2.132
| Package size: 2 or more | Binary | Yes | 896 | N/A | N/A | 3.9718 | 1.9687 | N/A | N/A | N/A | N/A | -1.6868 | -21.56 | 0.0782 | 0.9195 | -1.551 | MAE | Contr. Markup
|  |  | No | 2050 | N/A | N/A | 0.59859 | 0.51031 | N/A | N/A | N/A | N/A | 0 | . | . | 0.080501 |  | 0.65967 | N/A
| Package size: 3 or more | Binary | Yes | 1860 | N/A | N/A | 2.4586 | 2.0183 | N/A | N/A | N/A | N/A | -1.1553 | -20.36 | 0.0567 | 0.78925 | -0.91183
|  |  | No | 1086 | N/A | N/A | 0.19598 | 0.11337 | N/A | N/A | N/A | N/A | 0 | . | . | 0.21075
| Three-way | Binary | Yes | 2297 | N/A | N/A | 1.0802 | 1.3509 | N/A | N/A | N/A | N/A | 0.4618 | 4.9 | 0.0942 | N/A | 0.4618
|  |  | No | 649 | N/A | N/A | 3.5512 | 2.4271 | N/A | N/A | N/A | N/A | 0 | . | . | N/A | 0
| National brand | Binary | Yes | 287 | N/A | N/A | 0.9212 | 1.3802 | N/A | N/A | N/A | N/A | 0.8336 | 11.17 | 0.0746 | 0.71809 | 0.5986
|  |  | No | 2659 | N/A | N/A | 1.7004 | 1.9776 | N/A | N/A | N/A | N/A | 0 | . | . | 0.28191
| Expected Life (1000s of hours) | Continuous | .6-15 | 2946 | 1.3738 | 0.8 | 1.6245 | 1.9412 | N/A | N/A | Discrete | 1.5 | 0.1987 | 6.63 | 0.03 | N/A | 0.1987
| Watts over 30 | Continuous | 0 - 120 | 2297 | 35.525 | 30.42 | 1.0802 | 1.3509 | Discrete | 15-100, 120, 135, 150, 175, 200, 250, 300, 400, 500, 750, 1000 | Continuous | 24-191 | 0.0092 | 5.16 | 0.0018 | N/A | 0.0092
| Watts over 75 | Binary | 0 - 75 | 2297 | 7.8546 | 20.19 | 1.0802 | 1.3509 | N/A | N/A | N/A | N/A | -0.0088 | -3.21 | 0.0027 | N/A | -0.0088
Incandescent Reflector | Channel | Categorical | Home Improvement | 981 | N/A | N/A | 5.749 | 3.5912 | N/A | N/A | N/A | N/A | 0 | . | . | 0.1052 | 0.38771 | Data Source | Data Type | (See CFL and LED entries below)
|  |  | Drug Store | 147 | N/A | N/A | 9.6238 | 3.1096 | N/A | N/A | N/A | N/A | 2.604 | 13.24 | 0.1966 | 0.062508 |  | DNV KEMA | Shelf Survey
|  |  | Grocery | 54 | N/A | N/A | 8.4391 | 1.6858 | N/A | N/A | N/A | N/A | 0.8922 | 2.92 | 0.305 | 0.32481 |  | Weighting | % CA market
|  |  | Hardware | 670 | N/A | N/A | 8.5011 | 3.1547 | N/A | N/A | N/A | N/A | 1.4765 | 12.5 | 0.1181 | 0.086863 |  | CA unit sales | Unknown
|  |  | Mass Merchandise | 318 | N/A | N/A | 5.5884 | 3.3185 | N/A | N/A | N/A | N/A | -0.1812 | -1.28 | 0.1412 | 0.17946 |  | N observations | N unit sales
|  |  | Membership Club | 2 | N/A | N/A | 0.32792 | 0.32114 | N/A | N/A | N/A | N/A | -1.0978 | -0.72 | 1.5328 | 0.14629 |  | 2172 | Unknown
| Package size: 2 or more | Binary | Yes | 1665 | N/A | N/A | 8.4336 | 2.6567 | N/A | N/A | N/A | N/A | -2.3243 | -15.83 | 0.1468 | 0.3385 | -0.78678 | R2 | Intercept
|  |  | No | 507 | N/A | N/A | 1.8574 | 1.1479 | N/A | N/A | N/A | N/A | 0 | . | . | 0.6615 |  | 0.47 | 3.984
| Package size: 3 or more | Binary | Yes | 1955 | N/A | N/A | 7.5835 | 3.1989 | N/A | N/A | N/A | N/A | -1.8529 | -9.35 | 0.1982 | 0.11859 | -0.21974 | MAE | Contr. Markup
|  |  | No | 217 | N/A | N/A | 0.72784 | 0.45264 | N/A | N/A | N/A | N/A | 0 | . | . | 0.88141 |  | 1.6493 | N/A
| National brand | Binary | Yes | 214 | N/A | N/A | 5.207 | 2.6259 | N/A | N/A | N/A | N/A | 1.5735 | 9.49 | 0.1658 | 0.62803 | 0.9882
|  |  | No | 1958 | N/A | N/A | 7.0834 | 3.7193 | N/A | N/A | N/A | N/A | 0 | . | . | 0.37197
| Expected Life (1000s of hours) | Continuous | .75-8 | 2172 | 2.6524 | 1.0117 | 6.8986 | 3.6686 | N/A | N/A | Discrete | 1.5 | 0.5907 | 12.32 | 0.048 | N/A | 0.5907
| Watts | Continuous | 12-150 | 2172 | 63.2707 | 19.4316 | 6.8986 | 3.6686 | Discrete | 15-100, 120, 135, 150, 175, 200, 250, 300, 400, 500, 750, 1000 | Continuous | 29-225 | 0.0104 | 4.23 | 0.0025 | N/A | 0.0104
Incandescent Globe | Channel | Categorical | Home Improvement | 1662 | N/A | N/A | 2.5964 | 2.8479 | N/A | N/A | N/A | N/A | 0 | . | . | 0.042799 | 0.30083 | Data Source | Data Type | (See CFL and LED entries below)
|  |  | Drug Store | 501 | N/A | N/A | 2.424 | 3.1649 | N/A | N/A | N/A | N/A | 0.9042 | 9.63 | 0.0939 | 0.060184 |  | DNV KEMA | Shelf Survey
|  |  | Grocery | 290 | N/A | N/A | 1.674 | 2.1421 | N/A | N/A | N/A | N/A | 0.1511 | 1.3 | 0.1165 | 0.29231 |  | Weighting | % CA market
|  |  | Hardware | 1092 | N/A | N/A | 3.4664 | 3.8065 | N/A | N/A | N/A | N/A | 0.5058 | 7.03 | 0.072 | 0.23213 |  | CA unit sales | Unknown
|  |  | Mass Merchandise | 734 | N/A | N/A | 1.9633 | 2.4521 | N/A | N/A | N/A | N/A | 0.2277 | 2.84 | 0.0803 | 0.37258 |  | N observations | N unit sales
| Package size: 2 or more | Binary | Yes | 1650 | N/A | N/A | 5.57 | 3.1798 | N/A | N/A | N/A | N/A | -2.4951 | -35.73 | 0.0698 | 0.28963 | -0.72266 | 4279 | Unknown
|  |  | No | 2629 | N/A | N/A | 0.78019 | 0.74776 | N/A | N/A | N/A | N/A | 0 | . | . | 0.71037 |  | R2 | Intercept
| Package size: 3 or more | Binary | Yes | 2932 | N/A | N/A | 3.7041 | 3.2259 | N/A | N/A | N/A | N/A | -1.456 | -20.01 | 0.0728 | 0.012493 | -0.01819 | 0.62 | 2.465
|  |  | No | 1347 | N/A | N/A | 0.28303 | 0.26773 | N/A | N/A | N/A | N/A | 0 | . | . | 0.98751 |  | MAE | Contr. Markup
| National brand | Binary | Yes | 404 | N/A | N/A | 1.8965 | 2.4446 | N/A | N/A | N/A | N/A | 0.6377 | 6.6 | 0.0966 | 0.66495 | 0.42404 | 1.2028 | N/A
|  |  | No | 3875 | N/A | N/A | 2.7033 | 3.1628 | N/A | N/A | N/A | N/A | 0 | . | . | 0.33505
| Expected Life (1000s of hours) | Continuous | 0.75-15 | 4279 | 1.7546 | 1.0567 | 2.6271 | 3.1109 | N/A | N/A | Discrete | 1.5 | 0.9665 | 34.47 | 0.028 | N/A | 0.9665
| Watts | Continuous | 3-150 | 3732 | 66.9228 | 28.8017 | 2.6024 | 3.2941 | Discrete | 15-100, 120, 135, 150, 175, 200, 250, 300, 400, 500, 750, 1000 | Continuous | 24-191 | 0.0093 | 7.77 | 0.0012 | N/A | 0.0093
| Watts < 35 | Binary | Yes | 3381 | N/A | N/A | 2.7405 | 3.413 | N/A | N/A | N/A | N/A | -1.2747 | -11.88 | 0.1073 | N/A | -1.2747
|  |  | No | 351 | N/A | N/A | 1.273 | 1.1091 | N/A | N/A | N/A | N/A | 0 | . | . | N/A | 0
Incandescent Torpedo | Channel | Categorical | Home Improvement | 86 | N/A | N/A | 2.2929 | 1.869 | N/A | N/A | N/A | N/A | 0 | . | . | 0.16 | 0.25027 | Data Source | Data Type | (See CFL and LED entries below)
|  |  | Hardware | 55 | N/A | N/A | 1.4755 | 1.3693 | N/A | N/A | N/A | N/A | 0.29794 | 2.888 | 0.010315 | 0.84 |  | DNV KEMA | Shelf Survey
| Package size: 2 or more | Binary | Yes | 44 | N/A | N/A | 4.4636 | 0.49951 | N/A | N/A | N/A | N/A | -2.5591 | -21.346 | 0.11989 | 0.95895 | -2.4541 | Weighting | % CA market
|  |  | No | 97 | N/A | N/A | 0.84474 | 0.37384 | N/A | N/A | N/A | N/A | 0 | . | . | 0.04105 |  | CA unit sales | Unknown
| Expected Life (1000s of hours) | Continuous | 1.095-5 | 141 | 2.1601 | 0.88359 | 1.974 | 1.7332 | N/A | N/A | Discrete | 1.5 | 0.25744 | 3.971 | 0.064829 | N/A | 0.25744 | N observations | N unit sales
| Watts | Continuous | 3-150 | 141 | 47.9716 | 22.3024 | 1.974 | 1.7332 | Discrete | 15-100, 120, 135, 150, 175, 200, 250, 300, 400, 500, 750, 1000 | Continuous | 24-191 | -0.0004991 | -0.191 | 0.0026172 | N/A | -0.0004991 | 141 | Unknown
| (Do not delete these rows; see cells at right) | [16 empty] | R2 | Intercept
[18 empty] | 0.8543 | 3.743
[18 empty] | MAE | Contr. Markup
[18 empty] | 0.36671 | N/A
CFL A-Lamps and Twisters | Channel | Categorical | Home Improvement | 1005 | N/A | N/A | 3.6733 | 3.4713 | N/A | N/A | N/A | N/A | 0 | . | . | 0.1052 | -0.14966 | Data Source | Data Type | Example Measures | Baseline | Incandescent A-Lamp, EISA, 1,500 hours, low brightness (40 watts) | 1.2283 | - | -
|  |  | Drug Store | 436 | N/A | N/A | 6.457 | 4.3937 | N/A | N/A | N/A | N/A | 1.219 | 11.58 | 0.1053 | 0.062508 |  | DNV KEMA | Shelf Survey |  | Measure | CFL Twister, 10,000 hours, low brightness (10 watts) | 2.856 | 1.6277
|  |  | Grocery | 172 | N/A | N/A | 4.5691 | 2.9709 | N/A | N/A | N/A | N/A | -0.3745 | -2.6 | 0.1441 | 0.32481 |  | Weighting | % CA market |  | Baseline | Incandescent A-Lamp, EISA, 1,500 hours, medium brightness (60 watts) | 1.4123 | - | -
|  |  | Hardware | 507 | N/A | N/A | 6.6358 | 4.1437 | N/A | N/A | N/A | N/A | 1.1326 | 11.46 | 0.0989 | 0.086863 |  | CA unit sales | Unknown |  | Measure | CFL Twister, 10,000 hours, medium brightness (15 watts) | 3.1885 | 1.7762
|  |  | Mass Merchandise | 651 | N/A | N/A | 3.3548 | 3.4742 | N/A | N/A | N/A | N/A | -0.2983 | -3.18 | 0.0937 | 0.17946 |  | N observations | N unit sales |  | Baseline | Incandescent A-Lamp, EISA, 1,500 hours, high brightness (90 watts) | 1.5563 | - | -
|  |  | Membership Club | 94 | N/A | N/A | 0.4448 | 0.3704 | N/A | N/A | N/A | N/A | -1.019 | -4.79 | 0.2128 | 0.14629 |  | 2865 | Unknown |  | Measure | CFL Twister, 10,000 hours, high brightness (25 watts) | 6.191 | 4.6347
| A-lamp Indicator | Binary | Yes | 2467 | N/A | N/A | 4.3778 | 4.0938 | N/A | N/A | N/A | N/A | 1.8411 | 18.16 | 0.1014 | N/A | 1.8411 | R2 | Intercept
|  |  | No | 398 | N/A | N/A | 5.2336 | 3.1903 | N/A | N/A | N/A | N/A | 0 | . | . | N/A | 0 | 0.75 | 3.043
| Package size: 2 or more | Binary | Yes | 1383 | N/A | N/A | 7.7468 | 3.3975 | N/A | N/A | N/A | N/A | -1.8051 | -21.6 | 0.0836 | 0.75622 | -1.3651 | MAE | Contr. Markup
|  |  | No | 1482 | N/A | N/A | 1.4636 | 0.981 | N/A | N/A | N/A | N/A | 0 | . | . | 0.24378 |  | 1.2357 | N/A
| Package size: 4 or more | Binary | Yes | 2369 | N/A | N/A | 5.3383 | 3.8936 | N/A | N/A | N/A | N/A | -1.1288 | -11.08 | 0.1019 | 0.4254 | -0.48019
|  |  | No | 496 | N/A | N/A | 0.47665 | 0.23757 | N/A | N/A | N/A | N/A | 0 | . | . | 0.5746
| Three-way | Binary | Yes | 2722 | N/A | N/A | 4.1448 | 3.7155 | N/A | N/A | N/A | N/A | 6.7507 | 35.65 | 0.1893 | N/A | 6.7507
|  |  | No | 143 | N/A | N/A | 11.1948 | 3.0307 | N/A | N/A | N/A | N/A | 0 | . | . | N/A | 0
| Dimmable | Binary | Yes | 2671 | N/A | N/A | 3.988 | 3.41 | N/A | N/A | N/A | N/A | 5.8051 | 42.95 | 0.1351 | N/A | 5.8051
|  |  | No | 194 | N/A | N/A | 11.5005 | 4.7561 | N/A | N/A | N/A | N/A | 0 | . | . | N/A | 0
| National brand, no utility discount | Binary | Yes | 946 | N/A | N/A | 3.1736 | 3.4196 | N/A | N/A | N/A | N/A | 1.1145 | 14.52 | 0.0768 | 0.47279 | 0.52692
|  |  | No | 1919 | N/A | N/A | 5.1489 | 4.0908 | N/A | N/A | N/A | N/A | 0 | . | . | 0.52721
| Utility discount, A-Lamp | Binary | Yes | 2858 | N/A | N/A | 4.5043 | 3.993 | N/A | N/A | N/A | N/A | -3.5153 | -5.4 | 0.651 | N/A | -3.5153
|  |  | No | 7 | N/A | N/A | 1.3879 | 0.40564 | N/A | N/A | N/A | N/A | 0 | . | . | N/A | 0
| Utility discount, Twister | Binary | Yes | 2801 | N/A | N/A | 4.5826 | 3.9892 | N/A | N/A | N/A | N/A | -1.8039 | -7.34 | 0.2457 | N/A | -1.8039
|  |  | No | 64 | N/A | N/A | 0.73751 | 1.4696 | N/A | N/A | N/A | N/A | 0 | . | . | N/A | 0
| Expected Life (1000s of hours) | Continuous | 1-15 | 2865 | 9.0532 | 1.918 | 4.4967 | 3.9911 | Discrete | 6 | Discrete | 10 | 0.0616 | 3.54 | 0.0174 | N/A | 0.0616
| Watts | Continuous | 4-55 | 2722 | 17.2531 | 6.3182 | 4.1448 | 3.7155 | Discrete | 3-32, 40, 42, 55, 60, 80, 100, 200 | Continuous | 7-55 | 0.0665 | 10.05 | 0.0066 | N/A | 0.0665
| Watts over 25 | Continuous | 0-30 | 2722 | 0.41624 | 2.0919 | 4.1448 | 3.7155 | N/A | N/A | N/A | N/A | 0.0935 | 4.69 | 0.0199 | N/A | 0.0935
CFL Reflector | Channel | Categorical | Home Improvement | 462 | N/A | N/A | 6.5435 | 3.9054 | N/A | N/A | N/A | N/A | 0 | . | . | 0.24234 | 0.2267 | Data Source | Data Type | Example Measures | Baseline | Incandescent Reflector, 2,000 hours, medium brightness (60 watts) | 6.1588 | - | -
|  |  | Drug Store | 118 | N/A | N/A | 12.0897 | 3.4635 | N/A | N/A | N/A | N/A | 2.7381 | 11.61 | 0.2359 | 0.096662 |  | DNV KEMA | Shelf Survey |  | Measure | CFL Reflector, medium brightness (15 watts) | 7.8352 | 1.6764
|  |  | Grocery | 37 | N/A | N/A | 10.1792 | 3.4021 | N/A | N/A | N/A | N/A | 0.6389 | 1.68 | 0.3797 | 0.20857 |  | Weighting | % CA market |  | Baseline | Incandescent Reflector, 2,000 hours, high brightness (90 watts) | 6.4708 | - | -
|  |  | Hardware | 166 | N/A | N/A | 10.4834 | 4.6982 | N/A | N/A | N/A | N/A | 1.5961 | 7.89 | 0.2022 | 0.11191 |  | CA unit sales | Unknown |  | Measure | CFL Reflector, high brightness (25 watts) | 9.3082 | 2.8374
|  |  | Mass Merchandise | 163 | N/A | N/A | 8.2165 | 4.1601 | N/A | N/A | N/A | N/A | 0.1027 | 0.5 | 0.2037 | 0.18972 |  | N observations | N unit sales
|  |  | Membership Club | 73 | N/A | N/A | 0.95102 | 0.50517 | N/A | N/A | N/A | N/A | -2.4493 | -7.26 | 0.3376 | 0.15079 |  | 1019 | Unknown
| Package size: 2 or more | Binary | Yes | 706 | N/A | N/A | 10.3369 | 3.4193 | N/A | N/A | N/A | N/A | -2.7941 | -15.62 | 0.1789 | 0.20621 | -0.57616 | R2 | Intercept
|  |  | No | 313 | N/A | N/A | 2.1643 | 1.0531 | N/A | N/A | N/A | N/A | 0 | . | . | 0.79379 |  | 0.7 | 5.028
| Dimmable | Binary | Yes | 783 | N/A | N/A | 6.761 | 3.9962 | N/A | N/A | N/A | N/A | 4.0461 | 24.75 | 0.1635 | N/A | 4.0461 | MAE | Contr. Markup
|  |  | No | 236 | N/A | N/A | 11.362 | 5.3578 | N/A | N/A | N/A | N/A | 0 | . | . | N/A | 0 | 1.5831 | N/A
| National brand | Binary | Yes | 356 | N/A | N/A | 6.6243 | 4.1225 | N/A | N/A | N/A | N/A | 1.075 | 6.85 | 0.1569 | 0.88106 | 0.94714
|  |  | No | 663 | N/A | N/A | 8.4721 | 4.9543 | N/A | N/A | N/A | N/A | 0 | . | . | 0.11894
| Utility discount | Binary | Yes | 962 | N/A | N/A | 8.2043 | 4.6143 | N/A | N/A | N/A | N/A | -3.0401 | -8.92 | 0.3407 | N/A | -3.0401
|  |  | No | 57 | N/A | N/A | 1.4518 | 1.6797 | N/A | N/A | N/A | N/A | 0 | . | . | N/A | 0
| Watts | Continuous | 5-26 | 1019 | 17.7056 | 5.0996 | 7.8266 | 4.7608 | Discrete | 3-32, 40, 42, 55, 60, 80, 100, 200 | Continuous | 7-55 | 0.1473 | 10.98 | 0.0134 | N/A | 0.1473
CFL Globe | Channel | Categorical | Home Improvement | 104 | N/A | N/A | 4.3588 | 2.8587 | N/A | N/A | N/A | N/A | 0 | . | . | 0.24234 | -0.65479 | Data Source | Data Type | Example Measures | Baseline | Incandescent Globe, 2,000 hours, low brightness (40 watts) | 4.754 | - | -
|  |  | Drug Store | 35 | N/A | N/A | 9.3443 | 1.388 | N/A | N/A | N/A | N/A | 1.005 | 3.442 | 0.29197 | 0.096662 |  | DNV KEMA | Shelf Survey |  | Measure | CFL Globe (10 watts) | 7.3564 | 2.6024
|  |  | Grocery | 7 | N/A | N/A | 8.4186 | 1.2724 | N/A | N/A | N/A | N/A | 0.03436 | 0.067 | 0.51186 | 0.20857 |  | Weighting | % CA market |  | Baseline | Incandescent Globe, 2,000 hours, medium brightness (60 watts) | 4.94 | - | -
|  |  | Hardware | 43 | N/A | N/A | 8.0484 | 3.0647 | N/A | N/A | N/A | N/A | 0.53611 | 2.04 | 0.26284 | 0.11191 |  | CA unit sales | Unknown |  | Measure | CFL Globe (15 watts) | 7.2254 | 2.2854
|  |  | Mass Merchandise | 85 | N/A | N/A | 3.3455 | 2.4002 | N/A | N/A | N/A | N/A | -1.5322 | -6.93 | 0.22109 | 0.18972 |  | N observations | N unit sales
|  |  | Membership Club | 24 | N/A | N/A | 0.525 | 0.25918 | N/A | N/A | N/A | N/A | -3.5042 | -8.896 | 0.3939 | 0.15079 |  | 298 | Unknown
| Package size: 2 or more | Binary | Yes | 147 | N/A | N/A | 8.1218 | 2.2088 | N/A | N/A | N/A | N/A | -1.7194 | -6.137 | 0.28014 | 0.17382 | -0.29886 | R2 | Intercept
|  |  | No | 151 | N/A | N/A | 1.9102 | 0.85001 | N/A | N/A | N/A | N/A | 0 | . | . | 0.82618 |  | 0.7658 | 7.3154
| Package size: 3 or more | Binary | Yes | 225 | N/A | N/A | 6.1826 | 3.2203 | N/A | N/A | N/A | N/A | -0.61271 | -1.688 | 0.36293 | 0.0014633 | -0.0008966 | MAE | Contr. Markup
|  |  | No | 73 | N/A | N/A | 1.2501 | 0.65428 | N/A | N/A | N/A | N/A | 0 | . | . | 0.99854 |  | 0.93089 | N/A
| National brand | Binary | Yes | 107 | N/A | N/A | 3.4929 | 2.2871 | N/A | N/A | N/A | N/A | 1.357 | 5.301 | 0.25597 | 0.92675 | 1.2576
|  |  | No | 191 | N/A | N/A | 5.8042 | 3.8209 | N/A | N/A | N/A | N/A | 0 | . | . | 0.073253
| Utility discount | Binary | Yes | 287 | N/A | N/A | 5.1341 | 3.4925 | N/A | N/A | N/A | N/A | -1.2484 | -2.872 | 0.43466 | N/A | -1.2484
|  |  | No | 11 | N/A | N/A | 0.80545 | 0.87645 | Discrete | 6 | Discrete | 10 | 0 | . | . | N/A | 0
| Watts | Continuous | 9-23 | 298 | 12.1846 | 2.2983 | 4.9743 | 3.5271 | Discrete | 3-32, 40, 42, 55, 60, 80, 100, 200 | Continuous | 7-55 | -0.0262 | -0.668 | 0.03922 | N/A | -0.0262
CFL Torpedo | Channel | Categorical | Home Improvement | 25 | N/A | N/A | 5.9469 | 2.7841 | N/A | N/A | N/A | N/A | 0 | . | . | 0.28537 | 0.40973 | Data Source | Data Type | Example Measures | Baseline | Incandscent Torpedo, 2,000 hours | 2.0541 | - | -
|  |  | Drug Store | 30 | N/A | N/A | 9.1967 | 1.8669 | N/A | N/A | N/A | N/A | 1.7497 | 3.66 | 0.4785 | 0.11383 |  | DNV KEMA | Shelf Survey |  | Measure | CFL Torpedo, 10,000 hours, low brightness (11 watts) | 8.2444 | 6.1903
|  |  | Grocery | 4 | N/A | N/A | 9.49 | 0.57735 | N/A | N/A | N/A | N/A | 1.4334 | 1.7 | 0.8409 | 0.24561 |  | Weighting | % CA market |  | Measure | CFL Torpedo, 10,000 hours, medium brightness (15 watts) | 9.0684 | 7.0143
|  |  | Hardware | 26 | N/A | N/A | 8.1735 | 2.1816 | N/A | N/A | N/A | N/A | 0.7894 | 1.61 | 0.4907 | 0.13179 |  | CA unit sales | Unknown
|  |  | Mass Merchandise | 21 | N/A | N/A | 4.119 | 3.2602 | N/A | N/A | N/A | N/A | -1.099 | -1.82 | 0.6026 | 0.2234 |  | N observations | N unit sales
| Package size: 2 or more | Binary | Yes | 85 | N/A | N/A | 8.498 | 1.7912 | N/A | N/A | N/A | N/A | -2.0082 | -3.68 | 0.5463 | 0.059436 | -0.11936 | 106 | Unknown
|  |  | No | 21 | N/A | N/A | 1.8672 | 0.82304 | N/A | N/A | N/A | N/A | 0 | . | . | 0.94056 |  | R2 | Intercept
| Package size: 3 or more | Binary | Yes | 96 | N/A | N/A | 7.8174 | 2.5456 | N/A | N/A | N/A | N/A | -0.8607 | -1.15 | 0.7467 | 0 | 0 | 0.62 | 4.92
|  |  | No | 10 | N/A | N/A | 1.1067 | 0 | N/A | N/A | N/A | N/A | 0 | . | . | 1 |  | MAE | Contr. Markup
| Expected Life (1000s of hours) | Continuous | 2-25 | 106 | 8.4434 | 4.1268 | 7.1844 | 3.1221 | Discrete | 6 | Discrete | 10 | 0.0768 | 1.82 | 0.0422 | N/A | 0.0768 | 1.0841 | N/A
| Watts | Continuous | 5-15 | 106 | 9.9245 | 2.5512 | 7.1844 | 3.1221 | Discrete | 3-32, 40, 42, 55, 60, 80, 100, 200 | Continuous | 7-55 | 0.206 | 2.61 | 0.0788 | N/A | 0.206
LED A-Lamp | Channel | Categorical | Home Improvement | 142 | N/A | N/A | 21.8611 | 8.2824 | N/A | N/A | N/A | N/A | 0 | . | . | 0.48 | 1.2615 | Data Source | Data Type | Example Measures | Baseline | Incandescent A-Lamp, EISA, 1,500 hours, low brightness (40 watts) | 1.2283 | - | -
|  |  | Grocery | 11 | N/A | N/A | 14.5355 | 4.156 | N/A | N/A | N/A | N/A | 2.4259 | 1.65 | 1.4726 | 0.52 |  | DNV KEMA | Shelf Survey |  | Measure | LED A-Lamp, Energy Star, low brightness (9 watts) | 28.2946 | 27.0663
|  |  | Hardware | 7 | N/A | N/A | 21.99 | 8.6217 | N/A | N/A | N/A | N/A | 8.3037 | 4.82 | 1.7236 | N/A |  | Weighting | % CA market |  | Baseline | CFL Twister, 10,000 hours, low brightness (10 watts) | 2.856 | - | -
|  |  | Mass Merchandise | 17 | N/A | N/A | 13.3094 | 7.7485 | N/A | N/A | N/A | N/A | -0.0533 | -0.04 | 1.2316 | N/A |  | CA unit sales | Unknown |  | Measure | LED A-Lamp, Energy Star, low brightness (9 watts) | 28.2946 | 25.4386
|  |  | Membership Club | 23 | N/A | N/A | 13.8957 | 3.2708 | N/A | N/A | N/A | N/A | -8.3088 | -8.22 | 1.0111 | N/A |  | N observations | N unit sales |  | Baseline | Incandescent A-Lamp, EISA, 1,500 hours, medium brightness (60 watts) | 1.4123 | - | -
| National Brand | Binary | Yes | 72 | N/A | N/A | 21.3611 | 7.2104 | N/A | N/A | N/A | N/A | 4.5045 | 5.99 | 0.7526 | 0.95554 | 4.3042 | 200 | Unknown |  | Measure | LED A-Lamp, Energy Star, medium brightness (12 watts) | 34.42 | 33.0077
|  |  | No | 128 | N/A | N/A | 18.9528 | 8.8683 | N/A | N/A | N/A | N/A | 0 | . | . | 0.044458 |  | R2 | Intercept |  | Baseline | CFL Twister, 20,000 hours, medium brightness (15 watts) | 3.1885 | - | -
| Utility discount | Binary | Yes | 197 | N/A | N/A | 19.8175 | 8.3893 | N/A | N/A | N/A | N/A | -5.5591 | -2.17 | 2.5601 | N/A | -5.5591 | 0.75 | 1.981 |  | Measure | LED A-Lamp, Energy Star, medium brightness (12 watts) | 34.42 | 31.2315
|  |  | No | 3 | N/A | N/A | 19.97 | 8.7178 | N/A | N/A | N/A | N/A | 0 | . | . | N/A | 0 | MAE | Contr. Markup
| Energy Star and no utility discount | Binary | Yes | 171 | N/A | N/A | 18.6018 | 7.7641 | N/A | N/A | N/A | N/A | 2.3717 | 2.55 | 0.9292 | N/A | 2.3717 | 3.2283 | N/A
|  |  | No | 29 | N/A | N/A | 27.0017 | 8.3436 | N/A | N/A | N/A | N/A | 0 | . | . | N/A | 0
| Watts | Continuous | 1.1-13 | 200 | 7.46 | 3.6671 | 19.8198 | 8.3716 | Continuous | 2-31 | Continuous | 1-30 | 2.0418 | 18.78 | 0.1087 | N/A | 2.0418
| Expected Life (1000s of hours) | N/A | N/A | N/A | N/A | N/A | N/A | N/A | Discrete | 25 | Discrete | 20 | N/A | N/A | N/A | N/A | N/A
LED Reflector | Channel | Categorical | Home Improvement | 354 | N/A | N/A | 40.2325 | 13.4566 | N/A | N/A | N/A | N/A | 0 | . | . | 0.48 | 1.4853 | Data Source | Data Type | Example Measures | Baseline | Incandescent Reflector, 2,000 hours, medium brightness (60 watts) | 6.1588 | - | -
|  |  | Hardware | 32 | N/A | N/A | 31.1137 | 9.4698 | N/A | N/A | N/A | N/A | 2.8563 | 1.77 | 1.6132 | 0.52 |  | DNV KEMA | Shelf Survey |  | Measure | LED Reflector, Energy Star, medium brightness (15 watts) | 48.1016 | 41.9428
|  |  | Mass Merchandise | 10 | N/A | N/A | 37.639 | 10.0324 | N/A | N/A | N/A | N/A | -6.3772 | -2.3 | 2.7695 | N/A |  | Weighting | % CA market |  | Baseline | CFL Reflector, medium brightness (15 watts) | 7.8352 | - | -
|  |  | Membership Club | 42 | N/A | N/A | 38.7224 | 4.3592 | N/A | N/A | N/A | N/A | -12.3982 | -8.03 | 1.5441 | N/A |  | CA unit sales | Unknown |  | Measure | LED Reflector, Energy Star, medium brightness (15 watts) | 48.1016 | 40.2664
| National Brand | Binary | Yes | 195 | N/A | N/A | 36.6515 | 12.6706 | N/A | N/A | N/A | N/A | 6.8394 | 7.83 | 0.8735 | 0.19384 | 1.3258 | N observations | N unit sales |  | Baseline | Incandescent Reflector, 2,000 hours, high brightness (90 watts) | 6.4708 | - | -
|  |  | No | 243 | N/A | N/A | 41.5376 | 12.39 | N/A | N/A | N/A | N/A | 0 | . | . | 0.80616 |  | 438 | Unknown |  | Measure | LED Reflector, Energy Star, high brightness (22 watts) | 57.9429 | 51.4721
| Utility discount | Binary | Yes | 418 | N/A | N/A | 39.5675 | 12.9499 | N/A | N/A | N/A | N/A | -6.3374 | -3.27 | 1.9376 | N/A | -6.3374 | R2 | Intercept |  | Baseline | CFL Reflector, high brightness (25 watts) | 9.3082 | - | -
|  |  | No | 20 | N/A | N/A | 35.072 | 5.4357 | N/A | N/A | N/A | N/A | 0 | . | . | N/A | 0 | 0.47 | 16.594 |  | Measure | LED Reflector, Energy Star, high brightness (22 watts) | 57.9429 | 48.6347
| Energy Star and no utility discount | Binary | Yes | 343 | N/A | N/A | 37.7845 | 12.5198 | N/A | N/A | N/A | N/A | 7.608 | 7.14 | 1.0654 | N/A | 7.608 | MAE | Contr. Markup
|  |  | No | 95 | N/A | N/A | 45.0586 | 11.9108 | N/A | N/A | N/A | N/A | 0 | . | . | N/A | 0 | 6.1635 | N/A
| Watts | Continuous | 0.9-24 | 438 | 12.6368 | 5.1682 | 39.3623 | 12.7355 | Continuous | 4-21 | Continuous | 1-25 | 1.4059 | 16.14 | 0.0871 | N/A | 1.4059
| Expected Life (1000s of hours) | N/A | N/A | N/A | N/A | N/A | N/A | N/A | Discrete | 25 | Discrete | 20 | N/A | N/A | N/A | N/A | N/A
LED Globe | Channel | Categorical | Home Improvement | 58 | N/A | N/A | 21.0893 | 8.32 | N/A | N/A | N/A | N/A | 0 | . | . | 0.48 | 2.5365 | Data Source | Data Type | Example Measures | Baseline | Incandescent Globe, 2,000 hours, low brightness (40 watts) | 4.754 | - | -
|  |  | Hardware | 11 | N/A | N/A | 16.99 | 6.7676 | N/A | N/A | N/A | N/A | 4.8778 | 4.4 | 1.1098 | 0.52 |  | DNV KEMA | Shelf Survey |  | Measure | LED Globe, Energy Star, 30,000 hours, low brightness (8 watts) | 31.207 | 26.453
|  |  | Mass Merchandise | 13 | N/A | N/A | 10.8154 | 4.6092 | N/A | N/A | N/A | N/A | -4.7036 | -4.09 | 1.1489 | N/A |  | Weighting | % CA market |  | Baseline | CFL Globe | 7.6184 | - | -
|  |  | Membership Club | 22 | N/A | N/A | 6.5918 | 10.2447 | N/A | N/A | N/A | N/A | -3.5772 | -4.01 | 0.8917 | N/A |  | CA unit sales | Unknown |  | Measure | LED Globe, Energy Star, 30,000 hours, low brightness (8 watts) | 31.207 | 23.5886
| National Brand | Binary | Yes | 67 | N/A | N/A | 14.4764 | 10.1618 | N/A | N/A | N/A | N/A | 6.6436 | 9.26 | 0.7173 | 0.25975 | 1.7257 | N observations | N unit sales
|  |  | No | 37 | N/A | N/A | 19.6154 | 9.4544 | N/A | N/A | N/A | N/A | 0 | . | . | 0.74025 |  | 104 | Unknown
| Energy Star | Binary | Yes | 102 | N/A | N/A | 16.0369 | 10.0898 | N/A | N/A | N/A | N/A | 3.9699 | 1.74 | 2.2793 | N/A | 3.9699 | R2 | Intercept
|  |  | No | 2 | N/A | N/A | 29.965 | 0.0070711 | N/A | N/A | N/A | N/A | 0 | . | . | N/A | 0 | 0.9 | 2.337
| Expected Life (1000s of hours) | Continuous | 0.012-0.05 | 104 | 0.030913 | 0.016937 | 16.3047 | 10.1746 | Discrete | 25 | Discrete | 15.0 (<3W) 25.0 (>=3W) | 0.0742 | 2.63 | 0.0283 | N/A | 0.0742 | MAE | Contr. Markup
| Watts | Continuous | 1-10 | 104 | 4.6654 | 2.9168 | 16.3047 | 10.1746 | Continuous | 2-9 | Continuous | 1-10 | 2.3015 | 14.8 | 0.1555 | N/A | 2.3015 | 2.2332 | N/A
LED Torpedo | Channel | Categorical | Home Improvement | 28 | NA | NA | 12.1989 | 2.5086 | N/A | N/A | N/A | N/A | 0 | . | . | 0.48 | 1.6314 | Data Source | Data Type | Example Measures | Baseline | Incandscent Torpedo, 2,000 hours | 2.0541 | - | -
|  |  | Drug Store | 3 | NA | NA | 15.99 | 0 | N/A | N/A | N/A | N/A | 3.1373 | 2.26 | 1.3852 | 0.52 |  | DNV KEMA | Shelf Survey |  | Measure | LED Torpedo, low brightness (4 watts) | 16.0726 | 14.0185
|  |  | Grocery | 4 | NA | NA | 9.99 | 0 | N/A | N/A | N/A | N/A | -0.4849 | -0.39 | 1.2334 | N/A |  | Weighting | % CA market |  | Baseline | CFL Torpedo, 10,000 hours, low brightness (11 watts) | 8.2444 | - | -
|  |  | Hardware | 7 | NA | NA | 12.2757 | 3.5923 | N/A | N/A | N/A | N/A | 3.1977 | 2.78 | 1.1502 | N/A |  | CA unit sales | Unknown |  | Measure | LED Torpedo, low brightness (4 watts) | 16.0726 | 7.8282
|  |  | Mass Merchandise | 7 | NA | NA | 9.3971 | 2.4561 | N/A | N/A | N/A | N/A | -1.4174 | -1.41 | 1.0028 | N/A |  | N observations | N unit sales
| National Brand | Binary | Yes | 20 | NA | NA | 12.6825 | 1.6866 | N/A | N/A | N/A | N/A | 5.0453 | 3.17 | 1.5919 | 0.13656 | 0.689 | 49 | Unknown
|  |  | No | 29 | NA | NA | 11.2952 | 3.374 | N/A | N/A | N/A | N/A | 0 | . | . | 0.86344 |  | R2 | Intercept
| Watts | Continuous | 1.2-4 | 49 | 2.2224 | 1.1718 | 11.8614 | 2.8708 | Continuous | 2-3 | Continuous | 1-5 | 2.9723 | 4.33 | 0.6864 | N/A | 2.9723 | 0.45 | 1.863
| Expected Life (1000s of hours) | N/A | N/A | N/A | N/A | N/A | N/A | N/A | Discrete | 15 | Discrete | 15 | N/A | N/A | N/A | N/A | N/A | MAE | Contr. Markup
| (Do not delete this row; see cells at right) | [16 empty] | 1.5454 | N/A
HID Lamps | Watts | Continuous | 25-1500 | 178 | 265.3315 | 279.061 | 36.603 | 25.6911 | N/A | N/A | N/A | N/A | 0.018882 | 2.23 | 0.00845 | N/A | 0.018882 | Data Source | Data Type | Not a stand-alone measure; results to be combined with HID fixture model | [8 empty] | To be combined with ballast model
| Lumens per watt | Continuous | 11-120 | 178 | 76.4997 | 18.1776 | 36.603 | 25.6911 | N/A | N/A | N/A | N/A | 0.32453 | 3.61 | 0.089875 | N/A | 0.32453 | DEG | Distributor Prices
| Color Temp (K) | Continuous | 3000-4300 | 178 | 3766.067 | 416.2833 | 36.603 | 25.6911 | N/A | N/A | N/A | N/A | -0.011293 | -2.79 | 0.0040447 | N/A | -0.011293 | Weighting | % CA market
| CRI | Continuous | 60-93 | 178 | 72.9831 | 9.5014 | 36.603 | 25.6911 | N/A | N/A | N/A | N/A | 0.12577 | 0.65 | 0.19485 | N/A | 0.12577 | None | Unknown
| Start Type | Categorical | Probe | 76 | N/A | N/A | 33.3704 | 28.0964 | N/A | N/A | N/A | N/A | 0 | . | . | N/A | 0 | N observations | N unit sales
|  |  | Pulse | 95 | N/A | N/A | 35.6834 | 19.8155 | N/A | N/A | N/A | N/A | 1.887 | 0.53 | 3.5327 | N/A | 1.887 | 178 | Unknown
|  |  | Both | 4 | N/A | N/A | 86.835 | 34.9437 | N/A | N/A | N/A | N/A | 35.2823 | 3.2 | 11.0429 | N/A | 35.2823 | R2 | Intercept
| Shape | Categorical | Elliptical | 120 | N/A | N/A | 30.8338 | 22.8158 | N/A | N/A | N/A | N/A | -3.0477 | -0.81 | 3.7474 | 0.67416 | -0.12801 | 0.53 | 141.2403
|  |  | PAR | 14 | N/A | N/A | 64.6757 | 11.7665 | N/A | N/A | N/A | N/A | 24.496 | 3.34 | 7.3352 | 0.078652 |  | MAE | Contr. Markup
|  |  | Tubular | 44 | N/A | N/A | 43.405 | 28.9411 | N/A | N/A | N/A | N/A | 0 | . | . | 0.24719 |  | 11.031 | N/A
| Rating | Categorical | E | 114 | N/A | N/A | 33.2578 | 22.9354 | N/A | N/A | N/A | N/A | -106.2802 | -5.73 | 18.5439 | 0.64045 | -104.737
|  |  | O | 63 | N/A | N/A | 41.1459 | 27.1654 | N/A | N/A | N/A | N/A | -103.6071 | -5.52 | 18.7659 | 0.35393
|  |  | S | 1 | N/A | N/A | 131.76 | . | N/A | N/A | N/A | N/A | 0 | . | . | 0.005618
| High Output | Binary | Yes | 20 | N/A | N/A | 64.508 | 29.3869 | N/A | N/A | N/A | N/A | 13.9678 | 2.11 | 6.6117 | 0.11236 | 1.5694
|  |  | No | 158 | N/A | N/A | 33.0708 | 22.975 | N/A | N/A | N/A | N/A | 0 | . | . | 0.88764
| Integrated Ballast | Binary | Yes | 3 | N/A | N/A | 80.6433 | 11.4373 | N/A | N/A | N/A | N/A | 22.1566 | 1.76 | 12.5624 | N/A | 22.1566
|  |  | No | 155 | N/A | N/A | 35.8481 | 25.217 | N/A | N/A | N/A | N/A | 0 | . | . | N/A | 0
Linear Fluorescent T8 (48") | Watts | Continuous | 25-32 | 166 | 30.37 | 2.54 | 5.34 | 2.98 | Continuous | 28-32 | Continuous | 28-32 | -0.381 | 6.37 | 0.06 | N/A | -0.381 | Data Source | Data Type | Example Measures | Baseline | T8, 48 inch, 32 watt, 2850 lumens, 24000 hr rated life, 89 lumens per watt, CRI 85 | 6.1009 | - | - |  | Model Validation Summary Stats |  | baseline | T8, 48 inch, Phillips, 32 watt, 2850 lumens, 24000 rated life, 89 lumens per watt | 6.1009 | 4.31 |  | 3.14 |  | 5.99 |  | 5.18 |  | 1.4459 | 0.31061
| CRI | Continuous | 73-90 | 166 | 82.81 | 3.45 | 5.34 | 2.98 | N/A | N/A | N/A | N/A | 0.15 | 3.73 | 0.04 | N/A | 0.15 | DEG, Itron | Distributor Prices |  | Measure | T8, 48 inch, 28 watt, 2800 lumens, 24000 hr rated life, 100 lumens per watt, CRI 85 | 7.3184 | 1.2175 | 0.57 |  | Mean | 0.27959 | measure | T8, 48 inch, Phillips, 25 watt, 2500 lumens, 24000 rated life, 100 lumens per watt | 8.7471 | 10.19 | 5 | 4.99 |  | 9.99 |  |  |  | 1.2046 | 0.15971
| Rated Life (hours) | Continuous | 15000-40000 | 166 | 29681 | 6554 | 5.34 | 2.98 | N/A | N/A | N/A | N/A | 4e-05 | 1.76 | 2e-05 | N/A | 4e-05 | Weighting | % CA market |  | Measure | T8, 48 inch, 28 watt, 2800 lumens, 40000 hr rated life, 100 lumens per watt, CRI 85 | 8.1184 | 2.0175 | 0.89 |  | St. Dev. | 0.085474 | baseline | T8, 48 inch, Sylvania, 32 watt, 2950 lumens, 20000 rated life, 92 lumens per watt | 5.7134 |  |  |  |  | 4.79 | 4.08 | 4.33 | 3.6 | 1.5134 | 0.36033
| Efficacy (lumens/watt) | Continuous | 56-105 | 166 | 92.32 | 5.98 | 5.34 | 2.98 | N/A | N/A | N/A | N/A | -0.05 | 1.88 | 0.03 | N/A | -0.05 | None | Unknown | [7 empty] | Min | 0.15971 | measure | T8, 48 inch, Sylvania, 28 watt, 2725 lumens, 40000 rated life, 97 lumens per watt | 8.3059 |  |  |  | 5.72 | 7.29 |  | 7.29 | 5.5 | 1.8559 | 0.28773
| Manufacturer Earthtronics | Binary | Yes | 12 | N/A | N/A | 1.95 | 0 | N/A | N/A | N/A | N/A | -2.1 | 0.55 | 3.78 | 0.072727 | -0.15273 | N observations | N unit sales | [7 empty] | Max | 0.36033
|  |  | No | 153 | N/A | N/A | 5.6 | 2.93 | N/A | N/A | N/A | N/A | 0 | . | . | 0.92727 |  | 165 | Unknown
| Safety Coating | Binary | Yes | 6 | N/A | N/A | 15.64 | 2.88 | N/A | N/A | N/A | N/A | 10.66 | 15.49 | 0.69 | 0.036145 | 0.3853 | R2 | Intercept
|  |  | No | 160 | N/A | N/A | 4.95 | 2.18 | N/A | N/A | N/A | N/A | 0 | . | . | 0.96386 |  | 0.718 | 6.99
| Low Mercury | Binary | Yes | 124 | N/A | N/A | 6 | 3.05 | N/A | N/A | N/A | N/A | 0.79 | 2.19 | 0.36 | 0.74699 | 0.59012 | MAE | Contr. Markup
|  |  | No | 42 | N/A | N/A | 3.39 | 1.62 | N/A | N/A | N/A | N/A | 0 | . | . | 0.25301 |  | 1.12 | 25%
Linear Fluorescent T8 (24" & 36") | Watts | Continuous | 15-28 | 83 | 20.59 | 4.11 | 5.16 | 1.93 | N/A | N/A | N/A | N/A | -0.122 | 2.32 | 0.05 | N/A | -0.122 | Data Source | Data Type | Example Measures | Baseline | T8, 36 inch, 25 watt, 2175 lumens, 87 lumens per watt, CRI 85 | 5.625 | - | - |  | Model Validation Summary Stats |  | baseline | T8, 36 inch, Phillips, 25 watt, 2175 lumens, 40000 rated life, 85 cri, extra long life | 6.2926 | 5.89 |  |  | 5.68 | 0.50762 | 0.087748
| CRI | Continuous | 75-86 | 83 | 83.17 | 3.25 | 5.16 | 1.93 | N/A | N/A | N/A | N/A | 0.02 | 0.41 | 0.06 | N/A | 0.02 | DEG, Itron | Distributor Prices |  | Measure | T8, 36 inch, 21 watt, 2100 lumens, 100 lumens per watt, CRI 85 | 8.3475 | 2.7225 | 0.85 |  | Mean | -0.010256 | measure | T8, 36 inch, Sylvania, 21 watt, 1925 lumens, 40000 rated life, 85 cri, extra long life | 7.7151 | 8.59 | 7.22 |  |  | -0.18988 | -0.02402
| Efficacy (lumens/watt) | Continuous | 75-95 | 83 | 84.48 | 5.02 | 5.16 | 1.93 | N/A | N/A | N/A | N/A | 0.13 | 2.63 | 0.05 | N/A | 0.13 | Weighting | % CA market |  | Baseline | T8, 24 inch, 17 watt, 1375 lumens, 80 lumens per watt, CRI 85 | 5.7075 | - | - |  | St. Dev. | 0.10063 | baseline | T8, 24 inch, Sylvania, 17 watt, 1375 lumens, 40000 rated life, 85 cri, extra long life | 6.5376 | 5.87 | 6 | 6.99 |  | 0.25095 | 0.039918
| Manufacturer Earthtronics | Binary | Yes | 10 | N/A | N/A | 1.95 | 0 | N/A | N/A | N/A | N/A | -3.03 | 6.94 | 0.44 | 0 | 0 | None | Unknown |  | Measure | T8, 24 inch, 15 watt, 1375 lumens, 90 lumens per watt, CRI 85 | 7.6375 | 1.93 | 0.6 |  | Min | -0.14467 | measure | T8, 24 inch, Sylvania, 15 watt, 1200 lumens, 40000 rated life, 85 cri, extra long life | 6.6801 | 8.49 | 7.13 |  |  | -1.1299 | -0.14467
|  |  | No | 73 | N/A | N/A | 5.59 | 1.62 | N/A | N/A | N/A | N/A | 0 | . | . | 1 |  | N observations | N unit sales | [7 empty] | Max | 0.087748
| Extra Long Life | Binary | Yes | 31 | N/A | N/A | 6.59 | 1.16 | N/A | N/A | N/A | N/A | 1.43 | 4.51 | 0.32 | 0.37349 | 0.5341 | 83 | Unknown
|  |  | No | 52 | N/A | N/A | 4.3 | 1.79 | N/A | N/A | N/A | N/A | 0 | . | . | 0.62651 |  | R2 | Intercept
| (Do not delete these rows; see cells at right) | [16 empty] | 0.62 | -5.46
[18 empty] | MAE | Contr. Markup
[18 empty] | 0.866 | 25%
Linear Fluorescent T8 (96") | Watts | Continuous | 51-86 | 71 | 66 | 13.18 | 24.1 | 14.28 | Continuous | 59-86 | N/A | N/A | 0.59 | 4.55 | 0.13 | N/A | 0.59 | Data Source | Data Type | Example Measures | Baseline | T8, 96 inch, 59 watt, 57000 lumens, 36000 hr rated life, 95 lumens per watt, CRI 85 | 11.3882 | - | - |  | Model Validation Summary Stats |  | baseline | T8 96 inch, 59 watts, 5700 lumens, 30000 rated life, 78 cri | 15.25 | 11.49 | 15.74 | 12.9
| CRI | Continuous | 75-86 | 71 | 83.14 | 3.19 | 24.1 | 14.28 | N/A | N/A | N/A | N/A | -0.3 | 0.83 | 0.36 | N/A | -0.3 | DEG, Itron | Distributor Prices |  | Measure | T8, 96 inch, 55 watt, 57000 lumens, 36000 hr rated life, 103 lumens per watt, CRI 85 | 32.0382 | 20.65 | 4.68 |  | Mean | 0.22823 | measure | T8 96 inch, 54 watts, 5700 lumens, 36000 rated life, 85 cri | 33.975 |  |  |  | 26.99 | 15.86 | 25.07
| Rated Life (hours) | Continuous | 20000-36000 | 71 | 28423 | 4070 | 24.1 | 14.28 | N/A | N/A | N/A | N/A | -0.0002 | 0.79 | 0.0003 | N/A | -0.0002 | Weighting | % CA market | [7 empty] | St. Dev. | 0.18345
| Efficacy (lumens/watt) | Continuous | 92-107 | 71 | 98.65 | 3.78 | 24.1 | 14.28 | N/A | N/A | N/A | N/A | 2.36 | 4.57 | 0.52 | N/A | 2.36 | None | Unknown | [7 empty] | Min | -0.032131
| Safety Coating | Binary | Yes | 11 | N/A | N/A | 50.8 | 11.07 | N/A | N/A | N/A | N/A | 34.6 | 12.69 | 2.73 | 0.15493 | 5.3606 | N observations | N unit sales | [7 empty] | Max | 0.53319
|  |  | No | 60 | N/A | N/A | 19.2 | 7.98 | N/A | N/A | N/A | N/A | 0 | . | . | 0.84507 |  | 71 | Unknown
| (Do not delete these rows; see cells at right) | [16 empty] | R2 | Intercept
[18 empty] | 0.762 | -222.56
[18 empty] | MAE | Contr. Markup
[18 empty] | 4.57 | 25%
Linear Fluorescent T5 (all lengths) | Watts | Continuous | 14-54 | 203 | 34.38 | 13.86 | 8.69 | 4.17 | Continuous | 28-54 | Continuous | 28-54 | 0.013 | 0.96 | 0.013 | N/A | 0.013 | Data Source | Data Type | Example Measures | Baseline | T8, 48 inch, 32 watt, 2850 lumens, 24000 hr rated life, 89 lumens per watt, CRI 85 | 6.1009 | - | - |  | Model Validation Summary Stats |  | baseline | T5, 24 inch, 24 watts, Phillips, 1950 lumens, 85 cri, rated life 20000, low mercury eco | 13.225 | 15.74 |  | 13.99 |  | 15.99 |  |  | 15.7
| CRI | Continuous | 82-85 | 203 | 84.14 | 1.36 | 8.69 | 4.17 | N/A | N/A | N/A | N/A | 0.651 | 4.34 | 0.149 | N/A | 0.651 | DEG, Itron | Distributor Prices |  | Measure | T5, 48 inch, 28 watts, 2895 lumens, 24000 hr rated life, 103 lumens per watt, CRI 85 | 13.4622 | 7.3613 | 0.318 |  | Mean | 0.067 | measure | T5, 24 inch, 14 watts, Phillips, 1350 lumens, 85 cri, rated life 25000, low mercury eco | 14.325 | 13.88 |  | 12.99 |  |  | 10.55 |  | 13.84
| Efficacy (lumens/watt) | Continuous | 73-138 | 203 | 94.52 | 9.61 | 8.69 | 4.17 | N/A | N/A | N/A | N/A | 0.067 | 3.58 | 0.019 | N/A | 0.067 | Weighting | % CA market | [7 empty] | St. Dev. | 0.165 | baseline | T5, 24 inch, 24 watts, Satco, 2000 lumens, 85 cri, rated life, 20000 | 6.275 |  | 8.25 |  | 6.95 |  |  | 5.4 |  | 7.5
| Low Mercury | Binary | Yes | 110 | N/A | N/A | 10.98 | 3.85 | N/A | N/A | N/A | N/A | 3.6 | 7.42 | 0.485 | 0.54187 | 1.9507 | None | Unknown | [7 empty] | Min | -0.138 | measure | T5, 24 inch, 14 watts, Satco, 1350 lumens, 85 cri, rated life 20000 | 7.2 |  | 7.81 |  | 4.88 |  |  | 4.74 |  | 7.1
|  |  | No | 93 | N/A | N/A | 5.99 | 2.65 | N/A | N/A | N/A | N/A | 0 | . | . | 0.45813 |  | N observations | N unit sales | [7 empty] | Max | 0.331 | baseline | T5, 36 inch, 39 watts, Phillips, 3500 lumens, 85 cri, rated life 24000, low mercury eco | 14.225 | 15.74 |  | 13.99 |  | 15.99 |  |  | 15.7
| Safety Coating | Binary | Yes | 2 | N/A | N/A | 31.19 | 1.08 | N/A | N/A | N/A | N/A | 19.12 | 11.75 | 1.63 | 0.0098522 | 0.18837 | 203 | N/A | [9 empty] | measure | T5, 36 inch, 35 watts, Sylvania, 3500 lumens, 85 cri, rated life 30000, low mercury eco | 14.9875 | [10 empty] | 10.75 |  | 14.53
|  |  | No | 201 | N/A | N/A | 8.48 | 3.53 | N/A | N/A | N/A | N/A | 0 | . | . | 0.99015 |  | R2 | Intercept | [9 empty] | baseline | T5, 48 inch, 28 watts, Phillips, 2900 lumens, 85 cri, rated life 25000, low mercury eco | 15.2125 | 13.88 |  | 8.99 | [6 empty] | 11.95 |  | 9.84
| Extra Long Life | Binary | Yes | 24 | N/A | N/A | 11.96 | 2.21 | N/A | N/A | N/A | N/A | 1.46 | 2.47 | 0.593 | 0.11823 | 0.17261 | 0.725 | -54.09 | [9 empty] | measure | T5, 48 inch, 25 watts, Phillips, 2900 lumens, 85 cri, rated life 35000, low mercury eco | 18.0125 | 17.15 | [10 empty] | 15.99
|  |  | No | 179 | N/A | N/A | 8.26 | 4.18 | N/A | N/A | N/A | N/A | 0 | . | . | 0.88177 |  | MAE | Contr. Markup
| Manufacturer Earthtronics | Binary | Yes | 2 | N/A | N/A | 1.85 | 0.14 | N/A | N/A | N/A | N/A | -6.21 | 3.77 | 1.65 | 0.0098522 | -0.061182 | 1.57 | 25%
|  |  | No | 201 | N/A | N/A | 8.77 | 4.13 | N/A | N/A | N/A | N/A | 0 | . | . | 0.99015
| Manufacturer GE | Binary | Yes | 14 | N/A | N/A | 7.42 | 1.18 | N/A | N/A | N/A | N/A | -2.79 | 4.23 | 0.661 | 0.13 | -0.3627
|  |  | No | 189 | N/A | N/A | 8.79 | 4.29 | N/A | N/A | N/A | N/A | 0 | . | . | 0.87
| Manufacturer Satco | Binary | Yes | 30 | N/A | N/A | 4.77 | 0.83 | N/A | N/A | N/A | N/A | -2.09 | 4.13 | 0.507 | 0.02 | -0.0418
|  |  | No | 173 | N/A | N/A | 9.38 | 4.14 | N/A | N/A | N/A | N/A | 0 | . | . | 0.98
| Manufacturer Sylvania | Binary | Yes | 53 | N/A | N/A | 9.95 | 2.67 | N/A | N/A | N/A | N/A | -1.65 | 3.56 | 0.465 | 0.21 | -0.3465
|  |  | No | 150 | N/A | N/A | 8.25 | 4.51 | N/A | N/A | N/A | N/A | 0 | . | . | 0.79
Lighting - Ballasts
Linear Fluorescent Ballasts (CEE/NEMA certified) | Ballast Input Watts | Continuous | 19 - 116 | 35 | 70.38 | 27.9 | 51.36 | 48.74 | N/A | N/A | N/A | N/A | 0.161 | 1.9 | 0.085 | N/A | N/A | Data Source | Data Type | Workpaper Measures | Baseline | Electronic ballast (non-dimmable) assumed cee/nema certified, instant start, 73 input watts, 1.18 BF | 20.3744 | - | - |  | Model Validation Summary Stats |  | Baseline | Electronic ballast, cee/nema certified, non-dimmable programmed start,73 input watts, 1.18 ballast factor | 20.3744 | 30.64 | 25.5 | [6 empty] | 21 | 19 |  |  | -3.6606 | -0.1523
| Ballast Factor | Continuous | .74 - 1.18 | 32 | 0.957 | 0.114 | 52.62 | 51.99 | N/A | N/A | N/A | N/A | -11.27 | 0.54 | 21.04 | N/A | N/A | DEG | Distributor Prices |  | Measure | Electronic ballast (dimmable) assumed cee/nema certified, programmed start ,76 input watts, 1.17 BF | 69.7501 | 49.3757 | 8.0354 |  | Mean | -0.040025 | Measure | Electronic ballast, cee/nema certified, dimmable programmed start,76 input watts, 1.17 ballast factor | 69.7501 | 59.25 |  |  |  | 79 | 45.43 | 77.45 | [5 empty] | 4.4676 | 0.068435
| Dimmable | Binary | Yes | 11 | N/A | N/A | 24.27 | 7.49 | N/A | N/A | Binary | Tuned down 20% | 31.59 | 4.17 | 7.57 | 0.30556 | 9.6525 | Weighting | % CA market |  | Baseline | Electronic ballast (non-dimmable) assumed cee/nema certified, instant start, 93 input watts, 0.89 BF | 26.8627 | - | - |  | St. Dev. | 0.10826 | Baseline | Electronic ballast, cee/nema certified, non-dimmable instant start, 93 input watts, .89 ballast factor | 26.8627 |  | 28.41 | [8 empty] | 24.95 | 24.48 | 0.91603 | 0.035304
|  |  | No | 25 | N/A | N/A | 72.12 | 19.7 | N/A | N/A |  | Not tuned down | 0 | . | . | 0.69444 |  | None | Unknown |  | Measure | Electronic ballast (dimmable) assumed cee/nema certified, programmed start, 96 input watts, 0.97 BF | 75.2241 | 48.3614 | 9.5082 |  | Min | -0.1523 | Measure | Electronic ballast, cee/nema certified, dimmable programmed start, 96 input watts, .97 ballast factor | 75.2241 |  | 81.99 | 71.62 | 93.87 |  |  |  | 91.19 |  |  |  |  | -9.4434 | -0.11154
| Programmed Start | Binary | Yes | 14 | N/A | N/A | 65.74 | 21.5 | N/A | N/A | N/A | N/A | 17.19 | 7.12 | 2.41 | 0.38889 | 6.685 | N observations | N unit sales | [7 empty] | Max | 0.068435
|  |  | No | 22 | N/A | N/A | 21.8 | 2.93 | N/A | N/A | N/A | N/A | 0 | . | . | 0.61111 |  | 31 | N/A
| (Do not delete these rows; see cells at right) | [16 empty] | R2 | Intercept
[18 empty] | 0.848 | 21.92
[18 empty] | MAE | Contr. Markup
[18 empty] | 7.92 | 0%
Linear Fluorescent Ballasts (non-CEE/NEMA certified) | Ballast Input Watts | Continuous | 9 - 604 | 86 | 93.37 | 98.01 | 56.44 | 55.01 | N/A | N/A | N/A | N/A | 0.4 | 9.85 | 0.04 | N/A | 0.4 | Data Source | Data Type | Workpaper Measures | Baseline | Electronic ballast (non-dimmable) assumed non-cee/nema certified, instant start, 65 input watts, 1.03 BF | 13.9568 | - | - |  | Model Validation Summary Stats |  | Baseline | Electronic ballast (non-dimmable) assumed non-cee/nema certified, instant start, 65 input watts, 1.03 BF | 13.9568 | 26.92 |  | 17.3 | 16.9 | 14.85 | [5 empty] | -5.0357 | -0.26514
| Ballast Factor | Continuous | .60 - 1.2 | 67 | 0.926 | 0.111 | 58.61 | 60.18 | N/A | N/A | N/A | N/A | 10.56 | 0.31 | 34.52 | N/A | N/A | DEG | Distributor Prices |  | Measure | Electronic ballast (dimmable) assumed non-cee/nema certified, programmed start, 62 input watts, 0.99 BF | 80.7244 | 66.7676 | 15.8908 |  | Mean | -0.10254 | Measure | Electronic ballast (dimmable) assumed non-cee/nema certified, programmed start, 62 input watts, 0.99 BF | 80.7244 |  | 99.88 |  |  |  | 74.53 | 74.95 | 69 |  |  | 1.1344 | 0.014253
| Dimmable | Binary | Yes | 5 | N/A | N/A | 97.78 | 30.05 | N/A | N/A | Binary | Tuned down 20% | 30.78 | 2.14 | 14.39 | 0.052083 | 1.6031 | Weighting | % CA market |  | Baseline | Electronic ballast (non-dimmable) assumed non-cee/nema certified, programmed start, 98 input watts, 0.95 BF | 63.922 | - | - |  | St. Dev. | 0.22367 | Baseline | Electronic ballast (non-dimmable) assumed non-cee/nema certified, programmed start, 98 input watts, 0.95 BF | 63.922 | [5 empty] | 55.61 | 59 | 52 |  | 55 | 8.5195 | 0.15377
|  |  | No | 91 | N/A | N/A | 49.71 | 53.39 | N/A | N/A |  | Not tuned down | 0 | . | . | 0.94792 |  | None | Unknown |  | Measure | Electronic ballast (dimmable) assumed non-cee/nema certified, programmed start, 125 input watts, 1.0 BF | 106.03 | 42.108 | 17.196 |  | Min | -0.31304 | Measure | Electronic ballast (dimmable) assumed non-cee/nema certified, programmed start, 125 input watts, 1.0 BF | 106.03 | 157.5 | [7 empty] | 161.54 | 144 | -48.3167 | -0.31304
| Electronic Instant Start | Binary | Yes | 17 | N/A | N/A | 17.27 | 12.56 | N/A | N/A | N/A | N/A | -37.61 | -4.66 | 8.06 | 0.17708 | -6.6601 | N observations | N unit sales | [7 empty] | Max | 0.15377
|  |  | No | 79 | N/A | N/A | 60.12 | 55.92 | N/A | N/A | N/A | N/A | 0 | . | . | 0.82292 |  | 63 | N/A
| Magnetic Rapid Start | Binary | Yes | 19 | N/A | N/A | 107.02 | 78.55 | N/A | N/A | N/A | N/A | 40.89 | 3.47 | 11.78 | 0.19388 | 7.9277 | R2 | Intercept
|  |  | No | 77 | N/A | N/A | 38.24 | 33.1 | N/A | N/A | N/A | N/A | 0 | . | . | 0.78571 |  | 0.823 | 14.69
| (Do not delete these rows; see cells at right) | [16 empty] | MAE | Contr. Markup
[18 empty] | 20.73 | 0%
Lighting - Fixtures
General Service Linear Fluorescent Fixtures (recessed w/cover) | Fixture length (inches) | Continuous | 24-96 | 139 | N/A | N/A | 156.51 | 93.68 | N/A | N/A | N/A | N/A | 1.62 | 4.7 | 0.345 | N/A | 1.62 | Data Source | Data Type | Example Measures | Base | T8, 48 inch, 2-lamp, 32 watt, instant start ballast, recessed troffer w/cover (lamps not included) | 92.131 | - | - |  | Model Validation Summary Stats |  | Base | Recessed, Litolier brand, LF fixture, T5, 2 lamp, 24 inch, 24 watt lamps, direct-indirect type, programmed start ballast | 182.54
| Maximum Ballast Input Watts | Continuous | 17-216 | 139 | N/A | N/A | 156.51 | 93.68 | N/A | N/A | N/A | N/A | -0.171 | 1.21 | 0.141 | N/A | -0.171 | DEG, Itron | Distributor Prices |  | Measure | T8, 48 inch, 2-lamp, 30 watt, instant start ballast, recessed troffer w/cover (lamps not included) | 92.815 | 0.684 | 0.564 |  | *Validation could only be done a couple models due to single distributers for many models |  | Measure | Recessed, Litolier brand, LF fixture, T5, 2 lamp, 24 inch, 14 watt lamps, direct-indirect type, programmed start ballast | 185.96
| Luminaire type - direct/indirect | Binary | Yes | 32 | N/A | N/A | 215.81 | 63.32 | N/A | N/A | N/A | N/A | 33.168 | 2.37 | 13.992 | N/A | 33.168 | Weighting | % CA market |  | Measure | T8, 48 inch, 2-lamp, 28 watt, instant start ballast, recessed troffer w/cover (lamps not included) | 93.499 | 1.368 | 1.128 |  |  |  | Base | Recessed, Litolier brand, LF fixture, T5, 2 lamp, 48 inch, 32 watt lamps, direct-indirect type, acrylic cover, programmed start ballast | 218.69 | 175.5
|  |  | No | 107 | N/A | N/A | 138.78 | 94.2 | N/A | N/A | N/A | N/A | 0 | . | . | N/A | 0 | None | Unknown |  | Base | T8, 48 inch, 4-lamp, 32 watt, instant start ballast, recessed troffer w/cover (lamps not included) | 81.187 | - | - |  |  |  | Measure | Recessed, Litolier brand, LF fixture, T5, 2 lamp, 48 inch, 28 watt lamps, direct-indirect type, acrylic cover, programmed start ballast | 220.05
| Luminaire type - trough | Binary | Yes | 15 | N/A | N/A | 316.93 | 104.29 | N/A | N/A | N/A | N/A | 117.697 | 6.96 | 16.911 | N/A | 117.697 | N observations | N unit sales |  | Measure | T5, 48 inch, 3-lamp, 28 watt, program start ballast, recessed troffer w/cover (lamps not included) | 88.711 | 7.524 | 1.128 |  |  |  | Base | Recessed, Litolier Brand, LF fixture, T8, 2 lamp, 24 inch, 17 watt lamps, direct-indirect type, acrylic cover, instant start ballast | 146.62 |  | 190.8 | 138.74
|  |  | No | 124 | N/A | N/A | 137.1 | 71.34 | N/A | N/A | N/A | N/A | 0 | . | . | N/A | 0 | 139 | N/A | [9 empty] | Measure | Recessed, Litolier Brand, LF fixture, T8, 2 lamp, 24 inch, 15 watt lamps, direct-indirect type, acrylic cover, instant start ballast | 147.3
| Lamp type | Categorical | T5 | 41 | N/A | N/A | 247.4 | 107.44 | N/A | N/A | N/A | N/A | 38.317 | 3.71 | 10.325 | N/A | 38.317 | R2 | Intercept | [9 empty] | Base | Recessed, Lamar Brand, LF fixture, T8, 3 lamp, 24 inch, 17 watt lamps, troffer, acrylic cover, instant start ballast | 92
|  |  | T8 | 98 | N/A | N/A | 118.48 | 52.65 | N/A | N/A | N/A | N/A | 0 | . | . | N/A | 0 | 0.808 | 25.315 | [9 empty] | Measure | Recessed, Lamar Brand, LF fixture, T8, 3 lamp, 24 inch, 15 watt lamps, troffer, acrylic cover, instant start ballast | 93.03
| Dimmable ballast | Binary | Yes | 12 | N/A | N/A | 294.18 | 65.67 | N/A | N/A | N/A | N/A | 123.247 | 8.64 | 14.263 | N/A | 123.247 | MAE | Contr. Markup | [9 empty] | Base | Recessed, Mercury brand, LF fixture, T8, 2 lamp, 48 inch, 32 watt lamps, troffer, acrylic cover, instant start ballast | 144.28
|  |  | No | 127 | N/A | N/A | 143.5 | 82.65 | N/A | N/A | N/A | N/A | 0 | . | . | N/A | 0 | 29.15 | 25% | [9 empty] | Measure | Recessed, Mercury brand, LF fixture, T8, 2 lamp, 48 inch, 30 watt lamps, troffer, acrylic cover, instant start ballast | 144.96 |  |  |  |  | 118.25
| Manufacturer - Lamar | Binary | Yes | 35 | N/A | N/A | 150.26 | 63.49 | N/A | N/A | N/A | N/A | 36.529 | 3.65 | 10.01 | 0.2518 | 9.1979 | [11 empty] | Base | Recessed, Metalux brand, LF fixture, T8, 3 lamp, 48 inch, 32 watt lamps, troffer, acrylic cover, instant start ballast | 86.66 |  |  |  | 60.39 | 100.16
|  |  | No | 104 | N/A | N/A | 158.61 | 102.02 | N/A | N/A | N/A | N/A | 0 | . | . | 0.7482 | [12 empty] | Measure | Recessed, Metalux brand, LF fixture, T8, 3 lamp, 48 inch, 30 watt lamps, troffer, acrylic cover, instant start ballast | 87.68
| Manufacturer - Litolier | Binary | Yes | 45 | N/A | N/A | 233.78 | 96.12 | N/A | N/A | N/A | N/A | 55.07 | 3.92 | 14.052 | 0.32374 | 17.8284 | [11 empty] | Base | Recessed, Lithonia brand, LF fixture, T8, 4 lamp, 48 inch, 32 watt lamps, troffer, acrylic cover, instant start ballast | 81.19
|  |  | No | 94 | N/A | N/A | 119.52 | 66.17 | N/A | N/A | N/A | N/A | 0 | . | . | 0.67626 | [12 empty] | Measure | Recessed, Lithonia brand, LF fixture, T8, 4 lamp, 48 inch, 30 watt lamps, troffer, acrylic cover, instant start ballast | 82.55
| Manufacturer - Mercury | Binary | Yes | 15 | N/A | N/A | 144.53 | 84.11 | N/A | N/A | N/A | N/A | 52.147 | 3.88 | 13.449 | 0.10791 | 5.6274
|  |  | No | 124 | N/A | N/A | 157.96 | 94.98 | N/A | N/A | N/A | N/A | 0 | . | . | 0.89209
General Service Linear Fluorescent Fixtures (recessed no cover) | Maximum Ballast Input Watts | Continuous | 21-216 | 176 | 67.78 | 30.82 | 189.34 | 83.11 | N/A | N/A | N/A | N/A | 0.374 | 2.68 | 0.139 | N/A | 0.374 | Data Source | Data Type | Example Measures | Base | T8, 48 inch, 2-lamp, 32 watt, instant start ballast, recessed troffer no cover (lamps not included) | 184.236 | - | - |  | Model Validation Summary Stats |  | Base | Recessed, Mercury brand, LF fixture, T5, 2 lamp, 24 inch, 24 watt lamps, direct-indirect type, programmed rapid start ballast | 222.875
| Luminaire type - parabolic troffer | Binary | Yes | 59 | N/A | N/A | 124.8 | 36.64 | N/A | N/A | N/A | N/A | -81.233 | 8.6 | 9.45 | N/A | -81.233 | DEG, Itron | Distributor Prices |  | Measure | T8, 48 inch, 2-lamp, 30 watt, instant start ballast, recessed troffer no cover (lamps not included) | 182.74 | -1.496 | 0.556 |  | *Validation could only be done a couple models due to single distributers for many models |  | Measure | Recessed, Mercury brand, LF fixture, T5, 2 lamp, 24 inch, 14 watt lamps, direct-indirect type, programmed rapid start ballast | 213.5
|  |  | No | 117 | N/A | N/A | 221.88 | 81.01 | N/A | N/A | N/A | N/A | 0 | . | . | N/A | 0 | Weighting | % CA market |  | Measure | T8, 48 inch, 2-lamp, 28 watt, instant start ballast, recessed troffer no cover (lamps not included) | 181.992 | -2.244 | 0.834 |  |  |  | Base | Recessed, Lamar brand, LF fixture, T5, 3 lamp, 24 inch, 24 watt lamps, direct-indirect type, programmed start ballast | 260.0125
| Luminaire type - troffer | Binary | Yes | 9 | N/A | N/A | 183.78 | 24.47 | N/A | N/A | N/A | N/A | -37.993 | 1.91 | 19.93 | N/A | -37.993 | None | Unknown |  | Base | T8, 48 inch, 4-lamp, 32 watt, instant start ballast, recessed troffer no cover (lamps not included) | 208.172 | - | - |  |  |  | Measure | Recessed, Lamar brand, LF fixture, T5, 3 lamp, 24 inch, 14 watt lamps, direct-indirect type, programmed start ballast | 245.95
|  |  | No | 167 | N/A | N/A | 189.64 | 85.15 | N/A | N/A | N/A | N/A | 0 | . | . | N/A | 0 | N observations | N unit sales |  | Measure | T5, 48 inch, 3-lamp, 28 watt, program start ballast, recessed troffer no cover (lamps not included) | 191.716 | -16.456 | 6.116 |  |  |  | Base | Recessed, Mercury brand, LF fixture, T8, 2 lamp, 48 inch, 32 watt lamps, parabolic troffer, instant start ballast | 128.8375 | 98.6
| Ballast start type | Categorical | Programmed rapid start | 17 | N/A | N/A | 262.44 | 124.76 | N/A | N/A | N/A | N/A | 62.217 | 4.11 | 15.15 | N/A | 62.217 | 176 | N/A | [9 empty] | Measure | Recessed, Mercury brand, LF fixture, T8, 2 lamp, 48 inch, 30 watt, lamps, parabolic troffer, instant start ballast | 126.9625
|  |  | Instant start | 159 | N/A | N/A | 181.52 | 73.74 | N/A | N/A | N/A | N/A | 0 | . | . | N/A | 0 | R2 | Intercept | [9 empty] | Base | Recessed, Lamar brand, LF fixture, T8, 3 lamp, 48 inch, 32 watt lamps, parabolic troffer, instant start ballast | 169.725
| Dimmable ballast | Binary | Yes | 11 | N/A | N/A | 303.75 | 71.73 | Binary | Yes | Binary | Yes | 120.989 | 7.33 | 16.51 | N/A | 120.989 | 0.634 | 160.3 | [9 empty] | Measure | Recessed, Lamar brand, LF fixture, T8, 3 lamp, 48 inch, 30 watt lamps, parabolic troffer, instant start ballast | 166.9225
|  |  | No | 165 | N/A | N/A | 181.71 | 78.23 |  | No |  | No | 0 | . | . | N/A | 0 | MAE | Contr. Markup | [9 empty] | Base | Recessed, Simkar brand, LF fixture, T8, 4 lamp, 48 inch, 32 watt lamps, parabolic troffer, instant start ballast | 158.8375
| Louvered cover | Binary | Yes | 3 | N/A | N/A | 390 | 94.98 | N/A | N/A | N/A | N/A | 108.498 | 2.83 | 38.4 | 0.017045 | 1.8494 | 31.66 | 25% | [9 empty] | Measure | Recessed, Simkar brand, LF fixture, T8, 4 lamp, 48 inch, 30 watt lamps, parabolic troffer, instant start ballast | 155.0875
|  |  | No | 173 | N/A | N/A | 185.86 | 78.79 | N/A | N/A | N/A | N/A | 0 | . | . | 0.98295
| Size 96 inches | Binary | Yes | 1 | N/A | N/A | 499 | N/A | N/A | N/A | N/A | N/A | 151.693 | 2.39 | 63.39 | N/A | 151.693
|  |  | No | 175 | N/A | N/A | 187.57 | 79.96 | N/A | N/A | N/A | N/A | 0 | . | . | N/A | 0
| Manufacturer - Lamar | Binary | Yes | 46 | N/A | N/A | 180.2 | 52.07 | N/A | N/A | N/A | N/A | 20.711 | 2.18 | 9.48 | 0.26136 | 5.4131
|  |  | No | 130 | N/A | N/A | 192.57 | 91.57 | N/A | N/A | N/A | N/A | 0 | . | . | 0.73864
| Manufacturer - Litolier | Continuous | Yes | 34 | N/A | N/A | 261.09 | 117.36 | N/A | N/A | N/A | N/A | 57.517 | 5.02 | 11.45 | 0.19318 | 11.1112
|  |  | No | 142 | N/A | N/A | 172.16 | 61.73 | N/A | N/A | N/A | N/A | 0 | . | . | 0.80682
General Service Linear Fluorescent Fixtures (surface mounted) | Maximum Ballast Input Watts | Continuous | 17-236 | 124 | 96.13 | 54.23 | 110.66 | 79.59 | N/A | N/A | N/A | N/A | 0.162 | 2.58 | 0.063 | N/A | 0.162 | Data Source | Data Type | Example Measures | Base | T8, 48 inch, 2-lamp, 32 watt, instant start ballast, surface mounted strip (lamps not included) | 56.872 | - | - |  | Model Validation Summary Stats |  | Base | Surface mount, Cooper brand, LF fixture, T8, 2 lamp, 48 inch, 32 watt lamps, wrap type, acrylic cover, instant start ballast | 71.3 | 76
| Fixture length (inches) | Continuous | 24-96 | 124 | 60.48 | 26.21 | 110.66 | 79.59 | N/A | N/A | N/A | N/A | 0.558 | 0.14 | 3.97 | N/A | 0.558 | DEG, Itron | Distributor Prices |  | Measure | T8, 48 inch, 2-lamp, 30 watt, instant start ballast, surface mounted strip (lamps not included) | 56.224 | -0.648 | 0.252 |  | *Validation could only be done a couple models due to single distributers for many models |  | Measure | Surface mount, Cooper brand, LF fixture, T8, 2 lamp, 48 inch, 30 watt lamps, wrap type, acrylic cover, instant start ballast | 70.475
| Luminaire type - direct/indirect | Binary | Yes | 10 | N/A | N/A | 310.45 | 33.49 | N/A | N/A | N/A | N/A | 219.56 | 14.89 | 14.75 | N/A | 219.56 | Weighting | % CA market |  | Measure | T8, 48 inch, 2-lamp, 28 watt, instant start ballast, surface mounted strip (lamps not included) | 55.9 | -0.972 | 0.378 |  |  |  | Base | Surface mount, Lithonia brand, LF fixture, T8, 2 lamp, 96 inch, 59 watt lamps, strip type, instant start ballast | 114.2375 | 91.52 | 91.95
|  |  | No | 114 | N/A | N/A | 93.13 | 54.43 | N/A | N/A | N/A | N/A | 0 | . | . | N/A | 0 | None | Unknown |  | Base | T8, 48 inch, 4-lamp, 32 watt, instant start ballast, surface mounted strip (lamps not included) | 67.24 | - | - |  |  |  | Measure | Surface mount, Lithonia brand, LF fixture, T8, 2 lamp, 96 inch, 54 watt lamps, strip type, instant start ballast | 112.175
| Luminaire type - parabolic troffer | Binary | Yes | 8 | N/A | N/A | 178.92 | 27.35 | N/A | N/A | N/A | N/A | 101.06 | 14.29 | 7.07 | N/A | 101.06 | N observations | N unit sales |  | Measure | T5, 48 inch, 3-lamp, 28 watt, program start ballast, surface mounted strip (lamps not included) | 60.112 | -7.128 | 2.772 |  |  |  | Base | Surface mount, Simkar brand, LF fixture, T8, 3 lamp, 48 inch, 32 watt lamps, parabolic troffer, instant start ballast | 271.575 |  |  | 175
|  |  | No | 116 | N/A | N/A | 105.95 | 79.89 | N/A | N/A | N/A | N/A | 0 | . | . | N/A | 0 | 124 | N/A | [9 empty] | Measure | Surface mount, Simkar brand, LF fixture, T8, 3 lamp, 48 inch, 30 watt lamps, parabolic troffer, instant start ballast | 270.3375
| Luminaire type - troffer | Binary | Yes | 11 | N/A | N/A | 180.12 | 75.06 | N/A | N/A | N/A | N/A | 60.46 | 14.49 | 4.17 | N/A | 60.46 | R2 | Intercept | [9 empty] | Base | Surface mount, Simkar brand, LF fixture, T8, 4 lamp, 48 inch, 32 watt lamps, troffer type, instant start ballast | 84.5 | 74.93
|  |  | No | 113 | N/A | N/A | 103.89 | 77.03 | N/A | N/A | N/A | N/A | 0 | . | . | N/A | 0 | 0.884 | 19.72 | [9 empty] | Measure | Surface mount, Simkar brand, LF fixture, T8, 4 lamp, 48 inch, 30 watt lamps, troffer type, instant start ballast | 82.85
| Ballast start type | Categorical | Programmed rapid start | 9 | N/A | N/A | 189.92 | 117.1 | N/A | N/A | N/A | N/A | 54.49 | 10.9 | 5 | N/A | 54.49 | MAE | Contr. Markup | [9 empty] | Base | Surface mount, Warehouse brand, LF fixture, T8, 4 lamp, 96 inch, 59 watt lamps, wrap type, programmed start ballast | 138.575 |  |  |  | 67.61 | 56.74
|  |  | Instant start | 115 | N/A | N/A | 104.45 | 73.05 | N/A | N/A | N/A | N/A | 0 | . | . | N/A | 0 | 19.15 | 25% | [9 empty] | Measure | Surface mount, Warehouse brand, LF fixture, T8, 4 lamp, 96 inch, 54 watt lamps, wrap type, programmed start ballast | 134.45
| Manufacturer - Mercury | Binary | Yes | 10 | N/A | N/A | 272.97 | 78.49 | N/A | N/A | N/A | N/A | 34.45 | 15.47 | 2.23 | 0.080645 | 2.7782
|  |  | No | 114 | N/A | N/A | 96.42 | 62.19 | N/A | N/A | N/A | N/A | 0 | . | . | 0.91935
| Manufacturer - Metalux | Binary | Yes | 5 | N/A | N/A | 105.59 | 75.71 | N/A | N/A | N/A | N/A | 95.43 | 4.97 | 19.21 | 0.040323 | 3.848
|  |  | No | 119 | N/A | N/A | 231.2 | 82.15 | N/A | N/A | N/A | N/A | 0 | . | . | 0.95968
| Manfacturer - Simkar | Binary | Yes | 6 | N/A | N/A | 170.33 | 38.1 | N/A | N/A | N/A | N/A | 30.11 | 1.86 | 16.21 | 0.048387 | 1.4569
|  |  | No | 118 | N/A | N/A | 107.62 | 80.03 | N/A | N/A | N/A | N/A | 0 | . | . | 0.95161
(Do not delete these rows; see cells at right)
General Service Linear Fluorescent Fixtures (suspended) | Maximum Ballast Input Watts | Continuous | 26-648 | 132 | 126.39 | 111.26 | 232.27 | 117.52 | N/A | N/A | N/A | N/A | 0.525 | 9.81 | 0.053 | N/A | 0.525 | Data Source | Data Type | Example Measures | Base | T8, 48 inch, 2-lamp, 32 watt, instant start ballast, suspended low bay (lamps not included) | 87.128 | - | - |  | Model Validation Summary Stats |  | Base | Suspended, Mercury brand, LF fixture, T5, 2 lamp, 48 inch, 32 watt lamps, direct pendant type, parabolic louver, programmed start ballast | 441.925
| Fixture length (inches) | Continuous | 24-96 | 132 | 53.81 | 16.54 | 232.27 | 117.52 | N/A | N/A | N/A | N/A | 1.786 | 4.97 | 0.359 | N/A | 1.786 | DEG, Itron | Distributor Prices |  | Measure | T8, 48 inch, 2-lamp, 30 watt, instant start ballast, suspended low bay (lamps not included) | 85.028 | -2.1 | 0.212 |  | *Validation could only be done a couple models due to single distributers for many models |  | Measure | Suspended, Mercury brand, LF fixture, T5, 2 lamp, 48 inch, 28 watt lamps, direct pendant type, parabolic louver, programmed start ballast | 436.675
| Luminaire type - direct pendant | Binary | Yes | 11 | N/A | N/A | 279.1 | 85.33 | N/A | N/A | N/A | N/A | 225.48 | 6.96 | 32.4 | N/A | 225.48 | Weighting | % CA market |  | Measure | T8, 48 inch, 2-lamp, 28 watt, instant start ballast, suspended low bay (lamps not included) | 83.978 | -3.15 | 0.318 |  |  |  | Base | Suspended, Alera brand, LF fixture, T8, 2 lamp, 48 inch, 32 watt lamps, direct - indirect, pendant type, parabolic louver, instant start ballast | 371.8
|  |  | No | 121 | N/A | N/A | 228.01 | 119.38 | N/A | N/A | N/A | N/A | 0 | . | . | N/A | 0 | None | Unknown |  | Base | T8, 48 inch, 4-lamp, 32 watt, instant start ballast, suspended low bay (lamps not included) | 120.728 | - | - |  |  |  | Measure | Suspended, Alera brand, LF fixture, T8, 2 lamp, 48 inch, 30 watt lamps, direct - indirect, pendant type, parabolic louver, instant start ballast | 369.175
| Luminaire type - direct/indirect pendant | Binary | Yes | 57 | N/A | N/A | 302.08 | 101.93 | N/A | N/A | N/A | N/A | 207.52 | 19.87 | 10.44 | N/A | 207.52 | N observations | N unit sales |  | Measure | T5, 48 inch, 3-lamp, 28 watt, program start ballast, suspended low bay (lamps not included) | 134.728 | 14 | 17.132 |  |  |  | Base | Suspended, Alera brand, LF fixture, T8, 3 lamp, 48 inch, 32 watt lamps, direct - indirect, pendant type, instant start ballast | 316.925
|  |  | No | 75 | N/A | N/A | 179.22 | 99.91 | N/A | N/A | N/A | N/A | 0 | . | . | N/A | 0 | 132 | N/A | [9 empty] | Measure | Suspended, Alera brand, LF fixture, T8, 3 lamp, 48 inch, 30 watt lamps, direct - indirect, pendant type, instant start ballast | 312.9875
| Instant start ballast | Binary | Yes | 98 | N/A | N/A | 210.19 | 112.72 | N/A | N/A | N/A | N/A | -37.1 | 2.51 | 14.8 | N/A | -37.1 | R2 | Intercept | [9 empty] | Base | Suspended, Lamar brand, LF fixture, T8, 4 lamp, 48 inch, 32 watt lamps, direct - indirect, pendant type, programmed start ballast | 395.625
|  |  | No | 34 | N/A | N/A | 295.92 | 108.91 | N/A | N/A | N/A | N/A | 0 | . | . | N/A | 0 | 0.751 | 4.9 | [9 empty] | Measure | Suspended, Lamar brand, LF fixture, T8, 4 lamp, 48 inch, 30 watt lamps, direct - indirect, pendant type, programmed start ballast | 390.375
| Programmed rapid start ballast | Binary | Yes | 4 | N/A | N/A | 311.5 | 121 | N/A | N/A | N/A | N/A | 86.08 | 2.41 | 35.69 | N/A | 86.08 | MAE | Contr. Markup | [9 empty] | Base | Suspended, Simkar brand, LF fixture, T8, 6 lamp, 48 inch, 32 watt lamps, high-low bay type, programmed start ballast | 239.35
|  |  | No | 128 | N/A | N/A | 229.79 | 117.03 | N/A | N/A | N/A | N/A | 0 | . | . | N/A | 0 | 41.31 | 25% | [9 empty] | Measure | Suspended, Simkar brand, LF fixture, T8, 6 lamp, 48 inch, 30 watt lamps, high-low bay type, programmed start ballast | 231.475
| Dimmable ballast | Binary | Yes | 5 | N/A | N/A | 394.2 | 109.32 | N/A | N/A | N/A | N/A | 66.69 | 32.12 | 2.08 | N/A | 66.69
|  |  | No | 127 | N/A | N/A | 225.9 | 113.57 | N/A | N/A | N/A | N/A | 0 | . | . | N/A | 0
| Parabolic louvers | Binary | Yes | 18 | N/A | N/A | 310.71 | 51.4 | N/A | N/A | N/A | N/A | 60.69 | 2.95 | 20.6 | 0.13636 | 8.2759
|  |  | No | 114 | N/A | N/A | 219.88 | 120.33 | N/A | N/A | N/A | N/A | 0 | . | . | 0.86364
| Wire guard | Binary | Yes | 5 | N/A | N/A | 240.25 | 141.15 | N/A | N/A | N/A | N/A | 102.38 | 3.37 | 30.36 | 0.037879 | 3.878
|  |  | No | 127 | N/A | N/A | 231.96 | 117.15 | N/A | N/A | N/A | N/A | 0 | . | . | 0.96212
| Manfacturer - Alera | Binary | Yes | 24 | N/A | N/A | 295.38 | 72.74 | N/A | N/A | N/A | N/A | -57.96 | 2.21 | 26.25 | 0.18182 | -10.5382
|  |  | No | 108 | N/A | N/A | 218.25 | 121.16 | N/A | N/A | N/A | N/A | 0 | . | . | 0.81818
| Manufacturer - Lamar | Binary | Yes | 30 | N/A | N/A | 240.98 | 130.82 | N/A | N/A | N/A | N/A | -48.9 | 2.65 | 18.49 | 0.22727 | -11.1136
|  |  | No | 102 | N/A | N/A | 229.71 | 113.89 | N/A | N/A | N/A | N/A | 0 | . | . | 0.77273
| Manufacturer - Litolier | Binary | Yes | 13 | N/A | N/A | 269.77 | 97.01 | N/A | N/A | N/A | N/A | -66.21 | 25.73 | 2.57 | 0.098485 | -6.5207
|  |  | No | 119 | N/A | N/A | 228.17 | 119.18 | N/A | N/A | N/A | N/A | 0 | . | . | 0.90152
| Manufacturer - Mercury | Binary | Yes | 12 | N/A | N/A | 257.22 | 168.02 | N/A | N/A | N/A | N/A | -56.92 | 28.98 | 1.96 | 0.090909 | -5.1745
|  |  | No | 120 | N/A | N/A | 229.78 | 111.92 | N/A | N/A | N/A | N/A | 0 | . | . | 0.90909
High Bay Linear Fluorescent Fixtures | Fixture length (inches) | Continuous | 24-96 | 52 | 41.31 | 15.47 | 171.72 | 75.33 | N/A | N/A | N/A | N/A | 3.277 | 4.82 | 0.68 | N/A | 3.277 | Data Source | Data Type | Example Measures | Base | PSMH, 1-lamp, 456 watt, CWA ballast (lamp not included) | 216.0374 | - | -
| Number of lamps | Continuous | 2 - 10 | 52 | 4.56 | 1.86 | 171.72 | 75.33 | N/A | N/A | N/A | N/A | 16.608 | 4.28 | 3.879 | N/A | 16.608 | DEG, Itron | Distributor Prices |  | Measure | T5, 48 inch, 6-lamp, 54 watt, program start ballast (lamps not included) | 197.812 | -18.2254
| Lamp watts | Continuous | 24-54 | 52 | 48.75 | 11.28 | 171.72 | 75.33 | N/A | N/A | N/A | N/A | -1.358 | -1.97 | 0.688 | N/A | -1.358 | Weighting | % CA market |  | Base | T8, 96 inch, 4-lamp, 59 watt, instant start ballast (lamps not included) | 263.156 | - | -
| Lens | Binary | Yes | 8 | N/A | N/A | 146.71 | 27.71 | N/A | N/A | N/A | N/A | 46.456 | 2.13 | 21.812 | N/A | 46.456 | None | Unknown |  | Measure | T5, 48 inch, 6-lamp, 54 watt, program start ballast (lamps not included) | 197.812 | -65.344
|  |  | No | 44 | N/A | N/A | 176.27 | 80.43 | N/A | N/A | N/A | N/A | 0 | . | . | N/A | 0 | N observations | N unit sales
| Occupancy sensor | Binary | Yes | 1 | N/A | N/A | 224 | N/A | N/A | N/A | N/A | N/A | 100.635 | 2.07 | 48.54 | N/A | 100.635 | 52 | N/A
|  |  | No | 51 | N/A | N/A | 170.69 | 75.72 | N/A | N/A | N/A | N/A | 0 | . | . | N/A | 0 | R2 | Intercept
| Programmed rapid start ballast | Binary | Yes | 44 | N/A | N/A | 171.08 | 81.11 | N/A | N/A | N/A | N/A | -1.925 | 0.1 | 19.728 | N/A | -1.925 | 0.658 | 14.2
|  |  | No | 8 | N/A | N/A | 175.08 | 30.26 | N/A | N/A | N/A | N/A | 0 | . | . | N/A | 0 | MAE | Contr. Markup
| Manufacturer - Mercury | Binary | Yes | 4 | N/A | N/A | 300.54 | 185.47 | N/A | N/A | N/A | N/A | 67.489 | 33.867 | 1.99 | 0.076923 | 5.1915 | 34.89 | 25%
|  |  | No | 48 | N/A | N/A | 160.99 | 49.32 | N/A | N/A | N/A | N/A | 0 | . | . | 0.92308
(Do not delete these rows; see cells at right)
Bi-Level Linear Fluorescent Fixtures (garage/stairwell lighting) | Maximum Ballast Input Watts | Continuous | 17-64 (full output) | 23 | 46.9565 | 16.5652 | 319.4304 | 75.6886 | N/A | N/A | Continuous | 60-67(full output) | -0.14649 | -0.63 | 0.23106 | N/A | -0.14649 | Data Source | Data Type | Workpaper measure | Baseline | T8, 48 inch, 2-lamp, 32 watt, instant start ballast, surface mounted wrap (lamps not included) | 56.872 | - | - |  |  |  | Baseline | Standard two lamp 4 foot linear fluorescent fixture - assumed 64 fixture watts | TBD
| Emergency backup power | Binary | Yes | 12 | N/A | N/A | 386.2333 | 25.2053 | N/A | N/A | N/A | N/A | 117.1066 | 16.6 | 7.0529 | N/A | 117.1066 | DEG | Distributor Prices |  | Measure | Two lamp 4 foot 64 watt linear fluorescent fixture with integrated occupancy sensor - no dimming or emergency ballast | 273.642 | 216.77 |  |  |  |  | Measure | Two lamp 4 foot 64 watt linear fluorescent fixture with integrated occupancy sensor - no dimming or emergency ballast | 273.642 | 179 | 175 | 223
|  |  | No | 11 | N/A | N/A | 246.5545 | 26.5952 | N/A | N/A | N/A | N/A | 0 | . | . | N/A | 0 | Weighting | % CA market | Example Measures | Measure | Two lamp 4 foot 64 watt linear fluorescent fixture with integrated occupancy sensor - no dimming w/ emergency ballast | 414.1699 | 357.2979 |  |  |  |  | Measure | Two lamp 4 foot 64 watt linear fluorescent fixture with integrated occupancy sensor - w/ dimming no emergency ballast | 328.4468 |  | 285
| Dimmable ballast | Binary | Yes | 14 | N/A | N/A | 323.2929 | 62.4154 | N/A | N/A | Binary | Yes | 45.6707 | 5.83 | 7.8349 | N/A | 45.6707 | None | Unknown |  | Measure | Two lamp 4 foot 64 watt linear fluorescent fixture with integrated occupancy sensor - w/ dimming w/ emergency ballast | 468.9748 | 412.1028
|  |  | No | 9 | N/A | N/A | 313.4222 | 96.7311 | N/A | N/A |  | No | 0 | . | . | N/A | 0 | N observations | N unit sales
| Brand | Categorical | Atlite | 1 | N/A | N/A | 399 | . | N/A | N/A | N/A | N/A | 69.1814 | 4.65 | 14.8661 | 0.043478 | 15.323 | 23 | Unknown
|  |  | Lamar | 15 | N/A | N/A | 285.5933 | 65.6799 | N/A | N/A | N/A | N/A | 0 | . | . | 0.65217 |  | R2 | Intercept
|  |  | Lutron | 4 | N/A | N/A | 358.5 | 60.0528 | N/A | N/A | N/A | N/A | 10.6759 | 1.29 | 8.2917 | 0.17391 |  | 0.97952 | 222.0876
|  |  | SureLites | 3 | N/A | N/A | 410 | 17.3205 | N/A | N/A | N/A | N/A | 80.1814 | 7.53 | 10.6512 | 0.13043 |  | MAE | Contr. Markup
| (Do not delete this row; see cells at right) | [16 empty] | 8.765 | 20%
HID Fixtures | Size | Continuous | 14-22 | 58 | 19.03 | 3.11 | 215.85 | 47.1 | N/A | N/A | N/A | N/A | 7.1 | 4.95 | 1.43 | N/A | 7.1 | Data Source | Data Type | Not a stand-alone measure; results to be combined with HID lamp model for T5/T8 high-bay baseline
| Watts | Continuous | 150-1000 | 58 | 358.36 | 173.9 | 215.85 | 47.1 | N/A | N/A | N/A | N/A | 0.06 | 2.54 | 0.02 | N/A | 0.06 | DEG, Itron | Distributor Prices
| Manufacturer - Warehouse | Binary | Yes | 31 |  |  | 200.91 | 34.76 | N/A | N/A | N/A | N/A | -65.13 | 7.81 | 8.34 | 0.53448 | -34.8109 | Weighting | % CA market
|  |  | No | 27 |  |  | 233 | 53.83 | N/A | N/A | N/A | N/A |  |  |  | 0.46552 |  | None | Unknown
| Manufacturer - Howard | Binary | Yes | 4 |  |  | 156.25 | 11.94 | N/A | N/A | N/A | N/A | -65.42 | 4.12 | 15.88 | 0.068966 | -4.5117 | N observations | N unit sales
|  |  | No | 54 |  |  | 220.26 | 45.71 | N/A | N/A | N/A | N/A |  |  |  | 0.93103 |  | 58
| Acrylic Lens | Binary | Yes | 26 |  |  | 220.97 | 37.22 | N/A | N/A | N/A | N/A | 16.66 | 2.01 | 8.28 | 0.44828 | 7.4683 | R2 | Intercept
|  |  | No | 32 |  |  | 211.68 | 54.05 | N/A | N/A | N/A | N/A |  |  |  | 0.55172 |  | 0.681 | 86
| 480V only | Binary | Yes | 5 |  |  | 242.38 | 52.25 | N/A | N/A | N/A | N/A | 54.86 | 3.84 | 14.29 | 0.086207 | 4.7293 | MAE | Contr. Markup
|  |  | No | 53 |  |  | 213.35 | 46.34 | N/A | N/A | N/A | N/A |  |  |  | 0.91379 |  | 21.03
Lighting - Controls
Photocells (sensor only) | Footcandle Range | Continuous | 0-10000 | 30 | 1403.8 | 1868.831 | 97.5277 | 39.0382 | N/A | N/A | N/A | N/A | -0.0019606 | -0.74 | 0.0026531 | N/A | -0.0019606 | Data Source | Data Type | Workpaper measure | Baseline | No Photocell | 0 | - | - | *Note that while the regression results at left provide a reasonable R2, the coefficients are | Parameter | Result | Baseline | No Photocell | 0
| Outdoor Use | Binary | Yes | 9 | N/A | N/A | 80.3436 | 49.9053 | N/A | N/A | N/A | N/A | 0.17977 | 0.01 | 12.2398 | 0.3 | 0.053931 | Quest | Distributor Prices |  | Measure | Add photocell to existing timeclock control assumed footcandle range of 5000 footcandles | 108.5724 | 108.5724 | n/a | not significant, and thus a regression analysis provides no advantage over a simple | Mean | 97.5277 | Measure | Add photocell to existing timeclock control assumed footcandle range of 5000 footcandles | 108.5724 | 51 | 12.06 | 13.4 | 123.01 | 36.7
|  |  | No | 21 | N/A | N/A | 104.8923 | 31.9958 | N/A | N/A | N/A | N/A | 0 |  |  | 0.7 |  | Weighting | % CA market | [6 empty] | average. A simple average produces similar results (at right). | Mean w/markup | 117.0333
| Mounting Type | Categorical | Vertical | 12 | N/A | N/A | 114.14 | 29.4099 | N/A | N/A | N/A | N/A | 10.5861 | 0.79 | 13.4421 | 0.4 | 4.9078 | None | Unknown | [7 empty] | Standard Error | 7.1274
|  |  | Horizontal | 12 | N/A | N/A | 101.2696 | 31.8744 | N/A | N/A | N/A | N/A | 1.6834 | 0.12 | 14.3369 | 0.4 |  | N observations | N unit sales | [7 empty] | Median | 105.3571
|  |  | Other | 6 | N/A | N/A | 57.0804 | 51.7392 | N/A | N/A | N/A | N/A | 0 | . | . | 0.2 |  | 30 | Unknown | [7 empty] | Standard Deviation | 39.0382
| Brand | Categorical | Cooper | 22 | N/A | N/A | 114.0577 | 8.8472 | N/A | N/A | N/A | N/A | 22.3747 | 1.6 | 13.9772 | 0.73333 | 7.2688 | R2 | Intercept | [7 empty] | Sample Variance | 1523.9845
|  |  | Intermatic | 4 | N/A | N/A | 17.625 | 6.4744 | N/A | N/A | N/A | N/A | -68.5451 | -3.37 | 20.3391 | 0.13333 |  | 0.7427 | 88.0494 | [7 empty] | Range | 159.69
|  |  | Other | 4 | N/A | N/A | 86.515 | 58.8552 | N/A | N/A | N/A | N/A | 0 | . | . | 0.13333 |  | MAE | Contr. Markup | [7 empty] | Minimum | 12.81
| (Do not delete this row; see cells at right) | [16 empty] | 13.228 | 20% | [7 empty] | Maximum | 172.5
Occupancy Sensors | Coverage (ft2) | Continuous | 90 - 2,152 | 40 | 1062 | 579 | 109.35 | 59.31 | Discrete | 200, 1000 | Discrete | 200, 1000 | -0.002 | 0.36 | 0.006 | N/A | 0.006 | Data Source | Data Type | DEER Measures | Baseline | Absence of occupancy sensor, manually controlled switch | 0 | - | - |  | Model Validation Summary Stats |  | Measure | Occupancy sensor (300 sqft) assumed ceiling mount, passive infrared, indoor, 24v | 87.3625 |  |  | 61.67 | 67.84 | 76.31 | [8 empty] | 18.7558 | 0.27338
| Battery Powered | Binary | Yes | 2 | N/A | N/A | 56.88 | 9.72 | N/A | N/A | N/A | N/A | -60.55 | 3.35 | 18.07 | 0.05 | -3.0275 | DEG, QuEST | Distributor Prices |  | Measure | Occupancy sensor (300 sqft) assumed ceiling mount, passive infrared, indoor, 24v | 87.3625 | 87.3625 | 9.8348 |  | Mean | 0 | Measure | Occupancy sensor (1000 sqft) assumed ceiling mount, passive infrared & ultrasonic, indoor, 120v | 164.3875 |  |  |  | 128.33 | 157.79 |  |  |  |  | 134.29 |  |  |  | 24.2508 | 0.17305
|  |  | No | 38 | N/A | N/A | 112.11 | 59.57 | N/A | N/A | N/A | N/A | 0 |  |  | 0.95 |  | Weighting | % CA market |  | Measure | Occupancy sensor (1000 sqft) assumed ceiling mount, passive infrared & ultrasonic, indoor, 120v | 164.3875 | 164.3875 | 18.5058 |  | St. Dev. | 0.107 | Measure | Occupancy sensor (2000 sqft) ceiling mount, passive infrared, outdoor 24v | 323.7125 | 285.54 | 174 | [8 empty] | 189 | 212.06 | 134 | 124.7925 | 0.62735
| Solar Powered | Binary | Yes | 1 | N/A | N/A | 166.69 | N/A | N/A | N/A | N/A | N/A | 49.27 | 2.21 | 22.33 | 0.025 | 1.2318 | None | Unknown | Example Measures | Measure | Occupancy sensor (2000 sqft) ceiling mount, passive infrared, outdoor, 24v | 323.7125 | 323.7125 | 36.4417 |  | Min | -0.104 | Measure | Occupancy sensor (1000 sqft) wall mount, passive infrared & ultrasonic, indoor, 120v | 164.3875 | [5 empty] | 72.2 | 78.57 | 104 | 146 |  |  |  | 119 | 60.4335 | 0.58135
|  |  | No | 39 | N/A | N/A | 107.88 | 59.34 | N/A | N/A | N/A | N/A | 0 |  |  | 0.975 |  | N observations | N unit sales |  | Measure | Occupancy sensor (1000 sqft) wall mount, passive infrared & ultrasonic, indoor, 120v | 164.3875 | 164.3875 | 18.5058 |  | Max | 0.147
| Outdoor | Binary | Yes | 3 | N/A | N/A | 246.97 | 0 | N/A | N/A | N/A | N/A | 178.88 | 14.08 | 12.71 | 0.075 | 13.416 | 40 | N/A
|  |  | No | 37 | N/A | N/A | 98.19 | 45.88 | N/A | N/A | N/A | N/A | 0 |  |  | 0.925 |  | R2 | Intercept
| Two Loads | Binary | Yes | 2 | N/A | N/A | 197.29 | 0 | N/A | N/A | N/A | N/A | 101.15 | 5.91 | 17.13 | 0.05 | 5.0575 | 0.927 | 117.42
|  |  | No | 38 | N/A | N/A | 104.72 | 57.17 | N/A | N/A | N/A | N/A | 0 |  |  | 0.95 |  | MAE | Contr. Markup
| Ultrasonic | Binary | Yes | 15 | N/A | N/A | 136.07 | 40.41 | N/A | N/A | N/A | N/A | 42.36 | 5.14 | 8.24 | 0.375 | 15.885 | 12.31 | 25%
|  |  | No | 25 | N/A | N/A | 93.32 | 63.65 | N/A | N/A | N/A | N/A | 0 |  |  | 0.625
| 12 volt | Binary | Yes | 1 | N/A | N/A | 67.89 | N/A | N/A | N/A | N/A | N/A | -49.53 | 2.22 | 22.33 | 0.025 | -1.2383
|  |  | No | 39 | N/A | N/A | 110.41 | 59.7 | N/A | N/A | N/A | N/A | 0 |  |  | 0.975
| 18 volt | Binary | Yes | 3 | N/A | N/A | 144.78 | 41.79 | N/A | N/A | N/A | N/A | 48.54 | 4.1 | 11.83 | 0.075 | 3.6405
|  |  | No | 37 | N/A | N/A | 106.48 | 60.01 | N/A | N/A | N/A | N/A | 0 |  |  | 0.925
| 24 volt | Binary | Yes | 20 | N/A | N/A | 123.37 | 62.27 | N/A | N/A | N/A | N/A | -49.33 | 4.15 | 11.88 | 0.5 | -24.665
|  |  | No | 20 | N/A | N/A | 95.34 | 54.13 | N/A | N/A | N/A | N/A | 0 |  |  | 0.5
| 120 volt | Binary | Yes | 12 | N/A | N/A | 88.56 | 55.65 | N/A | N/A | N/A | N/A | -34.27 | 3 | 11.42 | 0.3 | -10.281
|  |  | No | 28 | N/A | N/A | 118.26 | 59.54 | N/A | N/A | N/A | N/A | 0 |  |  | 0.7
| 277 volt | Binary | Yes | 11 | N/A | N/A | 86.1 | 57.68 | N/A | N/A | N/A | N/A | -29.37 | 2.56 | 11.46 | 0.275 | -8.0768
|  |  | No | 29 | N/A | N/A | 118.17 | 58.47 | N/A | N/A | N/A | N/A | 0 |  |  | 0.725
(Do not delete this row; see cells at right)
Note on AA5: Lucas Scheidler: =s.e.*(kWh_baseline - kWh_measure)
Note on AD5: Lucas Scheidler: Descriptive stats are on percentage difference between modeled and actual prices ((Modeled - Actual)/Actual)
Note on AD28: Jeremy Eddy: Descriptive stats are on percentage difference between modeled and actual prices ((Modeled - Actual)/Actual)
Note on AD56: Jeremy Eddy: Descriptive stats are on percentage difference between modeled and actual prices ((Modeled - Actual)/Actual)
Note on X96: Mike Ting: Screen area is required to determine the Title 20 baseline wattage and various ESTAR-compliant wattages. The screen area value assumed is the sales-weighted average for 55" screens in the POS dataset.
Note on AD96: Lucas Scheidler: Descriptive stats are on percentage difference between modeled and actual prices ((Modeled - Actual)/Actual)
Note on AI96: Mike Ting: bestbuy.com
Note on AJ96: Mike Ting: sears.com
Note on AK96: Mike Ting: amazon.com
Note on AL96: Mike Ting: newegg.com
Note on AM96: Mike Ting: frys.com
Note on AN96: Mike Ting: target.com
Note on X128: Mike Ting: Screen area is required to determine the Title 20 baseline wattage and various ESTAR-compliant wattages. The screen area value assumed is the sales-weighted average for 46" screens in the POS dataset.
Note on AD128: Lucas Scheidler: Descriptive stats are on percentage difference between modeled and actual prices ((Modeled - Actual)/Actual)
Note on AI128: Mike Ting: bestbuy.com
Note on AJ128: Mike Ting: sears.com
Note on AK128: Mike Ting: amazon.com
Note on AL128: Mike Ting: newegg.com
Note on AM128: Mike Ting: frys.com
Note on AN128: Mike Ting: target.com
Note on X163: Mike Ting: Screen area is required to determine the Title 20 baseline wattage and various ESTAR-compliant wattages. The screen area value assumed is the sales-weighted average for 40" screens in the POS dataset.
Note on AD163: Lucas Scheidler: Descriptive stats are on percentage difference between modeled and actual prices ((Modeled - Actual)/Actual)
Note on AI163: Mike Ting: bestbuy.com
Note on AJ163: Mike Ting: sears.com
Note on AK163: Mike Ting: amazon.com
Note on AL163: Mike Ting: newegg.com
Note on AM163: Mike Ting: frys.com
Note on AN163: Mike Ting: target.com
Note on X188: Mike Ting: Screen area is required to determine the Title 20 baseline wattage and various ESTAR-compliant wattages. The screen area value assumed is the sales-weighted average for 32" screens in the POS dataset.
Note on AD188: Lucas Scheidler: Descriptive stats are on percentage difference between modeled and actual prices ((Modeled - Actual)/Actual)
Note on AI188: Mike Ting: bestbuy.com
Note on AJ188: Mike Ting: sears.com
Note on AK188: Mike Ting: amazon.com
Note on AL188: Mike Ting: newegg.com
Note on AM188: Mike Ting: frys.com
Note on AN188: Mike Ting: target.com
Note on X227: Mike Ting: Screen area is required to determine the Title 20 baseline wattage and various ESTAR-compliant wattages. The screen area value assumed is the sales-weighted average for 22" screens in the POS dataset.
Note on AD227: Lucas Scheidler: Descriptive stats are on percentage difference between modeled and actual prices ((Modeled - Actual)/Actual)
Note on AI227: Mike Ting: bestbuy.com
Note on AJ227: Mike Ting: sears.com
Note on AK227: Mike Ting: amazon.com
Note on AL227: Mike Ting: newegg.com
Note on AM227: Mike Ting: frys.com
Note on AN227: Mike Ting: target.com
Note on X257: Mike Ting: Screen area is required to determine the Title 20 baseline wattage and various ESTAR-compliant wattages. The screen area value assumed is the sales-weighted average for 19" screens in the POS dataset.
Note on AD257: Lucas Scheidler: Descriptive stats are on percentage difference between modeled and actual prices ((Modeled - Actual)/Actual)
Note on AI257: Mike Ting: bestbuy.com
Note on AJ257: Mike Ting: sears.com
Note on AK257: Mike Ting: amazon.com
Note on AL257: Mike Ting: newegg.com
Note on AM257: Mike Ting: frys.com
Note on AN257: Mike Ting: target.com
Note on X288: Mike Ting: Screen area is required to determine the Title 20 baseline wattage and various ESTAR-compliant wattages. The screen area value assumed is the sales-weighted average for 55" screens in the POS dataset.
Note on AD288: Lucas Scheidler: Descriptive stats are on percentage difference between modeled and actual prices ((Modeled - Actual)/Actual)
Note on AI288: Mike Ting: bestbuy.com
Note on AJ288: Mike Ting: sears.com
Note on AK288: Mike Ting: amazon.com
Note on AL288: Mike Ting: newegg.com
Note on AM288: Mike Ting: frys.com
Note on AN288: Mike Ting: target.com
Note on AE289: Mike Ting: It appears that all major TV brands have stopped producing CCFL-backlit models at this screen size.
Note on X320: Mike Ting: Screen area is required to determine the Title 20 baseline wattage and various ESTAR-compliant wattages. The screen area value assumed is the sales-weighted average for 46" screens in the POS dataset.
Note on AD320: Lucas Scheidler: Descriptive stats are on percentage difference between modeled and actual prices ((Modeled - Actual)/Actual)
Note on AI320: Mike Ting: bestbuy.com
Note on AJ320: Mike Ting: sears.com
Note on AK320: Mike Ting: sears.com
Note on AL320: Mike Ting: newegg.com
Note on AM320: Mike Ting: frys.com
Note on AN320: Mike Ting: target.com
Note on AE321: Mike Ting: It appears that all major TV brands have stopped producing CCFL-backlit models at this screen size. The validation prices shown to the left are almost entirely new or refurbished units from previous model years (e.g. 2012, 2011, 2010).
Note on X360: Mike Ting: Screen area is required to determine the Title 20 baseline wattage and various ESTAR-compliant wattages. The screen area value assumed is the sales-weighted average for 40" screens in the POS dataset.
Note on AD360: Lucas Scheidler: Descriptive stats are on percentage difference between modeled and actual prices ((Modeled - Actual)/Actual)
Note on AI360: Mike Ting: bestbuy.com
Note on AJ360: Mike Ting: sears.com
Note on AK360: Mike Ting: amazon.com
Note on AL360: Mike Ting: newegg.com
Note on AM360: Mike Ting: frys.com
Note on AN360: Mike Ting: target.com
Note on AE361: Mike Ting: It appears that all major TV brands have stopped producing CCFL-backlit models at this screen size. The validation prices shown to the left are almost entirely new or refurbished units from previous model years (e.g. 2012, 2011, 2010).
Note on X396: Mike Ting: Screen area is required to determine the Title 20 baseline wattage and various ESTAR-compliant wattages. The screen area value assumed is the sales-weighted average for 32" screens in the POS dataset.
Note on AD396: Lucas Scheidler: Descriptive stats are on percentage difference between modeled and actual prices ((Modeled - Actual)/Actual)
Note on AI396: Mike Ting: bestbuy.com
Note on AJ396: Mike Ting: sears.com
Note on AK396: Mike Ting: amazon.com
Note on AL396: Mike Ting: newegg.com
Note on AM396: Mike Ting: frys.com
Note on AN396: Mike Ting: target.com
Note on AE397: Mike Ting: It appears that all major TV brands have stopped producing CCFL-backlit models at this screen size. The validation prices shown to the left are almost entirely new or refurbished units from previous model years (e.g. 2012, 2011, 2010).
Note on X442: Mike Ting: Screen area is required to determine the Title 20 baseline wattage and various ESTAR-compliant wattages. The screen area value assumed is the sales-weighted average for 22" screens in the POS dataset.
Note on AD442: Lucas Scheidler: Descriptive stats are on percentage difference between modeled and actual prices ((Modeled - Actual)/Actual)
Note on AI442: Mike Ting: bestbuy.com
Note on AJ442: Mike Ting: sears.com
Note on AK442: Mike Ting: amazon.com
Note on AL442: Mike Ting: newegg.com
Note on AM442: Mike Ting: frys.com
Note on AN442: Mike Ting: target.com
Note on AE443: Mike Ting: It appears that all major TV brands have stopped producing CCFL-backlit models at this screen size. The validation prices shown to the left are almost entirely new or refurbished units from previous model years (e.g. 2012, 2011, 2010).
Note on X470: Mike Ting: Screen area is required to determine the Title 20 baseline wattage and various ESTAR-compliant wattages. The screen area value assumed is the sales-weighted average for 19" screens in the POS dataset.
Note on AD470: Lucas Scheidler: Descriptive stats are on percentage difference between modeled and actual prices ((Modeled - Actual)/Actual)
Note on AI470: Mike Ting: bestbuy.com
Note on AJ470: Mike Ting: sears.com
Note on AK470: Mike Ting: amazon.com
Note on AL470: Mike Ting: newegg.com
Note on AM470: Mike Ting: frys.com
Note on AE471: Mike Ting: It appears that all major TV brands have stopped producing CCFL-backlit models at this screen size. The validation prices shown to the left are almost entirely new or refurbished units from previous model years (e.g. 2012, 2011, 2010).
Note on X495: Mike Ting: Screen area is required to determine the Title 20 baseline wattage and various ESTAR-compliant wattages. The screen area value assumed is the sales-weighted average for all plasma TV units in the POS dataset.
Note on AI495: Mike Ting: bestbuy.com
Note on AJ495: Mike Ting: sears.com
Note on AK495: Mike Ting: amazon.com
Note on AL495: Mike Ting: newegg.com
Note on AM495: Mike Ting: frys.com
Note on AD517: Lucas Scheidler: Descriptive stats are on percentage difference between modeled and actual prices ((Modeled - Actual)/Actual)
Note on V534: Mike Ting: No product specs specified in DEER or WPs
Note on AD534: Lucas Scheidler: Descriptive stats are on percentage difference between modeled and actual prices ((Modeled - Actual)/Actual)
Note on AN534: Phillip Kelsven: http://www.hvacquick.com
Note on AO534: Phillip Kelsven: http://www.ventmasters.com
Note on AP534: Phillip Kelsven: http://wholehousefanman.com
Note on AI535: Phillip Kelsven: http://www.amazon.com
Note on AJ535: Phillip Kelsven: http://www.rewci.com
Note on AK535: Phillip Kelsven: http://www.wholehousefansdirect.com
Note on AL535: Phillip Kelsven: http://www.homeperfect.com
Note on AM537: Phillip Kelsven: http://www.h-mac.com
Note on T543: Mike Ting: placeholder value; DEG still developing markup estimate
Note on AM544: Lucas Scheidler: http://heatingandairwholesale.com
Note on AN544: Lucas Scheidler: http://www.theacoutlet.com
Note on AO544: Lucas Scheidler: http://www.routeac.com
Note on AP544: Lucas Scheidler: http://www.ecoairandwater.com
Note on AQ544: Lucas Scheidler: https://www.acwholesalers.com
Note on AR544: Lucas Scheidler: http://welcomehvac.com
Note on AS544: Lucas Scheidler: http://acunitsdirect.com
Note on AT544: Lucas Scheidler: http://shortyshvac.com
Note on AD545: Lucas Scheidler: Descriptive stats are on percentage difference between modeled and actual prices ((Modeled - Actual)/Actual)
Note on AI545: Lucas Scheidler: http://www.alpinehomeair.com/viewproduct.cfm?productID=453064740 Goodman GDS80603AX
Note on AJ545: Lucas Scheidler: http://ecomfort.com/gds80603ax-multi-speed-gas-furnace-downflow-low-nox-80-afue-60000-btu-37134.html
Note on AU545: Lucas Scheidler: http://shop.thefurnaceoutlet.com/60000-BTU-80-Downflow-Furnace-GDS80603AX.htm
Note on AZ545: Lucas Scheidler: http://www.aclinesets.com/products/gds80603ax-80-afue-multi-speed-downflow-gas-furnace-60-000-btu-low-nox
Note on AM546: Lucas Scheidler: http://heatingandairwholesale.com/payne-90-afue-gas-furnace-60000-btu-psc-motor-2/
Note on AO546: Lucas Scheidler: http://www.routeac.com/payne-2-ton-gas-furnace-90-afue-60k-btu-multipoise.html
Note on AS546: Lucas Scheidler: http://acunitsdirect.com/pg9mab024060-payne-upflow-downflow-horizontal-2-to-2-5-ton-multipoise-60k-btu-90-afue-gas-furnace.html
Note on BA546: Lucas Scheidler: http://www.ductlessairunit.com/pg9mab024060-payne-upflow-downflow-horizontal-2-to-2.5-ton-multipoise-60k-btu-90-afue-gas-furnace.html
Note on AK547: Dawdy, John: http://ingramswaterandair.com/goodman-furnace-gmh80903bna-upflow-p-17145.html
Note on AM547: Dawdy, John: http://heatingandairwholesale.com/hvac-direct-gas-furnace-gmh80903bna-80-90k-btu-upflow/
Note on AP547: Dawdy, John: http://www.ecoairandwater.com/store/90000-btu-gmh80903bna-80-efficiency-2-stage-3-ton-multi-speed-goodman-upflow-or-horizontal-flow-furnace.html
Note on BB547: Dawdy, John: http://www.alloysafe.com/index.php/heating-air-conditioning/gas-furnaces/80-afue-gas-furnace/goodman-gas-furnace-gmh80903bna-80-90k-btu-upflow.html
Note on AJ548: Lucas Scheidler: http://ecomfort.com/gks90904cx-multi-speed-gas-furnace-upflow-low-nox-921-afue-92000-btu-37076.html
Note on AL548: Lucas Scheidler: http://www.pexsupply.com/Goodman-GKS90904CX-Goodman-90000-BTU-921-Efficiency-Single-Stage-Burner-Multi-Speed-Blower-Upflow-Application-Gas-Furnace-12595000-p
Note on AN548: Lucas Scheidler: http://www.theacoutlet.com/GKS90904CX-90000-Btu-92-Percent-Afue-Goodman-Gas-Furnace.htm?gclid=CNj1saeDg7gCFaN7Qgodg3UACw
Note on AV548: Lucas Scheidler: http://www.greendroplet.com/goodman-gks90904cx-gas-furnace-upflow-horizontal-single-stage-burner-93-90-000-btu.html
Note on Q549: Lucas Scheidler: These weights are from 2006 - 2012 CLASS. Weights are the following: Bryant 13.39%, Day&*Night 1.46%, Goodman 6.05% and Ruud 5.13%. Only weights for day and night and goodman were applied, as these were the only brands in the model that had a significant/marginally significant coefficient.
Note on AI549: Dawdy, John: http://www.alpinehomeair.com/viewproduct.cfm?productID=453064684
Note on AJ549: Dawdy, John: http://ecomfort.com/gmh81205dn-2-stage-multi-speed-gas-furnace-upflow-horizontal-high-air-flow-80-afue-120000-btu-37107.html
Note on AK549: Dawdy, John: http://ingramswaterandair.com/goodman-furnace-gmh81205dn-afue-120k-upflowhorizontal-stage-multispeed-p-18563.html
Note on BC549: Dawdy, John: http://www.godirectappliance.com/ac-heat/gas-furnaces/goodman-120-000-btu-80-multi-position-gas-furnace-gmh81205dn.html
Note on AK550: Dawdy, John: http://ingramswaterandair.com/rheem-furnaces-120k-afue-upflow-p-16375.html
Note on AQ550: Dawdy, John: https://www.acwholesalers.com/Rheem/RGRA12ERAJS-93-5-AFUE-120000-BTU-Upflow-Gas-Furnace-Classic-Series/19956.ac?gclid=CPTej736hLgCFUlxQgod0BcARw
Note on AW550: Dawdy, John: https://www.expresshvac.com/res_components/gas_furnace/hvac_rheem.asp
Note on BD550: Dawdy, John: http://www.nationalairwarehouse.com/gas-systems/furnaces/rheem-93-5-afue-120-000-btu-upflow-gas-furnace.html
Note on AK551: Dawdy, John: http://ingramswaterandair.com/payne-afue-furnace-deluxe-multipoise-88000-motor-p-18263.html
Note on AO551: Dawdy, John: http://www.routeac.com/payne-3.5-ton-gas-furnace-80-afue-88k-btu-multipoise.html
Note on AR551: Dawdy, John: http://welcomehvac.com/shop/article_PG8MAA042090/Payne-Upflow_Downflow_Horizontal-3-1_2-Ton-Multi-Positional-90K-BTU-80%25-AFUE-Gas-Furnace.html?sessid=15rWwz6oRD6EbsKslzgJMrWfw7YWg4e5Oj0QSiI8caB0Et4ZAGWPEE00qcOPwnwn&shop_param=cid%3D255%26aid%3DPG8MAA042090%26
Note on AT551: Dawdy, John: http://shortyshvac.com/index.php?main_page=product_info&products_id=202
Note on AI552: Lucas Scheidler: http://www.alpinehomeair.com/viewproduct.cfm?productID=453063474
Note on AJ552: Lucas Scheidler: http://ecomfort.com/gcvc950915dx-2-stage-variable-speed-gas-furnace-comfortnet-controls-downflow-horizontal-low-nox-95-afue-92000-btu-37054.html
Note on AX552: Lucas Scheidler: http://www.amanadealer.com/product.sc?productId=279
Note on BE552: Lucas Scheidler: http://libertywholesalesupply.com/goodman-gcvc950915dx-92-000-btu-gas-furnace-95-efficient-two-stage-burner-down-flow-direct-drive-variable-speed-ecm-blower.html
Note on AI553: Dawdy, John: http://www.alpinehomeair.com/viewproduct.cfm?productID=453064683
Note on AL553: Dawdy, John: http://www.pexsupply.com/Goodman-GMH81005CN-Goodman-100000-BTU-80-Efficiency-Two-Stage-Burner-Multi-Speed-Blower-Upflow-Horizontal-Application-Gas-Furnace
Note on AM553: Dawdy, John: http://heatingandairwholesale.com/goodman-gas-furnace-gmh81005cn-80-afue-100k-btu-upflowhorizontal-2-stage-multi-speed-gas/
Note on BF553: Dawdy, John: http://www.budgetheating.com/80-Single-Stage-100K-BTU-Gas-Furnace-up-to-5-Ton-p/90004.htm
Note on AJ554: Dawdy, John: http://ecomfort.com/amvm961005dx-dual-stage-variable-speed-gas-furnace-96-100000-btu-40627.html
Note on AN554: Dawdy, John: https://www.theacoutlet.com/AMVM961005DX-100000-Btu-96-Percent-Afue-Amana-Modulating-Gas-Furnace.htm
Note on AY554: Dawdy, John: http://acforsale.com/index.php?dispatch=products.view&product_id=29929
Note on BG554: Dawdy, John: http://www.djsonline.com/amana_amvm96furnaces.htm
Note on AI557: Lucas Scheidler: EMCOR artificial bid
Note on AJ557: Lucas Scheidler: DEER 2001 Update average of 3 ton, 12 SEER and 3 ton, 13 SEER
Note on AK558: Lucas Scheidler: DEER 2008 13 SEER(11.07 EER)/8.1 HSPF(3.28 COP) A/C Heat pump (Code Case)
Note on Q559: Lucas Scheidler: These weights are from CMST. These four brands made up 43% of total record counts in CMST. Cross checking with CSS provided similar weighting.
Note on AK559: Lucas Scheidler: DEER 2008 14 SEER(12.19 EER)/8.6 HSPF(3.52 COP) A/C Heat Pump
Note on AL559: Lucas Scheidler: Workpaper SCE13HC019.0 for 14 SEER (12.19EER) HP - referencing 2005 DEER
Note on AK560: Lucas Scheidler: DEER2008 15 SEER(12.70 EER)/8.8 HSPF(3.74 COP) A/C Heat Pump
Note on AL560: Lucas Scheidler: Workpaper SCE13HC019.0 for 15 SEER (12.5 EER) HP - extrapolating from 2005 DEER
Note on AK561: Lucas Scheidler: DEER2008 16 SEER (12.06 EER) / 8.4 HSPF (3.48 COP) A/C Heat Pump
Note on B563: Lucas Scheidler: HSPF and EER,are colinear with SEER. Heating capacity is also colinear with cooling capacity.
Note on T566: Lucas Scheidler: contractor markup estimate from EMCOR
Note on AI576: Lucas Scheidler: EMCOR artificial bid
Note on AJ576: Lucas Scheidler: DEER 2001 Update average of 3 ton, 12 SEER and 3 ton, 13 SEER
Note on AJ577: Lucas Scheidler: DEER2001 update 3 ton, 13 SEER
Note on AK577: Lucas Scheidler: DEER2008 3 ton 13 SEER(11.09 EER) Split System Air Conditioner (Code Case)
Note on AJ578: Lucas Scheidler: DEER2001 update 3 ton, 14+ SEER
Note on AK578: Lucas Scheidler: DEER2008 3 ton 14 SEER(12.15 EER) Split-System Air Conditioner
Note on AK579: Lucas Scheidler: DEER2008 3 ton 15 SEER(12.72 EER) Split-System Air Conditioner
Note on AK580: Lucas Scheidler: DEER2008 3 ton 16 SEER (11.61 EER) Split System Air Conditioner
Note on AK581: Lucas Scheidler: DEER2008 3 ton, 17 SEER (12.28 EER) Split-System Air Conditioner
Note on AK582: Lucas Scheidler: DEER2008 3 ton 18 SEER (13.37 EER) Split-System Air Conditioner
Note on AK583: Lucas Scheidler: DEER2008 3 ton 19 SEER Split-System Air Conditioner
Note on AK584: Lucas Scheidler: DEER2008 3 ton 20 SEER Split-System Air Conditioner
Note on T585: Lucas Scheidler: contractor markup estimate from EMCOR
Note on AK585: Lucas Scheidler: DEER2008 3 ton 21 SEER Split-System Air Conditioner
Note on AD595: Lucas Scheidler: Descriptive stats are on percentage difference between modeled and actual prices ((Modeled - Actual)/Actual)
Note on AI595: Lucas Scheidler: Workpaper SCE13HC028.0 - average of online distributors
Note on AJ595: Lucas Scheidler: http://www.pexsupply.com/Rheem-51-102500-01-1-2-HP-1075-RPM-4-Speed-Motor-120V
Note on AK595: Lucas Scheidler: http://www.pexsupply.com/Rheem-51-22858-01-1-2-HP-1075-RPM-3-Speed-Motor-120V
Note on AL595: Lucas Scheidler: http://www.pexsupply.com/Rheem-51-23102-08-1-2-HP-825-RPM-Motor-208-230V
Note on AM595: Lucas Scheidler: http://www.pexsupply.com/Rheem-51-23609-04-1-2-HP-1075-RPM-CCW-Motor-208-230V
Note on AN595: Lucas Scheidler: http://www.pexsupply.com/Rheem-51-23679-01-1-2-HP-1075-RPM-Motor-208-230V
Note on AO595: Lucas Scheidler: http://www.grainger.com/Grainger/DAYTON-Direct-Drive-Blower-Motor-3M714?Pid=search
Note on AI596: Lucas Scheidler: Workpaper SCE13HC028.0 - provided by one distributor for EFI Concept 3 brushless fan motor.
Note on AJ596: Lucas Scheidler: http://www.pexsupply.com/Rheem-51-24374-05-1-2-HP-Variable-Speed-ECM-Motor
Note on AK596: Lucas Scheidler: http://www.northamericahvac.com/servlet/the-9279/OEM-GE-Carrier-Bryant/Detail?gclid=CPat_qzSsLoCFco9Qgod9w0AKw
Note on AL596: Lucas Scheidler: http://www.grainger.com/Grainger/DAYTON-ECM-DirectDrive-Motor-43Y137?Pid=search
Note on AD610: Lucas Scheidler: Descriptive stats are on percentage difference between modeled and actual prices ((Modeled - Actual)/Actual)
Note on AI610: Mike Ting: http://www.procureline.net
Note on AJ610: Mike Ting: http://www.partsguy.com
Note on AK610: Mike Ting: http://www.galco.com
Note on AL610: Mike Ting: http://www.apexcontrols.com
Note on AA611: Mike Ting: = (MAE/sample mean) * predicted measure cost
Note on T619: Mike Ting: placeholder value; EMCOR still developing markup estimate
Note on AI621: Mike Ting: http://www.procureline.net
Note on AJ621: Mike Ting: http://www.partsguy.com
Note on AK621: Mike Ting: http://www.galco.com
Note on AL621: Mike Ting: http://www.apexcontrols.com
Note on AA622: Mike Ting: = (MAE/sample mean) * predicted measure cost
Note on T630: Mike Ting: placeholder value; EMCOR still developing markup estimate
Note on AI631: Dawdy, John: www.bapihvac.com
Note on AJ631: Dawdy, John: www.veris.com
Note on AK631: Dawdy, John: www.ge-mcs.com
Note on AL631: Dawdy, John: www.e-controls.net
Note on AM631: Dawdy, John: www.cgproducts.johnsoncontrols.com
Note on AN631: Dawdy, John: www.grainger.com
Note on AO631: Dawdy, John: www.commercial.carrier.com
Note on AP631: Dawdy, John: www.dwyer-inst.com
Note on AQ631: Dawdy, John: www.global-controls.net
Note on AR631: Dawdy, John: www.kele.com
Note on AS631: Dawdy, John: www.trane.com
Note on AT631: Dawdy, John: www.vaisala.com
Note on V632: Mike Ting: No product specs specified in DEER or WPs
Note on AA632: Mike Ting: = (MAE/sample mean) * predicted measure cost
Note on AD632: Jeremy Eddy: Descriptive stats are of the percentage difference between the two costs (Modeled-Actual / Actual)
Note on V658: Mike Ting: No product specs specified in DEER or WPs
Note on Y658: Mike Ting: Appropriate cross-technology baseline currently undefined; need guidance from DEER team
Note on AI658: Lucas Scheidler: DEER 2001 update for 6000 CFM unit
Note on AJ658: Lucas Scheidler: Workpaper SCE13HC013.0 Based on $/CFM calculation derived from RSMeans converted to $/ton based on 1300cfm/ton
Note on AK658: Lucas Scheidler: RSMeans Online for 6000 CFM unit
Note on B659: Lucas Scheidler: CEC Title 20 test procedures specify performance for DEC at 0.3" of external static pressure (s.p.).
Note on AI659: Lucas Scheidler: DEER 2001 update for 12,000 CFM unit
Note on AJ659: Lucas Scheidler: Workpaper SCE13HC013.0 Based on $/CFM calculation derived from RSMeans converted to $/ton based on 1300cfm/ton
Note on AK659: Lucas Scheidler: RSMeans Online for 11,715 CFM unit
Note on X660: Lucas Scheidler: Workpapers specify 1,300 CFM is approximately equivalent to 1 cooling ton at 0.1" static pressure. Title 20 requires performance metrics for DEC to be specified at 0.3" static pressure. On average, it was found that the difference between CFM delivered at 0.1" static pressure and 0.3" static pressure was a factor of 0.9 (CFM@0.1"x0.9=CFM@0.3")
Note on Z660: Mike Ting: when considered as add-on measure; cross-technology baseline as ROB application still TBD pending feedback from DEER team
Note on AA660: Mike Ting: when considered as add-on measure; cross-technology baseline as ROB application still TBD pending feedback from DEER team
Note on AJ660: Lucas Scheidler: Workpaper SCE13HC013.0 Based on $/CFM calculation derived from RSMeans converted to $/ton based on 1300cfm/ton
Note on Z661: Mike Ting: when considered as add-on measure; cross-technology baseline as ROB application still TBD pending feedback from DEER team
Note on AA661: Mike Ting: when considered as add-on measure; cross-technology baseline as ROB application still TBD pending feedback from DEER team
Note on Z662: Mike Ting: when considered as add-on measure; cross-technology baseline as ROB application still TBD pending feedback from DEER team
Note on AA662: Mike Ting: when considered as add-on measure; cross-technology baseline as ROB application still TBD pending feedback from DEER team
Note on Z663: Mike Ting: when considered as add-on measure; cross-technology baseline as ROB application still TBD pending feedback from DEER team
Note on AA663: Mike Ting: when considered as add-on measure; cross-technology baseline as ROB application still TBD pending feedback from DEER team
Note on Z664: Mike Ting: when considered as add-on measure; cross-technology baseline as ROB application still TBD pending feedback from DEER team
Note on AA664: Mike Ting: when considered as add-on measure; cross-technology baseline as ROB application still TBD pending feedback from DEER team
Note on T667: Lucas Scheidler: placeholder until we get contractor markups from EMCOR
Note on AG672: Lucas Scheidler: The cost dataset we obtained had very little variation in the cooling effectiveness parameter. The little variation that existed was 100% colinear with brand. As such, effectiveness was excluded from the model. All data points except 3 had a cooling effectiveness of 0.7 or 0.75.
Note on AI672: Lucas Scheidler: DEER 2001 Update for 4000 CFM unit
Note on AJ672: Lucas Scheidler: DEER 2008 D08-NE-HVAC-EvapCool-Indir-Pkg 651.57/ton *7.5 tons
Note on AK672: Lucas Scheidler: DEER 2005 $515.74/ ton *7.5 tons
Note on X673: Lucas Scheidler: The cost dataset we obtained had very little variation in the cooling effectiveness parameter. The little variation that existed was 100% colinear with brand. As such, effectiveness was excluded from the model. All data points except 3 had a cooling effectiveness of 0.7 or 0.75.
Note on AG673: Lucas Scheidler: The cost dataset we obtained had very little variation in the cooling effectiveness parameter. The little variation that existed was 100% colinear with brand. As such, effectiveness was excluded from the model. All data points except 3 had a cooling effectiveness of 0.7 or 0.75.
Note on AJ673: Lucas Scheidler: DEER 2008 D08-NE-HVAC-EvapCool-Indir-Pkg 651.57/ton *7.5 tons
Note on AK673: Lucas Scheidler: DEER 2005 $515.75/ton * 112.5 tons
Note on X674: Lucas Scheidler: The cost dataset we obtained had very little variation in the cooling effectiveness parameter. The little variation that existed was 100% colinear with brand. As such, effectiveness was excluded from the model. All data points except 3 had a cooling effectiveness of 0.7 or 0.75.
Note on T681: Lucas Scheidler: placeholder until we get contractor markups from EMCOR
Note on AI683: Lucas Scheidler: DEER 2001 Update 2 ton 13 SEER
Note on AJ683: Lucas Scheidler: DEER 2008 average of single and three phase package A/C 13 SEER $/ton airAC-Pkg-lt65kBtuh1phs-13p0seer airAC-Pkg-lt65kBtuh3phs-13p0seer
Note on AK683: Lucas Scheidler: RS Means Online for 2 ton unit. No efficiency information given.
Note on AL683: Lucas Scheidler: DEER 2005 13 SEER packaged ac $/ton
Note on X684: Lucas Scheidler: Modified SEER for this measure from 13 to 14 based on a conversation with Kevin Madison on 7/30/13
Note on AG684: Lucas Scheidler: Modified SEER for this measure from 13 to 14 based on a conversation with Kevin Madison on 7/30/13
Note on AI684: Lucas Scheidler: DEER 2001 Update 2 ton 14+ SEER
Note on AJ684: Lucas Scheidler: DEER 2008 14 SEER package AC airAC-Pkg-lt65kBtuh1phs-14p0seer
Note on AL684: Lucas Scheidler: DEER 2005 14 SEER $/ton
Note on AI685: Lucas Scheidler: DEER 2001 Update 5 ton 13 SEER
Note on AJ685: Lucas Scheidler: DEER 2008 average of single and three phase package A/C 13 SEER $/ton airAC-Pkg-lt65kBtuh1phs-13p0seer airAC-Pkg-lt65kBtuh3phs-13p0seer
Note on AK685: Lucas Scheidler: RS Means Online for 5 ton unit. No efficiency information given.
Note on AL685: Lucas Scheidler: DEER 2005 13 SEER packaged ac $/ton
Note on AI686: Lucas Scheidler: DEER 2001 Update 5 ton 14+ SEER
Note on AJ686: Lucas Scheidler: DEER 2008 14 SEER package AC airAC-Pkg-lt65kBtuh1phs-14p0seer
Note on AL686: Lucas Scheidler: DEER 2005 14 SEER $/ton
Note on Q689: Lucas Scheidler: These weights are from CMST. These three brands made up 51% of total record counts in CMST. Cross checking with CSS provided similar weighting. Of these brands, Carrier had the biggest market share in CMST (32%), but the weighting here has been adjusted to zero because the coefficient is not statistically significant for this brand.
Note on T692: Lucas Scheidler: placeholder until we get contractor markups from EMCOR
Note on AI696: Lucas Scheidler: EMCOR artifical bid
Note on AJ696: Lucas Scheidler: DEER 2001 for Pkg AC 10.5 EER @ $709/ton
Note on AK696: Lucas Scheidler: DEER 2005 for 239k btuh 10.8 EER Pkg AC at $785.77/ton
Note on AL696: Lucas Scheidler: 2008 DEER for 240-759 kbtuh 10.8 EER pkg AC @ $765.86/ton
Note on AM696: Lucas Scheidler: RSMeans Online for 20 ton air cooled - no efficiency provided
Note on Z697: Lucas Scheidler: Incremental costs of $0 for this measure results from DEER measure definitions from READI having the same efficiency rating. Kevin Madison indicated in a call on 7/30/13 that these measure definitions need revision.
Note on AI697: Lucas Scheidler: EMCOR Artificial Bid
Note on AK697: Lucas Scheidler: DEER 2005 for > 760,000 k btuh 10 EER @ $555.15/ton
Note on AL697: Lucas Scheidler: DEER 2008 for > 760 kBtuh 10 EER pkg AC @ $ $663.09/ton
Note on AM697: Lucas Scheidler: RSMeans Online for 7 0 ton air cooled - no efficiency provided
Note on T705: Lucas Scheidler: based on contractor markups from EMCOR
Note on Y717: Lucas Scheidler: EMCOR indicated this is not a technology that is used in the market
Note on Y718: Lucas Scheidler: EMCOR indicated this is not a technology that is used in the market
Note on AJ718: Lucas Scheidler: DEER 2005 1.008 kW/ton air cooled screw chiller @$488/ton
Note on AK718: Lucas Scheidler: DEER 2008 Chlr-AirScrew-AllSizes-1p008kwpton @ $552.09/ton
Note on AI719: Lucas Scheidler: EMCOR artificial bid. 100 ton air cooled unit. Efficiency and technology type not provided.
Note on AL721: Lucas Scheidler: RS Means Online - no efficiecny procided
Note on Q722: Lucas Scheidler: These weights are from CEUS for air cooled chillers. CEUS weights were also benchmarked to CSS. Brand weights from the two studies are similar, but given the smaller sample size for CSS and no differentiantion between air cooled and water cooled units in the data, CEUS weights were applied.
Note on AL723: Lucas Scheidler: RS Means Online - no efficiecny procided
Note on T726: Lucas Scheidler: placeholder until we get contractor markups from EMCOR
Note on AL740: Lucas Scheidler: DEER 2008 Chlr-Cent-150to299tons-0p507kwpton-ConstSpd @$591.08/ton
Note on AI741: Lucas Scheidler: EMCOR artificial bid - no efficiency or technology type provided
Note on AJ741: Lucas Scheidler: DEER 2001 300 ton 0.54 kw/ton @$337/ton
Note on AJ742: Lucas Scheidler: DEER 2001 300 ton 0.47 kw/ton @$353/ton
Note on AL742: Lucas Scheidler: DEER 2008 Chlr-Cent-gte300tons-0p461kwpton-ConstSpd @ $279.01/ton
Note on AI743: Lucas Scheidler: EMCOR artificial bid - no efficiency or technology type provided
Note on AL744: Lucas Scheidler: DEER 2008 Chlr-Cent-lt150tons-0p560kwpton-ConstSpd @ $670.26
Note on AK745: Lucas Scheidler: DEER 2005 same efficiency @$347/ton
Note on AL745: Lucas Scheidler: DEER 2008 Chlr-Screw-150to299tons-0p718kwpton @$361.01/ton
Note on AM745: Lucas Scheidler: RS Means Online - average of 200 and 250 ton unit - no efficieny provided
Note on AN745: Lucas Scheidler: Workpaper SCE13HC043 @ $363.24/ton
Note on AK746: Lucas Scheidler: DEER 2005 same efficiency @$372/ton
Note on AL746: Lucas Scheidler: DEER 2008 Chlr-Screw-150to299tons-0p574kwpton @ $431.02/ton
Note on AI747: Lucas Scheidler: EMCOR artificial bid - no efficiency or technology type provided
Note on AL747: Lucas Scheidler: DEER 2008 Chlr-Screw-gte300tons-0p639kwpton @$293.32/ton
Note on AM747: Lucas Scheidler: RS Means Online - no efficiency procided
Note on AN747: Lucas Scheidler: Workpaper SCE13HC043 @ $288.81/ton
Note on T748: Lucas Scheidler: markup from EMCOR
Note on AL748: Lucas Scheidler: DEER 2008 Chlr-Screw-gte300tons-0p511kwpton @ $341.32/ton
Note on AI749: Lucas Scheidler: EMCOR artificial bid - no efficiency or technology type provided
Note on AK749: Lucas Scheidler: DEER 2005 same efficiency @$443/ton
Note on AL749: Lucas Scheidler: DEER 2008 Chlr-Screw-lt150tons-0p790kwpton @ $475.38 / ton
Note on AM749: Lucas Scheidler: RS Means Online - no efficiency procided
Note on AN749: Lucas Scheidler: Workpaper SCE13HC043 @ $454.88/ton
Note on AK750: Lucas Scheidler: DEER 2005 same efficiency @$492/ton
Note on AL750: Lucas Scheidler: DEER 2008 Chlr-Screw-lt150tons-0p632kwpton @ $ 603.51/ton
Note on A752: Lucas Scheidler: Workpapers indicate there are no centrifugal VSD chillers < 150 tons in the market. Our research confirms this. Additionally, our subcontractors found very few (4) units less than 300 tons. Given the small sample size, a regression model could only be developed for units >= 300 tons.
Note on AI752: Lucas Scheidler: 2005 DEER 0.576 kw/ton @$290/ton
Note on AI753: Lucas Scheidler: 2005 DEER 0.461 kw/ton @$373/ton
Note on AJ753: Lucas Scheidler: 2008 DEER Chlr-Cent-gte300tons-0p461kwpton-VSD @ $475.46/ton
Note on Q754: Lucas Scheidler: These weights are from CEUS for water cooled chillers. CEUS weights were also benchmarked to CSS. Brand weights from the two studies are similar, but given the smaller sample size for CSS and no differentiantion between air cooled and water cooled units in the data, CEUS weights were applied.
Note on T761: Lucas Scheidler: markups from EMCOR
Note on AI763: Lucas Scheidler: DEER 2001 for 5 ton 12.7 SEER
Note on AJ763: Lucas Scheidler: DEER 2005 13 SEER / 7.7 HSPF three phase package A/C Heat Pump @$959/ton
Note on AJ764: Lucas Scheidler: DEER 2005 14 SEER(12.19 EER)/8.6 HSPF(3.52 COP) Package A/C Heat Pump @$995/ton
Note on Q765: Lucas Scheidler: These weights are from CMST. These four brands made up 40% of total record counts in CMST. Cross checking with CSS provided similar weighting.
Note on T772: Lucas Scheidler: placeholder until we get contractor markups from EMCOR
Note on AH774: Lucas Scheidler: Products meeting this description in the cost data set range from approximately $4000 to $8600 before contractor markup
Note on AI774: Lucas Scheidler: Emcor artifical bid
Note on AJ775: Lucas Scheidler: DEER 2001 10 ton 10.9 EER
Note on AJ776: Lucas Scheidler: DEER 2001 15 ton 10.5 EER
Note on AL776: Lucas Scheidler: DEER 2008 15 ton EER 10.8
Note on S777: Lucas Scheidler: CMST and CSS weights are available for large pkg heat pump. However, the brand information was not consistently available in the raw data for our model. One distributor, pacific coast trane, likely only sells Trane equipment. Trane has a market share of 13.45% in CMST. However, because the coefficient on the brand for Pacific coast trane is not significant, this weighting was not applied. Currently, only sample weights are used.
Note on AK777: Lucas Scheidler: 2005 DEER 10 ton 11 EER
Note on AJ778: Lucas Scheidler: DEER 2001 30 ton 10.5 EER
Note on T783: Lucas Scheidler: contractor markup estimate from EMCOR
Note on X785: Lucas Scheidler: Measure definition efficiency updated to reflect DEER 2013 Code changes
Note on AJ785: Lucas Scheidler: DEER 2005 central steam boiler with efficiency of 80% - analysis seems to have done with mixed boiler types (steam, HW), mixed fuel types, and mixed efficiency types not conrolled for
Note on AK785: Lucas Scheidler: DEER 2008 3000 kBtuh 75% thermal efficiency steam boiler
Note on B786: Lucas Scheidler: DEER measures are rated by AFUE, thermal efficiency, or combustion efficiency, depending on capacity range. These specific ratings were not available for all models in the cost dataset. The efficiency rating here for all capacities is equal to max output / rated input
Note on AJ786: Lucas Scheidler: DEER 2005 central steam boiler with efficiency of 85%
Note on AK786: Lucas Scheidler: DEER 2008 3000 kBtuh 85 % thermal efficiency steam boiler
Note on AN786: Lucas Scheidler: RS Means Online for 1360 kBtuh Cast Iron Steam boiler - no efficiency provided
Note on Q787: Lucas Scheidler: These weights are from CEUS forsteam boilers. CEUS weights were also benchmarked to CSS. Brand weights from the two studies are considerably different, but given the smaller sample size for CSS and no differentiantion between steam and SHW units in the data, CEUS weights were applied.
Note on AI787: Lucas Scheidler: DEER 2001 600 kBtuh 97% AFUE boiler
Note on AJ787: Lucas Scheidler: DEER 2005 central steam boiler with efficiency of 85%
Note on AL788: Lucas Scheidler: EMCOR artificial bid for 1000 kBtuh steam boiler - no efficiency specified
Note on AM788: Lucas Scheidler: EMCOR artificial bid for 1000 kBtuh steam boiler - no efficiency specified
Note on AN788: Lucas Scheidler: RS Means Online for 3000 kBtuh Cast Iron Steam boiler - no efficiency provided
Note on AK789: Lucas Scheidler: DEER 2008 3000 kBtuh 80 % combustion efficiency steam boiler
Note on AN789: Lucas Scheidler: RS Means Online for 1084 kBtuh Cast Iron Steam boiler - no efficiency provided
Note on AK790: Lucas Scheidler: DEER 2008 3000 kBtuh 85% combustion efficiency steam boiler
Note on AL790: Lucas Scheidler: EMCOR artificial bid for 3000 kBtuh steam boiler - no efficiency specified
Note on AM790: Lucas Scheidler: EMCOR artificial bid for 3000 kBtuh steam boiler - no efficiency specified
Note on AI791: Lucas Scheidler: DEER 2001 Boiler 200 kBtuh 85% AFUE
Note on AK791: Lucas Scheidler: DEER 2008 250 kBtuh 75% AFUE atmospheric steam boiler
Note on AN791: Lucas Scheidler: RS Means Online for 240 kBtuh Cast Iron Steam boiler - no efficiency provided
Note on AK792: Lucas Scheidler: DEER 2008 250 kBtuh 82% AFUE atmospheric steam boiler
Note on AL793: Lucas Scheidler: EMCOR artificial bid for 200 kBtuh steam boiler - no efficiency specified
Note on AM793: Lucas Scheidler: EMCOR artificial bid for 200 kBtuh steam boiler - no efficiency specified
Note on T794: Lucas Scheidler: contractor markups from EMCOR
Note on AJ808: Lucas Scheidler: EMCOR artificial bid 100 ton HX
Note on AI810: Lucas Scheidler: DEER 2005 Costs for 267 ton waterside economizer addition. Includes HX, piping, valves, and labor. These costs were not itemized.
Note on AJ810: Lucas Scheidler: EMCOR artificial bid 3 00 ton HX
Note on AI811: Lucas Scheidler: DEER 2005 Costs for 267 ton waterside economizer addition. Includes HX, piping, valves, and labor. These costs were not itemized.
Note on AI813: Lucas Scheidler: DEER 2005 Costs for 267 ton waterside economizer addition. Includes HX, piping, valves, and labor. These costs were not itemized.
Note on T816: Lucas Scheidler: placeholder until we get contractor markups from EMCOR
Note on AM817: Dawdy, John: www.sears.com
Note on AN817: Dawdy, John: www.wallingtonplumbingsupply.com
Note on AO817: Dawdy, John: www.jupiterheating.com
Note on AP817: Dawdy, John: www.ronshomeandhardware.com
Note on AQ817: Dawdy, John: www.plumbersurplus.com
Note on AR817: Dawdy, John: www.menards.com
Note on AS817: Lucas Scheidler: RSMeans Online item 223430
Note on Y818: Lucas Scheidler: For all measures, Baseline units modeled as atmospheric draft. Measure units modeled with the rolled up forced draft coefficient.
Note on AD818: Jeremy Eddy: Descriptive stats are of the percentage difference between the two costs (Modeled-Actual / Actual)
Note on AI818: Dawdy, John: http://www.pexsupply.com/AO-Smith-GCVL-40-40-Gallon-ProMax-6-Yr-Warranty-Residential-Gas-Water-Heater-Short-Model
Note on AJ818: Dawdy, John: http://www.lowes.com/pd_333578-135-NU40T61-403_0__?productId=3284918&Ntt=gas+water+heater&pl=1&currentURL=%3FNtt%3Dgas%2Bwater%2Bheater&facetInfo=
Note on AK818: Dawdy, John: http://www.ventingdirect.com/rheem-22v40f1-40-gallon-tall-natural-gas-residential-water-heater-38000-max-btu-input/p2143047
Note on AL818: Dawdy, John: http://www.homedepot.com/p/GE-40-Gal-Tall-6-Year-36-000-BTU-Natural-Gas-Water-Heater-GG40T06AVG01/100013742
Note on AI819: Dawdy, John: http://www.pexsupply.com/AO-Smith-GVR-40-40-Gallon-40000-BTU-ProMax-Plus-High-Efficiency-Residential-Gas-Water-Heater-Tall-Model-Nat-Gas
Note on AJ819: Dawdy, John: http://www.lowes.com/pd_333591-135-NU40T62-403_0__?productId=3284924&Ntt=gas+water+heater&pl=1&currentURL=%3FNtt%3Dgas%2Bwater%2Bheater&facetInfo=
Note on AK819: Dawdy, John: http://www.ventingdirect.com/rheem-rhgpro40-40f-professional-40-gallon-tall-natural-gas-residential-water-heater-40000-max-btu-input/p2143123
Note on AL819: Dawdy, John: http://www.homedepot.com/p/GE-40-Gal-Tall-6-Year-38-000-BTU-Natural-Gas-High-Efficiency-Ultra-Low-NOx-Water-Heater-GG40T06TXK00/100614634
Note on AI820: Dawdy, John: http://www.pexsupply.com/AO-Smith-GCFL-40-40-Gallon-40000-BTU-Series-100-High-Efficiency-Residential-Water-Heater-Short-Model-Nat-Gas
Note on AJ820: Dawdy, John: http://www.lowes.com/pd_89263-135-PDVG62-40T42-PV_0__?productId=3046938&Ntt=gas+water+heater&pl=1&currentURL=%3FNtt%3Dgas%2Bwater%2Bheater&facetInfo=
Note on AK820: Dawdy, John: http://www.ventingdirect.com/rheem-pdv40ng-power-direct-vent-40-gallon-tall-natural-gas-residential-water-heater-40000-max-btu-input/p2143110
Note on AP820: Dawdy, John: http://www.ronshomeandhardware.com/Reliance-6-40-GBFT-40GAL-NATGas-WTR-Heater-p/138302.htm
Note on AI821: Dawdy, John: http://www.pexsupply.com/AO-Smith-GAHH-40-40-Gallon-40000-BTU-Effex-High-Efficiency-Residential-Gas-Water-Heater
Note on AM821: Dawdy, John: http://www.sears.com/kenmore-elite-40-gal-12-year-natural-gas/p-04233262000P?prdNo=9
Note on AO821: Dawdy, John: http://www.jupiterheating.com/a-o-smith/gahh-effex.html
Note on Q822: Lucas Scheidler: These weights are from 2006 - 2012 CLASS. Weights are the following: AO Smith 10.79%, Bradford White 16.75%, Rheem 10.97% and State 3.77%. No weights were applied, as none of the brands in the model had a significant coefficient.
Note on AI822: Dawdy, John: http://www.pexsupply.com/Bradford-White-M-I-60T6FBN-60-Gallon-40000-BTU-Defender-Safety-System-Atmospheric-Vent-Energy-Saver-Residential-Water-Heater-Nat-Gas
Note on AK822: Dawdy, John: http://www.ventingdirect.com/rheem-42v60f-60-gallon-tall-natural-gas-residential-water-heater-50000-max-btu-input/p2143063
Note on AL822: Dawdy, John: http://www.homedepot.com/p/GE-60-Gal-Tall-12-Year-45-000-BTU-Natural-Gas-Ultra-Low-NOx-Water-Heater-SG60T12YXS10/202020646#specifications
Note on AN822: Dawdy, John: http://www.wallingtonplumbingsupply.com/index.jsp?path=product&part=663951&ds=dept&process=search&qdx=0&text=Rheem
Note on AK823: Dawdy, John: http://www.ventingdirect.com/rheem-rhgpro75f-75-gallon-tall-natural-gas-residential-heavy-duty-water-heater-75100-max-btu-input/p2143131
Note on AP823: Dawdy, John: http://www.ronshomeandhardware.com/6-75-XRRS-75GAL-Natural-GasWater-Heater-p/747124.htm
Note on AQ823: Dawdy, John: http://www.plumbersurplus.com/Prod/Reliance-6-75-XRRS-75-Gallon-Gas-Water-Heater/168648/Cat/771
Note on AR823: Dawdy, John: http://www.menards.com/main/plumbing/water-heaters/residential-water-heaters/richmond-75-gal-lp-gas-6-year-tall-heavy-duty-water-heater/p-1494283-c-8690.htm
Note on AI838: Lucas Scheidler: www.homedepot.com
Note on AJ838: Lucas Scheidler: www.lowes.com
Note on AK838: Lucas Scheidler: www.build.com
Note on AL838: Lucas Scheidler: www.buyplumbingsupply.com
Note on AM838: Lucas Scheidler: www.globalindustrial.com
Note on AN838: Lucas Scheidler: www.pexsupply.com
Note on AO838: Lucas Scheidler: www.plumbersurplus.com
Note on AP838: Lucas Scheidler: www.tools2parts.com
Note on AQ838: Lucas Scheidler: www.firstelectric.coop
Note on AR838: Lucas Scheidler: www.gpconservation.com
Note on AS838: Lucas Scheidler: www.ctec.coop
Note on AT838: Lucas Scheidler: www.sbec.org
Note on AU838: Lucas Scheidler: www.wayfair.com
Note on K839: Lucas Scheidler: DEER 2013 update
Note on X839: Lucas Scheidler: Baseline Efs adjusted according to DEER 2013 update
Note on AD839: Jeremy Eddy: Descriptive stats are of the percentage difference between the two costs (Modeled-Actual / Actual)
Note on Q841: Lucas Scheidler: These weights are from 2006 - 2012 CLASS. Weights are the following: AO Smith 7.19%, Bradford White 16.49%, Rheem 7.71% and State 7.68%. Only the weight for Rheem is applied, as it is the only brand with a significant coefficient.
Note on AD850: Jeremy Eddy: Descriptive stats are of the percentage difference between the two costs (Modeled-Actual / Actual)
Note on AI850: http://www.tanklessking.com
Note on AM850: Phillip Kelsven: http://www.ecodirect.com
Note on AN850: Phillip Kelsven: https://www.acwholesalers.com
Note on AR850: Phillip Kelsven: http://www.westsidewholesale.com
Note on X851: Lucas Scheidler: Assume TE is approximately equal to EF for instantaneous heaters due to no standby losses. AHRI database confirms that recovery efficiency is equal to EF for most units.
Note on AJ851: Phillip Kelsven: http://www.amazon.com
Note on AK851: Phillip Kelsven: http://www.pexsupply.com
Note on AT851: Phillip Kelsven: http://www.buyzillion.com/1117179175620356/takagi-t-h2s-osng-8-0-gpm-outdoor-condensing-tankless-water-heater
Note on AO852: Phillip Kelsven: http://www.faucetdepot.com/prod/Noritz-NRC98-OD-NG-Outdoor-9.8-Gpm-Natural-Gas-Condensing-Tankless-Water-Heater-141451.asp
Note on AP852: Phillip Kelsven: http://www.pricegrabber.com
Note on AU852: Phillip Kelsven: http://www.theenergyconscious.com
Note on AL853: Phillip Kelsven: http://ecomfort.com
Note on AS853: Phillip Kelsven: http://shop.designerplumbing.com
Note on AV853: Phillip Kelsven: http://www.sears.com/noritz-protough-nr981-dvc-lp-residential-tankless-water/p-SP102A18042S6999341109?prdNo=17
Note on AQ854: Phillip Kelsven: http://www.alpinehomeair.com/viewproduct.cfm?productID=453061611&displaytab=instructions_brochures
Note on AW854: Phillip Kelsven: http://www.homeclick.com
Note on AX855: Phillip Kelsven: http://www.atanklesslife.com
Note on V861: Mike Ting: No product specs specified in DEER or WPs
Note on AD861: Lucas Scheidler: Descriptive stats are on percentage difference between modeled and actual prices ((Modeled - Actual)/Actual)
Note on AI861: Phillip Kelsven: http://www.lowes.com
Note on AJ861: Phillip Kelsven: http://www.sears.com
Note on AK861: Phillip Kelsven: http://www.appliancesconnection.com
Note on AL861: Phillip Kelsven: Phillip Kelsven: http://www.amazon.com
Note on AP862: Phillip Kelsven: http://www.pexsupply.com
Note on AQ862: Phillip Kelsven: http://hotwater1.com
Note on AM863: Phillip Kelsven: http://www.theenergyconscious.com
Note on AR863: Phillip Kelsven: http://www.buyplumbingsupply.com
Note on AV863: Phillip Kelsven: http://www.homedepot.com
Note on AN864: Phillip Kelsven: http://www.ventingdirect.com
Note on AO864: Phillip Kelsven: Phillip Kelsven: http://www.google.com/url?sa=t&rct=j&q=&esrc=s&source=web&cd=24&ved=0CE4QFjADOBQ&url=http%3A%2F%2Fcatalog.standardsupplyco.com%2Fdefault.aspx%3Fpage%3Ditem%2520detail%26itemcode%3DRHEEM%2BHP40RH&ei=M7fuUab3CoL-iQLu4ICYDg&usg=AFQjCNHfolrh9rVB2jL-_By7Nh-qBfO2Bg&sig2=aWc9Va2Ht1gaxLX7QxUp1w&bvm=bv.49641647,d.cGE
Note on AS865: Phillip Kelsven: http://www.homeperfect.com/ao-smith-phpt-80-80-gallon-voltex-residential-hybrid-electric-heat-pump-water-heater.html
Note on AT865: Phillip Kelsven: http://www.acsuperstore.com
Note on AU866: Phillip Kelsven: http://www.buyplumbing.net
Note on AI871: Lucas Scheidler: www.build.com
Note on AJ871: Lucas Scheidler: www.buyplumbingsupply.com
Note on AK871: Lucas Scheidler: www.globalindustrial.com
Note on AL871: Lucas Scheidler: www.pexsupply.com
Note on AM871: Lucas Scheidler:
Note on AN871: Lucas Scheidler: www.wayfair.com
Note on AO871: Lucas Scheidler: www.wallingfordsales.com
Note on AP871: Lucas Scheidler: www.commercialwaterheaters.com
Note on AQ871: Lucas Scheidler: www.bostonheatingsupply.com
Note on AR871: Lucas Scheidler: www.grainger.com
Note on AD872: Jeremy Eddy: Descriptive stats are of the percentage difference between the two costs (Modeled-Actual / Actual)
Note on Q881: Lucas Scheidler: These weights are from 2006 - 2012 CLASS. Weights are the following: AO Smith 30.92%, and State 8.83%. No weighting is applied, as it no brand had a significant coefficient.
Note on AI888: Lucas Scheidler: DEER 2001 for 250 kBtu boiler 82% efficient (efficiency type not specified)
Note on AJ888: Lucas Scheidler: DEER 2005 250 kBtuh hot water boiler with efficiency of 80%
Note on AK888: Lucas Scheidler: DEER 2008 Code Standard - Hot water boiler (<300 kBtuh, 80% AFUE, atmospheric)
Note on AL888: Lucas Scheidler: SDGE workpaper WPSDGENRWH1207 - TE = 80%
Note on AI889: Lucas Scheidler: DEER 2001 for 250 kBtu boiler 95% efficient (efficiency type not specified)
Note on AJ889: Lucas Scheidler: DEER 2005 250 kBtuh hot water boiler with efficiency of 84.5%
Note on AK889: Lucas Scheidler: DEER 2008 D08-NG-HVAC-Blr-HW-lt300kBtuh-84p5AFUE-Atm
Note on AL889: Lucas Scheidler: SDGE workpaper WPSDGENRWH1207 - TE = 84%
Note on AK890: Lucas Scheidler: DEER2008 D08-NG-HVAC-Blr-HW-lt300kBtuh-84p5EC-Drft
Note on T897: Lucas Scheidler: placeholder until we get contractor markups from EMCOR
Note on AI899: Lucas Scheidler: DEER 2001 for 1400 kBtu boiler 82% efficient (efficiency type not specified)
Note on AJ899: Lucas Scheidler: DEER 2005 1400 kBtuh hot water boiler with efficiency of 80%
Note on AK899: Lucas Scheidler: DEER 2008 Code Standard - Hot water boiler (300-2500 kBtuh, 75% thermal efficiency, atmospheric)
Note on AL899: Lucas Scheidler: SDGE workpaper WPSDGENRWH1207 - TE = 80%
Note on B900: Lucas Scheidler: DEER measures are rated by thermal efficiency or combustion efficiency, depending on capacity range. These specific ratings were not available for all models in the cost dataset. The efficiency rating here for all capacities is equal to max output / rated input
Note on AI900: Lucas Scheidler: DEER 2001 for 1400 kBtu boiler 95% efficient (efficiency type not specified)
Note on AJ900: Lucas Scheidler: DEER 2005 1400 kBtuh hot water boiler with efficiency of 85%
Note on AK900: Lucas Scheidler: DEER 2008 D08-NG-HVAC-Blr-HW-300to2500kBtuh-85p0ET-Atm
Note on AL900: Lucas Scheidler: SDGE workpaper WPSDGENRWH1207 - TE = 84%
Note on Q901: Lucas Scheidler: These weights are from CEUS for SHW boilers > 300 kBtuh. CEUS weights were also benchmarked to CSS. Brand weights from the two studies are considerably different, but given the smaller sample size for CSS and no differentiantion between steam and SHW units in the data, CEUS weights were applied. CEUS weights were available for ajax, laars, PK, and RBI, however, only the PK weight was applied given it was the only significant coefficient in the model.
Note on AK901: Lucas Scheidler: DEER 2008 D08-NG-HVAC-Blr-HW-300to2500kBtuh-85p0ET-Drft
Note on AI902: Lucas Scheidler: DEER 2001 for 3000 kBtu boiler 82% efficient (efficiency type not specified)
Note on AJ902: Lucas Scheidler: DEER 2005 3000 kBtuh hot water boiler with efficiency of 80%
Note on AK902: Lucas Scheidler: DEER 2008 Code Standard - Hot water boiler (> 2500 kBtuh, 80% combustion efficiency, atmospheric)
Note on AI903: Lucas Scheidler: DEER 2001 for 3000 kBtu boiler 95% efficient (efficiency type not specified)
Note on AJ903: Lucas Scheidler: DEER 2005 3000 kBtuh hot water boiler with efficiency of 85%
Note on AK903: Lucas Scheidler: D08-NG-HVAC-Blr-HW-gt2500kBtuh-85p0EC-Atm
Note on AK904: Lucas Scheidler: D08-NG-HVAC-Blr-HW-gt2500kBtuh-85p0EC-Drft
Note on T908: Lucas Scheidler: placeholder until we get contractor markups from EMCOR
Note on B913: Lucas Scheidler: DEER measures are rated by AFUE, thermal efficiency, or combustion efficiency, depending on capacity range. These specific ratings were not available for all models in the cost dataset. The efficiency rating here for all capacities is equal to max output / rated input
Note on Q914: Lucas Scheidler: These weights are from CEUS for SHW boilers . CEUS weights were also benchmarked to CSS. Brand weights from the two studies are considerably different, but given the smaller sample size for CSS and no differentiantion between steam and SHW units in the data, CEUS weights were applied. CEUS weights were only available for Laars and PK.
Note on T921: Lucas Scheidler: placeholder until we get contractor markups from EMCOR
Note on AI922: Mike Ting: homedepot.com
Note on AJ922: Mike Ting: lowes.com
Note on AK922: Mike Ting: Milo.com
Note on AL922: Mike Ting: menards.com
Note on AM922: Dawdy, John: www.ggreendesign.com
Note on AN922: Dawdy, John: www.truevalue.com
Note on AO922: Dawdy, John: www.insulationsaver.com
Note on AP922: Dawdy, John: www.knaufinsulation.us
Note on H923: Mike Ting: prices for batt insulation are per ft2
Note on AD923: Jeremy Eddy: Descriptive stats are of the percentage difference between the two costs (Modeled-Actual) / Actual)
Note on AA924: Mike Ting: = (MAE/sample mean) * predicted measure cost
Note on H940: Mike Ting: prices for thermal curtains are per ft2
Note on V940: Mike Ting: No product specs specified in DEER or WPs
Note on AD940: Lucas Scheidler: Descriptive stats are on percentage difference between modeled and actual prices ((Modeled - Actual)/Actual)
Note on AA941: Mike Ting: = (MAE/sample mean) * predicted measure cost
Note on AI941: Jeremy Eddy: NOTE: Only one of the four contractors providing artificial bids for this end use was willing to disaggregate cost for the curtain itself from other material costs. This contractor's bid showed thermal curtain cost of $0.312 where the regression model would predict a price of a $0.20 for the same model without contractor markup and $0.30/sqft with the expected 50% contractor markup. This is regarded as corroboration of the model. The same contractor provided a second bid for a different thermal blanket material that yielded a cost of $0.612/sqft where the regression model would predict $0.40/sqft without contractor markup and $0.60 with contractor markup. This is also regarded as corroboration of the model.
Note on H951: Mike Ting: prices for reflective film are per ft2
Note on AD951: Lucas Scheidler: Descriptive stats are on percentage difference between modeled and actual prices ((Modeled - Actual)/Actual)
Note on AI951: Phillip Kelsven: quest artificial bid
Note on AJ951: Phillip Kelsven: quest artificial bid
Note on AK951: Phillip Kelsven: quest artificial bid
Note on E1047: Stryker, Andrew: Count does not include dimmables and therefore is less than the total number of observations.
Note on AD1161: Jeremy Eddy: Descriptive stats are of the percentage difference between the two costs (Modeled-Actual / Actual) Modeled prices include 25% markup
Note on AI1161: Phillip Kelsven: www.platt.com
Note on AK1161: Phillip Kelsven: www.bulbs.com
Note on AM1161: Phillip Kelsven: www.elightbulbs.com
Note on AO1161: Phillip Kelsven: www.bulbtronics.com
Note on AJ1162: Phillip Kelsven: www.lightbulbemporium.com
Note on AM1163: Phillip Kelsven: www.elightbulbs.com
Note on AN1163: Phillip Kelsven: http://www.lightingsupply.com
Note on AP1163: Phillip Kelsven: www.newegg.com
Note on AL1164: Phillip Kelsven: www.amazon.com
Note on B1167: Mike Ting: various trade names for this, including Tuff Guard
Note on B1169: Mike Ting: various trade names for this, including "ECO"
Note on AD1172: Jeremy Eddy: Descriptive stats are of the percentage difference between the two costs (Modeled-Actual / Actual) Modeled prices include 25% markup
Note on AI1172: Phillip Kelsven: http://www.amazon.com
Note on AL1172: Phillip Kelsven: http://www.globalindustrial.com
Note on AJ1173: Phillip Kelsven: http://www.newegg.com
Note on AK1174: Phillip Kelsven: http://www.elightbulbs.com
Note on B1177: Mike Ting: defined as >=35,000 hours
Note on AD1183: Jeremy Eddy: Descriptive stats are of the percentage difference between the two costs (Modeled-Actual / Actual) Modeled prices include 25% markup. There are only two to validate here these are the actual differences
Note on AI1183: Phillip Kelsven: http://www.bulbs.com
Note on AJ1183: Phillip Kelsven: www.platt.com
Note on AK1183: Phillip Kelsven: http://www.codale.com
Note on AL1184: Phillip Kelsven: http://www.amazon.com
Note on AM1184: Phillip Kelsven: http://www.gordonelectricsupply.com
Note on AN1184: Phillip Kelsven: www.munroelectric.com
Note on B1187: Mike Ting: various trade names for this, including Tuff Guard
Note on AD1194: Jeremy Eddy: Descriptive stats are of the percentage difference between the two costs (Modeled-Actual / Actual) modeled prics inlcude 25% markup
Note on AI1194: Dawdy, John: https://www.platt.com/platt-electric-supply/Fluorescent-Tube-T5-High-Output/Philips/F24T5-830-HO-ALTO/product.aspx?zpid=418463
Note on AK1194: Dawdy, John: http://www.bulbs.com/espec.aspx?ID=11758
Note on AM1194: Dawdy, John: http://www.elightbulbs.com/Philips-290197-F24T5-830-HO-Straight-T5-Fluorescent-Tube
Note on AP1194: Dawdy, John: http://www.bulbtronics.com/Search-The-Warehouse/ProductDetail.aspx?sid=0029197&pid=PHF24T5830HO&Source=SearchResults
Note on AN1195: Dawdy, John: http://www.lightbulbplanet.com/t5-14w-2ft-3500k-85cri-philips.html
Note on AJ1196: Dawdy, John: http://www.lightbulbdistrict.com/linear-fluorescent/f24t5-865-ho-env.html
Note on AL1196: Dawdy, John: http://www.satcolightbulbs.com/satco-s8119-f24t5-865-ho-env.asp
Note on AO1196: Dawdy, John: http://www.globalindustrial.com/p/electrical/bulbs/fluorescent-linear/f24vt5-865-ho-env-24vw-fluorescent-w-minature-bi-pin-base-cool-white
Note on AQ1196: Dawdy, John: http://www.superiorlighting.com/24_Watt_Fluorescent_T5_Minature_BiPin_Light_Bulb_p/s8119-sat.htm
Note on B1197: Mike Ting: various trade names for this, including "ECO"
Note on B1199: Mike Ting: various trade names for this, including Tuff Guard
Note on AS1199: Phillip Kelsven: http://www.alldaylighting.com
Note on AU1199: Phillip Kelsven: http://www.adlsupply.com
Note on AR1200: Phillip Kelsven: http://www.lightingsupply.com
Note on AT1200: Phillip Kelsven: www.amazon.com
Note on B1201: Mike Ting: defined as >=35,000 hours
Note on AD1212: Lucas Scheidler: Descriptive stats are on percentage difference between modeled and actual prices ((Modeled - Actual)/Actual)
Note on AI1212: Phillip Kelsven: www.platt.com
Note on AJ1212: Phillip Kelsven: http://1000bulbs.com
Note on AQ1212: Phillip Kelsven: http://www.lightbulbplanet.com
Note on AR1212: Phillip Kelsven: http://www.capitalelectricalsupply.com
Note on AM1213: Phillip Kelsven: munro electric
Note on AN1213: Phillip Kelsven: ideal electric
Note on AO1213: Phillip Kelsven: frontier lighting
Note on AS1214: Phillip Kelsven: http://www.ballastshop.com
Note on AT1214: Phillip Kelsven: www.elliottelectric.com
Note on AK1215: Phillip Kelsven: ballastdiscount.com
Note on AL1215: Phillip Kelsven:
Note on AP1215: Phillip Kelsven: elightbulbs.com
Note on AD1223: Lucas Scheidler: Descriptive stats are on percentage difference between modeled and actual prices ((Modeled - Actual)/Actual)
Note on AI1223: Phillip Kelsven: www.platt.com
Note on AK1223: Phillip Kelsven: plccenter.com
Note on AL1223: Phillip Kelsven: lightbulbandballastsupply.com
Note on AM1223: Phillip Kelsven: iballast.com
Note on AJ1224: Phillip Kelsven: elliot electric
Note on AN1224: Phillip Kelsven: http://1000bulbs.com
Note on AO1224: Phillip Kelsven: www.ballastshop.com
Note on AP1224: Phillip Kelsven: http://www.prolighting.com
Note on AR1225: Phillip Kelsven: http://www.amazon.com
Note on AQ1226: Phillip Kelsven: www2.citywholesaleelectric.com
Note on AD1234: Jeremy Eddy: Descriptive stats are of the percentage difference between the two costs (Modeled-Actual / Actual)
Note on AI1236: Phillip Kelsven: https://west.westburne.ca
Note on AJ1238: Phillip Kelsven: http://www.munroelectric.com
Note on AK1238: Phillip Kelsven: https://west.nedco.c
Note on AM1243: Lucas Scheidler: Average of 6 artificial bids for new T8 lighting fixture with 2 4ft lamps and electronic ballast (NEMA premium)
Note on AL1244: Phillip Kelsven: http://www.frostelectric.com
Note on AM1244: Phillip Kelsven: http://www.cesco.com
Note on AD1252: Jeremy Eddy: Descriptive stats are of the percentage difference between the two costs (Modeled-Actual / Actual)
Note on AI1256: Phillip Kelsven: http://www.cesco.com
Note on AD1270: Jeremy Eddy: Descriptive stats are of the percentage difference between the two costs (Modeled-Actual / Actual)
Note on AI1270: Phillip Kelsven: https://www.platt.com
Note on AJ1272: Phillip Kelsven: www.amazon.com
Note on AK1274: Phillip Kelsven: http://www.lbclighting.com
Note on AL1278: Phillip Kelsven: http://shop.kendallelectric.com
Note on AM1278: Phillip Kelsven: http://www.mayerelectric.com
Note on AD1290: Jeremy Eddy: Descriptive stats are of the percentage difference between the two costs (Modeled-Actual / Actual)
Note on AI1335: Lucas Scheidler: Workpaper WPSDGENRL0076
Note on AJ1335: Lucas Scheidler: Workpaper SCE13LG089.0
Note on AK1335: Lucas Scheidler: average of artificial bids
Note on AJ1336: Lucas Scheidler: Workpaper SCE13LG089.0
Note on AI1365: Lucas Scheidler: DEER 2001
Note on AJ1365: Lucas Scheidler: DEER 2005
Note on AK1365: Lucas Scheidler: DEER 2008
Note on AL1365: Lucas Scheidler: Workpaper SCE13LG110.0 Timeclock with photocell controls
Note on AM1365: Lucas Scheidler: Workpaper PGECOLTG129 R3 Photocell exterior lighting
Note on AD1375: Lucas Scheidler: Descriptive stats are on percentage difference between modeled and actual prices ((Modeled - Actual)/Actual)
Note on AG1375: Mike Ting: unable to find 200 sqft coverage products
Note on AK1375: Phillip Kelsven: http://shop.kendallelectric.com
Note on AL1375: Phillip Kelsven: webstore.servelectric.com
Note on AM1375: Phillip Kelsven: www.platt.com
Note on X1376: Mike Ting: unable to find 200 sqft coverage products
Note on AJ1376: Phillip Kelsven: http://www.warehouse-lighting.com
Note on AR1376: Phillip Kelsven: http://www.readywholesaleelectric.com
Note on AI1377: Phillip Kelsven: http://www.kele.com
Note on AJ1377: Phillip Kelsven: http://www.shamrocksupply.com
Note on AS1377: Phillip Kelsven: http://www.goodmart.com
Note on AT1377: Phillip Kelsven: www.northcoastelectric.com
Note on AU1377: Lucas Scheidler: Average of artificial bids
Note on AN1378: Phillip Kelsven: quest artificial bid
Note on AO1378: Phillip Kelsven: quest artificial bid
Note on AP1378: Phillip Kelsven: quest artificial bid
Note on AQ1378: Phillip Kelsven: quest artificial bid
Note on AU1378: Lucas Scheidler: Average of artificial bids
Note on T1384: Lucas Scheidler: placeholder until we get contractor markups from EMCOR

## 2012 Res Summary
Multifamily Residential Tankless Water Heater Cost Data
Gross and Incremental Measure Cost by Equipment Type
Instantaneous Water Heater
Equipment Type | Small Tier 2 (condensing)
Rated Input (Mbtuh) | <=200
2012 Vendor Survey Data ($/unit)
Base Case | 492.6121
Average Gross Measure Cost | 1418.4458
Average Incremental Measure Cost | 925.8336

## 2012 Res IWH Database
Manufacturer | Model | Type | Ignition | Input Factor, kBtuh | Category | Efficiency Class | kBtu*EF/gpm | EF (Y/N) | Offered Price with shipping | Unit Cost, $/kBtuh | Source | Comments | Capacity GPM, 35 F temp rise | Energy Factor | Thermal Efficiency | Efficiency2 | Measure | Size Bin | List Price | Temperature Rise (F)
Ecotemp | 40HI-NGOutdoor | Hot Water |  | 135 | Small Hot Water | Tier 1 | 17.1429 | 1 | 456 | 3.3778 |  | Tankless water heater | 6.3 | 0.8 |  | 0.8 | Baseline | Small | 640 | 34.2661
Takagi | T-KJR2-INNG | Hot Water |  | 140 | Small Hot Water | Tier 1 | 17.1818 | 1 | 683.49 | 4.8821 | http://www.buyplumbingonline.com/ | Tankless water heater | 6.6 | 0.81 |  | 0.81 | Tier 1 | Small |  | 34.344
Jacuzzi | J-SN180F | Hot Water |  | 180 | Small Hot Water | Tier 1 | 19.68 | 1 | 895 | 4.9722 | Lowes, Pico Rivera | Tankless water heater | 7.5 | 0.82 |  | 0.82 | Tier 1 | Small |  | 39.3375
Jacuzzi | J-SN180W | Hot Water |  | 180 | Small Hot Water | Tier 1 | 19.68 | 1 | 695 | 3.8611 | Lowes, Pico Rivera | Tankless water heater | 7.5 | 0.82 |  | 0.82 | Tier 1 | Small |  | 39.3375
Jacuzzi | J-SN199F | Hot Water |  | 199 | Small Hot Water | Tier 1 | 17.3596 | 1 | 1279 | 6.4271 | Lowes, Pico Rivera | Tankless water heater | 9.4 | 0.82 |  | 0.82 | Tier 1 | Small |  | 34.6993
Jacuzzi | J-SN199W | Hot Water |  | 199 | Small Hot Water | Tier 1 | 17.3596 | 1 | 1279 | 6.4271 | Lowes, Pico Rivera | Tankless water heater | 9.4 | 0.82 |  | 0.82 | Tier 1 | Small |  | 34.6993
Noritz | NR50-OD | Hot Water |  | 120 | Small Hot Water | Tier 1 | 17.51 | 1 | 565.985 | 4.7165 | SCG SF Rebate | Tankless water heater | 5.6196 | 0.82 | 0.83 | 0.82 | Tier 1 | Small |  | 35
Noritz | NR66-SV | Hot Water |  | 140 | Small Hot Water | Tier 1 | 17.51 | 1 | 767.5 | 5.4821 | SCG SF Rebate | Tankless water heater | 6.5563 | 0.82 | 0.83 | 0.82 | Tier 1 | Small |  | 35
Noritz | NR71-OD | Hot Water |  | 180 | Small Hot Water | Tier 1 | 17.51 | 1 | 921.5 | 5.1194 | SCG SF Rebate | Tankless water heater | 8.4295 | 0.82 | 0.83 | 0.82 | Tier 1 | Small |  | 35
Noritz | NR98OD | Hot Water |  | 199.9 | Small Hot Water | Tier 1 | 17.51 | 1 | 1227.5 | 6.1406 | SCG SF Rebate | Tankless water heater | 9.3614 | 0.82 |  | 0.82 | Tier 1 | Small |  | 35
Rheem | RTG-95DN | Hot Water |  | 199 | Small Hot Water | Tier 1 | 17.1768 | 1 | 1036.37 | 5.2079 | http://www.buyplumbingonline.com/ | Tankless water heater | 9.5 | 0.82 |  | 0.82 | Tier 1 | Small | 2012 | 34.3341
Rheem EcoSense | ECO150DVLN3 | Hot Water |  | 150 | Small Hot Water | Tier 1 | 19.2187 | 1 | 899 | 5.9933 | Home Depot, Pico Rivera | Tankless water heater | 6.4 | 0.82 |  | 0.82 | Tier 1 | Small |  | 38.4155
Rheem EcoSense | ECO150XLN3 | Hot Water |  | 150 | Small Hot Water | Tier 1 | 19.2187 | 1 | 899 | 5.9933 | Home Depot, Pico Rivera | Tankless water heater | 6.4 | 0.82 |  | 0.82 | Tier 1 | Small |  | 38.4155
Rheem EcoSense | ECO150XN3 | Hot Water |  | 150 | Small Hot Water | Tier 1 | 19.2187 | 1 | 798 | 5.32 | Home Depot, Pico Rivera | Tankless water heater | 6.4 | 0.82 |  | 0.82 | Tier 1 | Small |  | 38.4155
Rheem EcoSense | ECO180DVLN3 | Hot Water |  | 180 | Small Hot Water | Tier 1 | 17.5714 | 1 | 999 | 5.55 | Home Depot, Pico Rivera | Tankless water heater | 8.4 | 0.82 |  | 0.82 | Tier 1 | Small |  | 35.1228
Rheem EcoSense | ECO180DVN3 | Hot Water |  | 180 | Small Hot Water | Tier 1 | 17.5714 | 1 | 1048 | 5.8222 | Home Depot, Pico Rivera | Tankless water heater | 8.4 | 0.82 |  | 0.82 | Tier 1 | Small |  | 35.1228
Rheem EcoSense | ECO180XLN3 | Hot Water |  | 180 | Small Hot Water | Tier 1 | 17.5714 | 1 | 999 | 5.55 | Home Depot, Pico Rivera | Tankless water heater | 8.4 | 0.82 |  | 0.82 | Tier 1 | Small |  | 35.1228
Rheem EcoSense | ECO180XN3 | Hot Water |  | 180 | Small Hot Water | Tier 1 | 17.5714 | 1 | 1048 | 5.8222 | Home Depot, Pico Rivera | Tankless water heater | 8.4 | 0.82 |  | 0.82 | Tier 1 | Small |  | 35.1228
Rheem EcoSense | ECO200DVLN3 | Hot Water |  | 199.9 | Small Hot Water | Tier 1 | 17.2545 | 1 | 1199 | 5.998 | Home Depot, Pico Rivera | Tankless water heater | 9.5 | 0.82 |  | 0.82 | Tier 1 | Small |  | 34.4893
Rheem EcoSense | ECO200DVN3 | Hot Water |  | 199.9 | Small Hot Water | Tier 1 | 17.2545 | 1 | 1199 | 5.998 | Home Depot, Pico Rivera | Tankless water heater | 9.5 | 0.82 |  | 0.82 | Tier 1 | Small |  | 34.4893
Rheem EcoSense | ECO200XLN3 | Hot Water |  | 199.9 | Small Hot Water | Tier 1 | 17.2545 | 1 | 1199 | 5.998 | Home Depot, Pico Rivera | Tankless water heater | 9.5 | 0.82 |  | 0.82 | Tier 1 | Small |  | 34.4893
Rheem EcoSense | ECO200XN3 | Hot Water |  | 199.9 | Small Hot Water | Tier 1 | 17.2545 | 1 | 1199 | 5.998 | Home Depot, Pico Rivera | Tankless water heater | 9.5 | 0.82 |  | 0.82 | Tier 1 | Small |  | 34.4893
Rheem EcoSense | ECOH200DVLN | Hot Water |  | 199.9 | Small Hot Water | Tier 1 | 17.2545 | 1 | 1449 | 7.2486 | Home Depot, Pico Rivera | Tankless water heater | 9.5 | 0.82 |  | 0.82 | Tier 1 | Small |  | 34.4893
Rheem EcoSense Paloma | PTG-53XN | Hot Water |  | 141 | Small Hot Water | Tier 1 | 17.0029 | 1 | 845 | 5.9929 | Home Depot, Pico Rivera | Tankless water heater | 6.8 | 0.82 |  | 0.82 | Tier 1 | Small |  | 33.9865
Rheem EcoSense | ECO180XN3 | Hot Water |  | 180 | Small Hot Water | Tier 1 | 17.5714 | 1 | 1048 | 5.8222 | SCG SF Rebate | Tankless water heater | 8.4 | 0.82 | 0.82 | 0.82 | Tier 1 | Small |  | 35.1228
Rheem Water Heating | RTG-64DVN | Hot Water |  | 150 | Small Hot Water | Tier 1 | 19.2187 | 1 | 617 | 4.1133 | http://www.tanklessking.com/ | Tankless water heater | 6.4 | 0.82 |  | 0.82 | Tier 1 | Small | 977 | 38.4155
Rheem Water Heating | RTG-84DVN | Hot Water |  | 180 | Small Hot Water | Tier 1 | 17.5714 | 1 | 749 | 4.1611 | SCG SF Rebate | Tankless water heater | 8.4 | 0.82 |  | 0.82 | Tier 1 | Small |  | 35.1228
Rheem Water Heating | RTG-95DVN | Hot Water |  | 199.9 | Small Hot Water | Tier 1 | 17.51 | 1 | 1174 | 5.8729 | SCG SF Rebate | Tankless water heater | 9.3614 | 0.82 |  | 0.82 | Tier 1 | Small |  | 35
Rinnai | R75Lse | Hot Water |  | 180 | Small Hot Water | Tier 1 | 17.51 | 1 | 918 | 5.1 | SCG SF Rebate | Tankless water heater | 8.4295 | 0.82 | 0.82 | 0.82 | Tier 1 | Small |  | 35
Rinnai | R94Lse | Hot Water |  | 199 | Small Hot Water | Tier 1 | 17.51 | 1 | 1522 | 7.6482 | SCG SF Rebate | Tankless water heater | 9.3192 | 0.82 | 0.83 | 0.82 | Tier 1 | Small |  | 35
Rinnai | R94Lsi | Hot Water |  | 190 | Small Hot Water | Tier 1 | 17.51 | 1 | 1220 | 6.4211 | SCG SF Rebate | Tankless water heater | 8.8978 | 0.82 | 0.84 | 0.82 | Tier 1 | Small |  | 35
Rinnai | RL94E | Hot Water |  | 199 | Small Hot Water | Tier 1 | 17.51 | 1 | 1108 | 5.5678 | SCG SF Rebate | Tankless water heater | 9.3192 | 0.82 |  | 0.82 | Tier 1 | Small |  | 35
Rinnai | V53e | Hot Water |  | 120 | Small Hot Water | Tier 1 | 17.51 | 1 | 601.5 | 5.0125 | SCG SF Rebate | Tankless water heater | 5.6196 | 0.82 | 0.82 | 0.82 | Tier 1 | Small |  | 35
Takagi | T-D2OS | Hot Water |  | 199 | Small Hot Water | Tier 1 | 17.51 | 1 | 1096.5 | 5.5101 | SCG SF Rebate | Tankless water heater | 9.3192 | 0.82 |  | 0.82 | Tier 1 | Small |  | 35
Takagi | T-K3OS | Hot Water |  | 190 | Small Hot Water | Tier 1 | 17.51 | 1 | 875 | 4.6053 | SCG SF Rebate | Tankless water heater | 8.8978 | 0.82 |  | 0.82 | Tier 1 | Small |  | 35
Takagi | T-K4-IN | Hot Water |  | 190 | Small Hot Water | Tier 1 | 17.51 | 1 | 858 | 4.5158 | SCG SF Rebate | Tankless water heater | 8.8978 | 0.82 |  | 0.82 | Tier 1 | Small |  | 35
Takagi | T-K4OS | Hot Water |  | 190 | Small Hot Water | Tier 1 | 17.51 | 1 | 889.625 | 4.6822 | SCG SF Rebate | Tankless water heater | 8.8978 | 0.82 |  | 0.82 | Tier 1 | Small |  | 35
Bosch | GWH715ES | Hot Water |  | 199 | Small Hot Water | Tier 1 | 17.5713 | 1 | 1291.58 | 6.4904 | http://www.buyplumbingonline.com/ | Tankless water heater | 9.4 | 0.83 |  | 0.83 | Tier 1 | Small |  | 35.1225
Noritz | NR71-ODNG | Hot Water |  | 180 | Small Hot Water | Tier 1 | 17.7857 | 1 | 1051.38 | 5.841 | http://www.buyplumbingonline.com/ | Tankless water heater | 8.4 | 0.83 |  | 0.83 | Tier 1 | Small |  | 35.5511
Noritz | NR98-SV | Hot Water |  | 199.9 | Small Hot Water | Tier 1 | 17.51 | 1 | 1168 | 5.8429 | SCG SF Rebate | Tankless water heater | 9.4756 | 0.83 | 0.84 | 0.83 | Tier 1 | Small |  | 35
Takagi | T-KJr2-OS | Hot Water |  | 140 | Small Hot Water | Tier 1 | 17.51 | 1 | 638.5 | 4.5607 | SCG SF Rebate | Tankless water heater | 6.6362 | 0.83 |  | 0.83 | Tier 1 | Small |  | 35
Rinnai | R75Lsi | Hot Water |  | 180 | Small Hot Water | Tier 1 | 17.51 | 1 | 1067 | 5.9278 | SCG SF Rebate | Tankless water heater | 8.6351 |  | 0.84 | 0.84 | Tier 1 | Small |  | 35
Noritz | NRC111-SV | Hot Water |  | 199.9 | Small Hot Water | Tier 2 | 16.3882 | 1 | 1881 | 9.4097 | SCG SF Rebate | Tankless water heater | 11.1 | 0.91 | 0.93 | 0.91 | Tier 2 | Small |  | 32.7577
Noritz | NRC83-DV | Hot Water |  | 157 | Small Hot Water | Tier 2 | 17.2133 | 1 | 1214 | 7.7325 | SCG SF Rebate | Tankless water heater | 8.3 | 0.91 | 0.93 | 0.91 | Tier 2 | Small |  | 34.4068
Noritz | NRC98-DV | Hot Water |  | 180 | Small Hot Water | Tier 2 | 17.51 | 1 | 1410 | 7.8333 | SCG SF Rebate | Tankless water heater | 9.3547 | 0.91 | 0.93 | 0.91 | Tier 2 | Small |  | 35
Quietside | ODW-120A | Hot Water |  | 120 | Small Hot Water | Tier 2 | 17.6129 | 1 | 1145 | 9.5417 | SCG SF Rebate | Tankless water heater | 6.2 | 0.91 |  | 0.91 | Tier 2 | Small |  | 35.2057
Takagi | T-H2-DV | Hot Water |  | 199 | Small Hot Water | Tier 2 | 20.1211 | 1 | 1386 | 6.9648 | SCG SF Rebate | Tankless water heater | 9 | 0.91 |  | 0.91 | Tier 2 | Small |  | 40.2192
Noritz | NRC1111-DV | Hot Water |  | 199.9 | Small Hot Water | Tier 2 | 17.51 | 1 | 1560.5 | 7.8064 | SCG SF Rebate | Tankless water heater | 10.503 | 0.92 | 0.95 | 0.92 | Tier 2 | Small |  | 35
Quietside | ODW-180A | Hot Water |  | 180 | Small Hot Water | Tier 2 | 17.51 | 1 | 1496 | 8.3111 | SCG SF Rebate | Tankless water heater | 9.4575 | 0.92 |  | 0.92 | Tier 2 | Small |  | 35
Quietside | ODW-199A | Hot Water |  | 199 | Small Hot Water | Tier 2 | 17.51 | 1 | 1546 | 7.7688 | SCG SF Rebate | Tankless water heater | 10.4557 | 0.92 |  | 0.92 | Tier 2 | Small |  | 35
Rheem EcoSense | ECOH160XLN | Hot Water |  | 157 | Small Hot Water | Tier 2 | 17.1952 | 1 | 1294 | 8.242 | Home Depot, Pico Rivera | Tankless water heater | 8.4 | 0.92 |  | 0.92 | Tier 2 | Small |  | 34.3708
Rinnai | RC98HPE | Hot Water |  | 199.9 | Small Hot Water | Tier 2 | 18.9701 | 1 | 1268.5 | 6.3457 | SCG SF Rebate | Tankless water heater | 9.8 | 0.93 | 0.95 | 0.93 | Tier 2 | Small |  | 37.9185
Navien | NR-180-A | Hot Water |  | 150 | Small Hot Water | Tier 2 | 16.988 | 1 | 1338 | 8.92 | SCG SF Rebate | Tankless water heater | 8.3 | 0.94 | 0.98 | 0.94 | Tier 2 | Small |  | 33.9565
Navien | NR-210A | Hot Water |  | 180 | Small Hot Water | Tier 2 | 16.92 | 1 | 1496 | 8.3111 | SCG SF Rebate | Tankless water heater | 10 | 0.94 | 0.98 | 0.94 | Tier 2 | Small |  | 33.8207
Rheem EcoSense | ECOH160DVLN | Hot Water |  | 157 | Small Hot Water | Tier 2 | 17.569 | 1 | 1299 | 8.2739 | Home Depot, Pico Rivera | Tankless water heater | 8.4 | 0.94 |  | 0.94 | Tier 2 | Small |  | 35.118
Rheem EcoSense | ECOH160DVLN | Hot Water |  | 157 | Small Hot Water | Tier 2 | 17.569 | 1 | 1289 | 8.2102 | Home Depot, Pico Rivera | Tankless water heater | 8.4 | 0.94 |  | 0.94 | Tier 2 | Small |  | 35.118
Rheem EcoSense | ECOH200DVN | Hot Water |  | 199.9 | Small Hot Water | Tier 2 | 19.7796 | 1 | 1427 | 7.1386 | Home Depot, Pico Rivera | Tankless water heater | 9.5 | 0.94 |  | 0.94 | Tier 2 | Small |  | 39.5366
Rheem EcoSense | ECOH200XLN | Hot Water |  | 199.9 | Small Hot Water | Tier 2 | 19.7796 | 1 | 1413 | 7.0685 | Home Depot, Pico Rivera | Tankless water heater | 9.5 | 0.94 |  | 0.94 | Tier 2 | Small |  | 39.5366
Rheem Prestige Series | RTGH-95DVN | Hot Water |  | 199.9 | Small Hot Water | Tier 2 | 19.7796 | 1 | 1591.11 | 7.9595 | http://www.buyplumbingonline.com/ | Tankless water heater | 9.5 | 0.94 |  | 0.94 | Tier 2 | Small | 1624 | 39.5366
Rheem Water Heating | RTGH-84DVN | Hot Water |  | 157 | Small Hot Water | Tier 2 | 17.51 | 1 | 1125 | 7.1656 | SCG SF Rebate | Tankless water heater | 8.4283 | 0.94 | 0.94 | 0.94 | Tier 2 | Small |  | 35
Rheem Water Heating | RTGH-95DVN | Hot Water |  | 199.9 | Small Hot Water | Tier 2 | 17.51 | 1 | 1335 | 6.6783 | SCG SF Rebate | Tankless water heater | 10.7314 | 0.94 | 0.94 | 0.94 | Tier 2 | Small |  | 35
Rinnai | RC98I | Hot Water |  | 199 | Small Hot Water | Tier 2 | 17.51 | 1 | 1486 | 7.4673 | SCG SF Rebate | Tankless water heater | 10.683 | 0.94 |  | 0.94 | Tier 2 | Small |  | 35
Navien | NR-240A | Hot Water |  | 199 | Small Hot Water | Tier 2 | 17.1864 | 1 | 1796 | 9.0251 | SCG SF Rebate | Tankless water heater | 11 | 0.95 | 0.98 | 0.95 | Tier 2 | Small |  | 34.3531
Rinnai | RU98I | Hot Water |  | 199 | Small Hot Water | Tier 2 | 17.51 | 1 | 1384.5 | 6.9573 | SCG SF Rebate | Tankless water heater | 10.7967 | 0.95 |  | 0.95 | Tier 2 | Small |  | 35
Navien | NR-180 | Hot Water |  | 150 | Small Hot Water | Tier 2 | 17.3494 | 1 | 1338 | 8.92 | SCG SF Rebate | Tankless water heater | 8.3 | 0.96 | 0.98 | 0.96 | Tier 2 | Small |  | 34.679
Navien | NR-210 | Hot Water |  | 180 | Small Hot Water | Tier 2 | 17.46 | 1 | 1496 | 8.3111 | SCG SF Rebate | Tankless water heater | 10 | 0.97 | 0.98 | 0.97 | Tier 2 | Small |  | 34.9001
Navien | NR-240 | Hot Water |  | 199 | Small Hot Water | Tier 2 | 17.5482 | 1 | 1456 | 7.3166 | SCG SF Rebate | Tankless water heater | 11 | 0.97 | 0.98 | 0.97 | Tier 2 | Small |  | 35.0763
Rinnai | RC80iN | Hot Water |  | 157 | Small Hot Water | Tier 2 | 19.0362 | 1 | 1408.98 | 8.9744 | http://www.buyplumbingonline.com/ | Tankless water heater | 8 | 0.97 |  | 0.97 | Tier 2 | Small | 2141 | 38.0508
Model and data from SCG SF Rebate | [8 empty] | Median price of 2-6 quotes
| New | [7 empty] | Revised
120
199.9
Large were removed
Noritz | N-0841 MC | Hot Water |  | 200 | Small Hot Water | Tier 2 | 0.92 |  | 1656 | 8.28 | SCG Rebates | Tankless water heater |  |  |  | 0 | Baseline | Large
Noritz | NCC-199SV | Hot Water |  | 200 | Small Hot Water | Tier 2 | 0.91 |  | 1600 | 8 | SCG Rebates | Tankless water heater |  |  |  | 0 | Baseline | Large
Rinnai | Q205SN | Hot Water |  | 205 | Large Hot Water | Tier 2 | 0.97 | 0 | 4696 | 22.9073 |  | Tankless water heater |  |  | 0.97 | 0.97 | Tier 2 | Large
Bosch | Therm C 1210 ESC | Hot Water |  | 225 | Large Hot Water | Tier 2 | 0.94 | 0 | 2886 | 12.8267 | http://www.prowaterheatersupply.com/ | Tankless water heater | 12.1 |  | 0.94 | 0.94 | Tier 2 | Large
Takagi | TM32 | Hot Water |  | 240 | Large Hot Water | Tier 1 | 0.822 |  | 1546.8 | 6.445 | SCG Rebates | Tankless water heater |  |  |  | 0 | Baseline | Large
Takagi | TM32 | Hot Water |  | 240 | Large Hot Water | Tier 1 | 0.822 |  | 1700 | 7.0833 | SCG Rebates | Tankless water heater |  |  |  | 0 | Baseline | Large
Takagi | T-M32-NG | Hot Water |  | 240 | Large Hot Water | Tier 1 | 0.822 | 0 | 2578 | 10.7417 | HomePerfect.com | Tankless water heater | 9 |  | 0.822 | 0.822 | Tier 1 | Large
Noritz | NC0931M-DV | Hot Water |  | 250 | Large Hot Water | Tier 1 | 0.84 |  | 1790 | 7.16 | SCG Rebates | Tankless water heater |  |  |  | 0 | Baseline | Large
Noritz | NC250 DV | Hot Water |  | 250 | Large Hot Water | Tier 1 | 0.84 |  | 1790 | 7.16 | SCG Rebates | Tankless water heater |  |  |  | 0 | Baseline | Large
Noritz | NC250-SV-ASME | Hot Water |  | 250 | Large Hot Water | Tier 1 | 0.84 | 0 | 2420.88 | 9.6835 | http://www.buyplumbingonline.com/ | Tankless water heater | 9.3 |  | 0.84 | 0.84 | Tier 1 | Large | 3359
Noritz | NC250-SV-ASME | Hot Water |  | 250 | Large Hot Water | Tier 1 | 0.84 |  | 1628.95 | 6.5158 | SCG Rebates | Tankless water heater |  |  |  | 0 | Baseline | Large
Noritz | NC380-SV-ASME-NG | Hot Water |  | 380 | Large Hot Water | Tier 1 | 0.84 | 0 | 4425.51 | 11.6461 | http://www.buyplumbingonline.com/ | Tankless water heater | 13.2 |  | 0.84 | 0.84 | Tier 1 | Large | 5249
Takagi | T-M50 NG | Hot Water |  | 380 | Large Hot Water | Tier 1 | 0.802 | 0 | 3230 | 8.5 | WAM HomeCEnter via Amazon | Tankless water heater | 14.5 |  | 0.802 | 0.802 | Tier 1 | Large
Rheem | RTGH-95DVN |  |  |  |  | Baseline
Navien | NR-210 | Hot Water |  | 180 | Small Hot Water | Tier 2 | #VALUE! | 1 | 1490.88 | 8.2827 | http://www.buyplumbingonline.com/ | Tankless water heater | 10 | 0.97 |  | 0.97 | Tier 2 | Small |  | #VALUE!
Navien | NR-240A | Hot Water |  | 199 | Small Hot Water | Tier 2 | #VALUE! | 1 | 1568 | 7.8794 | tonsofdeal.com | Tankless water heater | 11 | 0.97 |  | 0.97 | Tier 2 | Small | 2625 | #VALUE!
Takagi | T-H2-DV | Hot Water |  | 199 | Small Hot Water | Tier 2 | #VALUE! | 1 | 1693 | 8.5075 | SCG Residential Rebates | Tankless water heater | 9 | 0.91 |  | 0.91 | Tier 2 | Small |  | #VALUE!
Rinnai | RC98HPE | Hot Water |  | 199.9 | Small Hot Water | Tier 2 | #VALUE! | 1 | 1056 | 5.2826 | SCG Residential Rebates | Tankless water heater | 9.8 | 0.93 |  | 0.93 | Tier 2 | Small |  | #VALUE!
Rheem Water Heating | RTG-84DVN | Hot Water |  | 180 | Small Hot Water | Tier 1 | #VALUE! | 1 | 829.38 | 4.6077 | http://www.buyplumbingonline.com/ | Tankless water heater | 8.4 | 0.82 |  | 0.82 | Tier 1 | Small | 1240 | #VALUE!
Noritz | NRC111-SV | Hot Water |  | 199.9 | Small Hot Water | Tier 2 | #VALUE! | 1 | 1550 | 7.7539 |  | Tankless water heater | 11.1 | 0.91 |  | 0.91 | Tier 2 | Small |  | #VALUE!
Note on N2: 35 F temp rise
Note on P83: AFUE rated for heating
Note on N95: 45 F rise

## 2012 Res IWH Pivot Table
Column Labels
Row Labels | Tier 1 | Tier 2 | Grand Total
Small
Average of Offered Price with shipping | 987.6055 | 1418.4458 | 1152.3385
Average of Unit Cost, $/kBtuh | 5.5141 | 7.9482 | 6.4448
Count of Model | 42 | 26 | 68
Average of Energy Factor | 0.82024 | 0.93577 | 0.86507
Total Average of Offered Price with shipping | 987.6055 | 1418.4458 | 1152.3385
Total Average of Unit Cost, $/kBtuh | 5.5141 | 7.9482 | 6.4448
Total Count of Model | 42 | 26 | 68
Total Average of Energy Factor | 0.82024 | 0.93577 | 0.86507

## 2012 Res SWH Database
Manufacturer | Series | Model | Storage Capacity | Input Factor, kBtuh | Energy Factor | Thermal Efficiency | Efficiency | Effic Class | Size Bin | List Price | Offered Price with shipping | Unit Cost, $/kBtuh | Source
Bradford White | Eco-Defender | U440T*FRN | 40 | 40 | 0.62 |  | 62% | Base | Small |  | 504 | 12.6 | SCG Rebate
Envirotemp | 3-year | UG1A4040T3NV | 40 | 40 | 0.59 |  | 59% | Base | Small |  | 399 | 9.975 | Lowes
General Electric | 6-year | GG28T06AXK00 | 28 | 30 | 0.62 |  | 62% | Base | Small |  | 384 | 12.8 | Home Depot
General Electric | 12-year | GG38T06AXK00 | 38 | 38 | 0.6 |  | 60% | Base | Small |  | 383 | 10.0789 | Home Depot
General Electric | 6-year | GG40T06AVG01 | 40 | 36 | 0.59 |  | 59% | Base | Small |  | 364 | 10.1111 | Home Depot
General Electric | 6-year | GG40T06TXK00 | 40 | 38 | 0.62 |  | 62% | Base | Small |  | 468 | 12.3158 | Home Depot
General Electric | 6-year | GG48T06AXK00 | 48 | 40 | 0.58 |  | 58% | Base | Small |  | 477 | 11.925 | Home Depot
General Electric | 6-year | GG50T06AVH00 | 50 | 38 | 0.58 |  | 58% | Base | Small |  | 419 | 11.0263 | Home Depot
General Electric | 6-year | GG50T06TXK00 | 50 | 36 | 0.62 |  | 62% | Base | Small |  | 693.76 | 19.2711 | Home Depot
General Electric | 9-year | PG38T09AXK00 | 38 | 38 | 0.6 |  | 60% | Base | Small |  | 483 | 12.7105 | Home Depot
General Electric | 9-year | PG48T09AXK00 | 48 | 40 | 0.58 |  | 58% | Base | Small |  | 568 | 14.2 | Home Depot
General Electric | 12-year | SG40T12AVG | 40 | 40 | 0.62 |  | 62% | Base | Small |  | 538 | 13.45 | Home Depot
General Electric | 12-year | SG40T12TXK00 | 40 | 38 | 0.64 |  | 64% | Base | Small |  | 558 | 14.6842 | Home Depot
General Electric | 12-year | SG50T12AVG | 50 | 40 | 0.62 |  | 62% | Base | Small |  | 578 | 14.45 | Home Depot
General Electric | 12-year | SG50T12TXK00 | 50 | 36 | 0.62 |  | 62% | Base | Small |  | 648 | 18 | Home Depot
General Electric | 12-year | SG60T12YXS10 | 60 | 45 | 0.56 |  | 56% | Base | Small |  | 732 | 16.2667 | Home Depot
Rheem |  | 22V50F1 | 50 | 38 | 0.58 |  | 58% | Base | Small | 504 | 344.48 | 9.0653 | http://www.buyplumbingonline.com/
Rheem | Fury High Efficiency | 2VR5040F | 50 | 40 | 0.62 |  | 62% | Base | Small | 1304 | 432.82 | 10.8205 | http://www.buyplumbingonline.com/
Rheem | Fury High Efficiency | 42VR4040F | 40 | 40 | 0.62 |  | 62% | Base | Small | 1268 | 392.79 | 9.8198 | http://www.buyplumbingonline.com/
Rheem |  | GG28T36AXK00 | 30 | 30 | 0.62 |  | 62% | Base | Small |  | 433 | 14.4333 | SCG Rebate
U.S. | Craftsmaster | BFG1F4040T3NOV | 40 | 40 | 0.59 |  | 59% | Base | Small |  | 406.29 | 10.1573 | Lowes
Whirlpool | 6th Sense, 6-year | NU30T61-303 | 30 | 30 | 0.61 |  | 61% | Base | Small |  | 398 | 13.2667 | Lowes
Whirlpool | 6th Sense, 12-year | NU40T121-403 | 40 | 40 | 0.59 |  | 59% | Base | Small |  | 558 | 13.95 | Lowes
Whirlpool | 6th Sense, 6-year | NU40T61-403 | 40 | 40 | 0.59 |  | 59% | Base | Small |  | 398 | 9.95 | Lowes
Whirlpool | 6th Sense, 6-year | NU40T62-403 | 40 | 40 | 0.62 |  | 62% | Base | Small |  | 469 | 11.725 | Lowes
Whirlpool | 6th Sense, 12-year | NU50T121-403 | 50 | 40 | 0.58 |  | 58% | Base | Small |  | 708 | 17.7 | Lowes
Whirlpool | 6th Sense, 6-year | NU50T61-403 | 50 | 40 | 0.58 |  | 58% | Base | Small |  | 488 | 12.2 | Lowes
Whirlpool | 6th Sense, 9-year | NU50T91-403 | 50 | 40 | 0.58 |  | 58% | Base | Small |  | 568 | 14.2 | Lowes
AO Smith |  | GAHH-50-100 | 40 | 40 | 0.7 |  | 70% | High Eff. | Small |  | 875 | 21.875 | SCG Rebate
General Electric |  | G50S06TVT | 50 | 40 | 0.67 |  | 67% | High Eff. | Small |  | 697 | 17.425 | Home Depot
General Electric |  | GG40S06TVT | 40 | 40 | 0.69 |  | 69% | High Eff. | Small |  | 648 | 16.2 | Home Depot
General Electric |  | GG40T06TXT | 40 | 36 | 0.67 |  | 67% | High Eff. | Small |  | 757 | 21.0278 | Home Depot
General Electric |  | GG50T06TXT | 50 | 36 | 0.67 |  | 67% | High Eff. | Small |  | 798 | 22.1667 | Home Depot
|  | New | [8 empty] | Revised
28
60
Large were removed
Manufacturer | Series | Model | Storage Capacity | Input Factor, kBtuh | Energy Factor | Thermal Efficiency | Efficiency | Effic Class | Size Bin | List Price | Offered Price with shipping | Unit Cost, $/kBtuh | Source
Lochinvar |  | SNR200-100 | 93 | 200 |  | 98% | 98% | Tier 2 Eff. | Large |  | 18537 | 92.685 | SCG Rebate
American Water Heater |  | D-763-65-ASME | 75 | 365 |  | 76% | 76% | Base | Large |  | 5000 | 13.6986 | http://www.buyplumbingonline.com/
American Water Heater |  | ADCG3-75T300-7NH | 75 | 305 |  | 80% | 80% | Base | Large | 10458.84 | 6957.21 | 22.8105 | http://www.buyplumbingonline.com/
American Standard |  | ND80-512-ASME | 80 | 512 |  | 83% | 83% | Tier 1 Eff. | Large |  | 7886.2 | 15.4027 | http://www.myplumbingstuff.com/
American Water Heater |  | BCG3-85T310-6NOX | 85 | 310 |  | 82% | 82% | Base | Large |  | 2717.895 | 8.7674 | SCG Rebate
American Standard |  | ND100-270-AS | 100 | 270 |  | 82% | 82% | Base | Large |  | 2400 | 8.8889 | SCG Rebate
American Standard |  | ND100-199AS | 100 | 200 |  | 82% | 82% | Base | Large |  | 2720 | 13.6 | SCG Rebate
American Water Heater |  | BCG3-100T199-6N | 100 | 199 |  | 80% | 80% | Base | Large |  | 3442.69 | 17.2999 | http://www.buyplumbingonline.com/
AO Smith |  | BTH-199 | 100 | 200 |  | 93.3% | 93.3% | Tier 2 Eff. | Large |  | 4473 | 22.365 | SCG Rebate
American Water Heater |  | HCG3-100T199-3N | 100 | 199 |  | 95% | 95% | Tier 2 Eff. | Large |  | 4701.69 | 23.6266 | http://www.buyplumbingonline.com/
American Water Heater |  | HCG3-100T160-3N | 100 | 150 |  | 95% | 95% | Tier 2 Eff. | Large |  | 4589.89 | 30.5993 | http://www.buyplumbingonline.com/
Rheem | Spider-fire | NG GHE100-250A | 100 | 250 |  | 95% | 95% | Tier 2 Eff. | Large |  | 8770.68 | 35.0827 | http://www.buyplumbingonline.com/
Hot Water Product |  | PH199-119 | 119 | 199 |  | 96% | 96% | Tier 2 Eff. | Large |  | 4900 | 24.6231 | SCG Rebate
Hot Water Product |  | PH199-119 | 119 | 199 |  | 96% | 96% | Tier 2 Eff. | Large |  | 5064 | 25.4472 | SCG Rebate
Rheem |  | HE119199 | 119 | 199 |  | 95% | 95% | Tier 2 Eff. | Large |  | 6998.12 | 35.1664 | http://www.buyplumbingonline.com/
Rheem |  | HE119-160 | 119 | 160 |  | 95% | 95% | Tier 2 Eff. | Large | 6795 | 5653.49 | 35.3343 | http://www.buyplumbingonline.com/
Lochinvar |  | SNA 500-124 | 124 | 500 |  | 96% | 96% | Tier 2 Eff. | Large |  | 10678 | 21.356 | SCG Rebate
Lochinvar |  | SNA285-125 | 125 | 285 |  | 96% | 96% | Tier 2 Eff. | Large |  | 7550 | 26.4912 | SCG Rebate
American Water Heater |  | AHCG3-130T400- | 130 | 399.9 |  | 95% | 95% | Tier 2 Eff. | Large |  | 8814.39 | 22.0415 | http://www.buyplumbingonline.com/
American Water Heater |  | AHCG3-130T300-3N | 130 | 300 |  | 95% | 95% | Tier 2 Eff. | Large |  | 7657.32 | 25.5244 | http://www.buyplumbingonline.com/

## 2012 Res SWH Pivot Table
Column Labels
Row Labels | Base | High Eff. | Grand Total
Small
Average of Offered Price with shipping | 492.6121 | 755 | 532.3679
Average of Unit Cost, $/kBtuh | 12.8983 | 19.7389 | 13.9348
Average of Efficiency | 0.60143 | 0.68 | 0.61333
Average of Storage Capacity | 43.2143 | 44 | 43.3333
Count of Model | 28 | 5 | 33
Total Average of Offered Price with shipping | 492.6121 | 755 | 532.3679
Total Average of Unit Cost, $/kBtuh | 12.8983 | 19.7389 | 13.9348
Total Average of Efficiency | 0.60143 | 0.68 | 0.61333
Total Average of Storage Capacity | 43.2143 | 44 | 43.3333
Total Count of Model | 28 | 5 | 33

## 2012 Com IWH Database
Manufacturer | Model | Type | Ignition | Input Factor, kBtuh | Category | Efficiency Class | Efficiency | EF (Y/N) | Offered Price with shipping | Unit Cost, $/kBtuh | Source | Comments | Capacity GPM, 35 F temp rise | Energy Factor | Thermal Efficiency | Efficiency2 | Measure | Size Bin | List Price | Offered Price with shipping | Unit Cost, $/kBtuh | Unit Cost, $/kBtuh
Deleted | Deleted | Hot Water |  | 200 | Large Hot Water | Tier 2 | 0.92 |  | 1656 | 8.28 | SCG Rebates | Tankless water heater |  |  |  | 0 | Baseline | Large |  | 1673.1071 | 7.2349 | 7
Deleted | Deleted | Hot Water |  | 250 | Large Hot Water | Tier 1 | 0.84 |  | 1790 | 7.16 | SCG Rebates | Tankless water heater |  |  |  | 0 | Baseline | Large
Deleted | Deleted | Hot Water |  | 250 | Large Hot Water | Tier 1 | 0.84 |  | 1790 | 7.16 | SCG Rebates | Tankless water heater |  |  |  | 0 | Baseline | Large
Deleted | Deleted | Hot Water |  | 250 | Large Hot Water | Tier 1 | 0.84 |  | 1628.95 | 6.5158 | SCG Rebates | Tankless water heater |  |  |  | 0 | Baseline | Large
Deleted | Deleted | Hot Water |  | 200 | Large Hot Water | Tier 2 | 0.91 |  | 1600 | 8 | SCG Rebates | Tankless water heater |  |  |  | 0 | Baseline | Large
Deleted | Deleted | Hot Water |  | 240 | Large Hot Water | Tier 1 | 0.822 |  | 1546.8 | 6.445 | SCG Rebates | Tankless water heater |  |  |  | 0 | Baseline | Large
Deleted | Deleted | Hot Water |  | 240 | Large Hot Water | Tier 1 | 0.822 |  | 1700 | 7.0833 | SCG Rebates | Tankless water heater |  |  |  | 0 | Baseline | Large
Deleted | Deleted | Hot Water |  | 250 | Large Hot Water | Tier 1 | 0.84 | 0 | 2420.88 | 9.6835 | http://www.buyplumbingonline.com/ | Tankless water heater | 9.3 |  | 0.84 | 0.84 | Tier 1 | Large | 3359 | 3163.5975 | 10.1428 | 4
Deleted | Deleted | Hot Water |  | 380 | Large Hot Water | Tier 1 | 0.84 | 0 | 4425.51 | 11.6461 | http://www.buyplumbingonline.com/ | Tankless water heater | 13.2 |  | 0.84 | 0.84 | Tier 1 | Large | 5249
Deleted | Deleted | Hot Water |  | 240 | Large Hot Water | Tier 1 | 0.822 | 0 | 2578 | 10.7417 | HomePerfect.com | Tankless water heater | 9 |  | 0.822 | 0.822 | Tier 1 | Large
Deleted | Deleted | Hot Water |  | 380 | Large Hot Water | Tier 1 | 0.802 | 0 | 3230 | 8.5 | WAM HomeCEnter via Amazon | Tankless water heater | 14.5 |  | 0.802 | 0.802 | Tier 1 | Large
Deleted | Deleted | Hot Water |  | 205 | Large Hot Water | Tier 2 | 0.97 | 0 | 4696 | 22.9073 |  | Tankless water heater |  |  | 0.97 | 0.97 | Tier 2 | Large |  | 3791 | 17.867 | 2
Deleted | Deleted | Hot Water |  | 225 | Large Hot Water | Tier 2 | 0.94 | 0 | 2886 | 12.8267 | http://www.prowaterheatersupply.com/ | Tankless water heater | 12.1 |  | 0.94 | 0.94 | Tier 2 | Large
Deleted | Deleted | Hot Water |  | 199 | Small Hot Water | Tier 1 | 0.82 |  | 1300 | 6.5327 | SCG Rebates | Tankless water heater |  |  |  | 0 | Baseline | Small |  | 1223.0239 | 6.1865 | 18
Deleted | Deleted | Hot Water |  | 180 | Small Hot Water | Tier 1 | 0.82 |  | 800 | 4.4444 | SCG Rebates | Tankless water heater |  |  |  | 0 | Baseline | Small
Deleted | Deleted | Hot Water |  | 199.9 | Small Hot Water | Tier 1 | 0.82 |  | 1178 | 5.8929 | SCG Rebates | Tankless water heater |  |  |  | 0 | Baseline | Small
Deleted | Deleted | Hot Water |  | 199 | Small Hot Water | Tier 2 | 0.92 |  | 1554.29 | 7.8105 | SCG Rebates | Tankless water heater |  |  |  | 0 | Baseline | Small
Deleted | Deleted | Hot Water |  | 199 | Small Hot Water | Tier 1 | 0.83 |  | 1650 | 8.2915 | SCG Rebates | Tankless water heater |  |  |  | 0 | Baseline | Small
Deleted | Deleted | Hot Water |  | 199.9 | Small Hot Water | Tier 1 | 0.82 |  | 1625 | 8.1291 | SCG Rebates | Tankless water heater |  |  |  | 0 | Baseline | Small
Deleted | Deleted | Hot Water |  | 199.9 | Small Hot Water | Tier 2 | 0.93 |  | 1500 | 7.5038 | SCG Rebates | Tankless water heater |  |  |  | 0 | Baseline | Small
Deleted | Deleted | Hot Water |  | 199.9 | Small Hot Water | Tier 1 | 0.84 |  | 836.15 | 4.1828 | SCG Rebates | Tankless water heater |  |  |  | 0 | Baseline | Small
Deleted | Deleted | Hot Water |  | 199 | Small Hot Water | Tier 1 | 0.83 |  | 900 | 4.5226 | SCG Rebates | Tankless water heater |  |  |  | 0 | Baseline | Small
Deleted | Deleted | Hot Water |  | 180 | Small Hot Water | Tier 1 | 0.82 |  | 800 | 4.4444 | SCG Rebates | Tankless water heater |  |  |  | 0 | Baseline | Small
Deleted | Deleted | Hot Water |  | 199 | Small Hot Water | Tier 1 | 0.82 |  | 1300 | 6.5327 | SCG Rebates | Tankless water heater |  |  |  | 0 | Baseline | Small
Deleted | Deleted | Hot Water |  | 199 | Small Hot Water | Tier 1 | 0.84 |  | 1232 | 6.191 | SCG Rebates | Tankless water heater |  |  |  | 0 | Baseline | Small
Deleted | Deleted | Hot Water |  | 199 | Small Hot Water | Tier 1 | 0.82 |  | 1721 | 8.6482 | SCG Rebates | Tankless water heater |  |  |  | 0 | Baseline | Small
Deleted | Deleted | Hot Water |  | 199 | Small Hot Water | Tier 1 | 0.84 |  | 768 | 3.8593 | SCG Rebates | Tankless water heater |  |  |  | 0 | Baseline | Small
Deleted | Deleted | Hot Water |  | 199 | Small Hot Water | Tier 1 | 0.84 |  | 1500 | 7.5377 | SCG Rebates | Tankless water heater |  |  |  | 0 | Baseline | Small
Deleted | Deleted | Hot Water |  | 199 | Small Hot Water | Tier 1 | 0.83 |  | 949.99 | 4.7738 | SCG Rebates | Tankless water heater |  |  |  | 0 | Baseline | Small
Deleted | Deleted | Hot Water |  | 199 | Small Hot Water | Tier 1 | 0.83 |  | 1100 | 5.5276 | SCG Rebates | Tankless water heater |  |  |  | 0 | Baseline | Small
Deleted | Deleted | Hot Water |  | 199 | Small Hot Water | Tier 1 | 0.85 |  | 1300 | 6.5327 | SCG Rebates | Tankless water heater |  |  |  | 0 | Baseline | Small
Deleted | Deleted | Hot Water |  | 135 | Small Hot Water | Tier 1 | 0.8 | 1 | 456 | 3.3778 |  | Tankless water heater | 6.3 | 0.84 |  | 0.84 | Tier 1 | Small | 640 | 895.72 | 5.0479 | 10
Deleted | Deleted | Hot Water |  | 180 | Small Hot Water | Tier 1 | 0.82 | 1 | 798 | 4.4333 | Home Depot, Pico Rivera | Tankless water heater | 8.4 | 0.82 |  | 0.82 | Tier 1 | Small
Deleted | Deleted | Hot Water |  | 199.9 | Small Hot Water | Tier 1 | 0.82 | 1 | 1199 | 5.998 | Home Depot, Pico Rivera | Tankless water heater | 9.5 | 0.82 |  | 0.82 | Tier 1 | Small
Deleted | Deleted | Hot Water |  | 199 | Small Hot Water | Tier 1 | 0.83 | 1 | 1291.58 | 6.4904 | http://www.buyplumbingonline.com/ | Tankless water heater | 9.4 |  | 0.83 | 0.83 | Tier 1 | Small
Deleted | Deleted | Hot Water |  | 180 | Small Hot Water | Tier 1 | 0.82 | 1 | 995 | 5.5278 | Lowes, Pico Rivera | Tankless water heater |  | 0.82 |  | 0.82 | Tier 1 | Small
Deleted | Deleted | Hot Water |  | 180 | Small Hot Water | Tier 1 | 0.83 | 1 | 1051.38 | 5.841 | http://www.buyplumbingonline.com/ | Tankless water heater | 8.4 | 0.83 |  | 0.83 | Tier 1 | Small
Deleted | Deleted | Hot Water |  | 150 | Small Hot Water | Tier 1 | 0.82 | 1 | 617 | 4.1133 | http://www.tanklessking.com/ | Tankless water heater | 6.4 | 0.82 |  | 0.82 | Tier 1 | Small | 977
Deleted | Deleted | Hot Water |  | 180 | Small Hot Water | Tier 1 | 0.82 | 1 | 829.38 | 4.6077 | http://www.buyplumbingonline.com/ | Tankless water heater | 8.4 | 0.82 |  | 0.82 | Tier 1 | Small | 1240
Deleted | Deleted | Hot Water |  | 199 | Small Hot Water | Tier 1 | 0.82 | 1 | 1036.37 | 5.2079 | http://www.buyplumbingonline.com/ | Tankless water heater | 9.5 | 0.82 |  | 0.82 | Tier 1 | Small | 2012
Deleted | Deleted | Hot Water |  | 140 | Small Hot Water | Tier 1 | 0.81 | 1 | 683.49 | 4.8821 | http://www.buyplumbingonline.com/ | Tankless water heater | 6.6 | 0.81 |  | 0.81 | Tier 1 | Small
Deleted | Deleted | Hot Water |  | 199.9 | Small Hot Water | Tier 2 | 0.94 | 1 | 1427 | 7.1386 | Home Depot, Pico Rivera | Tankless water heater | 9.5 | 0.94 |  | 0.94 | Tier 2 | Small |  | 1438.0283 | 8.2921 | 6
Deleted | Deleted | Hot Water |  | 180 | Small Hot Water | Tier 2 | 0.97 | 1 | 1490.88 | 8.2827 | http://www.buyplumbingonline.com/ | Tankless water heater | 10 | 0.97 |  | 0.97 | Tier 2 | Small
Deleted | Deleted | Hot Water |  | 199 | Small Hot Water | Tier 2 | 0.97 | 1 | 1568 | 7.8794 | tonsofdeal.com | Tankless water heater | 11 | 0.97 |  | 0.97 | Tier 2 | Small | 2625
Deleted | Deleted | Hot Water |  | 120 | Small Hot Water | Tier 2 | 0.91 | 1 | 1142.2 | 9.5183 | http://www.buyplumbingonline.com/ | Tankless water heater | 4.8 | 0.91 |  | 0.91 | Tier 2 | Small
Deleted | Deleted | Hot Water |  | 157 | Small Hot Water | Tier 2 | 0.97 | 1 | 1408.98 | 8.9744 | http://www.buyplumbingonline.com/ | Tankless water heater |  |  | 0.97 | 0.97 | Tier 2 | Small | 2141
Deleted | Deleted | Hot Water |  | 199.9 | Small Hot Water | Tier 2 | 0.94 | 1 | 1591.11 | 7.9595 | http://www.buyplumbingonline.com/ | Tankless water heater | 9.5 | 0.94 |  | 0.94 | Tier 2 | Small | 1624
Note on P13: AFUE rated for heating
Note on N33: 35 F temp rise
Note on N44: 45 F rise

## 2012 Com IWH Pivot Table
Efficiency Class
Category | Data | Tier 1 | Tier 2 | Grand Total
Large Hot Water | Average of Offered Price with shipping | 2345.5711 | 2709.5 | 2457.5492
| Average of Unit Cost, $/kBtuh | 8.3262 | 13.0035 | 9.7653
| Count of Model | 9 | 4 | 13
Small Hot Water | Average of Offered Price with shipping | 1073.7438 | 1460.3075 | 1164.7
| Average of Unit Cost, $/kBtuh | 5.6355 | 8.1334 | 6.2232
| Count of Model | 26 | 8 | 34
Total Average of Offered Price with shipping |  | 1400.7851 | 1876.705 | 1522.2966
Total Average of Unit Cost, $/kBtuh |  | 6.3274 | 9.7568 | 7.203
Total Count of Model |  | 35 | 12 | 47 | 69
Column Labels
Row Labels | Tier 1 | Tier 2 | Grand Total
Large
Average of Offered Price with shipping | 2345.5711 | 2709.5 | 2457.5492
Average of Unit Cost, $/kBtuh | 8.3262 | 13.0035 | 9.7653
Count of Model | 9 | 4 | 13
Small
Average of Offered Price with shipping | 1073.7438 | 1460.3075 | 1164.7
Average of Unit Cost, $/kBtuh | 5.6355 | 8.1334 | 6.2232
Count of Model | 26 | 8 | 34
Total Average of Offered Price with shipping | 1400.7851 | 1876.705 | 1522.2966
Total Average of Unit Cost, $/kBtuh | 6.3274 | 9.7568 | 7.203
Total Count of Model | 35 | 12 | 47

## 2012 Com SWH Database
Manufacturer | Series | Model | Storage Capacity | Input Factor, kBtuh | Energy Factor | Thermal Efficiency | Efficiency | Effic Class | Size Bin | List Price | Offered Price with shipping | Unit Cost, $/kBtuh | Source
Deleted | Deleted | BCG3-85T310-6NOX | 85 | 310 |  | 82% | 82% | Base | Large |  | 2717.895 | 8.7674 | SCG Rebate
Deleted | Deleted | ND100-270-AS | 100 | 270 |  | 82% | 82% | Base | Large |  | 2400 | 8.8889 | SCG Rebate
Deleted | Deleted | 22V50F1 | 50 | 38 | 0.58 |  | 58% | Base | Small | 504 | 344.48 | 9.0653 | http://www.buyplumbingonline.com/
Deleted | Deleted | 42VR4040F | 40 | 40 | 0.62 |  | 62% | Base | Small | 1268 | 392.79 | 9.8198 | http://www.buyplumbingonline.com/
Deleted | Deleted | UG1A4040T3NV | 40 | 40 | 0.59 |  | 59% | Base | Small |  | 399 | 9.975 | Lowes
Deleted | Deleted | GG40T06AVG01 | 40 | 36 | 0.59 |  | 59% | Base | Small |  | 364 | 10.1111 | Home Depot
Deleted | Deleted | GG50T06AVH00 | 50 | 38 | 0.58 |  | 58% | Base | Small |  | 398 | 10.4737 | Home Depot
Deleted | Deleted | NU40T61-403 | 40 | 40 | 0.59 |  | 59% | Base | Small |  | 419 | 10.475 | Lowes
Deleted | Deleted | 2VR5040F | 50 | 40 | 0.62 |  | 62% | Base | Small | 1304 | 432.82 | 10.8205 | http://www.buyplumbingonline.com/
Deleted | Deleted | NU50T61-403 | 50 | 40 | 0.58 |  | 58% | Base | Small |  | 477 | 11.925 | Lowes
Deleted | Deleted | U440T*FRN | 40 | 40 | 0.62 |  | 62% | Base | Small |  | 504 | 12.6 | SCG Rebate
Deleted | Deleted | NU30T61-303 | 30 | 30 | 0.61 |  | 61% | Base | Small |  | 397 | 13.2333 | Lowes
Deleted | Deleted | SG40T12AVG | 40 | 40 | 0.62 |  | 62% | Base | Small |  | 538 | 13.45 | Home Depot
Deleted | Deleted | ND100-199AS | 100 | 200 |  | 82% | 82% | Base | Large |  | 2720 | 13.6 | SCG Rebate
Deleted | Deleted | D-763-65-ASME | 75 | 365 |  | 76% | 76% | Base | Large |  | 5000 | 13.6986 | http://www.buyplumbingonline.com/
Deleted | Deleted | GG28T36AXK00 | 30 | 30 | 0.62 |  | 62% | Base | Small |  | 433 | 14.4333 | SCG Rebate
Deleted | Deleted | SG50T12AVG | 50 | 40 | 0.62 |  | 62% | Base | Small |  | 578 | 14.45 | Home Depot
Deleted | Deleted | NU50T91-403 | 50 | 40 | 0.58 |  | 58% | Base | Small |  | 605 | 15.125 | Lowes
Deleted | Deleted | ND80-512-ASME | 80 | 512 |  | 83% | 83% | Tier 1 Eff. | Large |  | 7886.2 | 15.4027 | http://www.myplumbingstuff.com/
Deleted | Deleted | GG40S06TVT | 40 | 40 | 0.69 |  | 69% | High Eff. | Small |  | 648 | 16.2 | Home Depot
Deleted | Deleted | NU40T121-403 | 40 | 40 | 0.59 |  | 59% | Base | Small |  | 668 | 16.7 | Lowes
Deleted | Deleted | BCG3-100T199-6N | 100 | 199 |  | 80% | 80% | Base | Large |  | 3442.69 | 17.2999 | http://www.buyplumbingonline.com/
Deleted | Deleted | G50S06TVT | 50 | 40 | 0.67 |  | 67% | High Eff. | Small |  | 697 | 17.425 | Home Depot
Deleted | Deleted | NU50T121-403 | 50 | 40 | 0.58 |  | 58% | Base | Small |  | 708 | 17.7 | Lowes
Deleted | Deleted | GG40T06TXT | 40 | 36 | 0.67 |  | 67% | High Eff. | Small |  | 757 | 21.0278 | Home Depot
Deleted | Deleted | SNA 500-124 | 124 | 500 |  | 96% | 96% | Tier 2 Eff. | Large |  | 10678 | 21.356 | SCG Rebate
Deleted | Deleted | GAHH-50-100 | 40 | 40 | 0.7 |  | 70% | High Eff. | Small |  | 875 | 21.875 | SCG Rebate
Deleted | Deleted | AHCG3-130T400- | 130 | 399.9 |  | 95% | 95% | Tier 2 Eff. | Large |  | 8814.39 | 22.0415 | http://www.buyplumbingonline.com/
Deleted | Deleted | GG50T06TXT | 50 | 36 | 0.67 |  | 67% | High Eff. | Small |  | 798 | 22.1667 | Home Depot
Deleted | Deleted | BTH-199 | 100 | 200 |  | 93.3% | 93.3% | Tier 2 Eff. | Large |  | 4473 | 22.365 | SCG Rebate
Deleted | Deleted | ADCG3-75T300-7NH | 75 | 305 |  | 80% | 80% | Base | Large | 10458.84 | 6957.21 | 22.8105 | http://www.buyplumbingonline.com/
Deleted | Deleted | HCG3-100T199-3N | 100 | 199 |  | 95% | 95% | Tier 2 Eff. | Large |  | 4701.69 | 23.6266 | http://www.buyplumbingonline.com/
Deleted | Deleted | PH199-119 | 119 | 199 |  | 96% | 96% | Tier 2 Eff. | Large |  | 4900 | 24.6231 | SCG Rebate
Deleted | Deleted | PH199-119 | 119 | 199 |  | 96% | 96% | Tier 2 Eff. | Large |  | 5064 | 25.4472 | SCG Rebate
Deleted | Deleted | AHCG3-130T300-3N | 130 | 300 |  | 95% | 95% | Tier 2 Eff. | Large |  | 7657.32 | 25.5244 | http://www.buyplumbingonline.com/
Deleted | Deleted | SNA285-125 | 125 | 285 |  | 96% | 96% | Tier 2 Eff. | Large |  | 7550 | 26.4912 | SCG Rebate
Deleted | Deleted | HCG3-100T160-3N | 100 | 150 |  | 95% | 95% | Tier 2 Eff. | Large |  | 4589.89 | 30.5993 | http://www.buyplumbingonline.com/
Deleted | Deleted | NG GHE100-250A | 100 | 250 |  | 95% | 95% | Tier 2 Eff. | Large |  | 8770.68 | 35.0827 | http://www.buyplumbingonline.com/
Deleted | Deleted | HE119199 | 119 | 199 |  | 95% | 95% | Tier 2 Eff. | Large |  | 6998.12 | 35.1664 | http://www.buyplumbingonline.com/
Deleted | Deleted | HE119-160 | 119 | 160 |  | 95% | 95% | Tier 2 Eff. | Large | 6795 | 5653.49 | 35.3343 | http://www.buyplumbingonline.com/
Chan removed this one
Manufacturer | Series | Model | Storage Capacity | Input Factor, kBtuh | Energy Factor | Thermal Efficiency | Efficiency | Effic Class | Size Bin | List Price | Offered Price with shipping | Unit Cost, $/kBtuh | Source
Lochinvar |  | SNR200-100 | 93 | 200 |  | 98% | 98% | Tier 2 Eff. | Large |  | 18537 | 92.685 | SCG Rebate

## 2012 Com SWH Pivot Table
Column Labels
Row Labels | Base | High Eff. | Tier 1 Eff. | Tier 2 Eff. | Grand Total
Large
Average of Offered Price with shipping | 3872.9658 |  | 7886.2 | 6654.215 | 5840.7671
Average of Unit Cost, $/kBtuh | 14.1776 |  | 15.4027 | 27.3048 | 22.5329
Count of Model | 6 |  | 1 | 12 | 19
Small
Average of Offered Price with shipping | 478.6306 | 755 |  |  | 544.4329
Average of Unit Cost, $/kBtuh | 12.5223 | 19.7389 |  |  | 14.2405
Count of Model | 16 | 5 |  |  | 21
Total Average of Offered Price with shipping | 1404.3584 | 755 | 7886.2 | 6654.215 | 3060.1916
Total Average of Unit Cost, $/kBtuh | 12.9737 | 19.7389 | 15.4027 | 27.3048 | 18.1794
Total Count of Model | 22 | 5 | 1 | 12 | 40

## 2008 DEER
2008 DEER Cost Data
| Cost Case Reporting Table | [11 empty] | Incremental Cost Reporting Table
| Cost Case Description | Cost Case ID | Program Delivery Strategies | Material Cost | Installation Man Hours - Retrofit | Installation Labor Cost - Retrofit | Installation Man Hours - New | Installation Labor Cost - New | Climate Labor Multiplier Reference | Labor Base Wage Rate Reference | Normalizing Unit |  | Program Delivery Strategies | Measure Material Cost Case ID | Measure Material Cost | Base Case -Code/Standard Cost Case ID | Base Case -Code/Standard Material Cost | Base Case -Code/Standard Incremental Material Cost | Base Case -Market Average Cost Case ID | Base Case -Market Average Material Cost | Base Case -Market Average Incremetnal Material Cost | Base Case -Customer Average Cost Case ID | Base Case -Customer Average Material Cost | Base Case -Customer Average Incremental Material Cost
| Water Heater - Large Storage (Gas with an input rating > 75,000 Btuh <& Thermal Eff. >=0.82) | Storage-gt75kBtuh-ge82pctTE | Downstream Prescriptive Rebates/Incentives | 4281.8246 | 2.25 | 164.0603 | 2.25 | 164.0603 | SWH50 | NR-DHW-SWH | Unit |  | Downstream Prescriptive Rebates/Incentives | Storage-le75kBtuh-ge62pctEF | 529.3119 | Water Heater - Small Storage (Gas with an input rating <= 75,000 Btuh & EF = 0.67-(0.0019*Volume)) | 384.49 | 144.8219 | [none specified] | n/a | n/a | [none specified] | n/a | n/a
| Water Heater - Small Storage (Gas with an input rating <= 75,000 Btuh & EF>=0.62) | Storage-le75kBtuh-ge62pctEF | Downstream Prescriptive Rebates/Incentives | 529.3119 | 2.25 | 164.0603 | 2.25 | 164.0603 | SWH50 | NR-DHW-SWH | Unit |  | Downstream Prescriptive Rebates/Incentives | Storage-gt75kBtuh-ge82pctTE | 4281.8246 | Water Heater - Large Storage (Gas with an input rating > 75,000 Btuh & Thermal Eff. =0.80) | 4072.94 | 208.8846 | [none specified] | n/a | n/a | [none specified] | n/a | n/a
| High Efficiency Water Heater - Electric, EF=0.937 | EWH-40G-0p94EF | Downstream Prescriptive Rebates/Incentives | 305.4605 | 2.25 | 164.0603 | 2.25 | 164.0603 | SWH50 | R-DHW-SWH | Unit |  | Downstream Prescriptive Rebates/Incentives | InsHtr-le75kBtuh-ge63pctEF-lt10gal | 389.54 | Water Heater - Small Instantaneous (gas with an input rating <= 75 MBtuh & EF=0.62-(0.0019*Volume)) or Gas Storage? | 281.22 | 108.32 | [none specified] | n/a | n/a | [none specified] | n/a | n/a
| High Efficiency Water Heater - Electric, EF=0.933 | EWH-50G-0p93EF | Downstream Prescriptive Rebates/Incentives | 365.2388 | 2.25 | 164.0603 | 2.25 | 164.0603 | SWH50 | R-DHW-SWH | Unit |  | Downstream Prescriptive Rebates/Incentives | InsHtr-76to200kBtuh-ge63pctEF-lt10gal | 1081.0592 | Water Heater - Medium Instantaneous (gas < 10 gallons with 75 MBtuh < Input rating <=200 MBtu & EF=0.62-(0.0019*Volume)) or Gas Storage? | 795.59 | 285.4692 | [none specified] | n/a | n/a | [none specified] | n/a | n/a
| High Efficiency Water Heater - Gas, EF = 0.620 | EWH-30G-0p62EF | Downstream Prescriptive Rebates/Incentives | 325.6791 | 2.25 | 164.0603 | 2.25 | 164.0603 | SWH50 | R-DHW-SWH | Unit |  | Downstream Prescriptive Rebates/Incentives | InsHtr-gt200kBtuh-ge82pctTE-ge10gal | 1718.4825 | Water Heater - Large Instantaneous (gas >= 10 gallons with an input rating > 200 MBtuh & Thermal Eff. >=0.80) or Gas Storage? | 1619.01 | 99.4725 | [none specified] | n/a | n/a | [none specified] | n/a | n/a
| High Efficiency Water Heater - Gas, EF = 0.626 | EWH-40G-0p626EF | Downstream Prescriptive Rebates/Incentives | 467.2433 | 2.25 | 164.0603 | 2.25 | 164.0603 | SWH50 | R-DHW-SWH | Unit |  | Downstream Prescriptive Rebates/Incentives | EWH-40G-0p94EF | 305.4605 | Electric water heater, EF=0.92 | 280.3046 | 25.1559 | Electric water heater, EF=0.89 | TBD | n/a | [none specified] | n/a | n/a
| High Efficiency Water Heater - Gas, EF = 0.628 | EWH-50G-0p628EF | Downstream Prescriptive Rebates/Incentives | 598.4627 | 2.25 | 164.0603 | 2.25 | 164.0603 | SWH50 | R-DHW-SWH | Unit |  | Downstream Prescriptive Rebates/Incentives | EWH-50G-0p93EF | 365.2388 | Electric water heater, EF=0.90 | 316.4067 | 48.8321 | Electric water heater, EF=0.89 | TBD | n/a | [none specified] | n/a | n/a
| Water Heater - Large Instantaneous (gas >= 10 gallons with electric ignition, input rating > 200 MBtuh & Thermal Eff. >=0.82) | InsHtr-gt200kBtuh-ge82pctTE-ge10gal | Downstream Prescriptive Rebates/Incentives | 1718.4825 | 2.25 | 164.0603 | 2.25 | 164.0603 | SWH50 | NR-DHW-SWH | Unit |  | Downstream Prescriptive Rebates/Incentives | EWH-30G-0p62EF | 325.6791 | Gas water heater, EF=0.61 | 299.8171 | 25.8619 | Gas water heater, EF=0.58 | TBD | n/a | [none specified] | n/a | n/a
| Water Heater - Medium Instantaneous (gas < 10 gallons with electric ignition, 75 MBtuh < input rating <=200 MBtu & EF>=0.63) | InsHtr-76to200kBtuh-ge63pctEF-lt10gal | Downstream Prescriptive Rebates/Incentives | 1081.0592 | 2.25 | 164.0603 | 2.25 | 164.0603 | SWH50 | NR-DHW-SWH | Unit | 1900-01-04 09:44 | Downstream Prescriptive Rebates/Incentives | EWH-40G-0p626EF | 467.2433 | Gas water heater, EF=0.60 | 400.0023 | 67.241 | Gas water heater, EF=0.58 | TBD | n/a | [none specified] | n/a | n/a
| Water Heater - Small Instantaneous (gas with electric ignition, input rating <= 75 MBtuh & EF>=0.63) | InsHtr-le75kBtuh-ge63pctEF-lt10gal | Downstream Prescriptive Rebates/Incentives | 389.54 | 2.25 | 164.0603 | 2.25 | 164.0603 | SWH50 | NR-DHW-SWH | Unit |  | Downstream Prescriptive Rebates/Incentives | EWH-50G-0p628EF | 598.4627 | Gas water heater, EF=0.58 | 474.3255 | 124.1372 | Gas water heater, EF=0.57 | TBD | n/a | [none specified] | n/a | n/a
| Tankless Water Heater - Gas, Elect. Ignition, EF=0.8 3.5 gpm @ 77F rise | EWH-Tankless-0p8EF | Downstream Prescriptive Rebates/Incentives | 707.6752 | 2.25 | 164.0603 | 2.25 | 164.0603 | SWH50 | R-DHW-SWH | Unit |  | Downstream Prescriptive Rebates/Incentives | EWH-Tankless-0p8EF | 707.6752 | Gas water heater, EF=0.60 | 273.9552 | 433.7199 | Gas water heater, EF=0.58 | TBD | n/a | [none specified] | n/a | n/a
| Code Standard - Water Heater - Large Storage (Gas with an input rating > 75,000 Btuh & Thermal Eff. =0.80) | Code Standard - Water Heater - Large Storage (Gas with an input rating > 75,000 Btuh & Thermal Eff. =0.80) | Downstream Prescriptive Rebates/Incentives | 4072.9439 | TBD | TBD | TBD | TBD | SWH50 | NR-DHW-SWH | Unit
| Code Standard - Water Heater - Small Storage (Gas with an input rating <= 75,000 Btuh & EF = 0.67-(0.0019*Volume)) | Code Standard - Water Heater - Small Storage (Gas with an input rating <= 75,000 Btuh & EF = 0.67-(0.0019*Volume)) | Downstream Prescriptive Rebates/Incentives | 384.4851 | TBD | TBD | TBD | TBD | SWH50 | NR-DHW-SWH | Unit
| Code Standard - Electric water heater, EF=0.92 | Code Standard - Electric water heater, EF=0.92 | Downstream Prescriptive Rebates/Incentives | 280.3046 | TBD | TBD | TBD | TBD | SWH50 | R-DHW-SWH | Unit
| Code Standard - Electric water heater, EF=0.90 | Code Standard - Electric water heater, EF=0.90 | Downstream Prescriptive Rebates/Incentives | 316.4067 | TBD | TBD | TBD | TBD | SWH50 | R-DHW-SWH | Unit
| Code Standard - Gas water heater, EF=0.61 | Code Standard - Gas water heater, EF=0.61 | Downstream Prescriptive Rebates/Incentives | 299.8171 | TBD | TBD | TBD | TBD | SWH50 | R-DHW-SWH | Unit
| Code Standard - Gas water heater, EF=0.60 | Code Standard - Gas water heater, EF=0.60 | Downstream Prescriptive Rebates/Incentives | 400.0023 | TBD | TBD | TBD | TBD | SWH50 | R-DHW-SWH | Unit
| Code Standard - Gas water heater, EF=0.58 | Code Standard - Gas water heater, EF=0.58 | Downstream Prescriptive Rebates/Incentives | 474.3255 | TBD | TBD | TBD | TBD | SWH50 | R-DHW-SWH | Unit
| Code Standard - Water Heater - Large Instantaneous (gas >= 10 gallons with an input rating > 200 MBtuh & Thermal Eff. >=0.80) or Gas Storage? | Code Standard - Water Heater - Large Instantaneous (gas >= 10 gallons with an input rating > 200 MBtuh & Thermal Eff. >=0.80) or Gas Storage? | Downstream Prescriptive Rebates/Incentives | 1619.0054 | TBD | TBD | TBD | TBD | SWH50 | NR-DHW-SWH | Unit
| Code Standard - Water Heater - Medium Instantaneous (gas < 10 gallons with 75 MBtuh < Input rating <=200 MBtu & EF=0.62-(0.0019*Volume)) or Gas Storage? | Code Standard - Water Heater - Medium Instantaneous (gas < 10 gallons with 75 MBtuh < Input rating <=200 MBtu & EF=0.62-(0.0019*Volume)) or Gas Storage? | Downstream Prescriptive Rebates/Incentives | 795.59 | TBD | TBD | TBD | TBD | SWH50 | NR-DHW-SWH | Unit
| Code Standard - Water Heater - Small Instantaneous (gas with an input rating <= 75 MBtuh & EF=0.62-(0.0019*Volume)) or Gas Storage? | Code Standard - Water Heater - Small Instantaneous (gas with an input rating <= 75 MBtuh & EF=0.62-(0.0019*Volume)) or Gas Storage? | Downstream Prescriptive Rebates/Incentives | 281.22 | TBD | TBD | TBD | TBD | SWH50 | NR-DHW-SWH | Unit
| Code Standard - Gas water heater, EF=0.60 | Code Standard - Gas water heater, EF=0.60 | Downstream Prescriptive Rebates/Incentives | 273.9552 | TBD | TBD | TBD | TBD | SWH50 | R-DHW-SWH | Unit
| DHW circulation pump turns off during low operation hours | DHWTimeclock | Downstream Prescriptive Rebates/Incentives | 65.785 | TBD | TBD | TBD | TBD | SWH50 | NR-DHW-SWH | Unit
| Commercial Gas Pool Heater between 500 MBtu and 2,000 MBtu (with a thermal efficiency>=0.84, on/off switch, no pilot light) | GPoolHtr-500to2000kBtuh-ge84pctTE | Downstream Prescriptive Rebates/Incentives | TBD | TBD | TBD | TBD | TBD | SWH50 | NR-DHW-SWH | Unit
Labor Base Wage Rate Table
|  | Reference | Sector | Measure Category | Measure Subcategory | Program Delivery Strategies | Base Labor Rate
|  | R-DHW-SWH | Res | Domestic Hot Water | Storage Water Heaters | Downstream Prescriptive Rebates/Incentives | 58.8
|  | NR-DHW-SWH | Com | Domestic Hot Water | Storage Water Heaters | Downstream Prescriptive Rebates/Incentives | 58.8
Climate Multiplier Table: SWH50
|  | Climate Zone | Reference City | Material | Installation
|  | 1 | Eureka | 1 | 1.252
|  | 2 | Santa Rosa | 1 | 1.415
|  | 3 | San Francisco | 1 | 1.434
|  | 4 | San Jose | 1 | 1.427
|  | 5 | San Luis Obispo | 1 | 1.178
|  | 6 | Santa Barbara | 1 | 1.182
|  | 7 | San Diego | 1 | 1.072
|  | 8 | Santa Ana | 1 | 1.183
|  | 9 | Los Angeles | 1 | 1.186
|  | 10 | Riverside | 1 | 1.182
|  | 11 | Redding | 1 | 1.259
|  | 12 | Sacramento | 1 | 1.259
|  | 13 | Fresno | 1 | 1.254
|  | 14 | Mojave | 1 | 1.162
|  | 15 | Palm Springs | 1 | 1.182
|  | 16 | Susanville | 1 | 1.214
|  | Average |  | 1 | 1.2401