## Natural Gas
Manufacturer | Brand | Model Number | Energy Source | Input BTUH | Thermal Efficiency | Thermal Efficiency Std | Regulatory Status | Add Date | Link | Lowest Price | Retailer | Highest Price | Retailer
Raypak, Inc. | Raypak | B-055*-EN | Natural Gas | 50000 | 81 | 78 | Federally-Regulated Consumer Product | 2006-10-12 | not found
Hayward Pool Products | Hayward | ABG1001 | Natural Gas | 100000 | 82 | 82 | Federally-Regulated Consumer Product | 2014-10-23 | not found
Hayward Pool Products | Hayward | H100ID1 | Natural Gas | 100000 | 82 | 82 | Federally-Regulated Consumer Product | 2014-10-23 | https://www.google.com/shopping/product/14824618341050597770?noj=1&biw=967&bih=928&output=search&q=Hayward%09H100ID1&oq=Hayward%09H100ID1&prds=hsec:online&sa=X&ved=0ahUKEwiL4f_46YvTAhXn7YMKHcA2CW8Q2SsIDA | 795 | PoolSupply4Less | 958.93 | Active Pool Supply
Raypak, Inc. | Ruud | P-D106A-AN-C | Natural Gas | 105000 | 82 | 82 | Federally-Regulated Consumer Product | 2013-07-01 | not found
Raypak, Inc. | Ruud | P-D106A-EN-C | Natural Gas | 105000 | 82 | 82 | Federally-Regulated Consumer Product | 2013-07-01 | not found
Raypak, Inc. | Rheem | P-M106A-AN-C | Natural Gas | 105000 | 82 | 82 | Federally-Regulated Consumer Product | 2013-07-01 | not found
Raypak, Inc. | Rheem | P-M106A-EN-C | Natural Gas | 105000 | 82 | 82 | Federally-Regulated Consumer Product | 2013-07-01 | not found
Raypak, Inc. | Raypak | P-R106A-AN-C | Natural Gas | 105000 | 82 | 82 | Federally-Regulated Consumer Product | 2013-05-28 | not found
Raypak, Inc. | Raypak | P-R106A-EN-C | Natural Gas | 105000 | 82 | 82 | Federally-Regulated Consumer Product | 2013-05-28 | https://www.google.com/shopping/product/7420404405056054807?noj=1&output=search&q=Raypak%09P-R106A-EN-C&oq=Raypak%09P-R106A-EN-C&prds=hsec:online&sa=X&ved=0ahUKEwi178yh9IvTAhUs0YMKHcRhB-4Q2SsICg | 784.49 | Pool Supply Unlimited | 965.7 | A1 Pool Parts
Pentair Water Pool and Spa Inc. | Pentair | 461058 | Natural Gas | 125000 | 82 | 82 | Federally-Regulated Consumer Product | 2017-02-21 | https://www.google.com/shopping/product/10875460847877867261?biw=958&bih=927&output=search&q=Pentair%09461058&oq=Pentair%09461058&prds=hsec:online&sa=X&ved=0ahUKEwi97szOqYHTAhWh3YMKHaPaAQgQ2SsICw | 846.29 | Pool Supply Unlimited | 1039.99 | Your Pool HQ
Pentair Water Pool and Spa Inc. | Pentair | 461059 | Natural Gas | 125000 | 82 | 82 | Federally-Regulated Consumer Product | 2017-02-21 | https://www.google.com/shopping/product/10875460847877867261?q=Pentair+461059&espv=2&biw=955&bih=942&bav=on.2,or.&bvm=bv.151325232,d.amc&ion=1&tch=1&ech=1&psi=LeHeWNmeJcupjwTTgpbgCg.1491001651967.5&prds=hsec:online&sa=X&ved=0ahUKEwjL_7T97YHTAhUJzoMKHUquDmEQ2SsICQ | 858.54 | Pool Supply Unlimited | 1066.84 | Jet.com
Zodiac Pool Systems, Inc. | Jandy Legacy | LRZ 125 | Natural Gas | 125000 | 78.2 | 78 | Federally-Regulated Consumer Product | 2011-02-01 | not found
Zodiac Pool Systems, Inc. | Zodiac Legacy | LRZ 125 | Natural Gas | 125000 | 78.2 | 78 | Federally-Regulated Consumer Product | 2011-02-01 | not found
Raypak, Inc. | Ruud | P-D130*-EN-* | Natural Gas | 130000 | 81 | 78 | Federally-Regulated Consumer Product | 2011-05-26 | not found
Raypak, Inc. | Raypak | P-M130A-EN-* | Natural Gas | 130000 | 81 | 78 | Federally-Regulated Consumer Product | 2006-09-25 | not found
Raypak, Inc. | Raypak | P-R130A-EN-* | Natural Gas | 130000 | 81 | 78 | Federally-Regulated Consumer Product | 2006-09-25 | https://www.google.com/search?biw=1391&bih=928&espvd=2&output=search&tbm=shop&q=Laars%09AP2000IN********&oq=Laars%09AP2000IN********&gs_l=products-cc.3...743430.743430.0.744133.1.1.0.0.0.0.87.87.1.1.0....0...1ac.2.64.products-cc..0.0.0.RQCqJNYa-A8#tbm=shop&q=Raypak%09P-R130A-EN&*&spd=17966856259374400237 | 1098.9 | Hot Spring Parts and More | n/a
Lochinvar, LLC. | EnergyRite | ERN152 | Natural Gas | 150000 | 86 | 78 | Federally-Regulated Consumer Product | 2007-10-22 | https://www.google.com/shopping/product/4098455017268904308?noj=1&biw=967&bih=928&output=search&q=EnergyRite%09ERN152&oq=EnergyRite%09ERN152&prds=hsec:online&sa=X&ved=0ahUKEwj_k4LX6IvTAhVF1oMKHVwkDWgQ2SsICg | 1839 | eBay - saveonpoolsupplies | 2511.99 | Pool Supply World
Hayward Pool Products | Hayward | H150FDN | Natural Gas | 150000 | 82.7 | 78 | Federally-Regulated Consumer Product | 2011-02-03 | https://www.google.com/shopping/product/9913321905640556573?sclient=psy-ab&biw=1009&bih=928&q=Hayward%09H150FDN&oq=Hayward%09H150FDN&pbx=1&bav=on.2,or.&bvm=bv.151426398,d.cGc&tch=1&ech=1&psi=LRXkWMvlOpO6jwPHhpC4BA.1491342639346.5&prds=hsec:online&sa=X&ved=0ahUKEwiG7-au5IvTAhUE02MKHSk1B9UQ2SsICg | 1097.25 | Pool Supply Unlimited | 1338 | Global Industrial
Hayward Pool Products | Swim Pro by Hayward | SW150DHN | Natural Gas | 150000 | 82.7 | 82 | Federally-Regulated Consumer Product | 2015-05-01 | not found
Pentair Water Pool and Spa Inc. | Pentair | 460792 | Natural Gas | 175000 | 84 | 82 | Federally-Regulated Consumer Product | 2017-02-21 | https://www.google.com/shopping/product/1906616875511695354?biw=1056&bih=927&output=search&q=Pentair+460792&oq=Pentair+460792&prds=hsec:online&sa=X&ved=0ahUKEwijv5jdp4HTAhXr7IMKHekwDAwQ2SsIDA | 1362.13 | Pool Supply Unlimited | 1889.99 | Leslies
Zodiac Pool Systems, Inc. | Jandy Legacy | LRZ 175 | Natural Gas | 175000 | 79.6 | 78 | Federally-Regulated Consumer Product | 2011-02-01 | https://www.google.com/search?tbm=shop&q=Jandy+Legacy%09LRZ+175&*&spd=12347439815086325012&ei=7x3kWOrnIcrTjwSrzKDACQ&emsg=NCSR&noj=1 | 2022.99 | PoolSupplyWorld
Zodiac Pool Systems, Inc. | Zodiac Legacy | LRZ 175 | Natural Gas | 175000 | 79.6 | 78 | Federally-Regulated Consumer Product | 2011-02-01 | https://www.google.com/search?tbm=shop&q=Jandy+Legacy%09LRZ+175&*&spd=12347439815086325012&ei=7x3kWOrnIcrTjwSrzKDACQ&emsg=NCSR&noj=1 | 2022.99 | PoolSupplyWorld
Raypak, Inc. | Ruud | P-D206A-EN-X | Natural Gas | 180000 | 82 | 82 | Federally-Regulated Consumer Product | 2013-07-01 | not found
Raypak, Inc. | Rheem | P-M206A-EN-X | Natural Gas | 180000 | 82 | 82 | Federally-Regulated Consumer Product | 2013-07-01 | not found
Raypak, Inc. | Raypak | P-R206A-EN-X | Natural Gas | 180000 | 82 | 82 | Federally-Regulated Consumer Product | 2013-07-01 | not found
Pentair Water Pool and Spa Inc. | Pentair | 460730 | Natural Gas | 199000 | 84 | 82 | Federally-Regulated Consumer Product | 2017-02-21 | https://www.google.com/shopping/product/372889424787672555?sclient=psy-ab&biw=1056&bih=927&q=Pentair%09460730&oq=Pentair%09460730&pbx=1&bav=on.2,or.&bvm=bv.151426398,d.amc&tch=1&ech=1&psi=K5XeWMOVHenHjwSMgrOYBQ.1490982193771.5&prds=hsec:online&sa=X&ved=0ahUKEwik5a_npYHTAhUH0YMKHc2mCUAQ2SsICg | 1448.63 | Pool Supply Unlimited | 1889.99 | Backyard Pool Superstore
Pentair Water Pool and Spa Inc. | Pentair | 461000 | Natural Gas | 199000 | 84 | 82 | Federally-Regulated Consumer Product | 2017-02-21 | https://www.google.com/search?biw=1056&bih=927&output=search&tbm=shop&q=Pentair%09461000&oq=Pentair%09461000&gs_l=products-cc.3...8093.8093.0.8889.1.1.0.0.0.0.111.111.0j1.1.0....0...1ac.2.64.products-cc..0.0.0.W5-SIfXw4so#spd=4792025705320122395 | 2099 | Sunplay
Pentair Water Pool and Spa Inc. | Sta-Rite | SR200HD | Natural Gas | 199000 | 82 | 82 | Federally-Regulated Consumer Product | 2017-02-21 | https://www.google.com/shopping/product/14129289694958054524?espv=2&biw=955&bih=942&output=search&q=Sta-Rite%09SR200HD&oq=Sta-Rite%09SR200HD&prds=hsec:online&sa=X&ved=0ahUKEwjH_qeK74HTAhUk04MKHUWoCtkQ2SsIFw | 1646.49 | Pool Supply Unlimited | 2352.99 | Walmart
Pentair Water Pool and Spa Inc. | Sta-Rite | SR200NA | Natural Gas | 199000 | 84 | 82 | Federally-Regulated Consumer Product | 2017-02-21 | https://www.google.com/shopping/product/14937621448300194658?espv=2&biw=955&bih=942&output=search&q=Sta-Rite%09SR200NA&oq=Sta-Rite%09SR200NA&prds=hsec:online&sa=X&ved=0ahUKEwiwtf3P74HTAhVI1oMKHVptAMYQ2SsIDA | 1448.63 | Pool Supply Unlimited | 1778.99 | Pool Supply World
Raypak, Inc. | Ruud | P-D206A-EN-C | Natural Gas | 199500 | 82 | 82 | Federally-Regulated Consumer Product | 2013-07-01 | not found
Raypak, Inc. | Ruud | P-D207A-EN-C | Natural Gas | 199500 | 82 | 82 | Federally-Regulated Consumer Product | 2013-07-01 | not found
Raypak, Inc. | Rheem | P-M206A-EN-C | Natural Gas | 199500 | 82 | 82 | Federally-Regulated Consumer Product | 2013-07-01 | not found
Raypak, Inc. | Rheem | P-M207A-EN-C | Natural Gas | 199500 | 82 | 82 | Federally-Regulated Consumer Product | 2013-07-01 | not found
Raypak, Inc. | Raypak | P-R206A-EN-C | Natural Gas | 199500 | 82 | 82 | Federally-Regulated Consumer Product | 2013-07-01 | https://www.google.com/shopping/product/17942391732289298369?noj=1&q=Raypak%09P-R206A-EN-C&oq=Raypak%09P-R206A-EN-C&prds=hsec:online&sa=X&ved=0ahUKEwioj-re9IvTAhWs64MKHd6FAugQ2SsICg | 1293.35 | Pool Supply Unlimited | 1639.99 | Your Pool HQ
Raypak, Inc. | Raypak | P-R207A-EN-C | Natural Gas | 199500 | 82 | 82 | Federally-Regulated Consumer Product | 2013-07-01 | not found
Hayward Pool Products | Hayward | H200FDN | Natural Gas | 199900 | 83 | 78 | Federally-Regulated Consumer Product | 2011-02-03 | https://www.google.com/shopping/product/3783582791057044684?noj=1&biw=967&bih=928&output=search&q=Hayward%09H200FDN&oq=Hayward%09H200FDN&prds=hsec:online&sa=X&ved=0ahUKEwir8L-b6ovTAhUE5YMKHVxlDbcQ2SsIDA | 1328.4 | Pool Supply Unlimited | 1664.99 | Pool Supply World
Hayward Pool Products | Swim Pro by Hayward | SW200DHN | Natural Gas | 199900 | 83 | 82 | Federally-Regulated Consumer Product | 2015-05-01 | not found
Lochinvar, LLC. | EnergyRite | ERN202 | Natural Gas | 199999 | 86 | 78 | Federally-Regulated Consumer Product | 2007-10-22 | https://www.google.com/shopping/product/470113587486593138?noj=1&biw=967&bih=928&output=search&q=EnergyRite%09ERN202&oq=EnergyRite%09ERN202&prds=hsec:online&sa=X&ved=0ahUKEwjD3b6I6YvTAhWJy4MKHUgVCzEQ2SsICg | 2017.26 | Pool Supply Unlimited | 2530.99 | Pool Supply World
Raypak, Inc. | Ruud | P-D266A-EN-X | Natural Gas | 240000 | 82 | 82 | Federally-Regulated Consumer Product | 2013-07-01 | not found
Raypak, Inc. | Rheem | P-M266A-EN-X | Natural Gas | 240000 | 82 | 82 | Federally-Regulated Consumer Product | 2013-07-01 | not found
Raypak, Inc. | Raypak | P-R266A-EN-X | Natural Gas | 240000 | 82 | 82 | Federally-Regulated Consumer Product | 2013-07-01 | not found
Pentair Water Pool and Spa Inc. | Pentair | 460732 | Natural Gas | 250000 | 84 | 82 | Federally-Regulated Consumer Product | 2017-02-21 | https://www.google.com/shopping/product/11065839222255762922?biw=1056&bih=927&output=search&q=Pentair%09460732&oq=Pentair%09460732&prds=hsec:online&sa=X&ved=0ahUKEwjlwMqHpoHTAhWI7oMKHbXVBdEQ2SsIDA | 1509.02 | Pool Supply Unlimited | 1650 | PoolSuply4Less
Pentair Water Pool and Spa Inc. | Sta-Rite | 460767 | Natural Gas | 250000 | 84 | 82 | Federally-Regulated Consumer Product | 2017-02-21 | https://www.google.com/shopping/product/2017379058560100038?espv=2&biw=955&bih=942&output=search&q=Sta-Rite%09460767&oq=Sta-Rite%09460767&prds=hsec:online&sa=X&ved=0ahUKEwjjlvfp7oHTAhXI54MKHQhBCYkQ2SsICw | 2129.96 | Pool Supply Unlimited | 5142.5 | Orchard Depot
Pentair Water Pool and Spa Inc. | Pentair | 460771 | Natural Gas | 250000 | 84 | 82 | Federally-Regulated Consumer Product | 2017-02-21 | https://www.google.com/shopping/product/13278828772510338872?biw=1056&bih=927&output=search&q=Pentair%09460771&oq=Pentair%09460771&prds=hsec:online&sa=X&ved=0ahUKEwjas82Bp4HTAhUB5IMKHZQjBxwQ2SsICw | 2020.32 | Pool Supply Unlimited | 2852.46 | Web Pool Supply
Pentair Water Pool and Spa Inc. | Pentair | 460806 | Natural Gas | 250000 | 82 | 82 | Federally-Regulated Consumer Product | 2017-02-21 | https://www.google.com/shopping/product/2267239240905320073?biw=1056&bih=927&output=search&q=Pentair%09460806&oq=Pentair%09460806&prds=hsec:online&sa=X&ved=0ahUKEwjwlc69qIHTAhUK5YMKHeIxBrMQ2SsICw | 1844.5 | Pool Supply Unlimited | 2544.02 | Web Pool Supply
Pentair Water Pool and Spa Inc. | Pentair | 461020 | Natural Gas | 250000 | 82 | 82 | Federally-Regulated Consumer Product | 2017-02-21 | https://www.google.com/shopping/product/1169101953658940302?sclient=psy-ab&biw=958&bih=927&q=Pentair%09461020&oq=Pentair%09461020&pbx=1&bav=on.2,or.&bvm=bv.151426398,d.amc&tch=1&ech=1&psi=mJjeWKvGKMSmjwTf-4TIBQ.1490983070921.3&prds=hsec:online&sa=X&ved=0ahUKEwiJir7zqIHTAhVr1oMKHQ62C1MQ2SsICQ | 2136.18 | Pool Supply Unlimited | 2469.8 | A1 Pool Parts
Raypak, Inc. | Raypak | B-R259*-EN-* | Natural Gas | 250000 | 84 | 78 | Federally-Regulated Consumer Product | 2012-04-06 | not found
Lochinvar, LLC. | EnergyRite | ERN252 | Natural Gas | 250000 | 86 | 78 | Federally-Regulated Consumer Product | 2007-10-22 | https://www.google.com/shopping/product/8018151149218009436?noj=1&biw=967&bih=928&output=search&q=EnergyRite%09ERN252&oq=EnergyRite%09ERN252&prds=hsec:online&sa=X&ved=0ahUKEwiO47Sk6YvTAhXC7oMKHfEsAhkQ2SsICg | 2160.42 | Pool Supply Unlimited | 3022.99 | Pool Supply World
Hayward Pool Products | Hayward | H250FDN | Natural Gas | 250000 | 83 | 78 | Federally-Regulated Consumer Product | 2011-02-03 | https://www.google.com/shopping/product/4801292928029557135?noj=1&biw=967&bih=928&output=search&q=Hayward%09H250FDN&oq=Hayward%09H250FDN&prds=hsec:online&sa=X&ved=0ahUKEwiH_Lu76ovTAhUo0oMKHX1dALQQ2SsIDA | 1450.69 | Pool Supply Unlimited | 1930 | Pool Supplies Superstore
Hayward Pool Products | Hayward | H250FDNASME | Natural Gas | 250000 | 83 | 78 | Federally-Regulated Consumer Product | 2011-02-03 | https://www.google.com/shopping/product/17584297587387412561?noj=1&biw=967&bih=928&output=search&q=Hayward%09H250FDNASME&oq=Hayward%09H250FDNASME&prds=hsec:online&sa=X&ved=0ahUKEwintJX36ovTAhXB54MKHVOmDOAQ2SsICw | 1996.33 | Pool Supply Unlimited | 2489.99 | Pool Supplies Superstore
Zodiac Pool Systems, Inc. | Zodiac Legacy | LRZ 250 | Natural Gas | 250000 | 80.8 | 78 | Federally-Regulated Consumer Product | 2011-02-01 | https://www.google.com/shopping/product/16617920839109577634?sclient=psy-ab&biw=946&bih=928&q=Zodiac+Legacy%09LRZ+250&oq=Zodiac+Legacy%09LRZ+250&pbx=1&bav=on.2,or.&tch=1&ech=1&psi=gxHkWP_9GZSajwPBna2wBg.1491341765100.3&prds=hsec:online&sa=X&ved=0ahUKEwjXl-2E4YvTAhUJ52MKHTuqD58Q2SsICA | 1829.12 | Walmart - UnbeatableSale | 2074.31 | Jet.com
Zodiac Pool Systems, Inc. | Jandy Legacy | LRZ 250 | Natural Gas | 250000 | 80.8 | 78 | Federally-Regulated Consumer Product | 2011-02-01 | https://www.google.com/search?noj=1&tbm=shop&q=Zodiac+Legacy%09LRZ+175&oq=Zodiac+Legacy%09LRZ+175&gs_l=serp.3...28522.28522.0.29602.1.1.0.0.0.0.103.103.0j1.1.0....0...1c.2.64.serp..0.0.0.AUuOBYYQZcY#spd=12347439815086325012 | 2022.99 | PoolSupplyWorld
Zodiac Pool Systems, Inc. | Jandy | LXI250N | Natural Gas | 250000 | 82 | 78 | Federally-Regulated Consumer Product | 2011-02-01 | https://www.google.com/shopping/product/10825584691103949739?q=Jandy+LXI250N&biw=953&bih=942&bav=on.2,or.&bvm=bv.151325232,d.amc&tch=1&ech=1&psi=W-feWPTqHue3jwSYspbYAQ.1491003234489.3&prds=hsec:online&sa=X&ved=0ahUKEwjv-tju84HTAhVJ6IMKHXqpD3EQ2SsICQ | 1929.73 | Pool Supply Unlimited | 3564.8 | Sports and Recreation Mall
Zodiac Pool Systems, Inc. | Zodiac | LXI250N | Natural Gas | 250000 | 82 | 78 | Federally-Regulated Consumer Product | 2011-02-01 | https://www.google.com/shopping/product/5037924994048879745?sclient=psy-ab&biw=1009&bih=928&q=Zodiac%09LXI250N&oq=Zodiac%09LXI250N&pbx=1&bav=on.2,or.&bvm=bv.151426398,d.cGc&tch=1&ech=1&psi=sxTkWLimCc3EjwOoqYPwBw.1491342516409.3&prds=hsec:online&sa=X&ved=0ahUKEwj2-bjr44vTAhUE4mMKHWtZDNcQ2SsICA | 1820.64 | A1 Pool Parts | 3512.03 | Jet.com
Hayward Pool Products | Swim Pro by Hayward | SW250DHN | Natural Gas | 250000 | 83 | 82 | Federally-Regulated Consumer Product | 2015-05-01 | not found
Hayward Pool Products | Trane | TR250NA | Natural Gas | 250000 | 83 | 82 | Federally-Regulated Consumer Product | 2015-09-01 | https://www.google.com/shopping/product/3330583342506077968?noj=1&biw=1011&bih=928&q=Trane%09TR250NA&oq=Trane%09TR250NA&prds=hsec:online&sa=X&ved=0ahUKEwif1cj49ovTAhUL7IMKHdbiBswQ2SsICw | 1615.99 | Ebay - vminnovations | 3513.14 | Orchard Depot
Zodiac Pool Systems, Inc. | Jandy Pro Series | JXi260N | Natural Gas | 260000 | 84 | 82 | Federally-Regulated Consumer Product | 2016-11-08 | https://www.google.com/shopping/product/4544480177875163321?sclient=psy-ab&biw=1064&bih=927&q=Jandy+Pro+Series%09JXi260N&oq=Jandy+Pro+Series%09JXi260N&pbx=1&bav=on.2,or.&bvm=bv.151426398,d.amc&tch=1&ech=1&psi=PZTeWPadM-S0jwSfvrOwCg.1490981981359.7&prds=hsec:online&sa=X&ved=0ahUKEwjWyqL1pIHTAhVi1oMKHbcWAucQ2SsICA | 1557.48 | Pool Supply Unlimited | 2198.99 | Pool Supply World
Raypak, Inc. | Aquadura | P-A266A-EN-C | Natural Gas | 266000 | 82 | 82 | Federally-Regulated Consumer Product | 2013-12-11 | https://www.google.com/shopping/product/8008100484913935321?biw=953&bih=942&output=search&q=Ruud%09P-D266A-EN-c&oq=Ruud%09P-D266A-EN-c&prds=hsec:online&sa=X&ved=0ahUKEwi03e-I84HTAhVq54MKHaw2AsgQ2SsICg | 1417.51 | Pool Supply Unlimited | 1799.99 | Your Pool HQ
Raypak, Inc. | Aquadura | P-A267A-EN-C | Natural Gas | 266000 | 82 | 82 | Federally-Regulated Consumer Product | 2013-12-11 | not found
Raypak, Inc. | Ruud | P-D266A-EN-C | Natural Gas | 266000 | 82 | 82 | Federally-Regulated Consumer Product | 2013-07-01 | not found
Raypak, Inc. | Ruud | P-D267A-EN-C | Natural Gas | 266000 | 82 | 82 | Federally-Regulated Consumer Product | 2013-07-01 | not found
Raypak, Inc. | Rheem | P-M266A-EN-C | Natural Gas | 266000 | 82 | 82 | Federally-Regulated Consumer Product | 2013-07-01 | https://www.google.com/shopping/product/8008100484913935321?noj=1&output=search&q=Rheem%09P-M266A-EN-X&oq=Rheem%09P-M266A-EN-X&prds=hsec:online&sa=X&ved=0ahUKEwjr84eS5YvTAhVL2GMKHceyDp4Q2SsICg | 1417.51 | Pool Supply Unlimited | 1799.99 | Your Pool HQ
Raypak, Inc. | Rheem | P-M267A-EN-C | Natural Gas | 266000 | 82 | 82 | Federally-Regulated Consumer Product | 2013-07-01 | not found
Raypak, Inc. | Raypak | P-R266A-EN-C | Natural Gas | 266000 | 82 | 82 | Federally-Regulated Consumer Product | 2013-07-01 | https://www.google.com/shopping/product/8008100484913935321?sclient=psy-ab&biw=1009&bih=928&q=Raypak%09P-R266A-EN-C&oq=Raypak%09P-R266A-EN-C&pbx=1&bav=on.2,or.&bvm=bv.151426398,d.cGc&tch=1&ech=1&psi=-BPkWK7dIoG0jwOaorvgBQ.1491342329827.3&prds=hsec:online&sa=X&ved=0ahUKEwj0-vKS44vTAhVK7WMKHQ0PDG8Q2SsICA | 1417.51 | Pool Supply Unlimited | 1799.99 | Your Pool HQ
Raypak, Inc. | Raypak | P-R267A-EN-C | Natural Gas | 266000 | 82 | 82 | Federally-Regulated Consumer Product | 2013-07-01 | not found
Pentair Water Pool and Spa Inc. | Pentair | 460734 | Natural Gas | 300000 | 84 | 82 | Federally-Regulated Consumer Product | 2017-02-21 | https://www.google.com/shopping/product/2067519652525865665?biw=1056&bih=927&output=search&q=Pentair%09460734&oq=Pentair%09460734&prds=hsec:online&sa=X&ved=0ahUKEwih15CrpoHTAhUk4YMKHXK-DcsQ2SsIDA | 1658.15 | Pool Supply Unlimited | 2099.99 | Backyard Pool Superstore
Lochinvar, LLC. | EnergyRite | ERN302 | Natural Gas | 300000 | 86 | 78 | Federally-Regulated Consumer Product | 2007-10-22 | https://www.google.com/shopping/product/7358349363815780142?noj=1&biw=967&bih=928&output=search&q=EnergyRite%09ERN302&oq=EnergyRite%09ERN302&prds=hsec:online&sa=X&ved=0ahUKEwidqY3U6YvTAhVp04MKHbLSC3sQ2SsICg | 2199.99 | eBay - poolproducts.com | 2852.99 | Pool Supply World
Hayward Pool Products | Hayward | H300FDN | Natural Gas | 300000 | 82.7 | 78 | Federally-Regulated Consumer Product | 2011-02-03 | https://www.google.com/shopping/product/2841507386693408073?biw=1009&bih=928&output=search&q=Hayward%09H300FDN&oq=Hayward%09H300FDN&prds=hsec:online&sa=X&ved=0ahUKEwimgMOz64vTAhWW3oMKHTM1D2YQ2SsIDA | 1620.34 | Pool Supply Unlimited | 1939 | Backyard Pool Superstore
Zodiac Pool Systems, Inc. | Zodiac | LXI300N | Natural Gas | 300000 | 82 | 78 | Federally-Regulated Consumer Product | 2011-02-01 | not found
Zodiac Pool Systems, Inc. | Jandy | LXI300N | Natural Gas | 300000 | 82 | 78 | Federally-Regulated Consumer Product | 2011-02-01 | not found
Raypak, Inc. | Raypak | P-0302* | Natural Gas | 300000 | 84 | 78 | Federally-Regulated Consumer Product | 2006-10-12 | not found
Raypak, Inc. | Ruud | P-D336A-EN-X | Natural Gas | 300000 | 82 | 82 | Federally-Regulated Consumer Product | 2013-07-01 | not found
Raypak, Inc. | Rheem | P-M336A-EN-X | Natural Gas | 300000 | 82 | 82 | Federally-Regulated Consumer Product | 2013-07-01 | not found
Raypak, Inc. | Raypak | P-R336A-EN-X | Natural Gas | 300000 | 82 | 82 | Federally-Regulated Consumer Product | 2013-07-01 | not found
Hayward Pool Products | Swim Pro by Hayward | SW300DHN | Natural Gas | 300000 | 82.7 | 82 | Federally-Regulated Consumer Product | 2015-05-01 | not found
Zodiac Pool Systems, Inc. | Zodiac Legacy | LRZ 325 | Natural Gas | 325000 | 80.4 | 78 | Federally-Regulated Consumer Product | 2011-02-01 | https://www.google.com/shopping/product/7677186668315768922?sclient=psy-ab&biw=946&bih=928&q=Zodiac+Legacy%09LRZ+325&oq=Zodiac+Legacy%09LRZ+325&pbx=1&bav=on.2,or.&tch=1&ech=1&psi=EhLkWNHoDKqXjwTL34vQAg.1491341915075.5&prds=hsec:online&sa=X&ved=0ahUKEwjwnffS4YvTAhUM7YMKHX6mABwQ2SsICA | 1953.99 | SwimCSI.com | 2322.99 | Pool Supply World
Zodiac Pool Systems, Inc. | Jandy Legacy | LRZ 325 | Natural Gas | 325000 | 80.4 | 78 | Federally-Regulated Consumer Product | 2011-02-01 | https://www.google.com/search?noj=1&tbm=shop&q=Jandy+Legacy%09LRZ+325&oq=Jandy+Legacy%09LRZ+325&gs_l=serp.3...25760.25760.0.26649.1.1.0.0.0.0.90.90.1.1.0....0...1c.2.64.serp..0.0.0.zqrTcPiL3dQ#spd=1994518154446098483 | 222.99 | PoolSupplyWorld
Raypak, Inc. | Ruud | P-D336A-EN-C | Natural Gas | 332500 | 82 | 82 | Federally-Regulated Consumer Product | 2013-07-01 | not found
Raypak, Inc. | Ruud | P-D337A-EN-C | Natural Gas | 332500 | 82 | 82 | Federally-Regulated Consumer Product | 2013-07-01 | not found
Raypak, Inc. | Rheem | P-M336A-EN-C | Natural Gas | 332500 | 82 | 82 | Federally-Regulated Consumer Product | 2013-07-01 | https://www.google.com/shopping/product/6446290890614059297?biw=1009&bih=928&output=search&q=Rheem%09P-M336A-EN-C&oq=Rheem%09P-M336A-EN-C&prds=hsec:online&sa=X&ved=0ahUKEwifvIbG44vTAhVVzWMKHfpTAuUQ2SsICg | 1616.97 | Pool Supply Unlimited | n/a
Raypak, Inc. | Rheem | P-M337A-EN-C | Natural Gas | 332500 | 82 | 82 | Federally-Regulated Consumer Product | 2013-07-01 | not found
Raypak, Inc. | Raypak | P-R336A-EN-C | Natural Gas | 332500 | 82 | 82 | Federally-Regulated Consumer Product | 2013-07-01 | https://www.google.com/shopping/product/6446290890614059297?q=Raypak+P-R336A-EN-C&biw=953&bih=942&bav=on.2,or.&bvm=bv.151325232,d.amc&tch=1&ech=1&psi=5OXeWKndMOSLjwTI_reoDQ.1491002859724.3&prds=hsec:online&sa=X&ved=0ahUKEwj99fO88oHTAhUM74MKHUKHDVsQ2SsICA | 1616.97 | Pool Supply Unlimited | n/a
Raypak, Inc. | Raypak | P-R337A-EN-C | Natural Gas | 332500 | 82 | 82 | Federally-Regulated Consumer Product | 2013-07-01 | not found
Pentair Water Pool and Spa Inc. | Sta-Rite | SR333HD | Natural Gas | 333000 | 82 | 82 | Federally-Regulated Consumer Product | 2017-02-21 | https://www.google.com/shopping/product/12855189475372180588?noj=1&output=search&q=Sta-Rite%09SR333HD&oq=Sta-Rite%09SR333HD&prds=hsec:online&sa=X&ved=0ahUKEwj27LSk9ovTAhWh6oMKHZxwCxoQ2SsIDA | 1950.84 | Pool Supply Unlimited | 2976.86 | Jet.com
Pentair Water Pool and Spa Inc. | Sta-Rite | SR333NA | Natural Gas | 333000 | 84 | 82 | Federally-Regulated Consumer Product | 2017-02-21 | https://www.google.com/shopping/product/5722718956824745692?sclient=psy-ab&biw=953&bih=942&q=Sta-Rite%09SR333NA&oq=Sta-Rite%09SR333NA&pbx=1&bav=on.2,or.&bvm=bv.151325232,d.amc&espv=2&tch=1&ech=1&psi=QuPeWKySJsHcjwTV3avIBA.1491002184963.7&prds=hsec:online&sa=X&ved=0ahUKEwi3jL2P8IHTAhVlzIMKHQDTBRYQ2SsICg | 1713.56 | Active Pool Supply | 1931.95 | Sunplay
Zodiac Pool Systems, Inc. | Jandy HI-E2 | EHE350P | Natural Gas | 350000 | 95 | 78 | Federally-Regulated Consumer Product | 2011-02-01 | https://www.google.com/shopping/product/5896704852634146660?noj=1&biw=967&bih=928&q=Jandy+HI-E2%09EHE350P&oq=Jandy+HI-E2%09EHE350P&prds=hsec:online&sa=X&ved=0ahUKEwi3uqab6IvTAhVD0oMKHWgJAXgQ2SsICQ | 6499.99 | TC Pool Equipment | 7960.99 | Pool Supply World
Zodiac Pool Systems, Inc. | Zodiac HI-E2 | EHE350P | Natural Gas | 350000 | 95 | 78 | Federally-Regulated Consumer Product | 2011-02-01 | https://www.google.com/shopping/product/5896704852634146660?noj=1&biw=967&bih=928&q=Jandy+HI-E2%09EHE350P&oq=Jandy+HI-E2%09EHE350P&prds=hsec:online&sa=X&ved=0ahUKEwi3uqab6IvTAhVD0oMKHWgJAXgQ2SsICQ | 6499.99 | TC Pool Equipment | 7960.99 | Pool Supply World
Hayward Pool Products | Hayward | H350FDN | Natural Gas | 350000 | 83 | 78 | Federally-Regulated Consumer Product | 2011-02-03 | https://www.google.com/shopping/product/5882678174444882478?sclient=psy-ab&biw=1009&bih=928&q=Hayward%09H350FDN&oq=Hayward%09H350FDN&pbx=1&bav=on.2,or.&tch=1&ech=1&psi=EhLkWNHoDKqXjwTL34vQAg.1491342015622.7&prds=hsec:online&sa=X&ved=0ahUKEwiN0uSG4ovTAhXn64MKHfEqA-gQ2SsICg | 1678.98 | Pool Supply Unlimited | 2089 | Pool Supplies Superstore
Raypak, Inc. | Ruud | P-D406A-EN-X | Natural Gas | 360000 | 82 | 82 | Federally-Regulated Consumer Product | 2013-07-01 | not found
Raypak, Inc. | Rheem | P-M406A-EN-X | Natural Gas | 360000 | 82 | 82 | Federally-Regulated Consumer Product | 2013-07-01 | not found
Raypak, Inc. | Raypak | P-R406A-EN-X | Natural Gas | 360000 | 82 | 82 | Federally-Regulated Consumer Product | 2013-07-01 | https://www.google.com/search?noj=1&output=search&tbm=shop&q=Raypak%09P-R406A-EN-x&oq=Raypak%09P-R406A-EN-x&gs_l=products-cc.3...2635.2938.0.3144.2.1.0.1.0.0.100.100.0j1.1.0....0...1ac.1.64.products-cc..0.0.0.nh3P6tEf8Tk#spd=13790831643051115248 | 1999.99 | A1 Pool Parts
Raypak, Inc. | Raypak | B-R409*-EN-* | Natural Gas | 399000 | 84 | 78 | Federally-Regulated Consumer Product | 2012-04-06 | not found
Raypak, Inc. | Raypak | P-0402* | Natural Gas | 399000 | 84 | 78 | Federally-Regulated Consumer Product | 2006-10-12 | not found
Raypak, Inc. | Raypak | P-0402*-CHX | Natural Gas | 399000 | 98 | 78 | Federally-Regulated Consumer Product | 2007-10-22 | not found
Raypak, Inc. | Aquadura | P-A406A-EN-C | Natural Gas | 399000 | 82 | 82 | Federally-Regulated Consumer Product | 2013-12-11 | not found
Raypak, Inc. | Aquadura | P-A407A-EN-C | Natural Gas | 399000 | 82 | 82 | Federally-Regulated Consumer Product | 2013-12-11 | not found
Raypak, Inc. | Ruud | P-D406A-EN-C | Natural Gas | 399000 | 82 | 82 | Federally-Regulated Consumer Product | 2013-07-01 | not found
Raypak, Inc. | Ruud | P-D407A-EN-C | Natural Gas | 399000 | 82 | 82 | Federally-Regulated Consumer Product | 2013-07-01 | not found
Raypak, Inc. | Rheem | P-M406A-EN-C | Natural Gas | 399000 | 82 | 82 | Federally-Regulated Consumer Product | 2013-07-01 | not found
Raypak, Inc. | Rheem | P-M407A-EN-C | Natural Gas | 399000 | 82 | 82 | Federally-Regulated Consumer Product | 2013-07-01 | https://www.google.com/shopping/product/17071621579625698341?noj=1&q=Rheem%09P-M407A-EN-C&oq=Rheem%09P-M407A-EN-C&prds=hsec:online&sa=X&ved=0ahUKEwjf35D15IvTAhVV82MKHfMYDoYQ2SsICg | 1985.07 | Pool Supply Unlimited | 2052.69 | Active Pool Supply
Raypak, Inc. | Raypak | P-R406A-EN-C | Natural Gas | 399000 | 82 | 82 | Federally-Regulated Consumer Product | 2013-07-01 | https://www.google.com/shopping/product/15485735394138500169?noj=1&output=search&q=Raypak%09P-R406A-EN-C&oq=Raypak%09P-R406A-EN-C&prds=hsec:online&sa=X&ved=0ahUKEwi0yLy79YvTAhUo0oMKHX1dALQQ2SsICg | 1836.05 | Pool Supply Unlimited | n/a
Raypak, Inc. | Raypak | P-R407A-EN-C | Natural Gas | 399000 | 82 | 82 | Federally-Regulated Consumer Product | 2013-07-01 | https://www.google.com/shopping/product/17071621579625698341?noj=1&q=Raypak%09P-R407A-EN-C&oq=Raypak%09P-R407A-EN-C&prds=hsec:online&sa=X&ved=0ahUKEwif8bqF9ovTAhVr64MKHYLiDh0Q2SsICg | 1985.07 | Pool Supply Unlimited | 2052.69 | Active Pool Supply
Raypak, Inc. | Raypak | S-R410-EN | Natural Gas | 399000 | 94 | 82 | Federally-Regulated Consumer Product | 2015-02-19 | not found
Hayward Pool Products | Hayward | H400FDN | Natural Gas | 399900 | 84 | 82 | Federally-Regulated Consumer Product | 2016-09-27 | https://www.google.com/shopping/product/5851927340560065545?q=Hayward+H400FDN&biw=1227&bih=931&bav=on.2,or.&bvm=bv.151426398,d.amc&tch=1&ech=1&psi=0JLeWJvsFOzXjwSttbCgBQ.1490981591011.3&prds=hsec:online&sa=X&ved=0ahUKEwi88b2fo4HTAhUF74MKHSjhBPQQ2SsICg | 1862.09 | Pool Supply Unlimited | 2299 | In The Swim Pool Supplies
Hayward Pool Products | Hayward | H400FDNBH | Natural Gas | 399900 | 84 | 82 | Federally-Regulated Consumer Product | 2016-09-27 | same as above??
Hayward Pool Products | Swim Pro by Hayward | SW400DHN | Natural Gas | 399900 | 84 | 82 | Federally-Regulated Consumer Product | 2016-09-27 | not found
Hayward Pool Products | Trane | TR400NA | Natural Gas | 399900 | 84 | 82 | Federally-Regulated Consumer Product | 2016-09-27 | https://www.google.com/shopping/product/9765790264884138683?sclient=psy-ab&biw=1064&bih=927&q=Trane%09TR400NA&oq=Trane%09TR400NA&pbx=1&bav=on.2,or.&bvm=bv.151325232,bs.1,d.amc&tch=1&ech=1&psi=iJPeWJWjAqG9jwSDxKOgDg.1490981774822.11&prds=hsec:online&sa=X&ved=0ahUKEwjU5IGopIHTAhUBwYMKHVViBfoQ2SsICA | 2299.99 | VMInnovations.com | 4613.14 | Orchard Depot
Pentair Water Pool and Spa Inc. | Pentair | 460736 | Natural Gas | 399990 | 84 | 82 | Federally-Regulated Consumer Product | 2017-02-21 | not found
Pentair Water Pool and Spa Inc. | Sta-Rite | 460763 | Natural Gas | 399990 | 84 | 82 | Federally-Regulated Consumer Product | 2017-02-21 | https://www.google.com/shopping/product/4793331050330421627?espv=2&biw=955&bih=942&output=search&q=Sta-Rite%09460763&oq=Sta-Rite%09460763&prds=hsec:online&sa=X&ved=0ahUKEwiy8pC_7oHTAhVB64MKHfUyChkQ2SsICw | 2370.5 | Pool Supply Unlimited | 5831.86 | Orchard Depot
Pentair Water Pool and Spa Inc. | Pentair | 460775 | Natural Gas | 399990 | 84 | 82 | Federally-Regulated Consumer Product | 2017-02-21 | https://www.google.com/shopping/product/12437587110562735847?biw=1056&bih=927&output=search&q=Pentair%09460775&oq=Pentair%09460775&prds=hsec:online&sa=X&ved=0ahUKEwjg-bSop4HTAhXL7YMKHbiSBSAQ2SsICw | 2265.25 | Pool Supply Unlimited | 2898.89 | PoolZoom.com
Pentair Water Pool and Spa Inc. | Pentair | 460805 | Natural Gas | 399990 | 82 | 82 | Federally-Regulated Consumer Product | 2017-02-21 | https://www.google.com/shopping/product/9833944093188255760?biw=1056&bih=927&output=search&q=Pentair%09460805&oq=Pentair%09460805&prds=hsec:online&sa=X&ved=0ahUKEwisl7OPqIHTAhVk2IMKHWJDBpkQ2SsICw | 2148.99 | Polytec Pools | 2782.44 | Web Pool Supply
Pentair Water Pool and Spa Inc. | Pentair | 461021 | Natural Gas | 399990 | 82 | 82 | Federally-Regulated Consumer Product | 2017-02-21 | https://www.google.com/shopping/product/1507937915983685417?biw=958&bih=927&output=search&q=Pentair%09461021&oq=Pentair%09461021&prds=hsec:online&sa=X&ved=0ahUKEwjJhJehqYHTAhVK2oMKHaTWBLAQ2SsICw | 2375.89 | Active Pool Supply | 5615.38 | Orchard Depot
Pentair Water Pool and Spa Inc. | Pentair | 461113 | Natural Gas | 399990 | 84 | 82 | Federally-Regulated Consumer Product | 2017-02-21 | not found
Pentair Water Pool and Spa Inc. | Sta-Rite | SR400HD | Natural Gas | 399990 | 82 | 82 | Federally-Regulated Consumer Product | 2017-02-21 | https://www.google.com/shopping/product/4975318456997062449?biw=953&bih=942&espv=2&output=search&q=Sta-Rite%09SR400HD&oq=Sta-Rite%09SR400HD&prds=hsec:online&sa=X&ved=0ahUKEwjK4_K58IHTAhVh5oMKHaRECewQ2SsICw | 1939 | American Best Pool Supply | 2499.89 | PoolZoom.com
Pentair Water Pool and Spa Inc. | Sta-Rite | SR400NA | Natural Gas | 399990 | 84 | 82 | Federally-Regulated Consumer Product | 2017-02-21 | https://www.google.com/shopping/product/15255497277564072910?biw=953&bih=942&espv=2&output=search&q=Sta-Rite%09SR400NA&oq=Sta-Rite%09SR400NA&prds=hsec:online&sa=X&ved=0ahUKEwiphND28IHTAhWO8oMKHY1eAYMQ2SsIDA | 1860.47 | Pool Supply Unlimited | 2646.64 | Walmart
Lochinvar, LLC. | EnergyRite | ERN402 | Natural Gas | 399999 | 86 | 78 | Federally-Regulated Consumer Product | 2007-10-22 | https://www.google.com/shopping/product/10544237564961365766?sclient=psy-ab&biw=1041&bih=928&q=EnergyRite%09ERN402&oq=EnergyRite%09ERN402&pbx=1&bav=on.2,or.&tch=1&ech=1&psi=lwrkWN-YLMThjAPU2LvACA.1491339929161.21&prds=hsec:online&sa=X&ved=0ahUKEwi__dSc4IvTAhVMw4MKHTrHDf0Q2SsICA | 2449.99 | eBay - poolproducts.com | 3519.99 | Pool Supply World
Hayward Pool Products | Hayward | H400FDNASME | Natural Gas | 400000 | 84 | 82 | Federally-Regulated Consumer Product | 2016-09-27 | https://www.google.com/shopping/product/6630033237560717811?biw=1066&bih=931&output=search&q=Hayward%09H400FDNASME&oq=Hayward%09H400FDNASME&prds=hsec:online&sa=X&ved=0ahUKEwj4uuemooHTAhWMx4MKHdomAxAQ2SsICw | 2372.1 | Pool Supply Unlimited | 2999.99 | Pool Supplies Superstore
Zodiac Pool Systems, Inc. | Jandy Pro Series | JXi400N | Natural Gas | 400000 | 84 | 82 | Federally-Regulated Consumer Product | 2016-11-08 | not found
Zodiac Pool Systems, Inc. | Jandy Pro Series | JXi400NK | Natural Gas | 400000 | 84 | 82 | Federally-Regulated Consumer Product | 2016-11-08 | not found
Zodiac Pool Systems, Inc. | Jandy Pro Series | JXi400NN | Natural Gas | 400000 | 83 | 82 | Federally-Regulated Consumer Product | 2016-11-08 | https://www.google.com/search?biw=1064&bih=927&output=search&tbm=shop&q=Jandy+Pro+Series%09JXi400NN&oq=Jandy+Pro+Series%09JXi400NN&gs_l=products-cc.3...18410.18410.0.18974.1.1.0.0.0.0.171.171.0j1.1.0....0...1ac.2.64.products-cc..0.0.0.n0mEoGD1Boo#spd=18043628735520840996 | 2432.54 | Pool Supply Unlimited | n/a
Zodiac Pool Systems, Inc. | Zodiac Legacy | LRZ 400 | Natural Gas | 400000 | 81 | 78 | Federally-Regulated Consumer Product | 2011-02-01 | https://www.google.com/shopping/product/6733245239235865509?noj=1&q=Zodiac+Legacy%09LRZ+400&oq=Zodiac+Legacy%09LRZ+400&prds=hsec:online&sa=X&ved=0ahUKEwjP-KCu5ovTAhVSzWMKHWHyA98Q2SsICQ | 1999.99 | TC Pool Equipment | 7116.8 | Orchard Depot
Zodiac Pool Systems, Inc. | Jandy Legacy | LRZ 400 | Natural Gas | 400000 | 81 | 78 | Federally-Regulated Consumer Product | 2011-02-01 | https://www.google.com/shopping/product/6733245239235865509?noj=1&biw=967&bih=928&q=Jandy+Legacy%09LRZ+400&oq=Jandy+Legacy%09LRZ+400&prds=hsec:online&sa=X&ved=0ahUKEwiE8uye54vTAhVn44MKHaUiD9UQ2SsICQ | 1999.99 | TC Pool Equipment | 7116.8 | Orchard Depot
Zodiac Pool Systems, Inc. | Jandy | LXI400N | Natural Gas | 400000 | 82 | 78 | Federally-Regulated Consumer Product | 2011-02-01 | https://www.google.com/shopping/product/10327589158581940625?noj=1&q=Jandy%09LXI400N&oq=Jandy%09LXI400N&prds=hsec:online&sa=X&ved=0ahUKEwjalPKu7YvTAhUp04MKHezSBDgQ2SsICg | 2192.94 | A1 Pool Parts | 2815.99 | Pool Supply World
Zodiac Pool Systems, Inc. | Zodiac | LXI400N | Natural Gas | 400000 | 82 | 78 | Federally-Regulated Consumer Product | 2011-02-01 | https://www.google.com/shopping/product/9305920088223151272?noj=1&q=Zodiac%09LXI400N&oq=Zodiac%09LXI400N&prds=hsec:online&sa=X&ved=0ahUKEwjVmaDi7YvTAhUq_4MKHaddBfUQ2SsICw | 2218.65 | Pool Supply Unlimited | 4318.48 | Sears - Specialty Pool Products
Laars Heating Systems Company | Laars | PNCP0500N******* | Natural Gas | 499980 | 84.1 | 78 | Federally-Regulated Consumer Product | 2005-08-30 | not found
Laars Heating Systems Company | Laars | AP0500EN******** | Natural Gas | 500000 | 82 | 78 | Federally-Regulated Consumer Product | 2005-08-30 | not found
Laars Heating Systems Company | Laars | AP0500IN******** | Natural Gas | 500000 | 81 | 78 | Federally-Regulated Consumer Product | 2005-08-30 | not found
Hayward Pool Products | Hayward | H500FDN | Natural Gas | 500000 | 83 | 82 | Federally-Regulated Consumer Product | 2014-10-23 | https://www.google.com/shopping/product/15537621819526215407?noj=1&q=Hayward%09H500FDN&oq=Hayward%09H500FDN&prds=hsec:online&sa=X&ved=0ahUKEwiVybzd5ovTAhXM7IMKHZhODNgQ2SsIDA | 2230 | PoolSupply4Less | 5581.8 | Orchard Depot
Hayward Pool Products | Hayward | H500FDNASME | Natural Gas | 500000 | 83 | 82 | Federally-Regulated Consumer Product | 2014-10-23 | https://www.google.com/shopping/product/14835761241903287268?biw=1009&bih=928&output=search&q=Hayward%09H500FDNASME&oq=Hayward%09H500FDNASME&prds=hsec:online&sa=X&ved=0ahUKEwj29r2K7IvTAhWF1IMKHWIKBbIQ2SsICg | 2959.95 | Polytec Pools | 3250 | Pool Warehouse
Raypak, Inc. | Raypak | P-0502* | Natural Gas | 500000 | 84 | 78 | Federally-Regulated Consumer Product | 2006-10-12 | not found
Raypak, Inc. | Raypak | P-0502*-CHX | Natural Gas | 500000 | 98 | 78 | Federally-Regulated Consumer Product | 2007-10-22 | not found
Raypak, Inc. | Raypak | P-0504* | Natural Gas | 500000 | 85 | 78 | Federally-Regulated Consumer Product | 2007-06-11 | not found
Pentair Water Pool and Spa Inc. | Pentair | PM0500NACC2BXN | Natural Gas | 500000 | 84 | 82 | Federally-Regulated Consumer Product | 2017-03-06 | https://www.google.com/shopping/product/15203970124515995080?noj=1&q=Pentair%09PM0500NACC2BXN&oq=Pentair%09PM0500NACC2BXN&prds=hsec:online&sa=X&ved=0ahUKEwjpgPGk8YvTAhUJ4oMKHYVUAkoQ2SsICw | 8397.49 | Pool Supply Unlimited | 8917.93 | Active Pool Supply
Raypak, Inc. | Raypak | P-0514* | Natural Gas | 511500 | 82 | 78 | Federally-Regulated Consumer Product | 2006-10-12 | not found
Laars Heating Systems Company | Laars | AP0600EN******** | Natural Gas | 600000 | 82 | 78 | Federally-Regulated Consumer Product | 2005-08-30 | not found
Laars Heating Systems Company | Laars | AP0600IN******** | Natural Gas | 600000 | 81 | 78 | Federally-Regulated Consumer Product | 2005-08-30 | not found
Raypak, Inc. | Raypak | P-0624* | Natural Gas | 627000 | 82 | 78 | Federally-Regulated Consumer Product | 2006-10-12 | not found
Raypak, Inc. | Raypak | P-0652* | Natural Gas | 650000 | 84 | 78 | Federally-Regulated Consumer Product | 2006-10-12 | not found
Raypak, Inc. | Raypak | P-0652*-CHX | Natural Gas | 650000 | 98 | 78 | Federally-Regulated Consumer Product | 2007-10-22 | not found
Laars Heating Systems Company | Laars | AP0715EN******** | Natural Gas | 715000 | 82 | 78 | Federally-Regulated Consumer Product | 2005-08-30 | not found
Laars Heating Systems Company | Laars | AP0715IN******** | Natural Gas | 715000 | 81 | 78 | Federally-Regulated Consumer Product | 2005-08-30 | not found
Raypak, Inc. | Raypak | P-0724* | Natural Gas | 726000 | 82 | 78 | Federally-Regulated Consumer Product | 2006-10-12 | not found
Laars Heating Systems Company | Laars | PNCP0750N******* | Natural Gas | 749970 | 84.1 | 78 | Federally-Regulated Consumer Product | 2005-08-30 | not found
Raypak, Inc. | Raypak | P-0752* | Natural Gas | 750000 | 84 | 78 | Federally-Regulated Consumer Product | 2006-10-12 | not found
Raypak, Inc. | Raypak | P-0752*-CHX | Natural Gas | 750000 | 98 | 78 | Federally-Regulated Consumer Product | 2007-10-22 | not found
Raypak, Inc. | Raypak | P-0754* | Natural Gas | 750000 | 85 | 78 | Federally-Regulated Consumer Product | 2007-06-11 | not found
Pentair Water Pool and Spa Inc. | Pentair | PM0750NACC2BXN | Natural Gas | 750000 | 84 | 82 | Federally-Regulated Consumer Product | 2017-03-06 | https://www.google.com/shopping/product/1879247464628476464?noj=1&output=search&q=Pentair%09PM0750NACC2BXN&oq=Pentair%09PM0750NACC2BXN&prds=hsec:online&sa=X&ved=0ahUKEwjK2vHZ8YvTAhVJ5oMKHR0TD48Q2SsICw | 9070.09 | Pool Supply Unlimited | 963.06 | Active Pool Supply
Raypak, Inc. | Raypak | P-0824* | Natural Gas | 825000 | 82 | 78 | Federally-Regulated Consumer Product | 2006-10-12 | not found
Laars Heating Systems Company | Laars | AP0850EN******** | Natural Gas | 850000 | 82 | 78 | Federally-Regulated Consumer Product | 2005-08-30 | not found
Laars Heating Systems Company | Laars | AP0850IN******** | Natural Gas | 850000 | 81.1 | 78 | Federally-Regulated Consumer Product | 2005-08-30 | not found
Raypak, Inc. | Raypak | P-0902* | Natural Gas | 900000 | 84 | 78 | Federally-Regulated Consumer Product | 2006-10-12 | not found
Raypak, Inc. | Raypak | P-0902*-CHX | Natural Gas | 900000 | 98 | 78 | Federally-Regulated Consumer Product | 2007-10-22 | not found
Raypak, Inc. | Raypak | P-0926* | Natural Gas | 926000 | 82 | 78 | Federally-Regulated Consumer Product | 2006-10-12 | not found
Raypak, Inc. | Raypak | P-0962* | Natural Gas | 961700 | 82 | 78 | Federally-Regulated Consumer Product | 2006-10-12 | not found
Raypak, Inc. | Raypak | P-0992* | Natural Gas | 990000 | 84 | 78 | Federally-Regulated Consumer Product | 2006-10-12 | not found
Raypak, Inc. | Raypak | P-0992*-CHX | Natural Gas | 990000 | 98 | 78 | Federally-Regulated Consumer Product | 2007-10-22 | not found
Raypak, Inc. | Raypak | P-1005* | Natural Gas | 999000 | 97 | 82 | Federally-Regulated Consumer Product | 2014-02-24 | not found
Laars Heating Systems Company | Laars | PNCP1000N******* | Natural Gas | 999960 | 84.1 | 78 | Federally-Regulated Consumer Product | 2005-08-30 | not found
Pentair Water Pool and Spa Inc. | Pentair | PM1000NACC2BXN | Natural Gas | 1000000 | 84 | 82 | Federally-Regulated Consumer Product | 2017-03-06 | https://www.google.com/shopping/product/4311440472402924583?noj=1&output=search&q=Pentair%09PM1000NACC2BXN&oq=Pentair%09PM1000NACC2BXN&prds=hsec:online&sa=X&ved=0ahUKEwjYqoCc8ovTAhWV3oMKHVH5DlYQ2SsICw | 11311.61 | Pool Supply Unlimited | 13246.36 | Active Pool Supply
Laars Heating Systems Company | Laars | AP1010EN******** | Natural Gas | 1010000 | 82 | 78 | Federally-Regulated Consumer Product | 2005-08-30 | not found
Laars Heating Systems Company | Laars | AP1010IN******** | Natural Gas | 1010000 | 81 | 78 | Federally-Regulated Consumer Product | 2005-08-30 | not found
Raypak, Inc. | Raypak | P-1083* | Natural Gas | 1083000 | 82 | 78 | Federally-Regulated Consumer Product | 2006-10-12 | https://www.google.com/search?noj=1&tbm=shop&q=Raypak%09P-1083&oq=Raypak%09P-1083&gs_l=serp.3...7734.7971.0.8129.2.2.0.0.0.0.97.190.2.2.0....0...1c.1.64.serp..0.0.0.Y6oErDDAW3k#spd=6880484159866754787 | 6533.51 | Pool Supply Unlimited | n/a
Raypak, Inc. | Raypak | P-1104* | Natural Gas | 1100000 | 85 | 78 | Federally-Regulated Consumer Product | 2007-06-11 | https://www.google.com/search?noj=1&tbm=shop&q=Raypak%09P-1104&oq=Raypak%09P-1104&gs_l=serp.3...0.0.0.9052.0.0.0.0.0.0.0.0..0.0....0...1c..64.serp..0.0.0.WM0aHcsEY7k#spd=11963683819901368991 | 13640.14 | Pool Supply Unlimited | n/a
Raypak, Inc. | Raypak | P-1125* | Natural Gas | 1124700 | 82 | 78 | Federally-Regulated Consumer Product | 2006-10-12 | https://www.google.com/search?biw=1391&bih=928&espvd=2&output=search&tbm=shop&q=Laars%09AP2000IN********&oq=Laars%09AP2000IN********&gs_l=products-cc.3...743430.743430.0.744133.1.1.0.0.0.0.87.87.1.1.0....0...1ac.2.64.products-cc..0.0.0.RQCqJNYa-A8#tbm=shop&q=Raypak%09P1125&*&spd=9002927194248082102 | 6288.27 | Pool Supply Unlimited | n/a
Raypak, Inc. | Raypak | P-1178* | Natural Gas | 1178000 | 82 | 78 | Federally-Regulated Consumer Product | 2006-10-12 | https://www.google.com/search?tbm=shop&q=Raypak%09P-1178&*&spd=4145964605122551522&ei=nRXkWPaWMsbsjwO9yYHIDw&emsg=NCSR&noj=1 | 8993.71 | Pool Supply Unlimited | n/a
Laars Heating Systems Company | Laars | AP1200EN******** | Natural Gas | 1200000 | 82 | 78 | Federally-Regulated Consumer Product | 2005-08-30 | not found
Laars Heating Systems Company | Laars | AP1200IN******** | Natural Gas | 1200000 | 81 | 78 | Federally-Regulated Consumer Product | 2005-08-30 | not found
Raypak, Inc. | Raypak | P-1223* | Natural Gas | 1222500 | 82 | 78 | Federally-Regulated Consumer Product | 2006-10-12 | https://www.google.com/search?noj=1&tbm=shop&q=Raypak%09P-1223&oq=Raypak%09P-1223&gs_l=serp.3...22402.22686.0.22845.3.3.0.0.0.0.105.298.1j2.3.0....0...1c.1.64.serp..0.0.0.5X9UN5M1aog#spd=12756949032050262392 | 900.4 | Pool Supply Unlimited | n/a
Laars Heating Systems Company | Laars | PNCP1250N******* | Natural Gas | 1249950 | 84.6 | 78 | Federally-Regulated Consumer Product | 2005-08-30 | not found
Pentair Water Pool and Spa Inc. | Pentair | PM1250NACC2BXN | Natural Gas | 1250000 | 84 | 82 | Federally-Regulated Consumer Product | 2017-03-06 | https://www.google.com/shopping/product/1026589953019857655?noj=1&q=Pentair%09PM1250NACC2BXN&oq=Pentair%09PM1250NACC2BXN&prds=hsec:online&sa=X&ved=0ahUKEwjzp_bF8ovTAhWP8oMKHZytDDMQ2SsICg | 12977.5 | Pool Supply Unlimited | 15101.86 | Active Pool Supply
Raypak, Inc. | Raypak | P-1262* | Natural Gas | 1260000 | 84 | 78 | Federally-Regulated Consumer Product | 2006-10-12 | not found
Raypak, Inc. | Raypak | P-1262*-CHX | Natural Gas | 1260000 | 98 | 78 | Federally-Regulated Consumer Product | 2007-10-22 | not found
Raypak, Inc. | Raypak | P-1287* | Natural Gas | 1287000 | 82 | 78 | Federally-Regulated Consumer Product | 2006-10-12 | https://www.google.com/search?noj=1&tbm=shop&q=Raypak%09P-1287&oq=Raypak%09P-1287&gs_l=serp.3...8444.8521.0.8777.2.2.0.0.0.0.115.201.1j1.2.0....0...1c.1.64.serp..0.0.0.LdMpP8929Cw#spd=12924914537344420798 | 9503.03 | Pool Supply Unlimited | n/a
Raypak, Inc. | Raypak | P-1336* | Natural Gas | 1336600 | 82 | 78 | Federally-Regulated Consumer Product | 2006-10-12 | not found
Raypak, Inc. | Raypak | P-1414* | Natural Gas | 1413000 | 82 | 78 | Federally-Regulated Consumer Product | 2006-10-12 | https://www.google.com/search?noj=1&tbm=shop&q=Raypak%09P-1414&oq=Raypak%09P-1414&gs_l=serp.3...8907.9332.0.9506.3.3.0.0.0.0.113.313.1j2.3.0....0...1c.1.64.serp..0.0.0.8ME-_H5H4LY#spd=10640702771640776684 | 9887.61 | Pool Supply Unlimited | n/a
Laars Heating Systems Company | Laars | AP1430EN******** | Natural Gas | 1430000 | 82 | 78 | Federally-Regulated Consumer Product | 2005-08-30 | not found
Laars Heating Systems Company | Laars | AP1430IN******** | Natural Gas | 1430000 | 81 | 78 | Federally-Regulated Consumer Product | 2005-08-30 | not found
Raypak, Inc. | Raypak | P-1468* | Natural Gas | 1467000 | 82 | 78 | Federally-Regulated Consumer Product | 2006-10-12 | not found
Laars Heating Systems Company | Laars | PNCP1500N******* | Natural Gas | 1499940 | 84.6 | 78 | Federally-Regulated Consumer Product | 2005-08-30 | not found
Raypak, Inc. | Raypak | P-1504* | Natural Gas | 1500000 | 85 | 78 | Federally-Regulated Consumer Product | 2007-06-11 | https://www.google.com/search?noj=1&tbm=shop&q=Raypak%09P-1504&oq=Raypak%09P-1504&gs_l=serp.3...20627.20912.0.21151.3.3.0.0.0.0.102.288.2j1.3.0....0...1c.1.64.serp..0.0.0.ecOhGv5P7m4#spd=13359695187507596175 | 15615.16 | Pool Supply Unlimited | n/a
Raypak, Inc. | Raypak | P-1505* | Natural Gas | 1500000 | 97 | 82 | Federally-Regulated Consumer Product | 2014-02-24 | not found
Pentair Water Pool and Spa Inc. | Pentair | PM1500NACC2BXN | Natural Gas | 1500000 | 84 | 82 | Federally-Regulated Consumer Product | 2017-03-06 | https://www.google.com/shopping/product/1221181175494978029?noj=1&q=Pentair%09PM1500NACC2BXN&oq=Pentair%09PM1500NACC2BXN&prds=hsec:online&sa=X&ved=0ahUKEwjS88Dr8ovTAhVnzoMKHehyC-QQ2SsICw | 15237.75 | Pool Supply Unlimited | 17622.13 | Active Pool Supply
Raypak, Inc. | Raypak | P-1532* | Natural Gas | 1530000 | 84 | 78 | Federally-Regulated Consumer Product | 2006-10-12 | not found
Raypak, Inc. | Raypak | P-1532*-CHX | Natural Gas | 1530000 | 98 | 78 | Federally-Regulated Consumer Product | 2007-10-22 | not found
Raypak, Inc. | Raypak | P-1571* | Natural Gas | 1570000 | 82 | 78 | Federally-Regulated Consumer Product | 2006-10-12 | https://www.google.com/search?noj=1&tbm=shop&q=Raypak%09P-1571&oq=Raypak%09P-1571&gs_l=serp.3...52796.53018.0.53177.2.2.0.0.0.0.116.210.1j1.2.0....0...1c.1.64.serp..0.0.0.-ZuDO5evr3E#spd=7324018765177811194 | 6760.79 | Pool Supply Unlimited | n/a
Raypak, Inc. | Raypak | P-1631* | Natural Gas | 1630000 | 82 | 78 | Federally-Regulated Consumer Product | 2006-10-12 | not found
Laars Heating Systems Company | Laars | AP1670EN******** | Natural Gas | 1670000 | 82 | 78 | Federally-Regulated Consumer Product | 2005-08-30 | not found
Laars Heating Systems Company | Laars | AP1670IN******** | Natural Gas | 1670000 | 81 | 78 | Federally-Regulated Consumer Product | 2005-08-30 | not found
Laars Heating Systems Company | Laars | PNCP1750N******* | Natural Gas | 1749930 | 84.6 | 78 | Federally-Regulated Consumer Product | 2005-08-30 | not found
Pentair Water Pool and Spa Inc. | Pentair | PM1750NACC2BXN | Natural Gas | 1750000 | 84 | 82 | Federally-Regulated Consumer Product | 2017-03-06 | https://www.google.com/shopping/product/18172253405601552407?noj=1&output=search&q=Pentair%09PM1750NACC2BXN&oq=Pentair%09PM1750NACC2BXN&prds=hsec:online&sa=X&ved=0ahUKEwjR-a-R84vTAhUo6oMKHVL4DDcQ2SsICg | 17688.17 | Pool Supply Unlimited | 20340.07 | Active Pool Supply
Raypak, Inc. | Raypak | P-1758* | Natural Gas | 1758000 | 82 | 78 | Federally-Regulated Consumer Product | 2006-10-12 | https://www.google.com/search?noj=1&tbm=shop&q=Raypak%09P-1758&oq=Raypak%09P-1758&gs_l=serp.3...13083.13576.0.13764.3.3.0.0.0.0.99.283.3.3.0....0...1c.1.64.serp..0.0.0._XIwoh6552I#spd=17841402219563718101 | 12043.5 | Pool Supply Unlimited | n/a
Raypak, Inc. | Raypak | P-1802* | Natural Gas | 1800000 | 84 | 78 | Federally-Regulated Consumer Product | 2006-10-12 | not found
Raypak, Inc. | Raypak | P-1802*-CHX | Natural Gas | 1800000 | 98 | 78 | Federally-Regulated Consumer Product | 2007-10-22 | not found
Laars Heating Systems Company | Laars | AP1825EN******** | Natural Gas | 1825000 | 82 | 78 | Federally-Regulated Consumer Product | 2005-08-30 | not found
Laars Heating Systems Company | Laars | AP1825IN******** | Natural Gas | 1825000 | 81 | 78 | Federally-Regulated Consumer Product | 2005-08-30 | not found
Raypak, Inc. | Raypak | P-1826* | Natural Gas | 1825600 | 82 | 78 | Federally-Regulated Consumer Product | 2006-10-12 | not found
Raypak, Inc. | Raypak | P-2002* | Natural Gas | 1999000 | 84 | 78 | Federally-Regulated Consumer Product | 2006-10-12 | not found
Raypak, Inc. | Raypak | P-2002*-CHX | Natural Gas | 1999000 | 98 | 78 | Federally-Regulated Consumer Product | 2007-10-22 | not found
Raypak, Inc. | Raypak | P-2004* | Natural Gas | 1999000 | 85 | 78 | Federally-Regulated Consumer Product | 2007-06-11 | https://www.google.com/search?noj=1&tbm=shop&q=Raypak%09P-2004&oq=Raypak%09P-2004&gs_l=serp.3...12804.14303.0.14540.2.2.0.0.0.0.98.190.2.2.0....0...1c.1j2.64.serp..0.0.0._W3uclHs7KM#spd=17579203174137874172 | 18097.83 | Pool Supply Unlimited | n/a
Raypak, Inc. | Raypak | P-2005* | Natural Gas | 1999000 | 97 | 82 | Federally-Regulated Consumer Product | 2014-02-24 | not found
Laars Heating Systems Company | Laars | PNCP2000N******* | Natural Gas | 1999920 | 84.6 | 78 | Federally-Regulated Consumer Product | 2005-08-30 | not found
Laars Heating Systems Company | Laars | AP2000IN******** | Natural Gas | 2000000 | 82 | 78 | Federally-Regulated Consumer Product | 2005-08-30 | not found
Pentair Water Pool and Spa Inc. | Pentair | PM2000NACC2BXN | Natural Gas | 2000000 | 84 | 82 | Federally-Regulated Consumer Product | 2017-03-06 | https://www.google.com/shopping/product/12460538493229708877?noj=1&output=search&q=Pentair%09PM2000NACC2BXN&oq=Pentair%09PM2000NACC2BXN&prds=hsec:online&sa=X&ved=0ahUKEwjg4eyn84vTAhVl5IMKHXakCqAQ2SsICw | 18045.15 | Pool Supply Unlimited | 20737.45 | Active Pool Supply
Raypak, Inc. | Raypak | P-2072* | Natural Gas | 2070000 | 84 | 78 | Federally-Regulated Consumer Product | 2006-10-12 | not found
Raypak, Inc. | Raypak | P-2100* | Natural Gas | 2100000 | 82 | 78 | Federally-Regulated Consumer Product | 2006-10-13 | not found
Laars Heating Systems Company | Laars | AP2200EN******** | Natural Gas | 2205000 | 81 | 78 | Federally-Regulated Consumer Product | 2005-08-30 | not found
Raypak, Inc. | Raypak | P-2342* | Natural Gas | 2340000 | 84 | 78 | Federally-Regulated Consumer Product | 2006-10-12 | not found
Laars Heating Systems Company | Laars | AP2450IN******** | Natural Gas | 2450000 | 82 | 78 | Federally-Regulated Consumer Product | 2005-08-30 | not found
Raypak, Inc. | Raypak | P-2500* | Natural Gas | 2499000 | 82 | 78 | Federally-Regulated Consumer Product | 2006-10-12 | https://www.google.com/search?noj=1&tbm=shop&q=Raypak%09P-2500&oq=Raypak%09P-2500&gs_l=serp.3...7109.7473.0.7662.3.3.0.0.0.0.118.321.1j2.3.0....0...1c.1.64.serp..0.0.0.XNn34LgGMYw#spd=12627439323221733062 | 15883.07 | Pool Supply Unlimited | n/a
Laars Heating Systems Company | Laars | AP2800EN******** | Natural Gas | 2745000 | 81 | 78 | Federally-Regulated Consumer Product | 2005-08-30 | not found
Raypak, Inc. | Raypak | P-3001* | Natural Gas | 3000000 | 82 | 78 | Federally-Regulated Consumer Product | 2006-10-12 | https://www.google.com/search?noj=1&tbm=shop&q=Raypak%09P-3001&oq=Raypak%09P-3001&gs_l=serp.3...23627.24233.0.24407.4.4.0.0.0.0.118.391.3j1.4.0....0...1c.1.64.serp..0.0.0.xCUhmaAj0lc#spd=4824299127646885096 | 15415.78 | Pool Supply Unlimited | n/a
Laars Heating Systems Company | Laars | AP3050IN******** | Natural Gas | 3050000 | 82 | 78 | Federally-Regulated Consumer Product | 2005-08-30 | not found
Laars Heating Systems Company | Laars | AP3200EN******** | Natural Gas | 3150000 | 81 | 78 | Federally-Regulated Consumer Product | 2005-08-30 | not found
Laars Heating Systems Company | Laars | AP3500IN******** | Natural Gas | 3500000 | 82 | 78 | Federally-Regulated Consumer Product | 2005-08-30 | not found
Raypak, Inc. | Raypak | P-3500* | Natural Gas | 3500000 | 82 | 78 | Federally-Regulated Consumer Product | 2006-10-12 | not found
Laars Heating Systems Company | Laars | AP3600EN******** | Natural Gas | 3645000 | 81 | 78 | Federally-Regulated Consumer Product | 2005-08-30 | not found
Raypak, Inc. | Raypak | P-4001* | Natural Gas | 4000000 | 82 | 78 | Federally-Regulated Consumer Product | 2006-10-12 | not found
Laars Heating Systems Company | Laars | AP4050EN******** | Natural Gas | 4050000 | 81 | 78 | Federally-Regulated Consumer Product | 2005-08-30 | not found
Laars Heating Systems Company | Laars | AP4050IN******* | Natural Gas | 4050000 | 82 | 78 | Federally-Regulated Consumer Product | 2005-08-30 | not found
Laars Heating Systems Company | Laars | AP4500EN******** | Natural Gas | 4500000 | 81 | 78 | Federally-Regulated Consumer Product | 2005-08-30 | not found
Laars Heating Systems Company | Laars | AP4500IN******** | Natural Gas | 4500000 | 82 | 78 | Federally-Regulated Consumer Product | 2005-08-30 | not found
Laars Heating Systems Company | Laars | AP5000IN******** | Natural Gas | 5000000 | 82 | 78 | Federally-Regulated Consumer Product | 2005-08-30 | not found

## 82%+
Manufacturer | Brand | Model Number | Energy Source | Input BTUH | Thermal Efficiency | Thermal Efficiency Std | Regulatory Status | Add Date | Link | Lowest Price | Retailer | Highest Price | Retailer
Zodiac Pool Systems, Inc. | Jandy Legacy | LRZ 125 | Natural Gas | 125000 | 78.2 | 78 | Federally-Regulated Consumer Product | 2011-02-01 | not found
Zodiac Pool Systems, Inc. | Zodiac Legacy | LRZ 125 | Natural Gas | 125000 | 78.2 | 78 | Federally-Regulated Consumer Product | 2011-02-01 | not found
Zodiac Pool Systems, Inc. | Jandy Legacy | LRZ 175 | Natural Gas | 175000 | 79.6 | 78 | Federally-Regulated Consumer Product | 2011-02-01 | https://www.google.com/search?tbm=shop&q=Jandy+Legacy%09LRZ+175&*&spd=12347439815086325012&ei=7x3kWOrnIcrTjwSrzKDACQ&emsg=NCSR&noj=1 | 2022.99 | PoolSupplyWorld
Zodiac Pool Systems, Inc. | Zodiac Legacy | LRZ 175 | Natural Gas | 175000 | 79.6 | 78 | Federally-Regulated Consumer Product | 2011-02-01 | https://www.google.com/search?tbm=shop&q=Jandy+Legacy%09LRZ+175&*&spd=12347439815086325012&ei=7x3kWOrnIcrTjwSrzKDACQ&emsg=NCSR&noj=1 | 2022.99 | PoolSupplyWorld
Zodiac Pool Systems, Inc. | Zodiac Legacy | LRZ 325 | Natural Gas | 325000 | 80.4 | 78 | Federally-Regulated Consumer Product | 2011-02-01 | https://www.google.com/shopping/product/7677186668315768922?sclient=psy-ab&biw=946&bih=928&q=Zodiac+Legacy%09LRZ+325&oq=Zodiac+Legacy%09LRZ+325&pbx=1&bav=on.2,or.&tch=1&ech=1&psi=EhLkWNHoDKqXjwTL34vQAg.1491341915075.5&prds=hsec:online&sa=X&ved=0ahUKEwjwnffS4YvTAhUM7YMKHX6mABwQ2SsICA | 1953.99 | SwimCSI.com | 2322.99 | Pool Supply World
Zodiac Pool Systems, Inc. | Jandy Legacy | LRZ 325 | Natural Gas | 325000 | 80.4 | 78 | Federally-Regulated Consumer Product | 2011-02-01 | https://www.google.com/search?noj=1&tbm=shop&q=Jandy+Legacy%09LRZ+325&oq=Jandy+Legacy%09LRZ+325&gs_l=serp.3...25760.25760.0.26649.1.1.0.0.0.0.90.90.1.1.0....0...1c.2.64.serp..0.0.0.zqrTcPiL3dQ#spd=1994518154446098483 | 222.99 | PoolSupplyWorld
Zodiac Pool Systems, Inc. | Zodiac Legacy | LRZ 250 | Natural Gas | 250000 | 80.8 | 78 | Federally-Regulated Consumer Product | 2011-02-01 | https://www.google.com/shopping/product/16617920839109577634?sclient=psy-ab&biw=946&bih=928&q=Zodiac+Legacy%09LRZ+250&oq=Zodiac+Legacy%09LRZ+250&pbx=1&bav=on.2,or.&tch=1&ech=1&psi=gxHkWP_9GZSajwPBna2wBg.1491341765100.3&prds=hsec:online&sa=X&ved=0ahUKEwjXl-2E4YvTAhUJ52MKHTuqD58Q2SsICA | 1829.12 | Walmart - UnbeatableSale | 2074.31 | Jet.com
Zodiac Pool Systems, Inc. | Jandy Legacy | LRZ 250 | Natural Gas | 250000 | 80.8 | 78 | Federally-Regulated Consumer Product | 2011-02-01 | https://www.google.com/search?noj=1&tbm=shop&q=Zodiac+Legacy%09LRZ+175&oq=Zodiac+Legacy%09LRZ+175&gs_l=serp.3...28522.28522.0.29602.1.1.0.0.0.0.103.103.0j1.1.0....0...1c.2.64.serp..0.0.0.AUuOBYYQZcY#spd=12347439815086325012 | 2022.99 | PoolSupplyWorld
Raypak, Inc. | Raypak | B-055*-EN | Natural Gas | 50000 | 81 | 78 | Federally-Regulated Consumer Product | 2006-10-12 | not found
Raypak, Inc. | Ruud | P-D130*-EN-* | Natural Gas | 130000 | 81 | 78 | Federally-Regulated Consumer Product | 2011-05-26 | not found
Raypak, Inc. | Raypak | P-M130A-EN-* | Natural Gas | 130000 | 81 | 78 | Federally-Regulated Consumer Product | 2006-09-25 | not found
Raypak, Inc. | Raypak | P-R130A-EN-* | Natural Gas | 130000 | 81 | 78 | Federally-Regulated Consumer Product | 2006-09-25 | https://www.google.com/search?biw=1391&bih=928&espvd=2&output=search&tbm=shop&q=Laars%09AP2000IN********&oq=Laars%09AP2000IN********&gs_l=products-cc.3...743430.743430.0.744133.1.1.0.0.0.0.87.87.1.1.0....0...1ac.2.64.products-cc..0.0.0.RQCqJNYa-A8#tbm=shop&q=Raypak%09P-R130A-EN&*&spd=17966856259374400237 | 1098.9 | Hot Spring Parts and More | n/a
Zodiac Pool Systems, Inc. | Zodiac Legacy | LRZ 400 | Natural Gas | 400000 | 81 | 78 | Federally-Regulated Consumer Product | 2011-02-01 | https://www.google.com/shopping/product/6733245239235865509?noj=1&q=Zodiac+Legacy%09LRZ+400&oq=Zodiac+Legacy%09LRZ+400&prds=hsec:online&sa=X&ved=0ahUKEwjP-KCu5ovTAhVSzWMKHWHyA98Q2SsICQ | 1999.99 | TC Pool Equipment | 7116.8 | Orchard Depot
Zodiac Pool Systems, Inc. | Jandy Legacy | LRZ 400 | Natural Gas | 400000 | 81 | 78 | Federally-Regulated Consumer Product | 2011-02-01 | https://www.google.com/shopping/product/6733245239235865509?noj=1&biw=967&bih=928&q=Jandy+Legacy%09LRZ+400&oq=Jandy+Legacy%09LRZ+400&prds=hsec:online&sa=X&ved=0ahUKEwiE8uye54vTAhVn44MKHaUiD9UQ2SsICQ | 1999.99 | TC Pool Equipment | 7116.8 | Orchard Depot
Laars Heating Systems Company | Laars | AP0500IN******** | Natural Gas | 500000 | 81 | 78 | Federally-Regulated Consumer Product | 2005-08-30 | not found
Hayward Pool Products | Hayward | ABG1001 | Natural Gas | 100000 | 82 | 82 | Federally-Regulated Consumer Product | 2014-10-23 | not found
Hayward Pool Products | Hayward | H100ID1 | Natural Gas | 100000 | 82 | 82 | Federally-Regulated Consumer Product | 2014-10-23 | https://www.google.com/shopping/product/14824618341050597770?noj=1&biw=967&bih=928&output=search&q=Hayward%09H100ID1&oq=Hayward%09H100ID1&prds=hsec:online&sa=X&ved=0ahUKEwiL4f_46YvTAhXn7YMKHcA2CW8Q2SsIDA | 795 | PoolSupply4Less | 958.93 | Active Pool Supply
Raypak, Inc. | Ruud | P-D106A-AN-C | Natural Gas | 105000 | 82 | 82 | Federally-Regulated Consumer Product | 2013-07-01 | not found
Raypak, Inc. | Ruud | P-D106A-EN-C | Natural Gas | 105000 | 82 | 82 | Federally-Regulated Consumer Product | 2013-07-01 | not found
Raypak, Inc. | Rheem | P-M106A-AN-C | Natural Gas | 105000 | 82 | 82 | Federally-Regulated Consumer Product | 2013-07-01 | not found
Raypak, Inc. | Rheem | P-M106A-EN-C | Natural Gas | 105000 | 82 | 82 | Federally-Regulated Consumer Product | 2013-07-01 | not found
Raypak, Inc. | Raypak | P-R106A-AN-C | Natural Gas | 105000 | 82 | 82 | Federally-Regulated Consumer Product | 2013-05-28 | not found
Raypak, Inc. | Raypak | P-R106A-EN-C | Natural Gas | 105000 | 82 | 82 | Federally-Regulated Consumer Product | 2013-05-28 | https://www.google.com/shopping/product/7420404405056054807?noj=1&output=search&q=Raypak%09P-R106A-EN-C&oq=Raypak%09P-R106A-EN-C&prds=hsec:online&sa=X&ved=0ahUKEwi178yh9IvTAhUs0YMKHcRhB-4Q2SsICg | 784.49 | Pool Supply Unlimited | 965.7 | A1 Pool Parts
Pentair Water Pool and Spa Inc. | Pentair | 461058 | Natural Gas | 125000 | 82 | 82 | Federally-Regulated Consumer Product | 2017-02-21 | https://www.google.com/shopping/product/10875460847877867261?biw=958&bih=927&output=search&q=Pentair%09461058&oq=Pentair%09461058&prds=hsec:online&sa=X&ved=0ahUKEwi97szOqYHTAhWh3YMKHaPaAQgQ2SsICw | 846.29 | Pool Supply Unlimited | 1039.99 | Your Pool HQ
Pentair Water Pool and Spa Inc. | Pentair | 461059 | Natural Gas | 125000 | 82 | 82 | Federally-Regulated Consumer Product | 2017-02-21 | https://www.google.com/shopping/product/10875460847877867261?q=Pentair+461059&espv=2&biw=955&bih=942&bav=on.2,or.&bvm=bv.151325232,d.amc&ion=1&tch=1&ech=1&psi=LeHeWNmeJcupjwTTgpbgCg.1491001651967.5&prds=hsec:online&sa=X&ved=0ahUKEwjL_7T97YHTAhUJzoMKHUquDmEQ2SsICQ | 858.54 | Pool Supply Unlimited | 1066.84 | Jet.com
Raypak, Inc. | Ruud | P-D206A-EN-X | Natural Gas | 180000 | 82 | 82 | Federally-Regulated Consumer Product | 2013-07-01 | not found
Raypak, Inc. | Rheem | P-M206A-EN-X | Natural Gas | 180000 | 82 | 82 | Federally-Regulated Consumer Product | 2013-07-01 | not found
Raypak, Inc. | Raypak | P-R206A-EN-X | Natural Gas | 180000 | 82 | 82 | Federally-Regulated Consumer Product | 2013-07-01 | not found
Pentair Water Pool and Spa Inc. | Sta-Rite | SR200HD | Natural Gas | 199000 | 82 | 82 | Federally-Regulated Consumer Product | 2017-02-21 | https://www.google.com/shopping/product/14129289694958054524?espv=2&biw=955&bih=942&output=search&q=Sta-Rite%09SR200HD&oq=Sta-Rite%09SR200HD&prds=hsec:online&sa=X&ved=0ahUKEwjH_qeK74HTAhUk04MKHUWoCtkQ2SsIFw | 1646.49 | Pool Supply Unlimited | 2352.99 | Walmart
Raypak, Inc. | Ruud | P-D206A-EN-C | Natural Gas | 199500 | 82 | 82 | Federally-Regulated Consumer Product | 2013-07-01 | not found
Raypak, Inc. | Ruud | P-D207A-EN-C | Natural Gas | 199500 | 82 | 82 | Federally-Regulated Consumer Product | 2013-07-01 | not found
Raypak, Inc. | Rheem | P-M206A-EN-C | Natural Gas | 199500 | 82 | 82 | Federally-Regulated Consumer Product | 2013-07-01 | not found
Raypak, Inc. | Rheem | P-M207A-EN-C | Natural Gas | 199500 | 82 | 82 | Federally-Regulated Consumer Product | 2013-07-01 | not found
Raypak, Inc. | Raypak | P-R206A-EN-C | Natural Gas | 199500 | 82 | 82 | Federally-Regulated Consumer Product | 2013-07-01 | https://www.google.com/shopping/product/17942391732289298369?noj=1&q=Raypak%09P-R206A-EN-C&oq=Raypak%09P-R206A-EN-C&prds=hsec:online&sa=X&ved=0ahUKEwioj-re9IvTAhWs64MKHd6FAugQ2SsICg | 1293.35 | Pool Supply Unlimited | 1639.99 | Your Pool HQ
Raypak, Inc. | Raypak | P-R207A-EN-C | Natural Gas | 199500 | 82 | 82 | Federally-Regulated Consumer Product | 2013-07-01 | not found
Raypak, Inc. | Ruud | P-D266A-EN-X | Natural Gas | 240000 | 82 | 82 | Federally-Regulated Consumer Product | 2013-07-01 | not found
Raypak, Inc. | Rheem | P-M266A-EN-X | Natural Gas | 240000 | 82 | 82 | Federally-Regulated Consumer Product | 2013-07-01 | not found
Raypak, Inc. | Raypak | P-R266A-EN-X | Natural Gas | 240000 | 82 | 82 | Federally-Regulated Consumer Product | 2013-07-01 | not found
Pentair Water Pool and Spa Inc. | Pentair | 460806 | Natural Gas | 250000 | 82 | 82 | Federally-Regulated Consumer Product | 2017-02-21 | https://www.google.com/shopping/product/2267239240905320073?biw=1056&bih=927&output=search&q=Pentair%09460806&oq=Pentair%09460806&prds=hsec:online&sa=X&ved=0ahUKEwjwlc69qIHTAhUK5YMKHeIxBrMQ2SsICw | 1844.5 | Pool Supply Unlimited | 2544.02 | Web Pool Supply
Pentair Water Pool and Spa Inc. | Pentair | 461020 | Natural Gas | 250000 | 82 | 82 | Federally-Regulated Consumer Product | 2017-02-21 | https://www.google.com/shopping/product/1169101953658940302?sclient=psy-ab&biw=958&bih=927&q=Pentair%09461020&oq=Pentair%09461020&pbx=1&bav=on.2,or.&bvm=bv.151426398,d.amc&tch=1&ech=1&psi=mJjeWKvGKMSmjwTf-4TIBQ.1490983070921.3&prds=hsec:online&sa=X&ved=0ahUKEwiJir7zqIHTAhVr1oMKHQ62C1MQ2SsICQ | 2136.18 | Pool Supply Unlimited | 2469.8 | A1 Pool Parts
Zodiac Pool Systems, Inc. | Jandy | LXI250N | Natural Gas | 250000 | 82 | 78 | Federally-Regulated Consumer Product | 2011-02-01 | https://www.google.com/shopping/product/10825584691103949739?q=Jandy+LXI250N&biw=953&bih=942&bav=on.2,or.&bvm=bv.151325232,d.amc&tch=1&ech=1&psi=W-feWPTqHue3jwSYspbYAQ.1491003234489.3&prds=hsec:online&sa=X&ved=0ahUKEwjv-tju84HTAhVJ6IMKHXqpD3EQ2SsICQ | 1929.73 | Pool Supply Unlimited | 3564.8 | Sports and Recreation Mall
Zodiac Pool Systems, Inc. | Zodiac | LXI250N | Natural Gas | 250000 | 82 | 78 | Federally-Regulated Consumer Product | 2011-02-01 | https://www.google.com/shopping/product/5037924994048879745?sclient=psy-ab&biw=1009&bih=928&q=Zodiac%09LXI250N&oq=Zodiac%09LXI250N&pbx=1&bav=on.2,or.&bvm=bv.151426398,d.cGc&tch=1&ech=1&psi=sxTkWLimCc3EjwOoqYPwBw.1491342516409.3&prds=hsec:online&sa=X&ved=0ahUKEwj2-bjr44vTAhUE4mMKHWtZDNcQ2SsICA | 1820.64 | A1 Pool Parts | 3512.03 | Jet.com
Raypak, Inc. | Aquadura | P-A266A-EN-C | Natural Gas | 266000 | 82 | 82 | Federally-Regulated Consumer Product | 2013-12-11 | https://www.google.com/shopping/product/8008100484913935321?biw=953&bih=942&output=search&q=Ruud%09P-D266A-EN-c&oq=Ruud%09P-D266A-EN-c&prds=hsec:online&sa=X&ved=0ahUKEwi03e-I84HTAhVq54MKHaw2AsgQ2SsICg | 1417.51 | Pool Supply Unlimited | 1799.99 | Your Pool HQ
Raypak, Inc. | Aquadura | P-A267A-EN-C | Natural Gas | 266000 | 82 | 82 | Federally-Regulated Consumer Product | 2013-12-11 | not found
Raypak, Inc. | Ruud | P-D266A-EN-C | Natural Gas | 266000 | 82 | 82 | Federally-Regulated Consumer Product | 2013-07-01 | not found
Raypak, Inc. | Ruud | P-D267A-EN-C | Natural Gas | 266000 | 82 | 82 | Federally-Regulated Consumer Product | 2013-07-01 | not found
Raypak, Inc. | Rheem | P-M266A-EN-C | Natural Gas | 266000 | 82 | 82 | Federally-Regulated Consumer Product | 2013-07-01 | https://www.google.com/shopping/product/8008100484913935321?noj=1&output=search&q=Rheem%09P-M266A-EN-X&oq=Rheem%09P-M266A-EN-X&prds=hsec:online&sa=X&ved=0ahUKEwjr84eS5YvTAhVL2GMKHceyDp4Q2SsICg | 1417.51 | Pool Supply Unlimited | 1799.99 | Your Pool HQ
Raypak, Inc. | Rheem | P-M267A-EN-C | Natural Gas | 266000 | 82 | 82 | Federally-Regulated Consumer Product | 2013-07-01 | not found
Raypak, Inc. | Raypak | P-R266A-EN-C | Natural Gas | 266000 | 82 | 82 | Federally-Regulated Consumer Product | 2013-07-01 | https://www.google.com/shopping/product/8008100484913935321?sclient=psy-ab&biw=1009&bih=928&q=Raypak%09P-R266A-EN-C&oq=Raypak%09P-R266A-EN-C&pbx=1&bav=on.2,or.&bvm=bv.151426398,d.cGc&tch=1&ech=1&psi=-BPkWK7dIoG0jwOaorvgBQ.1491342329827.3&prds=hsec:online&sa=X&ved=0ahUKEwj0-vKS44vTAhVK7WMKHQ0PDG8Q2SsICA | 1417.51 | Pool Supply Unlimited | 1799.99 | Your Pool HQ
Raypak, Inc. | Raypak | P-R267A-EN-C | Natural Gas | 266000 | 82 | 82 | Federally-Regulated Consumer Product | 2013-07-01 | not found
Zodiac Pool Systems, Inc. | Zodiac | LXI300N | Natural Gas | 300000 | 82 | 78 | Federally-Regulated Consumer Product | 2011-02-01 | not found
Zodiac Pool Systems, Inc. | Jandy | LXI300N | Natural Gas | 300000 | 82 | 78 | Federally-Regulated Consumer Product | 2011-02-01 | not found
Raypak, Inc. | Ruud | P-D336A-EN-X | Natural Gas | 300000 | 82 | 82 | Federally-Regulated Consumer Product | 2013-07-01 | not found
Raypak, Inc. | Rheem | P-M336A-EN-X | Natural Gas | 300000 | 82 | 82 | Federally-Regulated Consumer Product | 2013-07-01 | not found
Raypak, Inc. | Raypak | P-R336A-EN-X | Natural Gas | 300000 | 82 | 82 | Federally-Regulated Consumer Product | 2013-07-01 | not found
Raypak, Inc. | Ruud | P-D336A-EN-C | Natural Gas | 332500 | 82 | 82 | Federally-Regulated Consumer Product | 2013-07-01 | not found
Raypak, Inc. | Ruud | P-D337A-EN-C | Natural Gas | 332500 | 82 | 82 | Federally-Regulated Consumer Product | 2013-07-01 | not found
Raypak, Inc. | Rheem | P-M336A-EN-C | Natural Gas | 332500 | 82 | 82 | Federally-Regulated Consumer Product | 2013-07-01 | https://www.google.com/shopping/product/6446290890614059297?biw=1009&bih=928&output=search&q=Rheem%09P-M336A-EN-C&oq=Rheem%09P-M336A-EN-C&prds=hsec:online&sa=X&ved=0ahUKEwifvIbG44vTAhVVzWMKHfpTAuUQ2SsICg | 1616.97 | Pool Supply Unlimited | n/a
Raypak, Inc. | Rheem | P-M337A-EN-C | Natural Gas | 332500 | 82 | 82 | Federally-Regulated Consumer Product | 2013-07-01 | not found
Raypak, Inc. | Raypak | P-R336A-EN-C | Natural Gas | 332500 | 82 | 82 | Federally-Regulated Consumer Product | 2013-07-01 | https://www.google.com/shopping/product/6446290890614059297?q=Raypak+P-R336A-EN-C&biw=953&bih=942&bav=on.2,or.&bvm=bv.151325232,d.amc&tch=1&ech=1&psi=5OXeWKndMOSLjwTI_reoDQ.1491002859724.3&prds=hsec:online&sa=X&ved=0ahUKEwj99fO88oHTAhUM74MKHUKHDVsQ2SsICA | 1616.97 | Pool Supply Unlimited | n/a
Raypak, Inc. | Raypak | P-R337A-EN-C | Natural Gas | 332500 | 82 | 82 | Federally-Regulated Consumer Product | 2013-07-01 | not found
Pentair Water Pool and Spa Inc. | Sta-Rite | SR333HD | Natural Gas | 333000 | 82 | 82 | Federally-Regulated Consumer Product | 2017-02-21 | https://www.google.com/shopping/product/12855189475372180588?noj=1&output=search&q=Sta-Rite%09SR333HD&oq=Sta-Rite%09SR333HD&prds=hsec:online&sa=X&ved=0ahUKEwj27LSk9ovTAhWh6oMKHZxwCxoQ2SsIDA | 1950.84 | Pool Supply Unlimited | 2976.86 | Jet.com
Raypak, Inc. | Ruud | P-D406A-EN-X | Natural Gas | 360000 | 82 | 82 | Federally-Regulated Consumer Product | 2013-07-01 | not found
Raypak, Inc. | Rheem | P-M406A-EN-X | Natural Gas | 360000 | 82 | 82 | Federally-Regulated Consumer Product | 2013-07-01 | not found
Raypak, Inc. | Raypak | P-R406A-EN-X | Natural Gas | 360000 | 82 | 82 | Federally-Regulated Consumer Product | 2013-07-01 | https://www.google.com/search?noj=1&output=search&tbm=shop&q=Raypak%09P-R406A-EN-x&oq=Raypak%09P-R406A-EN-x&gs_l=products-cc.3...2635.2938.0.3144.2.1.0.1.0.0.100.100.0j1.1.0....0...1ac.1.64.products-cc..0.0.0.nh3P6tEf8Tk#spd=13790831643051115248 | 1999.99 | A1 Pool Parts
Raypak, Inc. | Aquadura | P-A406A-EN-C | Natural Gas | 399000 | 82 | 82 | Federally-Regulated Consumer Product | 2013-12-11 | not found
Raypak, Inc. | Aquadura | P-A407A-EN-C | Natural Gas | 399000 | 82 | 82 | Federally-Regulated Consumer Product | 2013-12-11 | not found
Raypak, Inc. | Ruud | P-D406A-EN-C | Natural Gas | 399000 | 82 | 82 | Federally-Regulated Consumer Product | 2013-07-01 | not found
Raypak, Inc. | Ruud | P-D407A-EN-C | Natural Gas | 399000 | 82 | 82 | Federally-Regulated Consumer Product | 2013-07-01 | not found
Raypak, Inc. | Rheem | P-M406A-EN-C | Natural Gas | 399000 | 82 | 82 | Federally-Regulated Consumer Product | 2013-07-01 | not found
Raypak, Inc. | Rheem | P-M407A-EN-C | Natural Gas | 399000 | 82 | 82 | Federally-Regulated Consumer Product | 2013-07-01 | https://www.google.com/shopping/product/17071621579625698341?noj=1&q=Rheem%09P-M407A-EN-C&oq=Rheem%09P-M407A-EN-C&prds=hsec:online&sa=X&ved=0ahUKEwjf35D15IvTAhVV82MKHfMYDoYQ2SsICg | 1985.07 | Pool Supply Unlimited | 2052.69 | Active Pool Supply
Raypak, Inc. | Raypak | P-R406A-EN-C | Natural Gas | 399000 | 82 | 82 | Federally-Regulated Consumer Product | 2013-07-01 | https://www.google.com/shopping/product/15485735394138500169?noj=1&output=search&q=Raypak%09P-R406A-EN-C&oq=Raypak%09P-R406A-EN-C&prds=hsec:online&sa=X&ved=0ahUKEwi0yLy79YvTAhUo0oMKHX1dALQQ2SsICg | 1836.05 | Pool Supply Unlimited | n/a
Raypak, Inc. | Raypak | P-R407A-EN-C | Natural Gas | 399000 | 82 | 82 | Federally-Regulated Consumer Product | 2013-07-01 | https://www.google.com/shopping/product/17071621579625698341?noj=1&q=Raypak%09P-R407A-EN-C&oq=Raypak%09P-R407A-EN-C&prds=hsec:online&sa=X&ved=0ahUKEwif8bqF9ovTAhVr64MKHYLiDh0Q2SsICg | 1985.07 | Pool Supply Unlimited | 2052.69 | Active Pool Supply
Pentair Water Pool and Spa Inc. | Pentair | 460805 | Natural Gas | 399990 | 82 | 82 | Federally-Regulated Consumer Product | 2017-02-21 | https://www.google.com/shopping/product/9833944093188255760?biw=1056&bih=927&output=search&q=Pentair%09460805&oq=Pentair%09460805&prds=hsec:online&sa=X&ved=0ahUKEwisl7OPqIHTAhVk2IMKHWJDBpkQ2SsICw | 2148.99 | Polytec Pools | 2782.44 | Web Pool Supply
Pentair Water Pool and Spa Inc. | Pentair | 461021 | Natural Gas | 399990 | 82 | 82 | Federally-Regulated Consumer Product | 2017-02-21 | https://www.google.com/shopping/product/1507937915983685417?biw=958&bih=927&output=search&q=Pentair%09461021&oq=Pentair%09461021&prds=hsec:online&sa=X&ved=0ahUKEwjJhJehqYHTAhVK2oMKHaTWBLAQ2SsICw | 2375.89 | Active Pool Supply | 5615.38 | Orchard Depot
Pentair Water Pool and Spa Inc. | Sta-Rite | SR400HD | Natural Gas | 399990 | 82 | 82 | Federally-Regulated Consumer Product | 2017-02-21 | https://www.google.com/shopping/product/4975318456997062449?biw=953&bih=942&espv=2&output=search&q=Sta-Rite%09SR400HD&oq=Sta-Rite%09SR400HD&prds=hsec:online&sa=X&ved=0ahUKEwjK4_K58IHTAhVh5oMKHaRECewQ2SsICw | 1939 | American Best Pool Supply | 2499.89 | PoolZoom.com
Zodiac Pool Systems, Inc. | Jandy | LXI400N | Natural Gas | 400000 | 82 | 78 | Federally-Regulated Consumer Product | 2011-02-01 | https://www.google.com/shopping/product/10327589158581940625?noj=1&q=Jandy%09LXI400N&oq=Jandy%09LXI400N&prds=hsec:online&sa=X&ved=0ahUKEwjalPKu7YvTAhUp04MKHezSBDgQ2SsICg | 2192.94 | A1 Pool Parts | 2815.99 | Pool Supply World
Zodiac Pool Systems, Inc. | Zodiac | LXI400N | Natural Gas | 400000 | 82 | 78 | Federally-Regulated Consumer Product | 2011-02-01 | https://www.google.com/shopping/product/9305920088223151272?noj=1&q=Zodiac%09LXI400N&oq=Zodiac%09LXI400N&prds=hsec:online&sa=X&ved=0ahUKEwjVmaDi7YvTAhUq_4MKHaddBfUQ2SsICw | 2218.65 | Pool Supply Unlimited | 4318.48 | Sears - Specialty Pool Products
Laars Heating Systems Company | Laars | AP0500EN******** | Natural Gas | 500000 | 82 | 78 | Federally-Regulated Consumer Product | 2005-08-30 | not found
Hayward Pool Products | Hayward | H150FDN | Natural Gas | 150000 | 82.7 | 78 | Federally-Regulated Consumer Product | 2011-02-03 | https://www.google.com/shopping/product/9913321905640556573?sclient=psy-ab&biw=1009&bih=928&q=Hayward%09H150FDN&oq=Hayward%09H150FDN&pbx=1&bav=on.2,or.&bvm=bv.151426398,d.cGc&tch=1&ech=1&psi=LRXkWMvlOpO6jwPHhpC4BA.1491342639346.5&prds=hsec:online&sa=X&ved=0ahUKEwiG7-au5IvTAhUE02MKHSk1B9UQ2SsICg | 1097.25 | Pool Supply Unlimited | 1338 | Global Industrial
Hayward Pool Products | Swim Pro by Hayward | SW150DHN | Natural Gas | 150000 | 82.7 | 82 | Federally-Regulated Consumer Product | 2015-05-01 | not found
Hayward Pool Products | Hayward | H300FDN | Natural Gas | 300000 | 82.7 | 78 | Federally-Regulated Consumer Product | 2011-02-03 | https://www.google.com/shopping/product/2841507386693408073?biw=1009&bih=928&output=search&q=Hayward%09H300FDN&oq=Hayward%09H300FDN&prds=hsec:online&sa=X&ved=0ahUKEwimgMOz64vTAhWW3oMKHTM1D2YQ2SsIDA | 1620.34 | Pool Supply Unlimited | 1939 | Backyard Pool Superstore
Hayward Pool Products | Swim Pro by Hayward | SW300DHN | Natural Gas | 300000 | 82.7 | 82 | Federally-Regulated Consumer Product | 2015-05-01 | not found
Hayward Pool Products | Hayward | H200FDN | Natural Gas | 199900 | 83 | 78 | Federally-Regulated Consumer Product | 2011-02-03 | https://www.google.com/shopping/product/3783582791057044684?noj=1&biw=967&bih=928&output=search&q=Hayward%09H200FDN&oq=Hayward%09H200FDN&prds=hsec:online&sa=X&ved=0ahUKEwir8L-b6ovTAhUE5YMKHVxlDbcQ2SsIDA | 1328.4 | Pool Supply Unlimited | 1664.99 | Pool Supply World
Hayward Pool Products | Swim Pro by Hayward | SW200DHN | Natural Gas | 199900 | 83 | 82 | Federally-Regulated Consumer Product | 2015-05-01 | not found
Hayward Pool Products | Hayward | H250FDN | Natural Gas | 250000 | 83 | 78 | Federally-Regulated Consumer Product | 2011-02-03 | https://www.google.com/shopping/product/4801292928029557135?noj=1&biw=967&bih=928&output=search&q=Hayward%09H250FDN&oq=Hayward%09H250FDN&prds=hsec:online&sa=X&ved=0ahUKEwiH_Lu76ovTAhUo0oMKHX1dALQQ2SsIDA | 1450.69 | Pool Supply Unlimited | 1930 | Pool Supplies Superstore
Hayward Pool Products | Hayward | H250FDNASME | Natural Gas | 250000 | 83 | 78 | Federally-Regulated Consumer Product | 2011-02-03 | https://www.google.com/shopping/product/17584297587387412561?noj=1&biw=967&bih=928&output=search&q=Hayward%09H250FDNASME&oq=Hayward%09H250FDNASME&prds=hsec:online&sa=X&ved=0ahUKEwintJX36ovTAhXB54MKHVOmDOAQ2SsICw | 1996.33 | Pool Supply Unlimited | 2489.99 | Pool Supplies Superstore
Hayward Pool Products | Swim Pro by Hayward | SW250DHN | Natural Gas | 250000 | 83 | 82 | Federally-Regulated Consumer Product | 2015-05-01 | not found
Hayward Pool Products | Trane | TR250NA | Natural Gas | 250000 | 83 | 82 | Federally-Regulated Consumer Product | 2015-09-01 | https://www.google.com/shopping/product/3330583342506077968?noj=1&biw=1011&bih=928&q=Trane%09TR250NA&oq=Trane%09TR250NA&prds=hsec:online&sa=X&ved=0ahUKEwif1cj49ovTAhUL7IMKHdbiBswQ2SsICw | 1615.99 | Ebay - vminnovations | 3513.14 | Orchard Depot
Hayward Pool Products | Hayward | H350FDN | Natural Gas | 350000 | 83 | 78 | Federally-Regulated Consumer Product | 2011-02-03 | https://www.google.com/shopping/product/5882678174444882478?sclient=psy-ab&biw=1009&bih=928&q=Hayward%09H350FDN&oq=Hayward%09H350FDN&pbx=1&bav=on.2,or.&tch=1&ech=1&psi=EhLkWNHoDKqXjwTL34vQAg.1491342015622.7&prds=hsec:online&sa=X&ved=0ahUKEwiN0uSG4ovTAhXn64MKHfEqA-gQ2SsICg | 1678.98 | Pool Supply Unlimited | 2089 | Pool Supplies Superstore
Zodiac Pool Systems, Inc. | Jandy Pro Series | JXi400NN | Natural Gas | 400000 | 83 | 82 | Federally-Regulated Consumer Product | 2016-11-08 | https://www.google.com/search?biw=1064&bih=927&output=search&tbm=shop&q=Jandy+Pro+Series%09JXi400NN&oq=Jandy+Pro+Series%09JXi400NN&gs_l=products-cc.3...18410.18410.0.18974.1.1.0.0.0.0.171.171.0j1.1.0....0...1ac.2.64.products-cc..0.0.0.n0mEoGD1Boo#spd=18043628735520840996 | 2432.54 | Pool Supply Unlimited | n/a
Hayward Pool Products | Hayward | H500FDN | Natural Gas | 500000 | 83 | 82 | Federally-Regulated Consumer Product | 2014-10-23 | https://www.google.com/shopping/product/15537621819526215407?noj=1&q=Hayward%09H500FDN&oq=Hayward%09H500FDN&prds=hsec:online&sa=X&ved=0ahUKEwiVybzd5ovTAhXM7IMKHZhODNgQ2SsIDA | 2230 | PoolSupply4Less | 5581.8 | Orchard Depot
Hayward Pool Products | Hayward | H500FDNASME | Natural Gas | 500000 | 83 | 82 | Federally-Regulated Consumer Product | 2014-10-23 | https://www.google.com/shopping/product/14835761241903287268?biw=1009&bih=928&output=search&q=Hayward%09H500FDNASME&oq=Hayward%09H500FDNASME&prds=hsec:online&sa=X&ved=0ahUKEwj29r2K7IvTAhWF1IMKHWIKBbIQ2SsICg | 2959.95 | Polytec Pools | 3250 | Pool Warehouse
Pentair Water Pool and Spa Inc. | Pentair | 460792 | Natural Gas | 175000 | 84 | 82 | Federally-Regulated Consumer Product | 2017-02-21 | https://www.google.com/shopping/product/1906616875511695354?biw=1056&bih=927&output=search&q=Pentair+460792&oq=Pentair+460792&prds=hsec:online&sa=X&ved=0ahUKEwijv5jdp4HTAhXr7IMKHekwDAwQ2SsIDA | 1362.13 | Pool Supply Unlimited | 1889.99 | Leslies
Pentair Water Pool and Spa Inc. | Pentair | 460730 | Natural Gas | 199000 | 84 | 82 | Federally-Regulated Consumer Product | 2017-02-21 | https://www.google.com/shopping/product/372889424787672555?sclient=psy-ab&biw=1056&bih=927&q=Pentair%09460730&oq=Pentair%09460730&pbx=1&bav=on.2,or.&bvm=bv.151426398,d.amc&tch=1&ech=1&psi=K5XeWMOVHenHjwSMgrOYBQ.1490982193771.5&prds=hsec:online&sa=X&ved=0ahUKEwik5a_npYHTAhUH0YMKHc2mCUAQ2SsICg | 1448.63 | Pool Supply Unlimited | 1889.99 | Backyard Pool Superstore
Pentair Water Pool and Spa Inc. | Pentair | 461000 | Natural Gas | 199000 | 84 | 82 | Federally-Regulated Consumer Product | 2017-02-21 | https://www.google.com/search?biw=1056&bih=927&output=search&tbm=shop&q=Pentair%09461000&oq=Pentair%09461000&gs_l=products-cc.3...8093.8093.0.8889.1.1.0.0.0.0.111.111.0j1.1.0....0...1ac.2.64.products-cc..0.0.0.W5-SIfXw4so#spd=4792025705320122395 | 2099 | Sunplay
Pentair Water Pool and Spa Inc. | Sta-Rite | SR200NA | Natural Gas | 199000 | 84 | 82 | Federally-Regulated Consumer Product | 2017-02-21 | https://www.google.com/shopping/product/14937621448300194658?espv=2&biw=955&bih=942&output=search&q=Sta-Rite%09SR200NA&oq=Sta-Rite%09SR200NA&prds=hsec:online&sa=X&ved=0ahUKEwiwtf3P74HTAhVI1oMKHVptAMYQ2SsIDA | 1448.63 | Pool Supply Unlimited | 1778.99 | Pool Supply World
Pentair Water Pool and Spa Inc. | Pentair | 460732 | Natural Gas | 250000 | 84 | 82 | Federally-Regulated Consumer Product | 2017-02-21 | https://www.google.com/shopping/product/11065839222255762922?biw=1056&bih=927&output=search&q=Pentair%09460732&oq=Pentair%09460732&prds=hsec:online&sa=X&ved=0ahUKEwjlwMqHpoHTAhWI7oMKHbXVBdEQ2SsIDA | 1509.02 | Pool Supply Unlimited | 1650 | PoolSuply4Less
Pentair Water Pool and Spa Inc. | Sta-Rite | 460767 | Natural Gas | 250000 | 84 | 82 | Federally-Regulated Consumer Product | 2017-02-21 | https://www.google.com/shopping/product/2017379058560100038?espv=2&biw=955&bih=942&output=search&q=Sta-Rite%09460767&oq=Sta-Rite%09460767&prds=hsec:online&sa=X&ved=0ahUKEwjjlvfp7oHTAhXI54MKHQhBCYkQ2SsICw | 2129.96 | Pool Supply Unlimited | 5142.5 | Orchard Depot
Pentair Water Pool and Spa Inc. | Pentair | 460771 | Natural Gas | 250000 | 84 | 82 | Federally-Regulated Consumer Product | 2017-02-21 | https://www.google.com/shopping/product/13278828772510338872?biw=1056&bih=927&output=search&q=Pentair%09460771&oq=Pentair%09460771&prds=hsec:online&sa=X&ved=0ahUKEwjas82Bp4HTAhUB5IMKHZQjBxwQ2SsICw | 2020.32 | Pool Supply Unlimited | 2852.46 | Web Pool Supply
Raypak, Inc. | Raypak | B-R259*-EN-* | Natural Gas | 250000 | 84 | 78 | Federally-Regulated Consumer Product | 2012-04-06 | not found
Zodiac Pool Systems, Inc. | Jandy Pro Series | JXi260N | Natural Gas | 260000 | 84 | 82 | Federally-Regulated Consumer Product | 2016-11-08 | https://www.google.com/shopping/product/4544480177875163321?sclient=psy-ab&biw=1064&bih=927&q=Jandy+Pro+Series%09JXi260N&oq=Jandy+Pro+Series%09JXi260N&pbx=1&bav=on.2,or.&bvm=bv.151426398,d.amc&tch=1&ech=1&psi=PZTeWPadM-S0jwSfvrOwCg.1490981981359.7&prds=hsec:online&sa=X&ved=0ahUKEwjWyqL1pIHTAhVi1oMKHbcWAucQ2SsICA | 1557.48 | Pool Supply Unlimited | 2198.99 | Pool Supply World
Pentair Water Pool and Spa Inc. | Pentair | 460734 | Natural Gas | 300000 | 84 | 82 | Federally-Regulated Consumer Product | 2017-02-21 | https://www.google.com/shopping/product/2067519652525865665?biw=1056&bih=927&output=search&q=Pentair%09460734&oq=Pentair%09460734&prds=hsec:online&sa=X&ved=0ahUKEwih15CrpoHTAhUk4YMKHXK-DcsQ2SsIDA | 1658.15 | Pool Supply Unlimited | 2099.99 | Backyard Pool Superstore
Raypak, Inc. | Raypak | P-0302* | Natural Gas | 300000 | 84 | 78 | Federally-Regulated Consumer Product | 2006-10-12 | not found
Pentair Water Pool and Spa Inc. | Sta-Rite | SR333NA | Natural Gas | 333000 | 84 | 82 | Federally-Regulated Consumer Product | 2017-02-21 | https://www.google.com/shopping/product/5722718956824745692?sclient=psy-ab&biw=953&bih=942&q=Sta-Rite%09SR333NA&oq=Sta-Rite%09SR333NA&pbx=1&bav=on.2,or.&bvm=bv.151325232,d.amc&espv=2&tch=1&ech=1&psi=QuPeWKySJsHcjwTV3avIBA.1491002184963.7&prds=hsec:online&sa=X&ved=0ahUKEwi3jL2P8IHTAhVlzIMKHQDTBRYQ2SsICg | 1713.56 | Active Pool Supply | 1931.95 | Sunplay
Raypak, Inc. | Raypak | B-R409*-EN-* | Natural Gas | 399000 | 84 | 78 | Federally-Regulated Consumer Product | 2012-04-06 | not found
Raypak, Inc. | Raypak | P-0402* | Natural Gas | 399000 | 84 | 78 | Federally-Regulated Consumer Product | 2006-10-12 | not found
Hayward Pool Products | Hayward | H400FDN | Natural Gas | 399900 | 84 | 82 | Federally-Regulated Consumer Product | 2016-09-27 | https://www.google.com/shopping/product/5851927340560065545?q=Hayward+H400FDN&biw=1227&bih=931&bav=on.2,or.&bvm=bv.151426398,d.amc&tch=1&ech=1&psi=0JLeWJvsFOzXjwSttbCgBQ.1490981591011.3&prds=hsec:online&sa=X&ved=0ahUKEwi88b2fo4HTAhUF74MKHSjhBPQQ2SsICg | 1862.09 | Pool Supply Unlimited | 2299 | In The Swim Pool Supplies
Hayward Pool Products | Hayward | H400FDNBH | Natural Gas | 399900 | 84 | 82 | Federally-Regulated Consumer Product | 2016-09-27 | same as above??
Hayward Pool Products | Swim Pro by Hayward | SW400DHN | Natural Gas | 399900 | 84 | 82 | Federally-Regulated Consumer Product | 2016-09-27 | not found
Hayward Pool Products | Trane | TR400NA | Natural Gas | 399900 | 84 | 82 | Federally-Regulated Consumer Product | 2016-09-27 | https://www.google.com/shopping/product/9765790264884138683?sclient=psy-ab&biw=1064&bih=927&q=Trane%09TR400NA&oq=Trane%09TR400NA&pbx=1&bav=on.2,or.&bvm=bv.151325232,bs.1,d.amc&tch=1&ech=1&psi=iJPeWJWjAqG9jwSDxKOgDg.1490981774822.11&prds=hsec:online&sa=X&ved=0ahUKEwjU5IGopIHTAhUBwYMKHVViBfoQ2SsICA | 2299.99 | VMInnovations.com | 4613.14 | Orchard Depot
Pentair Water Pool and Spa Inc. | Pentair | 460736 | Natural Gas | 399990 | 84 | 82 | Federally-Regulated Consumer Product | 2017-02-21 | not found
Pentair Water Pool and Spa Inc. | Sta-Rite | 460763 | Natural Gas | 399990 | 84 | 82 | Federally-Regulated Consumer Product | 2017-02-21 | https://www.google.com/shopping/product/4793331050330421627?espv=2&biw=955&bih=942&output=search&q=Sta-Rite%09460763&oq=Sta-Rite%09460763&prds=hsec:online&sa=X&ved=0ahUKEwiy8pC_7oHTAhVB64MKHfUyChkQ2SsICw | 2370.5 | Pool Supply Unlimited | 5831.86 | Orchard Depot
Pentair Water Pool and Spa Inc. | Pentair | 460775 | Natural Gas | 399990 | 84 | 82 | Federally-Regulated Consumer Product | 2017-02-21 | https://www.google.com/shopping/product/12437587110562735847?biw=1056&bih=927&output=search&q=Pentair%09460775&oq=Pentair%09460775&prds=hsec:online&sa=X&ved=0ahUKEwjg-bSop4HTAhXL7YMKHbiSBSAQ2SsICw | 2265.25 | Pool Supply Unlimited | 2898.89 | PoolZoom.com
Pentair Water Pool and Spa Inc. | Pentair | 461113 | Natural Gas | 399990 | 84 | 82 | Federally-Regulated Consumer Product | 2017-02-21 | not found
Pentair Water Pool and Spa Inc. | Sta-Rite | SR400NA | Natural Gas | 399990 | 84 | 82 | Federally-Regulated Consumer Product | 2017-02-21 | https://www.google.com/shopping/product/15255497277564072910?biw=953&bih=942&espv=2&output=search&q=Sta-Rite%09SR400NA&oq=Sta-Rite%09SR400NA&prds=hsec:online&sa=X&ved=0ahUKEwiphND28IHTAhWO8oMKHY1eAYMQ2SsIDA | 1860.47 | Pool Supply Unlimited | 2646.64 | Walmart
Hayward Pool Products | Hayward | H400FDNASME | Natural Gas | 400000 | 84 | 82 | Federally-Regulated Consumer Product | 2016-09-27 | https://www.google.com/shopping/product/6630033237560717811?biw=1066&bih=931&output=search&q=Hayward%09H400FDNASME&oq=Hayward%09H400FDNASME&prds=hsec:online&sa=X&ved=0ahUKEwj4uuemooHTAhWMx4MKHdomAxAQ2SsICw | 2372.1 | Pool Supply Unlimited | 2999.99 | Pool Supplies Superstore
Zodiac Pool Systems, Inc. | Jandy Pro Series | JXi400N | Natural Gas | 400000 | 84 | 82 | Federally-Regulated Consumer Product | 2016-11-08 | not found
Zodiac Pool Systems, Inc. | Jandy Pro Series | JXi400NK | Natural Gas | 400000 | 84 | 82 | Federally-Regulated Consumer Product | 2016-11-08 | not found
Raypak, Inc. | Raypak | P-0502* | Natural Gas | 500000 | 84 | 78 | Federally-Regulated Consumer Product | 2006-10-12 | not found
Pentair Water Pool and Spa Inc. | Pentair | PM0500NACC2BXN | Natural Gas | 500000 | 84 | 82 | Federally-Regulated Consumer Product | 2017-03-06 | https://www.google.com/shopping/product/15203970124515995080?noj=1&q=Pentair%09PM0500NACC2BXN&oq=Pentair%09PM0500NACC2BXN&prds=hsec:online&sa=X&ved=0ahUKEwjpgPGk8YvTAhUJ4oMKHYVUAkoQ2SsICw | 8397.49 | Pool Supply Unlimited | 8917.93 | Active Pool Supply
Laars Heating Systems Company | Laars | PNCP0500N******* | Natural Gas | 499980 | 84.1 | 78 | Federally-Regulated Consumer Product | 2005-08-30 | not found
Raypak, Inc. | Raypak | P-0504* | Natural Gas | 500000 | 85 | 78 | Federally-Regulated Consumer Product | 2007-06-11 | not found
Lochinvar, LLC. | EnergyRite | ERN152 | Natural Gas | 150000 | 86 | 78 | Federally-Regulated Consumer Product | 2007-10-22 | https://www.google.com/shopping/product/4098455017268904308?noj=1&biw=967&bih=928&output=search&q=EnergyRite%09ERN152&oq=EnergyRite%09ERN152&prds=hsec:online&sa=X&ved=0ahUKEwj_k4LX6IvTAhVF1oMKHVwkDWgQ2SsICg | 1839 | eBay - saveonpoolsupplies | 2511.99 | Pool Supply World
Lochinvar, LLC. | EnergyRite | ERN202 | Natural Gas | 199999 | 86 | 78 | Federally-Regulated Consumer Product | 2007-10-22 | https://www.google.com/shopping/product/470113587486593138?noj=1&biw=967&bih=928&output=search&q=EnergyRite%09ERN202&oq=EnergyRite%09ERN202&prds=hsec:online&sa=X&ved=0ahUKEwjD3b6I6YvTAhWJy4MKHUgVCzEQ2SsICg | 2017.26 | Pool Supply Unlimited | 2530.99 | Pool Supply World
Lochinvar, LLC. | EnergyRite | ERN252 | Natural Gas | 250000 | 86 | 78 | Federally-Regulated Consumer Product | 2007-10-22 | https://www.google.com/shopping/product/8018151149218009436?noj=1&biw=967&bih=928&output=search&q=EnergyRite%09ERN252&oq=EnergyRite%09ERN252&prds=hsec:online&sa=X&ved=0ahUKEwiO47Sk6YvTAhXC7oMKHfEsAhkQ2SsICg | 2160.42 | Pool Supply Unlimited | 3022.99 | Pool Supply World
Lochinvar, LLC. | EnergyRite | ERN302 | Natural Gas | 300000 | 86 | 78 | Federally-Regulated Consumer Product | 2007-10-22 | https://www.google.com/shopping/product/7358349363815780142?noj=1&biw=967&bih=928&output=search&q=EnergyRite%09ERN302&oq=EnergyRite%09ERN302&prds=hsec:online&sa=X&ved=0ahUKEwidqY3U6YvTAhVp04MKHbLSC3sQ2SsICg | 2199.99 | eBay - poolproducts.com | 2852.99 | Pool Supply World
Lochinvar, LLC. | EnergyRite | ERN402 | Natural Gas | 399999 | 86 | 78 | Federally-Regulated Consumer Product | 2007-10-22 | https://www.google.com/shopping/product/10544237564961365766?sclient=psy-ab&biw=1041&bih=928&q=EnergyRite%09ERN402&oq=EnergyRite%09ERN402&pbx=1&bav=on.2,or.&tch=1&ech=1&psi=lwrkWN-YLMThjAPU2LvACA.1491339929161.21&prds=hsec:online&sa=X&ved=0ahUKEwi__dSc4IvTAhVMw4MKHTrHDf0Q2SsICA | 2449.99 | eBay - poolproducts.com | 3519.99 | Pool Supply World
Raypak, Inc. | Raypak | S-R410-EN | Natural Gas | 399000 | 94 | 82 | Federally-Regulated Consumer Product | 2015-02-19 | not found
Zodiac Pool Systems, Inc. | Jandy HI-E2 | EHE350P | Natural Gas | 350000 | 95 | 78 | Federally-Regulated Consumer Product | 2011-02-01 | https://www.google.com/shopping/product/5896704852634146660?noj=1&biw=967&bih=928&q=Jandy+HI-E2%09EHE350P&oq=Jandy+HI-E2%09EHE350P&prds=hsec:online&sa=X&ved=0ahUKEwi3uqab6IvTAhVD0oMKHWgJAXgQ2SsICQ | 6499.99 | TC Pool Equipment | 7960.99 | Pool Supply World
Zodiac Pool Systems, Inc. | Zodiac HI-E2 | EHE350P | Natural Gas | 350000 | 95 | 78 | Federally-Regulated Consumer Product | 2011-02-01 | https://www.google.com/shopping/product/5896704852634146660?noj=1&biw=967&bih=928&q=Jandy+HI-E2%09EHE350P&oq=Jandy+HI-E2%09EHE350P&prds=hsec:online&sa=X&ved=0ahUKEwi3uqab6IvTAhVD0oMKHWgJAXgQ2SsICQ | 6499.99 | TC Pool Equipment | 7960.99 | Pool Supply World
Raypak, Inc. | Raypak | P-0402*-CHX | Natural Gas | 399000 | 98 | 78 | Federally-Regulated Consumer Product | 2007-10-22 | not found
Raypak, Inc. | Raypak | P-0502*-CHX | Natural Gas | 500000 | 98 | 78 | Federally-Regulated Consumer Product | 2007-10-22 | not found

## pivot table
Manufacturer | Energy Source | Input BTUH | Thermal Efficiency | Count of Model Number | Average of Lowest Price | Average of Highest Price
Hayward Pool Products | Natural Gas | 100000 | 82 | 2 | 795 | 958.93
Hayward Pool Products | Natural Gas | 150000 | 82.7 | 2 | 1097.25 | 1338
Hayward Pool Products | Natural Gas | 199900 | 83 | 2 | 1328.4 | 1664.99
Hayward Pool Products | Natural Gas | 250000 | 83 | 4 | 1687.67 | 2644.3767
Hayward Pool Products | Natural Gas | 300000 | 82.7 | 2 | 1620.34 | 1939
Hayward Pool Products | Natural Gas | 350000 | 83 | 1 | 1678.98 | 2089
Hayward Pool Products | Natural Gas | 399900 | 84 | 4 | 2081.04 | 3456.07
Hayward Pool Products | Natural Gas | 400000 | 84 | 1 | 2372.1 | 2999.99
Hayward Pool Products | Natural Gas | 500000 | 83 | 2 | 2594.975 | 4415.9
Laars Heating Systems Company | Natural Gas | 499980 | 84.1 | 1
Laars Heating Systems Company | Natural Gas | 500000 | 82 | 1
Lochinvar, LLC. | Natural Gas | 150000 | 86 | 1 | 1839 | 2511.99
Lochinvar, LLC. | Natural Gas | 199999 | 86 | 1 | 2017.26 | 2530.99
Lochinvar, LLC. | Natural Gas | 250000 | 86 | 1 | 2160.42 | 3022.99
Lochinvar, LLC. | Natural Gas | 300000 | 86 | 1 | 2199.99 | 2852.99
Lochinvar, LLC. | Natural Gas | 399999 | 86 | 1 | 2449.99 | 3519.99
Pentair Water Pool and Spa Inc. | Natural Gas | 125000 | 82 | 2 | 852.415 | 1053.415
Pentair Water Pool and Spa Inc. | Natural Gas | 175000 | 84 | 1 | 1362.13 | 1889.99
Pentair Water Pool and Spa Inc. | Natural Gas | 199000 | 82 | 1 | 1646.49 | 2352.99
Pentair Water Pool and Spa Inc. | Natural Gas | 199000 | 84 | 3 | 1665.42 | 1834.49
Pentair Water Pool and Spa Inc. | Natural Gas | 250000 | 82 | 2 | 1990.34 | 2506.91
Pentair Water Pool and Spa Inc. | Natural Gas | 250000 | 84 | 3 | 1886.4333 | 3214.9867
Pentair Water Pool and Spa Inc. | Natural Gas | 300000 | 84 | 1 | 1658.15 | 2099.99
Pentair Water Pool and Spa Inc. | Natural Gas | 333000 | 82 | 1 | 1950.84 | 2976.86
Pentair Water Pool and Spa Inc. | Natural Gas | 333000 | 84 | 1 | 1713.56 | 1931.95
Pentair Water Pool and Spa Inc. | Natural Gas | 399990 | 82 | 3 | 2154.6267 | 3632.57
Pentair Water Pool and Spa Inc. | Natural Gas | 399990 | 84 | 5 | 2165.4067 | 3792.4633
Pentair Water Pool and Spa Inc. | Natural Gas | 500000 | 84 | 1 | 8397.49 | 8917.93
Raypak, Inc. | Natural Gas | 105000 | 82 | 6 | 784.49 | 965.7
Raypak, Inc. | Natural Gas | 180000 | 82 | 3
Raypak, Inc. | Natural Gas | 199500 | 82 | 6 | 1293.35 | 1639.99
Raypak, Inc. | Natural Gas | 240000 | 82 | 3
Raypak, Inc. | Natural Gas | 250000 | 84 | 1
Raypak, Inc. | Natural Gas | 266000 | 82 | 8 | 1417.51 | 1799.99
Raypak, Inc. | Natural Gas | 300000 | 82 | 3
Raypak, Inc. | Natural Gas | 300000 | 84 | 1
Raypak, Inc. | Natural Gas | 332500 | 82 | 6 | 1616.97 | #DIV/0!
Raypak, Inc. | Natural Gas | 360000 | 82 | 3 | 1999.99
Raypak, Inc. | Natural Gas | 399000 | 82 | 8 | 1935.3967 | 2052.69
Raypak, Inc. | Natural Gas | 399000 | 84 | 2
Raypak, Inc. | Natural Gas | 399000 | 94 | 1
Raypak, Inc. | Natural Gas | 399000 | 98 | 1
Raypak, Inc. | Natural Gas | 500000 | 84 | 1
Raypak, Inc. | Natural Gas | 500000 | 85 | 1
Raypak, Inc. | Natural Gas | 500000 | 98 | 1
Zodiac Pool Systems, Inc. | Natural Gas | 250000 | 82 | 2 | 1875.185 | 3538.415
Zodiac Pool Systems, Inc. | Natural Gas | 260000 | 84 | 1 | 1557.48 | 2198.99
Zodiac Pool Systems, Inc. | Natural Gas | 300000 | 82 | 2
Zodiac Pool Systems, Inc. | Natural Gas | 350000 | 95 | 2 | 6499.99 | 7960.99
Zodiac Pool Systems, Inc. | Natural Gas | 400000 | 82 | 2 | 2205.795 | 3567.235
Zodiac Pool Systems, Inc. | Natural Gas | 400000 | 83 | 1 | 2432.54 | #DIV/0!
Zodiac Pool Systems, Inc. | Natural Gas | 400000 | 84 | 2

## Cost per Eff
Input (BTUH) | Thermal Efficiency (TE) | Count of ModelStatus | Average of Lowest Price | Average of Highest Price | count | 2count | Overall ave low $ | Overall ave high $
100000 | 82 | 2 | 795 | 958.93 | 2 |  | 1751.9676 | 2425.9766 | 2088.9721 | average baseline (code)
500000 | 82 | 1 | 1097.25 | 1338 | 3
125000 | 82 | 2 | 1328.4 | 1664.99 | 5
199000 | 82 | 1 | 1687.67 | 2644.3767 | 6
250000 | 82 | 2 | 1620.34 | 1939 | 8
333000 | 82 | 1 | 1678.98 | 2089 | 9
399990 | 82 | 3 | 2081.04 | 3456.07 | 12
105000 | 82 | 6 | 2372.1 | 2999.99 | 18
180000 | 82 | 3 | 2594.975 | 4415.9 | 21
199500 | 82 | 6 |  |  | 27
240000 | 82 | 3 |  |  | 30
266000 | 82 | 8 | 1839 | 2511.99 | 38
300000 | 82 | 3 | 2017.26 | 2530.99 | 41
332500 | 82 | 6 | 2160.42 | 3022.99 | 47
360000 | 82 | 3 | 2199.99 | 2852.99 | 50
399000 | 82 | 8 | 2449.99 | 3519.99 | 58
250000 | 82 | 2 | 852.415 | 1053.415 | 60
300000 | 82 | 2 | 1362.13 | 1889.99 | 62
400000 | 82 | 2 | 1646.49 | 2352.99 | 64
150000 | 82.7 | 2 | 1665.42 | 1834.49 | 66
300000 | 82.7 | 2 | 1990.34 | 2506.91 | 68
199900 | 83 | 2 | 1886.4333 | 3214.9867 | 70
250000 | 83 | 4 | 1658.15 | 2099.99 | 74
350000 | 83 | 1 | 1950.84 | 2976.86 | 75
500000 | 83 | 2 | 1713.56 | 1931.95 | 77
400000 | 83 | 1 | 2154.6267 | 3632.57 | 78
399900 | 84 | 4 | 2165.4067 | 3792.4633 | 82 | 4 | 2304.3268 | 3113.271 | 2708.7989 | average (Tier-I)
400000 | 84 | 1 | 8397.49 | 8917.93 | 83 | 5
175000 | 84 | 1 | 784.49 | 965.7 | 84 | 6
199000 | 84 | 3 |  |  | 87 | 9
250000 | 84 | 3 | 1293.35 | 1639.99 | 90 | 12
300000 | 84 | 1 |  |  | 91 | 13
333000 | 84 | 1 |  |  | 92 | 14
399990 | 84 | 5 | 1417.51 | 1799.99 | 97 | 19
500000 | 84 | 1 |  |  | 98 | 20
250000 | 84 | 1 |  |  | 99 | 21
300000 | 84 | 1 | 1616.97 |  | 100 | 22
399000 | 84 | 2 | 1999.99 |  | 102 | 24
500000 | 84 | 1 | 1935.3967 | 2052.69 | 103 | 25
260000 | 84 | 1 |  |  | 104 | 26
400000 | 84 | 2 |  |  | 106 | 28
499980 | 84.1 | 1 |  |  | 107 | 29
500000 | 85 | 1 |  |  | 108 | 30
150000 | 86 | 1 |  |  | 109 | 31
199999 | 86 | 1 |  |  | 110 | 32
250000 | 86 | 1 | 1875.185 | 3538.415 | 111 | 33
300000 | 86 | 1 | 1557.48 | 2198.99 | 112 | 34
399999 | 86 | 1 |  |  | 113 | 35
399000 | 94 | 1 | 6499.99 | 7960.99 | 114 | 36 | 3712.775 | 5764.1125 | 4738.4437 | average (Tier-II)
350000 | 95 | 2 | 2205.795 | 3567.235 | 116 | 38
399000 | 98 | 1 | 2432.54 |  | 117 | 39
500000 | 98 | 1 |  |  | 118 | 40
|  | Heater size, KBTUH | Heater efficiency, %TE | Equpment Cost, $ | Labor cost, $ | Material cost, $ | Total cost, $ | IMC, $
|  | 400 KBtuh Pool heater | 82% | 2088.9721 | 800 | 0 | 2888.9721 | 0
|  | 400 KBtuh Pool heater | 85% | 2708.7989 | 800 | 0 | 3508.7989 | 619.8268
|  | 400 KBtuh Pool heater | 96% | 4738.4437 | 900 | 200 | 5838.4437 | 2949.4716

## 300K+ (hidden)
Manufacturer | Brand | Model Number | Energy Source | Input BTUH | Thermal Efficiency | Thermal Efficiency Std | Regulatory Status | Add Date | Link | Lowest Price | Retailer | Highest Price | Retailer
Hayward Pool Products | Hayward | ABG1001 | Natural Gas | 100000 | 82 | 82 | Federally-Regulated Consumer Product | 2014-10-23 | not found
Hayward Pool Products | Hayward | H100ID1 | Natural Gas | 100000 | 82 | 82 | Federally-Regulated Consumer Product | 2014-10-23 | https://www.google.com/shopping/product/14824618341050597770?noj=1&biw=967&bih=928&output=search&q=Hayward%09H100ID1&oq=Hayward%09H100ID1&prds=hsec:online&sa=X&ved=0ahUKEwiL4f_46YvTAhXn7YMKHcA2CW8Q2SsIDA | 795 | PoolSupply4Less | 958.93 | Active Pool Supply
Raypak, Inc. | Ruud | P-D106A-AN-C | Natural Gas | 105000 | 82 | 82 | Federally-Regulated Consumer Product | 2013-07-01 | not found
Raypak, Inc. | Ruud | P-D106A-EN-C | Natural Gas | 105000 | 82 | 82 | Federally-Regulated Consumer Product | 2013-07-01 | not found
Raypak, Inc. | Rheem | P-M106A-AN-C | Natural Gas | 105000 | 82 | 82 | Federally-Regulated Consumer Product | 2013-07-01 | not found
Raypak, Inc. | Rheem | P-M106A-EN-C | Natural Gas | 105000 | 82 | 82 | Federally-Regulated Consumer Product | 2013-07-01 | not found
Raypak, Inc. | Raypak | P-R106A-AN-C | Natural Gas | 105000 | 82 | 82 | Federally-Regulated Consumer Product | 2013-05-28 | not found
Raypak, Inc. | Raypak | P-R106A-EN-C | Natural Gas | 105000 | 82 | 82 | Federally-Regulated Consumer Product | 2013-05-28 | https://www.google.com/shopping/product/7420404405056054807?noj=1&output=search&q=Raypak%09P-R106A-EN-C&oq=Raypak%09P-R106A-EN-C&prds=hsec:online&sa=X&ved=0ahUKEwi178yh9IvTAhUs0YMKHcRhB-4Q2SsICg | 784.49 | Pool Supply Unlimited | 965.7 | A1 Pool Parts
Pentair Water Pool and Spa Inc. | Pentair | 461058 | Natural Gas | 125000 | 82 | 82 | Federally-Regulated Consumer Product | 2017-02-21 | https://www.google.com/shopping/product/10875460847877867261?biw=958&bih=927&output=search&q=Pentair%09461058&oq=Pentair%09461058&prds=hsec:online&sa=X&ved=0ahUKEwi97szOqYHTAhWh3YMKHaPaAQgQ2SsICw | 846.29 | Pool Supply Unlimited | 1039.99 | Your Pool HQ
Pentair Water Pool and Spa Inc. | Pentair | 461059 | Natural Gas | 125000 | 82 | 82 | Federally-Regulated Consumer Product | 2017-02-21 | https://www.google.com/shopping/product/10875460847877867261?q=Pentair+461059&espv=2&biw=955&bih=942&bav=on.2,or.&bvm=bv.151325232,d.amc&ion=1&tch=1&ech=1&psi=LeHeWNmeJcupjwTTgpbgCg.1491001651967.5&prds=hsec:online&sa=X&ved=0ahUKEwjL_7T97YHTAhUJzoMKHUquDmEQ2SsICQ | 858.54 | Pool Supply Unlimited | 1066.84 | Jet.com
Raypak, Inc. | Ruud | P-D206A-EN-X | Natural Gas | 180000 | 82 | 82 | Federally-Regulated Consumer Product | 2013-07-01 | not found
Raypak, Inc. | Rheem | P-M206A-EN-X | Natural Gas | 180000 | 82 | 82 | Federally-Regulated Consumer Product | 2013-07-01 | not found
Raypak, Inc. | Raypak | P-R206A-EN-X | Natural Gas | 180000 | 82 | 82 | Federally-Regulated Consumer Product | 2013-07-01 | not found
Pentair Water Pool and Spa Inc. | Sta-Rite | SR200HD | Natural Gas | 199000 | 82 | 82 | Federally-Regulated Consumer Product | 2017-02-21 | https://www.google.com/shopping/product/14129289694958054524?espv=2&biw=955&bih=942&output=search&q=Sta-Rite%09SR200HD&oq=Sta-Rite%09SR200HD&prds=hsec:online&sa=X&ved=0ahUKEwjH_qeK74HTAhUk04MKHUWoCtkQ2SsIFw | 1646.49 | Pool Supply Unlimited | 2352.99 | Walmart
Raypak, Inc. | Ruud | P-D206A-EN-C | Natural Gas | 199500 | 82 | 82 | Federally-Regulated Consumer Product | 2013-07-01 | not found
Raypak, Inc. | Ruud | P-D207A-EN-C | Natural Gas | 199500 | 82 | 82 | Federally-Regulated Consumer Product | 2013-07-01 | not found
Raypak, Inc. | Rheem | P-M206A-EN-C | Natural Gas | 199500 | 82 | 82 | Federally-Regulated Consumer Product | 2013-07-01 | not found
Raypak, Inc. | Rheem | P-M207A-EN-C | Natural Gas | 199500 | 82 | 82 | Federally-Regulated Consumer Product | 2013-07-01 | not found
Raypak, Inc. | Raypak | P-R206A-EN-C | Natural Gas | 199500 | 82 | 82 | Federally-Regulated Consumer Product | 2013-07-01 | https://www.google.com/shopping/product/17942391732289298369?noj=1&q=Raypak%09P-R206A-EN-C&oq=Raypak%09P-R206A-EN-C&prds=hsec:online&sa=X&ved=0ahUKEwioj-re9IvTAhWs64MKHd6FAugQ2SsICg | 1293.35 | Pool Supply Unlimited | 1639.99 | Your Pool HQ
Raypak, Inc. | Raypak | P-R207A-EN-C | Natural Gas | 199500 | 82 | 82 | Federally-Regulated Consumer Product | 2013-07-01 | not found
Raypak, Inc. | Ruud | P-D266A-EN-X | Natural Gas | 240000 | 82 | 82 | Federally-Regulated Consumer Product | 2013-07-01 | not found
Raypak, Inc. | Rheem | P-M266A-EN-X | Natural Gas | 240000 | 82 | 82 | Federally-Regulated Consumer Product | 2013-07-01 | not found
Raypak, Inc. | Raypak | P-R266A-EN-X | Natural Gas | 240000 | 82 | 82 | Federally-Regulated Consumer Product | 2013-07-01 | not found
Pentair Water Pool and Spa Inc. | Pentair | 460806 | Natural Gas | 250000 | 82 | 82 | Federally-Regulated Consumer Product | 2017-02-21 | https://www.google.com/shopping/product/2267239240905320073?biw=1056&bih=927&output=search&q=Pentair%09460806&oq=Pentair%09460806&prds=hsec:online&sa=X&ved=0ahUKEwjwlc69qIHTAhUK5YMKHeIxBrMQ2SsICw | 1844.5 | Pool Supply Unlimited | 2544.02 | Web Pool Supply
Pentair Water Pool and Spa Inc. | Pentair | 461020 | Natural Gas | 250000 | 82 | 82 | Federally-Regulated Consumer Product | 2017-02-21 | https://www.google.com/shopping/product/1169101953658940302?sclient=psy-ab&biw=958&bih=927&q=Pentair%09461020&oq=Pentair%09461020&pbx=1&bav=on.2,or.&bvm=bv.151426398,d.amc&tch=1&ech=1&psi=mJjeWKvGKMSmjwTf-4TIBQ.1490983070921.3&prds=hsec:online&sa=X&ved=0ahUKEwiJir7zqIHTAhVr1oMKHQ62C1MQ2SsICQ | 2136.18 | Pool Supply Unlimited | 2469.8 | A1 Pool Parts
Zodiac Pool Systems, Inc. | Jandy | LXI250N | Natural Gas | 250000 | 82 | 78 | Federally-Regulated Consumer Product | 2011-02-01 | https://www.google.com/shopping/product/10825584691103949739?q=Jandy+LXI250N&biw=953&bih=942&bav=on.2,or.&bvm=bv.151325232,d.amc&tch=1&ech=1&psi=W-feWPTqHue3jwSYspbYAQ.1491003234489.3&prds=hsec:online&sa=X&ved=0ahUKEwjv-tju84HTAhVJ6IMKHXqpD3EQ2SsICQ | 1929.73 | Pool Supply Unlimited | 3564.8 | Sports and Recreation Mall
Zodiac Pool Systems, Inc. | Zodiac | LXI250N | Natural Gas | 250000 | 82 | 78 | Federally-Regulated Consumer Product | 2011-02-01 | https://www.google.com/shopping/product/5037924994048879745?sclient=psy-ab&biw=1009&bih=928&q=Zodiac%09LXI250N&oq=Zodiac%09LXI250N&pbx=1&bav=on.2,or.&bvm=bv.151426398,d.cGc&tch=1&ech=1&psi=sxTkWLimCc3EjwOoqYPwBw.1491342516409.3&prds=hsec:online&sa=X&ved=0ahUKEwj2-bjr44vTAhUE4mMKHWtZDNcQ2SsICA | 1820.64 | A1 Pool Parts | 3512.03 | Jet.com
Raypak, Inc. | Aquadura | P-A266A-EN-C | Natural Gas | 266000 | 82 | 82 | Federally-Regulated Consumer Product | 2013-12-11 | https://www.google.com/shopping/product/8008100484913935321?biw=953&bih=942&output=search&q=Ruud%09P-D266A-EN-c&oq=Ruud%09P-D266A-EN-c&prds=hsec:online&sa=X&ved=0ahUKEwi03e-I84HTAhVq54MKHaw2AsgQ2SsICg | 1417.51 | Pool Supply Unlimited | 1799.99 | Your Pool HQ
Raypak, Inc. | Aquadura | P-A267A-EN-C | Natural Gas | 266000 | 82 | 82 | Federally-Regulated Consumer Product | 2013-12-11 | not found
Raypak, Inc. | Ruud | P-D266A-EN-C | Natural Gas | 266000 | 82 | 82 | Federally-Regulated Consumer Product | 2013-07-01 | not found
Raypak, Inc. | Ruud | P-D267A-EN-C | Natural Gas | 266000 | 82 | 82 | Federally-Regulated Consumer Product | 2013-07-01 | not found
Raypak, Inc. | Rheem | P-M266A-EN-C | Natural Gas | 266000 | 82 | 82 | Federally-Regulated Consumer Product | 2013-07-01 | https://www.google.com/shopping/product/8008100484913935321?noj=1&output=search&q=Rheem%09P-M266A-EN-X&oq=Rheem%09P-M266A-EN-X&prds=hsec:online&sa=X&ved=0ahUKEwjr84eS5YvTAhVL2GMKHceyDp4Q2SsICg | 1417.51 | Pool Supply Unlimited | 1799.99 | Your Pool HQ
Raypak, Inc. | Rheem | P-M267A-EN-C | Natural Gas | 266000 | 82 | 82 | Federally-Regulated Consumer Product | 2013-07-01 | not found
Raypak, Inc. | Raypak | P-R266A-EN-C | Natural Gas | 266000 | 82 | 82 | Federally-Regulated Consumer Product | 2013-07-01 | https://www.google.com/shopping/product/8008100484913935321?sclient=psy-ab&biw=1009&bih=928&q=Raypak%09P-R266A-EN-C&oq=Raypak%09P-R266A-EN-C&pbx=1&bav=on.2,or.&bvm=bv.151426398,d.cGc&tch=1&ech=1&psi=-BPkWK7dIoG0jwOaorvgBQ.1491342329827.3&prds=hsec:online&sa=X&ved=0ahUKEwj0-vKS44vTAhVK7WMKHQ0PDG8Q2SsICA | 1417.51 | Pool Supply Unlimited | 1799.99 | Your Pool HQ
Raypak, Inc. | Raypak | P-R267A-EN-C | Natural Gas | 266000 | 82 | 82 | Federally-Regulated Consumer Product | 2013-07-01 | not found
Zodiac Pool Systems, Inc. | Zodiac | LXI300N | Natural Gas | 300000 | 82 | 78 | Federally-Regulated Consumer Product | 2011-02-01 | not found
Zodiac Pool Systems, Inc. | Jandy | LXI300N | Natural Gas | 300000 | 82 | 78 | Federally-Regulated Consumer Product | 2011-02-01 | not found
Raypak, Inc. | Ruud | P-D336A-EN-X | Natural Gas | 300000 | 82 | 82 | Federally-Regulated Consumer Product | 2013-07-01 | not found
Raypak, Inc. | Rheem | P-M336A-EN-X | Natural Gas | 300000 | 82 | 82 | Federally-Regulated Consumer Product | 2013-07-01 | not found
Raypak, Inc. | Raypak | P-R336A-EN-X | Natural Gas | 300000 | 82 | 82 | Federally-Regulated Consumer Product | 2013-07-01 | not found
Raypak, Inc. | Ruud | P-D336A-EN-C | Natural Gas | 332500 | 82 | 82 | Federally-Regulated Consumer Product | 2013-07-01 | not found
Raypak, Inc. | Ruud | P-D337A-EN-C | Natural Gas | 332500 | 82 | 82 | Federally-Regulated Consumer Product | 2013-07-01 | not found
Raypak, Inc. | Rheem | P-M336A-EN-C | Natural Gas | 332500 | 82 | 82 | Federally-Regulated Consumer Product | 2013-07-01 | https://www.google.com/shopping/product/6446290890614059297?biw=1009&bih=928&output=search&q=Rheem%09P-M336A-EN-C&oq=Rheem%09P-M336A-EN-C&prds=hsec:online&sa=X&ved=0ahUKEwifvIbG44vTAhVVzWMKHfpTAuUQ2SsICg | 1616.97 | Pool Supply Unlimited | n/a
Raypak, Inc. | Rheem | P-M337A-EN-C | Natural Gas | 332500 | 82 | 82 | Federally-Regulated Consumer Product | 2013-07-01 | not found
Raypak, Inc. | Raypak | P-R336A-EN-C | Natural Gas | 332500 | 82 | 82 | Federally-Regulated Consumer Product | 2013-07-01 | https://www.google.com/shopping/product/6446290890614059297?q=Raypak+P-R336A-EN-C&biw=953&bih=942&bav=on.2,or.&bvm=bv.151325232,d.amc&tch=1&ech=1&psi=5OXeWKndMOSLjwTI_reoDQ.1491002859724.3&prds=hsec:online&sa=X&ved=0ahUKEwj99fO88oHTAhUM74MKHUKHDVsQ2SsICA | 1616.97 | Pool Supply Unlimited | n/a
Raypak, Inc. | Raypak | P-R337A-EN-C | Natural Gas | 332500 | 82 | 82 | Federally-Regulated Consumer Product | 2013-07-01 | not found
Pentair Water Pool and Spa Inc. | Sta-Rite | SR333HD | Natural Gas | 333000 | 82 | 82 | Federally-Regulated Consumer Product | 2017-02-21 | https://www.google.com/shopping/product/12855189475372180588?noj=1&output=search&q=Sta-Rite%09SR333HD&oq=Sta-Rite%09SR333HD&prds=hsec:online&sa=X&ved=0ahUKEwj27LSk9ovTAhWh6oMKHZxwCxoQ2SsIDA | 1950.84 | Pool Supply Unlimited | 2976.86 | Jet.com
Raypak, Inc. | Ruud | P-D406A-EN-X | Natural Gas | 360000 | 82 | 82 | Federally-Regulated Consumer Product | 2013-07-01 | not found
Raypak, Inc. | Rheem | P-M406A-EN-X | Natural Gas | 360000 | 82 | 82 | Federally-Regulated Consumer Product | 2013-07-01 | not found
Raypak, Inc. | Raypak | P-R406A-EN-X | Natural Gas | 360000 | 82 | 82 | Federally-Regulated Consumer Product | 2013-07-01 | https://www.google.com/search?noj=1&output=search&tbm=shop&q=Raypak%09P-R406A-EN-x&oq=Raypak%09P-R406A-EN-x&gs_l=products-cc.3...2635.2938.0.3144.2.1.0.1.0.0.100.100.0j1.1.0....0...1ac.1.64.products-cc..0.0.0.nh3P6tEf8Tk#spd=13790831643051115248 | 1999.99 | A1 Pool Parts
Raypak, Inc. | Aquadura | P-A406A-EN-C | Natural Gas | 399000 | 82 | 82 | Federally-Regulated Consumer Product | 2013-12-11 | not found
Raypak, Inc. | Aquadura | P-A407A-EN-C | Natural Gas | 399000 | 82 | 82 | Federally-Regulated Consumer Product | 2013-12-11 | not found
Raypak, Inc. | Ruud | P-D406A-EN-C | Natural Gas | 399000 | 82 | 82 | Federally-Regulated Consumer Product | 2013-07-01 | not found
Raypak, Inc. | Ruud | P-D407A-EN-C | Natural Gas | 399000 | 82 | 82 | Federally-Regulated Consumer Product | 2013-07-01 | not found
Raypak, Inc. | Rheem | P-M406A-EN-C | Natural Gas | 399000 | 82 | 82 | Federally-Regulated Consumer Product | 2013-07-01 | not found
Raypak, Inc. | Rheem | P-M407A-EN-C | Natural Gas | 399000 | 82 | 82 | Federally-Regulated Consumer Product | 2013-07-01 | https://www.google.com/shopping/product/17071621579625698341?noj=1&q=Rheem%09P-M407A-EN-C&oq=Rheem%09P-M407A-EN-C&prds=hsec:online&sa=X&ved=0ahUKEwjf35D15IvTAhVV82MKHfMYDoYQ2SsICg | 1985.07 | Pool Supply Unlimited | 2052.69 | Active Pool Supply
Raypak, Inc. | Raypak | P-R406A-EN-C | Natural Gas | 399000 | 82 | 82 | Federally-Regulated Consumer Product | 2013-07-01 | https://www.google.com/shopping/product/15485735394138500169?noj=1&output=search&q=Raypak%09P-R406A-EN-C&oq=Raypak%09P-R406A-EN-C&prds=hsec:online&sa=X&ved=0ahUKEwi0yLy79YvTAhUo0oMKHX1dALQQ2SsICg | 1836.05 | Pool Supply Unlimited | n/a
Raypak, Inc. | Raypak | P-R407A-EN-C | Natural Gas | 399000 | 82 | 82 | Federally-Regulated Consumer Product | 2013-07-01 | https://www.google.com/shopping/product/17071621579625698341?noj=1&q=Raypak%09P-R407A-EN-C&oq=Raypak%09P-R407A-EN-C&prds=hsec:online&sa=X&ved=0ahUKEwif8bqF9ovTAhVr64MKHYLiDh0Q2SsICg | 1985.07 | Pool Supply Unlimited | 2052.69 | Active Pool Supply
Pentair Water Pool and Spa Inc. | Pentair | 460805 | Natural Gas | 399990 | 82 | 82 | Federally-Regulated Consumer Product | 2017-02-21 | https://www.google.com/shopping/product/9833944093188255760?biw=1056&bih=927&output=search&q=Pentair%09460805&oq=Pentair%09460805&prds=hsec:online&sa=X&ved=0ahUKEwisl7OPqIHTAhVk2IMKHWJDBpkQ2SsICw | 2148.99 | Polytec Pools | 2782.44 | Web Pool Supply
Pentair Water Pool and Spa Inc. | Pentair | 461021 | Natural Gas | 399990 | 82 | 82 | Federally-Regulated Consumer Product | 2017-02-21 | https://www.google.com/shopping/product/1507937915983685417?biw=958&bih=927&output=search&q=Pentair%09461021&oq=Pentair%09461021&prds=hsec:online&sa=X&ved=0ahUKEwjJhJehqYHTAhVK2oMKHaTWBLAQ2SsICw | 2375.89 | Active Pool Supply | 5615.38 | Orchard Depot
Pentair Water Pool and Spa Inc. | Sta-Rite | SR400HD | Natural Gas | 399990 | 82 | 82 | Federally-Regulated Consumer Product | 2017-02-21 | https://www.google.com/shopping/product/4975318456997062449?biw=953&bih=942&espv=2&output=search&q=Sta-Rite%09SR400HD&oq=Sta-Rite%09SR400HD&prds=hsec:online&sa=X&ved=0ahUKEwjK4_K58IHTAhVh5oMKHaRECewQ2SsICw | 1939 | American Best Pool Supply | 2499.89 | PoolZoom.com
Zodiac Pool Systems, Inc. | Jandy | LXI400N | Natural Gas | 400000 | 82 | 78 | Federally-Regulated Consumer Product | 2011-02-01 | https://www.google.com/shopping/product/10327589158581940625?noj=1&q=Jandy%09LXI400N&oq=Jandy%09LXI400N&prds=hsec:online&sa=X&ved=0ahUKEwjalPKu7YvTAhUp04MKHezSBDgQ2SsICg | 2192.94 | A1 Pool Parts | 2815.99 | Pool Supply World
Zodiac Pool Systems, Inc. | Zodiac | LXI400N | Natural Gas | 400000 | 82 | 78 | Federally-Regulated Consumer Product | 2011-02-01 | https://www.google.com/shopping/product/9305920088223151272?noj=1&q=Zodiac%09LXI400N&oq=Zodiac%09LXI400N&prds=hsec:online&sa=X&ved=0ahUKEwjVmaDi7YvTAhUq_4MKHaddBfUQ2SsICw | 2218.65 | Pool Supply Unlimited | 4318.48 | Sears - Specialty Pool Products
Laars Heating Systems Company | Laars | AP0500EN******** | Natural Gas | 500000 | 82 | 78 | Federally-Regulated Consumer Product | 2005-08-30 | not found
Hayward Pool Products | Hayward | H150FDN | Natural Gas | 150000 | 82.7 | 78 | Federally-Regulated Consumer Product | 2011-02-03 | https://www.google.com/shopping/product/9913321905640556573?sclient=psy-ab&biw=1009&bih=928&q=Hayward%09H150FDN&oq=Hayward%09H150FDN&pbx=1&bav=on.2,or.&bvm=bv.151426398,d.cGc&tch=1&ech=1&psi=LRXkWMvlOpO6jwPHhpC4BA.1491342639346.5&prds=hsec:online&sa=X&ved=0ahUKEwiG7-au5IvTAhUE02MKHSk1B9UQ2SsICg | 1097.25 | Pool Supply Unlimited | 1338 | Global Industrial
Hayward Pool Products | Swim Pro by Hayward | SW150DHN | Natural Gas | 150000 | 82.7 | 82 | Federally-Regulated Consumer Product | 2015-05-01 | not found
Hayward Pool Products | Hayward | H300FDN | Natural Gas | 300000 | 82.7 | 78 | Federally-Regulated Consumer Product | 2011-02-03 | https://www.google.com/shopping/product/2841507386693408073?biw=1009&bih=928&output=search&q=Hayward%09H300FDN&oq=Hayward%09H300FDN&prds=hsec:online&sa=X&ved=0ahUKEwimgMOz64vTAhWW3oMKHTM1D2YQ2SsIDA | 1620.34 | Pool Supply Unlimited | 1939 | Backyard Pool Superstore
Hayward Pool Products | Swim Pro by Hayward | SW300DHN | Natural Gas | 300000 | 82.7 | 82 | Federally-Regulated Consumer Product | 2015-05-01 | not found
Hayward Pool Products | Hayward | H200FDN | Natural Gas | 199900 | 83 | 78 | Federally-Regulated Consumer Product | 2011-02-03 | https://www.google.com/shopping/product/3783582791057044684?noj=1&biw=967&bih=928&output=search&q=Hayward%09H200FDN&oq=Hayward%09H200FDN&prds=hsec:online&sa=X&ved=0ahUKEwir8L-b6ovTAhUE5YMKHVxlDbcQ2SsIDA | 1328.4 | Pool Supply Unlimited | 1664.99 | Pool Supply World
Hayward Pool Products | Swim Pro by Hayward | SW200DHN | Natural Gas | 199900 | 83 | 82 | Federally-Regulated Consumer Product | 2015-05-01 | not found
Hayward Pool Products | Hayward | H250FDN | Natural Gas | 250000 | 83 | 78 | Federally-Regulated Consumer Product | 2011-02-03 | https://www.google.com/shopping/product/4801292928029557135?noj=1&biw=967&bih=928&output=search&q=Hayward%09H250FDN&oq=Hayward%09H250FDN&prds=hsec:online&sa=X&ved=0ahUKEwiH_Lu76ovTAhUo0oMKHX1dALQQ2SsIDA | 1450.69 | Pool Supply Unlimited | 1930 | Pool Supplies Superstore
Hayward Pool Products | Hayward | H250FDNASME | Natural Gas | 250000 | 83 | 78 | Federally-Regulated Consumer Product | 2011-02-03 | https://www.google.com/shopping/product/17584297587387412561?noj=1&biw=967&bih=928&output=search&q=Hayward%09H250FDNASME&oq=Hayward%09H250FDNASME&prds=hsec:online&sa=X&ved=0ahUKEwintJX36ovTAhXB54MKHVOmDOAQ2SsICw | 1996.33 | Pool Supply Unlimited | 2489.99 | Pool Supplies Superstore
Hayward Pool Products | Swim Pro by Hayward | SW250DHN | Natural Gas | 250000 | 83 | 82 | Federally-Regulated Consumer Product | 2015-05-01 | not found
Hayward Pool Products | Trane | TR250NA | Natural Gas | 250000 | 83 | 82 | Federally-Regulated Consumer Product | 2015-09-01 | https://www.google.com/shopping/product/3330583342506077968?noj=1&biw=1011&bih=928&q=Trane%09TR250NA&oq=Trane%09TR250NA&prds=hsec:online&sa=X&ved=0ahUKEwif1cj49ovTAhUL7IMKHdbiBswQ2SsICw | 1615.99 | Ebay - vminnovations | 3513.14 | Orchard Depot
Hayward Pool Products | Hayward | H350FDN | Natural Gas | 350000 | 83 | 78 | Federally-Regulated Consumer Product | 2011-02-03 | https://www.google.com/shopping/product/5882678174444882478?sclient=psy-ab&biw=1009&bih=928&q=Hayward%09H350FDN&oq=Hayward%09H350FDN&pbx=1&bav=on.2,or.&tch=1&ech=1&psi=EhLkWNHoDKqXjwTL34vQAg.1491342015622.7&prds=hsec:online&sa=X&ved=0ahUKEwiN0uSG4ovTAhXn64MKHfEqA-gQ2SsICg | 1678.98 | Pool Supply Unlimited | 2089 | Pool Supplies Superstore
Zodiac Pool Systems, Inc. | Jandy Pro Series | JXi400NN | Natural Gas | 400000 | 83 | 82 | Federally-Regulated Consumer Product | 2016-11-08 | https://www.google.com/search?biw=1064&bih=927&output=search&tbm=shop&q=Jandy+Pro+Series%09JXi400NN&oq=Jandy+Pro+Series%09JXi400NN&gs_l=products-cc.3...18410.18410.0.18974.1.1.0.0.0.0.171.171.0j1.1.0....0...1ac.2.64.products-cc..0.0.0.n0mEoGD1Boo#spd=18043628735520840996 | 2432.54 | Pool Supply Unlimited | n/a
Hayward Pool Products | Hayward | H500FDN | Natural Gas | 500000 | 83 | 82 | Federally-Regulated Consumer Product | 2014-10-23 | https://www.google.com/shopping/product/15537621819526215407?noj=1&q=Hayward%09H500FDN&oq=Hayward%09H500FDN&prds=hsec:online&sa=X&ved=0ahUKEwiVybzd5ovTAhXM7IMKHZhODNgQ2SsIDA | 2230 | PoolSupply4Less | 5581.8 | Orchard Depot
Hayward Pool Products | Hayward | H500FDNASME | Natural Gas | 500000 | 83 | 82 | Federally-Regulated Consumer Product | 2014-10-23 | https://www.google.com/shopping/product/14835761241903287268?biw=1009&bih=928&output=search&q=Hayward%09H500FDNASME&oq=Hayward%09H500FDNASME&prds=hsec:online&sa=X&ved=0ahUKEwj29r2K7IvTAhWF1IMKHWIKBbIQ2SsICg | 2959.95 | Polytec Pools | 3250 | Pool Warehouse
Pentair Water Pool and Spa Inc. | Pentair | 460792 | Natural Gas | 175000 | 84 | 82 | Federally-Regulated Consumer Product | 2017-02-21 | https://www.google.com/shopping/product/1906616875511695354?biw=1056&bih=927&output=search&q=Pentair+460792&oq=Pentair+460792&prds=hsec:online&sa=X&ved=0ahUKEwijv5jdp4HTAhXr7IMKHekwDAwQ2SsIDA | 1362.13 | Pool Supply Unlimited | 1889.99 | Leslies
Pentair Water Pool and Spa Inc. | Pentair | 460730 | Natural Gas | 199000 | 84 | 82 | Federally-Regulated Consumer Product | 2017-02-21 | https://www.google.com/shopping/product/372889424787672555?sclient=psy-ab&biw=1056&bih=927&q=Pentair%09460730&oq=Pentair%09460730&pbx=1&bav=on.2,or.&bvm=bv.151426398,d.amc&tch=1&ech=1&psi=K5XeWMOVHenHjwSMgrOYBQ.1490982193771.5&prds=hsec:online&sa=X&ved=0ahUKEwik5a_npYHTAhUH0YMKHc2mCUAQ2SsICg | 1448.63 | Pool Supply Unlimited | 1889.99 | Backyard Pool Superstore
Pentair Water Pool and Spa Inc. | Pentair | 461000 | Natural Gas | 199000 | 84 | 82 | Federally-Regulated Consumer Product | 2017-02-21 | https://www.google.com/search?biw=1056&bih=927&output=search&tbm=shop&q=Pentair%09461000&oq=Pentair%09461000&gs_l=products-cc.3...8093.8093.0.8889.1.1.0.0.0.0.111.111.0j1.1.0....0...1ac.2.64.products-cc..0.0.0.W5-SIfXw4so#spd=4792025705320122395 | 2099 | Sunplay
Pentair Water Pool and Spa Inc. | Sta-Rite | SR200NA | Natural Gas | 199000 | 84 | 82 | Federally-Regulated Consumer Product | 2017-02-21 | https://www.google.com/shopping/product/14937621448300194658?espv=2&biw=955&bih=942&output=search&q=Sta-Rite%09SR200NA&oq=Sta-Rite%09SR200NA&prds=hsec:online&sa=X&ved=0ahUKEwiwtf3P74HTAhVI1oMKHVptAMYQ2SsIDA | 1448.63 | Pool Supply Unlimited | 1778.99 | Pool Supply World
Pentair Water Pool and Spa Inc. | Pentair | 460732 | Natural Gas | 250000 | 84 | 82 | Federally-Regulated Consumer Product | 2017-02-21 | https://www.google.com/shopping/product/11065839222255762922?biw=1056&bih=927&output=search&q=Pentair%09460732&oq=Pentair%09460732&prds=hsec:online&sa=X&ved=0ahUKEwjlwMqHpoHTAhWI7oMKHbXVBdEQ2SsIDA | 1509.02 | Pool Supply Unlimited | 1650 | PoolSuply4Less
Pentair Water Pool and Spa Inc. | Sta-Rite | 460767 | Natural Gas | 250000 | 84 | 82 | Federally-Regulated Consumer Product | 2017-02-21 | https://www.google.com/shopping/product/2017379058560100038?espv=2&biw=955&bih=942&output=search&q=Sta-Rite%09460767&oq=Sta-Rite%09460767&prds=hsec:online&sa=X&ved=0ahUKEwjjlvfp7oHTAhXI54MKHQhBCYkQ2SsICw | 2129.96 | Pool Supply Unlimited | 5142.5 | Orchard Depot
Pentair Water Pool and Spa Inc. | Pentair | 460771 | Natural Gas | 250000 | 84 | 82 | Federally-Regulated Consumer Product | 2017-02-21 | https://www.google.com/shopping/product/13278828772510338872?biw=1056&bih=927&output=search&q=Pentair%09460771&oq=Pentair%09460771&prds=hsec:online&sa=X&ved=0ahUKEwjas82Bp4HTAhUB5IMKHZQjBxwQ2SsICw | 2020.32 | Pool Supply Unlimited | 2852.46 | Web Pool Supply
Raypak, Inc. | Raypak | B-R259*-EN-* | Natural Gas | 250000 | 84 | 78 | Federally-Regulated Consumer Product | 2012-04-06 | not found
Zodiac Pool Systems, Inc. | Jandy Pro Series | JXi260N | Natural Gas | 260000 | 84 | 82 | Federally-Regulated Consumer Product | 2016-11-08 | https://www.google.com/shopping/product/4544480177875163321?sclient=psy-ab&biw=1064&bih=927&q=Jandy+Pro+Series%09JXi260N&oq=Jandy+Pro+Series%09JXi260N&pbx=1&bav=on.2,or.&bvm=bv.151426398,d.amc&tch=1&ech=1&psi=PZTeWPadM-S0jwSfvrOwCg.1490981981359.7&prds=hsec:online&sa=X&ved=0ahUKEwjWyqL1pIHTAhVi1oMKHbcWAucQ2SsICA | 1557.48 | Pool Supply Unlimited | 2198.99 | Pool Supply World
Pentair Water Pool and Spa Inc. | Pentair | 460734 | Natural Gas | 300000 | 84 | 82 | Federally-Regulated Consumer Product | 2017-02-21 | https://www.google.com/shopping/product/2067519652525865665?biw=1056&bih=927&output=search&q=Pentair%09460734&oq=Pentair%09460734&prds=hsec:online&sa=X&ved=0ahUKEwih15CrpoHTAhUk4YMKHXK-DcsQ2SsIDA | 1658.15 | Pool Supply Unlimited | 2099.99 | Backyard Pool Superstore
Raypak, Inc. | Raypak | P-0302* | Natural Gas | 300000 | 84 | 78 | Federally-Regulated Consumer Product | 2006-10-12 | not found
Pentair Water Pool and Spa Inc. | Sta-Rite | SR333NA | Natural Gas | 333000 | 84 | 82 | Federally-Regulated Consumer Product | 2017-02-21 | https://www.google.com/shopping/product/5722718956824745692?sclient=psy-ab&biw=953&bih=942&q=Sta-Rite%09SR333NA&oq=Sta-Rite%09SR333NA&pbx=1&bav=on.2,or.&bvm=bv.151325232,d.amc&espv=2&tch=1&ech=1&psi=QuPeWKySJsHcjwTV3avIBA.1491002184963.7&prds=hsec:online&sa=X&ved=0ahUKEwi3jL2P8IHTAhVlzIMKHQDTBRYQ2SsICg | 1713.56 | Active Pool Supply | 1931.95 | Sunplay
Raypak, Inc. | Raypak | B-R409*-EN-* | Natural Gas | 399000 | 84 | 78 | Federally-Regulated Consumer Product | 2012-04-06 | not found
Raypak, Inc. | Raypak | P-0402* | Natural Gas | 399000 | 84 | 78 | Federally-Regulated Consumer Product | 2006-10-12 | not found
Hayward Pool Products | Hayward | H400FDN | Natural Gas | 399900 | 84 | 82 | Federally-Regulated Consumer Product | 2016-09-27 | https://www.google.com/shopping/product/5851927340560065545?q=Hayward+H400FDN&biw=1227&bih=931&bav=on.2,or.&bvm=bv.151426398,d.amc&tch=1&ech=1&psi=0JLeWJvsFOzXjwSttbCgBQ.1490981591011.3&prds=hsec:online&sa=X&ved=0ahUKEwi88b2fo4HTAhUF74MKHSjhBPQQ2SsICg | 1862.09 | Pool Supply Unlimited | 2299 | In The Swim Pool Supplies
Hayward Pool Products | Hayward | H400FDNBH | Natural Gas | 399900 | 84 | 82 | Federally-Regulated Consumer Product | 2016-09-27 | same as above??
Hayward Pool Products | Swim Pro by Hayward | SW400DHN | Natural Gas | 399900 | 84 | 82 | Federally-Regulated Consumer Product | 2016-09-27 | not found
Hayward Pool Products | Trane | TR400NA | Natural Gas | 399900 | 84 | 82 | Federally-Regulated Consumer Product | 2016-09-27 | https://www.google.com/shopping/product/9765790264884138683?sclient=psy-ab&biw=1064&bih=927&q=Trane%09TR400NA&oq=Trane%09TR400NA&pbx=1&bav=on.2,or.&bvm=bv.151325232,bs.1,d.amc&tch=1&ech=1&psi=iJPeWJWjAqG9jwSDxKOgDg.1490981774822.11&prds=hsec:online&sa=X&ved=0ahUKEwjU5IGopIHTAhUBwYMKHVViBfoQ2SsICA | 2299.99 | VMInnovations.com | 4613.14 | Orchard Depot
Pentair Water Pool and Spa Inc. | Pentair | 460736 | Natural Gas | 399990 | 84 | 82 | Federally-Regulated Consumer Product | 2017-02-21 | not found
Pentair Water Pool and Spa Inc. | Sta-Rite | 460763 | Natural Gas | 399990 | 84 | 82 | Federally-Regulated Consumer Product | 2017-02-21 | https://www.google.com/shopping/product/4793331050330421627?espv=2&biw=955&bih=942&output=search&q=Sta-Rite%09460763&oq=Sta-Rite%09460763&prds=hsec:online&sa=X&ved=0ahUKEwiy8pC_7oHTAhVB64MKHfUyChkQ2SsICw | 2370.5 | Pool Supply Unlimited | 5831.86 | Orchard Depot
Pentair Water Pool and Spa Inc. | Pentair | 460775 | Natural Gas | 399990 | 84 | 82 | Federally-Regulated Consumer Product | 2017-02-21 | https://www.google.com/shopping/product/12437587110562735847?biw=1056&bih=927&output=search&q=Pentair%09460775&oq=Pentair%09460775&prds=hsec:online&sa=X&ved=0ahUKEwjg-bSop4HTAhXL7YMKHbiSBSAQ2SsICw | 2265.25 | Pool Supply Unlimited | 2898.89 | PoolZoom.com
Pentair Water Pool and Spa Inc. | Pentair | 461113 | Natural Gas | 399990 | 84 | 82 | Federally-Regulated Consumer Product | 2017-02-21 | not found
Pentair Water Pool and Spa Inc. | Sta-Rite | SR400NA | Natural Gas | 399990 | 84 | 82 | Federally-Regulated Consumer Product | 2017-02-21 | https://www.google.com/shopping/product/15255497277564072910?biw=953&bih=942&espv=2&output=search&q=Sta-Rite%09SR400NA&oq=Sta-Rite%09SR400NA&prds=hsec:online&sa=X&ved=0ahUKEwiphND28IHTAhWO8oMKHY1eAYMQ2SsIDA | 1860.47 | Pool Supply Unlimited | 2646.64 | Walmart
Hayward Pool Products | Hayward | H400FDNASME | Natural Gas | 400000 | 84 | 82 | Federally-Regulated Consumer Product | 2016-09-27 | https://www.google.com/shopping/product/6630033237560717811?biw=1066&bih=931&output=search&q=Hayward%09H400FDNASME&oq=Hayward%09H400FDNASME&prds=hsec:online&sa=X&ved=0ahUKEwj4uuemooHTAhWMx4MKHdomAxAQ2SsICw | 2372.1 | Pool Supply Unlimited | 2999.99 | Pool Supplies Superstore
Zodiac Pool Systems, Inc. | Jandy Pro Series | JXi400N | Natural Gas | 400000 | 84 | 82 | Federally-Regulated Consumer Product | 2016-11-08 | not found
Zodiac Pool Systems, Inc. | Jandy Pro Series | JXi400NK | Natural Gas | 400000 | 84 | 82 | Federally-Regulated Consumer Product | 2016-11-08 | not found
Raypak, Inc. | Raypak | P-0502* | Natural Gas | 500000 | 84 | 78 | Federally-Regulated Consumer Product | 2006-10-12 | not found
Pentair Water Pool and Spa Inc. | Pentair | PM0500NACC2BXN | Natural Gas | 500000 | 84 | 82 | Federally-Regulated Consumer Product | 2017-03-06 | https://www.google.com/shopping/product/15203970124515995080?noj=1&q=Pentair%09PM0500NACC2BXN&oq=Pentair%09PM0500NACC2BXN&prds=hsec:online&sa=X&ved=0ahUKEwjpgPGk8YvTAhUJ4oMKHYVUAkoQ2SsICw | 8397.49 | Pool Supply Unlimited | 8917.93 | Active Pool Supply
Laars Heating Systems Company | Laars | PNCP0500N******* | Natural Gas | 499980 | 84.1 | 78 | Federally-Regulated Consumer Product | 2005-08-30 | not found
Raypak, Inc. | Raypak | P-0504* | Natural Gas | 500000 | 85 | 78 | Federally-Regulated Consumer Product | 2007-06-11 | not found
Lochinvar, LLC. | EnergyRite | ERN152 | Natural Gas | 150000 | 86 | 78 | Federally-Regulated Consumer Product | 2007-10-22 | https://www.google.com/shopping/product/4098455017268904308?noj=1&biw=967&bih=928&output=search&q=EnergyRite%09ERN152&oq=EnergyRite%09ERN152&prds=hsec:online&sa=X&ved=0ahUKEwj_k4LX6IvTAhVF1oMKHVwkDWgQ2SsICg | 1839 | eBay - saveonpoolsupplies | 2511.99 | Pool Supply World
Lochinvar, LLC. | EnergyRite | ERN202 | Natural Gas | 199999 | 86 | 78 | Federally-Regulated Consumer Product | 2007-10-22 | https://www.google.com/shopping/product/470113587486593138?noj=1&biw=967&bih=928&output=search&q=EnergyRite%09ERN202&oq=EnergyRite%09ERN202&prds=hsec:online&sa=X&ved=0ahUKEwjD3b6I6YvTAhWJy4MKHUgVCzEQ2SsICg | 2017.26 | Pool Supply Unlimited | 2530.99 | Pool Supply World
Lochinvar, LLC. | EnergyRite | ERN252 | Natural Gas | 250000 | 86 | 78 | Federally-Regulated Consumer Product | 2007-10-22 | https://www.google.com/shopping/product/8018151149218009436?noj=1&biw=967&bih=928&output=search&q=EnergyRite%09ERN252&oq=EnergyRite%09ERN252&prds=hsec:online&sa=X&ved=0ahUKEwiO47Sk6YvTAhXC7oMKHfEsAhkQ2SsICg | 2160.42 | Pool Supply Unlimited | 3022.99 | Pool Supply World
Lochinvar, LLC. | EnergyRite | ERN302 | Natural Gas | 300000 | 86 | 78 | Federally-Regulated Consumer Product | 2007-10-22 | https://www.google.com/shopping/product/7358349363815780142?noj=1&biw=967&bih=928&output=search&q=EnergyRite%09ERN302&oq=EnergyRite%09ERN302&prds=hsec:online&sa=X&ved=0ahUKEwidqY3U6YvTAhVp04MKHbLSC3sQ2SsICg | 2199.99 | eBay - poolproducts.com | 2852.99 | Pool Supply World
Lochinvar, LLC. | EnergyRite | ERN402 | Natural Gas | 399999 | 86 | 78 | Federally-Regulated Consumer Product | 2007-10-22 | https://www.google.com/shopping/product/10544237564961365766?sclient=psy-ab&biw=1041&bih=928&q=EnergyRite%09ERN402&oq=EnergyRite%09ERN402&pbx=1&bav=on.2,or.&tch=1&ech=1&psi=lwrkWN-YLMThjAPU2LvACA.1491339929161.21&prds=hsec:online&sa=X&ved=0ahUKEwi__dSc4IvTAhVMw4MKHTrHDf0Q2SsICA | 2449.99 | eBay - poolproducts.com | 3519.99 | Pool Supply World
Raypak, Inc. | Raypak | S-R410-EN | Natural Gas | 399000 | 94 | 82 | Federally-Regulated Consumer Product | 2015-02-19 | not found
Zodiac Pool Systems, Inc. | Jandy HI-E2 | EHE350P | Natural Gas | 350000 | 95 | 78 | Federally-Regulated Consumer Product | 2011-02-01 | https://www.google.com/shopping/product/5896704852634146660?noj=1&biw=967&bih=928&q=Jandy+HI-E2%09EHE350P&oq=Jandy+HI-E2%09EHE350P&prds=hsec:online&sa=X&ved=0ahUKEwi3uqab6IvTAhVD0oMKHWgJAXgQ2SsICQ | 6499.99 | TC Pool Equipment | 7960.99 | Pool Supply World
Zodiac Pool Systems, Inc. | Zodiac HI-E2 | EHE350P | Natural Gas | 350000 | 95 | 78 | Federally-Regulated Consumer Product | 2011-02-01 | https://www.google.com/shopping/product/5896704852634146660?noj=1&biw=967&bih=928&q=Jandy+HI-E2%09EHE350P&oq=Jandy+HI-E2%09EHE350P&prds=hsec:online&sa=X&ved=0ahUKEwi3uqab6IvTAhVD0oMKHWgJAXgQ2SsICQ | 6499.99 | TC Pool Equipment | 7960.99 | Pool Supply World
Raypak, Inc. | Raypak | P-0402*-CHX | Natural Gas | 399000 | 98 | 78 | Federally-Regulated Consumer Product | 2007-10-22 | not found
Raypak, Inc. | Raypak | P-0502*-CHX | Natural Gas | 500000 | 98 | 78 | Federally-Regulated Consumer Product | 2007-10-22 | not found

## pivot table2 (hidden)
Manufacturer | Energy Source | Input BTUH | Thermal Efficiency | Count of Model Number | Average of Lowest Price | Average of Highest Price
Hayward Pool Products | Natural Gas | 399900 | 84 | 4 | 2081.04 | 3456.07
Hayward Pool Products | Natural Gas | 400000 | 84 | 1 | 2372.1 | 2999.99
Lochinvar, LLC. | Natural Gas | 399999 | 86 | 1 | 2449.99 | 3519.99
Pentair Water Pool and Spa Inc. | Natural Gas | 399990 | 82 | 3 | 2154.6267 | 3632.57
Pentair Water Pool and Spa Inc. | Natural Gas | 399990 | 84 | 5 | 2165.4067 | 3792.4633
Raypak, Inc. | Natural Gas | 399000 | 82 | 8 | 1935.3967 | 2052.69
Raypak, Inc. | Natural Gas | 399000 | 84 | 2
Raypak, Inc. | Natural Gas | 399000 | 94 | 1
Raypak, Inc. | Natural Gas | 399000 | 98 | 1
Zodiac Pool Systems, Inc. | Natural Gas | 400000 | 82 | 2 | 2205.795 | 3567.235
Zodiac Pool Systems, Inc. | Natural Gas | 400000 | 83 | 1 | 2432.54 | #DIV/0!
Zodiac Pool Systems, Inc. | Natural Gas | 400000 | 84 | 2

## count2 (hidden)
Manufacturer | Energy Source | Input BTUH | Thermal Efficiency | Count of Model Number | Average of Lowest Price | Average of Highest Price | count
Pentair Water Pool and Spa Inc. | Natural Gas | 399990 | 82 | 3 | 2154.6267 | 3632.57 | 3 | 2098.6061 | 3084.165 | 2591.3856
Raypak, Inc. | Natural Gas | 399000 | 82 | 8 | 1935.3967 | 2052.69 | 11
Zodiac Pool Systems, Inc. | Natural Gas | 400000 | 82 | 2 | 2205.795 | 3567.235 | 13
Zodiac Pool Systems, Inc. | Natural Gas | 400000 | 83 | 1 | 2432.54 |  | 14
Hayward Pool Products | Natural Gas | 399900 | 84 | 4 | 2081.04 | 3456.07 | 18 | 2267.1342 | 3442.1283 | 2854.6312
Hayward Pool Products | Natural Gas | 400000 | 84 | 1 | 2372.1 | 2999.99 | 19
Pentair Water Pool and Spa Inc. | Natural Gas | 399990 | 84 | 5 | 2165.4067 | 3792.4633 | 24
Raypak, Inc. | Natural Gas | 399000 | 84 | 2 |  |  | 26
Zodiac Pool Systems, Inc. | Natural Gas | 400000 | 84 | 2 |  |  | 28
Lochinvar, LLC. | Natural Gas | 399999 | 86 | 1 | 2449.99 | 3519.99 | 29
Raypak, Inc. | Natural Gas | 399000 | 94 | 1 |  |  | 30
Raypak, Inc. | Natural Gas | 399000 | 98 | 1 |  |  | 31