## WorkPaper
WPID | WPRevision | WPName | Version | StartDate | ExpiryDate | SourceDesc | SavingsSource | CostSource | LeadSource | WPDisposition | WPFileName
WPSDGENRLG0083 | 2 | LED Ambient Commerical Fixtures and Retrofit Kits (Troffers) | ExAnte2019 | 2019-08-01 | 2019-12-31 | WPSDGENRLG0083-2 | IOU | IOU | PGE | Proposed | WPSDGENRLG0083_Rev2_SF_LED_Ambient_Commercial_Fixtures_and_Retrofit_Kits_FINAL_20190521.docx

## Measures
WPMeasureNbr | WPMeasureDescription | MeasureID | MeasureVersion | MeasureVersionSource | MeasureStartDate | MeasureExpiryDate | UseCategory | UseSubCat | TechGroup | TechType | NormUnit | Sector | EnergyImpactID | EnImpCalcType | IETableName | MeascostID | StdCostID | EUL_ID | RUL_ID | MeasDesc | MeasTechID | PreDesc | PreMultiTech | PreTechID | PreTechGroup | PreTechType | StdDesc | StdMultiTech | StdTechID | StdTechGroup | StdTechType | ElecImpProfileID | GasImpProfileID | CombustionType | WaterMeasCode
1 | Lighting - Interior LED New Luminaire - Size 1x4, >=125 to 139 LPW, (units: Kilo-lumen/Fixture) | WPSDGENRLG0083-Rev02-Msr001 |  | IOU Workpaper | 2019-08-01 | 2019-12-31 | Lighting | InGen | Ltg_Fixture | LED_fixt | KiloLumen | Com | WPSDGENRLG0083-Rev02-Msr001 | Standard | 2016-LtgSummary | SDG-LEDfixt125LPW-1x4-new | SDG-LF-Troffer-Base-LEDMsr | ILtg-Com-LED-50000hr+16yr |  | Lighting - Interior LED Fixture - Size 1x4 Rated =125 LPW, (units: Kilo-lumen/Fixture) | LEDFixt-1x4(8w) | Existing LF Fixture | N |  | Ltg_Fixture | LinFluor_fixt | Lighting - Interior LF Fixure 1x4 (10.6 watt/kilo-lumen/fixture); 67% LED Fixt, 33% TLED | N |  | Ltg_Fixture | LinFluor_fixt | SDGE:DEER:Com:Indoor_Non-CFL_Ltg | Annual
2 | Lighting - Interior LED New Luminaire - Size 2x2, >=125 to 139 LPW, (units: Kilo-lumen/Fixture) | WPSDGENRLG0083-Rev02-Msr002 |  | IOU Workpaper | 2019-08-01 | 2019-12-31 | Lighting | InGen | Ltg_Fixture | LED_fixt | KiloLumen | Com | WPSDGENRLG0083-Rev02-Msr002 | Standard | 2016-LtgSummary | SDG-LEDfixt125LPW-2x2-new | SDG-LF-Troffer-Base-LEDMsr | ILtg-Com-LED-50000hr+16yr |  | Lighting - Interior LED Fixture - Size 2x2 Rated =125 LPW, (units: Kilo-lumen/Fixture) | LEDFixt-2x2(8w) | Existing LF Fixture | N |  | Ltg_Fixture | LinFluor_fixt | Lighting - Interior LF Fixure 2x2 (10.6 watt/kilo-lumen/fixture); 67% LED Fixt, 33% TLED | N |  | Ltg_Fixture | LinFluor_fixt | SDGE:DEER:Com:Indoor_Non-CFL_Ltg | Annual
3 | Lighting - Interior LED New Luminaire - Size 2x4, >=125 to 139 LPW, (units: Kilo-lumen/Fixture) | WPSDGENRLG0083-Rev02-Msr003 |  | IOU Workpaper | 2019-08-01 | 2019-12-31 | Lighting | InGen | Ltg_Fixture | LED_fixt | KiloLumen | Com | WPSDGENRLG0083-Rev02-Msr003 | Standard | 2016-LtgSummary | SDG-LEDfixt125LPW-2x4-new | SDG-LF-Troffer-Base-LEDMsr | ILtg-Com-LED-50000hr+16yr |  | Lighting - Interior LED Fixture - Size 2x4 Rated =125 LPW, (units: Kilo-lumen/Fixture) | LEDFixt-2x4(8w) | Existing LF Fixture | N |  | Ltg_Fixture | LinFluor_fixt | Lighting - Interior LF Fixure 2x4 (10.6 watt/kilo-lumen/fixture); 67% LED Fixt, 33% TLED | N |  | Ltg_Fixture | LinFluor_fixt | SDGE:DEER:Com:Indoor_Non-CFL_Ltg | Annual
4 | Lighting - Interior Integrated LED Retrofit Kits - Size 1x4, >=125 to 139 LPW, (units: Kilo-lumen/Fixture) | WPSDGENRLG0083-Rev02-Msr004 |  | IOU Workpaper | 2019-08-01 | 2019-12-31 | Lighting | InGen | Ltg_Fixture | LED_fixt | KiloLumen | Com | WPSDGENRLG0083-Rev02-Msr004 | Standard | 2016-LtgSummary | SDG-LEDfixt125LPW-1x4-kit | SDG-LF-Troffer-Base-LEDMsr | ILtg-Com-LED-50000hr+16yr |  | Lighting - Interior LED Fixture - Size 1x4 Rated =125 LPW, (units: Kilo-lumen/Fixture) | LEDFixt-Retkit1x4(8w) | Existing LF Fixture | N |  | Ltg_Fixture | LinFluor_fixt | Lighting - Interior LF Fixure 1x4 (10.6 watt/kilo-lumen/fixture); 67% LED Fixt, 33% TLED | N |  | Ltg_Fixture | LinFluor_fixt | SDGE:DEER:Com:Indoor_Non-CFL_Ltg | Annual
5 | Lighting - Interior Integrated LED Retrofi Kits - Size 2x2, >=125 to 139 LPW, (units: Kilo-lumen/Fixture) | WPSDGENRLG0083-Rev02-Msr005 |  | IOU Workpaper | 2019-08-01 | 2019-12-31 | Lighting | InGen | Ltg_Fixture | LED_fixt | KiloLumen | Com | WPSDGENRLG0083-Rev02-Msr005 | Standard | 2016-LtgSummary | SDG-LEDfixt125LPW-2x2-kit | SDG-LF-Troffer-Base-LEDMsr | ILtg-Com-LED-50000hr+16yr |  | Lighting - Interior LED Fixture - Size 2x2 Rated =125 LPW, (units: Kilo-lumen/Fixture) | LEDFixt-Retkit2x2(8w) | Existing LF Fixture | N |  | Ltg_Fixture | LinFluor_fixt | Lighting - Interior LF Fixure 2x2 (10.6 watt/kilo-lumen/fixture); 67% LED Fixt, 33% TLED | N |  | Ltg_Fixture | LinFluor_fixt | SDGE:DEER:Com:Indoor_Non-CFL_Ltg | Annual
6 | Lighting - Interior Integrated LED Retrofit Kits - Size 2x4, >=125 to 139 LPW, (units: Kilo-lumen/Fixture) | WPSDGENRLG0083-Rev02-Msr006 |  | IOU Workpaper | 2019-08-01 | 2019-12-31 | Lighting | InGen | Ltg_Fixture | LED_fixt | KiloLumen | Com | WPSDGENRLG0083-Rev02-Msr006 | Standard | 2016-LtgSummary | SDG-LEDfixt125LPW-2x4-kit | SDG-LF-Troffer-Base-LEDMsr | ILtg-Com-LED-50000hr+16yr |  | Lighting - Interior LED Fixture - Size 2x4 Rated =125 LPW, (units: Kilo-lumen/Fixture) | LEDFixt-Retkit2x4(8w) | Existing LF Fixture | N |  | Ltg_Fixture | LinFluor_fixt | Lighting - Interior LF Fixure 2x4 (10.6 watt/kilo-lumen/fixture); 67% LED Fixt, 33% TLED | N |  | Ltg_Fixture | LinFluor_fixt | SDGE:DEER:Com:Indoor_Non-CFL_Ltg | Annual
7 | Lighting - Interior LED New Luminaire - Size 1x4 Rated >=140 LPW, (units: Kilo-lumen/Fixture) | WPSDGENRLG0083-Rev02-Msr007 |  | IOU Workpaper | 2019-08-01 | 2019-12-31 | Lighting | InGen | Ltg_Fixture | LED_fixt | KiloLumen | Com | WPSDGENRLG0083-Rev02-Msr007 | Standard | 2016-LtgSummary | SDG-LEDfixt140LPW-1x4-new | SDG-LF-Troffer-Base-LEDMsr | ILtg-Com-LED-50000hr+16yr |  | Lighting - Interior LED Fixture - Size 1x4, Rated >=140 LPW | LEDFixt-1x4(7.1w) | Existing LF Fixture | N |  | Ltg_Fixture | LinFluor_fixt | Lighting - Interior LF Fixure 1x4 (10.6 watt/kilo-lumen/fixture); 67% LED Fixt, 33% TLED | N |  | Ltg_Fixture | LinFluor_fixt | SDGE:DEER:Com:Indoor_Non-CFL_Ltg | Annual
8 | Lighting - Interior LED New Luminaire - Size 2x2, >=140 LPW, (units: Kilo-lumen/Fixture) | WPSDGENRLG0083-Rev02-Msr008 |  | IOU Workpaper | 2019-08-01 | 2019-12-31 | Lighting | InGen | Ltg_Fixture | LED_fixt | KiloLumen | Com | WPSDGENRLG0083-Rev02-Msr008 | Standard | 2016-LtgSummary | SDG-LEDfixt140LPW-2x2-new | SDG-LF-Troffer-Base-LEDMsr | ILtg-Com-LED-50000hr+16yr |  | Lighting - Interior LED Fixture - Size 2x2, Rated >=140 | LEDFixt-2x2(7.1w) | Existing LF Fixture | N |  | Ltg_Fixture | LinFluor_fixt | Lighting - Interior LF Fixure 2x2 (10.6 watt/kilo-lumen/fixture); 67% LED Fixt, 33% TLED | N |  | Ltg_Fixture | LinFluor_fixt | SDGE:DEER:Com:Indoor_Non-CFL_Ltg | Annual
9 | Lighting - Interior LED New Luminaire - Size 2x4, >=140 LPW, (units: Kilo-lumen/Fixture) | WPSDGENRLG0083-Rev02-Msr009 |  | IOU Workpaper | 2019-08-01 | 2019-12-31 | Lighting | InGen | Ltg_Fixture | LED_fixt | KiloLumen | Com | WPSDGENRLG0083-Rev02-Msr009 | Standard | 2016-LtgSummary | SDG-LEDfixt140LPW-2x4-new | SDG-LF-Troffer-Base-LEDMsr | ILtg-Com-LED-50000hr+16yr |  | Lighting - Interior LED Fixture - Size 2x4, Rated =140 LPW | LEDFixt-2x4(7.1w) | Existing LF Fixture | N |  | Ltg_Fixture | LinFluor_fixt | Lighting - Interior LF Fixure 2x4 (10.6 watt/kilo-lumen/fixture); 67% LED Fixt, 33% TLED | N |  | Ltg_Fixture | LinFluor_fixt | SDGE:DEER:Com:Indoor_Non-CFL_Ltg | Annual
10 | Lighting - Interior Integrated LED Retrofit Kits - Size 1x4, >=140 LPW, (units: Kilo-lumen/Fixture) | WPSDGENRLG0083-Rev02-Msr010 |  | IOU Workpaper | 2019-08-01 | 2019-12-31 | Lighting | InGen | Ltg_Fixture | LED_fixt | KiloLumen | Com | WPSDGENRLG0083-Rev02-Msr010 | Standard | 2016-LtgSummary | SDG-LEDfixt140LPW-1x4-kit | SDG-LF-Troffer-Base-LEDMsr | ILtg-Com-LED-50000hr+16yr |  | Lighting - Interior LED Fixture - Size 1x4 Rated >=140 LPW | LEDFixt-Retkit1x4(7.1w) | Existing LF Fixture | N |  | Ltg_Fixture | LinFluor_fixt | Lighting - Interior LF Fixure 1x4 (10.6 watt/kilo-lumen/fixture); 67% LED Fixt, 33% TLED | N |  | Ltg_Fixture | LinFluor_fixt | SDGE:DEER:Com:Indoor_Non-CFL_Ltg | Annual
11 | Lighting - Interior Integrated LED Retrofi Kits - Size 2x2, >=140 LPW, (units: Kilo-lumen/Fixture) | WPSDGENRLG0083-Rev02-Msr011 |  | IOU Workpaper | 2019-08-01 | 2019-12-31 | Lighting | InGen | Ltg_Fixture | LED_fixt | KiloLumen | Com | WPSDGENRLG0083-Rev02-Msr011 | Standard | 2016-LtgSummary | SDG-LEDfixt140LPW-2x2-kit | SDG-LF-Troffer-Base-LEDMsr | ILtg-Com-LED-50000hr+16yr |  | Lighting - Interior LED Fixture - Size 2x2 Rated >=140 LPW | LEDFixt-Retkit2x2(7.1w) | Existing LF Fixture | N |  | Ltg_Fixture | LinFluor_fixt | Lighting - Interior LF Fixure 2x2 (10.6 watt/kilo-lumen/fixture); 67% LED Fixt, 33% TLED | N |  | Ltg_Fixture | LinFluor_fixt | SDGE:DEER:Com:Indoor_Non-CFL_Ltg | Annual
12 | Lighting - Interior Integrated LED Retrofit Kits - Size 2x4, >=140 LPW, (units: Kilo-lumen/Fixture) | WPSDGENRLG0083-Rev02-Msr012 |  | IOU Workpaper | 2019-08-01 | 2019-12-31 | Lighting | InGen | Ltg_Fixture | LED_fixt | KiloLumen | Com | WPSDGENRLG0083-Rev02-Msr012 | Standard | 2016-LtgSummary | SDG-LEDfixt140LPW-2x4-kit | SDG-LF-Troffer-Base-LEDMsr | ILtg-Com-LED-50000hr+16yr |  | Lighting - Interior LED Fixture - Size 2x4, Rated >=140 LPW | LEDFixt-Retkit2x4(7.1w) | Existing LF Fixture | N |  | Ltg_Fixture | LinFluor_fixt | Lighting - Interior LF Fixure 2x4 (10.6 watt/kilo-lumen/fixture); 67% LED Fixt, 33% TLED | N |  | Ltg_Fixture | LinFluor_fixt | SDGE:DEER:Com:Indoor_Non-CFL_Ltg | Annual
13 | LED Direct or Indirect Linear Ambient 2' New Luminaire rated greater than or equal to 125 LPW and less than 140 LPW | WPSDGENRLG0083-Rev02-Msr013 |  | IOU Workpaper | 2019-08-01 | 2019-12-31 | Lighting | InGen | Ltg_Fixture | LED_fixt | KiloLumen | Com | WPSDGENRLG0083-Rev02-Msr013 | Standard | 2016-LtgSummary | SDG-LEDfixt125LPW-2ft | SDG-LFfixt-Base-LEDMsr | ILtg-Com-LED-50000hr+16yr |  | Lighitng - LED Direct or Indirect Linear Ambient 2' New Luminaire rated greater than or equal to 125 LPW and less than 140 LPW | LEDFixt-2ftAmbt(8w) | Existing LF Fixture | N |  | Ltg_Fixture | LinFluor_fixt | Lighting -Interior Ambient LF 2'; 67% LED Fixt, 33% TLED | N |  | Ltg_Fixture | LinFluor_fixt | SDGE:DEER:Com:Indoor_Non-CFL_Ltg | Annual
14 | LED Direct or Indirect Linear Ambient 2' New Luminaire rated greater than or equal to 140 LPW | WPSDGENRLG0083-Rev02-Msr014 |  | IOU Workpaper | 2019-08-01 | 2019-12-31 | Lighting | InGen | Ltg_Fixture | LED_fixt | KiloLumen | Com | WPSDGENRLG0083-Rev02-Msr014 | Standard | 2016-LtgSummary | SDG-LEDfixt140LPW-2ft | SDG-LFfixt-Base-LEDMsr | ILtg-Com-LED-50000hr+16yr |  | Lighting - LED Direct or Indirect Linear Ambient 2' New Luminaire rated greater than or equal to 140 LPW | LEDFixt-2ftAmbt(7.1w) | Existing LF Fixture | N |  | Ltg_Fixture | LinFluor_fixt | Lighting -Interior Ambient LF 2'; 67% LED Fixt, 33% TLED | N |  | Ltg_Fixture | LinFluor_fixt | SDGE:DEER:Com:Indoor_Non-CFL_Ltg | Annual
15 | LED Direct or Indirect Linear Ambient 4' New Luminaire rated greater than or equal to 125 LPW and less than 140 LPW | WPSDGENRLG0083-Rev02-Msr015 |  | IOU Workpaper | 2019-08-01 | 2019-12-31 | Lighting | InGen | Ltg_Fixture | LED_fixt | KiloLumen | Com | WPSDGENRLG0083-Rev02-Msr015 | Standard | 2016-LtgSummary | SDG-LEDfixt125LPW-4ft | SDG-LFfixt-Base-LEDMsr | ILtg-Com-LED-50000hr+16yr |  | Lighting - LED Direct or Indirect Linear Ambient 4' New Luminaire rated greater than or equal to 125 LPW and less than 140 LPW | LEDFixt-4ftAmbt(8w) | Existing LF Fixture | N |  | Ltg_Fixture | LinFluor_fixt | Lighting -Interior Ambient LF 4'; 67% LED Fixt, 33% TLED | N |  | Ltg_Fixture | LinFluor_fixt | SDGE:DEER:Com:Indoor_Non-CFL_Ltg | Annual
16 | LED Direct or Indirect Linear Ambient 4' New Luminaire rated greater than or equal to 140 LPW | WPSDGENRLG0083-Rev02-Msr016 |  | IOU Workpaper | 2019-08-01 | 2019-12-31 | Lighting | InGen | Ltg_Fixture | LED_fixt | KiloLumen | Com | WPSDGENRLG0083-Rev02-Msr016 | Standard | 2016-LtgSummary | SDG-LEDfixt140LPW-4ft | SDG-LFfixt-Base-LEDMsr | ILtg-Com-LED-50000hr+16yr |  | Lighting - LED Direct or Indirect Linear Ambient 4' New Luminaire rated greater than or equal to 140 LPW | LEDFixt-4ftAmbt(7.1w) | Existing LF Fixture | N |  | Ltg_Fixture | LinFluor_fixt | Lighting -Interior Ambient LF 4'; 67% LED Fixt, 33% TLED | N |  | Ltg_Fixture | LinFluor_fixt | SDGE:DEER:Com:Indoor_Non-CFL_Ltg | Annual
17 | LED Direct or Indirect Linear Ambient 8' New Luminaire rated greater than or equal to 125 LPW and less than 140 LPW | WPSDGENRLG0083-Rev02-Msr017 |  | IOU Workpaper | 2019-08-01 | 2019-12-31 | Lighting | InGen | Ltg_Fixture | LED_fixt | KiloLumen | Com | WPSDGENRLG0083-Rev02-Msr017 | Standard | 2016-LtgSummary | SDG-LEDfixt125LPW-8ft | SDG-LFfixt-Base-LEDMsr | ILtg-Com-LED-50000hr+16yr |  | Lighting - LED Direct or Indirect Linear Ambient 8' New Luminaire rated greater than or equal to 125 LPW and less than 140 LPW | LEDFixt-8ftAmbt(8w) | Existing LF Fixture | N |  | Ltg_Fixture | LinFluor_fixt | Lighting -Interior Ambient LF 8'; 67% LED Fixt, 33% TLED | N |  | Ltg_Fixture | LinFluor_fixt | SDGE:DEER:Com:Indoor_Non-CFL_Ltg | Annual
18 | LED Direct or Indirect Linear Ambient 8' New Luminaire rated greater than or equal to 140 LPW | WPSDGENRLG0083-Rev02-Msr018 |  | IOU Workpaper | 2019-08-01 | 2019-12-31 | Lighting | InGen | Ltg_Fixture | LED_fixt | KiloLumen | Com | WPSDGENRLG0083-Rev02-Msr018 | Standard | 2016-LtgSummary | SDG-LEDfixt140LPW-8ft | SDG-LFfixt-Base-LEDMsr | ILtg-Com-LED-50000hr+16yr |  | Lighting - LED Direct or Indirect Linear Ambient 8' New Luminaire rated greater than or equal to 140 LPW | LEDFixt-8ftAmbt(7.1w) | Existing LF Fixture | N |  | Ltg_Fixture | LinFluor_fixt | Lighting -Interior Ambient LF 8'; 67% LED Fixt, 33% TLED | N |  | Ltg_Fixture | LinFluor_fixt | SDGE:DEER:Com:Indoor_Non-CFL_Ltg | Annual
19 | LED Direct Linear Ambient 2' retrofit kit rated greater than or equal to 125 LPW and less than 140 LPW | WPSDGENRLG0083-Rev02-Msr019 |  | IOU Workpaper | 2019-08-01 | 2019-12-31 | Lighting | InGen | Ltg_Fixture | LED_fixt | KiloLumen | Com | WPSDGENRLG0083-Rev02-Msr019 | Standard | 2016-LtgSummary | SDG-LEDfixt125LPW-2ft | SDG-LFfixt-Base-LEDMsr | ILtg-Com-LED-50000hr+16yr |  | Lighting - LED Direct Linear Ambient 2' retrofit kit rated greater than or equal to 125 LPW and less than 140 LPW | LEDFixt-RetKit-2ftAmbt(8w) | Existing LF Fixture | N |  | Ltg_Fixture | LinFluor_fixt | Lighting -Interior Ambient LF 2'; 67% LED Fixt, 33% TLED | N |  | Ltg_Fixture | LinFluor_fixt | SDGE:DEER:Com:Indoor_Non-CFL_Ltg | Annual
20 | LED Direct Linear Ambient 2' retrofit kit rated greater than or equal to 140 LPW | WPSDGENRLG0083-Rev02-Msr020 |  | IOU Workpaper | 2019-08-01 | 2019-12-31 | Lighting | InGen | Ltg_Fixture | LED_fixt | KiloLumen | Com | WPSDGENRLG0083-Rev02-Msr020 | Standard | 2016-LtgSummary | SDG-LEDfixt140LPW-2ft | SDG-LFfixt-Base-LEDMsr | ILtg-Com-LED-50000hr+16yr |  | Lighting - LED Direct Linear Ambient 2' retrofit kit rated greater than or equal to 140 LPW | LEDFixt-RetKit-2ftAmbt(7.1w) | Existing LF Fixture | N |  | Ltg_Fixture | LinFluor_fixt | Lighting -Interior Ambient LF 2'; 67% LED Fixt, 33% TLED | N |  | Ltg_Fixture | LinFluor_fixt | SDGE:DEER:Com:Indoor_Non-CFL_Ltg | Annual
21 | LED Direct Linear Ambient 4' retrofit kit rated greater than or equal to 125 LPW and less than 140 LPW | WPSDGENRLG0083-Rev02-Msr021 |  | IOU Workpaper | 2019-08-01 | 2019-12-31 | Lighting | InGen | Ltg_Fixture | LED_fixt | KiloLumen | Com | WPSDGENRLG0083-Rev02-Msr021 | Standard | 2016-LtgSummary | SDG-LEDfixt125LPW-4ft | SDG-LFfixt-Base-LEDMsr | ILtg-Com-LED-50000hr+16yr |  | Lighting - LED Direct Linear Ambient 4' retrofit kit rated greater than or equal to 125 LPW and less than 140 LPW | LEDFixt-RetKit-4ftAmbt(8w) | Existing LF Fixture | N |  | Ltg_Fixture | LinFluor_fixt | Lighting -Interior Ambient LF 4'; 67% LED Fixt, 33% TLED | N |  | Ltg_Fixture | LinFluor_fixt | SDGE:DEER:Com:Indoor_Non-CFL_Ltg | Annual
22 | LED Direct Linear Ambient 4' retrofit kit rated greater than or equal to 140 LPW | WPSDGENRLG0083-Rev02-Msr022 |  | IOU Workpaper | 2019-08-01 | 2019-12-31 | Lighting | InGen | Ltg_Fixture | LED_fixt | KiloLumen | Com | WPSDGENRLG0083-Rev02-Msr022 | Standard | 2016-LtgSummary | SDG-LEDfixt140LPW-4ft | SDG-LFfixt-Base-LEDMsr | ILtg-Com-LED-50000hr+16yr |  | Lighting - LED Direct Linear Ambient 4' retrofit kit rated greater than or equal to 140 LPW | LEDFixt-RetKit-4ftAmbt(7.1w) | Existing LF Fixture | N |  | Ltg_Fixture | LinFluor_fixt | Lighting -Interior Ambient LF 4'; 67% LED Fixt, 33% TLED | N |  | Ltg_Fixture | LinFluor_fixt | SDGE:DEER:Com:Indoor_Non-CFL_Ltg | Annual
23 | LED Direct Linear Ambient 8' retrofit kit rated greater than or equal to 125 LPW and less than 140 LPW | WPSDGENRLG0083-Rev02-Msr023 |  | IOU Workpaper | 2019-08-01 | 2019-12-31 | Lighting | InGen | Ltg_Fixture | LED_fixt | KiloLumen | Com | WPSDGENRLG0083-Rev02-Msr023 | Standard | 2016-LtgSummary | SDG-LEDfixt125LPW-8ft | SDG-LFfixt-Base-LEDMsr | ILtg-Com-LED-50000hr+16yr |  | Lighting - LED Direct Linear Ambient 8' retrofit kit rated greater than or equal to 125 LPW and less than 140 LPW | LEDFixt-RetKit-8ftAmbt(8w) | Existing LF Fixture | N |  | Ltg_Fixture | LinFluor_fixt | Lighting -Interior Ambient LF 8'; 67% LED Fixt, 33% TLED | N |  | Ltg_Fixture | LinFluor_fixt | SDGE:DEER:Com:Indoor_Non-CFL_Ltg | Annual
24 | LED Direct Linear Ambient 8' retrofit kit rated greater than or equal to 140 LPW | WPSDGENRLG0083-Rev02-Msr024 |  | IOU Workpaper | 2019-08-01 | 2019-12-31 | Lighting | InGen | Ltg_Fixture | LED_fixt | KiloLumen | Com | WPSDGENRLG0083-Rev02-Msr024 | Standard | 2016-LtgSummary | SDG-LEDfixt140LPW-8ft | SDG-LFfixt-Base-LEDMsr | ILtg-Com-LED-50000hr+16yr |  | Lighting - LED Direct Linear Ambient 8' retrofit kit rated greater than or equal to 140 LPW | LEDFixt-RetKit-8ftAmbt(7.1w) | Existing LF Fixture | N |  | Ltg_Fixture | LinFluor_fixt | Lighting -Interior Ambient LF 8'; 67% LED Fixt, 33% TLED | N |  | Ltg_Fixture | LinFluor_fixt | SDGE:DEER:Com:Indoor_Non-CFL_Ltg | Annual

## Savings
WPMeasureNbr | MeasureID | QualVersion | MeasQualifier | PA | BldgType | BldgVint | BldgLoc | BldgHVAC | APreWBkWh | APreWBkW | APreWBtherm | AStdWBkWh | AStdWBkW | AStdWBtherm
1 | WPSDGENRLG0083-Rev02-Msr001 | ExAnte2019 | None | SDG | Asm | Ex | CZ06 | Any | 0 | 0 | 0 | 4.6332 | 0.001535 | -0.03934
1 | WPSDGENRLG0083-Rev02-Msr001 | ExAnte2019 | None | SDG | Asm | Ex | CZ07 | Any | 0 | 0 | 0 | 4.6753 | 0.001535 | -0.03635
1 | WPSDGENRLG0083-Rev02-Msr001 | ExAnte2019 | None | SDG | Asm | Ex | CZ08 | Any | 0 | 0 | 0 | 4.6753 | 0.0014976 | -0.033275
1 | WPSDGENRLG0083-Rev02-Msr001 | ExAnte2019 | None | SDG | Asm | Ex | CZ10 | Any | 0 | 0 | 0 | 4.6332 | 0.0015101 | -0.042541
1 | WPSDGENRLG0083-Rev02-Msr001 | ExAnte2019 | None | SDG | Asm | Ex | CZ14 | Any | 0 | 0 | 0 | 4.5068 | 0.0014102 | -0.067813
1 | WPSDGENRLG0083-Rev02-Msr001 | ExAnte2019 | None | SDG | Asm | Ex | CZ15 | Any | 0 | 0 | 0 | 5.0965 | 0.0014976 | -0.018786
1 | WPSDGENRLG0083-Rev02-Msr001 | ExAnte2019 | None | SDG | Asm | Ex | IOU | Any | 0 | 0 | 0 | 4.6753 | 0.0015226 | -0.038498
1 | WPSDGENRLG0083-Rev02-Msr001 | ExAnte2019 | None | SDG | Com | Ex | IOU | Any | 0 | 0 | 0 | 8.9107 | 0.0021085 | -0.087516
1 | WPSDGENRLG0083-Rev02-Msr001 | ExAnte2019 | None | SDG | ECC | Ex | CZ06 | Any | 0 | 0 | 0 | 6.8162 | 0.0023048 | -0.086258
1 | WPSDGENRLG0083-Rev02-Msr001 | ExAnte2019 | None | SDG | ECC | Ex | CZ07 | Any | 0 | 0 | 0 | 6.8765 | 0.0023048 | -0.072384
1 | WPSDGENRLG0083-Rev02-Msr001 | ExAnte2019 | None | SDG | ECC | Ex | CZ08 | Any | 0 | 0 | 0 | 6.9368 | 0.0022866 | -0.078416
1 | WPSDGENRLG0083-Rev02-Msr001 | ExAnte2019 | None | SDG | ECC | Ex | CZ10 | Any | 0 | 0 | 0 | 6.8765 | 0.0023229 | -0.092893
1 | WPSDGENRLG0083-Rev02-Msr001 | ExAnte2019 | None | SDG | ECC | Ex | CZ14 | Any | 0 | 0 | 0 | 6.7558 | 0.0023048 | -0.13994
1 | WPSDGENRLG0083-Rev02-Msr001 | ExAnte2019 | None | SDG | ECC | Ex | CZ15 | Any | 0 | 0 | 0 | 7.2987 | 0.0022866 | -0.036373
1 | WPSDGENRLG0083-Rev02-Msr001 | ExAnte2019 | None | SDG | ECC | Ex | IOU | Any | 0 | 0 | 0 | 6.8765 | 0.0023048 | -0.077813
1 | WPSDGENRLG0083-Rev02-Msr001 | ExAnte2019 | None | SDG | EPr | Ex | CZ06 | Any | 0 | 0 | 0 | 6.1948 | 0.0022364 | -0.055427
1 | WPSDGENRLG0083-Rev02-Msr001 | ExAnte2019 | None | SDG | EPr | Ex | CZ07 | Any | 0 | 0 | 0 | 6.1948 | 0.0022539 | -0.049395
1 | WPSDGENRLG0083-Rev02-Msr001 | ExAnte2019 | None | SDG | EPr | Ex | CZ08 | Any | 0 | 0 | 0 | 6.2491 | 0.0022714 | -0.045809
1 | WPSDGENRLG0083-Rev02-Msr001 | ExAnte2019 | None | SDG | EPr | Ex | CZ10 | Any | 0 | 0 | 0 | 6.1948 | 0.0022539 | -0.058687
1 | WPSDGENRLG0083-Rev02-Msr001 | ExAnte2019 | None | SDG | EPr | Ex | CZ14 | Any | 0 | 0 | 0 | 5.9774 | 0.0022539 | -0.099986
1 | WPSDGENRLG0083-Rev02-Msr001 | ExAnte2019 | None | SDG | EPr | Ex | CZ15 | Any | 0 | 0 | 0 | 6.6295 | 0.0022539 | -0.024018
1 | WPSDGENRLG0083-Rev02-Msr001 | ExAnte2019 | None | SDG | EPr | Ex | IOU | Any | 0 | 0 | 0 | 6.1948 | 0.0022539 | -0.052927
1 | WPSDGENRLG0083-Rev02-Msr001 | ExAnte2019 | None | SDG | ERC | Ex | CZ06 | Any | 0 | 0 | 0 | 2.7706 | 0.0012187 | -0.016698
1 | WPSDGENRLG0083-Rev02-Msr001 | ExAnte2019 | None | SDG | ERC | Ex | CZ07 | Any | 0 | 0 | 0 | 2.8205 | 0.001238 | -0.013803
1 | WPSDGENRLG0083-Rev02-Msr001 | ExAnte2019 | None | SDG | ERC | Ex | CZ08 | Any | 0 | 0 | 0 | 2.7706 | 0.0012283 | -0.014602
1 | WPSDGENRLG0083-Rev02-Msr001 | ExAnte2019 | None | SDG | ERC | Ex | CZ10 | Any | 0 | 0 | 0 | 2.7706 | 0.0012283 | -0.017247
1 | WPSDGENRLG0083-Rev02-Msr001 | ExAnte2019 | None | SDG | ERC | Ex | CZ14 | Any | 0 | 0 | 0 | 2.7206 | 0.001238 | -0.022788
1 | WPSDGENRLG0083-Rev02-Msr001 | ExAnte2019 | None | SDG | ERC | Ex | CZ15 | Any | 0 | 0 | 0 | 2.9453 | 0.001267 | -0.0080371
1 | WPSDGENRLG0083-Rev02-Msr001 | ExAnte2019 | None | SDG | ERC | Ex | IOU | Any | 0 | 0 | 0 | 2.7955 | 0.001238 | -0.015176
1 | WPSDGENRLG0083-Rev02-Msr001 | ExAnte2019 | None | SDG | ESe | Ex | CZ06 | Any | 0 | 0 | 0 | 6.3773 | 0.0024228 | -0.07573
1 | WPSDGENRLG0083-Rev02-Msr001 | ExAnte2019 | None | SDG | ESe | Ex | CZ07 | Any | 0 | 0 | 0 | 6.3773 | 0.002366 | -0.06662
1 | WPSDGENRLG0083-Rev02-Msr001 | ExAnte2019 | None | SDG | ESe | Ex | CZ08 | Any | 0 | 0 | 0 | 6.4342 | 0.0024039 | -0.064912
1 | WPSDGENRLG0083-Rev02-Msr001 | ExAnte2019 | None | SDG | ESe | Ex | CZ10 | Any | 0 | 0 | 0 | 6.4342 | 0.0024039 | -0.081424
1 | WPSDGENRLG0083-Rev02-Msr001 | ExAnte2019 | None | SDG | ESe | Ex | CZ14 | Any | 0 | 0 | 0 | 6.2065 | 0.0023281 | -0.13096
1 | WPSDGENRLG0083-Rev02-Msr001 | ExAnte2019 | None | SDG | ESe | Ex | CZ15 | Any | 0 | 0 | 0 | 6.9467 | 0.0024039 | -0.035872
1 | WPSDGENRLG0083-Rev02-Msr001 | ExAnte2019 | None | SDG | ESe | Ex | IOU | Any | 0 | 0 | 0 | 6.3773 | 0.002366 | -0.072314
1 | WPSDGENRLG0083-Rev02-Msr001 | ExAnte2019 | None | SDG | EUn | Ex | CZ06 | Any | 0 | 0 | 0 | 7.3507 | 0.0024767 | -0.072862
1 | WPSDGENRLG0083-Rev02-Msr001 | ExAnte2019 | None | SDG | EUn | Ex | CZ07 | Any | 0 | 0 | 0 | 7.3507 | 0.002457 | -0.063255
1 | WPSDGENRLG0083-Rev02-Msr001 | ExAnte2019 | None | SDG | EUn | Ex | CZ08 | Any | 0 | 0 | 0 | 7.4152 | 0.0024963 | -0.070283
1 | WPSDGENRLG0083-Rev02-Msr001 | ExAnte2019 | None | SDG | EUn | Ex | CZ10 | Any | 0 | 0 | 0 | 7.4152 | 0.002516 | -0.081245
1 | WPSDGENRLG0083-Rev02-Msr001 | ExAnte2019 | None | SDG | EUn | Ex | CZ14 | Any | 0 | 0 | 0 | 7.2862 | 0.0024963 | -0.10897
1 | WPSDGENRLG0083-Rev02-Msr001 | ExAnte2019 | None | SDG | EUn | Ex | CZ15 | Any | 0 | 0 | 0 | 7.6731 | 0.0024963 | -0.035206
1 | WPSDGENRLG0083-Rev02-Msr001 | ExAnte2019 | None | SDG | EUn | Ex | IOU | Any | 0 | 0 | 0 | 7.3507 | 0.0024767 | -0.067704
1 | WPSDGENRLG0083-Rev02-Msr001 | ExAnte2019 | None | SDG | Gro | Ex | CZ06 | Any | 0 | 0 | 0 | 14.1541 | 0.0028334 | -0.96977
1 | WPSDGENRLG0083-Rev02-Msr001 | ExAnte2019 | None | SDG | Gro | Ex | CZ07 | Any | 0 | 0 | 0 | 14.014 | 0.0027643 | -1.0314
1 | WPSDGENRLG0083-Rev02-Msr001 | ExAnte2019 | None | SDG | Gro | Ex | CZ08 | Any | 0 | 0 | 0 | 14.4344 | 0.0029025 | -0.87868
1 | WPSDGENRLG0083-Rev02-Msr001 | ExAnte2019 | None | SDG | Gro | Ex | CZ10 | Any | 0 | 0 | 0 | 14.7147 | 0.0030408 | -0.83243
1 | WPSDGENRLG0083-Rev02-Msr001 | ExAnte2019 | None | SDG | Gro | Ex | CZ14 | Any | 0 | 0 | 0 | 14.5746 | 0.0030638 | -0.87868
1 | WPSDGENRLG0083-Rev02-Msr001 | ExAnte2019 | None | SDG | Gro | Ex | CZ15 | Any | 0 | 0 | 0 | 15.6957 | 0.0029947 | -0.46807
1 | WPSDGENRLG0083-Rev02-Msr001 | ExAnte2019 | None | SDG | Gro | Ex | IOU | Any | 0 | 0 | 0 | 14.1541 | 0.0028565 | -0.96837
1 | WPSDGENRLG0083-Rev02-Msr001 | ExAnte2019 | None | SDG | Hsp | Ex | CZ06 | Any | 0 | 0 | 0 | 17.4616 | 0.0024928 | -0.45856
1 | WPSDGENRLG0083-Rev02-Msr001 | ExAnte2019 | None | SDG | Hsp | Ex | CZ07 | Any | 0 | 0 | 0 | 17.4616 | 0.0024728 | -0.41908
1 | WPSDGENRLG0083-Rev02-Msr001 | ExAnte2019 | None | SDG | Hsp | Ex | CZ08 | Any | 0 | 0 | 0 | 17.4616 | 0.0024928 | -0.45248
1 | WPSDGENRLG0083-Rev02-Msr001 | ExAnte2019 | None | SDG | Hsp | Ex | CZ10 | Any | 0 | 0 | 0 | 17.4616 | 0.0025526 | -0.48892
1 | WPSDGENRLG0083-Rev02-Msr001 | ExAnte2019 | None | SDG | Hsp | Ex | CZ14 | Any | 0 | 0 | 0 | 17.1579 | 0.0025326 | -0.59825
1 | WPSDGENRLG0083-Rev02-Msr001 | ExAnte2019 | None | SDG | Hsp | Ex | CZ15 | Any | 0 | 0 | 0 | 17.7653 | 0.0025326 | -0.38719
1 | WPSDGENRLG0083-Rev02-Msr001 | ExAnte2019 | None | SDG | Hsp | Ex | IOU | Any | 0 | 0 | 0 | 17.4616 | 0.0024928 | -0.43123
1 | WPSDGENRLG0083-Rev02-Msr001 | ExAnte2019 | None | SDG | Htl | Ex | CZ06 | Any | 0 | 0 | 0 | 14.5777 | 0.0021678 | -0.18256
1 | WPSDGENRLG0083-Rev02-Msr001 | ExAnte2019 | None | SDG | Htl | Ex | CZ07 | Any | 0 | 0 | 0 | 14.9864 | 0.0021504 | -0.14714
1 | WPSDGENRLG0083-Rev02-Msr001 | ExAnte2019 | None | SDG | Htl | Ex | CZ08 | Any | 0 | 0 | 0 | 14.8502 | 0.0021851 | -0.16213
1 | WPSDGENRLG0083-Rev02-Msr001 | ExAnte2019 | None | SDG | Htl | Ex | CZ10 | Any | 0 | 0 | 0 | 14.5777 | 0.0022198 | -0.1812
1 | WPSDGENRLG0083-Rev02-Msr001 | ExAnte2019 | None | SDG | Htl | Ex | CZ14 | Any | 0 | 0 | 0 | 13.8965 | 0.0022198 | -0.24251
1 | WPSDGENRLG0083-Rev02-Msr001 | ExAnte2019 | None | SDG | Htl | Ex | CZ15 | Any | 0 | 0 | 0 | 15.8038 | 0.0022371 | -0.10422
1 | WPSDGENRLG0083-Rev02-Msr001 | ExAnte2019 | None | SDG | Htl | Ex | IOU | Any | 0 | 0 | 0 | 14.8502 | 0.0021678 | -0.15259
1 | WPSDGENRLG0083-Rev02-Msr001 | ExAnte2019 | None | SDG | MBT | Ex | CZ06 | Any | 0 | 0 | 0 | 8.2035 | 0.0017795 | -0.0052262
1 | WPSDGENRLG0083-Rev02-Msr001 | ExAnte2019 | None | SDG | MBT | Ex | CZ07 | Any | 0 | 0 | 0 | 8.2742 | 0.0017503 | -0.0010184
1 | WPSDGENRLG0083-Rev02-Msr001 | ExAnte2019 | None | SDG | MBT | Ex | CZ08 | Any | 0 | 0 | 0 | 8.2035 | 0.0018524 | -0.0033238
1 | WPSDGENRLG0083-Rev02-Msr001 | ExAnte2019 | None | SDG | MBT | Ex | CZ10 | Any | 0 | 0 | 0 | 8.2035 | 0.0018962 | -0.0067891
1 | WPSDGENRLG0083-Rev02-Msr001 | ExAnte2019 | None | SDG | MBT | Ex | CZ14 | Any | 0 | 0 | 0 | 8.0621 | 0.0018816 | -0.016336
1 | WPSDGENRLG0083-Rev02-Msr001 | ExAnte2019 | None | SDG | MBT | Ex | CZ15 | Any | 0 | 0 | 0 | 8.5571 | 0.0018962 | 0
1 | WPSDGENRLG0083-Rev02-Msr001 | ExAnte2019 | None | SDG | MBT | Ex | IOU | Any | 0 | 0 | 0 | 8.2035 | 0.0017941 | -0.0030975
1 | WPSDGENRLG0083-Rev02-Msr001 | ExAnte2019 | None | SDG | MLI | Ex | CZ06 | Any | 0 | 0 | 0 | 8.1713 | 0.0018283 | -0.04638
1 | WPSDGENRLG0083-Rev02-Msr001 | ExAnte2019 | None | SDG | MLI | Ex | CZ07 | Any | 0 | 0 | 0 | 8.1713 | 0.0018131 | -0.023228
1 | WPSDGENRLG0083-Rev02-Msr001 | ExAnte2019 | None | SDG | MLI | Ex | CZ08 | Any | 0 | 0 | 0 | 8.2469 | 0.0018283 | -0.037981
1 | WPSDGENRLG0083-Rev02-Msr001 | ExAnte2019 | None | SDG | MLI | Ex | CZ10 | Any | 0 | 0 | 0 | 8.2469 | 0.001874 | -0.052357
1 | WPSDGENRLG0083-Rev02-Msr001 | ExAnte2019 | None | SDG | MLI | Ex | CZ14 | Any | 0 | 0 | 0 | 8.02 | 0.0018588 | -0.14829
1 | WPSDGENRLG0083-Rev02-Msr001 | ExAnte2019 | None | SDG | MLI | Ex | CZ15 | Any | 0 | 0 | 0 | 8.8522 | 0.0018436 | -0.014224
1 | WPSDGENRLG0083-Rev02-Msr001 | ExAnte2019 | None | SDG | MLI | Ex | IOU | Any | 0 | 0 | 0 | 8.1713 | 0.0018283 | -0.034274
1 | WPSDGENRLG0083-Rev02-Msr001 | ExAnte2019 | None | SDG | Mtl | Ex | CZ06 | Any | 0 | 0 | 0 | 11.8227 | 0.0011728 | -0.14251
1 | WPSDGENRLG0083-Rev02-Msr001 | ExAnte2019 | None | SDG | Mtl | Ex | CZ07 | Any | 0 | 0 | 0 | 12.1394 | 0.0011635 | -0.10461
1 | WPSDGENRLG0083-Rev02-Msr001 | ExAnte2019 | None | SDG | Mtl | Ex | CZ08 | Any | 0 | 0 | 0 | 11.9283 | 0.0011821 | -0.12034
1 | WPSDGENRLG0083-Rev02-Msr001 | ExAnte2019 | None | SDG | Mtl | Ex | CZ10 | Any | 0 | 0 | 0 | 11.8227 | 0.0012193 | -0.14145
1 | WPSDGENRLG0083-Rev02-Msr001 | ExAnte2019 | None | SDG | Mtl | Ex | CZ14 | Any | 0 | 0 | 0 | 11.4005 | 0.00121 | -0.19423
1 | WPSDGENRLG0083-Rev02-Msr001 | ExAnte2019 | None | SDG | Mtl | Ex | CZ15 | Any | 0 | 0 | 0 | 12.6672 | 0.001238 | -0.05943
1 | WPSDGENRLG0083-Rev02-Msr001 | ExAnte2019 | None | SDG | Mtl | Ex | IOU | Any | 0 | 0 | 0 | 12.0338 | 0.0011728 | -0.10978
1 | WPSDGENRLG0083-Rev02-Msr001 | ExAnte2019 | None | SDG | Nrs | Ex | CZ06 | Any | 0 | 0 | 0 | 10.5019 | 0.0022409 | -0.38118
1 | WPSDGENRLG0083-Rev02-Msr001 | ExAnte2019 | None | SDG | Nrs | Ex | CZ07 | Any | 0 | 0 | 0 | 10.4047 | 0.0022065 | -0.34812
1 | WPSDGENRLG0083-Rev02-Msr001 | ExAnte2019 | None | SDG | Nrs | Ex | CZ08 | Any | 0 | 0 | 0 | 10.5992 | 0.0022409 | -0.37048
1 | WPSDGENRLG0083-Rev02-Msr001 | ExAnte2019 | None | SDG | Nrs | Ex | CZ10 | Any | 0 | 0 | 0 | 10.5992 | 0.0023271 | -0.39285
1 | WPSDGENRLG0083-Rev02-Msr001 | ExAnte2019 | None | SDG | Nrs | Ex | CZ14 | Any | 0 | 0 | 0 | 10.5019 | 0.0022754 | -0.45897
1 | WPSDGENRLG0083-Rev02-Msr001 | ExAnte2019 | None | SDG | Nrs | Ex | CZ15 | Any | 0 | 0 | 0 | 11.1826 | 0.0023099 | -0.23143
1 | WPSDGENRLG0083-Rev02-Msr001 | ExAnte2019 | None | SDG | Nrs | Ex | IOU | Any | 0 | 0 | 0 | 10.4047 | 0.0022237 | -0.3559
1 | WPSDGENRLG0083-Rev02-Msr001 | ExAnte2019 | None | SDG | OfL | Ex | CZ06 | Any | 0 | 0 | 0 | 8.1432 | 0.0022454 | -0.04577
1 | WPSDGENRLG0083-Rev02-Msr001 | ExAnte2019 | None | SDG | OfL | Ex | CZ07 | Any | 0 | 0 | 0 | 8.1432 | 0.0022277 | -0.040576
1 | WPSDGENRLG0083-Rev02-Msr001 | ExAnte2019 | None | SDG | OfL | Ex | CZ08 | Any | 0 | 0 | 0 | 8.1432 | 0.002263 | -0.04556
1 | WPSDGENRLG0083-Rev02-Msr001 | ExAnte2019 | None | SDG | OfL | Ex | CZ10 | Any | 0 | 0 | 0 | 8.1432 | 0.0022984 | -0.053633
1 | WPSDGENRLG0083-Rev02-Msr001 | ExAnte2019 | None | SDG | OfL | Ex | CZ14 | Any | 0 | 0 | 0 | 8.073 | 0.0022984 | -0.067041
1 | WPSDGENRLG0083-Rev02-Msr001 | ExAnte2019 | None | SDG | OfL | Ex | CZ15 | Any | 0 | 0 | 0 | 8.5644 | 0.0023161 | -0.031099
1 | WPSDGENRLG0083-Rev02-Msr001 | ExAnte2019 | None | SDG | OfL | Ex | IOU | Any | 0 | 0 | 0 | 8.1432 | 0.0022454 | -0.043173
1 | WPSDGENRLG0083-Rev02-Msr001 | ExAnte2019 | None | SDG | OfS | Ex | CZ06 | Any | 0 | 0 | 0 | 5.4717 | 0.0019988 | -0.0077555
1 | WPSDGENRLG0083-Rev02-Msr001 | ExAnte2019 | None | SDG | OfS | Ex | CZ07 | Any | 0 | 0 | 0 | 5.5193 | 0.0019828 | -0.0022077
1 | WPSDGENRLG0083-Rev02-Msr001 | ExAnte2019 | None | SDG | OfS | Ex | CZ08 | Any | 0 | 0 | 0 | 5.5193 | 0.0020147 | -0.0066612
1 | WPSDGENRLG0083-Rev02-Msr001 | ExAnte2019 | None | SDG | OfS | Ex | CZ10 | Any | 0 | 0 | 0 | 5.5193 | 0.0020307 | -0.010087
1 | WPSDGENRLG0083-Rev02-Msr001 | ExAnte2019 | None | SDG | OfS | Ex | CZ14 | Any | 0 | 0 | 0 | 5.3765 | 0.0020467 | -0.02498
1 | WPSDGENRLG0083-Rev02-Msr001 | ExAnte2019 | None | SDG | OfS | Ex | CZ15 | Any | 0 | 0 | 0 | 5.8048 | 0.0020147 | -0.0020697
1 | WPSDGENRLG0083-Rev02-Msr001 | ExAnte2019 | None | SDG | OfS | Ex | IOU | Any | 0 | 0 | 0 | 5.5193 | 0.0019988 | -0.0038825
1 | WPSDGENRLG0083-Rev02-Msr001 | ExAnte2019 | None | SDG | RFF | Ex | CZ06 | Any | 0 | 0 | 0 | 9.8124 | 0.0020051 | -0.17326
1 | WPSDGENRLG0083-Rev02-Msr001 | ExAnte2019 | None | SDG | RFF | Ex | CZ07 | Any | 0 | 0 | 0 | 9.9008 | 0.0020051 | -0.15735
1 | WPSDGENRLG0083-Rev02-Msr001 | ExAnte2019 | None | SDG | RFF | Ex | CZ08 | Any | 0 | 0 | 0 | 9.9008 | 0.0019888 | -0.15293
1 | WPSDGENRLG0083-Rev02-Msr001 | ExAnte2019 | None | SDG | RFF | Ex | CZ10 | Any | 0 | 0 | 0 | 9.9008 | 0.0020378 | -0.16973
1 | WPSDGENRLG0083-Rev02-Msr001 | ExAnte2019 | None | SDG | RFF | Ex | CZ14 | Any | 0 | 0 | 0 | 9.724 | 0.0020704 | -0.24133
1 | WPSDGENRLG0083-Rev02-Msr001 | ExAnte2019 | None | SDG | RFF | Ex | CZ15 | Any | 0 | 0 | 0 | 10.5196 | 0.0020541 | -0.077527
1 | WPSDGENRLG0083-Rev02-Msr001 | ExAnte2019 | None | SDG | RFF | Ex | IOU | Any | 0 | 0 | 0 | 9.9008 | 0.0020051 | -0.16089
1 | WPSDGENRLG0083-Rev02-Msr001 | ExAnte2019 | None | SDG | RSD | Ex | CZ06 | Any | 0 | 0 | 0 | 11.1238 | 0.002041 | -0.23936
1 | WPSDGENRLG0083-Rev02-Msr001 | ExAnte2019 | None | SDG | RSD | Ex | CZ07 | Any | 0 | 0 | 0 | 11.1238 | 0.0020737 | -0.22049
1 | WPSDGENRLG0083-Rev02-Msr001 | ExAnte2019 | None | SDG | RSD | Ex | CZ08 | Any | 0 | 0 | 0 | 11.2232 | 0.0019757 | -0.19864
1 | WPSDGENRLG0083-Rev02-Msr001 | ExAnte2019 | None | SDG | RSD | Ex | CZ10 | Any | 0 | 0 | 0 | 11.1238 | 0.0018777 | -0.2334
1 | WPSDGENRLG0083-Rev02-Msr001 | ExAnte2019 | None | SDG | RSD | Ex | CZ14 | Any | 0 | 0 | 0 | 10.7266 | 0.0018777 | -0.38338
1 | WPSDGENRLG0083-Rev02-Msr001 | ExAnte2019 | None | SDG | RSD | Ex | CZ15 | Any | 0 | 0 | 0 | 12.0177 | 0.0021063 | -0.089189
1 | WPSDGENRLG0083-Rev02-Msr001 | ExAnte2019 | None | SDG | RSD | Ex | IOU | Any | 0 | 0 | 0 | 11.1238 | 0.0020247 | -0.22347
1 | WPSDGENRLG0083-Rev02-Msr001 | ExAnte2019 | None | SDG | Rt3 | Ex | CZ06 | Any | 0 | 0 | 0 | 16.6842 | 0.0030642 | -0.077473
1 | WPSDGENRLG0083-Rev02-Msr001 | ExAnte2019 | None | SDG | Rt3 | Ex | CZ07 | Any | 0 | 0 | 0 | 16.6842 | 0.003039 | -0.033513
1 | WPSDGENRLG0083-Rev02-Msr001 | ExAnte2019 | None | SDG | Rt3 | Ex | CZ08 | Any | 0 | 0 | 0 | 16.6842 | 0.003039 | -0.069348
1 | WPSDGENRLG0083-Rev02-Msr001 | ExAnte2019 | None | SDG | Rt3 | Ex | CZ10 | Any | 0 | 0 | 0 | 16.5391 | 0.0030893 | -0.1268
1 | WPSDGENRLG0083-Rev02-Msr001 | ExAnte2019 | None | SDG | Rt3 | Ex | CZ14 | Any | 0 | 0 | 0 | 15.8137 | 0.0031144 | -0.46281
1 | WPSDGENRLG0083-Rev02-Msr001 | ExAnte2019 | None | SDG | Rt3 | Ex | CZ15 | Any | 0 | 0 | 0 | 17.1194 | 0.0031395 | -0.029886
1 | WPSDGENRLG0083-Rev02-Msr001 | ExAnte2019 | None | SDG | Rt3 | Ex | IOU | Any | 0 | 0 | 0 | 16.6842 | 0.0030642 | -0.060498
1 | WPSDGENRLG0083-Rev02-Msr001 | ExAnte2019 | None | SDG | RtL | Ex | CZ06 | Any | 0 | 0 | 0 | 11.8989 | 0.0029613 | -0.10172
1 | WPSDGENRLG0083-Rev02-Msr001 | ExAnte2019 | None | SDG | RtL | Ex | CZ07 | Any | 0 | 0 | 0 | 12.0042 | 0.0029613 | -0.074342
1 | WPSDGENRLG0083-Rev02-Msr001 | ExAnte2019 | None | SDG | RtL | Ex | CZ08 | Any | 0 | 0 | 0 | 12.0042 | 0.0029613 | -0.088031
1 | WPSDGENRLG0083-Rev02-Msr001 | ExAnte2019 | None | SDG | RtL | Ex | CZ10 | Any | 0 | 0 | 0 | 11.8989 | 0.0030095 | -0.11794
1 | WPSDGENRLG0083-Rev02-Msr001 | ExAnte2019 | None | SDG | RtL | Ex | CZ14 | Any | 0 | 0 | 0 | 11.4777 | 0.0030336 | -0.24746
1 | WPSDGENRLG0083-Rev02-Msr001 | ExAnte2019 | None | SDG | RtL | Ex | CZ15 | Any | 0 | 0 | 0 | 12.4254 | 0.0030577 | -0.041594
1 | WPSDGENRLG0083-Rev02-Msr001 | ExAnte2019 | None | SDG | RtL | Ex | IOU | Any | 0 | 0 | 0 | 12.0042 | 0.0029613 | -0.086978
1 | WPSDGENRLG0083-Rev02-Msr001 | ExAnte2019 | None | SDG | RtS | Ex | CZ06 | Any | 0 | 0 | 0 | 6.728 | 0.0020428 | -0.021434
1 | WPSDGENRLG0083-Rev02-Msr001 | ExAnte2019 | None | SDG | RtS | Ex | CZ07 | Any | 0 | 0 | 0 | 6.728 | 0.0020093 | -0.012742
1 | WPSDGENRLG0083-Rev02-Msr001 | ExAnte2019 | None | SDG | RtS | Ex | CZ08 | Any | 0 | 0 | 0 | 6.7876 | 0.0020428 | -0.01816
1 | WPSDGENRLG0083-Rev02-Msr001 | ExAnte2019 | None | SDG | RtS | Ex | CZ10 | Any | 0 | 0 | 0 | 6.728 | 0.0020595 | -0.026733
1 | WPSDGENRLG0083-Rev02-Msr001 | ExAnte2019 | None | SDG | RtS | Ex | CZ14 | Any | 0 | 0 | 0 | 6.5494 | 0.0020595 | -0.066685
1 | WPSDGENRLG0083-Rev02-Msr001 | ExAnte2019 | None | SDG | RtS | Ex | CZ15 | Any | 0 | 0 | 0 | 7.0853 | 0.0020763 | -0.0057277
1 | WPSDGENRLG0083-Rev02-Msr001 | ExAnte2019 | None | SDG | RtS | Ex | IOU | Any | 0 | 0 | 0 | 6.728 | 0.002026 | -0.01685
1 | WPSDGENRLG0083-Rev02-Msr001 | ExAnte2019 | None | SDG | SCn | Ex | CZ06 | Any | 0 | 0 | 0 | 6.1326 | 0.0017035 | -0.076211
1 | WPSDGENRLG0083-Rev02-Msr001 | ExAnte2019 | None | SDG | SCn | Ex | CZ07 | Any | 0 | 0 | 0 | 6.0135 | 0.0017166 | -0.062517
1 | WPSDGENRLG0083-Rev02-Msr001 | ExAnte2019 | None | SDG | SCn | Ex | CZ08 | Any | 0 | 0 | 0 | 6.1922 | 0.0017035 | -0.064899
1 | WPSDGENRLG0083-Rev02-Msr001 | ExAnte2019 | None | SDG | SCn | Ex | CZ10 | Any | 0 | 0 | 0 | 6.1922 | 0.0017166 | -0.080379
1 | WPSDGENRLG0083-Rev02-Msr001 | ExAnte2019 | None | SDG | SCn | Ex | CZ14 | Any | 0 | 0 | 0 | 6.0135 | 0.0016904 | -0.11789
1 | WPSDGENRLG0083-Rev02-Msr001 | ExAnte2019 | None | SDG | SCn | Ex | CZ15 | Any | 0 | 0 | 0 | 6.6685 | 0.0016904 | -0.034355
1 | WPSDGENRLG0083-Rev02-Msr001 | ExAnte2019 | None | SDG | SCn | Ex | IOU | Any | 0 | 0 | 0 | 6.0731 | 0.0017166 | -0.068471
1 | WPSDGENRLG0083-Rev02-Msr001 | ExAnte2019 | None | SDG | SUn | Ex | CZ06 | Any | 0 | 0 | 0 | 5.616 | 0.001157 | 0
1 | WPSDGENRLG0083-Rev02-Msr001 | ExAnte2019 | None | SDG | SUn | Ex | CZ07 | Any | 0 | 0 | 0 | 5.616 | 0.001157 | 0
1 | WPSDGENRLG0083-Rev02-Msr001 | ExAnte2019 | None | SDG | SUn | Ex | CZ08 | Any | 0 | 0 | 0 | 5.616 | 0.001157 | 0
1 | WPSDGENRLG0083-Rev02-Msr001 | ExAnte2019 | None | SDG | SUn | Ex | CZ10 | Any | 0 | 0 | 0 | 5.616 | 0.001157 | 0
1 | WPSDGENRLG0083-Rev02-Msr001 | ExAnte2019 | None | SDG | SUn | Ex | CZ14 | Any | 0 | 0 | 0 | 5.616 | 0.001157 | 0
1 | WPSDGENRLG0083-Rev02-Msr001 | ExAnte2019 | None | SDG | SUn | Ex | CZ15 | Any | 0 | 0 | 0 | 5.616 | 0.001157 | 0
1 | WPSDGENRLG0083-Rev02-Msr001 | ExAnte2019 | None | SDG | SUn | Ex | IOU | Any | 0 | 0 | 0 | 5.616 | 0.001157 | 0
1 | WPSDGENRLG0083-Rev02-Msr001 | ExAnte2019 | None | SDG | WRf | Ex | CZ06 | Any | 0 | 0 | 0 | 19.2137 | 0.0017485 | 0
1 | WPSDGENRLG0083-Rev02-Msr001 | ExAnte2019 | None | SDG | WRf | Ex | CZ07 | Any | 0 | 0 | 0 | 19.3331 | 0.0017485 | 0
1 | WPSDGENRLG0083-Rev02-Msr001 | ExAnte2019 | None | SDG | WRf | Ex | CZ08 | Any | 0 | 0 | 0 | 18.4977 | 0.0017485 | 0
1 | WPSDGENRLG0083-Rev02-Msr001 | ExAnte2019 | None | SDG | WRf | Ex | CZ10 | Any | 0 | 0 | 0 | 18.9751 | 0.0017625 | 0
1 | WPSDGENRLG0083-Rev02-Msr001 | ExAnte2019 | None | SDG | WRf | Ex | CZ14 | Any | 0 | 0 | 0 | 17.6623 | 0.0017485 | 0
1 | WPSDGENRLG0083-Rev02-Msr001 | ExAnte2019 | None | SDG | WRf | Ex | CZ15 | Any | 0 | 0 | 0 | 18.7364 | 0.0017625 | 0
1 | WPSDGENRLG0083-Rev02-Msr001 | ExAnte2019 | None | SDG | WRf | Ex | IOU | Any | 0 | 0 | 0 | 19.2137 | 0.0017485 | 0
2 | WPSDGENRLG0083-Rev02-Msr002 | ExAnte2019 | None | SDG | Asm | Ex | CZ06 | Any | 0 | 0 | 0 | 4.6332 | 0.001535 | -0.03934
2 | WPSDGENRLG0083-Rev02-Msr002 | ExAnte2019 | None | SDG | Asm | Ex | CZ07 | Any | 0 | 0 | 0 | 4.6753 | 0.001535 | -0.03635
2 | WPSDGENRLG0083-Rev02-Msr002 | ExAnte2019 | None | SDG | Asm | Ex | CZ08 | Any | 0 | 0 | 0 | 4.6753 | 0.0014976 | -0.033275
2 | WPSDGENRLG0083-Rev02-Msr002 | ExAnte2019 | None | SDG | Asm | Ex | CZ10 | Any | 0 | 0 | 0 | 4.6332 | 0.0015101 | -0.042541
2 | WPSDGENRLG0083-Rev02-Msr002 | ExAnte2019 | None | SDG | Asm | Ex | CZ14 | Any | 0 | 0 | 0 | 4.5068 | 0.0014102 | -0.067813
2 | WPSDGENRLG0083-Rev02-Msr002 | ExAnte2019 | None | SDG | Asm | Ex | CZ15 | Any | 0 | 0 | 0 | 5.0965 | 0.0014976 | -0.018786
2 | WPSDGENRLG0083-Rev02-Msr002 | ExAnte2019 | None | SDG | Asm | Ex | IOU | Any | 0 | 0 | 0 | 4.6753 | 0.0015226 | -0.038498
2 | WPSDGENRLG0083-Rev02-Msr002 | ExAnte2019 | None | SDG | Com | Ex | IOU | Any | 0 | 0 | 0 | 8.9107 | 0.0021085 | -0.087516
2 | WPSDGENRLG0083-Rev02-Msr002 | ExAnte2019 | None | SDG | ECC | Ex | CZ06 | Any | 0 | 0 | 0 | 6.8162 | 0.0023048 | -0.086258
2 | WPSDGENRLG0083-Rev02-Msr002 | ExAnte2019 | None | SDG | ECC | Ex | CZ07 | Any | 0 | 0 | 0 | 6.8765 | 0.0023048 | -0.072384
2 | WPSDGENRLG0083-Rev02-Msr002 | ExAnte2019 | None | SDG | ECC | Ex | CZ08 | Any | 0 | 0 | 0 | 6.9368 | 0.0022866 | -0.078416
2 | WPSDGENRLG0083-Rev02-Msr002 | ExAnte2019 | None | SDG | ECC | Ex | CZ10 | Any | 0 | 0 | 0 | 6.8765 | 0.0023229 | -0.092893
2 | WPSDGENRLG0083-Rev02-Msr002 | ExAnte2019 | None | SDG | ECC | Ex | CZ14 | Any | 0 | 0 | 0 | 6.7558 | 0.0023048 | -0.13994
2 | WPSDGENRLG0083-Rev02-Msr002 | ExAnte2019 | None | SDG | ECC | Ex | CZ15 | Any | 0 | 0 | 0 | 7.2987 | 0.0022866 | -0.036373
2 | WPSDGENRLG0083-Rev02-Msr002 | ExAnte2019 | None | SDG | ECC | Ex | IOU | Any | 0 | 0 | 0 | 6.8765 | 0.0023048 | -0.077813
2 | WPSDGENRLG0083-Rev02-Msr002 | ExAnte2019 | None | SDG | EPr | Ex | CZ06 | Any | 0 | 0 | 0 | 6.1948 | 0.0022364 | -0.055427
2 | WPSDGENRLG0083-Rev02-Msr002 | ExAnte2019 | None | SDG | EPr | Ex | CZ07 | Any | 0 | 0 | 0 | 6.1948 | 0.0022539 | -0.049395
2 | WPSDGENRLG0083-Rev02-Msr002 | ExAnte2019 | None | SDG | EPr | Ex | CZ08 | Any | 0 | 0 | 0 | 6.2491 | 0.0022714 | -0.045809
2 | WPSDGENRLG0083-Rev02-Msr002 | ExAnte2019 | None | SDG | EPr | Ex | CZ10 | Any | 0 | 0 | 0 | 6.1948 | 0.0022539 | -0.058687
2 | WPSDGENRLG0083-Rev02-Msr002 | ExAnte2019 | None | SDG | EPr | Ex | CZ14 | Any | 0 | 0 | 0 | 5.9774 | 0.0022539 | -0.099986
2 | WPSDGENRLG0083-Rev02-Msr002 | ExAnte2019 | None | SDG | EPr | Ex | CZ15 | Any | 0 | 0 | 0 | 6.6295 | 0.0022539 | -0.024018
2 | WPSDGENRLG0083-Rev02-Msr002 | ExAnte2019 | None | SDG | EPr | Ex | IOU | Any | 0 | 0 | 0 | 6.1948 | 0.0022539 | -0.052927
2 | WPSDGENRLG0083-Rev02-Msr002 | ExAnte2019 | None | SDG | ERC | Ex | CZ06 | Any | 0 | 0 | 0 | 2.7706 | 0.0012187 | -0.016698
2 | WPSDGENRLG0083-Rev02-Msr002 | ExAnte2019 | None | SDG | ERC | Ex | CZ07 | Any | 0 | 0 | 0 | 2.8205 | 0.001238 | -0.013803
2 | WPSDGENRLG0083-Rev02-Msr002 | ExAnte2019 | None | SDG | ERC | Ex | CZ08 | Any | 0 | 0 | 0 | 2.7706 | 0.0012283 | -0.014602
2 | WPSDGENRLG0083-Rev02-Msr002 | ExAnte2019 | None | SDG | ERC | Ex | CZ10 | Any | 0 | 0 | 0 | 2.7706 | 0.0012283 | -0.017247
2 | WPSDGENRLG0083-Rev02-Msr002 | ExAnte2019 | None | SDG | ERC | Ex | CZ14 | Any | 0 | 0 | 0 | 2.7206 | 0.001238 | -0.022788
2 | WPSDGENRLG0083-Rev02-Msr002 | ExAnte2019 | None | SDG | ERC | Ex | CZ15 | Any | 0 | 0 | 0 | 2.9453 | 0.001267 | -0.0080371
2 | WPSDGENRLG0083-Rev02-Msr002 | ExAnte2019 | None | SDG | ERC | Ex | IOU | Any | 0 | 0 | 0 | 2.7955 | 0.001238 | -0.015176
2 | WPSDGENRLG0083-Rev02-Msr002 | ExAnte2019 | None | SDG | ESe | Ex | CZ06 | Any | 0 | 0 | 0 | 6.3773 | 0.0024228 | -0.07573
2 | WPSDGENRLG0083-Rev02-Msr002 | ExAnte2019 | None | SDG | ESe | Ex | CZ07 | Any | 0 | 0 | 0 | 6.3773 | 0.002366 | -0.06662
2 | WPSDGENRLG0083-Rev02-Msr002 | ExAnte2019 | None | SDG | ESe | Ex | CZ08 | Any | 0 | 0 | 0 | 6.4342 | 0.0024039 | -0.064912
2 | WPSDGENRLG0083-Rev02-Msr002 | ExAnte2019 | None | SDG | ESe | Ex | CZ10 | Any | 0 | 0 | 0 | 6.4342 | 0.0024039 | -0.081424
2 | WPSDGENRLG0083-Rev02-Msr002 | ExAnte2019 | None | SDG | ESe | Ex | CZ14 | Any | 0 | 0 | 0 | 6.2065 | 0.0023281 | -0.13096
2 | WPSDGENRLG0083-Rev02-Msr002 | ExAnte2019 | None | SDG | ESe | Ex | CZ15 | Any | 0 | 0 | 0 | 6.9467 | 0.0024039 | -0.035872
2 | WPSDGENRLG0083-Rev02-Msr002 | ExAnte2019 | None | SDG | ESe | Ex | IOU | Any | 0 | 0 | 0 | 6.3773 | 0.002366 | -0.072314
2 | WPSDGENRLG0083-Rev02-Msr002 | ExAnte2019 | None | SDG | EUn | Ex | CZ06 | Any | 0 | 0 | 0 | 7.3507 | 0.0024767 | -0.072862
2 | WPSDGENRLG0083-Rev02-Msr002 | ExAnte2019 | None | SDG | EUn | Ex | CZ07 | Any | 0 | 0 | 0 | 7.3507 | 0.002457 | -0.063255
2 | WPSDGENRLG0083-Rev02-Msr002 | ExAnte2019 | None | SDG | EUn | Ex | CZ08 | Any | 0 | 0 | 0 | 7.4152 | 0.0024963 | -0.070283
2 | WPSDGENRLG0083-Rev02-Msr002 | ExAnte2019 | None | SDG | EUn | Ex | CZ10 | Any | 0 | 0 | 0 | 7.4152 | 0.002516 | -0.081245
2 | WPSDGENRLG0083-Rev02-Msr002 | ExAnte2019 | None | SDG | EUn | Ex | CZ14 | Any | 0 | 0 | 0 | 7.2862 | 0.0024963 | -0.10897
2 | WPSDGENRLG0083-Rev02-Msr002 | ExAnte2019 | None | SDG | EUn | Ex | CZ15 | Any | 0 | 0 | 0 | 7.6731 | 0.0024963 | -0.035206
2 | WPSDGENRLG0083-Rev02-Msr002 | ExAnte2019 | None | SDG | EUn | Ex | IOU | Any | 0 | 0 | 0 | 7.3507 | 0.0024767 | -0.067704
2 | WPSDGENRLG0083-Rev02-Msr002 | ExAnte2019 | None | SDG | Gro | Ex | CZ06 | Any | 0 | 0 | 0 | 14.1541 | 0.0028334 | -0.96977
2 | WPSDGENRLG0083-Rev02-Msr002 | ExAnte2019 | None | SDG | Gro | Ex | CZ07 | Any | 0 | 0 | 0 | 14.014 | 0.0027643 | -1.0314
2 | WPSDGENRLG0083-Rev02-Msr002 | ExAnte2019 | None | SDG | Gro | Ex | CZ08 | Any | 0 | 0 | 0 | 14.4344 | 0.0029025 | -0.87868
2 | WPSDGENRLG0083-Rev02-Msr002 | ExAnte2019 | None | SDG | Gro | Ex | CZ10 | Any | 0 | 0 | 0 | 14.7147 | 0.0030408 | -0.83243
2 | WPSDGENRLG0083-Rev02-Msr002 | ExAnte2019 | None | SDG | Gro | Ex | CZ14 | Any | 0 | 0 | 0 | 14.5746 | 0.0030638 | -0.87868
2 | WPSDGENRLG0083-Rev02-Msr002 | ExAnte2019 | None | SDG | Gro | Ex | CZ15 | Any | 0 | 0 | 0 | 15.6957 | 0.0029947 | -0.46807
2 | WPSDGENRLG0083-Rev02-Msr002 | ExAnte2019 | None | SDG | Gro | Ex | IOU | Any | 0 | 0 | 0 | 14.1541 | 0.0028565 | -0.96837
2 | WPSDGENRLG0083-Rev02-Msr002 | ExAnte2019 | None | SDG | Hsp | Ex | CZ06 | Any | 0 | 0 | 0 | 17.4616 | 0.0024928 | -0.45856
2 | WPSDGENRLG0083-Rev02-Msr002 | ExAnte2019 | None | SDG | Hsp | Ex | CZ07 | Any | 0 | 0 | 0 | 17.4616 | 0.0024728 | -0.41908
2 | WPSDGENRLG0083-Rev02-Msr002 | ExAnte2019 | None | SDG | Hsp | Ex | CZ08 | Any | 0 | 0 | 0 | 17.4616 | 0.0024928 | -0.45248
2 | WPSDGENRLG0083-Rev02-Msr002 | ExAnte2019 | None | SDG | Hsp | Ex | CZ10 | Any | 0 | 0 | 0 | 17.4616 | 0.0025526 | -0.48892
2 | WPSDGENRLG0083-Rev02-Msr002 | ExAnte2019 | None | SDG | Hsp | Ex | CZ14 | Any | 0 | 0 | 0 | 17.1579 | 0.0025326 | -0.59825
2 | WPSDGENRLG0083-Rev02-Msr002 | ExAnte2019 | None | SDG | Hsp | Ex | CZ15 | Any | 0 | 0 | 0 | 17.7653 | 0.0025326 | -0.38719
2 | WPSDGENRLG0083-Rev02-Msr002 | ExAnte2019 | None | SDG | Hsp | Ex | IOU | Any | 0 | 0 | 0 | 17.4616 | 0.0024928 | -0.43123
2 | WPSDGENRLG0083-Rev02-Msr002 | ExAnte2019 | None | SDG | Htl | Ex | CZ06 | Any | 0 | 0 | 0 | 14.5777 | 0.0021678 | -0.18256
2 | WPSDGENRLG0083-Rev02-Msr002 | ExAnte2019 | None | SDG | Htl | Ex | CZ07 | Any | 0 | 0 | 0 | 14.9864 | 0.0021504 | -0.14714
2 | WPSDGENRLG0083-Rev02-Msr002 | ExAnte2019 | None | SDG | Htl | Ex | CZ08 | Any | 0 | 0 | 0 | 14.8502 | 0.0021851 | -0.16213
2 | WPSDGENRLG0083-Rev02-Msr002 | ExAnte2019 | None | SDG | Htl | Ex | CZ10 | Any | 0 | 0 | 0 | 14.5777 | 0.0022198 | -0.1812
2 | WPSDGENRLG0083-Rev02-Msr002 | ExAnte2019 | None | SDG | Htl | Ex | CZ14 | Any | 0 | 0 | 0 | 13.8965 | 0.0022198 | -0.24251
2 | WPSDGENRLG0083-Rev02-Msr002 | ExAnte2019 | None | SDG | Htl | Ex | CZ15 | Any | 0 | 0 | 0 | 15.8038 | 0.0022371 | -0.10422
2 | WPSDGENRLG0083-Rev02-Msr002 | ExAnte2019 | None | SDG | Htl | Ex | IOU | Any | 0 | 0 | 0 | 14.8502 | 0.0021678 | -0.15259
2 | WPSDGENRLG0083-Rev02-Msr002 | ExAnte2019 | None | SDG | MBT | Ex | CZ06 | Any | 0 | 0 | 0 | 8.2035 | 0.0017795 | -0.0052262
2 | WPSDGENRLG0083-Rev02-Msr002 | ExAnte2019 | None | SDG | MBT | Ex | CZ07 | Any | 0 | 0 | 0 | 8.2742 | 0.0017503 | -0.0010184
2 | WPSDGENRLG0083-Rev02-Msr002 | ExAnte2019 | None | SDG | MBT | Ex | CZ08 | Any | 0 | 0 | 0 | 8.2035 | 0.0018524 | -0.0033238
2 | WPSDGENRLG0083-Rev02-Msr002 | ExAnte2019 | None | SDG | MBT | Ex | CZ10 | Any | 0 | 0 | 0 | 8.2035 | 0.0018962 | -0.0067891
2 | WPSDGENRLG0083-Rev02-Msr002 | ExAnte2019 | None | SDG | MBT | Ex | CZ14 | Any | 0 | 0 | 0 | 8.0621 | 0.0018816 | -0.016336
2 | WPSDGENRLG0083-Rev02-Msr002 | ExAnte2019 | None | SDG | MBT | Ex | CZ15 | Any | 0 | 0 | 0 | 8.5571 | 0.0018962 | 0
2 | WPSDGENRLG0083-Rev02-Msr002 | ExAnte2019 | None | SDG | MBT | Ex | IOU | Any | 0 | 0 | 0 | 8.2035 | 0.0017941 | -0.0030975
2 | WPSDGENRLG0083-Rev02-Msr002 | ExAnte2019 | None | SDG | MLI | Ex | CZ06 | Any | 0 | 0 | 0 | 8.1713 | 0.0018283 | -0.04638
2 | WPSDGENRLG0083-Rev02-Msr002 | ExAnte2019 | None | SDG | MLI | Ex | CZ07 | Any | 0 | 0 | 0 | 8.1713 | 0.0018131 | -0.023228
2 | WPSDGENRLG0083-Rev02-Msr002 | ExAnte2019 | None | SDG | MLI | Ex | CZ08 | Any | 0 | 0 | 0 | 8.2469 | 0.0018283 | -0.037981
2 | WPSDGENRLG0083-Rev02-Msr002 | ExAnte2019 | None | SDG | MLI | Ex | CZ10 | Any | 0 | 0 | 0 | 8.2469 | 0.001874 | -0.052357
2 | WPSDGENRLG0083-Rev02-Msr002 | ExAnte2019 | None | SDG | MLI | Ex | CZ14 | Any | 0 | 0 | 0 | 8.02 | 0.0018588 | -0.14829
2 | WPSDGENRLG0083-Rev02-Msr002 | ExAnte2019 | None | SDG | MLI | Ex | CZ15 | Any | 0 | 0 | 0 | 8.8522 | 0.0018436 | -0.014224
2 | WPSDGENRLG0083-Rev02-Msr002 | ExAnte2019 | None | SDG | MLI | Ex | IOU | Any | 0 | 0 | 0 | 8.1713 | 0.0018283 | -0.034274
2 | WPSDGENRLG0083-Rev02-Msr002 | ExAnte2019 | None | SDG | Mtl | Ex | CZ06 | Any | 0 | 0 | 0 | 11.8227 | 0.0011728 | -0.14251
2 | WPSDGENRLG0083-Rev02-Msr002 | ExAnte2019 | None | SDG | Mtl | Ex | CZ07 | Any | 0 | 0 | 0 | 12.1394 | 0.0011635 | -0.10461
2 | WPSDGENRLG0083-Rev02-Msr002 | ExAnte2019 | None | SDG | Mtl | Ex | CZ08 | Any | 0 | 0 | 0 | 11.9283 | 0.0011821 | -0.12034
2 | WPSDGENRLG0083-Rev02-Msr002 | ExAnte2019 | None | SDG | Mtl | Ex | CZ10 | Any | 0 | 0 | 0 | 11.8227 | 0.0012193 | -0.14145
2 | WPSDGENRLG0083-Rev02-Msr002 | ExAnte2019 | None | SDG | Mtl | Ex | CZ14 | Any | 0 | 0 | 0 | 11.4005 | 0.00121 | -0.19423
2 | WPSDGENRLG0083-Rev02-Msr002 | ExAnte2019 | None | SDG | Mtl | Ex | CZ15 | Any | 0 | 0 | 0 | 12.6672 | 0.001238 | -0.05943
2 | WPSDGENRLG0083-Rev02-Msr002 | ExAnte2019 | None | SDG | Mtl | Ex | IOU | Any | 0 | 0 | 0 | 12.0338 | 0.0011728 | -0.10978
2 | WPSDGENRLG0083-Rev02-Msr002 | ExAnte2019 | None | SDG | Nrs | Ex | CZ06 | Any | 0 | 0 | 0 | 10.5019 | 0.0022409 | -0.38118
2 | WPSDGENRLG0083-Rev02-Msr002 | ExAnte2019 | None | SDG | Nrs | Ex | CZ07 | Any | 0 | 0 | 0 | 10.4047 | 0.0022065 | -0.34812
2 | WPSDGENRLG0083-Rev02-Msr002 | ExAnte2019 | None | SDG | Nrs | Ex | CZ08 | Any | 0 | 0 | 0 | 10.5992 | 0.0022409 | -0.37048
2 | WPSDGENRLG0083-Rev02-Msr002 | ExAnte2019 | None | SDG | Nrs | Ex | CZ10 | Any | 0 | 0 | 0 | 10.5992 | 0.0023271 | -0.39285
2 | WPSDGENRLG0083-Rev02-Msr002 | ExAnte2019 | None | SDG | Nrs | Ex | CZ14 | Any | 0 | 0 | 0 | 10.5019 | 0.0022754 | -0.45897
2 | WPSDGENRLG0083-Rev02-Msr002 | ExAnte2019 | None | SDG | Nrs | Ex | CZ15 | Any | 0 | 0 | 0 | 11.1826 | 0.0023099 | -0.23143
2 | WPSDGENRLG0083-Rev02-Msr002 | ExAnte2019 | None | SDG | Nrs | Ex | IOU | Any | 0 | 0 | 0 | 10.4047 | 0.0022237 | -0.3559
2 | WPSDGENRLG0083-Rev02-Msr002 | ExAnte2019 | None | SDG | OfL | Ex | CZ06 | Any | 0 | 0 | 0 | 8.1432 | 0.0022454 | -0.04577
2 | WPSDGENRLG0083-Rev02-Msr002 | ExAnte2019 | None | SDG | OfL | Ex | CZ07 | Any | 0 | 0 | 0 | 8.1432 | 0.0022277 | -0.040576
2 | WPSDGENRLG0083-Rev02-Msr002 | ExAnte2019 | None | SDG | OfL | Ex | CZ08 | Any | 0 | 0 | 0 | 8.1432 | 0.002263 | -0.04556
2 | WPSDGENRLG0083-Rev02-Msr002 | ExAnte2019 | None | SDG | OfL | Ex | CZ10 | Any | 0 | 0 | 0 | 8.1432 | 0.0022984 | -0.053633
2 | WPSDGENRLG0083-Rev02-Msr002 | ExAnte2019 | None | SDG | OfL | Ex | CZ14 | Any | 0 | 0 | 0 | 8.073 | 0.0022984 | -0.067041
2 | WPSDGENRLG0083-Rev02-Msr002 | ExAnte2019 | None | SDG | OfL | Ex | CZ15 | Any | 0 | 0 | 0 | 8.5644 | 0.0023161 | -0.031099
2 | WPSDGENRLG0083-Rev02-Msr002 | ExAnte2019 | None | SDG | OfL | Ex | IOU | Any | 0 | 0 | 0 | 8.1432 | 0.0022454 | -0.043173
2 | WPSDGENRLG0083-Rev02-Msr002 | ExAnte2019 | None | SDG | OfS | Ex | CZ06 | Any | 0 | 0 | 0 | 5.4717 | 0.0019988 | -0.0077555
2 | WPSDGENRLG0083-Rev02-Msr002 | ExAnte2019 | None | SDG | OfS | Ex | CZ07 | Any | 0 | 0 | 0 | 5.5193 | 0.0019828 | -0.0022077
2 | WPSDGENRLG0083-Rev02-Msr002 | ExAnte2019 | None | SDG | OfS | Ex | CZ08 | Any | 0 | 0 | 0 | 5.5193 | 0.0020147 | -0.0066612
2 | WPSDGENRLG0083-Rev02-Msr002 | ExAnte2019 | None | SDG | OfS | Ex | CZ10 | Any | 0 | 0 | 0 | 5.5193 | 0.0020307 | -0.010087
2 | WPSDGENRLG0083-Rev02-Msr002 | ExAnte2019 | None | SDG | OfS | Ex | CZ14 | Any | 0 | 0 | 0 | 5.3765 | 0.0020467 | -0.02498
2 | WPSDGENRLG0083-Rev02-Msr002 | ExAnte2019 | None | SDG | OfS | Ex | CZ15 | Any | 0 | 0 | 0 | 5.8048 | 0.0020147 | -0.0020697
2 | WPSDGENRLG0083-Rev02-Msr002 | ExAnte2019 | None | SDG | OfS | Ex | IOU | Any | 0 | 0 | 0 | 5.5193 | 0.0019988 | -0.0038825
2 | WPSDGENRLG0083-Rev02-Msr002 | ExAnte2019 | None | SDG | RFF | Ex | CZ06 | Any | 0 | 0 | 0 | 9.8124 | 0.0020051 | -0.17326
2 | WPSDGENRLG0083-Rev02-Msr002 | ExAnte2019 | None | SDG | RFF | Ex | CZ07 | Any | 0 | 0 | 0 | 9.9008 | 0.0020051 | -0.15735
2 | WPSDGENRLG0083-Rev02-Msr002 | ExAnte2019 | None | SDG | RFF | Ex | CZ08 | Any | 0 | 0 | 0 | 9.9008 | 0.0019888 | -0.15293
2 | WPSDGENRLG0083-Rev02-Msr002 | ExAnte2019 | None | SDG | RFF | Ex | CZ10 | Any | 0 | 0 | 0 | 9.9008 | 0.0020378 | -0.16973
2 | WPSDGENRLG0083-Rev02-Msr002 | ExAnte2019 | None | SDG | RFF | Ex | CZ14 | Any | 0 | 0 | 0 | 9.724 | 0.0020704 | -0.24133
2 | WPSDGENRLG0083-Rev02-Msr002 | ExAnte2019 | None | SDG | RFF | Ex | CZ15 | Any | 0 | 0 | 0 | 10.5196 | 0.0020541 | -0.077527
2 | WPSDGENRLG0083-Rev02-Msr002 | ExAnte2019 | None | SDG | RFF | Ex | IOU | Any | 0 | 0 | 0 | 9.9008 | 0.0020051 | -0.16089
2 | WPSDGENRLG0083-Rev02-Msr002 | ExAnte2019 | None | SDG | RSD | Ex | CZ06 | Any | 0 | 0 | 0 | 11.1238 | 0.002041 | -0.23936
2 | WPSDGENRLG0083-Rev02-Msr002 | ExAnte2019 | None | SDG | RSD | Ex | CZ07 | Any | 0 | 0 | 0 | 11.1238 | 0.0020737 | -0.22049
2 | WPSDGENRLG0083-Rev02-Msr002 | ExAnte2019 | None | SDG | RSD | Ex | CZ08 | Any | 0 | 0 | 0 | 11.2232 | 0.0019757 | -0.19864
2 | WPSDGENRLG0083-Rev02-Msr002 | ExAnte2019 | None | SDG | RSD | Ex | CZ10 | Any | 0 | 0 | 0 | 11.1238 | 0.0018777 | -0.2334
2 | WPSDGENRLG0083-Rev02-Msr002 | ExAnte2019 | None | SDG | RSD | Ex | CZ14 | Any | 0 | 0 | 0 | 10.7266 | 0.0018777 | -0.38338
2 | WPSDGENRLG0083-Rev02-Msr002 | ExAnte2019 | None | SDG | RSD | Ex | CZ15 | Any | 0 | 0 | 0 | 12.0177 | 0.0021063 | -0.089189
2 | WPSDGENRLG0083-Rev02-Msr002 | ExAnte2019 | None | SDG | RSD | Ex | IOU | Any | 0 | 0 | 0 | 11.1238 | 0.0020247 | -0.22347
2 | WPSDGENRLG0083-Rev02-Msr002 | ExAnte2019 | None | SDG | Rt3 | Ex | CZ06 | Any | 0 | 0 | 0 | 16.6842 | 0.0030642 | -0.077473
2 | WPSDGENRLG0083-Rev02-Msr002 | ExAnte2019 | None | SDG | Rt3 | Ex | CZ07 | Any | 0 | 0 | 0 | 16.6842 | 0.003039 | -0.033513
2 | WPSDGENRLG0083-Rev02-Msr002 | ExAnte2019 | None | SDG | Rt3 | Ex | CZ08 | Any | 0 | 0 | 0 | 16.6842 | 0.003039 | -0.069348
2 | WPSDGENRLG0083-Rev02-Msr002 | ExAnte2019 | None | SDG | Rt3 | Ex | CZ10 | Any | 0 | 0 | 0 | 16.5391 | 0.0030893 | -0.1268
2 | WPSDGENRLG0083-Rev02-Msr002 | ExAnte2019 | None | SDG | Rt3 | Ex | CZ14 | Any | 0 | 0 | 0 | 15.8137 | 0.0031144 | -0.46281
2 | WPSDGENRLG0083-Rev02-Msr002 | ExAnte2019 | None | SDG | Rt3 | Ex | CZ15 | Any | 0 | 0 | 0 | 17.1194 | 0.0031395 | -0.029886
2 | WPSDGENRLG0083-Rev02-Msr002 | ExAnte2019 | None | SDG | Rt3 | Ex | IOU | Any | 0 | 0 | 0 | 16.6842 | 0.0030642 | -0.060498
2 | WPSDGENRLG0083-Rev02-Msr002 | ExAnte2019 | None | SDG | RtL | Ex | CZ06 | Any | 0 | 0 | 0 | 11.8989 | 0.0029613 | -0.10172
2 | WPSDGENRLG0083-Rev02-Msr002 | ExAnte2019 | None | SDG | RtL | Ex | CZ07 | Any | 0 | 0 | 0 | 12.0042 | 0.0029613 | -0.074342
2 | WPSDGENRLG0083-Rev02-Msr002 | ExAnte2019 | None | SDG | RtL | Ex | CZ08 | Any | 0 | 0 | 0 | 12.0042 | 0.0029613 | -0.088031
2 | WPSDGENRLG0083-Rev02-Msr002 | ExAnte2019 | None | SDG | RtL | Ex | CZ10 | Any | 0 | 0 | 0 | 11.8989 | 0.0030095 | -0.11794
2 | WPSDGENRLG0083-Rev02-Msr002 | ExAnte2019 | None | SDG | RtL | Ex | CZ14 | Any | 0 | 0 | 0 | 11.4777 | 0.0030336 | -0.24746
2 | WPSDGENRLG0083-Rev02-Msr002 | ExAnte2019 | None | SDG | RtL | Ex | CZ15 | Any | 0 | 0 | 0 | 12.4254 | 0.0030577 | -0.041594
2 | WPSDGENRLG0083-Rev02-Msr002 | ExAnte2019 | None | SDG | RtL | Ex | IOU | Any | 0 | 0 | 0 | 12.0042 | 0.0029613 | -0.086978
2 | WPSDGENRLG0083-Rev02-Msr002 | ExAnte2019 | None | SDG | RtS | Ex | CZ06 | Any | 0 | 0 | 0 | 6.728 | 0.0020428 | -0.021434
2 | WPSDGENRLG0083-Rev02-Msr002 | ExAnte2019 | None | SDG | RtS | Ex | CZ07 | Any | 0 | 0 | 0 | 6.728 | 0.0020093 | -0.012742
2 | WPSDGENRLG0083-Rev02-Msr002 | ExAnte2019 | None | SDG | RtS | Ex | CZ08 | Any | 0 | 0 | 0 | 6.7876 | 0.0020428 | -0.01816
2 | WPSDGENRLG0083-Rev02-Msr002 | ExAnte2019 | None | SDG | RtS | Ex | CZ10 | Any | 0 | 0 | 0 | 6.728 | 0.0020595 | -0.026733
2 | WPSDGENRLG0083-Rev02-Msr002 | ExAnte2019 | None | SDG | RtS | Ex | CZ14 | Any | 0 | 0 | 0 | 6.5494 | 0.0020595 | -0.066685
2 | WPSDGENRLG0083-Rev02-Msr002 | ExAnte2019 | None | SDG | RtS | Ex | CZ15 | Any | 0 | 0 | 0 | 7.0853 | 0.0020763 | -0.0057277
2 | WPSDGENRLG0083-Rev02-Msr002 | ExAnte2019 | None | SDG | RtS | Ex | IOU | Any | 0 | 0 | 0 | 6.728 | 0.002026 | -0.01685
2 | WPSDGENRLG0083-Rev02-Msr002 | ExAnte2019 | None | SDG | SCn | Ex | CZ06 | Any | 0 | 0 | 0 | 6.1326 | 0.0017035 | -0.076211
2 | WPSDGENRLG0083-Rev02-Msr002 | ExAnte2019 | None | SDG | SCn | Ex | CZ07 | Any | 0 | 0 | 0 | 6.0135 | 0.0017166 | -0.062517
2 | WPSDGENRLG0083-Rev02-Msr002 | ExAnte2019 | None | SDG | SCn | Ex | CZ08 | Any | 0 | 0 | 0 | 6.1922 | 0.0017035 | -0.064899
2 | WPSDGENRLG0083-Rev02-Msr002 | ExAnte2019 | None | SDG | SCn | Ex | CZ10 | Any | 0 | 0 | 0 | 6.1922 | 0.0017166 | -0.080379
2 | WPSDGENRLG0083-Rev02-Msr002 | ExAnte2019 | None | SDG | SCn | Ex | CZ14 | Any | 0 | 0 | 0 | 6.0135 | 0.0016904 | -0.11789
2 | WPSDGENRLG0083-Rev02-Msr002 | ExAnte2019 | None | SDG | SCn | Ex | CZ15 | Any | 0 | 0 | 0 | 6.6685 | 0.0016904 | -0.034355
2 | WPSDGENRLG0083-Rev02-Msr002 | ExAnte2019 | None | SDG | SCn | Ex | IOU | Any | 0 | 0 | 0 | 6.0731 | 0.0017166 | -0.068471
2 | WPSDGENRLG0083-Rev02-Msr002 | ExAnte2019 | None | SDG | SUn | Ex | CZ06 | Any | 0 | 0 | 0 | 5.616 | 0.001157 | 0
2 | WPSDGENRLG0083-Rev02-Msr002 | ExAnte2019 | None | SDG | SUn | Ex | CZ07 | Any | 0 | 0 | 0 | 5.616 | 0.001157 | 0
2 | WPSDGENRLG0083-Rev02-Msr002 | ExAnte2019 | None | SDG | SUn | Ex | CZ08 | Any | 0 | 0 | 0 | 5.616 | 0.001157 | 0
2 | WPSDGENRLG0083-Rev02-Msr002 | ExAnte2019 | None | SDG | SUn | Ex | CZ10 | Any | 0 | 0 | 0 | 5.616 | 0.001157 | 0
2 | WPSDGENRLG0083-Rev02-Msr002 | ExAnte2019 | None | SDG | SUn | Ex | CZ14 | Any | 0 | 0 | 0 | 5.616 | 0.001157 | 0
2 | WPSDGENRLG0083-Rev02-Msr002 | ExAnte2019 | None | SDG | SUn | Ex | CZ15 | Any | 0 | 0 | 0 | 5.616 | 0.001157 | 0
2 | WPSDGENRLG0083-Rev02-Msr002 | ExAnte2019 | None | SDG | SUn | Ex | IOU | Any | 0 | 0 | 0 | 5.616 | 0.001157 | 0
2 | WPSDGENRLG0083-Rev02-Msr002 | ExAnte2019 | None | SDG | WRf | Ex | CZ06 | Any | 0 | 0 | 0 | 19.2137 | 0.0017485 | 0
2 | WPSDGENRLG0083-Rev02-Msr002 | ExAnte2019 | None | SDG | WRf | Ex | CZ07 | Any | 0 | 0 | 0 | 19.3331 | 0.0017485 | 0
2 | WPSDGENRLG0083-Rev02-Msr002 | ExAnte2019 | None | SDG | WRf | Ex | CZ08 | Any | 0 | 0 | 0 | 18.4977 | 0.0017485 | 0
2 | WPSDGENRLG0083-Rev02-Msr002 | ExAnte2019 | None | SDG | WRf | Ex | CZ10 | Any | 0 | 0 | 0 | 18.9751 | 0.0017625 | 0
2 | WPSDGENRLG0083-Rev02-Msr002 | ExAnte2019 | None | SDG | WRf | Ex | CZ14 | Any | 0 | 0 | 0 | 17.6623 | 0.0017485 | 0
2 | WPSDGENRLG0083-Rev02-Msr002 | ExAnte2019 | None | SDG | WRf | Ex | CZ15 | Any | 0 | 0 | 0 | 18.7364 | 0.0017625 | 0
2 | WPSDGENRLG0083-Rev02-Msr002 | ExAnte2019 | None | SDG | WRf | Ex | IOU | Any | 0 | 0 | 0 | 19.2137 | 0.0017485 | 0
3 | WPSDGENRLG0083-Rev02-Msr003 | ExAnte2019 | None | SDG | Asm | Ex | CZ06 | Any | 0 | 0 | 0 | 4.6332 | 0.001535 | -0.03934
3 | WPSDGENRLG0083-Rev02-Msr003 | ExAnte2019 | None | SDG | Asm | Ex | CZ07 | Any | 0 | 0 | 0 | 4.6753 | 0.001535 | -0.03635
3 | WPSDGENRLG0083-Rev02-Msr003 | ExAnte2019 | None | SDG | Asm | Ex | CZ08 | Any | 0 | 0 | 0 | 4.6753 | 0.0014976 | -0.033275
3 | WPSDGENRLG0083-Rev02-Msr003 | ExAnte2019 | None | SDG | Asm | Ex | CZ10 | Any | 0 | 0 | 0 | 4.6332 | 0.0015101 | -0.042541
3 | WPSDGENRLG0083-Rev02-Msr003 | ExAnte2019 | None | SDG | Asm | Ex | CZ14 | Any | 0 | 0 | 0 | 4.5068 | 0.0014102 | -0.067813
3 | WPSDGENRLG0083-Rev02-Msr003 | ExAnte2019 | None | SDG | Asm | Ex | CZ15 | Any | 0 | 0 | 0 | 5.0965 | 0.0014976 | -0.018786
3 | WPSDGENRLG0083-Rev02-Msr003 | ExAnte2019 | None | SDG | Asm | Ex | IOU | Any | 0 | 0 | 0 | 4.6753 | 0.0015226 | -0.038498
3 | WPSDGENRLG0083-Rev02-Msr003 | ExAnte2019 | None | SDG | Com | Ex | IOU | Any | 0 | 0 | 0 | 8.9107 | 0.0021085 | -0.087516
3 | WPSDGENRLG0083-Rev02-Msr003 | ExAnte2019 | None | SDG | ECC | Ex | CZ06 | Any | 0 | 0 | 0 | 6.8162 | 0.0023048 | -0.086258
3 | WPSDGENRLG0083-Rev02-Msr003 | ExAnte2019 | None | SDG | ECC | Ex | CZ07 | Any | 0 | 0 | 0 | 6.8765 | 0.0023048 | -0.072384
3 | WPSDGENRLG0083-Rev02-Msr003 | ExAnte2019 | None | SDG | ECC | Ex | CZ08 | Any | 0 | 0 | 0 | 6.9368 | 0.0022866 | -0.078416
3 | WPSDGENRLG0083-Rev02-Msr003 | ExAnte2019 | None | SDG | ECC | Ex | CZ10 | Any | 0 | 0 | 0 | 6.8765 | 0.0023229 | -0.092893
3 | WPSDGENRLG0083-Rev02-Msr003 | ExAnte2019 | None | SDG | ECC | Ex | CZ14 | Any | 0 | 0 | 0 | 6.7558 | 0.0023048 | -0.13994
3 | WPSDGENRLG0083-Rev02-Msr003 | ExAnte2019 | None | SDG | ECC | Ex | CZ15 | Any | 0 | 0 | 0 | 7.2987 | 0.0022866 | -0.036373
3 | WPSDGENRLG0083-Rev02-Msr003 | ExAnte2019 | None | SDG | ECC | Ex | IOU | Any | 0 | 0 | 0 | 6.8765 | 0.0023048 | -0.077813
3 | WPSDGENRLG0083-Rev02-Msr003 | ExAnte2019 | None | SDG | EPr | Ex | CZ06 | Any | 0 | 0 | 0 | 6.1948 | 0.0022364 | -0.055427
3 | WPSDGENRLG0083-Rev02-Msr003 | ExAnte2019 | None | SDG | EPr | Ex | CZ07 | Any | 0 | 0 | 0 | 6.1948 | 0.0022539 | -0.049395
3 | WPSDGENRLG0083-Rev02-Msr003 | ExAnte2019 | None | SDG | EPr | Ex | CZ08 | Any | 0 | 0 | 0 | 6.2491 | 0.0022714 | -0.045809
3 | WPSDGENRLG0083-Rev02-Msr003 | ExAnte2019 | None | SDG | EPr | Ex | CZ10 | Any | 0 | 0 | 0 | 6.1948 | 0.0022539 | -0.058687
3 | WPSDGENRLG0083-Rev02-Msr003 | ExAnte2019 | None | SDG | EPr | Ex | CZ14 | Any | 0 | 0 | 0 | 5.9774 | 0.0022539 | -0.099986
3 | WPSDGENRLG0083-Rev02-Msr003 | ExAnte2019 | None | SDG | EPr | Ex | CZ15 | Any | 0 | 0 | 0 | 6.6295 | 0.0022539 | -0.024018
3 | WPSDGENRLG0083-Rev02-Msr003 | ExAnte2019 | None | SDG | EPr | Ex | IOU | Any | 0 | 0 | 0 | 6.1948 | 0.0022539 | -0.052927
3 | WPSDGENRLG0083-Rev02-Msr003 | ExAnte2019 | None | SDG | ERC | Ex | CZ06 | Any | 0 | 0 | 0 | 2.7706 | 0.0012187 | -0.016698
3 | WPSDGENRLG0083-Rev02-Msr003 | ExAnte2019 | None | SDG | ERC | Ex | CZ07 | Any | 0 | 0 | 0 | 2.8205 | 0.001238 | -0.013803
3 | WPSDGENRLG0083-Rev02-Msr003 | ExAnte2019 | None | SDG | ERC | Ex | CZ08 | Any | 0 | 0 | 0 | 2.7706 | 0.0012283 | -0.014602
3 | WPSDGENRLG0083-Rev02-Msr003 | ExAnte2019 | None | SDG | ERC | Ex | CZ10 | Any | 0 | 0 | 0 | 2.7706 | 0.0012283 | -0.017247
3 | WPSDGENRLG0083-Rev02-Msr003 | ExAnte2019 | None | SDG | ERC | Ex | CZ14 | Any | 0 | 0 | 0 | 2.7206 | 0.001238 | -0.022788
3 | WPSDGENRLG0083-Rev02-Msr003 | ExAnte2019 | None | SDG | ERC | Ex | CZ15 | Any | 0 | 0 | 0 | 2.9453 | 0.001267 | -0.0080371
3 | WPSDGENRLG0083-Rev02-Msr003 | ExAnte2019 | None | SDG | ERC | Ex | IOU | Any | 0 | 0 | 0 | 2.7955 | 0.001238 | -0.015176
3 | WPSDGENRLG0083-Rev02-Msr003 | ExAnte2019 | None | SDG | ESe | Ex | CZ06 | Any | 0 | 0 | 0 | 6.3773 | 0.0024228 | -0.07573
3 | WPSDGENRLG0083-Rev02-Msr003 | ExAnte2019 | None | SDG | ESe | Ex | CZ07 | Any | 0 | 0 | 0 | 6.3773 | 0.002366 | -0.06662
3 | WPSDGENRLG0083-Rev02-Msr003 | ExAnte2019 | None | SDG | ESe | Ex | CZ08 | Any | 0 | 0 | 0 | 6.4342 | 0.0024039 | -0.064912
3 | WPSDGENRLG0083-Rev02-Msr003 | ExAnte2019 | None | SDG | ESe | Ex | CZ10 | Any | 0 | 0 | 0 | 6.4342 | 0.0024039 | -0.081424
3 | WPSDGENRLG0083-Rev02-Msr003 | ExAnte2019 | None | SDG | ESe | Ex | CZ14 | Any | 0 | 0 | 0 | 6.2065 | 0.0023281 | -0.13096
3 | WPSDGENRLG0083-Rev02-Msr003 | ExAnte2019 | None | SDG | ESe | Ex | CZ15 | Any | 0 | 0 | 0 | 6.9467 | 0.0024039 | -0.035872
3 | WPSDGENRLG0083-Rev02-Msr003 | ExAnte2019 | None | SDG | ESe | Ex | IOU | Any | 0 | 0 | 0 | 6.3773 | 0.002366 | -0.072314
3 | WPSDGENRLG0083-Rev02-Msr003 | ExAnte2019 | None | SDG | EUn | Ex | CZ06 | Any | 0 | 0 | 0 | 7.3507 | 0.0024767 | -0.072862
3 | WPSDGENRLG0083-Rev02-Msr003 | ExAnte2019 | None | SDG | EUn | Ex | CZ07 | Any | 0 | 0 | 0 | 7.3507 | 0.002457 | -0.063255
3 | WPSDGENRLG0083-Rev02-Msr003 | ExAnte2019 | None | SDG | EUn | Ex | CZ08 | Any | 0 | 0 | 0 | 7.4152 | 0.0024963 | -0.070283
3 | WPSDGENRLG0083-Rev02-Msr003 | ExAnte2019 | None | SDG | EUn | Ex | CZ10 | Any | 0 | 0 | 0 | 7.4152 | 0.002516 | -0.081245
3 | WPSDGENRLG0083-Rev02-Msr003 | ExAnte2019 | None | SDG | EUn | Ex | CZ14 | Any | 0 | 0 | 0 | 7.2862 | 0.0024963 | -0.10897
3 | WPSDGENRLG0083-Rev02-Msr003 | ExAnte2019 | None | SDG | EUn | Ex | CZ15 | Any | 0 | 0 | 0 | 7.6731 | 0.0024963 | -0.035206
3 | WPSDGENRLG0083-Rev02-Msr003 | ExAnte2019 | None | SDG | EUn | Ex | IOU | Any | 0 | 0 | 0 | 7.3507 | 0.0024767 | -0.067704
3 | WPSDGENRLG0083-Rev02-Msr003 | ExAnte2019 | None | SDG | Gro | Ex | CZ06 | Any | 0 | 0 | 0 | 14.1541 | 0.0028334 | -0.96977
3 | WPSDGENRLG0083-Rev02-Msr003 | ExAnte2019 | None | SDG | Gro | Ex | CZ07 | Any | 0 | 0 | 0 | 14.014 | 0.0027643 | -1.0314
3 | WPSDGENRLG0083-Rev02-Msr003 | ExAnte2019 | None | SDG | Gro | Ex | CZ08 | Any | 0 | 0 | 0 | 14.4344 | 0.0029025 | -0.87868
3 | WPSDGENRLG0083-Rev02-Msr003 | ExAnte2019 | None | SDG | Gro | Ex | CZ10 | Any | 0 | 0 | 0 | 14.7147 | 0.0030408 | -0.83243
3 | WPSDGENRLG0083-Rev02-Msr003 | ExAnte2019 | None | SDG | Gro | Ex | CZ14 | Any | 0 | 0 | 0 | 14.5746 | 0.0030638 | -0.87868
3 | WPSDGENRLG0083-Rev02-Msr003 | ExAnte2019 | None | SDG | Gro | Ex | CZ15 | Any | 0 | 0 | 0 | 15.6957 | 0.0029947 | -0.46807
3 | WPSDGENRLG0083-Rev02-Msr003 | ExAnte2019 | None | SDG | Gro | Ex | IOU | Any | 0 | 0 | 0 | 14.1541 | 0.0028565 | -0.96837
3 | WPSDGENRLG0083-Rev02-Msr003 | ExAnte2019 | None | SDG | Hsp | Ex | CZ06 | Any | 0 | 0 | 0 | 17.4616 | 0.0024928 | -0.45856
3 | WPSDGENRLG0083-Rev02-Msr003 | ExAnte2019 | None | SDG | Hsp | Ex | CZ07 | Any | 0 | 0 | 0 | 17.4616 | 0.0024728 | -0.41908
3 | WPSDGENRLG0083-Rev02-Msr003 | ExAnte2019 | None | SDG | Hsp | Ex | CZ08 | Any | 0 | 0 | 0 | 17.4616 | 0.0024928 | -0.45248
3 | WPSDGENRLG0083-Rev02-Msr003 | ExAnte2019 | None | SDG | Hsp | Ex | CZ10 | Any | 0 | 0 | 0 | 17.4616 | 0.0025526 | -0.48892
3 | WPSDGENRLG0083-Rev02-Msr003 | ExAnte2019 | None | SDG | Hsp | Ex | CZ14 | Any | 0 | 0 | 0 | 17.1579 | 0.0025326 | -0.59825
3 | WPSDGENRLG0083-Rev02-Msr003 | ExAnte2019 | None | SDG | Hsp | Ex | CZ15 | Any | 0 | 0 | 0 | 17.7653 | 0.0025326 | -0.38719
3 | WPSDGENRLG0083-Rev02-Msr003 | ExAnte2019 | None | SDG | Hsp | Ex | IOU | Any | 0 | 0 | 0 | 17.4616 | 0.0024928 | -0.43123
3 | WPSDGENRLG0083-Rev02-Msr003 | ExAnte2019 | None | SDG | Htl | Ex | CZ06 | Any | 0 | 0 | 0 | 14.5777 | 0.0021678 | -0.18256
3 | WPSDGENRLG0083-Rev02-Msr003 | ExAnte2019 | None | SDG | Htl | Ex | CZ07 | Any | 0 | 0 | 0 | 14.9864 | 0.0021504 | -0.14714
3 | WPSDGENRLG0083-Rev02-Msr003 | ExAnte2019 | None | SDG | Htl | Ex | CZ08 | Any | 0 | 0 | 0 | 14.8502 | 0.0021851 | -0.16213
3 | WPSDGENRLG0083-Rev02-Msr003 | ExAnte2019 | None | SDG | Htl | Ex | CZ10 | Any | 0 | 0 | 0 | 14.5777 | 0.0022198 | -0.1812
3 | WPSDGENRLG0083-Rev02-Msr003 | ExAnte2019 | None | SDG | Htl | Ex | CZ14 | Any | 0 | 0 | 0 | 13.8965 | 0.0022198 | -0.24251
3 | WPSDGENRLG0083-Rev02-Msr003 | ExAnte2019 | None | SDG | Htl | Ex | CZ15 | Any | 0 | 0 | 0 | 15.8038 | 0.0022371 | -0.10422
3 | WPSDGENRLG0083-Rev02-Msr003 | ExAnte2019 | None | SDG | Htl | Ex | IOU | Any | 0 | 0 | 0 | 14.8502 | 0.0021678 | -0.15259
3 | WPSDGENRLG0083-Rev02-Msr003 | ExAnte2019 | None | SDG | MBT | Ex | CZ06 | Any | 0 | 0 | 0 | 8.2035 | 0.0017795 | -0.0052262
3 | WPSDGENRLG0083-Rev02-Msr003 | ExAnte2019 | None | SDG | MBT | Ex | CZ07 | Any | 0 | 0 | 0 | 8.2742 | 0.0017503 | -0.0010184
3 | WPSDGENRLG0083-Rev02-Msr003 | ExAnte2019 | None | SDG | MBT | Ex | CZ08 | Any | 0 | 0 | 0 | 8.2035 | 0.0018524 | -0.0033238
3 | WPSDGENRLG0083-Rev02-Msr003 | ExAnte2019 | None | SDG | MBT | Ex | CZ10 | Any | 0 | 0 | 0 | 8.2035 | 0.0018962 | -0.0067891
3 | WPSDGENRLG0083-Rev02-Msr003 | ExAnte2019 | None | SDG | MBT | Ex | CZ14 | Any | 0 | 0 | 0 | 8.0621 | 0.0018816 | -0.016336
3 | WPSDGENRLG0083-Rev02-Msr003 | ExAnte2019 | None | SDG | MBT | Ex | CZ15 | Any | 0 | 0 | 0 | 8.5571 | 0.0018962 | 0
3 | WPSDGENRLG0083-Rev02-Msr003 | ExAnte2019 | None | SDG | MBT | Ex | IOU | Any | 0 | 0 | 0 | 8.2035 | 0.0017941 | -0.0030975
3 | WPSDGENRLG0083-Rev02-Msr003 | ExAnte2019 | None | SDG | MLI | Ex | CZ06 | Any | 0 | 0 | 0 | 8.1713 | 0.0018283 | -0.04638
3 | WPSDGENRLG0083-Rev02-Msr003 | ExAnte2019 | None | SDG | MLI | Ex | CZ07 | Any | 0 | 0 | 0 | 8.1713 | 0.0018131 | -0.023228
3 | WPSDGENRLG0083-Rev02-Msr003 | ExAnte2019 | None | SDG | MLI | Ex | CZ08 | Any | 0 | 0 | 0 | 8.2469 | 0.0018283 | -0.037981
3 | WPSDGENRLG0083-Rev02-Msr003 | ExAnte2019 | None | SDG | MLI | Ex | CZ10 | Any | 0 | 0 | 0 | 8.2469 | 0.001874 | -0.052357
3 | WPSDGENRLG0083-Rev02-Msr003 | ExAnte2019 | None | SDG | MLI | Ex | CZ14 | Any | 0 | 0 | 0 | 8.02 | 0.0018588 | -0.14829
3 | WPSDGENRLG0083-Rev02-Msr003 | ExAnte2019 | None | SDG | MLI | Ex | CZ15 | Any | 0 | 0 | 0 | 8.8522 | 0.0018436 | -0.014224
3 | WPSDGENRLG0083-Rev02-Msr003 | ExAnte2019 | None | SDG | MLI | Ex | IOU | Any | 0 | 0 | 0 | 8.1713 | 0.0018283 | -0.034274
3 | WPSDGENRLG0083-Rev02-Msr003 | ExAnte2019 | None | SDG | Mtl | Ex | CZ06 | Any | 0 | 0 | 0 | 11.8227 | 0.0011728 | -0.14251
3 | WPSDGENRLG0083-Rev02-Msr003 | ExAnte2019 | None | SDG | Mtl | Ex | CZ07 | Any | 0 | 0 | 0 | 12.1394 | 0.0011635 | -0.10461
3 | WPSDGENRLG0083-Rev02-Msr003 | ExAnte2019 | None | SDG | Mtl | Ex | CZ08 | Any | 0 | 0 | 0 | 11.9283 | 0.0011821 | -0.12034
3 | WPSDGENRLG0083-Rev02-Msr003 | ExAnte2019 | None | SDG | Mtl | Ex | CZ10 | Any | 0 | 0 | 0 | 11.8227 | 0.0012193 | -0.14145
3 | WPSDGENRLG0083-Rev02-Msr003 | ExAnte2019 | None | SDG | Mtl | Ex | CZ14 | Any | 0 | 0 | 0 | 11.4005 | 0.00121 | -0.19423
3 | WPSDGENRLG0083-Rev02-Msr003 | ExAnte2019 | None | SDG | Mtl | Ex | CZ15 | Any | 0 | 0 | 0 | 12.6672 | 0.001238 | -0.05943
3 | WPSDGENRLG0083-Rev02-Msr003 | ExAnte2019 | None | SDG | Mtl | Ex | IOU | Any | 0 | 0 | 0 | 12.0338 | 0.0011728 | -0.10978
3 | WPSDGENRLG0083-Rev02-Msr003 | ExAnte2019 | None | SDG | Nrs | Ex | CZ06 | Any | 0 | 0 | 0 | 10.5019 | 0.0022409 | -0.38118
3 | WPSDGENRLG0083-Rev02-Msr003 | ExAnte2019 | None | SDG | Nrs | Ex | CZ07 | Any | 0 | 0 | 0 | 10.4047 | 0.0022065 | -0.34812
3 | WPSDGENRLG0083-Rev02-Msr003 | ExAnte2019 | None | SDG | Nrs | Ex | CZ08 | Any | 0 | 0 | 0 | 10.5992 | 0.0022409 | -0.37048
3 | WPSDGENRLG0083-Rev02-Msr003 | ExAnte2019 | None | SDG | Nrs | Ex | CZ10 | Any | 0 | 0 | 0 | 10.5992 | 0.0023271 | -0.39285
3 | WPSDGENRLG0083-Rev02-Msr003 | ExAnte2019 | None | SDG | Nrs | Ex | CZ14 | Any | 0 | 0 | 0 | 10.5019 | 0.0022754 | -0.45897
3 | WPSDGENRLG0083-Rev02-Msr003 | ExAnte2019 | None | SDG | Nrs | Ex | CZ15 | Any | 0 | 0 | 0 | 11.1826 | 0.0023099 | -0.23143
3 | WPSDGENRLG0083-Rev02-Msr003 | ExAnte2019 | None | SDG | Nrs | Ex | IOU | Any | 0 | 0 | 0 | 10.4047 | 0.0022237 | -0.3559
3 | WPSDGENRLG0083-Rev02-Msr003 | ExAnte2019 | None | SDG | OfL | Ex | CZ06 | Any | 0 | 0 | 0 | 8.1432 | 0.0022454 | -0.04577
3 | WPSDGENRLG0083-Rev02-Msr003 | ExAnte2019 | None | SDG | OfL | Ex | CZ07 | Any | 0 | 0 | 0 | 8.1432 | 0.0022277 | -0.040576
3 | WPSDGENRLG0083-Rev02-Msr003 | ExAnte2019 | None | SDG | OfL | Ex | CZ08 | Any | 0 | 0 | 0 | 8.1432 | 0.002263 | -0.04556
3 | WPSDGENRLG0083-Rev02-Msr003 | ExAnte2019 | None | SDG | OfL | Ex | CZ10 | Any | 0 | 0 | 0 | 8.1432 | 0.0022984 | -0.053633
3 | WPSDGENRLG0083-Rev02-Msr003 | ExAnte2019 | None | SDG | OfL | Ex | CZ14 | Any | 0 | 0 | 0 | 8.073 | 0.0022984 | -0.067041
3 | WPSDGENRLG0083-Rev02-Msr003 | ExAnte2019 | None | SDG | OfL | Ex | CZ15 | Any | 0 | 0 | 0 | 8.5644 | 0.0023161 | -0.031099
3 | WPSDGENRLG0083-Rev02-Msr003 | ExAnte2019 | None | SDG | OfL | Ex | IOU | Any | 0 | 0 | 0 | 8.1432 | 0.0022454 | -0.043173
3 | WPSDGENRLG0083-Rev02-Msr003 | ExAnte2019 | None | SDG | OfS | Ex | CZ06 | Any | 0 | 0 | 0 | 5.4717 | 0.0019988 | -0.0077555
3 | WPSDGENRLG0083-Rev02-Msr003 | ExAnte2019 | None | SDG | OfS | Ex | CZ07 | Any | 0 | 0 | 0 | 5.5193 | 0.0019828 | -0.0022077
3 | WPSDGENRLG0083-Rev02-Msr003 | ExAnte2019 | None | SDG | OfS | Ex | CZ08 | Any | 0 | 0 | 0 | 5.5193 | 0.0020147 | -0.0066612
3 | WPSDGENRLG0083-Rev02-Msr003 | ExAnte2019 | None | SDG | OfS | Ex | CZ10 | Any | 0 | 0 | 0 | 5.5193 | 0.0020307 | -0.010087
3 | WPSDGENRLG0083-Rev02-Msr003 | ExAnte2019 | None | SDG | OfS | Ex | CZ14 | Any | 0 | 0 | 0 | 5.3765 | 0.0020467 | -0.02498
3 | WPSDGENRLG0083-Rev02-Msr003 | ExAnte2019 | None | SDG | OfS | Ex | CZ15 | Any | 0 | 0 | 0 | 5.8048 | 0.0020147 | -0.0020697
3 | WPSDGENRLG0083-Rev02-Msr003 | ExAnte2019 | None | SDG | OfS | Ex | IOU | Any | 0 | 0 | 0 | 5.5193 | 0.0019988 | -0.0038825
3 | WPSDGENRLG0083-Rev02-Msr003 | ExAnte2019 | None | SDG | RFF | Ex | CZ06 | Any | 0 | 0 | 0 | 9.8124 | 0.0020051 | -0.17326
3 | WPSDGENRLG0083-Rev02-Msr003 | ExAnte2019 | None | SDG | RFF | Ex | CZ07 | Any | 0 | 0 | 0 | 9.9008 | 0.0020051 | -0.15735
3 | WPSDGENRLG0083-Rev02-Msr003 | ExAnte2019 | None | SDG | RFF | Ex | CZ08 | Any | 0 | 0 | 0 | 9.9008 | 0.0019888 | -0.15293
3 | WPSDGENRLG0083-Rev02-Msr003 | ExAnte2019 | None | SDG | RFF | Ex | CZ10 | Any | 0 | 0 | 0 | 9.9008 | 0.0020378 | -0.16973
3 | WPSDGENRLG0083-Rev02-Msr003 | ExAnte2019 | None | SDG | RFF | Ex | CZ14 | Any | 0 | 0 | 0 | 9.724 | 0.0020704 | -0.24133
3 | WPSDGENRLG0083-Rev02-Msr003 | ExAnte2019 | None | SDG | RFF | Ex | CZ15 | Any | 0 | 0 | 0 | 10.5196 | 0.0020541 | -0.077527
3 | WPSDGENRLG0083-Rev02-Msr003 | ExAnte2019 | None | SDG | RFF | Ex | IOU | Any | 0 | 0 | 0 | 9.9008 | 0.0020051 | -0.16089
3 | WPSDGENRLG0083-Rev02-Msr003 | ExAnte2019 | None | SDG | RSD | Ex | CZ06 | Any | 0 | 0 | 0 | 11.1238 | 0.002041 | -0.23936
3 | WPSDGENRLG0083-Rev02-Msr003 | ExAnte2019 | None | SDG | RSD | Ex | CZ07 | Any | 0 | 0 | 0 | 11.1238 | 0.0020737 | -0.22049
3 | WPSDGENRLG0083-Rev02-Msr003 | ExAnte2019 | None | SDG | RSD | Ex | CZ08 | Any | 0 | 0 | 0 | 11.2232 | 0.0019757 | -0.19864
3 | WPSDGENRLG0083-Rev02-Msr003 | ExAnte2019 | None | SDG | RSD | Ex | CZ10 | Any | 0 | 0 | 0 | 11.1238 | 0.0018777 | -0.2334
3 | WPSDGENRLG0083-Rev02-Msr003 | ExAnte2019 | None | SDG | RSD | Ex | CZ14 | Any | 0 | 0 | 0 | 10.7266 | 0.0018777 | -0.38338
3 | WPSDGENRLG0083-Rev02-Msr003 | ExAnte2019 | None | SDG | RSD | Ex | CZ15 | Any | 0 | 0 | 0 | 12.0177 | 0.0021063 | -0.089189
3 | WPSDGENRLG0083-Rev02-Msr003 | ExAnte2019 | None | SDG | RSD | Ex | IOU | Any | 0 | 0 | 0 | 11.1238 | 0.0020247 | -0.22347
3 | WPSDGENRLG0083-Rev02-Msr003 | ExAnte2019 | None | SDG | Rt3 | Ex | CZ06 | Any | 0 | 0 | 0 | 16.6842 | 0.0030642 | -0.077473
3 | WPSDGENRLG0083-Rev02-Msr003 | ExAnte2019 | None | SDG | Rt3 | Ex | CZ07 | Any | 0 | 0 | 0 | 16.6842 | 0.003039 | -0.033513
3 | WPSDGENRLG0083-Rev02-Msr003 | ExAnte2019 | None | SDG | Rt3 | Ex | CZ08 | Any | 0 | 0 | 0 | 16.6842 | 0.003039 | -0.069348
3 | WPSDGENRLG0083-Rev02-Msr003 | ExAnte2019 | None | SDG | Rt3 | Ex | CZ10 | Any | 0 | 0 | 0 | 16.5391 | 0.0030893 | -0.1268
3 | WPSDGENRLG0083-Rev02-Msr003 | ExAnte2019 | None | SDG | Rt3 | Ex | CZ14 | Any | 0 | 0 | 0 | 15.8137 | 0.0031144 | -0.46281
3 | WPSDGENRLG0083-Rev02-Msr003 | ExAnte2019 | None | SDG | Rt3 | Ex | CZ15 | Any | 0 | 0 | 0 | 17.1194 | 0.0031395 | -0.029886
3 | WPSDGENRLG0083-Rev02-Msr003 | ExAnte2019 | None | SDG | Rt3 | Ex | IOU | Any | 0 | 0 | 0 | 16.6842 | 0.0030642 | -0.060498
3 | WPSDGENRLG0083-Rev02-Msr003 | ExAnte2019 | None | SDG | RtL | Ex | CZ06 | Any | 0 | 0 | 0 | 11.8989 | 0.0029613 | -0.10172
3 | WPSDGENRLG0083-Rev02-Msr003 | ExAnte2019 | None | SDG | RtL | Ex | CZ07 | Any | 0 | 0 | 0 | 12.0042 | 0.0029613 | -0.074342
3 | WPSDGENRLG0083-Rev02-Msr003 | ExAnte2019 | None | SDG | RtL | Ex | CZ08 | Any | 0 | 0 | 0 | 12.0042 | 0.0029613 | -0.088031
3 | WPSDGENRLG0083-Rev02-Msr003 | ExAnte2019 | None | SDG | RtL | Ex | CZ10 | Any | 0 | 0 | 0 | 11.8989 | 0.0030095 | -0.11794
3 | WPSDGENRLG0083-Rev02-Msr003 | ExAnte2019 | None | SDG | RtL | Ex | CZ14 | Any | 0 | 0 | 0 | 11.4777 | 0.0030336 | -0.24746
3 | WPSDGENRLG0083-Rev02-Msr003 | ExAnte2019 | None | SDG | RtL | Ex | CZ15 | Any | 0 | 0 | 0 | 12.4254 | 0.0030577 | -0.041594
3 | WPSDGENRLG0083-Rev02-Msr003 | ExAnte2019 | None | SDG | RtL | Ex | IOU | Any | 0 | 0 | 0 | 12.0042 | 0.0029613 | -0.086978
3 | WPSDGENRLG0083-Rev02-Msr003 | ExAnte2019 | None | SDG | RtS | Ex | CZ06 | Any | 0 | 0 | 0 | 6.728 | 0.0020428 | -0.021434
3 | WPSDGENRLG0083-Rev02-Msr003 | ExAnte2019 | None | SDG | RtS | Ex | CZ07 | Any | 0 | 0 | 0 | 6.728 | 0.0020093 | -0.012742
3 | WPSDGENRLG0083-Rev02-Msr003 | ExAnte2019 | None | SDG | RtS | Ex | CZ08 | Any | 0 | 0 | 0 | 6.7876 | 0.0020428 | -0.01816
3 | WPSDGENRLG0083-Rev02-Msr003 | ExAnte2019 | None | SDG | RtS | Ex | CZ10 | Any | 0 | 0 | 0 | 6.728 | 0.0020595 | -0.026733
3 | WPSDGENRLG0083-Rev02-Msr003 | ExAnte2019 | None | SDG | RtS | Ex | CZ14 | Any | 0 | 0 | 0 | 6.5494 | 0.0020595 | -0.066685
3 | WPSDGENRLG0083-Rev02-Msr003 | ExAnte2019 | None | SDG | RtS | Ex | CZ15 | Any | 0 | 0 | 0 | 7.0853 | 0.0020763 | -0.0057277
3 | WPSDGENRLG0083-Rev02-Msr003 | ExAnte2019 | None | SDG | RtS | Ex | IOU | Any | 0 | 0 | 0 | 6.728 | 0.002026 | -0.01685
3 | WPSDGENRLG0083-Rev02-Msr003 | ExAnte2019 | None | SDG | SCn | Ex | CZ06 | Any | 0 | 0 | 0 | 6.1326 | 0.0017035 | -0.076211
3 | WPSDGENRLG0083-Rev02-Msr003 | ExAnte2019 | None | SDG | SCn | Ex | CZ07 | Any | 0 | 0 | 0 | 6.0135 | 0.0017166 | -0.062517
3 | WPSDGENRLG0083-Rev02-Msr003 | ExAnte2019 | None | SDG | SCn | Ex | CZ08 | Any | 0 | 0 | 0 | 6.1922 | 0.0017035 | -0.064899
3 | WPSDGENRLG0083-Rev02-Msr003 | ExAnte2019 | None | SDG | SCn | Ex | CZ10 | Any | 0 | 0 | 0 | 6.1922 | 0.0017166 | -0.080379
3 | WPSDGENRLG0083-Rev02-Msr003 | ExAnte2019 | None | SDG | SCn | Ex | CZ14 | Any | 0 | 0 | 0 | 6.0135 | 0.0016904 | -0.11789
3 | WPSDGENRLG0083-Rev02-Msr003 | ExAnte2019 | None | SDG | SCn | Ex | CZ15 | Any | 0 | 0 | 0 | 6.6685 | 0.0016904 | -0.034355
3 | WPSDGENRLG0083-Rev02-Msr003 | ExAnte2019 | None | SDG | SCn | Ex | IOU | Any | 0 | 0 | 0 | 6.0731 | 0.0017166 | -0.068471
3 | WPSDGENRLG0083-Rev02-Msr003 | ExAnte2019 | None | SDG | SUn | Ex | CZ06 | Any | 0 | 0 | 0 | 5.616 | 0.001157 | 0
3 | WPSDGENRLG0083-Rev02-Msr003 | ExAnte2019 | None | SDG | SUn | Ex | CZ07 | Any | 0 | 0 | 0 | 5.616 | 0.001157 | 0
3 | WPSDGENRLG0083-Rev02-Msr003 | ExAnte2019 | None | SDG | SUn | Ex | CZ08 | Any | 0 | 0 | 0 | 5.616 | 0.001157 | 0
3 | WPSDGENRLG0083-Rev02-Msr003 | ExAnte2019 | None | SDG | SUn | Ex | CZ10 | Any | 0 | 0 | 0 | 5.616 | 0.001157 | 0
3 | WPSDGENRLG0083-Rev02-Msr003 | ExAnte2019 | None | SDG | SUn | Ex | CZ14 | Any | 0 | 0 | 0 | 5.616 | 0.001157 | 0
3 | WPSDGENRLG0083-Rev02-Msr003 | ExAnte2019 | None | SDG | SUn | Ex | CZ15 | Any | 0 | 0 | 0 | 5.616 | 0.001157 | 0
3 | WPSDGENRLG0083-Rev02-Msr003 | ExAnte2019 | None | SDG | SUn | Ex | IOU | Any | 0 | 0 | 0 | 5.616 | 0.001157 | 0
3 | WPSDGENRLG0083-Rev02-Msr003 | ExAnte2019 | None | SDG | WRf | Ex | CZ06 | Any | 0 | 0 | 0 | 19.2137 | 0.0017485 | 0
3 | WPSDGENRLG0083-Rev02-Msr003 | ExAnte2019 | None | SDG | WRf | Ex | CZ07 | Any | 0 | 0 | 0 | 19.3331 | 0.0017485 | 0
3 | WPSDGENRLG0083-Rev02-Msr003 | ExAnte2019 | None | SDG | WRf | Ex | CZ08 | Any | 0 | 0 | 0 | 18.4977 | 0.0017485 | 0
3 | WPSDGENRLG0083-Rev02-Msr003 | ExAnte2019 | None | SDG | WRf | Ex | CZ10 | Any | 0 | 0 | 0 | 18.9751 | 0.0017625 | 0
3 | WPSDGENRLG0083-Rev02-Msr003 | ExAnte2019 | None | SDG | WRf | Ex | CZ14 | Any | 0 | 0 | 0 | 17.6623 | 0.0017485 | 0
3 | WPSDGENRLG0083-Rev02-Msr003 | ExAnte2019 | None | SDG | WRf | Ex | CZ15 | Any | 0 | 0 | 0 | 18.7364 | 0.0017625 | 0
3 | WPSDGENRLG0083-Rev02-Msr003 | ExAnte2019 | None | SDG | WRf | Ex | IOU | Any | 0 | 0 | 0 | 19.2137 | 0.0017485 | 0
4 | WPSDGENRLG0083-Rev02-Msr004 | ExAnte2019 | None | SDG | Asm | Ex | CZ06 | Any | 0 | 0 | 0 | 4.6332 | 0.001535 | -0.03934
4 | WPSDGENRLG0083-Rev02-Msr004 | ExAnte2019 | None | SDG | Asm | Ex | CZ07 | Any | 0 | 0 | 0 | 4.6753 | 0.001535 | -0.03635
4 | WPSDGENRLG0083-Rev02-Msr004 | ExAnte2019 | None | SDG | Asm | Ex | CZ08 | Any | 0 | 0 | 0 | 4.6753 | 0.0014976 | -0.033275
4 | WPSDGENRLG0083-Rev02-Msr004 | ExAnte2019 | None | SDG | Asm | Ex | CZ10 | Any | 0 | 0 | 0 | 4.6332 | 0.0015101 | -0.042541
4 | WPSDGENRLG0083-Rev02-Msr004 | ExAnte2019 | None | SDG | Asm | Ex | CZ14 | Any | 0 | 0 | 0 | 4.5068 | 0.0014102 | -0.067813
4 | WPSDGENRLG0083-Rev02-Msr004 | ExAnte2019 | None | SDG | Asm | Ex | CZ15 | Any | 0 | 0 | 0 | 5.0965 | 0.0014976 | -0.018786
4 | WPSDGENRLG0083-Rev02-Msr004 | ExAnte2019 | None | SDG | Asm | Ex | IOU | Any | 0 | 0 | 0 | 4.6753 | 0.0015226 | -0.038498
4 | WPSDGENRLG0083-Rev02-Msr004 | ExAnte2019 | None | SDG | Com | Ex | IOU | Any | 0 | 0 | 0 | 8.9107 | 0.0021085 | -0.087516
4 | WPSDGENRLG0083-Rev02-Msr004 | ExAnte2019 | None | SDG | ECC | Ex | CZ06 | Any | 0 | 0 | 0 | 6.8162 | 0.0023048 | -0.086258
4 | WPSDGENRLG0083-Rev02-Msr004 | ExAnte2019 | None | SDG | ECC | Ex | CZ07 | Any | 0 | 0 | 0 | 6.8765 | 0.0023048 | -0.072384
4 | WPSDGENRLG0083-Rev02-Msr004 | ExAnte2019 | None | SDG | ECC | Ex | CZ08 | Any | 0 | 0 | 0 | 6.9368 | 0.0022866 | -0.078416
4 | WPSDGENRLG0083-Rev02-Msr004 | ExAnte2019 | None | SDG | ECC | Ex | CZ10 | Any | 0 | 0 | 0 | 6.8765 | 0.0023229 | -0.092893
4 | WPSDGENRLG0083-Rev02-Msr004 | ExAnte2019 | None | SDG | ECC | Ex | CZ14 | Any | 0 | 0 | 0 | 6.7558 | 0.0023048 | -0.13994
4 | WPSDGENRLG0083-Rev02-Msr004 | ExAnte2019 | None | SDG | ECC | Ex | CZ15 | Any | 0 | 0 | 0 | 7.2987 | 0.0022866 | -0.036373
4 | WPSDGENRLG0083-Rev02-Msr004 | ExAnte2019 | None | SDG | ECC | Ex | IOU | Any | 0 | 0 | 0 | 6.8765 | 0.0023048 | -0.077813
4 | WPSDGENRLG0083-Rev02-Msr004 | ExAnte2019 | None | SDG | EPr | Ex | CZ06 | Any | 0 | 0 | 0 | 6.1948 | 0.0022364 | -0.055427
4 | WPSDGENRLG0083-Rev02-Msr004 | ExAnte2019 | None | SDG | EPr | Ex | CZ07 | Any | 0 | 0 | 0 | 6.1948 | 0.0022539 | -0.049395
4 | WPSDGENRLG0083-Rev02-Msr004 | ExAnte2019 | None | SDG | EPr | Ex | CZ08 | Any | 0 | 0 | 0 | 6.2491 | 0.0022714 | -0.045809
4 | WPSDGENRLG0083-Rev02-Msr004 | ExAnte2019 | None | SDG | EPr | Ex | CZ10 | Any | 0 | 0 | 0 | 6.1948 | 0.0022539 | -0.058687
4 | WPSDGENRLG0083-Rev02-Msr004 | ExAnte2019 | None | SDG | EPr | Ex | CZ14 | Any | 0 | 0 | 0 | 5.9774 | 0.0022539 | -0.099986
4 | WPSDGENRLG0083-Rev02-Msr004 | ExAnte2019 | None | SDG | EPr | Ex | CZ15 | Any | 0 | 0 | 0 | 6.6295 | 0.0022539 | -0.024018
4 | WPSDGENRLG0083-Rev02-Msr004 | ExAnte2019 | None | SDG | EPr | Ex | IOU | Any | 0 | 0 | 0 | 6.1948 | 0.0022539 | -0.052927
4 | WPSDGENRLG0083-Rev02-Msr004 | ExAnte2019 | None | SDG | ERC | Ex | CZ06 | Any | 0 | 0 | 0 | 2.7706 | 0.0012187 | -0.016698
4 | WPSDGENRLG0083-Rev02-Msr004 | ExAnte2019 | None | SDG | ERC | Ex | CZ07 | Any | 0 | 0 | 0 | 2.8205 | 0.001238 | -0.013803
4 | WPSDGENRLG0083-Rev02-Msr004 | ExAnte2019 | None | SDG | ERC | Ex | CZ08 | Any | 0 | 0 | 0 | 2.7706 | 0.0012283 | -0.014602
4 | WPSDGENRLG0083-Rev02-Msr004 | ExAnte2019 | None | SDG | ERC | Ex | CZ10 | Any | 0 | 0 | 0 | 2.7706 | 0.0012283 | -0.017247
4 | WPSDGENRLG0083-Rev02-Msr004 | ExAnte2019 | None | SDG | ERC | Ex | CZ14 | Any | 0 | 0 | 0 | 2.7206 | 0.001238 | -0.022788
4 | WPSDGENRLG0083-Rev02-Msr004 | ExAnte2019 | None | SDG | ERC | Ex | CZ15 | Any | 0 | 0 | 0 | 2.9453 | 0.001267 | -0.0080371
4 | WPSDGENRLG0083-Rev02-Msr004 | ExAnte2019 | None | SDG | ERC | Ex | IOU | Any | 0 | 0 | 0 | 2.7955 | 0.001238 | -0.015176
4 | WPSDGENRLG0083-Rev02-Msr004 | ExAnte2019 | None | SDG | ESe | Ex | CZ06 | Any | 0 | 0 | 0 | 6.3773 | 0.0024228 | -0.07573
4 | WPSDGENRLG0083-Rev02-Msr004 | ExAnte2019 | None | SDG | ESe | Ex | CZ07 | Any | 0 | 0 | 0 | 6.3773 | 0.002366 | -0.06662
4 | WPSDGENRLG0083-Rev02-Msr004 | ExAnte2019 | None | SDG | ESe | Ex | CZ08 | Any | 0 | 0 | 0 | 6.4342 | 0.0024039 | -0.064912
4 | WPSDGENRLG0083-Rev02-Msr004 | ExAnte2019 | None | SDG | ESe | Ex | CZ10 | Any | 0 | 0 | 0 | 6.4342 | 0.0024039 | -0.081424
4 | WPSDGENRLG0083-Rev02-Msr004 | ExAnte2019 | None | SDG | ESe | Ex | CZ14 | Any | 0 | 0 | 0 | 6.2065 | 0.0023281 | -0.13096
4 | WPSDGENRLG0083-Rev02-Msr004 | ExAnte2019 | None | SDG | ESe | Ex | CZ15 | Any | 0 | 0 | 0 | 6.9467 | 0.0024039 | -0.035872
4 | WPSDGENRLG0083-Rev02-Msr004 | ExAnte2019 | None | SDG | ESe | Ex | IOU | Any | 0 | 0 | 0 | 6.3773 | 0.002366 | -0.072314
4 | WPSDGENRLG0083-Rev02-Msr004 | ExAnte2019 | None | SDG | EUn | Ex | CZ06 | Any | 0 | 0 | 0 | 7.3507 | 0.0024767 | -0.072862
4 | WPSDGENRLG0083-Rev02-Msr004 | ExAnte2019 | None | SDG | EUn | Ex | CZ07 | Any | 0 | 0 | 0 | 7.3507 | 0.002457 | -0.063255
4 | WPSDGENRLG0083-Rev02-Msr004 | ExAnte2019 | None | SDG | EUn | Ex | CZ08 | Any | 0 | 0 | 0 | 7.4152 | 0.0024963 | -0.070283
4 | WPSDGENRLG0083-Rev02-Msr004 | ExAnte2019 | None | SDG | EUn | Ex | CZ10 | Any | 0 | 0 | 0 | 7.4152 | 0.002516 | -0.081245
4 | WPSDGENRLG0083-Rev02-Msr004 | ExAnte2019 | None | SDG | EUn | Ex | CZ14 | Any | 0 | 0 | 0 | 7.2862 | 0.0024963 | -0.10897
4 | WPSDGENRLG0083-Rev02-Msr004 | ExAnte2019 | None | SDG | EUn | Ex | CZ15 | Any | 0 | 0 | 0 | 7.6731 | 0.0024963 | -0.035206
4 | WPSDGENRLG0083-Rev02-Msr004 | ExAnte2019 | None | SDG | EUn | Ex | IOU | Any | 0 | 0 | 0 | 7.3507 | 0.0024767 | -0.067704
4 | WPSDGENRLG0083-Rev02-Msr004 | ExAnte2019 | None | SDG | Gro | Ex | CZ06 | Any | 0 | 0 | 0 | 14.1541 | 0.0028334 | -0.96977
4 | WPSDGENRLG0083-Rev02-Msr004 | ExAnte2019 | None | SDG | Gro | Ex | CZ07 | Any | 0 | 0 | 0 | 14.014 | 0.0027643 | -1.0314
4 | WPSDGENRLG0083-Rev02-Msr004 | ExAnte2019 | None | SDG | Gro | Ex | CZ08 | Any | 0 | 0 | 0 | 14.4344 | 0.0029025 | -0.87868
4 | WPSDGENRLG0083-Rev02-Msr004 | ExAnte2019 | None | SDG | Gro | Ex | CZ10 | Any | 0 | 0 | 0 | 14.7147 | 0.0030408 | -0.83243
4 | WPSDGENRLG0083-Rev02-Msr004 | ExAnte2019 | None | SDG | Gro | Ex | CZ14 | Any | 0 | 0 | 0 | 14.5746 | 0.0030638 | -0.87868
4 | WPSDGENRLG0083-Rev02-Msr004 | ExAnte2019 | None | SDG | Gro | Ex | CZ15 | Any | 0 | 0 | 0 | 15.6957 | 0.0029947 | -0.46807
4 | WPSDGENRLG0083-Rev02-Msr004 | ExAnte2019 | None | SDG | Gro | Ex | IOU | Any | 0 | 0 | 0 | 14.1541 | 0.0028565 | -0.96837
4 | WPSDGENRLG0083-Rev02-Msr004 | ExAnte2019 | None | SDG | Hsp | Ex | CZ06 | Any | 0 | 0 | 0 | 17.4616 | 0.0024928 | -0.45856
4 | WPSDGENRLG0083-Rev02-Msr004 | ExAnte2019 | None | SDG | Hsp | Ex | CZ07 | Any | 0 | 0 | 0 | 17.4616 | 0.0024728 | -0.41908
4 | WPSDGENRLG0083-Rev02-Msr004 | ExAnte2019 | None | SDG | Hsp | Ex | CZ08 | Any | 0 | 0 | 0 | 17.4616 | 0.0024928 | -0.45248
4 | WPSDGENRLG0083-Rev02-Msr004 | ExAnte2019 | None | SDG | Hsp | Ex | CZ10 | Any | 0 | 0 | 0 | 17.4616 | 0.0025526 | -0.48892
4 | WPSDGENRLG0083-Rev02-Msr004 | ExAnte2019 | None | SDG | Hsp | Ex | CZ14 | Any | 0 | 0 | 0 | 17.1579 | 0.0025326 | -0.59825
4 | WPSDGENRLG0083-Rev02-Msr004 | ExAnte2019 | None | SDG | Hsp | Ex | CZ15 | Any | 0 | 0 | 0 | 17.7653 | 0.0025326 | -0.38719
4 | WPSDGENRLG0083-Rev02-Msr004 | ExAnte2019 | None | SDG | Hsp | Ex | IOU | Any | 0 | 0 | 0 | 17.4616 | 0.0024928 | -0.43123
4 | WPSDGENRLG0083-Rev02-Msr004 | ExAnte2019 | None | SDG | Htl | Ex | CZ06 | Any | 0 | 0 | 0 | 14.5777 | 0.0021678 | -0.18256
4 | WPSDGENRLG0083-Rev02-Msr004 | ExAnte2019 | None | SDG | Htl | Ex | CZ07 | Any | 0 | 0 | 0 | 14.9864 | 0.0021504 | -0.14714
4 | WPSDGENRLG0083-Rev02-Msr004 | ExAnte2019 | None | SDG | Htl | Ex | CZ08 | Any | 0 | 0 | 0 | 14.8502 | 0.0021851 | -0.16213
4 | WPSDGENRLG0083-Rev02-Msr004 | ExAnte2019 | None | SDG | Htl | Ex | CZ10 | Any | 0 | 0 | 0 | 14.5777 | 0.0022198 | -0.1812
4 | WPSDGENRLG0083-Rev02-Msr004 | ExAnte2019 | None | SDG | Htl | Ex | CZ14 | Any | 0 | 0 | 0 | 13.8965 | 0.0022198 | -0.24251
4 | WPSDGENRLG0083-Rev02-Msr004 | ExAnte2019 | None | SDG | Htl | Ex | CZ15 | Any | 0 | 0 | 0 | 15.8038 | 0.0022371 | -0.10422
4 | WPSDGENRLG0083-Rev02-Msr004 | ExAnte2019 | None | SDG | Htl | Ex | IOU | Any | 0 | 0 | 0 | 14.8502 | 0.0021678 | -0.15259
4 | WPSDGENRLG0083-Rev02-Msr004 | ExAnte2019 | None | SDG | MBT | Ex | CZ06 | Any | 0 | 0 | 0 | 8.2035 | 0.0017795 | -0.0052262
4 | WPSDGENRLG0083-Rev02-Msr004 | ExAnte2019 | None | SDG | MBT | Ex | CZ07 | Any | 0 | 0 | 0 | 8.2742 | 0.0017503 | -0.0010184
4 | WPSDGENRLG0083-Rev02-Msr004 | ExAnte2019 | None | SDG | MBT | Ex | CZ08 | Any | 0 | 0 | 0 | 8.2035 | 0.0018524 | -0.0033238
4 | WPSDGENRLG0083-Rev02-Msr004 | ExAnte2019 | None | SDG | MBT | Ex | CZ10 | Any | 0 | 0 | 0 | 8.2035 | 0.0018962 | -0.0067891
4 | WPSDGENRLG0083-Rev02-Msr004 | ExAnte2019 | None | SDG | MBT | Ex | CZ14 | Any | 0 | 0 | 0 | 8.0621 | 0.0018816 | -0.016336
4 | WPSDGENRLG0083-Rev02-Msr004 | ExAnte2019 | None | SDG | MBT | Ex | CZ15 | Any | 0 | 0 | 0 | 8.5571 | 0.0018962 | 0
4 | WPSDGENRLG0083-Rev02-Msr004 | ExAnte2019 | None | SDG | MBT | Ex | IOU | Any | 0 | 0 | 0 | 8.2035 | 0.0017941 | -0.0030975
4 | WPSDGENRLG0083-Rev02-Msr004 | ExAnte2019 | None | SDG | MLI | Ex | CZ06 | Any | 0 | 0 | 0 | 8.1713 | 0.0018283 | -0.04638
4 | WPSDGENRLG0083-Rev02-Msr004 | ExAnte2019 | None | SDG | MLI | Ex | CZ07 | Any | 0 | 0 | 0 | 8.1713 | 0.0018131 | -0.023228
4 | WPSDGENRLG0083-Rev02-Msr004 | ExAnte2019 | None | SDG | MLI | Ex | CZ08 | Any | 0 | 0 | 0 | 8.2469 | 0.0018283 | -0.037981
4 | WPSDGENRLG0083-Rev02-Msr004 | ExAnte2019 | None | SDG | MLI | Ex | CZ10 | Any | 0 | 0 | 0 | 8.2469 | 0.001874 | -0.052357
4 | WPSDGENRLG0083-Rev02-Msr004 | ExAnte2019 | None | SDG | MLI | Ex | CZ14 | Any | 0 | 0 | 0 | 8.02 | 0.0018588 | -0.14829
4 | WPSDGENRLG0083-Rev02-Msr004 | ExAnte2019 | None | SDG | MLI | Ex | CZ15 | Any | 0 | 0 | 0 | 8.8522 | 0.0018436 | -0.014224
4 | WPSDGENRLG0083-Rev02-Msr004 | ExAnte2019 | None | SDG | MLI | Ex | IOU | Any | 0 | 0 | 0 | 8.1713 | 0.0018283 | -0.034274
4 | WPSDGENRLG0083-Rev02-Msr004 | ExAnte2019 | None | SDG | Mtl | Ex | CZ06 | Any | 0 | 0 | 0 | 11.8227 | 0.0011728 | -0.14251
4 | WPSDGENRLG0083-Rev02-Msr004 | ExAnte2019 | None | SDG | Mtl | Ex | CZ07 | Any | 0 | 0 | 0 | 12.1394 | 0.0011635 | -0.10461
4 | WPSDGENRLG0083-Rev02-Msr004 | ExAnte2019 | None | SDG | Mtl | Ex | CZ08 | Any | 0 | 0 | 0 | 11.9283 | 0.0011821 | -0.12034
4 | WPSDGENRLG0083-Rev02-Msr004 | ExAnte2019 | None | SDG | Mtl | Ex | CZ10 | Any | 0 | 0 | 0 | 11.8227 | 0.0012193 | -0.14145
4 | WPSDGENRLG0083-Rev02-Msr004 | ExAnte2019 | None | SDG | Mtl | Ex | CZ14 | Any | 0 | 0 | 0 | 11.4005 | 0.00121 | -0.19423
4 | WPSDGENRLG0083-Rev02-Msr004 | ExAnte2019 | None | SDG | Mtl | Ex | CZ15 | Any | 0 | 0 | 0 | 12.6672 | 0.001238 | -0.05943
4 | WPSDGENRLG0083-Rev02-Msr004 | ExAnte2019 | None | SDG | Mtl | Ex | IOU | Any | 0 | 0 | 0 | 12.0338 | 0.0011728 | -0.10978
4 | WPSDGENRLG0083-Rev02-Msr004 | ExAnte2019 | None | SDG | Nrs | Ex | CZ06 | Any | 0 | 0 | 0 | 10.5019 | 0.0022409 | -0.38118
4 | WPSDGENRLG0083-Rev02-Msr004 | ExAnte2019 | None | SDG | Nrs | Ex | CZ07 | Any | 0 | 0 | 0 | 10.4047 | 0.0022065 | -0.34812
4 | WPSDGENRLG0083-Rev02-Msr004 | ExAnte2019 | None | SDG | Nrs | Ex | CZ08 | Any | 0 | 0 | 0 | 10.5992 | 0.0022409 | -0.37048
4 | WPSDGENRLG0083-Rev02-Msr004 | ExAnte2019 | None | SDG | Nrs | Ex | CZ10 | Any | 0 | 0 | 0 | 10.5992 | 0.0023271 | -0.39285
4 | WPSDGENRLG0083-Rev02-Msr004 | ExAnte2019 | None | SDG | Nrs | Ex | CZ14 | Any | 0 | 0 | 0 | 10.5019 | 0.0022754 | -0.45897
4 | WPSDGENRLG0083-Rev02-Msr004 | ExAnte2019 | None | SDG | Nrs | Ex | CZ15 | Any | 0 | 0 | 0 | 11.1826 | 0.0023099 | -0.23143
4 | WPSDGENRLG0083-Rev02-Msr004 | ExAnte2019 | None | SDG | Nrs | Ex | IOU | Any | 0 | 0 | 0 | 10.4047 | 0.0022237 | -0.3559
4 | WPSDGENRLG0083-Rev02-Msr004 | ExAnte2019 | None | SDG | OfL | Ex | CZ06 | Any | 0 | 0 | 0 | 8.1432 | 0.0022454 | -0.04577
4 | WPSDGENRLG0083-Rev02-Msr004 | ExAnte2019 | None | SDG | OfL | Ex | CZ07 | Any | 0 | 0 | 0 | 8.1432 | 0.0022277 | -0.040576
4 | WPSDGENRLG0083-Rev02-Msr004 | ExAnte2019 | None | SDG | OfL | Ex | CZ08 | Any | 0 | 0 | 0 | 8.1432 | 0.002263 | -0.04556
4 | WPSDGENRLG0083-Rev02-Msr004 | ExAnte2019 | None | SDG | OfL | Ex | CZ10 | Any | 0 | 0 | 0 | 8.1432 | 0.0022984 | -0.053633
4 | WPSDGENRLG0083-Rev02-Msr004 | ExAnte2019 | None | SDG | OfL | Ex | CZ14 | Any | 0 | 0 | 0 | 8.073 | 0.0022984 | -0.067041
4 | WPSDGENRLG0083-Rev02-Msr004 | ExAnte2019 | None | SDG | OfL | Ex | CZ15 | Any | 0 | 0 | 0 | 8.5644 | 0.0023161 | -0.031099
4 | WPSDGENRLG0083-Rev02-Msr004 | ExAnte2019 | None | SDG | OfL | Ex | IOU | Any | 0 | 0 | 0 | 8.1432 | 0.0022454 | -0.043173
4 | WPSDGENRLG0083-Rev02-Msr004 | ExAnte2019 | None | SDG | OfS | Ex | CZ06 | Any | 0 | 0 | 0 | 5.4717 | 0.0019988 | -0.0077555
4 | WPSDGENRLG0083-Rev02-Msr004 | ExAnte2019 | None | SDG | OfS | Ex | CZ07 | Any | 0 | 0 | 0 | 5.5193 | 0.0019828 | -0.0022077
4 | WPSDGENRLG0083-Rev02-Msr004 | ExAnte2019 | None | SDG | OfS | Ex | CZ08 | Any | 0 | 0 | 0 | 5.5193 | 0.0020147 | -0.0066612
4 | WPSDGENRLG0083-Rev02-Msr004 | ExAnte2019 | None | SDG | OfS | Ex | CZ10 | Any | 0 | 0 | 0 | 5.5193 | 0.0020307 | -0.010087
4 | WPSDGENRLG0083-Rev02-Msr004 | ExAnte2019 | None | SDG | OfS | Ex | CZ14 | Any | 0 | 0 | 0 | 5.3765 | 0.0020467 | -0.02498
4 | WPSDGENRLG0083-Rev02-Msr004 | ExAnte2019 | None | SDG | OfS | Ex | CZ15 | Any | 0 | 0 | 0 | 5.8048 | 0.0020147 | -0.0020697
4 | WPSDGENRLG0083-Rev02-Msr004 | ExAnte2019 | None | SDG | OfS | Ex | IOU | Any | 0 | 0 | 0 | 5.5193 | 0.0019988 | -0.0038825
4 | WPSDGENRLG0083-Rev02-Msr004 | ExAnte2019 | None | SDG | RFF | Ex | CZ06 | Any | 0 | 0 | 0 | 9.8124 | 0.0020051 | -0.17326
4 | WPSDGENRLG0083-Rev02-Msr004 | ExAnte2019 | None | SDG | RFF | Ex | CZ07 | Any | 0 | 0 | 0 | 9.9008 | 0.0020051 | -0.15735
4 | WPSDGENRLG0083-Rev02-Msr004 | ExAnte2019 | None | SDG | RFF | Ex | CZ08 | Any | 0 | 0 | 0 | 9.9008 | 0.0019888 | -0.15293
4 | WPSDGENRLG0083-Rev02-Msr004 | ExAnte2019 | None | SDG | RFF | Ex | CZ10 | Any | 0 | 0 | 0 | 9.9008 | 0.0020378 | -0.16973
4 | WPSDGENRLG0083-Rev02-Msr004 | ExAnte2019 | None | SDG | RFF | Ex | CZ14 | Any | 0 | 0 | 0 | 9.724 | 0.0020704 | -0.24133
4 | WPSDGENRLG0083-Rev02-Msr004 | ExAnte2019 | None | SDG | RFF | Ex | CZ15 | Any | 0 | 0 | 0 | 10.5196 | 0.0020541 | -0.077527
4 | WPSDGENRLG0083-Rev02-Msr004 | ExAnte2019 | None | SDG | RFF | Ex | IOU | Any | 0 | 0 | 0 | 9.9008 | 0.0020051 | -0.16089
4 | WPSDGENRLG0083-Rev02-Msr004 | ExAnte2019 | None | SDG | RSD | Ex | CZ06 | Any | 0 | 0 | 0 | 11.1238 | 0.002041 | -0.23936
4 | WPSDGENRLG0083-Rev02-Msr004 | ExAnte2019 | None | SDG | RSD | Ex | CZ07 | Any | 0 | 0 | 0 | 11.1238 | 0.0020737 | -0.22049
4 | WPSDGENRLG0083-Rev02-Msr004 | ExAnte2019 | None | SDG | RSD | Ex | CZ08 | Any | 0 | 0 | 0 | 11.2232 | 0.0019757 | -0.19864
4 | WPSDGENRLG0083-Rev02-Msr004 | ExAnte2019 | None | SDG | RSD | Ex | CZ10 | Any | 0 | 0 | 0 | 11.1238 | 0.0018777 | -0.2334
4 | WPSDGENRLG0083-Rev02-Msr004 | ExAnte2019 | None | SDG | RSD | Ex | CZ14 | Any | 0 | 0 | 0 | 10.7266 | 0.0018777 | -0.38338
4 | WPSDGENRLG0083-Rev02-Msr004 | ExAnte2019 | None | SDG | RSD | Ex | CZ15 | Any | 0 | 0 | 0 | 12.0177 | 0.0021063 | -0.089189
4 | WPSDGENRLG0083-Rev02-Msr004 | ExAnte2019 | None | SDG | RSD | Ex | IOU | Any | 0 | 0 | 0 | 11.1238 | 0.0020247 | -0.22347
4 | WPSDGENRLG0083-Rev02-Msr004 | ExAnte2019 | None | SDG | Rt3 | Ex | CZ06 | Any | 0 | 0 | 0 | 16.6842 | 0.0030642 | -0.077473
4 | WPSDGENRLG0083-Rev02-Msr004 | ExAnte2019 | None | SDG | Rt3 | Ex | CZ07 | Any | 0 | 0 | 0 | 16.6842 | 0.003039 | -0.033513
4 | WPSDGENRLG0083-Rev02-Msr004 | ExAnte2019 | None | SDG | Rt3 | Ex | CZ08 | Any | 0 | 0 | 0 | 16.6842 | 0.003039 | -0.069348
4 | WPSDGENRLG0083-Rev02-Msr004 | ExAnte2019 | None | SDG | Rt3 | Ex | CZ10 | Any | 0 | 0 | 0 | 16.5391 | 0.0030893 | -0.1268
4 | WPSDGENRLG0083-Rev02-Msr004 | ExAnte2019 | None | SDG | Rt3 | Ex | CZ14 | Any | 0 | 0 | 0 | 15.8137 | 0.0031144 | -0.46281
4 | WPSDGENRLG0083-Rev02-Msr004 | ExAnte2019 | None | SDG | Rt3 | Ex | CZ15 | Any | 0 | 0 | 0 | 17.1194 | 0.0031395 | -0.029886
4 | WPSDGENRLG0083-Rev02-Msr004 | ExAnte2019 | None | SDG | Rt3 | Ex | IOU | Any | 0 | 0 | 0 | 16.6842 | 0.0030642 | -0.060498
4 | WPSDGENRLG0083-Rev02-Msr004 | ExAnte2019 | None | SDG | RtL | Ex | CZ06 | Any | 0 | 0 | 0 | 11.8989 | 0.0029613 | -0.10172
4 | WPSDGENRLG0083-Rev02-Msr004 | ExAnte2019 | None | SDG | RtL | Ex | CZ07 | Any | 0 | 0 | 0 | 12.0042 | 0.0029613 | -0.074342
4 | WPSDGENRLG0083-Rev02-Msr004 | ExAnte2019 | None | SDG | RtL | Ex | CZ08 | Any | 0 | 0 | 0 | 12.0042 | 0.0029613 | -0.088031
4 | WPSDGENRLG0083-Rev02-Msr004 | ExAnte2019 | None | SDG | RtL | Ex | CZ10 | Any | 0 | 0 | 0 | 11.8989 | 0.0030095 | -0.11794
4 | WPSDGENRLG0083-Rev02-Msr004 | ExAnte2019 | None | SDG | RtL | Ex | CZ14 | Any | 0 | 0 | 0 | 11.4777 | 0.0030336 | -0.24746
4 | WPSDGENRLG0083-Rev02-Msr004 | ExAnte2019 | None | SDG | RtL | Ex | CZ15 | Any | 0 | 0 | 0 | 12.4254 | 0.0030577 | -0.041594
4 | WPSDGENRLG0083-Rev02-Msr004 | ExAnte2019 | None | SDG | RtL | Ex | IOU | Any | 0 | 0 | 0 | 12.0042 | 0.0029613 | -0.086978
4 | WPSDGENRLG0083-Rev02-Msr004 | ExAnte2019 | None | SDG | RtS | Ex | CZ06 | Any | 0 | 0 | 0 | 6.728 | 0.0020428 | -0.021434
4 | WPSDGENRLG0083-Rev02-Msr004 | ExAnte2019 | None | SDG | RtS | Ex | CZ07 | Any | 0 | 0 | 0 | 6.728 | 0.0020093 | -0.012742
4 | WPSDGENRLG0083-Rev02-Msr004 | ExAnte2019 | None | SDG | RtS | Ex | CZ08 | Any | 0 | 0 | 0 | 6.7876 | 0.0020428 | -0.01816
4 | WPSDGENRLG0083-Rev02-Msr004 | ExAnte2019 | None | SDG | RtS | Ex | CZ10 | Any | 0 | 0 | 0 | 6.728 | 0.0020595 | -0.026733
4 | WPSDGENRLG0083-Rev02-Msr004 | ExAnte2019 | None | SDG | RtS | Ex | CZ14 | Any | 0 | 0 | 0 | 6.5494 | 0.0020595 | -0.066685
4 | WPSDGENRLG0083-Rev02-Msr004 | ExAnte2019 | None | SDG | RtS | Ex | CZ15 | Any | 0 | 0 | 0 | 7.0853 | 0.0020763 | -0.0057277
4 | WPSDGENRLG0083-Rev02-Msr004 | ExAnte2019 | None | SDG | RtS | Ex | IOU | Any | 0 | 0 | 0 | 6.728 | 0.002026 | -0.01685
4 | WPSDGENRLG0083-Rev02-Msr004 | ExAnte2019 | None | SDG | SCn | Ex | CZ06 | Any | 0 | 0 | 0 | 6.1326 | 0.0017035 | -0.076211
4 | WPSDGENRLG0083-Rev02-Msr004 | ExAnte2019 | None | SDG | SCn | Ex | CZ07 | Any | 0 | 0 | 0 | 6.0135 | 0.0017166 | -0.062517
4 | WPSDGENRLG0083-Rev02-Msr004 | ExAnte2019 | None | SDG | SCn | Ex | CZ08 | Any | 0 | 0 | 0 | 6.1922 | 0.0017035 | -0.064899
4 | WPSDGENRLG0083-Rev02-Msr004 | ExAnte2019 | None | SDG | SCn | Ex | CZ10 | Any | 0 | 0 | 0 | 6.1922 | 0.0017166 | -0.080379
4 | WPSDGENRLG0083-Rev02-Msr004 | ExAnte2019 | None | SDG | SCn | Ex | CZ14 | Any | 0 | 0 | 0 | 6.0135 | 0.0016904 | -0.11789
4 | WPSDGENRLG0083-Rev02-Msr004 | ExAnte2019 | None | SDG | SCn | Ex | CZ15 | Any | 0 | 0 | 0 | 6.6685 | 0.0016904 | -0.034355
4 | WPSDGENRLG0083-Rev02-Msr004 | ExAnte2019 | None | SDG | SCn | Ex | IOU | Any | 0 | 0 | 0 | 6.0731 | 0.0017166 | -0.068471
4 | WPSDGENRLG0083-Rev02-Msr004 | ExAnte2019 | None | SDG | SUn | Ex | CZ06 | Any | 0 | 0 | 0 | 5.616 | 0.001157 | 0
4 | WPSDGENRLG0083-Rev02-Msr004 | ExAnte2019 | None | SDG | SUn | Ex | CZ07 | Any | 0 | 0 | 0 | 5.616 | 0.001157 | 0
4 | WPSDGENRLG0083-Rev02-Msr004 | ExAnte2019 | None | SDG | SUn | Ex | CZ08 | Any | 0 | 0 | 0 | 5.616 | 0.001157 | 0
4 | WPSDGENRLG0083-Rev02-Msr004 | ExAnte2019 | None | SDG | SUn | Ex | CZ10 | Any | 0 | 0 | 0 | 5.616 | 0.001157 | 0
4 | WPSDGENRLG0083-Rev02-Msr004 | ExAnte2019 | None | SDG | SUn | Ex | CZ14 | Any | 0 | 0 | 0 | 5.616 | 0.001157 | 0
4 | WPSDGENRLG0083-Rev02-Msr004 | ExAnte2019 | None | SDG | SUn | Ex | CZ15 | Any | 0 | 0 | 0 | 5.616 | 0.001157 | 0
4 | WPSDGENRLG0083-Rev02-Msr004 | ExAnte2019 | None | SDG | SUn | Ex | IOU | Any | 0 | 0 | 0 | 5.616 | 0.001157 | 0
4 | WPSDGENRLG0083-Rev02-Msr004 | ExAnte2019 | None | SDG | WRf | Ex | CZ06 | Any | 0 | 0 | 0 | 19.2137 | 0.0017485 | 0
4 | WPSDGENRLG0083-Rev02-Msr004 | ExAnte2019 | None | SDG | WRf | Ex | CZ07 | Any | 0 | 0 | 0 | 19.3331 | 0.0017485 | 0
4 | WPSDGENRLG0083-Rev02-Msr004 | ExAnte2019 | None | SDG | WRf | Ex | CZ08 | Any | 0 | 0 | 0 | 18.4977 | 0.0017485 | 0
4 | WPSDGENRLG0083-Rev02-Msr004 | ExAnte2019 | None | SDG | WRf | Ex | CZ10 | Any | 0 | 0 | 0 | 18.9751 | 0.0017625 | 0
4 | WPSDGENRLG0083-Rev02-Msr004 | ExAnte2019 | None | SDG | WRf | Ex | CZ14 | Any | 0 | 0 | 0 | 17.6623 | 0.0017485 | 0
4 | WPSDGENRLG0083-Rev02-Msr004 | ExAnte2019 | None | SDG | WRf | Ex | CZ15 | Any | 0 | 0 | 0 | 18.7364 | 0.0017625 | 0
4 | WPSDGENRLG0083-Rev02-Msr004 | ExAnte2019 | None | SDG | WRf | Ex | IOU | Any | 0 | 0 | 0 | 19.2137 | 0.0017485 | 0
5 | WPSDGENRLG0083-Rev02-Msr005 | ExAnte2019 | None | SDG | Asm | Ex | CZ06 | Any | 0 | 0 | 0 | 4.6332 | 0.001535 | -0.03934
5 | WPSDGENRLG0083-Rev02-Msr005 | ExAnte2019 | None | SDG | Asm | Ex | CZ07 | Any | 0 | 0 | 0 | 4.6753 | 0.001535 | -0.03635
5 | WPSDGENRLG0083-Rev02-Msr005 | ExAnte2019 | None | SDG | Asm | Ex | CZ08 | Any | 0 | 0 | 0 | 4.6753 | 0.0014976 | -0.033275
5 | WPSDGENRLG0083-Rev02-Msr005 | ExAnte2019 | None | SDG | Asm | Ex | CZ10 | Any | 0 | 0 | 0 | 4.6332 | 0.0015101 | -0.042541
5 | WPSDGENRLG0083-Rev02-Msr005 | ExAnte2019 | None | SDG | Asm | Ex | CZ14 | Any | 0 | 0 | 0 | 4.5068 | 0.0014102 | -0.067813
5 | WPSDGENRLG0083-Rev02-Msr005 | ExAnte2019 | None | SDG | Asm | Ex | CZ15 | Any | 0 | 0 | 0 | 5.0965 | 0.0014976 | -0.018786
5 | WPSDGENRLG0083-Rev02-Msr005 | ExAnte2019 | None | SDG | Asm | Ex | IOU | Any | 0 | 0 | 0 | 4.6753 | 0.0015226 | -0.038498
5 | WPSDGENRLG0083-Rev02-Msr005 | ExAnte2019 | None | SDG | Com | Ex | IOU | Any | 0 | 0 | 0 | 8.9107 | 0.0021085 | -0.087516
5 | WPSDGENRLG0083-Rev02-Msr005 | ExAnte2019 | None | SDG | ECC | Ex | CZ06 | Any | 0 | 0 | 0 | 6.8162 | 0.0023048 | -0.086258
5 | WPSDGENRLG0083-Rev02-Msr005 | ExAnte2019 | None | SDG | ECC | Ex | CZ07 | Any | 0 | 0 | 0 | 6.8765 | 0.0023048 | -0.072384
5 | WPSDGENRLG0083-Rev02-Msr005 | ExAnte2019 | None | SDG | ECC | Ex | CZ08 | Any | 0 | 0 | 0 | 6.9368 | 0.0022866 | -0.078416
5 | WPSDGENRLG0083-Rev02-Msr005 | ExAnte2019 | None | SDG | ECC | Ex | CZ10 | Any | 0 | 0 | 0 | 6.8765 | 0.0023229 | -0.092893
5 | WPSDGENRLG0083-Rev02-Msr005 | ExAnte2019 | None | SDG | ECC | Ex | CZ14 | Any | 0 | 0 | 0 | 6.7558 | 0.0023048 | -0.13994
5 | WPSDGENRLG0083-Rev02-Msr005 | ExAnte2019 | None | SDG | ECC | Ex | CZ15 | Any | 0 | 0 | 0 | 7.2987 | 0.0022866 | -0.036373
5 | WPSDGENRLG0083-Rev02-Msr005 | ExAnte2019 | None | SDG | ECC | Ex | IOU | Any | 0 | 0 | 0 | 6.8765 | 0.0023048 | -0.077813
5 | WPSDGENRLG0083-Rev02-Msr005 | ExAnte2019 | None | SDG | EPr | Ex | CZ06 | Any | 0 | 0 | 0 | 6.1948 | 0.0022364 | -0.055427
5 | WPSDGENRLG0083-Rev02-Msr005 | ExAnte2019 | None | SDG | EPr | Ex | CZ07 | Any | 0 | 0 | 0 | 6.1948 | 0.0022539 | -0.049395
5 | WPSDGENRLG0083-Rev02-Msr005 | ExAnte2019 | None | SDG | EPr | Ex | CZ08 | Any | 0 | 0 | 0 | 6.2491 | 0.0022714 | -0.045809
5 | WPSDGENRLG0083-Rev02-Msr005 | ExAnte2019 | None | SDG | EPr | Ex | CZ10 | Any | 0 | 0 | 0 | 6.1948 | 0.0022539 | -0.058687
5 | WPSDGENRLG0083-Rev02-Msr005 | ExAnte2019 | None | SDG | EPr | Ex | CZ14 | Any | 0 | 0 | 0 | 5.9774 | 0.0022539 | -0.099986
5 | WPSDGENRLG0083-Rev02-Msr005 | ExAnte2019 | None | SDG | EPr | Ex | CZ15 | Any | 0 | 0 | 0 | 6.6295 | 0.0022539 | -0.024018
5 | WPSDGENRLG0083-Rev02-Msr005 | ExAnte2019 | None | SDG | EPr | Ex | IOU | Any | 0 | 0 | 0 | 6.1948 | 0.0022539 | -0.052927
5 | WPSDGENRLG0083-Rev02-Msr005 | ExAnte2019 | None | SDG | ERC | Ex | CZ06 | Any | 0 | 0 | 0 | 2.7706 | 0.0012187 | -0.016698
5 | WPSDGENRLG0083-Rev02-Msr005 | ExAnte2019 | None | SDG | ERC | Ex | CZ07 | Any | 0 | 0 | 0 | 2.8205 | 0.001238 | -0.013803
5 | WPSDGENRLG0083-Rev02-Msr005 | ExAnte2019 | None | SDG | ERC | Ex | CZ08 | Any | 0 | 0 | 0 | 2.7706 | 0.0012283 | -0.014602
5 | WPSDGENRLG0083-Rev02-Msr005 | ExAnte2019 | None | SDG | ERC | Ex | CZ10 | Any | 0 | 0 | 0 | 2.7706 | 0.0012283 | -0.017247
5 | WPSDGENRLG0083-Rev02-Msr005 | ExAnte2019 | None | SDG | ERC | Ex | CZ14 | Any | 0 | 0 | 0 | 2.7206 | 0.001238 | -0.022788
5 | WPSDGENRLG0083-Rev02-Msr005 | ExAnte2019 | None | SDG | ERC | Ex | CZ15 | Any | 0 | 0 | 0 | 2.9453 | 0.001267 | -0.0080371
5 | WPSDGENRLG0083-Rev02-Msr005 | ExAnte2019 | None | SDG | ERC | Ex | IOU | Any | 0 | 0 | 0 | 2.7955 | 0.001238 | -0.015176
5 | WPSDGENRLG0083-Rev02-Msr005 | ExAnte2019 | None | SDG | ESe | Ex | CZ06 | Any | 0 | 0 | 0 | 6.3773 | 0.0024228 | -0.07573
5 | WPSDGENRLG0083-Rev02-Msr005 | ExAnte2019 | None | SDG | ESe | Ex | CZ07 | Any | 0 | 0 | 0 | 6.3773 | 0.002366 | -0.06662
5 | WPSDGENRLG0083-Rev02-Msr005 | ExAnte2019 | None | SDG | ESe | Ex | CZ08 | Any | 0 | 0 | 0 | 6.4342 | 0.0024039 | -0.064912
5 | WPSDGENRLG0083-Rev02-Msr005 | ExAnte2019 | None | SDG | ESe | Ex | CZ10 | Any | 0 | 0 | 0 | 6.4342 | 0.0024039 | -0.081424
5 | WPSDGENRLG0083-Rev02-Msr005 | ExAnte2019 | None | SDG | ESe | Ex | CZ14 | Any | 0 | 0 | 0 | 6.2065 | 0.0023281 | -0.13096
5 | WPSDGENRLG0083-Rev02-Msr005 | ExAnte2019 | None | SDG | ESe | Ex | CZ15 | Any | 0 | 0 | 0 | 6.9467 | 0.0024039 | -0.035872
5 | WPSDGENRLG0083-Rev02-Msr005 | ExAnte2019 | None | SDG | ESe | Ex | IOU | Any | 0 | 0 | 0 | 6.3773 | 0.002366 | -0.072314
5 | WPSDGENRLG0083-Rev02-Msr005 | ExAnte2019 | None | SDG | EUn | Ex | CZ06 | Any | 0 | 0 | 0 | 7.3507 | 0.0024767 | -0.072862
5 | WPSDGENRLG0083-Rev02-Msr005 | ExAnte2019 | None | SDG | EUn | Ex | CZ07 | Any | 0 | 0 | 0 | 7.3507 | 0.002457 | -0.063255
5 | WPSDGENRLG0083-Rev02-Msr005 | ExAnte2019 | None | SDG | EUn | Ex | CZ08 | Any | 0 | 0 | 0 | 7.4152 | 0.0024963 | -0.070283
5 | WPSDGENRLG0083-Rev02-Msr005 | ExAnte2019 | None | SDG | EUn | Ex | CZ10 | Any | 0 | 0 | 0 | 7.4152 | 0.002516 | -0.081245
5 | WPSDGENRLG0083-Rev02-Msr005 | ExAnte2019 | None | SDG | EUn | Ex | CZ14 | Any | 0 | 0 | 0 | 7.2862 | 0.0024963 | -0.10897
5 | WPSDGENRLG0083-Rev02-Msr005 | ExAnte2019 | None | SDG | EUn | Ex | CZ15 | Any | 0 | 0 | 0 | 7.6731 | 0.0024963 | -0.035206
5 | WPSDGENRLG0083-Rev02-Msr005 | ExAnte2019 | None | SDG | EUn | Ex | IOU | Any | 0 | 0 | 0 | 7.3507 | 0.0024767 | -0.067704
5 | WPSDGENRLG0083-Rev02-Msr005 | ExAnte2019 | None | SDG | Gro | Ex | CZ06 | Any | 0 | 0 | 0 | 14.1541 | 0.0028334 | -0.96977
5 | WPSDGENRLG0083-Rev02-Msr005 | ExAnte2019 | None | SDG | Gro | Ex | CZ07 | Any | 0 | 0 | 0 | 14.014 | 0.0027643 | -1.0314
5 | WPSDGENRLG0083-Rev02-Msr005 | ExAnte2019 | None | SDG | Gro | Ex | CZ08 | Any | 0 | 0 | 0 | 14.4344 | 0.0029025 | -0.87868
5 | WPSDGENRLG0083-Rev02-Msr005 | ExAnte2019 | None | SDG | Gro | Ex | CZ10 | Any | 0 | 0 | 0 | 14.7147 | 0.0030408 | -0.83243
5 | WPSDGENRLG0083-Rev02-Msr005 | ExAnte2019 | None | SDG | Gro | Ex | CZ14 | Any | 0 | 0 | 0 | 14.5746 | 0.0030638 | -0.87868
5 | WPSDGENRLG0083-Rev02-Msr005 | ExAnte2019 | None | SDG | Gro | Ex | CZ15 | Any | 0 | 0 | 0 | 15.6957 | 0.0029947 | -0.46807
5 | WPSDGENRLG0083-Rev02-Msr005 | ExAnte2019 | None | SDG | Gro | Ex | IOU | Any | 0 | 0 | 0 | 14.1541 | 0.0028565 | -0.96837
5 | WPSDGENRLG0083-Rev02-Msr005 | ExAnte2019 | None | SDG | Hsp | Ex | CZ06 | Any | 0 | 0 | 0 | 17.4616 | 0.0024928 | -0.45856
5 | WPSDGENRLG0083-Rev02-Msr005 | ExAnte2019 | None | SDG | Hsp | Ex | CZ07 | Any | 0 | 0 | 0 | 17.4616 | 0.0024728 | -0.41908
5 | WPSDGENRLG0083-Rev02-Msr005 | ExAnte2019 | None | SDG | Hsp | Ex | CZ08 | Any | 0 | 0 | 0 | 17.4616 | 0.0024928 | -0.45248
5 | WPSDGENRLG0083-Rev02-Msr005 | ExAnte2019 | None | SDG | Hsp | Ex | CZ10 | Any | 0 | 0 | 0 | 17.4616 | 0.0025526 | -0.48892
5 | WPSDGENRLG0083-Rev02-Msr005 | ExAnte2019 | None | SDG | Hsp | Ex | CZ14 | Any | 0 | 0 | 0 | 17.1579 | 0.0025326 | -0.59825
5 | WPSDGENRLG0083-Rev02-Msr005 | ExAnte2019 | None | SDG | Hsp | Ex | CZ15 | Any | 0 | 0 | 0 | 17.7653 | 0.0025326 | -0.38719
5 | WPSDGENRLG0083-Rev02-Msr005 | ExAnte2019 | None | SDG | Hsp | Ex | IOU | Any | 0 | 0 | 0 | 17.4616 | 0.0024928 | -0.43123
5 | WPSDGENRLG0083-Rev02-Msr005 | ExAnte2019 | None | SDG | Htl | Ex | CZ06 | Any | 0 | 0 | 0 | 14.5777 | 0.0021678 | -0.18256
5 | WPSDGENRLG0083-Rev02-Msr005 | ExAnte2019 | None | SDG | Htl | Ex | CZ07 | Any | 0 | 0 | 0 | 14.9864 | 0.0021504 | -0.14714
5 | WPSDGENRLG0083-Rev02-Msr005 | ExAnte2019 | None | SDG | Htl | Ex | CZ08 | Any | 0 | 0 | 0 | 14.8502 | 0.0021851 | -0.16213
5 | WPSDGENRLG0083-Rev02-Msr005 | ExAnte2019 | None | SDG | Htl | Ex | CZ10 | Any | 0 | 0 | 0 | 14.5777 | 0.0022198 | -0.1812
5 | WPSDGENRLG0083-Rev02-Msr005 | ExAnte2019 | None | SDG | Htl | Ex | CZ14 | Any | 0 | 0 | 0 | 13.8965 | 0.0022198 | -0.24251
5 | WPSDGENRLG0083-Rev02-Msr005 | ExAnte2019 | None | SDG | Htl | Ex | CZ15 | Any | 0 | 0 | 0 | 15.8038 | 0.0022371 | -0.10422
5 | WPSDGENRLG0083-Rev02-Msr005 | ExAnte2019 | None | SDG | Htl | Ex | IOU | Any | 0 | 0 | 0 | 14.8502 | 0.0021678 | -0.15259
5 | WPSDGENRLG0083-Rev02-Msr005 | ExAnte2019 | None | SDG | MBT | Ex | CZ06 | Any | 0 | 0 | 0 | 8.2035 | 0.0017795 | -0.0052262
5 | WPSDGENRLG0083-Rev02-Msr005 | ExAnte2019 | None | SDG | MBT | Ex | CZ07 | Any | 0 | 0 | 0 | 8.2742 | 0.0017503 | -0.0010184
5 | WPSDGENRLG0083-Rev02-Msr005 | ExAnte2019 | None | SDG | MBT | Ex | CZ08 | Any | 0 | 0 | 0 | 8.2035 | 0.0018524 | -0.0033238
5 | WPSDGENRLG0083-Rev02-Msr005 | ExAnte2019 | None | SDG | MBT | Ex | CZ10 | Any | 0 | 0 | 0 | 8.2035 | 0.0018962 | -0.0067891
5 | WPSDGENRLG0083-Rev02-Msr005 | ExAnte2019 | None | SDG | MBT | Ex | CZ14 | Any | 0 | 0 | 0 | 8.0621 | 0.0018816 | -0.016336
5 | WPSDGENRLG0083-Rev02-Msr005 | ExAnte2019 | None | SDG | MBT | Ex | CZ15 | Any | 0 | 0 | 0 | 8.5571 | 0.0018962 | 0
5 | WPSDGENRLG0083-Rev02-Msr005 | ExAnte2019 | None | SDG | MBT | Ex | IOU | Any | 0 | 0 | 0 | 8.2035 | 0.0017941 | -0.0030975
5 | WPSDGENRLG0083-Rev02-Msr005 | ExAnte2019 | None | SDG | MLI | Ex | CZ06 | Any | 0 | 0 | 0 | 8.1713 | 0.0018283 | -0.04638
5 | WPSDGENRLG0083-Rev02-Msr005 | ExAnte2019 | None | SDG | MLI | Ex | CZ07 | Any | 0 | 0 | 0 | 8.1713 | 0.0018131 | -0.023228
5 | WPSDGENRLG0083-Rev02-Msr005 | ExAnte2019 | None | SDG | MLI | Ex | CZ08 | Any | 0 | 0 | 0 | 8.2469 | 0.0018283 | -0.037981
5 | WPSDGENRLG0083-Rev02-Msr005 | ExAnte2019 | None | SDG | MLI | Ex | CZ10 | Any | 0 | 0 | 0 | 8.2469 | 0.001874 | -0.052357
5 | WPSDGENRLG0083-Rev02-Msr005 | ExAnte2019 | None | SDG | MLI | Ex | CZ14 | Any | 0 | 0 | 0 | 8.02 | 0.0018588 | -0.14829
5 | WPSDGENRLG0083-Rev02-Msr005 | ExAnte2019 | None | SDG | MLI | Ex | CZ15 | Any | 0 | 0 | 0 | 8.8522 | 0.0018436 | -0.014224
5 | WPSDGENRLG0083-Rev02-Msr005 | ExAnte2019 | None | SDG | MLI | Ex | IOU | Any | 0 | 0 | 0 | 8.1713 | 0.0018283 | -0.034274
5 | WPSDGENRLG0083-Rev02-Msr005 | ExAnte2019 | None | SDG | Mtl | Ex | CZ06 | Any | 0 | 0 | 0 | 11.8227 | 0.0011728 | -0.14251
5 | WPSDGENRLG0083-Rev02-Msr005 | ExAnte2019 | None | SDG | Mtl | Ex | CZ07 | Any | 0 | 0 | 0 | 12.1394 | 0.0011635 | -0.10461
5 | WPSDGENRLG0083-Rev02-Msr005 | ExAnte2019 | None | SDG | Mtl | Ex | CZ08 | Any | 0 | 0 | 0 | 11.9283 | 0.0011821 | -0.12034
5 | WPSDGENRLG0083-Rev02-Msr005 | ExAnte2019 | None | SDG | Mtl | Ex | CZ10 | Any | 0 | 0 | 0 | 11.8227 | 0.0012193 | -0.14145
5 | WPSDGENRLG0083-Rev02-Msr005 | ExAnte2019 | None | SDG | Mtl | Ex | CZ14 | Any | 0 | 0 | 0 | 11.4005 | 0.00121 | -0.19423
5 | WPSDGENRLG0083-Rev02-Msr005 | ExAnte2019 | None | SDG | Mtl | Ex | CZ15 | Any | 0 | 0 | 0 | 12.6672 | 0.001238 | -0.05943
5 | WPSDGENRLG0083-Rev02-Msr005 | ExAnte2019 | None | SDG | Mtl | Ex | IOU | Any | 0 | 0 | 0 | 12.0338 | 0.0011728 | -0.10978
5 | WPSDGENRLG0083-Rev02-Msr005 | ExAnte2019 | None | SDG | Nrs | Ex | CZ06 | Any | 0 | 0 | 0 | 10.5019 | 0.0022409 | -0.38118
5 | WPSDGENRLG0083-Rev02-Msr005 | ExAnte2019 | None | SDG | Nrs | Ex | CZ07 | Any | 0 | 0 | 0 | 10.4047 | 0.0022065 | -0.34812
5 | WPSDGENRLG0083-Rev02-Msr005 | ExAnte2019 | None | SDG | Nrs | Ex | CZ08 | Any | 0 | 0 | 0 | 10.5992 | 0.0022409 | -0.37048
5 | WPSDGENRLG0083-Rev02-Msr005 | ExAnte2019 | None | SDG | Nrs | Ex | CZ10 | Any | 0 | 0 | 0 | 10.5992 | 0.0023271 | -0.39285
5 | WPSDGENRLG0083-Rev02-Msr005 | ExAnte2019 | None | SDG | Nrs | Ex | CZ14 | Any | 0 | 0 | 0 | 10.5019 | 0.0022754 | -0.45897
5 | WPSDGENRLG0083-Rev02-Msr005 | ExAnte2019 | None | SDG | Nrs | Ex | CZ15 | Any | 0 | 0 | 0 | 11.1826 | 0.0023099 | -0.23143
5 | WPSDGENRLG0083-Rev02-Msr005 | ExAnte2019 | None | SDG | Nrs | Ex | IOU | Any | 0 | 0 | 0 | 10.4047 | 0.0022237 | -0.3559
5 | WPSDGENRLG0083-Rev02-Msr005 | ExAnte2019 | None | SDG | OfL | Ex | CZ06 | Any | 0 | 0 | 0 | 8.1432 | 0.0022454 | -0.04577
5 | WPSDGENRLG0083-Rev02-Msr005 | ExAnte2019 | None | SDG | OfL | Ex | CZ07 | Any | 0 | 0 | 0 | 8.1432 | 0.0022277 | -0.040576
5 | WPSDGENRLG0083-Rev02-Msr005 | ExAnte2019 | None | SDG | OfL | Ex | CZ08 | Any | 0 | 0 | 0 | 8.1432 | 0.002263 | -0.04556
5 | WPSDGENRLG0083-Rev02-Msr005 | ExAnte2019 | None | SDG | OfL | Ex | CZ10 | Any | 0 | 0 | 0 | 8.1432 | 0.0022984 | -0.053633
5 | WPSDGENRLG0083-Rev02-Msr005 | ExAnte2019 | None | SDG | OfL | Ex | CZ14 | Any | 0 | 0 | 0 | 8.073 | 0.0022984 | -0.067041
5 | WPSDGENRLG0083-Rev02-Msr005 | ExAnte2019 | None | SDG | OfL | Ex | CZ15 | Any | 0 | 0 | 0 | 8.5644 | 0.0023161 | -0.031099
5 | WPSDGENRLG0083-Rev02-Msr005 | ExAnte2019 | None | SDG | OfL | Ex | IOU | Any | 0 | 0 | 0 | 8.1432 | 0.0022454 | -0.043173
5 | WPSDGENRLG0083-Rev02-Msr005 | ExAnte2019 | None | SDG | OfS | Ex | CZ06 | Any | 0 | 0 | 0 | 5.4717 | 0.0019988 | -0.0077555
5 | WPSDGENRLG0083-Rev02-Msr005 | ExAnte2019 | None | SDG | OfS | Ex | CZ07 | Any | 0 | 0 | 0 | 5.5193 | 0.0019828 | -0.0022077
5 | WPSDGENRLG0083-Rev02-Msr005 | ExAnte2019 | None | SDG | OfS | Ex | CZ08 | Any | 0 | 0 | 0 | 5.5193 | 0.0020147 | -0.0066612
5 | WPSDGENRLG0083-Rev02-Msr005 | ExAnte2019 | None | SDG | OfS | Ex | CZ10 | Any | 0 | 0 | 0 | 5.5193 | 0.0020307 | -0.010087
5 | WPSDGENRLG0083-Rev02-Msr005 | ExAnte2019 | None | SDG | OfS | Ex | CZ14 | Any | 0 | 0 | 0 | 5.3765 | 0.0020467 | -0.02498
5 | WPSDGENRLG0083-Rev02-Msr005 | ExAnte2019 | None | SDG | OfS | Ex | CZ15 | Any | 0 | 0 | 0 | 5.8048 | 0.0020147 | -0.0020697
5 | WPSDGENRLG0083-Rev02-Msr005 | ExAnte2019 | None | SDG | OfS | Ex | IOU | Any | 0 | 0 | 0 | 5.5193 | 0.0019988 | -0.0038825
5 | WPSDGENRLG0083-Rev02-Msr005 | ExAnte2019 | None | SDG | RFF | Ex | CZ06 | Any | 0 | 0 | 0 | 9.8124 | 0.0020051 | -0.17326
5 | WPSDGENRLG0083-Rev02-Msr005 | ExAnte2019 | None | SDG | RFF | Ex | CZ07 | Any | 0 | 0 | 0 | 9.9008 | 0.0020051 | -0.15735
5 | WPSDGENRLG0083-Rev02-Msr005 | ExAnte2019 | None | SDG | RFF | Ex | CZ08 | Any | 0 | 0 | 0 | 9.9008 | 0.0019888 | -0.15293
5 | WPSDGENRLG0083-Rev02-Msr005 | ExAnte2019 | None | SDG | RFF | Ex | CZ10 | Any | 0 | 0 | 0 | 9.9008 | 0.0020378 | -0.16973
5 | WPSDGENRLG0083-Rev02-Msr005 | ExAnte2019 | None | SDG | RFF | Ex | CZ14 | Any | 0 | 0 | 0 | 9.724 | 0.0020704 | -0.24133
5 | WPSDGENRLG0083-Rev02-Msr005 | ExAnte2019 | None | SDG | RFF | Ex | CZ15 | Any | 0 | 0 | 0 | 10.5196 | 0.0020541 | -0.077527
5 | WPSDGENRLG0083-Rev02-Msr005 | ExAnte2019 | None | SDG | RFF | Ex | IOU | Any | 0 | 0 | 0 | 9.9008 | 0.0020051 | -0.16089
5 | WPSDGENRLG0083-Rev02-Msr005 | ExAnte2019 | None | SDG | RSD | Ex | CZ06 | Any | 0 | 0 | 0 | 11.1238 | 0.002041 | -0.23936
5 | WPSDGENRLG0083-Rev02-Msr005 | ExAnte2019 | None | SDG | RSD | Ex | CZ07 | Any | 0 | 0 | 0 | 11.1238 | 0.0020737 | -0.22049
5 | WPSDGENRLG0083-Rev02-Msr005 | ExAnte2019 | None | SDG | RSD | Ex | CZ08 | Any | 0 | 0 | 0 | 11.2232 | 0.0019757 | -0.19864
5 | WPSDGENRLG0083-Rev02-Msr005 | ExAnte2019 | None | SDG | RSD | Ex | CZ10 | Any | 0 | 0 | 0 | 11.1238 | 0.0018777 | -0.2334
5 | WPSDGENRLG0083-Rev02-Msr005 | ExAnte2019 | None | SDG | RSD | Ex | CZ14 | Any | 0 | 0 | 0 | 10.7266 | 0.0018777 | -0.38338
5 | WPSDGENRLG0083-Rev02-Msr005 | ExAnte2019 | None | SDG | RSD | Ex | CZ15 | Any | 0 | 0 | 0 | 12.0177 | 0.0021063 | -0.089189
5 | WPSDGENRLG0083-Rev02-Msr005 | ExAnte2019 | None | SDG | RSD | Ex | IOU | Any | 0 | 0 | 0 | 11.1238 | 0.0020247 | -0.22347
5 | WPSDGENRLG0083-Rev02-Msr005 | ExAnte2019 | None | SDG | Rt3 | Ex | CZ06 | Any | 0 | 0 | 0 | 16.6842 | 0.0030642 | -0.077473
5 | WPSDGENRLG0083-Rev02-Msr005 | ExAnte2019 | None | SDG | Rt3 | Ex | CZ07 | Any | 0 | 0 | 0 | 16.6842 | 0.003039 | -0.033513
5 | WPSDGENRLG0083-Rev02-Msr005 | ExAnte2019 | None | SDG | Rt3 | Ex | CZ08 | Any | 0 | 0 | 0 | 16.6842 | 0.003039 | -0.069348
5 | WPSDGENRLG0083-Rev02-Msr005 | ExAnte2019 | None | SDG | Rt3 | Ex | CZ10 | Any | 0 | 0 | 0 | 16.5391 | 0.0030893 | -0.1268
5 | WPSDGENRLG0083-Rev02-Msr005 | ExAnte2019 | None | SDG | Rt3 | Ex | CZ14 | Any | 0 | 0 | 0 | 15.8137 | 0.0031144 | -0.46281
5 | WPSDGENRLG0083-Rev02-Msr005 | ExAnte2019 | None | SDG | Rt3 | Ex | CZ15 | Any | 0 | 0 | 0 | 17.1194 | 0.0031395 | -0.029886
5 | WPSDGENRLG0083-Rev02-Msr005 | ExAnte2019 | None | SDG | Rt3 | Ex | IOU | Any | 0 | 0 | 0 | 16.6842 | 0.0030642 | -0.060498
5 | WPSDGENRLG0083-Rev02-Msr005 | ExAnte2019 | None | SDG | RtL | Ex | CZ06 | Any | 0 | 0 | 0 | 11.8989 | 0.0029613 | -0.10172
5 | WPSDGENRLG0083-Rev02-Msr005 | ExAnte2019 | None | SDG | RtL | Ex | CZ07 | Any | 0 | 0 | 0 | 12.0042 | 0.0029613 | -0.074342
5 | WPSDGENRLG0083-Rev02-Msr005 | ExAnte2019 | None | SDG | RtL | Ex | CZ08 | Any | 0 | 0 | 0 | 12.0042 | 0.0029613 | -0.088031
5 | WPSDGENRLG0083-Rev02-Msr005 | ExAnte2019 | None | SDG | RtL | Ex | CZ10 | Any | 0 | 0 | 0 | 11.8989 | 0.0030095 | -0.11794
5 | WPSDGENRLG0083-Rev02-Msr005 | ExAnte2019 | None | SDG | RtL | Ex | CZ14 | Any | 0 | 0 | 0 | 11.4777 | 0.0030336 | -0.24746
5 | WPSDGENRLG0083-Rev02-Msr005 | ExAnte2019 | None | SDG | RtL | Ex | CZ15 | Any | 0 | 0 | 0 | 12.4254 | 0.0030577 | -0.041594
5 | WPSDGENRLG0083-Rev02-Msr005 | ExAnte2019 | None | SDG | RtL | Ex | IOU | Any | 0 | 0 | 0 | 12.0042 | 0.0029613 | -0.086978
5 | WPSDGENRLG0083-Rev02-Msr005 | ExAnte2019 | None | SDG | RtS | Ex | CZ06 | Any | 0 | 0 | 0 | 6.728 | 0.0020428 | -0.021434
5 | WPSDGENRLG0083-Rev02-Msr005 | ExAnte2019 | None | SDG | RtS | Ex | CZ07 | Any | 0 | 0 | 0 | 6.728 | 0.0020093 | -0.012742
5 | WPSDGENRLG0083-Rev02-Msr005 | ExAnte2019 | None | SDG | RtS | Ex | CZ08 | Any | 0 | 0 | 0 | 6.7876 | 0.0020428 | -0.01816
5 | WPSDGENRLG0083-Rev02-Msr005 | ExAnte2019 | None | SDG | RtS | Ex | CZ10 | Any | 0 | 0 | 0 | 6.728 | 0.0020595 | -0.026733
5 | WPSDGENRLG0083-Rev02-Msr005 | ExAnte2019 | None | SDG | RtS | Ex | CZ14 | Any | 0 | 0 | 0 | 6.5494 | 0.0020595 | -0.066685
5 | WPSDGENRLG0083-Rev02-Msr005 | ExAnte2019 | None | SDG | RtS | Ex | CZ15 | Any | 0 | 0 | 0 | 7.0853 | 0.0020763 | -0.0057277
5 | WPSDGENRLG0083-Rev02-Msr005 | ExAnte2019 | None | SDG | RtS | Ex | IOU | Any | 0 | 0 | 0 | 6.728 | 0.002026 | -0.01685
5 | WPSDGENRLG0083-Rev02-Msr005 | ExAnte2019 | None | SDG | SCn | Ex | CZ06 | Any | 0 | 0 | 0 | 6.1326 | 0.0017035 | -0.076211
5 | WPSDGENRLG0083-Rev02-Msr005 | ExAnte2019 | None | SDG | SCn | Ex | CZ07 | Any | 0 | 0 | 0 | 6.0135 | 0.0017166 | -0.062517
5 | WPSDGENRLG0083-Rev02-Msr005 | ExAnte2019 | None | SDG | SCn | Ex | CZ08 | Any | 0 | 0 | 0 | 6.1922 | 0.0017035 | -0.064899
5 | WPSDGENRLG0083-Rev02-Msr005 | ExAnte2019 | None | SDG | SCn | Ex | CZ10 | Any | 0 | 0 | 0 | 6.1922 | 0.0017166 | -0.080379
5 | WPSDGENRLG0083-Rev02-Msr005 | ExAnte2019 | None | SDG | SCn | Ex | CZ14 | Any | 0 | 0 | 0 | 6.0135 | 0.0016904 | -0.11789
5 | WPSDGENRLG0083-Rev02-Msr005 | ExAnte2019 | None | SDG | SCn | Ex | CZ15 | Any | 0 | 0 | 0 | 6.6685 | 0.0016904 | -0.034355
5 | WPSDGENRLG0083-Rev02-Msr005 | ExAnte2019 | None | SDG | SCn | Ex | IOU | Any | 0 | 0 | 0 | 6.0731 | 0.0017166 | -0.068471
5 | WPSDGENRLG0083-Rev02-Msr005 | ExAnte2019 | None | SDG | SUn | Ex | CZ06 | Any | 0 | 0 | 0 | 5.616 | 0.001157 | 0
5 | WPSDGENRLG0083-Rev02-Msr005 | ExAnte2019 | None | SDG | SUn | Ex | CZ07 | Any | 0 | 0 | 0 | 5.616 | 0.001157 | 0
5 | WPSDGENRLG0083-Rev02-Msr005 | ExAnte2019 | None | SDG | SUn | Ex | CZ08 | Any | 0 | 0 | 0 | 5.616 | 0.001157 | 0
5 | WPSDGENRLG0083-Rev02-Msr005 | ExAnte2019 | None | SDG | SUn | Ex | CZ10 | Any | 0 | 0 | 0 | 5.616 | 0.001157 | 0
5 | WPSDGENRLG0083-Rev02-Msr005 | ExAnte2019 | None | SDG | SUn | Ex | CZ14 | Any | 0 | 0 | 0 | 5.616 | 0.001157 | 0
5 | WPSDGENRLG0083-Rev02-Msr005 | ExAnte2019 | None | SDG | SUn | Ex | CZ15 | Any | 0 | 0 | 0 | 5.616 | 0.001157 | 0
5 | WPSDGENRLG0083-Rev02-Msr005 | ExAnte2019 | None | SDG | SUn | Ex | IOU | Any | 0 | 0 | 0 | 5.616 | 0.001157 | 0
5 | WPSDGENRLG0083-Rev02-Msr005 | ExAnte2019 | None | SDG | WRf | Ex | CZ06 | Any | 0 | 0 | 0 | 19.2137 | 0.0017485 | 0
5 | WPSDGENRLG0083-Rev02-Msr005 | ExAnte2019 | None | SDG | WRf | Ex | CZ07 | Any | 0 | 0 | 0 | 19.3331 | 0.0017485 | 0
5 | WPSDGENRLG0083-Rev02-Msr005 | ExAnte2019 | None | SDG | WRf | Ex | CZ08 | Any | 0 | 0 | 0 | 18.4977 | 0.0017485 | 0
5 | WPSDGENRLG0083-Rev02-Msr005 | ExAnte2019 | None | SDG | WRf | Ex | CZ10 | Any | 0 | 0 | 0 | 18.9751 | 0.0017625 | 0
5 | WPSDGENRLG0083-Rev02-Msr005 | ExAnte2019 | None | SDG | WRf | Ex | CZ14 | Any | 0 | 0 | 0 | 17.6623 | 0.0017485 | 0
5 | WPSDGENRLG0083-Rev02-Msr005 | ExAnte2019 | None | SDG | WRf | Ex | CZ15 | Any | 0 | 0 | 0 | 18.7364 | 0.0017625 | 0
5 | WPSDGENRLG0083-Rev02-Msr005 | ExAnte2019 | None | SDG | WRf | Ex | IOU | Any | 0 | 0 | 0 | 19.2137 | 0.0017485 | 0
6 | WPSDGENRLG0083-Rev02-Msr006 | ExAnte2019 | None | SDG | Asm | Ex | CZ06 | Any | 0 | 0 | 0 | 4.6332 | 0.001535 | -0.03934
6 | WPSDGENRLG0083-Rev02-Msr006 | ExAnte2019 | None | SDG | Asm | Ex | CZ07 | Any | 0 | 0 | 0 | 4.6753 | 0.001535 | -0.03635
6 | WPSDGENRLG0083-Rev02-Msr006 | ExAnte2019 | None | SDG | Asm | Ex | CZ08 | Any | 0 | 0 | 0 | 4.6753 | 0.0014976 | -0.033275
6 | WPSDGENRLG0083-Rev02-Msr006 | ExAnte2019 | None | SDG | Asm | Ex | CZ10 | Any | 0 | 0 | 0 | 4.6332 | 0.0015101 | -0.042541
6 | WPSDGENRLG0083-Rev02-Msr006 | ExAnte2019 | None | SDG | Asm | Ex | CZ14 | Any | 0 | 0 | 0 | 4.5068 | 0.0014102 | -0.067813
6 | WPSDGENRLG0083-Rev02-Msr006 | ExAnte2019 | None | SDG | Asm | Ex | CZ15 | Any | 0 | 0 | 0 | 5.0965 | 0.0014976 | -0.018786
6 | WPSDGENRLG0083-Rev02-Msr006 | ExAnte2019 | None | SDG | Asm | Ex | IOU | Any | 0 | 0 | 0 | 4.6753 | 0.0015226 | -0.038498
6 | WPSDGENRLG0083-Rev02-Msr006 | ExAnte2019 | None | SDG | Com | Ex | IOU | Any | 0 | 0 | 0 | 8.9107 | 0.0021085 | -0.087516
6 | WPSDGENRLG0083-Rev02-Msr006 | ExAnte2019 | None | SDG | ECC | Ex | CZ06 | Any | 0 | 0 | 0 | 6.8162 | 0.0023048 | -0.086258
6 | WPSDGENRLG0083-Rev02-Msr006 | ExAnte2019 | None | SDG | ECC | Ex | CZ07 | Any | 0 | 0 | 0 | 6.8765 | 0.0023048 | -0.072384
6 | WPSDGENRLG0083-Rev02-Msr006 | ExAnte2019 | None | SDG | ECC | Ex | CZ08 | Any | 0 | 0 | 0 | 6.9368 | 0.0022866 | -0.078416
6 | WPSDGENRLG0083-Rev02-Msr006 | ExAnte2019 | None | SDG | ECC | Ex | CZ10 | Any | 0 | 0 | 0 | 6.8765 | 0.0023229 | -0.092893
6 | WPSDGENRLG0083-Rev02-Msr006 | ExAnte2019 | None | SDG | ECC | Ex | CZ14 | Any | 0 | 0 | 0 | 6.7558 | 0.0023048 | -0.13994
6 | WPSDGENRLG0083-Rev02-Msr006 | ExAnte2019 | None | SDG | ECC | Ex | CZ15 | Any | 0 | 0 | 0 | 7.2987 | 0.0022866 | -0.036373
6 | WPSDGENRLG0083-Rev02-Msr006 | ExAnte2019 | None | SDG | ECC | Ex | IOU | Any | 0 | 0 | 0 | 6.8765 | 0.0023048 | -0.077813
6 | WPSDGENRLG0083-Rev02-Msr006 | ExAnte2019 | None | SDG | EPr | Ex | CZ06 | Any | 0 | 0 | 0 | 6.1948 | 0.0022364 | -0.055427
6 | WPSDGENRLG0083-Rev02-Msr006 | ExAnte2019 | None | SDG | EPr | Ex | CZ07 | Any | 0 | 0 | 0 | 6.1948 | 0.0022539 | -0.049395
6 | WPSDGENRLG0083-Rev02-Msr006 | ExAnte2019 | None | SDG | EPr | Ex | CZ08 | Any | 0 | 0 | 0 | 6.2491 | 0.0022714 | -0.045809
6 | WPSDGENRLG0083-Rev02-Msr006 | ExAnte2019 | None | SDG | EPr | Ex | CZ10 | Any | 0 | 0 | 0 | 6.1948 | 0.0022539 | -0.058687
6 | WPSDGENRLG0083-Rev02-Msr006 | ExAnte2019 | None | SDG | EPr | Ex | CZ14 | Any | 0 | 0 | 0 | 5.9774 | 0.0022539 | -0.099986
6 | WPSDGENRLG0083-Rev02-Msr006 | ExAnte2019 | None | SDG | EPr | Ex | CZ15 | Any | 0 | 0 | 0 | 6.6295 | 0.0022539 | -0.024018
6 | WPSDGENRLG0083-Rev02-Msr006 | ExAnte2019 | None | SDG | EPr | Ex | IOU | Any | 0 | 0 | 0 | 6.1948 | 0.0022539 | -0.052927
6 | WPSDGENRLG0083-Rev02-Msr006 | ExAnte2019 | None | SDG | ERC | Ex | CZ06 | Any | 0 | 0 | 0 | 2.7706 | 0.0012187 | -0.016698
6 | WPSDGENRLG0083-Rev02-Msr006 | ExAnte2019 | None | SDG | ERC | Ex | CZ07 | Any | 0 | 0 | 0 | 2.8205 | 0.001238 | -0.013803
6 | WPSDGENRLG0083-Rev02-Msr006 | ExAnte2019 | None | SDG | ERC | Ex | CZ08 | Any | 0 | 0 | 0 | 2.7706 | 0.0012283 | -0.014602
6 | WPSDGENRLG0083-Rev02-Msr006 | ExAnte2019 | None | SDG | ERC | Ex | CZ10 | Any | 0 | 0 | 0 | 2.7706 | 0.0012283 | -0.017247
6 | WPSDGENRLG0083-Rev02-Msr006 | ExAnte2019 | None | SDG | ERC | Ex | CZ14 | Any | 0 | 0 | 0 | 2.7206 | 0.001238 | -0.022788
6 | WPSDGENRLG0083-Rev02-Msr006 | ExAnte2019 | None | SDG | ERC | Ex | CZ15 | Any | 0 | 0 | 0 | 2.9453 | 0.001267 | -0.0080371
6 | WPSDGENRLG0083-Rev02-Msr006 | ExAnte2019 | None | SDG | ERC | Ex | IOU | Any | 0 | 0 | 0 | 2.7955 | 0.001238 | -0.015176
6 | WPSDGENRLG0083-Rev02-Msr006 | ExAnte2019 | None | SDG | ESe | Ex | CZ06 | Any | 0 | 0 | 0 | 6.3773 | 0.0024228 | -0.07573
6 | WPSDGENRLG0083-Rev02-Msr006 | ExAnte2019 | None | SDG | ESe | Ex | CZ07 | Any | 0 | 0 | 0 | 6.3773 | 0.002366 | -0.06662
6 | WPSDGENRLG0083-Rev02-Msr006 | ExAnte2019 | None | SDG | ESe | Ex | CZ08 | Any | 0 | 0 | 0 | 6.4342 | 0.0024039 | -0.064912
6 | WPSDGENRLG0083-Rev02-Msr006 | ExAnte2019 | None | SDG | ESe | Ex | CZ10 | Any | 0 | 0 | 0 | 6.4342 | 0.0024039 | -0.081424
6 | WPSDGENRLG0083-Rev02-Msr006 | ExAnte2019 | None | SDG | ESe | Ex | CZ14 | Any | 0 | 0 | 0 | 6.2065 | 0.0023281 | -0.13096
6 | WPSDGENRLG0083-Rev02-Msr006 | ExAnte2019 | None | SDG | ESe | Ex | CZ15 | Any | 0 | 0 | 0 | 6.9467 | 0.0024039 | -0.035872
6 | WPSDGENRLG0083-Rev02-Msr006 | ExAnte2019 | None | SDG | ESe | Ex | IOU | Any | 0 | 0 | 0 | 6.3773 | 0.002366 | -0.072314
6 | WPSDGENRLG0083-Rev02-Msr006 | ExAnte2019 | None | SDG | EUn | Ex | CZ06 | Any | 0 | 0 | 0 | 7.3507 | 0.0024767 | -0.072862
6 | WPSDGENRLG0083-Rev02-Msr006 | ExAnte2019 | None | SDG | EUn | Ex | CZ07 | Any | 0 | 0 | 0 | 7.3507 | 0.002457 | -0.063255
6 | WPSDGENRLG0083-Rev02-Msr006 | ExAnte2019 | None | SDG | EUn | Ex | CZ08 | Any | 0 | 0 | 0 | 7.4152 | 0.0024963 | -0.070283
6 | WPSDGENRLG0083-Rev02-Msr006 | ExAnte2019 | None | SDG | EUn | Ex | CZ10 | Any | 0 | 0 | 0 | 7.4152 | 0.002516 | -0.081245
6 | WPSDGENRLG0083-Rev02-Msr006 | ExAnte2019 | None | SDG | EUn | Ex | CZ14 | Any | 0 | 0 | 0 | 7.2862 | 0.0024963 | -0.10897
6 | WPSDGENRLG0083-Rev02-Msr006 | ExAnte2019 | None | SDG | EUn | Ex | CZ15 | Any | 0 | 0 | 0 | 7.6731 | 0.0024963 | -0.035206
6 | WPSDGENRLG0083-Rev02-Msr006 | ExAnte2019 | None | SDG | EUn | Ex | IOU | Any | 0 | 0 | 0 | 7.3507 | 0.0024767 | -0.067704
6 | WPSDGENRLG0083-Rev02-Msr006 | ExAnte2019 | None | SDG | Gro | Ex | CZ06 | Any | 0 | 0 | 0 | 14.1541 | 0.0028334 | -0.96977
6 | WPSDGENRLG0083-Rev02-Msr006 | ExAnte2019 | None | SDG | Gro | Ex | CZ07 | Any | 0 | 0 | 0 | 14.014 | 0.0027643 | -1.0314
6 | WPSDGENRLG0083-Rev02-Msr006 | ExAnte2019 | None | SDG | Gro | Ex | CZ08 | Any | 0 | 0 | 0 | 14.4344 | 0.0029025 | -0.87868
6 | WPSDGENRLG0083-Rev02-Msr006 | ExAnte2019 | None | SDG | Gro | Ex | CZ10 | Any | 0 | 0 | 0 | 14.7147 | 0.0030408 | -0.83243
6 | WPSDGENRLG0083-Rev02-Msr006 | ExAnte2019 | None | SDG | Gro | Ex | CZ14 | Any | 0 | 0 | 0 | 14.5746 | 0.0030638 | -0.87868
6 | WPSDGENRLG0083-Rev02-Msr006 | ExAnte2019 | None | SDG | Gro | Ex | CZ15 | Any | 0 | 0 | 0 | 15.6957 | 0.0029947 | -0.46807
6 | WPSDGENRLG0083-Rev02-Msr006 | ExAnte2019 | None | SDG | Gro | Ex | IOU | Any | 0 | 0 | 0 | 14.1541 | 0.0028565 | -0.96837
6 | WPSDGENRLG0083-Rev02-Msr006 | ExAnte2019 | None | SDG | Hsp | Ex | CZ06 | Any | 0 | 0 | 0 | 17.4616 | 0.0024928 | -0.45856
6 | WPSDGENRLG0083-Rev02-Msr006 | ExAnte2019 | None | SDG | Hsp | Ex | CZ07 | Any | 0 | 0 | 0 | 17.4616 | 0.0024728 | -0.41908
6 | WPSDGENRLG0083-Rev02-Msr006 | ExAnte2019 | None | SDG | Hsp | Ex | CZ08 | Any | 0 | 0 | 0 | 17.4616 | 0.0024928 | -0.45248
6 | WPSDGENRLG0083-Rev02-Msr006 | ExAnte2019 | None | SDG | Hsp | Ex | CZ10 | Any | 0 | 0 | 0 | 17.4616 | 0.0025526 | -0.48892
6 | WPSDGENRLG0083-Rev02-Msr006 | ExAnte2019 | None | SDG | Hsp | Ex | CZ14 | Any | 0 | 0 | 0 | 17.1579 | 0.0025326 | -0.59825
6 | WPSDGENRLG0083-Rev02-Msr006 | ExAnte2019 | None | SDG | Hsp | Ex | CZ15 | Any | 0 | 0 | 0 | 17.7653 | 0.0025326 | -0.38719
6 | WPSDGENRLG0083-Rev02-Msr006 | ExAnte2019 | None | SDG | Hsp | Ex | IOU | Any | 0 | 0 | 0 | 17.4616 | 0.0024928 | -0.43123
6 | WPSDGENRLG0083-Rev02-Msr006 | ExAnte2019 | None | SDG | Htl | Ex | CZ06 | Any | 0 | 0 | 0 | 14.5777 | 0.0021678 | -0.18256
6 | WPSDGENRLG0083-Rev02-Msr006 | ExAnte2019 | None | SDG | Htl | Ex | CZ07 | Any | 0 | 0 | 0 | 14.9864 | 0.0021504 | -0.14714
6 | WPSDGENRLG0083-Rev02-Msr006 | ExAnte2019 | None | SDG | Htl | Ex | CZ08 | Any | 0 | 0 | 0 | 14.8502 | 0.0021851 | -0.16213
6 | WPSDGENRLG0083-Rev02-Msr006 | ExAnte2019 | None | SDG | Htl | Ex | CZ10 | Any | 0 | 0 | 0 | 14.5777 | 0.0022198 | -0.1812
6 | WPSDGENRLG0083-Rev02-Msr006 | ExAnte2019 | None | SDG | Htl | Ex | CZ14 | Any | 0 | 0 | 0 | 13.8965 | 0.0022198 | -0.24251
6 | WPSDGENRLG0083-Rev02-Msr006 | ExAnte2019 | None | SDG | Htl | Ex | CZ15 | Any | 0 | 0 | 0 | 15.8038 | 0.0022371 | -0.10422
6 | WPSDGENRLG0083-Rev02-Msr006 | ExAnte2019 | None | SDG | Htl | Ex | IOU | Any | 0 | 0 | 0 | 14.8502 | 0.0021678 | -0.15259
6 | WPSDGENRLG0083-Rev02-Msr006 | ExAnte2019 | None | SDG | MBT | Ex | CZ06 | Any | 0 | 0 | 0 | 8.2035 | 0.0017795 | -0.0052262
6 | WPSDGENRLG0083-Rev02-Msr006 | ExAnte2019 | None | SDG | MBT | Ex | CZ07 | Any | 0 | 0 | 0 | 8.2742 | 0.0017503 | -0.0010184
6 | WPSDGENRLG0083-Rev02-Msr006 | ExAnte2019 | None | SDG | MBT | Ex | CZ08 | Any | 0 | 0 | 0 | 8.2035 | 0.0018524 | -0.0033238
6 | WPSDGENRLG0083-Rev02-Msr006 | ExAnte2019 | None | SDG | MBT | Ex | CZ10 | Any | 0 | 0 | 0 | 8.2035 | 0.0018962 | -0.0067891
6 | WPSDGENRLG0083-Rev02-Msr006 | ExAnte2019 | None | SDG | MBT | Ex | CZ14 | Any | 0 | 0 | 0 | 8.0621 | 0.0018816 | -0.016336
6 | WPSDGENRLG0083-Rev02-Msr006 | ExAnte2019 | None | SDG | MBT | Ex | CZ15 | Any | 0 | 0 | 0 | 8.5571 | 0.0018962 | 0
6 | WPSDGENRLG0083-Rev02-Msr006 | ExAnte2019 | None | SDG | MBT | Ex | IOU | Any | 0 | 0 | 0 | 8.2035 | 0.0017941 | -0.0030975
6 | WPSDGENRLG0083-Rev02-Msr006 | ExAnte2019 | None | SDG | MLI | Ex | CZ06 | Any | 0 | 0 | 0 | 8.1713 | 0.0018283 | -0.04638
6 | WPSDGENRLG0083-Rev02-Msr006 | ExAnte2019 | None | SDG | MLI | Ex | CZ07 | Any | 0 | 0 | 0 | 8.1713 | 0.0018131 | -0.023228
6 | WPSDGENRLG0083-Rev02-Msr006 | ExAnte2019 | None | SDG | MLI | Ex | CZ08 | Any | 0 | 0 | 0 | 8.2469 | 0.0018283 | -0.037981
6 | WPSDGENRLG0083-Rev02-Msr006 | ExAnte2019 | None | SDG | MLI | Ex | CZ10 | Any | 0 | 0 | 0 | 8.2469 | 0.001874 | -0.052357
6 | WPSDGENRLG0083-Rev02-Msr006 | ExAnte2019 | None | SDG | MLI | Ex | CZ14 | Any | 0 | 0 | 0 | 8.02 | 0.0018588 | -0.14829
6 | WPSDGENRLG0083-Rev02-Msr006 | ExAnte2019 | None | SDG | MLI | Ex | CZ15 | Any | 0 | 0 | 0 | 8.8522 | 0.0018436 | -0.014224
6 | WPSDGENRLG0083-Rev02-Msr006 | ExAnte2019 | None | SDG | MLI | Ex | IOU | Any | 0 | 0 | 0 | 8.1713 | 0.0018283 | -0.034274
6 | WPSDGENRLG0083-Rev02-Msr006 | ExAnte2019 | None | SDG | Mtl | Ex | CZ06 | Any | 0 | 0 | 0 | 11.8227 | 0.0011728 | -0.14251
6 | WPSDGENRLG0083-Rev02-Msr006 | ExAnte2019 | None | SDG | Mtl | Ex | CZ07 | Any | 0 | 0 | 0 | 12.1394 | 0.0011635 | -0.10461
6 | WPSDGENRLG0083-Rev02-Msr006 | ExAnte2019 | None | SDG | Mtl | Ex | CZ08 | Any | 0 | 0 | 0 | 11.9283 | 0.0011821 | -0.12034
6 | WPSDGENRLG0083-Rev02-Msr006 | ExAnte2019 | None | SDG | Mtl | Ex | CZ10 | Any | 0 | 0 | 0 | 11.8227 | 0.0012193 | -0.14145
6 | WPSDGENRLG0083-Rev02-Msr006 | ExAnte2019 | None | SDG | Mtl | Ex | CZ14 | Any | 0 | 0 | 0 | 11.4005 | 0.00121 | -0.19423
6 | WPSDGENRLG0083-Rev02-Msr006 | ExAnte2019 | None | SDG | Mtl | Ex | CZ15 | Any | 0 | 0 | 0 | 12.6672 | 0.001238 | -0.05943
6 | WPSDGENRLG0083-Rev02-Msr006 | ExAnte2019 | None | SDG | Mtl | Ex | IOU | Any | 0 | 0 | 0 | 12.0338 | 0.0011728 | -0.10978
6 | WPSDGENRLG0083-Rev02-Msr006 | ExAnte2019 | None | SDG | Nrs | Ex | CZ06 | Any | 0 | 0 | 0 | 10.5019 | 0.0022409 | -0.38118
6 | WPSDGENRLG0083-Rev02-Msr006 | ExAnte2019 | None | SDG | Nrs | Ex | CZ07 | Any | 0 | 0 | 0 | 10.4047 | 0.0022065 | -0.34812
6 | WPSDGENRLG0083-Rev02-Msr006 | ExAnte2019 | None | SDG | Nrs | Ex | CZ08 | Any | 0 | 0 | 0 | 10.5992 | 0.0022409 | -0.37048
6 | WPSDGENRLG0083-Rev02-Msr006 | ExAnte2019 | None | SDG | Nrs | Ex | CZ10 | Any | 0 | 0 | 0 | 10.5992 | 0.0023271 | -0.39285
6 | WPSDGENRLG0083-Rev02-Msr006 | ExAnte2019 | None | SDG | Nrs | Ex | CZ14 | Any | 0 | 0 | 0 | 10.5019 | 0.0022754 | -0.45897
6 | WPSDGENRLG0083-Rev02-Msr006 | ExAnte2019 | None | SDG | Nrs | Ex | CZ15 | Any | 0 | 0 | 0 | 11.1826 | 0.0023099 | -0.23143
6 | WPSDGENRLG0083-Rev02-Msr006 | ExAnte2019 | None | SDG | Nrs | Ex | IOU | Any | 0 | 0 | 0 | 10.4047 | 0.0022237 | -0.3559
6 | WPSDGENRLG0083-Rev02-Msr006 | ExAnte2019 | None | SDG | OfL | Ex | CZ06 | Any | 0 | 0 | 0 | 8.1432 | 0.0022454 | -0.04577
6 | WPSDGENRLG0083-Rev02-Msr006 | ExAnte2019 | None | SDG | OfL | Ex | CZ07 | Any | 0 | 0 | 0 | 8.1432 | 0.0022277 | -0.040576
6 | WPSDGENRLG0083-Rev02-Msr006 | ExAnte2019 | None | SDG | OfL | Ex | CZ08 | Any | 0 | 0 | 0 | 8.1432 | 0.002263 | -0.04556
6 | WPSDGENRLG0083-Rev02-Msr006 | ExAnte2019 | None | SDG | OfL | Ex | CZ10 | Any | 0 | 0 | 0 | 8.1432 | 0.0022984 | -0.053633
6 | WPSDGENRLG0083-Rev02-Msr006 | ExAnte2019 | None | SDG | OfL | Ex | CZ14 | Any | 0 | 0 | 0 | 8.073 | 0.0022984 | -0.067041
6 | WPSDGENRLG0083-Rev02-Msr006 | ExAnte2019 | None | SDG | OfL | Ex | CZ15 | Any | 0 | 0 | 0 | 8.5644 | 0.0023161 | -0.031099
6 | WPSDGENRLG0083-Rev02-Msr006 | ExAnte2019 | None | SDG | OfL | Ex | IOU | Any | 0 | 0 | 0 | 8.1432 | 0.0022454 | -0.043173
6 | WPSDGENRLG0083-Rev02-Msr006 | ExAnte2019 | None | SDG | OfS | Ex | CZ06 | Any | 0 | 0 | 0 | 5.4717 | 0.0019988 | -0.0077555
6 | WPSDGENRLG0083-Rev02-Msr006 | ExAnte2019 | None | SDG | OfS | Ex | CZ07 | Any | 0 | 0 | 0 | 5.5193 | 0.0019828 | -0.0022077
6 | WPSDGENRLG0083-Rev02-Msr006 | ExAnte2019 | None | SDG | OfS | Ex | CZ08 | Any | 0 | 0 | 0 | 5.5193 | 0.0020147 | -0.0066612
6 | WPSDGENRLG0083-Rev02-Msr006 | ExAnte2019 | None | SDG | OfS | Ex | CZ10 | Any | 0 | 0 | 0 | 5.5193 | 0.0020307 | -0.010087
6 | WPSDGENRLG0083-Rev02-Msr006 | ExAnte2019 | None | SDG | OfS | Ex | CZ14 | Any | 0 | 0 | 0 | 5.3765 | 0.0020467 | -0.02498
6 | WPSDGENRLG0083-Rev02-Msr006 | ExAnte2019 | None | SDG | OfS | Ex | CZ15 | Any | 0 | 0 | 0 | 5.8048 | 0.0020147 | -0.0020697
6 | WPSDGENRLG0083-Rev02-Msr006 | ExAnte2019 | None | SDG | OfS | Ex | IOU | Any | 0 | 0 | 0 | 5.5193 | 0.0019988 | -0.0038825
6 | WPSDGENRLG0083-Rev02-Msr006 | ExAnte2019 | None | SDG | RFF | Ex | CZ06 | Any | 0 | 0 | 0 | 9.8124 | 0.0020051 | -0.17326
6 | WPSDGENRLG0083-Rev02-Msr006 | ExAnte2019 | None | SDG | RFF | Ex | CZ07 | Any | 0 | 0 | 0 | 9.9008 | 0.0020051 | -0.15735
6 | WPSDGENRLG0083-Rev02-Msr006 | ExAnte2019 | None | SDG | RFF | Ex | CZ08 | Any | 0 | 0 | 0 | 9.9008 | 0.0019888 | -0.15293
6 | WPSDGENRLG0083-Rev02-Msr006 | ExAnte2019 | None | SDG | RFF | Ex | CZ10 | Any | 0 | 0 | 0 | 9.9008 | 0.0020378 | -0.16973
6 | WPSDGENRLG0083-Rev02-Msr006 | ExAnte2019 | None | SDG | RFF | Ex | CZ14 | Any | 0 | 0 | 0 | 9.724 | 0.0020704 | -0.24133
6 | WPSDGENRLG0083-Rev02-Msr006 | ExAnte2019 | None | SDG | RFF | Ex | CZ15 | Any | 0 | 0 | 0 | 10.5196 | 0.0020541 | -0.077527
6 | WPSDGENRLG0083-Rev02-Msr006 | ExAnte2019 | None | SDG | RFF | Ex | IOU | Any | 0 | 0 | 0 | 9.9008 | 0.0020051 | -0.16089
6 | WPSDGENRLG0083-Rev02-Msr006 | ExAnte2019 | None | SDG | RSD | Ex | CZ06 | Any | 0 | 0 | 0 | 11.1238 | 0.002041 | -0.23936
6 | WPSDGENRLG0083-Rev02-Msr006 | ExAnte2019 | None | SDG | RSD | Ex | CZ07 | Any | 0 | 0 | 0 | 11.1238 | 0.0020737 | -0.22049
6 | WPSDGENRLG0083-Rev02-Msr006 | ExAnte2019 | None | SDG | RSD | Ex | CZ08 | Any | 0 | 0 | 0 | 11.2232 | 0.0019757 | -0.19864
6 | WPSDGENRLG0083-Rev02-Msr006 | ExAnte2019 | None | SDG | RSD | Ex | CZ10 | Any | 0 | 0 | 0 | 11.1238 | 0.0018777 | -0.2334
6 | WPSDGENRLG0083-Rev02-Msr006 | ExAnte2019 | None | SDG | RSD | Ex | CZ14 | Any | 0 | 0 | 0 | 10.7266 | 0.0018777 | -0.38338
6 | WPSDGENRLG0083-Rev02-Msr006 | ExAnte2019 | None | SDG | RSD | Ex | CZ15 | Any | 0 | 0 | 0 | 12.0177 | 0.0021063 | -0.089189
6 | WPSDGENRLG0083-Rev02-Msr006 | ExAnte2019 | None | SDG | RSD | Ex | IOU | Any | 0 | 0 | 0 | 11.1238 | 0.0020247 | -0.22347
6 | WPSDGENRLG0083-Rev02-Msr006 | ExAnte2019 | None | SDG | Rt3 | Ex | CZ06 | Any | 0 | 0 | 0 | 16.6842 | 0.0030642 | -0.077473
6 | WPSDGENRLG0083-Rev02-Msr006 | ExAnte2019 | None | SDG | Rt3 | Ex | CZ07 | Any | 0 | 0 | 0 | 16.6842 | 0.003039 | -0.033513
6 | WPSDGENRLG0083-Rev02-Msr006 | ExAnte2019 | None | SDG | Rt3 | Ex | CZ08 | Any | 0 | 0 | 0 | 16.6842 | 0.003039 | -0.069348
6 | WPSDGENRLG0083-Rev02-Msr006 | ExAnte2019 | None | SDG | Rt3 | Ex | CZ10 | Any | 0 | 0 | 0 | 16.5391 | 0.0030893 | -0.1268
6 | WPSDGENRLG0083-Rev02-Msr006 | ExAnte2019 | None | SDG | Rt3 | Ex | CZ14 | Any | 0 | 0 | 0 | 15.8137 | 0.0031144 | -0.46281
6 | WPSDGENRLG0083-Rev02-Msr006 | ExAnte2019 | None | SDG | Rt3 | Ex | CZ15 | Any | 0 | 0 | 0 | 17.1194 | 0.0031395 | -0.029886
6 | WPSDGENRLG0083-Rev02-Msr006 | ExAnte2019 | None | SDG | Rt3 | Ex | IOU | Any | 0 | 0 | 0 | 16.6842 | 0.0030642 | -0.060498
6 | WPSDGENRLG0083-Rev02-Msr006 | ExAnte2019 | None | SDG | RtL | Ex | CZ06 | Any | 0 | 0 | 0 | 11.8989 | 0.0029613 | -0.10172
6 | WPSDGENRLG0083-Rev02-Msr006 | ExAnte2019 | None | SDG | RtL | Ex | CZ07 | Any | 0 | 0 | 0 | 12.0042 | 0.0029613 | -0.074342
6 | WPSDGENRLG0083-Rev02-Msr006 | ExAnte2019 | None | SDG | RtL | Ex | CZ08 | Any | 0 | 0 | 0 | 12.0042 | 0.0029613 | -0.088031
6 | WPSDGENRLG0083-Rev02-Msr006 | ExAnte2019 | None | SDG | RtL | Ex | CZ10 | Any | 0 | 0 | 0 | 11.8989 | 0.0030095 | -0.11794
6 | WPSDGENRLG0083-Rev02-Msr006 | ExAnte2019 | None | SDG | RtL | Ex | CZ14 | Any | 0 | 0 | 0 | 11.4777 | 0.0030336 | -0.24746
6 | WPSDGENRLG0083-Rev02-Msr006 | ExAnte2019 | None | SDG | RtL | Ex | CZ15 | Any | 0 | 0 | 0 | 12.4254 | 0.0030577 | -0.041594
6 | WPSDGENRLG0083-Rev02-Msr006 | ExAnte2019 | None | SDG | RtL | Ex | IOU | Any | 0 | 0 | 0 | 12.0042 | 0.0029613 | -0.086978
6 | WPSDGENRLG0083-Rev02-Msr006 | ExAnte2019 | None | SDG | RtS | Ex | CZ06 | Any | 0 | 0 | 0 | 6.728 | 0.0020428 | -0.021434
6 | WPSDGENRLG0083-Rev02-Msr006 | ExAnte2019 | None | SDG | RtS | Ex | CZ07 | Any | 0 | 0 | 0 | 6.728 | 0.0020093 | -0.012742
6 | WPSDGENRLG0083-Rev02-Msr006 | ExAnte2019 | None | SDG | RtS | Ex | CZ08 | Any | 0 | 0 | 0 | 6.7876 | 0.0020428 | -0.01816
6 | WPSDGENRLG0083-Rev02-Msr006 | ExAnte2019 | None | SDG | RtS | Ex | CZ10 | Any | 0 | 0 | 0 | 6.728 | 0.0020595 | -0.026733
6 | WPSDGENRLG0083-Rev02-Msr006 | ExAnte2019 | None | SDG | RtS | Ex | CZ14 | Any | 0 | 0 | 0 | 6.5494 | 0.0020595 | -0.066685
6 | WPSDGENRLG0083-Rev02-Msr006 | ExAnte2019 | None | SDG | RtS | Ex | CZ15 | Any | 0 | 0 | 0 | 7.0853 | 0.0020763 | -0.0057277
6 | WPSDGENRLG0083-Rev02-Msr006 | ExAnte2019 | None | SDG | RtS | Ex | IOU | Any | 0 | 0 | 0 | 6.728 | 0.002026 | -0.01685
6 | WPSDGENRLG0083-Rev02-Msr006 | ExAnte2019 | None | SDG | SCn | Ex | CZ06 | Any | 0 | 0 | 0 | 6.1326 | 0.0017035 | -0.076211
6 | WPSDGENRLG0083-Rev02-Msr006 | ExAnte2019 | None | SDG | SCn | Ex | CZ07 | Any | 0 | 0 | 0 | 6.0135 | 0.0017166 | -0.062517
6 | WPSDGENRLG0083-Rev02-Msr006 | ExAnte2019 | None | SDG | SCn | Ex | CZ08 | Any | 0 | 0 | 0 | 6.1922 | 0.0017035 | -0.064899
6 | WPSDGENRLG0083-Rev02-Msr006 | ExAnte2019 | None | SDG | SCn | Ex | CZ10 | Any | 0 | 0 | 0 | 6.1922 | 0.0017166 | -0.080379
6 | WPSDGENRLG0083-Rev02-Msr006 | ExAnte2019 | None | SDG | SCn | Ex | CZ14 | Any | 0 | 0 | 0 | 6.0135 | 0.0016904 | -0.11789
6 | WPSDGENRLG0083-Rev02-Msr006 | ExAnte2019 | None | SDG | SCn | Ex | CZ15 | Any | 0 | 0 | 0 | 6.6685 | 0.0016904 | -0.034355
6 | WPSDGENRLG0083-Rev02-Msr006 | ExAnte2019 | None | SDG | SCn | Ex | IOU | Any | 0 | 0 | 0 | 6.0731 | 0.0017166 | -0.068471
6 | WPSDGENRLG0083-Rev02-Msr006 | ExAnte2019 | None | SDG | SUn | Ex | CZ06 | Any | 0 | 0 | 0 | 5.616 | 0.001157 | 0
6 | WPSDGENRLG0083-Rev02-Msr006 | ExAnte2019 | None | SDG | SUn | Ex | CZ07 | Any | 0 | 0 | 0 | 5.616 | 0.001157 | 0
6 | WPSDGENRLG0083-Rev02-Msr006 | ExAnte2019 | None | SDG | SUn | Ex | CZ08 | Any | 0 | 0 | 0 | 5.616 | 0.001157 | 0
6 | WPSDGENRLG0083-Rev02-Msr006 | ExAnte2019 | None | SDG | SUn | Ex | CZ10 | Any | 0 | 0 | 0 | 5.616 | 0.001157 | 0
6 | WPSDGENRLG0083-Rev02-Msr006 | ExAnte2019 | None | SDG | SUn | Ex | CZ14 | Any | 0 | 0 | 0 | 5.616 | 0.001157 | 0
6 | WPSDGENRLG0083-Rev02-Msr006 | ExAnte2019 | None | SDG | SUn | Ex | CZ15 | Any | 0 | 0 | 0 | 5.616 | 0.001157 | 0
6 | WPSDGENRLG0083-Rev02-Msr006 | ExAnte2019 | None | SDG | SUn | Ex | IOU | Any | 0 | 0 | 0 | 5.616 | 0.001157 | 0
6 | WPSDGENRLG0083-Rev02-Msr006 | ExAnte2019 | None | SDG | WRf | Ex | CZ06 | Any | 0 | 0 | 0 | 19.2137 | 0.0017485 | 0
6 | WPSDGENRLG0083-Rev02-Msr006 | ExAnte2019 | None | SDG | WRf | Ex | CZ07 | Any | 0 | 0 | 0 | 19.3331 | 0.0017485 | 0
6 | WPSDGENRLG0083-Rev02-Msr006 | ExAnte2019 | None | SDG | WRf | Ex | CZ08 | Any | 0 | 0 | 0 | 18.4977 | 0.0017485 | 0
6 | WPSDGENRLG0083-Rev02-Msr006 | ExAnte2019 | None | SDG | WRf | Ex | CZ10 | Any | 0 | 0 | 0 | 18.9751 | 0.0017625 | 0
6 | WPSDGENRLG0083-Rev02-Msr006 | ExAnte2019 | None | SDG | WRf | Ex | CZ14 | Any | 0 | 0 | 0 | 17.6623 | 0.0017485 | 0
6 | WPSDGENRLG0083-Rev02-Msr006 | ExAnte2019 | None | SDG | WRf | Ex | CZ15 | Any | 0 | 0 | 0 | 18.7364 | 0.0017625 | 0
6 | WPSDGENRLG0083-Rev02-Msr006 | ExAnte2019 | None | SDG | WRf | Ex | IOU | Any | 0 | 0 | 0 | 19.2137 | 0.0017485 | 0
7 | WPSDGENRLG0083-Rev02-Msr007 | ExAnte2019 | None | SDG | Asm | Ex | CZ06 | Any | 0 | 0 | 0 | 6.0588 | 0.0020074 | -0.051445
7 | WPSDGENRLG0083-Rev02-Msr007 | ExAnte2019 | None | SDG | Asm | Ex | CZ07 | Any | 0 | 0 | 0 | 6.1139 | 0.0020074 | -0.047534
7 | WPSDGENRLG0083-Rev02-Msr007 | ExAnte2019 | None | SDG | Asm | Ex | CZ08 | Any | 0 | 0 | 0 | 6.1139 | 0.0019584 | -0.043513
7 | WPSDGENRLG0083-Rev02-Msr007 | ExAnte2019 | None | SDG | Asm | Ex | CZ10 | Any | 0 | 0 | 0 | 6.0588 | 0.0019747 | -0.055631
7 | WPSDGENRLG0083-Rev02-Msr007 | ExAnte2019 | None | SDG | Asm | Ex | CZ14 | Any | 0 | 0 | 0 | 5.8936 | 0.0018442 | -0.088679
7 | WPSDGENRLG0083-Rev02-Msr007 | ExAnte2019 | None | SDG | Asm | Ex | CZ15 | Any | 0 | 0 | 0 | 6.6647 | 0.0019584 | -0.024566
7 | WPSDGENRLG0083-Rev02-Msr007 | ExAnte2019 | None | SDG | Asm | Ex | IOU | Any | 0 | 0 | 0 | 6.1139 | 0.001991 | -0.050343
7 | WPSDGENRLG0083-Rev02-Msr007 | ExAnte2019 | None | SDG | Com | Ex | IOU | Any | 0 | 0 | 0 | 11.6525 | 0.0027573 | -0.11444
7 | WPSDGENRLG0083-Rev02-Msr007 | ExAnte2019 | None | SDG | ECC | Ex | CZ06 | Any | 0 | 0 | 0 | 8.9134 | 0.003014 | -0.1128
7 | WPSDGENRLG0083-Rev02-Msr007 | ExAnte2019 | None | SDG | ECC | Ex | CZ07 | Any | 0 | 0 | 0 | 8.9923 | 0.003014 | -0.094656
7 | WPSDGENRLG0083-Rev02-Msr007 | ExAnte2019 | None | SDG | ECC | Ex | CZ08 | Any | 0 | 0 | 0 | 9.0712 | 0.0029902 | -0.10254
7 | WPSDGENRLG0083-Rev02-Msr007 | ExAnte2019 | None | SDG | ECC | Ex | CZ10 | Any | 0 | 0 | 0 | 8.9923 | 0.0030377 | -0.12148
7 | WPSDGENRLG0083-Rev02-Msr007 | ExAnte2019 | None | SDG | ECC | Ex | CZ14 | Any | 0 | 0 | 0 | 8.8346 | 0.003014 | -0.183
7 | WPSDGENRLG0083-Rev02-Msr007 | ExAnte2019 | None | SDG | ECC | Ex | CZ15 | Any | 0 | 0 | 0 | 9.5445 | 0.0029902 | -0.047565
7 | WPSDGENRLG0083-Rev02-Msr007 | ExAnte2019 | None | SDG | ECC | Ex | IOU | Any | 0 | 0 | 0 | 8.9923 | 0.003014 | -0.10176
7 | WPSDGENRLG0083-Rev02-Msr007 | ExAnte2019 | None | SDG | EPr | Ex | CZ06 | Any | 0 | 0 | 0 | 8.1008 | 0.0029245 | -0.072481
7 | WPSDGENRLG0083-Rev02-Msr007 | ExAnte2019 | None | SDG | EPr | Ex | CZ07 | Any | 0 | 0 | 0 | 8.1008 | 0.0029474 | -0.064594
7 | WPSDGENRLG0083-Rev02-Msr007 | ExAnte2019 | None | SDG | EPr | Ex | CZ08 | Any | 0 | 0 | 0 | 8.1719 | 0.0029702 | -0.059904
7 | WPSDGENRLG0083-Rev02-Msr007 | ExAnte2019 | None | SDG | EPr | Ex | CZ10 | Any | 0 | 0 | 0 | 8.1008 | 0.0029474 | -0.076745
7 | WPSDGENRLG0083-Rev02-Msr007 | ExAnte2019 | None | SDG | EPr | Ex | CZ14 | Any | 0 | 0 | 0 | 7.8166 | 0.0029474 | -0.13075
7 | WPSDGENRLG0083-Rev02-Msr007 | ExAnte2019 | None | SDG | EPr | Ex | CZ15 | Any | 0 | 0 | 0 | 8.6693 | 0.0029474 | -0.031409
7 | WPSDGENRLG0083-Rev02-Msr007 | ExAnte2019 | None | SDG | EPr | Ex | IOU | Any | 0 | 0 | 0 | 8.1008 | 0.0029474 | -0.069212
7 | WPSDGENRLG0083-Rev02-Msr007 | ExAnte2019 | None | SDG | ERC | Ex | CZ06 | Any | 0 | 0 | 0 | 3.623 | 0.0015936 | -0.021836
7 | WPSDGENRLG0083-Rev02-Msr007 | ExAnte2019 | None | SDG | ERC | Ex | CZ07 | Any | 0 | 0 | 0 | 3.6883 | 0.0016189 | -0.01805
7 | WPSDGENRLG0083-Rev02-Msr007 | ExAnte2019 | None | SDG | ERC | Ex | CZ08 | Any | 0 | 0 | 0 | 3.623 | 0.0016063 | -0.019094
7 | WPSDGENRLG0083-Rev02-Msr007 | ExAnte2019 | None | SDG | ERC | Ex | CZ10 | Any | 0 | 0 | 0 | 3.623 | 0.0016063 | -0.022554
7 | WPSDGENRLG0083-Rev02-Msr007 | ExAnte2019 | None | SDG | ERC | Ex | CZ14 | Any | 0 | 0 | 0 | 3.5578 | 0.0016189 | -0.0298
7 | WPSDGENRLG0083-Rev02-Msr007 | ExAnte2019 | None | SDG | ERC | Ex | CZ15 | Any | 0 | 0 | 0 | 3.8515 | 0.0016569 | -0.01051
7 | WPSDGENRLG0083-Rev02-Msr007 | ExAnte2019 | None | SDG | ERC | Ex | IOU | Any | 0 | 0 | 0 | 3.6557 | 0.0016189 | -0.019845
7 | WPSDGENRLG0083-Rev02-Msr007 | ExAnte2019 | None | SDG | ESe | Ex | CZ06 | Any | 0 | 0 | 0 | 8.3395 | 0.0031683 | -0.099032
7 | WPSDGENRLG0083-Rev02-Msr007 | ExAnte2019 | None | SDG | ESe | Ex | CZ07 | Any | 0 | 0 | 0 | 8.3395 | 0.003094 | -0.087118
7 | WPSDGENRLG0083-Rev02-Msr007 | ExAnte2019 | None | SDG | ESe | Ex | CZ08 | Any | 0 | 0 | 0 | 8.414 | 0.0031435 | -0.084884
7 | WPSDGENRLG0083-Rev02-Msr007 | ExAnte2019 | None | SDG | ESe | Ex | CZ10 | Any | 0 | 0 | 0 | 8.414 | 0.0031435 | -0.10648
7 | WPSDGENRLG0083-Rev02-Msr007 | ExAnte2019 | None | SDG | ESe | Ex | CZ14 | Any | 0 | 0 | 0 | 8.1161 | 0.0030445 | -0.17126
7 | WPSDGENRLG0083-Rev02-Msr007 | ExAnte2019 | None | SDG | ESe | Ex | CZ15 | Any | 0 | 0 | 0 | 9.0841 | 0.0031435 | -0.04691
7 | WPSDGENRLG0083-Rev02-Msr007 | ExAnte2019 | None | SDG | ESe | Ex | IOU | Any | 0 | 0 | 0 | 8.3395 | 0.003094 | -0.094564
7 | WPSDGENRLG0083-Rev02-Msr007 | ExAnte2019 | None | SDG | EUn | Ex | CZ06 | Any | 0 | 0 | 0 | 9.6125 | 0.0032387 | -0.095282
7 | WPSDGENRLG0083-Rev02-Msr007 | ExAnte2019 | None | SDG | EUn | Ex | CZ07 | Any | 0 | 0 | 0 | 9.6125 | 0.003213 | -0.082718
7 | WPSDGENRLG0083-Rev02-Msr007 | ExAnte2019 | None | SDG | EUn | Ex | CZ08 | Any | 0 | 0 | 0 | 9.6968 | 0.0032644 | -0.091909
7 | WPSDGENRLG0083-Rev02-Msr007 | ExAnte2019 | None | SDG | EUn | Ex | CZ10 | Any | 0 | 0 | 0 | 9.6968 | 0.0032901 | -0.10624
7 | WPSDGENRLG0083-Rev02-Msr007 | ExAnte2019 | None | SDG | EUn | Ex | CZ14 | Any | 0 | 0 | 0 | 9.5282 | 0.0032644 | -0.1425
7 | WPSDGENRLG0083-Rev02-Msr007 | ExAnte2019 | None | SDG | EUn | Ex | CZ15 | Any | 0 | 0 | 0 | 10.0341 | 0.0032644 | -0.046039
7 | WPSDGENRLG0083-Rev02-Msr007 | ExAnte2019 | None | SDG | EUn | Ex | IOU | Any | 0 | 0 | 0 | 9.6125 | 0.0032387 | -0.088536
7 | WPSDGENRLG0083-Rev02-Msr007 | ExAnte2019 | None | SDG | Gro | Ex | CZ06 | Any | 0 | 0 | 0 | 18.5093 | 0.0037053 | -1.2682
7 | WPSDGENRLG0083-Rev02-Msr007 | ExAnte2019 | None | SDG | Gro | Ex | CZ07 | Any | 0 | 0 | 0 | 18.326 | 0.0036149 | -1.3488
7 | WPSDGENRLG0083-Rev02-Msr007 | ExAnte2019 | None | SDG | Gro | Ex | CZ08 | Any | 0 | 0 | 0 | 18.8758 | 0.0037956 | -1.149
7 | WPSDGENRLG0083-Rev02-Msr007 | ExAnte2019 | None | SDG | Gro | Ex | CZ10 | Any | 0 | 0 | 0 | 19.2423 | 0.0039764 | -1.0886
7 | WPSDGENRLG0083-Rev02-Msr007 | ExAnte2019 | None | SDG | Gro | Ex | CZ14 | Any | 0 | 0 | 0 | 19.059 | 0.0040065 | -1.149
7 | WPSDGENRLG0083-Rev02-Msr007 | ExAnte2019 | None | SDG | Gro | Ex | CZ15 | Any | 0 | 0 | 0 | 20.5251 | 0.0039161 | -0.61209
7 | WPSDGENRLG0083-Rev02-Msr007 | ExAnte2019 | None | SDG | Gro | Ex | IOU | Any | 0 | 0 | 0 | 18.5093 | 0.0037354 | -1.2663
7 | WPSDGENRLG0083-Rev02-Msr007 | ExAnte2019 | None | SDG | Hsp | Ex | CZ06 | Any | 0 | 0 | 0 | 22.8344 | 0.0032598 | -0.59965
7 | WPSDGENRLG0083-Rev02-Msr007 | ExAnte2019 | None | SDG | Hsp | Ex | CZ07 | Any | 0 | 0 | 0 | 22.8344 | 0.0032337 | -0.54803
7 | WPSDGENRLG0083-Rev02-Msr007 | ExAnte2019 | None | SDG | Hsp | Ex | CZ08 | Any | 0 | 0 | 0 | 22.8344 | 0.0032598 | -0.59171
7 | WPSDGENRLG0083-Rev02-Msr007 | ExAnte2019 | None | SDG | Hsp | Ex | CZ10 | Any | 0 | 0 | 0 | 22.8344 | 0.003338 | -0.63936
7 | WPSDGENRLG0083-Rev02-Msr007 | ExAnte2019 | None | SDG | Hsp | Ex | CZ14 | Any | 0 | 0 | 0 | 22.4373 | 0.0033119 | -0.78233
7 | WPSDGENRLG0083-Rev02-Msr007 | ExAnte2019 | None | SDG | Hsp | Ex | CZ15 | Any | 0 | 0 | 0 | 23.2315 | 0.0033119 | -0.50633
7 | WPSDGENRLG0083-Rev02-Msr007 | ExAnte2019 | None | SDG | Hsp | Ex | IOU | Any | 0 | 0 | 0 | 22.8344 | 0.0032598 | -0.56391
7 | WPSDGENRLG0083-Rev02-Msr007 | ExAnte2019 | None | SDG | Htl | Ex | CZ06 | Any | 0 | 0 | 0 | 19.0631 | 0.0028348 | -0.23873
7 | WPSDGENRLG0083-Rev02-Msr007 | ExAnte2019 | None | SDG | Htl | Ex | CZ07 | Any | 0 | 0 | 0 | 19.5976 | 0.0028121 | -0.19241
7 | WPSDGENRLG0083-Rev02-Msr007 | ExAnte2019 | None | SDG | Htl | Ex | CZ08 | Any | 0 | 0 | 0 | 19.4194 | 0.0028574 | -0.21201
7 | WPSDGENRLG0083-Rev02-Msr007 | ExAnte2019 | None | SDG | Htl | Ex | CZ10 | Any | 0 | 0 | 0 | 19.0631 | 0.0029028 | -0.23695
7 | WPSDGENRLG0083-Rev02-Msr007 | ExAnte2019 | None | SDG | Htl | Ex | CZ14 | Any | 0 | 0 | 0 | 18.1723 | 0.0029028 | -0.31712
7 | WPSDGENRLG0083-Rev02-Msr007 | ExAnte2019 | None | SDG | Htl | Ex | CZ15 | Any | 0 | 0 | 0 | 20.6666 | 0.0029255 | -0.13629
7 | WPSDGENRLG0083-Rev02-Msr007 | ExAnte2019 | None | SDG | Htl | Ex | IOU | Any | 0 | 0 | 0 | 19.4194 | 0.0028348 | -0.19954
7 | WPSDGENRLG0083-Rev02-Msr007 | ExAnte2019 | None | SDG | MBT | Ex | CZ06 | Any | 0 | 0 | 0 | 10.7277 | 0.002327 | -0.0068343
7 | WPSDGENRLG0083-Rev02-Msr007 | ExAnte2019 | None | SDG | MBT | Ex | CZ07 | Any | 0 | 0 | 0 | 10.8202 | 0.0022889 | -0.0013317
7 | WPSDGENRLG0083-Rev02-Msr007 | ExAnte2019 | None | SDG | MBT | Ex | CZ08 | Any | 0 | 0 | 0 | 10.7277 | 0.0024224 | -0.0043466
7 | WPSDGENRLG0083-Rev02-Msr007 | ExAnte2019 | None | SDG | MBT | Ex | CZ10 | Any | 0 | 0 | 0 | 10.7277 | 0.0024796 | -0.0088781
7 | WPSDGENRLG0083-Rev02-Msr007 | ExAnte2019 | None | SDG | MBT | Ex | CZ14 | Any | 0 | 0 | 0 | 10.5427 | 0.0024605 | -0.021363
7 | WPSDGENRLG0083-Rev02-Msr007 | ExAnte2019 | None | SDG | MBT | Ex | CZ15 | Any | 0 | 0 | 0 | 11.1901 | 0.0024796 | 0
7 | WPSDGENRLG0083-Rev02-Msr007 | ExAnte2019 | None | SDG | MBT | Ex | IOU | Any | 0 | 0 | 0 | 10.7277 | 0.0023461 | -0.0040506
7 | WPSDGENRLG0083-Rev02-Msr007 | ExAnte2019 | None | SDG | MLI | Ex | CZ06 | Any | 0 | 0 | 0 | 10.6855 | 0.0023909 | -0.06065
7 | WPSDGENRLG0083-Rev02-Msr007 | ExAnte2019 | None | SDG | MLI | Ex | CZ07 | Any | 0 | 0 | 0 | 10.6855 | 0.002371 | -0.030375
7 | WPSDGENRLG0083-Rev02-Msr007 | ExAnte2019 | None | SDG | MLI | Ex | CZ08 | Any | 0 | 0 | 0 | 10.7845 | 0.0023909 | -0.049668
7 | WPSDGENRLG0083-Rev02-Msr007 | ExAnte2019 | None | SDG | MLI | Ex | CZ10 | Any | 0 | 0 | 0 | 10.7845 | 0.0024507 | -0.068466
7 | WPSDGENRLG0083-Rev02-Msr007 | ExAnte2019 | None | SDG | MLI | Ex | CZ14 | Any | 0 | 0 | 0 | 10.4876 | 0.0024307 | -0.19392
7 | WPSDGENRLG0083-Rev02-Msr007 | ExAnte2019 | None | SDG | MLI | Ex | CZ15 | Any | 0 | 0 | 0 | 11.576 | 0.0024108 | -0.018601
7 | WPSDGENRLG0083-Rev02-Msr007 | ExAnte2019 | None | SDG | MLI | Ex | IOU | Any | 0 | 0 | 0 | 10.6855 | 0.0023909 | -0.04482
7 | WPSDGENRLG0083-Rev02-Msr007 | ExAnte2019 | None | SDG | Mtl | Ex | CZ06 | Any | 0 | 0 | 0 | 15.4605 | 0.0015337 | -0.18635
7 | WPSDGENRLG0083-Rev02-Msr007 | ExAnte2019 | None | SDG | Mtl | Ex | CZ07 | Any | 0 | 0 | 0 | 15.8746 | 0.0015215 | -0.1368
7 | WPSDGENRLG0083-Rev02-Msr007 | ExAnte2019 | None | SDG | Mtl | Ex | CZ08 | Any | 0 | 0 | 0 | 15.5985 | 0.0015458 | -0.15737
7 | WPSDGENRLG0083-Rev02-Msr007 | ExAnte2019 | None | SDG | Mtl | Ex | CZ10 | Any | 0 | 0 | 0 | 15.4605 | 0.0015945 | -0.18497
7 | WPSDGENRLG0083-Rev02-Msr007 | ExAnte2019 | None | SDG | Mtl | Ex | CZ14 | Any | 0 | 0 | 0 | 14.9083 | 0.0015824 | -0.25399
7 | WPSDGENRLG0083-Rev02-Msr007 | ExAnte2019 | None | SDG | Mtl | Ex | CZ15 | Any | 0 | 0 | 0 | 16.5648 | 0.0016189 | -0.077717
7 | WPSDGENRLG0083-Rev02-Msr007 | ExAnte2019 | None | SDG | Mtl | Ex | IOU | Any | 0 | 0 | 0 | 15.7366 | 0.0015337 | -0.14356
7 | WPSDGENRLG0083-Rev02-Msr007 | ExAnte2019 | None | SDG | Nrs | Ex | CZ06 | Any | 0 | 0 | 0 | 13.7333 | 0.0029305 | -0.49847
7 | WPSDGENRLG0083-Rev02-Msr007 | ExAnte2019 | None | SDG | Nrs | Ex | CZ07 | Any | 0 | 0 | 0 | 13.6061 | 0.0028854 | -0.45523
7 | WPSDGENRLG0083-Rev02-Msr007 | ExAnte2019 | None | SDG | Nrs | Ex | CZ08 | Any | 0 | 0 | 0 | 13.8604 | 0.0029305 | -0.48448
7 | WPSDGENRLG0083-Rev02-Msr007 | ExAnte2019 | None | SDG | Nrs | Ex | CZ10 | Any | 0 | 0 | 0 | 13.8604 | 0.0030432 | -0.51373
7 | WPSDGENRLG0083-Rev02-Msr007 | ExAnte2019 | None | SDG | Nrs | Ex | CZ14 | Any | 0 | 0 | 0 | 13.7333 | 0.0029755 | -0.6002
7 | WPSDGENRLG0083-Rev02-Msr007 | ExAnte2019 | None | SDG | Nrs | Ex | CZ15 | Any | 0 | 0 | 0 | 14.6234 | 0.0030206 | -0.30264
7 | WPSDGENRLG0083-Rev02-Msr007 | ExAnte2019 | None | SDG | Nrs | Ex | IOU | Any | 0 | 0 | 0 | 13.6061 | 0.0029079 | -0.46541
7 | WPSDGENRLG0083-Rev02-Msr007 | ExAnte2019 | None | SDG | OfL | Ex | CZ06 | Any | 0 | 0 | 0 | 10.6488 | 0.0029362 | -0.059854
7 | WPSDGENRLG0083-Rev02-Msr007 | ExAnte2019 | None | SDG | OfL | Ex | CZ07 | Any | 0 | 0 | 0 | 10.6488 | 0.0029131 | -0.05306
7 | WPSDGENRLG0083-Rev02-Msr007 | ExAnte2019 | None | SDG | OfL | Ex | CZ08 | Any | 0 | 0 | 0 | 10.6488 | 0.0029594 | -0.059578
7 | WPSDGENRLG0083-Rev02-Msr007 | ExAnte2019 | None | SDG | OfL | Ex | CZ10 | Any | 0 | 0 | 0 | 10.6488 | 0.0030056 | -0.070135
7 | WPSDGENRLG0083-Rev02-Msr007 | ExAnte2019 | None | SDG | OfL | Ex | CZ14 | Any | 0 | 0 | 0 | 10.557 | 0.0030056 | -0.087669
7 | WPSDGENRLG0083-Rev02-Msr007 | ExAnte2019 | None | SDG | OfL | Ex | CZ15 | Any | 0 | 0 | 0 | 11.1996 | 0.0030287 | -0.040667
7 | WPSDGENRLG0083-Rev02-Msr007 | ExAnte2019 | None | SDG | OfL | Ex | IOU | Any | 0 | 0 | 0 | 10.6488 | 0.0029362 | -0.056457
7 | WPSDGENRLG0083-Rev02-Msr007 | ExAnte2019 | None | SDG | OfS | Ex | CZ06 | Any | 0 | 0 | 0 | 7.1553 | 0.0026138 | -0.010142
7 | WPSDGENRLG0083-Rev02-Msr007 | ExAnte2019 | None | SDG | OfS | Ex | CZ07 | Any | 0 | 0 | 0 | 7.2175 | 0.0025928 | -0.002887
7 | WPSDGENRLG0083-Rev02-Msr007 | ExAnte2019 | None | SDG | OfS | Ex | CZ08 | Any | 0 | 0 | 0 | 7.2175 | 0.0026347 | -0.0087108
7 | WPSDGENRLG0083-Rev02-Msr007 | ExAnte2019 | None | SDG | OfS | Ex | CZ10 | Any | 0 | 0 | 0 | 7.2175 | 0.0026556 | -0.013191
7 | WPSDGENRLG0083-Rev02-Msr007 | ExAnte2019 | None | SDG | OfS | Ex | CZ14 | Any | 0 | 0 | 0 | 7.0309 | 0.0026765 | -0.032666
7 | WPSDGENRLG0083-Rev02-Msr007 | ExAnte2019 | None | SDG | OfS | Ex | CZ15 | Any | 0 | 0 | 0 | 7.5908 | 0.0026347 | -0.0027066
7 | WPSDGENRLG0083-Rev02-Msr007 | ExAnte2019 | None | SDG | OfS | Ex | IOU | Any | 0 | 0 | 0 | 7.2175 | 0.0026138 | -0.0050772
7 | WPSDGENRLG0083-Rev02-Msr007 | ExAnte2019 | None | SDG | RFF | Ex | CZ06 | Any | 0 | 0 | 0 | 12.8316 | 0.0026221 | -0.22658
7 | WPSDGENRLG0083-Rev02-Msr007 | ExAnte2019 | None | SDG | RFF | Ex | CZ07 | Any | 0 | 0 | 0 | 12.9472 | 0.0026221 | -0.20577
7 | WPSDGENRLG0083-Rev02-Msr007 | ExAnte2019 | None | SDG | RFF | Ex | CZ08 | Any | 0 | 0 | 0 | 12.9472 | 0.0026008 | -0.19999
7 | WPSDGENRLG0083-Rev02-Msr007 | ExAnte2019 | None | SDG | RFF | Ex | CZ10 | Any | 0 | 0 | 0 | 12.9472 | 0.0026648 | -0.22195
7 | WPSDGENRLG0083-Rev02-Msr007 | ExAnte2019 | None | SDG | RFF | Ex | CZ14 | Any | 0 | 0 | 0 | 12.716 | 0.0027074 | -0.31559
7 | WPSDGENRLG0083-Rev02-Msr007 | ExAnte2019 | None | SDG | RFF | Ex | CZ15 | Any | 0 | 0 | 0 | 13.7564 | 0.0026861 | -0.10138
7 | WPSDGENRLG0083-Rev02-Msr007 | ExAnte2019 | None | SDG | RFF | Ex | IOU | Any | 0 | 0 | 0 | 12.9472 | 0.0026221 | -0.21039
7 | WPSDGENRLG0083-Rev02-Msr007 | ExAnte2019 | None | SDG | RSD | Ex | CZ06 | Any | 0 | 0 | 0 | 14.5466 | 0.002669 | -0.31301
7 | WPSDGENRLG0083-Rev02-Msr007 | ExAnte2019 | None | SDG | RSD | Ex | CZ07 | Any | 0 | 0 | 0 | 14.5466 | 0.0027117 | -0.28833
7 | WPSDGENRLG0083-Rev02-Msr007 | ExAnte2019 | None | SDG | RSD | Ex | CZ08 | Any | 0 | 0 | 0 | 14.6764 | 0.0025836 | -0.25976
7 | WPSDGENRLG0083-Rev02-Msr007 | ExAnte2019 | None | SDG | RSD | Ex | CZ10 | Any | 0 | 0 | 0 | 14.5466 | 0.0024555 | -0.30522
7 | WPSDGENRLG0083-Rev02-Msr007 | ExAnte2019 | None | SDG | RSD | Ex | CZ14 | Any | 0 | 0 | 0 | 14.027 | 0.0024555 | -0.50134
7 | WPSDGENRLG0083-Rev02-Msr007 | ExAnte2019 | None | SDG | RSD | Ex | CZ15 | Any | 0 | 0 | 0 | 15.7155 | 0.0027544 | -0.11663
7 | WPSDGENRLG0083-Rev02-Msr007 | ExAnte2019 | None | SDG | RSD | Ex | IOU | Any | 0 | 0 | 0 | 14.5466 | 0.0026476 | -0.29223
7 | WPSDGENRLG0083-Rev02-Msr007 | ExAnte2019 | None | SDG | Rt3 | Ex | CZ06 | Any | 0 | 0 | 0 | 21.8178 | 0.004007 | -0.10131
7 | WPSDGENRLG0083-Rev02-Msr007 | ExAnte2019 | None | SDG | Rt3 | Ex | CZ07 | Any | 0 | 0 | 0 | 21.8178 | 0.0039741 | -0.043825
7 | WPSDGENRLG0083-Rev02-Msr007 | ExAnte2019 | None | SDG | Rt3 | Ex | CZ08 | Any | 0 | 0 | 0 | 21.8178 | 0.0039741 | -0.090686
7 | WPSDGENRLG0083-Rev02-Msr007 | ExAnte2019 | None | SDG | Rt3 | Ex | CZ10 | Any | 0 | 0 | 0 | 21.6281 | 0.0040398 | -0.16582
7 | WPSDGENRLG0083-Rev02-Msr007 | ExAnte2019 | None | SDG | Rt3 | Ex | CZ14 | Any | 0 | 0 | 0 | 20.6795 | 0.0040727 | -0.60521
7 | WPSDGENRLG0083-Rev02-Msr007 | ExAnte2019 | None | SDG | Rt3 | Ex | CZ15 | Any | 0 | 0 | 0 | 22.387 | 0.0041055 | -0.039082
7 | WPSDGENRLG0083-Rev02-Msr007 | ExAnte2019 | None | SDG | Rt3 | Ex | IOU | Any | 0 | 0 | 0 | 21.8178 | 0.004007 | -0.079113
7 | WPSDGENRLG0083-Rev02-Msr007 | ExAnte2019 | None | SDG | RtL | Ex | CZ06 | Any | 0 | 0 | 0 | 15.5601 | 0.0038725 | -0.13302
7 | WPSDGENRLG0083-Rev02-Msr007 | ExAnte2019 | None | SDG | RtL | Ex | CZ07 | Any | 0 | 0 | 0 | 15.6978 | 0.0038725 | -0.097216
7 | WPSDGENRLG0083-Rev02-Msr007 | ExAnte2019 | None | SDG | RtL | Ex | CZ08 | Any | 0 | 0 | 0 | 15.6978 | 0.0038725 | -0.11512
7 | WPSDGENRLG0083-Rev02-Msr007 | ExAnte2019 | None | SDG | RtL | Ex | CZ10 | Any | 0 | 0 | 0 | 15.5601 | 0.0039355 | -0.15422
7 | WPSDGENRLG0083-Rev02-Msr007 | ExAnte2019 | None | SDG | RtL | Ex | CZ14 | Any | 0 | 0 | 0 | 15.0093 | 0.003967 | -0.32359
7 | WPSDGENRLG0083-Rev02-Msr007 | ExAnte2019 | None | SDG | RtL | Ex | CZ15 | Any | 0 | 0 | 0 | 16.2486 | 0.0039985 | -0.054392
7 | WPSDGENRLG0083-Rev02-Msr007 | ExAnte2019 | None | SDG | RtL | Ex | IOU | Any | 0 | 0 | 0 | 15.6978 | 0.0038725 | -0.11374
7 | WPSDGENRLG0083-Rev02-Msr007 | ExAnte2019 | None | SDG | RtS | Ex | CZ06 | Any | 0 | 0 | 0 | 8.7982 | 0.0026713 | -0.02803
7 | WPSDGENRLG0083-Rev02-Msr007 | ExAnte2019 | None | SDG | RtS | Ex | CZ07 | Any | 0 | 0 | 0 | 8.7982 | 0.0026275 | -0.016662
7 | WPSDGENRLG0083-Rev02-Msr007 | ExAnte2019 | None | SDG | RtS | Ex | CZ08 | Any | 0 | 0 | 0 | 8.876 | 0.0026713 | -0.023747
7 | WPSDGENRLG0083-Rev02-Msr007 | ExAnte2019 | None | SDG | RtS | Ex | CZ10 | Any | 0 | 0 | 0 | 8.7982 | 0.0026932 | -0.034959
7 | WPSDGENRLG0083-Rev02-Msr007 | ExAnte2019 | None | SDG | RtS | Ex | CZ14 | Any | 0 | 0 | 0 | 8.5646 | 0.0026932 | -0.087203
7 | WPSDGENRLG0083-Rev02-Msr007 | ExAnte2019 | None | SDG | RtS | Ex | CZ15 | Any | 0 | 0 | 0 | 9.2653 | 0.0027151 | -0.0074901
7 | WPSDGENRLG0083-Rev02-Msr007 | ExAnte2019 | None | SDG | RtS | Ex | IOU | Any | 0 | 0 | 0 | 8.7982 | 0.0026494 | -0.022034
7 | WPSDGENRLG0083-Rev02-Msr007 | ExAnte2019 | None | SDG | SCn | Ex | CZ06 | Any | 0 | 0 | 0 | 8.0196 | 0.0022277 | -0.099661
7 | WPSDGENRLG0083-Rev02-Msr007 | ExAnte2019 | None | SDG | SCn | Ex | CZ07 | Any | 0 | 0 | 0 | 7.8639 | 0.0022448 | -0.081753
7 | WPSDGENRLG0083-Rev02-Msr007 | ExAnte2019 | None | SDG | SCn | Ex | CZ08 | Any | 0 | 0 | 0 | 8.0974 | 0.0022277 | -0.084867
7 | WPSDGENRLG0083-Rev02-Msr007 | ExAnte2019 | None | SDG | SCn | Ex | CZ10 | Any | 0 | 0 | 0 | 8.0974 | 0.0022448 | -0.10511
7 | WPSDGENRLG0083-Rev02-Msr007 | ExAnte2019 | None | SDG | SCn | Ex | CZ14 | Any | 0 | 0 | 0 | 7.8639 | 0.0022105 | -0.15416
7 | WPSDGENRLG0083-Rev02-Msr007 | ExAnte2019 | None | SDG | SCn | Ex | CZ15 | Any | 0 | 0 | 0 | 8.7203 | 0.0022105 | -0.044925
7 | WPSDGENRLG0083-Rev02-Msr007 | ExAnte2019 | None | SDG | SCn | Ex | IOU | Any | 0 | 0 | 0 | 7.9417 | 0.0022448 | -0.089539
7 | WPSDGENRLG0083-Rev02-Msr007 | ExAnte2019 | None | SDG | SUn | Ex | CZ06 | Any | 0 | 0 | 0 | 7.344 | 0.001513 | 0
7 | WPSDGENRLG0083-Rev02-Msr007 | ExAnte2019 | None | SDG | SUn | Ex | CZ07 | Any | 0 | 0 | 0 | 7.344 | 0.001513 | 0
7 | WPSDGENRLG0083-Rev02-Msr007 | ExAnte2019 | None | SDG | SUn | Ex | CZ08 | Any | 0 | 0 | 0 | 7.344 | 0.001513 | 0
7 | WPSDGENRLG0083-Rev02-Msr007 | ExAnte2019 | None | SDG | SUn | Ex | CZ10 | Any | 0 | 0 | 0 | 7.344 | 0.001513 | 0
7 | WPSDGENRLG0083-Rev02-Msr007 | ExAnte2019 | None | SDG | SUn | Ex | CZ14 | Any | 0 | 0 | 0 | 7.344 | 0.001513 | 0
7 | WPSDGENRLG0083-Rev02-Msr007 | ExAnte2019 | None | SDG | SUn | Ex | CZ15 | Any | 0 | 0 | 0 | 7.344 | 0.001513 | 0
7 | WPSDGENRLG0083-Rev02-Msr007 | ExAnte2019 | None | SDG | SUn | Ex | IOU | Any | 0 | 0 | 0 | 7.344 | 0.001513 | 0
7 | WPSDGENRLG0083-Rev02-Msr007 | ExAnte2019 | None | SDG | WRf | Ex | CZ06 | Any | 0 | 0 | 0 | 25.1257 | 0.0022865 | 0
7 | WPSDGENRLG0083-Rev02-Msr007 | ExAnte2019 | None | SDG | WRf | Ex | CZ07 | Any | 0 | 0 | 0 | 25.2817 | 0.0022865 | 0
7 | WPSDGENRLG0083-Rev02-Msr007 | ExAnte2019 | None | SDG | WRf | Ex | CZ08 | Any | 0 | 0 | 0 | 24.1893 | 0.0022865 | 0
7 | WPSDGENRLG0083-Rev02-Msr007 | ExAnte2019 | None | SDG | WRf | Ex | CZ10 | Any | 0 | 0 | 0 | 24.8135 | 0.0023048 | 0
7 | WPSDGENRLG0083-Rev02-Msr007 | ExAnte2019 | None | SDG | WRf | Ex | CZ14 | Any | 0 | 0 | 0 | 23.0969 | 0.0022865 | 0
7 | WPSDGENRLG0083-Rev02-Msr007 | ExAnte2019 | None | SDG | WRf | Ex | CZ15 | Any | 0 | 0 | 0 | 24.5014 | 0.0023048 | 0
7 | WPSDGENRLG0083-Rev02-Msr007 | ExAnte2019 | None | SDG | WRf | Ex | IOU | Any | 0 | 0 | 0 | 25.1257 | 0.0022865 | 0
8 | WPSDGENRLG0083-Rev02-Msr008 | ExAnte2019 | None | SDG | Asm | Ex | CZ06 | Any | 0 | 0 | 0 | 6.0588 | 0.0020074 | -0.051445
8 | WPSDGENRLG0083-Rev02-Msr008 | ExAnte2019 | None | SDG | Asm | Ex | CZ07 | Any | 0 | 0 | 0 | 6.1139 | 0.0020074 | -0.047534
8 | WPSDGENRLG0083-Rev02-Msr008 | ExAnte2019 | None | SDG | Asm | Ex | CZ08 | Any | 0 | 0 | 0 | 6.1139 | 0.0019584 | -0.043513
8 | WPSDGENRLG0083-Rev02-Msr008 | ExAnte2019 | None | SDG | Asm | Ex | CZ10 | Any | 0 | 0 | 0 | 6.0588 | 0.0019747 | -0.055631
8 | WPSDGENRLG0083-Rev02-Msr008 | ExAnte2019 | None | SDG | Asm | Ex | CZ14 | Any | 0 | 0 | 0 | 5.8936 | 0.0018442 | -0.088679
8 | WPSDGENRLG0083-Rev02-Msr008 | ExAnte2019 | None | SDG | Asm | Ex | CZ15 | Any | 0 | 0 | 0 | 6.6647 | 0.0019584 | -0.024566
8 | WPSDGENRLG0083-Rev02-Msr008 | ExAnte2019 | None | SDG | Asm | Ex | IOU | Any | 0 | 0 | 0 | 6.1139 | 0.001991 | -0.050343
8 | WPSDGENRLG0083-Rev02-Msr008 | ExAnte2019 | None | SDG | Com | Ex | IOU | Any | 0 | 0 | 0 | 11.6525 | 0.0027573 | -0.11444
8 | WPSDGENRLG0083-Rev02-Msr008 | ExAnte2019 | None | SDG | ECC | Ex | CZ06 | Any | 0 | 0 | 0 | 8.9134 | 0.003014 | -0.1128
8 | WPSDGENRLG0083-Rev02-Msr008 | ExAnte2019 | None | SDG | ECC | Ex | CZ07 | Any | 0 | 0 | 0 | 8.9923 | 0.003014 | -0.094656
8 | WPSDGENRLG0083-Rev02-Msr008 | ExAnte2019 | None | SDG | ECC | Ex | CZ08 | Any | 0 | 0 | 0 | 9.0712 | 0.0029902 | -0.10254
8 | WPSDGENRLG0083-Rev02-Msr008 | ExAnte2019 | None | SDG | ECC | Ex | CZ10 | Any | 0 | 0 | 0 | 8.9923 | 0.0030377 | -0.12148
8 | WPSDGENRLG0083-Rev02-Msr008 | ExAnte2019 | None | SDG | ECC | Ex | CZ14 | Any | 0 | 0 | 0 | 8.8346 | 0.003014 | -0.183
8 | WPSDGENRLG0083-Rev02-Msr008 | ExAnte2019 | None | SDG | ECC | Ex | CZ15 | Any | 0 | 0 | 0 | 9.5445 | 0.0029902 | -0.047565
8 | WPSDGENRLG0083-Rev02-Msr008 | ExAnte2019 | None | SDG | ECC | Ex | IOU | Any | 0 | 0 | 0 | 8.9923 | 0.003014 | -0.10176
8 | WPSDGENRLG0083-Rev02-Msr008 | ExAnte2019 | None | SDG | EPr | Ex | CZ06 | Any | 0 | 0 | 0 | 8.1008 | 0.0029245 | -0.072481
8 | WPSDGENRLG0083-Rev02-Msr008 | ExAnte2019 | None | SDG | EPr | Ex | CZ07 | Any | 0 | 0 | 0 | 8.1008 | 0.0029474 | -0.064594
8 | WPSDGENRLG0083-Rev02-Msr008 | ExAnte2019 | None | SDG | EPr | Ex | CZ08 | Any | 0 | 0 | 0 | 8.1719 | 0.0029702 | -0.059904
8 | WPSDGENRLG0083-Rev02-Msr008 | ExAnte2019 | None | SDG | EPr | Ex | CZ10 | Any | 0 | 0 | 0 | 8.1008 | 0.0029474 | -0.076745
8 | WPSDGENRLG0083-Rev02-Msr008 | ExAnte2019 | None | SDG | EPr | Ex | CZ14 | Any | 0 | 0 | 0 | 7.8166 | 0.0029474 | -0.13075
8 | WPSDGENRLG0083-Rev02-Msr008 | ExAnte2019 | None | SDG | EPr | Ex | CZ15 | Any | 0 | 0 | 0 | 8.6693 | 0.0029474 | -0.031409
8 | WPSDGENRLG0083-Rev02-Msr008 | ExAnte2019 | None | SDG | EPr | Ex | IOU | Any | 0 | 0 | 0 | 8.1008 | 0.0029474 | -0.069212
8 | WPSDGENRLG0083-Rev02-Msr008 | ExAnte2019 | None | SDG | ERC | Ex | CZ06 | Any | 0 | 0 | 0 | 3.623 | 0.0015936 | -0.021836
8 | WPSDGENRLG0083-Rev02-Msr008 | ExAnte2019 | None | SDG | ERC | Ex | CZ07 | Any | 0 | 0 | 0 | 3.6883 | 0.0016189 | -0.01805
8 | WPSDGENRLG0083-Rev02-Msr008 | ExAnte2019 | None | SDG | ERC | Ex | CZ08 | Any | 0 | 0 | 0 | 3.623 | 0.0016063 | -0.019094
8 | WPSDGENRLG0083-Rev02-Msr008 | ExAnte2019 | None | SDG | ERC | Ex | CZ10 | Any | 0 | 0 | 0 | 3.623 | 0.0016063 | -0.022554
8 | WPSDGENRLG0083-Rev02-Msr008 | ExAnte2019 | None | SDG | ERC | Ex | CZ14 | Any | 0 | 0 | 0 | 3.5578 | 0.0016189 | -0.0298
8 | WPSDGENRLG0083-Rev02-Msr008 | ExAnte2019 | None | SDG | ERC | Ex | CZ15 | Any | 0 | 0 | 0 | 3.8515 | 0.0016569 | -0.01051
8 | WPSDGENRLG0083-Rev02-Msr008 | ExAnte2019 | None | SDG | ERC | Ex | IOU | Any | 0 | 0 | 0 | 3.6557 | 0.0016189 | -0.019845
8 | WPSDGENRLG0083-Rev02-Msr008 | ExAnte2019 | None | SDG | ESe | Ex | CZ06 | Any | 0 | 0 | 0 | 8.3395 | 0.0031683 | -0.099032
8 | WPSDGENRLG0083-Rev02-Msr008 | ExAnte2019 | None | SDG | ESe | Ex | CZ07 | Any | 0 | 0 | 0 | 8.3395 | 0.003094 | -0.087118
8 | WPSDGENRLG0083-Rev02-Msr008 | ExAnte2019 | None | SDG | ESe | Ex | CZ08 | Any | 0 | 0 | 0 | 8.414 | 0.0031435 | -0.084884
8 | WPSDGENRLG0083-Rev02-Msr008 | ExAnte2019 | None | SDG | ESe | Ex | CZ10 | Any | 0 | 0 | 0 | 8.414 | 0.0031435 | -0.10648
8 | WPSDGENRLG0083-Rev02-Msr008 | ExAnte2019 | None | SDG | ESe | Ex | CZ14 | Any | 0 | 0 | 0 | 8.1161 | 0.0030445 | -0.17126
8 | WPSDGENRLG0083-Rev02-Msr008 | ExAnte2019 | None | SDG | ESe | Ex | CZ15 | Any | 0 | 0 | 0 | 9.0841 | 0.0031435 | -0.04691
8 | WPSDGENRLG0083-Rev02-Msr008 | ExAnte2019 | None | SDG | ESe | Ex | IOU | Any | 0 | 0 | 0 | 8.3395 | 0.003094 | -0.094564
8 | WPSDGENRLG0083-Rev02-Msr008 | ExAnte2019 | None | SDG | EUn | Ex | CZ06 | Any | 0 | 0 | 0 | 9.6125 | 0.0032387 | -0.095282
8 | WPSDGENRLG0083-Rev02-Msr008 | ExAnte2019 | None | SDG | EUn | Ex | CZ07 | Any | 0 | 0 | 0 | 9.6125 | 0.003213 | -0.082718
8 | WPSDGENRLG0083-Rev02-Msr008 | ExAnte2019 | None | SDG | EUn | Ex | CZ08 | Any | 0 | 0 | 0 | 9.6968 | 0.0032644 | -0.091909
8 | WPSDGENRLG0083-Rev02-Msr008 | ExAnte2019 | None | SDG | EUn | Ex | CZ10 | Any | 0 | 0 | 0 | 9.6968 | 0.0032901 | -0.10624
8 | WPSDGENRLG0083-Rev02-Msr008 | ExAnte2019 | None | SDG | EUn | Ex | CZ14 | Any | 0 | 0 | 0 | 9.5282 | 0.0032644 | -0.1425
8 | WPSDGENRLG0083-Rev02-Msr008 | ExAnte2019 | None | SDG | EUn | Ex | CZ15 | Any | 0 | 0 | 0 | 10.0341 | 0.0032644 | -0.046039
8 | WPSDGENRLG0083-Rev02-Msr008 | ExAnte2019 | None | SDG | EUn | Ex | IOU | Any | 0 | 0 | 0 | 9.6125 | 0.0032387 | -0.088536
8 | WPSDGENRLG0083-Rev02-Msr008 | ExAnte2019 | None | SDG | Gro | Ex | CZ06 | Any | 0 | 0 | 0 | 18.5093 | 0.0037053 | -1.2682
8 | WPSDGENRLG0083-Rev02-Msr008 | ExAnte2019 | None | SDG | Gro | Ex | CZ07 | Any | 0 | 0 | 0 | 18.326 | 0.0036149 | -1.3488
8 | WPSDGENRLG0083-Rev02-Msr008 | ExAnte2019 | None | SDG | Gro | Ex | CZ08 | Any | 0 | 0 | 0 | 18.8758 | 0.0037956 | -1.149
8 | WPSDGENRLG0083-Rev02-Msr008 | ExAnte2019 | None | SDG | Gro | Ex | CZ10 | Any | 0 | 0 | 0 | 19.2423 | 0.0039764 | -1.0886
8 | WPSDGENRLG0083-Rev02-Msr008 | ExAnte2019 | None | SDG | Gro | Ex | CZ14 | Any | 0 | 0 | 0 | 19.059 | 0.0040065 | -1.149
8 | WPSDGENRLG0083-Rev02-Msr008 | ExAnte2019 | None | SDG | Gro | Ex | CZ15 | Any | 0 | 0 | 0 | 20.5251 | 0.0039161 | -0.61209
8 | WPSDGENRLG0083-Rev02-Msr008 | ExAnte2019 | None | SDG | Gro | Ex | IOU | Any | 0 | 0 | 0 | 18.5093 | 0.0037354 | -1.2663
8 | WPSDGENRLG0083-Rev02-Msr008 | ExAnte2019 | None | SDG | Hsp | Ex | CZ06 | Any | 0 | 0 | 0 | 22.8344 | 0.0032598 | -0.59965
8 | WPSDGENRLG0083-Rev02-Msr008 | ExAnte2019 | None | SDG | Hsp | Ex | CZ07 | Any | 0 | 0 | 0 | 22.8344 | 0.0032337 | -0.54803
8 | WPSDGENRLG0083-Rev02-Msr008 | ExAnte2019 | None | SDG | Hsp | Ex | CZ08 | Any | 0 | 0 | 0 | 22.8344 | 0.0032598 | -0.59171
8 | WPSDGENRLG0083-Rev02-Msr008 | ExAnte2019 | None | SDG | Hsp | Ex | CZ10 | Any | 0 | 0 | 0 | 22.8344 | 0.003338 | -0.63936
8 | WPSDGENRLG0083-Rev02-Msr008 | ExAnte2019 | None | SDG | Hsp | Ex | CZ14 | Any | 0 | 0 | 0 | 22.4373 | 0.0033119 | -0.78233
8 | WPSDGENRLG0083-Rev02-Msr008 | ExAnte2019 | None | SDG | Hsp | Ex | CZ15 | Any | 0 | 0 | 0 | 23.2315 | 0.0033119 | -0.50633
8 | WPSDGENRLG0083-Rev02-Msr008 | ExAnte2019 | None | SDG | Hsp | Ex | IOU | Any | 0 | 0 | 0 | 22.8344 | 0.0032598 | -0.56391
8 | WPSDGENRLG0083-Rev02-Msr008 | ExAnte2019 | None | SDG | Htl | Ex | CZ06 | Any | 0 | 0 | 0 | 19.0631 | 0.0028348 | -0.23873
8 | WPSDGENRLG0083-Rev02-Msr008 | ExAnte2019 | None | SDG | Htl | Ex | CZ07 | Any | 0 | 0 | 0 | 19.5976 | 0.0028121 | -0.19241
8 | WPSDGENRLG0083-Rev02-Msr008 | ExAnte2019 | None | SDG | Htl | Ex | CZ08 | Any | 0 | 0 | 0 | 19.4194 | 0.0028574 | -0.21201
8 | WPSDGENRLG0083-Rev02-Msr008 | ExAnte2019 | None | SDG | Htl | Ex | CZ10 | Any | 0 | 0 | 0 | 19.0631 | 0.0029028 | -0.23695
8 | WPSDGENRLG0083-Rev02-Msr008 | ExAnte2019 | None | SDG | Htl | Ex | CZ14 | Any | 0 | 0 | 0 | 18.1723 | 0.0029028 | -0.31712
8 | WPSDGENRLG0083-Rev02-Msr008 | ExAnte2019 | None | SDG | Htl | Ex | CZ15 | Any | 0 | 0 | 0 | 20.6666 | 0.0029255 | -0.13629
8 | WPSDGENRLG0083-Rev02-Msr008 | ExAnte2019 | None | SDG | Htl | Ex | IOU | Any | 0 | 0 | 0 | 19.4194 | 0.0028348 | -0.19954
8 | WPSDGENRLG0083-Rev02-Msr008 | ExAnte2019 | None | SDG | MBT | Ex | CZ06 | Any | 0 | 0 | 0 | 10.7277 | 0.002327 | -0.0068343
8 | WPSDGENRLG0083-Rev02-Msr008 | ExAnte2019 | None | SDG | MBT | Ex | CZ07 | Any | 0 | 0 | 0 | 10.8202 | 0.0022889 | -0.0013317
8 | WPSDGENRLG0083-Rev02-Msr008 | ExAnte2019 | None | SDG | MBT | Ex | CZ08 | Any | 0 | 0 | 0 | 10.7277 | 0.0024224 | -0.0043466
8 | WPSDGENRLG0083-Rev02-Msr008 | ExAnte2019 | None | SDG | MBT | Ex | CZ10 | Any | 0 | 0 | 0 | 10.7277 | 0.0024796 | -0.0088781
8 | WPSDGENRLG0083-Rev02-Msr008 | ExAnte2019 | None | SDG | MBT | Ex | CZ14 | Any | 0 | 0 | 0 | 10.5427 | 0.0024605 | -0.021363
8 | WPSDGENRLG0083-Rev02-Msr008 | ExAnte2019 | None | SDG | MBT | Ex | CZ15 | Any | 0 | 0 | 0 | 11.1901 | 0.0024796 | 0
8 | WPSDGENRLG0083-Rev02-Msr008 | ExAnte2019 | None | SDG | MBT | Ex | IOU | Any | 0 | 0 | 0 | 10.7277 | 0.0023461 | -0.0040506
8 | WPSDGENRLG0083-Rev02-Msr008 | ExAnte2019 | None | SDG | MLI | Ex | CZ06 | Any | 0 | 0 | 0 | 10.6855 | 0.0023909 | -0.06065
8 | WPSDGENRLG0083-Rev02-Msr008 | ExAnte2019 | None | SDG | MLI | Ex | CZ07 | Any | 0 | 0 | 0 | 10.6855 | 0.002371 | -0.030375
8 | WPSDGENRLG0083-Rev02-Msr008 | ExAnte2019 | None | SDG | MLI | Ex | CZ08 | Any | 0 | 0 | 0 | 10.7845 | 0.0023909 | -0.049668
8 | WPSDGENRLG0083-Rev02-Msr008 | ExAnte2019 | None | SDG | MLI | Ex | CZ10 | Any | 0 | 0 | 0 | 10.7845 | 0.0024507 | -0.068466
8 | WPSDGENRLG0083-Rev02-Msr008 | ExAnte2019 | None | SDG | MLI | Ex | CZ14 | Any | 0 | 0 | 0 | 10.4876 | 0.0024307 | -0.19392
8 | WPSDGENRLG0083-Rev02-Msr008 | ExAnte2019 | None | SDG | MLI | Ex | CZ15 | Any | 0 | 0 | 0 | 11.576 | 0.0024108 | -0.018601
8 | WPSDGENRLG0083-Rev02-Msr008 | ExAnte2019 | None | SDG | MLI | Ex | IOU | Any | 0 | 0 | 0 | 10.6855 | 0.0023909 | -0.04482
8 | WPSDGENRLG0083-Rev02-Msr008 | ExAnte2019 | None | SDG | Mtl | Ex | CZ06 | Any | 0 | 0 | 0 | 15.4605 | 0.0015337 | -0.18635
8 | WPSDGENRLG0083-Rev02-Msr008 | ExAnte2019 | None | SDG | Mtl | Ex | CZ07 | Any | 0 | 0 | 0 | 15.8746 | 0.0015215 | -0.1368
8 | WPSDGENRLG0083-Rev02-Msr008 | ExAnte2019 | None | SDG | Mtl | Ex | CZ08 | Any | 0 | 0 | 0 | 15.5985 | 0.0015458 | -0.15737
8 | WPSDGENRLG0083-Rev02-Msr008 | ExAnte2019 | None | SDG | Mtl | Ex | CZ10 | Any | 0 | 0 | 0 | 15.4605 | 0.0015945 | -0.18497
8 | WPSDGENRLG0083-Rev02-Msr008 | ExAnte2019 | None | SDG | Mtl | Ex | CZ14 | Any | 0 | 0 | 0 | 14.9083 | 0.0015824 | -0.25399
8 | WPSDGENRLG0083-Rev02-Msr008 | ExAnte2019 | None | SDG | Mtl | Ex | CZ15 | Any | 0 | 0 | 0 | 16.5648 | 0.0016189 | -0.077717
8 | WPSDGENRLG0083-Rev02-Msr008 | ExAnte2019 | None | SDG | Mtl | Ex | IOU | Any | 0 | 0 | 0 | 15.7366 | 0.0015337 | -0.14356
8 | WPSDGENRLG0083-Rev02-Msr008 | ExAnte2019 | None | SDG | Nrs | Ex | CZ06 | Any | 0 | 0 | 0 | 13.7333 | 0.0029305 | -0.49847
8 | WPSDGENRLG0083-Rev02-Msr008 | ExAnte2019 | None | SDG | Nrs | Ex | CZ07 | Any | 0 | 0 | 0 | 13.6061 | 0.0028854 | -0.45523
8 | WPSDGENRLG0083-Rev02-Msr008 | ExAnte2019 | None | SDG | Nrs | Ex | CZ08 | Any | 0 | 0 | 0 | 13.8604 | 0.0029305 | -0.48448
8 | WPSDGENRLG0083-Rev02-Msr008 | ExAnte2019 | None | SDG | Nrs | Ex | CZ10 | Any | 0 | 0 | 0 | 13.8604 | 0.0030432 | -0.51373
8 | WPSDGENRLG0083-Rev02-Msr008 | ExAnte2019 | None | SDG | Nrs | Ex | CZ14 | Any | 0 | 0 | 0 | 13.7333 | 0.0029755 | -0.6002
8 | WPSDGENRLG0083-Rev02-Msr008 | ExAnte2019 | None | SDG | Nrs | Ex | CZ15 | Any | 0 | 0 | 0 | 14.6234 | 0.0030206 | -0.30264
8 | WPSDGENRLG0083-Rev02-Msr008 | ExAnte2019 | None | SDG | Nrs | Ex | IOU | Any | 0 | 0 | 0 | 13.6061 | 0.0029079 | -0.46541
8 | WPSDGENRLG0083-Rev02-Msr008 | ExAnte2019 | None | SDG | OfL | Ex | CZ06 | Any | 0 | 0 | 0 | 10.6488 | 0.0029362 | -0.059854
8 | WPSDGENRLG0083-Rev02-Msr008 | ExAnte2019 | None | SDG | OfL | Ex | CZ07 | Any | 0 | 0 | 0 | 10.6488 | 0.0029131 | -0.05306
8 | WPSDGENRLG0083-Rev02-Msr008 | ExAnte2019 | None | SDG | OfL | Ex | CZ08 | Any | 0 | 0 | 0 | 10.6488 | 0.0029594 | -0.059578
8 | WPSDGENRLG0083-Rev02-Msr008 | ExAnte2019 | None | SDG | OfL | Ex | CZ10 | Any | 0 | 0 | 0 | 10.6488 | 0.0030056 | -0.070135
8 | WPSDGENRLG0083-Rev02-Msr008 | ExAnte2019 | None | SDG | OfL | Ex | CZ14 | Any | 0 | 0 | 0 | 10.557 | 0.0030056 | -0.087669
8 | WPSDGENRLG0083-Rev02-Msr008 | ExAnte2019 | None | SDG | OfL | Ex | CZ15 | Any | 0 | 0 | 0 | 11.1996 | 0.0030287 | -0.040667
8 | WPSDGENRLG0083-Rev02-Msr008 | ExAnte2019 | None | SDG | OfL | Ex | IOU | Any | 0 | 0 | 0 | 10.6488 | 0.0029362 | -0.056457
8 | WPSDGENRLG0083-Rev02-Msr008 | ExAnte2019 | None | SDG | OfS | Ex | CZ06 | Any | 0 | 0 | 0 | 7.1553 | 0.0026138 | -0.010142
8 | WPSDGENRLG0083-Rev02-Msr008 | ExAnte2019 | None | SDG | OfS | Ex | CZ07 | Any | 0 | 0 | 0 | 7.2175 | 0.0025928 | -0.002887
8 | WPSDGENRLG0083-Rev02-Msr008 | ExAnte2019 | None | SDG | OfS | Ex | CZ08 | Any | 0 | 0 | 0 | 7.2175 | 0.0026347 | -0.0087108
8 | WPSDGENRLG0083-Rev02-Msr008 | ExAnte2019 | None | SDG | OfS | Ex | CZ10 | Any | 0 | 0 | 0 | 7.2175 | 0.0026556 | -0.013191
8 | WPSDGENRLG0083-Rev02-Msr008 | ExAnte2019 | None | SDG | OfS | Ex | CZ14 | Any | 0 | 0 | 0 | 7.0309 | 0.0026765 | -0.032666
8 | WPSDGENRLG0083-Rev02-Msr008 | ExAnte2019 | None | SDG | OfS | Ex | CZ15 | Any | 0 | 0 | 0 | 7.5908 | 0.0026347 | -0.0027066
8 | WPSDGENRLG0083-Rev02-Msr008 | ExAnte2019 | None | SDG | OfS | Ex | IOU | Any | 0 | 0 | 0 | 7.2175 | 0.0026138 | -0.0050772
8 | WPSDGENRLG0083-Rev02-Msr008 | ExAnte2019 | None | SDG | RFF | Ex | CZ06 | Any | 0 | 0 | 0 | 12.8316 | 0.0026221 | -0.22658
8 | WPSDGENRLG0083-Rev02-Msr008 | ExAnte2019 | None | SDG | RFF | Ex | CZ07 | Any | 0 | 0 | 0 | 12.9472 | 0.0026221 | -0.20577
8 | WPSDGENRLG0083-Rev02-Msr008 | ExAnte2019 | None | SDG | RFF | Ex | CZ08 | Any | 0 | 0 | 0 | 12.9472 | 0.0026008 | -0.19999
8 | WPSDGENRLG0083-Rev02-Msr008 | ExAnte2019 | None | SDG | RFF | Ex | CZ10 | Any | 0 | 0 | 0 | 12.9472 | 0.0026648 | -0.22195
8 | WPSDGENRLG0083-Rev02-Msr008 | ExAnte2019 | None | SDG | RFF | Ex | CZ14 | Any | 0 | 0 | 0 | 12.716 | 0.0027074 | -0.31559
8 | WPSDGENRLG0083-Rev02-Msr008 | ExAnte2019 | None | SDG | RFF | Ex | CZ15 | Any | 0 | 0 | 0 | 13.7564 | 0.0026861 | -0.10138
8 | WPSDGENRLG0083-Rev02-Msr008 | ExAnte2019 | None | SDG | RFF | Ex | IOU | Any | 0 | 0 | 0 | 12.9472 | 0.0026221 | -0.21039
8 | WPSDGENRLG0083-Rev02-Msr008 | ExAnte2019 | None | SDG | RSD | Ex | CZ06 | Any | 0 | 0 | 0 | 14.5466 | 0.002669 | -0.31301
8 | WPSDGENRLG0083-Rev02-Msr008 | ExAnte2019 | None | SDG | RSD | Ex | CZ07 | Any | 0 | 0 | 0 | 14.5466 | 0.0027117 | -0.28833
8 | WPSDGENRLG0083-Rev02-Msr008 | ExAnte2019 | None | SDG | RSD | Ex | CZ08 | Any | 0 | 0 | 0 | 14.6764 | 0.0025836 | -0.25976
8 | WPSDGENRLG0083-Rev02-Msr008 | ExAnte2019 | None | SDG | RSD | Ex | CZ10 | Any | 0 | 0 | 0 | 14.5466 | 0.0024555 | -0.30522
8 | WPSDGENRLG0083-Rev02-Msr008 | ExAnte2019 | None | SDG | RSD | Ex | CZ14 | Any | 0 | 0 | 0 | 14.027 | 0.0024555 | -0.50134
8 | WPSDGENRLG0083-Rev02-Msr008 | ExAnte2019 | None | SDG | RSD | Ex | CZ15 | Any | 0 | 0 | 0 | 15.7155 | 0.0027544 | -0.11663
8 | WPSDGENRLG0083-Rev02-Msr008 | ExAnte2019 | None | SDG | RSD | Ex | IOU | Any | 0 | 0 | 0 | 14.5466 | 0.0026476 | -0.29223
8 | WPSDGENRLG0083-Rev02-Msr008 | ExAnte2019 | None | SDG | Rt3 | Ex | CZ06 | Any | 0 | 0 | 0 | 21.8178 | 0.004007 | -0.10131
8 | WPSDGENRLG0083-Rev02-Msr008 | ExAnte2019 | None | SDG | Rt3 | Ex | CZ07 | Any | 0 | 0 | 0 | 21.8178 | 0.0039741 | -0.043825
8 | WPSDGENRLG0083-Rev02-Msr008 | ExAnte2019 | None | SDG | Rt3 | Ex | CZ08 | Any | 0 | 0 | 0 | 21.8178 | 0.0039741 | -0.090686
8 | WPSDGENRLG0083-Rev02-Msr008 | ExAnte2019 | None | SDG | Rt3 | Ex | CZ10 | Any | 0 | 0 | 0 | 21.6281 | 0.0040398 | -0.16582
8 | WPSDGENRLG0083-Rev02-Msr008 | ExAnte2019 | None | SDG | Rt3 | Ex | CZ14 | Any | 0 | 0 | 0 | 20.6795 | 0.0040727 | -0.60521
8 | WPSDGENRLG0083-Rev02-Msr008 | ExAnte2019 | None | SDG | Rt3 | Ex | CZ15 | Any | 0 | 0 | 0 | 22.387 | 0.0041055 | -0.039082
8 | WPSDGENRLG0083-Rev02-Msr008 | ExAnte2019 | None | SDG | Rt3 | Ex | IOU | Any | 0 | 0 | 0 | 21.8178 | 0.004007 | -0.079113
8 | WPSDGENRLG0083-Rev02-Msr008 | ExAnte2019 | None | SDG | RtL | Ex | CZ06 | Any | 0 | 0 | 0 | 15.5601 | 0.0038725 | -0.13302
8 | WPSDGENRLG0083-Rev02-Msr008 | ExAnte2019 | None | SDG | RtL | Ex | CZ07 | Any | 0 | 0 | 0 | 15.6978 | 0.0038725 | -0.097216
8 | WPSDGENRLG0083-Rev02-Msr008 | ExAnte2019 | None | SDG | RtL | Ex | CZ08 | Any | 0 | 0 | 0 | 15.6978 | 0.0038725 | -0.11512
8 | WPSDGENRLG0083-Rev02-Msr008 | ExAnte2019 | None | SDG | RtL | Ex | CZ10 | Any | 0 | 0 | 0 | 15.5601 | 0.0039355 | -0.15422
8 | WPSDGENRLG0083-Rev02-Msr008 | ExAnte2019 | None | SDG | RtL | Ex | CZ14 | Any | 0 | 0 | 0 | 15.0093 | 0.003967 | -0.32359
8 | WPSDGENRLG0083-Rev02-Msr008 | ExAnte2019 | None | SDG | RtL | Ex | CZ15 | Any | 0 | 0 | 0 | 16.2486 | 0.0039985 | -0.054392
8 | WPSDGENRLG0083-Rev02-Msr008 | ExAnte2019 | None | SDG | RtL | Ex | IOU | Any | 0 | 0 | 0 | 15.6978 | 0.0038725 | -0.11374
8 | WPSDGENRLG0083-Rev02-Msr008 | ExAnte2019 | None | SDG | RtS | Ex | CZ06 | Any | 0 | 0 | 0 | 8.7982 | 0.0026713 | -0.02803
8 | WPSDGENRLG0083-Rev02-Msr008 | ExAnte2019 | None | SDG | RtS | Ex | CZ07 | Any | 0 | 0 | 0 | 8.7982 | 0.0026275 | -0.016662
8 | WPSDGENRLG0083-Rev02-Msr008 | ExAnte2019 | None | SDG | RtS | Ex | CZ08 | Any | 0 | 0 | 0 | 8.876 | 0.0026713 | -0.023747
8 | WPSDGENRLG0083-Rev02-Msr008 | ExAnte2019 | None | SDG | RtS | Ex | CZ10 | Any | 0 | 0 | 0 | 8.7982 | 0.0026932 | -0.034959
8 | WPSDGENRLG0083-Rev02-Msr008 | ExAnte2019 | None | SDG | RtS | Ex | CZ14 | Any | 0 | 0 | 0 | 8.5646 | 0.0026932 | -0.087203
8 | WPSDGENRLG0083-Rev02-Msr008 | ExAnte2019 | None | SDG | RtS | Ex | CZ15 | Any | 0 | 0 | 0 | 9.2653 | 0.0027151 | -0.0074901
8 | WPSDGENRLG0083-Rev02-Msr008 | ExAnte2019 | None | SDG | RtS | Ex | IOU | Any | 0 | 0 | 0 | 8.7982 | 0.0026494 | -0.022034
8 | WPSDGENRLG0083-Rev02-Msr008 | ExAnte2019 | None | SDG | SCn | Ex | CZ06 | Any | 0 | 0 | 0 | 8.0196 | 0.0022277 | -0.099661
8 | WPSDGENRLG0083-Rev02-Msr008 | ExAnte2019 | None | SDG | SCn | Ex | CZ07 | Any | 0 | 0 | 0 | 7.8639 | 0.0022448 | -0.081753
8 | WPSDGENRLG0083-Rev02-Msr008 | ExAnte2019 | None | SDG | SCn | Ex | CZ08 | Any | 0 | 0 | 0 | 8.0974 | 0.0022277 | -0.084867
8 | WPSDGENRLG0083-Rev02-Msr008 | ExAnte2019 | None | SDG | SCn | Ex | CZ10 | Any | 0 | 0 | 0 | 8.0974 | 0.0022448 | -0.10511
8 | WPSDGENRLG0083-Rev02-Msr008 | ExAnte2019 | None | SDG | SCn | Ex | CZ14 | Any | 0 | 0 | 0 | 7.8639 | 0.0022105 | -0.15416
8 | WPSDGENRLG0083-Rev02-Msr008 | ExAnte2019 | None | SDG | SCn | Ex | CZ15 | Any | 0 | 0 | 0 | 8.7203 | 0.0022105 | -0.044925
8 | WPSDGENRLG0083-Rev02-Msr008 | ExAnte2019 | None | SDG | SCn | Ex | IOU | Any | 0 | 0 | 0 | 7.9417 | 0.0022448 | -0.089539
8 | WPSDGENRLG0083-Rev02-Msr008 | ExAnte2019 | None | SDG | SUn | Ex | CZ06 | Any | 0 | 0 | 0 | 7.344 | 0.001513 | 0
8 | WPSDGENRLG0083-Rev02-Msr008 | ExAnte2019 | None | SDG | SUn | Ex | CZ07 | Any | 0 | 0 | 0 | 7.344 | 0.001513 | 0
8 | WPSDGENRLG0083-Rev02-Msr008 | ExAnte2019 | None | SDG | SUn | Ex | CZ08 | Any | 0 | 0 | 0 | 7.344 | 0.001513 | 0
8 | WPSDGENRLG0083-Rev02-Msr008 | ExAnte2019 | None | SDG | SUn | Ex | CZ10 | Any | 0 | 0 | 0 | 7.344 | 0.001513 | 0
8 | WPSDGENRLG0083-Rev02-Msr008 | ExAnte2019 | None | SDG | SUn | Ex | CZ14 | Any | 0 | 0 | 0 | 7.344 | 0.001513 | 0
8 | WPSDGENRLG0083-Rev02-Msr008 | ExAnte2019 | None | SDG | SUn | Ex | CZ15 | Any | 0 | 0 | 0 | 7.344 | 0.001513 | 0
8 | WPSDGENRLG0083-Rev02-Msr008 | ExAnte2019 | None | SDG | SUn | Ex | IOU | Any | 0 | 0 | 0 | 7.344 | 0.001513 | 0
8 | WPSDGENRLG0083-Rev02-Msr008 | ExAnte2019 | None | SDG | WRf | Ex | CZ06 | Any | 0 | 0 | 0 | 25.1257 | 0.0022865 | 0
8 | WPSDGENRLG0083-Rev02-Msr008 | ExAnte2019 | None | SDG | WRf | Ex | CZ07 | Any | 0 | 0 | 0 | 25.2817 | 0.0022865 | 0
8 | WPSDGENRLG0083-Rev02-Msr008 | ExAnte2019 | None | SDG | WRf | Ex | CZ08 | Any | 0 | 0 | 0 | 24.1893 | 0.0022865 | 0
8 | WPSDGENRLG0083-Rev02-Msr008 | ExAnte2019 | None | SDG | WRf | Ex | CZ10 | Any | 0 | 0 | 0 | 24.8135 | 0.0023048 | 0
8 | WPSDGENRLG0083-Rev02-Msr008 | ExAnte2019 | None | SDG | WRf | Ex | CZ14 | Any | 0 | 0 | 0 | 23.0969 | 0.0022865 | 0
8 | WPSDGENRLG0083-Rev02-Msr008 | ExAnte2019 | None | SDG | WRf | Ex | CZ15 | Any | 0 | 0 | 0 | 24.5014 | 0.0023048 | 0
8 | WPSDGENRLG0083-Rev02-Msr008 | ExAnte2019 | None | SDG | WRf | Ex | IOU | Any | 0 | 0 | 0 | 25.1257 | 0.0022865 | 0
9 | WPSDGENRLG0083-Rev02-Msr009 | ExAnte2019 | None | SDG | Asm | Ex | CZ06 | Any | 0 | 0 | 0 | 6.0588 | 0.0020074 | -0.051445
9 | WPSDGENRLG0083-Rev02-Msr009 | ExAnte2019 | None | SDG | Asm | Ex | CZ07 | Any | 0 | 0 | 0 | 6.1139 | 0.0020074 | -0.047534
9 | WPSDGENRLG0083-Rev02-Msr009 | ExAnte2019 | None | SDG | Asm | Ex | CZ08 | Any | 0 | 0 | 0 | 6.1139 | 0.0019584 | -0.043513
9 | WPSDGENRLG0083-Rev02-Msr009 | ExAnte2019 | None | SDG | Asm | Ex | CZ10 | Any | 0 | 0 | 0 | 6.0588 | 0.0019747 | -0.055631
9 | WPSDGENRLG0083-Rev02-Msr009 | ExAnte2019 | None | SDG | Asm | Ex | CZ14 | Any | 0 | 0 | 0 | 5.8936 | 0.0018442 | -0.088679
9 | WPSDGENRLG0083-Rev02-Msr009 | ExAnte2019 | None | SDG | Asm | Ex | CZ15 | Any | 0 | 0 | 0 | 6.6647 | 0.0019584 | -0.024566
9 | WPSDGENRLG0083-Rev02-Msr009 | ExAnte2019 | None | SDG | Asm | Ex | IOU | Any | 0 | 0 | 0 | 6.1139 | 0.001991 | -0.050343
9 | WPSDGENRLG0083-Rev02-Msr009 | ExAnte2019 | None | SDG | Com | Ex | IOU | Any | 0 | 0 | 0 | 11.6525 | 0.0027573 | -0.11444
9 | WPSDGENRLG0083-Rev02-Msr009 | ExAnte2019 | None | SDG | ECC | Ex | CZ06 | Any | 0 | 0 | 0 | 8.9134 | 0.003014 | -0.1128
9 | WPSDGENRLG0083-Rev02-Msr009 | ExAnte2019 | None | SDG | ECC | Ex | CZ07 | Any | 0 | 0 | 0 | 8.9923 | 0.003014 | -0.094656
9 | WPSDGENRLG0083-Rev02-Msr009 | ExAnte2019 | None | SDG | ECC | Ex | CZ08 | Any | 0 | 0 | 0 | 9.0712 | 0.0029902 | -0.10254
9 | WPSDGENRLG0083-Rev02-Msr009 | ExAnte2019 | None | SDG | ECC | Ex | CZ10 | Any | 0 | 0 | 0 | 8.9923 | 0.0030377 | -0.12148
9 | WPSDGENRLG0083-Rev02-Msr009 | ExAnte2019 | None | SDG | ECC | Ex | CZ14 | Any | 0 | 0 | 0 | 8.8346 | 0.003014 | -0.183
9 | WPSDGENRLG0083-Rev02-Msr009 | ExAnte2019 | None | SDG | ECC | Ex | CZ15 | Any | 0 | 0 | 0 | 9.5445 | 0.0029902 | -0.047565
9 | WPSDGENRLG0083-Rev02-Msr009 | ExAnte2019 | None | SDG | ECC | Ex | IOU | Any | 0 | 0 | 0 | 8.9923 | 0.003014 | -0.10176
9 | WPSDGENRLG0083-Rev02-Msr009 | ExAnte2019 | None | SDG | EPr | Ex | CZ06 | Any | 0 | 0 | 0 | 8.1008 | 0.0029245 | -0.072481
9 | WPSDGENRLG0083-Rev02-Msr009 | ExAnte2019 | None | SDG | EPr | Ex | CZ07 | Any | 0 | 0 | 0 | 8.1008 | 0.0029474 | -0.064594
9 | WPSDGENRLG0083-Rev02-Msr009 | ExAnte2019 | None | SDG | EPr | Ex | CZ08 | Any | 0 | 0 | 0 | 8.1719 | 0.0029702 | -0.059904
9 | WPSDGENRLG0083-Rev02-Msr009 | ExAnte2019 | None | SDG | EPr | Ex | CZ10 | Any | 0 | 0 | 0 | 8.1008 | 0.0029474 | -0.076745
9 | WPSDGENRLG0083-Rev02-Msr009 | ExAnte2019 | None | SDG | EPr | Ex | CZ14 | Any | 0 | 0 | 0 | 7.8166 | 0.0029474 | -0.13075
9 | WPSDGENRLG0083-Rev02-Msr009 | ExAnte2019 | None | SDG | EPr | Ex | CZ15 | Any | 0 | 0 | 0 | 8.6693 | 0.0029474 | -0.031409
9 | WPSDGENRLG0083-Rev02-Msr009 | ExAnte2019 | None | SDG | EPr | Ex | IOU | Any | 0 | 0 | 0 | 8.1008 | 0.0029474 | -0.069212
9 | WPSDGENRLG0083-Rev02-Msr009 | ExAnte2019 | None | SDG | ERC | Ex | CZ06 | Any | 0 | 0 | 0 | 3.623 | 0.0015936 | -0.021836
9 | WPSDGENRLG0083-Rev02-Msr009 | ExAnte2019 | None | SDG | ERC | Ex | CZ07 | Any | 0 | 0 | 0 | 3.6883 | 0.0016189 | -0.01805
9 | WPSDGENRLG0083-Rev02-Msr009 | ExAnte2019 | None | SDG | ERC | Ex | CZ08 | Any | 0 | 0 | 0 | 3.623 | 0.0016063 | -0.019094
9 | WPSDGENRLG0083-Rev02-Msr009 | ExAnte2019 | None | SDG | ERC | Ex | CZ10 | Any | 0 | 0 | 0 | 3.623 | 0.0016063 | -0.022554
9 | WPSDGENRLG0083-Rev02-Msr009 | ExAnte2019 | None | SDG | ERC | Ex | CZ14 | Any | 0 | 0 | 0 | 3.5578 | 0.0016189 | -0.0298
9 | WPSDGENRLG0083-Rev02-Msr009 | ExAnte2019 | None | SDG | ERC | Ex | CZ15 | Any | 0 | 0 | 0 | 3.8515 | 0.0016569 | -0.01051
9 | WPSDGENRLG0083-Rev02-Msr009 | ExAnte2019 | None | SDG | ERC | Ex | IOU | Any | 0 | 0 | 0 | 3.6557 | 0.0016189 | -0.019845
9 | WPSDGENRLG0083-Rev02-Msr009 | ExAnte2019 | None | SDG | ESe | Ex | CZ06 | Any | 0 | 0 | 0 | 8.3395 | 0.0031683 | -0.099032
9 | WPSDGENRLG0083-Rev02-Msr009 | ExAnte2019 | None | SDG | ESe | Ex | CZ07 | Any | 0 | 0 | 0 | 8.3395 | 0.003094 | -0.087118
9 | WPSDGENRLG0083-Rev02-Msr009 | ExAnte2019 | None | SDG | ESe | Ex | CZ08 | Any | 0 | 0 | 0 | 8.414 | 0.0031435 | -0.084884
9 | WPSDGENRLG0083-Rev02-Msr009 | ExAnte2019 | None | SDG | ESe | Ex | CZ10 | Any | 0 | 0 | 0 | 8.414 | 0.0031435 | -0.10648
9 | WPSDGENRLG0083-Rev02-Msr009 | ExAnte2019 | None | SDG | ESe | Ex | CZ14 | Any | 0 | 0 | 0 | 8.1161 | 0.0030445 | -0.17126
9 | WPSDGENRLG0083-Rev02-Msr009 | ExAnte2019 | None | SDG | ESe | Ex | CZ15 | Any | 0 | 0 | 0 | 9.0841 | 0.0031435 | -0.04691
9 | WPSDGENRLG0083-Rev02-Msr009 | ExAnte2019 | None | SDG | ESe | Ex | IOU | Any | 0 | 0 | 0 | 8.3395 | 0.003094 | -0.094564
9 | WPSDGENRLG0083-Rev02-Msr009 | ExAnte2019 | None | SDG | EUn | Ex | CZ06 | Any | 0 | 0 | 0 | 9.6125 | 0.0032387 | -0.095282
9 | WPSDGENRLG0083-Rev02-Msr009 | ExAnte2019 | None | SDG | EUn | Ex | CZ07 | Any | 0 | 0 | 0 | 9.6125 | 0.003213 | -0.082718
9 | WPSDGENRLG0083-Rev02-Msr009 | ExAnte2019 | None | SDG | EUn | Ex | CZ08 | Any | 0 | 0 | 0 | 9.6968 | 0.0032644 | -0.091909
9 | WPSDGENRLG0083-Rev02-Msr009 | ExAnte2019 | None | SDG | EUn | Ex | CZ10 | Any | 0 | 0 | 0 | 9.6968 | 0.0032901 | -0.10624
9 | WPSDGENRLG0083-Rev02-Msr009 | ExAnte2019 | None | SDG | EUn | Ex | CZ14 | Any | 0 | 0 | 0 | 9.5282 | 0.0032644 | -0.1425
9 | WPSDGENRLG0083-Rev02-Msr009 | ExAnte2019 | None | SDG | EUn | Ex | CZ15 | Any | 0 | 0 | 0 | 10.0341 | 0.0032644 | -0.046039
9 | WPSDGENRLG0083-Rev02-Msr009 | ExAnte2019 | None | SDG | EUn | Ex | IOU | Any | 0 | 0 | 0 | 9.6125 | 0.0032387 | -0.088536
9 | WPSDGENRLG0083-Rev02-Msr009 | ExAnte2019 | None | SDG | Gro | Ex | CZ06 | Any | 0 | 0 | 0 | 18.5093 | 0.0037053 | -1.2682
9 | WPSDGENRLG0083-Rev02-Msr009 | ExAnte2019 | None | SDG | Gro | Ex | CZ07 | Any | 0 | 0 | 0 | 18.326 | 0.0036149 | -1.3488
9 | WPSDGENRLG0083-Rev02-Msr009 | ExAnte2019 | None | SDG | Gro | Ex | CZ08 | Any | 0 | 0 | 0 | 18.8758 | 0.0037956 | -1.149
9 | WPSDGENRLG0083-Rev02-Msr009 | ExAnte2019 | None | SDG | Gro | Ex | CZ10 | Any | 0 | 0 | 0 | 19.2423 | 0.0039764 | -1.0886
9 | WPSDGENRLG0083-Rev02-Msr009 | ExAnte2019 | None | SDG | Gro | Ex | CZ14 | Any | 0 | 0 | 0 | 19.059 | 0.0040065 | -1.149
9 | WPSDGENRLG0083-Rev02-Msr009 | ExAnte2019 | None | SDG | Gro | Ex | CZ15 | Any | 0 | 0 | 0 | 20.5251 | 0.0039161 | -0.61209
9 | WPSDGENRLG0083-Rev02-Msr009 | ExAnte2019 | None | SDG | Gro | Ex | IOU | Any | 0 | 0 | 0 | 18.5093 | 0.0037354 | -1.2663
9 | WPSDGENRLG0083-Rev02-Msr009 | ExAnte2019 | None | SDG | Hsp | Ex | CZ06 | Any | 0 | 0 | 0 | 22.8344 | 0.0032598 | -0.59965
9 | WPSDGENRLG0083-Rev02-Msr009 | ExAnte2019 | None | SDG | Hsp | Ex | CZ07 | Any | 0 | 0 | 0 | 22.8344 | 0.0032337 | -0.54803
9 | WPSDGENRLG0083-Rev02-Msr009 | ExAnte2019 | None | SDG | Hsp | Ex | CZ08 | Any | 0 | 0 | 0 | 22.8344 | 0.0032598 | -0.59171
9 | WPSDGENRLG0083-Rev02-Msr009 | ExAnte2019 | None | SDG | Hsp | Ex | CZ10 | Any | 0 | 0 | 0 | 22.8344 | 0.003338 | -0.63936
9 | WPSDGENRLG0083-Rev02-Msr009 | ExAnte2019 | None | SDG | Hsp | Ex | CZ14 | Any | 0 | 0 | 0 | 22.4373 | 0.0033119 | -0.78233
9 | WPSDGENRLG0083-Rev02-Msr009 | ExAnte2019 | None | SDG | Hsp | Ex | CZ15 | Any | 0 | 0 | 0 | 23.2315 | 0.0033119 | -0.50633
9 | WPSDGENRLG0083-Rev02-Msr009 | ExAnte2019 | None | SDG | Hsp | Ex | IOU | Any | 0 | 0 | 0 | 22.8344 | 0.0032598 | -0.56391
9 | WPSDGENRLG0083-Rev02-Msr009 | ExAnte2019 | None | SDG | Htl | Ex | CZ06 | Any | 0 | 0 | 0 | 19.0631 | 0.0028348 | -0.23873
9 | WPSDGENRLG0083-Rev02-Msr009 | ExAnte2019 | None | SDG | Htl | Ex | CZ07 | Any | 0 | 0 | 0 | 19.5976 | 0.0028121 | -0.19241
9 | WPSDGENRLG0083-Rev02-Msr009 | ExAnte2019 | None | SDG | Htl | Ex | CZ08 | Any | 0 | 0 | 0 | 19.4194 | 0.0028574 | -0.21201
9 | WPSDGENRLG0083-Rev02-Msr009 | ExAnte2019 | None | SDG | Htl | Ex | CZ10 | Any | 0 | 0 | 0 | 19.0631 | 0.0029028 | -0.23695
9 | WPSDGENRLG0083-Rev02-Msr009 | ExAnte2019 | None | SDG | Htl | Ex | CZ14 | Any | 0 | 0 | 0 | 18.1723 | 0.0029028 | -0.31712
9 | WPSDGENRLG0083-Rev02-Msr009 | ExAnte2019 | None | SDG | Htl | Ex | CZ15 | Any | 0 | 0 | 0 | 20.6666 | 0.0029255 | -0.13629
9 | WPSDGENRLG0083-Rev02-Msr009 | ExAnte2019 | None | SDG | Htl | Ex | IOU | Any | 0 | 0 | 0 | 19.4194 | 0.0028348 | -0.19954
9 | WPSDGENRLG0083-Rev02-Msr009 | ExAnte2019 | None | SDG | MBT | Ex | CZ06 | Any | 0 | 0 | 0 | 10.7277 | 0.002327 | -0.0068343
9 | WPSDGENRLG0083-Rev02-Msr009 | ExAnte2019 | None | SDG | MBT | Ex | CZ07 | Any | 0 | 0 | 0 | 10.8202 | 0.0022889 | -0.0013317
9 | WPSDGENRLG0083-Rev02-Msr009 | ExAnte2019 | None | SDG | MBT | Ex | CZ08 | Any | 0 | 0 | 0 | 10.7277 | 0.0024224 | -0.0043466
9 | WPSDGENRLG0083-Rev02-Msr009 | ExAnte2019 | None | SDG | MBT | Ex | CZ10 | Any | 0 | 0 | 0 | 10.7277 | 0.0024796 | -0.0088781
9 | WPSDGENRLG0083-Rev02-Msr009 | ExAnte2019 | None | SDG | MBT | Ex | CZ14 | Any | 0 | 0 | 0 | 10.5427 | 0.0024605 | -0.021363
9 | WPSDGENRLG0083-Rev02-Msr009 | ExAnte2019 | None | SDG | MBT | Ex | CZ15 | Any | 0 | 0 | 0 | 11.1901 | 0.0024796 | 0
9 | WPSDGENRLG0083-Rev02-Msr009 | ExAnte2019 | None | SDG | MBT | Ex | IOU | Any | 0 | 0 | 0 | 10.7277 | 0.0023461 | -0.0040506
9 | WPSDGENRLG0083-Rev02-Msr009 | ExAnte2019 | None | SDG | MLI | Ex | CZ06 | Any | 0 | 0 | 0 | 10.6855 | 0.0023909 | -0.06065
9 | WPSDGENRLG0083-Rev02-Msr009 | ExAnte2019 | None | SDG | MLI | Ex | CZ07 | Any | 0 | 0 | 0 | 10.6855 | 0.002371 | -0.030375
9 | WPSDGENRLG0083-Rev02-Msr009 | ExAnte2019 | None | SDG | MLI | Ex | CZ08 | Any | 0 | 0 | 0 | 10.7845 | 0.0023909 | -0.049668
9 | WPSDGENRLG0083-Rev02-Msr009 | ExAnte2019 | None | SDG | MLI | Ex | CZ10 | Any | 0 | 0 | 0 | 10.7845 | 0.0024507 | -0.068466
9 | WPSDGENRLG0083-Rev02-Msr009 | ExAnte2019 | None | SDG | MLI | Ex | CZ14 | Any | 0 | 0 | 0 | 10.4876 | 0.0024307 | -0.19392
9 | WPSDGENRLG0083-Rev02-Msr009 | ExAnte2019 | None | SDG | MLI | Ex | CZ15 | Any | 0 | 0 | 0 | 11.576 | 0.0024108 | -0.018601
9 | WPSDGENRLG0083-Rev02-Msr009 | ExAnte2019 | None | SDG | MLI | Ex | IOU | Any | 0 | 0 | 0 | 10.6855 | 0.0023909 | -0.04482
9 | WPSDGENRLG0083-Rev02-Msr009 | ExAnte2019 | None | SDG | Mtl | Ex | CZ06 | Any | 0 | 0 | 0 | 15.4605 | 0.0015337 | -0.18635
9 | WPSDGENRLG0083-Rev02-Msr009 | ExAnte2019 | None | SDG | Mtl | Ex | CZ07 | Any | 0 | 0 | 0 | 15.8746 | 0.0015215 | -0.1368
9 | WPSDGENRLG0083-Rev02-Msr009 | ExAnte2019 | None | SDG | Mtl | Ex | CZ08 | Any | 0 | 0 | 0 | 15.5985 | 0.0015458 | -0.15737
9 | WPSDGENRLG0083-Rev02-Msr009 | ExAnte2019 | None | SDG | Mtl | Ex | CZ10 | Any | 0 | 0 | 0 | 15.4605 | 0.0015945 | -0.18497
9 | WPSDGENRLG0083-Rev02-Msr009 | ExAnte2019 | None | SDG | Mtl | Ex | CZ14 | Any | 0 | 0 | 0 | 14.9083 | 0.0015824 | -0.25399
9 | WPSDGENRLG0083-Rev02-Msr009 | ExAnte2019 | None | SDG | Mtl | Ex | CZ15 | Any | 0 | 0 | 0 | 16.5648 | 0.0016189 | -0.077717
9 | WPSDGENRLG0083-Rev02-Msr009 | ExAnte2019 | None | SDG | Mtl | Ex | IOU | Any | 0 | 0 | 0 | 15.7366 | 0.0015337 | -0.14356
9 | WPSDGENRLG0083-Rev02-Msr009 | ExAnte2019 | None | SDG | Nrs | Ex | CZ06 | Any | 0 | 0 | 0 | 13.7333 | 0.0029305 | -0.49847
9 | WPSDGENRLG0083-Rev02-Msr009 | ExAnte2019 | None | SDG | Nrs | Ex | CZ07 | Any | 0 | 0 | 0 | 13.6061 | 0.0028854 | -0.45523
9 | WPSDGENRLG0083-Rev02-Msr009 | ExAnte2019 | None | SDG | Nrs | Ex | CZ08 | Any | 0 | 0 | 0 | 13.8604 | 0.0029305 | -0.48448
9 | WPSDGENRLG0083-Rev02-Msr009 | ExAnte2019 | None | SDG | Nrs | Ex | CZ10 | Any | 0 | 0 | 0 | 13.8604 | 0.0030432 | -0.51373
9 | WPSDGENRLG0083-Rev02-Msr009 | ExAnte2019 | None | SDG | Nrs | Ex | CZ14 | Any | 0 | 0 | 0 | 13.7333 | 0.0029755 | -0.6002
9 | WPSDGENRLG0083-Rev02-Msr009 | ExAnte2019 | None | SDG | Nrs | Ex | CZ15 | Any | 0 | 0 | 0 | 14.6234 | 0.0030206 | -0.30264
9 | WPSDGENRLG0083-Rev02-Msr009 | ExAnte2019 | None | SDG | Nrs | Ex | IOU | Any | 0 | 0 | 0 | 13.6061 | 0.0029079 | -0.46541
9 | WPSDGENRLG0083-Rev02-Msr009 | ExAnte2019 | None | SDG | OfL | Ex | CZ06 | Any | 0 | 0 | 0 | 10.6488 | 0.0029362 | -0.059854
9 | WPSDGENRLG0083-Rev02-Msr009 | ExAnte2019 | None | SDG | OfL | Ex | CZ07 | Any | 0 | 0 | 0 | 10.6488 | 0.0029131 | -0.05306
9 | WPSDGENRLG0083-Rev02-Msr009 | ExAnte2019 | None | SDG | OfL | Ex | CZ08 | Any | 0 | 0 | 0 | 10.6488 | 0.0029594 | -0.059578
9 | WPSDGENRLG0083-Rev02-Msr009 | ExAnte2019 | None | SDG | OfL | Ex | CZ10 | Any | 0 | 0 | 0 | 10.6488 | 0.0030056 | -0.070135
9 | WPSDGENRLG0083-Rev02-Msr009 | ExAnte2019 | None | SDG | OfL | Ex | CZ14 | Any | 0 | 0 | 0 | 10.557 | 0.0030056 | -0.087669
9 | WPSDGENRLG0083-Rev02-Msr009 | ExAnte2019 | None | SDG | OfL | Ex | CZ15 | Any | 0 | 0 | 0 | 11.1996 | 0.0030287 | -0.040667
9 | WPSDGENRLG0083-Rev02-Msr009 | ExAnte2019 | None | SDG | OfL | Ex | IOU | Any | 0 | 0 | 0 | 10.6488 | 0.0029362 | -0.056457
9 | WPSDGENRLG0083-Rev02-Msr009 | ExAnte2019 | None | SDG | OfS | Ex | CZ06 | Any | 0 | 0 | 0 | 7.1553 | 0.0026138 | -0.010142
9 | WPSDGENRLG0083-Rev02-Msr009 | ExAnte2019 | None | SDG | OfS | Ex | CZ07 | Any | 0 | 0 | 0 | 7.2175 | 0.0025928 | -0.002887
9 | WPSDGENRLG0083-Rev02-Msr009 | ExAnte2019 | None | SDG | OfS | Ex | CZ08 | Any | 0 | 0 | 0 | 7.2175 | 0.0026347 | -0.0087108
9 | WPSDGENRLG0083-Rev02-Msr009 | ExAnte2019 | None | SDG | OfS | Ex | CZ10 | Any | 0 | 0 | 0 | 7.2175 | 0.0026556 | -0.013191
9 | WPSDGENRLG0083-Rev02-Msr009 | ExAnte2019 | None | SDG | OfS | Ex | CZ14 | Any | 0 | 0 | 0 | 7.0309 | 0.0026765 | -0.032666
9 | WPSDGENRLG0083-Rev02-Msr009 | ExAnte2019 | None | SDG | OfS | Ex | CZ15 | Any | 0 | 0 | 0 | 7.5908 | 0.0026347 | -0.0027066
9 | WPSDGENRLG0083-Rev02-Msr009 | ExAnte2019 | None | SDG | OfS | Ex | IOU | Any | 0 | 0 | 0 | 7.2175 | 0.0026138 | -0.0050772
9 | WPSDGENRLG0083-Rev02-Msr009 | ExAnte2019 | None | SDG | RFF | Ex | CZ06 | Any | 0 | 0 | 0 | 12.8316 | 0.0026221 | -0.22658
9 | WPSDGENRLG0083-Rev02-Msr009 | ExAnte2019 | None | SDG | RFF | Ex | CZ07 | Any | 0 | 0 | 0 | 12.9472 | 0.0026221 | -0.20577
9 | WPSDGENRLG0083-Rev02-Msr009 | ExAnte2019 | None | SDG | RFF | Ex | CZ08 | Any | 0 | 0 | 0 | 12.9472 | 0.0026008 | -0.19999
9 | WPSDGENRLG0083-Rev02-Msr009 | ExAnte2019 | None | SDG | RFF | Ex | CZ10 | Any | 0 | 0 | 0 | 12.9472 | 0.0026648 | -0.22195
9 | WPSDGENRLG0083-Rev02-Msr009 | ExAnte2019 | None | SDG | RFF | Ex | CZ14 | Any | 0 | 0 | 0 | 12.716 | 0.0027074 | -0.31559
9 | WPSDGENRLG0083-Rev02-Msr009 | ExAnte2019 | None | SDG | RFF | Ex | CZ15 | Any | 0 | 0 | 0 | 13.7564 | 0.0026861 | -0.10138
9 | WPSDGENRLG0083-Rev02-Msr009 | ExAnte2019 | None | SDG | RFF | Ex | IOU | Any | 0 | 0 | 0 | 12.9472 | 0.0026221 | -0.21039
9 | WPSDGENRLG0083-Rev02-Msr009 | ExAnte2019 | None | SDG | RSD | Ex | CZ06 | Any | 0 | 0 | 0 | 14.5466 | 0.002669 | -0.31301
9 | WPSDGENRLG0083-Rev02-Msr009 | ExAnte2019 | None | SDG | RSD | Ex | CZ07 | Any | 0 | 0 | 0 | 14.5466 | 0.0027117 | -0.28833
9 | WPSDGENRLG0083-Rev02-Msr009 | ExAnte2019 | None | SDG | RSD | Ex | CZ08 | Any | 0 | 0 | 0 | 14.6764 | 0.0025836 | -0.25976
9 | WPSDGENRLG0083-Rev02-Msr009 | ExAnte2019 | None | SDG | RSD | Ex | CZ10 | Any | 0 | 0 | 0 | 14.5466 | 0.0024555 | -0.30522
9 | WPSDGENRLG0083-Rev02-Msr009 | ExAnte2019 | None | SDG | RSD | Ex | CZ14 | Any | 0 | 0 | 0 | 14.027 | 0.0024555 | -0.50134
9 | WPSDGENRLG0083-Rev02-Msr009 | ExAnte2019 | None | SDG | RSD | Ex | CZ15 | Any | 0 | 0 | 0 | 15.7155 | 0.0027544 | -0.11663
9 | WPSDGENRLG0083-Rev02-Msr009 | ExAnte2019 | None | SDG | RSD | Ex | IOU | Any | 0 | 0 | 0 | 14.5466 | 0.0026476 | -0.29223
9 | WPSDGENRLG0083-Rev02-Msr009 | ExAnte2019 | None | SDG | Rt3 | Ex | CZ06 | Any | 0 | 0 | 0 | 21.8178 | 0.004007 | -0.10131
9 | WPSDGENRLG0083-Rev02-Msr009 | ExAnte2019 | None | SDG | Rt3 | Ex | CZ07 | Any | 0 | 0 | 0 | 21.8178 | 0.0039741 | -0.043825
9 | WPSDGENRLG0083-Rev02-Msr009 | ExAnte2019 | None | SDG | Rt3 | Ex | CZ08 | Any | 0 | 0 | 0 | 21.8178 | 0.0039741 | -0.090686
9 | WPSDGENRLG0083-Rev02-Msr009 | ExAnte2019 | None | SDG | Rt3 | Ex | CZ10 | Any | 0 | 0 | 0 | 21.6281 | 0.0040398 | -0.16582
9 | WPSDGENRLG0083-Rev02-Msr009 | ExAnte2019 | None | SDG | Rt3 | Ex | CZ14 | Any | 0 | 0 | 0 | 20.6795 | 0.0040727 | -0.60521
9 | WPSDGENRLG0083-Rev02-Msr009 | ExAnte2019 | None | SDG | Rt3 | Ex | CZ15 | Any | 0 | 0 | 0 | 22.387 | 0.0041055 | -0.039082
9 | WPSDGENRLG0083-Rev02-Msr009 | ExAnte2019 | None | SDG | Rt3 | Ex | IOU | Any | 0 | 0 | 0 | 21.8178 | 0.004007 | -0.079113
9 | WPSDGENRLG0083-Rev02-Msr009 | ExAnte2019 | None | SDG | RtL | Ex | CZ06 | Any | 0 | 0 | 0 | 15.5601 | 0.0038725 | -0.13302
9 | WPSDGENRLG0083-Rev02-Msr009 | ExAnte2019 | None | SDG | RtL | Ex | CZ07 | Any | 0 | 0 | 0 | 15.6978 | 0.0038725 | -0.097216
9 | WPSDGENRLG0083-Rev02-Msr009 | ExAnte2019 | None | SDG | RtL | Ex | CZ08 | Any | 0 | 0 | 0 | 15.6978 | 0.0038725 | -0.11512
9 | WPSDGENRLG0083-Rev02-Msr009 | ExAnte2019 | None | SDG | RtL | Ex | CZ10 | Any | 0 | 0 | 0 | 15.5601 | 0.0039355 | -0.15422
9 | WPSDGENRLG0083-Rev02-Msr009 | ExAnte2019 | None | SDG | RtL | Ex | CZ14 | Any | 0 | 0 | 0 | 15.0093 | 0.003967 | -0.32359
9 | WPSDGENRLG0083-Rev02-Msr009 | ExAnte2019 | None | SDG | RtL | Ex | CZ15 | Any | 0 | 0 | 0 | 16.2486 | 0.0039985 | -0.054392
9 | WPSDGENRLG0083-Rev02-Msr009 | ExAnte2019 | None | SDG | RtL | Ex | IOU | Any | 0 | 0 | 0 | 15.6978 | 0.0038725 | -0.11374
9 | WPSDGENRLG0083-Rev02-Msr009 | ExAnte2019 | None | SDG | RtS | Ex | CZ06 | Any | 0 | 0 | 0 | 8.7982 | 0.0026713 | -0.02803
9 | WPSDGENRLG0083-Rev02-Msr009 | ExAnte2019 | None | SDG | RtS | Ex | CZ07 | Any | 0 | 0 | 0 | 8.7982 | 0.0026275 | -0.016662
9 | WPSDGENRLG0083-Rev02-Msr009 | ExAnte2019 | None | SDG | RtS | Ex | CZ08 | Any | 0 | 0 | 0 | 8.876 | 0.0026713 | -0.023747
9 | WPSDGENRLG0083-Rev02-Msr009 | ExAnte2019 | None | SDG | RtS | Ex | CZ10 | Any | 0 | 0 | 0 | 8.7982 | 0.0026932 | -0.034959
9 | WPSDGENRLG0083-Rev02-Msr009 | ExAnte2019 | None | SDG | RtS | Ex | CZ14 | Any | 0 | 0 | 0 | 8.5646 | 0.0026932 | -0.087203
9 | WPSDGENRLG0083-Rev02-Msr009 | ExAnte2019 | None | SDG | RtS | Ex | CZ15 | Any | 0 | 0 | 0 | 9.2653 | 0.0027151 | -0.0074901
9 | WPSDGENRLG0083-Rev02-Msr009 | ExAnte2019 | None | SDG | RtS | Ex | IOU | Any | 0 | 0 | 0 | 8.7982 | 0.0026494 | -0.022034
9 | WPSDGENRLG0083-Rev02-Msr009 | ExAnte2019 | None | SDG | SCn | Ex | CZ06 | Any | 0 | 0 | 0 | 8.0196 | 0.0022277 | -0.099661
9 | WPSDGENRLG0083-Rev02-Msr009 | ExAnte2019 | None | SDG | SCn | Ex | CZ07 | Any | 0 | 0 | 0 | 7.8639 | 0.0022448 | -0.081753
9 | WPSDGENRLG0083-Rev02-Msr009 | ExAnte2019 | None | SDG | SCn | Ex | CZ08 | Any | 0 | 0 | 0 | 8.0974 | 0.0022277 | -0.084867
9 | WPSDGENRLG0083-Rev02-Msr009 | ExAnte2019 | None | SDG | SCn | Ex | CZ10 | Any | 0 | 0 | 0 | 8.0974 | 0.0022448 | -0.10511
9 | WPSDGENRLG0083-Rev02-Msr009 | ExAnte2019 | None | SDG | SCn | Ex | CZ14 | Any | 0 | 0 | 0 | 7.8639 | 0.0022105 | -0.15416
9 | WPSDGENRLG0083-Rev02-Msr009 | ExAnte2019 | None | SDG | SCn | Ex | CZ15 | Any | 0 | 0 | 0 | 8.7203 | 0.0022105 | -0.044925
9 | WPSDGENRLG0083-Rev02-Msr009 | ExAnte2019 | None | SDG | SCn | Ex | IOU | Any | 0 | 0 | 0 | 7.9417 | 0.0022448 | -0.089539
9 | WPSDGENRLG0083-Rev02-Msr009 | ExAnte2019 | None | SDG | SUn | Ex | CZ06 | Any | 0 | 0 | 0 | 7.344 | 0.001513 | 0
9 | WPSDGENRLG0083-Rev02-Msr009 | ExAnte2019 | None | SDG | SUn | Ex | CZ07 | Any | 0 | 0 | 0 | 7.344 | 0.001513 | 0
9 | WPSDGENRLG0083-Rev02-Msr009 | ExAnte2019 | None | SDG | SUn | Ex | CZ08 | Any | 0 | 0 | 0 | 7.344 | 0.001513 | 0
9 | WPSDGENRLG0083-Rev02-Msr009 | ExAnte2019 | None | SDG | SUn | Ex | CZ10 | Any | 0 | 0 | 0 | 7.344 | 0.001513 | 0
9 | WPSDGENRLG0083-Rev02-Msr009 | ExAnte2019 | None | SDG | SUn | Ex | CZ14 | Any | 0 | 0 | 0 | 7.344 | 0.001513 | 0
9 | WPSDGENRLG0083-Rev02-Msr009 | ExAnte2019 | None | SDG | SUn | Ex | CZ15 | Any | 0 | 0 | 0 | 7.344 | 0.001513 | 0
9 | WPSDGENRLG0083-Rev02-Msr009 | ExAnte2019 | None | SDG | SUn | Ex | IOU | Any | 0 | 0 | 0 | 7.344 | 0.001513 | 0
9 | WPSDGENRLG0083-Rev02-Msr009 | ExAnte2019 | None | SDG | WRf | Ex | CZ06 | Any | 0 | 0 | 0 | 25.1257 | 0.0022865 | 0
9 | WPSDGENRLG0083-Rev02-Msr009 | ExAnte2019 | None | SDG | WRf | Ex | CZ07 | Any | 0 | 0 | 0 | 25.2817 | 0.0022865 | 0
9 | WPSDGENRLG0083-Rev02-Msr009 | ExAnte2019 | None | SDG | WRf | Ex | CZ08 | Any | 0 | 0 | 0 | 24.1893 | 0.0022865 | 0
9 | WPSDGENRLG0083-Rev02-Msr009 | ExAnte2019 | None | SDG | WRf | Ex | CZ10 | Any | 0 | 0 | 0 | 24.8135 | 0.0023048 | 0
9 | WPSDGENRLG0083-Rev02-Msr009 | ExAnte2019 | None | SDG | WRf | Ex | CZ14 | Any | 0 | 0 | 0 | 23.0969 | 0.0022865 | 0
9 | WPSDGENRLG0083-Rev02-Msr009 | ExAnte2019 | None | SDG | WRf | Ex | CZ15 | Any | 0 | 0 | 0 | 24.5014 | 0.0023048 | 0
9 | WPSDGENRLG0083-Rev02-Msr009 | ExAnte2019 | None | SDG | WRf | Ex | IOU | Any | 0 | 0 | 0 | 25.1257 | 0.0022865 | 0
10 | WPSDGENRLG0083-Rev02-Msr010 | ExAnte2019 | None | SDG | Asm | Ex | CZ06 | Any | 0 | 0 | 0 | 6.0588 | 0.0020074 | -0.051445
10 | WPSDGENRLG0083-Rev02-Msr010 | ExAnte2019 | None | SDG | Asm | Ex | CZ07 | Any | 0 | 0 | 0 | 6.1139 | 0.0020074 | -0.047534
10 | WPSDGENRLG0083-Rev02-Msr010 | ExAnte2019 | None | SDG | Asm | Ex | CZ08 | Any | 0 | 0 | 0 | 6.1139 | 0.0019584 | -0.043513
10 | WPSDGENRLG0083-Rev02-Msr010 | ExAnte2019 | None | SDG | Asm | Ex | CZ10 | Any | 0 | 0 | 0 | 6.0588 | 0.0019747 | -0.055631
10 | WPSDGENRLG0083-Rev02-Msr010 | ExAnte2019 | None | SDG | Asm | Ex | CZ14 | Any | 0 | 0 | 0 | 5.8936 | 0.0018442 | -0.088679
10 | WPSDGENRLG0083-Rev02-Msr010 | ExAnte2019 | None | SDG | Asm | Ex | CZ15 | Any | 0 | 0 | 0 | 6.6647 | 0.0019584 | -0.024566
10 | WPSDGENRLG0083-Rev02-Msr010 | ExAnte2019 | None | SDG | Asm | Ex | IOU | Any | 0 | 0 | 0 | 6.1139 | 0.001991 | -0.050343
10 | WPSDGENRLG0083-Rev02-Msr010 | ExAnte2019 | None | SDG | Com | Ex | IOU | Any | 0 | 0 | 0 | 11.6525 | 0.0027573 | -0.11444
10 | WPSDGENRLG0083-Rev02-Msr010 | ExAnte2019 | None | SDG | ECC | Ex | CZ06 | Any | 0 | 0 | 0 | 8.9134 | 0.003014 | -0.1128
10 | WPSDGENRLG0083-Rev02-Msr010 | ExAnte2019 | None | SDG | ECC | Ex | CZ07 | Any | 0 | 0 | 0 | 8.9923 | 0.003014 | -0.094656
10 | WPSDGENRLG0083-Rev02-Msr010 | ExAnte2019 | None | SDG | ECC | Ex | CZ08 | Any | 0 | 0 | 0 | 9.0712 | 0.0029902 | -0.10254
10 | WPSDGENRLG0083-Rev02-Msr010 | ExAnte2019 | None | SDG | ECC | Ex | CZ10 | Any | 0 | 0 | 0 | 8.9923 | 0.0030377 | -0.12148
10 | WPSDGENRLG0083-Rev02-Msr010 | ExAnte2019 | None | SDG | ECC | Ex | CZ14 | Any | 0 | 0 | 0 | 8.8346 | 0.003014 | -0.183
10 | WPSDGENRLG0083-Rev02-Msr010 | ExAnte2019 | None | SDG | ECC | Ex | CZ15 | Any | 0 | 0 | 0 | 9.5445 | 0.0029902 | -0.047565
10 | WPSDGENRLG0083-Rev02-Msr010 | ExAnte2019 | None | SDG | ECC | Ex | IOU | Any | 0 | 0 | 0 | 8.9923 | 0.003014 | -0.10176
10 | WPSDGENRLG0083-Rev02-Msr010 | ExAnte2019 | None | SDG | EPr | Ex | CZ06 | Any | 0 | 0 | 0 | 8.1008 | 0.0029245 | -0.072481
10 | WPSDGENRLG0083-Rev02-Msr010 | ExAnte2019 | None | SDG | EPr | Ex | CZ07 | Any | 0 | 0 | 0 | 8.1008 | 0.0029474 | -0.064594
10 | WPSDGENRLG0083-Rev02-Msr010 | ExAnte2019 | None | SDG | EPr | Ex | CZ08 | Any | 0 | 0 | 0 | 8.1719 | 0.0029702 | -0.059904
10 | WPSDGENRLG0083-Rev02-Msr010 | ExAnte2019 | None | SDG | EPr | Ex | CZ10 | Any | 0 | 0 | 0 | 8.1008 | 0.0029474 | -0.076745
10 | WPSDGENRLG0083-Rev02-Msr010 | ExAnte2019 | None | SDG | EPr | Ex | CZ14 | Any | 0 | 0 | 0 | 7.8166 | 0.0029474 | -0.13075
10 | WPSDGENRLG0083-Rev02-Msr010 | ExAnte2019 | None | SDG | EPr | Ex | CZ15 | Any | 0 | 0 | 0 | 8.6693 | 0.0029474 | -0.031409
10 | WPSDGENRLG0083-Rev02-Msr010 | ExAnte2019 | None | SDG | EPr | Ex | IOU | Any | 0 | 0 | 0 | 8.1008 | 0.0029474 | -0.069212
10 | WPSDGENRLG0083-Rev02-Msr010 | ExAnte2019 | None | SDG | ERC | Ex | CZ06 | Any | 0 | 0 | 0 | 3.623 | 0.0015936 | -0.021836
10 | WPSDGENRLG0083-Rev02-Msr010 | ExAnte2019 | None | SDG | ERC | Ex | CZ07 | Any | 0 | 0 | 0 | 3.6883 | 0.0016189 | -0.01805
10 | WPSDGENRLG0083-Rev02-Msr010 | ExAnte2019 | None | SDG | ERC | Ex | CZ08 | Any | 0 | 0 | 0 | 3.623 | 0.0016063 | -0.019094
10 | WPSDGENRLG0083-Rev02-Msr010 | ExAnte2019 | None | SDG | ERC | Ex | CZ10 | Any | 0 | 0 | 0 | 3.623 | 0.0016063 | -0.022554
10 | WPSDGENRLG0083-Rev02-Msr010 | ExAnte2019 | None | SDG | ERC | Ex | CZ14 | Any | 0 | 0 | 0 | 3.5578 | 0.0016189 | -0.0298
10 | WPSDGENRLG0083-Rev02-Msr010 | ExAnte2019 | None | SDG | ERC | Ex | CZ15 | Any | 0 | 0 | 0 | 3.8515 | 0.0016569 | -0.01051
10 | WPSDGENRLG0083-Rev02-Msr010 | ExAnte2019 | None | SDG | ERC | Ex | IOU | Any | 0 | 0 | 0 | 3.6557 | 0.0016189 | -0.019845
10 | WPSDGENRLG0083-Rev02-Msr010 | ExAnte2019 | None | SDG | ESe | Ex | CZ06 | Any | 0 | 0 | 0 | 8.3395 | 0.0031683 | -0.099032
10 | WPSDGENRLG0083-Rev02-Msr010 | ExAnte2019 | None | SDG | ESe | Ex | CZ07 | Any | 0 | 0 | 0 | 8.3395 | 0.003094 | -0.087118
10 | WPSDGENRLG0083-Rev02-Msr010 | ExAnte2019 | None | SDG | ESe | Ex | CZ08 | Any | 0 | 0 | 0 | 8.414 | 0.0031435 | -0.084884
10 | WPSDGENRLG0083-Rev02-Msr010 | ExAnte2019 | None | SDG | ESe | Ex | CZ10 | Any | 0 | 0 | 0 | 8.414 | 0.0031435 | -0.10648
10 | WPSDGENRLG0083-Rev02-Msr010 | ExAnte2019 | None | SDG | ESe | Ex | CZ14 | Any | 0 | 0 | 0 | 8.1161 | 0.0030445 | -0.17126
10 | WPSDGENRLG0083-Rev02-Msr010 | ExAnte2019 | None | SDG | ESe | Ex | CZ15 | Any | 0 | 0 | 0 | 9.0841 | 0.0031435 | -0.04691
10 | WPSDGENRLG0083-Rev02-Msr010 | ExAnte2019 | None | SDG | ESe | Ex | IOU | Any | 0 | 0 | 0 | 8.3395 | 0.003094 | -0.094564
10 | WPSDGENRLG0083-Rev02-Msr010 | ExAnte2019 | None | SDG | EUn | Ex | CZ06 | Any | 0 | 0 | 0 | 9.6125 | 0.0032387 | -0.095282
10 | WPSDGENRLG0083-Rev02-Msr010 | ExAnte2019 | None | SDG | EUn | Ex | CZ07 | Any | 0 | 0 | 0 | 9.6125 | 0.003213 | -0.082718
10 | WPSDGENRLG0083-Rev02-Msr010 | ExAnte2019 | None | SDG | EUn | Ex | CZ08 | Any | 0 | 0 | 0 | 9.6968 | 0.0032644 | -0.091909
10 | WPSDGENRLG0083-Rev02-Msr010 | ExAnte2019 | None | SDG | EUn | Ex | CZ10 | Any | 0 | 0 | 0 | 9.6968 | 0.0032901 | -0.10624
10 | WPSDGENRLG0083-Rev02-Msr010 | ExAnte2019 | None | SDG | EUn | Ex | CZ14 | Any | 0 | 0 | 0 | 9.5282 | 0.0032644 | -0.1425
10 | WPSDGENRLG0083-Rev02-Msr010 | ExAnte2019 | None | SDG | EUn | Ex | CZ15 | Any | 0 | 0 | 0 | 10.0341 | 0.0032644 | -0.046039
10 | WPSDGENRLG0083-Rev02-Msr010 | ExAnte2019 | None | SDG | EUn | Ex | IOU | Any | 0 | 0 | 0 | 9.6125 | 0.0032387 | -0.088536
10 | WPSDGENRLG0083-Rev02-Msr010 | ExAnte2019 | None | SDG | Gro | Ex | CZ06 | Any | 0 | 0 | 0 | 18.5093 | 0.0037053 | -1.2682
10 | WPSDGENRLG0083-Rev02-Msr010 | ExAnte2019 | None | SDG | Gro | Ex | CZ07 | Any | 0 | 0 | 0 | 18.326 | 0.0036149 | -1.3488
10 | WPSDGENRLG0083-Rev02-Msr010 | ExAnte2019 | None | SDG | Gro | Ex | CZ08 | Any | 0 | 0 | 0 | 18.8758 | 0.0037956 | -1.149
10 | WPSDGENRLG0083-Rev02-Msr010 | ExAnte2019 | None | SDG | Gro | Ex | CZ10 | Any | 0 | 0 | 0 | 19.2423 | 0.0039764 | -1.0886
10 | WPSDGENRLG0083-Rev02-Msr010 | ExAnte2019 | None | SDG | Gro | Ex | CZ14 | Any | 0 | 0 | 0 | 19.059 | 0.0040065 | -1.149
10 | WPSDGENRLG0083-Rev02-Msr010 | ExAnte2019 | None | SDG | Gro | Ex | CZ15 | Any | 0 | 0 | 0 | 20.5251 | 0.0039161 | -0.61209
10 | WPSDGENRLG0083-Rev02-Msr010 | ExAnte2019 | None | SDG | Gro | Ex | IOU | Any | 0 | 0 | 0 | 18.5093 | 0.0037354 | -1.2663
10 | WPSDGENRLG0083-Rev02-Msr010 | ExAnte2019 | None | SDG | Hsp | Ex | CZ06 | Any | 0 | 0 | 0 | 22.8344 | 0.0032598 | -0.59965
10 | WPSDGENRLG0083-Rev02-Msr010 | ExAnte2019 | None | SDG | Hsp | Ex | CZ07 | Any | 0 | 0 | 0 | 22.8344 | 0.0032337 | -0.54803
10 | WPSDGENRLG0083-Rev02-Msr010 | ExAnte2019 | None | SDG | Hsp | Ex | CZ08 | Any | 0 | 0 | 0 | 22.8344 | 0.0032598 | -0.59171
10 | WPSDGENRLG0083-Rev02-Msr010 | ExAnte2019 | None | SDG | Hsp | Ex | CZ10 | Any | 0 | 0 | 0 | 22.8344 | 0.003338 | -0.63936
10 | WPSDGENRLG0083-Rev02-Msr010 | ExAnte2019 | None | SDG | Hsp | Ex | CZ14 | Any | 0 | 0 | 0 | 22.4373 | 0.0033119 | -0.78233
10 | WPSDGENRLG0083-Rev02-Msr010 | ExAnte2019 | None | SDG | Hsp | Ex | CZ15 | Any | 0 | 0 | 0 | 23.2315 | 0.0033119 | -0.50633
10 | WPSDGENRLG0083-Rev02-Msr010 | ExAnte2019 | None | SDG | Hsp | Ex | IOU | Any | 0 | 0 | 0 | 22.8344 | 0.0032598 | -0.56391
10 | WPSDGENRLG0083-Rev02-Msr010 | ExAnte2019 | None | SDG | Htl | Ex | CZ06 | Any | 0 | 0 | 0 | 19.0631 | 0.0028348 | -0.23873
10 | WPSDGENRLG0083-Rev02-Msr010 | ExAnte2019 | None | SDG | Htl | Ex | CZ07 | Any | 0 | 0 | 0 | 19.5976 | 0.0028121 | -0.19241
10 | WPSDGENRLG0083-Rev02-Msr010 | ExAnte2019 | None | SDG | Htl | Ex | CZ08 | Any | 0 | 0 | 0 | 19.4194 | 0.0028574 | -0.21201
10 | WPSDGENRLG0083-Rev02-Msr010 | ExAnte2019 | None | SDG | Htl | Ex | CZ10 | Any | 0 | 0 | 0 | 19.0631 | 0.0029028 | -0.23695
10 | WPSDGENRLG0083-Rev02-Msr010 | ExAnte2019 | None | SDG | Htl | Ex | CZ14 | Any | 0 | 0 | 0 | 18.1723 | 0.0029028 | -0.31712
10 | WPSDGENRLG0083-Rev02-Msr010 | ExAnte2019 | None | SDG | Htl | Ex | CZ15 | Any | 0 | 0 | 0 | 20.6666 | 0.0029255 | -0.13629
10 | WPSDGENRLG0083-Rev02-Msr010 | ExAnte2019 | None | SDG | Htl | Ex | IOU | Any | 0 | 0 | 0 | 19.4194 | 0.0028348 | -0.19954
10 | WPSDGENRLG0083-Rev02-Msr010 | ExAnte2019 | None | SDG | MBT | Ex | CZ06 | Any | 0 | 0 | 0 | 10.7277 | 0.002327 | -0.0068343
10 | WPSDGENRLG0083-Rev02-Msr010 | ExAnte2019 | None | SDG | MBT | Ex | CZ07 | Any | 0 | 0 | 0 | 10.8202 | 0.0022889 | -0.0013317
10 | WPSDGENRLG0083-Rev02-Msr010 | ExAnte2019 | None | SDG | MBT | Ex | CZ08 | Any | 0 | 0 | 0 | 10.7277 | 0.0024224 | -0.0043466
10 | WPSDGENRLG0083-Rev02-Msr010 | ExAnte2019 | None | SDG | MBT | Ex | CZ10 | Any | 0 | 0 | 0 | 10.7277 | 0.0024796 | -0.0088781
10 | WPSDGENRLG0083-Rev02-Msr010 | ExAnte2019 | None | SDG | MBT | Ex | CZ14 | Any | 0 | 0 | 0 | 10.5427 | 0.0024605 | -0.021363
10 | WPSDGENRLG0083-Rev02-Msr010 | ExAnte2019 | None | SDG | MBT | Ex | CZ15 | Any | 0 | 0 | 0 | 11.1901 | 0.0024796 | 0
10 | WPSDGENRLG0083-Rev02-Msr010 | ExAnte2019 | None | SDG | MBT | Ex | IOU | Any | 0 | 0 | 0 | 10.7277 | 0.0023461 | -0.0040506
10 | WPSDGENRLG0083-Rev02-Msr010 | ExAnte2019 | None | SDG | MLI | Ex | CZ06 | Any | 0 | 0 | 0 | 10.6855 | 0.0023909 | -0.06065
10 | WPSDGENRLG0083-Rev02-Msr010 | ExAnte2019 | None | SDG | MLI | Ex | CZ07 | Any | 0 | 0 | 0 | 10.6855 | 0.002371 | -0.030375
10 | WPSDGENRLG0083-Rev02-Msr010 | ExAnte2019 | None | SDG | MLI | Ex | CZ08 | Any | 0 | 0 | 0 | 10.7845 | 0.0023909 | -0.049668
10 | WPSDGENRLG0083-Rev02-Msr010 | ExAnte2019 | None | SDG | MLI | Ex | CZ10 | Any | 0 | 0 | 0 | 10.7845 | 0.0024507 | -0.068466
10 | WPSDGENRLG0083-Rev02-Msr010 | ExAnte2019 | None | SDG | MLI | Ex | CZ14 | Any | 0 | 0 | 0 | 10.4876 | 0.0024307 | -0.19392
10 | WPSDGENRLG0083-Rev02-Msr010 | ExAnte2019 | None | SDG | MLI | Ex | CZ15 | Any | 0 | 0 | 0 | 11.576 | 0.0024108 | -0.018601
10 | WPSDGENRLG0083-Rev02-Msr010 | ExAnte2019 | None | SDG | MLI | Ex | IOU | Any | 0 | 0 | 0 | 10.6855 | 0.0023909 | -0.04482
10 | WPSDGENRLG0083-Rev02-Msr010 | ExAnte2019 | None | SDG | Mtl | Ex | CZ06 | Any | 0 | 0 | 0 | 15.4605 | 0.0015337 | -0.18635
10 | WPSDGENRLG0083-Rev02-Msr010 | ExAnte2019 | None | SDG | Mtl | Ex | CZ07 | Any | 0 | 0 | 0 | 15.8746 | 0.0015215 | -0.1368
10 | WPSDGENRLG0083-Rev02-Msr010 | ExAnte2019 | None | SDG | Mtl | Ex | CZ08 | Any | 0 | 0 | 0 | 15.5985 | 0.0015458 | -0.15737
10 | WPSDGENRLG0083-Rev02-Msr010 | ExAnte2019 | None | SDG | Mtl | Ex | CZ10 | Any | 0 | 0 | 0 | 15.4605 | 0.0015945 | -0.18497
10 | WPSDGENRLG0083-Rev02-Msr010 | ExAnte2019 | None | SDG | Mtl | Ex | CZ14 | Any | 0 | 0 | 0 | 14.9083 | 0.0015824 | -0.25399
10 | WPSDGENRLG0083-Rev02-Msr010 | ExAnte2019 | None | SDG | Mtl | Ex | CZ15 | Any | 0 | 0 | 0 | 16.5648 | 0.0016189 | -0.077717
10 | WPSDGENRLG0083-Rev02-Msr010 | ExAnte2019 | None | SDG | Mtl | Ex | IOU | Any | 0 | 0 | 0 | 15.7366 | 0.0015337 | -0.14356
10 | WPSDGENRLG0083-Rev02-Msr010 | ExAnte2019 | None | SDG | Nrs | Ex | CZ06 | Any | 0 | 0 | 0 | 13.7333 | 0.0029305 | -0.49847
10 | WPSDGENRLG0083-Rev02-Msr010 | ExAnte2019 | None | SDG | Nrs | Ex | CZ07 | Any | 0 | 0 | 0 | 13.6061 | 0.0028854 | -0.45523
10 | WPSDGENRLG0083-Rev02-Msr010 | ExAnte2019 | None | SDG | Nrs | Ex | CZ08 | Any | 0 | 0 | 0 | 13.8604 | 0.0029305 | -0.48448
10 | WPSDGENRLG0083-Rev02-Msr010 | ExAnte2019 | None | SDG | Nrs | Ex | CZ10 | Any | 0 | 0 | 0 | 13.8604 | 0.0030432 | -0.51373
10 | WPSDGENRLG0083-Rev02-Msr010 | ExAnte2019 | None | SDG | Nrs | Ex | CZ14 | Any | 0 | 0 | 0 | 13.7333 | 0.0029755 | -0.6002
10 | WPSDGENRLG0083-Rev02-Msr010 | ExAnte2019 | None | SDG | Nrs | Ex | CZ15 | Any | 0 | 0 | 0 | 14.6234 | 0.0030206 | -0.30264
10 | WPSDGENRLG0083-Rev02-Msr010 | ExAnte2019 | None | SDG | Nrs | Ex | IOU | Any | 0 | 0 | 0 | 13.6061 | 0.0029079 | -0.46541
10 | WPSDGENRLG0083-Rev02-Msr010 | ExAnte2019 | None | SDG | OfL | Ex | CZ06 | Any | 0 | 0 | 0 | 10.6488 | 0.0029362 | -0.059854
10 | WPSDGENRLG0083-Rev02-Msr010 | ExAnte2019 | None | SDG | OfL | Ex | CZ07 | Any | 0 | 0 | 0 | 10.6488 | 0.0029131 | -0.05306
10 | WPSDGENRLG0083-Rev02-Msr010 | ExAnte2019 | None | SDG | OfL | Ex | CZ08 | Any | 0 | 0 | 0 | 10.6488 | 0.0029594 | -0.059578
10 | WPSDGENRLG0083-Rev02-Msr010 | ExAnte2019 | None | SDG | OfL | Ex | CZ10 | Any | 0 | 0 | 0 | 10.6488 | 0.0030056 | -0.070135
10 | WPSDGENRLG0083-Rev02-Msr010 | ExAnte2019 | None | SDG | OfL | Ex | CZ14 | Any | 0 | 0 | 0 | 10.557 | 0.0030056 | -0.087669
10 | WPSDGENRLG0083-Rev02-Msr010 | ExAnte2019 | None | SDG | OfL | Ex | CZ15 | Any | 0 | 0 | 0 | 11.1996 | 0.0030287 | -0.040667
10 | WPSDGENRLG0083-Rev02-Msr010 | ExAnte2019 | None | SDG | OfL | Ex | IOU | Any | 0 | 0 | 0 | 10.6488 | 0.0029362 | -0.056457
10 | WPSDGENRLG0083-Rev02-Msr010 | ExAnte2019 | None | SDG | OfS | Ex | CZ06 | Any | 0 | 0 | 0 | 7.1553 | 0.0026138 | -0.010142
10 | WPSDGENRLG0083-Rev02-Msr010 | ExAnte2019 | None | SDG | OfS | Ex | CZ07 | Any | 0 | 0 | 0 | 7.2175 | 0.0025928 | -0.002887
10 | WPSDGENRLG0083-Rev02-Msr010 | ExAnte2019 | None | SDG | OfS | Ex | CZ08 | Any | 0 | 0 | 0 | 7.2175 | 0.0026347 | -0.0087108
10 | WPSDGENRLG0083-Rev02-Msr010 | ExAnte2019 | None | SDG | OfS | Ex | CZ10 | Any | 0 | 0 | 0 | 7.2175 | 0.0026556 | -0.013191
10 | WPSDGENRLG0083-Rev02-Msr010 | ExAnte2019 | None | SDG | OfS | Ex | CZ14 | Any | 0 | 0 | 0 | 7.0309 | 0.0026765 | -0.032666
10 | WPSDGENRLG0083-Rev02-Msr010 | ExAnte2019 | None | SDG | OfS | Ex | CZ15 | Any | 0 | 0 | 0 | 7.5908 | 0.0026347 | -0.0027066
10 | WPSDGENRLG0083-Rev02-Msr010 | ExAnte2019 | None | SDG | OfS | Ex | IOU | Any | 0 | 0 | 0 | 7.2175 | 0.0026138 | -0.0050772
10 | WPSDGENRLG0083-Rev02-Msr010 | ExAnte2019 | None | SDG | RFF | Ex | CZ06 | Any | 0 | 0 | 0 | 12.8316 | 0.0026221 | -0.22658
10 | WPSDGENRLG0083-Rev02-Msr010 | ExAnte2019 | None | SDG | RFF | Ex | CZ07 | Any | 0 | 0 | 0 | 12.9472 | 0.0026221 | -0.20577
10 | WPSDGENRLG0083-Rev02-Msr010 | ExAnte2019 | None | SDG | RFF | Ex | CZ08 | Any | 0 | 0 | 0 | 12.9472 | 0.0026008 | -0.19999
10 | WPSDGENRLG0083-Rev02-Msr010 | ExAnte2019 | None | SDG | RFF | Ex | CZ10 | Any | 0 | 0 | 0 | 12.9472 | 0.0026648 | -0.22195
10 | WPSDGENRLG0083-Rev02-Msr010 | ExAnte2019 | None | SDG | RFF | Ex | CZ14 | Any | 0 | 0 | 0 | 12.716 | 0.0027074 | -0.31559
10 | WPSDGENRLG0083-Rev02-Msr010 | ExAnte2019 | None | SDG | RFF | Ex | CZ15 | Any | 0 | 0 | 0 | 13.7564 | 0.0026861 | -0.10138
10 | WPSDGENRLG0083-Rev02-Msr010 | ExAnte2019 | None | SDG | RFF | Ex | IOU | Any | 0 | 0 | 0 | 12.9472 | 0.0026221 | -0.21039
10 | WPSDGENRLG0083-Rev02-Msr010 | ExAnte2019 | None | SDG | RSD | Ex | CZ06 | Any | 0 | 0 | 0 | 14.5466 | 0.002669 | -0.31301
10 | WPSDGENRLG0083-Rev02-Msr010 | ExAnte2019 | None | SDG | RSD | Ex | CZ07 | Any | 0 | 0 | 0 | 14.5466 | 0.0027117 | -0.28833
10 | WPSDGENRLG0083-Rev02-Msr010 | ExAnte2019 | None | SDG | RSD | Ex | CZ08 | Any | 0 | 0 | 0 | 14.6764 | 0.0025836 | -0.25976
10 | WPSDGENRLG0083-Rev02-Msr010 | ExAnte2019 | None | SDG | RSD | Ex | CZ10 | Any | 0 | 0 | 0 | 14.5466 | 0.0024555 | -0.30522
10 | WPSDGENRLG0083-Rev02-Msr010 | ExAnte2019 | None | SDG | RSD | Ex | CZ14 | Any | 0 | 0 | 0 | 14.027 | 0.0024555 | -0.50134
10 | WPSDGENRLG0083-Rev02-Msr010 | ExAnte2019 | None | SDG | RSD | Ex | CZ15 | Any | 0 | 0 | 0 | 15.7155 | 0.0027544 | -0.11663
10 | WPSDGENRLG0083-Rev02-Msr010 | ExAnte2019 | None | SDG | RSD | Ex | IOU | Any | 0 | 0 | 0 | 14.5466 | 0.0026476 | -0.29223
10 | WPSDGENRLG0083-Rev02-Msr010 | ExAnte2019 | None | SDG | Rt3 | Ex | CZ06 | Any | 0 | 0 | 0 | 21.8178 | 0.004007 | -0.10131
10 | WPSDGENRLG0083-Rev02-Msr010 | ExAnte2019 | None | SDG | Rt3 | Ex | CZ07 | Any | 0 | 0 | 0 | 21.8178 | 0.0039741 | -0.043825
10 | WPSDGENRLG0083-Rev02-Msr010 | ExAnte2019 | None | SDG | Rt3 | Ex | CZ08 | Any | 0 | 0 | 0 | 21.8178 | 0.0039741 | -0.090686
10 | WPSDGENRLG0083-Rev02-Msr010 | ExAnte2019 | None | SDG | Rt3 | Ex | CZ10 | Any | 0 | 0 | 0 | 21.6281 | 0.0040398 | -0.16582
10 | WPSDGENRLG0083-Rev02-Msr010 | ExAnte2019 | None | SDG | Rt3 | Ex | CZ14 | Any | 0 | 0 | 0 | 20.6795 | 0.0040727 | -0.60521
10 | WPSDGENRLG0083-Rev02-Msr010 | ExAnte2019 | None | SDG | Rt3 | Ex | CZ15 | Any | 0 | 0 | 0 | 22.387 | 0.0041055 | -0.039082
10 | WPSDGENRLG0083-Rev02-Msr010 | ExAnte2019 | None | SDG | Rt3 | Ex | IOU | Any | 0 | 0 | 0 | 21.8178 | 0.004007 | -0.079113
10 | WPSDGENRLG0083-Rev02-Msr010 | ExAnte2019 | None | SDG | RtL | Ex | CZ06 | Any | 0 | 0 | 0 | 15.5601 | 0.0038725 | -0.13302
10 | WPSDGENRLG0083-Rev02-Msr010 | ExAnte2019 | None | SDG | RtL | Ex | CZ07 | Any | 0 | 0 | 0 | 15.6978 | 0.0038725 | -0.097216
10 | WPSDGENRLG0083-Rev02-Msr010 | ExAnte2019 | None | SDG | RtL | Ex | CZ08 | Any | 0 | 0 | 0 | 15.6978 | 0.0038725 | -0.11512
10 | WPSDGENRLG0083-Rev02-Msr010 | ExAnte2019 | None | SDG | RtL | Ex | CZ10 | Any | 0 | 0 | 0 | 15.5601 | 0.0039355 | -0.15422
10 | WPSDGENRLG0083-Rev02-Msr010 | ExAnte2019 | None | SDG | RtL | Ex | CZ14 | Any | 0 | 0 | 0 | 15.0093 | 0.003967 | -0.32359
10 | WPSDGENRLG0083-Rev02-Msr010 | ExAnte2019 | None | SDG | RtL | Ex | CZ15 | Any | 0 | 0 | 0 | 16.2486 | 0.0039985 | -0.054392
10 | WPSDGENRLG0083-Rev02-Msr010 | ExAnte2019 | None | SDG | RtL | Ex | IOU | Any | 0 | 0 | 0 | 15.6978 | 0.0038725 | -0.11374
10 | WPSDGENRLG0083-Rev02-Msr010 | ExAnte2019 | None | SDG | RtS | Ex | CZ06 | Any | 0 | 0 | 0 | 8.7982 | 0.0026713 | -0.02803
10 | WPSDGENRLG0083-Rev02-Msr010 | ExAnte2019 | None | SDG | RtS | Ex | CZ07 | Any | 0 | 0 | 0 | 8.7982 | 0.0026275 | -0.016662
10 | WPSDGENRLG0083-Rev02-Msr010 | ExAnte2019 | None | SDG | RtS | Ex | CZ08 | Any | 0 | 0 | 0 | 8.876 | 0.0026713 | -0.023747
10 | WPSDGENRLG0083-Rev02-Msr010 | ExAnte2019 | None | SDG | RtS | Ex | CZ10 | Any | 0 | 0 | 0 | 8.7982 | 0.0026932 | -0.034959
10 | WPSDGENRLG0083-Rev02-Msr010 | ExAnte2019 | None | SDG | RtS | Ex | CZ14 | Any | 0 | 0 | 0 | 8.5646 | 0.0026932 | -0.087203
10 | WPSDGENRLG0083-Rev02-Msr010 | ExAnte2019 | None | SDG | RtS | Ex | CZ15 | Any | 0 | 0 | 0 | 9.2653 | 0.0027151 | -0.0074901
10 | WPSDGENRLG0083-Rev02-Msr010 | ExAnte2019 | None | SDG | RtS | Ex | IOU | Any | 0 | 0 | 0 | 8.7982 | 0.0026494 | -0.022034
10 | WPSDGENRLG0083-Rev02-Msr010 | ExAnte2019 | None | SDG | SCn | Ex | CZ06 | Any | 0 | 0 | 0 | 8.0196 | 0.0022277 | -0.099661
10 | WPSDGENRLG0083-Rev02-Msr010 | ExAnte2019 | None | SDG | SCn | Ex | CZ07 | Any | 0 | 0 | 0 | 7.8639 | 0.0022448 | -0.081753
10 | WPSDGENRLG0083-Rev02-Msr010 | ExAnte2019 | None | SDG | SCn | Ex | CZ08 | Any | 0 | 0 | 0 | 8.0974 | 0.0022277 | -0.084867
10 | WPSDGENRLG0083-Rev02-Msr010 | ExAnte2019 | None | SDG | SCn | Ex | CZ10 | Any | 0 | 0 | 0 | 8.0974 | 0.0022448 | -0.10511
10 | WPSDGENRLG0083-Rev02-Msr010 | ExAnte2019 | None | SDG | SCn | Ex | CZ14 | Any | 0 | 0 | 0 | 7.8639 | 0.0022105 | -0.15416
10 | WPSDGENRLG0083-Rev02-Msr010 | ExAnte2019 | None | SDG | SCn | Ex | CZ15 | Any | 0 | 0 | 0 | 8.7203 | 0.0022105 | -0.044925
10 | WPSDGENRLG0083-Rev02-Msr010 | ExAnte2019 | None | SDG | SCn | Ex | IOU | Any | 0 | 0 | 0 | 7.9417 | 0.0022448 | -0.089539
10 | WPSDGENRLG0083-Rev02-Msr010 | ExAnte2019 | None | SDG | SUn | Ex | CZ06 | Any | 0 | 0 | 0 | 7.344 | 0.001513 | 0
10 | WPSDGENRLG0083-Rev02-Msr010 | ExAnte2019 | None | SDG | SUn | Ex | CZ07 | Any | 0 | 0 | 0 | 7.344 | 0.001513 | 0
10 | WPSDGENRLG0083-Rev02-Msr010 | ExAnte2019 | None | SDG | SUn | Ex | CZ08 | Any | 0 | 0 | 0 | 7.344 | 0.001513 | 0
10 | WPSDGENRLG0083-Rev02-Msr010 | ExAnte2019 | None | SDG | SUn | Ex | CZ10 | Any | 0 | 0 | 0 | 7.344 | 0.001513 | 0
10 | WPSDGENRLG0083-Rev02-Msr010 | ExAnte2019 | None | SDG | SUn | Ex | CZ14 | Any | 0 | 0 | 0 | 7.344 | 0.001513 | 0
10 | WPSDGENRLG0083-Rev02-Msr010 | ExAnte2019 | None | SDG | SUn | Ex | CZ15 | Any | 0 | 0 | 0 | 7.344 | 0.001513 | 0
10 | WPSDGENRLG0083-Rev02-Msr010 | ExAnte2019 | None | SDG | SUn | Ex | IOU | Any | 0 | 0 | 0 | 7.344 | 0.001513 | 0
10 | WPSDGENRLG0083-Rev02-Msr010 | ExAnte2019 | None | SDG | WRf | Ex | CZ06 | Any | 0 | 0 | 0 | 25.1257 | 0.0022865 | 0
10 | WPSDGENRLG0083-Rev02-Msr010 | ExAnte2019 | None | SDG | WRf | Ex | CZ07 | Any | 0 | 0 | 0 | 25.2817 | 0.0022865 | 0
10 | WPSDGENRLG0083-Rev02-Msr010 | ExAnte2019 | None | SDG | WRf | Ex | CZ08 | Any | 0 | 0 | 0 | 24.1893 | 0.0022865 | 0
10 | WPSDGENRLG0083-Rev02-Msr010 | ExAnte2019 | None | SDG | WRf | Ex | CZ10 | Any | 0 | 0 | 0 | 24.8135 | 0.0023048 | 0
10 | WPSDGENRLG0083-Rev02-Msr010 | ExAnte2019 | None | SDG | WRf | Ex | CZ14 | Any | 0 | 0 | 0 | 23.0969 | 0.0022865 | 0
10 | WPSDGENRLG0083-Rev02-Msr010 | ExAnte2019 | None | SDG | WRf | Ex | CZ15 | Any | 0 | 0 | 0 | 24.5014 | 0.0023048 | 0
10 | WPSDGENRLG0083-Rev02-Msr010 | ExAnte2019 | None | SDG | WRf | Ex | IOU | Any | 0 | 0 | 0 | 25.1257 | 0.0022865 | 0
11 | WPSDGENRLG0083-Rev02-Msr011 | ExAnte2019 | None | SDG | Asm | Ex | CZ06 | Any | 0 | 0 | 0 | 6.0588 | 0.0020074 | -0.051445
11 | WPSDGENRLG0083-Rev02-Msr011 | ExAnte2019 | None | SDG | Asm | Ex | CZ07 | Any | 0 | 0 | 0 | 6.1139 | 0.0020074 | -0.047534
11 | WPSDGENRLG0083-Rev02-Msr011 | ExAnte2019 | None | SDG | Asm | Ex | CZ08 | Any | 0 | 0 | 0 | 6.1139 | 0.0019584 | -0.043513
11 | WPSDGENRLG0083-Rev02-Msr011 | ExAnte2019 | None | SDG | Asm | Ex | CZ10 | Any | 0 | 0 | 0 | 6.0588 | 0.0019747 | -0.055631
11 | WPSDGENRLG0083-Rev02-Msr011 | ExAnte2019 | None | SDG | Asm | Ex | CZ14 | Any | 0 | 0 | 0 | 5.8936 | 0.0018442 | -0.088679
11 | WPSDGENRLG0083-Rev02-Msr011 | ExAnte2019 | None | SDG | Asm | Ex | CZ15 | Any | 0 | 0 | 0 | 6.6647 | 0.0019584 | -0.024566
11 | WPSDGENRLG0083-Rev02-Msr011 | ExAnte2019 | None | SDG | Asm | Ex | IOU | Any | 0 | 0 | 0 | 6.1139 | 0.001991 | -0.050343
11 | WPSDGENRLG0083-Rev02-Msr011 | ExAnte2019 | None | SDG | Com | Ex | IOU | Any | 0 | 0 | 0 | 11.6525 | 0.0027573 | -0.11444
11 | WPSDGENRLG0083-Rev02-Msr011 | ExAnte2019 | None | SDG | ECC | Ex | CZ06 | Any | 0 | 0 | 0 | 8.9134 | 0.003014 | -0.1128
11 | WPSDGENRLG0083-Rev02-Msr011 | ExAnte2019 | None | SDG | ECC | Ex | CZ07 | Any | 0 | 0 | 0 | 8.9923 | 0.003014 | -0.094656
11 | WPSDGENRLG0083-Rev02-Msr011 | ExAnte2019 | None | SDG | ECC | Ex | CZ08 | Any | 0 | 0 | 0 | 9.0712 | 0.0029902 | -0.10254
11 | WPSDGENRLG0083-Rev02-Msr011 | ExAnte2019 | None | SDG | ECC | Ex | CZ10 | Any | 0 | 0 | 0 | 8.9923 | 0.0030377 | -0.12148
11 | WPSDGENRLG0083-Rev02-Msr011 | ExAnte2019 | None | SDG | ECC | Ex | CZ14 | Any | 0 | 0 | 0 | 8.8346 | 0.003014 | -0.183
11 | WPSDGENRLG0083-Rev02-Msr011 | ExAnte2019 | None | SDG | ECC | Ex | CZ15 | Any | 0 | 0 | 0 | 9.5445 | 0.0029902 | -0.047565
11 | WPSDGENRLG0083-Rev02-Msr011 | ExAnte2019 | None | SDG | ECC | Ex | IOU | Any | 0 | 0 | 0 | 8.9923 | 0.003014 | -0.10176
11 | WPSDGENRLG0083-Rev02-Msr011 | ExAnte2019 | None | SDG | EPr | Ex | CZ06 | Any | 0 | 0 | 0 | 8.1008 | 0.0029245 | -0.072481
11 | WPSDGENRLG0083-Rev02-Msr011 | ExAnte2019 | None | SDG | EPr | Ex | CZ07 | Any | 0 | 0 | 0 | 8.1008 | 0.0029474 | -0.064594
11 | WPSDGENRLG0083-Rev02-Msr011 | ExAnte2019 | None | SDG | EPr | Ex | CZ08 | Any | 0 | 0 | 0 | 8.1719 | 0.0029702 | -0.059904
11 | WPSDGENRLG0083-Rev02-Msr011 | ExAnte2019 | None | SDG | EPr | Ex | CZ10 | Any | 0 | 0 | 0 | 8.1008 | 0.0029474 | -0.076745
11 | WPSDGENRLG0083-Rev02-Msr011 | ExAnte2019 | None | SDG | EPr | Ex | CZ14 | Any | 0 | 0 | 0 | 7.8166 | 0.0029474 | -0.13075
11 | WPSDGENRLG0083-Rev02-Msr011 | ExAnte2019 | None | SDG | EPr | Ex | CZ15 | Any | 0 | 0 | 0 | 8.6693 | 0.0029474 | -0.031409
11 | WPSDGENRLG0083-Rev02-Msr011 | ExAnte2019 | None | SDG | EPr | Ex | IOU | Any | 0 | 0 | 0 | 8.1008 | 0.0029474 | -0.069212
11 | WPSDGENRLG0083-Rev02-Msr011 | ExAnte2019 | None | SDG | ERC | Ex | CZ06 | Any | 0 | 0 | 0 | 3.623 | 0.0015936 | -0.021836
11 | WPSDGENRLG0083-Rev02-Msr011 | ExAnte2019 | None | SDG | ERC | Ex | CZ07 | Any | 0 | 0 | 0 | 3.6883 | 0.0016189 | -0.01805
11 | WPSDGENRLG0083-Rev02-Msr011 | ExAnte2019 | None | SDG | ERC | Ex | CZ08 | Any | 0 | 0 | 0 | 3.623 | 0.0016063 | -0.019094
11 | WPSDGENRLG0083-Rev02-Msr011 | ExAnte2019 | None | SDG | ERC | Ex | CZ10 | Any | 0 | 0 | 0 | 3.623 | 0.0016063 | -0.022554
11 | WPSDGENRLG0083-Rev02-Msr011 | ExAnte2019 | None | SDG | ERC | Ex | CZ14 | Any | 0 | 0 | 0 | 3.5578 | 0.0016189 | -0.0298
11 | WPSDGENRLG0083-Rev02-Msr011 | ExAnte2019 | None | SDG | ERC | Ex | CZ15 | Any | 0 | 0 | 0 | 3.8515 | 0.0016569 | -0.01051
11 | WPSDGENRLG0083-Rev02-Msr011 | ExAnte2019 | None | SDG | ERC | Ex | IOU | Any | 0 | 0 | 0 | 3.6557 | 0.0016189 | -0.019845
11 | WPSDGENRLG0083-Rev02-Msr011 | ExAnte2019 | None | SDG | ESe | Ex | CZ06 | Any | 0 | 0 | 0 | 8.3395 | 0.0031683 | -0.099032
11 | WPSDGENRLG0083-Rev02-Msr011 | ExAnte2019 | None | SDG | ESe | Ex | CZ07 | Any | 0 | 0 | 0 | 8.3395 | 0.003094 | -0.087118
11 | WPSDGENRLG0083-Rev02-Msr011 | ExAnte2019 | None | SDG | ESe | Ex | CZ08 | Any | 0 | 0 | 0 | 8.414 | 0.0031435 | -0.084884
11 | WPSDGENRLG0083-Rev02-Msr011 | ExAnte2019 | None | SDG | ESe | Ex | CZ10 | Any | 0 | 0 | 0 | 8.414 | 0.0031435 | -0.10648
11 | WPSDGENRLG0083-Rev02-Msr011 | ExAnte2019 | None | SDG | ESe | Ex | CZ14 | Any | 0 | 0 | 0 | 8.1161 | 0.0030445 | -0.17126
11 | WPSDGENRLG0083-Rev02-Msr011 | ExAnte2019 | None | SDG | ESe | Ex | CZ15 | Any | 0 | 0 | 0 | 9.0841 | 0.0031435 | -0.04691
11 | WPSDGENRLG0083-Rev02-Msr011 | ExAnte2019 | None | SDG | ESe | Ex | IOU | Any | 0 | 0 | 0 | 8.3395 | 0.003094 | -0.094564
11 | WPSDGENRLG0083-Rev02-Msr011 | ExAnte2019 | None | SDG | EUn | Ex | CZ06 | Any | 0 | 0 | 0 | 9.6125 | 0.0032387 | -0.095282
11 | WPSDGENRLG0083-Rev02-Msr011 | ExAnte2019 | None | SDG | EUn | Ex | CZ07 | Any | 0 | 0 | 0 | 9.6125 | 0.003213 | -0.082718
11 | WPSDGENRLG0083-Rev02-Msr011 | ExAnte2019 | None | SDG | EUn | Ex | CZ08 | Any | 0 | 0 | 0 | 9.6968 | 0.0032644 | -0.091909
11 | WPSDGENRLG0083-Rev02-Msr011 | ExAnte2019 | None | SDG | EUn | Ex | CZ10 | Any | 0 | 0 | 0 | 9.6968 | 0.0032901 | -0.10624
11 | WPSDGENRLG0083-Rev02-Msr011 | ExAnte2019 | None | SDG | EUn | Ex | CZ14 | Any | 0 | 0 | 0 | 9.5282 | 0.0032644 | -0.1425
11 | WPSDGENRLG0083-Rev02-Msr011 | ExAnte2019 | None | SDG | EUn | Ex | CZ15 | Any | 0 | 0 | 0 | 10.0341 | 0.0032644 | -0.046039
11 | WPSDGENRLG0083-Rev02-Msr011 | ExAnte2019 | None | SDG | EUn | Ex | IOU | Any | 0 | 0 | 0 | 9.6125 | 0.0032387 | -0.088536
11 | WPSDGENRLG0083-Rev02-Msr011 | ExAnte2019 | None | SDG | Gro | Ex | CZ06 | Any | 0 | 0 | 0 | 18.5093 | 0.0037053 | -1.2682
11 | WPSDGENRLG0083-Rev02-Msr011 | ExAnte2019 | None | SDG | Gro | Ex | CZ07 | Any | 0 | 0 | 0 | 18.326 | 0.0036149 | -1.3488
11 | WPSDGENRLG0083-Rev02-Msr011 | ExAnte2019 | None | SDG | Gro | Ex | CZ08 | Any | 0 | 0 | 0 | 18.8758 | 0.0037956 | -1.149
11 | WPSDGENRLG0083-Rev02-Msr011 | ExAnte2019 | None | SDG | Gro | Ex | CZ10 | Any | 0 | 0 | 0 | 19.2423 | 0.0039764 | -1.0886
11 | WPSDGENRLG0083-Rev02-Msr011 | ExAnte2019 | None | SDG | Gro | Ex | CZ14 | Any | 0 | 0 | 0 | 19.059 | 0.0040065 | -1.149
11 | WPSDGENRLG0083-Rev02-Msr011 | ExAnte2019 | None | SDG | Gro | Ex | CZ15 | Any | 0 | 0 | 0 | 20.5251 | 0.0039161 | -0.61209
11 | WPSDGENRLG0083-Rev02-Msr011 | ExAnte2019 | None | SDG | Gro | Ex | IOU | Any | 0 | 0 | 0 | 18.5093 | 0.0037354 | -1.2663
11 | WPSDGENRLG0083-Rev02-Msr011 | ExAnte2019 | None | SDG | Hsp | Ex | CZ06 | Any | 0 | 0 | 0 | 22.8344 | 0.0032598 | -0.59965
11 | WPSDGENRLG0083-Rev02-Msr011 | ExAnte2019 | None | SDG | Hsp | Ex | CZ07 | Any | 0 | 0 | 0 | 22.8344 | 0.0032337 | -0.54803
11 | WPSDGENRLG0083-Rev02-Msr011 | ExAnte2019 | None | SDG | Hsp | Ex | CZ08 | Any | 0 | 0 | 0 | 22.8344 | 0.0032598 | -0.59171
11 | WPSDGENRLG0083-Rev02-Msr011 | ExAnte2019 | None | SDG | Hsp | Ex | CZ10 | Any | 0 | 0 | 0 | 22.8344 | 0.003338 | -0.63936
11 | WPSDGENRLG0083-Rev02-Msr011 | ExAnte2019 | None | SDG | Hsp | Ex | CZ14 | Any | 0 | 0 | 0 | 22.4373 | 0.0033119 | -0.78233
11 | WPSDGENRLG0083-Rev02-Msr011 | ExAnte2019 | None | SDG | Hsp | Ex | CZ15 | Any | 0 | 0 | 0 | 23.2315 | 0.0033119 | -0.50633
11 | WPSDGENRLG0083-Rev02-Msr011 | ExAnte2019 | None | SDG | Hsp | Ex | IOU | Any | 0 | 0 | 0 | 22.8344 | 0.0032598 | -0.56391
11 | WPSDGENRLG0083-Rev02-Msr011 | ExAnte2019 | None | SDG | Htl | Ex | CZ06 | Any | 0 | 0 | 0 | 19.0631 | 0.0028348 | -0.23873
11 | WPSDGENRLG0083-Rev02-Msr011 | ExAnte2019 | None | SDG | Htl | Ex | CZ07 | Any | 0 | 0 | 0 | 19.5976 | 0.0028121 | -0.19241
11 | WPSDGENRLG0083-Rev02-Msr011 | ExAnte2019 | None | SDG | Htl | Ex | CZ08 | Any | 0 | 0 | 0 | 19.4194 | 0.0028574 | -0.21201
11 | WPSDGENRLG0083-Rev02-Msr011 | ExAnte2019 | None | SDG | Htl | Ex | CZ10 | Any | 0 | 0 | 0 | 19.0631 | 0.0029028 | -0.23695
11 | WPSDGENRLG0083-Rev02-Msr011 | ExAnte2019 | None | SDG | Htl | Ex | CZ14 | Any | 0 | 0 | 0 | 18.1723 | 0.0029028 | -0.31712
11 | WPSDGENRLG0083-Rev02-Msr011 | ExAnte2019 | None | SDG | Htl | Ex | CZ15 | Any | 0 | 0 | 0 | 20.6666 | 0.0029255 | -0.13629
11 | WPSDGENRLG0083-Rev02-Msr011 | ExAnte2019 | None | SDG | Htl | Ex | IOU | Any | 0 | 0 | 0 | 19.4194 | 0.0028348 | -0.19954
11 | WPSDGENRLG0083-Rev02-Msr011 | ExAnte2019 | None | SDG | MBT | Ex | CZ06 | Any | 0 | 0 | 0 | 10.7277 | 0.002327 | -0.0068343
11 | WPSDGENRLG0083-Rev02-Msr011 | ExAnte2019 | None | SDG | MBT | Ex | CZ07 | Any | 0 | 0 | 0 | 10.8202 | 0.0022889 | -0.0013317
11 | WPSDGENRLG0083-Rev02-Msr011 | ExAnte2019 | None | SDG | MBT | Ex | CZ08 | Any | 0 | 0 | 0 | 10.7277 | 0.0024224 | -0.0043466
11 | WPSDGENRLG0083-Rev02-Msr011 | ExAnte2019 | None | SDG | MBT | Ex | CZ10 | Any | 0 | 0 | 0 | 10.7277 | 0.0024796 | -0.0088781
11 | WPSDGENRLG0083-Rev02-Msr011 | ExAnte2019 | None | SDG | MBT | Ex | CZ14 | Any | 0 | 0 | 0 | 10.5427 | 0.0024605 | -0.021363
11 | WPSDGENRLG0083-Rev02-Msr011 | ExAnte2019 | None | SDG | MBT | Ex | CZ15 | Any | 0 | 0 | 0 | 11.1901 | 0.0024796 | 0
11 | WPSDGENRLG0083-Rev02-Msr011 | ExAnte2019 | None | SDG | MBT | Ex | IOU | Any | 0 | 0 | 0 | 10.7277 | 0.0023461 | -0.0040506
11 | WPSDGENRLG0083-Rev02-Msr011 | ExAnte2019 | None | SDG | MLI | Ex | CZ06 | Any | 0 | 0 | 0 | 10.6855 | 0.0023909 | -0.06065
11 | WPSDGENRLG0083-Rev02-Msr011 | ExAnte2019 | None | SDG | MLI | Ex | CZ07 | Any | 0 | 0 | 0 | 10.6855 | 0.002371 | -0.030375
11 | WPSDGENRLG0083-Rev02-Msr011 | ExAnte2019 | None | SDG | MLI | Ex | CZ08 | Any | 0 | 0 | 0 | 10.7845 | 0.0023909 | -0.049668
11 | WPSDGENRLG0083-Rev02-Msr011 | ExAnte2019 | None | SDG | MLI | Ex | CZ10 | Any | 0 | 0 | 0 | 10.7845 | 0.0024507 | -0.068466
11 | WPSDGENRLG0083-Rev02-Msr011 | ExAnte2019 | None | SDG | MLI | Ex | CZ14 | Any | 0 | 0 | 0 | 10.4876 | 0.0024307 | -0.19392
11 | WPSDGENRLG0083-Rev02-Msr011 | ExAnte2019 | None | SDG | MLI | Ex | CZ15 | Any | 0 | 0 | 0 | 11.576 | 0.0024108 | -0.018601
11 | WPSDGENRLG0083-Rev02-Msr011 | ExAnte2019 | None | SDG | MLI | Ex | IOU | Any | 0 | 0 | 0 | 10.6855 | 0.0023909 | -0.04482
11 | WPSDGENRLG0083-Rev02-Msr011 | ExAnte2019 | None | SDG | Mtl | Ex | CZ06 | Any | 0 | 0 | 0 | 15.4605 | 0.0015337 | -0.18635
11 | WPSDGENRLG0083-Rev02-Msr011 | ExAnte2019 | None | SDG | Mtl | Ex | CZ07 | Any | 0 | 0 | 0 | 15.8746 | 0.0015215 | -0.1368
11 | WPSDGENRLG0083-Rev02-Msr011 | ExAnte2019 | None | SDG | Mtl | Ex | CZ08 | Any | 0 | 0 | 0 | 15.5985 | 0.0015458 | -0.15737
11 | WPSDGENRLG0083-Rev02-Msr011 | ExAnte2019 | None | SDG | Mtl | Ex | CZ10 | Any | 0 | 0 | 0 | 15.4605 | 0.0015945 | -0.18497
11 | WPSDGENRLG0083-Rev02-Msr011 | ExAnte2019 | None | SDG | Mtl | Ex | CZ14 | Any | 0 | 0 | 0 | 14.9083 | 0.0015824 | -0.25399
11 | WPSDGENRLG0083-Rev02-Msr011 | ExAnte2019 | None | SDG | Mtl | Ex | CZ15 | Any | 0 | 0 | 0 | 16.5648 | 0.0016189 | -0.077717
11 | WPSDGENRLG0083-Rev02-Msr011 | ExAnte2019 | None | SDG | Mtl | Ex | IOU | Any | 0 | 0 | 0 | 15.7366 | 0.0015337 | -0.14356
11 | WPSDGENRLG0083-Rev02-Msr011 | ExAnte2019 | None | SDG | Nrs | Ex | CZ06 | Any | 0 | 0 | 0 | 13.7333 | 0.0029305 | -0.49847
11 | WPSDGENRLG0083-Rev02-Msr011 | ExAnte2019 | None | SDG | Nrs | Ex | CZ07 | Any | 0 | 0 | 0 | 13.6061 | 0.0028854 | -0.45523
11 | WPSDGENRLG0083-Rev02-Msr011 | ExAnte2019 | None | SDG | Nrs | Ex | CZ08 | Any | 0 | 0 | 0 | 13.8604 | 0.0029305 | -0.48448
11 | WPSDGENRLG0083-Rev02-Msr011 | ExAnte2019 | None | SDG | Nrs | Ex | CZ10 | Any | 0 | 0 | 0 | 13.8604 | 0.0030432 | -0.51373
11 | WPSDGENRLG0083-Rev02-Msr011 | ExAnte2019 | None | SDG | Nrs | Ex | CZ14 | Any | 0 | 0 | 0 | 13.7333 | 0.0029755 | -0.6002
11 | WPSDGENRLG0083-Rev02-Msr011 | ExAnte2019 | None | SDG | Nrs | Ex | CZ15 | Any | 0 | 0 | 0 | 14.6234 | 0.0030206 | -0.30264
11 | WPSDGENRLG0083-Rev02-Msr011 | ExAnte2019 | None | SDG | Nrs | Ex | IOU | Any | 0 | 0 | 0 | 13.6061 | 0.0029079 | -0.46541
11 | WPSDGENRLG0083-Rev02-Msr011 | ExAnte2019 | None | SDG | OfL | Ex | CZ06 | Any | 0 | 0 | 0 | 10.6488 | 0.0029362 | -0.059854
11 | WPSDGENRLG0083-Rev02-Msr011 | ExAnte2019 | None | SDG | OfL | Ex | CZ07 | Any | 0 | 0 | 0 | 10.6488 | 0.0029131 | -0.05306
11 | WPSDGENRLG0083-Rev02-Msr011 | ExAnte2019 | None | SDG | OfL | Ex | CZ08 | Any | 0 | 0 | 0 | 10.6488 | 0.0029594 | -0.059578
11 | WPSDGENRLG0083-Rev02-Msr011 | ExAnte2019 | None | SDG | OfL | Ex | CZ10 | Any | 0 | 0 | 0 | 10.6488 | 0.0030056 | -0.070135
11 | WPSDGENRLG0083-Rev02-Msr011 | ExAnte2019 | None | SDG | OfL | Ex | CZ14 | Any | 0 | 0 | 0 | 10.557 | 0.0030056 | -0.087669
11 | WPSDGENRLG0083-Rev02-Msr011 | ExAnte2019 | None | SDG | OfL | Ex | CZ15 | Any | 0 | 0 | 0 | 11.1996 | 0.0030287 | -0.040667
11 | WPSDGENRLG0083-Rev02-Msr011 | ExAnte2019 | None | SDG | OfL | Ex | IOU | Any | 0 | 0 | 0 | 10.6488 | 0.0029362 | -0.056457
11 | WPSDGENRLG0083-Rev02-Msr011 | ExAnte2019 | None | SDG | OfS | Ex | CZ06 | Any | 0 | 0 | 0 | 7.1553 | 0.0026138 | -0.010142
11 | WPSDGENRLG0083-Rev02-Msr011 | ExAnte2019 | None | SDG | OfS | Ex | CZ07 | Any | 0 | 0 | 0 | 7.2175 | 0.0025928 | -0.002887
11 | WPSDGENRLG0083-Rev02-Msr011 | ExAnte2019 | None | SDG | OfS | Ex | CZ08 | Any | 0 | 0 | 0 | 7.2175 | 0.0026347 | -0.0087108
11 | WPSDGENRLG0083-Rev02-Msr011 | ExAnte2019 | None | SDG | OfS | Ex | CZ10 | Any | 0 | 0 | 0 | 7.2175 | 0.0026556 | -0.013191
11 | WPSDGENRLG0083-Rev02-Msr011 | ExAnte2019 | None | SDG | OfS | Ex | CZ14 | Any | 0 | 0 | 0 | 7.0309 | 0.0026765 | -0.032666
11 | WPSDGENRLG0083-Rev02-Msr011 | ExAnte2019 | None | SDG | OfS | Ex | CZ15 | Any | 0 | 0 | 0 | 7.5908 | 0.0026347 | -0.0027066
11 | WPSDGENRLG0083-Rev02-Msr011 | ExAnte2019 | None | SDG | OfS | Ex | IOU | Any | 0 | 0 | 0 | 7.2175 | 0.0026138 | -0.0050772
11 | WPSDGENRLG0083-Rev02-Msr011 | ExAnte2019 | None | SDG | RFF | Ex | CZ06 | Any | 0 | 0 | 0 | 12.8316 | 0.0026221 | -0.22658
11 | WPSDGENRLG0083-Rev02-Msr011 | ExAnte2019 | None | SDG | RFF | Ex | CZ07 | Any | 0 | 0 | 0 | 12.9472 | 0.0026221 | -0.20577
11 | WPSDGENRLG0083-Rev02-Msr011 | ExAnte2019 | None | SDG | RFF | Ex | CZ08 | Any | 0 | 0 | 0 | 12.9472 | 0.0026008 | -0.19999
11 | WPSDGENRLG0083-Rev02-Msr011 | ExAnte2019 | None | SDG | RFF | Ex | CZ10 | Any | 0 | 0 | 0 | 12.9472 | 0.0026648 | -0.22195
11 | WPSDGENRLG0083-Rev02-Msr011 | ExAnte2019 | None | SDG | RFF | Ex | CZ14 | Any | 0 | 0 | 0 | 12.716 | 0.0027074 | -0.31559
11 | WPSDGENRLG0083-Rev02-Msr011 | ExAnte2019 | None | SDG | RFF | Ex | CZ15 | Any | 0 | 0 | 0 | 13.7564 | 0.0026861 | -0.10138
11 | WPSDGENRLG0083-Rev02-Msr011 | ExAnte2019 | None | SDG | RFF | Ex | IOU | Any | 0 | 0 | 0 | 12.9472 | 0.0026221 | -0.21039
11 | WPSDGENRLG0083-Rev02-Msr011 | ExAnte2019 | None | SDG | RSD | Ex | CZ06 | Any | 0 | 0 | 0 | 14.5466 | 0.002669 | -0.31301
11 | WPSDGENRLG0083-Rev02-Msr011 | ExAnte2019 | None | SDG | RSD | Ex | CZ07 | Any | 0 | 0 | 0 | 14.5466 | 0.0027117 | -0.28833
11 | WPSDGENRLG0083-Rev02-Msr011 | ExAnte2019 | None | SDG | RSD | Ex | CZ08 | Any | 0 | 0 | 0 | 14.6764 | 0.0025836 | -0.25976
11 | WPSDGENRLG0083-Rev02-Msr011 | ExAnte2019 | None | SDG | RSD | Ex | CZ10 | Any | 0 | 0 | 0 | 14.5466 | 0.0024555 | -0.30522
11 | WPSDGENRLG0083-Rev02-Msr011 | ExAnte2019 | None | SDG | RSD | Ex | CZ14 | Any | 0 | 0 | 0 | 14.027 | 0.0024555 | -0.50134
11 | WPSDGENRLG0083-Rev02-Msr011 | ExAnte2019 | None | SDG | RSD | Ex | CZ15 | Any | 0 | 0 | 0 | 15.7155 | 0.0027544 | -0.11663
11 | WPSDGENRLG0083-Rev02-Msr011 | ExAnte2019 | None | SDG | RSD | Ex | IOU | Any | 0 | 0 | 0 | 14.5466 | 0.0026476 | -0.29223
11 | WPSDGENRLG0083-Rev02-Msr011 | ExAnte2019 | None | SDG | Rt3 | Ex | CZ06 | Any | 0 | 0 | 0 | 21.8178 | 0.004007 | -0.10131
11 | WPSDGENRLG0083-Rev02-Msr011 | ExAnte2019 | None | SDG | Rt3 | Ex | CZ07 | Any | 0 | 0 | 0 | 21.8178 | 0.0039741 | -0.043825
11 | WPSDGENRLG0083-Rev02-Msr011 | ExAnte2019 | None | SDG | Rt3 | Ex | CZ08 | Any | 0 | 0 | 0 | 21.8178 | 0.0039741 | -0.090686
11 | WPSDGENRLG0083-Rev02-Msr011 | ExAnte2019 | None | SDG | Rt3 | Ex | CZ10 | Any | 0 | 0 | 0 | 21.6281 | 0.0040398 | -0.16582
11 | WPSDGENRLG0083-Rev02-Msr011 | ExAnte2019 | None | SDG | Rt3 | Ex | CZ14 | Any | 0 | 0 | 0 | 20.6795 | 0.0040727 | -0.60521
11 | WPSDGENRLG0083-Rev02-Msr011 | ExAnte2019 | None | SDG | Rt3 | Ex | CZ15 | Any | 0 | 0 | 0 | 22.387 | 0.0041055 | -0.039082
11 | WPSDGENRLG0083-Rev02-Msr011 | ExAnte2019 | None | SDG | Rt3 | Ex | IOU | Any | 0 | 0 | 0 | 21.8178 | 0.004007 | -0.079113
11 | WPSDGENRLG0083-Rev02-Msr011 | ExAnte2019 | None | SDG | RtL | Ex | CZ06 | Any | 0 | 0 | 0 | 15.5601 | 0.0038725 | -0.13302
11 | WPSDGENRLG0083-Rev02-Msr011 | ExAnte2019 | None | SDG | RtL | Ex | CZ07 | Any | 0 | 0 | 0 | 15.6978 | 0.0038725 | -0.097216
11 | WPSDGENRLG0083-Rev02-Msr011 | ExAnte2019 | None | SDG | RtL | Ex | CZ08 | Any | 0 | 0 | 0 | 15.6978 | 0.0038725 | -0.11512
11 | WPSDGENRLG0083-Rev02-Msr011 | ExAnte2019 | None | SDG | RtL | Ex | CZ10 | Any | 0 | 0 | 0 | 15.5601 | 0.0039355 | -0.15422
11 | WPSDGENRLG0083-Rev02-Msr011 | ExAnte2019 | None | SDG | RtL | Ex | CZ14 | Any | 0 | 0 | 0 | 15.0093 | 0.003967 | -0.32359
11 | WPSDGENRLG0083-Rev02-Msr011 | ExAnte2019 | None | SDG | RtL | Ex | CZ15 | Any | 0 | 0 | 0 | 16.2486 | 0.0039985 | -0.054392
11 | WPSDGENRLG0083-Rev02-Msr011 | ExAnte2019 | None | SDG | RtL | Ex | IOU | Any | 0 | 0 | 0 | 15.6978 | 0.0038725 | -0.11374
11 | WPSDGENRLG0083-Rev02-Msr011 | ExAnte2019 | None | SDG | RtS | Ex | CZ06 | Any | 0 | 0 | 0 | 8.7982 | 0.0026713 | -0.02803
11 | WPSDGENRLG0083-Rev02-Msr011 | ExAnte2019 | None | SDG | RtS | Ex | CZ07 | Any | 0 | 0 | 0 | 8.7982 | 0.0026275 | -0.016662
11 | WPSDGENRLG0083-Rev02-Msr011 | ExAnte2019 | None | SDG | RtS | Ex | CZ08 | Any | 0 | 0 | 0 | 8.876 | 0.0026713 | -0.023747
11 | WPSDGENRLG0083-Rev02-Msr011 | ExAnte2019 | None | SDG | RtS | Ex | CZ10 | Any | 0 | 0 | 0 | 8.7982 | 0.0026932 | -0.034959
11 | WPSDGENRLG0083-Rev02-Msr011 | ExAnte2019 | None | SDG | RtS | Ex | CZ14 | Any | 0 | 0 | 0 | 8.5646 | 0.0026932 | -0.087203
11 | WPSDGENRLG0083-Rev02-Msr011 | ExAnte2019 | None | SDG | RtS | Ex | CZ15 | Any | 0 | 0 | 0 | 9.2653 | 0.0027151 | -0.0074901
11 | WPSDGENRLG0083-Rev02-Msr011 | ExAnte2019 | None | SDG | RtS | Ex | IOU | Any | 0 | 0 | 0 | 8.7982 | 0.0026494 | -0.022034
11 | WPSDGENRLG0083-Rev02-Msr011 | ExAnte2019 | None | SDG | SCn | Ex | CZ06 | Any | 0 | 0 | 0 | 8.0196 | 0.0022277 | -0.099661
11 | WPSDGENRLG0083-Rev02-Msr011 | ExAnte2019 | None | SDG | SCn | Ex | CZ07 | Any | 0 | 0 | 0 | 7.8639 | 0.0022448 | -0.081753
11 | WPSDGENRLG0083-Rev02-Msr011 | ExAnte2019 | None | SDG | SCn | Ex | CZ08 | Any | 0 | 0 | 0 | 8.0974 | 0.0022277 | -0.084867
11 | WPSDGENRLG0083-Rev02-Msr011 | ExAnte2019 | None | SDG | SCn | Ex | CZ10 | Any | 0 | 0 | 0 | 8.0974 | 0.0022448 | -0.10511
11 | WPSDGENRLG0083-Rev02-Msr011 | ExAnte2019 | None | SDG | SCn | Ex | CZ14 | Any | 0 | 0 | 0 | 7.8639 | 0.0022105 | -0.15416
11 | WPSDGENRLG0083-Rev02-Msr011 | ExAnte2019 | None | SDG | SCn | Ex | CZ15 | Any | 0 | 0 | 0 | 8.7203 | 0.0022105 | -0.044925
11 | WPSDGENRLG0083-Rev02-Msr011 | ExAnte2019 | None | SDG | SCn | Ex | IOU | Any | 0 | 0 | 0 | 7.9417 | 0.0022448 | -0.089539
11 | WPSDGENRLG0083-Rev02-Msr011 | ExAnte2019 | None | SDG | SUn | Ex | CZ06 | Any | 0 | 0 | 0 | 7.344 | 0.001513 | 0
11 | WPSDGENRLG0083-Rev02-Msr011 | ExAnte2019 | None | SDG | SUn | Ex | CZ07 | Any | 0 | 0 | 0 | 7.344 | 0.001513 | 0
11 | WPSDGENRLG0083-Rev02-Msr011 | ExAnte2019 | None | SDG | SUn | Ex | CZ08 | Any | 0 | 0 | 0 | 7.344 | 0.001513 | 0
11 | WPSDGENRLG0083-Rev02-Msr011 | ExAnte2019 | None | SDG | SUn | Ex | CZ10 | Any | 0 | 0 | 0 | 7.344 | 0.001513 | 0
11 | WPSDGENRLG0083-Rev02-Msr011 | ExAnte2019 | None | SDG | SUn | Ex | CZ14 | Any | 0 | 0 | 0 | 7.344 | 0.001513 | 0
11 | WPSDGENRLG0083-Rev02-Msr011 | ExAnte2019 | None | SDG | SUn | Ex | CZ15 | Any | 0 | 0 | 0 | 7.344 | 0.001513 | 0
11 | WPSDGENRLG0083-Rev02-Msr011 | ExAnte2019 | None | SDG | SUn | Ex | IOU | Any | 0 | 0 | 0 | 7.344 | 0.001513 | 0
11 | WPSDGENRLG0083-Rev02-Msr011 | ExAnte2019 | None | SDG | WRf | Ex | CZ06 | Any | 0 | 0 | 0 | 25.1257 | 0.0022865 | 0
11 | WPSDGENRLG0083-Rev02-Msr011 | ExAnte2019 | None | SDG | WRf | Ex | CZ07 | Any | 0 | 0 | 0 | 25.2817 | 0.0022865 | 0
11 | WPSDGENRLG0083-Rev02-Msr011 | ExAnte2019 | None | SDG | WRf | Ex | CZ08 | Any | 0 | 0 | 0 | 24.1893 | 0.0022865 | 0
11 | WPSDGENRLG0083-Rev02-Msr011 | ExAnte2019 | None | SDG | WRf | Ex | CZ10 | Any | 0 | 0 | 0 | 24.8135 | 0.0023048 | 0
11 | WPSDGENRLG0083-Rev02-Msr011 | ExAnte2019 | None | SDG | WRf | Ex | CZ14 | Any | 0 | 0 | 0 | 23.0969 | 0.0022865 | 0
11 | WPSDGENRLG0083-Rev02-Msr011 | ExAnte2019 | None | SDG | WRf | Ex | CZ15 | Any | 0 | 0 | 0 | 24.5014 | 0.0023048 | 0
11 | WPSDGENRLG0083-Rev02-Msr011 | ExAnte2019 | None | SDG | WRf | Ex | IOU | Any | 0 | 0 | 0 | 25.1257 | 0.0022865 | 0
12 | WPSDGENRLG0083-Rev02-Msr012 | ExAnte2019 | None | SDG | Asm | Ex | CZ06 | Any | 0 | 0 | 0 | 6.0588 | 0.0020074 | -0.051445
12 | WPSDGENRLG0083-Rev02-Msr012 | ExAnte2019 | None | SDG | Asm | Ex | CZ07 | Any | 0 | 0 | 0 | 6.1139 | 0.0020074 | -0.047534
12 | WPSDGENRLG0083-Rev02-Msr012 | ExAnte2019 | None | SDG | Asm | Ex | CZ08 | Any | 0 | 0 | 0 | 6.1139 | 0.0019584 | -0.043513
12 | WPSDGENRLG0083-Rev02-Msr012 | ExAnte2019 | None | SDG | Asm | Ex | CZ10 | Any | 0 | 0 | 0 | 6.0588 | 0.0019747 | -0.055631
12 | WPSDGENRLG0083-Rev02-Msr012 | ExAnte2019 | None | SDG | Asm | Ex | CZ14 | Any | 0 | 0 | 0 | 5.8936 | 0.0018442 | -0.088679
12 | WPSDGENRLG0083-Rev02-Msr012 | ExAnte2019 | None | SDG | Asm | Ex | CZ15 | Any | 0 | 0 | 0 | 6.6647 | 0.0019584 | -0.024566
12 | WPSDGENRLG0083-Rev02-Msr012 | ExAnte2019 | None | SDG | Asm | Ex | IOU | Any | 0 | 0 | 0 | 6.1139 | 0.001991 | -0.050343
12 | WPSDGENRLG0083-Rev02-Msr012 | ExAnte2019 | None | SDG | Com | Ex | IOU | Any | 0 | 0 | 0 | 11.6525 | 0.0027573 | -0.11444
12 | WPSDGENRLG0083-Rev02-Msr012 | ExAnte2019 | None | SDG | ECC | Ex | CZ06 | Any | 0 | 0 | 0 | 8.9134 | 0.003014 | -0.1128
12 | WPSDGENRLG0083-Rev02-Msr012 | ExAnte2019 | None | SDG | ECC | Ex | CZ07 | Any | 0 | 0 | 0 | 8.9923 | 0.003014 | -0.094656
12 | WPSDGENRLG0083-Rev02-Msr012 | ExAnte2019 | None | SDG | ECC | Ex | CZ08 | Any | 0 | 0 | 0 | 9.0712 | 0.0029902 | -0.10254
12 | WPSDGENRLG0083-Rev02-Msr012 | ExAnte2019 | None | SDG | ECC | Ex | CZ10 | Any | 0 | 0 | 0 | 8.9923 | 0.0030377 | -0.12148
12 | WPSDGENRLG0083-Rev02-Msr012 | ExAnte2019 | None | SDG | ECC | Ex | CZ14 | Any | 0 | 0 | 0 | 8.8346 | 0.003014 | -0.183
12 | WPSDGENRLG0083-Rev02-Msr012 | ExAnte2019 | None | SDG | ECC | Ex | CZ15 | Any | 0 | 0 | 0 | 9.5445 | 0.0029902 | -0.047565
12 | WPSDGENRLG0083-Rev02-Msr012 | ExAnte2019 | None | SDG | ECC | Ex | IOU | Any | 0 | 0 | 0 | 8.9923 | 0.003014 | -0.10176
12 | WPSDGENRLG0083-Rev02-Msr012 | ExAnte2019 | None | SDG | EPr | Ex | CZ06 | Any | 0 | 0 | 0 | 8.1008 | 0.0029245 | -0.072481
12 | WPSDGENRLG0083-Rev02-Msr012 | ExAnte2019 | None | SDG | EPr | Ex | CZ07 | Any | 0 | 0 | 0 | 8.1008 | 0.0029474 | -0.064594
12 | WPSDGENRLG0083-Rev02-Msr012 | ExAnte2019 | None | SDG | EPr | Ex | CZ08 | Any | 0 | 0 | 0 | 8.1719 | 0.0029702 | -0.059904
12 | WPSDGENRLG0083-Rev02-Msr012 | ExAnte2019 | None | SDG | EPr | Ex | CZ10 | Any | 0 | 0 | 0 | 8.1008 | 0.0029474 | -0.076745
12 | WPSDGENRLG0083-Rev02-Msr012 | ExAnte2019 | None | SDG | EPr | Ex | CZ14 | Any | 0 | 0 | 0 | 7.8166 | 0.0029474 | -0.13075
12 | WPSDGENRLG0083-Rev02-Msr012 | ExAnte2019 | None | SDG | EPr | Ex | CZ15 | Any | 0 | 0 | 0 | 8.6693 | 0.0029474 | -0.031409
12 | WPSDGENRLG0083-Rev02-Msr012 | ExAnte2019 | None | SDG | EPr | Ex | IOU | Any | 0 | 0 | 0 | 8.1008 | 0.0029474 | -0.069212
12 | WPSDGENRLG0083-Rev02-Msr012 | ExAnte2019 | None | SDG | ERC | Ex | CZ06 | Any | 0 | 0 | 0 | 3.623 | 0.0015936 | -0.021836
12 | WPSDGENRLG0083-Rev02-Msr012 | ExAnte2019 | None | SDG | ERC | Ex | CZ07 | Any | 0 | 0 | 0 | 3.6883 | 0.0016189 | -0.01805
12 | WPSDGENRLG0083-Rev02-Msr012 | ExAnte2019 | None | SDG | ERC | Ex | CZ08 | Any | 0 | 0 | 0 | 3.623 | 0.0016063 | -0.019094
12 | WPSDGENRLG0083-Rev02-Msr012 | ExAnte2019 | None | SDG | ERC | Ex | CZ10 | Any | 0 | 0 | 0 | 3.623 | 0.0016063 | -0.022554
12 | WPSDGENRLG0083-Rev02-Msr012 | ExAnte2019 | None | SDG | ERC | Ex | CZ14 | Any | 0 | 0 | 0 | 3.5578 | 0.0016189 | -0.0298
12 | WPSDGENRLG0083-Rev02-Msr012 | ExAnte2019 | None | SDG | ERC | Ex | CZ15 | Any | 0 | 0 | 0 | 3.8515 | 0.0016569 | -0.01051
12 | WPSDGENRLG0083-Rev02-Msr012 | ExAnte2019 | None | SDG | ERC | Ex | IOU | Any | 0 | 0 | 0 | 3.6557 | 0.0016189 | -0.019845
12 | WPSDGENRLG0083-Rev02-Msr012 | ExAnte2019 | None | SDG | ESe | Ex | CZ06 | Any | 0 | 0 | 0 | 8.3395 | 0.0031683 | -0.099032
12 | WPSDGENRLG0083-Rev02-Msr012 | ExAnte2019 | None | SDG | ESe | Ex | CZ07 | Any | 0 | 0 | 0 | 8.3395 | 0.003094 | -0.087118
12 | WPSDGENRLG0083-Rev02-Msr012 | ExAnte2019 | None | SDG | ESe | Ex | CZ08 | Any | 0 | 0 | 0 | 8.414 | 0.0031435 | -0.084884
12 | WPSDGENRLG0083-Rev02-Msr012 | ExAnte2019 | None | SDG | ESe | Ex | CZ10 | Any | 0 | 0 | 0 | 8.414 | 0.0031435 | -0.10648
12 | WPSDGENRLG0083-Rev02-Msr012 | ExAnte2019 | None | SDG | ESe | Ex | CZ14 | Any | 0 | 0 | 0 | 8.1161 | 0.0030445 | -0.17126
12 | WPSDGENRLG0083-Rev02-Msr012 | ExAnte2019 | None | SDG | ESe | Ex | CZ15 | Any | 0 | 0 | 0 | 9.0841 | 0.0031435 | -0.04691
12 | WPSDGENRLG0083-Rev02-Msr012 | ExAnte2019 | None | SDG | ESe | Ex | IOU | Any | 0 | 0 | 0 | 8.3395 | 0.003094 | -0.094564
12 | WPSDGENRLG0083-Rev02-Msr012 | ExAnte2019 | None | SDG | EUn | Ex | CZ06 | Any | 0 | 0 | 0 | 9.6125 | 0.0032387 | -0.095282
12 | WPSDGENRLG0083-Rev02-Msr012 | ExAnte2019 | None | SDG | EUn | Ex | CZ07 | Any | 0 | 0 | 0 | 9.6125 | 0.003213 | -0.082718
12 | WPSDGENRLG0083-Rev02-Msr012 | ExAnte2019 | None | SDG | EUn | Ex | CZ08 | Any | 0 | 0 | 0 | 9.6968 | 0.0032644 | -0.091909
12 | WPSDGENRLG0083-Rev02-Msr012 | ExAnte2019 | None | SDG | EUn | Ex | CZ10 | Any | 0 | 0 | 0 | 9.6968 | 0.0032901 | -0.10624
12 | WPSDGENRLG0083-Rev02-Msr012 | ExAnte2019 | None | SDG | EUn | Ex | CZ14 | Any | 0 | 0 | 0 | 9.5282 | 0.0032644 | -0.1425
12 | WPSDGENRLG0083-Rev02-Msr012 | ExAnte2019 | None | SDG | EUn | Ex | CZ15 | Any | 0 | 0 | 0 | 10.0341 | 0.0032644 | -0.046039
12 | WPSDGENRLG0083-Rev02-Msr012 | ExAnte2019 | None | SDG | EUn | Ex | IOU | Any | 0 | 0 | 0 | 9.6125 | 0.0032387 | -0.088536
12 | WPSDGENRLG0083-Rev02-Msr012 | ExAnte2019 | None | SDG | Gro | Ex | CZ06 | Any | 0 | 0 | 0 | 18.5093 | 0.0037053 | -1.2682
12 | WPSDGENRLG0083-Rev02-Msr012 | ExAnte2019 | None | SDG | Gro | Ex | CZ07 | Any | 0 | 0 | 0 | 18.326 | 0.0036149 | -1.3488
12 | WPSDGENRLG0083-Rev02-Msr012 | ExAnte2019 | None | SDG | Gro | Ex | CZ08 | Any | 0 | 0 | 0 | 18.8758 | 0.0037956 | -1.149
12 | WPSDGENRLG0083-Rev02-Msr012 | ExAnte2019 | None | SDG | Gro | Ex | CZ10 | Any | 0 | 0 | 0 | 19.2423 | 0.0039764 | -1.0886
12 | WPSDGENRLG0083-Rev02-Msr012 | ExAnte2019 | None | SDG | Gro | Ex | CZ14 | Any | 0 | 0 | 0 | 19.059 | 0.0040065 | -1.149
12 | WPSDGENRLG0083-Rev02-Msr012 | ExAnte2019 | None | SDG | Gro | Ex | CZ15 | Any | 0 | 0 | 0 | 20.5251 | 0.0039161 | -0.61209
12 | WPSDGENRLG0083-Rev02-Msr012 | ExAnte2019 | None | SDG | Gro | Ex | IOU | Any | 0 | 0 | 0 | 18.5093 | 0.0037354 | -1.2663
12 | WPSDGENRLG0083-Rev02-Msr012 | ExAnte2019 | None | SDG | Hsp | Ex | CZ06 | Any | 0 | 0 | 0 | 22.8344 | 0.0032598 | -0.59965
12 | WPSDGENRLG0083-Rev02-Msr012 | ExAnte2019 | None | SDG | Hsp | Ex | CZ07 | Any | 0 | 0 | 0 | 22.8344 | 0.0032337 | -0.54803
12 | WPSDGENRLG0083-Rev02-Msr012 | ExAnte2019 | None | SDG | Hsp | Ex | CZ08 | Any | 0 | 0 | 0 | 22.8344 | 0.0032598 | -0.59171
12 | WPSDGENRLG0083-Rev02-Msr012 | ExAnte2019 | None | SDG | Hsp | Ex | CZ10 | Any | 0 | 0 | 0 | 22.8344 | 0.003338 | -0.63936
12 | WPSDGENRLG0083-Rev02-Msr012 | ExAnte2019 | None | SDG | Hsp | Ex | CZ14 | Any | 0 | 0 | 0 | 22.4373 | 0.0033119 | -0.78233
12 | WPSDGENRLG0083-Rev02-Msr012 | ExAnte2019 | None | SDG | Hsp | Ex | CZ15 | Any | 0 | 0 | 0 | 23.2315 | 0.0033119 | -0.50633
12 | WPSDGENRLG0083-Rev02-Msr012 | ExAnte2019 | None | SDG | Hsp | Ex | IOU | Any | 0 | 0 | 0 | 22.8344 | 0.0032598 | -0.56391
12 | WPSDGENRLG0083-Rev02-Msr012 | ExAnte2019 | None | SDG | Htl | Ex | CZ06 | Any | 0 | 0 | 0 | 19.0631 | 0.0028348 | -0.23873
12 | WPSDGENRLG0083-Rev02-Msr012 | ExAnte2019 | None | SDG | Htl | Ex | CZ07 | Any | 0 | 0 | 0 | 19.5976 | 0.0028121 | -0.19241
12 | WPSDGENRLG0083-Rev02-Msr012 | ExAnte2019 | None | SDG | Htl | Ex | CZ08 | Any | 0 | 0 | 0 | 19.4194 | 0.0028574 | -0.21201
12 | WPSDGENRLG0083-Rev02-Msr012 | ExAnte2019 | None | SDG | Htl | Ex | CZ10 | Any | 0 | 0 | 0 | 19.0631 | 0.0029028 | -0.23695
12 | WPSDGENRLG0083-Rev02-Msr012 | ExAnte2019 | None | SDG | Htl | Ex | CZ14 | Any | 0 | 0 | 0 | 18.1723 | 0.0029028 | -0.31712
12 | WPSDGENRLG0083-Rev02-Msr012 | ExAnte2019 | None | SDG | Htl | Ex | CZ15 | Any | 0 | 0 | 0 | 20.6666 | 0.0029255 | -0.13629
12 | WPSDGENRLG0083-Rev02-Msr012 | ExAnte2019 | None | SDG | Htl | Ex | IOU | Any | 0 | 0 | 0 | 19.4194 | 0.0028348 | -0.19954
12 | WPSDGENRLG0083-Rev02-Msr012 | ExAnte2019 | None | SDG | MBT | Ex | CZ06 | Any | 0 | 0 | 0 | 10.7277 | 0.002327 | -0.0068343
12 | WPSDGENRLG0083-Rev02-Msr012 | ExAnte2019 | None | SDG | MBT | Ex | CZ07 | Any | 0 | 0 | 0 | 10.8202 | 0.0022889 | -0.0013317
12 | WPSDGENRLG0083-Rev02-Msr012 | ExAnte2019 | None | SDG | MBT | Ex | CZ08 | Any | 0 | 0 | 0 | 10.7277 | 0.0024224 | -0.0043466
12 | WPSDGENRLG0083-Rev02-Msr012 | ExAnte2019 | None | SDG | MBT | Ex | CZ10 | Any | 0 | 0 | 0 | 10.7277 | 0.0024796 | -0.0088781
12 | WPSDGENRLG0083-Rev02-Msr012 | ExAnte2019 | None | SDG | MBT | Ex | CZ14 | Any | 0 | 0 | 0 | 10.5427 | 0.0024605 | -0.021363
12 | WPSDGENRLG0083-Rev02-Msr012 | ExAnte2019 | None | SDG | MBT | Ex | CZ15 | Any | 0 | 0 | 0 | 11.1901 | 0.0024796 | 0
12 | WPSDGENRLG0083-Rev02-Msr012 | ExAnte2019 | None | SDG | MBT | Ex | IOU | Any | 0 | 0 | 0 | 10.7277 | 0.0023461 | -0.0040506
12 | WPSDGENRLG0083-Rev02-Msr012 | ExAnte2019 | None | SDG | MLI | Ex | CZ06 | Any | 0 | 0 | 0 | 10.6855 | 0.0023909 | -0.06065
12 | WPSDGENRLG0083-Rev02-Msr012 | ExAnte2019 | None | SDG | MLI | Ex | CZ07 | Any | 0 | 0 | 0 | 10.6855 | 0.002371 | -0.030375
12 | WPSDGENRLG0083-Rev02-Msr012 | ExAnte2019 | None | SDG | MLI | Ex | CZ08 | Any | 0 | 0 | 0 | 10.7845 | 0.0023909 | -0.049668
12 | WPSDGENRLG0083-Rev02-Msr012 | ExAnte2019 | None | SDG | MLI | Ex | CZ10 | Any | 0 | 0 | 0 | 10.7845 | 0.0024507 | -0.068466
12 | WPSDGENRLG0083-Rev02-Msr012 | ExAnte2019 | None | SDG | MLI | Ex | CZ14 | Any | 0 | 0 | 0 | 10.4876 | 0.0024307 | -0.19392
12 | WPSDGENRLG0083-Rev02-Msr012 | ExAnte2019 | None | SDG | MLI | Ex | CZ15 | Any | 0 | 0 | 0 | 11.576 | 0.0024108 | -0.018601
12 | WPSDGENRLG0083-Rev02-Msr012 | ExAnte2019 | None | SDG | MLI | Ex | IOU | Any | 0 | 0 | 0 | 10.6855 | 0.0023909 | -0.04482
12 | WPSDGENRLG0083-Rev02-Msr012 | ExAnte2019 | None | SDG | Mtl | Ex | CZ06 | Any | 0 | 0 | 0 | 15.4605 | 0.0015337 | -0.18635
12 | WPSDGENRLG0083-Rev02-Msr012 | ExAnte2019 | None | SDG | Mtl | Ex | CZ07 | Any | 0 | 0 | 0 | 15.8746 | 0.0015215 | -0.1368
12 | WPSDGENRLG0083-Rev02-Msr012 | ExAnte2019 | None | SDG | Mtl | Ex | CZ08 | Any | 0 | 0 | 0 | 15.5985 | 0.0015458 | -0.15737
12 | WPSDGENRLG0083-Rev02-Msr012 | ExAnte2019 | None | SDG | Mtl | Ex | CZ10 | Any | 0 | 0 | 0 | 15.4605 | 0.0015945 | -0.18497
12 | WPSDGENRLG0083-Rev02-Msr012 | ExAnte2019 | None | SDG | Mtl | Ex | CZ14 | Any | 0 | 0 | 0 | 14.9083 | 0.0015824 | -0.25399
12 | WPSDGENRLG0083-Rev02-Msr012 | ExAnte2019 | None | SDG | Mtl | Ex | CZ15 | Any | 0 | 0 | 0 | 16.5648 | 0.0016189 | -0.077717
12 | WPSDGENRLG0083-Rev02-Msr012 | ExAnte2019 | None | SDG | Mtl | Ex | IOU | Any | 0 | 0 | 0 | 15.7366 | 0.0015337 | -0.14356
12 | WPSDGENRLG0083-Rev02-Msr012 | ExAnte2019 | None | SDG | Nrs | Ex | CZ06 | Any | 0 | 0 | 0 | 13.7333 | 0.0029305 | -0.49847
12 | WPSDGENRLG0083-Rev02-Msr012 | ExAnte2019 | None | SDG | Nrs | Ex | CZ07 | Any | 0 | 0 | 0 | 13.6061 | 0.0028854 | -0.45523
12 | WPSDGENRLG0083-Rev02-Msr012 | ExAnte2019 | None | SDG | Nrs | Ex | CZ08 | Any | 0 | 0 | 0 | 13.8604 | 0.0029305 | -0.48448
12 | WPSDGENRLG0083-Rev02-Msr012 | ExAnte2019 | None | SDG | Nrs | Ex | CZ10 | Any | 0 | 0 | 0 | 13.8604 | 0.0030432 | -0.51373
12 | WPSDGENRLG0083-Rev02-Msr012 | ExAnte2019 | None | SDG | Nrs | Ex | CZ14 | Any | 0 | 0 | 0 | 13.7333 | 0.0029755 | -0.6002
12 | WPSDGENRLG0083-Rev02-Msr012 | ExAnte2019 | None | SDG | Nrs | Ex | CZ15 | Any | 0 | 0 | 0 | 14.6234 | 0.0030206 | -0.30264
12 | WPSDGENRLG0083-Rev02-Msr012 | ExAnte2019 | None | SDG | Nrs | Ex | IOU | Any | 0 | 0 | 0 | 13.6061 | 0.0029079 | -0.46541
12 | WPSDGENRLG0083-Rev02-Msr012 | ExAnte2019 | None | SDG | OfL | Ex | CZ06 | Any | 0 | 0 | 0 | 10.6488 | 0.0029362 | -0.059854
12 | WPSDGENRLG0083-Rev02-Msr012 | ExAnte2019 | None | SDG | OfL | Ex | CZ07 | Any | 0 | 0 | 0 | 10.6488 | 0.0029131 | -0.05306
12 | WPSDGENRLG0083-Rev02-Msr012 | ExAnte2019 | None | SDG | OfL | Ex | CZ08 | Any | 0 | 0 | 0 | 10.6488 | 0.0029594 | -0.059578
12 | WPSDGENRLG0083-Rev02-Msr012 | ExAnte2019 | None | SDG | OfL | Ex | CZ10 | Any | 0 | 0 | 0 | 10.6488 | 0.0030056 | -0.070135
12 | WPSDGENRLG0083-Rev02-Msr012 | ExAnte2019 | None | SDG | OfL | Ex | CZ14 | Any | 0 | 0 | 0 | 10.557 | 0.0030056 | -0.087669
12 | WPSDGENRLG0083-Rev02-Msr012 | ExAnte2019 | None | SDG | OfL | Ex | CZ15 | Any | 0 | 0 | 0 | 11.1996 | 0.0030287 | -0.040667
12 | WPSDGENRLG0083-Rev02-Msr012 | ExAnte2019 | None | SDG | OfL | Ex | IOU | Any | 0 | 0 | 0 | 10.6488 | 0.0029362 | -0.056457
12 | WPSDGENRLG0083-Rev02-Msr012 | ExAnte2019 | None | SDG | OfS | Ex | CZ06 | Any | 0 | 0 | 0 | 7.1553 | 0.0026138 | -0.010142
12 | WPSDGENRLG0083-Rev02-Msr012 | ExAnte2019 | None | SDG | OfS | Ex | CZ07 | Any | 0 | 0 | 0 | 7.2175 | 0.0025928 | -0.002887
12 | WPSDGENRLG0083-Rev02-Msr012 | ExAnte2019 | None | SDG | OfS | Ex | CZ08 | Any | 0 | 0 | 0 | 7.2175 | 0.0026347 | -0.0087108
12 | WPSDGENRLG0083-Rev02-Msr012 | ExAnte2019 | None | SDG | OfS | Ex | CZ10 | Any | 0 | 0 | 0 | 7.2175 | 0.0026556 | -0.013191
12 | WPSDGENRLG0083-Rev02-Msr012 | ExAnte2019 | None | SDG | OfS | Ex | CZ14 | Any | 0 | 0 | 0 | 7.0309 | 0.0026765 | -0.032666
12 | WPSDGENRLG0083-Rev02-Msr012 | ExAnte2019 | None | SDG | OfS | Ex | CZ15 | Any | 0 | 0 | 0 | 7.5908 | 0.0026347 | -0.0027066
12 | WPSDGENRLG0083-Rev02-Msr012 | ExAnte2019 | None | SDG | OfS | Ex | IOU | Any | 0 | 0 | 0 | 7.2175 | 0.0026138 | -0.0050772
12 | WPSDGENRLG0083-Rev02-Msr012 | ExAnte2019 | None | SDG | RFF | Ex | CZ06 | Any | 0 | 0 | 0 | 12.8316 | 0.0026221 | -0.22658
12 | WPSDGENRLG0083-Rev02-Msr012 | ExAnte2019 | None | SDG | RFF | Ex | CZ07 | Any | 0 | 0 | 0 | 12.9472 | 0.0026221 | -0.20577
12 | WPSDGENRLG0083-Rev02-Msr012 | ExAnte2019 | None | SDG | RFF | Ex | CZ08 | Any | 0 | 0 | 0 | 12.9472 | 0.0026008 | -0.19999
12 | WPSDGENRLG0083-Rev02-Msr012 | ExAnte2019 | None | SDG | RFF | Ex | CZ10 | Any | 0 | 0 | 0 | 12.9472 | 0.0026648 | -0.22195
12 | WPSDGENRLG0083-Rev02-Msr012 | ExAnte2019 | None | SDG | RFF | Ex | CZ14 | Any | 0 | 0 | 0 | 12.716 | 0.0027074 | -0.31559
12 | WPSDGENRLG0083-Rev02-Msr012 | ExAnte2019 | None | SDG | RFF | Ex | CZ15 | Any | 0 | 0 | 0 | 13.7564 | 0.0026861 | -0.10138
12 | WPSDGENRLG0083-Rev02-Msr012 | ExAnte2019 | None | SDG | RFF | Ex | IOU | Any | 0 | 0 | 0 | 12.9472 | 0.0026221 | -0.21039
12 | WPSDGENRLG0083-Rev02-Msr012 | ExAnte2019 | None | SDG | RSD | Ex | CZ06 | Any | 0 | 0 | 0 | 14.5466 | 0.002669 | -0.31301
12 | WPSDGENRLG0083-Rev02-Msr012 | ExAnte2019 | None | SDG | RSD | Ex | CZ07 | Any | 0 | 0 | 0 | 14.5466 | 0.0027117 | -0.28833
12 | WPSDGENRLG0083-Rev02-Msr012 | ExAnte2019 | None | SDG | RSD | Ex | CZ08 | Any | 0 | 0 | 0 | 14.6764 | 0.0025836 | -0.25976
12 | WPSDGENRLG0083-Rev02-Msr012 | ExAnte2019 | None | SDG | RSD | Ex | CZ10 | Any | 0 | 0 | 0 | 14.5466 | 0.0024555 | -0.30522
12 | WPSDGENRLG0083-Rev02-Msr012 | ExAnte2019 | None | SDG | RSD | Ex | CZ14 | Any | 0 | 0 | 0 | 14.027 | 0.0024555 | -0.50134
12 | WPSDGENRLG0083-Rev02-Msr012 | ExAnte2019 | None | SDG | RSD | Ex | CZ15 | Any | 0 | 0 | 0 | 15.7155 | 0.0027544 | -0.11663
12 | WPSDGENRLG0083-Rev02-Msr012 | ExAnte2019 | None | SDG | RSD | Ex | IOU | Any | 0 | 0 | 0 | 14.5466 | 0.0026476 | -0.29223
12 | WPSDGENRLG0083-Rev02-Msr012 | ExAnte2019 | None | SDG | Rt3 | Ex | CZ06 | Any | 0 | 0 | 0 | 21.8178 | 0.004007 | -0.10131
12 | WPSDGENRLG0083-Rev02-Msr012 | ExAnte2019 | None | SDG | Rt3 | Ex | CZ07 | Any | 0 | 0 | 0 | 21.8178 | 0.0039741 | -0.043825
12 | WPSDGENRLG0083-Rev02-Msr012 | ExAnte2019 | None | SDG | Rt3 | Ex | CZ08 | Any | 0 | 0 | 0 | 21.8178 | 0.0039741 | -0.090686
12 | WPSDGENRLG0083-Rev02-Msr012 | ExAnte2019 | None | SDG | Rt3 | Ex | CZ10 | Any | 0 | 0 | 0 | 21.6281 | 0.0040398 | -0.16582
12 | WPSDGENRLG0083-Rev02-Msr012 | ExAnte2019 | None | SDG | Rt3 | Ex | CZ14 | Any | 0 | 0 | 0 | 20.6795 | 0.0040727 | -0.60521
12 | WPSDGENRLG0083-Rev02-Msr012 | ExAnte2019 | None | SDG | Rt3 | Ex | CZ15 | Any | 0 | 0 | 0 | 22.387 | 0.0041055 | -0.039082
12 | WPSDGENRLG0083-Rev02-Msr012 | ExAnte2019 | None | SDG | Rt3 | Ex | IOU | Any | 0 | 0 | 0 | 21.8178 | 0.004007 | -0.079113
12 | WPSDGENRLG0083-Rev02-Msr012 | ExAnte2019 | None | SDG | RtL | Ex | CZ06 | Any | 0 | 0 | 0 | 15.5601 | 0.0038725 | -0.13302
12 | WPSDGENRLG0083-Rev02-Msr012 | ExAnte2019 | None | SDG | RtL | Ex | CZ07 | Any | 0 | 0 | 0 | 15.6978 | 0.0038725 | -0.097216
12 | WPSDGENRLG0083-Rev02-Msr012 | ExAnte2019 | None | SDG | RtL | Ex | CZ08 | Any | 0 | 0 | 0 | 15.6978 | 0.0038725 | -0.11512
12 | WPSDGENRLG0083-Rev02-Msr012 | ExAnte2019 | None | SDG | RtL | Ex | CZ10 | Any | 0 | 0 | 0 | 15.5601 | 0.0039355 | -0.15422
12 | WPSDGENRLG0083-Rev02-Msr012 | ExAnte2019 | None | SDG | RtL | Ex | CZ14 | Any | 0 | 0 | 0 | 15.0093 | 0.003967 | -0.32359
12 | WPSDGENRLG0083-Rev02-Msr012 | ExAnte2019 | None | SDG | RtL | Ex | CZ15 | Any | 0 | 0 | 0 | 16.2486 | 0.0039985 | -0.054392
12 | WPSDGENRLG0083-Rev02-Msr012 | ExAnte2019 | None | SDG | RtL | Ex | IOU | Any | 0 | 0 | 0 | 15.6978 | 0.0038725 | -0.11374
12 | WPSDGENRLG0083-Rev02-Msr012 | ExAnte2019 | None | SDG | RtS | Ex | CZ06 | Any | 0 | 0 | 0 | 8.7982 | 0.0026713 | -0.02803
12 | WPSDGENRLG0083-Rev02-Msr012 | ExAnte2019 | None | SDG | RtS | Ex | CZ07 | Any | 0 | 0 | 0 | 8.7982 | 0.0026275 | -0.016662
12 | WPSDGENRLG0083-Rev02-Msr012 | ExAnte2019 | None | SDG | RtS | Ex | CZ08 | Any | 0 | 0 | 0 | 8.876 | 0.0026713 | -0.023747
12 | WPSDGENRLG0083-Rev02-Msr012 | ExAnte2019 | None | SDG | RtS | Ex | CZ10 | Any | 0 | 0 | 0 | 8.7982 | 0.0026932 | -0.034959
12 | WPSDGENRLG0083-Rev02-Msr012 | ExAnte2019 | None | SDG | RtS | Ex | CZ14 | Any | 0 | 0 | 0 | 8.5646 | 0.0026932 | -0.087203
12 | WPSDGENRLG0083-Rev02-Msr012 | ExAnte2019 | None | SDG | RtS | Ex | CZ15 | Any | 0 | 0 | 0 | 9.2653 | 0.0027151 | -0.0074901
12 | WPSDGENRLG0083-Rev02-Msr012 | ExAnte2019 | None | SDG | RtS | Ex | IOU | Any | 0 | 0 | 0 | 8.7982 | 0.0026494 | -0.022034
12 | WPSDGENRLG0083-Rev02-Msr012 | ExAnte2019 | None | SDG | SCn | Ex | CZ06 | Any | 0 | 0 | 0 | 8.0196 | 0.0022277 | -0.099661
12 | WPSDGENRLG0083-Rev02-Msr012 | ExAnte2019 | None | SDG | SCn | Ex | CZ07 | Any | 0 | 0 | 0 | 7.8639 | 0.0022448 | -0.081753
12 | WPSDGENRLG0083-Rev02-Msr012 | ExAnte2019 | None | SDG | SCn | Ex | CZ08 | Any | 0 | 0 | 0 | 8.0974 | 0.0022277 | -0.084867
12 | WPSDGENRLG0083-Rev02-Msr012 | ExAnte2019 | None | SDG | SCn | Ex | CZ10 | Any | 0 | 0 | 0 | 8.0974 | 0.0022448 | -0.10511
12 | WPSDGENRLG0083-Rev02-Msr012 | ExAnte2019 | None | SDG | SCn | Ex | CZ14 | Any | 0 | 0 | 0 | 7.8639 | 0.0022105 | -0.15416
12 | h | ExAnte2019 | None | SDG | SCn | Ex | CZ15 | Any | 0 | 0 | 0 | 8.7203 | 0.0022105 | -0.044925
12 | WPSDGENRLG0083-Rev02-Msr012 | ExAnte2019 | None | SDG | SCn | Ex | IOU | Any | 0 | 0 | 0 | 7.9417 | 0.0022448 | -0.089539
12 | WPSDGENRLG0083-Rev02-Msr012 | ExAnte2019 | None | SDG | SUn | Ex | CZ06 | Any | 0 | 0 | 0 | 7.344 | 0.001513 | 0
12 | WPSDGENRLG0083-Rev02-Msr012 | ExAnte2019 | None | SDG | SUn | Ex | CZ07 | Any | 0 | 0 | 0 | 7.344 | 0.001513 | 0
12 | WPSDGENRLG0083-Rev02-Msr012 | ExAnte2019 | None | SDG | SUn | Ex | CZ08 | Any | 0 | 0 | 0 | 7.344 | 0.001513 | 0
12 | WPSDGENRLG0083-Rev02-Msr012 | ExAnte2019 | None | SDG | SUn | Ex | CZ10 | Any | 0 | 0 | 0 | 7.344 | 0.001513 | 0
12 | WPSDGENRLG0083-Rev02-Msr012 | ExAnte2019 | None | SDG | SUn | Ex | CZ14 | Any | 0 | 0 | 0 | 7.344 | 0.001513 | 0
12 | WPSDGENRLG0083-Rev02-Msr012 | ExAnte2019 | None | SDG | SUn | Ex | CZ15 | Any | 0 | 0 | 0 | 7.344 | 0.001513 | 0
12 | WPSDGENRLG0083-Rev02-Msr012 | ExAnte2019 | None | SDG | SUn | Ex | IOU | Any | 0 | 0 | 0 | 7.344 | 0.001513 | 0
12 | WPSDGENRLG0083-Rev02-Msr012 | ExAnte2019 | None | SDG | WRf | Ex | CZ06 | Any | 0 | 0 | 0 | 25.1257 | 0.0022865 | 0
12 | WPSDGENRLG0083-Rev02-Msr012 | ExAnte2019 | None | SDG | WRf | Ex | CZ07 | Any | 0 | 0 | 0 | 25.2817 | 0.0022865 | 0
12 | WPSDGENRLG0083-Rev02-Msr012 | ExAnte2019 | None | SDG | WRf | Ex | CZ08 | Any | 0 | 0 | 0 | 24.1893 | 0.0022865 | 0
12 | WPSDGENRLG0083-Rev02-Msr012 | ExAnte2019 | None | SDG | WRf | Ex | CZ10 | Any | 0 | 0 | 0 | 24.8135 | 0.0023048 | 0
12 | WPSDGENRLG0083-Rev02-Msr012 | ExAnte2019 | None | SDG | WRf | Ex | CZ14 | Any | 0 | 0 | 0 | 23.0969 | 0.0022865 | 0
12 | WPSDGENRLG0083-Rev02-Msr012 | ExAnte2019 | None | SDG | WRf | Ex | CZ15 | Any | 0 | 0 | 0 | 24.5014 | 0.0023048 | 0
12 | WPSDGENRLG0083-Rev02-Msr012 | ExAnte2019 | None | SDG | WRf | Ex | IOU | Any | 0 | 0 | 0 | 25.1257 | 0.0022865 | 0
13 | WPSDGENRLG0083-Rev02-Msr013 | ExAnte2019 | None | SDG | Asm | Ex | CZ06 | Any | 0 | 0 | 0 | 4.6332 | 0.001535 | -0.03934
13 | WPSDGENRLG0083-Rev02-Msr013 | ExAnte2019 | None | SDG | Asm | Ex | CZ07 | Any | 0 | 0 | 0 | 4.6753 | 0.001535 | -0.03635
13 | WPSDGENRLG0083-Rev02-Msr013 | ExAnte2019 | None | SDG | Asm | Ex | CZ08 | Any | 0 | 0 | 0 | 4.6753 | 0.0014976 | -0.033275
13 | WPSDGENRLG0083-Rev02-Msr013 | ExAnte2019 | None | SDG | Asm | Ex | CZ10 | Any | 0 | 0 | 0 | 4.6332 | 0.0015101 | -0.042541
13 | WPSDGENRLG0083-Rev02-Msr013 | ExAnte2019 | None | SDG | Asm | Ex | CZ14 | Any | 0 | 0 | 0 | 4.5068 | 0.0014102 | -0.067813
13 | WPSDGENRLG0083-Rev02-Msr013 | ExAnte2019 | None | SDG | Asm | Ex | CZ15 | Any | 0 | 0 | 0 | 5.0965 | 0.0014976 | -0.018786
13 | WPSDGENRLG0083-Rev02-Msr013 | ExAnte2019 | None | SDG | Asm | Ex | IOU | Any | 0 | 0 | 0 | 4.6753 | 0.0015226 | -0.038498
13 | WPSDGENRLG0083-Rev02-Msr013 | ExAnte2019 | None | SDG | Com | Ex | IOU | Any | 0 | 0 | 0 | 8.9107 | 0.0021085 | -0.087516
13 | WPSDGENRLG0083-Rev02-Msr013 | ExAnte2019 | None | SDG | ECC | Ex | CZ06 | Any | 0 | 0 | 0 | 6.8162 | 0.0023048 | -0.086258
13 | WPSDGENRLG0083-Rev02-Msr013 | ExAnte2019 | None | SDG | ECC | Ex | CZ07 | Any | 0 | 0 | 0 | 6.8765 | 0.0023048 | -0.072384
13 | WPSDGENRLG0083-Rev02-Msr013 | ExAnte2019 | None | SDG | ECC | Ex | CZ08 | Any | 0 | 0 | 0 | 6.9368 | 0.0022866 | -0.078416
13 | WPSDGENRLG0083-Rev02-Msr013 | ExAnte2019 | None | SDG | ECC | Ex | CZ10 | Any | 0 | 0 | 0 | 6.8765 | 0.0023229 | -0.092893
13 | WPSDGENRLG0083-Rev02-Msr013 | ExAnte2019 | None | SDG | ECC | Ex | CZ14 | Any | 0 | 0 | 0 | 6.7558 | 0.0023048 | -0.13994
13 | WPSDGENRLG0083-Rev02-Msr013 | ExAnte2019 | None | SDG | ECC | Ex | CZ15 | Any | 0 | 0 | 0 | 7.2987 | 0.0022866 | -0.036373
13 | WPSDGENRLG0083-Rev02-Msr013 | ExAnte2019 | None | SDG | ECC | Ex | IOU | Any | 0 | 0 | 0 | 6.8765 | 0.0023048 | -0.077813
13 | WPSDGENRLG0083-Rev02-Msr013 | ExAnte2019 | None | SDG | EPr | Ex | CZ06 | Any | 0 | 0 | 0 | 6.1948 | 0.0022364 | -0.055427
13 | WPSDGENRLG0083-Rev02-Msr013 | ExAnte2019 | None | SDG | EPr | Ex | CZ07 | Any | 0 | 0 | 0 | 6.1948 | 0.0022539 | -0.049395
13 | WPSDGENRLG0083-Rev02-Msr013 | ExAnte2019 | None | SDG | EPr | Ex | CZ08 | Any | 0 | 0 | 0 | 6.2491 | 0.0022714 | -0.045809
13 | WPSDGENRLG0083-Rev02-Msr013 | ExAnte2019 | None | SDG | EPr | Ex | CZ10 | Any | 0 | 0 | 0 | 6.1948 | 0.0022539 | -0.058687
13 | WPSDGENRLG0083-Rev02-Msr013 | ExAnte2019 | None | SDG | EPr | Ex | CZ14 | Any | 0 | 0 | 0 | 5.9774 | 0.0022539 | -0.099986
13 | WPSDGENRLG0083-Rev02-Msr013 | ExAnte2019 | None | SDG | EPr | Ex | CZ15 | Any | 0 | 0 | 0 | 6.6295 | 0.0022539 | -0.024018
13 | WPSDGENRLG0083-Rev02-Msr013 | ExAnte2019 | None | SDG | EPr | Ex | IOU | Any | 0 | 0 | 0 | 6.1948 | 0.0022539 | -0.052927
13 | WPSDGENRLG0083-Rev02-Msr013 | ExAnte2019 | None | SDG | ERC | Ex | CZ06 | Any | 0 | 0 | 0 | 2.7706 | 0.0012187 | -0.016698
13 | WPSDGENRLG0083-Rev02-Msr013 | ExAnte2019 | None | SDG | ERC | Ex | CZ07 | Any | 0 | 0 | 0 | 2.8205 | 0.001238 | -0.013803
13 | WPSDGENRLG0083-Rev02-Msr013 | ExAnte2019 | None | SDG | ERC | Ex | CZ08 | Any | 0 | 0 | 0 | 2.7706 | 0.0012283 | -0.014602
13 | WPSDGENRLG0083-Rev02-Msr013 | ExAnte2019 | None | SDG | ERC | Ex | CZ10 | Any | 0 | 0 | 0 | 2.7706 | 0.0012283 | -0.017247
13 | WPSDGENRLG0083-Rev02-Msr013 | ExAnte2019 | None | SDG | ERC | Ex | CZ14 | Any | 0 | 0 | 0 | 2.7206 | 0.001238 | -0.022788
13 | WPSDGENRLG0083-Rev02-Msr013 | ExAnte2019 | None | SDG | ERC | Ex | CZ15 | Any | 0 | 0 | 0 | 2.9453 | 0.001267 | -0.0080371
13 | WPSDGENRLG0083-Rev02-Msr013 | ExAnte2019 | None | SDG | ERC | Ex | IOU | Any | 0 | 0 | 0 | 2.7955 | 0.001238 | -0.015176
13 | WPSDGENRLG0083-Rev02-Msr013 | ExAnte2019 | None | SDG | ESe | Ex | CZ06 | Any | 0 | 0 | 0 | 6.3773 | 0.0024228 | -0.07573
13 | WPSDGENRLG0083-Rev02-Msr013 | ExAnte2019 | None | SDG | ESe | Ex | CZ07 | Any | 0 | 0 | 0 | 6.3773 | 0.002366 | -0.06662
13 | WPSDGENRLG0083-Rev02-Msr013 | ExAnte2019 | None | SDG | ESe | Ex | CZ08 | Any | 0 | 0 | 0 | 6.4342 | 0.0024039 | -0.064912
13 | WPSDGENRLG0083-Rev02-Msr013 | ExAnte2019 | None | SDG | ESe | Ex | CZ10 | Any | 0 | 0 | 0 | 6.4342 | 0.0024039 | -0.081424
13 | WPSDGENRLG0083-Rev02-Msr013 | ExAnte2019 | None | SDG | ESe | Ex | CZ14 | Any | 0 | 0 | 0 | 6.2065 | 0.0023281 | -0.13096
13 | WPSDGENRLG0083-Rev02-Msr013 | ExAnte2019 | None | SDG | ESe | Ex | CZ15 | Any | 0 | 0 | 0 | 6.9467 | 0.0024039 | -0.035872
13 | WPSDGENRLG0083-Rev02-Msr013 | ExAnte2019 | None | SDG | ESe | Ex | IOU | Any | 0 | 0 | 0 | 6.3773 | 0.002366 | -0.072314
13 | WPSDGENRLG0083-Rev02-Msr013 | ExAnte2019 | None | SDG | EUn | Ex | CZ06 | Any | 0 | 0 | 0 | 7.3507 | 0.0024767 | -0.072862
13 | WPSDGENRLG0083-Rev02-Msr013 | ExAnte2019 | None | SDG | EUn | Ex | CZ07 | Any | 0 | 0 | 0 | 7.3507 | 0.002457 | -0.063255
13 | WPSDGENRLG0083-Rev02-Msr013 | ExAnte2019 | None | SDG | EUn | Ex | CZ08 | Any | 0 | 0 | 0 | 7.4152 | 0.0024963 | -0.070283
13 | WPSDGENRLG0083-Rev02-Msr013 | ExAnte2019 | None | SDG | EUn | Ex | CZ10 | Any | 0 | 0 | 0 | 7.4152 | 0.002516 | -0.081245
13 | WPSDGENRLG0083-Rev02-Msr013 | ExAnte2019 | None | SDG | EUn | Ex | CZ14 | Any | 0 | 0 | 0 | 7.2862 | 0.0024963 | -0.10897
13 | WPSDGENRLG0083-Rev02-Msr013 | ExAnte2019 | None | SDG | EUn | Ex | CZ15 | Any | 0 | 0 | 0 | 7.6731 | 0.0024963 | -0.035206
13 | WPSDGENRLG0083-Rev02-Msr013 | ExAnte2019 | None | SDG | EUn | Ex | IOU | Any | 0 | 0 | 0 | 7.3507 | 0.0024767 | -0.067704
13 | WPSDGENRLG0083-Rev02-Msr013 | ExAnte2019 | None | SDG | Gro | Ex | CZ06 | Any | 0 | 0 | 0 | 14.1541 | 0.0028334 | -0.96977
13 | WPSDGENRLG0083-Rev02-Msr013 | ExAnte2019 | None | SDG | Gro | Ex | CZ07 | Any | 0 | 0 | 0 | 14.014 | 0.0027643 | -1.0314
13 | WPSDGENRLG0083-Rev02-Msr013 | ExAnte2019 | None | SDG | Gro | Ex | CZ08 | Any | 0 | 0 | 0 | 14.4344 | 0.0029025 | -0.87868
13 | WPSDGENRLG0083-Rev02-Msr013 | ExAnte2019 | None | SDG | Gro | Ex | CZ10 | Any | 0 | 0 | 0 | 14.7147 | 0.0030408 | -0.83243
13 | WPSDGENRLG0083-Rev02-Msr013 | ExAnte2019 | None | SDG | Gro | Ex | CZ14 | Any | 0 | 0 | 0 | 14.5746 | 0.0030638 | -0.87868
13 | WPSDGENRLG0083-Rev02-Msr013 | ExAnte2019 | None | SDG | Gro | Ex | CZ15 | Any | 0 | 0 | 0 | 15.6957 | 0.0029947 | -0.46807
13 | WPSDGENRLG0083-Rev02-Msr013 | ExAnte2019 | None | SDG | Gro | Ex | IOU | Any | 0 | 0 | 0 | 14.1541 | 0.0028565 | -0.96837
13 | WPSDGENRLG0083-Rev02-Msr013 | ExAnte2019 | None | SDG | Hsp | Ex | CZ06 | Any | 0 | 0 | 0 | 17.4616 | 0.0024928 | -0.45856
13 | WPSDGENRLG0083-Rev02-Msr013 | ExAnte2019 | None | SDG | Hsp | Ex | CZ07 | Any | 0 | 0 | 0 | 17.4616 | 0.0024728 | -0.41908
13 | WPSDGENRLG0083-Rev02-Msr013 | ExAnte2019 | None | SDG | Hsp | Ex | CZ08 | Any | 0 | 0 | 0 | 17.4616 | 0.0024928 | -0.45248
13 | WPSDGENRLG0083-Rev02-Msr013 | ExAnte2019 | None | SDG | Hsp | Ex | CZ10 | Any | 0 | 0 | 0 | 17.4616 | 0.0025526 | -0.48892
13 | WPSDGENRLG0083-Rev02-Msr013 | ExAnte2019 | None | SDG | Hsp | Ex | CZ14 | Any | 0 | 0 | 0 | 17.1579 | 0.0025326 | -0.59825
13 | WPSDGENRLG0083-Rev02-Msr013 | ExAnte2019 | None | SDG | Hsp | Ex | CZ15 | Any | 0 | 0 | 0 | 17.7653 | 0.0025326 | -0.38719
13 | WPSDGENRLG0083-Rev02-Msr013 | ExAnte2019 | None | SDG | Hsp | Ex | IOU | Any | 0 | 0 | 0 | 17.4616 | 0.0024928 | -0.43123
13 | WPSDGENRLG0083-Rev02-Msr013 | ExAnte2019 | None | SDG | Htl | Ex | CZ06 | Any | 0 | 0 | 0 | 14.5777 | 0.0021678 | -0.18256
13 | WPSDGENRLG0083-Rev02-Msr013 | ExAnte2019 | None | SDG | Htl | Ex | CZ07 | Any | 0 | 0 | 0 | 14.9864 | 0.0021504 | -0.14714
13 | WPSDGENRLG0083-Rev02-Msr013 | ExAnte2019 | None | SDG | Htl | Ex | CZ08 | Any | 0 | 0 | 0 | 14.8502 | 0.0021851 | -0.16213
13 | WPSDGENRLG0083-Rev02-Msr013 | ExAnte2019 | None | SDG | Htl | Ex | CZ10 | Any | 0 | 0 | 0 | 14.5777 | 0.0022198 | -0.1812
13 | WPSDGENRLG0083-Rev02-Msr013 | ExAnte2019 | None | SDG | Htl | Ex | CZ14 | Any | 0 | 0 | 0 | 13.8965 | 0.0022198 | -0.24251
13 | WPSDGENRLG0083-Rev02-Msr013 | ExAnte2019 | None | SDG | Htl | Ex | CZ15 | Any | 0 | 0 | 0 | 15.8038 | 0.0022371 | -0.10422
13 | WPSDGENRLG0083-Rev02-Msr013 | ExAnte2019 | None | SDG | Htl | Ex | IOU | Any | 0 | 0 | 0 | 14.8502 | 0.0021678 | -0.15259
13 | WPSDGENRLG0083-Rev02-Msr013 | ExAnte2019 | None | SDG | MBT | Ex | CZ06 | Any | 0 | 0 | 0 | 8.2035 | 0.0017795 | -0.0052262
13 | WPSDGENRLG0083-Rev02-Msr013 | ExAnte2019 | None | SDG | MBT | Ex | CZ07 | Any | 0 | 0 | 0 | 8.2742 | 0.0017503 | -0.0010184
13 | WPSDGENRLG0083-Rev02-Msr013 | ExAnte2019 | None | SDG | MBT | Ex | CZ08 | Any | 0 | 0 | 0 | 8.2035 | 0.0018524 | -0.0033238
13 | WPSDGENRLG0083-Rev02-Msr013 | ExAnte2019 | None | SDG | MBT | Ex | CZ10 | Any | 0 | 0 | 0 | 8.2035 | 0.0018962 | -0.0067891
13 | WPSDGENRLG0083-Rev02-Msr013 | ExAnte2019 | None | SDG | MBT | Ex | CZ14 | Any | 0 | 0 | 0 | 8.0621 | 0.0018816 | -0.016336
13 | WPSDGENRLG0083-Rev02-Msr013 | ExAnte2019 | None | SDG | MBT | Ex | CZ15 | Any | 0 | 0 | 0 | 8.5571 | 0.0018962 | 0
13 | WPSDGENRLG0083-Rev02-Msr013 | ExAnte2019 | None | SDG | MBT | Ex | IOU | Any | 0 | 0 | 0 | 8.2035 | 0.0017941 | -0.0030975
13 | WPSDGENRLG0083-Rev02-Msr013 | ExAnte2019 | None | SDG | MLI | Ex | CZ06 | Any | 0 | 0 | 0 | 8.1713 | 0.0018283 | -0.04638
13 | WPSDGENRLG0083-Rev02-Msr013 | ExAnte2019 | None | SDG | MLI | Ex | CZ07 | Any | 0 | 0 | 0 | 8.1713 | 0.0018131 | -0.023228
13 | WPSDGENRLG0083-Rev02-Msr013 | ExAnte2019 | None | SDG | MLI | Ex | CZ08 | Any | 0 | 0 | 0 | 8.2469 | 0.0018283 | -0.037981
13 | WPSDGENRLG0083-Rev02-Msr013 | ExAnte2019 | None | SDG | MLI | Ex | CZ10 | Any | 0 | 0 | 0 | 8.2469 | 0.001874 | -0.052357
13 | WPSDGENRLG0083-Rev02-Msr013 | ExAnte2019 | None | SDG | MLI | Ex | CZ14 | Any | 0 | 0 | 0 | 8.02 | 0.0018588 | -0.14829
13 | WPSDGENRLG0083-Rev02-Msr013 | ExAnte2019 | None | SDG | MLI | Ex | CZ15 | Any | 0 | 0 | 0 | 8.8522 | 0.0018436 | -0.014224
13 | WPSDGENRLG0083-Rev02-Msr013 | ExAnte2019 | None | SDG | MLI | Ex | IOU | Any | 0 | 0 | 0 | 8.1713 | 0.0018283 | -0.034274
13 | WPSDGENRLG0083-Rev02-Msr013 | ExAnte2019 | None | SDG | Mtl | Ex | CZ06 | Any | 0 | 0 | 0 | 11.8227 | 0.0011728 | -0.14251
13 | WPSDGENRLG0083-Rev02-Msr013 | ExAnte2019 | None | SDG | Mtl | Ex | CZ07 | Any | 0 | 0 | 0 | 12.1394 | 0.0011635 | -0.10461
13 | WPSDGENRLG0083-Rev02-Msr013 | ExAnte2019 | None | SDG | Mtl | Ex | CZ08 | Any | 0 | 0 | 0 | 11.9283 | 0.0011821 | -0.12034
13 | WPSDGENRLG0083-Rev02-Msr013 | ExAnte2019 | None | SDG | Mtl | Ex | CZ10 | Any | 0 | 0 | 0 | 11.8227 | 0.0012193 | -0.14145
13 | WPSDGENRLG0083-Rev02-Msr013 | ExAnte2019 | None | SDG | Mtl | Ex | CZ14 | Any | 0 | 0 | 0 | 11.4005 | 0.00121 | -0.19423
13 | WPSDGENRLG0083-Rev02-Msr013 | ExAnte2019 | None | SDG | Mtl | Ex | CZ15 | Any | 0 | 0 | 0 | 12.6672 | 0.001238 | -0.05943
13 | WPSDGENRLG0083-Rev02-Msr013 | ExAnte2019 | None | SDG | Mtl | Ex | IOU | Any | 0 | 0 | 0 | 12.0338 | 0.0011728 | -0.10978
13 | WPSDGENRLG0083-Rev02-Msr013 | ExAnte2019 | None | SDG | Nrs | Ex | CZ06 | Any | 0 | 0 | 0 | 10.5019 | 0.0022409 | -0.38118
13 | WPSDGENRLG0083-Rev02-Msr013 | ExAnte2019 | None | SDG | Nrs | Ex | CZ07 | Any | 0 | 0 | 0 | 10.4047 | 0.0022065 | -0.34812
13 | WPSDGENRLG0083-Rev02-Msr013 | ExAnte2019 | None | SDG | Nrs | Ex | CZ08 | Any | 0 | 0 | 0 | 10.5992 | 0.0022409 | -0.37048
13 | WPSDGENRLG0083-Rev02-Msr013 | ExAnte2019 | None | SDG | Nrs | Ex | CZ10 | Any | 0 | 0 | 0 | 10.5992 | 0.0023271 | -0.39285
13 | WPSDGENRLG0083-Rev02-Msr013 | ExAnte2019 | None | SDG | Nrs | Ex | CZ14 | Any | 0 | 0 | 0 | 10.5019 | 0.0022754 | -0.45897
13 | WPSDGENRLG0083-Rev02-Msr013 | ExAnte2019 | None | SDG | Nrs | Ex | CZ15 | Any | 0 | 0 | 0 | 11.1826 | 0.0023099 | -0.23143
13 | WPSDGENRLG0083-Rev02-Msr013 | ExAnte2019 | None | SDG | Nrs | Ex | IOU | Any | 0 | 0 | 0 | 10.4047 | 0.0022237 | -0.3559
13 | WPSDGENRLG0083-Rev02-Msr013 | ExAnte2019 | None | SDG | OfL | Ex | CZ06 | Any | 0 | 0 | 0 | 8.1432 | 0.0022454 | -0.04577
13 | WPSDGENRLG0083-Rev02-Msr013 | ExAnte2019 | None | SDG | OfL | Ex | CZ07 | Any | 0 | 0 | 0 | 8.1432 | 0.0022277 | -0.040576
13 | WPSDGENRLG0083-Rev02-Msr013 | ExAnte2019 | None | SDG | OfL | Ex | CZ08 | Any | 0 | 0 | 0 | 8.1432 | 0.002263 | -0.04556
13 | WPSDGENRLG0083-Rev02-Msr013 | ExAnte2019 | None | SDG | OfL | Ex | CZ10 | Any | 0 | 0 | 0 | 8.1432 | 0.0022984 | -0.053633
13 | WPSDGENRLG0083-Rev02-Msr013 | ExAnte2019 | None | SDG | OfL | Ex | CZ14 | Any | 0 | 0 | 0 | 8.073 | 0.0022984 | -0.067041
13 | WPSDGENRLG0083-Rev02-Msr013 | ExAnte2019 | None | SDG | OfL | Ex | CZ15 | Any | 0 | 0 | 0 | 8.5644 | 0.0023161 | -0.031099
13 | WPSDGENRLG0083-Rev02-Msr013 | ExAnte2019 | None | SDG | OfL | Ex | IOU | Any | 0 | 0 | 0 | 8.1432 | 0.0022454 | -0.043173
13 | WPSDGENRLG0083-Rev02-Msr013 | ExAnte2019 | None | SDG | OfS | Ex | CZ06 | Any | 0 | 0 | 0 | 5.4717 | 0.0019988 | -0.0077555
13 | WPSDGENRLG0083-Rev02-Msr013 | ExAnte2019 | None | SDG | OfS | Ex | CZ07 | Any | 0 | 0 | 0 | 5.5193 | 0.0019828 | -0.0022077
13 | WPSDGENRLG0083-Rev02-Msr013 | ExAnte2019 | None | SDG | OfS | Ex | CZ08 | Any | 0 | 0 | 0 | 5.5193 | 0.0020147 | -0.0066612
13 | WPSDGENRLG0083-Rev02-Msr013 | ExAnte2019 | None | SDG | OfS | Ex | CZ10 | Any | 0 | 0 | 0 | 5.5193 | 0.0020307 | -0.010087
13 | WPSDGENRLG0083-Rev02-Msr013 | ExAnte2019 | None | SDG | OfS | Ex | CZ14 | Any | 0 | 0 | 0 | 5.3765 | 0.0020467 | -0.02498
13 | WPSDGENRLG0083-Rev02-Msr013 | ExAnte2019 | None | SDG | OfS | Ex | CZ15 | Any | 0 | 0 | 0 | 5.8048 | 0.0020147 | -0.0020697
13 | WPSDGENRLG0083-Rev02-Msr013 | ExAnte2019 | None | SDG | OfS | Ex | IOU | Any | 0 | 0 | 0 | 5.5193 | 0.0019988 | -0.0038825
13 | WPSDGENRLG0083-Rev02-Msr013 | ExAnte2019 | None | SDG | RFF | Ex | CZ06 | Any | 0 | 0 | 0 | 9.8124 | 0.0020051 | -0.17326
13 | WPSDGENRLG0083-Rev02-Msr013 | ExAnte2019 | None | SDG | RFF | Ex | CZ07 | Any | 0 | 0 | 0 | 9.9008 | 0.0020051 | -0.15735
13 | WPSDGENRLG0083-Rev02-Msr013 | ExAnte2019 | None | SDG | RFF | Ex | CZ08 | Any | 0 | 0 | 0 | 9.9008 | 0.0019888 | -0.15293
13 | WPSDGENRLG0083-Rev02-Msr013 | ExAnte2019 | None | SDG | RFF | Ex | CZ10 | Any | 0 | 0 | 0 | 9.9008 | 0.0020378 | -0.16973
13 | WPSDGENRLG0083-Rev02-Msr013 | ExAnte2019 | None | SDG | RFF | Ex | CZ14 | Any | 0 | 0 | 0 | 9.724 | 0.0020704 | -0.24133
13 | WPSDGENRLG0083-Rev02-Msr013 | ExAnte2019 | None | SDG | RFF | Ex | CZ15 | Any | 0 | 0 | 0 | 10.5196 | 0.0020541 | -0.077527
13 | WPSDGENRLG0083-Rev02-Msr013 | ExAnte2019 | None | SDG | RFF | Ex | IOU | Any | 0 | 0 | 0 | 9.9008 | 0.0020051 | -0.16089
13 | WPSDGENRLG0083-Rev02-Msr013 | ExAnte2019 | None | SDG | RSD | Ex | CZ06 | Any | 0 | 0 | 0 | 11.1238 | 0.002041 | -0.23936
13 | WPSDGENRLG0083-Rev02-Msr013 | ExAnte2019 | None | SDG | RSD | Ex | CZ07 | Any | 0 | 0 | 0 | 11.1238 | 0.0020737 | -0.22049
13 | WPSDGENRLG0083-Rev02-Msr013 | ExAnte2019 | None | SDG | RSD | Ex | CZ08 | Any | 0 | 0 | 0 | 11.2232 | 0.0019757 | -0.19864
13 | WPSDGENRLG0083-Rev02-Msr013 | ExAnte2019 | None | SDG | RSD | Ex | CZ10 | Any | 0 | 0 | 0 | 11.1238 | 0.0018777 | -0.2334
13 | WPSDGENRLG0083-Rev02-Msr013 | ExAnte2019 | None | SDG | RSD | Ex | CZ14 | Any | 0 | 0 | 0 | 10.7266 | 0.0018777 | -0.38338
13 | WPSDGENRLG0083-Rev02-Msr013 | ExAnte2019 | None | SDG | RSD | Ex | CZ15 | Any | 0 | 0 | 0 | 12.0177 | 0.0021063 | -0.089189
13 | WPSDGENRLG0083-Rev02-Msr013 | ExAnte2019 | None | SDG | RSD | Ex | IOU | Any | 0 | 0 | 0 | 11.1238 | 0.0020247 | -0.22347
13 | WPSDGENRLG0083-Rev02-Msr013 | ExAnte2019 | None | SDG | Rt3 | Ex | CZ06 | Any | 0 | 0 | 0 | 16.6842 | 0.0030642 | -0.077473
13 | WPSDGENRLG0083-Rev02-Msr013 | ExAnte2019 | None | SDG | Rt3 | Ex | CZ07 | Any | 0 | 0 | 0 | 16.6842 | 0.003039 | -0.033513
13 | WPSDGENRLG0083-Rev02-Msr013 | ExAnte2019 | None | SDG | Rt3 | Ex | CZ08 | Any | 0 | 0 | 0 | 16.6842 | 0.003039 | -0.069348
13 | WPSDGENRLG0083-Rev02-Msr013 | ExAnte2019 | None | SDG | Rt3 | Ex | CZ10 | Any | 0 | 0 | 0 | 16.5391 | 0.0030893 | -0.1268
13 | WPSDGENRLG0083-Rev02-Msr013 | ExAnte2019 | None | SDG | Rt3 | Ex | CZ14 | Any | 0 | 0 | 0 | 15.8137 | 0.0031144 | -0.46281
13 | WPSDGENRLG0083-Rev02-Msr013 | ExAnte2019 | None | SDG | Rt3 | Ex | CZ15 | Any | 0 | 0 | 0 | 17.1194 | 0.0031395 | -0.029886
13 | WPSDGENRLG0083-Rev02-Msr013 | ExAnte2019 | None | SDG | Rt3 | Ex | IOU | Any | 0 | 0 | 0 | 16.6842 | 0.0030642 | -0.060498
13 | WPSDGENRLG0083-Rev02-Msr013 | ExAnte2019 | None | SDG | RtL | Ex | CZ06 | Any | 0 | 0 | 0 | 11.8989 | 0.0029613 | -0.10172
13 | WPSDGENRLG0083-Rev02-Msr013 | ExAnte2019 | None | SDG | RtL | Ex | CZ07 | Any | 0 | 0 | 0 | 12.0042 | 0.0029613 | -0.074342
13 | WPSDGENRLG0083-Rev02-Msr013 | ExAnte2019 | None | SDG | RtL | Ex | CZ08 | Any | 0 | 0 | 0 | 12.0042 | 0.0029613 | -0.088031
13 | WPSDGENRLG0083-Rev02-Msr013 | ExAnte2019 | None | SDG | RtL | Ex | CZ10 | Any | 0 | 0 | 0 | 11.8989 | 0.0030095 | -0.11794
13 | WPSDGENRLG0083-Rev02-Msr013 | ExAnte2019 | None | SDG | RtL | Ex | CZ14 | Any | 0 | 0 | 0 | 11.4777 | 0.0030336 | -0.24746
13 | WPSDGENRLG0083-Rev02-Msr013 | ExAnte2019 | None | SDG | RtL | Ex | CZ15 | Any | 0 | 0 | 0 | 12.4254 | 0.0030577 | -0.041594
13 | WPSDGENRLG0083-Rev02-Msr013 | ExAnte2019 | None | SDG | RtL | Ex | IOU | Any | 0 | 0 | 0 | 12.0042 | 0.0029613 | -0.086978
13 | WPSDGENRLG0083-Rev02-Msr013 | ExAnte2019 | None | SDG | RtS | Ex | CZ06 | Any | 0 | 0 | 0 | 6.728 | 0.0020428 | -0.021434
13 | WPSDGENRLG0083-Rev02-Msr013 | ExAnte2019 | None | SDG | RtS | Ex | CZ07 | Any | 0 | 0 | 0 | 6.728 | 0.0020093 | -0.012742
13 | WPSDGENRLG0083-Rev02-Msr013 | ExAnte2019 | None | SDG | RtS | Ex | CZ08 | Any | 0 | 0 | 0 | 6.7876 | 0.0020428 | -0.01816
13 | WPSDGENRLG0083-Rev02-Msr013 | ExAnte2019 | None | SDG | RtS | Ex | CZ10 | Any | 0 | 0 | 0 | 6.728 | 0.0020595 | -0.026733
13 | WPSDGENRLG0083-Rev02-Msr013 | ExAnte2019 | None | SDG | RtS | Ex | CZ14 | Any | 0 | 0 | 0 | 6.5494 | 0.0020595 | -0.066685
13 | WPSDGENRLG0083-Rev02-Msr013 | ExAnte2019 | None | SDG | RtS | Ex | CZ15 | Any | 0 | 0 | 0 | 7.0853 | 0.0020763 | -0.0057277
13 | WPSDGENRLG0083-Rev02-Msr013 | ExAnte2019 | None | SDG | RtS | Ex | IOU | Any | 0 | 0 | 0 | 6.728 | 0.002026 | -0.01685
13 | WPSDGENRLG0083-Rev02-Msr013 | ExAnte2019 | None | SDG | SCn | Ex | CZ06 | Any | 0 | 0 | 0 | 6.1326 | 0.0017035 | -0.076211
13 | WPSDGENRLG0083-Rev02-Msr013 | ExAnte2019 | None | SDG | SCn | Ex | CZ07 | Any | 0 | 0 | 0 | 6.0135 | 0.0017166 | -0.062517
13 | WPSDGENRLG0083-Rev02-Msr013 | ExAnte2019 | None | SDG | SCn | Ex | CZ08 | Any | 0 | 0 | 0 | 6.1922 | 0.0017035 | -0.064899
13 | WPSDGENRLG0083-Rev02-Msr013 | ExAnte2019 | None | SDG | SCn | Ex | CZ10 | Any | 0 | 0 | 0 | 6.1922 | 0.0017166 | -0.080379
13 | WPSDGENRLG0083-Rev02-Msr013 | ExAnte2019 | None | SDG | SCn | Ex | CZ14 | Any | 0 | 0 | 0 | 6.0135 | 0.0016904 | -0.11789
13 | WPSDGENRLG0083-Rev02-Msr013 | ExAnte2019 | None | SDG | SCn | Ex | CZ15 | Any | 0 | 0 | 0 | 6.6685 | 0.0016904 | -0.034355
13 | WPSDGENRLG0083-Rev02-Msr013 | ExAnte2019 | None | SDG | SCn | Ex | IOU | Any | 0 | 0 | 0 | 6.0731 | 0.0017166 | -0.068471
13 | WPSDGENRLG0083-Rev02-Msr013 | ExAnte2019 | None | SDG | SUn | Ex | CZ06 | Any | 0 | 0 | 0 | 5.616 | 0.001157 | 0
13 | WPSDGENRLG0083-Rev02-Msr013 | ExAnte2019 | None | SDG | SUn | Ex | CZ07 | Any | 0 | 0 | 0 | 5.616 | 0.001157 | 0
13 | WPSDGENRLG0083-Rev02-Msr013 | ExAnte2019 | None | SDG | SUn | Ex | CZ08 | Any | 0 | 0 | 0 | 5.616 | 0.001157 | 0
13 | WPSDGENRLG0083-Rev02-Msr013 | ExAnte2019 | None | SDG | SUn | Ex | CZ10 | Any | 0 | 0 | 0 | 5.616 | 0.001157 | 0
13 | WPSDGENRLG0083-Rev02-Msr013 | ExAnte2019 | None | SDG | SUn | Ex | CZ14 | Any | 0 | 0 | 0 | 5.616 | 0.001157 | 0
13 | WPSDGENRLG0083-Rev02-Msr013 | ExAnte2019 | None | SDG | SUn | Ex | CZ15 | Any | 0 | 0 | 0 | 5.616 | 0.001157 | 0
13 | WPSDGENRLG0083-Rev02-Msr013 | ExAnte2019 | None | SDG | SUn | Ex | IOU | Any | 0 | 0 | 0 | 5.616 | 0.001157 | 0
13 | WPSDGENRLG0083-Rev02-Msr013 | ExAnte2019 | None | SDG | WRf | Ex | CZ06 | Any | 0 | 0 | 0 | 19.2137 | 0.0017485 | 0
13 | WPSDGENRLG0083-Rev02-Msr013 | ExAnte2019 | None | SDG | WRf | Ex | CZ07 | Any | 0 | 0 | 0 | 19.3331 | 0.0017485 | 0
13 | WPSDGENRLG0083-Rev02-Msr013 | ExAnte2019 | None | SDG | WRf | Ex | CZ08 | Any | 0 | 0 | 0 | 18.4977 | 0.0017485 | 0
13 | WPSDGENRLG0083-Rev02-Msr013 | ExAnte2019 | None | SDG | WRf | Ex | CZ10 | Any | 0 | 0 | 0 | 18.9751 | 0.0017625 | 0
13 | WPSDGENRLG0083-Rev02-Msr013 | ExAnte2019 | None | SDG | WRf | Ex | CZ14 | Any | 0 | 0 | 0 | 17.6623 | 0.0017485 | 0
13 | WPSDGENRLG0083-Rev02-Msr013 | ExAnte2019 | None | SDG | WRf | Ex | CZ15 | Any | 0 | 0 | 0 | 18.7364 | 0.0017625 | 0
13 | WPSDGENRLG0083-Rev02-Msr013 | ExAnte2019 | None | SDG | WRf | Ex | IOU | Any | 0 | 0 | 0 | 19.2137 | 0.0017485 | 0
14 | WPSDGENRLG0083-Rev02-Msr014 | ExAnte2019 | None | SDG | Asm | Ex | CZ06 | Any | 0 | 0 | 0 | 6.0588 | 0.0020074 | -0.051445
14 | WPSDGENRLG0083-Rev02-Msr014 | ExAnte2019 | None | SDG | Asm | Ex | CZ07 | Any | 0 | 0 | 0 | 6.1139 | 0.0020074 | -0.047534
14 | WPSDGENRLG0083-Rev02-Msr014 | ExAnte2019 | None | SDG | Asm | Ex | CZ08 | Any | 0 | 0 | 0 | 6.1139 | 0.0019584 | -0.043513
14 | WPSDGENRLG0083-Rev02-Msr014 | ExAnte2019 | None | SDG | Asm | Ex | CZ10 | Any | 0 | 0 | 0 | 6.0588 | 0.0019747 | -0.055631
14 | WPSDGENRLG0083-Rev02-Msr014 | ExAnte2019 | None | SDG | Asm | Ex | CZ14 | Any | 0 | 0 | 0 | 5.8936 | 0.0018442 | -0.088679
14 | WPSDGENRLG0083-Rev02-Msr014 | ExAnte2019 | None | SDG | Asm | Ex | CZ15 | Any | 0 | 0 | 0 | 6.6647 | 0.0019584 | -0.024566
14 | WPSDGENRLG0083-Rev02-Msr014 | ExAnte2019 | None | SDG | Asm | Ex | IOU | Any | 0 | 0 | 0 | 6.1139 | 0.001991 | -0.050343
14 | WPSDGENRLG0083-Rev02-Msr014 | ExAnte2019 | None | SDG | Com | Ex | IOU | Any | 0 | 0 | 0 | 11.6525 | 0.0027573 | -0.11444
14 | WPSDGENRLG0083-Rev02-Msr014 | ExAnte2019 | None | SDG | ECC | Ex | CZ06 | Any | 0 | 0 | 0 | 8.9134 | 0.003014 | -0.1128
14 | WPSDGENRLG0083-Rev02-Msr014 | ExAnte2019 | None | SDG | ECC | Ex | CZ07 | Any | 0 | 0 | 0 | 8.9923 | 0.003014 | -0.094656
14 | WPSDGENRLG0083-Rev02-Msr014 | ExAnte2019 | None | SDG | ECC | Ex | CZ08 | Any | 0 | 0 | 0 | 9.0712 | 0.0029902 | -0.10254
14 | WPSDGENRLG0083-Rev02-Msr014 | ExAnte2019 | None | SDG | ECC | Ex | CZ10 | Any | 0 | 0 | 0 | 8.9923 | 0.0030377 | -0.12148
14 | WPSDGENRLG0083-Rev02-Msr014 | ExAnte2019 | None | SDG | ECC | Ex | CZ14 | Any | 0 | 0 | 0 | 8.8346 | 0.003014 | -0.183
14 | WPSDGENRLG0083-Rev02-Msr014 | ExAnte2019 | None | SDG | ECC | Ex | CZ15 | Any | 0 | 0 | 0 | 9.5445 | 0.0029902 | -0.047565
14 | WPSDGENRLG0083-Rev02-Msr014 | ExAnte2019 | None | SDG | ECC | Ex | IOU | Any | 0 | 0 | 0 | 8.9923 | 0.003014 | -0.10176
14 | WPSDGENRLG0083-Rev02-Msr014 | ExAnte2019 | None | SDG | EPr | Ex | CZ06 | Any | 0 | 0 | 0 | 8.1008 | 0.0029245 | -0.072481
14 | WPSDGENRLG0083-Rev02-Msr014 | ExAnte2019 | None | SDG | EPr | Ex | CZ07 | Any | 0 | 0 | 0 | 8.1008 | 0.0029474 | -0.064594
14 | WPSDGENRLG0083-Rev02-Msr014 | ExAnte2019 | None | SDG | EPr | Ex | CZ08 | Any | 0 | 0 | 0 | 8.1719 | 0.0029702 | -0.059904
14 | WPSDGENRLG0083-Rev02-Msr014 | ExAnte2019 | None | SDG | EPr | Ex | CZ10 | Any | 0 | 0 | 0 | 8.1008 | 0.0029474 | -0.076745
14 | WPSDGENRLG0083-Rev02-Msr014 | ExAnte2019 | None | SDG | EPr | Ex | CZ14 | Any | 0 | 0 | 0 | 7.8166 | 0.0029474 | -0.13075
14 | WPSDGENRLG0083-Rev02-Msr014 | ExAnte2019 | None | SDG | EPr | Ex | CZ15 | Any | 0 | 0 | 0 | 8.6693 | 0.0029474 | -0.031409
14 | WPSDGENRLG0083-Rev02-Msr014 | ExAnte2019 | None | SDG | EPr | Ex | IOU | Any | 0 | 0 | 0 | 8.1008 | 0.0029474 | -0.069212
14 | WPSDGENRLG0083-Rev02-Msr014 | ExAnte2019 | None | SDG | ERC | Ex | CZ06 | Any | 0 | 0 | 0 | 3.623 | 0.0015936 | -0.021836
14 | WPSDGENRLG0083-Rev02-Msr014 | ExAnte2019 | None | SDG | ERC | Ex | CZ07 | Any | 0 | 0 | 0 | 3.6883 | 0.0016189 | -0.01805
14 | WPSDGENRLG0083-Rev02-Msr014 | ExAnte2019 | None | SDG | ERC | Ex | CZ08 | Any | 0 | 0 | 0 | 3.623 | 0.0016063 | -0.019094
14 | WPSDGENRLG0083-Rev02-Msr014 | ExAnte2019 | None | SDG | ERC | Ex | CZ10 | Any | 0 | 0 | 0 | 3.623 | 0.0016063 | -0.022554
14 | WPSDGENRLG0083-Rev02-Msr014 | ExAnte2019 | None | SDG | ERC | Ex | CZ14 | Any | 0 | 0 | 0 | 3.5578 | 0.0016189 | -0.0298
14 | WPSDGENRLG0083-Rev02-Msr014 | ExAnte2019 | None | SDG | ERC | Ex | CZ15 | Any | 0 | 0 | 0 | 3.8515 | 0.0016569 | -0.01051
14 | WPSDGENRLG0083-Rev02-Msr014 | ExAnte2019 | None | SDG | ERC | Ex | IOU | Any | 0 | 0 | 0 | 3.6557 | 0.0016189 | -0.019845
14 | WPSDGENRLG0083-Rev02-Msr014 | ExAnte2019 | None | SDG | ESe | Ex | CZ06 | Any | 0 | 0 | 0 | 8.3395 | 0.0031683 | -0.099032
14 | WPSDGENRLG0083-Rev02-Msr014 | ExAnte2019 | None | SDG | ESe | Ex | CZ07 | Any | 0 | 0 | 0 | 8.3395 | 0.003094 | -0.087118
14 | WPSDGENRLG0083-Rev02-Msr014 | ExAnte2019 | None | SDG | ESe | Ex | CZ08 | Any | 0 | 0 | 0 | 8.414 | 0.0031435 | -0.084884
14 | WPSDGENRLG0083-Rev02-Msr014 | ExAnte2019 | None | SDG | ESe | Ex | CZ10 | Any | 0 | 0 | 0 | 8.414 | 0.0031435 | -0.10648
14 | WPSDGENRLG0083-Rev02-Msr014 | ExAnte2019 | None | SDG | ESe | Ex | CZ14 | Any | 0 | 0 | 0 | 8.1161 | 0.0030445 | -0.17126
14 | WPSDGENRLG0083-Rev02-Msr014 | ExAnte2019 | None | SDG | ESe | Ex | CZ15 | Any | 0 | 0 | 0 | 9.0841 | 0.0031435 | -0.04691
14 | WPSDGENRLG0083-Rev02-Msr014 | ExAnte2019 | None | SDG | ESe | Ex | IOU | Any | 0 | 0 | 0 | 8.3395 | 0.003094 | -0.094564
14 | WPSDGENRLG0083-Rev02-Msr014 | ExAnte2019 | None | SDG | EUn | Ex | CZ06 | Any | 0 | 0 | 0 | 9.6125 | 0.0032387 | -0.095282
14 | WPSDGENRLG0083-Rev02-Msr014 | ExAnte2019 | None | SDG | EUn | Ex | CZ07 | Any | 0 | 0 | 0 | 9.6125 | 0.003213 | -0.082718
14 | WPSDGENRLG0083-Rev02-Msr014 | ExAnte2019 | None | SDG | EUn | Ex | CZ08 | Any | 0 | 0 | 0 | 9.6968 | 0.0032644 | -0.091909
14 | WPSDGENRLG0083-Rev02-Msr014 | ExAnte2019 | None | SDG | EUn | Ex | CZ10 | Any | 0 | 0 | 0 | 9.6968 | 0.0032901 | -0.10624
14 | WPSDGENRLG0083-Rev02-Msr014 | ExAnte2019 | None | SDG | EUn | Ex | CZ14 | Any | 0 | 0 | 0 | 9.5282 | 0.0032644 | -0.1425
14 | WPSDGENRLG0083-Rev02-Msr014 | ExAnte2019 | None | SDG | EUn | Ex | CZ15 | Any | 0 | 0 | 0 | 10.0341 | 0.0032644 | -0.046039
14 | WPSDGENRLG0083-Rev02-Msr014 | ExAnte2019 | None | SDG | EUn | Ex | IOU | Any | 0 | 0 | 0 | 9.6125 | 0.0032387 | -0.088536
14 | WPSDGENRLG0083-Rev02-Msr014 | ExAnte2019 | None | SDG | Gro | Ex | CZ06 | Any | 0 | 0 | 0 | 18.5093 | 0.0037053 | -1.2682
14 | WPSDGENRLG0083-Rev02-Msr014 | ExAnte2019 | None | SDG | Gro | Ex | CZ07 | Any | 0 | 0 | 0 | 18.326 | 0.0036149 | -1.3488
14 | WPSDGENRLG0083-Rev02-Msr014 | ExAnte2019 | None | SDG | Gro | Ex | CZ08 | Any | 0 | 0 | 0 | 18.8758 | 0.0037956 | -1.149
14 | WPSDGENRLG0083-Rev02-Msr014 | ExAnte2019 | None | SDG | Gro | Ex | CZ10 | Any | 0 | 0 | 0 | 19.2423 | 0.0039764 | -1.0886
14 | WPSDGENRLG0083-Rev02-Msr014 | ExAnte2019 | None | SDG | Gro | Ex | CZ14 | Any | 0 | 0 | 0 | 19.059 | 0.0040065 | -1.149
14 | WPSDGENRLG0083-Rev02-Msr014 | ExAnte2019 | None | SDG | Gro | Ex | CZ15 | Any | 0 | 0 | 0 | 20.5251 | 0.0039161 | -0.61209
14 | WPSDGENRLG0083-Rev02-Msr014 | ExAnte2019 | None | SDG | Gro | Ex | IOU | Any | 0 | 0 | 0 | 18.5093 | 0.0037354 | -1.2663
14 | WPSDGENRLG0083-Rev02-Msr014 | ExAnte2019 | None | SDG | Hsp | Ex | CZ06 | Any | 0 | 0 | 0 | 22.8344 | 0.0032598 | -0.59965
14 | WPSDGENRLG0083-Rev02-Msr014 | ExAnte2019 | None | SDG | Hsp | Ex | CZ07 | Any | 0 | 0 | 0 | 22.8344 | 0.0032337 | -0.54803
14 | WPSDGENRLG0083-Rev02-Msr014 | ExAnte2019 | None | SDG | Hsp | Ex | CZ08 | Any | 0 | 0 | 0 | 22.8344 | 0.0032598 | -0.59171
14 | WPSDGENRLG0083-Rev02-Msr014 | ExAnte2019 | None | SDG | Hsp | Ex | CZ10 | Any | 0 | 0 | 0 | 22.8344 | 0.003338 | -0.63936
14 | WPSDGENRLG0083-Rev02-Msr014 | ExAnte2019 | None | SDG | Hsp | Ex | CZ14 | Any | 0 | 0 | 0 | 22.4373 | 0.0033119 | -0.78233
14 | WPSDGENRLG0083-Rev02-Msr014 | ExAnte2019 | None | SDG | Hsp | Ex | CZ15 | Any | 0 | 0 | 0 | 23.2315 | 0.0033119 | -0.50633
14 | WPSDGENRLG0083-Rev02-Msr014 | ExAnte2019 | None | SDG | Hsp | Ex | IOU | Any | 0 | 0 | 0 | 22.8344 | 0.0032598 | -0.56391
14 | WPSDGENRLG0083-Rev02-Msr014 | ExAnte2019 | None | SDG | Htl | Ex | CZ06 | Any | 0 | 0 | 0 | 19.0631 | 0.0028348 | -0.23873
14 | WPSDGENRLG0083-Rev02-Msr014 | ExAnte2019 | None | SDG | Htl | Ex | CZ07 | Any | 0 | 0 | 0 | 19.5976 | 0.0028121 | -0.19241
14 | WPSDGENRLG0083-Rev02-Msr014 | ExAnte2019 | None | SDG | Htl | Ex | CZ08 | Any | 0 | 0 | 0 | 19.4194 | 0.0028574 | -0.21201
14 | WPSDGENRLG0083-Rev02-Msr014 | ExAnte2019 | None | SDG | Htl | Ex | CZ10 | Any | 0 | 0 | 0 | 19.0631 | 0.0029028 | -0.23695
14 | WPSDGENRLG0083-Rev02-Msr014 | ExAnte2019 | None | SDG | Htl | Ex | CZ14 | Any | 0 | 0 | 0 | 18.1723 | 0.0029028 | -0.31712
14 | WPSDGENRLG0083-Rev02-Msr014 | ExAnte2019 | None | SDG | Htl | Ex | CZ15 | Any | 0 | 0 | 0 | 20.6666 | 0.0029255 | -0.13629
14 | WPSDGENRLG0083-Rev02-Msr014 | ExAnte2019 | None | SDG | Htl | Ex | IOU | Any | 0 | 0 | 0 | 19.4194 | 0.0028348 | -0.19954
14 | WPSDGENRLG0083-Rev02-Msr014 | ExAnte2019 | None | SDG | MBT | Ex | CZ06 | Any | 0 | 0 | 0 | 10.7277 | 0.002327 | -0.0068343
14 | WPSDGENRLG0083-Rev02-Msr014 | ExAnte2019 | None | SDG | MBT | Ex | CZ07 | Any | 0 | 0 | 0 | 10.8202 | 0.0022889 | -0.0013317
14 | WPSDGENRLG0083-Rev02-Msr014 | ExAnte2019 | None | SDG | MBT | Ex | CZ08 | Any | 0 | 0 | 0 | 10.7277 | 0.0024224 | -0.0043466
14 | WPSDGENRLG0083-Rev02-Msr014 | ExAnte2019 | None | SDG | MBT | Ex | CZ10 | Any | 0 | 0 | 0 | 10.7277 | 0.0024796 | -0.0088781
14 | WPSDGENRLG0083-Rev02-Msr014 | ExAnte2019 | None | SDG | MBT | Ex | CZ14 | Any | 0 | 0 | 0 | 10.5427 | 0.0024605 | -0.021363
14 | WPSDGENRLG0083-Rev02-Msr014 | ExAnte2019 | None | SDG | MBT | Ex | CZ15 | Any | 0 | 0 | 0 | 11.1901 | 0.0024796 | 0
14 | WPSDGENRLG0083-Rev02-Msr014 | ExAnte2019 | None | SDG | MBT | Ex | IOU | Any | 0 | 0 | 0 | 10.7277 | 0.0023461 | -0.0040506
14 | WPSDGENRLG0083-Rev02-Msr014 | ExAnte2019 | None | SDG | MLI | Ex | CZ06 | Any | 0 | 0 | 0 | 10.6855 | 0.0023909 | -0.06065
14 | WPSDGENRLG0083-Rev02-Msr014 | ExAnte2019 | None | SDG | MLI | Ex | CZ07 | Any | 0 | 0 | 0 | 10.6855 | 0.002371 | -0.030375
14 | WPSDGENRLG0083-Rev02-Msr014 | ExAnte2019 | None | SDG | MLI | Ex | CZ08 | Any | 0 | 0 | 0 | 10.7845 | 0.0023909 | -0.049668
14 | WPSDGENRLG0083-Rev02-Msr014 | ExAnte2019 | None | SDG | MLI | Ex | CZ10 | Any | 0 | 0 | 0 | 10.7845 | 0.0024507 | -0.068466
14 | WPSDGENRLG0083-Rev02-Msr014 | ExAnte2019 | None | SDG | MLI | Ex | CZ14 | Any | 0 | 0 | 0 | 10.4876 | 0.0024307 | -0.19392
14 | WPSDGENRLG0083-Rev02-Msr014 | ExAnte2019 | None | SDG | MLI | Ex | CZ15 | Any | 0 | 0 | 0 | 11.576 | 0.0024108 | -0.018601
14 | WPSDGENRLG0083-Rev02-Msr014 | ExAnte2019 | None | SDG | MLI | Ex | IOU | Any | 0 | 0 | 0 | 10.6855 | 0.0023909 | -0.04482
14 | WPSDGENRLG0083-Rev02-Msr014 | ExAnte2019 | None | SDG | Mtl | Ex | CZ06 | Any | 0 | 0 | 0 | 15.4605 | 0.0015337 | -0.18635
14 | WPSDGENRLG0083-Rev02-Msr014 | ExAnte2019 | None | SDG | Mtl | Ex | CZ07 | Any | 0 | 0 | 0 | 15.8746 | 0.0015215 | -0.1368
14 | WPSDGENRLG0083-Rev02-Msr014 | ExAnte2019 | None | SDG | Mtl | Ex | CZ08 | Any | 0 | 0 | 0 | 15.5985 | 0.0015458 | -0.15737
14 | WPSDGENRLG0083-Rev02-Msr014 | ExAnte2019 | None | SDG | Mtl | Ex | CZ10 | Any | 0 | 0 | 0 | 15.4605 | 0.0015945 | -0.18497
14 | WPSDGENRLG0083-Rev02-Msr014 | ExAnte2019 | None | SDG | Mtl | Ex | CZ14 | Any | 0 | 0 | 0 | 14.9083 | 0.0015824 | -0.25399
14 | WPSDGENRLG0083-Rev02-Msr014 | ExAnte2019 | None | SDG | Mtl | Ex | CZ15 | Any | 0 | 0 | 0 | 16.5648 | 0.0016189 | -0.077717
14 | WPSDGENRLG0083-Rev02-Msr014 | ExAnte2019 | None | SDG | Mtl | Ex | IOU | Any | 0 | 0 | 0 | 15.7366 | 0.0015337 | -0.14356
14 | WPSDGENRLG0083-Rev02-Msr014 | ExAnte2019 | None | SDG | Nrs | Ex | CZ06 | Any | 0 | 0 | 0 | 13.7333 | 0.0029305 | -0.49847
14 | WPSDGENRLG0083-Rev02-Msr014 | ExAnte2019 | None | SDG | Nrs | Ex | CZ07 | Any | 0 | 0 | 0 | 13.6061 | 0.0028854 | -0.45523
14 | WPSDGENRLG0083-Rev02-Msr014 | ExAnte2019 | None | SDG | Nrs | Ex | CZ08 | Any | 0 | 0 | 0 | 13.8604 | 0.0029305 | -0.48448
14 | WPSDGENRLG0083-Rev02-Msr014 | ExAnte2019 | None | SDG | Nrs | Ex | CZ10 | Any | 0 | 0 | 0 | 13.8604 | 0.0030432 | -0.51373
14 | WPSDGENRLG0083-Rev02-Msr014 | ExAnte2019 | None | SDG | Nrs | Ex | CZ14 | Any | 0 | 0 | 0 | 13.7333 | 0.0029755 | -0.6002
14 | WPSDGENRLG0083-Rev02-Msr014 | ExAnte2019 | None | SDG | Nrs | Ex | CZ15 | Any | 0 | 0 | 0 | 14.6234 | 0.0030206 | -0.30264
14 | WPSDGENRLG0083-Rev02-Msr014 | ExAnte2019 | None | SDG | Nrs | Ex | IOU | Any | 0 | 0 | 0 | 13.6061 | 0.0029079 | -0.46541
14 | WPSDGENRLG0083-Rev02-Msr014 | ExAnte2019 | None | SDG | OfL | Ex | CZ06 | Any | 0 | 0 | 0 | 10.6488 | 0.0029362 | -0.059854
14 | WPSDGENRLG0083-Rev02-Msr014 | ExAnte2019 | None | SDG | OfL | Ex | CZ07 | Any | 0 | 0 | 0 | 10.6488 | 0.0029131 | -0.05306
14 | WPSDGENRLG0083-Rev02-Msr014 | ExAnte2019 | None | SDG | OfL | Ex | CZ08 | Any | 0 | 0 | 0 | 10.6488 | 0.0029594 | -0.059578
14 | WPSDGENRLG0083-Rev02-Msr014 | ExAnte2019 | None | SDG | OfL | Ex | CZ10 | Any | 0 | 0 | 0 | 10.6488 | 0.0030056 | -0.070135
14 | WPSDGENRLG0083-Rev02-Msr014 | ExAnte2019 | None | SDG | OfL | Ex | CZ14 | Any | 0 | 0 | 0 | 10.557 | 0.0030056 | -0.087669
14 | WPSDGENRLG0083-Rev02-Msr014 | ExAnte2019 | None | SDG | OfL | Ex | CZ15 | Any | 0 | 0 | 0 | 11.1996 | 0.0030287 | -0.040667
14 | WPSDGENRLG0083-Rev02-Msr014 | ExAnte2019 | None | SDG | OfL | Ex | IOU | Any | 0 | 0 | 0 | 10.6488 | 0.0029362 | -0.056457
14 | WPSDGENRLG0083-Rev02-Msr014 | ExAnte2019 | None | SDG | OfS | Ex | CZ06 | Any | 0 | 0 | 0 | 7.1553 | 0.0026138 | -0.010142
14 | WPSDGENRLG0083-Rev02-Msr014 | ExAnte2019 | None | SDG | OfS | Ex | CZ07 | Any | 0 | 0 | 0 | 7.2175 | 0.0025928 | -0.002887
14 | WPSDGENRLG0083-Rev02-Msr014 | ExAnte2019 | None | SDG | OfS | Ex | CZ08 | Any | 0 | 0 | 0 | 7.2175 | 0.0026347 | -0.0087108
14 | WPSDGENRLG0083-Rev02-Msr014 | ExAnte2019 | None | SDG | OfS | Ex | CZ10 | Any | 0 | 0 | 0 | 7.2175 | 0.0026556 | -0.013191
14 | WPSDGENRLG0083-Rev02-Msr014 | ExAnte2019 | None | SDG | OfS | Ex | CZ14 | Any | 0 | 0 | 0 | 7.0309 | 0.0026765 | -0.032666
14 | WPSDGENRLG0083-Rev02-Msr014 | ExAnte2019 | None | SDG | OfS | Ex | CZ15 | Any | 0 | 0 | 0 | 7.5908 | 0.0026347 | -0.0027066
14 | WPSDGENRLG0083-Rev02-Msr014 | ExAnte2019 | None | SDG | OfS | Ex | IOU | Any | 0 | 0 | 0 | 7.2175 | 0.0026138 | -0.0050772
14 | WPSDGENRLG0083-Rev02-Msr014 | ExAnte2019 | None | SDG | RFF | Ex | CZ06 | Any | 0 | 0 | 0 | 12.8316 | 0.0026221 | -0.22658
14 | WPSDGENRLG0083-Rev02-Msr014 | ExAnte2019 | None | SDG | RFF | Ex | CZ07 | Any | 0 | 0 | 0 | 12.9472 | 0.0026221 | -0.20577
14 | WPSDGENRLG0083-Rev02-Msr014 | ExAnte2019 | None | SDG | RFF | Ex | CZ08 | Any | 0 | 0 | 0 | 12.9472 | 0.0026008 | -0.19999
14 | WPSDGENRLG0083-Rev02-Msr014 | ExAnte2019 | None | SDG | RFF | Ex | CZ10 | Any | 0 | 0 | 0 | 12.9472 | 0.0026648 | -0.22195
14 | WPSDGENRLG0083-Rev02-Msr014 | ExAnte2019 | None | SDG | RFF | Ex | CZ14 | Any | 0 | 0 | 0 | 12.716 | 0.0027074 | -0.31559
14 | WPSDGENRLG0083-Rev02-Msr014 | ExAnte2019 | None | SDG | RFF | Ex | CZ15 | Any | 0 | 0 | 0 | 13.7564 | 0.0026861 | -0.10138
14 | WPSDGENRLG0083-Rev02-Msr014 | ExAnte2019 | None | SDG | RFF | Ex | IOU | Any | 0 | 0 | 0 | 12.9472 | 0.0026221 | -0.21039
14 | WPSDGENRLG0083-Rev02-Msr014 | ExAnte2019 | None | SDG | RSD | Ex | CZ06 | Any | 0 | 0 | 0 | 14.5466 | 0.002669 | -0.31301
14 | WPSDGENRLG0083-Rev02-Msr014 | ExAnte2019 | None | SDG | RSD | Ex | CZ07 | Any | 0 | 0 | 0 | 14.5466 | 0.0027117 | -0.28833
14 | WPSDGENRLG0083-Rev02-Msr014 | ExAnte2019 | None | SDG | RSD | Ex | CZ08 | Any | 0 | 0 | 0 | 14.6764 | 0.0025836 | -0.25976
14 | WPSDGENRLG0083-Rev02-Msr014 | ExAnte2019 | None | SDG | RSD | Ex | CZ10 | Any | 0 | 0 | 0 | 14.5466 | 0.0024555 | -0.30522
14 | WPSDGENRLG0083-Rev02-Msr014 | ExAnte2019 | None | SDG | RSD | Ex | CZ14 | Any | 0 | 0 | 0 | 14.027 | 0.0024555 | -0.50134
14 | WPSDGENRLG0083-Rev02-Msr014 | ExAnte2019 | None | SDG | RSD | Ex | CZ15 | Any | 0 | 0 | 0 | 15.7155 | 0.0027544 | -0.11663
14 | WPSDGENRLG0083-Rev02-Msr014 | ExAnte2019 | None | SDG | RSD | Ex | IOU | Any | 0 | 0 | 0 | 14.5466 | 0.0026476 | -0.29223
14 | WPSDGENRLG0083-Rev02-Msr014 | ExAnte2019 | None | SDG | Rt3 | Ex | CZ06 | Any | 0 | 0 | 0 | 21.8178 | 0.004007 | -0.10131
14 | WPSDGENRLG0083-Rev02-Msr014 | ExAnte2019 | None | SDG | Rt3 | Ex | CZ07 | Any | 0 | 0 | 0 | 21.8178 | 0.0039741 | -0.043825
14 | WPSDGENRLG0083-Rev02-Msr014 | ExAnte2019 | None | SDG | Rt3 | Ex | CZ08 | Any | 0 | 0 | 0 | 21.8178 | 0.0039741 | -0.090686
14 | WPSDGENRLG0083-Rev02-Msr014 | ExAnte2019 | None | SDG | Rt3 | Ex | CZ10 | Any | 0 | 0 | 0 | 21.6281 | 0.0040398 | -0.16582
14 | WPSDGENRLG0083-Rev02-Msr014 | ExAnte2019 | None | SDG | Rt3 | Ex | CZ14 | Any | 0 | 0 | 0 | 20.6795 | 0.0040727 | -0.60521
14 | WPSDGENRLG0083-Rev02-Msr014 | ExAnte2019 | None | SDG | Rt3 | Ex | CZ15 | Any | 0 | 0 | 0 | 22.387 | 0.0041055 | -0.039082
14 | WPSDGENRLG0083-Rev02-Msr014 | ExAnte2019 | None | SDG | Rt3 | Ex | IOU | Any | 0 | 0 | 0 | 21.8178 | 0.004007 | -0.079113
14 | WPSDGENRLG0083-Rev02-Msr014 | ExAnte2019 | None | SDG | RtL | Ex | CZ06 | Any | 0 | 0 | 0 | 15.5601 | 0.0038725 | -0.13302
14 | WPSDGENRLG0083-Rev02-Msr014 | ExAnte2019 | None | SDG | RtL | Ex | CZ07 | Any | 0 | 0 | 0 | 15.6978 | 0.0038725 | -0.097216
14 | WPSDGENRLG0083-Rev02-Msr014 | ExAnte2019 | None | SDG | RtL | Ex | CZ08 | Any | 0 | 0 | 0 | 15.6978 | 0.0038725 | -0.11512
14 | WPSDGENRLG0083-Rev02-Msr014 | ExAnte2019 | None | SDG | RtL | Ex | CZ10 | Any | 0 | 0 | 0 | 15.5601 | 0.0039355 | -0.15422
14 | WPSDGENRLG0083-Rev02-Msr014 | ExAnte2019 | None | SDG | RtL | Ex | CZ14 | Any | 0 | 0 | 0 | 15.0093 | 0.003967 | -0.32359
14 | WPSDGENRLG0083-Rev02-Msr014 | ExAnte2019 | None | SDG | RtL | Ex | CZ15 | Any | 0 | 0 | 0 | 16.2486 | 0.0039985 | -0.054392
14 | WPSDGENRLG0083-Rev02-Msr014 | ExAnte2019 | None | SDG | RtL | Ex | IOU | Any | 0 | 0 | 0 | 15.6978 | 0.0038725 | -0.11374
14 | WPSDGENRLG0083-Rev02-Msr014 | ExAnte2019 | None | SDG | RtS | Ex | CZ06 | Any | 0 | 0 | 0 | 8.7982 | 0.0026713 | -0.02803
14 | WPSDGENRLG0083-Rev02-Msr014 | ExAnte2019 | None | SDG | RtS | Ex | CZ07 | Any | 0 | 0 | 0 | 8.7982 | 0.0026275 | -0.016662
14 | WPSDGENRLG0083-Rev02-Msr014 | ExAnte2019 | None | SDG | RtS | Ex | CZ08 | Any | 0 | 0 | 0 | 8.876 | 0.0026713 | -0.023747
14 | WPSDGENRLG0083-Rev02-Msr014 | ExAnte2019 | None | SDG | RtS | Ex | CZ10 | Any | 0 | 0 | 0 | 8.7982 | 0.0026932 | -0.034959
14 | WPSDGENRLG0083-Rev02-Msr014 | ExAnte2019 | None | SDG | RtS | Ex | CZ14 | Any | 0 | 0 | 0 | 8.5646 | 0.0026932 | -0.087203
14 | WPSDGENRLG0083-Rev02-Msr014 | ExAnte2019 | None | SDG | RtS | Ex | CZ15 | Any | 0 | 0 | 0 | 9.2653 | 0.0027151 | -0.0074901
14 | WPSDGENRLG0083-Rev02-Msr014 | ExAnte2019 | None | SDG | RtS | Ex | IOU | Any | 0 | 0 | 0 | 8.7982 | 0.0026494 | -0.022034
14 | WPSDGENRLG0083-Rev02-Msr014 | ExAnte2019 | None | SDG | SCn | Ex | CZ06 | Any | 0 | 0 | 0 | 8.0196 | 0.0022277 | -0.099661
14 | WPSDGENRLG0083-Rev02-Msr014 | ExAnte2019 | None | SDG | SCn | Ex | CZ07 | Any | 0 | 0 | 0 | 7.8639 | 0.0022448 | -0.081753
14 | WPSDGENRLG0083-Rev02-Msr014 | ExAnte2019 | None | SDG | SCn | Ex | CZ08 | Any | 0 | 0 | 0 | 8.0974 | 0.0022277 | -0.084867
14 | WPSDGENRLG0083-Rev02-Msr014 | ExAnte2019 | None | SDG | SCn | Ex | CZ10 | Any | 0 | 0 | 0 | 8.0974 | 0.0022448 | -0.10511
14 | WPSDGENRLG0083-Rev02-Msr014 | ExAnte2019 | None | SDG | SCn | Ex | CZ14 | Any | 0 | 0 | 0 | 7.8639 | 0.0022105 | -0.15416
14 | WPSDGENRLG0083-Rev02-Msr014 | ExAnte2019 | None | SDG | SCn | Ex | CZ15 | Any | 0 | 0 | 0 | 8.7203 | 0.0022105 | -0.044925
14 | WPSDGENRLG0083-Rev02-Msr014 | ExAnte2019 | None | SDG | SCn | Ex | IOU | Any | 0 | 0 | 0 | 7.9417 | 0.0022448 | -0.089539
14 | WPSDGENRLG0083-Rev02-Msr014 | ExAnte2019 | None | SDG | SUn | Ex | CZ06 | Any | 0 | 0 | 0 | 7.344 | 0.001513 | 0
14 | WPSDGENRLG0083-Rev02-Msr014 | ExAnte2019 | None | SDG | SUn | Ex | CZ07 | Any | 0 | 0 | 0 | 7.344 | 0.001513 | 0
14 | WPSDGENRLG0083-Rev02-Msr014 | ExAnte2019 | None | SDG | SUn | Ex | CZ08 | Any | 0 | 0 | 0 | 7.344 | 0.001513 | 0
14 | WPSDGENRLG0083-Rev02-Msr014 | ExAnte2019 | None | SDG | SUn | Ex | CZ10 | Any | 0 | 0 | 0 | 7.344 | 0.001513 | 0
14 | WPSDGENRLG0083-Rev02-Msr014 | ExAnte2019 | None | SDG | SUn | Ex | CZ14 | Any | 0 | 0 | 0 | 7.344 | 0.001513 | 0
14 | WPSDGENRLG0083-Rev02-Msr014 | ExAnte2019 | None | SDG | SUn | Ex | CZ15 | Any | 0 | 0 | 0 | 7.344 | 0.001513 | 0
14 | WPSDGENRLG0083-Rev02-Msr014 | ExAnte2019 | None | SDG | SUn | Ex | IOU | Any | 0 | 0 | 0 | 7.344 | 0.001513 | 0
14 | WPSDGENRLG0083-Rev02-Msr014 | ExAnte2019 | None | SDG | WRf | Ex | CZ06 | Any | 0 | 0 | 0 | 25.1257 | 0.0022865 | 0
14 | WPSDGENRLG0083-Rev02-Msr014 | ExAnte2019 | None | SDG | WRf | Ex | CZ07 | Any | 0 | 0 | 0 | 25.2817 | 0.0022865 | 0
14 | WPSDGENRLG0083-Rev02-Msr014 | ExAnte2019 | None | SDG | WRf | Ex | CZ08 | Any | 0 | 0 | 0 | 24.1893 | 0.0022865 | 0
14 | WPSDGENRLG0083-Rev02-Msr014 | ExAnte2019 | None | SDG | WRf | Ex | CZ10 | Any | 0 | 0 | 0 | 24.8135 | 0.0023048 | 0
14 | WPSDGENRLG0083-Rev02-Msr014 | ExAnte2019 | None | SDG | WRf | Ex | CZ14 | Any | 0 | 0 | 0 | 23.0969 | 0.0022865 | 0
14 | WPSDGENRLG0083-Rev02-Msr014 | ExAnte2019 | None | SDG | WRf | Ex | CZ15 | Any | 0 | 0 | 0 | 24.5014 | 0.0023048 | 0
14 | WPSDGENRLG0083-Rev02-Msr014 | ExAnte2019 | None | SDG | WRf | Ex | IOU | Any | 0 | 0 | 0 | 25.1257 | 0.0022865 | 0
15 | WPSDGENRLG0083-Rev02-Msr015 | ExAnte2019 | None | SDG | Asm | Ex | CZ06 | Any | 0 | 0 | 0 | 4.6332 | 0.001535 | -0.03934
15 | WPSDGENRLG0083-Rev02-Msr015 | ExAnte2019 | None | SDG | Asm | Ex | CZ07 | Any | 0 | 0 | 0 | 4.6753 | 0.001535 | -0.03635
15 | WPSDGENRLG0083-Rev02-Msr015 | ExAnte2019 | None | SDG | Asm | Ex | CZ08 | Any | 0 | 0 | 0 | 4.6753 | 0.0014976 | -0.033275
15 | WPSDGENRLG0083-Rev02-Msr015 | ExAnte2019 | None | SDG | Asm | Ex | CZ10 | Any | 0 | 0 | 0 | 4.6332 | 0.0015101 | -0.042541
15 | WPSDGENRLG0083-Rev02-Msr015 | ExAnte2019 | None | SDG | Asm | Ex | CZ14 | Any | 0 | 0 | 0 | 4.5068 | 0.0014102 | -0.067813
15 | WPSDGENRLG0083-Rev02-Msr015 | ExAnte2019 | None | SDG | Asm | Ex | CZ15 | Any | 0 | 0 | 0 | 5.0965 | 0.0014976 | -0.018786
15 | WPSDGENRLG0083-Rev02-Msr015 | ExAnte2019 | None | SDG | Asm | Ex | IOU | Any | 0 | 0 | 0 | 4.6753 | 0.0015226 | -0.038498
15 | WPSDGENRLG0083-Rev02-Msr015 | ExAnte2019 | None | SDG | Com | Ex | IOU | Any | 0 | 0 | 0 | 8.9107 | 0.0021085 | -0.087516
15 | WPSDGENRLG0083-Rev02-Msr015 | ExAnte2019 | None | SDG | ECC | Ex | CZ06 | Any | 0 | 0 | 0 | 6.8162 | 0.0023048 | -0.086258
15 | WPSDGENRLG0083-Rev02-Msr015 | ExAnte2019 | None | SDG | ECC | Ex | CZ07 | Any | 0 | 0 | 0 | 6.8765 | 0.0023048 | -0.072384
15 | WPSDGENRLG0083-Rev02-Msr015 | ExAnte2019 | None | SDG | ECC | Ex | CZ08 | Any | 0 | 0 | 0 | 6.9368 | 0.0022866 | -0.078416
15 | WPSDGENRLG0083-Rev02-Msr015 | ExAnte2019 | None | SDG | ECC | Ex | CZ10 | Any | 0 | 0 | 0 | 6.8765 | 0.0023229 | -0.092893
15 | WPSDGENRLG0083-Rev02-Msr015 | ExAnte2019 | None | SDG | ECC | Ex | CZ14 | Any | 0 | 0 | 0 | 6.7558 | 0.0023048 | -0.13994
15 | WPSDGENRLG0083-Rev02-Msr015 | ExAnte2019 | None | SDG | ECC | Ex | CZ15 | Any | 0 | 0 | 0 | 7.2987 | 0.0022866 | -0.036373
15 | WPSDGENRLG0083-Rev02-Msr015 | ExAnte2019 | None | SDG | ECC | Ex | IOU | Any | 0 | 0 | 0 | 6.8765 | 0.0023048 | -0.077813
15 | WPSDGENRLG0083-Rev02-Msr015 | ExAnte2019 | None | SDG | EPr | Ex | CZ06 | Any | 0 | 0 | 0 | 6.1948 | 0.0022364 | -0.055427
15 | WPSDGENRLG0083-Rev02-Msr015 | ExAnte2019 | None | SDG | EPr | Ex | CZ07 | Any | 0 | 0 | 0 | 6.1948 | 0.0022539 | -0.049395
15 | WPSDGENRLG0083-Rev02-Msr015 | ExAnte2019 | None | SDG | EPr | Ex | CZ08 | Any | 0 | 0 | 0 | 6.2491 | 0.0022714 | -0.045809
15 | WPSDGENRLG0083-Rev02-Msr015 | ExAnte2019 | None | SDG | EPr | Ex | CZ10 | Any | 0 | 0 | 0 | 6.1948 | 0.0022539 | -0.058687
15 | WPSDGENRLG0083-Rev02-Msr015 | ExAnte2019 | None | SDG | EPr | Ex | CZ14 | Any | 0 | 0 | 0 | 5.9774 | 0.0022539 | -0.099986
15 | WPSDGENRLG0083-Rev02-Msr015 | ExAnte2019 | None | SDG | EPr | Ex | CZ15 | Any | 0 | 0 | 0 | 6.6295 | 0.0022539 | -0.024018
15 | WPSDGENRLG0083-Rev02-Msr015 | ExAnte2019 | None | SDG | EPr | Ex | IOU | Any | 0 | 0 | 0 | 6.1948 | 0.0022539 | -0.052927
15 | WPSDGENRLG0083-Rev02-Msr015 | ExAnte2019 | None | SDG | ERC | Ex | CZ06 | Any | 0 | 0 | 0 | 2.7706 | 0.0012187 | -0.016698
15 | WPSDGENRLG0083-Rev02-Msr015 | ExAnte2019 | None | SDG | ERC | Ex | CZ07 | Any | 0 | 0 | 0 | 2.8205 | 0.001238 | -0.013803
15 | WPSDGENRLG0083-Rev02-Msr015 | ExAnte2019 | None | SDG | ERC | Ex | CZ08 | Any | 0 | 0 | 0 | 2.7706 | 0.0012283 | -0.014602
15 | WPSDGENRLG0083-Rev02-Msr015 | ExAnte2019 | None | SDG | ERC | Ex | CZ10 | Any | 0 | 0 | 0 | 2.7706 | 0.0012283 | -0.017247
15 | WPSDGENRLG0083-Rev02-Msr015 | ExAnte2019 | None | SDG | ERC | Ex | CZ14 | Any | 0 | 0 | 0 | 2.7206 | 0.001238 | -0.022788
15 | WPSDGENRLG0083-Rev02-Msr015 | ExAnte2019 | None | SDG | ERC | Ex | CZ15 | Any | 0 | 0 | 0 | 2.9453 | 0.001267 | -0.0080371
15 | WPSDGENRLG0083-Rev02-Msr015 | ExAnte2019 | None | SDG | ERC | Ex | IOU | Any | 0 | 0 | 0 | 2.7955 | 0.001238 | -0.015176
15 | WPSDGENRLG0083-Rev02-Msr015 | ExAnte2019 | None | SDG | ESe | Ex | CZ06 | Any | 0 | 0 | 0 | 6.3773 | 0.0024228 | -0.07573
15 | WPSDGENRLG0083-Rev02-Msr015 | ExAnte2019 | None | SDG | ESe | Ex | CZ07 | Any | 0 | 0 | 0 | 6.3773 | 0.002366 | -0.06662
15 | WPSDGENRLG0083-Rev02-Msr015 | ExAnte2019 | None | SDG | ESe | Ex | CZ08 | Any | 0 | 0 | 0 | 6.4342 | 0.0024039 | -0.064912
15 | WPSDGENRLG0083-Rev02-Msr015 | ExAnte2019 | None | SDG | ESe | Ex | CZ10 | Any | 0 | 0 | 0 | 6.4342 | 0.0024039 | -0.081424
15 | WPSDGENRLG0083-Rev02-Msr015 | ExAnte2019 | None | SDG | ESe | Ex | CZ14 | Any | 0 | 0 | 0 | 6.2065 | 0.0023281 | -0.13096
15 | WPSDGENRLG0083-Rev02-Msr015 | ExAnte2019 | None | SDG | ESe | Ex | CZ15 | Any | 0 | 0 | 0 | 6.9467 | 0.0024039 | -0.035872
15 | WPSDGENRLG0083-Rev02-Msr015 | ExAnte2019 | None | SDG | ESe | Ex | IOU | Any | 0 | 0 | 0 | 6.3773 | 0.002366 | -0.072314
15 | WPSDGENRLG0083-Rev02-Msr015 | ExAnte2019 | None | SDG | EUn | Ex | CZ06 | Any | 0 | 0 | 0 | 7.3507 | 0.0024767 | -0.072862
15 | WPSDGENRLG0083-Rev02-Msr015 | ExAnte2019 | None | SDG | EUn | Ex | CZ07 | Any | 0 | 0 | 0 | 7.3507 | 0.002457 | -0.063255
15 | WPSDGENRLG0083-Rev02-Msr015 | ExAnte2019 | None | SDG | EUn | Ex | CZ08 | Any | 0 | 0 | 0 | 7.4152 | 0.0024963 | -0.070283
15 | WPSDGENRLG0083-Rev02-Msr015 | ExAnte2019 | None | SDG | EUn | Ex | CZ10 | Any | 0 | 0 | 0 | 7.4152 | 0.002516 | -0.081245
15 | WPSDGENRLG0083-Rev02-Msr015 | ExAnte2019 | None | SDG | EUn | Ex | CZ14 | Any | 0 | 0 | 0 | 7.2862 | 0.0024963 | -0.10897
15 | WPSDGENRLG0083-Rev02-Msr015 | ExAnte2019 | None | SDG | EUn | Ex | CZ15 | Any | 0 | 0 | 0 | 7.6731 | 0.0024963 | -0.035206
15 | WPSDGENRLG0083-Rev02-Msr015 | ExAnte2019 | None | SDG | EUn | Ex | IOU | Any | 0 | 0 | 0 | 7.3507 | 0.0024767 | -0.067704
15 | WPSDGENRLG0083-Rev02-Msr015 | ExAnte2019 | None | SDG | Gro | Ex | CZ06 | Any | 0 | 0 | 0 | 14.1541 | 0.0028334 | -0.96977
15 | WPSDGENRLG0083-Rev02-Msr015 | ExAnte2019 | None | SDG | Gro | Ex | CZ07 | Any | 0 | 0 | 0 | 14.014 | 0.0027643 | -1.0314
15 | WPSDGENRLG0083-Rev02-Msr015 | ExAnte2019 | None | SDG | Gro | Ex | CZ08 | Any | 0 | 0 | 0 | 14.4344 | 0.0029025 | -0.87868
15 | WPSDGENRLG0083-Rev02-Msr015 | ExAnte2019 | None | SDG | Gro | Ex | CZ10 | Any | 0 | 0 | 0 | 14.7147 | 0.0030408 | -0.83243
15 | WPSDGENRLG0083-Rev02-Msr015 | ExAnte2019 | None | SDG | Gro | Ex | CZ14 | Any | 0 | 0 | 0 | 14.5746 | 0.0030638 | -0.87868
15 | WPSDGENRLG0083-Rev02-Msr015 | ExAnte2019 | None | SDG | Gro | Ex | CZ15 | Any | 0 | 0 | 0 | 15.6957 | 0.0029947 | -0.46807
15 | WPSDGENRLG0083-Rev02-Msr015 | ExAnte2019 | None | SDG | Gro | Ex | IOU | Any | 0 | 0 | 0 | 14.1541 | 0.0028565 | -0.96837
15 | WPSDGENRLG0083-Rev02-Msr015 | ExAnte2019 | None | SDG | Hsp | Ex | CZ06 | Any | 0 | 0 | 0 | 17.4616 | 0.0024928 | -0.45856
15 | WPSDGENRLG0083-Rev02-Msr015 | ExAnte2019 | None | SDG | Hsp | Ex | CZ07 | Any | 0 | 0 | 0 | 17.4616 | 0.0024728 | -0.41908
15 | WPSDGENRLG0083-Rev02-Msr015 | ExAnte2019 | None | SDG | Hsp | Ex | CZ08 | Any | 0 | 0 | 0 | 17.4616 | 0.0024928 | -0.45248
15 | WPSDGENRLG0083-Rev02-Msr015 | ExAnte2019 | None | SDG | Hsp | Ex | CZ10 | Any | 0 | 0 | 0 | 17.4616 | 0.0025526 | -0.48892
15 | WPSDGENRLG0083-Rev02-Msr015 | ExAnte2019 | None | SDG | Hsp | Ex | CZ14 | Any | 0 | 0 | 0 | 17.1579 | 0.0025326 | -0.59825
15 | WPSDGENRLG0083-Rev02-Msr015 | ExAnte2019 | None | SDG | Hsp | Ex | CZ15 | Any | 0 | 0 | 0 | 17.7653 | 0.0025326 | -0.38719
15 | WPSDGENRLG0083-Rev02-Msr015 | ExAnte2019 | None | SDG | Hsp | Ex | IOU | Any | 0 | 0 | 0 | 17.4616 | 0.0024928 | -0.43123
15 | WPSDGENRLG0083-Rev02-Msr015 | ExAnte2019 | None | SDG | Htl | Ex | CZ06 | Any | 0 | 0 | 0 | 14.5777 | 0.0021678 | -0.18256
15 | WPSDGENRLG0083-Rev02-Msr015 | ExAnte2019 | None | SDG | Htl | Ex | CZ07 | Any | 0 | 0 | 0 | 14.9864 | 0.0021504 | -0.14714
15 | WPSDGENRLG0083-Rev02-Msr015 | ExAnte2019 | None | SDG | Htl | Ex | CZ08 | Any | 0 | 0 | 0 | 14.8502 | 0.0021851 | -0.16213
15 | WPSDGENRLG0083-Rev02-Msr015 | ExAnte2019 | None | SDG | Htl | Ex | CZ10 | Any | 0 | 0 | 0 | 14.5777 | 0.0022198 | -0.1812
15 | WPSDGENRLG0083-Rev02-Msr015 | ExAnte2019 | None | SDG | Htl | Ex | CZ14 | Any | 0 | 0 | 0 | 13.8965 | 0.0022198 | -0.24251
15 | WPSDGENRLG0083-Rev02-Msr015 | ExAnte2019 | None | SDG | Htl | Ex | CZ15 | Any | 0 | 0 | 0 | 15.8038 | 0.0022371 | -0.10422
15 | WPSDGENRLG0083-Rev02-Msr015 | ExAnte2019 | None | SDG | Htl | Ex | IOU | Any | 0 | 0 | 0 | 14.8502 | 0.0021678 | -0.15259
15 | WPSDGENRLG0083-Rev02-Msr015 | ExAnte2019 | None | SDG | MBT | Ex | CZ06 | Any | 0 | 0 | 0 | 8.2035 | 0.0017795 | -0.0052262
15 | WPSDGENRLG0083-Rev02-Msr015 | ExAnte2019 | None | SDG | MBT | Ex | CZ07 | Any | 0 | 0 | 0 | 8.2742 | 0.0017503 | -0.0010184
15 | WPSDGENRLG0083-Rev02-Msr015 | ExAnte2019 | None | SDG | MBT | Ex | CZ08 | Any | 0 | 0 | 0 | 8.2035 | 0.0018524 | -0.0033238
15 | WPSDGENRLG0083-Rev02-Msr015 | ExAnte2019 | None | SDG | MBT | Ex | CZ10 | Any | 0 | 0 | 0 | 8.2035 | 0.0018962 | -0.0067891
15 | WPSDGENRLG0083-Rev02-Msr015 | ExAnte2019 | None | SDG | MBT | Ex | CZ14 | Any | 0 | 0 | 0 | 8.0621 | 0.0018816 | -0.016336
15 | WPSDGENRLG0083-Rev02-Msr015 | ExAnte2019 | None | SDG | MBT | Ex | CZ15 | Any | 0 | 0 | 0 | 8.5571 | 0.0018962 | 0
15 | WPSDGENRLG0083-Rev02-Msr015 | ExAnte2019 | None | SDG | MBT | Ex | IOU | Any | 0 | 0 | 0 | 8.2035 | 0.0017941 | -0.0030975
15 | WPSDGENRLG0083-Rev02-Msr015 | ExAnte2019 | None | SDG | MLI | Ex | CZ06 | Any | 0 | 0 | 0 | 8.1713 | 0.0018283 | -0.04638
15 | WPSDGENRLG0083-Rev02-Msr015 | ExAnte2019 | None | SDG | MLI | Ex | CZ07 | Any | 0 | 0 | 0 | 8.1713 | 0.0018131 | -0.023228
15 | WPSDGENRLG0083-Rev02-Msr015 | ExAnte2019 | None | SDG | MLI | Ex | CZ08 | Any | 0 | 0 | 0 | 8.2469 | 0.0018283 | -0.037981
15 | WPSDGENRLG0083-Rev02-Msr015 | ExAnte2019 | None | SDG | MLI | Ex | CZ10 | Any | 0 | 0 | 0 | 8.2469 | 0.001874 | -0.052357
15 | WPSDGENRLG0083-Rev02-Msr015 | ExAnte2019 | None | SDG | MLI | Ex | CZ14 | Any | 0 | 0 | 0 | 8.02 | 0.0018588 | -0.14829
15 | WPSDGENRLG0083-Rev02-Msr015 | ExAnte2019 | None | SDG | MLI | Ex | CZ15 | Any | 0 | 0 | 0 | 8.8522 | 0.0018436 | -0.014224
15 | WPSDGENRLG0083-Rev02-Msr015 | ExAnte2019 | None | SDG | MLI | Ex | IOU | Any | 0 | 0 | 0 | 8.1713 | 0.0018283 | -0.034274
15 | WPSDGENRLG0083-Rev02-Msr015 | ExAnte2019 | None | SDG | Mtl | Ex | CZ06 | Any | 0 | 0 | 0 | 11.8227 | 0.0011728 | -0.14251
15 | WPSDGENRLG0083-Rev02-Msr015 | ExAnte2019 | None | SDG | Mtl | Ex | CZ07 | Any | 0 | 0 | 0 | 12.1394 | 0.0011635 | -0.10461
15 | WPSDGENRLG0083-Rev02-Msr015 | ExAnte2019 | None | SDG | Mtl | Ex | CZ08 | Any | 0 | 0 | 0 | 11.9283 | 0.0011821 | -0.12034
15 | WPSDGENRLG0083-Rev02-Msr015 | ExAnte2019 | None | SDG | Mtl | Ex | CZ10 | Any | 0 | 0 | 0 | 11.8227 | 0.0012193 | -0.14145
15 | WPSDGENRLG0083-Rev02-Msr015 | ExAnte2019 | None | SDG | Mtl | Ex | CZ14 | Any | 0 | 0 | 0 | 11.4005 | 0.00121 | -0.19423
15 | WPSDGENRLG0083-Rev02-Msr015 | ExAnte2019 | None | SDG | Mtl | Ex | CZ15 | Any | 0 | 0 | 0 | 12.6672 | 0.001238 | -0.05943
15 | WPSDGENRLG0083-Rev02-Msr015 | ExAnte2019 | None | SDG | Mtl | Ex | IOU | Any | 0 | 0 | 0 | 12.0338 | 0.0011728 | -0.10978
15 | WPSDGENRLG0083-Rev02-Msr015 | ExAnte2019 | None | SDG | Nrs | Ex | CZ06 | Any | 0 | 0 | 0 | 10.5019 | 0.0022409 | -0.38118
15 | WPSDGENRLG0083-Rev02-Msr015 | ExAnte2019 | None | SDG | Nrs | Ex | CZ07 | Any | 0 | 0 | 0 | 10.4047 | 0.0022065 | -0.34812
15 | WPSDGENRLG0083-Rev02-Msr015 | ExAnte2019 | None | SDG | Nrs | Ex | CZ08 | Any | 0 | 0 | 0 | 10.5992 | 0.0022409 | -0.37048
15 | WPSDGENRLG0083-Rev02-Msr015 | ExAnte2019 | None | SDG | Nrs | Ex | CZ10 | Any | 0 | 0 | 0 | 10.5992 | 0.0023271 | -0.39285
15 | WPSDGENRLG0083-Rev02-Msr015 | ExAnte2019 | None | SDG | Nrs | Ex | CZ14 | Any | 0 | 0 | 0 | 10.5019 | 0.0022754 | -0.45897
15 | WPSDGENRLG0083-Rev02-Msr015 | ExAnte2019 | None | SDG | Nrs | Ex | CZ15 | Any | 0 | 0 | 0 | 11.1826 | 0.0023099 | -0.23143
15 | WPSDGENRLG0083-Rev02-Msr015 | ExAnte2019 | None | SDG | Nrs | Ex | IOU | Any | 0 | 0 | 0 | 10.4047 | 0.0022237 | -0.3559
15 | WPSDGENRLG0083-Rev02-Msr015 | ExAnte2019 | None | SDG | OfL | Ex | CZ06 | Any | 0 | 0 | 0 | 8.1432 | 0.0022454 | -0.04577
15 | WPSDGENRLG0083-Rev02-Msr015 | ExAnte2019 | None | SDG | OfL | Ex | CZ07 | Any | 0 | 0 | 0 | 8.1432 | 0.0022277 | -0.040576
15 | WPSDGENRLG0083-Rev02-Msr015 | ExAnte2019 | None | SDG | OfL | Ex | CZ08 | Any | 0 | 0 | 0 | 8.1432 | 0.002263 | -0.04556
15 | WPSDGENRLG0083-Rev02-Msr015 | ExAnte2019 | None | SDG | OfL | Ex | CZ10 | Any | 0 | 0 | 0 | 8.1432 | 0.0022984 | -0.053633
15 | WPSDGENRLG0083-Rev02-Msr015 | ExAnte2019 | None | SDG | OfL | Ex | CZ14 | Any | 0 | 0 | 0 | 8.073 | 0.0022984 | -0.067041
15 | WPSDGENRLG0083-Rev02-Msr015 | ExAnte2019 | None | SDG | OfL | Ex | CZ15 | Any | 0 | 0 | 0 | 8.5644 | 0.0023161 | -0.031099
15 | WPSDGENRLG0083-Rev02-Msr015 | ExAnte2019 | None | SDG | OfL | Ex | IOU | Any | 0 | 0 | 0 | 8.1432 | 0.0022454 | -0.043173
15 | WPSDGENRLG0083-Rev02-Msr015 | ExAnte2019 | None | SDG | OfS | Ex | CZ06 | Any | 0 | 0 | 0 | 5.4717 | 0.0019988 | -0.0077555
15 | WPSDGENRLG0083-Rev02-Msr015 | ExAnte2019 | None | SDG | OfS | Ex | CZ07 | Any | 0 | 0 | 0 | 5.5193 | 0.0019828 | -0.0022077
15 | WPSDGENRLG0083-Rev02-Msr015 | ExAnte2019 | None | SDG | OfS | Ex | CZ08 | Any | 0 | 0 | 0 | 5.5193 | 0.0020147 | -0.0066612
15 | WPSDGENRLG0083-Rev02-Msr015 | ExAnte2019 | None | SDG | OfS | Ex | CZ10 | Any | 0 | 0 | 0 | 5.5193 | 0.0020307 | -0.010087
15 | WPSDGENRLG0083-Rev02-Msr015 | ExAnte2019 | None | SDG | OfS | Ex | CZ14 | Any | 0 | 0 | 0 | 5.3765 | 0.0020467 | -0.02498
15 | WPSDGENRLG0083-Rev02-Msr015 | ExAnte2019 | None | SDG | OfS | Ex | CZ15 | Any | 0 | 0 | 0 | 5.8048 | 0.0020147 | -0.0020697
15 | WPSDGENRLG0083-Rev02-Msr015 | ExAnte2019 | None | SDG | OfS | Ex | IOU | Any | 0 | 0 | 0 | 5.5193 | 0.0019988 | -0.0038825
15 | WPSDGENRLG0083-Rev02-Msr015 | ExAnte2019 | None | SDG | RFF | Ex | CZ06 | Any | 0 | 0 | 0 | 9.8124 | 0.0020051 | -0.17326
15 | WPSDGENRLG0083-Rev02-Msr015 | ExAnte2019 | None | SDG | RFF | Ex | CZ07 | Any | 0 | 0 | 0 | 9.9008 | 0.0020051 | -0.15735
15 | WPSDGENRLG0083-Rev02-Msr015 | ExAnte2019 | None | SDG | RFF | Ex | CZ08 | Any | 0 | 0 | 0 | 9.9008 | 0.0019888 | -0.15293
15 | WPSDGENRLG0083-Rev02-Msr015 | ExAnte2019 | None | SDG | RFF | Ex | CZ10 | Any | 0 | 0 | 0 | 9.9008 | 0.0020378 | -0.16973
15 | WPSDGENRLG0083-Rev02-Msr015 | ExAnte2019 | None | SDG | RFF | Ex | CZ14 | Any | 0 | 0 | 0 | 9.724 | 0.0020704 | -0.24133
15 | WPSDGENRLG0083-Rev02-Msr015 | ExAnte2019 | None | SDG | RFF | Ex | CZ15 | Any | 0 | 0 | 0 | 10.5196 | 0.0020541 | -0.077527
15 | WPSDGENRLG0083-Rev02-Msr015 | ExAnte2019 | None | SDG | RFF | Ex | IOU | Any | 0 | 0 | 0 | 9.9008 | 0.0020051 | -0.16089
15 | WPSDGENRLG0083-Rev02-Msr015 | ExAnte2019 | None | SDG | RSD | Ex | CZ06 | Any | 0 | 0 | 0 | 11.1238 | 0.002041 | -0.23936
15 | WPSDGENRLG0083-Rev02-Msr015 | ExAnte2019 | None | SDG | RSD | Ex | CZ07 | Any | 0 | 0 | 0 | 11.1238 | 0.0020737 | -0.22049
15 | WPSDGENRLG0083-Rev02-Msr015 | ExAnte2019 | None | SDG | RSD | Ex | CZ08 | Any | 0 | 0 | 0 | 11.2232 | 0.0019757 | -0.19864
15 | WPSDGENRLG0083-Rev02-Msr015 | ExAnte2019 | None | SDG | RSD | Ex | CZ10 | Any | 0 | 0 | 0 | 11.1238 | 0.0018777 | -0.2334
15 | WPSDGENRLG0083-Rev02-Msr015 | ExAnte2019 | None | SDG | RSD | Ex | CZ14 | Any | 0 | 0 | 0 | 10.7266 | 0.0018777 | -0.38338
15 | WPSDGENRLG0083-Rev02-Msr015 | ExAnte2019 | None | SDG | RSD | Ex | CZ15 | Any | 0 | 0 | 0 | 12.0177 | 0.0021063 | -0.089189
15 | WPSDGENRLG0083-Rev02-Msr015 | ExAnte2019 | None | SDG | RSD | Ex | IOU | Any | 0 | 0 | 0 | 11.1238 | 0.0020247 | -0.22347
15 | WPSDGENRLG0083-Rev02-Msr015 | ExAnte2019 | None | SDG | Rt3 | Ex | CZ06 | Any | 0 | 0 | 0 | 16.6842 | 0.0030642 | -0.077473
15 | WPSDGENRLG0083-Rev02-Msr015 | ExAnte2019 | None | SDG | Rt3 | Ex | CZ07 | Any | 0 | 0 | 0 | 16.6842 | 0.003039 | -0.033513
15 | WPSDGENRLG0083-Rev02-Msr015 | ExAnte2019 | None | SDG | Rt3 | Ex | CZ08 | Any | 0 | 0 | 0 | 16.6842 | 0.003039 | -0.069348
15 | WPSDGENRLG0083-Rev02-Msr015 | ExAnte2019 | None | SDG | Rt3 | Ex | CZ10 | Any | 0 | 0 | 0 | 16.5391 | 0.0030893 | -0.1268
15 | WPSDGENRLG0083-Rev02-Msr015 | ExAnte2019 | None | SDG | Rt3 | Ex | CZ14 | Any | 0 | 0 | 0 | 15.8137 | 0.0031144 | -0.46281
15 | WPSDGENRLG0083-Rev02-Msr015 | ExAnte2019 | None | SDG | Rt3 | Ex | CZ15 | Any | 0 | 0 | 0 | 17.1194 | 0.0031395 | -0.029886
15 | WPSDGENRLG0083-Rev02-Msr015 | ExAnte2019 | None | SDG | Rt3 | Ex | IOU | Any | 0 | 0 | 0 | 16.6842 | 0.0030642 | -0.060498
15 | WPSDGENRLG0083-Rev02-Msr015 | ExAnte2019 | None | SDG | RtL | Ex | CZ06 | Any | 0 | 0 | 0 | 11.8989 | 0.0029613 | -0.10172
15 | WPSDGENRLG0083-Rev02-Msr015 | ExAnte2019 | None | SDG | RtL | Ex | CZ07 | Any | 0 | 0 | 0 | 12.0042 | 0.0029613 | -0.074342
15 | WPSDGENRLG0083-Rev02-Msr015 | ExAnte2019 | None | SDG | RtL | Ex | CZ08 | Any | 0 | 0 | 0 | 12.0042 | 0.0029613 | -0.088031
15 | WPSDGENRLG0083-Rev02-Msr015 | ExAnte2019 | None | SDG | RtL | Ex | CZ10 | Any | 0 | 0 | 0 | 11.8989 | 0.0030095 | -0.11794
15 | WPSDGENRLG0083-Rev02-Msr015 | ExAnte2019 | None | SDG | RtL | Ex | CZ14 | Any | 0 | 0 | 0 | 11.4777 | 0.0030336 | -0.24746
15 | WPSDGENRLG0083-Rev02-Msr015 | ExAnte2019 | None | SDG | RtL | Ex | CZ15 | Any | 0 | 0 | 0 | 12.4254 | 0.0030577 | -0.041594
15 | WPSDGENRLG0083-Rev02-Msr015 | ExAnte2019 | None | SDG | RtL | Ex | IOU | Any | 0 | 0 | 0 | 12.0042 | 0.0029613 | -0.086978
15 | WPSDGENRLG0083-Rev02-Msr015 | ExAnte2019 | None | SDG | RtS | Ex | CZ06 | Any | 0 | 0 | 0 | 6.728 | 0.0020428 | -0.021434
15 | WPSDGENRLG0083-Rev02-Msr015 | ExAnte2019 | None | SDG | RtS | Ex | CZ07 | Any | 0 | 0 | 0 | 6.728 | 0.0020093 | -0.012742
15 | WPSDGENRLG0083-Rev02-Msr015 | ExAnte2019 | None | SDG | RtS | Ex | CZ08 | Any | 0 | 0 | 0 | 6.7876 | 0.0020428 | -0.01816
15 | WPSDGENRLG0083-Rev02-Msr015 | ExAnte2019 | None | SDG | RtS | Ex | CZ10 | Any | 0 | 0 | 0 | 6.728 | 0.0020595 | -0.026733
15 | WPSDGENRLG0083-Rev02-Msr015 | ExAnte2019 | None | SDG | RtS | Ex | CZ14 | Any | 0 | 0 | 0 | 6.5494 | 0.0020595 | -0.066685
15 | WPSDGENRLG0083-Rev02-Msr015 | ExAnte2019 | None | SDG | RtS | Ex | CZ15 | Any | 0 | 0 | 0 | 7.0853 | 0.0020763 | -0.0057277
15 | WPSDGENRLG0083-Rev02-Msr015 | ExAnte2019 | None | SDG | RtS | Ex | IOU | Any | 0 | 0 | 0 | 6.728 | 0.002026 | -0.01685
15 | WPSDGENRLG0083-Rev02-Msr015 | ExAnte2019 | None | SDG | SCn | Ex | CZ06 | Any | 0 | 0 | 0 | 6.1326 | 0.0017035 | -0.076211
15 | WPSDGENRLG0083-Rev02-Msr015 | ExAnte2019 | None | SDG | SCn | Ex | CZ07 | Any | 0 | 0 | 0 | 6.0135 | 0.0017166 | -0.062517
15 | WPSDGENRLG0083-Rev02-Msr015 | ExAnte2019 | None | SDG | SCn | Ex | CZ08 | Any | 0 | 0 | 0 | 6.1922 | 0.0017035 | -0.064899
15 | WPSDGENRLG0083-Rev02-Msr015 | ExAnte2019 | None | SDG | SCn | Ex | CZ10 | Any | 0 | 0 | 0 | 6.1922 | 0.0017166 | -0.080379
15 | WPSDGENRLG0083-Rev02-Msr015 | ExAnte2019 | None | SDG | SCn | Ex | CZ14 | Any | 0 | 0 | 0 | 6.0135 | 0.0016904 | -0.11789
15 | WPSDGENRLG0083-Rev02-Msr015 | ExAnte2019 | None | SDG | SCn | Ex | CZ15 | Any | 0 | 0 | 0 | 6.6685 | 0.0016904 | -0.034355
15 | WPSDGENRLG0083-Rev02-Msr015 | ExAnte2019 | None | SDG | SCn | Ex | IOU | Any | 0 | 0 | 0 | 6.0731 | 0.0017166 | -0.068471
15 | WPSDGENRLG0083-Rev02-Msr015 | ExAnte2019 | None | SDG | SUn | Ex | CZ06 | Any | 0 | 0 | 0 | 5.616 | 0.001157 | 0
15 | WPSDGENRLG0083-Rev02-Msr015 | ExAnte2019 | None | SDG | SUn | Ex | CZ07 | Any | 0 | 0 | 0 | 5.616 | 0.001157 | 0
15 | WPSDGENRLG0083-Rev02-Msr015 | ExAnte2019 | None | SDG | SUn | Ex | CZ08 | Any | 0 | 0 | 0 | 5.616 | 0.001157 | 0
15 | WPSDGENRLG0083-Rev02-Msr015 | ExAnte2019 | None | SDG | SUn | Ex | CZ10 | Any | 0 | 0 | 0 | 5.616 | 0.001157 | 0
15 | WPSDGENRLG0083-Rev02-Msr015 | ExAnte2019 | None | SDG | SUn | Ex | CZ14 | Any | 0 | 0 | 0 | 5.616 | 0.001157 | 0
15 | WPSDGENRLG0083-Rev02-Msr015 | ExAnte2019 | None | SDG | SUn | Ex | CZ15 | Any | 0 | 0 | 0 | 5.616 | 0.001157 | 0
15 | WPSDGENRLG0083-Rev02-Msr015 | ExAnte2019 | None | SDG | SUn | Ex | IOU | Any | 0 | 0 | 0 | 5.616 | 0.001157 | 0
15 | WPSDGENRLG0083-Rev02-Msr015 | ExAnte2019 | None | SDG | WRf | Ex | CZ06 | Any | 0 | 0 | 0 | 19.2137 | 0.0017485 | 0
15 | WPSDGENRLG0083-Rev02-Msr015 | ExAnte2019 | None | SDG | WRf | Ex | CZ07 | Any | 0 | 0 | 0 | 19.3331 | 0.0017485 | 0
15 | WPSDGENRLG0083-Rev02-Msr015 | ExAnte2019 | None | SDG | WRf | Ex | CZ08 | Any | 0 | 0 | 0 | 18.4977 | 0.0017485 | 0
15 | WPSDGENRLG0083-Rev02-Msr015 | ExAnte2019 | None | SDG | WRf | Ex | CZ10 | Any | 0 | 0 | 0 | 18.9751 | 0.0017625 | 0
15 | WPSDGENRLG0083-Rev02-Msr015 | ExAnte2019 | None | SDG | WRf | Ex | CZ14 | Any | 0 | 0 | 0 | 17.6623 | 0.0017485 | 0
15 | WPSDGENRLG0083-Rev02-Msr015 | ExAnte2019 | None | SDG | WRf | Ex | CZ15 | Any | 0 | 0 | 0 | 18.7364 | 0.0017625 | 0
15 | WPSDGENRLG0083-Rev02-Msr015 | ExAnte2019 | None | SDG | WRf | Ex | IOU | Any | 0 | 0 | 0 | 19.2137 | 0.0017485 | 0
16 | WPSDGENRLG0083-Rev02-Msr016 | ExAnte2019 | None | SDG | Asm | Ex | CZ06 | Any | 0 | 0 | 0 | 6.0588 | 0.0020074 | -0.051445
16 | WPSDGENRLG0083-Rev02-Msr016 | ExAnte2019 | None | SDG | Asm | Ex | CZ07 | Any | 0 | 0 | 0 | 6.1139 | 0.0020074 | -0.047534
16 | WPSDGENRLG0083-Rev02-Msr016 | ExAnte2019 | None | SDG | Asm | Ex | CZ08 | Any | 0 | 0 | 0 | 6.1139 | 0.0019584 | -0.043513
16 | WPSDGENRLG0083-Rev02-Msr016 | ExAnte2019 | None | SDG | Asm | Ex | CZ10 | Any | 0 | 0 | 0 | 6.0588 | 0.0019747 | -0.055631
16 | WPSDGENRLG0083-Rev02-Msr016 | ExAnte2019 | None | SDG | Asm | Ex | CZ14 | Any | 0 | 0 | 0 | 5.8936 | 0.0018442 | -0.088679
16 | WPSDGENRLG0083-Rev02-Msr016 | ExAnte2019 | None | SDG | Asm | Ex | CZ15 | Any | 0 | 0 | 0 | 6.6647 | 0.0019584 | -0.024566
16 | WPSDGENRLG0083-Rev02-Msr016 | ExAnte2019 | None | SDG | Asm | Ex | IOU | Any | 0 | 0 | 0 | 6.1139 | 0.001991 | -0.050343
16 | WPSDGENRLG0083-Rev02-Msr016 | ExAnte2019 | None | SDG | Com | Ex | IOU | Any | 0 | 0 | 0 | 11.6525 | 0.0027573 | -0.11444
16 | WPSDGENRLG0083-Rev02-Msr016 | ExAnte2019 | None | SDG | ECC | Ex | CZ06 | Any | 0 | 0 | 0 | 8.9134 | 0.003014 | -0.1128
16 | WPSDGENRLG0083-Rev02-Msr016 | ExAnte2019 | None | SDG | ECC | Ex | CZ07 | Any | 0 | 0 | 0 | 8.9923 | 0.003014 | -0.094656
16 | WPSDGENRLG0083-Rev02-Msr016 | ExAnte2019 | None | SDG | ECC | Ex | CZ08 | Any | 0 | 0 | 0 | 9.0712 | 0.0029902 | -0.10254
16 | WPSDGENRLG0083-Rev02-Msr016 | ExAnte2019 | None | SDG | ECC | Ex | CZ10 | Any | 0 | 0 | 0 | 8.9923 | 0.0030377 | -0.12148
16 | WPSDGENRLG0083-Rev02-Msr016 | ExAnte2019 | None | SDG | ECC | Ex | CZ14 | Any | 0 | 0 | 0 | 8.8346 | 0.003014 | -0.183
16 | WPSDGENRLG0083-Rev02-Msr016 | ExAnte2019 | None | SDG | ECC | Ex | CZ15 | Any | 0 | 0 | 0 | 9.5445 | 0.0029902 | -0.047565
16 | WPSDGENRLG0083-Rev02-Msr016 | ExAnte2019 | None | SDG | ECC | Ex | IOU | Any | 0 | 0 | 0 | 8.9923 | 0.003014 | -0.10176
16 | WPSDGENRLG0083-Rev02-Msr016 | ExAnte2019 | None | SDG | EPr | Ex | CZ06 | Any | 0 | 0 | 0 | 8.1008 | 0.0029245 | -0.072481
16 | WPSDGENRLG0083-Rev02-Msr016 | ExAnte2019 | None | SDG | EPr | Ex | CZ07 | Any | 0 | 0 | 0 | 8.1008 | 0.0029474 | -0.064594
16 | WPSDGENRLG0083-Rev02-Msr016 | ExAnte2019 | None | SDG | EPr | Ex | CZ08 | Any | 0 | 0 | 0 | 8.1719 | 0.0029702 | -0.059904
16 | WPSDGENRLG0083-Rev02-Msr016 | ExAnte2019 | None | SDG | EPr | Ex | CZ10 | Any | 0 | 0 | 0 | 8.1008 | 0.0029474 | -0.076745
16 | WPSDGENRLG0083-Rev02-Msr016 | ExAnte2019 | None | SDG | EPr | Ex | CZ14 | Any | 0 | 0 | 0 | 7.8166 | 0.0029474 | -0.13075
16 | WPSDGENRLG0083-Rev02-Msr016 | ExAnte2019 | None | SDG | EPr | Ex | CZ15 | Any | 0 | 0 | 0 | 8.6693 | 0.0029474 | -0.031409
16 | WPSDGENRLG0083-Rev02-Msr016 | ExAnte2019 | None | SDG | EPr | Ex | IOU | Any | 0 | 0 | 0 | 8.1008 | 0.0029474 | -0.069212
16 | WPSDGENRLG0083-Rev02-Msr016 | ExAnte2019 | None | SDG | ERC | Ex | CZ06 | Any | 0 | 0 | 0 | 3.623 | 0.0015936 | -0.021836
16 | WPSDGENRLG0083-Rev02-Msr016 | ExAnte2019 | None | SDG | ERC | Ex | CZ07 | Any | 0 | 0 | 0 | 3.6883 | 0.0016189 | -0.01805
16 | WPSDGENRLG0083-Rev02-Msr016 | ExAnte2019 | None | SDG | ERC | Ex | CZ08 | Any | 0 | 0 | 0 | 3.623 | 0.0016063 | -0.019094
16 | WPSDGENRLG0083-Rev02-Msr016 | ExAnte2019 | None | SDG | ERC | Ex | CZ10 | Any | 0 | 0 | 0 | 3.623 | 0.0016063 | -0.022554
16 | WPSDGENRLG0083-Rev02-Msr016 | ExAnte2019 | None | SDG | ERC | Ex | CZ14 | Any | 0 | 0 | 0 | 3.5578 | 0.0016189 | -0.0298
16 | WPSDGENRLG0083-Rev02-Msr016 | ExAnte2019 | None | SDG | ERC | Ex | CZ15 | Any | 0 | 0 | 0 | 3.8515 | 0.0016569 | -0.01051
16 | WPSDGENRLG0083-Rev02-Msr016 | ExAnte2019 | None | SDG | ERC | Ex | IOU | Any | 0 | 0 | 0 | 3.6557 | 0.0016189 | -0.019845
16 | WPSDGENRLG0083-Rev02-Msr016 | ExAnte2019 | None | SDG | ESe | Ex | CZ06 | Any | 0 | 0 | 0 | 8.3395 | 0.0031683 | -0.099032
16 | WPSDGENRLG0083-Rev02-Msr016 | ExAnte2019 | None | SDG | ESe | Ex | CZ07 | Any | 0 | 0 | 0 | 8.3395 | 0.003094 | -0.087118
16 | WPSDGENRLG0083-Rev02-Msr016 | ExAnte2019 | None | SDG | ESe | Ex | CZ08 | Any | 0 | 0 | 0 | 8.414 | 0.0031435 | -0.084884
16 | WPSDGENRLG0083-Rev02-Msr016 | ExAnte2019 | None | SDG | ESe | Ex | CZ10 | Any | 0 | 0 | 0 | 8.414 | 0.0031435 | -0.10648
16 | WPSDGENRLG0083-Rev02-Msr016 | ExAnte2019 | None | SDG | ESe | Ex | CZ14 | Any | 0 | 0 | 0 | 8.1161 | 0.0030445 | -0.17126
16 | WPSDGENRLG0083-Rev02-Msr016 | ExAnte2019 | None | SDG | ESe | Ex | CZ15 | Any | 0 | 0 | 0 | 9.0841 | 0.0031435 | -0.04691
16 | WPSDGENRLG0083-Rev02-Msr016 | ExAnte2019 | None | SDG | ESe | Ex | IOU | Any | 0 | 0 | 0 | 8.3395 | 0.003094 | -0.094564
16 | WPSDGENRLG0083-Rev02-Msr016 | ExAnte2019 | None | SDG | EUn | Ex | CZ06 | Any | 0 | 0 | 0 | 9.6125 | 0.0032387 | -0.095282
16 | WPSDGENRLG0083-Rev02-Msr016 | ExAnte2019 | None | SDG | EUn | Ex | CZ07 | Any | 0 | 0 | 0 | 9.6125 | 0.003213 | -0.082718
16 | WPSDGENRLG0083-Rev02-Msr016 | ExAnte2019 | None | SDG | EUn | Ex | CZ08 | Any | 0 | 0 | 0 | 9.6968 | 0.0032644 | -0.091909
16 | WPSDGENRLG0083-Rev02-Msr016 | ExAnte2019 | None | SDG | EUn | Ex | CZ10 | Any | 0 | 0 | 0 | 9.6968 | 0.0032901 | -0.10624
16 | WPSDGENRLG0083-Rev02-Msr016 | ExAnte2019 | None | SDG | EUn | Ex | CZ14 | Any | 0 | 0 | 0 | 9.5282 | 0.0032644 | -0.1425
16 | WPSDGENRLG0083-Rev02-Msr016 | ExAnte2019 | None | SDG | EUn | Ex | CZ15 | Any | 0 | 0 | 0 | 10.0341 | 0.0032644 | -0.046039
16 | WPSDGENRLG0083-Rev02-Msr016 | ExAnte2019 | None | SDG | EUn | Ex | IOU | Any | 0 | 0 | 0 | 9.6125 | 0.0032387 | -0.088536
16 | WPSDGENRLG0083-Rev02-Msr016 | ExAnte2019 | None | SDG | Gro | Ex | CZ06 | Any | 0 | 0 | 0 | 18.5093 | 0.0037053 | -1.2682
16 | WPSDGENRLG0083-Rev02-Msr016 | ExAnte2019 | None | SDG | Gro | Ex | CZ07 | Any | 0 | 0 | 0 | 18.326 | 0.0036149 | -1.3488
16 | WPSDGENRLG0083-Rev02-Msr016 | ExAnte2019 | None | SDG | Gro | Ex | CZ08 | Any | 0 | 0 | 0 | 18.8758 | 0.0037956 | -1.149
16 | WPSDGENRLG0083-Rev02-Msr016 | ExAnte2019 | None | SDG | Gro | Ex | CZ10 | Any | 0 | 0 | 0 | 19.2423 | 0.0039764 | -1.0886
16 | WPSDGENRLG0083-Rev02-Msr016 | ExAnte2019 | None | SDG | Gro | Ex | CZ14 | Any | 0 | 0 | 0 | 19.059 | 0.0040065 | -1.149
16 | WPSDGENRLG0083-Rev02-Msr016 | ExAnte2019 | None | SDG | Gro | Ex | CZ15 | Any | 0 | 0 | 0 | 20.5251 | 0.0039161 | -0.61209
16 | WPSDGENRLG0083-Rev02-Msr016 | ExAnte2019 | None | SDG | Gro | Ex | IOU | Any | 0 | 0 | 0 | 18.5093 | 0.0037354 | -1.2663
16 | WPSDGENRLG0083-Rev02-Msr016 | ExAnte2019 | None | SDG | Hsp | Ex | CZ06 | Any | 0 | 0 | 0 | 22.8344 | 0.0032598 | -0.59965
16 | WPSDGENRLG0083-Rev02-Msr016 | ExAnte2019 | None | SDG | Hsp | Ex | CZ07 | Any | 0 | 0 | 0 | 22.8344 | 0.0032337 | -0.54803
16 | WPSDGENRLG0083-Rev02-Msr016 | ExAnte2019 | None | SDG | Hsp | Ex | CZ08 | Any | 0 | 0 | 0 | 22.8344 | 0.0032598 | -0.59171
16 | WPSDGENRLG0083-Rev02-Msr016 | ExAnte2019 | None | SDG | Hsp | Ex | CZ10 | Any | 0 | 0 | 0 | 22.8344 | 0.003338 | -0.63936
16 | WPSDGENRLG0083-Rev02-Msr016 | ExAnte2019 | None | SDG | Hsp | Ex | CZ14 | Any | 0 | 0 | 0 | 22.4373 | 0.0033119 | -0.78233
16 | WPSDGENRLG0083-Rev02-Msr016 | ExAnte2019 | None | SDG | Hsp | Ex | CZ15 | Any | 0 | 0 | 0 | 23.2315 | 0.0033119 | -0.50633
16 | WPSDGENRLG0083-Rev02-Msr016 | ExAnte2019 | None | SDG | Hsp | Ex | IOU | Any | 0 | 0 | 0 | 22.8344 | 0.0032598 | -0.56391
16 | WPSDGENRLG0083-Rev02-Msr016 | ExAnte2019 | None | SDG | Htl | Ex | CZ06 | Any | 0 | 0 | 0 | 19.0631 | 0.0028348 | -0.23873
16 | WPSDGENRLG0083-Rev02-Msr016 | ExAnte2019 | None | SDG | Htl | Ex | CZ07 | Any | 0 | 0 | 0 | 19.5976 | 0.0028121 | -0.19241
16 | WPSDGENRLG0083-Rev02-Msr016 | ExAnte2019 | None | SDG | Htl | Ex | CZ08 | Any | 0 | 0 | 0 | 19.4194 | 0.0028574 | -0.21201
16 | WPSDGENRLG0083-Rev02-Msr016 | ExAnte2019 | None | SDG | Htl | Ex | CZ10 | Any | 0 | 0 | 0 | 19.0631 | 0.0029028 | -0.23695
16 | WPSDGENRLG0083-Rev02-Msr016 | ExAnte2019 | None | SDG | Htl | Ex | CZ14 | Any | 0 | 0 | 0 | 18.1723 | 0.0029028 | -0.31712
16 | WPSDGENRLG0083-Rev02-Msr016 | ExAnte2019 | None | SDG | Htl | Ex | CZ15 | Any | 0 | 0 | 0 | 20.6666 | 0.0029255 | -0.13629
16 | WPSDGENRLG0083-Rev02-Msr016 | ExAnte2019 | None | SDG | Htl | Ex | IOU | Any | 0 | 0 | 0 | 19.4194 | 0.0028348 | -0.19954
16 | WPSDGENRLG0083-Rev02-Msr016 | ExAnte2019 | None | SDG | MBT | Ex | CZ06 | Any | 0 | 0 | 0 | 10.7277 | 0.002327 | -0.0068343
16 | WPSDGENRLG0083-Rev02-Msr016 | ExAnte2019 | None | SDG | MBT | Ex | CZ07 | Any | 0 | 0 | 0 | 10.8202 | 0.0022889 | -0.0013317
16 | WPSDGENRLG0083-Rev02-Msr016 | ExAnte2019 | None | SDG | MBT | Ex | CZ08 | Any | 0 | 0 | 0 | 10.7277 | 0.0024224 | -0.0043466
16 | WPSDGENRLG0083-Rev02-Msr016 | ExAnte2019 | None | SDG | MBT | Ex | CZ10 | Any | 0 | 0 | 0 | 10.7277 | 0.0024796 | -0.0088781
16 | WPSDGENRLG0083-Rev02-Msr016 | ExAnte2019 | None | SDG | MBT | Ex | CZ14 | Any | 0 | 0 | 0 | 10.5427 | 0.0024605 | -0.021363
16 | WPSDGENRLG0083-Rev02-Msr016 | ExAnte2019 | None | SDG | MBT | Ex | CZ15 | Any | 0 | 0 | 0 | 11.1901 | 0.0024796 | 0
16 | WPSDGENRLG0083-Rev02-Msr016 | ExAnte2019 | None | SDG | MBT | Ex | IOU | Any | 0 | 0 | 0 | 10.7277 | 0.0023461 | -0.0040506
16 | WPSDGENRLG0083-Rev02-Msr016 | ExAnte2019 | None | SDG | MLI | Ex | CZ06 | Any | 0 | 0 | 0 | 10.6855 | 0.0023909 | -0.06065
16 | WPSDGENRLG0083-Rev02-Msr016 | ExAnte2019 | None | SDG | MLI | Ex | CZ07 | Any | 0 | 0 | 0 | 10.6855 | 0.002371 | -0.030375
16 | WPSDGENRLG0083-Rev02-Msr016 | ExAnte2019 | None | SDG | MLI | Ex | CZ08 | Any | 0 | 0 | 0 | 10.7845 | 0.0023909 | -0.049668
16 | WPSDGENRLG0083-Rev02-Msr016 | ExAnte2019 | None | SDG | MLI | Ex | CZ10 | Any | 0 | 0 | 0 | 10.7845 | 0.0024507 | -0.068466
16 | WPSDGENRLG0083-Rev02-Msr016 | ExAnte2019 | None | SDG | MLI | Ex | CZ14 | Any | 0 | 0 | 0 | 10.4876 | 0.0024307 | -0.19392
16 | WPSDGENRLG0083-Rev02-Msr016 | ExAnte2019 | None | SDG | MLI | Ex | CZ15 | Any | 0 | 0 | 0 | 11.576 | 0.0024108 | -0.018601
16 | WPSDGENRLG0083-Rev02-Msr016 | ExAnte2019 | None | SDG | MLI | Ex | IOU | Any | 0 | 0 | 0 | 10.6855 | 0.0023909 | -0.04482
16 | WPSDGENRLG0083-Rev02-Msr016 | ExAnte2019 | None | SDG | Mtl | Ex | CZ06 | Any | 0 | 0 | 0 | 15.4605 | 0.0015337 | -0.18635
16 | WPSDGENRLG0083-Rev02-Msr016 | ExAnte2019 | None | SDG | Mtl | Ex | CZ07 | Any | 0 | 0 | 0 | 15.8746 | 0.0015215 | -0.1368
16 | WPSDGENRLG0083-Rev02-Msr016 | ExAnte2019 | None | SDG | Mtl | Ex | CZ08 | Any | 0 | 0 | 0 | 15.5985 | 0.0015458 | -0.15737
16 | WPSDGENRLG0083-Rev02-Msr016 | ExAnte2019 | None | SDG | Mtl | Ex | CZ10 | Any | 0 | 0 | 0 | 15.4605 | 0.0015945 | -0.18497
16 | WPSDGENRLG0083-Rev02-Msr016 | ExAnte2019 | None | SDG | Mtl | Ex | CZ14 | Any | 0 | 0 | 0 | 14.9083 | 0.0015824 | -0.25399
16 | WPSDGENRLG0083-Rev02-Msr016 | ExAnte2019 | None | SDG | Mtl | Ex | CZ15 | Any | 0 | 0 | 0 | 16.5648 | 0.0016189 | -0.077717
16 | WPSDGENRLG0083-Rev02-Msr016 | ExAnte2019 | None | SDG | Mtl | Ex | IOU | Any | 0 | 0 | 0 | 15.7366 | 0.0015337 | -0.14356
16 | WPSDGENRLG0083-Rev02-Msr016 | ExAnte2019 | None | SDG | Nrs | Ex | CZ06 | Any | 0 | 0 | 0 | 13.7333 | 0.0029305 | -0.49847
16 | WPSDGENRLG0083-Rev02-Msr016 | ExAnte2019 | None | SDG | Nrs | Ex | CZ07 | Any | 0 | 0 | 0 | 13.6061 | 0.0028854 | -0.45523
16 | WPSDGENRLG0083-Rev02-Msr016 | ExAnte2019 | None | SDG | Nrs | Ex | CZ08 | Any | 0 | 0 | 0 | 13.8604 | 0.0029305 | -0.48448
16 | WPSDGENRLG0083-Rev02-Msr016 | ExAnte2019 | None | SDG | Nrs | Ex | CZ10 | Any | 0 | 0 | 0 | 13.8604 | 0.0030432 | -0.51373
16 | WPSDGENRLG0083-Rev02-Msr016 | ExAnte2019 | None | SDG | Nrs | Ex | CZ14 | Any | 0 | 0 | 0 | 13.7333 | 0.0029755 | -0.6002
16 | WPSDGENRLG0083-Rev02-Msr016 | ExAnte2019 | None | SDG | Nrs | Ex | CZ15 | Any | 0 | 0 | 0 | 14.6234 | 0.0030206 | -0.30264
16 | WPSDGENRLG0083-Rev02-Msr016 | ExAnte2019 | None | SDG | Nrs | Ex | IOU | Any | 0 | 0 | 0 | 13.6061 | 0.0029079 | -0.46541
16 | WPSDGENRLG0083-Rev02-Msr016 | ExAnte2019 | None | SDG | OfL | Ex | CZ06 | Any | 0 | 0 | 0 | 10.6488 | 0.0029362 | -0.059854
16 | WPSDGENRLG0083-Rev02-Msr016 | ExAnte2019 | None | SDG | OfL | Ex | CZ07 | Any | 0 | 0 | 0 | 10.6488 | 0.0029131 | -0.05306
16 | WPSDGENRLG0083-Rev02-Msr016 | ExAnte2019 | None | SDG | OfL | Ex | CZ08 | Any | 0 | 0 | 0 | 10.6488 | 0.0029594 | -0.059578
16 | WPSDGENRLG0083-Rev02-Msr016 | ExAnte2019 | None | SDG | OfL | Ex | CZ10 | Any | 0 | 0 | 0 | 10.6488 | 0.0030056 | -0.070135
16 | WPSDGENRLG0083-Rev02-Msr016 | ExAnte2019 | None | SDG | OfL | Ex | CZ14 | Any | 0 | 0 | 0 | 10.557 | 0.0030056 | -0.087669
16 | WPSDGENRLG0083-Rev02-Msr016 | ExAnte2019 | None | SDG | OfL | Ex | CZ15 | Any | 0 | 0 | 0 | 11.1996 | 0.0030287 | -0.040667
16 | WPSDGENRLG0083-Rev02-Msr016 | ExAnte2019 | None | SDG | OfL | Ex | IOU | Any | 0 | 0 | 0 | 10.6488 | 0.0029362 | -0.056457
16 | WPSDGENRLG0083-Rev02-Msr016 | ExAnte2019 | None | SDG | OfS | Ex | CZ06 | Any | 0 | 0 | 0 | 7.1553 | 0.0026138 | -0.010142
16 | WPSDGENRLG0083-Rev02-Msr016 | ExAnte2019 | None | SDG | OfS | Ex | CZ07 | Any | 0 | 0 | 0 | 7.2175 | 0.0025928 | -0.002887
16 | WPSDGENRLG0083-Rev02-Msr016 | ExAnte2019 | None | SDG | OfS | Ex | CZ08 | Any | 0 | 0 | 0 | 7.2175 | 0.0026347 | -0.0087108
16 | WPSDGENRLG0083-Rev02-Msr016 | ExAnte2019 | None | SDG | OfS | Ex | CZ10 | Any | 0 | 0 | 0 | 7.2175 | 0.0026556 | -0.013191
16 | WPSDGENRLG0083-Rev02-Msr016 | ExAnte2019 | None | SDG | OfS | Ex | CZ14 | Any | 0 | 0 | 0 | 7.0309 | 0.0026765 | -0.032666
16 | WPSDGENRLG0083-Rev02-Msr016 | ExAnte2019 | None | SDG | OfS | Ex | CZ15 | Any | 0 | 0 | 0 | 7.5908 | 0.0026347 | -0.0027066
16 | WPSDGENRLG0083-Rev02-Msr016 | ExAnte2019 | None | SDG | OfS | Ex | IOU | Any | 0 | 0 | 0 | 7.2175 | 0.0026138 | -0.0050772
16 | WPSDGENRLG0083-Rev02-Msr016 | ExAnte2019 | None | SDG | RFF | Ex | CZ06 | Any | 0 | 0 | 0 | 12.8316 | 0.0026221 | -0.22658
16 | WPSDGENRLG0083-Rev02-Msr016 | ExAnte2019 | None | SDG | RFF | Ex | CZ07 | Any | 0 | 0 | 0 | 12.9472 | 0.0026221 | -0.20577
16 | WPSDGENRLG0083-Rev02-Msr016 | ExAnte2019 | None | SDG | RFF | Ex | CZ08 | Any | 0 | 0 | 0 | 12.9472 | 0.0026008 | -0.19999
16 | WPSDGENRLG0083-Rev02-Msr016 | ExAnte2019 | None | SDG | RFF | Ex | CZ10 | Any | 0 | 0 | 0 | 12.9472 | 0.0026648 | -0.22195
16 | WPSDGENRLG0083-Rev02-Msr016 | ExAnte2019 | None | SDG | RFF | Ex | CZ14 | Any | 0 | 0 | 0 | 12.716 | 0.0027074 | -0.31559
16 | WPSDGENRLG0083-Rev02-Msr016 | ExAnte2019 | None | SDG | RFF | Ex | CZ15 | Any | 0 | 0 | 0 | 13.7564 | 0.0026861 | -0.10138
16 | WPSDGENRLG0083-Rev02-Msr016 | ExAnte2019 | None | SDG | RFF | Ex | IOU | Any | 0 | 0 | 0 | 12.9472 | 0.0026221 | -0.21039
16 | WPSDGENRLG0083-Rev02-Msr016 | ExAnte2019 | None | SDG | RSD | Ex | CZ06 | Any | 0 | 0 | 0 | 14.5466 | 0.002669 | -0.31301
16 | WPSDGENRLG0083-Rev02-Msr016 | ExAnte2019 | None | SDG | RSD | Ex | CZ07 | Any | 0 | 0 | 0 | 14.5466 | 0.0027117 | -0.28833
16 | WPSDGENRLG0083-Rev02-Msr016 | ExAnte2019 | None | SDG | RSD | Ex | CZ08 | Any | 0 | 0 | 0 | 14.6764 | 0.0025836 | -0.25976
16 | WPSDGENRLG0083-Rev02-Msr016 | ExAnte2019 | None | SDG | RSD | Ex | CZ10 | Any | 0 | 0 | 0 | 14.5466 | 0.0024555 | -0.30522
16 | WPSDGENRLG0083-Rev02-Msr016 | ExAnte2019 | None | SDG | RSD | Ex | CZ14 | Any | 0 | 0 | 0 | 14.027 | 0.0024555 | -0.50134
16 | WPSDGENRLG0083-Rev02-Msr016 | ExAnte2019 | None | SDG | RSD | Ex | CZ15 | Any | 0 | 0 | 0 | 15.7155 | 0.0027544 | -0.11663
16 | WPSDGENRLG0083-Rev02-Msr016 | ExAnte2019 | None | SDG | RSD | Ex | IOU | Any | 0 | 0 | 0 | 14.5466 | 0.0026476 | -0.29223
16 | WPSDGENRLG0083-Rev02-Msr016 | ExAnte2019 | None | SDG | Rt3 | Ex | CZ06 | Any | 0 | 0 | 0 | 21.8178 | 0.004007 | -0.10131
16 | WPSDGENRLG0083-Rev02-Msr016 | ExAnte2019 | None | SDG | Rt3 | Ex | CZ07 | Any | 0 | 0 | 0 | 21.8178 | 0.0039741 | -0.043825
16 | WPSDGENRLG0083-Rev02-Msr016 | ExAnte2019 | None | SDG | Rt3 | Ex | CZ08 | Any | 0 | 0 | 0 | 21.8178 | 0.0039741 | -0.090686
16 | WPSDGENRLG0083-Rev02-Msr016 | ExAnte2019 | None | SDG | Rt3 | Ex | CZ10 | Any | 0 | 0 | 0 | 21.6281 | 0.0040398 | -0.16582
16 | WPSDGENRLG0083-Rev02-Msr016 | ExAnte2019 | None | SDG | Rt3 | Ex | CZ14 | Any | 0 | 0 | 0 | 20.6795 | 0.0040727 | -0.60521
16 | WPSDGENRLG0083-Rev02-Msr016 | ExAnte2019 | None | SDG | Rt3 | Ex | CZ15 | Any | 0 | 0 | 0 | 22.387 | 0.0041055 | -0.039082
16 | WPSDGENRLG0083-Rev02-Msr016 | ExAnte2019 | None | SDG | Rt3 | Ex | IOU | Any | 0 | 0 | 0 | 21.8178 | 0.004007 | -0.079113
16 | WPSDGENRLG0083-Rev02-Msr016 | ExAnte2019 | None | SDG | RtL | Ex | CZ06 | Any | 0 | 0 | 0 | 15.5601 | 0.0038725 | -0.13302
16 | WPSDGENRLG0083-Rev02-Msr016 | ExAnte2019 | None | SDG | RtL | Ex | CZ07 | Any | 0 | 0 | 0 | 15.6978 | 0.0038725 | -0.097216
16 | WPSDGENRLG0083-Rev02-Msr016 | ExAnte2019 | None | SDG | RtL | Ex | CZ08 | Any | 0 | 0 | 0 | 15.6978 | 0.0038725 | -0.11512
16 | WPSDGENRLG0083-Rev02-Msr016 | ExAnte2019 | None | SDG | RtL | Ex | CZ10 | Any | 0 | 0 | 0 | 15.5601 | 0.0039355 | -0.15422
16 | WPSDGENRLG0083-Rev02-Msr016 | ExAnte2019 | None | SDG | RtL | Ex | CZ14 | Any | 0 | 0 | 0 | 15.0093 | 0.003967 | -0.32359
16 | WPSDGENRLG0083-Rev02-Msr016 | ExAnte2019 | None | SDG | RtL | Ex | CZ15 | Any | 0 | 0 | 0 | 16.2486 | 0.0039985 | -0.054392
16 | WPSDGENRLG0083-Rev02-Msr016 | ExAnte2019 | None | SDG | RtL | Ex | IOU | Any | 0 | 0 | 0 | 15.6978 | 0.0038725 | -0.11374
16 | WPSDGENRLG0083-Rev02-Msr016 | ExAnte2019 | None | SDG | RtS | Ex | CZ06 | Any | 0 | 0 | 0 | 8.7982 | 0.0026713 | -0.02803
16 | WPSDGENRLG0083-Rev02-Msr016 | ExAnte2019 | None | SDG | RtS | Ex | CZ07 | Any | 0 | 0 | 0 | 8.7982 | 0.0026275 | -0.016662
16 | WPSDGENRLG0083-Rev02-Msr016 | ExAnte2019 | None | SDG | RtS | Ex | CZ08 | Any | 0 | 0 | 0 | 8.876 | 0.0026713 | -0.023747
16 | WPSDGENRLG0083-Rev02-Msr016 | ExAnte2019 | None | SDG | RtS | Ex | CZ10 | Any | 0 | 0 | 0 | 8.7982 | 0.0026932 | -0.034959
16 | WPSDGENRLG0083-Rev02-Msr016 | ExAnte2019 | None | SDG | RtS | Ex | CZ14 | Any | 0 | 0 | 0 | 8.5646 | 0.0026932 | -0.087203
16 | WPSDGENRLG0083-Rev02-Msr016 | ExAnte2019 | None | SDG | RtS | Ex | CZ15 | Any | 0 | 0 | 0 | 9.2653 | 0.0027151 | -0.0074901
16 | WPSDGENRLG0083-Rev02-Msr016 | ExAnte2019 | None | SDG | RtS | Ex | IOU | Any | 0 | 0 | 0 | 8.7982 | 0.0026494 | -0.022034
16 | WPSDGENRLG0083-Rev02-Msr016 | ExAnte2019 | None | SDG | SCn | Ex | CZ06 | Any | 0 | 0 | 0 | 8.0196 | 0.0022277 | -0.099661
16 | WPSDGENRLG0083-Rev02-Msr016 | ExAnte2019 | None | SDG | SCn | Ex | CZ07 | Any | 0 | 0 | 0 | 7.8639 | 0.0022448 | -0.081753
16 | WPSDGENRLG0083-Rev02-Msr016 | ExAnte2019 | None | SDG | SCn | Ex | CZ08 | Any | 0 | 0 | 0 | 8.0974 | 0.0022277 | -0.084867
16 | WPSDGENRLG0083-Rev02-Msr016 | ExAnte2019 | None | SDG | SCn | Ex | CZ10 | Any | 0 | 0 | 0 | 8.0974 | 0.0022448 | -0.10511
16 | WPSDGENRLG0083-Rev02-Msr016 | ExAnte2019 | None | SDG | SCn | Ex | CZ14 | Any | 0 | 0 | 0 | 7.8639 | 0.0022105 | -0.15416
16 | WPSDGENRLG0083-Rev02-Msr016 | ExAnte2019 | None | SDG | SCn | Ex | CZ15 | Any | 0 | 0 | 0 | 8.7203 | 0.0022105 | -0.044925
16 | WPSDGENRLG0083-Rev02-Msr016 | ExAnte2019 | None | SDG | SCn | Ex | IOU | Any | 0 | 0 | 0 | 7.9417 | 0.0022448 | -0.089539
16 | WPSDGENRLG0083-Rev02-Msr016 | ExAnte2019 | None | SDG | SUn | Ex | CZ06 | Any | 0 | 0 | 0 | 7.344 | 0.001513 | 0
16 | WPSDGENRLG0083-Rev02-Msr016 | ExAnte2019 | None | SDG | SUn | Ex | CZ07 | Any | 0 | 0 | 0 | 7.344 | 0.001513 | 0
16 | WPSDGENRLG0083-Rev02-Msr016 | ExAnte2019 | None | SDG | SUn | Ex | CZ08 | Any | 0 | 0 | 0 | 7.344 | 0.001513 | 0
16 | WPSDGENRLG0083-Rev02-Msr016 | ExAnte2019 | None | SDG | SUn | Ex | CZ10 | Any | 0 | 0 | 0 | 7.344 | 0.001513 | 0
16 | WPSDGENRLG0083-Rev02-Msr016 | ExAnte2019 | None | SDG | SUn | Ex | CZ14 | Any | 0 | 0 | 0 | 7.344 | 0.001513 | 0
16 | WPSDGENRLG0083-Rev02-Msr016 | ExAnte2019 | None | SDG | SUn | Ex | CZ15 | Any | 0 | 0 | 0 | 7.344 | 0.001513 | 0
16 | WPSDGENRLG0083-Rev02-Msr016 | ExAnte2019 | None | SDG | SUn | Ex | IOU | Any | 0 | 0 | 0 | 7.344 | 0.001513 | 0
16 | WPSDGENRLG0083-Rev02-Msr016 | ExAnte2019 | None | SDG | WRf | Ex | CZ06 | Any | 0 | 0 | 0 | 25.1257 | 0.0022865 | 0
16 | WPSDGENRLG0083-Rev02-Msr016 | ExAnte2019 | None | SDG | WRf | Ex | CZ07 | Any | 0 | 0 | 0 | 25.2817 | 0.0022865 | 0
16 | WPSDGENRLG0083-Rev02-Msr016 | ExAnte2019 | None | SDG | WRf | Ex | CZ08 | Any | 0 | 0 | 0 | 24.1893 | 0.0022865 | 0
16 | WPSDGENRLG0083-Rev02-Msr016 | ExAnte2019 | None | SDG | WRf | Ex | CZ10 | Any | 0 | 0 | 0 | 24.8135 | 0.0023048 | 0
16 | WPSDGENRLG0083-Rev02-Msr016 | ExAnte2019 | None | SDG | WRf | Ex | CZ14 | Any | 0 | 0 | 0 | 23.0969 | 0.0022865 | 0
16 | WPSDGENRLG0083-Rev02-Msr016 | ExAnte2019 | None | SDG | WRf | Ex | CZ15 | Any | 0 | 0 | 0 | 24.5014 | 0.0023048 | 0
16 | WPSDGENRLG0083-Rev02-Msr016 | ExAnte2019 | None | SDG | WRf | Ex | IOU | Any | 0 | 0 | 0 | 25.1257 | 0.0022865 | 0
17 | WPSDGENRLG0083-Rev02-Msr017 | ExAnte2019 | None | SDG | Asm | Ex | CZ06 | Any | 0 | 0 | 0 | 4.6332 | 0.001535 | -0.03934
17 | WPSDGENRLG0083-Rev02-Msr017 | ExAnte2019 | None | SDG | Asm | Ex | CZ07 | Any | 0 | 0 | 0 | 4.6753 | 0.001535 | -0.03635
17 | WPSDGENRLG0083-Rev02-Msr017 | ExAnte2019 | None | SDG | Asm | Ex | CZ08 | Any | 0 | 0 | 0 | 4.6753 | 0.0014976 | -0.033275
17 | WPSDGENRLG0083-Rev02-Msr017 | ExAnte2019 | None | SDG | Asm | Ex | CZ10 | Any | 0 | 0 | 0 | 4.6332 | 0.0015101 | -0.042541
17 | WPSDGENRLG0083-Rev02-Msr017 | ExAnte2019 | None | SDG | Asm | Ex | CZ14 | Any | 0 | 0 | 0 | 4.5068 | 0.0014102 | -0.067813
17 | WPSDGENRLG0083-Rev02-Msr017 | ExAnte2019 | None | SDG | Asm | Ex | CZ15 | Any | 0 | 0 | 0 | 5.0965 | 0.0014976 | -0.018786
17 | WPSDGENRLG0083-Rev02-Msr017 | ExAnte2019 | None | SDG | Asm | Ex | IOU | Any | 0 | 0 | 0 | 4.6753 | 0.0015226 | -0.038498
17 | WPSDGENRLG0083-Rev02-Msr017 | ExAnte2019 | None | SDG | Com | Ex | IOU | Any | 0 | 0 | 0 | 8.9107 | 0.0021085 | -0.087516
17 | WPSDGENRLG0083-Rev02-Msr017 | ExAnte2019 | None | SDG | ECC | Ex | CZ06 | Any | 0 | 0 | 0 | 6.8162 | 0.0023048 | -0.086258
17 | WPSDGENRLG0083-Rev02-Msr017 | ExAnte2019 | None | SDG | ECC | Ex | CZ07 | Any | 0 | 0 | 0 | 6.8765 | 0.0023048 | -0.072384
17 | WPSDGENRLG0083-Rev02-Msr017 | ExAnte2019 | None | SDG | ECC | Ex | CZ08 | Any | 0 | 0 | 0 | 6.9368 | 0.0022866 | -0.078416
17 | WPSDGENRLG0083-Rev02-Msr017 | ExAnte2019 | None | SDG | ECC | Ex | CZ10 | Any | 0 | 0 | 0 | 6.8765 | 0.0023229 | -0.092893
17 | WPSDGENRLG0083-Rev02-Msr017 | ExAnte2019 | None | SDG | ECC | Ex | CZ14 | Any | 0 | 0 | 0 | 6.7558 | 0.0023048 | -0.13994
17 | WPSDGENRLG0083-Rev02-Msr017 | ExAnte2019 | None | SDG | ECC | Ex | CZ15 | Any | 0 | 0 | 0 | 7.2987 | 0.0022866 | -0.036373
17 | WPSDGENRLG0083-Rev02-Msr017 | ExAnte2019 | None | SDG | ECC | Ex | IOU | Any | 0 | 0 | 0 | 6.8765 | 0.0023048 | -0.077813
17 | WPSDGENRLG0083-Rev02-Msr017 | ExAnte2019 | None | SDG | EPr | Ex | CZ06 | Any | 0 | 0 | 0 | 6.1948 | 0.0022364 | -0.055427
17 | WPSDGENRLG0083-Rev02-Msr017 | ExAnte2019 | None | SDG | EPr | Ex | CZ07 | Any | 0 | 0 | 0 | 6.1948 | 0.0022539 | -0.049395
17 | WPSDGENRLG0083-Rev02-Msr017 | ExAnte2019 | None | SDG | EPr | Ex | CZ08 | Any | 0 | 0 | 0 | 6.2491 | 0.0022714 | -0.045809
17 | WPSDGENRLG0083-Rev02-Msr017 | ExAnte2019 | None | SDG | EPr | Ex | CZ10 | Any | 0 | 0 | 0 | 6.1948 | 0.0022539 | -0.058687
17 | WPSDGENRLG0083-Rev02-Msr017 | ExAnte2019 | None | SDG | EPr | Ex | CZ14 | Any | 0 | 0 | 0 | 5.9774 | 0.0022539 | -0.099986
17 | WPSDGENRLG0083-Rev02-Msr017 | ExAnte2019 | None | SDG | EPr | Ex | CZ15 | Any | 0 | 0 | 0 | 6.6295 | 0.0022539 | -0.024018
17 | WPSDGENRLG0083-Rev02-Msr017 | ExAnte2019 | None | SDG | EPr | Ex | IOU | Any | 0 | 0 | 0 | 6.1948 | 0.0022539 | -0.052927
17 | WPSDGENRLG0083-Rev02-Msr017 | ExAnte2019 | None | SDG | ERC | Ex | CZ06 | Any | 0 | 0 | 0 | 2.7706 | 0.0012187 | -0.016698
17 | WPSDGENRLG0083-Rev02-Msr017 | ExAnte2019 | None | SDG | ERC | Ex | CZ07 | Any | 0 | 0 | 0 | 2.8205 | 0.001238 | -0.013803
17 | WPSDGENRLG0083-Rev02-Msr017 | ExAnte2019 | None | SDG | ERC | Ex | CZ08 | Any | 0 | 0 | 0 | 2.7706 | 0.0012283 | -0.014602
17 | WPSDGENRLG0083-Rev02-Msr017 | ExAnte2019 | None | SDG | ERC | Ex | CZ10 | Any | 0 | 0 | 0 | 2.7706 | 0.0012283 | -0.017247
17 | WPSDGENRLG0083-Rev02-Msr017 | ExAnte2019 | None | SDG | ERC | Ex | CZ14 | Any | 0 | 0 | 0 | 2.7206 | 0.001238 | -0.022788
17 | WPSDGENRLG0083-Rev02-Msr017 | ExAnte2019 | None | SDG | ERC | Ex | CZ15 | Any | 0 | 0 | 0 | 2.9453 | 0.001267 | -0.0080371
17 | WPSDGENRLG0083-Rev02-Msr017 | ExAnte2019 | None | SDG | ERC | Ex | IOU | Any | 0 | 0 | 0 | 2.7955 | 0.001238 | -0.015176
17 | WPSDGENRLG0083-Rev02-Msr017 | ExAnte2019 | None | SDG | ESe | Ex | CZ06 | Any | 0 | 0 | 0 | 6.3773 | 0.0024228 | -0.07573
17 | WPSDGENRLG0083-Rev02-Msr017 | ExAnte2019 | None | SDG | ESe | Ex | CZ07 | Any | 0 | 0 | 0 | 6.3773 | 0.002366 | -0.06662
17 | WPSDGENRLG0083-Rev02-Msr017 | ExAnte2019 | None | SDG | ESe | Ex | CZ08 | Any | 0 | 0 | 0 | 6.4342 | 0.0024039 | -0.064912
17 | WPSDGENRLG0083-Rev02-Msr017 | ExAnte2019 | None | SDG | ESe | Ex | CZ10 | Any | 0 | 0 | 0 | 6.4342 | 0.0024039 | -0.081424
17 | WPSDGENRLG0083-Rev02-Msr017 | ExAnte2019 | None | SDG | ESe | Ex | CZ14 | Any | 0 | 0 | 0 | 6.2065 | 0.0023281 | -0.13096
17 | WPSDGENRLG0083-Rev02-Msr017 | ExAnte2019 | None | SDG | ESe | Ex | CZ15 | Any | 0 | 0 | 0 | 6.9467 | 0.0024039 | -0.035872
17 | WPSDGENRLG0083-Rev02-Msr017 | ExAnte2019 | None | SDG | ESe | Ex | IOU | Any | 0 | 0 | 0 | 6.3773 | 0.002366 | -0.072314
17 | WPSDGENRLG0083-Rev02-Msr017 | ExAnte2019 | None | SDG | EUn | Ex | CZ06 | Any | 0 | 0 | 0 | 7.3507 | 0.0024767 | -0.072862
17 | WPSDGENRLG0083-Rev02-Msr017 | ExAnte2019 | None | SDG | EUn | Ex | CZ07 | Any | 0 | 0 | 0 | 7.3507 | 0.002457 | -0.063255
17 | WPSDGENRLG0083-Rev02-Msr017 | ExAnte2019 | None | SDG | EUn | Ex | CZ08 | Any | 0 | 0 | 0 | 7.4152 | 0.0024963 | -0.070283
17 | WPSDGENRLG0083-Rev02-Msr017 | ExAnte2019 | None | SDG | EUn | Ex | CZ10 | Any | 0 | 0 | 0 | 7.4152 | 0.002516 | -0.081245
17 | WPSDGENRLG0083-Rev02-Msr017 | ExAnte2019 | None | SDG | EUn | Ex | CZ14 | Any | 0 | 0 | 0 | 7.2862 | 0.0024963 | -0.10897
17 | WPSDGENRLG0083-Rev02-Msr017 | ExAnte2019 | None | SDG | EUn | Ex | CZ15 | Any | 0 | 0 | 0 | 7.6731 | 0.0024963 | -0.035206
17 | WPSDGENRLG0083-Rev02-Msr017 | ExAnte2019 | None | SDG | EUn | Ex | IOU | Any | 0 | 0 | 0 | 7.3507 | 0.0024767 | -0.067704
17 | WPSDGENRLG0083-Rev02-Msr017 | ExAnte2019 | None | SDG | Gro | Ex | CZ06 | Any | 0 | 0 | 0 | 14.1541 | 0.0028334 | -0.96977
17 | WPSDGENRLG0083-Rev02-Msr017 | ExAnte2019 | None | SDG | Gro | Ex | CZ07 | Any | 0 | 0 | 0 | 14.014 | 0.0027643 | -1.0314
17 | WPSDGENRLG0083-Rev02-Msr017 | ExAnte2019 | None | SDG | Gro | Ex | CZ08 | Any | 0 | 0 | 0 | 14.4344 | 0.0029025 | -0.87868
17 | WPSDGENRLG0083-Rev02-Msr017 | ExAnte2019 | None | SDG | Gro | Ex | CZ10 | Any | 0 | 0 | 0 | 14.7147 | 0.0030408 | -0.83243
17 | WPSDGENRLG0083-Rev02-Msr017 | ExAnte2019 | None | SDG | Gro | Ex | CZ14 | Any | 0 | 0 | 0 | 14.5746 | 0.0030638 | -0.87868
17 | WPSDGENRLG0083-Rev02-Msr017 | ExAnte2019 | None | SDG | Gro | Ex | CZ15 | Any | 0 | 0 | 0 | 15.6957 | 0.0029947 | -0.46807
17 | WPSDGENRLG0083-Rev02-Msr017 | ExAnte2019 | None | SDG | Gro | Ex | IOU | Any | 0 | 0 | 0 | 14.1541 | 0.0028565 | -0.96837
17 | WPSDGENRLG0083-Rev02-Msr017 | ExAnte2019 | None | SDG | Hsp | Ex | CZ06 | Any | 0 | 0 | 0 | 17.4616 | 0.0024928 | -0.45856
17 | WPSDGENRLG0083-Rev02-Msr017 | ExAnte2019 | None | SDG | Hsp | Ex | CZ07 | Any | 0 | 0 | 0 | 17.4616 | 0.0024728 | -0.41908
17 | WPSDGENRLG0083-Rev02-Msr017 | ExAnte2019 | None | SDG | Hsp | Ex | CZ08 | Any | 0 | 0 | 0 | 17.4616 | 0.0024928 | -0.45248
17 | WPSDGENRLG0083-Rev02-Msr017 | ExAnte2019 | None | SDG | Hsp | Ex | CZ10 | Any | 0 | 0 | 0 | 17.4616 | 0.0025526 | -0.48892
17 | WPSDGENRLG0083-Rev02-Msr017 | ExAnte2019 | None | SDG | Hsp | Ex | CZ14 | Any | 0 | 0 | 0 | 17.1579 | 0.0025326 | -0.59825
17 | WPSDGENRLG0083-Rev02-Msr017 | ExAnte2019 | None | SDG | Hsp | Ex | CZ15 | Any | 0 | 0 | 0 | 17.7653 | 0.0025326 | -0.38719
17 | WPSDGENRLG0083-Rev02-Msr017 | ExAnte2019 | None | SDG | Hsp | Ex | IOU | Any | 0 | 0 | 0 | 17.4616 | 0.0024928 | -0.43123
17 | WPSDGENRLG0083-Rev02-Msr017 | ExAnte2019 | None | SDG | Htl | Ex | CZ06 | Any | 0 | 0 | 0 | 14.5777 | 0.0021678 | -0.18256
17 | WPSDGENRLG0083-Rev02-Msr017 | ExAnte2019 | None | SDG | Htl | Ex | CZ07 | Any | 0 | 0 | 0 | 14.9864 | 0.0021504 | -0.14714
17 | WPSDGENRLG0083-Rev02-Msr017 | ExAnte2019 | None | SDG | Htl | Ex | CZ08 | Any | 0 | 0 | 0 | 14.8502 | 0.0021851 | -0.16213
17 | WPSDGENRLG0083-Rev02-Msr017 | ExAnte2019 | None | SDG | Htl | Ex | CZ10 | Any | 0 | 0 | 0 | 14.5777 | 0.0022198 | -0.1812
17 | WPSDGENRLG0083-Rev02-Msr017 | ExAnte2019 | None | SDG | Htl | Ex | CZ14 | Any | 0 | 0 | 0 | 13.8965 | 0.0022198 | -0.24251
17 | WPSDGENRLG0083-Rev02-Msr017 | ExAnte2019 | None | SDG | Htl | Ex | CZ15 | Any | 0 | 0 | 0 | 15.8038 | 0.0022371 | -0.10422
17 | WPSDGENRLG0083-Rev02-Msr017 | ExAnte2019 | None | SDG | Htl | Ex | IOU | Any | 0 | 0 | 0 | 14.8502 | 0.0021678 | -0.15259
17 | WPSDGENRLG0083-Rev02-Msr017 | ExAnte2019 | None | SDG | MBT | Ex | CZ06 | Any | 0 | 0 | 0 | 8.2035 | 0.0017795 | -0.0052262
17 | WPSDGENRLG0083-Rev02-Msr017 | ExAnte2019 | None | SDG | MBT | Ex | CZ07 | Any | 0 | 0 | 0 | 8.2742 | 0.0017503 | -0.0010184
17 | WPSDGENRLG0083-Rev02-Msr017 | ExAnte2019 | None | SDG | MBT | Ex | CZ08 | Any | 0 | 0 | 0 | 8.2035 | 0.0018524 | -0.0033238
17 | WPSDGENRLG0083-Rev02-Msr017 | ExAnte2019 | None | SDG | MBT | Ex | CZ10 | Any | 0 | 0 | 0 | 8.2035 | 0.0018962 | -0.0067891
17 | WPSDGENRLG0083-Rev02-Msr017 | ExAnte2019 | None | SDG | MBT | Ex | CZ14 | Any | 0 | 0 | 0 | 8.0621 | 0.0018816 | -0.016336
17 | WPSDGENRLG0083-Rev02-Msr017 | ExAnte2019 | None | SDG | MBT | Ex | CZ15 | Any | 0 | 0 | 0 | 8.5571 | 0.0018962 | 0
17 | WPSDGENRLG0083-Rev02-Msr017 | ExAnte2019 | None | SDG | MBT | Ex | IOU | Any | 0 | 0 | 0 | 8.2035 | 0.0017941 | -0.0030975
17 | WPSDGENRLG0083-Rev02-Msr017 | ExAnte2019 | None | SDG | MLI | Ex | CZ06 | Any | 0 | 0 | 0 | 8.1713 | 0.0018283 | -0.04638
17 | WPSDGENRLG0083-Rev02-Msr017 | ExAnte2019 | None | SDG | MLI | Ex | CZ07 | Any | 0 | 0 | 0 | 8.1713 | 0.0018131 | -0.023228
17 | WPSDGENRLG0083-Rev02-Msr017 | ExAnte2019 | None | SDG | MLI | Ex | CZ08 | Any | 0 | 0 | 0 | 8.2469 | 0.0018283 | -0.037981
17 | WPSDGENRLG0083-Rev02-Msr017 | ExAnte2019 | None | SDG | MLI | Ex | CZ10 | Any | 0 | 0 | 0 | 8.2469 | 0.001874 | -0.052357
17 | WPSDGENRLG0083-Rev02-Msr017 | ExAnte2019 | None | SDG | MLI | Ex | CZ14 | Any | 0 | 0 | 0 | 8.02 | 0.0018588 | -0.14829
17 | WPSDGENRLG0083-Rev02-Msr017 | ExAnte2019 | None | SDG | MLI | Ex | CZ15 | Any | 0 | 0 | 0 | 8.8522 | 0.0018436 | -0.014224
17 | WPSDGENRLG0083-Rev02-Msr017 | ExAnte2019 | None | SDG | MLI | Ex | IOU | Any | 0 | 0 | 0 | 8.1713 | 0.0018283 | -0.034274
17 | WPSDGENRLG0083-Rev02-Msr017 | ExAnte2019 | None | SDG | Mtl | Ex | CZ06 | Any | 0 | 0 | 0 | 11.8227 | 0.0011728 | -0.14251
17 | WPSDGENRLG0083-Rev02-Msr017 | ExAnte2019 | None | SDG | Mtl | Ex | CZ07 | Any | 0 | 0 | 0 | 12.1394 | 0.0011635 | -0.10461
17 | WPSDGENRLG0083-Rev02-Msr017 | ExAnte2019 | None | SDG | Mtl | Ex | CZ08 | Any | 0 | 0 | 0 | 11.9283 | 0.0011821 | -0.12034
17 | WPSDGENRLG0083-Rev02-Msr017 | ExAnte2019 | None | SDG | Mtl | Ex | CZ10 | Any | 0 | 0 | 0 | 11.8227 | 0.0012193 | -0.14145
17 | WPSDGENRLG0083-Rev02-Msr017 | ExAnte2019 | None | SDG | Mtl | Ex | CZ14 | Any | 0 | 0 | 0 | 11.4005 | 0.00121 | -0.19423
17 | WPSDGENRLG0083-Rev02-Msr017 | ExAnte2019 | None | SDG | Mtl | Ex | CZ15 | Any | 0 | 0 | 0 | 12.6672 | 0.001238 | -0.05943
17 | WPSDGENRLG0083-Rev02-Msr017 | ExAnte2019 | None | SDG | Mtl | Ex | IOU | Any | 0 | 0 | 0 | 12.0338 | 0.0011728 | -0.10978
17 | WPSDGENRLG0083-Rev02-Msr017 | ExAnte2019 | None | SDG | Nrs | Ex | CZ06 | Any | 0 | 0 | 0 | 10.5019 | 0.0022409 | -0.38118
17 | WPSDGENRLG0083-Rev02-Msr017 | ExAnte2019 | None | SDG | Nrs | Ex | CZ07 | Any | 0 | 0 | 0 | 10.4047 | 0.0022065 | -0.34812
17 | WPSDGENRLG0083-Rev02-Msr017 | ExAnte2019 | None | SDG | Nrs | Ex | CZ08 | Any | 0 | 0 | 0 | 10.5992 | 0.0022409 | -0.37048
17 | WPSDGENRLG0083-Rev02-Msr017 | ExAnte2019 | None | SDG | Nrs | Ex | CZ10 | Any | 0 | 0 | 0 | 10.5992 | 0.0023271 | -0.39285
17 | WPSDGENRLG0083-Rev02-Msr017 | ExAnte2019 | None | SDG | Nrs | Ex | CZ14 | Any | 0 | 0 | 0 | 10.5019 | 0.0022754 | -0.45897
17 | WPSDGENRLG0083-Rev02-Msr017 | ExAnte2019 | None | SDG | Nrs | Ex | CZ15 | Any | 0 | 0 | 0 | 11.1826 | 0.0023099 | -0.23143
17 | WPSDGENRLG0083-Rev02-Msr017 | ExAnte2019 | None | SDG | Nrs | Ex | IOU | Any | 0 | 0 | 0 | 10.4047 | 0.0022237 | -0.3559
17 | WPSDGENRLG0083-Rev02-Msr017 | ExAnte2019 | None | SDG | OfL | Ex | CZ06 | Any | 0 | 0 | 0 | 8.1432 | 0.0022454 | -0.04577
17 | WPSDGENRLG0083-Rev02-Msr017 | ExAnte2019 | None | SDG | OfL | Ex | CZ07 | Any | 0 | 0 | 0 | 8.1432 | 0.0022277 | -0.040576
17 | WPSDGENRLG0083-Rev02-Msr017 | ExAnte2019 | None | SDG | OfL | Ex | CZ08 | Any | 0 | 0 | 0 | 8.1432 | 0.002263 | -0.04556
17 | WPSDGENRLG0083-Rev02-Msr017 | ExAnte2019 | None | SDG | OfL | Ex | CZ10 | Any | 0 | 0 | 0 | 8.1432 | 0.0022984 | -0.053633
17 | WPSDGENRLG0083-Rev02-Msr017 | ExAnte2019 | None | SDG | OfL | Ex | CZ14 | Any | 0 | 0 | 0 | 8.073 | 0.0022984 | -0.067041
17 | WPSDGENRLG0083-Rev02-Msr017 | ExAnte2019 | None | SDG | OfL | Ex | CZ15 | Any | 0 | 0 | 0 | 8.5644 | 0.0023161 | -0.031099
17 | WPSDGENRLG0083-Rev02-Msr017 | ExAnte2019 | None | SDG | OfL | Ex | IOU | Any | 0 | 0 | 0 | 8.1432 | 0.0022454 | -0.043173
17 | WPSDGENRLG0083-Rev02-Msr017 | ExAnte2019 | None | SDG | OfS | Ex | CZ06 | Any | 0 | 0 | 0 | 5.4717 | 0.0019988 | -0.0077555
17 | WPSDGENRLG0083-Rev02-Msr017 | ExAnte2019 | None | SDG | OfS | Ex | CZ07 | Any | 0 | 0 | 0 | 5.5193 | 0.0019828 | -0.0022077
17 | WPSDGENRLG0083-Rev02-Msr017 | ExAnte2019 | None | SDG | OfS | Ex | CZ08 | Any | 0 | 0 | 0 | 5.5193 | 0.0020147 | -0.0066612
17 | WPSDGENRLG0083-Rev02-Msr017 | ExAnte2019 | None | SDG | OfS | Ex | CZ10 | Any | 0 | 0 | 0 | 5.5193 | 0.0020307 | -0.010087
17 | WPSDGENRLG0083-Rev02-Msr017 | ExAnte2019 | None | SDG | OfS | Ex | CZ14 | Any | 0 | 0 | 0 | 5.3765 | 0.0020467 | -0.02498
17 | WPSDGENRLG0083-Rev02-Msr017 | ExAnte2019 | None | SDG | OfS | Ex | CZ15 | Any | 0 | 0 | 0 | 5.8048 | 0.0020147 | -0.0020697
17 | WPSDGENRLG0083-Rev02-Msr017 | ExAnte2019 | None | SDG | OfS | Ex | IOU | Any | 0 | 0 | 0 | 5.5193 | 0.0019988 | -0.0038825
17 | WPSDGENRLG0083-Rev02-Msr017 | ExAnte2019 | None | SDG | RFF | Ex | CZ06 | Any | 0 | 0 | 0 | 9.8124 | 0.0020051 | -0.17326
17 | WPSDGENRLG0083-Rev02-Msr017 | ExAnte2019 | None | SDG | RFF | Ex | CZ07 | Any | 0 | 0 | 0 | 9.9008 | 0.0020051 | -0.15735
17 | WPSDGENRLG0083-Rev02-Msr017 | ExAnte2019 | None | SDG | RFF | Ex | CZ08 | Any | 0 | 0 | 0 | 9.9008 | 0.0019888 | -0.15293
17 | WPSDGENRLG0083-Rev02-Msr017 | ExAnte2019 | None | SDG | RFF | Ex | CZ10 | Any | 0 | 0 | 0 | 9.9008 | 0.0020378 | -0.16973
17 | WPSDGENRLG0083-Rev02-Msr017 | ExAnte2019 | None | SDG | RFF | Ex | CZ14 | Any | 0 | 0 | 0 | 9.724 | 0.0020704 | -0.24133
17 | WPSDGENRLG0083-Rev02-Msr017 | ExAnte2019 | None | SDG | RFF | Ex | CZ15 | Any | 0 | 0 | 0 | 10.5196 | 0.0020541 | -0.077527
17 | WPSDGENRLG0083-Rev02-Msr017 | ExAnte2019 | None | SDG | RFF | Ex | IOU | Any | 0 | 0 | 0 | 9.9008 | 0.0020051 | -0.16089
17 | WPSDGENRLG0083-Rev02-Msr017 | ExAnte2019 | None | SDG | RSD | Ex | CZ06 | Any | 0 | 0 | 0 | 11.1238 | 0.002041 | -0.23936
17 | WPSDGENRLG0083-Rev02-Msr017 | ExAnte2019 | None | SDG | RSD | Ex | CZ07 | Any | 0 | 0 | 0 | 11.1238 | 0.0020737 | -0.22049
17 | WPSDGENRLG0083-Rev02-Msr017 | ExAnte2019 | None | SDG | RSD | Ex | CZ08 | Any | 0 | 0 | 0 | 11.2232 | 0.0019757 | -0.19864
17 | WPSDGENRLG0083-Rev02-Msr017 | ExAnte2019 | None | SDG | RSD | Ex | CZ10 | Any | 0 | 0 | 0 | 11.1238 | 0.0018777 | -0.2334
17 | WPSDGENRLG0083-Rev02-Msr017 | ExAnte2019 | None | SDG | RSD | Ex | CZ14 | Any | 0 | 0 | 0 | 10.7266 | 0.0018777 | -0.38338
17 | WPSDGENRLG0083-Rev02-Msr017 | ExAnte2019 | None | SDG | RSD | Ex | CZ15 | Any | 0 | 0 | 0 | 12.0177 | 0.0021063 | -0.089189
17 | WPSDGENRLG0083-Rev02-Msr017 | ExAnte2019 | None | SDG | RSD | Ex | IOU | Any | 0 | 0 | 0 | 11.1238 | 0.0020247 | -0.22347
17 | WPSDGENRLG0083-Rev02-Msr017 | ExAnte2019 | None | SDG | Rt3 | Ex | CZ06 | Any | 0 | 0 | 0 | 16.6842 | 0.0030642 | -0.077473
17 | WPSDGENRLG0083-Rev02-Msr017 | ExAnte2019 | None | SDG | Rt3 | Ex | CZ07 | Any | 0 | 0 | 0 | 16.6842 | 0.003039 | -0.033513
17 | WPSDGENRLG0083-Rev02-Msr017 | ExAnte2019 | None | SDG | Rt3 | Ex | CZ08 | Any | 0 | 0 | 0 | 16.6842 | 0.003039 | -0.069348
17 | WPSDGENRLG0083-Rev02-Msr017 | ExAnte2019 | None | SDG | Rt3 | Ex | CZ10 | Any | 0 | 0 | 0 | 16.5391 | 0.0030893 | -0.1268
17 | WPSDGENRLG0083-Rev02-Msr017 | ExAnte2019 | None | SDG | Rt3 | Ex | CZ14 | Any | 0 | 0 | 0 | 15.8137 | 0.0031144 | -0.46281
17 | WPSDGENRLG0083-Rev02-Msr017 | ExAnte2019 | None | SDG | Rt3 | Ex | CZ15 | Any | 0 | 0 | 0 | 17.1194 | 0.0031395 | -0.029886
17 | WPSDGENRLG0083-Rev02-Msr017 | ExAnte2019 | None | SDG | Rt3 | Ex | IOU | Any | 0 | 0 | 0 | 16.6842 | 0.0030642 | -0.060498
17 | WPSDGENRLG0083-Rev02-Msr017 | ExAnte2019 | None | SDG | RtL | Ex | CZ06 | Any | 0 | 0 | 0 | 11.8989 | 0.0029613 | -0.10172
17 | WPSDGENRLG0083-Rev02-Msr017 | ExAnte2019 | None | SDG | RtL | Ex | CZ07 | Any | 0 | 0 | 0 | 12.0042 | 0.0029613 | -0.074342
17 | WPSDGENRLG0083-Rev02-Msr017 | ExAnte2019 | None | SDG | RtL | Ex | CZ08 | Any | 0 | 0 | 0 | 12.0042 | 0.0029613 | -0.088031
17 | WPSDGENRLG0083-Rev02-Msr017 | ExAnte2019 | None | SDG | RtL | Ex | CZ10 | Any | 0 | 0 | 0 | 11.8989 | 0.0030095 | -0.11794
17 | WPSDGENRLG0083-Rev02-Msr017 | ExAnte2019 | None | SDG | RtL | Ex | CZ14 | Any | 0 | 0 | 0 | 11.4777 | 0.0030336 | -0.24746
17 | WPSDGENRLG0083-Rev02-Msr017 | ExAnte2019 | None | SDG | RtL | Ex | CZ15 | Any | 0 | 0 | 0 | 12.4254 | 0.0030577 | -0.041594
17 | WPSDGENRLG0083-Rev02-Msr017 | ExAnte2019 | None | SDG | RtL | Ex | IOU | Any | 0 | 0 | 0 | 12.0042 | 0.0029613 | -0.086978
17 | WPSDGENRLG0083-Rev02-Msr017 | ExAnte2019 | None | SDG | RtS | Ex | CZ06 | Any | 0 | 0 | 0 | 6.728 | 0.0020428 | -0.021434
17 | WPSDGENRLG0083-Rev02-Msr017 | ExAnte2019 | None | SDG | RtS | Ex | CZ07 | Any | 0 | 0 | 0 | 6.728 | 0.0020093 | -0.012742
17 | WPSDGENRLG0083-Rev02-Msr017 | ExAnte2019 | None | SDG | RtS | Ex | CZ08 | Any | 0 | 0 | 0 | 6.7876 | 0.0020428 | -0.01816
17 | WPSDGENRLG0083-Rev02-Msr017 | ExAnte2019 | None | SDG | RtS | Ex | CZ10 | Any | 0 | 0 | 0 | 6.728 | 0.0020595 | -0.026733
17 | WPSDGENRLG0083-Rev02-Msr017 | ExAnte2019 | None | SDG | RtS | Ex | CZ14 | Any | 0 | 0 | 0 | 6.5494 | 0.0020595 | -0.066685
17 | WPSDGENRLG0083-Rev02-Msr017 | ExAnte2019 | None | SDG | RtS | Ex | CZ15 | Any | 0 | 0 | 0 | 7.0853 | 0.0020763 | -0.0057277
17 | WPSDGENRLG0083-Rev02-Msr017 | ExAnte2019 | None | SDG | RtS | Ex | IOU | Any | 0 | 0 | 0 | 6.728 | 0.002026 | -0.01685
17 | WPSDGENRLG0083-Rev02-Msr017 | ExAnte2019 | None | SDG | SCn | Ex | CZ06 | Any | 0 | 0 | 0 | 6.1326 | 0.0017035 | -0.076211
17 | WPSDGENRLG0083-Rev02-Msr017 | ExAnte2019 | None | SDG | SCn | Ex | CZ07 | Any | 0 | 0 | 0 | 6.0135 | 0.0017166 | -0.062517
17 | WPSDGENRLG0083-Rev02-Msr017 | ExAnte2019 | None | SDG | SCn | Ex | CZ08 | Any | 0 | 0 | 0 | 6.1922 | 0.0017035 | -0.064899
17 | WPSDGENRLG0083-Rev02-Msr017 | ExAnte2019 | None | SDG | SCn | Ex | CZ10 | Any | 0 | 0 | 0 | 6.1922 | 0.0017166 | -0.080379
17 | WPSDGENRLG0083-Rev02-Msr017 | ExAnte2019 | None | SDG | SCn | Ex | CZ14 | Any | 0 | 0 | 0 | 6.0135 | 0.0016904 | -0.11789
17 | WPSDGENRLG0083-Rev02-Msr017 | ExAnte2019 | None | SDG | SCn | Ex | CZ15 | Any | 0 | 0 | 0 | 6.6685 | 0.0016904 | -0.034355
17 | WPSDGENRLG0083-Rev02-Msr017 | ExAnte2019 | None | SDG | SCn | Ex | IOU | Any | 0 | 0 | 0 | 6.0731 | 0.0017166 | -0.068471
17 | WPSDGENRLG0083-Rev02-Msr017 | ExAnte2019 | None | SDG | SUn | Ex | CZ06 | Any | 0 | 0 | 0 | 5.616 | 0.001157 | 0
17 | WPSDGENRLG0083-Rev02-Msr017 | ExAnte2019 | None | SDG | SUn | Ex | CZ07 | Any | 0 | 0 | 0 | 5.616 | 0.001157 | 0
17 | WPSDGENRLG0083-Rev02-Msr017 | ExAnte2019 | None | SDG | SUn | Ex | CZ08 | Any | 0 | 0 | 0 | 5.616 | 0.001157 | 0
17 | WPSDGENRLG0083-Rev02-Msr017 | ExAnte2019 | None | SDG | SUn | Ex | CZ10 | Any | 0 | 0 | 0 | 5.616 | 0.001157 | 0
17 | WPSDGENRLG0083-Rev02-Msr017 | ExAnte2019 | None | SDG | SUn | Ex | CZ14 | Any | 0 | 0 | 0 | 5.616 | 0.001157 | 0
17 | WPSDGENRLG0083-Rev02-Msr017 | ExAnte2019 | None | SDG | SUn | Ex | CZ15 | Any | 0 | 0 | 0 | 5.616 | 0.001157 | 0
17 | WPSDGENRLG0083-Rev02-Msr017 | ExAnte2019 | None | SDG | SUn | Ex | IOU | Any | 0 | 0 | 0 | 5.616 | 0.001157 | 0
17 | WPSDGENRLG0083-Rev02-Msr017 | ExAnte2019 | None | SDG | WRf | Ex | CZ06 | Any | 0 | 0 | 0 | 19.2137 | 0.0017485 | 0
17 | WPSDGENRLG0083-Rev02-Msr017 | ExAnte2019 | None | SDG | WRf | Ex | CZ07 | Any | 0 | 0 | 0 | 19.3331 | 0.0017485 | 0
17 | WPSDGENRLG0083-Rev02-Msr017 | ExAnte2019 | None | SDG | WRf | Ex | CZ08 | Any | 0 | 0 | 0 | 18.4977 | 0.0017485 | 0
17 | WPSDGENRLG0083-Rev02-Msr017 | ExAnte2019 | None | SDG | WRf | Ex | CZ10 | Any | 0 | 0 | 0 | 18.9751 | 0.0017625 | 0
17 | WPSDGENRLG0083-Rev02-Msr017 | ExAnte2019 | None | SDG | WRf | Ex | CZ14 | Any | 0 | 0 | 0 | 17.6623 | 0.0017485 | 0
17 | WPSDGENRLG0083-Rev02-Msr017 | ExAnte2019 | None | SDG | WRf | Ex | CZ15 | Any | 0 | 0 | 0 | 18.7364 | 0.0017625 | 0
17 | WPSDGENRLG0083-Rev02-Msr017 | ExAnte2019 | None | SDG | WRf | Ex | IOU | Any | 0 | 0 | 0 | 19.2137 | 0.0017485 | 0
18 | WPSDGENRLG0083-Rev02-Msr018 | ExAnte2019 | None | SDG | Asm | Ex | CZ06 | Any | 0 | 0 | 0 | 6.0588 | 0.0020074 | -0.051445
18 | WPSDGENRLG0083-Rev02-Msr018 | ExAnte2019 | None | SDG | Asm | Ex | CZ07 | Any | 0 | 0 | 0 | 6.1139 | 0.0020074 | -0.047534
18 | WPSDGENRLG0083-Rev02-Msr018 | ExAnte2019 | None | SDG | Asm | Ex | CZ08 | Any | 0 | 0 | 0 | 6.1139 | 0.0019584 | -0.043513
18 | WPSDGENRLG0083-Rev02-Msr018 | ExAnte2019 | None | SDG | Asm | Ex | CZ10 | Any | 0 | 0 | 0 | 6.0588 | 0.0019747 | -0.055631
18 | WPSDGENRLG0083-Rev02-Msr018 | ExAnte2019 | None | SDG | Asm | Ex | CZ14 | Any | 0 | 0 | 0 | 5.8936 | 0.0018442 | -0.088679
18 | WPSDGENRLG0083-Rev02-Msr018 | ExAnte2019 | None | SDG | Asm | Ex | CZ15 | Any | 0 | 0 | 0 | 6.6647 | 0.0019584 | -0.024566
18 | WPSDGENRLG0083-Rev02-Msr018 | ExAnte2019 | None | SDG | Asm | Ex | IOU | Any | 0 | 0 | 0 | 6.1139 | 0.001991 | -0.050343
18 | WPSDGENRLG0083-Rev02-Msr018 | ExAnte2019 | None | SDG | Com | Ex | IOU | Any | 0 | 0 | 0 | 11.6525 | 0.0027573 | -0.11444
18 | WPSDGENRLG0083-Rev02-Msr018 | ExAnte2019 | None | SDG | ECC | Ex | CZ06 | Any | 0 | 0 | 0 | 8.9134 | 0.003014 | -0.1128
18 | WPSDGENRLG0083-Rev02-Msr018 | ExAnte2019 | None | SDG | ECC | Ex | CZ07 | Any | 0 | 0 | 0 | 8.9923 | 0.003014 | -0.094656
18 | WPSDGENRLG0083-Rev02-Msr018 | ExAnte2019 | None | SDG | ECC | Ex | CZ08 | Any | 0 | 0 | 0 | 9.0712 | 0.0029902 | -0.10254
18 | WPSDGENRLG0083-Rev02-Msr018 | ExAnte2019 | None | SDG | ECC | Ex | CZ10 | Any | 0 | 0 | 0 | 8.9923 | 0.0030377 | -0.12148
18 | WPSDGENRLG0083-Rev02-Msr018 | ExAnte2019 | None | SDG | ECC | Ex | CZ14 | Any | 0 | 0 | 0 | 8.8346 | 0.003014 | -0.183
18 | WPSDGENRLG0083-Rev02-Msr018 | ExAnte2019 | None | SDG | ECC | Ex | CZ15 | Any | 0 | 0 | 0 | 9.5445 | 0.0029902 | -0.047565
18 | WPSDGENRLG0083-Rev02-Msr018 | ExAnte2019 | None | SDG | ECC | Ex | IOU | Any | 0 | 0 | 0 | 8.9923 | 0.003014 | -0.10176
18 | WPSDGENRLG0083-Rev02-Msr018 | ExAnte2019 | None | SDG | EPr | Ex | CZ06 | Any | 0 | 0 | 0 | 8.1008 | 0.0029245 | -0.072481
18 | WPSDGENRLG0083-Rev02-Msr018 | ExAnte2019 | None | SDG | EPr | Ex | CZ07 | Any | 0 | 0 | 0 | 8.1008 | 0.0029474 | -0.064594
18 | WPSDGENRLG0083-Rev02-Msr018 | ExAnte2019 | None | SDG | EPr | Ex | CZ08 | Any | 0 | 0 | 0 | 8.1719 | 0.0029702 | -0.059904
18 | WPSDGENRLG0083-Rev02-Msr018 | ExAnte2019 | None | SDG | EPr | Ex | CZ10 | Any | 0 | 0 | 0 | 8.1008 | 0.0029474 | -0.076745
18 | WPSDGENRLG0083-Rev02-Msr018 | ExAnte2019 | None | SDG | EPr | Ex | CZ14 | Any | 0 | 0 | 0 | 7.8166 | 0.0029474 | -0.13075
18 | WPSDGENRLG0083-Rev02-Msr018 | ExAnte2019 | None | SDG | EPr | Ex | CZ15 | Any | 0 | 0 | 0 | 8.6693 | 0.0029474 | -0.031409
18 | WPSDGENRLG0083-Rev02-Msr018 | ExAnte2019 | None | SDG | EPr | Ex | IOU | Any | 0 | 0 | 0 | 8.1008 | 0.0029474 | -0.069212
18 | WPSDGENRLG0083-Rev02-Msr018 | ExAnte2019 | None | SDG | ERC | Ex | CZ06 | Any | 0 | 0 | 0 | 3.623 | 0.0015936 | -0.021836
18 | WPSDGENRLG0083-Rev02-Msr018 | ExAnte2019 | None | SDG | ERC | Ex | CZ07 | Any | 0 | 0 | 0 | 3.6883 | 0.0016189 | -0.01805
18 | WPSDGENRLG0083-Rev02-Msr018 | ExAnte2019 | None | SDG | ERC | Ex | CZ08 | Any | 0 | 0 | 0 | 3.623 | 0.0016063 | -0.019094
18 | WPSDGENRLG0083-Rev02-Msr018 | ExAnte2019 | None | SDG | ERC | Ex | CZ10 | Any | 0 | 0 | 0 | 3.623 | 0.0016063 | -0.022554
18 | WPSDGENRLG0083-Rev02-Msr018 | ExAnte2019 | None | SDG | ERC | Ex | CZ14 | Any | 0 | 0 | 0 | 3.5578 | 0.0016189 | -0.0298
18 | WPSDGENRLG0083-Rev02-Msr018 | ExAnte2019 | None | SDG | ERC | Ex | CZ15 | Any | 0 | 0 | 0 | 3.8515 | 0.0016569 | -0.01051
18 | WPSDGENRLG0083-Rev02-Msr018 | ExAnte2019 | None | SDG | ERC | Ex | IOU | Any | 0 | 0 | 0 | 3.6557 | 0.0016189 | -0.019845
18 | WPSDGENRLG0083-Rev02-Msr018 | ExAnte2019 | None | SDG | ESe | Ex | CZ06 | Any | 0 | 0 | 0 | 8.3395 | 0.0031683 | -0.099032
18 | WPSDGENRLG0083-Rev02-Msr018 | ExAnte2019 | None | SDG | ESe | Ex | CZ07 | Any | 0 | 0 | 0 | 8.3395 | 0.003094 | -0.087118
18 | WPSDGENRLG0083-Rev02-Msr018 | ExAnte2019 | None | SDG | ESe | Ex | CZ08 | Any | 0 | 0 | 0 | 8.414 | 0.0031435 | -0.084884
18 | WPSDGENRLG0083-Rev02-Msr018 | ExAnte2019 | None | SDG | ESe | Ex | CZ10 | Any | 0 | 0 | 0 | 8.414 | 0.0031435 | -0.10648
18 | WPSDGENRLG0083-Rev02-Msr018 | ExAnte2019 | None | SDG | ESe | Ex | CZ14 | Any | 0 | 0 | 0 | 8.1161 | 0.0030445 | -0.17126
18 | WPSDGENRLG0083-Rev02-Msr018 | ExAnte2019 | None | SDG | ESe | Ex | CZ15 | Any | 0 | 0 | 0 | 9.0841 | 0.0031435 | -0.04691
18 | WPSDGENRLG0083-Rev02-Msr018 | ExAnte2019 | None | SDG | ESe | Ex | IOU | Any | 0 | 0 | 0 | 8.3395 | 0.003094 | -0.094564
18 | WPSDGENRLG0083-Rev02-Msr018 | ExAnte2019 | None | SDG | EUn | Ex | CZ06 | Any | 0 | 0 | 0 | 9.6125 | 0.0032387 | -0.095282
18 | WPSDGENRLG0083-Rev02-Msr018 | ExAnte2019 | None | SDG | EUn | Ex | CZ07 | Any | 0 | 0 | 0 | 9.6125 | 0.003213 | -0.082718
18 | WPSDGENRLG0083-Rev02-Msr018 | ExAnte2019 | None | SDG | EUn | Ex | CZ08 | Any | 0 | 0 | 0 | 9.6968 | 0.0032644 | -0.091909
18 | WPSDGENRLG0083-Rev02-Msr018 | ExAnte2019 | None | SDG | EUn | Ex | CZ10 | Any | 0 | 0 | 0 | 9.6968 | 0.0032901 | -0.10624
18 | WPSDGENRLG0083-Rev02-Msr018 | ExAnte2019 | None | SDG | EUn | Ex | CZ14 | Any | 0 | 0 | 0 | 9.5282 | 0.0032644 | -0.1425
18 | WPSDGENRLG0083-Rev02-Msr018 | ExAnte2019 | None | SDG | EUn | Ex | CZ15 | Any | 0 | 0 | 0 | 10.0341 | 0.0032644 | -0.046039
18 | WPSDGENRLG0083-Rev02-Msr018 | ExAnte2019 | None | SDG | EUn | Ex | IOU | Any | 0 | 0 | 0 | 9.6125 | 0.0032387 | -0.088536
18 | WPSDGENRLG0083-Rev02-Msr018 | ExAnte2019 | None | SDG | Gro | Ex | CZ06 | Any | 0 | 0 | 0 | 18.5093 | 0.0037053 | -1.2682
18 | WPSDGENRLG0083-Rev02-Msr018 | ExAnte2019 | None | SDG | Gro | Ex | CZ07 | Any | 0 | 0 | 0 | 18.326 | 0.0036149 | -1.3488
18 | WPSDGENRLG0083-Rev02-Msr018 | ExAnte2019 | None | SDG | Gro | Ex | CZ08 | Any | 0 | 0 | 0 | 18.8758 | 0.0037956 | -1.149
18 | WPSDGENRLG0083-Rev02-Msr018 | ExAnte2019 | None | SDG | Gro | Ex | CZ10 | Any | 0 | 0 | 0 | 19.2423 | 0.0039764 | -1.0886
18 | WPSDGENRLG0083-Rev02-Msr018 | ExAnte2019 | None | SDG | Gro | Ex | CZ14 | Any | 0 | 0 | 0 | 19.059 | 0.0040065 | -1.149
18 | WPSDGENRLG0083-Rev02-Msr018 | ExAnte2019 | None | SDG | Gro | Ex | CZ15 | Any | 0 | 0 | 0 | 20.5251 | 0.0039161 | -0.61209
18 | WPSDGENRLG0083-Rev02-Msr018 | ExAnte2019 | None | SDG | Gro | Ex | IOU | Any | 0 | 0 | 0 | 18.5093 | 0.0037354 | -1.2663
18 | WPSDGENRLG0083-Rev02-Msr018 | ExAnte2019 | None | SDG | Hsp | Ex | CZ06 | Any | 0 | 0 | 0 | 22.8344 | 0.0032598 | -0.59965
18 | WPSDGENRLG0083-Rev02-Msr018 | ExAnte2019 | None | SDG | Hsp | Ex | CZ07 | Any | 0 | 0 | 0 | 22.8344 | 0.0032337 | -0.54803
18 | WPSDGENRLG0083-Rev02-Msr018 | ExAnte2019 | None | SDG | Hsp | Ex | CZ08 | Any | 0 | 0 | 0 | 22.8344 | 0.0032598 | -0.59171
18 | WPSDGENRLG0083-Rev02-Msr018 | ExAnte2019 | None | SDG | Hsp | Ex | CZ10 | Any | 0 | 0 | 0 | 22.8344 | 0.003338 | -0.63936
18 | WPSDGENRLG0083-Rev02-Msr018 | ExAnte2019 | None | SDG | Hsp | Ex | CZ14 | Any | 0 | 0 | 0 | 22.4373 | 0.0033119 | -0.78233
18 | WPSDGENRLG0083-Rev02-Msr018 | ExAnte2019 | None | SDG | Hsp | Ex | CZ15 | Any | 0 | 0 | 0 | 23.2315 | 0.0033119 | -0.50633
18 | WPSDGENRLG0083-Rev02-Msr018 | ExAnte2019 | None | SDG | Hsp | Ex | IOU | Any | 0 | 0 | 0 | 22.8344 | 0.0032598 | -0.56391
18 | WPSDGENRLG0083-Rev02-Msr018 | ExAnte2019 | None | SDG | Htl | Ex | CZ06 | Any | 0 | 0 | 0 | 19.0631 | 0.0028348 | -0.23873
18 | WPSDGENRLG0083-Rev02-Msr018 | ExAnte2019 | None | SDG | Htl | Ex | CZ07 | Any | 0 | 0 | 0 | 19.5976 | 0.0028121 | -0.19241
18 | WPSDGENRLG0083-Rev02-Msr018 | ExAnte2019 | None | SDG | Htl | Ex | CZ08 | Any | 0 | 0 | 0 | 19.4194 | 0.0028574 | -0.21201
18 | WPSDGENRLG0083-Rev02-Msr018 | ExAnte2019 | None | SDG | Htl | Ex | CZ10 | Any | 0 | 0 | 0 | 19.0631 | 0.0029028 | -0.23695
18 | WPSDGENRLG0083-Rev02-Msr018 | ExAnte2019 | None | SDG | Htl | Ex | CZ14 | Any | 0 | 0 | 0 | 18.1723 | 0.0029028 | -0.31712
18 | WPSDGENRLG0083-Rev02-Msr018 | ExAnte2019 | None | SDG | Htl | Ex | CZ15 | Any | 0 | 0 | 0 | 20.6666 | 0.0029255 | -0.13629
18 | WPSDGENRLG0083-Rev02-Msr018 | ExAnte2019 | None | SDG | Htl | Ex | IOU | Any | 0 | 0 | 0 | 19.4194 | 0.0028348 | -0.19954
18 | WPSDGENRLG0083-Rev02-Msr018 | ExAnte2019 | None | SDG | MBT | Ex | CZ06 | Any | 0 | 0 | 0 | 10.7277 | 0.002327 | -0.0068343
18 | WPSDGENRLG0083-Rev02-Msr018 | ExAnte2019 | None | SDG | MBT | Ex | CZ07 | Any | 0 | 0 | 0 | 10.8202 | 0.0022889 | -0.0013317
18 | WPSDGENRLG0083-Rev02-Msr018 | ExAnte2019 | None | SDG | MBT | Ex | CZ08 | Any | 0 | 0 | 0 | 10.7277 | 0.0024224 | -0.0043466
18 | WPSDGENRLG0083-Rev02-Msr018 | ExAnte2019 | None | SDG | MBT | Ex | CZ10 | Any | 0 | 0 | 0 | 10.7277 | 0.0024796 | -0.0088781
18 | WPSDGENRLG0083-Rev02-Msr018 | ExAnte2019 | None | SDG | MBT | Ex | CZ14 | Any | 0 | 0 | 0 | 10.5427 | 0.0024605 | -0.021363
18 | WPSDGENRLG0083-Rev02-Msr018 | ExAnte2019 | None | SDG | MBT | Ex | CZ15 | Any | 0 | 0 | 0 | 11.1901 | 0.0024796 | 0
18 | WPSDGENRLG0083-Rev02-Msr018 | ExAnte2019 | None | SDG | MBT | Ex | IOU | Any | 0 | 0 | 0 | 10.7277 | 0.0023461 | -0.0040506
18 | WPSDGENRLG0083-Rev02-Msr018 | ExAnte2019 | None | SDG | MLI | Ex | CZ06 | Any | 0 | 0 | 0 | 10.6855 | 0.0023909 | -0.06065
18 | WPSDGENRLG0083-Rev02-Msr018 | ExAnte2019 | None | SDG | MLI | Ex | CZ07 | Any | 0 | 0 | 0 | 10.6855 | 0.002371 | -0.030375
18 | WPSDGENRLG0083-Rev02-Msr018 | ExAnte2019 | None | SDG | MLI | Ex | CZ08 | Any | 0 | 0 | 0 | 10.7845 | 0.0023909 | -0.049668
18 | WPSDGENRLG0083-Rev02-Msr018 | ExAnte2019 | None | SDG | MLI | Ex | CZ10 | Any | 0 | 0 | 0 | 10.7845 | 0.0024507 | -0.068466
18 | WPSDGENRLG0083-Rev02-Msr018 | ExAnte2019 | None | SDG | MLI | Ex | CZ14 | Any | 0 | 0 | 0 | 10.4876 | 0.0024307 | -0.19392
18 | WPSDGENRLG0083-Rev02-Msr018 | ExAnte2019 | None | SDG | MLI | Ex | CZ15 | Any | 0 | 0 | 0 | 11.576 | 0.0024108 | -0.018601
18 | WPSDGENRLG0083-Rev02-Msr018 | ExAnte2019 | None | SDG | MLI | Ex | IOU | Any | 0 | 0 | 0 | 10.6855 | 0.0023909 | -0.04482
18 | WPSDGENRLG0083-Rev02-Msr018 | ExAnte2019 | None | SDG | Mtl | Ex | CZ06 | Any | 0 | 0 | 0 | 15.4605 | 0.0015337 | -0.18635
18 | WPSDGENRLG0083-Rev02-Msr018 | ExAnte2019 | None | SDG | Mtl | Ex | CZ07 | Any | 0 | 0 | 0 | 15.8746 | 0.0015215 | -0.1368
18 | WPSDGENRLG0083-Rev02-Msr018 | ExAnte2019 | None | SDG | Mtl | Ex | CZ08 | Any | 0 | 0 | 0 | 15.5985 | 0.0015458 | -0.15737
18 | WPSDGENRLG0083-Rev02-Msr018 | ExAnte2019 | None | SDG | Mtl | Ex | CZ10 | Any | 0 | 0 | 0 | 15.4605 | 0.0015945 | -0.18497
18 | WPSDGENRLG0083-Rev02-Msr018 | ExAnte2019 | None | SDG | Mtl | Ex | CZ14 | Any | 0 | 0 | 0 | 14.9083 | 0.0015824 | -0.25399
18 | WPSDGENRLG0083-Rev02-Msr018 | ExAnte2019 | None | SDG | Mtl | Ex | CZ15 | Any | 0 | 0 | 0 | 16.5648 | 0.0016189 | -0.077717
18 | WPSDGENRLG0083-Rev02-Msr018 | ExAnte2019 | None | SDG | Mtl | Ex | IOU | Any | 0 | 0 | 0 | 15.7366 | 0.0015337 | -0.14356
18 | WPSDGENRLG0083-Rev02-Msr018 | ExAnte2019 | None | SDG | Nrs | Ex | CZ06 | Any | 0 | 0 | 0 | 13.7333 | 0.0029305 | -0.49847
18 | WPSDGENRLG0083-Rev02-Msr018 | ExAnte2019 | None | SDG | Nrs | Ex | CZ07 | Any | 0 | 0 | 0 | 13.6061 | 0.0028854 | -0.45523
18 | WPSDGENRLG0083-Rev02-Msr018 | ExAnte2019 | None | SDG | Nrs | Ex | CZ08 | Any | 0 | 0 | 0 | 13.8604 | 0.0029305 | -0.48448
18 | WPSDGENRLG0083-Rev02-Msr018 | ExAnte2019 | None | SDG | Nrs | Ex | CZ10 | Any | 0 | 0 | 0 | 13.8604 | 0.0030432 | -0.51373
18 | WPSDGENRLG0083-Rev02-Msr018 | ExAnte2019 | None | SDG | Nrs | Ex | CZ14 | Any | 0 | 0 | 0 | 13.7333 | 0.0029755 | -0.6002
18 | WPSDGENRLG0083-Rev02-Msr018 | ExAnte2019 | None | SDG | Nrs | Ex | CZ15 | Any | 0 | 0 | 0 | 14.6234 | 0.0030206 | -0.30264
18 | WPSDGENRLG0083-Rev02-Msr018 | ExAnte2019 | None | SDG | Nrs | Ex | IOU | Any | 0 | 0 | 0 | 13.6061 | 0.0029079 | -0.46541
18 | WPSDGENRLG0083-Rev02-Msr018 | ExAnte2019 | None | SDG | OfL | Ex | CZ06 | Any | 0 | 0 | 0 | 10.6488 | 0.0029362 | -0.059854
18 | WPSDGENRLG0083-Rev02-Msr018 | ExAnte2019 | None | SDG | OfL | Ex | CZ07 | Any | 0 | 0 | 0 | 10.6488 | 0.0029131 | -0.05306
18 | WPSDGENRLG0083-Rev02-Msr018 | ExAnte2019 | None | SDG | OfL | Ex | CZ08 | Any | 0 | 0 | 0 | 10.6488 | 0.0029594 | -0.059578
18 | WPSDGENRLG0083-Rev02-Msr018 | ExAnte2019 | None | SDG | OfL | Ex | CZ10 | Any | 0 | 0 | 0 | 10.6488 | 0.0030056 | -0.070135
18 | WPSDGENRLG0083-Rev02-Msr018 | ExAnte2019 | None | SDG | OfL | Ex | CZ14 | Any | 0 | 0 | 0 | 10.557 | 0.0030056 | -0.087669
18 | WPSDGENRLG0083-Rev02-Msr018 | ExAnte2019 | None | SDG | OfL | Ex | CZ15 | Any | 0 | 0 | 0 | 11.1996 | 0.0030287 | -0.040667
18 | WPSDGENRLG0083-Rev02-Msr018 | ExAnte2019 | None | SDG | OfL | Ex | IOU | Any | 0 | 0 | 0 | 10.6488 | 0.0029362 | -0.056457
18 | WPSDGENRLG0083-Rev02-Msr018 | ExAnte2019 | None | SDG | OfS | Ex | CZ06 | Any | 0 | 0 | 0 | 7.1553 | 0.0026138 | -0.010142
18 | WPSDGENRLG0083-Rev02-Msr018 | ExAnte2019 | None | SDG | OfS | Ex | CZ07 | Any | 0 | 0 | 0 | 7.2175 | 0.0025928 | -0.002887
18 | WPSDGENRLG0083-Rev02-Msr018 | ExAnte2019 | None | SDG | OfS | Ex | CZ08 | Any | 0 | 0 | 0 | 7.2175 | 0.0026347 | -0.0087108
18 | WPSDGENRLG0083-Rev02-Msr018 | ExAnte2019 | None | SDG | OfS | Ex | CZ10 | Any | 0 | 0 | 0 | 7.2175 | 0.0026556 | -0.013191
18 | WPSDGENRLG0083-Rev02-Msr018 | ExAnte2019 | None | SDG | OfS | Ex | CZ14 | Any | 0 | 0 | 0 | 7.0309 | 0.0026765 | -0.032666
18 | WPSDGENRLG0083-Rev02-Msr018 | ExAnte2019 | None | SDG | OfS | Ex | CZ15 | Any | 0 | 0 | 0 | 7.5908 | 0.0026347 | -0.0027066
18 | WPSDGENRLG0083-Rev02-Msr018 | ExAnte2019 | None | SDG | OfS | Ex | IOU | Any | 0 | 0 | 0 | 7.2175 | 0.0026138 | -0.0050772
18 | WPSDGENRLG0083-Rev02-Msr018 | ExAnte2019 | None | SDG | RFF | Ex | CZ06 | Any | 0 | 0 | 0 | 12.8316 | 0.0026221 | -0.22658
18 | WPSDGENRLG0083-Rev02-Msr018 | ExAnte2019 | None | SDG | RFF | Ex | CZ07 | Any | 0 | 0 | 0 | 12.9472 | 0.0026221 | -0.20577
18 | WPSDGENRLG0083-Rev02-Msr018 | ExAnte2019 | None | SDG | RFF | Ex | CZ08 | Any | 0 | 0 | 0 | 12.9472 | 0.0026008 | -0.19999
18 | WPSDGENRLG0083-Rev02-Msr018 | ExAnte2019 | None | SDG | RFF | Ex | CZ10 | Any | 0 | 0 | 0 | 12.9472 | 0.0026648 | -0.22195
18 | WPSDGENRLG0083-Rev02-Msr018 | ExAnte2019 | None | SDG | RFF | Ex | CZ14 | Any | 0 | 0 | 0 | 12.716 | 0.0027074 | -0.31559
18 | WPSDGENRLG0083-Rev02-Msr018 | ExAnte2019 | None | SDG | RFF | Ex | CZ15 | Any | 0 | 0 | 0 | 13.7564 | 0.0026861 | -0.10138
18 | WPSDGENRLG0083-Rev02-Msr018 | ExAnte2019 | None | SDG | RFF | Ex | IOU | Any | 0 | 0 | 0 | 12.9472 | 0.0026221 | -0.21039
18 | WPSDGENRLG0083-Rev02-Msr018 | ExAnte2019 | None | SDG | RSD | Ex | CZ06 | Any | 0 | 0 | 0 | 14.5466 | 0.002669 | -0.31301
18 | WPSDGENRLG0083-Rev02-Msr018 | ExAnte2019 | None | SDG | RSD | Ex | CZ07 | Any | 0 | 0 | 0 | 14.5466 | 0.0027117 | -0.28833
18 | WPSDGENRLG0083-Rev02-Msr018 | ExAnte2019 | None | SDG | RSD | Ex | CZ08 | Any | 0 | 0 | 0 | 14.6764 | 0.0025836 | -0.25976
18 | WPSDGENRLG0083-Rev02-Msr018 | ExAnte2019 | None | SDG | RSD | Ex | CZ10 | Any | 0 | 0 | 0 | 14.5466 | 0.0024555 | -0.30522
18 | WPSDGENRLG0083-Rev02-Msr018 | ExAnte2019 | None | SDG | RSD | Ex | CZ14 | Any | 0 | 0 | 0 | 14.027 | 0.0024555 | -0.50134
18 | WPSDGENRLG0083-Rev02-Msr018 | ExAnte2019 | None | SDG | RSD | Ex | CZ15 | Any | 0 | 0 | 0 | 15.7155 | 0.0027544 | -0.11663
18 | WPSDGENRLG0083-Rev02-Msr018 | ExAnte2019 | None | SDG | RSD | Ex | IOU | Any | 0 | 0 | 0 | 14.5466 | 0.0026476 | -0.29223
18 | WPSDGENRLG0083-Rev02-Msr018 | ExAnte2019 | None | SDG | Rt3 | Ex | CZ06 | Any | 0 | 0 | 0 | 21.8178 | 0.004007 | -0.10131
18 | WPSDGENRLG0083-Rev02-Msr018 | ExAnte2019 | None | SDG | Rt3 | Ex | CZ07 | Any | 0 | 0 | 0 | 21.8178 | 0.0039741 | -0.043825
18 | WPSDGENRLG0083-Rev02-Msr018 | ExAnte2019 | None | SDG | Rt3 | Ex | CZ08 | Any | 0 | 0 | 0 | 21.8178 | 0.0039741 | -0.090686
18 | WPSDGENRLG0083-Rev02-Msr018 | ExAnte2019 | None | SDG | Rt3 | Ex | CZ10 | Any | 0 | 0 | 0 | 21.6281 | 0.0040398 | -0.16582
18 | WPSDGENRLG0083-Rev02-Msr018 | ExAnte2019 | None | SDG | Rt3 | Ex | CZ14 | Any | 0 | 0 | 0 | 20.6795 | 0.0040727 | -0.60521
18 | WPSDGENRLG0083-Rev02-Msr018 | ExAnte2019 | None | SDG | Rt3 | Ex | CZ15 | Any | 0 | 0 | 0 | 22.387 | 0.0041055 | -0.039082
18 | WPSDGENRLG0083-Rev02-Msr018 | ExAnte2019 | None | SDG | Rt3 | Ex | IOU | Any | 0 | 0 | 0 | 21.8178 | 0.004007 | -0.079113
18 | WPSDGENRLG0083-Rev02-Msr018 | ExAnte2019 | None | SDG | RtL | Ex | CZ06 | Any | 0 | 0 | 0 | 15.5601 | 0.0038725 | -0.13302
18 | WPSDGENRLG0083-Rev02-Msr018 | ExAnte2019 | None | SDG | RtL | Ex | CZ07 | Any | 0 | 0 | 0 | 15.6978 | 0.0038725 | -0.097216
18 | WPSDGENRLG0083-Rev02-Msr018 | ExAnte2019 | None | SDG | RtL | Ex | CZ08 | Any | 0 | 0 | 0 | 15.6978 | 0.0038725 | -0.11512
18 | WPSDGENRLG0083-Rev02-Msr018 | ExAnte2019 | None | SDG | RtL | Ex | CZ10 | Any | 0 | 0 | 0 | 15.5601 | 0.0039355 | -0.15422
18 | WPSDGENRLG0083-Rev02-Msr018 | ExAnte2019 | None | SDG | RtL | Ex | CZ14 | Any | 0 | 0 | 0 | 15.0093 | 0.003967 | -0.32359
18 | WPSDGENRLG0083-Rev02-Msr018 | ExAnte2019 | None | SDG | RtL | Ex | CZ15 | Any | 0 | 0 | 0 | 16.2486 | 0.0039985 | -0.054392
18 | WPSDGENRLG0083-Rev02-Msr018 | ExAnte2019 | None | SDG | RtL | Ex | IOU | Any | 0 | 0 | 0 | 15.6978 | 0.0038725 | -0.11374
18 | WPSDGENRLG0083-Rev02-Msr018 | ExAnte2019 | None | SDG | RtS | Ex | CZ06 | Any | 0 | 0 | 0 | 8.7982 | 0.0026713 | -0.02803
18 | WPSDGENRLG0083-Rev02-Msr018 | ExAnte2019 | None | SDG | RtS | Ex | CZ07 | Any | 0 | 0 | 0 | 8.7982 | 0.0026275 | -0.016662
18 | WPSDGENRLG0083-Rev02-Msr018 | ExAnte2019 | None | SDG | RtS | Ex | CZ08 | Any | 0 | 0 | 0 | 8.876 | 0.0026713 | -0.023747
18 | WPSDGENRLG0083-Rev02-Msr018 | ExAnte2019 | None | SDG | RtS | Ex | CZ10 | Any | 0 | 0 | 0 | 8.7982 | 0.0026932 | -0.034959
18 | WPSDGENRLG0083-Rev02-Msr018 | ExAnte2019 | None | SDG | RtS | Ex | CZ14 | Any | 0 | 0 | 0 | 8.5646 | 0.0026932 | -0.087203
18 | WPSDGENRLG0083-Rev02-Msr018 | ExAnte2019 | None | SDG | RtS | Ex | CZ15 | Any | 0 | 0 | 0 | 9.2653 | 0.0027151 | -0.0074901
18 | WPSDGENRLG0083-Rev02-Msr018 | ExAnte2019 | None | SDG | RtS | Ex | IOU | Any | 0 | 0 | 0 | 8.7982 | 0.0026494 | -0.022034
18 | WPSDGENRLG0083-Rev02-Msr018 | ExAnte2019 | None | SDG | SCn | Ex | CZ06 | Any | 0 | 0 | 0 | 8.0196 | 0.0022277 | -0.099661
18 | WPSDGENRLG0083-Rev02-Msr018 | ExAnte2019 | None | SDG | SCn | Ex | CZ07 | Any | 0 | 0 | 0 | 7.8639 | 0.0022448 | -0.081753
18 | WPSDGENRLG0083-Rev02-Msr018 | ExAnte2019 | None | SDG | SCn | Ex | CZ08 | Any | 0 | 0 | 0 | 8.0974 | 0.0022277 | -0.084867
18 | WPSDGENRLG0083-Rev02-Msr018 | ExAnte2019 | None | SDG | SCn | Ex | CZ10 | Any | 0 | 0 | 0 | 8.0974 | 0.0022448 | -0.10511
18 | WPSDGENRLG0083-Rev02-Msr018 | ExAnte2019 | None | SDG | SCn | Ex | CZ14 | Any | 0 | 0 | 0 | 7.8639 | 0.0022105 | -0.15416
18 | WPSDGENRLG0083-Rev02-Msr018 | ExAnte2019 | None | SDG | SCn | Ex | CZ15 | Any | 0 | 0 | 0 | 8.7203 | 0.0022105 | -0.044925
18 | WPSDGENRLG0083-Rev02-Msr018 | ExAnte2019 | None | SDG | SCn | Ex | IOU | Any | 0 | 0 | 0 | 7.9417 | 0.0022448 | -0.089539
18 | WPSDGENRLG0083-Rev02-Msr018 | ExAnte2019 | None | SDG | SUn | Ex | CZ06 | Any | 0 | 0 | 0 | 7.344 | 0.001513 | 0
18 | WPSDGENRLG0083-Rev02-Msr018 | ExAnte2019 | None | SDG | SUn | Ex | CZ07 | Any | 0 | 0 | 0 | 7.344 | 0.001513 | 0
18 | WPSDGENRLG0083-Rev02-Msr018 | ExAnte2019 | None | SDG | SUn | Ex | CZ08 | Any | 0 | 0 | 0 | 7.344 | 0.001513 | 0
18 | WPSDGENRLG0083-Rev02-Msr018 | ExAnte2019 | None | SDG | SUn | Ex | CZ10 | Any | 0 | 0 | 0 | 7.344 | 0.001513 | 0
18 | WPSDGENRLG0083-Rev02-Msr018 | ExAnte2019 | None | SDG | SUn | Ex | CZ14 | Any | 0 | 0 | 0 | 7.344 | 0.001513 | 0
18 | WPSDGENRLG0083-Rev02-Msr018 | ExAnte2019 | None | SDG | SUn | Ex | CZ15 | Any | 0 | 0 | 0 | 7.344 | 0.001513 | 0
18 | WPSDGENRLG0083-Rev02-Msr018 | ExAnte2019 | None | SDG | SUn | Ex | IOU | Any | 0 | 0 | 0 | 7.344 | 0.001513 | 0
18 | WPSDGENRLG0083-Rev02-Msr018 | ExAnte2019 | None | SDG | WRf | Ex | CZ06 | Any | 0 | 0 | 0 | 25.1257 | 0.0022865 | 0
18 | WPSDGENRLG0083-Rev02-Msr018 | ExAnte2019 | None | SDG | WRf | Ex | CZ07 | Any | 0 | 0 | 0 | 25.2817 | 0.0022865 | 0
18 | WPSDGENRLG0083-Rev02-Msr018 | ExAnte2019 | None | SDG | WRf | Ex | CZ08 | Any | 0 | 0 | 0 | 24.1893 | 0.0022865 | 0
18 | WPSDGENRLG0083-Rev02-Msr018 | ExAnte2019 | None | SDG | WRf | Ex | CZ10 | Any | 0 | 0 | 0 | 24.8135 | 0.0023048 | 0
18 | WPSDGENRLG0083-Rev02-Msr018 | ExAnte2019 | None | SDG | WRf | Ex | CZ14 | Any | 0 | 0 | 0 | 23.0969 | 0.0022865 | 0
18 | WPSDGENRLG0083-Rev02-Msr018 | ExAnte2019 | None | SDG | WRf | Ex | CZ15 | Any | 0 | 0 | 0 | 24.5014 | 0.0023048 | 0
18 | WPSDGENRLG0083-Rev02-Msr018 | ExAnte2019 | None | SDG | WRf | Ex | IOU | Any | 0 | 0 | 0 | 25.1257 | 0.0022865 | 0
19 | WPSDGENRLG0083-Rev02-Msr019 | ExAnte2019 | None | SDG | Asm | Ex | CZ06 | Any | 0 | 0 | 0 | 4.6332 | 0.001535 | -0.03934
19 | WPSDGENRLG0083-Rev02-Msr019 | ExAnte2019 | None | SDG | Asm | Ex | CZ07 | Any | 0 | 0 | 0 | 4.6753 | 0.001535 | -0.03635
19 | WPSDGENRLG0083-Rev02-Msr019 | ExAnte2019 | None | SDG | Asm | Ex | CZ08 | Any | 0 | 0 | 0 | 4.6753 | 0.0014976 | -0.033275
19 | WPSDGENRLG0083-Rev02-Msr019 | ExAnte2019 | None | SDG | Asm | Ex | CZ10 | Any | 0 | 0 | 0 | 4.6332 | 0.0015101 | -0.042541
19 | WPSDGENRLG0083-Rev02-Msr019 | ExAnte2019 | None | SDG | Asm | Ex | CZ14 | Any | 0 | 0 | 0 | 4.5068 | 0.0014102 | -0.067813
19 | WPSDGENRLG0083-Rev02-Msr019 | ExAnte2019 | None | SDG | Asm | Ex | CZ15 | Any | 0 | 0 | 0 | 5.0965 | 0.0014976 | -0.018786
19 | WPSDGENRLG0083-Rev02-Msr019 | ExAnte2019 | None | SDG | Asm | Ex | IOU | Any | 0 | 0 | 0 | 4.6753 | 0.0015226 | -0.038498
19 | WPSDGENRLG0083-Rev02-Msr019 | ExAnte2019 | None | SDG | Com | Ex | IOU | Any | 0 | 0 | 0 | 8.9107 | 0.0021085 | -0.087516
19 | WPSDGENRLG0083-Rev02-Msr019 | ExAnte2019 | None | SDG | ECC | Ex | CZ06 | Any | 0 | 0 | 0 | 6.8162 | 0.0023048 | -0.086258
19 | WPSDGENRLG0083-Rev02-Msr019 | ExAnte2019 | None | SDG | ECC | Ex | CZ07 | Any | 0 | 0 | 0 | 6.8765 | 0.0023048 | -0.072384
19 | WPSDGENRLG0083-Rev02-Msr019 | ExAnte2019 | None | SDG | ECC | Ex | CZ08 | Any | 0 | 0 | 0 | 6.9368 | 0.0022866 | -0.078416
19 | WPSDGENRLG0083-Rev02-Msr019 | ExAnte2019 | None | SDG | ECC | Ex | CZ10 | Any | 0 | 0 | 0 | 6.8765 | 0.0023229 | -0.092893
19 | WPSDGENRLG0083-Rev02-Msr019 | ExAnte2019 | None | SDG | ECC | Ex | CZ14 | Any | 0 | 0 | 0 | 6.7558 | 0.0023048 | -0.13994
19 | WPSDGENRLG0083-Rev02-Msr019 | ExAnte2019 | None | SDG | ECC | Ex | CZ15 | Any | 0 | 0 | 0 | 7.2987 | 0.0022866 | -0.036373
19 | WPSDGENRLG0083-Rev02-Msr019 | ExAnte2019 | None | SDG | ECC | Ex | IOU | Any | 0 | 0 | 0 | 6.8765 | 0.0023048 | -0.077813
19 | WPSDGENRLG0083-Rev02-Msr019 | ExAnte2019 | None | SDG | EPr | Ex | CZ06 | Any | 0 | 0 | 0 | 6.1948 | 0.0022364 | -0.055427
19 | WPSDGENRLG0083-Rev02-Msr019 | ExAnte2019 | None | SDG | EPr | Ex | CZ07 | Any | 0 | 0 | 0 | 6.1948 | 0.0022539 | -0.049395
19 | WPSDGENRLG0083-Rev02-Msr019 | ExAnte2019 | None | SDG | EPr | Ex | CZ08 | Any | 0 | 0 | 0 | 6.2491 | 0.0022714 | -0.045809
19 | WPSDGENRLG0083-Rev02-Msr019 | ExAnte2019 | None | SDG | EPr | Ex | CZ10 | Any | 0 | 0 | 0 | 6.1948 | 0.0022539 | -0.058687
19 | WPSDGENRLG0083-Rev02-Msr019 | ExAnte2019 | None | SDG | EPr | Ex | CZ14 | Any | 0 | 0 | 0 | 5.9774 | 0.0022539 | -0.099986
19 | WPSDGENRLG0083-Rev02-Msr019 | ExAnte2019 | None | SDG | EPr | Ex | CZ15 | Any | 0 | 0 | 0 | 6.6295 | 0.0022539 | -0.024018
19 | WPSDGENRLG0083-Rev02-Msr019 | ExAnte2019 | None | SDG | EPr | Ex | IOU | Any | 0 | 0 | 0 | 6.1948 | 0.0022539 | -0.052927
19 | WPSDGENRLG0083-Rev02-Msr019 | ExAnte2019 | None | SDG | ERC | Ex | CZ06 | Any | 0 | 0 | 0 | 2.7706 | 0.0012187 | -0.016698
19 | WPSDGENRLG0083-Rev02-Msr019 | ExAnte2019 | None | SDG | ERC | Ex | CZ07 | Any | 0 | 0 | 0 | 2.8205 | 0.001238 | -0.013803
19 | WPSDGENRLG0083-Rev02-Msr019 | ExAnte2019 | None | SDG | ERC | Ex | CZ08 | Any | 0 | 0 | 0 | 2.7706 | 0.0012283 | -0.014602
19 | WPSDGENRLG0083-Rev02-Msr019 | ExAnte2019 | None | SDG | ERC | Ex | CZ10 | Any | 0 | 0 | 0 | 2.7706 | 0.0012283 | -0.017247
19 | WPSDGENRLG0083-Rev02-Msr019 | ExAnte2019 | None | SDG | ERC | Ex | CZ14 | Any | 0 | 0 | 0 | 2.7206 | 0.001238 | -0.022788
19 | WPSDGENRLG0083-Rev02-Msr019 | ExAnte2019 | None | SDG | ERC | Ex | CZ15 | Any | 0 | 0 | 0 | 2.9453 | 0.001267 | -0.0080371
19 | WPSDGENRLG0083-Rev02-Msr019 | ExAnte2019 | None | SDG | ERC | Ex | IOU | Any | 0 | 0 | 0 | 2.7955 | 0.001238 | -0.015176
19 | WPSDGENRLG0083-Rev02-Msr019 | ExAnte2019 | None | SDG | ESe | Ex | CZ06 | Any | 0 | 0 | 0 | 6.3773 | 0.0024228 | -0.07573
19 | WPSDGENRLG0083-Rev02-Msr019 | ExAnte2019 | None | SDG | ESe | Ex | CZ07 | Any | 0 | 0 | 0 | 6.3773 | 0.002366 | -0.06662
19 | WPSDGENRLG0083-Rev02-Msr019 | ExAnte2019 | None | SDG | ESe | Ex | CZ08 | Any | 0 | 0 | 0 | 6.4342 | 0.0024039 | -0.064912
19 | WPSDGENRLG0083-Rev02-Msr019 | ExAnte2019 | None | SDG | ESe | Ex | CZ10 | Any | 0 | 0 | 0 | 6.4342 | 0.0024039 | -0.081424
19 | WPSDGENRLG0083-Rev02-Msr019 | ExAnte2019 | None | SDG | ESe | Ex | CZ14 | Any | 0 | 0 | 0 | 6.2065 | 0.0023281 | -0.13096
19 | WPSDGENRLG0083-Rev02-Msr019 | ExAnte2019 | None | SDG | ESe | Ex | CZ15 | Any | 0 | 0 | 0 | 6.9467 | 0.0024039 | -0.035872
19 | WPSDGENRLG0083-Rev02-Msr019 | ExAnte2019 | None | SDG | ESe | Ex | IOU | Any | 0 | 0 | 0 | 6.3773 | 0.002366 | -0.072314
19 | WPSDGENRLG0083-Rev02-Msr019 | ExAnte2019 | None | SDG | EUn | Ex | CZ06 | Any | 0 | 0 | 0 | 7.3507 | 0.0024767 | -0.072862
19 | WPSDGENRLG0083-Rev02-Msr019 | ExAnte2019 | None | SDG | EUn | Ex | CZ07 | Any | 0 | 0 | 0 | 7.3507 | 0.002457 | -0.063255
19 | WPSDGENRLG0083-Rev02-Msr019 | ExAnte2019 | None | SDG | EUn | Ex | CZ08 | Any | 0 | 0 | 0 | 7.4152 | 0.0024963 | -0.070283
19 | WPSDGENRLG0083-Rev02-Msr019 | ExAnte2019 | None | SDG | EUn | Ex | CZ10 | Any | 0 | 0 | 0 | 7.4152 | 0.002516 | -0.081245
19 | WPSDGENRLG0083-Rev02-Msr019 | ExAnte2019 | None | SDG | EUn | Ex | CZ14 | Any | 0 | 0 | 0 | 7.2862 | 0.0024963 | -0.10897
19 | WPSDGENRLG0083-Rev02-Msr019 | ExAnte2019 | None | SDG | EUn | Ex | CZ15 | Any | 0 | 0 | 0 | 7.6731 | 0.0024963 | -0.035206
19 | WPSDGENRLG0083-Rev02-Msr019 | ExAnte2019 | None | SDG | EUn | Ex | IOU | Any | 0 | 0 | 0 | 7.3507 | 0.0024767 | -0.067704
19 | WPSDGENRLG0083-Rev02-Msr019 | ExAnte2019 | None | SDG | Gro | Ex | CZ06 | Any | 0 | 0 | 0 | 14.1541 | 0.0028334 | -0.96977
19 | WPSDGENRLG0083-Rev02-Msr019 | ExAnte2019 | None | SDG | Gro | Ex | CZ07 | Any | 0 | 0 | 0 | 14.014 | 0.0027643 | -1.0314
19 | WPSDGENRLG0083-Rev02-Msr019 | ExAnte2019 | None | SDG | Gro | Ex | CZ08 | Any | 0 | 0 | 0 | 14.4344 | 0.0029025 | -0.87868
19 | WPSDGENRLG0083-Rev02-Msr019 | ExAnte2019 | None | SDG | Gro | Ex | CZ10 | Any | 0 | 0 | 0 | 14.7147 | 0.0030408 | -0.83243
19 | WPSDGENRLG0083-Rev02-Msr019 | ExAnte2019 | None | SDG | Gro | Ex | CZ14 | Any | 0 | 0 | 0 | 14.5746 | 0.0030638 | -0.87868
19 | WPSDGENRLG0083-Rev02-Msr019 | ExAnte2019 | None | SDG | Gro | Ex | CZ15 | Any | 0 | 0 | 0 | 15.6957 | 0.0029947 | -0.46807
19 | WPSDGENRLG0083-Rev02-Msr019 | ExAnte2019 | None | SDG | Gro | Ex | IOU | Any | 0 | 0 | 0 | 14.1541 | 0.0028565 | -0.96837
19 | WPSDGENRLG0083-Rev02-Msr019 | ExAnte2019 | None | SDG | Hsp | Ex | CZ06 | Any | 0 | 0 | 0 | 17.4616 | 0.0024928 | -0.45856
19 | WPSDGENRLG0083-Rev02-Msr019 | ExAnte2019 | None | SDG | Hsp | Ex | CZ07 | Any | 0 | 0 | 0 | 17.4616 | 0.0024728 | -0.41908
19 | WPSDGENRLG0083-Rev02-Msr019 | ExAnte2019 | None | SDG | Hsp | Ex | CZ08 | Any | 0 | 0 | 0 | 17.4616 | 0.0024928 | -0.45248
19 | WPSDGENRLG0083-Rev02-Msr019 | ExAnte2019 | None | SDG | Hsp | Ex | CZ10 | Any | 0 | 0 | 0 | 17.4616 | 0.0025526 | -0.48892
19 | WPSDGENRLG0083-Rev02-Msr019 | ExAnte2019 | None | SDG | Hsp | Ex | CZ14 | Any | 0 | 0 | 0 | 17.1579 | 0.0025326 | -0.59825
19 | WPSDGENRLG0083-Rev02-Msr019 | ExAnte2019 | None | SDG | Hsp | Ex | CZ15 | Any | 0 | 0 | 0 | 17.7653 | 0.0025326 | -0.38719
19 | WPSDGENRLG0083-Rev02-Msr019 | ExAnte2019 | None | SDG | Hsp | Ex | IOU | Any | 0 | 0 | 0 | 17.4616 | 0.0024928 | -0.43123
19 | WPSDGENRLG0083-Rev02-Msr019 | ExAnte2019 | None | SDG | Htl | Ex | CZ06 | Any | 0 | 0 | 0 | 14.5777 | 0.0021678 | -0.18256
19 | WPSDGENRLG0083-Rev02-Msr019 | ExAnte2019 | None | SDG | Htl | Ex | CZ07 | Any | 0 | 0 | 0 | 14.9864 | 0.0021504 | -0.14714
19 | WPSDGENRLG0083-Rev02-Msr019 | ExAnte2019 | None | SDG | Htl | Ex | CZ08 | Any | 0 | 0 | 0 | 14.8502 | 0.0021851 | -0.16213
19 | WPSDGENRLG0083-Rev02-Msr019 | ExAnte2019 | None | SDG | Htl | Ex | CZ10 | Any | 0 | 0 | 0 | 14.5777 | 0.0022198 | -0.1812
19 | WPSDGENRLG0083-Rev02-Msr019 | ExAnte2019 | None | SDG | Htl | Ex | CZ14 | Any | 0 | 0 | 0 | 13.8965 | 0.0022198 | -0.24251
19 | WPSDGENRLG0083-Rev02-Msr019 | ExAnte2019 | None | SDG | Htl | Ex | CZ15 | Any | 0 | 0 | 0 | 15.8038 | 0.0022371 | -0.10422
19 | WPSDGENRLG0083-Rev02-Msr019 | ExAnte2019 | None | SDG | Htl | Ex | IOU | Any | 0 | 0 | 0 | 14.8502 | 0.0021678 | -0.15259
19 | WPSDGENRLG0083-Rev02-Msr019 | ExAnte2019 | None | SDG | MBT | Ex | CZ06 | Any | 0 | 0 | 0 | 8.2035 | 0.0017795 | -0.0052262
19 | WPSDGENRLG0083-Rev02-Msr019 | ExAnte2019 | None | SDG | MBT | Ex | CZ07 | Any | 0 | 0 | 0 | 8.2742 | 0.0017503 | -0.0010184
19 | WPSDGENRLG0083-Rev02-Msr019 | ExAnte2019 | None | SDG | MBT | Ex | CZ08 | Any | 0 | 0 | 0 | 8.2035 | 0.0018524 | -0.0033238
19 | WPSDGENRLG0083-Rev02-Msr019 | ExAnte2019 | None | SDG | MBT | Ex | CZ10 | Any | 0 | 0 | 0 | 8.2035 | 0.0018962 | -0.0067891
19 | WPSDGENRLG0083-Rev02-Msr019 | ExAnte2019 | None | SDG | MBT | Ex | CZ14 | Any | 0 | 0 | 0 | 8.0621 | 0.0018816 | -0.016336
19 | WPSDGENRLG0083-Rev02-Msr019 | ExAnte2019 | None | SDG | MBT | Ex | CZ15 | Any | 0 | 0 | 0 | 8.5571 | 0.0018962 | 0
19 | WPSDGENRLG0083-Rev02-Msr019 | ExAnte2019 | None | SDG | MBT | Ex | IOU | Any | 0 | 0 | 0 | 8.2035 | 0.0017941 | -0.0030975
19 | WPSDGENRLG0083-Rev02-Msr019 | ExAnte2019 | None | SDG | MLI | Ex | CZ06 | Any | 0 | 0 | 0 | 8.1713 | 0.0018283 | -0.04638
19 | WPSDGENRLG0083-Rev02-Msr019 | ExAnte2019 | None | SDG | MLI | Ex | CZ07 | Any | 0 | 0 | 0 | 8.1713 | 0.0018131 | -0.023228
19 | WPSDGENRLG0083-Rev02-Msr019 | ExAnte2019 | None | SDG | MLI | Ex | CZ08 | Any | 0 | 0 | 0 | 8.2469 | 0.0018283 | -0.037981
19 | WPSDGENRLG0083-Rev02-Msr019 | ExAnte2019 | None | SDG | MLI | Ex | CZ10 | Any | 0 | 0 | 0 | 8.2469 | 0.001874 | -0.052357
19 | WPSDGENRLG0083-Rev02-Msr019 | ExAnte2019 | None | SDG | MLI | Ex | CZ14 | Any | 0 | 0 | 0 | 8.02 | 0.0018588 | -0.14829
19 | WPSDGENRLG0083-Rev02-Msr019 | ExAnte2019 | None | SDG | MLI | Ex | CZ15 | Any | 0 | 0 | 0 | 8.8522 | 0.0018436 | -0.014224
19 | WPSDGENRLG0083-Rev02-Msr019 | ExAnte2019 | None | SDG | MLI | Ex | IOU | Any | 0 | 0 | 0 | 8.1713 | 0.0018283 | -0.034274
19 | WPSDGENRLG0083-Rev02-Msr019 | ExAnte2019 | None | SDG | Mtl | Ex | CZ06 | Any | 0 | 0 | 0 | 11.8227 | 0.0011728 | -0.14251
19 | WPSDGENRLG0083-Rev02-Msr019 | ExAnte2019 | None | SDG | Mtl | Ex | CZ07 | Any | 0 | 0 | 0 | 12.1394 | 0.0011635 | -0.10461
19 | WPSDGENRLG0083-Rev02-Msr019 | ExAnte2019 | None | SDG | Mtl | Ex | CZ08 | Any | 0 | 0 | 0 | 11.9283 | 0.0011821 | -0.12034
19 | WPSDGENRLG0083-Rev02-Msr019 | ExAnte2019 | None | SDG | Mtl | Ex | CZ10 | Any | 0 | 0 | 0 | 11.8227 | 0.0012193 | -0.14145
19 | WPSDGENRLG0083-Rev02-Msr019 | ExAnte2019 | None | SDG | Mtl | Ex | CZ14 | Any | 0 | 0 | 0 | 11.4005 | 0.00121 | -0.19423
19 | WPSDGENRLG0083-Rev02-Msr019 | ExAnte2019 | None | SDG | Mtl | Ex | CZ15 | Any | 0 | 0 | 0 | 12.6672 | 0.001238 | -0.05943
19 | WPSDGENRLG0083-Rev02-Msr019 | ExAnte2019 | None | SDG | Mtl | Ex | IOU | Any | 0 | 0 | 0 | 12.0338 | 0.0011728 | -0.10978
19 | WPSDGENRLG0083-Rev02-Msr019 | ExAnte2019 | None | SDG | Nrs | Ex | CZ06 | Any | 0 | 0 | 0 | 10.5019 | 0.0022409 | -0.38118
19 | WPSDGENRLG0083-Rev02-Msr019 | ExAnte2019 | None | SDG | Nrs | Ex | CZ07 | Any | 0 | 0 | 0 | 10.4047 | 0.0022065 | -0.34812
19 | WPSDGENRLG0083-Rev02-Msr019 | ExAnte2019 | None | SDG | Nrs | Ex | CZ08 | Any | 0 | 0 | 0 | 10.5992 | 0.0022409 | -0.37048
19 | WPSDGENRLG0083-Rev02-Msr019 | ExAnte2019 | None | SDG | Nrs | Ex | CZ10 | Any | 0 | 0 | 0 | 10.5992 | 0.0023271 | -0.39285
19 | WPSDGENRLG0083-Rev02-Msr019 | ExAnte2019 | None | SDG | Nrs | Ex | CZ14 | Any | 0 | 0 | 0 | 10.5019 | 0.0022754 | -0.45897
19 | WPSDGENRLG0083-Rev02-Msr019 | ExAnte2019 | None | SDG | Nrs | Ex | CZ15 | Any | 0 | 0 | 0 | 11.1826 | 0.0023099 | -0.23143
19 | WPSDGENRLG0083-Rev02-Msr019 | ExAnte2019 | None | SDG | Nrs | Ex | IOU | Any | 0 | 0 | 0 | 10.4047 | 0.0022237 | -0.3559
19 | WPSDGENRLG0083-Rev02-Msr019 | ExAnte2019 | None | SDG | OfL | Ex | CZ06 | Any | 0 | 0 | 0 | 8.1432 | 0.0022454 | -0.04577
19 | WPSDGENRLG0083-Rev02-Msr019 | ExAnte2019 | None | SDG | OfL | Ex | CZ07 | Any | 0 | 0 | 0 | 8.1432 | 0.0022277 | -0.040576
19 | WPSDGENRLG0083-Rev02-Msr019 | ExAnte2019 | None | SDG | OfL | Ex | CZ08 | Any | 0 | 0 | 0 | 8.1432 | 0.002263 | -0.04556
19 | WPSDGENRLG0083-Rev02-Msr019 | ExAnte2019 | None | SDG | OfL | Ex | CZ10 | Any | 0 | 0 | 0 | 8.1432 | 0.0022984 | -0.053633
19 | WPSDGENRLG0083-Rev02-Msr019 | ExAnte2019 | None | SDG | OfL | Ex | CZ14 | Any | 0 | 0 | 0 | 8.073 | 0.0022984 | -0.067041
19 | WPSDGENRLG0083-Rev02-Msr019 | ExAnte2019 | None | SDG | OfL | Ex | CZ15 | Any | 0 | 0 | 0 | 8.5644 | 0.0023161 | -0.031099
19 | WPSDGENRLG0083-Rev02-Msr019 | ExAnte2019 | None | SDG | OfL | Ex | IOU | Any | 0 | 0 | 0 | 8.1432 | 0.0022454 | -0.043173
19 | WPSDGENRLG0083-Rev02-Msr019 | ExAnte2019 | None | SDG | OfS | Ex | CZ06 | Any | 0 | 0 | 0 | 5.4717 | 0.0019988 | -0.0077555
19 | WPSDGENRLG0083-Rev02-Msr019 | ExAnte2019 | None | SDG | OfS | Ex | CZ07 | Any | 0 | 0 | 0 | 5.5193 | 0.0019828 | -0.0022077
19 | WPSDGENRLG0083-Rev02-Msr019 | ExAnte2019 | None | SDG | OfS | Ex | CZ08 | Any | 0 | 0 | 0 | 5.5193 | 0.0020147 | -0.0066612
19 | WPSDGENRLG0083-Rev02-Msr019 | ExAnte2019 | None | SDG | OfS | Ex | CZ10 | Any | 0 | 0 | 0 | 5.5193 | 0.0020307 | -0.010087
19 | WPSDGENRLG0083-Rev02-Msr019 | ExAnte2019 | None | SDG | OfS | Ex | CZ14 | Any | 0 | 0 | 0 | 5.3765 | 0.0020467 | -0.02498
19 | WPSDGENRLG0083-Rev02-Msr019 | ExAnte2019 | None | SDG | OfS | Ex | CZ15 | Any | 0 | 0 | 0 | 5.8048 | 0.0020147 | -0.0020697
19 | WPSDGENRLG0083-Rev02-Msr019 | ExAnte2019 | None | SDG | OfS | Ex | IOU | Any | 0 | 0 | 0 | 5.5193 | 0.0019988 | -0.0038825
19 | WPSDGENRLG0083-Rev02-Msr019 | ExAnte2019 | None | SDG | RFF | Ex | CZ06 | Any | 0 | 0 | 0 | 9.8124 | 0.0020051 | -0.17326
19 | WPSDGENRLG0083-Rev02-Msr019 | ExAnte2019 | None | SDG | RFF | Ex | CZ07 | Any | 0 | 0 | 0 | 9.9008 | 0.0020051 | -0.15735
19 | WPSDGENRLG0083-Rev02-Msr019 | ExAnte2019 | None | SDG | RFF | Ex | CZ08 | Any | 0 | 0 | 0 | 9.9008 | 0.0019888 | -0.15293
19 | WPSDGENRLG0083-Rev02-Msr019 | ExAnte2019 | None | SDG | RFF | Ex | CZ10 | Any | 0 | 0 | 0 | 9.9008 | 0.0020378 | -0.16973
19 | WPSDGENRLG0083-Rev02-Msr019 | ExAnte2019 | None | SDG | RFF | Ex | CZ14 | Any | 0 | 0 | 0 | 9.724 | 0.0020704 | -0.24133
19 | WPSDGENRLG0083-Rev02-Msr019 | ExAnte2019 | None | SDG | RFF | Ex | CZ15 | Any | 0 | 0 | 0 | 10.5196 | 0.0020541 | -0.077527
19 | WPSDGENRLG0083-Rev02-Msr019 | ExAnte2019 | None | SDG | RFF | Ex | IOU | Any | 0 | 0 | 0 | 9.9008 | 0.0020051 | -0.16089
19 | WPSDGENRLG0083-Rev02-Msr019 | ExAnte2019 | None | SDG | RSD | Ex | CZ06 | Any | 0 | 0 | 0 | 11.1238 | 0.002041 | -0.23936
19 | WPSDGENRLG0083-Rev02-Msr019 | ExAnte2019 | None | SDG | RSD | Ex | CZ07 | Any | 0 | 0 | 0 | 11.1238 | 0.0020737 | -0.22049
19 | WPSDGENRLG0083-Rev02-Msr019 | ExAnte2019 | None | SDG | RSD | Ex | CZ08 | Any | 0 | 0 | 0 | 11.2232 | 0.0019757 | -0.19864
19 | WPSDGENRLG0083-Rev02-Msr019 | ExAnte2019 | None | SDG | RSD | Ex | CZ10 | Any | 0 | 0 | 0 | 11.1238 | 0.0018777 | -0.2334
19 | WPSDGENRLG0083-Rev02-Msr019 | ExAnte2019 | None | SDG | RSD | Ex | CZ14 | Any | 0 | 0 | 0 | 10.7266 | 0.0018777 | -0.38338
19 | WPSDGENRLG0083-Rev02-Msr019 | ExAnte2019 | None | SDG | RSD | Ex | CZ15 | Any | 0 | 0 | 0 | 12.0177 | 0.0021063 | -0.089189
19 | WPSDGENRLG0083-Rev02-Msr019 | ExAnte2019 | None | SDG | RSD | Ex | IOU | Any | 0 | 0 | 0 | 11.1238 | 0.0020247 | -0.22347
19 | WPSDGENRLG0083-Rev02-Msr019 | ExAnte2019 | None | SDG | Rt3 | Ex | CZ06 | Any | 0 | 0 | 0 | 16.6842 | 0.0030642 | -0.077473
19 | WPSDGENRLG0083-Rev02-Msr019 | ExAnte2019 | None | SDG | Rt3 | Ex | CZ07 | Any | 0 | 0 | 0 | 16.6842 | 0.003039 | -0.033513
19 | WPSDGENRLG0083-Rev02-Msr019 | ExAnte2019 | None | SDG | Rt3 | Ex | CZ08 | Any | 0 | 0 | 0 | 16.6842 | 0.003039 | -0.069348
19 | WPSDGENRLG0083-Rev02-Msr019 | ExAnte2019 | None | SDG | Rt3 | Ex | CZ10 | Any | 0 | 0 | 0 | 16.5391 | 0.0030893 | -0.1268
19 | WPSDGENRLG0083-Rev02-Msr019 | ExAnte2019 | None | SDG | Rt3 | Ex | CZ14 | Any | 0 | 0 | 0 | 15.8137 | 0.0031144 | -0.46281
19 | WPSDGENRLG0083-Rev02-Msr019 | ExAnte2019 | None | SDG | Rt3 | Ex | CZ15 | Any | 0 | 0 | 0 | 17.1194 | 0.0031395 | -0.029886
19 | WPSDGENRLG0083-Rev02-Msr019 | ExAnte2019 | None | SDG | Rt3 | Ex | IOU | Any | 0 | 0 | 0 | 16.6842 | 0.0030642 | -0.060498
19 | WPSDGENRLG0083-Rev02-Msr019 | ExAnte2019 | None | SDG | RtL | Ex | CZ06 | Any | 0 | 0 | 0 | 11.8989 | 0.0029613 | -0.10172
19 | WPSDGENRLG0083-Rev02-Msr019 | ExAnte2019 | None | SDG | RtL | Ex | CZ07 | Any | 0 | 0 | 0 | 12.0042 | 0.0029613 | -0.074342
19 | WPSDGENRLG0083-Rev02-Msr019 | ExAnte2019 | None | SDG | RtL | Ex | CZ08 | Any | 0 | 0 | 0 | 12.0042 | 0.0029613 | -0.088031
19 | WPSDGENRLG0083-Rev02-Msr019 | ExAnte2019 | None | SDG | RtL | Ex | CZ10 | Any | 0 | 0 | 0 | 11.8989 | 0.0030095 | -0.11794
19 | WPSDGENRLG0083-Rev02-Msr019 | ExAnte2019 | None | SDG | RtL | Ex | CZ14 | Any | 0 | 0 | 0 | 11.4777 | 0.0030336 | -0.24746
19 | WPSDGENRLG0083-Rev02-Msr019 | ExAnte2019 | None | SDG | RtL | Ex | CZ15 | Any | 0 | 0 | 0 | 12.4254 | 0.0030577 | -0.041594
19 | WPSDGENRLG0083-Rev02-Msr019 | ExAnte2019 | None | SDG | RtL | Ex | IOU | Any | 0 | 0 | 0 | 12.0042 | 0.0029613 | -0.086978
19 | WPSDGENRLG0083-Rev02-Msr019 | ExAnte2019 | None | SDG | RtS | Ex | CZ06 | Any | 0 | 0 | 0 | 6.728 | 0.0020428 | -0.021434
19 | WPSDGENRLG0083-Rev02-Msr019 | ExAnte2019 | None | SDG | RtS | Ex | CZ07 | Any | 0 | 0 | 0 | 6.728 | 0.0020093 | -0.012742
19 | WPSDGENRLG0083-Rev02-Msr019 | ExAnte2019 | None | SDG | RtS | Ex | CZ08 | Any | 0 | 0 | 0 | 6.7876 | 0.0020428 | -0.01816
19 | WPSDGENRLG0083-Rev02-Msr019 | ExAnte2019 | None | SDG | RtS | Ex | CZ10 | Any | 0 | 0 | 0 | 6.728 | 0.0020595 | -0.026733
19 | WPSDGENRLG0083-Rev02-Msr019 | ExAnte2019 | None | SDG | RtS | Ex | CZ14 | Any | 0 | 0 | 0 | 6.5494 | 0.0020595 | -0.066685
19 | WPSDGENRLG0083-Rev02-Msr019 | ExAnte2019 | None | SDG | RtS | Ex | CZ15 | Any | 0 | 0 | 0 | 7.0853 | 0.0020763 | -0.0057277
19 | WPSDGENRLG0083-Rev02-Msr019 | ExAnte2019 | None | SDG | RtS | Ex | IOU | Any | 0 | 0 | 0 | 6.728 | 0.002026 | -0.01685
19 | WPSDGENRLG0083-Rev02-Msr019 | ExAnte2019 | None | SDG | SCn | Ex | CZ06 | Any | 0 | 0 | 0 | 6.1326 | 0.0017035 | -0.076211
19 | WPSDGENRLG0083-Rev02-Msr019 | ExAnte2019 | None | SDG | SCn | Ex | CZ07 | Any | 0 | 0 | 0 | 6.0135 | 0.0017166 | -0.062517
19 | WPSDGENRLG0083-Rev02-Msr019 | ExAnte2019 | None | SDG | SCn | Ex | CZ08 | Any | 0 | 0 | 0 | 6.1922 | 0.0017035 | -0.064899
19 | WPSDGENRLG0083-Rev02-Msr019 | ExAnte2019 | None | SDG | SCn | Ex | CZ10 | Any | 0 | 0 | 0 | 6.1922 | 0.0017166 | -0.080379
19 | WPSDGENRLG0083-Rev02-Msr019 | ExAnte2019 | None | SDG | SCn | Ex | CZ14 | Any | 0 | 0 | 0 | 6.0135 | 0.0016904 | -0.11789
19 | WPSDGENRLG0083-Rev02-Msr019 | ExAnte2019 | None | SDG | SCn | Ex | CZ15 | Any | 0 | 0 | 0 | 6.6685 | 0.0016904 | -0.034355
19 | WPSDGENRLG0083-Rev02-Msr019 | ExAnte2019 | None | SDG | SCn | Ex | IOU | Any | 0 | 0 | 0 | 6.0731 | 0.0017166 | -0.068471
19 | WPSDGENRLG0083-Rev02-Msr019 | ExAnte2019 | None | SDG | SUn | Ex | CZ06 | Any | 0 | 0 | 0 | 5.616 | 0.001157 | 0
19 | WPSDGENRLG0083-Rev02-Msr019 | ExAnte2019 | None | SDG | SUn | Ex | CZ07 | Any | 0 | 0 | 0 | 5.616 | 0.001157 | 0
19 | WPSDGENRLG0083-Rev02-Msr019 | ExAnte2019 | None | SDG | SUn | Ex | CZ08 | Any | 0 | 0 | 0 | 5.616 | 0.001157 | 0
19 | WPSDGENRLG0083-Rev02-Msr019 | ExAnte2019 | None | SDG | SUn | Ex | CZ10 | Any | 0 | 0 | 0 | 5.616 | 0.001157 | 0
19 | WPSDGENRLG0083-Rev02-Msr019 | ExAnte2019 | None | SDG | SUn | Ex | CZ14 | Any | 0 | 0 | 0 | 5.616 | 0.001157 | 0
19 | WPSDGENRLG0083-Rev02-Msr019 | ExAnte2019 | None | SDG | SUn | Ex | CZ15 | Any | 0 | 0 | 0 | 5.616 | 0.001157 | 0
19 | WPSDGENRLG0083-Rev02-Msr019 | ExAnte2019 | None | SDG | SUn | Ex | IOU | Any | 0 | 0 | 0 | 5.616 | 0.001157 | 0
19 | WPSDGENRLG0083-Rev02-Msr019 | ExAnte2019 | None | SDG | WRf | Ex | CZ06 | Any | 0 | 0 | 0 | 19.2137 | 0.0017485 | 0
19 | WPSDGENRLG0083-Rev02-Msr019 | ExAnte2019 | None | SDG | WRf | Ex | CZ07 | Any | 0 | 0 | 0 | 19.3331 | 0.0017485 | 0
19 | WPSDGENRLG0083-Rev02-Msr019 | ExAnte2019 | None | SDG | WRf | Ex | CZ08 | Any | 0 | 0 | 0 | 18.4977 | 0.0017485 | 0
19 | WPSDGENRLG0083-Rev02-Msr019 | ExAnte2019 | None | SDG | WRf | Ex | CZ10 | Any | 0 | 0 | 0 | 18.9751 | 0.0017625 | 0
19 | WPSDGENRLG0083-Rev02-Msr019 | ExAnte2019 | None | SDG | WRf | Ex | CZ14 | Any | 0 | 0 | 0 | 17.6623 | 0.0017485 | 0
19 | WPSDGENRLG0083-Rev02-Msr019 | ExAnte2019 | None | SDG | WRf | Ex | CZ15 | Any | 0 | 0 | 0 | 18.7364 | 0.0017625 | 0
19 | WPSDGENRLG0083-Rev02-Msr019 | ExAnte2019 | None | SDG | WRf | Ex | IOU | Any | 0 | 0 | 0 | 19.2137 | 0.0017485 | 0
20 | WPSDGENRLG0083-Rev02-Msr020 | ExAnte2019 | None | SDG | Asm | Ex | CZ06 | Any | 0 | 0 | 0 | 6.0588 | 0.0020074 | -0.051445
20 | WPSDGENRLG0083-Rev02-Msr020 | ExAnte2019 | None | SDG | Asm | Ex | CZ07 | Any | 0 | 0 | 0 | 6.1139 | 0.0020074 | -0.047534
20 | WPSDGENRLG0083-Rev02-Msr020 | ExAnte2019 | None | SDG | Asm | Ex | CZ08 | Any | 0 | 0 | 0 | 6.1139 | 0.0019584 | -0.043513
20 | WPSDGENRLG0083-Rev02-Msr020 | ExAnte2019 | None | SDG | Asm | Ex | CZ10 | Any | 0 | 0 | 0 | 6.0588 | 0.0019747 | -0.055631
20 | WPSDGENRLG0083-Rev02-Msr020 | ExAnte2019 | None | SDG | Asm | Ex | CZ14 | Any | 0 | 0 | 0 | 5.8936 | 0.0018442 | -0.088679
20 | WPSDGENRLG0083-Rev02-Msr020 | ExAnte2019 | None | SDG | Asm | Ex | CZ15 | Any | 0 | 0 | 0 | 6.6647 | 0.0019584 | -0.024566
20 | WPSDGENRLG0083-Rev02-Msr020 | ExAnte2019 | None | SDG | Asm | Ex | IOU | Any | 0 | 0 | 0 | 6.1139 | 0.001991 | -0.050343
20 | WPSDGENRLG0083-Rev02-Msr020 | ExAnte2019 | None | SDG | Com | Ex | IOU | Any | 0 | 0 | 0 | 11.6525 | 0.0027573 | -0.11444
20 | WPSDGENRLG0083-Rev02-Msr020 | ExAnte2019 | None | SDG | ECC | Ex | CZ06 | Any | 0 | 0 | 0 | 8.9134 | 0.003014 | -0.1128
20 | WPSDGENRLG0083-Rev02-Msr020 | ExAnte2019 | None | SDG | ECC | Ex | CZ07 | Any | 0 | 0 | 0 | 8.9923 | 0.003014 | -0.094656
20 | WPSDGENRLG0083-Rev02-Msr020 | ExAnte2019 | None | SDG | ECC | Ex | CZ08 | Any | 0 | 0 | 0 | 9.0712 | 0.0029902 | -0.10254
20 | WPSDGENRLG0083-Rev02-Msr020 | ExAnte2019 | None | SDG | ECC | Ex | CZ10 | Any | 0 | 0 | 0 | 8.9923 | 0.0030377 | -0.12148
20 | WPSDGENRLG0083-Rev02-Msr020 | ExAnte2019 | None | SDG | ECC | Ex | CZ14 | Any | 0 | 0 | 0 | 8.8346 | 0.003014 | -0.183
20 | WPSDGENRLG0083-Rev02-Msr020 | ExAnte2019 | None | SDG | ECC | Ex | CZ15 | Any | 0 | 0 | 0 | 9.5445 | 0.0029902 | -0.047565
20 | WPSDGENRLG0083-Rev02-Msr020 | ExAnte2019 | None | SDG | ECC | Ex | IOU | Any | 0 | 0 | 0 | 8.9923 | 0.003014 | -0.10176
20 | WPSDGENRLG0083-Rev02-Msr020 | ExAnte2019 | None | SDG | EPr | Ex | CZ06 | Any | 0 | 0 | 0 | 8.1008 | 0.0029245 | -0.072481
20 | WPSDGENRLG0083-Rev02-Msr020 | ExAnte2019 | None | SDG | EPr | Ex | CZ07 | Any | 0 | 0 | 0 | 8.1008 | 0.0029474 | -0.064594
20 | WPSDGENRLG0083-Rev02-Msr020 | ExAnte2019 | None | SDG | EPr | Ex | CZ08 | Any | 0 | 0 | 0 | 8.1719 | 0.0029702 | -0.059904
20 | WPSDGENRLG0083-Rev02-Msr020 | ExAnte2019 | None | SDG | EPr | Ex | CZ10 | Any | 0 | 0 | 0 | 8.1008 | 0.0029474 | -0.076745
20 | WPSDGENRLG0083-Rev02-Msr020 | ExAnte2019 | None | SDG | EPr | Ex | CZ14 | Any | 0 | 0 | 0 | 7.8166 | 0.0029474 | -0.13075
20 | WPSDGENRLG0083-Rev02-Msr020 | ExAnte2019 | None | SDG | EPr | Ex | CZ15 | Any | 0 | 0 | 0 | 8.6693 | 0.0029474 | -0.031409
20 | WPSDGENRLG0083-Rev02-Msr020 | ExAnte2019 | None | SDG | EPr | Ex | IOU | Any | 0 | 0 | 0 | 8.1008 | 0.0029474 | -0.069212
20 | WPSDGENRLG0083-Rev02-Msr020 | ExAnte2019 | None | SDG | ERC | Ex | CZ06 | Any | 0 | 0 | 0 | 3.623 | 0.0015936 | -0.021836
20 | WPSDGENRLG0083-Rev02-Msr020 | ExAnte2019 | None | SDG | ERC | Ex | CZ07 | Any | 0 | 0 | 0 | 3.6883 | 0.0016189 | -0.01805
20 | WPSDGENRLG0083-Rev02-Msr020 | ExAnte2019 | None | SDG | ERC | Ex | CZ08 | Any | 0 | 0 | 0 | 3.623 | 0.0016063 | -0.019094
20 | WPSDGENRLG0083-Rev02-Msr020 | ExAnte2019 | None | SDG | ERC | Ex | CZ10 | Any | 0 | 0 | 0 | 3.623 | 0.0016063 | -0.022554
20 | WPSDGENRLG0083-Rev02-Msr020 | ExAnte2019 | None | SDG | ERC | Ex | CZ14 | Any | 0 | 0 | 0 | 3.5578 | 0.0016189 | -0.0298
20 | WPSDGENRLG0083-Rev02-Msr020 | ExAnte2019 | None | SDG | ERC | Ex | CZ15 | Any | 0 | 0 | 0 | 3.8515 | 0.0016569 | -0.01051
20 | WPSDGENRLG0083-Rev02-Msr020 | ExAnte2019 | None | SDG | ERC | Ex | IOU | Any | 0 | 0 | 0 | 3.6557 | 0.0016189 | -0.019845
20 | WPSDGENRLG0083-Rev02-Msr020 | ExAnte2019 | None | SDG | ESe | Ex | CZ06 | Any | 0 | 0 | 0 | 8.3395 | 0.0031683 | -0.099032
20 | WPSDGENRLG0083-Rev02-Msr020 | ExAnte2019 | None | SDG | ESe | Ex | CZ07 | Any | 0 | 0 | 0 | 8.3395 | 0.003094 | -0.087118
20 | WPSDGENRLG0083-Rev02-Msr020 | ExAnte2019 | None | SDG | ESe | Ex | CZ08 | Any | 0 | 0 | 0 | 8.414 | 0.0031435 | -0.084884
20 | WPSDGENRLG0083-Rev02-Msr020 | ExAnte2019 | None | SDG | ESe | Ex | CZ10 | Any | 0 | 0 | 0 | 8.414 | 0.0031435 | -0.10648
20 | WPSDGENRLG0083-Rev02-Msr020 | ExAnte2019 | None | SDG | ESe | Ex | CZ14 | Any | 0 | 0 | 0 | 8.1161 | 0.0030445 | -0.17126
20 | WPSDGENRLG0083-Rev02-Msr020 | ExAnte2019 | None | SDG | ESe | Ex | CZ15 | Any | 0 | 0 | 0 | 9.0841 | 0.0031435 | -0.04691
20 | WPSDGENRLG0083-Rev02-Msr020 | ExAnte2019 | None | SDG | ESe | Ex | IOU | Any | 0 | 0 | 0 | 8.3395 | 0.003094 | -0.094564
20 | WPSDGENRLG0083-Rev02-Msr020 | ExAnte2019 | None | SDG | EUn | Ex | CZ06 | Any | 0 | 0 | 0 | 9.6125 | 0.0032387 | -0.095282
20 | WPSDGENRLG0083-Rev02-Msr020 | ExAnte2019 | None | SDG | EUn | Ex | CZ07 | Any | 0 | 0 | 0 | 9.6125 | 0.003213 | -0.082718
20 | WPSDGENRLG0083-Rev02-Msr020 | ExAnte2019 | None | SDG | EUn | Ex | CZ08 | Any | 0 | 0 | 0 | 9.6968 | 0.0032644 | -0.091909
20 | WPSDGENRLG0083-Rev02-Msr020 | ExAnte2019 | None | SDG | EUn | Ex | CZ10 | Any | 0 | 0 | 0 | 9.6968 | 0.0032901 | -0.10624
20 | WPSDGENRLG0083-Rev02-Msr020 | ExAnte2019 | None | SDG | EUn | Ex | CZ14 | Any | 0 | 0 | 0 | 9.5282 | 0.0032644 | -0.1425
20 | WPSDGENRLG0083-Rev02-Msr020 | ExAnte2019 | None | SDG | EUn | Ex | CZ15 | Any | 0 | 0 | 0 | 10.0341 | 0.0032644 | -0.046039
20 | WPSDGENRLG0083-Rev02-Msr020 | ExAnte2019 | None | SDG | EUn | Ex | IOU | Any | 0 | 0 | 0 | 9.6125 | 0.0032387 | -0.088536
20 | WPSDGENRLG0083-Rev02-Msr020 | ExAnte2019 | None | SDG | Gro | Ex | CZ06 | Any | 0 | 0 | 0 | 18.5093 | 0.0037053 | -1.2682
20 | WPSDGENRLG0083-Rev02-Msr020 | ExAnte2019 | None | SDG | Gro | Ex | CZ07 | Any | 0 | 0 | 0 | 18.326 | 0.0036149 | -1.3488
20 | WPSDGENRLG0083-Rev02-Msr020 | ExAnte2019 | None | SDG | Gro | Ex | CZ08 | Any | 0 | 0 | 0 | 18.8758 | 0.0037956 | -1.149
20 | WPSDGENRLG0083-Rev02-Msr020 | ExAnte2019 | None | SDG | Gro | Ex | CZ10 | Any | 0 | 0 | 0 | 19.2423 | 0.0039764 | -1.0886
20 | WPSDGENRLG0083-Rev02-Msr020 | ExAnte2019 | None | SDG | Gro | Ex | CZ14 | Any | 0 | 0 | 0 | 19.059 | 0.0040065 | -1.149
20 | WPSDGENRLG0083-Rev02-Msr020 | ExAnte2019 | None | SDG | Gro | Ex | CZ15 | Any | 0 | 0 | 0 | 20.5251 | 0.0039161 | -0.61209
20 | WPSDGENRLG0083-Rev02-Msr020 | ExAnte2019 | None | SDG | Gro | Ex | IOU | Any | 0 | 0 | 0 | 18.5093 | 0.0037354 | -1.2663
20 | WPSDGENRLG0083-Rev02-Msr020 | ExAnte2019 | None | SDG | Hsp | Ex | CZ06 | Any | 0 | 0 | 0 | 22.8344 | 0.0032598 | -0.59965
20 | WPSDGENRLG0083-Rev02-Msr020 | ExAnte2019 | None | SDG | Hsp | Ex | CZ07 | Any | 0 | 0 | 0 | 22.8344 | 0.0032337 | -0.54803
20 | WPSDGENRLG0083-Rev02-Msr020 | ExAnte2019 | None | SDG | Hsp | Ex | CZ08 | Any | 0 | 0 | 0 | 22.8344 | 0.0032598 | -0.59171
20 | WPSDGENRLG0083-Rev02-Msr020 | ExAnte2019 | None | SDG | Hsp | Ex | CZ10 | Any | 0 | 0 | 0 | 22.8344 | 0.003338 | -0.63936
20 | WPSDGENRLG0083-Rev02-Msr020 | ExAnte2019 | None | SDG | Hsp | Ex | CZ14 | Any | 0 | 0 | 0 | 22.4373 | 0.0033119 | -0.78233
20 | WPSDGENRLG0083-Rev02-Msr020 | ExAnte2019 | None | SDG | Hsp | Ex | CZ15 | Any | 0 | 0 | 0 | 23.2315 | 0.0033119 | -0.50633
20 | WPSDGENRLG0083-Rev02-Msr020 | ExAnte2019 | None | SDG | Hsp | Ex | IOU | Any | 0 | 0 | 0 | 22.8344 | 0.0032598 | -0.56391
20 | WPSDGENRLG0083-Rev02-Msr020 | ExAnte2019 | None | SDG | Htl | Ex | CZ06 | Any | 0 | 0 | 0 | 19.0631 | 0.0028348 | -0.23873
20 | WPSDGENRLG0083-Rev02-Msr020 | ExAnte2019 | None | SDG | Htl | Ex | CZ07 | Any | 0 | 0 | 0 | 19.5976 | 0.0028121 | -0.19241
20 | WPSDGENRLG0083-Rev02-Msr020 | ExAnte2019 | None | SDG | Htl | Ex | CZ08 | Any | 0 | 0 | 0 | 19.4194 | 0.0028574 | -0.21201
20 | WPSDGENRLG0083-Rev02-Msr020 | ExAnte2019 | None | SDG | Htl | Ex | CZ10 | Any | 0 | 0 | 0 | 19.0631 | 0.0029028 | -0.23695
20 | WPSDGENRLG0083-Rev02-Msr020 | ExAnte2019 | None | SDG | Htl | Ex | CZ14 | Any | 0 | 0 | 0 | 18.1723 | 0.0029028 | -0.31712
20 | WPSDGENRLG0083-Rev02-Msr020 | ExAnte2019 | None | SDG | Htl | Ex | CZ15 | Any | 0 | 0 | 0 | 20.6666 | 0.0029255 | -0.13629
20 | WPSDGENRLG0083-Rev02-Msr020 | ExAnte2019 | None | SDG | Htl | Ex | IOU | Any | 0 | 0 | 0 | 19.4194 | 0.0028348 | -0.19954
20 | WPSDGENRLG0083-Rev02-Msr020 | ExAnte2019 | None | SDG | MBT | Ex | CZ06 | Any | 0 | 0 | 0 | 10.7277 | 0.002327 | -0.0068343
20 | WPSDGENRLG0083-Rev02-Msr020 | ExAnte2019 | None | SDG | MBT | Ex | CZ07 | Any | 0 | 0 | 0 | 10.8202 | 0.0022889 | -0.0013317
20 | WPSDGENRLG0083-Rev02-Msr020 | ExAnte2019 | None | SDG | MBT | Ex | CZ08 | Any | 0 | 0 | 0 | 10.7277 | 0.0024224 | -0.0043466
20 | WPSDGENRLG0083-Rev02-Msr020 | ExAnte2019 | None | SDG | MBT | Ex | CZ10 | Any | 0 | 0 | 0 | 10.7277 | 0.0024796 | -0.0088781
20 | WPSDGENRLG0083-Rev02-Msr020 | ExAnte2019 | None | SDG | MBT | Ex | CZ14 | Any | 0 | 0 | 0 | 10.5427 | 0.0024605 | -0.021363
20 | WPSDGENRLG0083-Rev02-Msr020 | ExAnte2019 | None | SDG | MBT | Ex | CZ15 | Any | 0 | 0 | 0 | 11.1901 | 0.0024796 | 0
20 | WPSDGENRLG0083-Rev02-Msr020 | ExAnte2019 | None | SDG | MBT | Ex | IOU | Any | 0 | 0 | 0 | 10.7277 | 0.0023461 | -0.0040506
20 | WPSDGENRLG0083-Rev02-Msr020 | ExAnte2019 | None | SDG | MLI | Ex | CZ06 | Any | 0 | 0 | 0 | 10.6855 | 0.0023909 | -0.06065
20 | WPSDGENRLG0083-Rev02-Msr020 | ExAnte2019 | None | SDG | MLI | Ex | CZ07 | Any | 0 | 0 | 0 | 10.6855 | 0.002371 | -0.030375
20 | WPSDGENRLG0083-Rev02-Msr020 | ExAnte2019 | None | SDG | MLI | Ex | CZ08 | Any | 0 | 0 | 0 | 10.7845 | 0.0023909 | -0.049668
20 | WPSDGENRLG0083-Rev02-Msr020 | ExAnte2019 | None | SDG | MLI | Ex | CZ10 | Any | 0 | 0 | 0 | 10.7845 | 0.0024507 | -0.068466
20 | WPSDGENRLG0083-Rev02-Msr020 | ExAnte2019 | None | SDG | MLI | Ex | CZ14 | Any | 0 | 0 | 0 | 10.4876 | 0.0024307 | -0.19392
20 | WPSDGENRLG0083-Rev02-Msr020 | ExAnte2019 | None | SDG | MLI | Ex | CZ15 | Any | 0 | 0 | 0 | 11.576 | 0.0024108 | -0.018601
20 | WPSDGENRLG0083-Rev02-Msr020 | ExAnte2019 | None | SDG | MLI | Ex | IOU | Any | 0 | 0 | 0 | 10.6855 | 0.0023909 | -0.04482
20 | WPSDGENRLG0083-Rev02-Msr020 | ExAnte2019 | None | SDG | Mtl | Ex | CZ06 | Any | 0 | 0 | 0 | 15.4605 | 0.0015337 | -0.18635
20 | WPSDGENRLG0083-Rev02-Msr020 | ExAnte2019 | None | SDG | Mtl | Ex | CZ07 | Any | 0 | 0 | 0 | 15.8746 | 0.0015215 | -0.1368
20 | WPSDGENRLG0083-Rev02-Msr020 | ExAnte2019 | None | SDG | Mtl | Ex | CZ08 | Any | 0 | 0 | 0 | 15.5985 | 0.0015458 | -0.15737
20 | WPSDGENRLG0083-Rev02-Msr020 | ExAnte2019 | None | SDG | Mtl | Ex | CZ10 | Any | 0 | 0 | 0 | 15.4605 | 0.0015945 | -0.18497
20 | WPSDGENRLG0083-Rev02-Msr020 | ExAnte2019 | None | SDG | Mtl | Ex | CZ14 | Any | 0 | 0 | 0 | 14.9083 | 0.0015824 | -0.25399
20 | WPSDGENRLG0083-Rev02-Msr020 | ExAnte2019 | None | SDG | Mtl | Ex | CZ15 | Any | 0 | 0 | 0 | 16.5648 | 0.0016189 | -0.077717
20 | WPSDGENRLG0083-Rev02-Msr020 | ExAnte2019 | None | SDG | Mtl | Ex | IOU | Any | 0 | 0 | 0 | 15.7366 | 0.0015337 | -0.14356
20 | WPSDGENRLG0083-Rev02-Msr020 | ExAnte2019 | None | SDG | Nrs | Ex | CZ06 | Any | 0 | 0 | 0 | 13.7333 | 0.0029305 | -0.49847
20 | WPSDGENRLG0083-Rev02-Msr020 | ExAnte2019 | None | SDG | Nrs | Ex | CZ07 | Any | 0 | 0 | 0 | 13.6061 | 0.0028854 | -0.45523
20 | WPSDGENRLG0083-Rev02-Msr020 | ExAnte2019 | None | SDG | Nrs | Ex | CZ08 | Any | 0 | 0 | 0 | 13.8604 | 0.0029305 | -0.48448
20 | WPSDGENRLG0083-Rev02-Msr020 | ExAnte2019 | None | SDG | Nrs | Ex | CZ10 | Any | 0 | 0 | 0 | 13.8604 | 0.0030432 | -0.51373
20 | WPSDGENRLG0083-Rev02-Msr020 | ExAnte2019 | None | SDG | Nrs | Ex | CZ14 | Any | 0 | 0 | 0 | 13.7333 | 0.0029755 | -0.6002
20 | WPSDGENRLG0083-Rev02-Msr020 | ExAnte2019 | None | SDG | Nrs | Ex | CZ15 | Any | 0 | 0 | 0 | 14.6234 | 0.0030206 | -0.30264
20 | WPSDGENRLG0083-Rev02-Msr020 | ExAnte2019 | None | SDG | Nrs | Ex | IOU | Any | 0 | 0 | 0 | 13.6061 | 0.0029079 | -0.46541
20 | WPSDGENRLG0083-Rev02-Msr020 | ExAnte2019 | None | SDG | OfL | Ex | CZ06 | Any | 0 | 0 | 0 | 10.6488 | 0.0029362 | -0.059854
20 | WPSDGENRLG0083-Rev02-Msr020 | ExAnte2019 | None | SDG | OfL | Ex | CZ07 | Any | 0 | 0 | 0 | 10.6488 | 0.0029131 | -0.05306
20 | WPSDGENRLG0083-Rev02-Msr020 | ExAnte2019 | None | SDG | OfL | Ex | CZ08 | Any | 0 | 0 | 0 | 10.6488 | 0.0029594 | -0.059578
20 | WPSDGENRLG0083-Rev02-Msr020 | ExAnte2019 | None | SDG | OfL | Ex | CZ10 | Any | 0 | 0 | 0 | 10.6488 | 0.0030056 | -0.070135
20 | WPSDGENRLG0083-Rev02-Msr020 | ExAnte2019 | None | SDG | OfL | Ex | CZ14 | Any | 0 | 0 | 0 | 10.557 | 0.0030056 | -0.087669
20 | WPSDGENRLG0083-Rev02-Msr020 | ExAnte2019 | None | SDG | OfL | Ex | CZ15 | Any | 0 | 0 | 0 | 11.1996 | 0.0030287 | -0.040667
20 | WPSDGENRLG0083-Rev02-Msr020 | ExAnte2019 | None | SDG | OfL | Ex | IOU | Any | 0 | 0 | 0 | 10.6488 | 0.0029362 | -0.056457
20 | WPSDGENRLG0083-Rev02-Msr020 | ExAnte2019 | None | SDG | OfS | Ex | CZ06 | Any | 0 | 0 | 0 | 7.1553 | 0.0026138 | -0.010142
20 | WPSDGENRLG0083-Rev02-Msr020 | ExAnte2019 | None | SDG | OfS | Ex | CZ07 | Any | 0 | 0 | 0 | 7.2175 | 0.0025928 | -0.002887
20 | WPSDGENRLG0083-Rev02-Msr020 | ExAnte2019 | None | SDG | OfS | Ex | CZ08 | Any | 0 | 0 | 0 | 7.2175 | 0.0026347 | -0.0087108
20 | WPSDGENRLG0083-Rev02-Msr020 | ExAnte2019 | None | SDG | OfS | Ex | CZ10 | Any | 0 | 0 | 0 | 7.2175 | 0.0026556 | -0.013191
20 | WPSDGENRLG0083-Rev02-Msr020 | ExAnte2019 | None | SDG | OfS | Ex | CZ14 | Any | 0 | 0 | 0 | 7.0309 | 0.0026765 | -0.032666
20 | WPSDGENRLG0083-Rev02-Msr020 | ExAnte2019 | None | SDG | OfS | Ex | CZ15 | Any | 0 | 0 | 0 | 7.5908 | 0.0026347 | -0.0027066
20 | WPSDGENRLG0083-Rev02-Msr020 | ExAnte2019 | None | SDG | OfS | Ex | IOU | Any | 0 | 0 | 0 | 7.2175 | 0.0026138 | -0.0050772
20 | WPSDGENRLG0083-Rev02-Msr020 | ExAnte2019 | None | SDG | RFF | Ex | CZ06 | Any | 0 | 0 | 0 | 12.8316 | 0.0026221 | -0.22658
20 | WPSDGENRLG0083-Rev02-Msr020 | ExAnte2019 | None | SDG | RFF | Ex | CZ07 | Any | 0 | 0 | 0 | 12.9472 | 0.0026221 | -0.20577
20 | WPSDGENRLG0083-Rev02-Msr020 | ExAnte2019 | None | SDG | RFF | Ex | CZ08 | Any | 0 | 0 | 0 | 12.9472 | 0.0026008 | -0.19999
20 | WPSDGENRLG0083-Rev02-Msr020 | ExAnte2019 | None | SDG | RFF | Ex | CZ10 | Any | 0 | 0 | 0 | 12.9472 | 0.0026648 | -0.22195
20 | WPSDGENRLG0083-Rev02-Msr020 | ExAnte2019 | None | SDG | RFF | Ex | CZ14 | Any | 0 | 0 | 0 | 12.716 | 0.0027074 | -0.31559
20 | WPSDGENRLG0083-Rev02-Msr020 | ExAnte2019 | None | SDG | RFF | Ex | CZ15 | Any | 0 | 0 | 0 | 13.7564 | 0.0026861 | -0.10138
20 | WPSDGENRLG0083-Rev02-Msr020 | ExAnte2019 | None | SDG | RFF | Ex | IOU | Any | 0 | 0 | 0 | 12.9472 | 0.0026221 | -0.21039
20 | WPSDGENRLG0083-Rev02-Msr020 | ExAnte2019 | None | SDG | RSD | Ex | CZ06 | Any | 0 | 0 | 0 | 14.5466 | 0.002669 | -0.31301
20 | WPSDGENRLG0083-Rev02-Msr020 | ExAnte2019 | None | SDG | RSD | Ex | CZ07 | Any | 0 | 0 | 0 | 14.5466 | 0.0027117 | -0.28833
20 | WPSDGENRLG0083-Rev02-Msr020 | ExAnte2019 | None | SDG | RSD | Ex | CZ08 | Any | 0 | 0 | 0 | 14.6764 | 0.0025836 | -0.25976
20 | WPSDGENRLG0083-Rev02-Msr020 | ExAnte2019 | None | SDG | RSD | Ex | CZ10 | Any | 0 | 0 | 0 | 14.5466 | 0.0024555 | -0.30522
20 | WPSDGENRLG0083-Rev02-Msr020 | ExAnte2019 | None | SDG | RSD | Ex | CZ14 | Any | 0 | 0 | 0 | 14.027 | 0.0024555 | -0.50134
20 | WPSDGENRLG0083-Rev02-Msr020 | ExAnte2019 | None | SDG | RSD | Ex | CZ15 | Any | 0 | 0 | 0 | 15.7155 | 0.0027544 | -0.11663
20 | WPSDGENRLG0083-Rev02-Msr020 | ExAnte2019 | None | SDG | RSD | Ex | IOU | Any | 0 | 0 | 0 | 14.5466 | 0.0026476 | -0.29223
20 | WPSDGENRLG0083-Rev02-Msr020 | ExAnte2019 | None | SDG | Rt3 | Ex | CZ06 | Any | 0 | 0 | 0 | 21.8178 | 0.004007 | -0.10131
20 | WPSDGENRLG0083-Rev02-Msr020 | ExAnte2019 | None | SDG | Rt3 | Ex | CZ07 | Any | 0 | 0 | 0 | 21.8178 | 0.0039741 | -0.043825
20 | WPSDGENRLG0083-Rev02-Msr020 | ExAnte2019 | None | SDG | Rt3 | Ex | CZ08 | Any | 0 | 0 | 0 | 21.8178 | 0.0039741 | -0.090686
20 | WPSDGENRLG0083-Rev02-Msr020 | ExAnte2019 | None | SDG | Rt3 | Ex | CZ10 | Any | 0 | 0 | 0 | 21.6281 | 0.0040398 | -0.16582
20 | WPSDGENRLG0083-Rev02-Msr020 | ExAnte2019 | None | SDG | Rt3 | Ex | CZ14 | Any | 0 | 0 | 0 | 20.6795 | 0.0040727 | -0.60521
20 | WPSDGENRLG0083-Rev02-Msr020 | ExAnte2019 | None | SDG | Rt3 | Ex | CZ15 | Any | 0 | 0 | 0 | 22.387 | 0.0041055 | -0.039082
20 | WPSDGENRLG0083-Rev02-Msr020 | ExAnte2019 | None | SDG | Rt3 | Ex | IOU | Any | 0 | 0 | 0 | 21.8178 | 0.004007 | -0.079113
20 | WPSDGENRLG0083-Rev02-Msr020 | ExAnte2019 | None | SDG | RtL | Ex | CZ06 | Any | 0 | 0 | 0 | 15.5601 | 0.0038725 | -0.13302
20 | WPSDGENRLG0083-Rev02-Msr020 | ExAnte2019 | None | SDG | RtL | Ex | CZ07 | Any | 0 | 0 | 0 | 15.6978 | 0.0038725 | -0.097216
20 | WPSDGENRLG0083-Rev02-Msr020 | ExAnte2019 | None | SDG | RtL | Ex | CZ08 | Any | 0 | 0 | 0 | 15.6978 | 0.0038725 | -0.11512
20 | WPSDGENRLG0083-Rev02-Msr020 | ExAnte2019 | None | SDG | RtL | Ex | CZ10 | Any | 0 | 0 | 0 | 15.5601 | 0.0039355 | -0.15422
20 | WPSDGENRLG0083-Rev02-Msr020 | ExAnte2019 | None | SDG | RtL | Ex | CZ14 | Any | 0 | 0 | 0 | 15.0093 | 0.003967 | -0.32359
20 | WPSDGENRLG0083-Rev02-Msr020 | ExAnte2019 | None | SDG | RtL | Ex | CZ15 | Any | 0 | 0 | 0 | 16.2486 | 0.0039985 | -0.054392
20 | WPSDGENRLG0083-Rev02-Msr020 | ExAnte2019 | None | SDG | RtL | Ex | IOU | Any | 0 | 0 | 0 | 15.6978 | 0.0038725 | -0.11374
20 | WPSDGENRLG0083-Rev02-Msr020 | ExAnte2019 | None | SDG | RtS | Ex | CZ06 | Any | 0 | 0 | 0 | 8.7982 | 0.0026713 | -0.02803
20 | WPSDGENRLG0083-Rev02-Msr020 | ExAnte2019 | None | SDG | RtS | Ex | CZ07 | Any | 0 | 0 | 0 | 8.7982 | 0.0026275 | -0.016662
20 | WPSDGENRLG0083-Rev02-Msr020 | ExAnte2019 | None | SDG | RtS | Ex | CZ08 | Any | 0 | 0 | 0 | 8.876 | 0.0026713 | -0.023747
20 | WPSDGENRLG0083-Rev02-Msr020 | ExAnte2019 | None | SDG | RtS | Ex | CZ10 | Any | 0 | 0 | 0 | 8.7982 | 0.0026932 | -0.034959
20 | WPSDGENRLG0083-Rev02-Msr020 | ExAnte2019 | None | SDG | RtS | Ex | CZ14 | Any | 0 | 0 | 0 | 8.5646 | 0.0026932 | -0.087203
20 | WPSDGENRLG0083-Rev02-Msr020 | ExAnte2019 | None | SDG | RtS | Ex | CZ15 | Any | 0 | 0 | 0 | 9.2653 | 0.0027151 | -0.0074901
20 | WPSDGENRLG0083-Rev02-Msr020 | ExAnte2019 | None | SDG | RtS | Ex | IOU | Any | 0 | 0 | 0 | 8.7982 | 0.0026494 | -0.022034
20 | WPSDGENRLG0083-Rev02-Msr020 | ExAnte2019 | None | SDG | SCn | Ex | CZ06 | Any | 0 | 0 | 0 | 8.0196 | 0.0022277 | -0.099661
20 | WPSDGENRLG0083-Rev02-Msr020 | ExAnte2019 | None | SDG | SCn | Ex | CZ07 | Any | 0 | 0 | 0 | 7.8639 | 0.0022448 | -0.081753
20 | WPSDGENRLG0083-Rev02-Msr020 | ExAnte2019 | None | SDG | SCn | Ex | CZ08 | Any | 0 | 0 | 0 | 8.0974 | 0.0022277 | -0.084867
20 | WPSDGENRLG0083-Rev02-Msr020 | ExAnte2019 | None | SDG | SCn | Ex | CZ10 | Any | 0 | 0 | 0 | 8.0974 | 0.0022448 | -0.10511
20 | WPSDGENRLG0083-Rev02-Msr020 | ExAnte2019 | None | SDG | SCn | Ex | CZ14 | Any | 0 | 0 | 0 | 7.8639 | 0.0022105 | -0.15416
20 | WPSDGENRLG0083-Rev02-Msr020 | ExAnte2019 | None | SDG | SCn | Ex | CZ15 | Any | 0 | 0 | 0 | 8.7203 | 0.0022105 | -0.044925
20 | WPSDGENRLG0083-Rev02-Msr020 | ExAnte2019 | None | SDG | SCn | Ex | IOU | Any | 0 | 0 | 0 | 7.9417 | 0.0022448 | -0.089539
20 | WPSDGENRLG0083-Rev02-Msr020 | ExAnte2019 | None | SDG | SUn | Ex | CZ06 | Any | 0 | 0 | 0 | 7.344 | 0.001513 | 0
20 | WPSDGENRLG0083-Rev02-Msr020 | ExAnte2019 | None | SDG | SUn | Ex | CZ07 | Any | 0 | 0 | 0 | 7.344 | 0.001513 | 0
20 | WPSDGENRLG0083-Rev02-Msr020 | ExAnte2019 | None | SDG | SUn | Ex | CZ08 | Any | 0 | 0 | 0 | 7.344 | 0.001513 | 0
20 | WPSDGENRLG0083-Rev02-Msr020 | ExAnte2019 | None | SDG | SUn | Ex | CZ10 | Any | 0 | 0 | 0 | 7.344 | 0.001513 | 0
20 | WPSDGENRLG0083-Rev02-Msr020 | ExAnte2019 | None | SDG | SUn | Ex | CZ14 | Any | 0 | 0 | 0 | 7.344 | 0.001513 | 0
20 | WPSDGENRLG0083-Rev02-Msr020 | ExAnte2019 | None | SDG | SUn | Ex | CZ15 | Any | 0 | 0 | 0 | 7.344 | 0.001513 | 0
20 | WPSDGENRLG0083-Rev02-Msr020 | ExAnte2019 | None | SDG | SUn | Ex | IOU | Any | 0 | 0 | 0 | 7.344 | 0.001513 | 0
20 | WPSDGENRLG0083-Rev02-Msr020 | ExAnte2019 | None | SDG | WRf | Ex | CZ06 | Any | 0 | 0 | 0 | 25.1257 | 0.0022865 | 0
20 | WPSDGENRLG0083-Rev02-Msr020 | ExAnte2019 | None | SDG | WRf | Ex | CZ07 | Any | 0 | 0 | 0 | 25.2817 | 0.0022865 | 0
20 | WPSDGENRLG0083-Rev02-Msr020 | ExAnte2019 | None | SDG | WRf | Ex | CZ08 | Any | 0 | 0 | 0 | 24.1893 | 0.0022865 | 0
20 | WPSDGENRLG0083-Rev02-Msr020 | ExAnte2019 | None | SDG | WRf | Ex | CZ10 | Any | 0 | 0 | 0 | 24.8135 | 0.0023048 | 0
20 | WPSDGENRLG0083-Rev02-Msr020 | ExAnte2019 | None | SDG | WRf | Ex | CZ14 | Any | 0 | 0 | 0 | 23.0969 | 0.0022865 | 0
20 | WPSDGENRLG0083-Rev02-Msr020 | ExAnte2019 | None | SDG | WRf | Ex | CZ15 | Any | 0 | 0 | 0 | 24.5014 | 0.0023048 | 0
20 | WPSDGENRLG0083-Rev02-Msr020 | ExAnte2019 | None | SDG | WRf | Ex | IOU | Any | 0 | 0 | 0 | 25.1257 | 0.0022865 | 0
21 | WPSDGENRLG0083-Rev02-Msr021 | ExAnte2019 | None | SDG | Asm | Ex | CZ06 | Any | 0 | 0 | 0 | 4.6332 | 0.001535 | -0.03934
21 | WPSDGENRLG0083-Rev02-Msr021 | ExAnte2019 | None | SDG | Asm | Ex | CZ07 | Any | 0 | 0 | 0 | 4.6753 | 0.001535 | -0.03635
21 | WPSDGENRLG0083-Rev02-Msr021 | ExAnte2019 | None | SDG | Asm | Ex | CZ08 | Any | 0 | 0 | 0 | 4.6753 | 0.0014976 | -0.033275
21 | WPSDGENRLG0083-Rev02-Msr021 | ExAnte2019 | None | SDG | Asm | Ex | CZ10 | Any | 0 | 0 | 0 | 4.6332 | 0.0015101 | -0.042541
21 | WPSDGENRLG0083-Rev02-Msr021 | ExAnte2019 | None | SDG | Asm | Ex | CZ14 | Any | 0 | 0 | 0 | 4.5068 | 0.0014102 | -0.067813
21 | WPSDGENRLG0083-Rev02-Msr021 | ExAnte2019 | None | SDG | Asm | Ex | CZ15 | Any | 0 | 0 | 0 | 5.0965 | 0.0014976 | -0.018786
21 | WPSDGENRLG0083-Rev02-Msr021 | ExAnte2019 | None | SDG | Asm | Ex | IOU | Any | 0 | 0 | 0 | 4.6753 | 0.0015226 | -0.038498
21 | WPSDGENRLG0083-Rev02-Msr021 | ExAnte2019 | None | SDG | Com | Ex | IOU | Any | 0 | 0 | 0 | 8.9107 | 0.0021085 | -0.087516
21 | WPSDGENRLG0083-Rev02-Msr021 | ExAnte2019 | None | SDG | ECC | Ex | CZ06 | Any | 0 | 0 | 0 | 6.8162 | 0.0023048 | -0.086258
21 | WPSDGENRLG0083-Rev02-Msr021 | ExAnte2019 | None | SDG | ECC | Ex | CZ07 | Any | 0 | 0 | 0 | 6.8765 | 0.0023048 | -0.072384
21 | WPSDGENRLG0083-Rev02-Msr021 | ExAnte2019 | None | SDG | ECC | Ex | CZ08 | Any | 0 | 0 | 0 | 6.9368 | 0.0022866 | -0.078416
21 | WPSDGENRLG0083-Rev02-Msr021 | ExAnte2019 | None | SDG | ECC | Ex | CZ10 | Any | 0 | 0 | 0 | 6.8765 | 0.0023229 | -0.092893
21 | WPSDGENRLG0083-Rev02-Msr021 | ExAnte2019 | None | SDG | ECC | Ex | CZ14 | Any | 0 | 0 | 0 | 6.7558 | 0.0023048 | -0.13994
21 | WPSDGENRLG0083-Rev02-Msr021 | ExAnte2019 | None | SDG | ECC | Ex | CZ15 | Any | 0 | 0 | 0 | 7.2987 | 0.0022866 | -0.036373
21 | WPSDGENRLG0083-Rev02-Msr021 | ExAnte2019 | None | SDG | ECC | Ex | IOU | Any | 0 | 0 | 0 | 6.8765 | 0.0023048 | -0.077813
21 | WPSDGENRLG0083-Rev02-Msr021 | ExAnte2019 | None | SDG | EPr | Ex | CZ06 | Any | 0 | 0 | 0 | 6.1948 | 0.0022364 | -0.055427
21 | WPSDGENRLG0083-Rev02-Msr021 | ExAnte2019 | None | SDG | EPr | Ex | CZ07 | Any | 0 | 0 | 0 | 6.1948 | 0.0022539 | -0.049395
21 | WPSDGENRLG0083-Rev02-Msr021 | ExAnte2019 | None | SDG | EPr | Ex | CZ08 | Any | 0 | 0 | 0 | 6.2491 | 0.0022714 | -0.045809
21 | WPSDGENRLG0083-Rev02-Msr021 | ExAnte2019 | None | SDG | EPr | Ex | CZ10 | Any | 0 | 0 | 0 | 6.1948 | 0.0022539 | -0.058687
21 | WPSDGENRLG0083-Rev02-Msr021 | ExAnte2019 | None | SDG | EPr | Ex | CZ14 | Any | 0 | 0 | 0 | 5.9774 | 0.0022539 | -0.099986
21 | WPSDGENRLG0083-Rev02-Msr021 | ExAnte2019 | None | SDG | EPr | Ex | CZ15 | Any | 0 | 0 | 0 | 6.6295 | 0.0022539 | -0.024018
21 | WPSDGENRLG0083-Rev02-Msr021 | ExAnte2019 | None | SDG | EPr | Ex | IOU | Any | 0 | 0 | 0 | 6.1948 | 0.0022539 | -0.052927
21 | WPSDGENRLG0083-Rev02-Msr021 | ExAnte2019 | None | SDG | ERC | Ex | CZ06 | Any | 0 | 0 | 0 | 2.7706 | 0.0012187 | -0.016698
21 | WPSDGENRLG0083-Rev02-Msr021 | ExAnte2019 | None | SDG | ERC | Ex | CZ07 | Any | 0 | 0 | 0 | 2.8205 | 0.001238 | -0.013803
21 | WPSDGENRLG0083-Rev02-Msr021 | ExAnte2019 | None | SDG | ERC | Ex | CZ08 | Any | 0 | 0 | 0 | 2.7706 | 0.0012283 | -0.014602
21 | WPSDGENRLG0083-Rev02-Msr021 | ExAnte2019 | None | SDG | ERC | Ex | CZ10 | Any | 0 | 0 | 0 | 2.7706 | 0.0012283 | -0.017247
21 | WPSDGENRLG0083-Rev02-Msr021 | ExAnte2019 | None | SDG | ERC | Ex | CZ14 | Any | 0 | 0 | 0 | 2.7206 | 0.001238 | -0.022788
21 | WPSDGENRLG0083-Rev02-Msr021 | ExAnte2019 | None | SDG | ERC | Ex | CZ15 | Any | 0 | 0 | 0 | 2.9453 | 0.001267 | -0.0080371
21 | WPSDGENRLG0083-Rev02-Msr021 | ExAnte2019 | None | SDG | ERC | Ex | IOU | Any | 0 | 0 | 0 | 2.7955 | 0.001238 | -0.015176
21 | WPSDGENRLG0083-Rev02-Msr021 | ExAnte2019 | None | SDG | ESe | Ex | CZ06 | Any | 0 | 0 | 0 | 6.3773 | 0.0024228 | -0.07573
21 | WPSDGENRLG0083-Rev02-Msr021 | ExAnte2019 | None | SDG | ESe | Ex | CZ07 | Any | 0 | 0 | 0 | 6.3773 | 0.002366 | -0.06662
21 | WPSDGENRLG0083-Rev02-Msr021 | ExAnte2019 | None | SDG | ESe | Ex | CZ08 | Any | 0 | 0 | 0 | 6.4342 | 0.0024039 | -0.064912
21 | WPSDGENRLG0083-Rev02-Msr021 | ExAnte2019 | None | SDG | ESe | Ex | CZ10 | Any | 0 | 0 | 0 | 6.4342 | 0.0024039 | -0.081424
21 | WPSDGENRLG0083-Rev02-Msr021 | ExAnte2019 | None | SDG | ESe | Ex | CZ14 | Any | 0 | 0 | 0 | 6.2065 | 0.0023281 | -0.13096
21 | WPSDGENRLG0083-Rev02-Msr021 | ExAnte2019 | None | SDG | ESe | Ex | CZ15 | Any | 0 | 0 | 0 | 6.9467 | 0.0024039 | -0.035872
21 | WPSDGENRLG0083-Rev02-Msr021 | ExAnte2019 | None | SDG | ESe | Ex | IOU | Any | 0 | 0 | 0 | 6.3773 | 0.002366 | -0.072314
21 | WPSDGENRLG0083-Rev02-Msr021 | ExAnte2019 | None | SDG | EUn | Ex | CZ06 | Any | 0 | 0 | 0 | 7.3507 | 0.0024767 | -0.072862
21 | WPSDGENRLG0083-Rev02-Msr021 | ExAnte2019 | None | SDG | EUn | Ex | CZ07 | Any | 0 | 0 | 0 | 7.3507 | 0.002457 | -0.063255
21 | WPSDGENRLG0083-Rev02-Msr021 | ExAnte2019 | None | SDG | EUn | Ex | CZ08 | Any | 0 | 0 | 0 | 7.4152 | 0.0024963 | -0.070283
21 | WPSDGENRLG0083-Rev02-Msr021 | ExAnte2019 | None | SDG | EUn | Ex | CZ10 | Any | 0 | 0 | 0 | 7.4152 | 0.002516 | -0.081245
21 | WPSDGENRLG0083-Rev02-Msr021 | ExAnte2019 | None | SDG | EUn | Ex | CZ14 | Any | 0 | 0 | 0 | 7.2862 | 0.0024963 | -0.10897
21 | WPSDGENRLG0083-Rev02-Msr021 | ExAnte2019 | None | SDG | EUn | Ex | CZ15 | Any | 0 | 0 | 0 | 7.6731 | 0.0024963 | -0.035206
21 | WPSDGENRLG0083-Rev02-Msr021 | ExAnte2019 | None | SDG | EUn | Ex | IOU | Any | 0 | 0 | 0 | 7.3507 | 0.0024767 | -0.067704
21 | WPSDGENRLG0083-Rev02-Msr021 | ExAnte2019 | None | SDG | Gro | Ex | CZ06 | Any | 0 | 0 | 0 | 14.1541 | 0.0028334 | -0.96977
21 | WPSDGENRLG0083-Rev02-Msr021 | ExAnte2019 | None | SDG | Gro | Ex | CZ07 | Any | 0 | 0 | 0 | 14.014 | 0.0027643 | -1.0314
21 | WPSDGENRLG0083-Rev02-Msr021 | ExAnte2019 | None | SDG | Gro | Ex | CZ08 | Any | 0 | 0 | 0 | 14.4344 | 0.0029025 | -0.87868
21 | WPSDGENRLG0083-Rev02-Msr021 | ExAnte2019 | None | SDG | Gro | Ex | CZ10 | Any | 0 | 0 | 0 | 14.7147 | 0.0030408 | -0.83243
21 | WPSDGENRLG0083-Rev02-Msr021 | ExAnte2019 | None | SDG | Gro | Ex | CZ14 | Any | 0 | 0 | 0 | 14.5746 | 0.0030638 | -0.87868
21 | WPSDGENRLG0083-Rev02-Msr021 | ExAnte2019 | None | SDG | Gro | Ex | CZ15 | Any | 0 | 0 | 0 | 15.6957 | 0.0029947 | -0.46807
21 | WPSDGENRLG0083-Rev02-Msr021 | ExAnte2019 | None | SDG | Gro | Ex | IOU | Any | 0 | 0 | 0 | 14.1541 | 0.0028565 | -0.96837
21 | WPSDGENRLG0083-Rev02-Msr021 | ExAnte2019 | None | SDG | Hsp | Ex | CZ06 | Any | 0 | 0 | 0 | 17.4616 | 0.0024928 | -0.45856
21 | WPSDGENRLG0083-Rev02-Msr021 | ExAnte2019 | None | SDG | Hsp | Ex | CZ07 | Any | 0 | 0 | 0 | 17.4616 | 0.0024728 | -0.41908
21 | WPSDGENRLG0083-Rev02-Msr021 | ExAnte2019 | None | SDG | Hsp | Ex | CZ08 | Any | 0 | 0 | 0 | 17.4616 | 0.0024928 | -0.45248
21 | WPSDGENRLG0083-Rev02-Msr021 | ExAnte2019 | None | SDG | Hsp | Ex | CZ10 | Any | 0 | 0 | 0 | 17.4616 | 0.0025526 | -0.48892
21 | WPSDGENRLG0083-Rev02-Msr021 | ExAnte2019 | None | SDG | Hsp | Ex | CZ14 | Any | 0 | 0 | 0 | 17.1579 | 0.0025326 | -0.59825
21 | WPSDGENRLG0083-Rev02-Msr021 | ExAnte2019 | None | SDG | Hsp | Ex | CZ15 | Any | 0 | 0 | 0 | 17.7653 | 0.0025326 | -0.38719
21 | WPSDGENRLG0083-Rev02-Msr021 | ExAnte2019 | None | SDG | Hsp | Ex | IOU | Any | 0 | 0 | 0 | 17.4616 | 0.0024928 | -0.43123
21 | WPSDGENRLG0083-Rev02-Msr021 | ExAnte2019 | None | SDG | Htl | Ex | CZ06 | Any | 0 | 0 | 0 | 14.5777 | 0.0021678 | -0.18256
21 | WPSDGENRLG0083-Rev02-Msr021 | ExAnte2019 | None | SDG | Htl | Ex | CZ07 | Any | 0 | 0 | 0 | 14.9864 | 0.0021504 | -0.14714
21 | WPSDGENRLG0083-Rev02-Msr021 | ExAnte2019 | None | SDG | Htl | Ex | CZ08 | Any | 0 | 0 | 0 | 14.8502 | 0.0021851 | -0.16213
21 | WPSDGENRLG0083-Rev02-Msr021 | ExAnte2019 | None | SDG | Htl | Ex | CZ10 | Any | 0 | 0 | 0 | 14.5777 | 0.0022198 | -0.1812
21 | WPSDGENRLG0083-Rev02-Msr021 | ExAnte2019 | None | SDG | Htl | Ex | CZ14 | Any | 0 | 0 | 0 | 13.8965 | 0.0022198 | -0.24251
21 | WPSDGENRLG0083-Rev02-Msr021 | ExAnte2019 | None | SDG | Htl | Ex | CZ15 | Any | 0 | 0 | 0 | 15.8038 | 0.0022371 | -0.10422
21 | WPSDGENRLG0083-Rev02-Msr021 | ExAnte2019 | None | SDG | Htl | Ex | IOU | Any | 0 | 0 | 0 | 14.8502 | 0.0021678 | -0.15259
21 | WPSDGENRLG0083-Rev02-Msr021 | ExAnte2019 | None | SDG | MBT | Ex | CZ06 | Any | 0 | 0 | 0 | 8.2035 | 0.0017795 | -0.0052262
21 | WPSDGENRLG0083-Rev02-Msr021 | ExAnte2019 | None | SDG | MBT | Ex | CZ07 | Any | 0 | 0 | 0 | 8.2742 | 0.0017503 | -0.0010184
21 | WPSDGENRLG0083-Rev02-Msr021 | ExAnte2019 | None | SDG | MBT | Ex | CZ08 | Any | 0 | 0 | 0 | 8.2035 | 0.0018524 | -0.0033238
21 | WPSDGENRLG0083-Rev02-Msr021 | ExAnte2019 | None | SDG | MBT | Ex | CZ10 | Any | 0 | 0 | 0 | 8.2035 | 0.0018962 | -0.0067891
21 | WPSDGENRLG0083-Rev02-Msr021 | ExAnte2019 | None | SDG | MBT | Ex | CZ14 | Any | 0 | 0 | 0 | 8.0621 | 0.0018816 | -0.016336
21 | WPSDGENRLG0083-Rev02-Msr021 | ExAnte2019 | None | SDG | MBT | Ex | CZ15 | Any | 0 | 0 | 0 | 8.5571 | 0.0018962 | 0
21 | WPSDGENRLG0083-Rev02-Msr021 | ExAnte2019 | None | SDG | MBT | Ex | IOU | Any | 0 | 0 | 0 | 8.2035 | 0.0017941 | -0.0030975
21 | WPSDGENRLG0083-Rev02-Msr021 | ExAnte2019 | None | SDG | MLI | Ex | CZ06 | Any | 0 | 0 | 0 | 8.1713 | 0.0018283 | -0.04638
21 | WPSDGENRLG0083-Rev02-Msr021 | ExAnte2019 | None | SDG | MLI | Ex | CZ07 | Any | 0 | 0 | 0 | 8.1713 | 0.0018131 | -0.023228
21 | WPSDGENRLG0083-Rev02-Msr021 | ExAnte2019 | None | SDG | MLI | Ex | CZ08 | Any | 0 | 0 | 0 | 8.2469 | 0.0018283 | -0.037981
21 | WPSDGENRLG0083-Rev02-Msr021 | ExAnte2019 | None | SDG | MLI | Ex | CZ10 | Any | 0 | 0 | 0 | 8.2469 | 0.001874 | -0.052357
21 | WPSDGENRLG0083-Rev02-Msr021 | ExAnte2019 | None | SDG | MLI | Ex | CZ14 | Any | 0 | 0 | 0 | 8.02 | 0.0018588 | -0.14829
21 | WPSDGENRLG0083-Rev02-Msr021 | ExAnte2019 | None | SDG | MLI | Ex | CZ15 | Any | 0 | 0 | 0 | 8.8522 | 0.0018436 | -0.014224
21 | WPSDGENRLG0083-Rev02-Msr021 | ExAnte2019 | None | SDG | MLI | Ex | IOU | Any | 0 | 0 | 0 | 8.1713 | 0.0018283 | -0.034274
21 | WPSDGENRLG0083-Rev02-Msr021 | ExAnte2019 | None | SDG | Mtl | Ex | CZ06 | Any | 0 | 0 | 0 | 11.8227 | 0.0011728 | -0.14251
21 | WPSDGENRLG0083-Rev02-Msr021 | ExAnte2019 | None | SDG | Mtl | Ex | CZ07 | Any | 0 | 0 | 0 | 12.1394 | 0.0011635 | -0.10461
21 | WPSDGENRLG0083-Rev02-Msr021 | ExAnte2019 | None | SDG | Mtl | Ex | CZ08 | Any | 0 | 0 | 0 | 11.9283 | 0.0011821 | -0.12034
21 | WPSDGENRLG0083-Rev02-Msr021 | ExAnte2019 | None | SDG | Mtl | Ex | CZ10 | Any | 0 | 0 | 0 | 11.8227 | 0.0012193 | -0.14145
21 | WPSDGENRLG0083-Rev02-Msr021 | ExAnte2019 | None | SDG | Mtl | Ex | CZ14 | Any | 0 | 0 | 0 | 11.4005 | 0.00121 | -0.19423
21 | WPSDGENRLG0083-Rev02-Msr021 | ExAnte2019 | None | SDG | Mtl | Ex | CZ15 | Any | 0 | 0 | 0 | 12.6672 | 0.001238 | -0.05943
21 | WPSDGENRLG0083-Rev02-Msr021 | ExAnte2019 | None | SDG | Mtl | Ex | IOU | Any | 0 | 0 | 0 | 12.0338 | 0.0011728 | -0.10978
21 | WPSDGENRLG0083-Rev02-Msr021 | ExAnte2019 | None | SDG | Nrs | Ex | CZ06 | Any | 0 | 0 | 0 | 10.5019 | 0.0022409 | -0.38118
21 | WPSDGENRLG0083-Rev02-Msr021 | ExAnte2019 | None | SDG | Nrs | Ex | CZ07 | Any | 0 | 0 | 0 | 10.4047 | 0.0022065 | -0.34812
21 | WPSDGENRLG0083-Rev02-Msr021 | ExAnte2019 | None | SDG | Nrs | Ex | CZ08 | Any | 0 | 0 | 0 | 10.5992 | 0.0022409 | -0.37048
21 | WPSDGENRLG0083-Rev02-Msr021 | ExAnte2019 | None | SDG | Nrs | Ex | CZ10 | Any | 0 | 0 | 0 | 10.5992 | 0.0023271 | -0.39285
21 | WPSDGENRLG0083-Rev02-Msr021 | ExAnte2019 | None | SDG | Nrs | Ex | CZ14 | Any | 0 | 0 | 0 | 10.5019 | 0.0022754 | -0.45897
21 | WPSDGENRLG0083-Rev02-Msr021 | ExAnte2019 | None | SDG | Nrs | Ex | CZ15 | Any | 0 | 0 | 0 | 11.1826 | 0.0023099 | -0.23143
21 | WPSDGENRLG0083-Rev02-Msr021 | ExAnte2019 | None | SDG | Nrs | Ex | IOU | Any | 0 | 0 | 0 | 10.4047 | 0.0022237 | -0.3559
21 | WPSDGENRLG0083-Rev02-Msr021 | ExAnte2019 | None | SDG | OfL | Ex | CZ06 | Any | 0 | 0 | 0 | 8.1432 | 0.0022454 | -0.04577
21 | WPSDGENRLG0083-Rev02-Msr021 | ExAnte2019 | None | SDG | OfL | Ex | CZ07 | Any | 0 | 0 | 0 | 8.1432 | 0.0022277 | -0.040576
21 | WPSDGENRLG0083-Rev02-Msr021 | ExAnte2019 | None | SDG | OfL | Ex | CZ08 | Any | 0 | 0 | 0 | 8.1432 | 0.002263 | -0.04556
21 | WPSDGENRLG0083-Rev02-Msr021 | ExAnte2019 | None | SDG | OfL | Ex | CZ10 | Any | 0 | 0 | 0 | 8.1432 | 0.0022984 | -0.053633
21 | WPSDGENRLG0083-Rev02-Msr021 | ExAnte2019 | None | SDG | OfL | Ex | CZ14 | Any | 0 | 0 | 0 | 8.073 | 0.0022984 | -0.067041
21 | WPSDGENRLG0083-Rev02-Msr021 | ExAnte2019 | None | SDG | OfL | Ex | CZ15 | Any | 0 | 0 | 0 | 8.5644 | 0.0023161 | -0.031099
21 | WPSDGENRLG0083-Rev02-Msr021 | ExAnte2019 | None | SDG | OfL | Ex | IOU | Any | 0 | 0 | 0 | 8.1432 | 0.0022454 | -0.043173
21 | WPSDGENRLG0083-Rev02-Msr021 | ExAnte2019 | None | SDG | OfS | Ex | CZ06 | Any | 0 | 0 | 0 | 5.4717 | 0.0019988 | -0.0077555
21 | WPSDGENRLG0083-Rev02-Msr021 | ExAnte2019 | None | SDG | OfS | Ex | CZ07 | Any | 0 | 0 | 0 | 5.5193 | 0.0019828 | -0.0022077
21 | WPSDGENRLG0083-Rev02-Msr021 | ExAnte2019 | None | SDG | OfS | Ex | CZ08 | Any | 0 | 0 | 0 | 5.5193 | 0.0020147 | -0.0066612
21 | WPSDGENRLG0083-Rev02-Msr021 | ExAnte2019 | None | SDG | OfS | Ex | CZ10 | Any | 0 | 0 | 0 | 5.5193 | 0.0020307 | -0.010087
21 | WPSDGENRLG0083-Rev02-Msr021 | ExAnte2019 | None | SDG | OfS | Ex | CZ14 | Any | 0 | 0 | 0 | 5.3765 | 0.0020467 | -0.02498
21 | WPSDGENRLG0083-Rev02-Msr021 | ExAnte2019 | None | SDG | OfS | Ex | CZ15 | Any | 0 | 0 | 0 | 5.8048 | 0.0020147 | -0.0020697
21 | WPSDGENRLG0083-Rev02-Msr021 | ExAnte2019 | None | SDG | OfS | Ex | IOU | Any | 0 | 0 | 0 | 5.5193 | 0.0019988 | -0.0038825
21 | WPSDGENRLG0083-Rev02-Msr021 | ExAnte2019 | None | SDG | RFF | Ex | CZ06 | Any | 0 | 0 | 0 | 9.8124 | 0.0020051 | -0.17326
21 | WPSDGENRLG0083-Rev02-Msr021 | ExAnte2019 | None | SDG | RFF | Ex | CZ07 | Any | 0 | 0 | 0 | 9.9008 | 0.0020051 | -0.15735
21 | WPSDGENRLG0083-Rev02-Msr021 | ExAnte2019 | None | SDG | RFF | Ex | CZ08 | Any | 0 | 0 | 0 | 9.9008 | 0.0019888 | -0.15293
21 | WPSDGENRLG0083-Rev02-Msr021 | ExAnte2019 | None | SDG | RFF | Ex | CZ10 | Any | 0 | 0 | 0 | 9.9008 | 0.0020378 | -0.16973
21 | WPSDGENRLG0083-Rev02-Msr021 | ExAnte2019 | None | SDG | RFF | Ex | CZ14 | Any | 0 | 0 | 0 | 9.724 | 0.0020704 | -0.24133
21 | WPSDGENRLG0083-Rev02-Msr021 | ExAnte2019 | None | SDG | RFF | Ex | CZ15 | Any | 0 | 0 | 0 | 10.5196 | 0.0020541 | -0.077527
21 | WPSDGENRLG0083-Rev02-Msr021 | ExAnte2019 | None | SDG | RFF | Ex | IOU | Any | 0 | 0 | 0 | 9.9008 | 0.0020051 | -0.16089
21 | WPSDGENRLG0083-Rev02-Msr021 | ExAnte2019 | None | SDG | RSD | Ex | CZ06 | Any | 0 | 0 | 0 | 11.1238 | 0.002041 | -0.23936
21 | WPSDGENRLG0083-Rev02-Msr021 | ExAnte2019 | None | SDG | RSD | Ex | CZ07 | Any | 0 | 0 | 0 | 11.1238 | 0.0020737 | -0.22049
21 | WPSDGENRLG0083-Rev02-Msr021 | ExAnte2019 | None | SDG | RSD | Ex | CZ08 | Any | 0 | 0 | 0 | 11.2232 | 0.0019757 | -0.19864
21 | WPSDGENRLG0083-Rev02-Msr021 | ExAnte2019 | None | SDG | RSD | Ex | CZ10 | Any | 0 | 0 | 0 | 11.1238 | 0.0018777 | -0.2334
21 | WPSDGENRLG0083-Rev02-Msr021 | ExAnte2019 | None | SDG | RSD | Ex | CZ14 | Any | 0 | 0 | 0 | 10.7266 | 0.0018777 | -0.38338
21 | WPSDGENRLG0083-Rev02-Msr021 | ExAnte2019 | None | SDG | RSD | Ex | CZ15 | Any | 0 | 0 | 0 | 12.0177 | 0.0021063 | -0.089189
21 | WPSDGENRLG0083-Rev02-Msr021 | ExAnte2019 | None | SDG | RSD | Ex | IOU | Any | 0 | 0 | 0 | 11.1238 | 0.0020247 | -0.22347
21 | WPSDGENRLG0083-Rev02-Msr021 | ExAnte2019 | None | SDG | Rt3 | Ex | CZ06 | Any | 0 | 0 | 0 | 16.6842 | 0.0030642 | -0.077473
21 | WPSDGENRLG0083-Rev02-Msr021 | ExAnte2019 | None | SDG | Rt3 | Ex | CZ07 | Any | 0 | 0 | 0 | 16.6842 | 0.003039 | -0.033513
21 | WPSDGENRLG0083-Rev02-Msr021 | ExAnte2019 | None | SDG | Rt3 | Ex | CZ08 | Any | 0 | 0 | 0 | 16.6842 | 0.003039 | -0.069348
21 | WPSDGENRLG0083-Rev02-Msr021 | ExAnte2019 | None | SDG | Rt3 | Ex | CZ10 | Any | 0 | 0 | 0 | 16.5391 | 0.0030893 | -0.1268
21 | WPSDGENRLG0083-Rev02-Msr021 | ExAnte2019 | None | SDG | Rt3 | Ex | CZ14 | Any | 0 | 0 | 0 | 15.8137 | 0.0031144 | -0.46281
21 | WPSDGENRLG0083-Rev02-Msr021 | ExAnte2019 | None | SDG | Rt3 | Ex | CZ15 | Any | 0 | 0 | 0 | 17.1194 | 0.0031395 | -0.029886
21 | WPSDGENRLG0083-Rev02-Msr021 | ExAnte2019 | None | SDG | Rt3 | Ex | IOU | Any | 0 | 0 | 0 | 16.6842 | 0.0030642 | -0.060498
21 | WPSDGENRLG0083-Rev02-Msr021 | ExAnte2019 | None | SDG | RtL | Ex | CZ06 | Any | 0 | 0 | 0 | 11.8989 | 0.0029613 | -0.10172
21 | WPSDGENRLG0083-Rev02-Msr021 | ExAnte2019 | None | SDG | RtL | Ex | CZ07 | Any | 0 | 0 | 0 | 12.0042 | 0.0029613 | -0.074342
21 | WPSDGENRLG0083-Rev02-Msr021 | ExAnte2019 | None | SDG | RtL | Ex | CZ08 | Any | 0 | 0 | 0 | 12.0042 | 0.0029613 | -0.088031
21 | WPSDGENRLG0083-Rev02-Msr021 | ExAnte2019 | None | SDG | RtL | Ex | CZ10 | Any | 0 | 0 | 0 | 11.8989 | 0.0030095 | -0.11794
21 | WPSDGENRLG0083-Rev02-Msr021 | ExAnte2019 | None | SDG | RtL | Ex | CZ14 | Any | 0 | 0 | 0 | 11.4777 | 0.0030336 | -0.24746
21 | WPSDGENRLG0083-Rev02-Msr021 | ExAnte2019 | None | SDG | RtL | Ex | CZ15 | Any | 0 | 0 | 0 | 12.4254 | 0.0030577 | -0.041594
21 | WPSDGENRLG0083-Rev02-Msr021 | ExAnte2019 | None | SDG | RtL | Ex | IOU | Any | 0 | 0 | 0 | 12.0042 | 0.0029613 | -0.086978
21 | WPSDGENRLG0083-Rev02-Msr021 | ExAnte2019 | None | SDG | RtS | Ex | CZ06 | Any | 0 | 0 | 0 | 6.728 | 0.0020428 | -0.021434
21 | WPSDGENRLG0083-Rev02-Msr021 | ExAnte2019 | None | SDG | RtS | Ex | CZ07 | Any | 0 | 0 | 0 | 6.728 | 0.0020093 | -0.012742
21 | WPSDGENRLG0083-Rev02-Msr021 | ExAnte2019 | None | SDG | RtS | Ex | CZ08 | Any | 0 | 0 | 0 | 6.7876 | 0.0020428 | -0.01816
21 | WPSDGENRLG0083-Rev02-Msr021 | ExAnte2019 | None | SDG | RtS | Ex | CZ10 | Any | 0 | 0 | 0 | 6.728 | 0.0020595 | -0.026733
21 | WPSDGENRLG0083-Rev02-Msr021 | ExAnte2019 | None | SDG | RtS | Ex | CZ14 | Any | 0 | 0 | 0 | 6.5494 | 0.0020595 | -0.066685
21 | WPSDGENRLG0083-Rev02-Msr021 | ExAnte2019 | None | SDG | RtS | Ex | CZ15 | Any | 0 | 0 | 0 | 7.0853 | 0.0020763 | -0.0057277
21 | WPSDGENRLG0083-Rev02-Msr021 | ExAnte2019 | None | SDG | RtS | Ex | IOU | Any | 0 | 0 | 0 | 6.728 | 0.002026 | -0.01685
21 | WPSDGENRLG0083-Rev02-Msr021 | ExAnte2019 | None | SDG | SCn | Ex | CZ06 | Any | 0 | 0 | 0 | 6.1326 | 0.0017035 | -0.076211
21 | WPSDGENRLG0083-Rev02-Msr021 | ExAnte2019 | None | SDG | SCn | Ex | CZ07 | Any | 0 | 0 | 0 | 6.0135 | 0.0017166 | -0.062517
21 | WPSDGENRLG0083-Rev02-Msr021 | ExAnte2019 | None | SDG | SCn | Ex | CZ08 | Any | 0 | 0 | 0 | 6.1922 | 0.0017035 | -0.064899
21 | WPSDGENRLG0083-Rev02-Msr021 | ExAnte2019 | None | SDG | SCn | Ex | CZ10 | Any | 0 | 0 | 0 | 6.1922 | 0.0017166 | -0.080379
21 | WPSDGENRLG0083-Rev02-Msr021 | ExAnte2019 | None | SDG | SCn | Ex | CZ14 | Any | 0 | 0 | 0 | 6.0135 | 0.0016904 | -0.11789
21 | WPSDGENRLG0083-Rev02-Msr021 | ExAnte2019 | None | SDG | SCn | Ex | CZ15 | Any | 0 | 0 | 0 | 6.6685 | 0.0016904 | -0.034355
21 | WPSDGENRLG0083-Rev02-Msr021 | ExAnte2019 | None | SDG | SCn | Ex | IOU | Any | 0 | 0 | 0 | 6.0731 | 0.0017166 | -0.068471
21 | WPSDGENRLG0083-Rev02-Msr021 | ExAnte2019 | None | SDG | SUn | Ex | CZ06 | Any | 0 | 0 | 0 | 5.616 | 0.001157 | 0
21 | WPSDGENRLG0083-Rev02-Msr021 | ExAnte2019 | None | SDG | SUn | Ex | CZ07 | Any | 0 | 0 | 0 | 5.616 | 0.001157 | 0
21 | WPSDGENRLG0083-Rev02-Msr021 | ExAnte2019 | None | SDG | SUn | Ex | CZ08 | Any | 0 | 0 | 0 | 5.616 | 0.001157 | 0
21 | WPSDGENRLG0083-Rev02-Msr021 | ExAnte2019 | None | SDG | SUn | Ex | CZ10 | Any | 0 | 0 | 0 | 5.616 | 0.001157 | 0
21 | WPSDGENRLG0083-Rev02-Msr021 | ExAnte2019 | None | SDG | SUn | Ex | CZ14 | Any | 0 | 0 | 0 | 5.616 | 0.001157 | 0
21 | WPSDGENRLG0083-Rev02-Msr021 | ExAnte2019 | None | SDG | SUn | Ex | CZ15 | Any | 0 | 0 | 0 | 5.616 | 0.001157 | 0
21 | WPSDGENRLG0083-Rev02-Msr021 | ExAnte2019 | None | SDG | SUn | Ex | IOU | Any | 0 | 0 | 0 | 5.616 | 0.001157 | 0
21 | WPSDGENRLG0083-Rev02-Msr021 | ExAnte2019 | None | SDG | WRf | Ex | CZ06 | Any | 0 | 0 | 0 | 19.2137 | 0.0017485 | 0
21 | WPSDGENRLG0083-Rev02-Msr021 | ExAnte2019 | None | SDG | WRf | Ex | CZ07 | Any | 0 | 0 | 0 | 19.3331 | 0.0017485 | 0
21 | WPSDGENRLG0083-Rev02-Msr021 | ExAnte2019 | None | SDG | WRf | Ex | CZ08 | Any | 0 | 0 | 0 | 18.4977 | 0.0017485 | 0
21 | WPSDGENRLG0083-Rev02-Msr021 | ExAnte2019 | None | SDG | WRf | Ex | CZ10 | Any | 0 | 0 | 0 | 18.9751 | 0.0017625 | 0
21 | WPSDGENRLG0083-Rev02-Msr021 | ExAnte2019 | None | SDG | WRf | Ex | CZ14 | Any | 0 | 0 | 0 | 17.6623 | 0.0017485 | 0
21 | WPSDGENRLG0083-Rev02-Msr021 | ExAnte2019 | None | SDG | WRf | Ex | CZ15 | Any | 0 | 0 | 0 | 18.7364 | 0.0017625 | 0
21 | WPSDGENRLG0083-Rev02-Msr021 | ExAnte2019 | None | SDG | WRf | Ex | IOU | Any | 0 | 0 | 0 | 19.2137 | 0.0017485 | 0
22 | WPSDGENRLG0083-Rev02-Msr022 | ExAnte2019 | None | SDG | Asm | Ex | CZ06 | Any | 0 | 0 | 0 | 6.0588 | 0.0020074 | -0.051445
22 | WPSDGENRLG0083-Rev02-Msr022 | ExAnte2019 | None | SDG | Asm | Ex | CZ07 | Any | 0 | 0 | 0 | 6.1139 | 0.0020074 | -0.047534
22 | WPSDGENRLG0083-Rev02-Msr022 | ExAnte2019 | None | SDG | Asm | Ex | CZ08 | Any | 0 | 0 | 0 | 6.1139 | 0.0019584 | -0.043513
22 | WPSDGENRLG0083-Rev02-Msr022 | ExAnte2019 | None | SDG | Asm | Ex | CZ10 | Any | 0 | 0 | 0 | 6.0588 | 0.0019747 | -0.055631
22 | WPSDGENRLG0083-Rev02-Msr022 | ExAnte2019 | None | SDG | Asm | Ex | CZ14 | Any | 0 | 0 | 0 | 5.8936 | 0.0018442 | -0.088679
22 | WPSDGENRLG0083-Rev02-Msr022 | ExAnte2019 | None | SDG | Asm | Ex | CZ15 | Any | 0 | 0 | 0 | 6.6647 | 0.0019584 | -0.024566
22 | WPSDGENRLG0083-Rev02-Msr022 | ExAnte2019 | None | SDG | Asm | Ex | IOU | Any | 0 | 0 | 0 | 6.1139 | 0.001991 | -0.050343
22 | WPSDGENRLG0083-Rev02-Msr022 | ExAnte2019 | None | SDG | Com | Ex | IOU | Any | 0 | 0 | 0 | 11.6525 | 0.0027573 | -0.11444
22 | WPSDGENRLG0083-Rev02-Msr022 | ExAnte2019 | None | SDG | ECC | Ex | CZ06 | Any | 0 | 0 | 0 | 8.9134 | 0.003014 | -0.1128
22 | WPSDGENRLG0083-Rev02-Msr022 | ExAnte2019 | None | SDG | ECC | Ex | CZ07 | Any | 0 | 0 | 0 | 8.9923 | 0.003014 | -0.094656
22 | WPSDGENRLG0083-Rev02-Msr022 | ExAnte2019 | None | SDG | ECC | Ex | CZ08 | Any | 0 | 0 | 0 | 9.0712 | 0.0029902 | -0.10254
22 | WPSDGENRLG0083-Rev02-Msr022 | ExAnte2019 | None | SDG | ECC | Ex | CZ10 | Any | 0 | 0 | 0 | 8.9923 | 0.0030377 | -0.12148
22 | WPSDGENRLG0083-Rev02-Msr022 | ExAnte2019 | None | SDG | ECC | Ex | CZ14 | Any | 0 | 0 | 0 | 8.8346 | 0.003014 | -0.183
22 | WPSDGENRLG0083-Rev02-Msr022 | ExAnte2019 | None | SDG | ECC | Ex | CZ15 | Any | 0 | 0 | 0 | 9.5445 | 0.0029902 | -0.047565
22 | WPSDGENRLG0083-Rev02-Msr022 | ExAnte2019 | None | SDG | ECC | Ex | IOU | Any | 0 | 0 | 0 | 8.9923 | 0.003014 | -0.10176
22 | WPSDGENRLG0083-Rev02-Msr022 | ExAnte2019 | None | SDG | EPr | Ex | CZ06 | Any | 0 | 0 | 0 | 8.1008 | 0.0029245 | -0.072481
22 | WPSDGENRLG0083-Rev02-Msr022 | ExAnte2019 | None | SDG | EPr | Ex | CZ07 | Any | 0 | 0 | 0 | 8.1008 | 0.0029474 | -0.064594
22 | WPSDGENRLG0083-Rev02-Msr022 | ExAnte2019 | None | SDG | EPr | Ex | CZ08 | Any | 0 | 0 | 0 | 8.1719 | 0.0029702 | -0.059904
22 | WPSDGENRLG0083-Rev02-Msr022 | ExAnte2019 | None | SDG | EPr | Ex | CZ10 | Any | 0 | 0 | 0 | 8.1008 | 0.0029474 | -0.076745
22 | WPSDGENRLG0083-Rev02-Msr022 | ExAnte2019 | None | SDG | EPr | Ex | CZ14 | Any | 0 | 0 | 0 | 7.8166 | 0.0029474 | -0.13075
22 | WPSDGENRLG0083-Rev02-Msr022 | ExAnte2019 | None | SDG | EPr | Ex | CZ15 | Any | 0 | 0 | 0 | 8.6693 | 0.0029474 | -0.031409
22 | WPSDGENRLG0083-Rev02-Msr022 | ExAnte2019 | None | SDG | EPr | Ex | IOU | Any | 0 | 0 | 0 | 8.1008 | 0.0029474 | -0.069212
22 | WPSDGENRLG0083-Rev02-Msr022 | ExAnte2019 | None | SDG | ERC | Ex | CZ06 | Any | 0 | 0 | 0 | 3.623 | 0.0015936 | -0.021836
22 | WPSDGENRLG0083-Rev02-Msr022 | ExAnte2019 | None | SDG | ERC | Ex | CZ07 | Any | 0 | 0 | 0 | 3.6883 | 0.0016189 | -0.01805
22 | WPSDGENRLG0083-Rev02-Msr022 | ExAnte2019 | None | SDG | ERC | Ex | CZ08 | Any | 0 | 0 | 0 | 3.623 | 0.0016063 | -0.019094
22 | WPSDGENRLG0083-Rev02-Msr022 | ExAnte2019 | None | SDG | ERC | Ex | CZ10 | Any | 0 | 0 | 0 | 3.623 | 0.0016063 | -0.022554
22 | WPSDGENRLG0083-Rev02-Msr022 | ExAnte2019 | None | SDG | ERC | Ex | CZ14 | Any | 0 | 0 | 0 | 3.5578 | 0.0016189 | -0.0298
22 | WPSDGENRLG0083-Rev02-Msr022 | ExAnte2019 | None | SDG | ERC | Ex | CZ15 | Any | 0 | 0 | 0 | 3.8515 | 0.0016569 | -0.01051
22 | WPSDGENRLG0083-Rev02-Msr022 | ExAnte2019 | None | SDG | ERC | Ex | IOU | Any | 0 | 0 | 0 | 3.6557 | 0.0016189 | -0.019845
22 | WPSDGENRLG0083-Rev02-Msr022 | ExAnte2019 | None | SDG | ESe | Ex | CZ06 | Any | 0 | 0 | 0 | 8.3395 | 0.0031683 | -0.099032
22 | WPSDGENRLG0083-Rev02-Msr022 | ExAnte2019 | None | SDG | ESe | Ex | CZ07 | Any | 0 | 0 | 0 | 8.3395 | 0.003094 | -0.087118
22 | WPSDGENRLG0083-Rev02-Msr022 | ExAnte2019 | None | SDG | ESe | Ex | CZ08 | Any | 0 | 0 | 0 | 8.414 | 0.0031435 | -0.084884
22 | WPSDGENRLG0083-Rev02-Msr022 | ExAnte2019 | None | SDG | ESe | Ex | CZ10 | Any | 0 | 0 | 0 | 8.414 | 0.0031435 | -0.10648
22 | WPSDGENRLG0083-Rev02-Msr022 | ExAnte2019 | None | SDG | ESe | Ex | CZ14 | Any | 0 | 0 | 0 | 8.1161 | 0.0030445 | -0.17126
22 | WPSDGENRLG0083-Rev02-Msr022 | ExAnte2019 | None | SDG | ESe | Ex | CZ15 | Any | 0 | 0 | 0 | 9.0841 | 0.0031435 | -0.04691
22 | WPSDGENRLG0083-Rev02-Msr022 | ExAnte2019 | None | SDG | ESe | Ex | IOU | Any | 0 | 0 | 0 | 8.3395 | 0.003094 | -0.094564
22 | WPSDGENRLG0083-Rev02-Msr022 | ExAnte2019 | None | SDG | EUn | Ex | CZ06 | Any | 0 | 0 | 0 | 9.6125 | 0.0032387 | -0.095282
22 | WPSDGENRLG0083-Rev02-Msr022 | ExAnte2019 | None | SDG | EUn | Ex | CZ07 | Any | 0 | 0 | 0 | 9.6125 | 0.003213 | -0.082718
22 | WPSDGENRLG0083-Rev02-Msr022 | ExAnte2019 | None | SDG | EUn | Ex | CZ08 | Any | 0 | 0 | 0 | 9.6968 | 0.0032644 | -0.091909
22 | WPSDGENRLG0083-Rev02-Msr022 | ExAnte2019 | None | SDG | EUn | Ex | CZ10 | Any | 0 | 0 | 0 | 9.6968 | 0.0032901 | -0.10624
22 | WPSDGENRLG0083-Rev02-Msr022 | ExAnte2019 | None | SDG | EUn | Ex | CZ14 | Any | 0 | 0 | 0 | 9.5282 | 0.0032644 | -0.1425
22 | WPSDGENRLG0083-Rev02-Msr022 | ExAnte2019 | None | SDG | EUn | Ex | CZ15 | Any | 0 | 0 | 0 | 10.0341 | 0.0032644 | -0.046039
22 | WPSDGENRLG0083-Rev02-Msr022 | ExAnte2019 | None | SDG | EUn | Ex | IOU | Any | 0 | 0 | 0 | 9.6125 | 0.0032387 | -0.088536
22 | WPSDGENRLG0083-Rev02-Msr022 | ExAnte2019 | None | SDG | Gro | Ex | CZ06 | Any | 0 | 0 | 0 | 18.5093 | 0.0037053 | -1.2682
22 | WPSDGENRLG0083-Rev02-Msr022 | ExAnte2019 | None | SDG | Gro | Ex | CZ07 | Any | 0 | 0 | 0 | 18.326 | 0.0036149 | -1.3488
22 | WPSDGENRLG0083-Rev02-Msr022 | ExAnte2019 | None | SDG | Gro | Ex | CZ08 | Any | 0 | 0 | 0 | 18.8758 | 0.0037956 | -1.149
22 | WPSDGENRLG0083-Rev02-Msr022 | ExAnte2019 | None | SDG | Gro | Ex | CZ10 | Any | 0 | 0 | 0 | 19.2423 | 0.0039764 | -1.0886
22 | WPSDGENRLG0083-Rev02-Msr022 | ExAnte2019 | None | SDG | Gro | Ex | CZ14 | Any | 0 | 0 | 0 | 19.059 | 0.0040065 | -1.149
22 | WPSDGENRLG0083-Rev02-Msr022 | ExAnte2019 | None | SDG | Gro | Ex | CZ15 | Any | 0 | 0 | 0 | 20.5251 | 0.0039161 | -0.61209
22 | WPSDGENRLG0083-Rev02-Msr022 | ExAnte2019 | None | SDG | Gro | Ex | IOU | Any | 0 | 0 | 0 | 18.5093 | 0.0037354 | -1.2663
22 | WPSDGENRLG0083-Rev02-Msr022 | ExAnte2019 | None | SDG | Hsp | Ex | CZ06 | Any | 0 | 0 | 0 | 22.8344 | 0.0032598 | -0.59965
22 | WPSDGENRLG0083-Rev02-Msr022 | ExAnte2019 | None | SDG | Hsp | Ex | CZ07 | Any | 0 | 0 | 0 | 22.8344 | 0.0032337 | -0.54803
22 | WPSDGENRLG0083-Rev02-Msr022 | ExAnte2019 | None | SDG | Hsp | Ex | CZ08 | Any | 0 | 0 | 0 | 22.8344 | 0.0032598 | -0.59171
22 | WPSDGENRLG0083-Rev02-Msr022 | ExAnte2019 | None | SDG | Hsp | Ex | CZ10 | Any | 0 | 0 | 0 | 22.8344 | 0.003338 | -0.63936
22 | WPSDGENRLG0083-Rev02-Msr022 | ExAnte2019 | None | SDG | Hsp | Ex | CZ14 | Any | 0 | 0 | 0 | 22.4373 | 0.0033119 | -0.78233
22 | WPSDGENRLG0083-Rev02-Msr022 | ExAnte2019 | None | SDG | Hsp | Ex | CZ15 | Any | 0 | 0 | 0 | 23.2315 | 0.0033119 | -0.50633
22 | WPSDGENRLG0083-Rev02-Msr022 | ExAnte2019 | None | SDG | Hsp | Ex | IOU | Any | 0 | 0 | 0 | 22.8344 | 0.0032598 | -0.56391
22 | WPSDGENRLG0083-Rev02-Msr022 | ExAnte2019 | None | SDG | Htl | Ex | CZ06 | Any | 0 | 0 | 0 | 19.0631 | 0.0028348 | -0.23873
22 | WPSDGENRLG0083-Rev02-Msr022 | ExAnte2019 | None | SDG | Htl | Ex | CZ07 | Any | 0 | 0 | 0 | 19.5976 | 0.0028121 | -0.19241
22 | WPSDGENRLG0083-Rev02-Msr022 | ExAnte2019 | None | SDG | Htl | Ex | CZ08 | Any | 0 | 0 | 0 | 19.4194 | 0.0028574 | -0.21201
22 | WPSDGENRLG0083-Rev02-Msr022 | ExAnte2019 | None | SDG | Htl | Ex | CZ10 | Any | 0 | 0 | 0 | 19.0631 | 0.0029028 | -0.23695
22 | WPSDGENRLG0083-Rev02-Msr022 | ExAnte2019 | None | SDG | Htl | Ex | CZ14 | Any | 0 | 0 | 0 | 18.1723 | 0.0029028 | -0.31712
22 | WPSDGENRLG0083-Rev02-Msr022 | ExAnte2019 | None | SDG | Htl | Ex | CZ15 | Any | 0 | 0 | 0 | 20.6666 | 0.0029255 | -0.13629
22 | WPSDGENRLG0083-Rev02-Msr022 | ExAnte2019 | None | SDG | Htl | Ex | IOU | Any | 0 | 0 | 0 | 19.4194 | 0.0028348 | -0.19954
22 | WPSDGENRLG0083-Rev02-Msr022 | ExAnte2019 | None | SDG | MBT | Ex | CZ06 | Any | 0 | 0 | 0 | 10.7277 | 0.002327 | -0.0068343
22 | WPSDGENRLG0083-Rev02-Msr022 | ExAnte2019 | None | SDG | MBT | Ex | CZ07 | Any | 0 | 0 | 0 | 10.8202 | 0.0022889 | -0.0013317
22 | WPSDGENRLG0083-Rev02-Msr022 | ExAnte2019 | None | SDG | MBT | Ex | CZ08 | Any | 0 | 0 | 0 | 10.7277 | 0.0024224 | -0.0043466
22 | WPSDGENRLG0083-Rev02-Msr022 | ExAnte2019 | None | SDG | MBT | Ex | CZ10 | Any | 0 | 0 | 0 | 10.7277 | 0.0024796 | -0.0088781
22 | WPSDGENRLG0083-Rev02-Msr022 | ExAnte2019 | None | SDG | MBT | Ex | CZ14 | Any | 0 | 0 | 0 | 10.5427 | 0.0024605 | -0.021363
22 | WPSDGENRLG0083-Rev02-Msr022 | ExAnte2019 | None | SDG | MBT | Ex | CZ15 | Any | 0 | 0 | 0 | 11.1901 | 0.0024796 | 0
22 | WPSDGENRLG0083-Rev02-Msr022 | ExAnte2019 | None | SDG | MBT | Ex | IOU | Any | 0 | 0 | 0 | 10.7277 | 0.0023461 | -0.0040506
22 | WPSDGENRLG0083-Rev02-Msr022 | ExAnte2019 | None | SDG | MLI | Ex | CZ06 | Any | 0 | 0 | 0 | 10.6855 | 0.0023909 | -0.06065
22 | WPSDGENRLG0083-Rev02-Msr022 | ExAnte2019 | None | SDG | MLI | Ex | CZ07 | Any | 0 | 0 | 0 | 10.6855 | 0.002371 | -0.030375
22 | WPSDGENRLG0083-Rev02-Msr022 | ExAnte2019 | None | SDG | MLI | Ex | CZ08 | Any | 0 | 0 | 0 | 10.7845 | 0.0023909 | -0.049668
22 | WPSDGENRLG0083-Rev02-Msr022 | ExAnte2019 | None | SDG | MLI | Ex | CZ10 | Any | 0 | 0 | 0 | 10.7845 | 0.0024507 | -0.068466
22 | WPSDGENRLG0083-Rev02-Msr022 | ExAnte2019 | None | SDG | MLI | Ex | CZ14 | Any | 0 | 0 | 0 | 10.4876 | 0.0024307 | -0.19392
22 | WPSDGENRLG0083-Rev02-Msr022 | ExAnte2019 | None | SDG | MLI | Ex | CZ15 | Any | 0 | 0 | 0 | 11.576 | 0.0024108 | -0.018601
22 | WPSDGENRLG0083-Rev02-Msr022 | ExAnte2019 | None | SDG | MLI | Ex | IOU | Any | 0 | 0 | 0 | 10.6855 | 0.0023909 | -0.04482
22 | WPSDGENRLG0083-Rev02-Msr022 | ExAnte2019 | None | SDG | Mtl | Ex | CZ06 | Any | 0 | 0 | 0 | 15.4605 | 0.0015337 | -0.18635
22 | WPSDGENRLG0083-Rev02-Msr022 | ExAnte2019 | None | SDG | Mtl | Ex | CZ07 | Any | 0 | 0 | 0 | 15.8746 | 0.0015215 | -0.1368
22 | WPSDGENRLG0083-Rev02-Msr022 | ExAnte2019 | None | SDG | Mtl | Ex | CZ08 | Any | 0 | 0 | 0 | 15.5985 | 0.0015458 | -0.15737
22 | WPSDGENRLG0083-Rev02-Msr022 | ExAnte2019 | None | SDG | Mtl | Ex | CZ10 | Any | 0 | 0 | 0 | 15.4605 | 0.0015945 | -0.18497
22 | WPSDGENRLG0083-Rev02-Msr022 | ExAnte2019 | None | SDG | Mtl | Ex | CZ14 | Any | 0 | 0 | 0 | 14.9083 | 0.0015824 | -0.25399
22 | WPSDGENRLG0083-Rev02-Msr022 | ExAnte2019 | None | SDG | Mtl | Ex | CZ15 | Any | 0 | 0 | 0 | 16.5648 | 0.0016189 | -0.077717
22 | WPSDGENRLG0083-Rev02-Msr022 | ExAnte2019 | None | SDG | Mtl | Ex | IOU | Any | 0 | 0 | 0 | 15.7366 | 0.0015337 | -0.14356
22 | WPSDGENRLG0083-Rev02-Msr022 | ExAnte2019 | None | SDG | Nrs | Ex | CZ06 | Any | 0 | 0 | 0 | 13.7333 | 0.0029305 | -0.49847
22 | WPSDGENRLG0083-Rev02-Msr022 | ExAnte2019 | None | SDG | Nrs | Ex | CZ07 | Any | 0 | 0 | 0 | 13.6061 | 0.0028854 | -0.45523
22 | WPSDGENRLG0083-Rev02-Msr022 | ExAnte2019 | None | SDG | Nrs | Ex | CZ08 | Any | 0 | 0 | 0 | 13.8604 | 0.0029305 | -0.48448
22 | WPSDGENRLG0083-Rev02-Msr022 | ExAnte2019 | None | SDG | Nrs | Ex | CZ10 | Any | 0 | 0 | 0 | 13.8604 | 0.0030432 | -0.51373
22 | WPSDGENRLG0083-Rev02-Msr022 | ExAnte2019 | None | SDG | Nrs | Ex | CZ14 | Any | 0 | 0 | 0 | 13.7333 | 0.0029755 | -0.6002
22 | WPSDGENRLG0083-Rev02-Msr022 | ExAnte2019 | None | SDG | Nrs | Ex | CZ15 | Any | 0 | 0 | 0 | 14.6234 | 0.0030206 | -0.30264
22 | WPSDGENRLG0083-Rev02-Msr022 | ExAnte2019 | None | SDG | Nrs | Ex | IOU | Any | 0 | 0 | 0 | 13.6061 | 0.0029079 | -0.46541
22 | WPSDGENRLG0083-Rev02-Msr022 | ExAnte2019 | None | SDG | OfL | Ex | CZ06 | Any | 0 | 0 | 0 | 10.6488 | 0.0029362 | -0.059854
22 | WPSDGENRLG0083-Rev02-Msr022 | ExAnte2019 | None | SDG | OfL | Ex | CZ07 | Any | 0 | 0 | 0 | 10.6488 | 0.0029131 | -0.05306
22 | WPSDGENRLG0083-Rev02-Msr022 | ExAnte2019 | None | SDG | OfL | Ex | CZ08 | Any | 0 | 0 | 0 | 10.6488 | 0.0029594 | -0.059578
22 | WPSDGENRLG0083-Rev02-Msr022 | ExAnte2019 | None | SDG | OfL | Ex | CZ10 | Any | 0 | 0 | 0 | 10.6488 | 0.0030056 | -0.070135
22 | WPSDGENRLG0083-Rev02-Msr022 | ExAnte2019 | None | SDG | OfL | Ex | CZ14 | Any | 0 | 0 | 0 | 10.557 | 0.0030056 | -0.087669
22 | WPSDGENRLG0083-Rev02-Msr022 | ExAnte2019 | None | SDG | OfL | Ex | CZ15 | Any | 0 | 0 | 0 | 11.1996 | 0.0030287 | -0.040667
22 | WPSDGENRLG0083-Rev02-Msr022 | ExAnte2019 | None | SDG | OfL | Ex | IOU | Any | 0 | 0 | 0 | 10.6488 | 0.0029362 | -0.056457
22 | WPSDGENRLG0083-Rev02-Msr022 | ExAnte2019 | None | SDG | OfS | Ex | CZ06 | Any | 0 | 0 | 0 | 7.1553 | 0.0026138 | -0.010142
22 | WPSDGENRLG0083-Rev02-Msr022 | ExAnte2019 | None | SDG | OfS | Ex | CZ07 | Any | 0 | 0 | 0 | 7.2175 | 0.0025928 | -0.002887
22 | WPSDGENRLG0083-Rev02-Msr022 | ExAnte2019 | None | SDG | OfS | Ex | CZ08 | Any | 0 | 0 | 0 | 7.2175 | 0.0026347 | -0.0087108
22 | WPSDGENRLG0083-Rev02-Msr022 | ExAnte2019 | None | SDG | OfS | Ex | CZ10 | Any | 0 | 0 | 0 | 7.2175 | 0.0026556 | -0.013191
22 | WPSDGENRLG0083-Rev02-Msr022 | ExAnte2019 | None | SDG | OfS | Ex | CZ14 | Any | 0 | 0 | 0 | 7.0309 | 0.0026765 | -0.032666
22 | WPSDGENRLG0083-Rev02-Msr022 | ExAnte2019 | None | SDG | OfS | Ex | CZ15 | Any | 0 | 0 | 0 | 7.5908 | 0.0026347 | -0.0027066
22 | WPSDGENRLG0083-Rev02-Msr022 | ExAnte2019 | None | SDG | OfS | Ex | IOU | Any | 0 | 0 | 0 | 7.2175 | 0.0026138 | -0.0050772
22 | WPSDGENRLG0083-Rev02-Msr022 | ExAnte2019 | None | SDG | RFF | Ex | CZ06 | Any | 0 | 0 | 0 | 12.8316 | 0.0026221 | -0.22658
22 | WPSDGENRLG0083-Rev02-Msr022 | ExAnte2019 | None | SDG | RFF | Ex | CZ07 | Any | 0 | 0 | 0 | 12.9472 | 0.0026221 | -0.20577
22 | WPSDGENRLG0083-Rev02-Msr022 | ExAnte2019 | None | SDG | RFF | Ex | CZ08 | Any | 0 | 0 | 0 | 12.9472 | 0.0026008 | -0.19999
22 | WPSDGENRLG0083-Rev02-Msr022 | ExAnte2019 | None | SDG | RFF | Ex | CZ10 | Any | 0 | 0 | 0 | 12.9472 | 0.0026648 | -0.22195
22 | WPSDGENRLG0083-Rev02-Msr022 | ExAnte2019 | None | SDG | RFF | Ex | CZ14 | Any | 0 | 0 | 0 | 12.716 | 0.0027074 | -0.31559
22 | WPSDGENRLG0083-Rev02-Msr022 | ExAnte2019 | None | SDG | RFF | Ex | CZ15 | Any | 0 | 0 | 0 | 13.7564 | 0.0026861 | -0.10138
22 | WPSDGENRLG0083-Rev02-Msr022 | ExAnte2019 | None | SDG | RFF | Ex | IOU | Any | 0 | 0 | 0 | 12.9472 | 0.0026221 | -0.21039
22 | WPSDGENRLG0083-Rev02-Msr022 | ExAnte2019 | None | SDG | RSD | Ex | CZ06 | Any | 0 | 0 | 0 | 14.5466 | 0.002669 | -0.31301
22 | WPSDGENRLG0083-Rev02-Msr022 | ExAnte2019 | None | SDG | RSD | Ex | CZ07 | Any | 0 | 0 | 0 | 14.5466 | 0.0027117 | -0.28833
22 | WPSDGENRLG0083-Rev02-Msr022 | ExAnte2019 | None | SDG | RSD | Ex | CZ08 | Any | 0 | 0 | 0 | 14.6764 | 0.0025836 | -0.25976
22 | WPSDGENRLG0083-Rev02-Msr022 | ExAnte2019 | None | SDG | RSD | Ex | CZ10 | Any | 0 | 0 | 0 | 14.5466 | 0.0024555 | -0.30522
22 | WPSDGENRLG0083-Rev02-Msr022 | ExAnte2019 | None | SDG | RSD | Ex | CZ14 | Any | 0 | 0 | 0 | 14.027 | 0.0024555 | -0.50134
22 | WPSDGENRLG0083-Rev02-Msr022 | ExAnte2019 | None | SDG | RSD | Ex | CZ15 | Any | 0 | 0 | 0 | 15.7155 | 0.0027544 | -0.11663
22 | WPSDGENRLG0083-Rev02-Msr022 | ExAnte2019 | None | SDG | RSD | Ex | IOU | Any | 0 | 0 | 0 | 14.5466 | 0.0026476 | -0.29223
22 | WPSDGENRLG0083-Rev02-Msr022 | ExAnte2019 | None | SDG | Rt3 | Ex | CZ06 | Any | 0 | 0 | 0 | 21.8178 | 0.004007 | -0.10131
22 | WPSDGENRLG0083-Rev02-Msr022 | ExAnte2019 | None | SDG | Rt3 | Ex | CZ07 | Any | 0 | 0 | 0 | 21.8178 | 0.0039741 | -0.043825
22 | WPSDGENRLG0083-Rev02-Msr022 | ExAnte2019 | None | SDG | Rt3 | Ex | CZ08 | Any | 0 | 0 | 0 | 21.8178 | 0.0039741 | -0.090686
22 | WPSDGENRLG0083-Rev02-Msr022 | ExAnte2019 | None | SDG | Rt3 | Ex | CZ10 | Any | 0 | 0 | 0 | 21.6281 | 0.0040398 | -0.16582
22 | WPSDGENRLG0083-Rev02-Msr022 | ExAnte2019 | None | SDG | Rt3 | Ex | CZ14 | Any | 0 | 0 | 0 | 20.6795 | 0.0040727 | -0.60521
22 | WPSDGENRLG0083-Rev02-Msr022 | ExAnte2019 | None | SDG | Rt3 | Ex | CZ15 | Any | 0 | 0 | 0 | 22.387 | 0.0041055 | -0.039082
22 | WPSDGENRLG0083-Rev02-Msr022 | ExAnte2019 | None | SDG | Rt3 | Ex | IOU | Any | 0 | 0 | 0 | 21.8178 | 0.004007 | -0.079113
22 | WPSDGENRLG0083-Rev02-Msr022 | ExAnte2019 | None | SDG | RtL | Ex | CZ06 | Any | 0 | 0 | 0 | 15.5601 | 0.0038725 | -0.13302
22 | WPSDGENRLG0083-Rev02-Msr022 | ExAnte2019 | None | SDG | RtL | Ex | CZ07 | Any | 0 | 0 | 0 | 15.6978 | 0.0038725 | -0.097216
22 | WPSDGENRLG0083-Rev02-Msr022 | ExAnte2019 | None | SDG | RtL | Ex | CZ08 | Any | 0 | 0 | 0 | 15.6978 | 0.0038725 | -0.11512
22 | WPSDGENRLG0083-Rev02-Msr022 | ExAnte2019 | None | SDG | RtL | Ex | CZ10 | Any | 0 | 0 | 0 | 15.5601 | 0.0039355 | -0.15422
22 | WPSDGENRLG0083-Rev02-Msr022 | ExAnte2019 | None | SDG | RtL | Ex | CZ14 | Any | 0 | 0 | 0 | 15.0093 | 0.003967 | -0.32359
22 | WPSDGENRLG0083-Rev02-Msr022 | ExAnte2019 | None | SDG | RtL | Ex | CZ15 | Any | 0 | 0 | 0 | 16.2486 | 0.0039985 | -0.054392
22 | WPSDGENRLG0083-Rev02-Msr022 | ExAnte2019 | None | SDG | RtL | Ex | IOU | Any | 0 | 0 | 0 | 15.6978 | 0.0038725 | -0.11374
22 | WPSDGENRLG0083-Rev02-Msr022 | ExAnte2019 | None | SDG | RtS | Ex | CZ06 | Any | 0 | 0 | 0 | 8.7982 | 0.0026713 | -0.02803
22 | WPSDGENRLG0083-Rev02-Msr022 | ExAnte2019 | None | SDG | RtS | Ex | CZ07 | Any | 0 | 0 | 0 | 8.7982 | 0.0026275 | -0.016662
22 | WPSDGENRLG0083-Rev02-Msr022 | ExAnte2019 | None | SDG | RtS | Ex | CZ08 | Any | 0 | 0 | 0 | 8.876 | 0.0026713 | -0.023747
22 | WPSDGENRLG0083-Rev02-Msr022 | ExAnte2019 | None | SDG | RtS | Ex | CZ10 | Any | 0 | 0 | 0 | 8.7982 | 0.0026932 | -0.034959
22 | WPSDGENRLG0083-Rev02-Msr022 | ExAnte2019 | None | SDG | RtS | Ex | CZ14 | Any | 0 | 0 | 0 | 8.5646 | 0.0026932 | -0.087203
22 | WPSDGENRLG0083-Rev02-Msr022 | ExAnte2019 | None | SDG | RtS | Ex | CZ15 | Any | 0 | 0 | 0 | 9.2653 | 0.0027151 | -0.0074901
22 | WPSDGENRLG0083-Rev02-Msr022 | ExAnte2019 | None | SDG | RtS | Ex | IOU | Any | 0 | 0 | 0 | 8.7982 | 0.0026494 | -0.022034
22 | WPSDGENRLG0083-Rev02-Msr022 | ExAnte2019 | None | SDG | SCn | Ex | CZ06 | Any | 0 | 0 | 0 | 8.0196 | 0.0022277 | -0.099661
22 | WPSDGENRLG0083-Rev02-Msr022 | ExAnte2019 | None | SDG | SCn | Ex | CZ07 | Any | 0 | 0 | 0 | 7.8639 | 0.0022448 | -0.081753
22 | WPSDGENRLG0083-Rev02-Msr022 | ExAnte2019 | None | SDG | SCn | Ex | CZ08 | Any | 0 | 0 | 0 | 8.0974 | 0.0022277 | -0.084867
22 | WPSDGENRLG0083-Rev02-Msr022 | ExAnte2019 | None | SDG | SCn | Ex | CZ10 | Any | 0 | 0 | 0 | 8.0974 | 0.0022448 | -0.10511
22 | WPSDGENRLG0083-Rev02-Msr022 | ExAnte2019 | None | SDG | SCn | Ex | CZ14 | Any | 0 | 0 | 0 | 7.8639 | 0.0022105 | -0.15416
22 | WPSDGENRLG0083-Rev02-Msr022 | ExAnte2019 | None | SDG | SCn | Ex | CZ15 | Any | 0 | 0 | 0 | 8.7203 | 0.0022105 | -0.044925
22 | WPSDGENRLG0083-Rev02-Msr022 | ExAnte2019 | None | SDG | SCn | Ex | IOU | Any | 0 | 0 | 0 | 7.9417 | 0.0022448 | -0.089539
22 | WPSDGENRLG0083-Rev02-Msr022 | ExAnte2019 | None | SDG | SUn | Ex | CZ06 | Any | 0 | 0 | 0 | 7.344 | 0.001513 | 0
22 | WPSDGENRLG0083-Rev02-Msr022 | ExAnte2019 | None | SDG | SUn | Ex | CZ07 | Any | 0 | 0 | 0 | 7.344 | 0.001513 | 0
22 | WPSDGENRLG0083-Rev02-Msr022 | ExAnte2019 | None | SDG | SUn | Ex | CZ08 | Any | 0 | 0 | 0 | 7.344 | 0.001513 | 0
22 | WPSDGENRLG0083-Rev02-Msr022 | ExAnte2019 | None | SDG | SUn | Ex | CZ10 | Any | 0 | 0 | 0 | 7.344 | 0.001513 | 0
22 | WPSDGENRLG0083-Rev02-Msr022 | ExAnte2019 | None | SDG | SUn | Ex | CZ14 | Any | 0 | 0 | 0 | 7.344 | 0.001513 | 0
22 | WPSDGENRLG0083-Rev02-Msr022 | ExAnte2019 | None | SDG | SUn | Ex | CZ15 | Any | 0 | 0 | 0 | 7.344 | 0.001513 | 0
22 | WPSDGENRLG0083-Rev02-Msr022 | ExAnte2019 | None | SDG | SUn | Ex | IOU | Any | 0 | 0 | 0 | 7.344 | 0.001513 | 0
22 | WPSDGENRLG0083-Rev02-Msr022 | ExAnte2019 | None | SDG | WRf | Ex | CZ06 | Any | 0 | 0 | 0 | 25.1257 | 0.0022865 | 0
22 | WPSDGENRLG0083-Rev02-Msr022 | ExAnte2019 | None | SDG | WRf | Ex | CZ07 | Any | 0 | 0 | 0 | 25.2817 | 0.0022865 | 0
22 | WPSDGENRLG0083-Rev02-Msr022 | ExAnte2019 | None | SDG | WRf | Ex | CZ08 | Any | 0 | 0 | 0 | 24.1893 | 0.0022865 | 0
22 | WPSDGENRLG0083-Rev02-Msr022 | ExAnte2019 | None | SDG | WRf | Ex | CZ10 | Any | 0 | 0 | 0 | 24.8135 | 0.0023048 | 0
22 | WPSDGENRLG0083-Rev02-Msr022 | ExAnte2019 | None | SDG | WRf | Ex | CZ14 | Any | 0 | 0 | 0 | 23.0969 | 0.0022865 | 0
22 | WPSDGENRLG0083-Rev02-Msr022 | ExAnte2019 | None | SDG | WRf | Ex | CZ15 | Any | 0 | 0 | 0 | 24.5014 | 0.0023048 | 0
22 | WPSDGENRLG0083-Rev02-Msr022 | ExAnte2019 | None | SDG | WRf | Ex | IOU | Any | 0 | 0 | 0 | 25.1257 | 0.0022865 | 0
23 | WPSDGENRLG0083-Rev02-Msr023 | ExAnte2019 | None | SDG | Asm | Ex | CZ06 | Any | 0 | 0 | 0 | 4.6332 | 0.001535 | -0.03934
23 | WPSDGENRLG0083-Rev02-Msr023 | ExAnte2019 | None | SDG | Asm | Ex | CZ07 | Any | 0 | 0 | 0 | 4.6753 | 0.001535 | -0.03635
23 | WPSDGENRLG0083-Rev02-Msr023 | ExAnte2019 | None | SDG | Asm | Ex | CZ08 | Any | 0 | 0 | 0 | 4.6753 | 0.0014976 | -0.033275
23 | WPSDGENRLG0083-Rev02-Msr023 | ExAnte2019 | None | SDG | Asm | Ex | CZ10 | Any | 0 | 0 | 0 | 4.6332 | 0.0015101 | -0.042541
23 | WPSDGENRLG0083-Rev02-Msr023 | ExAnte2019 | None | SDG | Asm | Ex | CZ14 | Any | 0 | 0 | 0 | 4.5068 | 0.0014102 | -0.067813
23 | WPSDGENRLG0083-Rev02-Msr023 | ExAnte2019 | None | SDG | Asm | Ex | CZ15 | Any | 0 | 0 | 0 | 5.0965 | 0.0014976 | -0.018786
23 | WPSDGENRLG0083-Rev02-Msr023 | ExAnte2019 | None | SDG | Asm | Ex | IOU | Any | 0 | 0 | 0 | 4.6753 | 0.0015226 | -0.038498
23 | WPSDGENRLG0083-Rev02-Msr023 | ExAnte2019 | None | SDG | Com | Ex | IOU | Any | 0 | 0 | 0 | 8.9107 | 0.0021085 | -0.087516
23 | WPSDGENRLG0083-Rev02-Msr023 | ExAnte2019 | None | SDG | ECC | Ex | CZ06 | Any | 0 | 0 | 0 | 6.8162 | 0.0023048 | -0.086258
23 | WPSDGENRLG0083-Rev02-Msr023 | ExAnte2019 | None | SDG | ECC | Ex | CZ07 | Any | 0 | 0 | 0 | 6.8765 | 0.0023048 | -0.072384
23 | WPSDGENRLG0083-Rev02-Msr023 | ExAnte2019 | None | SDG | ECC | Ex | CZ08 | Any | 0 | 0 | 0 | 6.9368 | 0.0022866 | -0.078416
23 | WPSDGENRLG0083-Rev02-Msr023 | ExAnte2019 | None | SDG | ECC | Ex | CZ10 | Any | 0 | 0 | 0 | 6.8765 | 0.0023229 | -0.092893
23 | WPSDGENRLG0083-Rev02-Msr023 | ExAnte2019 | None | SDG | ECC | Ex | CZ14 | Any | 0 | 0 | 0 | 6.7558 | 0.0023048 | -0.13994
23 | WPSDGENRLG0083-Rev02-Msr023 | ExAnte2019 | None | SDG | ECC | Ex | CZ15 | Any | 0 | 0 | 0 | 7.2987 | 0.0022866 | -0.036373
23 | WPSDGENRLG0083-Rev02-Msr023 | ExAnte2019 | None | SDG | ECC | Ex | IOU | Any | 0 | 0 | 0 | 6.8765 | 0.0023048 | -0.077813
23 | WPSDGENRLG0083-Rev02-Msr023 | ExAnte2019 | None | SDG | EPr | Ex | CZ06 | Any | 0 | 0 | 0 | 6.1948 | 0.0022364 | -0.055427
23 | WPSDGENRLG0083-Rev02-Msr023 | ExAnte2019 | None | SDG | EPr | Ex | CZ07 | Any | 0 | 0 | 0 | 6.1948 | 0.0022539 | -0.049395
23 | WPSDGENRLG0083-Rev02-Msr023 | ExAnte2019 | None | SDG | EPr | Ex | CZ08 | Any | 0 | 0 | 0 | 6.2491 | 0.0022714 | -0.045809
23 | WPSDGENRLG0083-Rev02-Msr023 | ExAnte2019 | None | SDG | EPr | Ex | CZ10 | Any | 0 | 0 | 0 | 6.1948 | 0.0022539 | -0.058687
23 | WPSDGENRLG0083-Rev02-Msr023 | ExAnte2019 | None | SDG | EPr | Ex | CZ14 | Any | 0 | 0 | 0 | 5.9774 | 0.0022539 | -0.099986
23 | WPSDGENRLG0083-Rev02-Msr023 | ExAnte2019 | None | SDG | EPr | Ex | CZ15 | Any | 0 | 0 | 0 | 6.6295 | 0.0022539 | -0.024018
23 | WPSDGENRLG0083-Rev02-Msr023 | ExAnte2019 | None | SDG | EPr | Ex | IOU | Any | 0 | 0 | 0 | 6.1948 | 0.0022539 | -0.052927
23 | WPSDGENRLG0083-Rev02-Msr023 | ExAnte2019 | None | SDG | ERC | Ex | CZ06 | Any | 0 | 0 | 0 | 2.7706 | 0.0012187 | -0.016698
23 | WPSDGENRLG0083-Rev02-Msr023 | ExAnte2019 | None | SDG | ERC | Ex | CZ07 | Any | 0 | 0 | 0 | 2.8205 | 0.001238 | -0.013803
23 | WPSDGENRLG0083-Rev02-Msr023 | ExAnte2019 | None | SDG | ERC | Ex | CZ08 | Any | 0 | 0 | 0 | 2.7706 | 0.0012283 | -0.014602
23 | WPSDGENRLG0083-Rev02-Msr023 | ExAnte2019 | None | SDG | ERC | Ex | CZ10 | Any | 0 | 0 | 0 | 2.7706 | 0.0012283 | -0.017247
23 | WPSDGENRLG0083-Rev02-Msr023 | ExAnte2019 | None | SDG | ERC | Ex | CZ14 | Any | 0 | 0 | 0 | 2.7206 | 0.001238 | -0.022788
23 | WPSDGENRLG0083-Rev02-Msr023 | ExAnte2019 | None | SDG | ERC | Ex | CZ15 | Any | 0 | 0 | 0 | 2.9453 | 0.001267 | -0.0080371
23 | WPSDGENRLG0083-Rev02-Msr023 | ExAnte2019 | None | SDG | ERC | Ex | IOU | Any | 0 | 0 | 0 | 2.7955 | 0.001238 | -0.015176
23 | WPSDGENRLG0083-Rev02-Msr023 | ExAnte2019 | None | SDG | ESe | Ex | CZ06 | Any | 0 | 0 | 0 | 6.3773 | 0.0024228 | -0.07573
23 | WPSDGENRLG0083-Rev02-Msr023 | ExAnte2019 | None | SDG | ESe | Ex | CZ07 | Any | 0 | 0 | 0 | 6.3773 | 0.002366 | -0.06662
23 | WPSDGENRLG0083-Rev02-Msr023 | ExAnte2019 | None | SDG | ESe | Ex | CZ08 | Any | 0 | 0 | 0 | 6.4342 | 0.0024039 | -0.064912
23 | WPSDGENRLG0083-Rev02-Msr023 | ExAnte2019 | None | SDG | ESe | Ex | CZ10 | Any | 0 | 0 | 0 | 6.4342 | 0.0024039 | -0.081424
23 | WPSDGENRLG0083-Rev02-Msr023 | ExAnte2019 | None | SDG | ESe | Ex | CZ14 | Any | 0 | 0 | 0 | 6.2065 | 0.0023281 | -0.13096
23 | WPSDGENRLG0083-Rev02-Msr023 | ExAnte2019 | None | SDG | ESe | Ex | CZ15 | Any | 0 | 0 | 0 | 6.9467 | 0.0024039 | -0.035872
23 | WPSDGENRLG0083-Rev02-Msr023 | ExAnte2019 | None | SDG | ESe | Ex | IOU | Any | 0 | 0 | 0 | 6.3773 | 0.002366 | -0.072314
23 | WPSDGENRLG0083-Rev02-Msr023 | ExAnte2019 | None | SDG | EUn | Ex | CZ06 | Any | 0 | 0 | 0 | 7.3507 | 0.0024767 | -0.072862
23 | WPSDGENRLG0083-Rev02-Msr023 | ExAnte2019 | None | SDG | EUn | Ex | CZ07 | Any | 0 | 0 | 0 | 7.3507 | 0.002457 | -0.063255
23 | WPSDGENRLG0083-Rev02-Msr023 | ExAnte2019 | None | SDG | EUn | Ex | CZ08 | Any | 0 | 0 | 0 | 7.4152 | 0.0024963 | -0.070283
23 | WPSDGENRLG0083-Rev02-Msr023 | ExAnte2019 | None | SDG | EUn | Ex | CZ10 | Any | 0 | 0 | 0 | 7.4152 | 0.002516 | -0.081245
23 | WPSDGENRLG0083-Rev02-Msr023 | ExAnte2019 | None | SDG | EUn | Ex | CZ14 | Any | 0 | 0 | 0 | 7.2862 | 0.0024963 | -0.10897
23 | WPSDGENRLG0083-Rev02-Msr023 | ExAnte2019 | None | SDG | EUn | Ex | CZ15 | Any | 0 | 0 | 0 | 7.6731 | 0.0024963 | -0.035206
23 | WPSDGENRLG0083-Rev02-Msr023 | ExAnte2019 | None | SDG | EUn | Ex | IOU | Any | 0 | 0 | 0 | 7.3507 | 0.0024767 | -0.067704
23 | WPSDGENRLG0083-Rev02-Msr023 | ExAnte2019 | None | SDG | Gro | Ex | CZ06 | Any | 0 | 0 | 0 | 14.1541 | 0.0028334 | -0.96977
23 | WPSDGENRLG0083-Rev02-Msr023 | ExAnte2019 | None | SDG | Gro | Ex | CZ07 | Any | 0 | 0 | 0 | 14.014 | 0.0027643 | -1.0314
23 | WPSDGENRLG0083-Rev02-Msr023 | ExAnte2019 | None | SDG | Gro | Ex | CZ08 | Any | 0 | 0 | 0 | 14.4344 | 0.0029025 | -0.87868
23 | WPSDGENRLG0083-Rev02-Msr023 | ExAnte2019 | None | SDG | Gro | Ex | CZ10 | Any | 0 | 0 | 0 | 14.7147 | 0.0030408 | -0.83243
23 | WPSDGENRLG0083-Rev02-Msr023 | ExAnte2019 | None | SDG | Gro | Ex | CZ14 | Any | 0 | 0 | 0 | 14.5746 | 0.0030638 | -0.87868
23 | WPSDGENRLG0083-Rev02-Msr023 | ExAnte2019 | None | SDG | Gro | Ex | CZ15 | Any | 0 | 0 | 0 | 15.6957 | 0.0029947 | -0.46807
23 | WPSDGENRLG0083-Rev02-Msr023 | ExAnte2019 | None | SDG | Gro | Ex | IOU | Any | 0 | 0 | 0 | 14.1541 | 0.0028565 | -0.96837
23 | WPSDGENRLG0083-Rev02-Msr023 | ExAnte2019 | None | SDG | Hsp | Ex | CZ06 | Any | 0 | 0 | 0 | 17.4616 | 0.0024928 | -0.45856
23 | WPSDGENRLG0083-Rev02-Msr023 | ExAnte2019 | None | SDG | Hsp | Ex | CZ07 | Any | 0 | 0 | 0 | 17.4616 | 0.0024728 | -0.41908
23 | WPSDGENRLG0083-Rev02-Msr023 | ExAnte2019 | None | SDG | Hsp | Ex | CZ08 | Any | 0 | 0 | 0 | 17.4616 | 0.0024928 | -0.45248
23 | WPSDGENRLG0083-Rev02-Msr023 | ExAnte2019 | None | SDG | Hsp | Ex | CZ10 | Any | 0 | 0 | 0 | 17.4616 | 0.0025526 | -0.48892
23 | WPSDGENRLG0083-Rev02-Msr023 | ExAnte2019 | None | SDG | Hsp | Ex | CZ14 | Any | 0 | 0 | 0 | 17.1579 | 0.0025326 | -0.59825
23 | WPSDGENRLG0083-Rev02-Msr023 | ExAnte2019 | None | SDG | Hsp | Ex | CZ15 | Any | 0 | 0 | 0 | 17.7653 | 0.0025326 | -0.38719
23 | WPSDGENRLG0083-Rev02-Msr023 | ExAnte2019 | None | SDG | Hsp | Ex | IOU | Any | 0 | 0 | 0 | 17.4616 | 0.0024928 | -0.43123
23 | WPSDGENRLG0083-Rev02-Msr023 | ExAnte2019 | None | SDG | Htl | Ex | CZ06 | Any | 0 | 0 | 0 | 14.5777 | 0.0021678 | -0.18256
23 | WPSDGENRLG0083-Rev02-Msr023 | ExAnte2019 | None | SDG | Htl | Ex | CZ07 | Any | 0 | 0 | 0 | 14.9864 | 0.0021504 | -0.14714
23 | WPSDGENRLG0083-Rev02-Msr023 | ExAnte2019 | None | SDG | Htl | Ex | CZ08 | Any | 0 | 0 | 0 | 14.8502 | 0.0021851 | -0.16213
23 | WPSDGENRLG0083-Rev02-Msr023 | ExAnte2019 | None | SDG | Htl | Ex | CZ10 | Any | 0 | 0 | 0 | 14.5777 | 0.0022198 | -0.1812
23 | WPSDGENRLG0083-Rev02-Msr023 | ExAnte2019 | None | SDG | Htl | Ex | CZ14 | Any | 0 | 0 | 0 | 13.8965 | 0.0022198 | -0.24251
23 | WPSDGENRLG0083-Rev02-Msr023 | ExAnte2019 | None | SDG | Htl | Ex | CZ15 | Any | 0 | 0 | 0 | 15.8038 | 0.0022371 | -0.10422
23 | WPSDGENRLG0083-Rev02-Msr023 | ExAnte2019 | None | SDG | Htl | Ex | IOU | Any | 0 | 0 | 0 | 14.8502 | 0.0021678 | -0.15259
23 | WPSDGENRLG0083-Rev02-Msr023 | ExAnte2019 | None | SDG | MBT | Ex | CZ06 | Any | 0 | 0 | 0 | 8.2035 | 0.0017795 | -0.0052262
23 | WPSDGENRLG0083-Rev02-Msr023 | ExAnte2019 | None | SDG | MBT | Ex | CZ07 | Any | 0 | 0 | 0 | 8.2742 | 0.0017503 | -0.0010184
23 | WPSDGENRLG0083-Rev02-Msr023 | ExAnte2019 | None | SDG | MBT | Ex | CZ08 | Any | 0 | 0 | 0 | 8.2035 | 0.0018524 | -0.0033238
23 | WPSDGENRLG0083-Rev02-Msr023 | ExAnte2019 | None | SDG | MBT | Ex | CZ10 | Any | 0 | 0 | 0 | 8.2035 | 0.0018962 | -0.0067891
23 | WPSDGENRLG0083-Rev02-Msr023 | ExAnte2019 | None | SDG | MBT | Ex | CZ14 | Any | 0 | 0 | 0 | 8.0621 | 0.0018816 | -0.016336
23 | WPSDGENRLG0083-Rev02-Msr023 | ExAnte2019 | None | SDG | MBT | Ex | CZ15 | Any | 0 | 0 | 0 | 8.5571 | 0.0018962 | 0
23 | WPSDGENRLG0083-Rev02-Msr023 | ExAnte2019 | None | SDG | MBT | Ex | IOU | Any | 0 | 0 | 0 | 8.2035 | 0.0017941 | -0.0030975
23 | WPSDGENRLG0083-Rev02-Msr023 | ExAnte2019 | None | SDG | MLI | Ex | CZ06 | Any | 0 | 0 | 0 | 8.1713 | 0.0018283 | -0.04638
23 | WPSDGENRLG0083-Rev02-Msr023 | ExAnte2019 | None | SDG | MLI | Ex | CZ07 | Any | 0 | 0 | 0 | 8.1713 | 0.0018131 | -0.023228
23 | WPSDGENRLG0083-Rev02-Msr023 | ExAnte2019 | None | SDG | MLI | Ex | CZ08 | Any | 0 | 0 | 0 | 8.2469 | 0.0018283 | -0.037981
23 | WPSDGENRLG0083-Rev02-Msr023 | ExAnte2019 | None | SDG | MLI | Ex | CZ10 | Any | 0 | 0 | 0 | 8.2469 | 0.001874 | -0.052357
23 | WPSDGENRLG0083-Rev02-Msr023 | ExAnte2019 | None | SDG | MLI | Ex | CZ14 | Any | 0 | 0 | 0 | 8.02 | 0.0018588 | -0.14829
23 | WPSDGENRLG0083-Rev02-Msr023 | ExAnte2019 | None | SDG | MLI | Ex | CZ15 | Any | 0 | 0 | 0 | 8.8522 | 0.0018436 | -0.014224
23 | WPSDGENRLG0083-Rev02-Msr023 | ExAnte2019 | None | SDG | MLI | Ex | IOU | Any | 0 | 0 | 0 | 8.1713 | 0.0018283 | -0.034274
23 | WPSDGENRLG0083-Rev02-Msr023 | ExAnte2019 | None | SDG | Mtl | Ex | CZ06 | Any | 0 | 0 | 0 | 11.8227 | 0.0011728 | -0.14251
23 | WPSDGENRLG0083-Rev02-Msr023 | ExAnte2019 | None | SDG | Mtl | Ex | CZ07 | Any | 0 | 0 | 0 | 12.1394 | 0.0011635 | -0.10461
23 | WPSDGENRLG0083-Rev02-Msr023 | ExAnte2019 | None | SDG | Mtl | Ex | CZ08 | Any | 0 | 0 | 0 | 11.9283 | 0.0011821 | -0.12034
23 | WPSDGENRLG0083-Rev02-Msr023 | ExAnte2019 | None | SDG | Mtl | Ex | CZ10 | Any | 0 | 0 | 0 | 11.8227 | 0.0012193 | -0.14145
23 | WPSDGENRLG0083-Rev02-Msr023 | ExAnte2019 | None | SDG | Mtl | Ex | CZ14 | Any | 0 | 0 | 0 | 11.4005 | 0.00121 | -0.19423
23 | WPSDGENRLG0083-Rev02-Msr023 | ExAnte2019 | None | SDG | Mtl | Ex | CZ15 | Any | 0 | 0 | 0 | 12.6672 | 0.001238 | -0.05943
23 | WPSDGENRLG0083-Rev02-Msr023 | ExAnte2019 | None | SDG | Mtl | Ex | IOU | Any | 0 | 0 | 0 | 12.0338 | 0.0011728 | -0.10978
23 | WPSDGENRLG0083-Rev02-Msr023 | ExAnte2019 | None | SDG | Nrs | Ex | CZ06 | Any | 0 | 0 | 0 | 10.5019 | 0.0022409 | -0.38118
23 | WPSDGENRLG0083-Rev02-Msr023 | ExAnte2019 | None | SDG | Nrs | Ex | CZ07 | Any | 0 | 0 | 0 | 10.4047 | 0.0022065 | -0.34812
23 | WPSDGENRLG0083-Rev02-Msr023 | ExAnte2019 | None | SDG | Nrs | Ex | CZ08 | Any | 0 | 0 | 0 | 10.5992 | 0.0022409 | -0.37048
23 | WPSDGENRLG0083-Rev02-Msr023 | ExAnte2019 | None | SDG | Nrs | Ex | CZ10 | Any | 0 | 0 | 0 | 10.5992 | 0.0023271 | -0.39285
23 | WPSDGENRLG0083-Rev02-Msr023 | ExAnte2019 | None | SDG | Nrs | Ex | CZ14 | Any | 0 | 0 | 0 | 10.5019 | 0.0022754 | -0.45897
23 | WPSDGENRLG0083-Rev02-Msr023 | ExAnte2019 | None | SDG | Nrs | Ex | CZ15 | Any | 0 | 0 | 0 | 11.1826 | 0.0023099 | -0.23143
23 | WPSDGENRLG0083-Rev02-Msr023 | ExAnte2019 | None | SDG | Nrs | Ex | IOU | Any | 0 | 0 | 0 | 10.4047 | 0.0022237 | -0.3559
23 | WPSDGENRLG0083-Rev02-Msr023 | ExAnte2019 | None | SDG | OfL | Ex | CZ06 | Any | 0 | 0 | 0 | 8.1432 | 0.0022454 | -0.04577
23 | WPSDGENRLG0083-Rev02-Msr023 | ExAnte2019 | None | SDG | OfL | Ex | CZ07 | Any | 0 | 0 | 0 | 8.1432 | 0.0022277 | -0.040576
23 | WPSDGENRLG0083-Rev02-Msr023 | ExAnte2019 | None | SDG | OfL | Ex | CZ08 | Any | 0 | 0 | 0 | 8.1432 | 0.002263 | -0.04556
23 | WPSDGENRLG0083-Rev02-Msr023 | ExAnte2019 | None | SDG | OfL | Ex | CZ10 | Any | 0 | 0 | 0 | 8.1432 | 0.0022984 | -0.053633
23 | WPSDGENRLG0083-Rev02-Msr023 | ExAnte2019 | None | SDG | OfL | Ex | CZ14 | Any | 0 | 0 | 0 | 8.073 | 0.0022984 | -0.067041
23 | WPSDGENRLG0083-Rev02-Msr023 | ExAnte2019 | None | SDG | OfL | Ex | CZ15 | Any | 0 | 0 | 0 | 8.5644 | 0.0023161 | -0.031099
23 | WPSDGENRLG0083-Rev02-Msr023 | ExAnte2019 | None | SDG | OfL | Ex | IOU | Any | 0 | 0 | 0 | 8.1432 | 0.0022454 | -0.043173
23 | WPSDGENRLG0083-Rev02-Msr023 | ExAnte2019 | None | SDG | OfS | Ex | CZ06 | Any | 0 | 0 | 0 | 5.4717 | 0.0019988 | -0.0077555
23 | WPSDGENRLG0083-Rev02-Msr023 | ExAnte2019 | None | SDG | OfS | Ex | CZ07 | Any | 0 | 0 | 0 | 5.5193 | 0.0019828 | -0.0022077
23 | WPSDGENRLG0083-Rev02-Msr023 | ExAnte2019 | None | SDG | OfS | Ex | CZ08 | Any | 0 | 0 | 0 | 5.5193 | 0.0020147 | -0.0066612
23 | WPSDGENRLG0083-Rev02-Msr023 | ExAnte2019 | None | SDG | OfS | Ex | CZ10 | Any | 0 | 0 | 0 | 5.5193 | 0.0020307 | -0.010087
23 | WPSDGENRLG0083-Rev02-Msr023 | ExAnte2019 | None | SDG | OfS | Ex | CZ14 | Any | 0 | 0 | 0 | 5.3765 | 0.0020467 | -0.02498
23 | WPSDGENRLG0083-Rev02-Msr023 | ExAnte2019 | None | SDG | OfS | Ex | CZ15 | Any | 0 | 0 | 0 | 5.8048 | 0.0020147 | -0.0020697
23 | WPSDGENRLG0083-Rev02-Msr023 | ExAnte2019 | None | SDG | OfS | Ex | IOU | Any | 0 | 0 | 0 | 5.5193 | 0.0019988 | -0.0038825
23 | WPSDGENRLG0083-Rev02-Msr023 | ExAnte2019 | None | SDG | RFF | Ex | CZ06 | Any | 0 | 0 | 0 | 9.8124 | 0.0020051 | -0.17326
23 | WPSDGENRLG0083-Rev02-Msr023 | ExAnte2019 | None | SDG | RFF | Ex | CZ07 | Any | 0 | 0 | 0 | 9.9008 | 0.0020051 | -0.15735
23 | WPSDGENRLG0083-Rev02-Msr023 | ExAnte2019 | None | SDG | RFF | Ex | CZ08 | Any | 0 | 0 | 0 | 9.9008 | 0.0019888 | -0.15293
23 | WPSDGENRLG0083-Rev02-Msr023 | ExAnte2019 | None | SDG | RFF | Ex | CZ10 | Any | 0 | 0 | 0 | 9.9008 | 0.0020378 | -0.16973
23 | WPSDGENRLG0083-Rev02-Msr023 | ExAnte2019 | None | SDG | RFF | Ex | CZ14 | Any | 0 | 0 | 0 | 9.724 | 0.0020704 | -0.24133
23 | WPSDGENRLG0083-Rev02-Msr023 | ExAnte2019 | None | SDG | RFF | Ex | CZ15 | Any | 0 | 0 | 0 | 10.5196 | 0.0020541 | -0.077527
23 | WPSDGENRLG0083-Rev02-Msr023 | ExAnte2019 | None | SDG | RFF | Ex | IOU | Any | 0 | 0 | 0 | 9.9008 | 0.0020051 | -0.16089
23 | WPSDGENRLG0083-Rev02-Msr023 | ExAnte2019 | None | SDG | RSD | Ex | CZ06 | Any | 0 | 0 | 0 | 11.1238 | 0.002041 | -0.23936
23 | WPSDGENRLG0083-Rev02-Msr023 | ExAnte2019 | None | SDG | RSD | Ex | CZ07 | Any | 0 | 0 | 0 | 11.1238 | 0.0020737 | -0.22049
23 | WPSDGENRLG0083-Rev02-Msr023 | ExAnte2019 | None | SDG | RSD | Ex | CZ08 | Any | 0 | 0 | 0 | 11.2232 | 0.0019757 | -0.19864
23 | WPSDGENRLG0083-Rev02-Msr023 | ExAnte2019 | None | SDG | RSD | Ex | CZ10 | Any | 0 | 0 | 0 | 11.1238 | 0.0018777 | -0.2334
23 | WPSDGENRLG0083-Rev02-Msr023 | ExAnte2019 | None | SDG | RSD | Ex | CZ14 | Any | 0 | 0 | 0 | 10.7266 | 0.0018777 | -0.38338
23 | WPSDGENRLG0083-Rev02-Msr023 | ExAnte2019 | None | SDG | RSD | Ex | CZ15 | Any | 0 | 0 | 0 | 12.0177 | 0.0021063 | -0.089189
23 | WPSDGENRLG0083-Rev02-Msr023 | ExAnte2019 | None | SDG | RSD | Ex | IOU | Any | 0 | 0 | 0 | 11.1238 | 0.0020247 | -0.22347
23 | WPSDGENRLG0083-Rev02-Msr023 | ExAnte2019 | None | SDG | Rt3 | Ex | CZ06 | Any | 0 | 0 | 0 | 16.6842 | 0.0030642 | -0.077473
23 | WPSDGENRLG0083-Rev02-Msr023 | ExAnte2019 | None | SDG | Rt3 | Ex | CZ07 | Any | 0 | 0 | 0 | 16.6842 | 0.003039 | -0.033513
23 | WPSDGENRLG0083-Rev02-Msr023 | ExAnte2019 | None | SDG | Rt3 | Ex | CZ08 | Any | 0 | 0 | 0 | 16.6842 | 0.003039 | -0.069348
23 | WPSDGENRLG0083-Rev02-Msr023 | ExAnte2019 | None | SDG | Rt3 | Ex | CZ10 | Any | 0 | 0 | 0 | 16.5391 | 0.0030893 | -0.1268
23 | WPSDGENRLG0083-Rev02-Msr023 | ExAnte2019 | None | SDG | Rt3 | Ex | CZ14 | Any | 0 | 0 | 0 | 15.8137 | 0.0031144 | -0.46281
23 | WPSDGENRLG0083-Rev02-Msr023 | ExAnte2019 | None | SDG | Rt3 | Ex | CZ15 | Any | 0 | 0 | 0 | 17.1194 | 0.0031395 | -0.029886
23 | WPSDGENRLG0083-Rev02-Msr023 | ExAnte2019 | None | SDG | Rt3 | Ex | IOU | Any | 0 | 0 | 0 | 16.6842 | 0.0030642 | -0.060498
23 | WPSDGENRLG0083-Rev02-Msr023 | ExAnte2019 | None | SDG | RtL | Ex | CZ06 | Any | 0 | 0 | 0 | 11.8989 | 0.0029613 | -0.10172
23 | WPSDGENRLG0083-Rev02-Msr023 | ExAnte2019 | None | SDG | RtL | Ex | CZ07 | Any | 0 | 0 | 0 | 12.0042 | 0.0029613 | -0.074342
23 | WPSDGENRLG0083-Rev02-Msr023 | ExAnte2019 | None | SDG | RtL | Ex | CZ08 | Any | 0 | 0 | 0 | 12.0042 | 0.0029613 | -0.088031
23 | WPSDGENRLG0083-Rev02-Msr023 | ExAnte2019 | None | SDG | RtL | Ex | CZ10 | Any | 0 | 0 | 0 | 11.8989 | 0.0030095 | -0.11794
23 | WPSDGENRLG0083-Rev02-Msr023 | ExAnte2019 | None | SDG | RtL | Ex | CZ14 | Any | 0 | 0 | 0 | 11.4777 | 0.0030336 | -0.24746
23 | WPSDGENRLG0083-Rev02-Msr023 | ExAnte2019 | None | SDG | RtL | Ex | CZ15 | Any | 0 | 0 | 0 | 12.4254 | 0.0030577 | -0.041594
23 | WPSDGENRLG0083-Rev02-Msr023 | ExAnte2019 | None | SDG | RtL | Ex | IOU | Any | 0 | 0 | 0 | 12.0042 | 0.0029613 | -0.086978
23 | WPSDGENRLG0083-Rev02-Msr023 | ExAnte2019 | None | SDG | RtS | Ex | CZ06 | Any | 0 | 0 | 0 | 6.728 | 0.0020428 | -0.021434
23 | WPSDGENRLG0083-Rev02-Msr023 | ExAnte2019 | None | SDG | RtS | Ex | CZ07 | Any | 0 | 0 | 0 | 6.728 | 0.0020093 | -0.012742
23 | WPSDGENRLG0083-Rev02-Msr023 | ExAnte2019 | None | SDG | RtS | Ex | CZ08 | Any | 0 | 0 | 0 | 6.7876 | 0.0020428 | -0.01816
23 | WPSDGENRLG0083-Rev02-Msr023 | ExAnte2019 | None | SDG | RtS | Ex | CZ10 | Any | 0 | 0 | 0 | 6.728 | 0.0020595 | -0.026733
23 | WPSDGENRLG0083-Rev02-Msr023 | ExAnte2019 | None | SDG | RtS | Ex | CZ14 | Any | 0 | 0 | 0 | 6.5494 | 0.0020595 | -0.066685
23 | WPSDGENRLG0083-Rev02-Msr023 | ExAnte2019 | None | SDG | RtS | Ex | CZ15 | Any | 0 | 0 | 0 | 7.0853 | 0.0020763 | -0.0057277
23 | WPSDGENRLG0083-Rev02-Msr023 | ExAnte2019 | None | SDG | RtS | Ex | IOU | Any | 0 | 0 | 0 | 6.728 | 0.002026 | -0.01685
23 | WPSDGENRLG0083-Rev02-Msr023 | ExAnte2019 | None | SDG | SCn | Ex | CZ06 | Any | 0 | 0 | 0 | 6.1326 | 0.0017035 | -0.076211
23 | WPSDGENRLG0083-Rev02-Msr023 | ExAnte2019 | None | SDG | SCn | Ex | CZ07 | Any | 0 | 0 | 0 | 6.0135 | 0.0017166 | -0.062517
23 | WPSDGENRLG0083-Rev02-Msr023 | ExAnte2019 | None | SDG | SCn | Ex | CZ08 | Any | 0 | 0 | 0 | 6.1922 | 0.0017035 | -0.064899
23 | WPSDGENRLG0083-Rev02-Msr023 | ExAnte2019 | None | SDG | SCn | Ex | CZ10 | Any | 0 | 0 | 0 | 6.1922 | 0.0017166 | -0.080379
23 | WPSDGENRLG0083-Rev02-Msr023 | ExAnte2019 | None | SDG | SCn | Ex | CZ14 | Any | 0 | 0 | 0 | 6.0135 | 0.0016904 | -0.11789
23 | WPSDGENRLG0083-Rev02-Msr023 | ExAnte2019 | None | SDG | SCn | Ex | CZ15 | Any | 0 | 0 | 0 | 6.6685 | 0.0016904 | -0.034355
23 | WPSDGENRLG0083-Rev02-Msr023 | ExAnte2019 | None | SDG | SCn | Ex | IOU | Any | 0 | 0 | 0 | 6.0731 | 0.0017166 | -0.068471
23 | WPSDGENRLG0083-Rev02-Msr023 | ExAnte2019 | None | SDG | SUn | Ex | CZ06 | Any | 0 | 0 | 0 | 5.616 | 0.001157 | 0
23 | WPSDGENRLG0083-Rev02-Msr023 | ExAnte2019 | None | SDG | SUn | Ex | CZ07 | Any | 0 | 0 | 0 | 5.616 | 0.001157 | 0
23 | WPSDGENRLG0083-Rev02-Msr023 | ExAnte2019 | None | SDG | SUn | Ex | CZ08 | Any | 0 | 0 | 0 | 5.616 | 0.001157 | 0
23 | WPSDGENRLG0083-Rev02-Msr023 | ExAnte2019 | None | SDG | SUn | Ex | CZ10 | Any | 0 | 0 | 0 | 5.616 | 0.001157 | 0
23 | WPSDGENRLG0083-Rev02-Msr023 | ExAnte2019 | None | SDG | SUn | Ex | CZ14 | Any | 0 | 0 | 0 | 5.616 | 0.001157 | 0
23 | WPSDGENRLG0083-Rev02-Msr023 | ExAnte2019 | None | SDG | SUn | Ex | CZ15 | Any | 0 | 0 | 0 | 5.616 | 0.001157 | 0
23 | WPSDGENRLG0083-Rev02-Msr023 | ExAnte2019 | None | SDG | SUn | Ex | IOU | Any | 0 | 0 | 0 | 5.616 | 0.001157 | 0
23 | WPSDGENRLG0083-Rev02-Msr023 | ExAnte2019 | None | SDG | WRf | Ex | CZ06 | Any | 0 | 0 | 0 | 19.2137 | 0.0017485 | 0
23 | WPSDGENRLG0083-Rev02-Msr023 | ExAnte2019 | None | SDG | WRf | Ex | CZ07 | Any | 0 | 0 | 0 | 19.3331 | 0.0017485 | 0
23 | WPSDGENRLG0083-Rev02-Msr023 | ExAnte2019 | None | SDG | WRf | Ex | CZ08 | Any | 0 | 0 | 0 | 18.4977 | 0.0017485 | 0
23 | WPSDGENRLG0083-Rev02-Msr023 | ExAnte2019 | None | SDG | WRf | Ex | CZ10 | Any | 0 | 0 | 0 | 18.9751 | 0.0017625 | 0
23 | WPSDGENRLG0083-Rev02-Msr023 | ExAnte2019 | None | SDG | WRf | Ex | CZ14 | Any | 0 | 0 | 0 | 17.6623 | 0.0017485 | 0
23 | WPSDGENRLG0083-Rev02-Msr023 | ExAnte2019 | None | SDG | WRf | Ex | CZ15 | Any | 0 | 0 | 0 | 18.7364 | 0.0017625 | 0
23 | WPSDGENRLG0083-Rev02-Msr023 | ExAnte2019 | None | SDG | WRf | Ex | IOU | Any | 0 | 0 | 0 | 19.2137 | 0.0017485 | 0
24 | WPSDGENRLG0083-Rev02-Msr024 | ExAnte2019 | None | SDG | Asm | Ex | CZ06 | Any | 0 | 0 | 0 | 6.0588 | 0.0020074 | -0.051445
24 | WPSDGENRLG0083-Rev02-Msr024 | ExAnte2019 | None | SDG | Asm | Ex | CZ07 | Any | 0 | 0 | 0 | 6.1139 | 0.0020074 | -0.047534
24 | WPSDGENRLG0083-Rev02-Msr024 | ExAnte2019 | None | SDG | Asm | Ex | CZ08 | Any | 0 | 0 | 0 | 6.1139 | 0.0019584 | -0.043513
24 | WPSDGENRLG0083-Rev02-Msr024 | ExAnte2019 | None | SDG | Asm | Ex | CZ10 | Any | 0 | 0 | 0 | 6.0588 | 0.0019747 | -0.055631
24 | WPSDGENRLG0083-Rev02-Msr024 | ExAnte2019 | None | SDG | Asm | Ex | CZ14 | Any | 0 | 0 | 0 | 5.8936 | 0.0018442 | -0.088679
24 | WPSDGENRLG0083-Rev02-Msr024 | ExAnte2019 | None | SDG | Asm | Ex | CZ15 | Any | 0 | 0 | 0 | 6.6647 | 0.0019584 | -0.024566
24 | WPSDGENRLG0083-Rev02-Msr024 | ExAnte2019 | None | SDG | Asm | Ex | IOU | Any | 0 | 0 | 0 | 6.1139 | 0.001991 | -0.050343
24 | WPSDGENRLG0083-Rev02-Msr024 | ExAnte2019 | None | SDG | Com | Ex | IOU | Any | 0 | 0 | 0 | 11.6525 | 0.0027573 | -0.11444
24 | WPSDGENRLG0083-Rev02-Msr024 | ExAnte2019 | None | SDG | ECC | Ex | CZ06 | Any | 0 | 0 | 0 | 8.9134 | 0.003014 | -0.1128
24 | WPSDGENRLG0083-Rev02-Msr024 | ExAnte2019 | None | SDG | ECC | Ex | CZ07 | Any | 0 | 0 | 0 | 8.9923 | 0.003014 | -0.094656
24 | WPSDGENRLG0083-Rev02-Msr024 | ExAnte2019 | None | SDG | ECC | Ex | CZ08 | Any | 0 | 0 | 0 | 9.0712 | 0.0029902 | -0.10254
24 | WPSDGENRLG0083-Rev02-Msr024 | ExAnte2019 | None | SDG | ECC | Ex | CZ10 | Any | 0 | 0 | 0 | 8.9923 | 0.0030377 | -0.12148
24 | WPSDGENRLG0083-Rev02-Msr024 | ExAnte2019 | None | SDG | ECC | Ex | CZ14 | Any | 0 | 0 | 0 | 8.8346 | 0.003014 | -0.183
24 | WPSDGENRLG0083-Rev02-Msr024 | ExAnte2019 | None | SDG | ECC | Ex | CZ15 | Any | 0 | 0 | 0 | 9.5445 | 0.0029902 | -0.047565
24 | WPSDGENRLG0083-Rev02-Msr024 | ExAnte2019 | None | SDG | ECC | Ex | IOU | Any | 0 | 0 | 0 | 8.9923 | 0.003014 | -0.10176
24 | WPSDGENRLG0083-Rev02-Msr024 | ExAnte2019 | None | SDG | EPr | Ex | CZ06 | Any | 0 | 0 | 0 | 8.1008 | 0.0029245 | -0.072481
24 | WPSDGENRLG0083-Rev02-Msr024 | ExAnte2019 | None | SDG | EPr | Ex | CZ07 | Any | 0 | 0 | 0 | 8.1008 | 0.0029474 | -0.064594
24 | WPSDGENRLG0083-Rev02-Msr024 | ExAnte2019 | None | SDG | EPr | Ex | CZ08 | Any | 0 | 0 | 0 | 8.1719 | 0.0029702 | -0.059904
24 | WPSDGENRLG0083-Rev02-Msr024 | ExAnte2019 | None | SDG | EPr | Ex | CZ10 | Any | 0 | 0 | 0 | 8.1008 | 0.0029474 | -0.076745
24 | WPSDGENRLG0083-Rev02-Msr024 | ExAnte2019 | None | SDG | EPr | Ex | CZ14 | Any | 0 | 0 | 0 | 7.8166 | 0.0029474 | -0.13075
24 | WPSDGENRLG0083-Rev02-Msr024 | ExAnte2019 | None | SDG | EPr | Ex | CZ15 | Any | 0 | 0 | 0 | 8.6693 | 0.0029474 | -0.031409
24 | WPSDGENRLG0083-Rev02-Msr024 | ExAnte2019 | None | SDG | EPr | Ex | IOU | Any | 0 | 0 | 0 | 8.1008 | 0.0029474 | -0.069212
24 | WPSDGENRLG0083-Rev02-Msr024 | ExAnte2019 | None | SDG | ERC | Ex | CZ06 | Any | 0 | 0 | 0 | 3.623 | 0.0015936 | -0.021836
24 | WPSDGENRLG0083-Rev02-Msr024 | ExAnte2019 | None | SDG | ERC | Ex | CZ07 | Any | 0 | 0 | 0 | 3.6883 | 0.0016189 | -0.01805
24 | WPSDGENRLG0083-Rev02-Msr024 | ExAnte2019 | None | SDG | ERC | Ex | CZ08 | Any | 0 | 0 | 0 | 3.623 | 0.0016063 | -0.019094
24 | WPSDGENRLG0083-Rev02-Msr024 | ExAnte2019 | None | SDG | ERC | Ex | CZ10 | Any | 0 | 0 | 0 | 3.623 | 0.0016063 | -0.022554
24 | WPSDGENRLG0083-Rev02-Msr024 | ExAnte2019 | None | SDG | ERC | Ex | CZ14 | Any | 0 | 0 | 0 | 3.5578 | 0.0016189 | -0.0298
24 | WPSDGENRLG0083-Rev02-Msr024 | ExAnte2019 | None | SDG | ERC | Ex | CZ15 | Any | 0 | 0 | 0 | 3.8515 | 0.0016569 | -0.01051
24 | WPSDGENRLG0083-Rev02-Msr024 | ExAnte2019 | None | SDG | ERC | Ex | IOU | Any | 0 | 0 | 0 | 3.6557 | 0.0016189 | -0.019845
24 | WPSDGENRLG0083-Rev02-Msr024 | ExAnte2019 | None | SDG | ESe | Ex | CZ06 | Any | 0 | 0 | 0 | 8.3395 | 0.0031683 | -0.099032
24 | WPSDGENRLG0083-Rev02-Msr024 | ExAnte2019 | None | SDG | ESe | Ex | CZ07 | Any | 0 | 0 | 0 | 8.3395 | 0.003094 | -0.087118
24 | WPSDGENRLG0083-Rev02-Msr024 | ExAnte2019 | None | SDG | ESe | Ex | CZ08 | Any | 0 | 0 | 0 | 8.414 | 0.0031435 | -0.084884
24 | WPSDGENRLG0083-Rev02-Msr024 | ExAnte2019 | None | SDG | ESe | Ex | CZ10 | Any | 0 | 0 | 0 | 8.414 | 0.0031435 | -0.10648
24 | WPSDGENRLG0083-Rev02-Msr024 | ExAnte2019 | None | SDG | ESe | Ex | CZ14 | Any | 0 | 0 | 0 | 8.1161 | 0.0030445 | -0.17126
24 | WPSDGENRLG0083-Rev02-Msr024 | ExAnte2019 | None | SDG | ESe | Ex | CZ15 | Any | 0 | 0 | 0 | 9.0841 | 0.0031435 | -0.04691
24 | WPSDGENRLG0083-Rev02-Msr024 | ExAnte2019 | None | SDG | ESe | Ex | IOU | Any | 0 | 0 | 0 | 8.3395 | 0.003094 | -0.094564
24 | WPSDGENRLG0083-Rev02-Msr024 | ExAnte2019 | None | SDG | EUn | Ex | CZ06 | Any | 0 | 0 | 0 | 9.6125 | 0.0032387 | -0.095282
24 | WPSDGENRLG0083-Rev02-Msr024 | ExAnte2019 | None | SDG | EUn | Ex | CZ07 | Any | 0 | 0 | 0 | 9.6125 | 0.003213 | -0.082718
24 | WPSDGENRLG0083-Rev02-Msr024 | ExAnte2019 | None | SDG | EUn | Ex | CZ08 | Any | 0 | 0 | 0 | 9.6968 | 0.0032644 | -0.091909
24 | WPSDGENRLG0083-Rev02-Msr024 | ExAnte2019 | None | SDG | EUn | Ex | CZ10 | Any | 0 | 0 | 0 | 9.6968 | 0.0032901 | -0.10624
24 | WPSDGENRLG0083-Rev02-Msr024 | ExAnte2019 | None | SDG | EUn | Ex | CZ14 | Any | 0 | 0 | 0 | 9.5282 | 0.0032644 | -0.1425
24 | WPSDGENRLG0083-Rev02-Msr024 | ExAnte2019 | None | SDG | EUn | Ex | CZ15 | Any | 0 | 0 | 0 | 10.0341 | 0.0032644 | -0.046039
24 | WPSDGENRLG0083-Rev02-Msr024 | ExAnte2019 | None | SDG | EUn | Ex | IOU | Any | 0 | 0 | 0 | 9.6125 | 0.0032387 | -0.088536
24 | WPSDGENRLG0083-Rev02-Msr024 | ExAnte2019 | None | SDG | Gro | Ex | CZ06 | Any | 0 | 0 | 0 | 18.5093 | 0.0037053 | -1.2682
24 | WPSDGENRLG0083-Rev02-Msr024 | ExAnte2019 | None | SDG | Gro | Ex | CZ07 | Any | 0 | 0 | 0 | 18.326 | 0.0036149 | -1.3488
24 | WPSDGENRLG0083-Rev02-Msr024 | ExAnte2019 | None | SDG | Gro | Ex | CZ08 | Any | 0 | 0 | 0 | 18.8758 | 0.0037956 | -1.149
24 | WPSDGENRLG0083-Rev02-Msr024 | ExAnte2019 | None | SDG | Gro | Ex | CZ10 | Any | 0 | 0 | 0 | 19.2423 | 0.0039764 | -1.0886
24 | WPSDGENRLG0083-Rev02-Msr024 | ExAnte2019 | None | SDG | Gro | Ex | CZ14 | Any | 0 | 0 | 0 | 19.059 | 0.0040065 | -1.149
24 | WPSDGENRLG0083-Rev02-Msr024 | ExAnte2019 | None | SDG | Gro | Ex | CZ15 | Any | 0 | 0 | 0 | 20.5251 | 0.0039161 | -0.61209
24 | WPSDGENRLG0083-Rev02-Msr024 | ExAnte2019 | None | SDG | Gro | Ex | IOU | Any | 0 | 0 | 0 | 18.5093 | 0.0037354 | -1.2663
24 | WPSDGENRLG0083-Rev02-Msr024 | ExAnte2019 | None | SDG | Hsp | Ex | CZ06 | Any | 0 | 0 | 0 | 22.8344 | 0.0032598 | -0.59965
24 | WPSDGENRLG0083-Rev02-Msr024 | ExAnte2019 | None | SDG | Hsp | Ex | CZ07 | Any | 0 | 0 | 0 | 22.8344 | 0.0032337 | -0.54803
24 | WPSDGENRLG0083-Rev02-Msr024 | ExAnte2019 | None | SDG | Hsp | Ex | CZ08 | Any | 0 | 0 | 0 | 22.8344 | 0.0032598 | -0.59171
24 | WPSDGENRLG0083-Rev02-Msr024 | ExAnte2019 | None | SDG | Hsp | Ex | CZ10 | Any | 0 | 0 | 0 | 22.8344 | 0.003338 | -0.63936
24 | WPSDGENRLG0083-Rev02-Msr024 | ExAnte2019 | None | SDG | Hsp | Ex | CZ14 | Any | 0 | 0 | 0 | 22.4373 | 0.0033119 | -0.78233
24 | WPSDGENRLG0083-Rev02-Msr024 | ExAnte2019 | None | SDG | Hsp | Ex | CZ15 | Any | 0 | 0 | 0 | 23.2315 | 0.0033119 | -0.50633
24 | WPSDGENRLG0083-Rev02-Msr024 | ExAnte2019 | None | SDG | Hsp | Ex | IOU | Any | 0 | 0 | 0 | 22.8344 | 0.0032598 | -0.56391
24 | WPSDGENRLG0083-Rev02-Msr024 | ExAnte2019 | None | SDG | Htl | Ex | CZ06 | Any | 0 | 0 | 0 | 19.0631 | 0.0028348 | -0.23873
24 | WPSDGENRLG0083-Rev02-Msr024 | ExAnte2019 | None | SDG | Htl | Ex | CZ07 | Any | 0 | 0 | 0 | 19.5976 | 0.0028121 | -0.19241
24 | WPSDGENRLG0083-Rev02-Msr024 | ExAnte2019 | None | SDG | Htl | Ex | CZ08 | Any | 0 | 0 | 0 | 19.4194 | 0.0028574 | -0.21201
24 | WPSDGENRLG0083-Rev02-Msr024 | ExAnte2019 | None | SDG | Htl | Ex | CZ10 | Any | 0 | 0 | 0 | 19.0631 | 0.0029028 | -0.23695
24 | WPSDGENRLG0083-Rev02-Msr024 | ExAnte2019 | None | SDG | Htl | Ex | CZ14 | Any | 0 | 0 | 0 | 18.1723 | 0.0029028 | -0.31712
24 | WPSDGENRLG0083-Rev02-Msr024 | ExAnte2019 | None | SDG | Htl | Ex | CZ15 | Any | 0 | 0 | 0 | 20.6666 | 0.0029255 | -0.13629
24 | WPSDGENRLG0083-Rev02-Msr024 | ExAnte2019 | None | SDG | Htl | Ex | IOU | Any | 0 | 0 | 0 | 19.4194 | 0.0028348 | -0.19954
24 | WPSDGENRLG0083-Rev02-Msr024 | ExAnte2019 | None | SDG | MBT | Ex | CZ06 | Any | 0 | 0 | 0 | 10.7277 | 0.002327 | -0.0068343
24 | WPSDGENRLG0083-Rev02-Msr024 | ExAnte2019 | None | SDG | MBT | Ex | CZ07 | Any | 0 | 0 | 0 | 10.8202 | 0.0022889 | -0.0013317
24 | WPSDGENRLG0083-Rev02-Msr024 | ExAnte2019 | None | SDG | MBT | Ex | CZ08 | Any | 0 | 0 | 0 | 10.7277 | 0.0024224 | -0.0043466
24 | WPSDGENRLG0083-Rev02-Msr024 | ExAnte2019 | None | SDG | MBT | Ex | CZ10 | Any | 0 | 0 | 0 | 10.7277 | 0.0024796 | -0.0088781
24 | WPSDGENRLG0083-Rev02-Msr024 | ExAnte2019 | None | SDG | MBT | Ex | CZ14 | Any | 0 | 0 | 0 | 10.5427 | 0.0024605 | -0.021363
24 | WPSDGENRLG0083-Rev02-Msr024 | ExAnte2019 | None | SDG | MBT | Ex | CZ15 | Any | 0 | 0 | 0 | 11.1901 | 0.0024796 | 0
24 | WPSDGENRLG0083-Rev02-Msr024 | ExAnte2019 | None | SDG | MBT | Ex | IOU | Any | 0 | 0 | 0 | 10.7277 | 0.0023461 | -0.0040506
24 | WPSDGENRLG0083-Rev02-Msr024 | ExAnte2019 | None | SDG | MLI | Ex | CZ06 | Any | 0 | 0 | 0 | 10.6855 | 0.0023909 | -0.06065
24 | WPSDGENRLG0083-Rev02-Msr024 | ExAnte2019 | None | SDG | MLI | Ex | CZ07 | Any | 0 | 0 | 0 | 10.6855 | 0.002371 | -0.030375
24 | WPSDGENRLG0083-Rev02-Msr024 | ExAnte2019 | None | SDG | MLI | Ex | CZ08 | Any | 0 | 0 | 0 | 10.7845 | 0.0023909 | -0.049668
24 | WPSDGENRLG0083-Rev02-Msr024 | ExAnte2019 | None | SDG | MLI | Ex | CZ10 | Any | 0 | 0 | 0 | 10.7845 | 0.0024507 | -0.068466
24 | WPSDGENRLG0083-Rev02-Msr024 | ExAnte2019 | None | SDG | MLI | Ex | CZ14 | Any | 0 | 0 | 0 | 10.4876 | 0.0024307 | -0.19392
24 | WPSDGENRLG0083-Rev02-Msr024 | ExAnte2019 | None | SDG | MLI | Ex | CZ15 | Any | 0 | 0 | 0 | 11.576 | 0.0024108 | -0.018601
24 | WPSDGENRLG0083-Rev02-Msr024 | ExAnte2019 | None | SDG | MLI | Ex | IOU | Any | 0 | 0 | 0 | 10.6855 | 0.0023909 | -0.04482
24 | WPSDGENRLG0083-Rev02-Msr024 | ExAnte2019 | None | SDG | Mtl | Ex | CZ06 | Any | 0 | 0 | 0 | 15.4605 | 0.0015337 | -0.18635
24 | WPSDGENRLG0083-Rev02-Msr024 | ExAnte2019 | None | SDG | Mtl | Ex | CZ07 | Any | 0 | 0 | 0 | 15.8746 | 0.0015215 | -0.1368
24 | WPSDGENRLG0083-Rev02-Msr024 | ExAnte2019 | None | SDG | Mtl | Ex | CZ08 | Any | 0 | 0 | 0 | 15.5985 | 0.0015458 | -0.15737
24 | WPSDGENRLG0083-Rev02-Msr024 | ExAnte2019 | None | SDG | Mtl | Ex | CZ10 | Any | 0 | 0 | 0 | 15.4605 | 0.0015945 | -0.18497
24 | WPSDGENRLG0083-Rev02-Msr024 | ExAnte2019 | None | SDG | Mtl | Ex | CZ14 | Any | 0 | 0 | 0 | 14.9083 | 0.0015824 | -0.25399
24 | WPSDGENRLG0083-Rev02-Msr024 | ExAnte2019 | None | SDG | Mtl | Ex | CZ15 | Any | 0 | 0 | 0 | 16.5648 | 0.0016189 | -0.077717
24 | WPSDGENRLG0083-Rev02-Msr024 | ExAnte2019 | None | SDG | Mtl | Ex | IOU | Any | 0 | 0 | 0 | 15.7366 | 0.0015337 | -0.14356
24 | WPSDGENRLG0083-Rev02-Msr024 | ExAnte2019 | None | SDG | Nrs | Ex | CZ06 | Any | 0 | 0 | 0 | 13.7333 | 0.0029305 | -0.49847
24 | WPSDGENRLG0083-Rev02-Msr024 | ExAnte2019 | None | SDG | Nrs | Ex | CZ07 | Any | 0 | 0 | 0 | 13.6061 | 0.0028854 | -0.45523
24 | WPSDGENRLG0083-Rev02-Msr024 | ExAnte2019 | None | SDG | Nrs | Ex | CZ08 | Any | 0 | 0 | 0 | 13.8604 | 0.0029305 | -0.48448
24 | WPSDGENRLG0083-Rev02-Msr024 | ExAnte2019 | None | SDG | Nrs | Ex | CZ10 | Any | 0 | 0 | 0 | 13.8604 | 0.0030432 | -0.51373
24 | WPSDGENRLG0083-Rev02-Msr024 | ExAnte2019 | None | SDG | Nrs | Ex | CZ14 | Any | 0 | 0 | 0 | 13.7333 | 0.0029755 | -0.6002
24 | WPSDGENRLG0083-Rev02-Msr024 | ExAnte2019 | None | SDG | Nrs | Ex | CZ15 | Any | 0 | 0 | 0 | 14.6234 | 0.0030206 | -0.30264
24 | WPSDGENRLG0083-Rev02-Msr024 | ExAnte2019 | None | SDG | Nrs | Ex | IOU | Any | 0 | 0 | 0 | 13.6061 | 0.0029079 | -0.46541
24 | WPSDGENRLG0083-Rev02-Msr024 | ExAnte2019 | None | SDG | OfL | Ex | CZ06 | Any | 0 | 0 | 0 | 10.6488 | 0.0029362 | -0.059854
24 | WPSDGENRLG0083-Rev02-Msr024 | ExAnte2019 | None | SDG | OfL | Ex | CZ07 | Any | 0 | 0 | 0 | 10.6488 | 0.0029131 | -0.05306
24 | WPSDGENRLG0083-Rev02-Msr024 | ExAnte2019 | None | SDG | OfL | Ex | CZ08 | Any | 0 | 0 | 0 | 10.6488 | 0.0029594 | -0.059578
24 | WPSDGENRLG0083-Rev02-Msr024 | ExAnte2019 | None | SDG | OfL | Ex | CZ10 | Any | 0 | 0 | 0 | 10.6488 | 0.0030056 | -0.070135
24 | WPSDGENRLG0083-Rev02-Msr024 | ExAnte2019 | None | SDG | OfL | Ex | CZ14 | Any | 0 | 0 | 0 | 10.557 | 0.0030056 | -0.087669
24 | WPSDGENRLG0083-Rev02-Msr024 | ExAnte2019 | None | SDG | OfL | Ex | CZ15 | Any | 0 | 0 | 0 | 11.1996 | 0.0030287 | -0.040667
24 | WPSDGENRLG0083-Rev02-Msr024 | ExAnte2019 | None | SDG | OfL | Ex | IOU | Any | 0 | 0 | 0 | 10.6488 | 0.0029362 | -0.056457
24 | WPSDGENRLG0083-Rev02-Msr024 | ExAnte2019 | None | SDG | OfS | Ex | CZ06 | Any | 0 | 0 | 0 | 7.1553 | 0.0026138 | -0.010142
24 | WPSDGENRLG0083-Rev02-Msr024 | ExAnte2019 | None | SDG | OfS | Ex | CZ07 | Any | 0 | 0 | 0 | 7.2175 | 0.0025928 | -0.002887
24 | WPSDGENRLG0083-Rev02-Msr024 | ExAnte2019 | None | SDG | OfS | Ex | CZ08 | Any | 0 | 0 | 0 | 7.2175 | 0.0026347 | -0.0087108
24 | WPSDGENRLG0083-Rev02-Msr024 | ExAnte2019 | None | SDG | OfS | Ex | CZ10 | Any | 0 | 0 | 0 | 7.2175 | 0.0026556 | -0.013191
24 | WPSDGENRLG0083-Rev02-Msr024 | ExAnte2019 | None | SDG | OfS | Ex | CZ14 | Any | 0 | 0 | 0 | 7.0309 | 0.0026765 | -0.032666
24 | WPSDGENRLG0083-Rev02-Msr024 | ExAnte2019 | None | SDG | OfS | Ex | CZ15 | Any | 0 | 0 | 0 | 7.5908 | 0.0026347 | -0.0027066
24 | WPSDGENRLG0083-Rev02-Msr024 | ExAnte2019 | None | SDG | OfS | Ex | IOU | Any | 0 | 0 | 0 | 7.2175 | 0.0026138 | -0.0050772
24 | WPSDGENRLG0083-Rev02-Msr024 | ExAnte2019 | None | SDG | RFF | Ex | CZ06 | Any | 0 | 0 | 0 | 12.8316 | 0.0026221 | -0.22658
24 | WPSDGENRLG0083-Rev02-Msr024 | ExAnte2019 | None | SDG | RFF | Ex | CZ07 | Any | 0 | 0 | 0 | 12.9472 | 0.0026221 | -0.20577
24 | WPSDGENRLG0083-Rev02-Msr024 | ExAnte2019 | None | SDG | RFF | Ex | CZ08 | Any | 0 | 0 | 0 | 12.9472 | 0.0026008 | -0.19999
24 | WPSDGENRLG0083-Rev02-Msr024 | ExAnte2019 | None | SDG | RFF | Ex | CZ10 | Any | 0 | 0 | 0 | 12.9472 | 0.0026648 | -0.22195
24 | WPSDGENRLG0083-Rev02-Msr024 | ExAnte2019 | None | SDG | RFF | Ex | CZ14 | Any | 0 | 0 | 0 | 12.716 | 0.0027074 | -0.31559
24 | WPSDGENRLG0083-Rev02-Msr024 | ExAnte2019 | None | SDG | RFF | Ex | CZ15 | Any | 0 | 0 | 0 | 13.7564 | 0.0026861 | -0.10138
24 | WPSDGENRLG0083-Rev02-Msr024 | ExAnte2019 | None | SDG | RFF | Ex | IOU | Any | 0 | 0 | 0 | 12.9472 | 0.0026221 | -0.21039
24 | WPSDGENRLG0083-Rev02-Msr024 | ExAnte2019 | None | SDG | RSD | Ex | CZ06 | Any | 0 | 0 | 0 | 14.5466 | 0.002669 | -0.31301
24 | WPSDGENRLG0083-Rev02-Msr024 | ExAnte2019 | None | SDG | RSD | Ex | CZ07 | Any | 0 | 0 | 0 | 14.5466 | 0.0027117 | -0.28833
24 | WPSDGENRLG0083-Rev02-Msr024 | ExAnte2019 | None | SDG | RSD | Ex | CZ08 | Any | 0 | 0 | 0 | 14.6764 | 0.0025836 | -0.25976
24 | WPSDGENRLG0083-Rev02-Msr024 | ExAnte2019 | None | SDG | RSD | Ex | CZ10 | Any | 0 | 0 | 0 | 14.5466 | 0.0024555 | -0.30522
24 | WPSDGENRLG0083-Rev02-Msr024 | ExAnte2019 | None | SDG | RSD | Ex | CZ14 | Any | 0 | 0 | 0 | 14.027 | 0.0024555 | -0.50134
24 | WPSDGENRLG0083-Rev02-Msr024 | ExAnte2019 | None | SDG | RSD | Ex | CZ15 | Any | 0 | 0 | 0 | 15.7155 | 0.0027544 | -0.11663
24 | WPSDGENRLG0083-Rev02-Msr024 | ExAnte2019 | None | SDG | RSD | Ex | IOU | Any | 0 | 0 | 0 | 14.5466 | 0.0026476 | -0.29223
24 | WPSDGENRLG0083-Rev02-Msr024 | ExAnte2019 | None | SDG | Rt3 | Ex | CZ06 | Any | 0 | 0 | 0 | 21.8178 | 0.004007 | -0.10131
24 | WPSDGENRLG0083-Rev02-Msr024 | ExAnte2019 | None | SDG | Rt3 | Ex | CZ07 | Any | 0 | 0 | 0 | 21.8178 | 0.0039741 | -0.043825
24 | WPSDGENRLG0083-Rev02-Msr024 | ExAnte2019 | None | SDG | Rt3 | Ex | CZ08 | Any | 0 | 0 | 0 | 21.8178 | 0.0039741 | -0.090686
24 | WPSDGENRLG0083-Rev02-Msr024 | ExAnte2019 | None | SDG | Rt3 | Ex | CZ10 | Any | 0 | 0 | 0 | 21.6281 | 0.0040398 | -0.16582
24 | WPSDGENRLG0083-Rev02-Msr024 | ExAnte2019 | None | SDG | Rt3 | Ex | CZ14 | Any | 0 | 0 | 0 | 20.6795 | 0.0040727 | -0.60521
24 | WPSDGENRLG0083-Rev02-Msr024 | ExAnte2019 | None | SDG | Rt3 | Ex | CZ15 | Any | 0 | 0 | 0 | 22.387 | 0.0041055 | -0.039082
24 | WPSDGENRLG0083-Rev02-Msr024 | ExAnte2019 | None | SDG | Rt3 | Ex | IOU | Any | 0 | 0 | 0 | 21.8178 | 0.004007 | -0.079113
24 | WPSDGENRLG0083-Rev02-Msr024 | ExAnte2019 | None | SDG | RtL | Ex | CZ06 | Any | 0 | 0 | 0 | 15.5601 | 0.0038725 | -0.13302
24 | WPSDGENRLG0083-Rev02-Msr024 | ExAnte2019 | None | SDG | RtL | Ex | CZ07 | Any | 0 | 0 | 0 | 15.6978 | 0.0038725 | -0.097216
24 | WPSDGENRLG0083-Rev02-Msr024 | ExAnte2019 | None | SDG | RtL | Ex | CZ08 | Any | 0 | 0 | 0 | 15.6978 | 0.0038725 | -0.11512
24 | WPSDGENRLG0083-Rev02-Msr024 | ExAnte2019 | None | SDG | RtL | Ex | CZ10 | Any | 0 | 0 | 0 | 15.5601 | 0.0039355 | -0.15422
24 | WPSDGENRLG0083-Rev02-Msr024 | ExAnte2019 | None | SDG | RtL | Ex | CZ14 | Any | 0 | 0 | 0 | 15.0093 | 0.003967 | -0.32359
24 | WPSDGENRLG0083-Rev02-Msr024 | ExAnte2019 | None | SDG | RtL | Ex | CZ15 | Any | 0 | 0 | 0 | 16.2486 | 0.0039985 | -0.054392
24 | WPSDGENRLG0083-Rev02-Msr024 | ExAnte2019 | None | SDG | RtL | Ex | IOU | Any | 0 | 0 | 0 | 15.6978 | 0.0038725 | -0.11374
24 | WPSDGENRLG0083-Rev02-Msr024 | ExAnte2019 | None | SDG | RtS | Ex | CZ06 | Any | 0 | 0 | 0 | 8.7982 | 0.0026713 | -0.02803
24 | WPSDGENRLG0083-Rev02-Msr024 | ExAnte2019 | None | SDG | RtS | Ex | CZ07 | Any | 0 | 0 | 0 | 8.7982 | 0.0026275 | -0.016662
24 | WPSDGENRLG0083-Rev02-Msr024 | ExAnte2019 | None | SDG | RtS | Ex | CZ08 | Any | 0 | 0 | 0 | 8.876 | 0.0026713 | -0.023747
24 | WPSDGENRLG0083-Rev02-Msr024 | ExAnte2019 | None | SDG | RtS | Ex | CZ10 | Any | 0 | 0 | 0 | 8.7982 | 0.0026932 | -0.034959
24 | WPSDGENRLG0083-Rev02-Msr024 | ExAnte2019 | None | SDG | RtS | Ex | CZ14 | Any | 0 | 0 | 0 | 8.5646 | 0.0026932 | -0.087203
24 | WPSDGENRLG0083-Rev02-Msr024 | ExAnte2019 | None | SDG | RtS | Ex | CZ15 | Any | 0 | 0 | 0 | 9.2653 | 0.0027151 | -0.0074901
24 | WPSDGENRLG0083-Rev02-Msr024 | ExAnte2019 | None | SDG | RtS | Ex | IOU | Any | 0 | 0 | 0 | 8.7982 | 0.0026494 | -0.022034
24 | WPSDGENRLG0083-Rev02-Msr024 | ExAnte2019 | None | SDG | SCn | Ex | CZ06 | Any | 0 | 0 | 0 | 8.0196 | 0.0022277 | -0.099661
24 | WPSDGENRLG0083-Rev02-Msr024 | ExAnte2019 | None | SDG | SCn | Ex | CZ07 | Any | 0 | 0 | 0 | 7.8639 | 0.0022448 | -0.081753
24 | WPSDGENRLG0083-Rev02-Msr024 | ExAnte2019 | None | SDG | SCn | Ex | CZ08 | Any | 0 | 0 | 0 | 8.0974 | 0.0022277 | -0.084867
24 | WPSDGENRLG0083-Rev02-Msr024 | ExAnte2019 | None | SDG | SCn | Ex | CZ10 | Any | 0 | 0 | 0 | 8.0974 | 0.0022448 | -0.10511
24 | WPSDGENRLG0083-Rev02-Msr024 | ExAnte2019 | None | SDG | SCn | Ex | CZ14 | Any | 0 | 0 | 0 | 7.8639 | 0.0022105 | -0.15416
24 | WPSDGENRLG0083-Rev02-Msr024 | ExAnte2019 | None | SDG | SCn | Ex | CZ15 | Any | 0 | 0 | 0 | 8.7203 | 0.0022105 | -0.044925
24 | WPSDGENRLG0083-Rev02-Msr024 | ExAnte2019 | None | SDG | SCn | Ex | IOU | Any | 0 | 0 | 0 | 7.9417 | 0.0022448 | -0.089539
24 | WPSDGENRLG0083-Rev02-Msr024 | ExAnte2019 | None | SDG | SUn | Ex | CZ06 | Any | 0 | 0 | 0 | 7.344 | 0.001513 | 0
24 | WPSDGENRLG0083-Rev02-Msr024 | ExAnte2019 | None | SDG | SUn | Ex | CZ07 | Any | 0 | 0 | 0 | 7.344 | 0.001513 | 0
24 | WPSDGENRLG0083-Rev02-Msr024 | ExAnte2019 | None | SDG | SUn | Ex | CZ08 | Any | 0 | 0 | 0 | 7.344 | 0.001513 | 0
24 | WPSDGENRLG0083-Rev02-Msr024 | ExAnte2019 | None | SDG | SUn | Ex | CZ10 | Any | 0 | 0 | 0 | 7.344 | 0.001513 | 0
24 | WPSDGENRLG0083-Rev02-Msr024 | ExAnte2019 | None | SDG | SUn | Ex | CZ14 | Any | 0 | 0 | 0 | 7.344 | 0.001513 | 0
24 | WPSDGENRLG0083-Rev02-Msr024 | ExAnte2019 | None | SDG | SUn | Ex | CZ15 | Any | 0 | 0 | 0 | 7.344 | 0.001513 | 0
24 | WPSDGENRLG0083-Rev02-Msr024 | ExAnte2019 | None | SDG | SUn | Ex | IOU | Any | 0 | 0 | 0 | 7.344 | 0.001513 | 0
24 | WPSDGENRLG0083-Rev02-Msr024 | ExAnte2019 | None | SDG | WRf | Ex | CZ06 | Any | 0 | 0 | 0 | 25.1257 | 0.0022865 | 0
24 | WPSDGENRLG0083-Rev02-Msr024 | ExAnte2019 | None | SDG | WRf | Ex | CZ07 | Any | 0 | 0 | 0 | 25.2817 | 0.0022865 | 0
24 | WPSDGENRLG0083-Rev02-Msr024 | ExAnte2019 | None | SDG | WRf | Ex | CZ08 | Any | 0 | 0 | 0 | 24.1893 | 0.0022865 | 0
24 | WPSDGENRLG0083-Rev02-Msr024 | ExAnte2019 | None | SDG | WRf | Ex | CZ10 | Any | 0 | 0 | 0 | 24.8135 | 0.0023048 | 0
24 | WPSDGENRLG0083-Rev02-Msr024 | ExAnte2019 | None | SDG | WRf | Ex | CZ14 | Any | 0 | 0 | 0 | 23.0969 | 0.0022865 | 0
24 | WPSDGENRLG0083-Rev02-Msr024 | ExAnte2019 | None | SDG | WRf | Ex | CZ15 | Any | 0 | 0 | 0 | 24.5014 | 0.0023048 | 0
24 | WPSDGENRLG0083-Rev02-Msr024 | ExAnte2019 | None | SDG | WRf | Ex | IOU | Any | 0 | 0 | 0 | 25.1257 | 0.0022865 | 0

## Dwatts
WPMeasureNbr | WPMeasureDescription | Dwatts
1 | Lighting - Interior LED New Luminaire - Size 1x4, >=125 to 139 LPW, (units: Kilo-lumen/Fixture) | 2.6
2 | Lighting - Interior LED New Luminaire - Size 2x2, >=125 to 139 LPW, (units: Kilo-lumen/Fixture) | 2.6
3 | Lighting - Interior LED New Luminaire - Size 2x4, >=125 to 139 LPW, (units: Kilo-lumen/Fixture) | 2.6
4 | Lighting - Interior Integrated LED Retrofit Kits - Size 1x4, >=125 to 139 LPW, (units: Kilo-lumen/Fixture) | 2.6
5 | Lighting - Interior Integrated LED Retrofi Kits - Size 2x2, >=125 to 139 LPW, (units: Kilo-lumen/Fixture) | 2.6
6 | Lighting - Interior Integrated LED Retrofit Kits - Size 2x4, >=125 to 139 LPW, (units: Kilo-lumen/Fixture) | 2.6
7 | Lighting - Interior LED New Luminaire - Size 1x4 Rated >=140 LPW, (units: Kilo-lumen/Fixture) | 3.4
8 | Lighting - Interior LED New Luminaire - Size 2x2, >=140 LPW, (units: Kilo-lumen/Fixture) | 3.4
9 | Lighting - Interior LED New Luminaire - Size 2x4, >=140 LPW, (units: Kilo-lumen/Fixture) | 3.4
10 | Lighting - Interior Integrated LED Retrofit Kits - Size 1x4, >=140 LPW, (units: Kilo-lumen/Fixture) | 3.4
11 | Lighting - Interior Integrated LED Retrofi Kits - Size 2x2, >=140 LPW, (units: Kilo-lumen/Fixture) | 3.4
12 | Lighting - Interior Integrated LED Retrofit Kits - Size 2x4, >=140 LPW, (units: Kilo-lumen/Fixture) | 3.4
13 | LED Direct or Indirect Linear Ambient 2' New Luminaire rated greater than or equal to 125 LPW and less than 140 LPW | 2.6
14 | LED Direct or Indirect Linear Ambient 2' New Luminaire rated greater than or equal to 140 LPW | 3.4
15 | LED Direct or Indirect Linear Ambient 4' New Luminaire rated greater than or equal to 125 LPW and less than 140 LPW | 2.6
16 | LED Direct or Indirect Linear Ambient 4' New Luminaire rated greater than or equal to 140 LPW | 3.4
17 | LED Direct or Indirect Linear Ambient 8' New Luminaire rated greater than or equal to 125 LPW and less than 140 LPW | 2.6
18 | LED Direct or Indirect Linear Ambient 8' New Luminaire rated greater than or equal to 140 LPW | 3.4
19 | LED Direct Linear Ambient 2' retrofit kit rated greater than or equal to 125 LPW and less than 140 LPW | 2.6
20 | LED Direct Linear Ambient 2' retrofit kit rated greater than or equal to 140 LPW | 3.4
21 | LED Direct Linear Ambient 4' retrofit kit rated greater than or equal to 125 LPW and less than 140 LPW | 2.6
22 | LED Direct Linear Ambient 4' retrofit kit rated greater than or equal to 140 LPW | 3.4
23 | LED Direct Linear Ambient 8' retrofit kit rated greater than or equal to 125 LPW and less than 140 LPW | 2.6
24 | LED Direct Linear Ambient 8' retrofit kit rated greater than or equal to 140 LPW | 3.4

## EEsavings
| Dwatt(LPW<140)= | 2.6
| Dwatt(LPW ≥ 140)= | 3.4 | [14 empty] | Dwatts = 2.6 |  |  | Dwatts = 3.4
Index | LightingType | PA | BldgType | BldgVint | BldgLoc | IE_kWh | IE_kW | IE_therm | EFLH | CDF | EFLH_pre_OSbldg | CDF_pre_OSbldg | EFLH_msr_OSbldg | CDF_msr_OSbldg | EFLH_OSspc | CDF_OSspc | AStdWBkWh | AStdWBkW | AStdWBtherm | AStdWBkWh | AStdWBkW | AStdWBtherm
37 | Com-Indoor-LF | SDG | Asm | Ex | CZ06 | 1.1 | 1.23 | -0.00934 | 1670 | 0.492 | 1700 | 0.502 | 1620 | 0.48 | 1420 | 0.399 | 4.6332 | 0.001535 | -0.03934 | 6.0588 | 0.0020074 | -0.051445
38 | Com-Indoor-LF | SDG | Asm | Ex | CZ07 | 1.11 | 1.23 | -0.00863 | 1670 | 0.492 | 1700 | 0.502 | 1620 | 0.48 | 1420 | 0.399 | 4.6753 | 0.001535 | -0.03635 | 6.1139 | 0.0020074 | -0.047534
39 | Com-Indoor-LF | SDG | Asm | Ex | CZ08 | 1.11 | 1.2 | -0.0079 | 1670 | 0.492 | 1700 | 0.502 | 1620 | 0.48 | 1420 | 0.399 | 4.6753 | 0.0014976 | -0.033275 | 6.1139 | 0.0019584 | -0.043513
40 | Com-Indoor-LF | SDG | Asm | Ex | CZ10 | 1.1 | 1.21 | -0.0101 | 1670 | 0.492 | 1700 | 0.502 | 1620 | 0.48 | 1420 | 0.399 | 4.6332 | 0.0015101 | -0.042541 | 6.0588 | 0.0019747 | -0.055631
41 | Com-Indoor-LF | SDG | Asm | Ex | CZ14 | 1.07 | 1.13 | -0.0161 | 1670 | 0.492 | 1700 | 0.502 | 1620 | 0.48 | 1420 | 0.399 | 4.5068 | 0.0014102 | -0.067813 | 5.8936 | 0.0018442 | -0.088679
42 | Com-Indoor-LF | SDG | Asm | Ex | CZ15 | 1.21 | 1.2 | -0.00446 | 1670 | 0.492 | 1700 | 0.502 | 1620 | 0.48 | 1420 | 0.399 | 5.0965 | 0.0014976 | -0.018786 | 6.6647 | 0.0019584 | -0.024566
1143 | Com-Indoor-LF | SDG | Asm | Ex | IOU | 1.11 | 1.22 | -0.00914 | 1670 | 0.492 | 1700 | 0.502 | 1620 | 0.48 | 1420 | 0.399 | 4.6753 | 0.0015226 | -0.038498 | 6.1139 | 0.001991 | -0.050343
1168 | Com-Indoor-LF | SDG | Com | Ex | IOU | 1.12 | 1.24 | -0.011 | 3160 | 0.683 | 3240 | 0.707 | 3060 | 0.654 | 2800 | 0.593 | 8.9107 | 0.0021085 | -0.087516 | 11.6525 | 0.0027573 | -0.11444
61 | Com-Indoor-LF | SDG | ECC | Ex | CZ06 | 1.13 | 1.27 | -0.0143 | 2480 | 0.786 | 2610 | 0.862 | 2320 | 0.698 | 2180 | 0.644 | 6.8162 | 0.0023048 | -0.086258 | 8.9134 | 0.003014 | -0.1128
65 | Com-Indoor-LF | SDG | ECC | Ex | CZ07 | 1.14 | 1.27 | -0.012 | 2480 | 0.786 | 2610 | 0.862 | 2320 | 0.698 | 2180 | 0.644 | 6.8765 | 0.0023048 | -0.072384 | 8.9923 | 0.003014 | -0.094656
69 | Com-Indoor-LF | SDG | ECC | Ex | CZ08 | 1.15 | 1.26 | -0.013 | 2480 | 0.786 | 2610 | 0.862 | 2320 | 0.698 | 2180 | 0.644 | 6.9368 | 0.0022866 | -0.078416 | 9.0712 | 0.0029902 | -0.10254
74 | Com-Indoor-LF | SDG | ECC | Ex | CZ10 | 1.14 | 1.28 | -0.0154 | 2480 | 0.786 | 2610 | 0.862 | 2320 | 0.698 | 2180 | 0.644 | 6.8765 | 0.0023229 | -0.092893 | 8.9923 | 0.0030377 | -0.12148
86 | Com-Indoor-LF | SDG | ECC | Ex | CZ14 | 1.12 | 1.27 | -0.0232 | 2480 | 0.786 | 2610 | 0.862 | 2320 | 0.698 | 2180 | 0.644 | 6.7558 | 0.0023048 | -0.13994 | 8.8346 | 0.003014 | -0.183
90-SDG | Com-Indoor-LF | SDG | ECC | Ex | CZ15 | 1.21 | 1.26 | -0.00603 | 2480 | 0.786 | 2600 | 0.856 | 2320 | 0.698 | 2180 | 0.644 | 7.2987 | 0.0022866 | -0.036373 | 9.5445 | 0.0029902 | -0.047565
1146 | Com-Indoor-LF | SDG | ECC | Ex | IOU | 1.14 | 1.27 | -0.0129 | 2480 | 0.786 | 2610 | 0.862 | 2320 | 0.698 | 2180 | 0.644 | 6.8765 | 0.0023048 | -0.077813 | 8.9923 | 0.003014 | -0.10176
108 | Com-Indoor-LF | SDG | EPr | Ex | CZ06 | 1.14 | 1.28 | -0.0102 | 2290 | 0.752 | 2480 | 0.825 | 2090 | 0.672 | 1990 | 0.649 | 6.1948 | 0.0022364 | -0.055427 | 8.1008 | 0.0029245 | -0.072481
112 | Com-Indoor-LF | SDG | EPr | Ex | CZ07 | 1.14 | 1.29 | -0.00909 | 2290 | 0.752 | 2480 | 0.825 | 2090 | 0.672 | 1990 | 0.649 | 6.1948 | 0.0022539 | -0.049395 | 8.1008 | 0.0029474 | -0.064594
117 | Com-Indoor-LF | SDG | EPr | Ex | CZ08 | 1.15 | 1.3 | -0.00843 | 2290 | 0.752 | 2480 | 0.825 | 2090 | 0.672 | 1990 | 0.649 | 6.2491 | 0.0022714 | -0.045809 | 8.1719 | 0.0029702 | -0.059904
121 | Com-Indoor-LF | SDG | EPr | Ex | CZ10 | 1.14 | 1.29 | -0.0108 | 2290 | 0.752 | 2480 | 0.825 | 2090 | 0.672 | 1990 | 0.649 | 6.1948 | 0.0022539 | -0.058687 | 8.1008 | 0.0029474 | -0.076745
133 | Com-Indoor-LF | SDG | EPr | Ex | CZ14 | 1.1 | 1.29 | -0.0184 | 2290 | 0.752 | 2480 | 0.825 | 2090 | 0.672 | 1990 | 0.649 | 5.9774 | 0.0022539 | -0.099986 | 7.8166 | 0.0029474 | -0.13075
137 | Com-Indoor-LF | SDG | EPr | Ex | CZ15 | 1.22 | 1.29 | -0.00442 | 2290 | 0.752 | 2480 | 0.826 | 2090 | 0.672 | 1990 | 0.649 | 6.6295 | 0.0022539 | -0.024018 | 8.6693 | 0.0029474 | -0.031409
1144 | Com-Indoor-LF | SDG | EPr | Ex | IOU | 1.14 | 1.29 | -0.00974 | 2290 | 0.752 | 2480 | 0.825 | 2090 | 0.672 | 1990 | 0.649 | 6.1948 | 0.0022539 | -0.052927 | 8.1008 | 0.0029474 | -0.069212
158 | Com-Indoor-LF | SDG | ERC | Ex | CZ06 | 1.11 | 1.26 | -0.00669 | 1090 | 0.434 | 1200 | 0.492 | 960 | 0.372 | 960 | 0.372 | 2.7706 | 0.0012187 | -0.016698 | 3.623 | 0.0015936 | -0.021836
161 | Com-Indoor-LF | SDG | ERC | Ex | CZ07 | 1.13 | 1.28 | -0.00553 | 1090 | 0.434 | 1200 | 0.492 | 960 | 0.372 | 960 | 0.372 | 2.8205 | 0.001238 | -0.013803 | 3.6883 | 0.0016189 | -0.01805
163 | Com-Indoor-LF | SDG | ERC | Ex | CZ08 | 1.11 | 1.27 | -0.00585 | 1090 | 0.434 | 1200 | 0.492 | 960 | 0.372 | 960 | 0.372 | 2.7706 | 0.0012283 | -0.014602 | 3.623 | 0.0016063 | -0.019094
169 | Com-Indoor-LF | SDG | ERC | Ex | CZ10 | 1.11 | 1.27 | -0.00691 | 1090 | 0.434 | 1200 | 0.492 | 960 | 0.372 | 960 | 0.372 | 2.7706 | 0.0012283 | -0.017247 | 3.623 | 0.0016063 | -0.022554
180 | Com-Indoor-LF | SDG | ERC | Ex | CZ14 | 1.09 | 1.28 | -0.00913 | 1090 | 0.434 | 1200 | 0.492 | 960 | 0.372 | 960 | 0.372 | 2.7206 | 0.001238 | -0.022788 | 3.5578 | 0.0016189 | -0.0298
186 | Com-Indoor-LF | SDG | ERC | Ex | CZ15 | 1.18 | 1.31 | -0.00322 | 1090 | 0.434 | 1200 | 0.492 | 960 | 0.372 | 960 | 0.372 | 2.9453 | 0.001267 | -0.0080371 | 3.8515 | 0.0016569 | -0.01051
1148 | Com-Indoor-LF | SDG | ERC | Ex | IOU | 1.12 | 1.28 | -0.00608 | 1090 | 0.434 | 1200 | 0.492 | 960 | 0.372 | 960 | 0.372 | 2.7955 | 0.001238 | -0.015176 | 3.6557 | 0.0016189 | -0.019845
205 | Com-Indoor-LF | SDG | ESe | Ex | CZ06 | 1.12 | 1.28 | -0.0133 | 2370 | 0.797 | 2540 | 0.862 | 2190 | 0.728 | 2070 | 0.692 | 6.3773 | 0.0024228 | -0.07573 | 8.3395 | 0.0031683 | -0.099032
208 | Com-Indoor-LF | SDG | ESe | Ex | CZ07 | 1.12 | 1.25 | -0.0117 | 2370 | 0.797 | 2540 | 0.862 | 2190 | 0.728 | 2070 | 0.692 | 6.3773 | 0.002366 | -0.06662 | 8.3395 | 0.003094 | -0.087118
213 | Com-Indoor-LF | SDG | ESe | Ex | CZ08 | 1.13 | 1.27 | -0.0114 | 2370 | 0.797 | 2540 | 0.862 | 2190 | 0.728 | 2070 | 0.692 | 6.4342 | 0.0024039 | -0.064912 | 8.414 | 0.0031435 | -0.084884
216 | Com-Indoor-LF | SDG | ESe | Ex | CZ10 | 1.13 | 1.27 | -0.0143 | 2370 | 0.797 | 2540 | 0.862 | 2190 | 0.728 | 2070 | 0.692 | 6.4342 | 0.0024039 | -0.081424 | 8.414 | 0.0031435 | -0.10648
231 | Com-Indoor-LF | SDG | ESe | Ex | CZ14 | 1.09 | 1.23 | -0.023 | 2370 | 0.797 | 2540 | 0.862 | 2190 | 0.728 | 2070 | 0.692 | 6.2065 | 0.0023281 | -0.13096 | 8.1161 | 0.0030445 | -0.17126
235 | Com-Indoor-LF | SDG | ESe | Ex | CZ15 | 1.22 | 1.27 | -0.0063 | 2370 | 0.797 | 2540 | 0.862 | 2190 | 0.728 | 2070 | 0.692 | 6.9467 | 0.0024039 | -0.035872 | 9.0841 | 0.0031435 | -0.04691
1145 | Com-Indoor-LF | SDG | ESe | Ex | IOU | 1.12 | 1.25 | -0.0127 | 2370 | 0.797 | 2540 | 0.862 | 2190 | 0.728 | 2070 | 0.692 | 6.3773 | 0.002366 | -0.072314 | 8.3395 | 0.003094 | -0.094564
253 | Com-Indoor-LF | SDG | EUn | Ex | CZ06 | 1.14 | 1.26 | -0.0113 | 2650 | 0.85 | 2810 | 0.932 | 2480 | 0.756 | 2330 | 0.7 | 7.3507 | 0.0024767 | -0.072862 | 9.6125 | 0.0032387 | -0.095282
256 | Com-Indoor-LF | SDG | EUn | Ex | CZ07 | 1.14 | 1.25 | -0.00981 | 2650 | 0.85 | 2810 | 0.932 | 2480 | 0.756 | 2330 | 0.7 | 7.3507 | 0.002457 | -0.063255 | 9.6125 | 0.003213 | -0.082718
261 | Com-Indoor-LF | SDG | EUn | Ex | CZ08 | 1.15 | 1.27 | -0.0109 | 2650 | 0.85 | 2810 | 0.932 | 2480 | 0.756 | 2330 | 0.7 | 7.4152 | 0.0024963 | -0.070283 | 9.6968 | 0.0032644 | -0.091909
265 | Com-Indoor-LF | SDG | EUn | Ex | CZ10 | 1.15 | 1.28 | -0.0126 | 2650 | 0.85 | 2810 | 0.932 | 2480 | 0.756 | 2330 | 0.7 | 7.4152 | 0.002516 | -0.081245 | 9.6968 | 0.0032901 | -0.10624
276 | Com-Indoor-LF | SDG | EUn | Ex | CZ14 | 1.13 | 1.27 | -0.0169 | 2650 | 0.85 | 2810 | 0.932 | 2480 | 0.756 | 2330 | 0.7 | 7.2862 | 0.0024963 | -0.10897 | 9.5282 | 0.0032644 | -0.1425
280-SDG | Com-Indoor-LF | SDG | EUn | Ex | CZ15 | 1.19 | 1.27 | -0.00546 | 2650 | 0.85 | 2800 | 0.926 | 2480 | 0.756 | 2330 | 0.7 | 7.6731 | 0.0024963 | -0.035206 | 10.0341 | 0.0032644 | -0.046039
1147 | Com-Indoor-LF | SDG | EUn | Ex | IOU | 1.14 | 1.26 | -0.0105 | 2650 | 0.85 | 2810 | 0.932 | 2480 | 0.756 | 2330 | 0.7 | 7.3507 | 0.0024767 | -0.067704 | 9.6125 | 0.0032387 | -0.088536
317 | Com-Indoor-LF | SDG | Gro | Ex | CZ06 | 1.01 | 1.23 | -0.0692 | 5450 | 0.897 | 5500 | 0.905 | 5390 | 0.886 | 5300 | 0.868 | 14.1541 | 0.0028334 | -0.96977 | 18.5093 | 0.0037053 | -1.2682
321 | Com-Indoor-LF | SDG | Gro | Ex | CZ07 | 1 | 1.2 | -0.0736 | 5450 | 0.897 | 5500 | 0.905 | 5390 | 0.886 | 5300 | 0.868 | 14.014 | 0.0027643 | -1.0314 | 18.326 | 0.0036149 | -1.3488
322 | Com-Indoor-LF | SDG | Gro | Ex | CZ08 | 1.03 | 1.26 | -0.0627 | 5450 | 0.897 | 5500 | 0.905 | 5390 | 0.886 | 5300 | 0.868 | 14.4344 | 0.0029025 | -0.87868 | 18.8758 | 0.0037956 | -1.149
323 | Com-Indoor-LF | SDG | Gro | Ex | CZ10 | 1.05 | 1.32 | -0.0594 | 5450 | 0.897 | 5500 | 0.905 | 5390 | 0.886 | 5300 | 0.868 | 14.7147 | 0.0030408 | -0.83243 | 19.2423 | 0.0039764 | -1.0886
324 | Com-Indoor-LF | SDG | Gro | Ex | CZ14 | 1.04 | 1.33 | -0.0627 | 5450 | 0.897 | 5500 | 0.905 | 5390 | 0.886 | 5300 | 0.868 | 14.5746 | 0.0030638 | -0.87868 | 19.059 | 0.0040065 | -1.149
325 | Com-Indoor-LF | SDG | Gro | Ex | CZ15 | 1.12 | 1.3 | -0.0334 | 5450 | 0.897 | 5500 | 0.905 | 5390 | 0.886 | 5300 | 0.868 | 15.6957 | 0.0029947 | -0.46807 | 20.5251 | 0.0039161 | -0.61209
1149 | Com-Indoor-LF | SDG | Gro | Ex | IOU | 1.01 | 1.24 | -0.0691 | 5450 | 0.897 | 5500 | 0.905 | 5390 | 0.886 | 5300 | 0.868 | 14.1541 | 0.0028565 | -0.96837 | 18.5093 | 0.0037354 | -1.2663
378 | Com-Indoor-LF | SDG | Hsp | Ex | CZ06 | 1.15 | 1.25 | -0.0302 | 5870 | 0.772 | 5890 | 0.777 | 5840 | 0.767 | 5440 | 0.709 | 17.4616 | 0.0024928 | -0.45856 | 22.8344 | 0.0032598 | -0.59965
377 | Com-Indoor-LF | SDG | Hsp | Ex | CZ07 | 1.15 | 1.24 | -0.0276 | 5870 | 0.772 | 5890 | 0.777 | 5840 | 0.767 | 5440 | 0.709 | 17.4616 | 0.0024728 | -0.41908 | 22.8344 | 0.0032337 | -0.54803
376 | Com-Indoor-LF | SDG | Hsp | Ex | CZ08 | 1.15 | 1.25 | -0.0298 | 5870 | 0.772 | 5890 | 0.777 | 5840 | 0.767 | 5440 | 0.709 | 17.4616 | 0.0024928 | -0.45248 | 22.8344 | 0.0032598 | -0.59171
375 | Com-Indoor-LF | SDG | Hsp | Ex | CZ10 | 1.15 | 1.28 | -0.0322 | 5870 | 0.772 | 5890 | 0.777 | 5840 | 0.767 | 5440 | 0.709 | 17.4616 | 0.0025526 | -0.48892 | 22.8344 | 0.003338 | -0.63936
374 | Com-Indoor-LF | SDG | Hsp | Ex | CZ14 | 1.13 | 1.27 | -0.0394 | 5870 | 0.772 | 5890 | 0.776 | 5840 | 0.767 | 5440 | 0.709 | 17.1579 | 0.0025326 | -0.59825 | 22.4373 | 0.0033119 | -0.78233
363-SDG | Com-Indoor-LF | SDG | Hsp | Ex | CZ15 | 1.17 | 1.27 | -0.0255 | 5870 | 0.772 | 5890 | 0.776 | 5840 | 0.767 | 5440 | 0.709 | 17.7653 | 0.0025326 | -0.38719 | 23.2315 | 0.0033119 | -0.50633
1150 | Com-Indoor-LF | SDG | Hsp | Ex | IOU | 1.15 | 1.25 | -0.0284 | 5870 | 0.772 | 5890 | 0.777 | 5840 | 0.767 | 5440 | 0.709 | 17.4616 | 0.0024928 | -0.43123 | 22.8344 | 0.0032598 | -0.56391
428 | Com-Indoor-LF | SDG | Htl | Ex | CZ06 | 1.07 | 1.25 | -0.0134 | 5350 | 0.681 | 5410 | 0.692 | 5240 | 0.667 | 4470 | 0.583 | 14.5777 | 0.0021678 | -0.18256 | 19.0631 | 0.0028348 | -0.23873
429 | Com-Indoor-LF | SDG | Htl | Ex | CZ07 | 1.1 | 1.24 | -0.0108 | 5350 | 0.681 | 5410 | 0.692 | 5240 | 0.667 | 4470 | 0.583 | 14.9864 | 0.0021504 | -0.14714 | 19.5976 | 0.0028121 | -0.19241
427 | Com-Indoor-LF | SDG | Htl | Ex | CZ08 | 1.09 | 1.26 | -0.0119 | 5350 | 0.681 | 5410 | 0.692 | 5240 | 0.667 | 4470 | 0.583 | 14.8502 | 0.0021851 | -0.16213 | 19.4194 | 0.0028574 | -0.21201
426 | Com-Indoor-LF | SDG | Htl | Ex | CZ10 | 1.07 | 1.28 | -0.0133 | 5350 | 0.681 | 5410 | 0.692 | 5240 | 0.667 | 4470 | 0.583 | 14.5777 | 0.0022198 | -0.1812 | 19.0631 | 0.0029028 | -0.23695
425 | Com-Indoor-LF | SDG | Htl | Ex | CZ14 | 1.02 | 1.28 | -0.0178 | 5350 | 0.681 | 5410 | 0.692 | 5240 | 0.667 | 4470 | 0.583 | 13.8965 | 0.0022198 | -0.24251 | 18.1723 | 0.0029028 | -0.31712
424 | Com-Indoor-LF | SDG | Htl | Ex | CZ15 | 1.16 | 1.29 | -0.00765 | 5350 | 0.681 | 5410 | 0.692 | 5240 | 0.667 | 4470 | 0.583 | 15.8038 | 0.0022371 | -0.10422 | 20.6666 | 0.0029255 | -0.13629
1152 | Com-Indoor-LF | SDG | Htl | Ex | IOU | 1.09 | 1.25 | -0.0112 | 5350 | 0.681 | 5410 | 0.692 | 5240 | 0.667 | 4470 | 0.583 | 14.8502 | 0.0021678 | -0.15259 | 19.4194 | 0.0028348 | -0.19954
462 | Com-Indoor-LF | SDG | MBT | Ex | CZ06 | 1.16 | 1.22 | -0.000739 | 2800 | 0.572 | 2870 | 0.582 | 2720 | 0.561 | 2410 | 0.489 | 8.2035 | 0.0017795 | -0.0052262 | 10.7277 | 0.002327 | -0.0068343
461 | Com-Indoor-LF | SDG | MBT | Ex | CZ07 | 1.17 | 1.2 | -0.000144 | 2800 | 0.572 | 2870 | 0.582 | 2720 | 0.561 | 2410 | 0.489 | 8.2742 | 0.0017503 | -0.0010184 | 10.8202 | 0.0022889 | -0.0013317
460 | Com-Indoor-LF | SDG | MBT | Ex | CZ08 | 1.16 | 1.27 | -0.00047 | 2800 | 0.572 | 2870 | 0.582 | 2720 | 0.561 | 2410 | 0.489 | 8.2035 | 0.0018524 | -0.0033238 | 10.7277 | 0.0024224 | -0.0043466
459 | Com-Indoor-LF | SDG | MBT | Ex | CZ10 | 1.16 | 1.3 | -0.00096 | 2800 | 0.572 | 2870 | 0.582 | 2720 | 0.561 | 2410 | 0.489 | 8.2035 | 0.0018962 | -0.0067891 | 10.7277 | 0.0024796 | -0.0088781
458 | Com-Indoor-LF | SDG | MBT | Ex | CZ14 | 1.14 | 1.29 | -0.00231 | 2800 | 0.572 | 2870 | 0.582 | 2720 | 0.561 | 2410 | 0.489 | 8.0621 | 0.0018816 | -0.016336 | 10.5427 | 0.0024605 | -0.021363
457 | Com-Indoor-LF | SDG | MBT | Ex | CZ15 | 1.21 | 1.3 | 0 | 2800 | 0.572 | 2870 | 0.582 | 2720 | 0.561 | 2410 | 0.489 | 8.5571 | 0.0018962 | 0 | 11.1901 | 0.0024796 | 0
1154 | Com-Indoor-LF | SDG | MBT | Ex | IOU | 1.16 | 1.23 | -0.000438 | 2800 | 0.572 | 2870 | 0.582 | 2720 | 0.561 | 2410 | 0.489 | 8.2035 | 0.0017941 | -0.0030975 | 10.7277 | 0.0023461 | -0.0040506
488 | Com-Indoor-LF | SDG | MLI | Ex | CZ06 | 1.08 | 1.2 | -0.00613 | 2920 | 0.587 | 2920 | 0.588 | 2910 | 0.586 | 2570 | 0.498 | 8.1713 | 0.0018283 | -0.04638 | 10.6855 | 0.0023909 | -0.06065
482 | Com-Indoor-LF | SDG | MLI | Ex | CZ07 | 1.08 | 1.19 | -0.00307 | 2920 | 0.587 | 2920 | 0.588 | 2910 | 0.586 | 2570 | 0.498 | 8.1713 | 0.0018131 | -0.023228 | 10.6855 | 0.002371 | -0.030375
481 | Com-Indoor-LF | SDG | MLI | Ex | CZ08 | 1.09 | 1.2 | -0.00502 | 2920 | 0.587 | 2920 | 0.588 | 2910 | 0.586 | 2570 | 0.498 | 8.2469 | 0.0018283 | -0.037981 | 10.7845 | 0.0023909 | -0.049668
480 | Com-Indoor-LF | SDG | MLI | Ex | CZ10 | 1.09 | 1.23 | -0.00692 | 2920 | 0.587 | 2920 | 0.588 | 2910 | 0.586 | 2570 | 0.498 | 8.2469 | 0.001874 | -0.052357 | 10.7845 | 0.0024507 | -0.068466
478 | Com-Indoor-LF | SDG | MLI | Ex | CZ14 | 1.06 | 1.22 | -0.0196 | 2920 | 0.587 | 2920 | 0.588 | 2910 | 0.586 | 2570 | 0.498 | 8.02 | 0.0018588 | -0.14829 | 10.4876 | 0.0024307 | -0.19392
489 | Com-Indoor-LF | SDG | MLI | Ex | CZ15 | 1.17 | 1.21 | -0.00188 | 2920 | 0.587 | 2920 | 0.588 | 2910 | 0.586 | 2570 | 0.498 | 8.8522 | 0.0018436 | -0.014224 | 11.576 | 0.0024108 | -0.018601
1155 | Com-Indoor-LF | SDG | MLI | Ex | IOU | 1.08 | 1.2 | -0.00453 | 2920 | 0.587 | 2920 | 0.588 | 2910 | 0.586 | 2570 | 0.498 | 8.1713 | 0.0018283 | -0.034274 | 10.6855 | 0.0023909 | -0.04482
526 | Com-Indoor-LF | SDG | Mtl | Ex | CZ06 | 1.12 | 1.26 | -0.0135 | 4200 | 0.371 | 4300 | 0.381 | 4060 | 0.358 | 3660 | 0.319 | 11.8227 | 0.0011728 | -0.14251 | 15.4605 | 0.0015337 | -0.18635
528 | Com-Indoor-LF | SDG | Mtl | Ex | CZ07 | 1.15 | 1.25 | -0.00991 | 4200 | 0.371 | 4300 | 0.381 | 4060 | 0.358 | 3660 | 0.319 | 12.1394 | 0.0011635 | -0.10461 | 15.8746 | 0.0015215 | -0.1368
527 | Com-Indoor-LF | SDG | Mtl | Ex | CZ08 | 1.13 | 1.27 | -0.0114 | 4200 | 0.371 | 4300 | 0.381 | 4060 | 0.358 | 3660 | 0.319 | 11.9283 | 0.0011821 | -0.12034 | 15.5985 | 0.0015458 | -0.15737
529 | Com-Indoor-LF | SDG | Mtl | Ex | CZ10 | 1.12 | 1.31 | -0.0134 | 4200 | 0.371 | 4300 | 0.381 | 4060 | 0.358 | 3660 | 0.319 | 11.8227 | 0.0012193 | -0.14145 | 15.4605 | 0.0015945 | -0.18497
573 | Com-Indoor-LF | SDG | Mtl | Ex | CZ14 | 1.08 | 1.3 | -0.0184 | 4200 | 0.371 | 4300 | 0.381 | 4060 | 0.358 | 3660 | 0.319 | 11.4005 | 0.00121 | -0.19423 | 14.9083 | 0.0015824 | -0.25399
530 | Com-Indoor-LF | SDG | Mtl | Ex | CZ15 | 1.2 | 1.33 | -0.00563 | 4200 | 0.371 | 4300 | 0.381 | 4060 | 0.358 | 3660 | 0.319 | 12.6672 | 0.001238 | -0.05943 | 16.5648 | 0.0016189 | -0.077717
1153 | Com-Indoor-LF | SDG | Mtl | Ex | IOU | 1.14 | 1.26 | -0.0104 | 4200 | 0.371 | 4300 | 0.381 | 4060 | 0.358 | 3660 | 0.319 | 12.0338 | 0.0011728 | -0.10978 | 15.7366 | 0.0015337 | -0.14356
608 | Com-Indoor-LF | SDG | Nrs | Ex | CZ06 | 1.08 | 1.3 | -0.0392 | 3810 | 0.675 | 3870 | 0.686 | 3740 | 0.663 | 3300 | 0.579 | 10.5019 | 0.0022409 | -0.38118 | 13.7333 | 0.0029305 | -0.49847
582 | Com-Indoor-LF | SDG | Nrs | Ex | CZ07 | 1.07 | 1.28 | -0.0358 | 3810 | 0.675 | 3870 | 0.686 | 3740 | 0.663 | 3300 | 0.579 | 10.4047 | 0.0022065 | -0.34812 | 13.6061 | 0.0028854 | -0.45523
600 | Com-Indoor-LF | SDG | Nrs | Ex | CZ08 | 1.09 | 1.3 | -0.0381 | 3810 | 0.675 | 3870 | 0.686 | 3740 | 0.663 | 3300 | 0.579 | 10.5992 | 0.0022409 | -0.37048 | 13.8604 | 0.0029305 | -0.48448
599 | Com-Indoor-LF | SDG | Nrs | Ex | CZ10 | 1.09 | 1.35 | -0.0404 | 3810 | 0.675 | 3870 | 0.686 | 3740 | 0.663 | 3300 | 0.579 | 10.5992 | 0.0023271 | -0.39285 | 13.8604 | 0.0030432 | -0.51373
598 | Com-Indoor-LF | SDG | Nrs | Ex | CZ14 | 1.08 | 1.32 | -0.0472 | 3810 | 0.675 | 3870 | 0.686 | 3740 | 0.663 | 3300 | 0.579 | 10.5019 | 0.0022754 | -0.45897 | 13.7333 | 0.0029755 | -0.6002
581-SDG | Com-Indoor-LF | SDG | Nrs | Ex | CZ15 | 1.15 | 1.34 | -0.0238 | 3810 | 0.675 | 3870 | 0.685 | 3740 | 0.663 | 3300 | 0.579 | 11.1826 | 0.0023099 | -0.23143 | 14.6234 | 0.0030206 | -0.30264
1151 | Com-Indoor-LF | SDG | Nrs | Ex | IOU | 1.07 | 1.29 | -0.0366 | 3810 | 0.675 | 3870 | 0.686 | 3740 | 0.663 | 3300 | 0.579 | 10.4047 | 0.0022237 | -0.3559 | 13.6061 | 0.0029079 | -0.46541
646 | Com-Indoor-LF | SDG | OfL | Ex | CZ06 | 1.16 | 1.27 | -0.00652 | 2860 | 0.718 | 3010 | 0.751 | 2700 | 0.68 | 2290 | 0.582 | 8.1432 | 0.0022454 | -0.04577 | 10.6488 | 0.0029362 | -0.059854
647 | Com-Indoor-LF | SDG | OfL | Ex | CZ07 | 1.16 | 1.26 | -0.00578 | 2860 | 0.718 | 3010 | 0.751 | 2700 | 0.68 | 2290 | 0.582 | 8.1432 | 0.0022277 | -0.040576 | 10.6488 | 0.0029131 | -0.05306
648 | Com-Indoor-LF | SDG | OfL | Ex | CZ08 | 1.16 | 1.28 | -0.00649 | 2860 | 0.718 | 3010 | 0.751 | 2700 | 0.68 | 2290 | 0.582 | 8.1432 | 0.002263 | -0.04556 | 10.6488 | 0.0029594 | -0.059578
623 | Com-Indoor-LF | SDG | OfL | Ex | CZ10 | 1.16 | 1.3 | -0.00764 | 2860 | 0.718 | 3010 | 0.751 | 2700 | 0.68 | 2290 | 0.582 | 8.1432 | 0.0022984 | -0.053633 | 10.6488 | 0.0030056 | -0.070135
624 | Com-Indoor-LF | SDG | OfL | Ex | CZ14 | 1.15 | 1.3 | -0.00955 | 2860 | 0.718 | 3010 | 0.751 | 2700 | 0.68 | 2290 | 0.582 | 8.073 | 0.0022984 | -0.067041 | 10.557 | 0.0030056 | -0.087669
625 | Com-Indoor-LF | SDG | OfL | Ex | CZ15 | 1.22 | 1.31 | -0.00443 | 2860 | 0.718 | 3010 | 0.751 | 2700 | 0.68 | 2290 | 0.582 | 8.5644 | 0.0023161 | -0.031099 | 11.1996 | 0.0030287 | -0.040667
1156 | Com-Indoor-LF | SDG | OfL | Ex | IOU | 1.16 | 1.27 | -0.00615 | 2860 | 0.718 | 3010 | 0.751 | 2700 | 0.68 | 2290 | 0.582 | 8.1432 | 0.0022454 | -0.043173 | 10.6488 | 0.0029362 | -0.056457
672 | Com-Indoor-LF | SDG | OfS | Ex | CZ06 | 1.15 | 1.25 | -0.00163 | 2100 | 0.702 | 2360 | 0.781 | 1830 | 0.615 | 1520 | 0.52 | 5.4717 | 0.0019988 | -0.0077555 | 7.1553 | 0.0026138 | -0.010142
689 | Com-Indoor-LF | SDG | OfS | Ex | CZ07 | 1.16 | 1.24 | -0.000464 | 2100 | 0.702 | 2360 | 0.781 | 1830 | 0.615 | 1520 | 0.52 | 5.5193 | 0.0019828 | -0.0022077 | 7.2175 | 0.0025928 | -0.002887
688 | Com-Indoor-LF | SDG | OfS | Ex | CZ08 | 1.16 | 1.26 | -0.0014 | 2100 | 0.702 | 2360 | 0.781 | 1830 | 0.615 | 1520 | 0.52 | 5.5193 | 0.0020147 | -0.0066612 | 7.2175 | 0.0026347 | -0.0087108
687 | Com-Indoor-LF | SDG | OfS | Ex | CZ10 | 1.16 | 1.27 | -0.00212 | 2100 | 0.702 | 2360 | 0.781 | 1830 | 0.615 | 1520 | 0.52 | 5.5193 | 0.0020307 | -0.010087 | 7.2175 | 0.0026556 | -0.013191
686 | Com-Indoor-LF | SDG | OfS | Ex | CZ14 | 1.13 | 1.28 | -0.00525 | 2100 | 0.702 | 2360 | 0.781 | 1830 | 0.615 | 1520 | 0.52 | 5.3765 | 0.0020467 | -0.02498 | 7.0309 | 0.0026765 | -0.032666
685 | Com-Indoor-LF | SDG | OfS | Ex | CZ15 | 1.22 | 1.26 | -0.000435 | 2100 | 0.702 | 2360 | 0.781 | 1830 | 0.615 | 1520 | 0.52 | 5.8048 | 0.0020147 | -0.0020697 | 7.5908 | 0.0026347 | -0.0027066
1157 | Com-Indoor-LF | SDG | OfS | Ex | IOU | 1.16 | 1.25 | -0.000816 | 2100 | 0.702 | 2360 | 0.781 | 1830 | 0.615 | 1520 | 0.52 | 5.5193 | 0.0019988 | -0.0038825 | 7.2175 | 0.0026138 | -0.0050772
761 | Com-Indoor-LF | SDG | RFF | Ex | CZ06 | 1.11 | 1.23 | -0.0196 | 3400 | 0.627 | 3400 | 0.627 | 3400 | 0.627 | 2820 | 0.533 | 9.8124 | 0.0020051 | -0.17326 | 12.8316 | 0.0026221 | -0.22658
760 | Com-Indoor-LF | SDG | RFF | Ex | CZ07 | 1.12 | 1.23 | -0.0178 | 3400 | 0.627 | 3400 | 0.627 | 3400 | 0.627 | 2820 | 0.533 | 9.9008 | 0.0020051 | -0.15735 | 12.9472 | 0.0026221 | -0.20577
759 | Com-Indoor-LF | SDG | RFF | Ex | CZ08 | 1.12 | 1.22 | -0.0173 | 3400 | 0.627 | 3400 | 0.627 | 3400 | 0.627 | 2820 | 0.533 | 9.9008 | 0.0019888 | -0.15293 | 12.9472 | 0.0026008 | -0.19999
758 | Com-Indoor-LF | SDG | RFF | Ex | CZ10 | 1.12 | 1.25 | -0.0192 | 3400 | 0.627 | 3400 | 0.627 | 3400 | 0.627 | 2820 | 0.533 | 9.9008 | 0.0020378 | -0.16973 | 12.9472 | 0.0026648 | -0.22195
757 | Com-Indoor-LF | SDG | RFF | Ex | CZ14 | 1.1 | 1.27 | -0.0273 | 3400 | 0.627 | 3400 | 0.627 | 3400 | 0.627 | 2820 | 0.533 | 9.724 | 0.0020704 | -0.24133 | 12.716 | 0.0027074 | -0.31559
756 | Com-Indoor-LF | SDG | RFF | Ex | CZ15 | 1.19 | 1.26 | -0.00877 | 3400 | 0.627 | 3400 | 0.627 | 3400 | 0.627 | 2820 | 0.533 | 10.5196 | 0.0020541 | -0.077527 | 13.7564 | 0.0026861 | -0.10138
1159 | Com-Indoor-LF | SDG | RFF | Ex | IOU | 1.12 | 1.23 | -0.0182 | 3400 | 0.627 | 3400 | 0.627 | 3400 | 0.627 | 2820 | 0.533 | 9.9008 | 0.0020051 | -0.16089 | 12.9472 | 0.0026221 | -0.21039
792 | Com-Indoor-LF | SDG | RSD | Ex | CZ06 | 1.12 | 1.25 | -0.0241 | 3820 | 0.628 | 3820 | 0.628 | 3820 | 0.628 | 3060 | 0.532 | 11.1238 | 0.002041 | -0.23936 | 14.5466 | 0.002669 | -0.31301
793 | Com-Indoor-LF | SDG | RSD | Ex | CZ07 | 1.12 | 1.27 | -0.0222 | 3820 | 0.628 | 3820 | 0.628 | 3820 | 0.628 | 3060 | 0.532 | 11.1238 | 0.0020737 | -0.22049 | 14.5466 | 0.0027117 | -0.28833
794 | Com-Indoor-LF | SDG | RSD | Ex | CZ08 | 1.13 | 1.21 | -0.02 | 3820 | 0.628 | 3820 | 0.628 | 3820 | 0.628 | 3060 | 0.532 | 11.2232 | 0.0019757 | -0.19864 | 14.6764 | 0.0025836 | -0.25976
772 | Com-Indoor-LF | SDG | RSD | Ex | CZ10 | 1.12 | 1.15 | -0.0235 | 3820 | 0.628 | 3820 | 0.628 | 3820 | 0.628 | 3060 | 0.532 | 11.1238 | 0.0018777 | -0.2334 | 14.5466 | 0.0024555 | -0.30522
771 | Com-Indoor-LF | SDG | RSD | Ex | CZ14 | 1.08 | 1.15 | -0.0386 | 3820 | 0.628 | 3820 | 0.628 | 3820 | 0.628 | 3060 | 0.532 | 10.7266 | 0.0018777 | -0.38338 | 14.027 | 0.0024555 | -0.50134
770 | Com-Indoor-LF | SDG | RSD | Ex | CZ15 | 1.21 | 1.29 | -0.00898 | 3820 | 0.628 | 3820 | 0.628 | 3820 | 0.628 | 3060 | 0.532 | 12.0177 | 0.0021063 | -0.089189 | 15.7155 | 0.0027544 | -0.11663
1158 | Com-Indoor-LF | SDG | RSD | Ex | IOU | 1.12 | 1.24 | -0.0225 | 3820 | 0.628 | 3820 | 0.628 | 3820 | 0.628 | 3060 | 0.532 | 11.1238 | 0.0020247 | -0.22347 | 14.5466 | 0.0026476 | -0.29223
828 | Com-Indoor-LF | SDG | Rt3 | Ex | CZ06 | 1.15 | 1.22 | -0.00534 | 5600 | 0.969 | 5600 | 0.971 | 5580 | 0.966 | 5530 | 0.956 | 16.6842 | 0.0030642 | -0.077473 | 21.8178 | 0.004007 | -0.10131
827 | Com-Indoor-LF | SDG | Rt3 | Ex | CZ07 | 1.15 | 1.21 | -0.00231 | 5600 | 0.969 | 5600 | 0.971 | 5580 | 0.966 | 5530 | 0.956 | 16.6842 | 0.003039 | -0.033513 | 21.8178 | 0.0039741 | -0.043825
826 | Com-Indoor-LF | SDG | Rt3 | Ex | CZ08 | 1.15 | 1.21 | -0.00478 | 5600 | 0.969 | 5600 | 0.971 | 5580 | 0.966 | 5530 | 0.956 | 16.6842 | 0.003039 | -0.069348 | 21.8178 | 0.0039741 | -0.090686
825 | Com-Indoor-LF | SDG | Rt3 | Ex | CZ10 | 1.14 | 1.23 | -0.00874 | 5600 | 0.969 | 5600 | 0.971 | 5580 | 0.966 | 5530 | 0.956 | 16.5391 | 0.0030893 | -0.1268 | 21.6281 | 0.0040398 | -0.16582
824 | Com-Indoor-LF | SDG | Rt3 | Ex | CZ14 | 1.09 | 1.24 | -0.0319 | 5600 | 0.969 | 5600 | 0.971 | 5580 | 0.966 | 5530 | 0.956 | 15.8137 | 0.0031144 | -0.46281 | 20.6795 | 0.0040727 | -0.60521
823 | Com-Indoor-LF | SDG | Rt3 | Ex | CZ15 | 1.18 | 1.25 | -0.00206 | 5600 | 0.969 | 5600 | 0.971 | 5580 | 0.966 | 5530 | 0.956 | 17.1194 | 0.0031395 | -0.029886 | 22.387 | 0.0041055 | -0.039082
1160 | Com-Indoor-LF | SDG | Rt3 | Ex | IOU | 1.15 | 1.22 | -0.00417 | 5600 | 0.969 | 5600 | 0.971 | 5580 | 0.966 | 5530 | 0.956 | 16.6842 | 0.0030642 | -0.060498 | 21.8178 | 0.004007 | -0.079113
861 | Com-Indoor-LF | SDG | RtL | Ex | CZ06 | 1.13 | 1.23 | -0.00966 | 4060 | 0.927 | 4060 | 0.928 | 4050 | 0.926 | 4020 | 0.917 | 11.8989 | 0.0029613 | -0.10172 | 15.5601 | 0.0038725 | -0.13302
862 | Com-Indoor-LF | SDG | RtL | Ex | CZ07 | 1.14 | 1.23 | -0.00706 | 4060 | 0.927 | 4060 | 0.928 | 4050 | 0.926 | 4020 | 0.917 | 12.0042 | 0.0029613 | -0.074342 | 15.6978 | 0.0038725 | -0.097216
863 | Com-Indoor-LF | SDG | RtL | Ex | CZ08 | 1.14 | 1.23 | -0.00836 | 4060 | 0.927 | 4060 | 0.928 | 4050 | 0.926 | 4020 | 0.917 | 12.0042 | 0.0029613 | -0.088031 | 15.6978 | 0.0038725 | -0.11512
864 | Com-Indoor-LF | SDG | RtL | Ex | CZ10 | 1.13 | 1.25 | -0.0112 | 4060 | 0.927 | 4060 | 0.928 | 4050 | 0.926 | 4020 | 0.917 | 11.8989 | 0.0030095 | -0.11794 | 15.5601 | 0.0039355 | -0.15422
865 | Com-Indoor-LF | SDG | RtL | Ex | CZ14 | 1.09 | 1.26 | -0.0235 | 4060 | 0.927 | 4060 | 0.928 | 4050 | 0.926 | 4020 | 0.917 | 11.4777 | 0.0030336 | -0.24746 | 15.0093 | 0.003967 | -0.32359
866 | Com-Indoor-LF | SDG | RtL | Ex | CZ15 | 1.18 | 1.27 | -0.00395 | 4060 | 0.927 | 4060 | 0.928 | 4050 | 0.926 | 4020 | 0.917 | 12.4254 | 0.0030577 | -0.041594 | 16.2486 | 0.0039985 | -0.054392
1161 | Com-Indoor-LF | SDG | RtL | Ex | IOU | 1.14 | 1.23 | -0.00826 | 4060 | 0.927 | 4060 | 0.928 | 4050 | 0.926 | 4020 | 0.917 | 12.0042 | 0.0029613 | -0.086978 | 15.6978 | 0.0038725 | -0.11374
932 | Com-Indoor-LF | SDG | RtS | Ex | CZ06 | 1.13 | 1.22 | -0.0036 | 2290 | 0.644 | 2290 | 0.644 | 2290 | 0.644 | 2250 | 0.635 | 6.728 | 0.0020428 | -0.021434 | 8.7982 | 0.0026713 | -0.02803
933 | Com-Indoor-LF | SDG | RtS | Ex | CZ07 | 1.13 | 1.2 | -0.00214 | 2290 | 0.644 | 2290 | 0.644 | 2290 | 0.644 | 2250 | 0.635 | 6.728 | 0.0020093 | -0.012742 | 8.7982 | 0.0026275 | -0.016662
934 | Com-Indoor-LF | SDG | RtS | Ex | CZ08 | 1.14 | 1.22 | -0.00305 | 2290 | 0.644 | 2290 | 0.644 | 2290 | 0.644 | 2250 | 0.635 | 6.7876 | 0.0020428 | -0.01816 | 8.876 | 0.0026713 | -0.023747
935 | Com-Indoor-LF | SDG | RtS | Ex | CZ10 | 1.13 | 1.23 | -0.00449 | 2290 | 0.644 | 2290 | 0.644 | 2290 | 0.644 | 2250 | 0.635 | 6.728 | 0.0020595 | -0.026733 | 8.7982 | 0.0026932 | -0.034959
936 | Com-Indoor-LF | SDG | RtS | Ex | CZ14 | 1.1 | 1.23 | -0.0112 | 2290 | 0.644 | 2290 | 0.644 | 2290 | 0.644 | 2250 | 0.635 | 6.5494 | 0.0020595 | -0.066685 | 8.5646 | 0.0026932 | -0.087203
937 | Com-Indoor-LF | SDG | RtS | Ex | CZ15 | 1.19 | 1.24 | -0.000962 | 2290 | 0.644 | 2290 | 0.644 | 2290 | 0.644 | 2250 | 0.635 | 7.0853 | 0.0020763 | -0.0057277 | 9.2653 | 0.0027151 | -0.0074901
1162 | Com-Indoor-LF | SDG | RtS | Ex | IOU | 1.13 | 1.21 | -0.00283 | 2290 | 0.644 | 2290 | 0.644 | 2290 | 0.644 | 2250 | 0.635 | 6.728 | 0.002026 | -0.01685 | 8.7982 | 0.0026494 | -0.022034
967 | Com-Indoor-LF | SDG | SCn | Ex | CZ06 | 1.03 | 1.3 | -0.0128 | 2310 | 0.514 | 2330 | 0.522 | 2290 | 0.504 | 2120 | 0.431 | 6.1326 | 0.0017035 | -0.076211 | 8.0196 | 0.0022277 | -0.099661
966 | Com-Indoor-LF | SDG | SCn | Ex | CZ07 | 1.01 | 1.31 | -0.0105 | 2310 | 0.514 | 2330 | 0.522 | 2290 | 0.504 | 2120 | 0.431 | 6.0135 | 0.0017166 | -0.062517 | 7.8639 | 0.0022448 | -0.081753
965 | Com-Indoor-LF | SDG | SCn | Ex | CZ08 | 1.04 | 1.3 | -0.0109 | 2310 | 0.514 | 2330 | 0.522 | 2290 | 0.504 | 2120 | 0.431 | 6.1922 | 0.0017035 | -0.064899 | 8.0974 | 0.0022277 | -0.084867
964 | Com-Indoor-LF | SDG | SCn | Ex | CZ10 | 1.04 | 1.31 | -0.0135 | 2310 | 0.514 | 2330 | 0.522 | 2290 | 0.504 | 2120 | 0.431 | 6.1922 | 0.0017166 | -0.080379 | 8.0974 | 0.0022448 | -0.10511
963 | Com-Indoor-LF | SDG | SCn | Ex | CZ14 | 1.01 | 1.29 | -0.0198 | 2310 | 0.514 | 2330 | 0.522 | 2290 | 0.504 | 2120 | 0.431 | 6.0135 | 0.0016904 | -0.11789 | 7.8639 | 0.0022105 | -0.15416
962 | Com-Indoor-LF | SDG | SCn | Ex | CZ15 | 1.12 | 1.29 | -0.00577 | 2310 | 0.514 | 2330 | 0.522 | 2290 | 0.504 | 2120 | 0.431 | 6.6685 | 0.0016904 | -0.034355 | 8.7203 | 0.0022105 | -0.044925
1163 | Com-Indoor-LF | SDG | SCn | Ex | IOU | 1.02 | 1.31 | -0.0115 | 2310 | 0.514 | 2330 | 0.522 | 2290 | 0.504 | 2120 | 0.431 | 6.0731 | 0.0017166 | -0.068471 | 7.9417 | 0.0022448 | -0.089539
1045 | Com-Indoor-LF | SDG | SUn | Ex | CZ06 | 1 | 1 | 0 | 2180 | 0.453 | 2200 | 0.46 | 2160 | 0.445 | 2000 | 0.381 | 5.616 | 0.001157 | 0 | 7.344 | 0.001513 | 0
1044 | Com-Indoor-LF | SDG | SUn | Ex | CZ07 | 1 | 1 | 0 | 2180 | 0.453 | 2200 | 0.46 | 2160 | 0.445 | 2000 | 0.381 | 5.616 | 0.001157 | 0 | 7.344 | 0.001513 | 0
1034 | Com-Indoor-LF | SDG | SUn | Ex | CZ08 | 1 | 1 | 0 | 2180 | 0.453 | 2200 | 0.46 | 2160 | 0.445 | 2000 | 0.381 | 5.616 | 0.001157 | 0 | 7.344 | 0.001513 | 0
1042 | Com-Indoor-LF | SDG | SUn | Ex | CZ10 | 1 | 1 | 0 | 2180 | 0.453 | 2200 | 0.46 | 2160 | 0.445 | 2000 | 0.381 | 5.616 | 0.001157 | 0 | 7.344 | 0.001513 | 0
1041 | Com-Indoor-LF | SDG | SUn | Ex | CZ14 | 1 | 1 | 0 | 2180 | 0.453 | 2200 | 0.46 | 2160 | 0.445 | 2000 | 0.381 | 5.616 | 0.001157 | 0 | 7.344 | 0.001513 | 0
1040 | Com-Indoor-LF | SDG | SUn | Ex | CZ15 | 1 | 1 | 0 | 2180 | 0.453 | 2200 | 0.46 | 2160 | 0.445 | 2000 | 0.381 | 5.616 | 0.001157 | 0 | 7.344 | 0.001513 | 0
1164 | Com-Indoor-LF | SDG | SUn | Ex | IOU | 1 | 1 | 0 | 2180 | 0.453 | 2200 | 0.46 | 2160 | 0.445 | 2000 | 0.381 | 5.616 | 0.001157 | 0 | 7.344 | 0.001513 | 0
1088 | Com-Indoor-LF | SDG | WRf | Ex | CZ06 | 1.61 | 1.25 | 0 | 4820 | 0.55 | 5000 | 0.56 | 4590 | 0.538 | 3160 | 0.468 | 19.2137 | 0.0017485 | 0 | 25.1257 | 0.0022865 | 0
1089 | Com-Indoor-LF | SDG | WRf | Ex | CZ07 | 1.62 | 1.25 | 0 | 4820 | 0.55 | 5000 | 0.56 | 4590 | 0.538 | 3160 | 0.468 | 19.3331 | 0.0017485 | 0 | 25.2817 | 0.0022865 | 0
1084-SDG | Com-Indoor-LF | SDG | WRf | Ex | CZ08 | 1.55 | 1.25 | 0 | 4820 | 0.55 | 5010 | 0.56 | 4590 | 0.538 | 3160 | 0.468 | 18.4977 | 0.0017485 | 0 | 24.1893 | 0.0022865 | 0
1090 | Com-Indoor-LF | SDG | WRf | Ex | CZ10 | 1.59 | 1.26 | 0 | 4820 | 0.55 | 5000 | 0.56 | 4590 | 0.538 | 3160 | 0.468 | 18.9751 | 0.0017625 | 0 | 24.8135 | 0.0023048 | 0
1081-SDG | Com-Indoor-LF | SDG | WRf | Ex | CZ14 | 1.48 | 1.25 | 0 | 4820 | 0.55 | 5000 | 0.56 | 4590 | 0.538 | 3160 | 0.468 | 17.6623 | 0.0017485 | 0 | 23.0969 | 0.0022865 | 0
1080-SDG | Com-Indoor-LF | SDG | WRf | Ex | CZ15 | 1.57 | 1.26 | 0 | 4820 | 0.55 | 5000 | 0.56 | 4590 | 0.538 | 3160 | 0.468 | 18.7364 | 0.0017625 | 0 | 24.5014 | 0.0023048 | 0
1165 | Com-Indoor-LF | SDG | WRf | Ex | IOU | 1.61 | 1.25 | 0 | 4820 | 0.55 | 5000 | 0.56 | 4590 | 0.538 | 3160 | 0.468 | 19.2137 | 0.0017485 | 0 | 25.1257 | 0.0022865 | 0