## Intro
This workbook presents the results of the window measure processing and formats the data for import into the ex ante database.
Tab | Description
meas_impacts_wtd | imported values from the meas_impacts_wtd table
EnergyImpact | data formated for import into the EnergyImpact ex ante table
Review | an example of a summary review of the data
Map | map of source of EnergyImpact fields and some lookup values for the Review tab
Updates: | 9/28/2017: first draft
10/17/2017: second draft

## meas_impacts_wtd
lastmod | measure_id | bldgtype | bldgvint | bldgloc | bldghvac | tstat | normunit | numunits | measarea | apre_kwh_tot | apre_kwh_ltg | apre_kwh_task | apre_kwh_equip | apre_kwh_htg | apre_kwh_clg | apre_kwh_twr | apre_kwh_aux | apre_kwh_vent | apre_kwh_venthtg | apre_kwh_ventclg | apre_kwh_refg | apre_kwh_hpsup | apre_kwh_shw | apre_kwh_ext | apre_thm_tot | apre_thm_equip | apre_thm_htg | apre_thm_shw | apre_kwpp_tot | apre_kwpp_ltg | apre_kwpp_equip | astd_kwh_tot | astd_kwh_ltg | astd_kwh_task | astd_kwh_equip | astd_kwh_htg | astd_kwh_clg | astd_kwh_twr | astd_kwh_aux | astd_kwh_vent | astd_kwh_venthtg | astd_kwh_ventclg | astd_kwh_refg | astd_kwh_hpsup | astd_kwh_shw | astd_kwh_ext | astd_thm_tot | astd_thm_equip | astd_thm_htg | astd_thm_shw | astd_kwpp_tot | astd_kwpp_ltg | astd_kwpp_equip | base_techid | pa | Lookup
43025.4298 | ResWin-33-28-00 | DMo | MH00 | CZ01 | rDXGF | -1 | Area-ft2 | 173.92 | 1242 | 0.038 | 0 | 0 | 0.085 | 0 | 0 | 0 | -0.008 | -0.039 | -0.039 | 0 | 0 | 0 | 0 | 0 | -0.08 | 0 | -0.08 | 0 | 1.7e-05 | 0 | 1.7e-05 | 0.038 | 0 | 0 | 0.085 | 0 | 0 | 0 | -0.008 | -0.039 | -0.039 | 0 | 0 | 0 | 0 | 0 | -0.08 | 0 | -0.08 | 0 | 1.7e-05 | 0 | 1.7e-05 | IP | Any | AnyDMoMH00CZ01rDXGF
43025.581 | ResWin-33-28-00 | DMo | MH06 | CZ01 | rWtd | -1 | Area-ft2 | 173.92 | 1242 | -0.107 | 0 | 0 | 0.078 | -0.138 | 0 | 0 | -0.009 | -0.035 | -0.035 | 0 | 0 | -0.002 | 0 | 0 | -0.09 | 0 | -0.09 | 0 | 1.7e-05 | 0 | 1.8e-05 | -0.107 | 0 | 0 | 0.078 | -0.138 | 0 | 0 | -0.009 | -0.035 | -0.035 | 0 | 0 | -0.002 | 0 | 0 | -0.09 | 0 | -0.09 | 0 | 1.7e-05 | 0 | 1.8e-05 |  | PGE | PGEDMoMH06CZ01rWtd
43025.4298 | ResWin-33-28-00 | DMo | MH15 | CZ01 | rDXHP | -1 | Area-ft2 | 173.92 | 1242 | -0.607 | 0 | 0 | 0.081 | -0.48 | 0 | 0 | 0 | -0.066 | -0.066 | 0 | 0 | -0.142 | 0 | 0 | 0 | 0 | 0 | 0 | 2.3e-05 | 0 | 1.7e-05 | -0.607 | 0 | 0 | 0.081 | -0.48 | 0 | 0 | 0 | -0.066 | -0.066 | 0 | 0 | -0.142 | 0 | 0 | 0 | 0 | 0 | 0 | 2.3e-05 | 0 | 1.7e-05 | IP | Any | AnyDMoMH15CZ01rDXHP
43025.4298 | ResWin-33-28-00 | DMo | MH15 | CZ01 | rNCGF | -1 | Area-ft2 | 173.92 | 1242 | 0.038 | 0 | 0 | 0.081 | 0 | 0 | 0 | -0.01 | -0.034 | -0.034 | 0 | 0 | 0 | 0 | 0 | -0.093 | 0 | -0.093 | 0 | 1.7e-05 | 0 | 1.7e-05 | 0.038 | 0 | 0 | 0.081 | 0 | 0 | 0 | -0.01 | -0.034 | -0.034 | 0 | 0 | 0 | 0 | 0 | -0.093 | 0 | -0.093 | 0 | 1.7e-05 | 0 | 1.7e-05 | IP | Any | AnyDMoMH15CZ01rNCGF
43025.4298 | ResWin-33-28-00 | DMo | MH00 | CZ01 | rDXHP | -1 | Area-ft2 | 173.92 | 1242 | -0.568 | 0 | 0 | 0.085 | -0.48 | 0 | 0 | 0 | -0.07 | -0.07 | 0 | 0 | -0.103 | 0 | 0 | 0 | 0 | 0 | 0 | 2.3e-05 | 0 | 1.7e-05 | -0.568 | 0 | 0 | 0.085 | -0.48 | 0 | 0 | 0 | -0.07 | -0.07 | 0 | 0 | -0.103 | 0 | 0 | 0 | 0 | 0 | 0 | 2.3e-05 | 0 | 1.7e-05 | IP | Any | AnyDMoMH00CZ01rDXHP
43025.4298 | ResWin-33-28-00 | DMo | MH85 | CZ01 | rDXHP | -1 | Area-ft2 | 186.32 | 1242 | 1.93 | 0 | 0 | 0.058 | 1.25 | 0 | 0 | 0 | 0.192 | 0.192 | 0 | 0 | 0.423 | 0 | 0 | 0 | 0 | 0 | 0 | 2.1e-05 | 0 | 2.1e-05 | -0.562 | 0 | 0 | 0.078 | -0.467 | 0 | 0 | 0 | -0.069 | -0.069 | 0 | 0 | -0.105 | 0 | 0 | 0 | 0 | 0 | 0 | 2.1e-05 | 0 | 2.1e-05 | IP | Any | AnyDMoMH85CZ01rDXHP
43025.4298 | ResWin-33-28-00 | DMo | MH85 | CZ01 | rDXGF | -1 | Area-ft2 | 186.32 | 1242 | 0.2 | 0 | 0 | 0.054 | 0 | 0 | 0 | 0.025 | 0.121 | 0.121 | 0 | 0 | 0 | 0 | 0 | 0.18 | 0 | 0.18 | 0 | 2.1e-05 | 0 | 2.1e-05 | 0.034 | 0 | 0 | 0.078 | 0 | 0 | 0 | -0.008 | -0.037 | -0.037 | 0 | 0 | 0 | 0 | 0 | -0.084 | 0 | -0.084 | 0 | 2.1e-05 | 0 | 2.1e-05 | IP | Any | AnyDMoMH85CZ01rDXGF
43025.4298 | ResWin-33-28-00 | DMo | MH06 | CZ01 | rDXHP | -1 | Area-ft2 | 173.92 | 1242 | -0.678 | 0 | 0 | 0.076 | -0.552 | 0 | 0 | 0 | -0.083 | -0.083 | 0 | 0 | -0.12 | 0 | 0 | 0 | 0 | 0 | 0 | 2.3e-05 | 0 | 2.3e-05 | -0.678 | 0 | 0 | 0.076 | -0.552 | 0 | 0 | 0 | -0.083 | -0.083 | 0 | 0 | -0.12 | 0 | 0 | 0 | 0 | 0 | 0 | 2.3e-05 | 0 | 2.3e-05 | IP | Any | AnyDMoMH06CZ01rDXHP
43025.6037 | ResWin-33-28-00 | DMo | Ex | CZ01 | rWtd | -1 | Area-ft2 | 189.35 | 1211.7 | 0.483 | 0 | 0 | 0.056 | 0.332 | 0 | 0 | 0.018 | 0.072 | 0.072 | 0 | 0 | 0.005 | 0 | 0 | 0.134 | 0 | 0.134 | 0 | 2.1e-05 | 0 | 2.1e-05 | -0.019 | 0 | 0 | 0.086 | -0.078 | 0 | 0 | -0.005 | -0.02 | -0.02 | 0 | 0 | -0.002 | 0 | 0 | -0.056 | 0 | -0.056 | 0 | 2.1e-05 | 0 | 1.8e-05 |  | PGE | PGEDMoExCZ01rWtd
43025.581 | ResWin-33-28-00 | DMo | MH85 | CZ01 | rWtd | -1 | Area-ft2 | 186.32 | 1242 | 0.556 | 0 | 0 | 0.055 | 0.388 | 0 | 0 | 0.021 | 0.085 | 0.085 | 0 | 0 | 0.006 | 0 | 0 | 0.156 | 0 | 0.156 | 0 | 2.1e-05 | 0 | 2.1e-05 | -0.059 | 0 | 0 | 0.079 | -0.102 | 0 | 0 | -0.007 | -0.027 | -0.027 | 0 | 0 | -0.002 | 0 | 0 | -0.074 | 0 | -0.074 | 0 | 2e-05 | 0 | 2.1e-05 |  | PGE | PGEDMoMH85CZ01rWtd
43025.581 | ResWin-33-28-00 | DMo | MH15 | CZ01 | rWtd | -1 | Area-ft2 | 173.92 | 1242 | -0.086 | 0 | 0 | 0.081 | -0.126 | 0 | 0 | -0.009 | -0.031 | -0.031 | 0 | 0 | -0.002 | 0 | 0 | -0.081 | 0 | -0.081 | 0 | 1.7e-05 | 0 | 1.7e-05 | -0.086 | 0 | 0 | 0.081 | -0.126 | 0 | 0 | -0.009 | -0.031 | -0.031 | 0 | 0 | -0.002 | 0 | 0 | -0.081 | 0 | -0.081 | 0 | 1.7e-05 | 0 | 1.7e-05 |  | PGE | PGEDMoMH15CZ01rWtd
43025.4298 | ResWin-33-28-00 | DMo | MH72 | CZ01 | rNCEH | -1 | Area-ft2 | 190.96 | 1196 | 2.72 | 0 | 0 | 0.062 | 2.65 | 0 | 0 | 0 | 0 | 0 | 0 | 0 | 0 | 0 | 0 | 0 | 0 | 0 | 0 | 2.1e-05 | 0 | 2.1e-05 | -0.455 | 0 | 0 | 0.093 | -0.548 | 0 | 0 | 0 | 0 | 0 | 0 | 0 | 0 | 0 | 0 | 0 | 0 | 0 | 0 | 2.1e-05 | 0 | 1.6e-05 | IP | Any | AnyDMoMH72CZ01rNCEH
43025.4298 | ResWin-33-28-00 | DMo | MH00 | CZ01 | rNCEH | -1 | Area-ft2 | 173.92 | 1242 | -0.856 | 0 | 0 | 0.087 | -0.944 | 0 | 0 | 0 | 0 | 0 | 0 | 0 | 0 | 0 | 0 | 0 | 0 | 0 | 0 | 1.7e-05 | 0 | 1.7e-05 | -0.856 | 0 | 0 | 0.087 | -0.944 | 0 | 0 | 0 | 0 | 0 | 0 | 0 | 0 | 0 | 0 | 0 | 0 | 0 | 0 | 1.7e-05 | 0 | 1.7e-05 | IP | Any | AnyDMoMH00CZ01rNCEH
43025.4298 | ResWin-33-28-00 | DMo | MH15 | CZ01 | rNCEH | -1 | Area-ft2 | 173.92 | 1242 | -0.997 | 0 | 0 | 0.084 | -1.08 | 0 | 0 | 0 | 0 | 0 | 0 | 0 | 0 | 0 | 0 | 0 | 0 | 0 | 0 | 1.7e-05 | 0 | 1.7e-05 | -0.997 | 0 | 0 | 0.084 | -1.08 | 0 | 0 | 0 | 0 | 0 | 0 | 0 | 0 | 0 | 0 | 0 | 0 | 0 | 0 | 1.7e-05 | 0 | 1.7e-05 | IP | Any | AnyDMoMH15CZ01rNCEH
43025.4298 | ResWin-33-28-00 | DMo | MH72 | CZ01 | rDXGF | -1 | Area-ft2 | 190.96 | 1196 | 0.165 | 0 | 0 | 0.055 | 0 | 0 | 0 | 0.019 | 0.092 | 0.092 | 0 | 0 | 0 | 0 | 0 | 0.141 | 0 | 0.141 | 0 | 2.1e-05 | 0 | 2.1e-05 | 0.061 | 0 | 0 | 0.09 | 0 | 0 | 0 | -0.005 | -0.024 | -0.024 | 0 | 0 | 0 | 0 | 0 | -0.054 | 0 | -0.054 | 0 | 2.1e-05 | 0 | 1.6e-05 | IP | Any | AnyDMoMH72CZ01rDXGF
43025.4298 | ResWin-33-28-00 | DMo | MH85 | CZ01 | rNCGF | -1 | Area-ft2 | 186.32 | 1242 | 0.169 | 0 | 0 | 0.054 | 0 | 0 | 0 | 0.024 | 0.09 | 0.09 | 0 | 0 | 0 | 0 | 0 | 0.178 | 0 | 0.178 | 0 | 2.1e-05 | 0 | 2.1e-05 | 0.042 | 0 | 0 | 0.079 | 0 | 0 | 0 | -0.008 | -0.028 | -0.028 | 0 | 0 | 0 | 0 | 0 | -0.084 | 0 | -0.084 | 0 | 2.1e-05 | 0 | 2.1e-05 | IP | Any | AnyDMoMH85CZ01rNCGF
43025.581 | ResWin-33-28-00 | DMo | MH00 | CZ01 | rWtd | -1 | Area-ft2 | 173.92 | 1242 | -0.062 | 0 | 0 | 0.085 | -0.111 | 0 | 0 | -0.007 | -0.028 | -0.028 | 0 | 0 | -0.002 | 0 | 0 | -0.071 | 0 | -0.071 | 0 | 1.7e-05 | 0 | 1.7e-05 | -0.062 | 0 | 0 | 0.085 | -0.111 | 0 | 0 | -0.007 | -0.028 | -0.028 | 0 | 0 | -0.002 | 0 | 0 | -0.071 | 0 | -0.071 | 0 | 1.7e-05 | 0 | 1.7e-05 |  | PGE | PGEDMoMH00CZ01rWtd
43025.4298 | ResWin-33-28-00 | DMo | MH06 | CZ01 | rNCEH | -1 | Area-ft2 | 173.92 | 1242 | -1.1 | 0 | 0 | 0.079 | -1.18 | 0 | 0 | 0 | 0 | 0 | 0 | 0 | 0 | 0 | 0 | 0 | 0 | 0 | 0 | 1.7e-05 | 0 | 2.3e-05 | -1.1 | 0 | 0 | 0.079 | -1.18 | 0 | 0 | 0 | 0 | 0 | 0 | 0 | 0 | 0 | 0 | 0 | 0 | 0 | 0 | 1.7e-05 | 0 | 2.3e-05 | IP | Any | AnyDMoMH06CZ01rNCEH
43025.4298 | ResWin-33-28-00 | DMo | MH15 | CZ01 | rDXGF | -1 | Area-ft2 | 173.92 | 1242 | 0.034 | 0 | 0 | 0.081 | 0 | 0 | 0 | -0.009 | -0.037 | -0.037 | 0 | 0 | 0 | 0 | 0 | -0.093 | 0 | -0.093 | 0 | 1.7e-05 | 0 | 1.7e-05 | 0.034 | 0 | 0 | 0.081 | 0 | 0 | 0 | -0.009 | -0.037 | -0.037 | 0 | 0 | 0 | 0 | 0 | -0.093 | 0 | -0.093 | 0 | 1.7e-05 | 0 | 1.7e-05 | IP | Any | AnyDMoMH15CZ01rDXGF
43025.4298 | ResWin-33-28-00 | DMo | MH72 | CZ01 | rNCGF | -1 | Area-ft2 | 190.96 | 1196 | 0.142 | 0 | 0 | 0.056 | 0 | 0 | 0 | 0.018 | 0.069 | 0.069 | 0 | 0 | 0 | 0 | 0 | 0.14 | 0 | 0.14 | 0 | 2.1e-05 | 0 | 2.1e-05 | 0.067 | 0 | 0 | 0.09 | 0 | 0 | 0 | -0.005 | -0.018 | -0.018 | 0 | 0 | 0 | 0 | 0 | -0.054 | 0 | -0.054 | 0 | 2.1e-05 | 0 | 1.6e-05 | IP | Any | AnyDMoMH72CZ01rNCGF
43025.4298 | ResWin-33-28-00 | DMo | MH06 | CZ01 | rDXGF | -1 | Area-ft2 | 173.92 | 1242 | 0.019 | 0 | 0 | 0.078 | 0 | 0 | 0 | -0.01 | -0.048 | -0.048 | 0 | 0 | 0 | 0 | 0 | -0.103 | 0 | -0.103 | 0 | 1.7e-05 | 0 | 1.7e-05 | 0.019 | 0 | 0 | 0.078 | 0 | 0 | 0 | -0.01 | -0.048 | -0.048 | 0 | 0 | 0 | 0 | 0 | -0.103 | 0 | -0.103 | 0 | 1.7e-05 | 0 | 1.7e-05 | IP | Any | AnyDMoMH06CZ01rDXGF
43025.4298 | ResWin-33-28-00 | DMo | MH06 | CZ01 | rNCGF | -1 | Area-ft2 | 173.92 | 1242 | 0.029 | 0 | 0 | 0.078 | 0 | 0 | 0 | -0.01 | -0.037 | -0.037 | 0 | 0 | 0 | 0 | 0 | -0.103 | 0 | -0.103 | 0 | 1.7e-05 | 0 | 1.7e-05 | 0.029 | 0 | 0 | 0.078 | 0 | 0 | 0 | -0.01 | -0.037 | -0.037 | 0 | 0 | 0 | 0 | 0 | -0.103 | 0 | -0.103 | 0 | 1.7e-05 | 0 | 1.7e-05 | IP | Any | AnyDMoMH06CZ01rNCGF
43025.4298 | ResWin-33-28-00 | DMo | MH72 | CZ01 | rDXHP | -1 | Area-ft2 | 190.96 | 1196 | 1.5 | 0 | 0 | 0.061 | 0.958 | 0 | 0 | 0 | 0.147 | 0.147 | 0 | 0 | 0.332 | 0 | 0 | 0 | 0 | 0 | 0 | 2.1e-05 | 0 | 2.1e-05 | -0.367 | 0 | 0 | 0.091 | -0.309 | 0 | 0 | 0 | -0.047 | -0.047 | 0 | 0 | -0.101 | 0 | 0 | 0 | 0 | 0 | 0 | 2.1e-05 | 0 | 2.1e-05 | IP | Any | AnyDMoMH72CZ01rDXHP
43025.4298 | ResWin-33-28-00 | DMo | MH85 | CZ01 | rNCEH | -1 | Area-ft2 | 186.32 | 1242 | 3.42 | 0 | 0 | 0.06 | 3.36 | 0 | 0 | 0 | 0 | 0 | 0 | 0 | 0 | 0 | 0 | 0 | 0 | 0 | 0 | 2.1e-05 | 0 | 2.1e-05 | -0.788 | 0 | 0 | 0.081 | -0.869 | 0 | 0 | 0 | 0 | 0 | 0 | 0 | 0 | 0 | 0 | 0 | 0 | 0 | 0 | 1.6e-05 | 0 | 2.1e-05 | IP | Any | AnyDMoMH85CZ01rNCEH
43025.4298 | ResWin-33-28-00 | DMo | MH00 | CZ01 | rNCGF | -1 | Area-ft2 | 173.92 | 1242 | 0.047 | 0 | 0 | 0.085 | 0 | 0 | 0 | -0.008 | -0.03 | -0.03 | 0 | 0 | 0 | 0 | 0 | -0.081 | 0 | -0.081 | 0 | 1.7e-05 | 0 | 1.7e-05 | 0.047 | 0 | 0 | 0.085 | 0 | 0 | 0 | -0.008 | -0.03 | -0.03 | 0 | 0 | 0 | 0 | 0 | -0.081 | 0 | -0.081 | 0 | 1.7e-05 | 0 | 1.7e-05 | IP | Any | AnyDMoMH00CZ01rNCGF
43025.581 | ResWin-33-28-00 | DMo | MH72 | CZ01 | rWtd | -1 | Area-ft2 | 190.96 | 1196 | 0.448 | 0 | 0 | 0.057 | 0.305 | 0 | 0 | 0.016 | 0.065 | 0.065 | 0 | 0 | 0.005 | 0 | 0 | 0.123 | 0 | 0.123 | 0 | 2.1e-05 | 0 | 2.1e-05 | 0.002 | 0 | 0 | 0.09 | -0.065 | 0 | 0 | -0.004 | -0.017 | -0.017 | 0 | 0 | -0.002 | 0 | 0 | -0.047 | 0 | -0.047 | 0 | 2.1e-05 | 0 | 1.6e-05 |  | PGE | PGEDMoMH72CZ01rWtd
43025.4298 | ResWin-33-28-00 | DMo | MH85 | CZ02 | rDXGF | -1 | Area-ft2 | 186.32 | 1242 | 2.09 | 0 | 0 | 0.057 | 0 | 1.66 | 0 | 0.027 | 0.341 | 0.134 | 0.207 | 0 | 0 | 0 | 0 | 0.196 | 0 | 0.196 | 0 | 0.00468 | 0 | 5e-06 | 1.5 | 0 | 0 | 0.062 | 0 | 1.31 | 0 | -0.005 | 0.139 | -0.026 | 0.165 | 0 | 0 | 0 | 0 | -0.061 | 0 | -0.061 | 0 | 0.00317 | 0 | 5e-06 | IP | Any | AnyDMoMH85CZ02rDXGF
43025.4298 | ResWin-33-28-00 | DMo | MH06 | CZ02 | rDXHP | -1 | Area-ft2 | 173.92 | 1242 | 1.48 | 0 | 0 | 0.052 | -0.378 | 1.63 | 0 | 0 | 0.206 | -0.055 | 0.263 | 0 | -0.03 | 0 | 0 | 0 | 0 | 0 | 0 | 0.00239 | 0 | 6e-06 | 1.48 | 0 | 0 | 0.052 | -0.378 | 1.63 | 0 | 0 | 0.206 | -0.055 | 0.263 | 0 | -0.03 | 0 | 0 | 0 | 0 | 0 | 0 | 0.00239 | 0 | 6e-06 | IP | Any | AnyDMoMH06CZ02rDXHP
43025.581 | ResWin-33-28-00 | DMo | MH72 | CZ02 | rWtd | -1 | Area-ft2 | 190.96 | 1196 | 2.41 | 0 | 0 | 0.06 | 0.147 | 1.83 | 0 | 0.017 | 0.322 | 0.1 | 0.222 | 0 | 0.041 | 0 | 0 | 0.13 | 0 | 0.13 | 0 | 0.00407 | 0 | 2e-06 | 1.59 | 0 | 0 | 0.072 | -0.031 | 1.41 | 0 | -0.003 | 0.152 | -0.019 | 0.172 | 0 | -0.011 | 0 | 0 | -0.036 | 0 | -0.035 | 0 | 0.00284 | 0 | 2e-06 |  | PGE | PGEDMoMH72CZ02rWtd
43025.4298 | ResWin-33-28-00 | DMo | MH15 | CZ02 | rNCEH | -1 | Area-ft2 | 173.92 | 1242 | -0.645 | 0 | 0 | 0.089 | -0.734 | 0 | 0 | 0 | 0 | 0 | 0 | 0 | 0 | 0 | 0 | 0 | 0 | 0 | 0 | 2.3e-05 | 0 | 2.3e-05 | -0.645 | 0 | 0 | 0.089 | -0.734 | 0 | 0 | 0 | 0 | 0 | 0 | 0 | 0 | 0 | 0 | 0 | 0 | 0 | 0 | 2.3e-05 | 0 | 2.3e-05 | IP | Any | AnyDMoMH15CZ02rNCEH
43025.4298 | ResWin-33-28-00 | DMo | MH72 | CZ02 | rNCGF | -1 | Area-ft2 | 190.96 | 1196 | 0.173 | 0 | 0 | 0.083 | 0 | 0 | 0 | 0.019 | 0.071 | 0.071 | 0 | 0 | 0 | 0 | 0 | 0.147 | 0 | 0.147 | 0 | 2.6e-05 | 0 | 2.6e-05 | 0.077 | 0 | 0 | 0.094 | 0 | 0 | 0 | -0.004 | -0.013 | -0.013 | 0 | 0 | 0 | 0 | 0 | -0.04 | 0 | -0.041 | 0 | 2.6e-05 | 0 | 2.6e-05 | IP | Any | AnyDMoMH72CZ02rNCGF
43025.4298 | ResWin-33-28-00 | DMo | MH85 | CZ02 | rDXHP | -1 | Area-ft2 | 186.32 | 1242 | 4.11 | 0 | 0 | 0.06 | 1.45 | 1.62 | 0 | 0 | 0.426 | 0.223 | 0.203 | 0 | 0.551 | 0 | 0 | 0 | 0 | 0 | 0 | 0.00453 | 0 | 5e-06 | 1.11 | 0 | 0 | 0.062 | -0.341 | 1.27 | 0 | 0 | 0.113 | -0.048 | 0.16 | 0 | 0.006 | 0 | 0 | 0 | 0 | 0 | 0 | 0.003 | 0 | 5e-06 | IP | Any | AnyDMoMH85CZ02rDXHP
43025.4298 | ResWin-33-28-00 | DMo | MH72 | CZ02 | rNCEH | -1 | Area-ft2 | 190.96 | 1196 | 2.78 | 0 | 0 | 0.089 | 2.69 | 0 | 0 | 0 | 0 | 0 | 0 | 0 | 0 | 0 | 0 | 0 | 0 | 0 | 0 | 2.6e-05 | 0 | 2.6e-05 | -0.241 | 0 | 0 | 0.097 | -0.338 | 0 | 0 | 0 | 0 | 0 | 0 | 0 | 0 | 0 | 0 | 0 | 0 | 0 | 0 | 2.1e-05 | 0 | 2.1e-05 | IP | Any | AnyDMoMH72CZ02rNCEH
43025.581 | ResWin-33-28-00 | DMo | MH00 | CZ02 | rWtd | -1 | Area-ft2 | 173.92 | 1242 | 1.38 | 0 | 0 | 0.07 | -0.052 | 1.25 | 0 | -0.006 | 0.119 | -0.034 | 0.153 | 0 | -0.008 | 0 | 0 | -0.053 | 0 | -0.053 | 0 | 0.0026 | 0 | 7e-06 | 1.38 | 0 | 0 | 0.07 | -0.052 | 1.25 | 0 | -0.006 | 0.119 | -0.034 | 0.153 | 0 | -0.008 | 0 | 0 | -0.053 | 0 | -0.053 | 0 | 0.0026 | 0 | 7e-06 |  | PGE | PGEDMoMH00CZ02rWtd
43025.6037 | ResWin-33-28-00 | DMo | Ex | CZ02 | rWtd | -1 | Area-ft2 | 187.9 | 1212.5 | 2.25 | 0 | 0 | 0.06 | 0.139 | 1.69 | 0 | 0.016 | 0.304 | 0.095 | 0.209 | 0 | 0.041 | 0 | 0 | 0.119 | 0 | 0.119 | 0 | 0.00393 | 0 | 4e-06 | 1.51 | 0 | 0 | 0.069 | -0.036 | 1.35 | 0 | -0.004 | 0.144 | -0.023 | 0.168 | 0 | -0.008 | 0 | 0 | -0.042 | 0 | -0.042 | 0 | 0.0028 | 0 | 4e-06 |  | PGE | PGEDMoExCZ02rWtd
43025.4298 | ResWin-33-28-00 | DMo | MH15 | CZ02 | rDXHP | -1 | Area-ft2 | 173.92 | 1242 | 1.22 | 0 | 0 | 0.055 | -0.369 | 1.44 | 0 | 0 | 0.155 | -0.049 | 0.205 | 0 | -0.06 | 0 | 0 | 0 | 0 | 0 | 0 | 0.00227 | 0 | 0 | 1.22 | 0 | 0 | 0.055 | -0.369 | 1.44 | 0 | 0 | 0.155 | -0.049 | 0.205 | 0 | -0.06 | 0 | 0 | 0 | 0 | 0 | 0 | 0.00227 | 0 | 0 | IP | Any | AnyDMoMH15CZ02rDXHP
43025.4298 | ResWin-33-28-00 | DMo | MH00 | CZ02 | rNCGF | -1 | Area-ft2 | 173.92 | 1242 | 0.058 | 0 | 0 | 0.088 | 0 | 0 | 0 | -0.006 | -0.024 | -0.024 | 0 | 0 | 0 | 0 | 0 | -0.062 | 0 | -0.061 | 0 | 1.7e-05 | 0 | 1.7e-05 | 0.058 | 0 | 0 | 0.088 | 0 | 0 | 0 | -0.006 | -0.024 | -0.024 | 0 | 0 | 0 | 0 | 0 | -0.062 | 0 | -0.061 | 0 | 1.7e-05 | 0 | 1.7e-05 | IP | Any | AnyDMoMH00CZ02rNCGF
43025.4298 | ResWin-33-28-00 | DMo | MH85 | CZ02 | rNCEH | -1 | Area-ft2 | 186.32 | 1242 | 3.66 | 0 | 0 | 0.082 | 3.57 | 0 | 0 | 0 | 0 | 0 | 0 | 0 | 0 | 0 | 0 | 0 | 0 | 0 | 0 | 2.7e-05 | 0 | 2.7e-05 | -0.395 | 0 | 0 | 0.083 | -0.479 | 0 | 0 | 0 | 0 | 0 | 0 | 0 | 0 | 0 | 0 | 0 | 0 | 0 | 0 | 2.1e-05 | 0 | 2.1e-05 | IP | Any | AnyDMoMH85CZ02rNCEH
43025.4298 | ResWin-33-28-00 | DMo | MH15 | CZ02 | rDXGF | -1 | Area-ft2 | 173.92 | 1242 | 1.64 | 0 | 0 | 0.055 | 0 | 1.41 | 0 | -0.007 | 0.186 | -0.028 | 0.214 | 0 | 0 | 0 | 0 | -0.067 | 0 | -0.067 | 0 | 0.00221 | 0 | 0 | 1.64 | 0 | 0 | 0.055 | 0 | 1.41 | 0 | -0.007 | 0.186 | -0.028 | 0.214 | 0 | 0 | 0 | 0 | -0.067 | 0 | -0.067 | 0 | 0.00221 | 0 | 0 | IP | Any | AnyDMoMH15CZ02rDXGF
43025.4298 | ResWin-33-28-00 | DMo | MH06 | CZ02 | rNCEH | -1 | Area-ft2 | 173.92 | 1242 | -0.573 | 0 | 0 | 0.087 | -0.661 | 0 | 0 | 0 | 0 | 0 | 0 | 0 | 0 | 0 | 0 | 0 | 0 | 0 | 0 | 2.3e-05 | 0 | 2.3e-05 | -0.573 | 0 | 0 | 0.087 | -0.661 | 0 | 0 | 0 | 0 | 0 | 0 | 0 | 0 | 0 | 0 | 0 | 0 | 0 | 0 | 2.3e-05 | 0 | 2.3e-05 | IP | Any | AnyDMoMH06CZ02rNCEH
43025.4298 | ResWin-33-28-00 | DMo | MH72 | CZ02 | rDXHP | -1 | Area-ft2 | 190.96 | 1196 | 3.76 | 0 | 0 | 0.061 | 1.03 | 1.92 | 0 | 0 | 0.391 | 0.159 | 0.231 | 0 | 0.36 | 0 | 0 | 0 | 0 | 0 | 0 | 0.00446 | 0 | 0 | 1.34 | 0 | 0 | 0.072 | -0.238 | 1.47 | 0 | 0 | 0.139 | -0.037 | 0.176 | 0 | -0.098 | 0 | 0 | 0 | 0 | 0 | 0 | 0.00308 | 0 | 0 | IP | Any | AnyDMoMH72CZ02rDXHP
43025.581 | ResWin-33-28-00 | DMo | MH06 | CZ02 | rWtd | -1 | Area-ft2 | 173.92 | 1242 | 1.7 | 0 | 0 | 0.055 | -0.05 | 1.5 | 0 | -0.006 | 0.21 | -0.033 | 0.243 | 0 | -0.003 | 0 | 0 | -0.057 | 0 | -0.057 | 0 | 0.00215 | 0 | 7e-06 | 1.7 | 0 | 0 | 0.055 | -0.05 | 1.5 | 0 | -0.006 | 0.21 | -0.033 | 0.243 | 0 | -0.003 | 0 | 0 | -0.057 | 0 | -0.057 | 0 | 0.00215 | 0 | 7e-06 |  | PGE | PGEDMoMH06CZ02rWtd
43025.4298 | ResWin-33-28-00 | DMo | MH15 | CZ02 | rNCGF | -1 | Area-ft2 | 173.92 | 1242 | 0.052 | 0 | 0 | 0.085 | 0 | 0 | 0 | -0.007 | -0.026 | -0.026 | 0 | 0 | 0 | 0 | 0 | -0.067 | 0 | -0.067 | 0 | 1.7e-05 | 0 | 1.7e-05 | 0.052 | 0 | 0 | 0.085 | 0 | 0 | 0 | -0.007 | -0.026 | -0.026 | 0 | 0 | 0 | 0 | 0 | -0.067 | 0 | -0.067 | 0 | 1.7e-05 | 0 | 1.7e-05 | IP | Any | AnyDMoMH15CZ02rNCGF
43025.4298 | ResWin-33-28-00 | DMo | MH00 | CZ02 | rNCEH | -1 | Area-ft2 | 173.92 | 1242 | -0.644 | 0 | 0 | 0.09 | -0.735 | 0 | 0 | 0 | 0 | 0 | 0 | 0 | 0 | 0 | 0 | 0 | 0 | 0 | 0 | 2.3e-05 | 0 | 2.3e-05 | -0.644 | 0 | 0 | 0.09 | -0.735 | 0 | 0 | 0 | 0 | 0 | 0 | 0 | 0 | 0 | 0 | 0 | 0 | 0 | 0 | 2.3e-05 | 0 | 2.3e-05 | IP | Any | AnyDMoMH00CZ02rNCEH
43025.4298 | ResWin-33-28-00 | DMo | MH85 | CZ02 | rNCGF | -1 | Area-ft2 | 186.32 | 1242 | 0.204 | 0 | 0 | 0.078 | 0 | 0 | 0 | 0.027 | 0.099 | 0.099 | 0 | 0 | 0 | 0 | 0 | 0.192 | 0 | 0.191 | 0 | 2.7e-05 | 0 | 2.1e-05 | 0.058 | 0 | 0 | 0.083 | 0 | 0 | 0 | -0.005 | -0.019 | -0.019 | 0 | 0 | 0 | 0 | 0 | -0.062 | 0 | -0.062 | 0 | 2.1e-05 | 0 | 2.1e-05 | IP | Any | AnyDMoMH85CZ02rNCGF
43025.4298 | ResWin-33-28-00 | DMo | MH06 | CZ02 | rNCGF | -1 | Area-ft2 | 173.92 | 1242 | 0.053 | 0 | 0 | 0.084 | 0 | 0 | 0 | -0.007 | -0.025 | -0.025 | 0 | 0 | 0 | 0 | 0 | -0.065 | 0 | -0.065 | 0 | 1.7e-05 | 0 | 1.7e-05 | 0.053 | 0 | 0 | 0.084 | 0 | 0 | 0 | -0.007 | -0.025 | -0.025 | 0 | 0 | 0 | 0 | 0 | -0.065 | 0 | -0.065 | 0 | 1.7e-05 | 0 | 1.7e-05 | IP | Any | AnyDMoMH06CZ02rNCGF
43025.581 | ResWin-33-28-00 | DMo | MH15 | CZ02 | rWtd | -1 | Area-ft2 | 173.92 | 1242 | 1.45 | 0 | 0 | 0.058 | -0.05 | 1.29 | 0 | -0.006 | 0.164 | -0.03 | 0.194 | 0 | -0.007 | 0 | 0 | -0.059 | 0 | -0.059 | 0 | 0.00203 | 0 | 2e-06 | 1.45 | 0 | 0 | 0.058 | -0.05 | 1.29 | 0 | -0.006 | 0.164 | -0.03 | 0.194 | 0 | -0.007 | 0 | 0 | -0.059 | 0 | -0.059 | 0 | 0.00203 | 0 | 2e-06 |  | PGE | PGEDMoMH15CZ02rWtd
43025.581 | ResWin-33-28-00 | DMo | MH85 | CZ02 | rWtd | -1 | Area-ft2 | 186.32 | 1242 | 2.19 | 0 | 0 | 0.059 | 0.204 | 1.51 | 0 | 0.024 | 0.329 | 0.14 | 0.188 | 0 | 0.063 | 0 | 0 | 0.171 | 0 | 0.171 | 0 | 0.00426 | 0 | 6e-06 | 1.33 | 0 | 0 | 0.064 | -0.044 | 1.19 | 0 | -0.004 | 0.122 | -0.028 | 0.15 | 0 | 0.001 | 0 | 0 | -0.053 | 0 | -0.053 | 0 | 0.00288 | 0 | 6e-06 |  | PGE | PGEDMoMH85CZ02rWtd
43025.4298 | ResWin-33-28-00 | DMo | MH72 | CZ02 | rDXGF | -1 | Area-ft2 | 190.96 | 1196 | 2.43 | 0 | 0 | 0.057 | 0 | 2.02 | 0 | 0.02 | 0.341 | 0.096 | 0.245 | 0 | 0 | 0 | 0 | 0.149 | 0 | 0.149 | 0 | 0.00446 | 0 | 0 | 1.8 | 0 | 0 | 0.07 | 0 | 1.56 | 0 | -0.003 | 0.172 | -0.017 | 0.19 | 0 | 0 | 0 | 0 | -0.041 | 0 | -0.04 | 0 | 0.00311 | 0 | 0 | IP | Any | AnyDMoMH72CZ02rDXGF
43025.4298 | ResWin-33-28-00 | DMo | MH06 | CZ02 | rDXGF | -1 | Area-ft2 | 173.92 | 1242 | 1.92 | 0 | 0 | 0.052 | 0 | 1.64 | 0 | -0.007 | 0.236 | -0.031 | 0.267 | 0 | 0 | 0 | 0 | -0.065 | 0 | -0.065 | 0 | 0.00235 | 0 | 6e-06 | 1.92 | 0 | 0 | 0.052 | 0 | 1.64 | 0 | -0.007 | 0.236 | -0.031 | 0.267 | 0 | 0 | 0 | 0 | -0.065 | 0 | -0.065 | 0 | 0.00235 | 0 | 6e-06 | IP | Any | AnyDMoMH06CZ02rDXGF
43025.4298 | ResWin-33-28-00 | DMo | MH00 | CZ02 | rDXGF | -1 | Area-ft2 | 173.92 | 1242 | 1.58 | 0 | 0 | 0.068 | 0 | 1.38 | 0 | -0.007 | 0.137 | -0.032 | 0.169 | 0 | 0 | 0 | 0 | -0.061 | 0 | -0.061 | 0 | 0.00284 | 0 | 6e-06 | 1.58 | 0 | 0 | 0.068 | 0 | 1.38 | 0 | -0.007 | 0.137 | -0.032 | 0.169 | 0 | 0 | 0 | 0 | -0.061 | 0 | -0.061 | 0 | 0.00284 | 0 | 6e-06 | IP | Any | AnyDMoMH00CZ02rDXGF
43025.4298 | ResWin-33-28-00 | DMo | MH00 | CZ02 | rDXHP | -1 | Area-ft2 | 173.92 | 1242 | 1.02 | 0 | 0 | 0.069 | -0.386 | 1.31 | 0 | 0 | 0.103 | -0.055 | 0.158 | 0 | -0.074 | 0 | 0 | 0 | 0 | 0 | 0 | 0.00287 | 0 | 6e-06 | 1.02 | 0 | 0 | 0.069 | -0.386 | 1.31 | 0 | 0 | 0.103 | -0.055 | 0.158 | 0 | -0.074 | 0 | 0 | 0 | 0 | 0 | 0 | 0.00287 | 0 | 6e-06 | IP | Any | AnyDMoMH00CZ02rDXHP
43025.4298 | ResWin-33-28-00 | DMo | MH00 | CZ03 | rDXGF | -1 | Area-ft2 | 173.92 | 1242 | 0.658 | 0 | 0 | 0.055 | 0 | 0.578 | 0 | -0.009 | 0.034 | -0.043 | 0.076 | 0 | 0 | 0 | 0 | -0.086 | 0 | -0.086 | 0 | 0.00223 | 0 | 0 | 0.658 | 0 | 0 | 0.055 | 0 | 0.578 | 0 | -0.009 | 0.034 | -0.043 | 0.076 | 0 | 0 | 0 | 0 | -0.086 | 0 | -0.086 | 0 | 0.00223 | 0 | 0 | IP | Any | AnyDMoMH00CZ03rDXGF
43025.4298 | ResWin-33-28-00 | DMo | MH85 | CZ03 | rNCGF | -1 | Area-ft2 | 186.32 | 1242 | 0.172 | 0 | 0 | 0.059 | 0 | 0 | 0 | 0.024 | 0.09 | 0.09 | 0 | 0 | 0 | 0 | 0 | 0.172 | 0 | 0.172 | 0 | 2.1e-05 | 0 | 2.1e-05 | 0.029 | 0 | 0 | 0.064 | 0 | 0 | 0 | -0.008 | -0.027 | -0.027 | 0 | 0 | 0 | 0 | 0 | -0.083 | 0 | -0.083 | 0 | 1.6e-05 | 0 | 1.6e-05 | IP | Any | AnyDMoMH85CZ03rNCGF
43025.581 | ResWin-33-28-00 | DMo | MH15 | CZ03 | rWtd | -1 | Area-ft2 | 173.92 | 1242 | 0.279 | 0 | 0 | 0.062 | -0.099 | 0.309 | 0 | -0.008 | 0.014 | -0.036 | 0.051 | 0 | 0.001 | 0 | 0 | -0.078 | 0 | -0.078 | 0 | 0.00092 | 0 | 1e-05 | 0.279 | 0 | 0 | 0.062 | -0.099 | 0.309 | 0 | -0.008 | 0.014 | -0.036 | 0.051 | 0 | 0.001 | 0 | 0 | -0.078 | 0 | -0.078 | 0 | 0.00092 | 0 | 1e-05 |  | PGE | PGEDMoMH15CZ03rWtd
43025.4298 | ResWin-33-28-00 | DMo | MH06 | CZ03 | rDXHP | -1 | Area-ft2 | 173.92 | 1242 | 0.651 | 0 | 0 | 0.071 | -0.292 | 0.794 | 0 | 0 | 0.097 | -0.043 | 0.139 | 0 | -0.02 | 0 | 0 | 0 | 0 | 0 | 0 | 0.0019 | 0 | 6e-06 | 0.651 | 0 | 0 | 0.071 | -0.292 | 0.794 | 0 | 0 | 0.097 | -0.043 | 0.139 | 0 | -0.02 | 0 | 0 | 0 | 0 | 0 | 0 | 0.0019 | 0 | 6e-06 | IP | Any | AnyDMoMH06CZ03rDXHP
43025.4298 | ResWin-33-28-00 | DMo | MH72 | CZ03 | rNCEH | -1 | Area-ft2 | 190.96 | 1196 | 2.23 | 0 | 0 | 0.065 | 2.17 | 0 | 0 | 0 | 0 | 0 | 0 | 0 | 0 | 0 | 0 | 0 | 0 | 0 | 0 | 2.1e-05 | 0 | 2.1e-05 | -0.577 | 0 | 0 | 0.079 | -0.656 | 0 | 0 | 0 | 0 | 0 | 0 | 0 | 0 | 0 | 0 | 0 | 0 | 0 | 0 | 1.6e-05 | 0 | 1.6e-05 | IP | Any | AnyDMoMH72CZ03rNCEH
43025.4298 | ResWin-33-28-00 | DMo | MH72 | CZ03 | rDXHP | -1 | Area-ft2 | 190.96 | 1196 | 2.34 | 0 | 0 | 0.055 | 0.765 | 1.14 | 0 | 0 | 0.268 | 0.112 | 0.156 | 0 | 0.112 | 0 | 0 | 0 | 0 | 0 | 0 | 0.00315 | 0 | 5e-06 | 0.7 | 0 | 0 | 0.069 | -0.327 | 0.883 | 0 | 0 | 0.075 | -0.045 | 0.12 | 0 | 0.001 | 0 | 0 | 0 | 0 | 0 | 0 | 0.00232 | 0 | 5e-06 | IP | Any | AnyDMoMH72CZ03rDXHP
43025.4298 | ResWin-33-28-00 | DMo | MH00 | CZ03 | rNCGF | -1 | Area-ft2 | 173.92 | 1242 | 0.019 | 0 | 0 | 0.061 | 0 | 0 | 0 | -0.009 | -0.032 | -0.032 | 0 | 0 | 0 | 0 | 0 | -0.086 | 0 | -0.086 | 0 | 1.7e-05 | 0 | 1.7e-05 | 0.019 | 0 | 0 | 0.061 | 0 | 0 | 0 | -0.009 | -0.032 | -0.032 | 0 | 0 | 0 | 0 | 0 | -0.086 | 0 | -0.086 | 0 | 1.7e-05 | 0 | 1.7e-05 | IP | Any | AnyDMoMH00CZ03rNCGF
43025.4298 | ResWin-33-28-00 | DMo | MH85 | CZ03 | rDXHP | -1 | Area-ft2 | 186.32 | 1242 | 2.79 | 0 | 0 | 0.049 | 1.24 | 1.03 | 0 | 0 | 0.319 | 0.178 | 0.14 | 0 | 0.154 | 0 | 0 | 0 | 0 | 0 | 0 | 0.00304 | 0 | 5e-06 | 0.473 | 0 | 0 | 0.054 | -0.463 | 0.803 | 0 | 0 | 0.047 | -0.062 | 0.109 | 0 | 0.032 | 0 | 0 | 0 | 0 | 0 | 0 | 0.00224 | 0 | 0 | IP | Any | AnyDMoMH85CZ03rDXHP
43025.4298 | ResWin-33-28-00 | DMo | MH15 | CZ03 | rDXHP | -1 | Area-ft2 | 173.92 | 1242 | 0.131 | 0 | 0 | 0.057 | -0.492 | 0.528 | 0 | 0 | 0.019 | -0.062 | 0.081 | 0 | 0.019 | 0 | 0 | 0 | 0 | 0 | 0 | 0.00167 | 0 | 0 | 0.131 | 0 | 0 | 0.057 | -0.492 | 0.528 | 0 | 0 | 0.019 | -0.062 | 0.081 | 0 | 0.019 | 0 | 0 | 0 | 0 | 0 | 0 | 0.00167 | 0 | 0 | IP | Any | AnyDMoMH15CZ03rDXHP
43025.581 | ResWin-33-28-00 | DMo | MH85 | CZ03 | rWtd | -1 | Area-ft2 | 186.32 | 1242 | 1.16 | 0 | 0 | 0.054 | 0.269 | 0.609 | 0 | 0.021 | 0.19 | 0.106 | 0.084 | 0 | 0.011 | 0 | 0 | 0.151 | 0 | 0.151 | 0 | 0.00167 | 0 | 1.2e-05 | 0.497 | 0 | 0 | 0.059 | -0.077 | 0.485 | 0 | -0.007 | 0.034 | -0.032 | 0.067 | 0 | 0.002 | 0 | 0 | -0.073 | 0 | -0.073 | 0 | 0.00123 | 0 | 7e-06 |  | PGE | PGEDMoMH85CZ03rWtd
43025.581 | ResWin-33-28-00 | DMo | MH00 | CZ03 | rWtd | -1 | Area-ft2 | 173.92 | 1242 | 0.289 | 0 | 0 | 0.058 | -0.084 | 0.317 | 0 | -0.008 | 0.004 | -0.038 | 0.042 | 0 | 0.003 | 0 | 0 | -0.075 | 0 | -0.075 | 0 | 0.00124 | 0 | 8e-06 | 0.289 | 0 | 0 | 0.058 | -0.084 | 0.317 | 0 | -0.008 | 0.004 | -0.038 | 0.042 | 0 | 0.003 | 0 | 0 | -0.075 | 0 | -0.075 | 0 | 0.00124 | 0 | 8e-06 |  | PGE | PGEDMoMH00CZ03rWtd
43025.4298 | ResWin-33-28-00 | DMo | MH72 | CZ03 | rDXGF | -1 | Area-ft2 | 190.96 | 1196 | 1.53 | 0 | 0 | 0.052 | 0 | 1.22 | 0 | 0.016 | 0.243 | 0.075 | 0.168 | 0 | 0 | 0 | 0 | 0.116 | 0 | 0.116 | 0 | 0.00311 | 0 | 5e-06 | 1.14 | 0 | 0 | 0.069 | 0 | 0.972 | 0 | -0.005 | 0.108 | -0.026 | 0.134 | 0 | 0 | 0 | 0 | -0.054 | 0 | -0.054 | 0 | 0.00231 | 0 | 5e-06 | IP | Any | AnyDMoMH72CZ03rDXGF
43025.4298 | ResWin-33-28-00 | DMo | MH06 | CZ03 | rDXGF | -1 | Area-ft2 | 173.92 | 1242 | 1.04 | 0 | 0 | 0.071 | 0 | 0.845 | 0 | -0.005 | 0.125 | -0.024 | 0.148 | 0 | 0 | 0 | 0 | -0.05 | 0 | -0.05 | 0 | 0.00186 | 0 | 0 | 1.04 | 0 | 0 | 0.071 | 0 | 0.845 | 0 | -0.005 | 0.125 | -0.024 | 0.148 | 0 | 0 | 0 | 0 | -0.05 | 0 | -0.05 | 0 | 0.00186 | 0 | 0 | IP | Any | AnyDMoMH06CZ03rDXGF
43025.4298 | ResWin-33-28-00 | DMo | MH00 | CZ03 | rNCEH | -1 | Area-ft2 | 173.92 | 1242 | -0.785 | 0 | 0 | 0.062 | -0.848 | 0 | 0 | 0 | 0 | 0 | 0 | 0 | 0 | 0 | 0 | 0 | 0 | 0 | 0 | 1.7e-05 | 0 | 1.7e-05 | -0.785 | 0 | 0 | 0.062 | -0.848 | 0 | 0 | 0 | 0 | 0 | 0 | 0 | 0 | 0 | 0 | 0 | 0 | 0 | 0 | 1.7e-05 | 0 | 1.7e-05 | IP | Any | AnyDMoMH00CZ03rNCEH
43025.4298 | ResWin-33-28-00 | DMo | MH15 | CZ03 | rNCEH | -1 | Area-ft2 | 173.92 | 1242 | -1.1 | 0 | 0 | 0.066 | -1.17 | 0 | 0 | 0 | 0 | 0 | 0 | 0 | 0 | 0 | 0 | 0 | 0 | 0 | 0 | 1.7e-05 | 0 | 1.7e-05 | -1.1 | 0 | 0 | 0.066 | -1.17 | 0 | 0 | 0 | 0 | 0 | 0 | 0 | 0 | 0 | 0 | 0 | 0 | 0 | 0 | 1.7e-05 | 0 | 1.7e-05 | IP | Any | AnyDMoMH15CZ03rNCEH
43025.4298 | ResWin-33-28-00 | DMo | MH06 | CZ03 | rNCGF | -1 | Area-ft2 | 173.92 | 1242 | 0.057 | 0 | 0 | 0.08 | 0 | 0 | 0 | -0.005 | -0.018 | -0.018 | 0 | 0 | 0 | 0 | 0 | -0.05 | 0 | -0.05 | 0 | 1.7e-05 | 0 | 1.7e-05 | 0.057 | 0 | 0 | 0.08 | 0 | 0 | 0 | -0.005 | -0.018 | -0.018 | 0 | 0 | 0 | 0 | 0 | -0.05 | 0 | -0.05 | 0 | 1.7e-05 | 0 | 1.7e-05 | IP | Any | AnyDMoMH06CZ03rNCGF
43025.4298 | ResWin-33-28-00 | DMo | MH85 | CZ03 | rDXGF | -1 | Area-ft2 | 186.32 | 1242 | 1.45 | 0 | 0 | 0.049 | 0 | 1.1 | 0 | 0.025 | 0.272 | 0.12 | 0.152 | 0 | 0 | 0 | 0 | 0.174 | 0 | 0.174 | 0 | 0.00296 | 0 | 5e-06 | 1.01 | 0 | 0 | 0.056 | 0 | 0.878 | 0 | -0.007 | 0.084 | -0.036 | 0.121 | 0 | 0 | 0 | 0 | -0.083 | 0 | -0.083 | 0 | 0.00218 | 0 | 0 | IP | Any | AnyDMoMH85CZ03rDXGF
43025.4298 | ResWin-33-28-00 | DMo | MH06 | CZ03 | rNCEH | -1 | Area-ft2 | 173.92 | 1242 | -0.595 | 0 | 0 | 0.081 | -0.676 | 0 | 0 | 0 | 0 | 0 | 0 | 0 | 0 | 0 | 0 | 0 | 0 | 0 | 0 | 1.7e-05 | 0 | 1.7e-05 | -0.595 | 0 | 0 | 0.081 | -0.676 | 0 | 0 | 0 | 0 | 0 | 0 | 0 | 0 | 0 | 0 | 0 | 0 | 0 | 0 | 1.7e-05 | 0 | 1.7e-05 | IP | Any | AnyDMoMH06CZ03rNCEH
43025.581 | ResWin-33-28-00 | DMo | MH06 | CZ03 | rWtd | -1 | Area-ft2 | 173.92 | 1242 | 0.543 | 0 | 0 | 0.075 | -0.058 | 0.468 | 0 | -0.004 | 0.061 | -0.022 | 0.082 | 0 | -0.001 | 0 | 0 | -0.044 | 0 | -0.044 | 0 | 0.00105 | 0 | 8e-06 | 0.543 | 0 | 0 | 0.075 | -0.058 | 0.468 | 0 | -0.004 | 0.061 | -0.022 | 0.082 | 0 | -0.001 | 0 | 0 | -0.044 | 0 | -0.044 | 0 | 0.00105 | 0 | 8e-06 |  | PGE | PGEDMoMH06CZ03rWtd
43025.581 | ResWin-33-28-00 | DMo | MH72 | CZ03 | rWtd | -1 | Area-ft2 | 190.96 | 1196 | 1.09 | 0 | 0 | 0.057 | 0.173 | 0.675 | 0 | 0.014 | 0.159 | 0.066 | 0.093 | 0 | 0.008 | 0 | 0 | 0.101 | 0 | 0.101 | 0 | 0.00175 | 0 | 1.2e-05 | 0.594 | 0 | 0 | 0.073 | -0.059 | 0.536 | 0 | -0.004 | 0.051 | -0.023 | 0.074 | 0 | 0 | 0 | 0 | -0.047 | 0 | -0.047 | 0 | 0.0013 | 0 | 1e-05 |  | PGE | PGEDMoMH72CZ03rWtd
43025.4298 | ResWin-33-28-00 | DMo | MH15 | CZ03 | rDXGF | -1 | Area-ft2 | 173.92 | 1242 | 0.661 | 0 | 0 | 0.059 | 0 | 0.558 | 0 | -0.01 | 0.054 | -0.038 | 0.093 | 0 | 0 | 0 | 0 | -0.09 | 0 | -0.089 | 0 | 0.00163 | 0 | 6e-06 | 0.661 | 0 | 0 | 0.059 | 0 | 0.558 | 0 | -0.01 | 0.054 | -0.038 | 0.093 | 0 | 0 | 0 | 0 | -0.09 | 0 | -0.089 | 0 | 0.00163 | 0 | 6e-06 | IP | Any | AnyDMoMH15CZ03rDXGF
43025.4298 | ResWin-33-28-00 | DMo | MH72 | CZ03 | rNCGF | -1 | Area-ft2 | 190.96 | 1196 | 0.134 | 0 | 0 | 0.062 | 0 | 0 | 0 | 0.015 | 0.056 | 0.056 | 0 | 0 | 0 | 0 | 0 | 0.115 | 0 | 0.115 | 0 | 2.1e-05 | 0 | 2.1e-05 | 0.053 | 0 | 0 | 0.078 | 0 | 0 | 0 | -0.005 | -0.019 | -0.019 | 0 | 0 | 0 | 0 | 0 | -0.054 | 0 | -0.054 | 0 | 1.6e-05 | 0 | 1.6e-05 | IP | Any | AnyDMoMH72CZ03rNCGF
43025.4298 | ResWin-33-28-00 | DMo | MH15 | CZ03 | rNCGF | -1 | Area-ft2 | 173.92 | 1242 | 0.021 | 0 | 0 | 0.066 | 0 | 0 | 0 | -0.009 | -0.035 | -0.035 | 0 | 0 | 0 | 0 | 0 | -0.089 | 0 | -0.089 | 0 | 1.7e-05 | 0 | 1.7e-05 | 0.021 | 0 | 0 | 0.066 | 0 | 0 | 0 | -0.009 | -0.035 | -0.035 | 0 | 0 | 0 | 0 | 0 | -0.089 | 0 | -0.089 | 0 | 1.7e-05 | 0 | 1.7e-05 | IP | Any | AnyDMoMH15CZ03rNCGF
43025.4298 | ResWin-33-28-00 | DMo | MH00 | CZ03 | rDXHP | -1 | Area-ft2 | 173.92 | 1242 | 0.055 | 0 | 0 | 0.053 | -0.532 | 0.503 | 0 | 0 | -0.006 | -0.071 | 0.066 | 0 | 0.037 | 0 | 0 | 0 | 0 | 0 | 0 | 0.00211 | 0 | 6e-06 | 0.055 | 0 | 0 | 0.053 | -0.532 | 0.503 | 0 | 0 | -0.006 | -0.071 | 0.066 | 0 | 0.037 | 0 | 0 | 0 | 0 | 0 | 0 | 0.00211 | 0 | 6e-06 | IP | Any | AnyDMoMH00CZ03rDXHP
43025.6037 | ResWin-33-28-00 | DMo | Ex | CZ03 | rWtd | -1 | Area-ft2 | 188.85 | 1211.9 | 1.08 | 0 | 0 | 0.056 | 0.192 | 0.642 | 0 | 0.015 | 0.163 | 0.074 | 0.089 | 0 | 0.009 | 0 | 0 | 0.109 | 0 | 0.109 | 0 | 0.0017 | 0 | 1.2e-05 | 0.555 | 0 | 0 | 0.068 | -0.065 | 0.513 | 0 | -0.005 | 0.045 | -0.026 | 0.071 | 0 | 0.001 | 0 | 0 | -0.056 | 0 | -0.056 | 0 | 0.00127 | 0 | 9e-06 |  | PGE | PGEDMoExCZ03rWtd
43025.4298 | ResWin-33-28-00 | DMo | MH85 | CZ03 | rNCEH | -1 | Area-ft2 | 186.32 | 1242 | 3.36 | 0 | 0 | 0.061 | 3.3 | 0 | 0 | 0 | 0 | 0 | 0 | 0 | 0 | 0 | 0 | 0 | 0 | 0 | 0 | 2.1e-05 | 0 | 2.1e-05 | -0.74 | 0 | 0 | 0.065 | -0.805 | 0 | 0 | 0 | 0 | 0 | 0 | 0 | 0 | 0 | 0 | 0 | 0 | 0 | 0 | 1.6e-05 | 0 | 2.1e-05 | IP | Any | AnyDMoMH85CZ03rNCEH
43025.4298 | ResWin-33-28-00 | DMo | MH85 | CZ04 | rNCEH | -1 | Area-ft2 | 186.32 | 1242 | 2.57 | 0 | 0 | 0.081 | 2.49 | 0 | 0 | 0 | 0 | 0 | 0 | 0 | 0 | 0 | 0 | 0 | 0 | 0 | 0 | 3.2e-05 | 0 | 2.7e-05 | -0.668 | 0 | 0 | 0.081 | -0.749 | 0 | 0 | 0 | 0 | 0 | 0 | 0 | 0 | 0 | 0 | 0 | 0 | 0 | 0 | 2.7e-05 | 0 | 2.1e-05 | IP | Any | AnyDMoMH85CZ04rNCEH
43025.581 | ResWin-33-28-00 | DMo | MH72 | CZ04 | rWtd | -1 | Area-ft2 | 190.96 | 1196 | 2.26 | 0 | 0 | 0.06 | 0.107 | 1.77 | 0 | 0.01 | 0.281 | 0.055 | 0.227 | 0 | 0.029 | 0 | 0 | 0.077 | 0 | 0.077 | 0 | 0.00362 | 0 | 8e-06 | 1.54 | 0 | 0 | 0.073 | -0.052 | 1.38 | 0 | -0.005 | 0.15 | -0.027 | 0.176 | 0 | -0.006 | 0 | 0 | -0.047 | 0 | -0.047 | 0 | 0.00251 | 0 | 7e-06 |  | PGE | PGEDMoMH72CZ04rWtd
43025.4298 | ResWin-33-28-00 | DMo | MH15 | CZ04 | rNCGF | -1 | Area-ft2 | 173.92 | 1242 | 0.049 | 0 | 0 | 0.086 | 0 | 0 | 0 | -0.008 | -0.029 | -0.029 | 0 | 0 | 0 | 0 | 0 | -0.072 | 0 | -0.072 | 0 | 2.3e-05 | 0 | 2.3e-05 | 0.049 | 0 | 0 | 0.086 | 0 | 0 | 0 | -0.008 | -0.029 | -0.029 | 0 | 0 | 0 | 0 | 0 | -0.072 | 0 | -0.072 | 0 | 2.3e-05 | 0 | 2.3e-05 | IP | Any | AnyDMoMH15CZ04rNCGF
43025.4298 | ResWin-33-28-00 | DMo | MH00 | CZ04 | rDXHP | -1 | Area-ft2 | 173.92 | 1242 | 1.23 | 0 | 0 | 0.057 | -0.501 | 1.59 | 0 | 0 | 0.125 | -0.072 | 0.197 | 0 | -0.041 | 0 | 0 | 0 | 0 | 0 | 0 | 0.00336 | 0 | 0 | 1.23 | 0 | 0 | 0.057 | -0.501 | 1.59 | 0 | 0 | 0.125 | -0.072 | 0.197 | 0 | -0.041 | 0 | 0 | 0 | 0 | 0 | 0 | 0.00336 | 0 | 0 | IP | Any | AnyDMoMH00CZ04rDXHP
43025.4298 | ResWin-33-28-00 | DMo | MH85 | CZ04 | rDXGF | -1 | Area-ft2 | 186.32 | 1242 | 3.11 | 0 | 0 | 0.047 | 0 | 2.61 | 0 | 0.019 | 0.427 | 0.091 | 0.335 | 0 | 0 | 0 | 0 | 0.136 | 0 | 0.136 | 0 | 0.00468 | 0 | 0 | 2.25 | 0 | 0 | 0.054 | 0 | 1.98 | 0 | -0.008 | 0.218 | -0.035 | 0.254 | 0 | 0 | 0 | 0 | -0.07 | 0 | -0.07 | 0 | 0.00318 | 0 | 0 | IP | Any | AnyDMoMH85CZ04rDXGF
43025.4298 | ResWin-33-28-00 | DMo | MH06 | CZ04 | rNCGF | -1 | Area-ft2 | 173.92 | 1242 | 0.055 | 0 | 0 | 0.087 | 0 | 0 | 0 | -0.007 | -0.025 | -0.025 | 0 | 0 | 0 | 0 | 0 | -0.064 | 0 | -0.064 | 0 | 2.3e-05 | 0 | 2.3e-05 | 0.055 | 0 | 0 | 0.087 | 0 | 0 | 0 | -0.007 | -0.025 | -0.025 | 0 | 0 | 0 | 0 | 0 | -0.064 | 0 | -0.064 | 0 | 2.3e-05 | 0 | 2.3e-05 | IP | Any | AnyDMoMH06CZ04rNCGF
43025.581 | ResWin-33-28-00 | DMo | MH06 | CZ04 | rWtd | -1 | Area-ft2 | 173.92 | 1242 | 1.39 | 0 | 0 | 0.065 | -0.059 | 1.23 | 0 | -0.005 | 0.169 | -0.032 | 0.201 | 0 | -0.009 | 0 | 0 | -0.056 | 0 | -0.056 | 0 | 0.00187 | 0 | 6e-06 | 1.39 | 0 | 0 | 0.065 | -0.059 | 1.23 | 0 | -0.005 | 0.169 | -0.032 | 0.201 | 0 | -0.009 | 0 | 0 | -0.056 | 0 | -0.056 | 0 | 0.00187 | 0 | 6e-06 |  | PGE | PGEDMoMH06CZ04rWtd
43025.581 | ResWin-33-28-00 | DMo | MH06 | CZ04 | rWtd | -1 | Area-ft2 | 173.92 | 1242 | 1.88 | 0 | 0 | 0.057 | -0.051 | 1.66 | 0 | -0.005 | 0.235 | -0.036 | 0.271 | 0 | -0.012 | 0 | 0 | -0.056 | 0 | -0.056 | 0 | 0.00251 | 0 | 1e-06 | 1.88 | 0 | 0 | 0.057 | -0.051 | 1.66 | 0 | -0.005 | 0.235 | -0.036 | 0.271 | 0 | -0.012 | 0 | 0 | -0.056 | 0 | -0.056 | 0 | 0.00251 | 0 | 1e-06 |  | SCG | SCGDMoMH06CZ04rWtd
43025.4298 | ResWin-33-28-00 | DMo | MH06 | CZ04 | rDXGF | -1 | Area-ft2 | 173.92 | 1242 | 1.95 | 0 | 0 | 0.057 | 0 | 1.66 | 0 | -0.006 | 0.24 | -0.032 | 0.272 | 0 | 0 | 0 | 0 | -0.064 | 0 | -0.064 | 0 | 0.00251 | 0 | 0 | 1.95 | 0 | 0 | 0.057 | 0 | 1.66 | 0 | -0.006 | 0.24 | -0.032 | 0.272 | 0 | 0 | 0 | 0 | -0.064 | 0 | -0.064 | 0 | 0.00251 | 0 | 0 | IP | Any | AnyDMoMH06CZ04rDXGF
43025.581 | ResWin-33-28-00 | DMo | MH00 | CZ04 | rWtd | -1 | Area-ft2 | 173.92 | 1242 | 1.33 | 0 | 0 | 0.063 | -0.072 | 1.24 | 0 | -0.007 | 0.115 | -0.039 | 0.154 | 0 | -0.004 | 0 | 0 | -0.067 | 0 | -0.066 | 0 | 0.00247 | 0 | 6e-06 | 1.33 | 0 | 0 | 0.063 | -0.072 | 1.24 | 0 | -0.007 | 0.115 | -0.039 | 0.154 | 0 | -0.004 | 0 | 0 | -0.067 | 0 | -0.066 | 0 | 0.00247 | 0 | 6e-06 |  | PGE | PGEDMoMH00CZ04rWtd
43025.6037 | ResWin-33-28-00 | DMo | Ex | CZ04 | rWtd | -1 | Area-ft2 | 185.34 | 1217.3 | 2.06 | 0 | 0 | 0.06 | 0.069 | 1.65 | 0 | 0.007 | 0.25 | 0.035 | 0.214 | 0 | 0.022 | 0 | 0 | 0.045 | 0 | 0.045 | 0 | 0.00321 | 0 | 7e-06 | 1.5 | 0 | 0 | 0.068 | -0.059 | 1.35 | 0 | -0.006 | 0.145 | -0.031 | 0.176 | 0 | -0.006 | 0 | 0 | -0.054 | 0 | -0.054 | 0 | 0.00241 | 0 | 6e-06 |  | PGE | PGEDMoExCZ04rWtd
43025.4298 | ResWin-33-28-00 | DMo | MH06 | CZ04 | rNCEH | -1 | Area-ft2 | 173.92 | 1242 | -0.579 | 0 | 0 | 0.089 | -0.668 | 0 | 0 | 0 | 0 | 0 | 0 | 0 | 0 | 0 | 0 | 0 | 0 | 0 | 0 | 2.3e-05 | 0 | 2.3e-05 | -0.579 | 0 | 0 | 0.089 | -0.668 | 0 | 0 | 0 | 0 | 0 | 0 | 0 | 0 | 0 | 0 | 0 | 0 | 0 | 0 | 2.3e-05 | 0 | 2.3e-05 | IP | Any | AnyDMoMH06CZ04rNCEH
43025.4298 | ResWin-33-28-00 | DMo | MH72 | CZ04 | rDXHP | -1 | Area-ft2 | 190.96 | 1196 | 3.69 | 0 | 0 | 0.056 | 0.595 | 2.33 | 0 | 0 | 0.393 | 0.096 | 0.296 | 0 | 0.318 | 0 | 0 | 0 | 0 | 0 | 0 | 0.00494 | 0 | 0 | 1.61 | 0 | 0 | 0.067 | -0.341 | 1.78 | 0 | 0 | 0.176 | -0.05 | 0.226 | 0 | -0.07 | 0 | 0 | 0 | 0 | 0 | 0 | 0.00342 | 0 | 0 | IP | Any | AnyDMoMH72CZ04rDXHP
43025.4298 | ResWin-33-28-00 | DMo | MH00 | CZ04 | rNCGF | -1 | Area-ft2 | 173.92 | 1242 | 0.042 | 0 | 0 | 0.08 | 0 | 0 | 0 | -0.008 | -0.03 | -0.03 | 0 | 0 | 0 | 0 | 0 | -0.076 | 0 | -0.075 | 0 | 2.3e-05 | 0 | 2.3e-05 | 0.042 | 0 | 0 | 0.08 | 0 | 0 | 0 | -0.008 | -0.03 | -0.03 | 0 | 0 | 0 | 0 | 0 | -0.076 | 0 | -0.075 | 0 | 2.3e-05 | 0 | 2.3e-05 | IP | Any | AnyDMoMH00CZ04rNCGF
43025.581 | ResWin-33-28-00 | DMo | MH00 | CZ04 | rWtd | -1 | Area-ft2 | 173.92 | 1242 | 1.82 | 0 | 0 | 0.057 | -0.063 | 1.67 | 0 | -0.007 | 0.164 | -0.044 | 0.207 | 0 | -0.005 | 0 | 0 | -0.066 | 0 | -0.066 | 0 | 0.00333 | 0 | 0 | 1.82 | 0 | 0 | 0.057 | -0.063 | 1.67 | 0 | -0.007 | 0.164 | -0.044 | 0.207 | 0 | -0.005 | 0 | 0 | -0.066 | 0 | -0.066 | 0 | 0.00333 | 0 | 0 |  | SCG | SCGDMoMH00CZ04rWtd
43025.4298 | ResWin-33-28-00 | DMo | MH15 | CZ04 | rNCEH | -1 | Area-ft2 | 173.92 | 1242 | -0.726 | 0 | 0 | 0.087 | -0.812 | 0 | 0 | 0 | 0 | 0 | 0 | 0 | 0 | 0 | 0 | 0 | 0 | 0 | 0 | 2.3e-05 | 0 | 2.3e-05 | -0.726 | 0 | 0 | 0.087 | -0.812 | 0 | 0 | 0 | 0 | 0 | 0 | 0 | 0 | 0 | 0 | 0 | 0 | 0 | 0 | 2.3e-05 | 0 | 2.3e-05 | IP | Any | AnyDMoMH15CZ04rNCEH
43025.4298 | ResWin-33-28-00 | DMo | MH85 | CZ04 | rDXHP | -1 | Area-ft2 | 186.32 | 1242 | 4.48 | 0 | 0 | 0.049 | 0.939 | 2.54 | 0 | 0 | 0.47 | 0.147 | 0.323 | 0 | 0.489 | 0 | 0 | 0 | 0 | 0 | 0 | 0.00473 | 0 | 0 | 1.64 | 0 | 0 | 0.055 | -0.448 | 1.9 | 0 | 0 | 0.177 | -0.064 | 0.24 | 0 | -0.039 | 0 | 0 | 0 | 0 | 0 | 0 | 0.0032 | 0 | 0 | IP | Any | AnyDMoMH85CZ04rDXHP
43025.4298 | ResWin-33-28-00 | DMo | MH06 | CZ04 | rDXHP | -1 | Area-ft2 | 173.92 | 1242 | 1.38 | 0 | 0 | 0.058 | -0.405 | 1.62 | 0 | 0 | 0.201 | -0.063 | 0.264 | 0 | -0.099 | 0 | 0 | 0 | 0 | 0 | 0 | 0.00254 | 0 | 6e-06 | 1.38 | 0 | 0 | 0.058 | -0.405 | 1.62 | 0 | 0 | 0.201 | -0.063 | 0.264 | 0 | -0.099 | 0 | 0 | 0 | 0 | 0 | 0 | 0.00254 | 0 | 6e-06 | IP | Any | AnyDMoMH06CZ04rDXHP
43025.4298 | ResWin-33-28-00 | DMo | MH15 | CZ04 | rDXHP | -1 | Area-ft2 | 173.92 | 1242 | 1.32 | 0 | 0 | 0.055 | -0.42 | 1.59 | 0 | 0 | 0.177 | -0.057 | 0.235 | 0 | -0.089 | 0 | 0 | 0 | 0 | 0 | 0 | 0.00239 | 0 | 0 | 1.32 | 0 | 0 | 0.055 | -0.42 | 1.59 | 0 | 0 | 0.177 | -0.057 | 0.235 | 0 | -0.089 | 0 | 0 | 0 | 0 | 0 | 0 | 0.00239 | 0 | 0 | IP | Any | AnyDMoMH15CZ04rDXHP
43025.4298 | ResWin-33-28-00 | DMo | MH00 | CZ04 | rDXGF | -1 | Area-ft2 | 173.92 | 1242 | 1.9 | 0 | 0 | 0.057 | 0 | 1.68 | 0 | -0.008 | 0.17 | -0.04 | 0.209 | 0 | 0 | 0 | 0 | -0.076 | 0 | -0.076 | 0 | 0.00332 | 0 | 0 | 1.9 | 0 | 0 | 0.057 | 0 | 1.68 | 0 | -0.008 | 0.17 | -0.04 | 0.209 | 0 | 0 | 0 | 0 | -0.076 | 0 | -0.076 | 0 | 0.00332 | 0 | 0 | IP | Any | AnyDMoMH00CZ04rDXGF
43025.4298 | ResWin-33-28-00 | DMo | MH00 | CZ04 | rNCEH | -1 | Area-ft2 | 173.92 | 1242 | -0.709 | 0 | 0 | 0.082 | -0.791 | 0 | 0 | 0 | 0 | 0 | 0 | 0 | 0 | 0 | 0 | 0 | 0 | 0 | 0 | 2.3e-05 | 0 | 2.3e-05 | -0.709 | 0 | 0 | 0.082 | -0.791 | 0 | 0 | 0 | 0 | 0 | 0 | 0 | 0 | 0 | 0 | 0 | 0 | 0 | 0 | 2.3e-05 | 0 | 2.3e-05 | IP | Any | AnyDMoMH00CZ04rNCEH
43025.581 | ResWin-33-28-00 | DMo | MH85 | CZ04 | rWtd | -1 | Area-ft2 | 186.32 | 1242 | 3.28 | 0 | 0 | 0.047 | 0.117 | 2.6 | 0 | 0.017 | 0.432 | 0.098 | 0.333 | 0 | 0.061 | 0 | 0 | 0.119 | 0 | 0.119 | 0 | 0.00469 | 0 | 0 | 2.17 | 0 | 0 | 0.054 | -0.056 | 1.97 | 0 | -0.007 | 0.213 | -0.039 | 0.252 | 0 | -0.005 | 0 | 0 | -0.061 | 0 | -0.061 | 0 | 0.00318 | 0 | 0 |  | SCG | SCGDMoMH85CZ04rWtd
43025.4298 | ResWin-33-28-00 | DMo | MH85 | CZ04 | rNCGF | -1 | Area-ft2 | 186.32 | 1242 | 0.162 | 0 | 0 | 0.077 | 0 | 0 | 0 | 0.018 | 0.067 | 0.067 | 0 | 0 | 0 | 0 | 0 | 0.133 | 0 | 0.133 | 0 | 2.7e-05 | 0 | 2.7e-05 | 0.046 | 0 | 0 | 0.081 | 0 | 0 | 0 | -0.007 | -0.027 | -0.027 | 0 | 0 | 0 | 0 | 0 | -0.07 | 0 | -0.07 | 0 | 2.1e-05 | 0 | 2.1e-05 | IP | Any | AnyDMoMH85CZ04rNCGF
43025.581 | ResWin-33-28-00 | DMo | MH72 | CZ04 | rWtd | -1 | Area-ft2 | 190.96 | 1196 | 2.94 | 0 | 0 | 0.053 | 0.074 | 2.39 | 0 | 0.01 | 0.367 | 0.061 | 0.306 | 0 | 0.04 | 0 | 0 | 0.077 | 0 | 0.077 | 0 | 0.00487 | 0 | 0 | 2.07 | 0 | 0 | 0.067 | -0.043 | 1.86 | 0 | -0.005 | 0.208 | -0.03 | 0.237 | 0 | -0.009 | 0 | 0 | -0.047 | 0 | -0.047 | 0 | 0.00337 | 0 | 0 |  | SCG | SCGDMoMH72CZ04rWtd
43025.581 | ResWin-33-28-00 | DMo | MH15 | CZ04 | rWtd | -1 | Area-ft2 | 173.92 | 1242 | 1.29 | 0 | 0 | 0.063 | -0.065 | 1.15 | 0 | -0.007 | 0.148 | -0.033 | 0.18 | 0 | -0.008 | 0 | 0 | -0.064 | 0 | -0.064 | 0 | 0.00176 | 0 | 6e-06 | 1.29 | 0 | 0 | 0.063 | -0.065 | 1.15 | 0 | -0.007 | 0.148 | -0.033 | 0.18 | 0 | -0.008 | 0 | 0 | -0.064 | 0 | -0.064 | 0 | 0.00176 | 0 | 6e-06 |  | PGE | PGEDMoMH15CZ04rWtd
43025.581 | ResWin-33-28-00 | DMo | MH15 | CZ04 | rWtd | -1 | Area-ft2 | 173.92 | 1242 | 1.75 | 0 | 0 | 0.055 | -0.053 | 1.56 | 0 | -0.007 | 0.208 | -0.035 | 0.243 | 0 | -0.011 | 0 | 0 | -0.064 | 0 | -0.064 | 0 | 0.00236 | 0 | 0 | 1.75 | 0 | 0 | 0.055 | -0.053 | 1.56 | 0 | -0.007 | 0.208 | -0.035 | 0.243 | 0 | -0.011 | 0 | 0 | -0.064 | 0 | -0.064 | 0 | 0.00236 | 0 | 0 |  | SCG | SCGDMoMH15CZ04rWtd
43025.4298 | ResWin-33-28-00 | DMo | MH72 | CZ04 | rDXGF | -1 | Area-ft2 | 190.96 | 1196 | 2.83 | 0 | 0 | 0.052 | 0 | 2.4 | 0 | 0.011 | 0.363 | 0.056 | 0.307 | 0 | 0 | 0 | 0 | 0.088 | 0 | 0.088 | 0 | 0.00486 | 0 | 0 | 2.14 | 0 | 0 | 0.067 | 0 | 1.87 | 0 | -0.006 | 0.213 | -0.027 | 0.239 | 0 | 0 | 0 | 0 | -0.054 | 0 | -0.054 | 0 | 0.00336 | 0 | 0 | IP | Any | AnyDMoMH72CZ04rDXGF
43025.4298 | ResWin-33-28-00 | DMo | MH72 | CZ04 | rNCGF | -1 | Area-ft2 | 190.96 | 1196 | 0.131 | 0 | 0 | 0.079 | 0 | 0 | 0 | 0.011 | 0.041 | 0.041 | 0 | 0 | 0 | 0 | 0 | 0.087 | 0 | 0.087 | 0 | 3.1e-05 | 0 | 3.1e-05 | 0.065 | 0 | 0 | 0.091 | 0 | 0 | 0 | -0.006 | -0.02 | -0.02 | 0 | 0 | 0 | 0 | 0 | -0.054 | 0 | -0.054 | 0 | 2.6e-05 | 0 | 2.6e-05 | IP | Any | AnyDMoMH72CZ04rNCGF
43025.4298 | ResWin-33-28-00 | DMo | MH72 | CZ04 | rNCEH | -1 | Area-ft2 | 190.96 | 1196 | 1.7 | 0 | 0 | 0.085 | 1.62 | 0 | 0 | 0 | 0 | 0 | 0 | 0 | 0 | 0 | 0 | 0 | 0 | 0 | 0 | 3.1e-05 | 0 | 3.1e-05 | -0.552 | 0 | 0 | 0.094 | -0.647 | 0 | 0 | 0 | 0 | 0 | 0 | 0 | 0 | 0 | 0 | 0 | 0 | 0 | 0 | 2.1e-05 | 0 | 2.6e-05 | IP | Any | AnyDMoMH72CZ04rNCEH
43025.581 | ResWin-33-28-00 | DMo | MH85 | CZ04 | rWtd | -1 | Area-ft2 | 186.32 | 1242 | 2.55 | 0 | 0 | 0.055 | 0.167 | 1.93 | 0 | 0.016 | 0.336 | 0.088 | 0.247 | 0 | 0.045 | 0 | 0 | 0.118 | 0 | 0.118 | 0 | 0.00348 | 0 | 7e-06 | 1.6 | 0 | 0 | 0.061 | -0.066 | 1.46 | 0 | -0.007 | 0.152 | -0.035 | 0.187 | 0 | -0.004 | 0 | 0 | -0.061 | 0 | -0.061 | 0 | 0.00237 | 0 | 5e-06 |  | PGE | PGEDMoMH85CZ04rWtd
43025.4298 | ResWin-33-28-00 | DMo | MH15 | CZ04 | rDXGF | -1 | Area-ft2 | 173.92 | 1242 | 1.81 | 0 | 0 | 0.055 | 0 | 1.55 | 0 | -0.008 | 0.213 | -0.032 | 0.244 | 0 | 0 | 0 | 0 | -0.073 | 0 | -0.073 | 0 | 0.00236 | 0 | 0 | 1.81 | 0 | 0 | 0.055 | 0 | 1.55 | 0 | -0.008 | 0.213 | -0.032 | 0.244 | 0 | 0 | 0 | 0 | -0.073 | 0 | -0.073 | 0 | 0.00236 | 0 | 0 | IP | Any | AnyDMoMH15CZ04rDXGF
43025.581 | ResWin-33-28-00 | DMo | MH85 | CZ05 | rWtd | -1 | Area-ft2 | 186.32 | 1242 | 1.05 | 0 | 0 | 0.069 | 0.09 | 0.707 | 0 | 0.009 | 0.152 | 0.053 | 0.098 | 0 | 0.024 | 0 | 0 | 0.063 | 0 | 0.063 | 0 | 0.00286 | 0 | 1e-05 | 0.5 | 0 | 0 | 0.079 | -0.162 | 0.611 | 0 | -0.016 | -0.005 | -0.09 | 0.085 | 0 | -0.008 | 0 | 0 | -0.146 | 0 | -0.146 | 0 | 0.00213 | 0 | 5e-06 |  | SCE | SCEDMoMH85CZ05rWtd
43025.4298 | ResWin-33-28-00 | DMo | MH15 | CZ05 | rDXGF | -1 | Area-ft2 | 173.92 | 1242 | 0.524 | 0 | 0 | 0.082 | 0 | 0.458 | 0 | -0.019 | 0.002 | -0.075 | 0.078 | 0 | 0 | 0 | 0 | -0.167 | 0 | -0.167 | 0 | 0.00177 | 0 | 6e-06 | 0.524 | 0 | 0 | 0.082 | 0 | 0.458 | 0 | -0.019 | 0.002 | -0.075 | 0.078 | 0 | 0 | 0 | 0 | -0.167 | 0 | -0.167 | 0 | 0.00177 | 0 | 6e-06 | IP | Any | AnyDMoMH15CZ05rDXGF
43025.581 | ResWin-33-28-00 | DMo | MH00 | CZ05 | rWtd | -1 | Area-ft2 | 173.92 | 1242 | 0.156 | 0 | 0 | 0.066 | -0.204 | 0.379 | 0 | -0.021 | -0.063 | -0.115 | 0.052 | 0 | -0.002 | 0 | 0 | -0.187 | 0 | -0.187 | 0 | 0.0018 | 0 | 1e-05 | 0.156 | 0 | 0 | 0.066 | -0.204 | 0.379 | 0 | -0.021 | -0.063 | -0.115 | 0.052 | 0 | -0.002 | 0 | 0 | -0.187 | 0 | -0.187 | 0 | 0.0018 | 0 | 1e-05 |  | SCE | SCEDMoMH00CZ05rWtd
43025.581 | ResWin-33-28-00 | DMo | MH00 | CZ05 | rWtd | -1 | Area-ft2 | 173.92 | 1242 | -0.286 | 0 | 0 | 0.069 | -0.323 | 0.063 | 0 | -0.021 | -0.074 | -0.083 | 0.009 | 0 | 0 | 0 | 0 | -0.187 | 0 | -0.187 | 0 | 0.000315 | 0 | 2.1e-05 | -0.286 | 0 | 0 | 0.069 | -0.323 | 0.063 | 0 | -0.021 | -0.074 | -0.083 | 0.009 | 0 | 0 | 0 | 0 | -0.187 | 0 | -0.187 | 0 | 0.000315 | 0 | 2.1e-05 |  | PGE | PGEDMoMH00CZ05rWtd
43025.581 | ResWin-33-28-00 | DMo | MH00 | CZ05 | rWtd | -1 | Area-ft2 | 173.92 | 1242 | -0.185 | 0 | 0 | 0.069 | -0.296 | 0.135 | 0 | -0.021 | -0.072 | -0.09 | 0.019 | 0 | -0.001 | 0 | 0 | -0.187 | 0 | -0.187 | 0 | 0.000653 | 0 | 1.8e-05 | -0.185 | 0 | 0 | 0.069 | -0.296 | 0.135 | 0 | -0.021 | -0.072 | -0.09 | 0.019 | 0 | -0.001 | 0 | 0 | -0.187 | 0 | -0.187 | 0 | 0.000653 | 0 | 1.8e-05 |  | SCG | SCGDMoMH00CZ05rWtd
43025.4298 | ResWin-33-28-00 | DMo | MH15 | CZ05 | rDXHP | -1 | Area-ft2 | 173.92 | 1242 | -0.603 | 0 | 0 | 0.08 | -0.966 | 0.431 | 0 | 0 | -0.06 | -0.127 | 0.067 | 0 | -0.089 | 0 | 0 | 0 | 0 | 0 | 0 | 0.00174 | 0 | 6e-06 | -0.603 | 0 | 0 | 0.08 | -0.966 | 0.431 | 0 | 0 | -0.06 | -0.127 | 0.067 | 0 | -0.089 | 0 | 0 | 0 | 0 | 0 | 0 | 0.00174 | 0 | 6e-06 | IP | Any | AnyDMoMH15CZ05rDXHP
43025.4298 | ResWin-33-28-00 | DMo | MH00 | CZ05 | rDXGF | -1 | Area-ft2 | 173.92 | 1242 | 0.468 | 0 | 0 | 0.065 | 0 | 0.477 | 0 | -0.024 | -0.051 | -0.116 | 0.066 | 0 | 0 | 0 | 0 | -0.214 | 0 | -0.214 | 0 | 0.00222 | 0 | 6e-06 | 0.468 | 0 | 0 | 0.065 | 0 | 0.477 | 0 | -0.024 | -0.051 | -0.116 | 0.066 | 0 | 0 | 0 | 0 | -0.214 | 0 | -0.214 | 0 | 0.00222 | 0 | 6e-06 | IP | Any | AnyDMoMH00CZ05rDXGF
43025.4298 | ResWin-33-28-00 | DMo | MH06 | CZ05 | rDXGF | -1 | Area-ft2 | 173.92 | 1242 | 0.561 | 0 | 0 | 0.088 | 0 | 0.484 | 0 | -0.017 | 0.005 | -0.079 | 0.085 | 0 | 0 | 0 | 0 | -0.152 | 0 | -0.152 | 0 | 0.00188 | 0 | 6e-06 | 0.561 | 0 | 0 | 0.088 | 0 | 0.484 | 0 | -0.017 | 0.005 | -0.079 | 0.085 | 0 | 0 | 0 | 0 | -0.152 | 0 | -0.152 | 0 | 0.00188 | 0 | 6e-06 | IP | Any | AnyDMoMH06CZ05rDXGF
43025.581 | ResWin-33-28-00 | DMo | MH06 | CZ05 | rWtd | -1 | Area-ft2 | 173.92 | 1242 | 0.291 | 0 | 0 | 0.089 | -0.144 | 0.385 | 0 | -0.015 | -0.014 | -0.08 | 0.068 | 0 | -0.012 | 0 | 0 | -0.133 | 0 | -0.133 | 0 | 0.00152 | 0 | 9e-06 | 0.291 | 0 | 0 | 0.089 | -0.144 | 0.385 | 0 | -0.015 | -0.014 | -0.08 | 0.068 | 0 | -0.012 | 0 | 0 | -0.133 | 0 | -0.133 | 0 | 0.00152 | 0 | 9e-06 |  | SCE | SCEDMoMH06CZ05rWtd
43025.581 | ResWin-33-28-00 | DMo | MH06 | CZ05 | rWtd | -1 | Area-ft2 | 173.92 | 1242 | -0.148 | 0 | 0 | 0.093 | -0.239 | 0.063 | 0 | -0.015 | -0.048 | -0.059 | 0.011 | 0 | -0.002 | 0 | 0 | -0.133 | 0 | -0.133 | 0 | 0.000269 | 0 | 2e-05 | -0.148 | 0 | 0 | 0.093 | -0.239 | 0.063 | 0 | -0.015 | -0.048 | -0.059 | 0.011 | 0 | -0.002 | 0 | 0 | -0.133 | 0 | -0.133 | 0 | 0.000269 | 0 | 2e-05 |  | PGE | PGEDMoMH06CZ05rWtd
43025.581 | ResWin-33-28-00 | DMo | MH06 | CZ05 | rWtd | -1 | Area-ft2 | 173.92 | 1242 | -0.048 | 0 | 0 | 0.092 | -0.217 | 0.137 | 0 | -0.015 | -0.04 | -0.064 | 0.024 | 0 | -0.004 | 0 | 0 | -0.133 | 0 | -0.133 | 0 | 0.000553 | 0 | 1.8e-05 | -0.048 | 0 | 0 | 0.092 | -0.217 | 0.137 | 0 | -0.015 | -0.04 | -0.064 | 0.024 | 0 | -0.004 | 0 | 0 | -0.133 | 0 | -0.133 | 0 | 0.000553 | 0 | 1.8e-05 |  | SCG | SCGDMoMH06CZ05rWtd
43025.4298 | ResWin-33-28-00 | DMo | MH85 | CZ05 | rDXGF | -1 | Area-ft2 | 186.32 | 1242 | 1.14 | 0 | 0 | 0.067 | 0 | 0.883 | 0 | 0.011 | 0.177 | 0.053 | 0.123 | 0 | 0 | 0 | 0 | 0.072 | 0 | 0.072 | 0 | 0.00355 | 0 | 5e-06 | 0.843 | 0 | 0 | 0.078 | 0 | 0.766 | 0 | -0.018 | 0.017 | -0.09 | 0.107 | 0 | 0 | 0 | 0 | -0.167 | 0 | -0.167 | 0 | 0.00265 | 0 | 0 | IP | Any | AnyDMoMH85CZ05rDXGF
43025.4298 | ResWin-33-28-00 | DMo | MH06 | CZ05 | rNCGF | -1 | Area-ft2 | 173.92 | 1242 | 0.014 | 0 | 0 | 0.094 | 0 | 0 | 0 | -0.017 | -0.063 | -0.063 | 0 | 0 | 0 | 0 | 0 | -0.152 | 0 | -0.152 | 0 | 2.3e-05 | 0 | 2.3e-05 | 0.014 | 0 | 0 | 0.094 | 0 | 0 | 0 | -0.017 | -0.063 | -0.063 | 0 | 0 | 0 | 0 | 0 | -0.152 | 0 | -0.152 | 0 | 2.3e-05 | 0 | 2.3e-05 | IP | Any | AnyDMoMH06CZ05rNCGF
43025.4298 | ResWin-33-28-00 | DMo | MH00 | CZ05 | rNCEH | -1 | Area-ft2 | 173.92 | 1242 | -2.7 | 0 | 0 | 0.071 | -2.77 | 0 | 0 | 0 | 0 | 0 | 0 | 0 | 0 | 0 | 0 | 0 | 0 | 0 | 0 | 2.3e-05 | 0 | 2.3e-05 | -2.7 | 0 | 0 | 0.071 | -2.77 | 0 | 0 | 0 | 0 | 0 | 0 | 0 | 0 | 0 | 0 | 0 | 0 | 0 | 0 | 2.3e-05 | 0 | 2.3e-05 | IP | Any | AnyDMoMH00CZ05rNCEH
43025.4298 | ResWin-33-28-00 | DMo | MH85 | CZ05 | rNCGF | -1 | Area-ft2 | 186.32 | 1242 | 0.123 | 0 | 0 | 0.074 | 0 | 0 | 0 | 0.01 | 0.039 | 0.039 | 0 | 0 | 0 | 0 | 0 | 0.07 | 0 | 0.07 | 0 | 2.7e-05 | 0 | 2.7e-05 | -0.001 | 0 | 0 | 0.085 | 0 | 0 | 0 | -0.018 | -0.067 | -0.067 | 0 | 0 | 0 | 0 | 0 | -0.167 | 0 | -0.167 | 0 | 2.1e-05 | 0 | 2.1e-05 | IP | Any | AnyDMoMH85CZ05rNCGF
43025.581 | ResWin-33-28-00 | DMo | MH15 | CZ05 | rWtd | -1 | Area-ft2 | 173.92 | 1242 | 0.259 | 0 | 0 | 0.083 | -0.151 | 0.367 | 0 | -0.017 | -0.016 | -0.077 | 0.062 | 0 | -0.009 | 0 | 0 | -0.146 | 0 | -0.146 | 0 | 0.00143 | 0 | 9e-06 | 0.259 | 0 | 0 | 0.083 | -0.151 | 0.367 | 0 | -0.017 | -0.016 | -0.077 | 0.062 | 0 | -0.009 | 0 | 0 | -0.146 | 0 | -0.146 | 0 | 0.00143 | 0 | 9e-06 |  | SCE | SCEDMoMH15CZ05rWtd
43025.581 | ResWin-33-28-00 | DMo | MH15 | CZ05 | rWtd | -1 | Area-ft2 | 173.92 | 1242 | -0.179 | 0 | 0 | 0.087 | -0.257 | 0.061 | 0 | -0.017 | -0.053 | -0.063 | 0.01 | 0 | -0.001 | 0 | 0 | -0.145 | 0 | -0.145 | 0 | 0.000255 | 0 | 2e-05 | -0.179 | 0 | 0 | 0.087 | -0.257 | 0.061 | 0 | -0.017 | -0.053 | -0.063 | 0.01 | 0 | -0.001 | 0 | 0 | -0.145 | 0 | -0.145 | 0 | 0.000255 | 0 | 2e-05 |  | PGE | PGEDMoMH15CZ05rWtd
43025.581 | ResWin-33-28-00 | DMo | MH15 | CZ05 | rWtd | -1 | Area-ft2 | 173.92 | 1242 | -0.079 | 0 | 0 | 0.086 | -0.232 | 0.131 | 0 | -0.017 | -0.045 | -0.066 | 0.022 | 0 | -0.003 | 0 | 0 | -0.146 | 0 | -0.146 | 0 | 0.000524 | 0 | 1.8e-05 | -0.079 | 0 | 0 | 0.086 | -0.232 | 0.131 | 0 | -0.017 | -0.045 | -0.066 | 0.022 | 0 | -0.003 | 0 | 0 | -0.146 | 0 | -0.146 | 0 | 0.000524 | 0 | 1.8e-05 |  | SCG | SCGDMoMH15CZ05rWtd
43025.4298 | ResWin-33-28-00 | DMo | MH72 | CZ05 | rDXHP | -1 | Area-ft2 | 190.96 | 1196 | 2.09 | 0 | 0 | 0.079 | 0.734 | 0.837 | 0 | 0 | 0.227 | 0.112 | 0.116 | 0 | 0.212 | 0 | 0 | 0 | 0 | 0 | 0 | 0.00349 | 0 | 1e-05 | -0.157 | 0 | 0 | 0.089 | -0.839 | 0.709 | 0 | 0 | -0.023 | -0.121 | 0.098 | 0 | -0.092 | 0 | 0 | 0 | 0 | 0 | 0 | 0.00259 | 0 | 5e-06 | IP | Any | AnyDMoMH72CZ05rDXHP
43025.4298 | ResWin-33-28-00 | DMo | MH06 | CZ05 | rNCEH | -1 | Area-ft2 | 173.92 | 1242 | -1.97 | 0 | 0 | 0.095 | -2.06 | 0 | 0 | 0 | 0 | 0 | 0 | 0 | 0 | 0 | 0 | 0 | 0 | 0 | 0 | 2.3e-05 | 0 | 1.7e-05 | -1.97 | 0 | 0 | 0.095 | -2.06 | 0 | 0 | 0 | 0 | 0 | 0 | 0 | 0 | 0 | 0 | 0 | 0 | 0 | 0 | 2.3e-05 | 0 | 1.7e-05 | IP | Any | AnyDMoMH06CZ05rNCEH
43025.4298 | ResWin-33-28-00 | DMo | MH00 | CZ05 | rNCGF | -1 | Area-ft2 | 173.92 | 1242 | -0.041 | 0 | 0 | 0.07 | 0 | 0 | 0 | -0.024 | -0.087 | -0.087 | 0 | 0 | 0 | 0 | 0 | -0.214 | 0 | -0.214 | 0 | 2.3e-05 | 0 | 2.3e-05 | -0.041 | 0 | 0 | 0.07 | 0 | 0 | 0 | -0.024 | -0.087 | -0.087 | 0 | 0 | 0 | 0 | 0 | -0.214 | 0 | -0.214 | 0 | 2.3e-05 | 0 | 2.3e-05 | IP | Any | AnyDMoMH00CZ05rNCGF
43025.4298 | ResWin-33-28-00 | DMo | MH85 | CZ05 | rNCEH | -1 | Area-ft2 | 186.32 | 1242 | 1.59 | 0 | 0 | 0.077 | 1.52 | 0 | 0 | 0 | 0 | 0 | 0 | 0 | 0 | 0 | 0 | 0 | 0 | 0 | 0 | 2.7e-05 | 0 | 2.7e-05 | -2.18 | 0 | 0 | 0.086 | -2.27 | 0 | 0 | 0 | 0 | 0 | 0 | 0 | 0 | 0 | 0 | 0 | 0 | 0 | 0 | 2.1e-05 | 0 | 2.1e-05 | IP | Any | AnyDMoMH85CZ05rNCEH
43025.581 | ResWin-33-28-00 | DMo | MH72 | CZ05 | rWtd | -1 | Area-ft2 | 190.96 | 1196 | 1.11 | 0 | 0 | 0.078 | 0.127 | 0.697 | 0 | 0.013 | 0.168 | 0.071 | 0.097 | 0 | 0.021 | 0 | 0 | 0.091 | 0 | 0.091 | 0 | 0.00291 | 0 | 1e-05 | 0.582 | 0 | 0 | 0.091 | -0.122 | 0.617 | 0 | -0.012 | 0.018 | -0.068 | 0.086 | 0 | -0.009 | 0 | 0 | -0.11 | 0 | -0.11 | 0 | 0.00221 | 0 | 5e-06 |  | SCE | SCEDMoMH72CZ05rWtd
43025.581 | ResWin-33-28-00 | DMo | MH72 | CZ05 | rWtd | -1 | Area-ft2 | 190.96 | 1196 | 0.531 | 0 | 0 | 0.084 | 0.252 | 0.115 | 0 | 0.012 | 0.066 | 0.05 | 0.016 | 0 | 0.004 | 0 | 0 | 0.09 | 0 | 0.09 | 0 | 0.000501 | 0 | 2.4e-05 | -0.033 | 0 | 0 | 0.096 | -0.184 | 0.102 | 0 | -0.012 | -0.034 | -0.048 | 0.014 | 0 | -0.002 | 0 | 0 | -0.111 | 0 | -0.111 | 0 | 0.000382 | 0 | 1.9e-05 |  | PGE | PGEDMoMH72CZ05rWtd
43025.581 | ResWin-33-28-00 | DMo | MH72 | CZ05 | rWtd | -1 | Area-ft2 | 190.96 | 1196 | 0.662 | 0 | 0 | 0.082 | 0.223 | 0.248 | 0 | 0.013 | 0.09 | 0.055 | 0.035 | 0 | 0.008 | 0 | 0 | 0.09 | 0 | 0.09 | 0 | 0.00105 | 0 | 2.1e-05 | 0.108 | 0 | 0 | 0.095 | -0.17 | 0.219 | 0 | -0.012 | -0.022 | -0.052 | 0.03 | 0 | -0.003 | 0 | 0 | -0.111 | 0 | -0.111 | 0 | 0.000799 | 0 | 1.6e-05 |  | SCG | SCGDMoMH72CZ05rWtd
43025.4298 | ResWin-33-28-00 | DMo | MH72 | CZ05 | rDXGF | -1 | Area-ft2 | 190.96 | 1196 | 1.15 | 0 | 0 | 0.076 | 0 | 0.866 | 0 | 0.015 | 0.193 | 0.072 | 0.121 | 0 | 0 | 0 | 0 | 0.105 | 0 | 0.105 | 0 | 0.00361 | 0 | 5e-06 | 0.888 | 0 | 0 | 0.09 | 0 | 0.771 | 0 | -0.014 | 0.041 | -0.067 | 0.107 | 0 | 0 | 0 | 0 | -0.126 | 0 | -0.126 | 0 | 0.00275 | 0 | 0 | IP | Any | AnyDMoMH72CZ05rDXGF
43025.4298 | ResWin-33-28-00 | DMo | MH00 | CZ05 | rDXHP | -1 | Area-ft2 | 173.92 | 1242 | -1.02 | 0 | 0 | 0.063 | -1.36 | 0.416 | 0 | 0 | -0.127 | -0.183 | 0.056 | 0 | -0.017 | 0 | 0 | 0 | 0 | 0 | 0 | 0.0022 | 0 | 1.1e-05 | -1.02 | 0 | 0 | 0.063 | -1.36 | 0.416 | 0 | 0 | -0.127 | -0.183 | 0.056 | 0 | -0.017 | 0 | 0 | 0 | 0 | 0 | 0 | 0.0022 | 0 | 1.1e-05 | IP | Any | AnyDMoMH00CZ05rDXHP
43025.581 | ResWin-33-28-00 | DMo | MH85 | CZ05 | rWtd | -1 | Area-ft2 | 186.32 | 1242 | 0.429 | 0 | 0 | 0.073 | 0.174 | 0.117 | 0 | 0.009 | 0.054 | 0.037 | 0.016 | 0 | 0.004 | 0 | 0 | 0.061 | 0 | 0.061 | 0 | 0.000494 | 0 | 2.4e-05 | -0.146 | 0 | 0 | 0.084 | -0.264 | 0.101 | 0 | -0.016 | -0.05 | -0.064 | 0.014 | 0 | -0.001 | 0 | 0 | -0.146 | 0 | -0.146 | 0 | 0.000369 | 0 | 1.8e-05 |  | PGE | PGEDMoMH85CZ05rWtd
43025.581 | ResWin-33-28-00 | DMo | MH85 | CZ05 | rWtd | -1 | Area-ft2 | 186.32 | 1242 | 0.571 | 0 | 0 | 0.072 | 0.154 | 0.251 | 0 | 0.009 | 0.076 | 0.041 | 0.035 | 0 | 0.009 | 0 | 0 | 0.062 | 0 | 0.062 | 0 | 0.00103 | 0 | 2.1e-05 | 0.001 | 0 | 0 | 0.083 | -0.24 | 0.217 | 0 | -0.016 | -0.039 | -0.07 | 0.03 | 0 | -0.003 | 0 | 0 | -0.146 | 0 | -0.146 | 0 | 0.000771 | 0 | 1.5e-05 |  | SCG | SCGDMoMH85CZ05rWtd
43025.4298 | ResWin-33-28-00 | DMo | MH72 | CZ05 | rNCGF | -1 | Area-ft2 | 190.96 | 1196 | 0.151 | 0 | 0 | 0.084 | 0 | 0 | 0 | 0.014 | 0.053 | 0.053 | 0 | 0 | 0 | 0 | 0 | 0.102 | 0 | 0.102 | 0 | 2.6e-05 | 0 | 2.6e-05 | 0.034 | 0 | 0 | 0.097 | 0 | 0 | 0 | -0.014 | -0.05 | -0.05 | 0 | 0 | 0 | 0 | 0 | -0.127 | 0 | -0.127 | 0 | 2.1e-05 | 0 | 2.1e-05 | IP | Any | AnyDMoMH72CZ05rNCGF
43025.4298 | ResWin-33-28-00 | DMo | MH72 | CZ05 | rNCEH | -1 | Area-ft2 | 190.96 | 1196 | 2.29 | 0 | 0 | 0.089 | 2.21 | 0 | 0 | 0 | 0 | 0 | 0 | 0 | 0 | 0 | 0 | 0 | 0 | 0 | 0 | 2.6e-05 | 0 | 3.1e-05 | -1.47 | 0 | 0 | 0.099 | -1.57 | 0 | 0 | 0 | 0 | 0 | 0 | 0 | 0 | 0 | 0 | 0 | 0 | 0 | 0 | 2.1e-05 | 0 | 2.6e-05 | IP | Any | AnyDMoMH72CZ05rNCEH
43025.4298 | ResWin-33-28-00 | DMo | MH85 | CZ05 | rDXHP | -1 | Area-ft2 | 186.32 | 1242 | 1.85 | 0 | 0 | 0.068 | 0.53 | 0.818 | 0 | 0 | 0.2 | 0.086 | 0.114 | 0 | 0.237 | 0 | 0 | 0 | 0 | 0 | 0 | 0.00342 | 0 | 1.1e-05 | -0.433 | 0 | 0 | 0.076 | -1.06 | 0.686 | 0 | 0 | -0.054 | -0.149 | 0.095 | 0 | -0.077 | 0 | 0 | 0 | 0 | 0 | 0 | 0.0025 | 0 | 5e-06 | IP | Any | AnyDMoMH85CZ05rDXHP
43025.4298 | ResWin-33-28-00 | DMo | MH06 | CZ05 | rDXHP | -1 | Area-ft2 | 173.92 | 1242 | -0.605 | 0 | 0 | 0.086 | -0.934 | 0.424 | 0 | 0 | -0.064 | -0.139 | 0.074 | 0 | -0.117 | 0 | 0 | 0 | 0 | 0 | 0 | 0.0018 | 0 | 6e-06 | -0.605 | 0 | 0 | 0.086 | -0.934 | 0.424 | 0 | 0 | -0.064 | -0.139 | 0.074 | 0 | -0.117 | 0 | 0 | 0 | 0 | 0 | 0 | 0.0018 | 0 | 6e-06 | IP | Any | AnyDMoMH06CZ05rDXHP
43025.4298 | ResWin-33-28-00 | DMo | MH15 | CZ05 | rNCGF | -1 | Area-ft2 | 173.92 | 1242 | 0.001 | 0 | 0 | 0.088 | 0 | 0 | 0 | -0.019 | -0.069 | -0.069 | 0 | 0 | 0 | 0 | 0 | -0.166 | 0 | -0.166 | 0 | 2.3e-05 | 0 | 2.3e-05 | 0.001 | 0 | 0 | 0.088 | 0 | 0 | 0 | -0.019 | -0.069 | -0.069 | 0 | 0 | 0 | 0 | 0 | -0.166 | 0 | -0.166 | 0 | 2.3e-05 | 0 | 2.3e-05 | IP | Any | AnyDMoMH15CZ05rNCGF
43025.6037 | ResWin-33-28-00 | DMo | Ex | CZ05 | rWtd | -1 | Area-ft2 | 188.22 | 1213.9 | 0.441 | 0 | 0 | 0.08 | 0.186 | 0.112 | 0 | 0.009 | 0.052 | 0.036 | 0.016 | 0 | 0.004 | 0 | 0 | 0.061 | 0 | 0.061 | 0 | 0.000483 | 0 | 2.4e-05 | -0.084 | 0 | 0 | 0.091 | -0.217 | 0.099 | 0 | -0.014 | -0.041 | -0.055 | 0.014 | 0 | -0.002 | 0 | 0 | -0.126 | 0 | -0.126 | 0 | 0.000372 | 0 | 1.9e-05 |  | PGE | PGEDMoExCZ05rWtd
43025.6037 | ResWin-33-28-00 | DMo | Ex | CZ05 | rWtd | -1 | Area-ft2 | 179.81 | 1232.8 | 0.573 | 0 | 0 | 0.077 | -0.056 | 0.507 | 0 | -0.006 | 0.045 | -0.03 | 0.075 | 0 | 0.004 | 0 | 0 | -0.062 | 0 | -0.062 | 0 | 0.0021 | 0 | 1e-05 | 0.358 | 0 | 0 | 0.082 | -0.157 | 0.472 | 0 | -0.016 | -0.016 | -0.086 | 0.071 | 0 | -0.008 | 0 | 0 | -0.144 | 0 | -0.144 | 0 | 0.00182 | 0 | 8e-06 |  | SCE | SCEDMoExCZ05rWtd
43025.6037 | ResWin-33-28-00 | DMo | Ex | CZ05 | rWtd | -1 | Area-ft2 | 186.04 | 1225 | 0.49 | 0 | 0 | 0.076 | 0.111 | 0.231 | 0 | 0.006 | 0.059 | 0.027 | 0.033 | 0 | 0.007 | 0 | 0 | 0.035 | 0 | 0.035 | 0 | 0.000971 | 0 | 2.1e-05 | 0.018 | 0 | 0 | 0.086 | -0.219 | 0.205 | 0 | -0.015 | -0.036 | -0.065 | 0.028 | 0 | -0.003 | 0 | 0 | -0.137 | 0 | -0.137 | 0 | 0.000756 | 0 | 1.6e-05 |  | SCG | SCGDMoExCZ05rWtd
43025.4298 | ResWin-33-28-00 | DMo | MH15 | CZ05 | rNCEH | -1 | Area-ft2 | 173.92 | 1242 | -2.13 | 0 | 0 | 0.09 | -2.22 | 0 | 0 | 0 | 0 | 0 | 0 | 0 | 0 | 0 | 0 | 0 | 0 | 0 | 0 | 2.3e-05 | 0 | 1.7e-05 | -2.13 | 0 | 0 | 0.09 | -2.22 | 0 | 0 | 0 | 0 | 0 | 0 | 0 | 0 | 0 | 0 | 0 | 0 | 0 | 0 | 2.3e-05 | 0 | 1.7e-05 | IP | Any | AnyDMoMH15CZ05rNCEH
43025.4298 | ResWin-33-28-00 | DMo | MH72 | CZ06 | rNCGF | -1 | Area-ft2 | 190.96 | 1196 | 0.113 | 0 | 0 | 0.079 | 0 | 0 | 0 | 0.007 | 0.027 | 0.027 | 0 | 0 | 0 | 0 | 0 | 0.057 | 0 | 0.057 | 0 | 2.6e-05 | 0 | 2.6e-05 | 0.071 | 0 | 0 | 0.093 | 0 | 0 | 0 | -0.005 | -0.017 | -0.017 | 0 | 0 | 0 | 0 | 0 | -0.046 | 0 | -0.046 | 0 | 2.1e-05 | 0 | 2.1e-05 | IP | Any | AnyDMoMH72CZ06rNCGF
43025.4298 | ResWin-33-28-00 | DMo | MH15 | CZ06 | rDXHP | -1 | Area-ft2 | 173.92 | 1242 | 0.953 | 0 | 0 | 0.06 | -0.476 | 1.25 | 0 | 0 | 0.131 | -0.062 | 0.193 | 0 | -0.015 | 0 | 0 | 0 | 0 | 0 | 0 | 0.00182 | 0 | 0 | 0.953 | 0 | 0 | 0.06 | -0.476 | 1.25 | 0 | 0 | 0.131 | -0.062 | 0.193 | 0 | -0.015 | 0 | 0 | 0 | 0 | 0 | 0 | 0.00182 | 0 | 0 | IP | Any | AnyDMoMH15CZ06rDXHP
43025.581 | ResWin-33-28-00 | DMo | MH85 | CZ06 | rWtd | -1 | Area-ft2 | 186.32 | 1242 | 0.842 | 0 | 0 | 0.07 | 0.154 | 0.503 | 0 | 0.009 | 0.106 | 0.038 | 0.068 | 0 | 0.002 | 0 | 0 | 0.063 | 0 | 0.063 | 0 | 0.000897 | 0 | 1.6e-05 | 0.407 | 0 | 0 | 0.077 | -0.095 | 0.406 | 0 | -0.007 | 0.026 | -0.029 | 0.055 | 0 | 0 | 0 | 0 | -0.067 | 0 | -0.066 | 0 | 0.000634 | 0 | 1.2e-05 |  | SCE | SCEDMoMH85CZ06rWtd
43025.581 | ResWin-33-28-00 | DMo | MH85 | CZ06 | rWtd | -1 | Area-ft2 | 186.32 | 1242 | 0.579 | 0 | 0 | 0.072 | 0.169 | 0.259 | 0 | 0.009 | 0.07 | 0.035 | 0.035 | 0 | 0.001 | 0 | 0 | 0.063 | 0 | 0.063 | 0 | 0.000472 | 0 | 1.8e-05 | 0.181 | 0 | 0 | 0.079 | -0.101 | 0.209 | 0 | -0.007 | 0.002 | -0.027 | 0.028 | 0 | 0 | 0 | 0 | -0.067 | 0 | -0.066 | 0 | 0.000334 | 0 | 1.4e-05 |  | SCG | SCGDMoMH85CZ06rWtd
43025.4298 | ResWin-33-28-00 | DMo | MH15 | CZ06 | rNCEH | -1 | Area-ft2 | 173.92 | 1242 | -0.888 | 0 | 0 | 0.083 | -0.972 | 0 | 0 | 0 | 0 | 0 | 0 | 0 | 0 | 0 | 0 | 0 | 0 | 0 | 0 | 1.7e-05 | 0 | 2.3e-05 | -0.888 | 0 | 0 | 0.083 | -0.972 | 0 | 0 | 0 | 0 | 0 | 0 | 0 | 0 | 0 | 0 | 0 | 0 | 0 | 0 | 1.7e-05 | 0 | 2.3e-05 | IP | Any | AnyDMoMH15CZ06rNCEH
43025.4298 | ResWin-33-28-00 | DMo | MH72 | CZ06 | rNCEH | -1 | Area-ft2 | 190.96 | 1196 | 1.22 | 0 | 0 | 0.083 | 1.14 | 0 | 0 | 0 | 0 | 0 | 0 | 0 | 0 | 0 | 0 | 0 | 0 | 0 | 0 | 2.6e-05 | 0 | 2.6e-05 | -0.498 | 0 | 0 | 0.094 | -0.593 | 0 | 0 | 0 | 0 | 0 | 0 | 0 | 0 | 0 | 0 | 0 | 0 | 0 | 0 | 2.1e-05 | 0 | 2.1e-05 | IP | Any | AnyDMoMH72CZ06rNCEH
43025.4298 | ResWin-33-28-00 | DMo | MH00 | CZ06 | rDXGF | -1 | Area-ft2 | 173.92 | 1242 | 1.83 | 0 | 0 | 0.06 | 0 | 1.62 | 0 | -0.01 | 0.168 | -0.048 | 0.216 | 0 | 0 | 0 | 0 | -0.091 | 0 | -0.091 | 0 | 0.00243 | 0 | 0 | 1.83 | 0 | 0 | 0.06 | 0 | 1.62 | 0 | -0.01 | 0.168 | -0.048 | 0.216 | 0 | 0 | 0 | 0 | -0.091 | 0 | -0.091 | 0 | 0.00243 | 0 | 0 | IP | Any | AnyDMoMH00CZ06rDXGF
43025.4298 | ResWin-33-28-00 | DMo | MH85 | CZ06 | rNCEH | -1 | Area-ft2 | 186.32 | 1242 | 1.56 | 0 | 0 | 0.078 | 1.48 | 0 | 0 | 0 | 0 | 0 | 0 | 0 | 0 | 0 | 0 | 0 | 0 | 0 | 0 | 2.1e-05 | 0 | 2.1e-05 | -0.776 | 0 | 0 | 0.083 | -0.859 | 0 | 0 | 0 | 0 | 0 | 0 | 0 | 0 | 0 | 0 | 0 | 0 | 0 | 0 | 1.6e-05 | 0 | 2.1e-05 | IP | Any | AnyDMoMH85CZ06rNCEH
43025.581 | ResWin-33-28-00 | DMo | MH06 | CZ06 | rWtd | -1 | Area-ft2 | 173.92 | 1242 | 0.278 | 0 | 0 | 0.1 | -0.022 | 0.177 | 0 | -0.002 | 0.025 | -0.005 | 0.03 | 0 | 0 | 0 | 0 | -0.011 | 0 | -0.011 | 0 | 0.000261 | 0 | 1.5e-05 | 0.278 | 0 | 0 | 0.1 | -0.022 | 0.177 | 0 | -0.002 | 0.025 | -0.005 | 0.03 | 0 | 0 | 0 | 0 | -0.011 | 0 | -0.011 | 0 | 0.000261 | 0 | 1.5e-05 |  | SCG | SCGDMoMH06CZ06rWtd
43025.4298 | ResWin-33-28-00 | DMo | MH06 | CZ06 | rDXHP | -1 | Area-ft2 | 173.92 | 1242 | 1.5 | 0 | 0 | 0.085 | -0.086 | 1.3 | 0 | 0 | 0.208 | -0.013 | 0.222 | 0 | -0.012 | 0 | 0 | 0 | 0 | 0 | 0 | 0.00191 | 0 | 0 | 1.5 | 0 | 0 | 0.085 | -0.086 | 1.3 | 0 | 0 | 0.208 | -0.013 | 0.222 | 0 | -0.012 | 0 | 0 | 0 | 0 | 0 | 0 | 0.00191 | 0 | 0 | IP | Any | AnyDMoMH06CZ06rDXHP
43025.581 | ResWin-33-28-00 | DMo | MH06 | CZ06 | rWtd | -1 | Area-ft2 | 173.92 | 1242 | 0.473 | 0 | 0 | 0.097 | -0.021 | 0.345 | 0 | -0.002 | 0.054 | -0.005 | 0.059 | 0 | 0 | 0 | 0 | -0.011 | 0 | -0.011 | 0 | 0.000492 | 0 | 1.3e-05 | 0.473 | 0 | 0 | 0.097 | -0.021 | 0.345 | 0 | -0.002 | 0.054 | -0.005 | 0.059 | 0 | 0 | 0 | 0 | -0.011 | 0 | -0.011 | 0 | 0.000492 | 0 | 1.3e-05 |  | SCE | SCEDMoMH06CZ06rWtd
43025.4298 | ResWin-33-28-00 | DMo | MH72 | CZ06 | rDXHP | -1 | Area-ft2 | 190.96 | 1196 | 2.9 | 0 | 0 | 0.06 | 0.364 | 2.09 | 0 | 0 | 0.336 | 0.053 | 0.283 | 0 | 0.056 | 0 | 0 | 0 | 0 | 0 | 0 | 0.00344 | 0 | 0 | 1.62 | 0 | 0 | 0.072 | -0.307 | 1.7 | 0 | 0 | 0.185 | -0.043 | 0.229 | 0 | -0.024 | 0 | 0 | 0 | 0 | 0 | 0 | 0.0024 | 0 | 0 | IP | Any | AnyDMoMH72CZ06rDXHP
43025.4298 | ResWin-33-28-00 | DMo | MH15 | CZ06 | rDXGF | -1 | Area-ft2 | 173.92 | 1242 | 1.47 | 0 | 0 | 0.06 | 0 | 1.25 | 0 | -0.009 | 0.171 | -0.036 | 0.207 | 0 | 0 | 0 | 0 | -0.082 | 0 | -0.083 | 0 | 0.00177 | 0 | 0 | 1.47 | 0 | 0 | 0.06 | 0 | 1.25 | 0 | -0.009 | 0.171 | -0.036 | 0.207 | 0 | 0 | 0 | 0 | -0.082 | 0 | -0.083 | 0 | 0.00177 | 0 | 0 | IP | Any | AnyDMoMH15CZ06rDXGF
43025.4298 | ResWin-33-28-00 | DMo | MH85 | CZ06 | rDXGF | -1 | Area-ft2 | 186.32 | 1242 | 2.37 | 0 | 0 | 0.055 | 0 | 1.99 | 0 | 0.01 | 0.32 | 0.05 | 0.27 | 0 | 0 | 0 | 0 | 0.073 | 0 | 0.073 | 0 | 0.00347 | 0 | 0 | 1.85 | 0 | 0 | 0.063 | 0 | 1.61 | 0 | -0.008 | 0.181 | -0.038 | 0.219 | 0 | 0 | 0 | 0 | -0.076 | 0 | -0.076 | 0 | 0.00245 | 0 | 0 | IP | Any | AnyDMoMH85CZ06rDXGF
43025.4298 | ResWin-33-28-00 | DMo | MH06 | CZ06 | rNCEH | -1 | Area-ft2 | 173.92 | 1242 | -0.091 | 0 | 0 | 0.103 | -0.194 | 0 | 0 | 0 | 0 | 0 | 0 | 0 | 0 | 0 | 0 | 0 | 0 | 0 | 0 | 1.7e-05 | 0 | 2.3e-05 | -0.091 | 0 | 0 | 0.103 | -0.194 | 0 | 0 | 0 | 0 | 0 | 0 | 0 | 0 | 0 | 0 | 0 | 0 | 0 | 0 | 1.7e-05 | 0 | 2.3e-05 | IP | Any | AnyDMoMH06CZ06rNCEH
43025.4298 | ResWin-33-28-00 | DMo | MH00 | CZ06 | rNCGF | -1 | Area-ft2 | 173.92 | 1242 | 0.032 | 0 | 0 | 0.077 | 0 | 0 | 0 | -0.01 | -0.036 | -0.036 | 0 | 0 | 0 | 0 | 0 | -0.091 | 0 | -0.091 | 0 | 1.7e-05 | 0 | 1.7e-05 | 0.032 | 0 | 0 | 0.077 | 0 | 0 | 0 | -0.01 | -0.036 | -0.036 | 0 | 0 | 0 | 0 | 0 | -0.091 | 0 | -0.091 | 0 | 1.7e-05 | 0 | 1.7e-05 | IP | Any | AnyDMoMH00CZ06rNCGF
43025.4298 | ResWin-33-28-00 | DMo | MH72 | CZ06 | rDXGF | -1 | Area-ft2 | 190.96 | 1196 | 2.58 | 0 | 0 | 0.056 | 0 | 2.18 | 0 | 0.007 | 0.333 | 0.036 | 0.296 | 0 | 0 | 0 | 0 | 0.057 | 0 | 0.057 | 0 | 0.00341 | 0 | 0 | 2.09 | 0 | 0 | 0.071 | 0 | 1.8 | 0 | -0.005 | 0.221 | -0.023 | 0.244 | 0 | 0 | 0 | 0 | -0.047 | 0 | -0.047 | 0 | 0.00238 | 0 | 0 | IP | Any | AnyDMoMH72CZ06rDXGF
43025.4298 | ResWin-33-28-00 | DMo | MH00 | CZ06 | rDXHP | -1 | Area-ft2 | 173.92 | 1242 | 1.12 | 0 | 0 | 0.06 | -0.589 | 1.53 | 0 | 0 | 0.122 | -0.08 | 0.203 | 0 | -0.004 | 0 | 0 | 0 | 0 | 0 | 0 | 0.00245 | 0 | 0 | 1.12 | 0 | 0 | 0.06 | -0.589 | 1.53 | 0 | 0 | 0.122 | -0.08 | 0.203 | 0 | -0.004 | 0 | 0 | 0 | 0 | 0 | 0 | 0.00245 | 0 | 0 | IP | Any | AnyDMoMH00CZ06rDXHP
43025.581 | ResWin-33-28-00 | DMo | MH00 | CZ06 | rWtd | -1 | Area-ft2 | 173.92 | 1242 | 0.147 | 0 | 0 | 0.075 | -0.123 | 0.21 | 0 | -0.009 | -0.006 | -0.034 | 0.028 | 0 | 0 | 0 | 0 | -0.08 | 0 | -0.08 | 0 | 0.000332 | 0 | 1.5e-05 | 0.147 | 0 | 0 | 0.075 | -0.123 | 0.21 | 0 | -0.009 | -0.006 | -0.034 | 0.028 | 0 | 0 | 0 | 0 | -0.08 | 0 | -0.08 | 0 | 0.000332 | 0 | 1.5e-05 |  | SCG | SCGDMoMH00CZ06rWtd
43025.4298 | ResWin-33-28-00 | DMo | MH06 | CZ06 | rDXGF | -1 | Area-ft2 | 173.92 | 1242 | 1.68 | 0 | 0 | 0.082 | 0 | 1.37 | 0 | -0.001 | 0.227 | -0.006 | 0.234 | 0 | 0 | 0 | 0 | -0.013 | 0 | -0.013 | 0 | 0.00189 | 0 | 0 | 1.68 | 0 | 0 | 0.082 | 0 | 1.37 | 0 | -0.001 | 0.227 | -0.006 | 0.234 | 0 | 0 | 0 | 0 | -0.013 | 0 | -0.013 | 0 | 0.00189 | 0 | 0 | IP | Any | AnyDMoMH06CZ06rDXGF
43025.4298 | ResWin-33-28-00 | DMo | MH00 | CZ06 | rNCEH | -1 | Area-ft2 | 173.92 | 1242 | -0.957 | 0 | 0 | 0.079 | -1.04 | 0 | 0 | 0 | 0 | 0 | 0 | 0 | 0 | 0 | 0 | 0 | 0 | 0 | 0 | 1.7e-05 | 0 | 2.3e-05 | -0.957 | 0 | 0 | 0.079 | -1.04 | 0 | 0 | 0 | 0 | 0 | 0 | 0 | 0 | 0 | 0 | 0 | 0 | 0 | 0 | 1.7e-05 | 0 | 2.3e-05 | IP | Any | AnyDMoMH00CZ06rNCEH
43025.4298 | ResWin-33-28-00 | DMo | MH06 | CZ06 | rNCGF | -1 | Area-ft2 | 173.92 | 1242 | 0.095 | 0 | 0 | 0.102 | 0 | 0 | 0 | -0.002 | -0.005 | -0.005 | 0 | 0 | 0 | 0 | 0 | -0.013 | 0 | -0.013 | 0 | 1.7e-05 | 0 | 1.7e-05 | 0.095 | 0 | 0 | 0.102 | 0 | 0 | 0 | -0.002 | -0.005 | -0.005 | 0 | 0 | 0 | 0 | 0 | -0.013 | 0 | -0.013 | 0 | 1.7e-05 | 0 | 1.7e-05 | IP | Any | AnyDMoMH06CZ06rNCGF
43025.6037 | ResWin-33-28-00 | DMo | Ex | CZ06 | rWtd | -1 | Area-ft2 | 183.72 | 1221.5 | 0.677 | 0 | 0 | 0.075 | 0.046 | 0.478 | 0 | 0.002 | 0.075 | 0.008 | 0.066 | 0 | 0.001 | 0 | 0 | 0.011 | 0 | 0.011 | 0 | 0.000771 | 0 | 1.6e-05 | 0.45 | 0 | 0 | 0.083 | -0.079 | 0.418 | 0 | -0.006 | 0.035 | -0.024 | 0.058 | 0 | 0 | 0 | 0 | -0.053 | 0 | -0.052 | 0 | 0.000606 | 0 | 1.4e-05 |  | SCE | SCEDMoExCZ06rWtd
43025.6037 | ResWin-33-28-00 | DMo | Ex | CZ06 | rWtd | -1 | Area-ft2 | 180.22 | 1228.5 | 0.333 | 0 | 0 | 0.08 | -0.001 | 0.229 | 0 | -0.002 | 0.028 | -0.004 | 0.032 | 0 | 0 | 0 | 0 | -0.015 | 0 | -0.015 | 0 | 0.00037 | 0 | 1.8e-05 | 0.205 | 0 | 0 | 0.084 | -0.088 | 0.209 | 0 | -0.006 | 0.006 | -0.023 | 0.029 | 0 | 0 | 0 | 0 | -0.055 | 0 | -0.055 | 0 | 0.000315 | 0 | 1.6e-05 |  | SCG | SCGDMoExCZ06rWtd
43025.581 | ResWin-33-28-00 | DMo | MH72 | CZ06 | rWtd | -1 | Area-ft2 | 190.96 | 1196 | 0.56 | 0 | 0 | 0.077 | 0.13 | 0.283 | 0 | 0.006 | 0.064 | 0.026 | 0.038 | 0 | 0.001 | 0 | 0 | 0.05 | 0 | 0.05 | 0 | 0.000467 | 0 | 2.3e-05 | 0.265 | 0 | 0 | 0.09 | -0.069 | 0.233 | 0 | -0.004 | 0.015 | -0.016 | 0.032 | 0 | 0 | 0 | 0 | -0.04 | 0 | -0.04 | 0 | 0.000329 | 0 | 1.8e-05 |  | SCG | SCGDMoMH72CZ06rWtd
43025.581 | ResWin-33-28-00 | DMo | MH72 | CZ06 | rWtd | -1 | Area-ft2 | 190.96 | 1196 | 0.851 | 0 | 0 | 0.074 | 0.118 | 0.549 | 0 | 0.006 | 0.102 | 0.027 | 0.075 | 0 | 0.002 | 0 | 0 | 0.05 | 0 | 0.05 | 0 | 0.000884 | 0 | 1.9e-05 | 0.514 | 0 | 0 | 0.088 | -0.065 | 0.453 | 0 | -0.004 | 0.044 | -0.018 | 0.061 | 0 | -0.001 | 0 | 0 | -0.04 | 0 | -0.04 | 0 | 0.000619 | 0 | 1.6e-05 |  | SCE | SCEDMoMH72CZ06rWtd
43025.4298 | ResWin-33-28-00 | DMo | MH15 | CZ06 | rNCGF | -1 | Area-ft2 | 173.92 | 1242 | 0.039 | 0 | 0 | 0.08 | 0 | 0 | 0 | -0.009 | -0.033 | -0.033 | 0 | 0 | 0 | 0 | 0 | -0.082 | 0 | -0.082 | 0 | 1.7e-05 | 0 | 1.7e-05 | 0.039 | 0 | 0 | 0.08 | 0 | 0 | 0 | -0.009 | -0.033 | -0.033 | 0 | 0 | 0 | 0 | 0 | -0.082 | 0 | -0.082 | 0 | 1.7e-05 | 0 | 1.7e-05 | IP | Any | AnyDMoMH15CZ06rNCGF
43025.4298 | ResWin-33-28-00 | DMo | MH85 | CZ06 | rDXHP | -1 | Area-ft2 | 186.32 | 1242 | 2.91 | 0 | 0 | 0.057 | 0.494 | 1.95 | 0 | 0 | 0.335 | 0.071 | 0.264 | 0 | 0.078 | 0 | 0 | 0 | 0 | 0 | 0 | 0.00355 | 0 | 0 | 1.26 | 0 | 0 | 0.063 | -0.479 | 1.55 | 0 | 0 | 0.142 | -0.067 | 0.209 | 0 | -0.015 | 0 | 0 | 0 | 0 | 0 | 0 | 0.00251 | 0 | 0 | IP | Any | AnyDMoMH85CZ06rDXHP
43025.581 | ResWin-33-28-00 | DMo | MH15 | CZ06 | rWtd | -1 | Area-ft2 | 173.92 | 1242 | 0.116 | 0 | 0 | 0.078 | -0.113 | 0.163 | 0 | -0.008 | -0.003 | -0.03 | 0.027 | 0 | 0 | 0 | 0 | -0.072 | 0 | -0.072 | 0 | 0.000246 | 0 | 1.5e-05 | 0.116 | 0 | 0 | 0.078 | -0.113 | 0.163 | 0 | -0.008 | -0.003 | -0.03 | 0.027 | 0 | 0 | 0 | 0 | -0.072 | 0 | -0.072 | 0 | 0.000246 | 0 | 1.5e-05 |  | SCG | SCGDMoMH15CZ06rWtd
43025.581 | ResWin-33-28-00 | DMo | MH15 | CZ06 | rWtd | -1 | Area-ft2 | 173.92 | 1242 | 0.299 | 0 | 0 | 0.075 | -0.106 | 0.317 | 0 | -0.008 | 0.02 | -0.032 | 0.052 | 0 | 0 | 0 | 0 | -0.072 | 0 | -0.072 | 0 | 0.000463 | 0 | 1.3e-05 | 0.299 | 0 | 0 | 0.075 | -0.106 | 0.317 | 0 | -0.008 | 0.02 | -0.032 | 0.052 | 0 | 0 | 0 | 0 | -0.072 | 0 | -0.072 | 0 | 0.000463 | 0 | 1.3e-05 |  | SCE | SCEDMoMH15CZ06rWtd
43025.4298 | ResWin-33-28-00 | DMo | MH85 | CZ06 | rNCGF | -1 | Area-ft2 | 186.32 | 1242 | 0.121 | 0 | 0 | 0.074 | 0 | 0 | 0 | 0.01 | 0.037 | 0.037 | 0 | 0 | 0 | 0 | 0 | 0.072 | 0 | 0.072 | 0 | 2.1e-05 | 0 | 2.1e-05 | 0.045 | 0 | 0 | 0.081 | 0 | 0 | 0 | -0.008 | -0.028 | -0.028 | 0 | 0 | 0 | 0 | 0 | -0.076 | 0 | -0.075 | 0 | 1.6e-05 | 0 | 1.6e-05 | IP | Any | AnyDMoMH85CZ06rNCGF
43025.581 | ResWin-33-28-00 | DMo | MH00 | CZ06 | rWtd | -1 | Area-ft2 | 173.92 | 1242 | 0.373 | 0 | 0 | 0.073 | -0.116 | 0.408 | 0 | -0.009 | 0.018 | -0.037 | 0.054 | 0 | 0 | 0 | 0 | -0.08 | 0 | -0.08 | 0 | 0.000629 | 0 | 1.3e-05 | 0.373 | 0 | 0 | 0.073 | -0.116 | 0.408 | 0 | -0.009 | 0.018 | -0.037 | 0.054 | 0 | 0 | 0 | 0 | -0.08 | 0 | -0.08 | 0 | 0.000629 | 0 | 1.3e-05 |  | SCE | SCEDMoMH00CZ06rWtd
43025.4298 | ResWin-33-28-00 | DMo | MH15 | CZ07 | rDXGF | -1 | Area-ft2 | 173.92 | 1242 | 2.14 | 0 | 0 | 0.069 | 0 | 1.79 | 0 | -0.005 | 0.286 | -0.021 | 0.308 | 0 | 0 | 0 | 0 | -0.054 | 0 | -0.054 | 0 | 0.00167 | 0 | 0 | 2.14 | 0 | 0 | 0.069 | 0 | 1.79 | 0 | -0.005 | 0.286 | -0.021 | 0.308 | 0 | 0 | 0 | 0 | -0.054 | 0 | -0.054 | 0 | 0.00167 | 0 | 0 | IP | Any | AnyDMoMH15CZ07rDXGF
43025.581 | ResWin-33-28-00 | DMo | MH15 | CZ07 | rWtd | -1 | Area-ft2 | 173.92 | 1242 | 0.44 | 0 | 0 | 0.094 | -0.091 | 0.393 | 0 | -0.004 | 0.048 | -0.019 | 0.067 | 0 | 0 | 0 | 0 | -0.047 | 0 | -0.047 | 0 | 0.00038 | 0 | 1.4e-05 | 0.44 | 0 | 0 | 0.094 | -0.091 | 0.393 | 0 | -0.004 | 0.048 | -0.019 | 0.067 | 0 | 0 | 0 | 0 | -0.047 | 0 | -0.047 | 0 | 0.00038 | 0 | 1.4e-05 |  | SDG | SDGDMoMH15CZ07rWtd
43025.4298 | ResWin-33-28-00 | DMo | MH72 | CZ07 | rDXGF | -1 | Area-ft2 | 190.96 | 1196 | 2.71 | 0 | 0 | 0.065 | 0 | 2.3 | 0 | 0.003 | 0.339 | 0.016 | 0.324 | 0 | 0 | 0 | 0 | 0.021 | 0 | 0.021 | 0 | 0.00302 | 0 | 0 | 2.27 | 0 | 0 | 0.077 | 0 | 1.95 | 0 | -0.006 | 0.245 | -0.027 | 0.273 | 0 | 0 | 0 | 0 | -0.06 | 0 | -0.06 | 0 | 0.00219 | 0 | 0 | IP | Any | AnyDMoMH72CZ07rDXGF
43025.4298 | ResWin-33-28-00 | DMo | MH72 | CZ07 | rNCGF | -1 | Area-ft2 | 190.96 | 1196 | 0.107 | 0 | 0 | 0.092 | 0 | 0 | 0 | 0.003 | 0.012 | 0.012 | 0 | 0 | 0 | 0 | 0 | 0.021 | 0 | 0.021 | 0 | 2.1e-05 | 0 | 2.1e-05 | 0.076 | 0 | 0 | 0.103 | 0 | 0 | 0 | -0.006 | -0.021 | -0.021 | 0 | 0 | 0 | 0 | 0 | -0.06 | 0 | -0.06 | 0 | 2.1e-05 | 0 | 2.1e-05 | IP | Any | AnyDMoMH72CZ07rNCGF
43025.4298 | ResWin-33-28-00 | DMo | MH00 | CZ07 | rNCEH | -1 | Area-ft2 | 173.92 | 1242 | -1.2 | 0 | 0 | 0.087 | -1.29 | 0 | 0 | 0 | 0 | 0 | 0 | 0 | 0 | 0 | 0 | 0 | 0 | 0 | 0 | 1.7e-05 | 0 | 1.7e-05 | -1.2 | 0 | 0 | 0.087 | -1.29 | 0 | 0 | 0 | 0 | 0 | 0 | 0 | 0 | 0 | 0 | 0 | 0 | 0 | 0 | 1.7e-05 | 0 | 1.7e-05 | IP | Any | AnyDMoMH00CZ07rNCEH
43025.4298 | ResWin-33-28-00 | DMo | MH06 | CZ07 | rNCEH | -1 | Area-ft2 | 173.92 | 1242 | -0.738 | 0 | 0 | 0.102 | -0.84 | 0 | 0 | 0 | 0 | 0 | 0 | 0 | 0 | 0 | 0 | 0 | 0 | 0 | 0 | 1.7e-05 | 0 | 2.3e-05 | -0.738 | 0 | 0 | 0.102 | -0.84 | 0 | 0 | 0 | 0 | 0 | 0 | 0 | 0 | 0 | 0 | 0 | 0 | 0 | 0 | 1.7e-05 | 0 | 2.3e-05 | IP | Any | AnyDMoMH06CZ07rNCEH
43025.6037 | ResWin-33-28-00 | DMo | Ex | CZ07 | rWtd | -1 | Area-ft2 | 188.09 | 1211.6 | 0.685 | 0 | 0 | 0.085 | 0.039 | 0.483 | 0 | 0.002 | 0.076 | 0.008 | 0.069 | 0 | 0 | 0 | 0 | 0.008 | 0 | 0.008 | 0 | 0.000663 | 0 | 1.6e-05 | 0.434 | 0 | 0 | 0.093 | -0.101 | 0.413 | 0 | -0.006 | 0.033 | -0.025 | 0.058 | 0 | 0 | 0 | 0 | -0.06 | 0 | -0.06 | 0 | 0.000498 | 0 | 1.5e-05 |  | SDG | SDGDMoExCZ07rWtd
43025.4298 | ResWin-33-28-00 | DMo | MH15 | CZ07 | rDXHP | -1 | Area-ft2 | 173.92 | 1242 | 1.84 | 0 | 0 | 0.068 | -0.305 | 1.82 | 0 | 0 | 0.252 | -0.039 | 0.292 | 0 | 0 | 0 | 0 | 0 | 0 | 0 | 0 | 0.00172 | 0 | 0 | 1.84 | 0 | 0 | 0.068 | -0.305 | 1.82 | 0 | 0 | 0.252 | -0.039 | 0.292 | 0 | 0 | 0 | 0 | 0 | 0 | 0 | 0 | 0.00172 | 0 | 0 | IP | Any | AnyDMoMH15CZ07rDXHP
43025.4298 | ResWin-33-28-00 | DMo | MH85 | CZ07 | rNCGF | -1 | Area-ft2 | 186.32 | 1242 | 0.103 | 0 | 0 | 0.086 | 0 | 0 | 0 | 0.004 | 0.013 | 0.013 | 0 | 0 | 0 | 0 | 0 | 0.019 | 0 | 0.019 | 0 | 2.1e-05 | 0 | 2.1e-05 | 0.05 | 0 | 0 | 0.091 | 0 | 0 | 0 | -0.009 | -0.032 | -0.032 | 0 | 0 | 0 | 0 | 0 | -0.086 | 0 | -0.086 | 0 | 1.6e-05 | 0 | 1.6e-05 | IP | Any | AnyDMoMH85CZ07rNCGF
43025.4298 | ResWin-33-28-00 | DMo | MH00 | CZ07 | rNCGF | -1 | Area-ft2 | 173.92 | 1242 | 0.033 | 0 | 0 | 0.087 | 0 | 0 | 0 | -0.011 | -0.041 | -0.041 | 0 | 0 | 0 | 0 | 0 | -0.103 | 0 | -0.103 | 0 | 1.7e-05 | 0 | 1.7e-05 | 0.033 | 0 | 0 | 0.087 | 0 | 0 | 0 | -0.011 | -0.041 | -0.041 | 0 | 0 | 0 | 0 | 0 | -0.103 | 0 | -0.103 | 0 | 1.7e-05 | 0 | 1.7e-05 | IP | Any | AnyDMoMH00CZ07rNCGF
43025.4298 | ResWin-33-28-00 | DMo | MH15 | CZ07 | rNCEH | -1 | Area-ft2 | 173.92 | 1242 | -0.741 | 0 | 0 | 0.101 | -0.842 | 0 | 0 | 0 | 0 | 0 | 0 | 0 | 0 | 0 | 0 | 0 | 0 | 0 | 0 | 1.7e-05 | 0 | 2.3e-05 | -0.741 | 0 | 0 | 0.101 | -0.842 | 0 | 0 | 0 | 0 | 0 | 0 | 0 | 0 | 0 | 0 | 0 | 0 | 0 | 0 | 1.7e-05 | 0 | 2.3e-05 | IP | Any | AnyDMoMH15CZ07rNCEH
43025.581 | ResWin-33-28-00 | DMo | MH85 | CZ07 | rWtd | -1 | Area-ft2 | 186.32 | 1242 | 0.717 | 0 | 0 | 0.081 | 0.064 | 0.487 | 0 | 0.003 | 0.081 | 0.013 | 0.068 | 0 | 0 | 0 | 0 | 0.017 | 0 | 0.017 | 0 | 0.00069 | 0 | 1.6e-05 | 0.391 | 0 | 0 | 0.086 | -0.12 | 0.408 | 0 | -0.008 | 0.025 | -0.032 | 0.057 | 0 | 0 | 0 | 0 | -0.075 | 0 | -0.075 | 0 | 0.000502 | 0 | 1.2e-05 |  | SDG | SDGDMoMH85CZ07rWtd
43025.581 | ResWin-33-28-00 | DMo | MH72 | CZ07 | rWtd | -1 | Area-ft2 | 190.96 | 1196 | 0.729 | 0 | 0 | 0.086 | 0.056 | 0.502 | 0 | 0.003 | 0.082 | 0.012 | 0.071 | 0 | 0 | 0 | 0 | 0.018 | 0 | 0.018 | 0 | 0.000679 | 0 | 1.6e-05 | 0.465 | 0 | 0 | 0.097 | -0.09 | 0.424 | 0 | -0.005 | 0.038 | -0.021 | 0.059 | 0 | 0 | 0 | 0 | -0.053 | 0 | -0.053 | 0 | 0.000497 | 0 | 1.6e-05 |  | SDG | SDGDMoMH72CZ07rWtd
43025.4298 | ResWin-33-28-00 | DMo | MH00 | CZ07 | rDXGF | -1 | Area-ft2 | 173.92 | 1242 | 1.68 | 0 | 0 | 0.071 | 0 | 1.47 | 0 | -0.011 | 0.147 | -0.055 | 0.202 | 0 | 0 | 0 | 0 | -0.102 | 0 | -0.102 | 0 | 0.00242 | 0 | 0 | 1.68 | 0 | 0 | 0.071 | 0 | 1.47 | 0 | -0.011 | 0.147 | -0.055 | 0.202 | 0 | 0 | 0 | 0 | -0.102 | 0 | -0.102 | 0 | 0.00242 | 0 | 0 | IP | Any | AnyDMoMH00CZ07rDXGF
43025.4298 | ResWin-33-28-00 | DMo | MH06 | CZ07 | rDXGF | -1 | Area-ft2 | 173.92 | 1242 | 2.44 | 0 | 0 | 0.069 | 0 | 2.03 | 0 | -0.005 | 0.344 | -0.022 | 0.366 | 0 | 0 | 0 | 0 | -0.047 | 0 | -0.048 | 0 | 0.00184 | 0 | 6e-06 | 2.44 | 0 | 0 | 0.069 | 0 | 2.03 | 0 | -0.005 | 0.344 | -0.022 | 0.366 | 0 | 0 | 0 | 0 | -0.047 | 0 | -0.048 | 0 | 0.00184 | 0 | 6e-06 | IP | Any | AnyDMoMH06CZ07rDXGF
43025.4298 | ResWin-33-28-00 | DMo | MH85 | CZ07 | rDXGF | -1 | Area-ft2 | 186.32 | 1242 | 2.64 | 0 | 0 | 0.063 | 0 | 2.24 | 0 | 0.003 | 0.332 | 0.018 | 0.313 | 0 | 0 | 0 | 0 | 0.02 | 0 | 0.02 | 0 | 0.00307 | 0 | 0 | 2.16 | 0 | 0 | 0.069 | 0 | 1.88 | 0 | -0.009 | 0.219 | -0.042 | 0.261 | 0 | 0 | 0 | 0 | -0.085 | 0 | -0.085 | 0 | 0.00223 | 0 | 0 | IP | Any | AnyDMoMH85CZ07rDXGF
43025.4298 | ResWin-33-28-00 | DMo | MH85 | CZ07 | rNCEH | -1 | Area-ft2 | 186.32 | 1242 | 0.708 | 0 | 0 | 0.089 | 0.62 | 0 | 0 | 0 | 0 | 0 | 0 | 0 | 0 | 0 | 0 | 0 | 0 | 0 | 0 | 2.1e-05 | 0 | 2.1e-05 | -0.997 | 0 | 0 | 0.092 | -1.09 | 0 | 0 | 0 | 0 | 0 | 0 | 0 | 0 | 0 | 0 | 0 | 0 | 0 | 0 | 1.6e-05 | 0 | 1.6e-05 | IP | Any | AnyDMoMH85CZ07rNCEH
43025.4298 | ResWin-33-28-00 | DMo | MH06 | CZ07 | rNCGF | -1 | Area-ft2 | 173.92 | 1242 | 0.08 | 0 | 0 | 0.103 | 0 | 0 | 0 | -0.005 | -0.018 | -0.018 | 0 | 0 | 0 | 0 | 0 | -0.048 | 0 | -0.048 | 0 | 1.7e-05 | 0 | 1.7e-05 | 0.08 | 0 | 0 | 0.103 | 0 | 0 | 0 | -0.005 | -0.018 | -0.018 | 0 | 0 | 0 | 0 | 0 | -0.048 | 0 | -0.048 | 0 | 1.7e-05 | 0 | 1.7e-05 | IP | Any | AnyDMoMH06CZ07rNCGF
43025.4298 | ResWin-33-28-00 | DMo | MH15 | CZ07 | rNCGF | -1 | Area-ft2 | 173.92 | 1242 | 0.076 | 0 | 0 | 0.101 | 0 | 0 | 0 | -0.005 | -0.02 | -0.02 | 0 | 0 | 0 | 0 | 0 | -0.054 | 0 | -0.054 | 0 | 1.7e-05 | 0 | 1.7e-05 | 0.076 | 0 | 0 | 0.101 | 0 | 0 | 0 | -0.005 | -0.02 | -0.02 | 0 | 0 | 0 | 0 | 0 | -0.054 | 0 | -0.054 | 0 | 1.7e-05 | 0 | 1.7e-05 | IP | Any | AnyDMoMH15CZ07rNCGF
43025.581 | ResWin-33-28-00 | DMo | MH06 | CZ07 | rWtd | -1 | Area-ft2 | 173.92 | 1242 | 0.506 | 0 | 0 | 0.095 | -0.09 | 0.442 | 0 | -0.004 | 0.062 | -0.018 | 0.08 | 0 | 0 | 0 | 0 | -0.042 | 0 | -0.042 | 0 | 0.000417 | 0 | 1.5e-05 | 0.506 | 0 | 0 | 0.095 | -0.09 | 0.442 | 0 | -0.004 | 0.062 | -0.018 | 0.08 | 0 | 0 | 0 | 0 | -0.042 | 0 | -0.042 | 0 | 0.000417 | 0 | 1.5e-05 |  | SDG | SDGDMoMH06CZ07rWtd
43025.4298 | ResWin-33-28-00 | DMo | MH00 | CZ07 | rDXHP | -1 | Area-ft2 | 173.92 | 1242 | 0.829 | 0 | 0 | 0.07 | -0.652 | 1.32 | 0 | 0 | 0.093 | -0.087 | 0.18 | 0 | 0 | 0 | 0 | 0 | 0 | 0 | 0 | 0.00261 | 0 | 0 | 0.829 | 0 | 0 | 0.07 | -0.652 | 1.32 | 0 | 0 | 0.093 | -0.087 | 0.18 | 0 | 0 | 0 | 0 | 0 | 0 | 0 | 0 | 0.00261 | 0 | 0 | IP | Any | AnyDMoMH00CZ07rDXHP
43025.581 | ResWin-33-28-00 | DMo | MH00 | CZ07 | rWtd | -1 | Area-ft2 | 173.92 | 1242 | 0.25 | 0 | 0 | 0.083 | -0.144 | 0.318 | 0 | -0.01 | 0.003 | -0.041 | 0.044 | 0 | 0 | 0 | 0 | -0.09 | 0 | -0.09 | 0 | 0.000548 | 0 | 1.3e-05 | 0.25 | 0 | 0 | 0.083 | -0.144 | 0.318 | 0 | -0.01 | 0.003 | -0.041 | 0.044 | 0 | 0 | 0 | 0 | -0.09 | 0 | -0.09 | 0 | 0.000548 | 0 | 1.3e-05 |  | SDG | SDGDMoMH00CZ07rWtd
43025.4298 | ResWin-33-28-00 | DMo | MH06 | CZ07 | rDXHP | -1 | Area-ft2 | 173.92 | 1242 | 2.04 | 0 | 0 | 0.068 | -0.294 | 1.95 | 0 | 0 | 0.309 | -0.041 | 0.351 | 0 | 0 | 0 | 0 | 0 | 0 | 0 | 0 | 0.00186 | 0 | 6e-06 | 2.04 | 0 | 0 | 0.068 | -0.294 | 1.95 | 0 | 0 | 0.309 | -0.041 | 0.351 | 0 | 0 | 0 | 0 | 0 | 0 | 0 | 0 | 0.00186 | 0 | 6e-06 | IP | Any | AnyDMoMH06CZ07rDXHP
43025.4298 | ResWin-33-28-00 | DMo | MH85 | CZ07 | rDXHP | -1 | Area-ft2 | 186.32 | 1242 | 2.63 | 0 | 0 | 0.065 | 0.139 | 2.11 | 0 | 0 | 0.313 | 0.019 | 0.295 | 0 | 0 | 0 | 0 | 0 | 0 | 0 | 0 | 0.00311 | 0 | 0 | 1.48 | 0 | 0 | 0.07 | -0.511 | 1.74 | 0 | 0 | 0.174 | -0.068 | 0.242 | 0 | 0 | 0 | 0 | 0 | 0 | 0 | 0 | 0.00227 | 0 | 0 | IP | Any | AnyDMoMH85CZ07rDXHP
43025.4298 | ResWin-33-28-00 | DMo | MH72 | CZ07 | rDXHP | -1 | Area-ft2 | 190.96 | 1196 | 2.74 | 0 | 0 | 0.069 | 0.118 | 2.23 | 0 | 0 | 0.326 | 0.016 | 0.311 | 0 | 0 | 0 | 0 | 0 | 0 | 0 | 0 | 0.00308 | 0 | 0 | 1.77 | 0 | 0 | 0.077 | -0.371 | 1.85 | 0 | 0 | 0.207 | -0.05 | 0.258 | 0 | 0 | 0 | 0 | 0 | 0 | 0 | 0 | 0.00224 | 0 | 0 | IP | Any | AnyDMoMH72CZ07rDXHP
43025.4298 | ResWin-33-28-00 | DMo | MH72 | CZ07 | rNCEH | -1 | Area-ft2 | 190.96 | 1196 | 0.631 | 0 | 0 | 0.095 | 0.536 | 0 | 0 | 0 | 0 | 0 | 0 | 0 | 0 | 0 | 0 | 0 | 0 | 0 | 0 | 2.1e-05 | 0 | 2.1e-05 | -0.718 | 0 | 0 | 0.104 | -0.822 | 0 | 0 | 0 | 0 | 0 | 0 | 0 | 0 | 0 | 0 | 0 | 0 | 0 | 0 | 2.1e-05 | 0 | 1.6e-05 | IP | Any | AnyDMoMH72CZ07rNCEH
43025.581 | ResWin-33-28-00 | DMo | MH72 | CZ08 | rWtd | -1 | Area-ft2 | 190.96 | 1196 | 2.08 | 0 | 0 | 0.063 | 0.071 | 1.68 | 0 | 0.006 | 0.25 | 0.032 | 0.218 | 0 | 0.001 | 0 | 0 | 0.046 | 0 | 0.046 | 0 | 0.00276 | 0 | 1.2e-05 | 1.6 | 0 | 0 | 0.073 | -0.041 | 1.4 | 0 | -0.004 | 0.165 | -0.017 | 0.183 | 0 | 0 | 0 | 0 | -0.034 | 0 | -0.034 | 0 | 0.00188 | 0 | 7e-06 |  | SCG | SCGDMoMH72CZ08rWtd
43025.4298 | ResWin-33-28-00 | DMo | MH15 | CZ08 | rNCEH | -1 | Area-ft2 | 173.92 | 1242 | -0.44 | 0 | 0 | 0.097 | -0.536 | 0 | 0 | 0 | 0 | 0 | 0 | 0 | 0 | 0 | 0 | 0 | 0 | 0 | 0 | 2.3e-05 | 0 | 2.3e-05 | -0.44 | 0 | 0 | 0.097 | -0.536 | 0 | 0 | 0 | 0 | 0 | 0 | 0 | 0 | 0 | 0 | 0 | 0 | 0 | 0 | 2.3e-05 | 0 | 2.3e-05 | IP | Any | AnyDMoMH15CZ08rNCEH
43025.4298 | ResWin-33-28-00 | DMo | MH85 | CZ08 | rNCGF | -1 | Area-ft2 | 186.32 | 1242 | 0.119 | 0 | 0 | 0.081 | 0 | 0 | 0 | 0.009 | 0.03 | 0.03 | 0 | 0 | 0 | 0 | 0 | 0.057 | 0 | 0.057 | 0 | 2.7e-05 | 0 | 2.7e-05 | 0.06 | 0 | 0 | 0.087 | 0 | 0 | 0 | -0.005 | -0.021 | -0.021 | 0 | 0 | 0 | 0 | 0 | -0.059 | 0 | -0.059 | 0 | 2.1e-05 | 0 | 2.1e-05 | IP | Any | AnyDMoMH85CZ08rNCGF
43025.581 | ResWin-33-28-00 | DMo | MH00 | CZ08 | rWtd | -1 | Area-ft2 | 173.92 | 1242 | 1.77 | 0 | 0 | 0.06 | -0.067 | 1.61 | 0 | -0.006 | 0.171 | -0.036 | 0.206 | 0 | 0 | 0 | 0 | -0.061 | 0 | -0.061 | 0 | 0.00217 | 0 | 8e-06 | 1.77 | 0 | 0 | 0.06 | -0.067 | 1.61 | 0 | -0.006 | 0.171 | -0.036 | 0.206 | 0 | 0 | 0 | 0 | -0.061 | 0 | -0.061 | 0 | 0.00217 | 0 | 8e-06 |  | SCE | SCEDMoMH00CZ08rWtd
43025.581 | ResWin-33-28-00 | DMo | MH00 | CZ08 | rWtd | -1 | Area-ft2 | 173.92 | 1242 | 1.45 | 0 | 0 | 0.064 | -0.074 | 1.33 | 0 | -0.006 | 0.137 | -0.034 | 0.171 | 0 | 0 | 0 | 0 | -0.061 | 0 | -0.061 | 0 | 0.0018 | 0 | 1e-05 | 1.45 | 0 | 0 | 0.064 | -0.074 | 1.33 | 0 | -0.006 | 0.137 | -0.034 | 0.171 | 0 | 0 | 0 | 0 | -0.061 | 0 | -0.061 | 0 | 0.0018 | 0 | 1e-05 |  | SCG | SCGDMoMH00CZ08rWtd
43025.581 | ResWin-33-28-00 | DMo | MH00 | CZ08 | rWtd | -1 | Area-ft2 | 173.92 | 1242 | 1.33 | 0 | 0 | 0.066 | -0.077 | 1.22 | 0 | -0.006 | 0.123 | -0.033 | 0.156 | 0 | 0 | 0 | 0 | -0.061 | 0 | -0.061 | 0 | 0.00164 | 0 | 1.1e-05 | 1.33 | 0 | 0 | 0.066 | -0.077 | 1.22 | 0 | -0.006 | 0.123 | -0.033 | 0.156 | 0 | 0 | 0 | 0 | -0.061 | 0 | -0.061 | 0 | 0.00164 | 0 | 1.1e-05 |  | SDG | SDGDMoMH00CZ08rWtd
43025.581 | ResWin-33-28-00 | DMo | MH06 | CZ08 | rWtd | -1 | Area-ft2 | 173.92 | 1242 | 2.11 | 0 | 0 | 0.059 | -0.041 | 1.81 | 0 | -0.004 | 0.292 | -0.021 | 0.314 | 0 | 0 | 0 | 0 | -0.038 | 0 | -0.038 | 0 | 0.00182 | 0 | 4e-06 | 2.11 | 0 | 0 | 0.059 | -0.041 | 1.81 | 0 | -0.004 | 0.292 | -0.021 | 0.314 | 0 | 0 | 0 | 0 | -0.038 | 0 | -0.038 | 0 | 0.00182 | 0 | 4e-06 |  | SCE | SCEDMoMH06CZ08rWtd
43025.581 | ResWin-33-28-00 | DMo | MH06 | CZ08 | rWtd | -1 | Area-ft2 | 173.92 | 1242 | 1.75 | 0 | 0 | 0.065 | -0.047 | 1.49 | 0 | -0.004 | 0.239 | -0.02 | 0.259 | 0 | 0 | 0 | 0 | -0.038 | 0 | -0.038 | 0 | 0.00151 | 0 | 7e-06 | 1.75 | 0 | 0 | 0.065 | -0.047 | 1.49 | 0 | -0.004 | 0.239 | -0.02 | 0.259 | 0 | 0 | 0 | 0 | -0.038 | 0 | -0.038 | 0 | 0.00151 | 0 | 7e-06 |  | SCG | SCGDMoMH06CZ08rWtd
43025.581 | ResWin-33-28-00 | DMo | MH06 | CZ08 | rWtd | -1 | Area-ft2 | 173.92 | 1242 | 1.6 | 0 | 0 | 0.068 | -0.049 | 1.37 | 0 | -0.004 | 0.217 | -0.02 | 0.237 | 0 | 0 | 0 | 0 | -0.038 | 0 | -0.038 | 0 | 0.00138 | 0 | 8e-06 | 1.6 | 0 | 0 | 0.068 | -0.049 | 1.37 | 0 | -0.004 | 0.217 | -0.02 | 0.237 | 0 | 0 | 0 | 0 | -0.038 | 0 | -0.038 | 0 | 0.00138 | 0 | 8e-06 |  | SDG | SDGDMoMH06CZ08rWtd
43025.581 | ResWin-33-28-00 | DMo | MH15 | CZ08 | rWtd | -1 | Area-ft2 | 173.92 | 1242 | 1.9 | 0 | 0 | 0.059 | -0.039 | 1.63 | 0 | -0.004 | 0.247 | -0.019 | 0.266 | 0 | 0 | 0 | 0 | -0.037 | 0 | -0.037 | 0 | 0.0017 | 0 | 8e-06 | 1.9 | 0 | 0 | 0.059 | -0.039 | 1.63 | 0 | -0.004 | 0.247 | -0.019 | 0.266 | 0 | 0 | 0 | 0 | -0.037 | 0 | -0.037 | 0 | 0.0017 | 0 | 8e-06 |  | SCE | SCEDMoMH15CZ08rWtd
43025.581 | ResWin-33-28-00 | DMo | MH15 | CZ08 | rWtd | -1 | Area-ft2 | 173.92 | 1242 | 1.57 | 0 | 0 | 0.065 | -0.044 | 1.35 | 0 | -0.004 | 0.202 | -0.018 | 0.22 | 0 | 0 | 0 | 0 | -0.037 | 0 | -0.037 | 0 | 0.00141 | 0 | 1e-05 | 1.57 | 0 | 0 | 0.065 | -0.044 | 1.35 | 0 | -0.004 | 0.202 | -0.018 | 0.22 | 0 | 0 | 0 | 0 | -0.037 | 0 | -0.037 | 0 | 0.00141 | 0 | 1e-05 |  | SCG | SCGDMoMH15CZ08rWtd
43025.581 | ResWin-33-28-00 | DMo | MH15 | CZ08 | rWtd | -1 | Area-ft2 | 173.92 | 1242 | 1.44 | 0 | 0 | 0.068 | -0.046 | 1.24 | 0 | -0.004 | 0.184 | -0.018 | 0.201 | 0 | 0 | 0 | 0 | -0.037 | 0 | -0.037 | 0 | 0.00129 | 0 | 1.1e-05 | 1.44 | 0 | 0 | 0.068 | -0.046 | 1.24 | 0 | -0.004 | 0.184 | -0.018 | 0.201 | 0 | 0 | 0 | 0 | -0.037 | 0 | -0.037 | 0 | 0.00129 | 0 | 1.1e-05 |  | SDG | SDGDMoMH15CZ08rWtd
43025.581 | ResWin-33-28-00 | DMo | MH72 | CZ08 | rWtd | -1 | Area-ft2 | 190.96 | 1196 | 2.46 | 0 | 0 | 0.058 | 0.06 | 2.03 | 0 | 0.006 | 0.298 | 0.034 | 0.264 | 0 | 0.001 | 0 | 0 | 0.046 | 0 | 0.046 | 0 | 0.00333 | 0 | 9e-06 | 1.93 | 0 | 0 | 0.068 | -0.036 | 1.7 | 0 | -0.004 | 0.203 | -0.018 | 0.221 | 0 | 0 | 0 | 0 | -0.034 | 0 | -0.034 | 0 | 0.00227 | 0 | 4e-06 |  | SCE | SCEDMoMH72CZ08rWtd
43025.581 | ResWin-33-28-00 | DMo | MH72 | CZ08 | rWtd | -1 | Area-ft2 | 190.96 | 1196 | 1.92 | 0 | 0 | 0.065 | 0.076 | 1.54 | 0 | 0.006 | 0.231 | 0.031 | 0.2 | 0 | 0.001 | 0 | 0 | 0.046 | 0 | 0.046 | 0 | 0.00253 | 0 | 1.4e-05 | 1.47 | 0 | 0 | 0.075 | -0.042 | 1.29 | 0 | -0.004 | 0.15 | -0.017 | 0.167 | 0 | 0 | 0 | 0 | -0.034 | 0 | -0.034 | 0 | 0.00172 | 0 | 8e-06 |  | SDG | SDGDMoMH72CZ08rWtd
43025.581 | ResWin-33-28-00 | DMo | MH85 | CZ08 | rWtd | -1 | Area-ft2 | 186.32 | 1242 | 2.69 | 0 | 0 | 0.051 | 0.07 | 2.23 | 0 | 0.007 | 0.332 | 0.039 | 0.293 | 0 | 0.002 | 0 | 0 | 0.05 | 0 | 0.05 | 0 | 0.00321 | 0 | 6e-06 | 1.98 | 0 | 0 | 0.058 | -0.054 | 1.78 | 0 | -0.005 | 0.205 | -0.028 | 0.234 | 0 | 0 | 0 | 0 | -0.052 | 0 | -0.052 | 0 | 0.00214 | 0 | 4e-06 |  | SCE | SCEDMoMH85CZ08rWtd
43025.581 | ResWin-33-28-00 | DMo | MH85 | CZ08 | rWtd | -1 | Area-ft2 | 186.32 | 1242 | 2.27 | 0 | 0 | 0.056 | 0.083 | 1.84 | 0 | 0.007 | 0.279 | 0.037 | 0.242 | 0 | 0.001 | 0 | 0 | 0.05 | 0 | 0.05 | 0 | 0.00266 | 0 | 9e-06 | 1.64 | 0 | 0 | 0.063 | -0.06 | 1.47 | 0 | -0.005 | 0.166 | -0.026 | 0.193 | 0 | 0 | 0 | 0 | -0.052 | 0 | -0.052 | 0 | 0.00177 | 0 | 7e-06 |  | SCG | SCGDMoMH85CZ08rWtd
43025.581 | ResWin-33-28-00 | DMo | MH85 | CZ08 | rWtd | -1 | Area-ft2 | 186.32 | 1242 | 2.1 | 0 | 0 | 0.059 | 0.089 | 1.68 | 0 | 0.007 | 0.258 | 0.036 | 0.221 | 0 | 0.001 | 0 | 0 | 0.05 | 0 | 0.05 | 0 | 0.00243 | 0 | 1.1e-05 | 1.49 | 0 | 0 | 0.065 | -0.062 | 1.35 | 0 | -0.005 | 0.151 | -0.026 | 0.177 | 0 | 0 | 0 | 0 | -0.052 | 0 | -0.052 | 0 | 0.00162 | 0 | 8e-06 |  | SDG | SDGDMoMH85CZ08rWtd
43025.6037 | ResWin-33-28-00 | DMo | Ex | CZ08 | rWtd | -1 | Area-ft2 | 187.7 | 1213.9 | 2.45 | 0 | 0 | 0.056 | 0.049 | 2.04 | 0 | 0.005 | 0.297 | 0.028 | 0.269 | 0 | 0.001 | 0 | 0 | 0.036 | 0 | 0.036 | 0 | 0.00315 | 0 | 8e-06 | 1.94 | 0 | 0 | 0.064 | -0.043 | 1.72 | 0 | -0.004 | 0.204 | -0.022 | 0.227 | 0 | 0 | 0 | 0 | -0.041 | 0 | -0.041 | 0 | 0.00221 | 0 | 4e-06 |  | SCE | SCEDMoExCZ08rWtd
43025.6037 | ResWin-33-28-00 | DMo | Ex | CZ08 | rWtd | -1 | Area-ft2 | 186.5 | 1220.9 | 2.07 | 0 | 0 | 0.061 | 0.054 | 1.69 | 0 | 0.005 | 0.249 | 0.024 | 0.224 | 0 | 0.001 | 0 | 0 | 0.032 | 0 | 0.032 | 0 | 0.00255 | 0 | 1e-05 | 1.61 | 0 | 0 | 0.068 | -0.052 | 1.42 | 0 | -0.005 | 0.166 | -0.022 | 0.189 | 0 | 0 | 0 | 0 | -0.044 | 0 | -0.044 | 0 | 0.00181 | 0 | 7e-06 |  | SCG | SCGDMoExCZ08rWtd
43025.6037 | ResWin-33-28-00 | DMo | Ex | CZ08 | rWtd | -1 | Area-ft2 | 190.94 | 1196.1 | 1.92 | 0 | 0 | 0.065 | 0.076 | 1.54 | 0 | 0.006 | 0.231 | 0.031 | 0.2 | 0 | 0.001 | 0 | 0 | 0.046 | 0 | 0.046 | 0 | 0.00253 | 0 | 1.4e-05 | 1.47 | 0 | 0 | 0.075 | -0.042 | 1.29 | 0 | -0.004 | 0.15 | -0.017 | 0.167 | 0 | 0 | 0 | 0 | -0.034 | 0 | -0.034 | 0 | 0.00172 | 0 | 8e-06 |  | SDG | SDGDMoExCZ08rWtd
43025.4298 | ResWin-33-28-00 | DMo | MH15 | CZ08 | rDXGF | -1 | Area-ft2 | 173.92 | 1242 | 2.41 | 0 | 0 | 0.049 | 0 | 2.05 | 0 | -0.005 | 0.318 | -0.018 | 0.336 | 0 | 0 | 0 | 0 | -0.042 | 0 | -0.042 | 0 | 0.00213 | 0 | 6e-06 | 2.41 | 0 | 0 | 0.049 | 0 | 2.05 | 0 | -0.005 | 0.318 | -0.018 | 0.336 | 0 | 0 | 0 | 0 | -0.042 | 0 | -0.042 | 0 | 0.00213 | 0 | 6e-06 | IP | Any | AnyDMoMH15CZ08rDXGF
43025.4298 | ResWin-33-28-00 | DMo | MH15 | CZ08 | rNCGF | -1 | Area-ft2 | 173.92 | 1242 | 0.074 | 0 | 0 | 0.095 | 0 | 0 | 0 | -0.004 | -0.016 | -0.016 | 0 | 0 | 0 | 0 | 0 | -0.042 | 0 | -0.042 | 0 | 1.7e-05 | 0 | 1.7e-05 | 0.074 | 0 | 0 | 0.095 | 0 | 0 | 0 | -0.004 | -0.016 | -0.016 | 0 | 0 | 0 | 0 | 0 | -0.042 | 0 | -0.042 | 0 | 1.7e-05 | 0 | 1.7e-05 | IP | Any | AnyDMoMH15CZ08rNCGF
43025.4298 | ResWin-33-28-00 | DMo | MH85 | CZ08 | rDXHP | -1 | Area-ft2 | 186.32 | 1242 | 3.66 | 0 | 0 | 0.045 | 0.4 | 2.78 | 0 | 0 | 0.42 | 0.056 | 0.363 | 0 | 0.017 | 0 | 0 | 0 | 0 | 0 | 0 | 0.0041 | 0 | 0 | 2.13 | 0 | 0 | 0.051 | -0.361 | 2.2 | 0 | 0 | 0.238 | -0.049 | 0.287 | 0 | 0 | 0 | 0 | 0 | 0 | 0 | 0 | 0.00277 | 0 | 0 | IP | Any | AnyDMoMH85CZ08rDXHP
43025.4298 | ResWin-33-28-00 | DMo | MH06 | CZ08 | rDXHP | -1 | Area-ft2 | 173.92 | 1242 | 2.4 | 0 | 0 | 0.049 | -0.264 | 2.27 | 0 | 0 | 0.354 | -0.037 | 0.392 | 0 | -0.004 | 0 | 0 | 0 | 0 | 0 | 0 | 0.00232 | 0 | 6e-06 | 2.4 | 0 | 0 | 0.049 | -0.264 | 2.27 | 0 | 0 | 0.354 | -0.037 | 0.392 | 0 | -0.004 | 0 | 0 | 0 | 0 | 0 | 0 | 0.00232 | 0 | 6e-06 | IP | Any | AnyDMoMH06CZ08rDXHP
43025.4298 | ResWin-33-28-00 | DMo | MH72 | CZ08 | rNCEH | -1 | Area-ft2 | 190.96 | 1196 | 1.1 | 0 | 0 | 0.09 | 1.01 | 0 | 0 | 0 | 0 | 0 | 0 | 0 | 0 | 0 | 0 | 0 | 0 | 0 | 0 | 2.6e-05 | 0 | 3.1e-05 | -0.388 | 0 | 0 | 0.098 | -0.486 | 0 | 0 | 0 | 0 | 0 | 0 | 0 | 0 | 0 | 0 | 0 | 0 | 0 | 0 | 2.1e-05 | 0 | 2.1e-05 | IP | Any | AnyDMoMH72CZ08rNCEH
43025.4298 | ResWin-33-28-00 | DMo | MH72 | CZ08 | rNCGF | -1 | Area-ft2 | 190.96 | 1196 | 0.118 | 0 | 0 | 0.085 | 0 | 0 | 0 | 0.007 | 0.026 | 0.026 | 0 | 0 | 0 | 0 | 0 | 0.052 | 0 | 0.052 | 0 | 2.6e-05 | 0 | 2.6e-05 | 0.079 | 0 | 0 | 0.096 | 0 | 0 | 0 | -0.004 | -0.014 | -0.014 | 0 | 0 | 0 | 0 | 0 | -0.039 | 0 | -0.039 | 0 | 2.1e-05 | 0 | 2.1e-05 | IP | Any | AnyDMoMH72CZ08rNCGF
43025.4298 | ResWin-33-28-00 | DMo | MH00 | CZ08 | rDXHP | -1 | Area-ft2 | 173.92 | 1242 | 1.79 | 0 | 0 | 0.054 | -0.445 | 1.99 | 0 | 0 | 0.194 | -0.059 | 0.253 | 0 | 0.001 | 0 | 0 | 0 | 0 | 0 | 0 | 0.00279 | 0 | 6e-06 | 1.79 | 0 | 0 | 0.054 | -0.445 | 1.99 | 0 | 0 | 0.194 | -0.059 | 0.253 | 0 | 0.001 | 0 | 0 | 0 | 0 | 0 | 0 | 0.00279 | 0 | 6e-06 | IP | Any | AnyDMoMH00CZ08rDXHP
43025.4298 | ResWin-33-28-00 | DMo | MH72 | CZ08 | rDXGF | -1 | Area-ft2 | 190.96 | 1196 | 3 | 0 | 0 | 0.051 | 0 | 2.57 | 0 | 0.007 | 0.369 | 0.035 | 0.334 | 0 | 0 | 0 | 0 | 0.052 | 0 | 0.052 | 0 | 0.00418 | 0 | 5e-06 | 2.47 | 0 | 0 | 0.061 | 0 | 2.15 | 0 | -0.004 | 0.262 | -0.018 | 0.28 | 0 | 0 | 0 | 0 | -0.039 | 0 | -0.039 | 0 | 0.00285 | 0 | 0 | IP | Any | AnyDMoMH72CZ08rDXGF
43025.4298 | ResWin-33-28-00 | DMo | MH06 | CZ08 | rNCEH | -1 | Area-ft2 | 173.92 | 1242 | -0.492 | 0 | 0 | 0.097 | -0.588 | 0 | 0 | 0 | 0 | 0 | 0 | 0 | 0 | 0 | 0 | 0 | 0 | 0 | 0 | 2.3e-05 | 0 | 2.3e-05 | -0.492 | 0 | 0 | 0.097 | -0.588 | 0 | 0 | 0 | 0 | 0 | 0 | 0 | 0 | 0 | 0 | 0 | 0 | 0 | 0 | 2.3e-05 | 0 | 2.3e-05 | IP | Any | AnyDMoMH06CZ08rNCEH
43025.4298 | ResWin-33-28-00 | DMo | MH00 | CZ08 | rNCGF | -1 | Area-ft2 | 173.92 | 1242 | 0.051 | 0 | 0 | 0.086 | 0 | 0 | 0 | -0.007 | -0.027 | -0.027 | 0 | 0 | 0 | 0 | 0 | -0.07 | 0 | -0.07 | 0 | 1.7e-05 | 0 | 1.7e-05 | 0.051 | 0 | 0 | 0.086 | 0 | 0 | 0 | -0.007 | -0.027 | -0.027 | 0 | 0 | 0 | 0 | 0 | -0.07 | 0 | -0.07 | 0 | 1.7e-05 | 0 | 1.7e-05 | IP | Any | AnyDMoMH00CZ08rNCGF
43025.4298 | ResWin-33-28-00 | DMo | MH85 | CZ08 | rNCEH | -1 | Area-ft2 | 186.32 | 1242 | 1.26 | 0 | 0 | 0.085 | 1.17 | 0 | 0 | 0 | 0 | 0 | 0 | 0 | 0 | 0 | 0 | 0 | 0 | 0 | 0 | 2.7e-05 | 0 | 2.7e-05 | -0.617 | 0 | 0 | 0.089 | -0.705 | 0 | 0 | 0 | 0 | 0 | 0 | 0 | 0 | 0 | 0 | 0 | 0 | 0 | 0 | 2.1e-05 | 0 | 2.1e-05 | IP | Any | AnyDMoMH85CZ08rNCEH
43025.4298 | ResWin-33-28-00 | DMo | MH72 | CZ08 | rDXHP | -1 | Area-ft2 | 190.96 | 1196 | 3.3 | 0 | 0 | 0.054 | 0.337 | 2.52 | 0 | 0 | 0.373 | 0.048 | 0.326 | 0 | 0.013 | 0 | 0 | 0 | 0 | 0 | 0 | 0.00427 | 0 | 5e-06 | 2.13 | 0 | 0 | 0.062 | -0.241 | 2.08 | 0 | 0 | 0.236 | -0.033 | 0.27 | 0 | -0.003 | 0 | 0 | 0 | 0 | 0 | 0 | 0.00292 | 0 | 0 | IP | Any | AnyDMoMH72CZ08rDXHP
43025.4298 | ResWin-33-28-00 | DMo | MH06 | CZ08 | rNCGF | -1 | Area-ft2 | 173.92 | 1242 | 0.074 | 0 | 0 | 0.095 | 0 | 0 | 0 | -0.005 | -0.017 | -0.017 | 0 | 0 | 0 | 0 | 0 | -0.043 | 0 | -0.043 | 0 | 1.7e-05 | 0 | 1.7e-05 | 0.074 | 0 | 0 | 0.095 | 0 | 0 | 0 | -0.005 | -0.017 | -0.017 | 0 | 0 | 0 | 0 | 0 | -0.043 | 0 | -0.043 | 0 | 1.7e-05 | 0 | 1.7e-05 | IP | Any | AnyDMoMH06CZ08rNCGF
43025.4298 | ResWin-33-28-00 | DMo | MH00 | CZ08 | rNCEH | -1 | Area-ft2 | 173.92 | 1242 | -0.793 | 0 | 0 | 0.087 | -0.881 | 0 | 0 | 0 | 0 | 0 | 0 | 0 | 0 | 0 | 0 | 0 | 0 | 0 | 0 | 2.3e-05 | 0 | 2.3e-05 | -0.793 | 0 | 0 | 0.087 | -0.881 | 0 | 0 | 0 | 0 | 0 | 0 | 0 | 0 | 0 | 0 | 0 | 0 | 0 | 0 | 2.3e-05 | 0 | 2.3e-05 | IP | Any | AnyDMoMH00CZ08rNCEH
43025.4298 | ResWin-33-28-00 | DMo | MH06 | CZ08 | rDXGF | -1 | Area-ft2 | 173.92 | 1242 | 2.7 | 0 | 0 | 0.049 | 0 | 2.28 | 0 | -0.004 | 0.375 | -0.021 | 0.396 | 0 | 0 | 0 | 0 | -0.043 | 0 | -0.043 | 0 | 0.00229 | 0 | 0 | 2.7 | 0 | 0 | 0.049 | 0 | 2.28 | 0 | -0.004 | 0.375 | -0.021 | 0.396 | 0 | 0 | 0 | 0 | -0.043 | 0 | -0.043 | 0 | 0.00229 | 0 | 0 | IP | Any | AnyDMoMH06CZ08rDXGF
43025.4298 | ResWin-33-28-00 | DMo | MH85 | CZ08 | rDXGF | -1 | Area-ft2 | 186.32 | 1242 | 3.28 | 0 | 0 | 0.043 | 0 | 2.81 | 0 | 0.008 | 0.411 | 0.041 | 0.37 | 0 | 0 | 0 | 0 | 0.057 | 0 | 0.057 | 0 | 0.00403 | 0 | 0 | 2.56 | 0 | 0 | 0.05 | 0 | 2.25 | 0 | -0.006 | 0.267 | -0.028 | 0.296 | 0 | 0 | 0 | 0 | -0.059 | 0 | -0.059 | 0 | 0.00268 | 0 | 0 | IP | Any | AnyDMoMH85CZ08rDXGF
43025.4298 | ResWin-33-28-00 | DMo | MH00 | CZ08 | rDXGF | -1 | Area-ft2 | 173.92 | 1242 | 2.31 | 0 | 0 | 0.053 | 0 | 2.04 | 0 | -0.007 | 0.225 | -0.036 | 0.261 | 0 | 0 | 0 | 0 | -0.07 | 0 | -0.07 | 0 | 0.00272 | 0 | 6e-06 | 2.31 | 0 | 0 | 0.053 | 0 | 2.04 | 0 | -0.007 | 0.225 | -0.036 | 0.261 | 0 | 0 | 0 | 0 | -0.07 | 0 | -0.07 | 0 | 0.00272 | 0 | 6e-06 | IP | Any | AnyDMoMH00CZ08rDXGF
43025.4298 | ResWin-33-28-00 | DMo | MH15 | CZ08 | rDXHP | -1 | Area-ft2 | 173.92 | 1242 | 2.23 | 0 | 0 | 0.049 | -0.25 | 2.13 | 0 | 0 | 0.296 | -0.033 | 0.327 | 0 | -0.003 | 0 | 0 | 0 | 0 | 0 | 0 | 0.00215 | 0 | 6e-06 | 2.23 | 0 | 0 | 0.049 | -0.25 | 2.13 | 0 | 0 | 0.296 | -0.033 | 0.327 | 0 | -0.003 | 0 | 0 | 0 | 0 | 0 | 0 | 0.00215 | 0 | 6e-06 | IP | Any | AnyDMoMH15CZ08rDXHP
43025.4298 | ResWin-33-28-00 | DMo | MH72 | CZ09 | rDXHP | -1 | Area-ft2 | 190.96 | 1196 | 4.53 | 0 | 0 | 0.053 | 0.487 | 3.45 | 0 | 0 | 0.503 | 0.07 | 0.433 | 0 | 0.038 | 0 | 0 | 0 | 0 | 0 | 0 | 0.00539 | 0 | 5e-06 | 2.74 | 0 | 0 | 0.061 | -0.278 | 2.66 | 0 | 0 | 0.295 | -0.038 | 0.333 | 0 | 0.004 | 0 | 0 | 0 | 0 | 0 | 0 | 0.00348 | 0 | 0 | IP | Any | AnyDMoMH72CZ09rDXHP
43025.4298 | ResWin-33-28-00 | DMo | MH00 | CZ09 | rNCGF | -1 | Area-ft2 | 173.92 | 1242 | 0.048 | 0 | 0 | 0.087 | 0 | 0 | 0 | -0.009 | -0.031 | -0.031 | 0 | 0 | 0 | 0 | 0 | -0.079 | 0 | -0.079 | 0 | 2.3e-05 | 0 | 2.3e-05 | 0.048 | 0 | 0 | 0.087 | 0 | 0 | 0 | -0.009 | -0.031 | -0.031 | 0 | 0 | 0 | 0 | 0 | -0.079 | 0 | -0.079 | 0 | 2.3e-05 | 0 | 2.3e-05 | IP | Any | AnyDMoMH00CZ09rNCGF
43025.4298 | ResWin-33-28-00 | DMo | MH72 | CZ09 | rNCEH | -1 | Area-ft2 | 190.96 | 1196 | 1.48 | 0 | 0 | 0.094 | 1.39 | 0 | 0 | 0 | 0 | 0 | 0 | 0 | 0 | 0 | 0 | 0 | 0 | 0 | 0 | 3.1e-05 | 0 | 2.6e-05 | -0.408 | 0 | 0 | 0.102 | -0.51 | 0 | 0 | 0 | 0 | 0 | 0 | 0 | 0 | 0 | 0 | 0 | 0 | 0 | 0 | 2.6e-05 | 0 | 2.1e-05 | IP | Any | AnyDMoMH72CZ09rNCEH
43025.4298 | ResWin-33-28-00 | DMo | MH06 | CZ09 | rNCEH | -1 | Area-ft2 | 173.92 | 1242 | -0.756 | 0 | 0 | 0.097 | -0.853 | 0 | 0 | 0 | 0 | 0 | 0 | 0 | 0 | 0 | 0 | 0 | 0 | 0 | 0 | 2.3e-05 | 0 | 2.3e-05 | -0.756 | 0 | 0 | 0.097 | -0.853 | 0 | 0 | 0 | 0 | 0 | 0 | 0 | 0 | 0 | 0 | 0 | 0 | 0 | 0 | 2.3e-05 | 0 | 2.3e-05 | IP | Any | AnyDMoMH06CZ09rNCEH
43025.4298 | ResWin-33-28-00 | DMo | MH15 | CZ09 | rDXGF | -1 | Area-ft2 | 173.92 | 1242 | 2.41 | 0 | 0 | 0.055 | 0 | 2.07 | 0 | -0.006 | 0.296 | -0.025 | 0.321 | 0 | 0 | 0 | 0 | -0.057 | 0 | -0.057 | 0 | 0.00258 | 0 | 0 | 2.41 | 0 | 0 | 0.055 | 0 | 2.07 | 0 | -0.006 | 0.296 | -0.025 | 0.321 | 0 | 0 | 0 | 0 | -0.057 | 0 | -0.057 | 0 | 0.00258 | 0 | 0 | IP | Any | AnyDMoMH15CZ09rDXGF
43025.4298 | ResWin-33-28-00 | DMo | MH15 | CZ09 | rNCGF | -1 | Area-ft2 | 173.92 | 1242 | 0.066 | 0 | 0 | 0.095 | 0 | 0 | 0 | -0.006 | -0.023 | -0.023 | 0 | 0 | 0 | 0 | 0 | -0.057 | 0 | -0.057 | 0 | 2.3e-05 | 0 | 2.3e-05 | 0.066 | 0 | 0 | 0.095 | 0 | 0 | 0 | -0.006 | -0.023 | -0.023 | 0 | 0 | 0 | 0 | 0 | -0.057 | 0 | -0.057 | 0 | 2.3e-05 | 0 | 2.3e-05 | IP | Any | AnyDMoMH15CZ09rNCGF
43025.4298 | ResWin-33-28-00 | DMo | MH00 | CZ09 | rNCEH | -1 | Area-ft2 | 173.92 | 1242 | -0.876 | 0 | 0 | 0.089 | -0.965 | 0 | 0 | 0 | 0 | 0 | 0 | 0 | 0 | 0 | 0 | 0 | 0 | 0 | 0 | 2.3e-05 | 0 | 2.3e-05 | -0.876 | 0 | 0 | 0.089 | -0.965 | 0 | 0 | 0 | 0 | 0 | 0 | 0 | 0 | 0 | 0 | 0 | 0 | 0 | 0 | 2.3e-05 | 0 | 2.3e-05 | IP | Any | AnyDMoMH00CZ09rNCEH
43025.4298 | ResWin-33-28-00 | DMo | MH85 | CZ09 | rNCGF | -1 | Area-ft2 | 186.32 | 1242 | 0.12 | 0 | 0 | 0.077 | 0 | 0 | 0 | 0.009 | 0.033 | 0.033 | 0 | 0 | 0 | 0 | 0 | 0.062 | 0 | 0.062 | 0 | 2.7e-05 | 0 | 2.7e-05 | 0.048 | 0 | 0 | 0.086 | 0 | 0 | 0 | -0.008 | -0.03 | -0.03 | 0 | 0 | 0 | 0 | 0 | -0.074 | 0 | -0.074 | 0 | 2.1e-05 | 0 | 2.1e-05 | IP | Any | AnyDMoMH85CZ09rNCGF
43025.581 | ResWin-33-28-00 | DMo | MH06 | CZ09 | rWtd | -1 | Area-ft2 | 173.92 | 1242 | 1.77 | 0 | 0 | 0.066 | -0.064 | 1.55 | 0 | -0.006 | 0.223 | -0.031 | 0.254 | 0 | 0 | 0 | 0 | -0.053 | 0 | -0.053 | 0 | 0.00198 | 0 | 7e-06 | 1.77 | 0 | 0 | 0.066 | -0.064 | 1.55 | 0 | -0.006 | 0.223 | -0.031 | 0.254 | 0 | 0 | 0 | 0 | -0.053 | 0 | -0.053 | 0 | 0.00198 | 0 | 7e-06 |  | SCG | SCGDMoMH06CZ09rWtd
43025.4298 | ResWin-33-28-00 | DMo | MH06 | CZ09 | rNCGF | -1 | Area-ft2 | 173.92 | 1242 | 0.064 | 0 | 0 | 0.095 | 0 | 0 | 0 | -0.007 | -0.025 | -0.025 | 0 | 0 | 0 | 0 | 0 | -0.06 | 0 | -0.06 | 0 | 2.3e-05 | 0 | 2.3e-05 | 0.064 | 0 | 0 | 0.095 | 0 | 0 | 0 | -0.007 | -0.025 | -0.025 | 0 | 0 | 0 | 0 | 0 | -0.06 | 0 | -0.06 | 0 | 2.3e-05 | 0 | 2.3e-05 | IP | Any | AnyDMoMH06CZ09rNCGF
43025.4298 | ResWin-33-28-00 | DMo | MH00 | CZ09 | rDXGF | -1 | Area-ft2 | 173.92 | 1242 | 2.71 | 0 | 0 | 0.055 | 0 | 2.41 | 0 | -0.009 | 0.254 | -0.041 | 0.296 | 0 | 0 | 0 | 0 | -0.079 | 0 | -0.079 | 0 | 0.00344 | 0 | 0 | 2.71 | 0 | 0 | 0.055 | 0 | 2.41 | 0 | -0.009 | 0.254 | -0.041 | 0.296 | 0 | 0 | 0 | 0 | -0.079 | 0 | -0.079 | 0 | 0.00344 | 0 | 0 | IP | Any | AnyDMoMH00CZ09rDXGF
43025.4298 | ResWin-33-28-00 | DMo | MH15 | CZ09 | rDXHP | -1 | Area-ft2 | 173.92 | 1242 | 2.1 | 0 | 0 | 0.053 | -0.347 | 2.12 | 0 | 0 | 0.267 | -0.044 | 0.311 | 0 | 0.008 | 0 | 0 | 0 | 0 | 0 | 0 | 0.00262 | 0 | 0 | 2.1 | 0 | 0 | 0.053 | -0.347 | 2.12 | 0 | 0 | 0.267 | -0.044 | 0.311 | 0 | 0.008 | 0 | 0 | 0 | 0 | 0 | 0 | 0.00262 | 0 | 0 | IP | Any | AnyDMoMH15CZ09rDXHP
43025.581 | ResWin-33-28-00 | DMo | MH06 | CZ09 | rWtd | -1 | Area-ft2 | 173.92 | 1242 | 2.03 | 0 | 0 | 0.062 | -0.058 | 1.77 | 0 | -0.006 | 0.258 | -0.032 | 0.29 | 0 | 0 | 0 | 0 | -0.053 | 0 | -0.053 | 0 | 0.00226 | 0 | 4e-06 | 2.03 | 0 | 0 | 0.062 | -0.058 | 1.77 | 0 | -0.006 | 0.258 | -0.032 | 0.29 | 0 | 0 | 0 | 0 | -0.053 | 0 | -0.053 | 0 | 0.00226 | 0 | 4e-06 |  | SCE | SCEDMoMH06CZ09rWtd
43025.4298 | ResWin-33-28-00 | DMo | MH85 | CZ09 | rNCEH | -1 | Area-ft2 | 186.32 | 1242 | 1.37 | 0 | 0 | 0.083 | 1.29 | 0 | 0 | 0 | 0 | 0 | 0 | 0 | 0 | 0 | 0 | 0 | 0 | 0 | 0 | 2.7e-05 | 0 | 2.7e-05 | -0.847 | 0 | 0 | 0.087 | -0.935 | 0 | 0 | 0 | 0 | 0 | 0 | 0 | 0 | 0 | 0 | 0 | 0 | 0 | 0 | 2.1e-05 | 0 | 2.1e-05 | IP | Any | AnyDMoMH85CZ09rNCEH
43025.4298 | ResWin-33-28-00 | DMo | MH72 | CZ09 | rNCGF | -1 | Area-ft2 | 190.96 | 1196 | 0.137 | 0 | 0 | 0.091 | 0 | 0 | 0 | 0.01 | 0.036 | 0.036 | 0 | 0 | 0 | 0 | 0 | 0.073 | 0 | 0.073 | 0 | 2.6e-05 | 0 | 2.6e-05 | 0.082 | 0 | 0 | 0.101 | 0 | 0 | 0 | -0.004 | -0.015 | -0.015 | 0 | 0 | 0 | 0 | 0 | -0.043 | 0 | -0.043 | 0 | 2.1e-05 | 0 | 2.1e-05 | IP | Any | AnyDMoMH72CZ09rNCGF
43025.4298 | ResWin-33-28-00 | DMo | MH15 | CZ09 | rNCEH | -1 | Area-ft2 | 173.92 | 1242 | -0.581 | 0 | 0 | 0.097 | -0.677 | 0 | 0 | 0 | 0 | 0 | 0 | 0 | 0 | 0 | 0 | 0 | 0 | 0 | 0 | 2.3e-05 | 0 | 2.3e-05 | -0.581 | 0 | 0 | 0.097 | -0.677 | 0 | 0 | 0 | 0 | 0 | 0 | 0 | 0 | 0 | 0 | 0 | 0 | 0 | 0 | 2.3e-05 | 0 | 2.3e-05 | IP | Any | AnyDMoMH15CZ09rNCEH
43025.4298 | ResWin-33-28-00 | DMo | MH85 | CZ09 | rDXHP | -1 | Area-ft2 | 186.32 | 1242 | 3.98 | 0 | 0 | 0.046 | 0.444 | 3 | 0 | 0 | 0.435 | 0.067 | 0.368 | 0 | 0.055 | 0 | 0 | 0 | 0 | 0 | 0 | 0.00528 | 0 | 0 | 2.11 | 0 | 0 | 0.053 | -0.483 | 2.3 | 0 | 0 | 0.22 | -0.062 | 0.282 | 0 | 0.013 | 0 | 0 | 0 | 0 | 0 | 0 | 0.00344 | 0 | 0 | IP | Any | AnyDMoMH85CZ09rDXHP
43025.581 | ResWin-33-28-00 | DMo | MH00 | CZ09 | rWtd | -1 | Area-ft2 | 173.92 | 1242 | 2.15 | 0 | 0 | 0.061 | -0.073 | 1.97 | 0 | -0.008 | 0.2 | -0.041 | 0.242 | 0 | 0.001 | 0 | 0 | -0.069 | 0 | -0.069 | 0 | 0.00283 | 0 | 4e-06 | 2.15 | 0 | 0 | 0.061 | -0.073 | 1.97 | 0 | -0.008 | 0.2 | -0.041 | 0.242 | 0 | 0.001 | 0 | 0 | -0.069 | 0 | -0.069 | 0 | 0.00283 | 0 | 4e-06 |  | SCE | SCEDMoMH00CZ09rWtd
43025.581 | ResWin-33-28-00 | DMo | MH15 | CZ09 | rWtd | -1 | Area-ft2 | 173.92 | 1242 | 1.7 | 0 | 0 | 0.066 | -0.055 | 1.49 | 0 | -0.005 | 0.204 | -0.025 | 0.229 | 0 | 0.001 | 0 | 0 | -0.05 | 0 | -0.05 | 0 | 0.00186 | 0 | 7e-06 | 1.7 | 0 | 0 | 0.066 | -0.055 | 1.49 | 0 | -0.005 | 0.204 | -0.025 | 0.229 | 0 | 0.001 | 0 | 0 | -0.05 | 0 | -0.05 | 0 | 0.00186 | 0 | 7e-06 |  | SCG | SCGDMoMH15CZ09rWtd
43025.581 | ResWin-33-28-00 | DMo | MH15 | CZ09 | rWtd | -1 | Area-ft2 | 173.92 | 1242 | 1.94 | 0 | 0 | 0.062 | -0.051 | 1.7 | 0 | -0.005 | 0.236 | -0.026 | 0.262 | 0 | 0.001 | 0 | 0 | -0.05 | 0 | -0.05 | 0 | 0.00212 | 0 | 4e-06 | 1.94 | 0 | 0 | 0.062 | -0.051 | 1.7 | 0 | -0.005 | 0.236 | -0.026 | 0.262 | 0 | 0.001 | 0 | 0 | -0.05 | 0 | -0.05 | 0 | 0.00212 | 0 | 4e-06 |  | SCE | SCEDMoMH15CZ09rWtd
43025.4298 | ResWin-33-28-00 | DMo | MH06 | CZ09 | rDXGF | -1 | Area-ft2 | 173.92 | 1242 | 2.54 | 0 | 0 | 0.055 | 0 | 2.16 | 0 | -0.007 | 0.323 | -0.032 | 0.355 | 0 | 0 | 0 | 0 | -0.06 | 0 | -0.06 | 0 | 0.00275 | 0 | 0 | 2.54 | 0 | 0 | 0.055 | 0 | 2.16 | 0 | -0.007 | 0.323 | -0.032 | 0.355 | 0 | 0 | 0 | 0 | -0.06 | 0 | -0.06 | 0 | 0.00275 | 0 | 0 | IP | Any | AnyDMoMH06CZ09rDXGF
43025.581 | ResWin-33-28-00 | DMo | MH00 | CZ09 | rWtd | -1 | Area-ft2 | 173.92 | 1242 | 1.87 | 0 | 0 | 0.064 | -0.079 | 1.72 | 0 | -0.008 | 0.171 | -0.039 | 0.211 | 0 | 0.001 | 0 | 0 | -0.069 | 0 | -0.069 | 0 | 0.00247 | 0 | 7e-06 | 1.87 | 0 | 0 | 0.064 | -0.079 | 1.72 | 0 | -0.008 | 0.171 | -0.039 | 0.211 | 0 | 0.001 | 0 | 0 | -0.069 | 0 | -0.069 | 0 | 0.00247 | 0 | 7e-06 |  | SCG | SCGDMoMH00CZ09rWtd
43025.4298 | ResWin-33-28-00 | DMo | MH85 | CZ09 | rDXGF | -1 | Area-ft2 | 186.32 | 1242 | 3.5 | 0 | 0 | 0.043 | 0 | 3.03 | 0 | 0.009 | 0.419 | 0.045 | 0.375 | 0 | 0 | 0 | 0 | 0.064 | 0 | 0.064 | 0 | 0.00519 | 0 | 0 | 2.65 | 0 | 0 | 0.053 | 0 | 2.36 | 0 | -0.008 | 0.252 | -0.039 | 0.291 | 0 | 0 | 0 | 0 | -0.074 | 0 | -0.074 | 0 | 0.0034 | 0 | 0 | IP | Any | AnyDMoMH85CZ09rDXGF
43025.4298 | ResWin-33-28-00 | DMo | MH06 | CZ09 | rDXHP | -1 | Area-ft2 | 173.92 | 1242 | 2.1 | 0 | 0 | 0.055 | -0.377 | 2.13 | 0 | 0 | 0.293 | -0.052 | 0.346 | 0 | 0.003 | 0 | 0 | 0 | 0 | 0 | 0 | 0.00278 | 0 | 0 | 2.1 | 0 | 0 | 0.055 | -0.377 | 2.13 | 0 | 0 | 0.293 | -0.052 | 0.346 | 0 | 0.003 | 0 | 0 | 0 | 0 | 0 | 0 | 0.00278 | 0 | 0 | IP | Any | AnyDMoMH06CZ09rDXHP
43025.581 | ResWin-33-28-00 | DMo | MH85 | CZ09 | rWtd | -1 | Area-ft2 | 186.32 | 1242 | 2.97 | 0 | 0 | 0.05 | 0.075 | 2.48 | 0 | 0.008 | 0.35 | 0.044 | 0.307 | 0 | 0.006 | 0 | 0 | 0.056 | 0 | 0.056 | 0 | 0.00427 | 0 | 5e-06 | 2.11 | 0 | 0 | 0.059 | -0.071 | 1.93 | 0 | -0.007 | 0.199 | -0.039 | 0.238 | 0 | 0.001 | 0 | 0 | -0.065 | 0 | -0.065 | 0 | 0.0028 | 0 | 4e-06 |  | SCE | SCEDMoMH85CZ09rWtd
43025.581 | ResWin-33-28-00 | DMo | MH85 | CZ09 | rWtd | -1 | Area-ft2 | 186.32 | 1242 | 2.63 | 0 | 0 | 0.053 | 0.085 | 2.17 | 0 | 0.008 | 0.31 | 0.042 | 0.268 | 0 | 0.005 | 0 | 0 | 0.056 | 0 | 0.056 | 0 | 0.00374 | 0 | 8e-06 | 1.83 | 0 | 0 | 0.062 | -0.076 | 1.69 | 0 | -0.007 | 0.17 | -0.037 | 0.208 | 0 | 0.001 | 0 | 0 | -0.065 | 0 | -0.065 | 0 | 0.00245 | 0 | 6e-06 |  | SCG | SCGDMoMH85CZ09rWtd
43025.581 | ResWin-33-28-00 | DMo | MH72 | CZ09 | rWtd | -1 | Area-ft2 | 190.96 | 1196 | 3.02 | 0 | 0 | 0.063 | 0.093 | 2.5 | 0 | 0.008 | 0.361 | 0.046 | 0.315 | 0 | 0.003 | 0 | 0 | 0.065 | 0 | 0.065 | 0 | 0.00383 | 0 | 1.1e-05 | 2.19 | 0 | 0 | 0.072 | -0.043 | 1.94 | 0 | -0.004 | 0.225 | -0.02 | 0.244 | 0 | 0 | 0 | 0 | -0.038 | 0 | -0.038 | 0 | 0.00249 | 0 | 6e-06 |  | SCG | SCGDMoMH72CZ09rWtd
43025.581 | ResWin-33-28-00 | DMo | MH72 | CZ09 | rWtd | -1 | Area-ft2 | 190.96 | 1196 | 3.41 | 0 | 0 | 0.058 | 0.081 | 2.86 | 0 | 0.008 | 0.408 | 0.048 | 0.36 | 0 | 0.004 | 0 | 0 | 0.065 | 0 | 0.065 | 0 | 0.00437 | 0 | 9e-06 | 2.5 | 0 | 0 | 0.068 | -0.04 | 2.22 | 0 | -0.004 | 0.259 | -0.021 | 0.279 | 0 | 0 | 0 | 0 | -0.038 | 0 | -0.038 | 0 | 0.00284 | 0 | 4e-06 |  | SCE | SCEDMoMH72CZ09rWtd
43025.4298 | ResWin-33-28-00 | DMo | MH00 | CZ09 | rDXHP | -1 | Area-ft2 | 173.92 | 1242 | 2.13 | 0 | 0 | 0.055 | -0.505 | 2.35 | 0 | 0 | 0.218 | -0.067 | 0.286 | 0 | 0.011 | 0 | 0 | 0 | 0 | 0 | 0 | 0.00347 | 0 | 0 | 2.13 | 0 | 0 | 0.055 | -0.505 | 2.35 | 0 | 0 | 0.218 | -0.067 | 0.286 | 0 | 0.011 | 0 | 0 | 0 | 0 | 0 | 0 | 0.00347 | 0 | 0 | IP | Any | AnyDMoMH00CZ09rDXHP
43025.6037 | ResWin-33-28-00 | DMo | Ex | CZ09 | rWtd | -1 | Area-ft2 | 187.39 | 1218.6 | 2.75 | 0 | 0 | 0.059 | 0.073 | 2.28 | 0 | 0.006 | 0.323 | 0.036 | 0.287 | 0 | 0.004 | 0 | 0 | 0.048 | 0 | 0.048 | 0 | 0.00363 | 0 | 9e-06 | 2.01 | 0 | 0 | 0.067 | -0.059 | 1.81 | 0 | -0.005 | 0.2 | -0.028 | 0.228 | 0 | 0 | 0 | 0 | -0.051 | 0 | -0.051 | 0 | 0.00245 | 0 | 6e-06 |  | SCG | SCGDMoExCZ09rWtd
43025.6037 | ResWin-33-28-00 | DMo | Ex | CZ09 | rWtd | -1 | Area-ft2 | 186.47 | 1216.3 | 3.05 | 0 | 0 | 0.057 | 0.05 | 2.58 | 0 | 0.005 | 0.357 | 0.03 | 0.327 | 0 | 0.004 | 0 | 0 | 0.038 | 0 | 0.038 | 0 | 0.004 | 0 | 7e-06 | 2.33 | 0 | 0 | 0.064 | -0.053 | 2.09 | 0 | -0.005 | 0.236 | -0.029 | 0.265 | 0 | 0 | 0 | 0 | -0.05 | 0 | -0.05 | 0 | 0.00279 | 0 | 4e-06 |  | SCE | SCEDMoExCZ09rWtd
43025.4298 | ResWin-33-28-00 | DMo | MH72 | CZ09 | rDXGF | -1 | Area-ft2 | 190.96 | 1196 | 4.03 | 0 | 0 | 0.051 | 0 | 3.49 | 0 | 0.009 | 0.489 | 0.049 | 0.44 | 0 | 0 | 0 | 0 | 0.074 | 0 | 0.074 | 0 | 0.00532 | 0 | 5e-06 | 3.09 | 0 | 0 | 0.061 | 0 | 2.71 | 0 | -0.004 | 0.322 | -0.02 | 0.342 | 0 | 0 | 0 | 0 | -0.043 | 0 | -0.043 | 0 | 0.00346 | 0 | 0 | IP | Any | AnyDMoMH72CZ09rDXGF
43025.4298 | ResWin-33-28-00 | DMo | MH72 | CZ10 | rDXGF | -1 | Area-ft2 | 190.96 | 1196 | 3.75 | 0 | 0 | 0.057 | 0 | 3.27 | 0 | 0.007 | 0.416 | 0.035 | 0.382 | 0 | 0 | 0 | 0 | 0.052 | 0 | 0.052 | 0 | 0.00593 | 0 | 0 | 2.83 | 0 | 0 | 0.069 | 0 | 2.49 | 0 | -0.004 | 0.271 | -0.021 | 0.293 | 0 | 0 | 0 | 0 | -0.045 | 0 | -0.045 | 0 | 0.00382 | 0 | 0 | IP | Any | AnyDMoMH72CZ10rDXGF
43025.4298 | ResWin-33-28-00 | DMo | MH15 | CZ10 | rNCGF | -1 | Area-ft2 | 173.92 | 1242 | 0.07 | 0 | 0 | 0.102 | 0 | 0 | 0 | -0.007 | -0.025 | -0.025 | 0 | 0 | 0 | 0 | 0 | -0.065 | 0 | -0.065 | 0 | 2.3e-05 | 0 | 2.3e-05 | 0.07 | 0 | 0 | 0.102 | 0 | 0 | 0 | -0.007 | -0.025 | -0.025 | 0 | 0 | 0 | 0 | 0 | -0.065 | 0 | -0.065 | 0 | 2.3e-05 | 0 | 2.3e-05 | IP | Any | AnyDMoMH15CZ10rNCGF
43025.4298 | ResWin-33-28-00 | DMo | MH06 | CZ10 | rNCGF | -1 | Area-ft2 | 173.92 | 1242 | 0.064 | 0 | 0 | 0.099 | 0 | 0 | 0 | -0.007 | -0.028 | -0.028 | 0 | 0 | 0 | 0 | 0 | -0.072 | 0 | -0.072 | 0 | 2.3e-05 | 0 | 2.3e-05 | 0.064 | 0 | 0 | 0.099 | 0 | 0 | 0 | -0.007 | -0.028 | -0.028 | 0 | 0 | 0 | 0 | 0 | -0.072 | 0 | -0.072 | 0 | 2.3e-05 | 0 | 2.3e-05 | IP | Any | AnyDMoMH06CZ10rNCGF
43025.4298 | ResWin-33-28-00 | DMo | MH00 | CZ10 | rDXHP | -1 | Area-ft2 | 173.92 | 1242 | 2.89 | 0 | 0 | 0.053 | -0.462 | 2.99 | 0 | 0 | 0.297 | -0.064 | 0.361 | 0 | 0.005 | 0 | 0 | 0 | 0 | 0 | 0 | 0.0039 | 0 | 0 | 2.89 | 0 | 0 | 0.053 | -0.462 | 2.99 | 0 | 0 | 0.297 | -0.064 | 0.361 | 0 | 0.005 | 0 | 0 | 0 | 0 | 0 | 0 | 0.0039 | 0 | 0 | IP | Any | AnyDMoMH00CZ10rDXHP
43025.4298 | ResWin-33-28-00 | DMo | MH00 | CZ10 | rNCEH | -1 | Area-ft2 | 173.92 | 1242 | -0.674 | 0 | 0 | 0.101 | -0.775 | 0 | 0 | 0 | 0 | 0 | 0 | 0 | 0 | 0 | 0 | 0 | 0 | 0 | 0 | 2.9e-05 | 0 | 2.9e-05 | -0.674 | 0 | 0 | 0.101 | -0.775 | 0 | 0 | 0 | 0 | 0 | 0 | 0 | 0 | 0 | 0 | 0 | 0 | 0 | 0 | 2.9e-05 | 0 | 2.9e-05 | IP | Any | AnyDMoMH00CZ10rNCEH
43025.581 | ResWin-33-28-00 | DMo | MH00 | CZ10 | rWtd | -1 | Area-ft2 | 173.92 | 1242 | 3.2 | 0 | 0 | 0.056 | -0.059 | 2.9 | 0 | -0.006 | 0.314 | -0.039 | 0.352 | 0 | 0.001 | 0 | 0 | -0.061 | 0 | -0.061 | 0 | 0.0037 | 0 | 1e-06 | 3.2 | 0 | 0 | 0.056 | -0.059 | 2.9 | 0 | -0.006 | 0.314 | -0.039 | 0.352 | 0 | 0.001 | 0 | 0 | -0.061 | 0 | -0.061 | 0 | 0.0037 | 0 | 1e-06 |  | SCE | SCEDMoMH00CZ10rWtd
43025.581 | ResWin-33-28-00 | DMo | MH00 | CZ10 | rWtd | -1 | Area-ft2 | 173.92 | 1242 | 3.26 | 0 | 0 | 0.055 | -0.059 | 2.95 | 0 | -0.006 | 0.319 | -0.039 | 0.358 | 0 | 0.001 | 0 | 0 | -0.061 | 0 | -0.061 | 0 | 0.00377 | 0 | 1e-06 | 3.26 | 0 | 0 | 0.055 | -0.059 | 2.95 | 0 | -0.006 | 0.319 | -0.039 | 0.358 | 0 | 0.001 | 0 | 0 | -0.061 | 0 | -0.061 | 0 | 0.00377 | 0 | 1e-06 |  | SCG | SCGDMoMH00CZ10rWtd
43025.581 | ResWin-33-28-00 | DMo | MH06 | CZ10 | rWtd | -1 | Area-ft2 | 173.92 | 1242 | 2.92 | 0 | 0 | 0.051 | -0.055 | 2.55 | 0 | -0.006 | 0.374 | -0.037 | 0.412 | 0 | 0.001 | 0 | 0 | -0.063 | 0 | -0.063 | 0 | 0.00297 | 0 | 6e-06 | 2.92 | 0 | 0 | 0.051 | -0.055 | 2.55 | 0 | -0.006 | 0.374 | -0.037 | 0.412 | 0 | 0.001 | 0 | 0 | -0.063 | 0 | -0.063 | 0 | 0.00297 | 0 | 6e-06 |  | SCG | SCGDMoMH06CZ10rWtd
43025.4298 | ResWin-33-28-00 | DMo | MH00 | CZ10 | rNCGF | -1 | Area-ft2 | 173.92 | 1242 | 0.064 | 0 | 0 | 0.098 | 0 | 0 | 0 | -0.007 | -0.027 | -0.027 | 0 | 0 | 0 | 0 | 0 | -0.069 | 0 | -0.069 | 0 | 2.3e-05 | 0 | 2.3e-05 | 0.064 | 0 | 0 | 0.098 | 0 | 0 | 0 | -0.007 | -0.027 | -0.027 | 0 | 0 | 0 | 0 | 0 | -0.069 | 0 | -0.069 | 0 | 2.3e-05 | 0 | 2.3e-05 | IP | Any | AnyDMoMH00CZ10rNCGF
43025.581 | ResWin-33-28-00 | DMo | MH06 | CZ10 | rWtd | -1 | Area-ft2 | 173.92 | 1242 | 2.87 | 0 | 0 | 0.052 | -0.056 | 2.51 | 0 | -0.006 | 0.368 | -0.037 | 0.406 | 0 | 0.001 | 0 | 0 | -0.063 | 0 | -0.063 | 0 | 0.00292 | 0 | 6e-06 | 2.87 | 0 | 0 | 0.052 | -0.056 | 2.51 | 0 | -0.006 | 0.368 | -0.037 | 0.406 | 0 | 0.001 | 0 | 0 | -0.063 | 0 | -0.063 | 0 | 0.00292 | 0 | 6e-06 |  | SCE | SCEDMoMH06CZ10rWtd
43025.581 | ResWin-33-28-00 | DMo | MH72 | CZ10 | rWtd | -1 | Area-ft2 | 190.96 | 1196 | 3.29 | 0 | 0 | 0.063 | 0.055 | 2.8 | 0 | 0.006 | 0.361 | 0.035 | 0.327 | 0 | 0.01 | 0 | 0 | 0.046 | 0 | 0.046 | 0 | 0.00509 | 0 | 4e-06 | 2.39 | 0 | 0 | 0.074 | -0.041 | 2.13 | 0 | -0.004 | 0.228 | -0.022 | 0.25 | 0 | -0.001 | 0 | 0 | -0.039 | 0 | -0.039 | 0 | 0.00328 | 0 | 4e-06 |  | SDG | SDGDMoMH72CZ10rWtd
43025.4298 | ResWin-33-28-00 | DMo | MH15 | CZ10 | rDXHP | -1 | Area-ft2 | 173.92 | 1242 | 2.47 | 0 | 0 | 0.052 | -0.375 | 2.49 | 0 | 0 | 0.309 | -0.049 | 0.358 | 0 | -0.005 | 0 | 0 | 0 | 0 | 0 | 0 | 0.00288 | 0 | 6e-06 | 2.47 | 0 | 0 | 0.052 | -0.375 | 2.49 | 0 | 0 | 0.309 | -0.049 | 0.358 | 0 | -0.005 | 0 | 0 | 0 | 0 | 0 | 0 | 0.00288 | 0 | 6e-06 | IP | Any | AnyDMoMH15CZ10rDXHP
43025.4298 | ResWin-33-28-00 | DMo | MH06 | CZ10 | rNCEH | -1 | Area-ft2 | 173.92 | 1242 | -0.681 | 0 | 0 | 0.102 | -0.782 | 0 | 0 | 0 | 0 | 0 | 0 | 0 | 0 | 0 | 0 | 0 | 0 | 0 | 0 | 2.3e-05 | 0 | 2.9e-05 | -0.681 | 0 | 0 | 0.102 | -0.782 | 0 | 0 | 0 | 0 | 0 | 0 | 0 | 0 | 0 | 0 | 0 | 0 | 0 | 0 | 2.3e-05 | 0 | 2.9e-05 | IP | Any | AnyDMoMH06CZ10rNCEH
43025.581 | ResWin-33-28-00 | DMo | MH85 | CZ10 | rWtd | -1 | Area-ft2 | 186.32 | 1242 | 4.04 | 0 | 0 | 0.053 | 0.076 | 3.43 | 0 | 0.01 | 0.466 | 0.059 | 0.407 | 0 | 0.016 | 0 | 0 | 0.071 | 0 | 0.071 | 0 | 0.00582 | 0 | 6e-06 | 2.84 | 0 | 0 | 0.061 | -0.049 | 2.57 | 0 | -0.005 | 0.272 | -0.033 | 0.304 | 0 | 0 | 0 | 0 | -0.053 | 0 | -0.053 | 0 | 0.00372 | 0 | 1e-06 |  | SCG | SCGDMoMH85CZ10rWtd
43025.4298 | ResWin-33-28-00 | DMo | MH72 | CZ10 | rNCGF | -1 | Area-ft2 | 190.96 | 1196 | 0.126 | 0 | 0 | 0.093 | 0 | 0 | 0 | 0.007 | 0.025 | 0.025 | 0 | 0 | 0 | 0 | 0 | 0.052 | 0 | 0.052 | 0 | 3.7e-05 | 0 | 3.1e-05 | 0.086 | 0 | 0 | 0.106 | 0 | 0 | 0 | -0.004 | -0.016 | -0.016 | 0 | 0 | 0 | 0 | 0 | -0.045 | 0 | -0.045 | 0 | 2.6e-05 | 0 | 2.6e-05 | IP | Any | AnyDMoMH72CZ10rNCGF
43025.6037 | ResWin-33-28-00 | DMo | Ex | CZ10 | rWtd | -1 | Area-ft2 | 188.2 | 1221 | 3.87 | 0 | 0 | 0.055 | 0.059 | 3.31 | 0 | 0.008 | 0.437 | 0.047 | 0.39 | 0 | 0.014 | 0 | 0 | 0.057 | 0 | 0.057 | 0 | 0.00576 | 0 | 4e-06 | 2.79 | 0 | 0 | 0.065 | -0.043 | 2.51 | 0 | -0.005 | 0.268 | -0.029 | 0.297 | 0 | -0.001 | 0 | 0 | -0.047 | 0 | -0.047 | 0 | 0.00372 | 0 | 1e-06 |  | SCG | SCGDMoExCZ10rWtd
43025.581 | ResWin-33-28-00 | DMo | MH85 | CZ10 | rWtd | -1 | Area-ft2 | 186.32 | 1242 | 3.59 | 0 | 0 | 0.058 | 0.091 | 3.01 | 0 | 0.01 | 0.414 | 0.056 | 0.357 | 0 | 0.014 | 0 | 0 | 0.071 | 0 | 0.071 | 0 | 0.00512 | 0 | 9e-06 | 2.49 | 0 | 0 | 0.066 | -0.053 | 2.26 | 0 | -0.005 | 0.237 | -0.031 | 0.267 | 0 | 0 | 0 | 0 | -0.053 | 0 | -0.053 | 0 | 0.00327 | 0 | 4e-06 |  | SDG | SDGDMoMH85CZ10rWtd
43025.4298 | ResWin-33-28-00 | DMo | MH00 | CZ10 | rDXGF | -1 | Area-ft2 | 173.92 | 1242 | 3.41 | 0 | 0 | 0.054 | 0 | 3.03 | 0 | -0.007 | 0.333 | -0.036 | 0.369 | 0 | 0 | 0 | 0 | -0.07 | 0 | -0.07 | 0 | 0.00386 | 0 | 0 | 3.41 | 0 | 0 | 0.054 | 0 | 3.03 | 0 | -0.007 | 0.333 | -0.036 | 0.369 | 0 | 0 | 0 | 0 | -0.07 | 0 | -0.07 | 0 | 0.00386 | 0 | 0 | IP | Any | AnyDMoMH00CZ10rDXGF
43025.4298 | ResWin-33-28-00 | DMo | MH72 | CZ10 | rNCEH | -1 | Area-ft2 | 190.96 | 1196 | 1.09 | 0 | 0 | 0.098 | 0.987 | 0 | 0 | 0 | 0 | 0 | 0 | 0 | 0 | 0 | 0 | 0 | 0 | 0 | 0 | 3.1e-05 | 0 | 3.1e-05 | -0.508 | 0 | 0 | 0.109 | -0.618 | 0 | 0 | 0 | 0 | 0 | 0 | 0 | 0 | 0 | 0 | 0 | 0 | 0 | 0 | 2.6e-05 | 0 | 2.6e-05 | IP | Any | AnyDMoMH72CZ10rNCEH
43025.4298 | ResWin-33-28-00 | DMo | MH15 | CZ10 | rDXGF | -1 | Area-ft2 | 173.92 | 1242 | 2.81 | 0 | 0 | 0.052 | 0 | 2.42 | 0 | -0.007 | 0.339 | -0.028 | 0.367 | 0 | 0 | 0 | 0 | -0.065 | 0 | -0.065 | 0 | 0.00284 | 0 | 0 | 2.81 | 0 | 0 | 0.052 | 0 | 2.42 | 0 | -0.007 | 0.339 | -0.028 | 0.367 | 0 | 0 | 0 | 0 | -0.065 | 0 | -0.065 | 0 | 0.00284 | 0 | 0 | IP | Any | AnyDMoMH15CZ10rDXGF
43025.4298 | ResWin-33-28-00 | DMo | MH85 | CZ10 | rDXHP | -1 | Area-ft2 | 186.32 | 1242 | 4.77 | 0 | 0 | 0.054 | 0.58 | 3.5 | 0 | 0 | 0.5 | 0.086 | 0.414 | 0 | 0.131 | 0 | 0 | 0 | 0 | 0 | 0 | 0.00606 | 0 | 5e-06 | 2.53 | 0 | 0 | 0.06 | -0.385 | 2.6 | 0 | 0 | 0.253 | -0.054 | 0.307 | 0 | 0.001 | 0 | 0 | 0 | 0 | 0 | 0 | 0.00386 | 0 | 5e-06 | IP | Any | AnyDMoMH85CZ10rDXHP
43025.581 | ResWin-33-28-00 | DMo | MH72 | CZ10 | rWtd | -1 | Area-ft2 | 190.96 | 1196 | 3.71 | 0 | 0 | 0.058 | 0.045 | 3.19 | 0 | 0.006 | 0.408 | 0.037 | 0.372 | 0 | 0.012 | 0 | 0 | 0.046 | 0 | 0.046 | 0 | 0.00579 | 0 | 1e-06 | 2.72 | 0 | 0 | 0.07 | -0.036 | 2.42 | 0 | -0.004 | 0.261 | -0.023 | 0.285 | 0 | -0.002 | 0 | 0 | -0.039 | 0 | -0.039 | 0 | 0.00373 | 0 | 1e-06 |  | SCG | SCGDMoMH72CZ10rWtd
43025.6037 | ResWin-33-28-00 | DMo | Ex | CZ10 | rWtd | -1 | Area-ft2 | 188.11 | 1220.2 | 3.8 | 0 | 0 | 0.056 | 0.058 | 3.24 | 0 | 0.008 | 0.427 | 0.045 | 0.383 | 0 | 0.014 | 0 | 0 | 0.055 | 0 | 0.055 | 0 | 0.00563 | 0 | 4e-06 | 2.74 | 0 | 0 | 0.066 | -0.044 | 2.46 | 0 | -0.005 | 0.264 | -0.028 | 0.292 | 0 | -0.001 | 0 | 0 | -0.047 | 0 | -0.047 | 0 | 0.00366 | 0 | 2e-06 |  | SCE | SCEDMoExCZ10rWtd
43025.4298 | ResWin-33-28-00 | DMo | MH15 | CZ10 | rNCEH | -1 | Area-ft2 | 173.92 | 1242 | -0.626 | 0 | 0 | 0.105 | -0.731 | 0 | 0 | 0 | 0 | 0 | 0 | 0 | 0 | 0 | 0 | 0 | 0 | 0 | 0 | 2.3e-05 | 0 | 2.9e-05 | -0.626 | 0 | 0 | 0.105 | -0.731 | 0 | 0 | 0 | 0 | 0 | 0 | 0 | 0 | 0 | 0 | 0 | 0 | 0 | 0 | 2.3e-05 | 0 | 2.9e-05 | IP | Any | AnyDMoMH15CZ10rNCEH
43025.581 | ResWin-33-28-00 | DMo | MH06 | CZ10 | rWtd | -1 | Area-ft2 | 173.92 | 1242 | 2.56 | 0 | 0 | 0.057 | -0.06 | 2.24 | 0 | -0.006 | 0.326 | -0.036 | 0.363 | 0 | 0.001 | 0 | 0 | -0.063 | 0 | -0.063 | 0 | 0.00261 | 0 | 8e-06 | 2.56 | 0 | 0 | 0.057 | -0.06 | 2.24 | 0 | -0.006 | 0.326 | -0.036 | 0.363 | 0 | 0.001 | 0 | 0 | -0.063 | 0 | -0.063 | 0 | 0.00261 | 0 | 8e-06 |  | SDG | SDGDMoMH06CZ10rWtd
43025.581 | ResWin-33-28-00 | DMo | MH15 | CZ10 | rWtd | -1 | Area-ft2 | 173.92 | 1242 | 2.37 | 0 | 0 | 0.059 | -0.053 | 2.08 | 0 | -0.006 | 0.284 | -0.029 | 0.313 | 0 | -0.001 | 0 | 0 | -0.057 | 0 | -0.057 | 0 | 0.00244 | 0 | 4e-06 | 2.37 | 0 | 0 | 0.059 | -0.053 | 2.08 | 0 | -0.006 | 0.284 | -0.029 | 0.313 | 0 | -0.001 | 0 | 0 | -0.057 | 0 | -0.057 | 0 | 0.00244 | 0 | 4e-06 |  | SDG | SDGDMoMH15CZ10rWtd
43025.4298 | ResWin-33-28-00 | DMo | MH85 | CZ10 | rNCGF | -1 | Area-ft2 | 186.32 | 1242 | 0.144 | 0 | 0 | 0.092 | 0 | 0 | 0 | 0.011 | 0.041 | 0.041 | 0 | 0 | 0 | 0 | 0 | 0.08 | 0 | 0.08 | 0 | 3.2e-05 | 0 | 3.2e-05 | 0.07 | 0 | 0 | 0.099 | 0 | 0 | 0 | -0.006 | -0.023 | -0.023 | 0 | 0 | 0 | 0 | 0 | -0.06 | 0 | -0.06 | 0 | 2.7e-05 | 0 | 2.7e-05 | IP | Any | AnyDMoMH85CZ10rNCGF
43025.4298 | ResWin-33-28-00 | DMo | MH06 | CZ10 | rDXGF | -1 | Area-ft2 | 173.92 | 1242 | 3.05 | 0 | 0 | 0.05 | 0 | 2.62 | 0 | -0.007 | 0.389 | -0.034 | 0.424 | 0 | 0 | 0 | 0 | -0.072 | 0 | -0.072 | 0 | 0.00304 | 0 | 6e-06 | 3.05 | 0 | 0 | 0.05 | 0 | 2.62 | 0 | -0.007 | 0.389 | -0.034 | 0.424 | 0 | 0 | 0 | 0 | -0.072 | 0 | -0.072 | 0 | 0.00304 | 0 | 6e-06 | IP | Any | AnyDMoMH06CZ10rDXGF
43025.581 | ResWin-33-28-00 | DMo | MH15 | CZ10 | rWtd | -1 | Area-ft2 | 173.92 | 1242 | 2.65 | 0 | 0 | 0.054 | -0.049 | 2.33 | 0 | -0.006 | 0.32 | -0.03 | 0.35 | 0 | -0.001 | 0 | 0 | -0.057 | 0 | -0.057 | 0 | 0.00273 | 0 | 2e-06 | 2.65 | 0 | 0 | 0.054 | -0.049 | 2.33 | 0 | -0.006 | 0.32 | -0.03 | 0.35 | 0 | -0.001 | 0 | 0 | -0.057 | 0 | -0.057 | 0 | 0.00273 | 0 | 2e-06 |  | SCE | SCEDMoMH15CZ10rWtd
43025.581 | ResWin-33-28-00 | DMo | MH72 | CZ10 | rWtd | -1 | Area-ft2 | 190.96 | 1196 | 3.66 | 0 | 0 | 0.059 | 0.046 | 3.13 | 0 | 0.006 | 0.401 | 0.037 | 0.366 | 0 | 0.012 | 0 | 0 | 0.046 | 0 | 0.046 | 0 | 0.00569 | 0 | 1e-06 | 2.67 | 0 | 0 | 0.071 | -0.037 | 2.38 | 0 | -0.004 | 0.256 | -0.023 | 0.28 | 0 | -0.002 | 0 | 0 | -0.039 | 0 | -0.039 | 0 | 0.00367 | 0 | 1e-06 |  | SCE | SCEDMoMH72CZ10rWtd
43025.581 | ResWin-33-28-00 | DMo | MH85 | CZ10 | rWtd | -1 | Area-ft2 | 186.32 | 1242 | 3.98 | 0 | 0 | 0.054 | 0.078 | 3.37 | 0 | 0.01 | 0.459 | 0.059 | 0.4 | 0 | 0.016 | 0 | 0 | 0.071 | 0 | 0.071 | 0 | 0.00572 | 0 | 6e-06 | 2.79 | 0 | 0 | 0.062 | -0.05 | 2.52 | 0 | -0.005 | 0.267 | -0.032 | 0.299 | 0 | 0 | 0 | 0 | -0.053 | 0 | -0.053 | 0 | 0.00366 | 0 | 2e-06 |  | SCE | SCEDMoMH85CZ10rWtd
43025.6037 | ResWin-33-28-00 | DMo | Ex | CZ10 | rWtd | -1 | Area-ft2 | 186.19 | 1218.5 | 3.27 | 0 | 0 | 0.061 | 0.042 | 2.79 | 0 | 0.005 | 0.362 | 0.027 | 0.336 | 0 | 0.009 | 0 | 0 | 0.032 | 0 | 0.032 | 0 | 0.00469 | 0 | 6e-06 | 2.49 | 0 | 0 | 0.069 | -0.049 | 2.23 | 0 | -0.005 | 0.243 | -0.027 | 0.271 | 0 | 0 | 0 | 0 | -0.048 | 0 | -0.048 | 0 | 0.00323 | 0 | 4e-06 |  | SDG | SDGDMoExCZ10rWtd
43025.4298 | ResWin-33-28-00 | DMo | MH06 | CZ10 | rDXHP | -1 | Area-ft2 | 173.92 | 1242 | 2.6 | 0 | 0 | 0.049 | -0.433 | 2.61 | 0 | 0 | 0.358 | -0.062 | 0.42 | 0 | 0.007 | 0 | 0 | 0 | 0 | 0 | 0 | 0.00311 | 0 | 0 | 2.6 | 0 | 0 | 0.049 | -0.433 | 2.61 | 0 | 0 | 0.358 | -0.062 | 0.42 | 0 | 0.007 | 0 | 0 | 0 | 0 | 0 | 0 | 0.00311 | 0 | 0 | IP | Any | AnyDMoMH06CZ10rDXHP
43025.4298 | ResWin-33-28-00 | DMo | MH85 | CZ10 | rNCEH | -1 | Area-ft2 | 186.32 | 1242 | 1.69 | 0 | 0 | 0.097 | 1.59 | 0 | 0 | 0 | 0 | 0 | 0 | 0 | 0 | 0 | 0 | 0 | 0 | 0 | 0 | 3.2e-05 | 0 | 3.2e-05 | -0.572 | 0 | 0 | 0.102 | -0.674 | 0 | 0 | 0 | 0 | 0 | 0 | 0 | 0 | 0 | 0 | 0 | 0 | 0 | 0 | 2.7e-05 | 0 | 2.7e-05 | IP | Any | AnyDMoMH85CZ10rNCEH
43025.581 | ResWin-33-28-00 | DMo | MH15 | CZ10 | rWtd | -1 | Area-ft2 | 173.92 | 1242 | 2.7 | 0 | 0 | 0.053 | -0.048 | 2.37 | 0 | -0.006 | 0.326 | -0.03 | 0.356 | 0 | -0.001 | 0 | 0 | -0.057 | 0 | -0.057 | 0 | 0.00277 | 0 | 1e-06 | 2.7 | 0 | 0 | 0.053 | -0.048 | 2.37 | 0 | -0.006 | 0.326 | -0.03 | 0.356 | 0 | -0.001 | 0 | 0 | -0.057 | 0 | -0.057 | 0 | 0.00277 | 0 | 1e-06 |  | SCG | SCGDMoMH15CZ10rWtd
43025.4298 | ResWin-33-28-00 | DMo | MH85 | CZ10 | rDXGF | -1 | Area-ft2 | 186.32 | 1242 | 4.05 | 0 | 0 | 0.052 | 0 | 3.52 | 0 | 0.012 | 0.474 | 0.056 | 0.418 | 0 | 0 | 0 | 0 | 0.081 | 0 | 0.081 | 0 | 0.00596 | 0 | 5e-06 | 2.97 | 0 | 0 | 0.06 | 0 | 2.64 | 0 | -0.006 | 0.284 | -0.03 | 0.313 | 0 | 0 | 0 | 0 | -0.061 | 0 | -0.061 | 0 | 0.00381 | 0 | 0 | IP | Any | AnyDMoMH85CZ10rDXGF
43025.4298 | ResWin-33-28-00 | DMo | MH72 | CZ10 | rDXHP | -1 | Area-ft2 | 190.96 | 1196 | 4.2 | 0 | 0 | 0.06 | 0.344 | 3.27 | 0 | 0 | 0.433 | 0.053 | 0.38 | 0 | 0.098 | 0 | 0 | 0 | 0 | 0 | 0 | 0.00603 | 0 | 0 | 2.49 | 0 | 0 | 0.07 | -0.282 | 2.47 | 0 | 0 | 0.249 | -0.039 | 0.289 | 0 | -0.014 | 0 | 0 | 0 | 0 | 0 | 0 | 0.0039 | 0 | 0 | IP | Any | AnyDMoMH72CZ10rDXHP
43025.581 | ResWin-33-28-00 | DMo | MH00 | CZ10 | rWtd | -1 | Area-ft2 | 173.92 | 1242 | 2.86 | 0 | 0 | 0.06 | -0.063 | 2.59 | 0 | -0.006 | 0.278 | -0.037 | 0.315 | 0 | 0.001 | 0 | 0 | -0.061 | 0 | -0.061 | 0 | 0.00331 | 0 | 3e-06 | 2.86 | 0 | 0 | 0.06 | -0.063 | 2.59 | 0 | -0.006 | 0.278 | -0.037 | 0.315 | 0 | 0.001 | 0 | 0 | -0.061 | 0 | -0.061 | 0 | 0.00331 | 0 | 3e-06 |  | SDG | SDGDMoMH00CZ10rWtd
43025.581 | ResWin-33-28-00 | DMo | MH15 | CZ11 | rWtd | -1 | Area-ft2 | 173.92 | 1242 | 2.62 | 0 | 0 | 0.061 | -0.037 | 2.29 | 0 | -0.004 | 0.307 | -0.021 | 0.327 | 0 | -0.001 | 0 | 0 | -0.044 | 0 | -0.044 | 0 | 0.00205 | 0 | 6e-06 | 2.62 | 0 | 0 | 0.061 | -0.037 | 2.29 | 0 | -0.004 | 0.307 | -0.021 | 0.327 | 0 | -0.001 | 0 | 0 | -0.044 | 0 | -0.044 | 0 | 0.00205 | 0 | 6e-06 |  | PGE | PGEDMoMH15CZ11rWtd
43025.581 | ResWin-33-28-00 | DMo | MH72 | CZ11 | rWtd | -1 | Area-ft2 | 190.96 | 1196 | 4.39 | 0 | 0 | 0.051 | 0.124 | 3.66 | 0 | 0.015 | 0.501 | 0.088 | 0.414 | 0 | 0.042 | 0 | 0 | 0.114 | 0 | 0.114 | 0 | 0.00427 | 0 | 7e-06 | 2.97 | 0 | 0 | 0.067 | -0.026 | 2.65 | 0 | -0.003 | 0.281 | -0.016 | 0.297 | 0 | 0.003 | 0 | 0 | -0.029 | 0 | -0.029 | 0 | 0.00279 | 0 | 2e-06 |  | PGE | PGEDMoMH72CZ11rWtd
43025.4298 | ResWin-33-28-00 | DMo | MH15 | CZ11 | rNCEH | -1 | Area-ft2 | 173.92 | 1242 | -0.472 | 0 | 0 | 0.107 | -0.579 | 0 | 0 | 0 | 0 | 0 | 0 | 0 | 0 | 0 | 0 | 0 | 0 | 0 | 0 | 2.3e-05 | 0 | 1.7e-05 | -0.472 | 0 | 0 | 0.107 | -0.579 | 0 | 0 | 0 | 0 | 0 | 0 | 0 | 0 | 0 | 0 | 0 | 0 | 0 | 0 | 2.3e-05 | 0 | 1.7e-05 | IP | Any | AnyDMoMH15CZ11rNCEH
43025.4298 | ResWin-33-28-00 | DMo | MH06 | CZ11 | rDXGF | -1 | Area-ft2 | 173.92 | 1242 | 2.98 | 0 | 0 | 0.064 | 0 | 2.56 | 0 | -0.003 | 0.366 | -0.017 | 0.382 | 0 | 0 | 0 | 0 | -0.038 | 0 | -0.038 | 0 | 0.00272 | 0 | 6e-06 | 2.98 | 0 | 0 | 0.064 | 0 | 2.56 | 0 | -0.003 | 0.366 | -0.017 | 0.382 | 0 | 0 | 0 | 0 | -0.038 | 0 | -0.038 | 0 | 0.00272 | 0 | 6e-06 | IP | Any | AnyDMoMH06CZ11rDXGF
43025.4298 | ResWin-33-28-00 | DMo | MH85 | CZ11 | rDXHP | -1 | Area-ft2 | 186.32 | 1242 | 6.9 | 0 | 0 | 0.051 | 1.37 | 4.32 | 0 | 0 | 0.708 | 0.212 | 0.495 | 0 | 0.447 | 0 | 0 | 0 | 0 | 0 | 0 | 0.00476 | 0 | 0 | 3.2 | 0 | 0 | 0.057 | -0.225 | 3.05 | 0 | 0 | 0.316 | -0.032 | 0.348 | 0 | 0.004 | 0 | 0 | 0 | 0 | 0 | 0 | 0.00305 | 0 | 0 | IP | Any | AnyDMoMH85CZ11rDXHP
43025.4298 | ResWin-33-28-00 | DMo | MH00 | CZ11 | rDXGF | -1 | Area-ft2 | 173.92 | 1242 | 3.51 | 0 | 0 | 0.058 | 0 | 3.12 | 0 | -0.003 | 0.339 | -0.018 | 0.356 | 0 | 0 | 0 | 0 | -0.04 | 0 | -0.04 | 0 | 0.00324 | 0 | 0 | 3.51 | 0 | 0 | 0.058 | 0 | 3.12 | 0 | -0.003 | 0.339 | -0.018 | 0.356 | 0 | 0 | 0 | 0 | -0.04 | 0 | -0.04 | 0 | 0.00324 | 0 | 0 | IP | Any | AnyDMoMH00CZ11rDXGF
43025.4298 | ResWin-33-28-00 | DMo | MH72 | CZ11 | rNCEH | -1 | Area-ft2 | 190.96 | 1196 | 2.4 | 0 | 0 | 0.095 | 2.3 | 0 | 0 | 0 | 0 | 0 | 0 | 0 | 0 | 0 | 0 | 0 | 0 | 0 | 0 | 2.6e-05 | 0 | 2.6e-05 | -0.229 | 0 | 0 | 0.108 | -0.337 | 0 | 0 | 0 | 0 | 0 | 0 | 0 | 0 | 0 | 0 | 0 | 0 | 0 | 0 | 2.1e-05 | 0 | 2.1e-05 | IP | Any | AnyDMoMH72CZ11rNCEH
43025.4298 | ResWin-33-28-00 | DMo | MH72 | CZ11 | rDXHP | -1 | Area-ft2 | 190.96 | 1196 | 5.84 | 0 | 0 | 0.051 | 0.893 | 3.95 | 0 | 0 | 0.585 | 0.142 | 0.444 | 0 | 0.363 | 0 | 0 | 0 | 0 | 0 | 0 | 0.00466 | 0 | 5e-06 | 3.02 | 0 | 0 | 0.065 | -0.197 | 2.83 | 0 | 0 | 0.291 | -0.025 | 0.316 | 0 | 0.023 | 0 | 0 | 0 | 0 | 0 | 0 | 0.00304 | 0 | 0 | IP | Any | AnyDMoMH72CZ11rDXHP
43025.4298 | ResWin-33-28-00 | DMo | MH06 | CZ11 | rDXHP | -1 | Area-ft2 | 173.92 | 1242 | 2.72 | 0 | 0 | 0.066 | -0.219 | 2.57 | 0 | 0 | 0.348 | -0.033 | 0.382 | 0 | -0.043 | 0 | 0 | 0 | 0 | 0 | 0 | 0.00274 | 0 | 0 | 2.72 | 0 | 0 | 0.066 | -0.219 | 2.57 | 0 | 0 | 0.348 | -0.033 | 0.382 | 0 | -0.043 | 0 | 0 | 0 | 0 | 0 | 0 | 0.00274 | 0 | 0 | IP | Any | AnyDMoMH06CZ11rDXHP
43025.4298 | ResWin-33-28-00 | DMo | MH00 | CZ11 | rNCGF | -1 | Area-ft2 | 173.92 | 1242 | 0.084 | 0 | 0 | 0.101 | 0 | 0 | 0 | -0.003 | -0.014 | -0.014 | 0 | 0 | 0 | 0 | 0 | -0.041 | 0 | -0.041 | 0 | 2.3e-05 | 0 | 2.3e-05 | 0.084 | 0 | 0 | 0.101 | 0 | 0 | 0 | -0.003 | -0.014 | -0.014 | 0 | 0 | 0 | 0 | 0 | -0.041 | 0 | -0.041 | 0 | 2.3e-05 | 0 | 2.3e-05 | IP | Any | AnyDMoMH00CZ11rNCGF
43025.4298 | ResWin-33-28-00 | DMo | MH72 | CZ11 | rDXGF | -1 | Area-ft2 | 190.96 | 1196 | 4.54 | 0 | 0 | 0.047 | 0 | 3.95 | 0 | 0.017 | 0.529 | 0.083 | 0.447 | 0 | 0 | 0 | 0 | 0.13 | 0 | 0.13 | 0 | 0.0046 | 0 | 5e-06 | 3.22 | 0 | 0 | 0.064 | 0 | 2.86 | 0 | -0.003 | 0.306 | -0.015 | 0.321 | 0 | 0 | 0 | 0 | -0.033 | 0 | -0.033 | 0 | 0.003 | 0 | 0 | IP | Any | AnyDMoMH72CZ11rDXGF
43025.4298 | ResWin-33-28-00 | DMo | MH85 | CZ11 | rNCEH | -1 | Area-ft2 | 186.32 | 1242 | 3.51 | 0 | 0 | 0.1 | 3.42 | 0 | 0 | 0 | 0 | 0 | 0 | 0 | 0 | 0 | 0 | 0 | 0 | 0 | 0 | 2.7e-05 | 0 | 2.7e-05 | -0.15 | 0 | 0 | 0.103 | -0.253 | 0 | 0 | 0 | 0 | 0 | 0 | 0 | 0 | 0 | 0 | 0 | 0 | 0 | 0 | 2.1e-05 | 0 | 2.1e-05 | IP | Any | AnyDMoMH85CZ11rNCEH
43025.6037 | ResWin-33-28-00 | DMo | Ex | CZ11 | rWtd | -1 | Area-ft2 | 187.61 | 1220.5 | 4.54 | 0 | 0 | 0.052 | 0.143 | 3.75 | 0 | 0.017 | 0.532 | 0.102 | 0.431 | 0 | 0.044 | 0 | 0 | 0.128 | 0 | 0.128 | 0 | 0.00421 | 0 | 4e-06 | 3.07 | 0 | 0 | 0.063 | -0.027 | 2.74 | 0 | -0.003 | 0.296 | -0.017 | 0.313 | 0 | 0.001 | 0 | 0 | -0.032 | 0 | -0.032 | 0 | 0.0028 | 0 | 2e-06 |  | PGE | PGEDMoExCZ11rWtd
43025.4298 | ResWin-33-28-00 | DMo | MH06 | CZ11 | rNCEH | -1 | Area-ft2 | 173.92 | 1242 | -0.264 | 0 | 0 | 0.113 | -0.378 | 0 | 0 | 0 | 0 | 0 | 0 | 0 | 0 | 0 | 0 | 0 | 0 | 0 | 0 | 2.3e-05 | 0 | 1.7e-05 | -0.264 | 0 | 0 | 0.113 | -0.378 | 0 | 0 | 0 | 0 | 0 | 0 | 0 | 0 | 0 | 0 | 0 | 0 | 0 | 0 | 2.3e-05 | 0 | 1.7e-05 | IP | Any | AnyDMoMH06CZ11rNCEH
43025.4298 | ResWin-33-28-00 | DMo | MH00 | CZ11 | rNCEH | -1 | Area-ft2 | 173.92 | 1242 | -0.164 | 0 | 0 | 0.104 | -0.268 | 0 | 0 | 0 | 0 | 0 | 0 | 0 | 0 | 0 | 0 | 0 | 0 | 0 | 0 | 2.3e-05 | 0 | 1.7e-05 | -0.164 | 0 | 0 | 0.104 | -0.268 | 0 | 0 | 0 | 0 | 0 | 0 | 0 | 0 | 0 | 0 | 0 | 0 | 0 | 0 | 2.3e-05 | 0 | 1.7e-05 | IP | Any | AnyDMoMH00CZ11rNCEH
43025.4298 | ResWin-33-28-00 | DMo | MH85 | CZ11 | rNCGF | -1 | Area-ft2 | 186.32 | 1242 | 0.213 | 0 | 0 | 0.093 | 0 | 0 | 0 | 0.025 | 0.094 | 0.094 | 0 | 0 | 0 | 0 | 0 | 0.188 | 0 | 0.188 | 0 | 2.1e-05 | 0 | 2.7e-05 | 0.084 | 0 | 0 | 0.099 | 0 | 0 | 0 | -0.003 | -0.012 | -0.012 | 0 | 0 | 0 | 0 | 0 | -0.041 | 0 | -0.041 | 0 | 2.1e-05 | 0 | 2.1e-05 | IP | Any | AnyDMoMH85CZ11rNCGF
43025.4298 | ResWin-33-28-00 | DMo | MH06 | CZ11 | rNCGF | -1 | Area-ft2 | 173.92 | 1242 | 0.094 | 0 | 0 | 0.11 | 0 | 0 | 0 | -0.004 | -0.013 | -0.013 | 0 | 0 | 0 | 0 | 0 | -0.039 | 0 | -0.039 | 0 | 2.3e-05 | 0 | 2.3e-05 | 0.094 | 0 | 0 | 0.11 | 0 | 0 | 0 | -0.004 | -0.013 | -0.013 | 0 | 0 | 0 | 0 | 0 | -0.039 | 0 | -0.039 | 0 | 2.3e-05 | 0 | 2.3e-05 | IP | Any | AnyDMoMH06CZ11rNCGF
43025.581 | ResWin-33-28-00 | DMo | MH00 | CZ11 | rWtd | -1 | Area-ft2 | 173.92 | 1242 | 3.23 | 0 | 0 | 0.061 | -0.031 | 2.89 | 0 | -0.003 | 0.311 | -0.019 | 0.33 | 0 | 0.004 | 0 | 0 | -0.035 | 0 | -0.035 | 0 | 0.00301 | 0 | 2e-06 | 3.23 | 0 | 0 | 0.061 | -0.031 | 2.89 | 0 | -0.003 | 0.311 | -0.019 | 0.33 | 0 | 0.004 | 0 | 0 | -0.035 | 0 | -0.035 | 0 | 0.00301 | 0 | 2e-06 |  | PGE | PGEDMoMH00CZ11rWtd
43025.4298 | ResWin-33-28-00 | DMo | MH85 | CZ11 | rDXGF | -1 | Area-ft2 | 186.32 | 1242 | 5.02 | 0 | 0 | 0.049 | 0 | 4.32 | 0 | 0.026 | 0.626 | 0.127 | 0.499 | 0 | 0 | 0 | 0 | 0.191 | 0 | 0.191 | 0 | 0.00469 | 0 | 0 | 3.45 | 0 | 0 | 0.056 | 0 | 3.06 | 0 | -0.003 | 0.336 | -0.016 | 0.352 | 0 | 0 | 0 | 0 | -0.04 | 0 | -0.04 | 0 | 0.00301 | 0 | 0 | IP | Any | AnyDMoMH85CZ11rDXGF
43025.4298 | ResWin-33-28-00 | DMo | MH00 | CZ11 | rDXHP | -1 | Area-ft2 | 173.92 | 1242 | 3.29 | 0 | 0 | 0.058 | -0.247 | 3.13 | 0 | 0 | 0.321 | -0.033 | 0.355 | 0 | 0.032 | 0 | 0 | 0 | 0 | 0 | 0 | 0.00331 | 0 | 0 | 3.29 | 0 | 0 | 0.058 | -0.247 | 3.13 | 0 | 0 | 0.321 | -0.033 | 0.355 | 0 | 0.032 | 0 | 0 | 0 | 0 | 0 | 0 | 0.00331 | 0 | 0 | IP | Any | AnyDMoMH00CZ11rDXHP
43025.4298 | ResWin-33-28-00 | DMo | MH15 | CZ11 | rDXHP | -1 | Area-ft2 | 173.92 | 1242 | 2.61 | 0 | 0 | 0.057 | -0.272 | 2.52 | 0 | 0 | 0.311 | -0.035 | 0.347 | 0 | -0.007 | 0 | 0 | 0 | 0 | 0 | 0 | 0.00226 | 0 | 0 | 2.61 | 0 | 0 | 0.057 | -0.272 | 2.52 | 0 | 0 | 0.311 | -0.035 | 0.347 | 0 | -0.007 | 0 | 0 | 0 | 0 | 0 | 0 | 0.00226 | 0 | 0 | IP | Any | AnyDMoMH15CZ11rDXHP
43025.581 | ResWin-33-28-00 | DMo | MH85 | CZ11 | rWtd | -1 | Area-ft2 | 186.32 | 1242 | 4.92 | 0 | 0 | 0.052 | 0.19 | 4.01 | 0 | 0.023 | 0.596 | 0.134 | 0.462 | 0 | 0.052 | 0 | 0 | 0.167 | 0 | 0.167 | 0 | 0.00436 | 0 | 2e-06 | 3.17 | 0 | 0 | 0.059 | -0.028 | 2.84 | 0 | -0.003 | 0.308 | -0.017 | 0.326 | 0 | 0 | 0 | 0 | -0.035 | 0 | -0.035 | 0 | 0.0028 | 0 | 2e-06 |  | PGE | PGEDMoMH85CZ11rWtd
43025.581 | ResWin-33-28-00 | DMo | MH06 | CZ11 | rWtd | -1 | Area-ft2 | 173.92 | 1242 | 2.74 | 0 | 0 | 0.068 | -0.029 | 2.38 | 0 | -0.003 | 0.336 | -0.018 | 0.354 | 0 | -0.005 | 0 | 0 | -0.033 | 0 | -0.033 | 0 | 0.00253 | 0 | 6e-06 | 2.74 | 0 | 0 | 0.068 | -0.029 | 2.38 | 0 | -0.003 | 0.336 | -0.018 | 0.354 | 0 | -0.005 | 0 | 0 | -0.033 | 0 | -0.033 | 0 | 0.00253 | 0 | 6e-06 |  | PGE | PGEDMoMH06CZ11rWtd
43025.4298 | ResWin-33-28-00 | DMo | MH15 | CZ11 | rDXGF | -1 | Area-ft2 | 173.92 | 1242 | 2.85 | 0 | 0 | 0.058 | 0 | 2.46 | 0 | -0.005 | 0.335 | -0.02 | 0.354 | 0 | 0 | 0 | 0 | -0.05 | 0 | -0.05 | 0 | 0.0022 | 0 | 6e-06 | 2.85 | 0 | 0 | 0.058 | 0 | 2.46 | 0 | -0.005 | 0.335 | -0.02 | 0.354 | 0 | 0 | 0 | 0 | -0.05 | 0 | -0.05 | 0 | 0.0022 | 0 | 6e-06 | IP | Any | AnyDMoMH15CZ11rDXGF
43025.4298 | ResWin-33-28-00 | DMo | MH15 | CZ11 | rNCGF | -1 | Area-ft2 | 173.92 | 1242 | 0.081 | 0 | 0 | 0.105 | 0 | 0 | 0 | -0.005 | -0.018 | -0.018 | 0 | 0 | 0 | 0 | 0 | -0.05 | 0 | -0.05 | 0 | 2.3e-05 | 0 | 2.3e-05 | 0.081 | 0 | 0 | 0.105 | 0 | 0 | 0 | -0.005 | -0.018 | -0.018 | 0 | 0 | 0 | 0 | 0 | -0.05 | 0 | -0.05 | 0 | 2.3e-05 | 0 | 2.3e-05 | IP | Any | AnyDMoMH15CZ11rNCGF
43025.4298 | ResWin-33-28-00 | DMo | MH72 | CZ11 | rNCGF | -1 | Area-ft2 | 190.96 | 1196 | 0.167 | 0 | 0 | 0.089 | 0 | 0 | 0 | 0.016 | 0.062 | 0.062 | 0 | 0 | 0 | 0 | 0 | 0.128 | 0 | 0.128 | 0 | 2.1e-05 | 0 | 2.6e-05 | 0.089 | 0 | 0 | 0.104 | 0 | 0 | 0 | -0.003 | -0.012 | -0.012 | 0 | 0 | 0 | 0 | 0 | -0.033 | 0 | -0.033 | 0 | 2.1e-05 | 0 | 2.1e-05 | IP | Any | AnyDMoMH72CZ11rNCGF
43025.4298 | ResWin-33-28-00 | DMo | MH00 | CZ12 | rDXGF | -1 | Area-ft2 | 173.92 | 1242 | 2.89 | 0 | 0 | 0.051 | 0 | 2.55 | 0 | -0.002 | 0.293 | -0.01 | 0.302 | 0 | 0 | 0 | 0 | -0.027 | 0 | -0.027 | 0 | 0.003 | 0 | 0 | 2.89 | 0 | 0 | 0.051 | 0 | 2.55 | 0 | -0.002 | 0.293 | -0.01 | 0.302 | 0 | 0 | 0 | 0 | -0.027 | 0 | -0.027 | 0 | 0.003 | 0 | 0 | IP | Any | AnyDMoMH00CZ12rDXGF
43025.4298 | ResWin-33-28-00 | DMo | MH00 | CZ12 | rNCEH | -1 | Area-ft2 | 173.92 | 1242 | -0.007 | 0 | 0 | 0.093 | -0.1 | 0 | 0 | 0 | 0 | 0 | 0 | 0 | 0 | 0 | 0 | 0 | 0 | 0 | 0 | 2.3e-05 | 0 | 1.7e-05 | -0.007 | 0 | 0 | 0.093 | -0.1 | 0 | 0 | 0 | 0 | 0 | 0 | 0 | 0 | 0 | 0 | 0 | 0 | 0 | 0 | 2.3e-05 | 0 | 1.7e-05 | IP | Any | AnyDMoMH00CZ12rNCEH
43025.4298 | ResWin-33-28-00 | DMo | MH85 | CZ12 | rDXGF | -1 | Area-ft2 | 186.32 | 1242 | 3.51 | 0 | 0 | 0.043 | 0 | 2.97 | 0 | 0.026 | 0.476 | 0.126 | 0.349 | 0 | 0 | 0 | 0 | 0.189 | 0 | 0.189 | 0 | 0.0045 | 0 | 0 | 2.5 | 0 | 0 | 0.05 | 0 | 2.21 | 0 | -0.003 | 0.244 | -0.015 | 0.259 | 0 | 0 | 0 | 0 | -0.04 | 0 | -0.04 | 0 | 0.0031 | 0 | 0 | IP | Any | AnyDMoMH85CZ12rDXGF
43025.4298 | ResWin-33-28-00 | DMo | MH15 | CZ12 | rDXHP | -1 | Area-ft2 | 173.92 | 1242 | 2.23 | 0 | 0 | 0.049 | -0.132 | 2 | 0 | 0 | 0.26 | -0.016 | 0.275 | 0 | 0.059 | 0 | 0 | 0 | 0 | 0 | 0 | 0.00217 | 0 | 6e-06 | 2.23 | 0 | 0 | 0.049 | -0.132 | 2 | 0 | 0 | 0.26 | -0.016 | 0.275 | 0 | 0.059 | 0 | 0 | 0 | 0 | 0 | 0 | 0.00217 | 0 | 6e-06 | IP | Any | AnyDMoMH15CZ12rDXHP
43025.4298 | ResWin-33-28-00 | DMo | MH72 | CZ12 | rNCGF | -1 | Area-ft2 | 190.96 | 1196 | 0.176 | 0 | 0 | 0.084 | 0 | 0 | 0 | 0.019 | 0.073 | 0.073 | 0 | 0 | 0 | 0 | 0 | 0.148 | 0 | 0.148 | 0 | 2.6e-05 | 0 | 2.6e-05 | 0.087 | 0 | 0 | 0.095 | 0 | 0 | 0 | -0.002 | -0.006 | -0.006 | 0 | 0 | 0 | 0 | 0 | -0.024 | 0 | -0.024 | 0 | 2.1e-05 | 0 | 2.1e-05 | IP | Any | AnyDMoMH72CZ12rNCGF
43025.581 | ResWin-33-28-00 | DMo | MH00 | CZ12 | rWtd | -1 | Area-ft2 | 173.92 | 1242 | 2.78 | 0 | 0 | 0.052 | -0.018 | 2.46 | 0 | -0.002 | 0.281 | -0.011 | 0.291 | 0 | 0.011 | 0 | 0 | -0.024 | 0 | -0.024 | 0 | 0.00291 | 0 | 1e-06 | 2.78 | 0 | 0 | 0.052 | -0.018 | 2.46 | 0 | -0.002 | 0.281 | -0.011 | 0.291 | 0 | 0.011 | 0 | 0 | -0.024 | 0 | -0.024 | 0 | 0.00291 | 0 | 1e-06 |  | PGE | PGEDMoMH00CZ12rWtd
43025.4298 | ResWin-33-28-00 | DMo | MH72 | CZ12 | rDXGF | -1 | Area-ft2 | 190.96 | 1196 | 3.59 | 0 | 0 | 0.045 | 0 | 3.06 | 0 | 0.02 | 0.458 | 0.097 | 0.36 | 0 | 0 | 0 | 0 | 0.15 | 0 | 0.15 | 0 | 0.00446 | 0 | 5e-06 | 2.62 | 0 | 0 | 0.058 | 0 | 2.3 | 0 | -0.002 | 0.263 | -0.007 | 0.27 | 0 | 0 | 0 | 0 | -0.024 | 0 | -0.024 | 0 | 0.00303 | 0 | 5e-06 | IP | Any | AnyDMoMH72CZ12rDXGF
43025.4298 | ResWin-33-28-00 | DMo | MH15 | CZ12 | rNCGF | -1 | Area-ft2 | 173.92 | 1242 | 0.081 | 0 | 0 | 0.093 | 0 | 0 | 0 | -0.002 | -0.009 | -0.009 | 0 | 0 | 0 | 0 | 0 | -0.028 | 0 | -0.028 | 0 | 1.7e-05 | 0 | 1.7e-05 | 0.081 | 0 | 0 | 0.093 | 0 | 0 | 0 | -0.002 | -0.009 | -0.009 | 0 | 0 | 0 | 0 | 0 | -0.028 | 0 | -0.028 | 0 | 1.7e-05 | 0 | 1.7e-05 | IP | Any | AnyDMoMH15CZ12rNCGF
43025.4298 | ResWin-33-28-00 | DMo | MH85 | CZ12 | rNCGF | -1 | Area-ft2 | 186.32 | 1242 | 0.2 | 0 | 0 | 0.082 | 0 | 0 | 0 | 0.025 | 0.094 | 0.094 | 0 | 0 | 0 | 0 | 0 | 0.186 | 0 | 0.186 | 0 | 2.7e-05 | 0 | 2.7e-05 | 0.071 | 0 | 0 | 0.086 | 0 | 0 | 0 | -0.003 | -0.011 | -0.011 | 0 | 0 | 0 | 0 | 0 | -0.04 | 0 | -0.04 | 0 | 2.1e-05 | 0 | 2.1e-05 | IP | Any | AnyDMoMH85CZ12rNCGF
43025.6037 | ResWin-33-28-00 | DMo | Ex | CZ12 | rWtd | -1 | Area-ft2 | 188.1 | 1213.6 | 3.57 | 0 | 0 | 0.047 | 0.136 | 2.88 | 0 | 0.017 | 0.444 | 0.103 | 0.341 | 0 | 0.043 | 0 | 0 | 0.127 | 0 | 0.127 | 0 | 0.00419 | 0 | 4e-06 | 2.5 | 0 | 0 | 0.056 | -0.018 | 2.2 | 0 | -0.002 | 0.251 | -0.011 | 0.261 | 0 | 0.007 | 0 | 0 | -0.026 | 0 | -0.026 | 0 | 0.00293 | 0 | 4e-06 |  | PGE | PGEDMoExCZ12rWtd
43025.4298 | ResWin-33-28-00 | DMo | MH06 | CZ12 | rDXGF | -1 | Area-ft2 | 173.92 | 1242 | 2.56 | 0 | 0 | 0.044 | 0 | 2.19 | 0 | -0.003 | 0.329 | -0.014 | 0.344 | 0 | 0 | 0 | 0 | -0.035 | 0 | -0.035 | 0 | 0.00228 | 0 | 6e-06 | 2.56 | 0 | 0 | 0.044 | 0 | 2.19 | 0 | -0.003 | 0.329 | -0.014 | 0.344 | 0 | 0 | 0 | 0 | -0.035 | 0 | -0.035 | 0 | 0.00228 | 0 | 6e-06 | IP | Any | AnyDMoMH06CZ12rDXGF
43025.581 | ResWin-33-28-00 | DMo | MH72 | CZ12 | rWtd | -1 | Area-ft2 | 190.96 | 1196 | 3.66 | 0 | 0 | 0.047 | 0.138 | 2.96 | 0 | 0.017 | 0.452 | 0.104 | 0.348 | 0 | 0.042 | 0 | 0 | 0.131 | 0 | 0.131 | 0 | 0.00432 | 0 | 6e-06 | 2.52 | 0 | 0 | 0.059 | -0.014 | 2.22 | 0 | -0.002 | 0.253 | -0.008 | 0.26 | 0 | 0.004 | 0 | 0 | -0.021 | 0 | -0.021 | 0 | 0.00294 | 0 | 6e-06 |  | PGE | PGEDMoMH72CZ12rWtd
43025.581 | ResWin-33-28-00 | DMo | MH06 | CZ12 | rWtd | -1 | Area-ft2 | 173.92 | 1242 | 2.46 | 0 | 0 | 0.045 | -0.023 | 2.12 | 0 | -0.003 | 0.316 | -0.015 | 0.332 | 0 | 0.01 | 0 | 0 | -0.031 | 0 | -0.031 | 0 | 0.00221 | 0 | 6e-06 | 2.46 | 0 | 0 | 0.045 | -0.023 | 2.12 | 0 | -0.003 | 0.316 | -0.015 | 0.332 | 0 | 0.01 | 0 | 0 | -0.031 | 0 | -0.031 | 0 | 0.00221 | 0 | 6e-06 |  | PGE | PGEDMoMH06CZ12rWtd
43025.4298 | ResWin-33-28-00 | DMo | MH00 | CZ12 | rNCGF | -1 | Area-ft2 | 173.92 | 1242 | 0.08 | 0 | 0 | 0.09 | 0 | 0 | 0 | -0.002 | -0.007 | -0.007 | 0 | 0 | 0 | 0 | 0 | -0.027 | 0 | -0.027 | 0 | 2.3e-05 | 0 | 2.3e-05 | 0.08 | 0 | 0 | 0.09 | 0 | 0 | 0 | -0.002 | -0.007 | -0.007 | 0 | 0 | 0 | 0 | 0 | -0.027 | 0 | -0.027 | 0 | 2.3e-05 | 0 | 2.3e-05 | IP | Any | AnyDMoMH00CZ12rNCGF
43025.4298 | ResWin-33-28-00 | DMo | MH85 | CZ12 | rNCEH | -1 | Area-ft2 | 186.32 | 1242 | 3.4 | 0 | 0 | 0.084 | 3.32 | 0 | 0 | 0 | 0 | 0 | 0 | 0 | 0 | 0 | 0 | 0 | 0 | 0 | 0 | 2.7e-05 | 0 | 2.1e-05 | -0.214 | 0 | 0 | 0.086 | -0.301 | 0 | 0 | 0 | 0 | 0 | 0 | 0 | 0 | 0 | 0 | 0 | 0 | 0 | 0 | 2.1e-05 | 0 | 1.6e-05 | IP | Any | AnyDMoMH85CZ12rNCEH
43025.4298 | ResWin-33-28-00 | DMo | MH72 | CZ12 | rDXHP | -1 | Area-ft2 | 190.96 | 1196 | 4.98 | 0 | 0 | 0.048 | 1.05 | 3.02 | 0 | 0 | 0.515 | 0.161 | 0.353 | 0 | 0.348 | 0 | 0 | 0 | 0 | 0 | 0 | 0.00451 | 0 | 5e-06 | 2.48 | 0 | 0 | 0.059 | -0.112 | 2.25 | 0 | 0 | 0.248 | -0.014 | 0.262 | 0 | 0.035 | 0 | 0 | 0 | 0 | 0 | 0 | 0.00309 | 0 | 5e-06 | IP | Any | AnyDMoMH72CZ12rDXHP
43025.4298 | ResWin-33-28-00 | DMo | MH06 | CZ12 | rDXHP | -1 | Area-ft2 | 173.92 | 1242 | 2.43 | 0 | 0 | 0.044 | -0.183 | 2.17 | 0 | 0 | 0.315 | -0.022 | 0.339 | 0 | 0.084 | 0 | 0 | 0 | 0 | 0 | 0 | 0.00233 | 0 | 6e-06 | 2.43 | 0 | 0 | 0.044 | -0.183 | 2.17 | 0 | 0 | 0.315 | -0.022 | 0.339 | 0 | 0.084 | 0 | 0 | 0 | 0 | 0 | 0 | 0.00233 | 0 | 6e-06 | IP | Any | AnyDMoMH06CZ12rDXHP
43025.581 | ResWin-33-28-00 | DMo | MH15 | CZ12 | rWtd | -1 | Area-ft2 | 173.92 | 1242 | 2.19 | 0 | 0 | 0.05 | -0.017 | 1.89 | 0 | -0.002 | 0.264 | -0.01 | 0.274 | 0 | 0.007 | 0 | 0 | -0.025 | 0 | -0.025 | 0 | 0.00204 | 0 | 1e-06 | 2.19 | 0 | 0 | 0.05 | -0.017 | 1.89 | 0 | -0.002 | 0.264 | -0.01 | 0.274 | 0 | 0.007 | 0 | 0 | -0.025 | 0 | -0.025 | 0 | 0.00204 | 0 | 1e-06 |  | PGE | PGEDMoMH15CZ12rWtd
43025.4298 | ResWin-33-28-00 | DMo | MH72 | CZ12 | rNCEH | -1 | Area-ft2 | 190.96 | 1196 | 2.75 | 0 | 0 | 0.089 | 2.66 | 0 | 0 | 0 | 0 | 0 | 0 | 0 | 0 | 0 | 0 | 0 | 0 | 0 | 0 | 2.6e-05 | 0 | 2.6e-05 | -0.031 | 0 | 0 | 0.097 | -0.129 | 0 | 0 | 0 | 0 | 0 | 0 | 0 | 0 | 0 | 0 | 0 | 0 | 0 | 0 | 2.1e-05 | 0 | 2.1e-05 | IP | Any | AnyDMoMH72CZ12rNCEH
43025.4298 | ResWin-33-28-00 | DMo | MH85 | CZ12 | rDXHP | -1 | Area-ft2 | 186.32 | 1242 | 5.33 | 0 | 0 | 0.045 | 1.36 | 2.91 | 0 | 0 | 0.549 | 0.209 | 0.34 | 0 | 0.466 | 0 | 0 | 0 | 0 | 0 | 0 | 0.0046 | 0 | 0 | 2.32 | 0 | 0 | 0.051 | -0.2 | 2.15 | 0 | 0 | 0.227 | -0.024 | 0.25 | 0 | 0.094 | 0 | 0 | 0 | 0 | 0 | 0 | 0.00307 | 0 | 0 | IP | Any | AnyDMoMH85CZ12rDXHP
43025.4298 | ResWin-33-28-00 | DMo | MH15 | CZ12 | rDXGF | -1 | Area-ft2 | 173.92 | 1242 | 2.27 | 0 | 0 | 0.049 | 0 | 1.95 | 0 | -0.002 | 0.275 | -0.009 | 0.284 | 0 | 0 | 0 | 0 | -0.028 | 0 | -0.028 | 0 | 0.0021 | 0 | 0 | 2.27 | 0 | 0 | 0.049 | 0 | 1.95 | 0 | -0.002 | 0.275 | -0.009 | 0.284 | 0 | 0 | 0 | 0 | -0.028 | 0 | -0.028 | 0 | 0.0021 | 0 | 0 | IP | Any | AnyDMoMH15CZ12rDXGF
43025.4298 | ResWin-33-28-00 | DMo | MH06 | CZ12 | rNCEH | -1 | Area-ft2 | 173.92 | 1242 | -0.179 | 0 | 0 | 0.09 | -0.269 | 0 | 0 | 0 | 0 | 0 | 0 | 0 | 0 | 0 | 0 | 0 | 0 | 0 | 0 | 1.7e-05 | 0 | 1.7e-05 | -0.179 | 0 | 0 | 0.09 | -0.269 | 0 | 0 | 0 | 0 | 0 | 0 | 0 | 0 | 0 | 0 | 0 | 0 | 0 | 0 | 1.7e-05 | 0 | 1.7e-05 | IP | Any | AnyDMoMH06CZ12rNCEH
43025.581 | ResWin-33-28-00 | DMo | MH85 | CZ12 | rWtd | -1 | Area-ft2 | 186.32 | 1242 | 3.64 | 0 | 0 | 0.045 | 0.178 | 2.87 | 0 | 0.023 | 0.472 | 0.135 | 0.337 | 0 | 0.056 | 0 | 0 | 0.165 | 0 | 0.165 | 0 | 0.00437 | 0 | 1e-06 | 2.4 | 0 | 0 | 0.051 | -0.025 | 2.13 | 0 | -0.003 | 0.234 | -0.016 | 0.25 | 0 | 0.011 | 0 | 0 | -0.035 | 0 | -0.035 | 0 | 0.003 | 0 | 1e-06 |  | PGE | PGEDMoMH85CZ12rWtd
43025.4298 | ResWin-33-28-00 | DMo | MH06 | CZ12 | rNCGF | -1 | Area-ft2 | 173.92 | 1242 | 0.074 | 0 | 0 | 0.089 | 0 | 0 | 0 | -0.003 | -0.012 | -0.012 | 0 | 0 | 0 | 0 | 0 | -0.036 | 0 | -0.036 | 0 | 1.7e-05 | 0 | 1.7e-05 | 0.074 | 0 | 0 | 0.089 | 0 | 0 | 0 | -0.003 | -0.012 | -0.012 | 0 | 0 | 0 | 0 | 0 | -0.036 | 0 | -0.036 | 0 | 1.7e-05 | 0 | 1.7e-05 | IP | Any | AnyDMoMH06CZ12rNCGF
43025.4298 | ResWin-33-28-00 | DMo | MH00 | CZ12 | rDXHP | -1 | Area-ft2 | 173.92 | 1242 | 2.75 | 0 | 0 | 0.051 | -0.148 | 2.49 | 0 | 0 | 0.275 | -0.018 | 0.293 | 0 | 0.09 | 0 | 0 | 0 | 0 | 0 | 0 | 0.00308 | 0 | 0 | 2.75 | 0 | 0 | 0.051 | -0.148 | 2.49 | 0 | 0 | 0.275 | -0.018 | 0.293 | 0 | 0.09 | 0 | 0 | 0 | 0 | 0 | 0 | 0.00308 | 0 | 0 | IP | Any | AnyDMoMH00CZ12rDXHP
43025.4298 | ResWin-33-28-00 | DMo | MH15 | CZ12 | rNCEH | -1 | Area-ft2 | 173.92 | 1242 | -0.062 | 0 | 0 | 0.094 | -0.155 | 0 | 0 | 0 | 0 | 0 | 0 | 0 | 0 | 0 | 0 | 0 | 0 | 0 | 0 | 1.7e-05 | 0 | 1.7e-05 | -0.062 | 0 | 0 | 0.094 | -0.155 | 0 | 0 | 0 | 0 | 0 | 0 | 0 | 0 | 0 | 0 | 0 | 0 | 0 | 0 | 1.7e-05 | 0 | 1.7e-05 | IP | Any | AnyDMoMH15CZ12rNCEH
43025.4298 | ResWin-33-28-00 | DMo | MH06 | CZ13 | rNCEH | -1 | Area-ft2 | 173.92 | 1242 | 0.105 | 0 | 0 | 0.093 | 0.011 | 0 | 0 | 0 | 0 | 0 | 0 | 0 | 0 | 0 | 0 | 0 | 0 | 0 | 0 | 2.3e-05 | 0 | 2.3e-05 | 0.105 | 0 | 0 | 0.093 | 0.011 | 0 | 0 | 0 | 0 | 0 | 0 | 0 | 0 | 0 | 0 | 0 | 0 | 0 | 0 | 2.3e-05 | 0 | 2.3e-05 | IP | Any | AnyDMoMH06CZ13rNCEH
43025.4298 | ResWin-33-28-00 | DMo | MH72 | CZ13 | rNCGF | -1 | Area-ft2 | 190.96 | 1196 | 0.167 | 0 | 0 | 0.08 | 0 | 0 | 0 | 0.018 | 0.068 | 0.068 | 0 | 0 | 0 | 0 | 0 | 0.144 | 0 | 0.144 | 0 | 2.1e-05 | 0 | 2.1e-05 | 0.09 | 0 | 0 | 0.091 | 0 | 0 | 0 | -0.001 | -0.001 | -0.001 | 0 | 0 | 0 | 0 | 0 | -0.01 | 0 | -0.01 | 0 | 1.6e-05 | 0 | 1.6e-05 | IP | Any | AnyDMoMH72CZ13rNCGF
43025.4298 | ResWin-33-28-00 | DMo | MH06 | CZ13 | rDXGF | -1 | Area-ft2 | 173.92 | 1242 | 3.19 | 0 | 0 | 0.042 | 0 | 2.73 | 0 | -0.001 | 0.419 | -0.003 | 0.422 | 0 | 0 | 0 | 0 | -0.012 | 0 | -0.012 | 0 | 0.00219 | 0 | 0 | 3.19 | 0 | 0 | 0.042 | 0 | 2.73 | 0 | -0.001 | 0.419 | -0.003 | 0.422 | 0 | 0 | 0 | 0 | -0.012 | 0 | -0.012 | 0 | 0.00219 | 0 | 0 | IP | Any | AnyDMoMH06CZ13rDXGF
43025.6037 | ResWin-33-28-00 | DMo | Ex | CZ13 | rWtd | -1 | Area-ft2 | 189.69 | 1208.5 | 4.97 | 0 | 0 | 0.036 | 0.125 | 4.17 | 0 | 0.017 | 0.586 | 0.102 | 0.484 | 0 | 0.04 | 0 | 0 | 0.131 | 0 | 0.131 | 0 | 0.00409 | 0 | 1e-06 | 3.38 | 0 | 0 | 0.047 | -0.01 | 3 | 0 | -0.001 | 0.343 | -0.005 | 0.347 | 0 | 0.002 | 0 | 0 | -0.013 | 0 | -0.013 | 0 | 0.00274 | 0 | 1e-06 |  | SCE | SCEDMoExCZ13rWtd
43025.4298 | ResWin-33-28-00 | DMo | MH85 | CZ13 | rNCEH | -1 | Area-ft2 | 186.32 | 1242 | 2.85 | 0 | 0 | 0.081 | 2.77 | 0 | 0 | 0 | 0 | 0 | 0 | 0 | 0 | 0 | 0 | 0 | 0 | 0 | 0 | 2.1e-05 | 0 | 2.1e-05 | -0.137 | 0 | 0 | 0.085 | -0.223 | 0 | 0 | 0 | 0 | 0 | 0 | 0 | 0 | 0 | 0 | 0 | 0 | 0 | 0 | 1.6e-05 | 0 | 1.6e-05 | IP | Any | AnyDMoMH85CZ13rNCEH
43025.6037 | ResWin-33-28-00 | DMo | Ex | CZ13 | rWtd | -1 | Area-ft2 | 189.08 | 1208.6 | 4.61 | 0 | 0 | 0.04 | 0.13 | 3.84 | 0 | 0.016 | 0.541 | 0.094 | 0.447 | 0 | 0.036 | 0 | 0 | 0.123 | 0 | 0.123 | 0 | 0.00377 | 0 | 2e-06 | 3.17 | 0 | 0 | 0.05 | -0.009 | 2.81 | 0 | -0.001 | 0.322 | -0.005 | 0.326 | 0 | 0.002 | 0 | 0 | -0.013 | 0 | -0.013 | 0 | 0.00255 | 0 | 2e-06 |  | PGE | PGEDMoExCZ13rWtd
43025.4298 | ResWin-33-28-00 | DMo | MH00 | CZ13 | rNCGF | -1 | Area-ft2 | 173.92 | 1242 | 0.072 | 0 | 0 | 0.084 | 0 | 0 | 0 | -0.002 | -0.009 | -0.009 | 0 | 0 | 0 | 0 | 0 | -0.028 | 0 | -0.028 | 0 | 1.7e-05 | 0 | 1.7e-05 | 0.072 | 0 | 0 | 0.084 | 0 | 0 | 0 | -0.002 | -0.009 | -0.009 | 0 | 0 | 0 | 0 | 0 | -0.028 | 0 | -0.028 | 0 | 1.7e-05 | 0 | 1.7e-05 | IP | Any | AnyDMoMH00CZ13rNCGF
43025.4298 | ResWin-33-28-00 | DMo | MH72 | CZ13 | rDXHP | -1 | Area-ft2 | 190.96 | 1196 | 6.06 | 0 | 0 | 0.041 | 0.96 | 4.14 | 0 | 0 | 0.624 | 0.148 | 0.476 | 0 | 0.296 | 0 | 0 | 0 | 0 | 0 | 0 | 0.00419 | 0 | 0 | 3.33 | 0 | 0 | 0.051 | -0.044 | 2.99 | 0 | 0 | 0.336 | -0.006 | 0.342 | 0 | -0.002 | 0 | 0 | 0 | 0 | 0 | 0 | 0.00281 | 0 | 0 | IP | Any | AnyDMoMH72CZ13rDXHP
43025.4298 | ResWin-33-28-00 | DMo | MH06 | CZ13 | rNCGF | -1 | Area-ft2 | 173.92 | 1242 | 0.087 | 0 | 0 | 0.09 | 0 | 0 | 0 | -0.001 | -0.003 | -0.003 | 0 | 0 | 0 | 0 | 0 | -0.013 | 0 | -0.013 | 0 | 1.7e-05 | 0 | 1.7e-05 | 0.087 | 0 | 0 | 0.09 | 0 | 0 | 0 | -0.001 | -0.003 | -0.003 | 0 | 0 | 0 | 0 | 0 | -0.013 | 0 | -0.013 | 0 | 1.7e-05 | 0 | 1.7e-05 | IP | Any | AnyDMoMH06CZ13rNCGF
43025.4298 | ResWin-33-28-00 | DMo | MH85 | CZ13 | rNCGF | -1 | Area-ft2 | 186.32 | 1242 | 0.174 | 0 | 0 | 0.076 | 0 | 0 | 0 | 0.021 | 0.077 | 0.077 | 0 | 0 | 0 | 0 | 0 | 0.159 | 0 | 0.159 | 0 | 2.1e-05 | 0 | 2.1e-05 | 0.072 | 0 | 0 | 0.083 | 0 | 0 | 0 | -0.002 | -0.008 | -0.008 | 0 | 0 | 0 | 0 | 0 | -0.029 | 0 | -0.029 | 0 | 1.6e-05 | 0 | 1.6e-05 | IP | Any | AnyDMoMH85CZ13rNCGF
43025.4298 | ResWin-33-28-00 | DMo | MH00 | CZ13 | rNCEH | -1 | Area-ft2 | 173.92 | 1242 | -0.141 | 0 | 0 | 0.086 | -0.227 | 0 | 0 | 0 | 0 | 0 | 0 | 0 | 0 | 0 | 0 | 0 | 0 | 0 | 0 | 1.7e-05 | 0 | 1.7e-05 | -0.141 | 0 | 0 | 0.086 | -0.227 | 0 | 0 | 0 | 0 | 0 | 0 | 0 | 0 | 0 | 0 | 0 | 0 | 0 | 0 | 1.7e-05 | 0 | 1.7e-05 | IP | Any | AnyDMoMH00CZ13rNCEH
43025.4298 | ResWin-33-28-00 | DMo | MH15 | CZ13 | rDXHP | -1 | Area-ft2 | 173.92 | 1242 | 3 | 0 | 0 | 0.044 | -0.032 | 2.61 | 0 | 0 | 0.355 | -0.003 | 0.358 | 0 | 0.025 | 0 | 0 | 0 | 0 | 0 | 0 | 0.00207 | 0 | 0 | 3 | 0 | 0 | 0.044 | -0.032 | 2.61 | 0 | 0 | 0.355 | -0.003 | 0.358 | 0 | 0.025 | 0 | 0 | 0 | 0 | 0 | 0 | 0.00207 | 0 | 0 | IP | Any | AnyDMoMH15CZ13rDXHP
43025.4298 | ResWin-33-28-00 | DMo | MH00 | CZ13 | rDXHP | -1 | Area-ft2 | 173.92 | 1242 | 3.57 | 0 | 0 | 0.04 | -0.156 | 3.26 | 0 | 0 | 0.361 | -0.018 | 0.378 | 0 | 0.067 | 0 | 0 | 0 | 0 | 0 | 0 | 0.00294 | 0 | 6e-06 | 3.57 | 0 | 0 | 0.04 | -0.156 | 3.26 | 0 | 0 | 0.361 | -0.018 | 0.378 | 0 | 0.067 | 0 | 0 | 0 | 0 | 0 | 0 | 0.00294 | 0 | 6e-06 | IP | Any | AnyDMoMH00CZ13rDXHP
43025.581 | ResWin-33-28-00 | DMo | MH85 | CZ13 | rWtd | -1 | Area-ft2 | 186.32 | 1242 | 5.09 | 0 | 0 | 0.031 | 0.138 | 4.25 | 0 | 0.018 | 0.609 | 0.112 | 0.496 | 0 | 0.049 | 0 | 0 | 0.141 | 0 | 0.141 | 0 | 0.00408 | 0 | 5e-06 | 3.4 | 0 | 0 | 0.04 | -0.019 | 3.04 | 0 | -0.002 | 0.342 | -0.012 | 0.353 | 0 | 0.007 | 0 | 0 | -0.025 | 0 | -0.025 | 0 | 0.0027 | 0 | 5e-06 |  | SCG | SCGDMoMH85CZ13rWtd
43025.581 | ResWin-33-28-00 | DMo | MH85 | CZ13 | rWtd | -1 | Area-ft2 | 186.32 | 1242 | 4.79 | 0 | 0 | 0.034 | 0.151 | 3.97 | 0 | 0.018 | 0.573 | 0.109 | 0.463 | 0 | 0.046 | 0 | 0 | 0.141 | 0 | 0.141 | 0 | 0.00381 | 0 | 6e-06 | 3.19 | 0 | 0 | 0.043 | -0.019 | 2.84 | 0 | -0.002 | 0.319 | -0.012 | 0.33 | 0 | 0.007 | 0 | 0 | -0.025 | 0 | -0.025 | 0 | 0.00252 | 0 | 6e-06 |  | PGE | PGEDMoMH85CZ13rWtd
43025.581 | ResWin-33-28-00 | DMo | MH85 | CZ13 | rWtd | -1 | Area-ft2 | 186.32 | 1242 | 5.09 | 0 | 0 | 0.031 | 0.138 | 4.25 | 0 | 0.018 | 0.609 | 0.112 | 0.496 | 0 | 0.049 | 0 | 0 | 0.141 | 0 | 0.141 | 0 | 0.00408 | 0 | 5e-06 | 3.4 | 0 | 0 | 0.04 | -0.019 | 3.04 | 0 | -0.002 | 0.342 | -0.012 | 0.353 | 0 | 0.007 | 0 | 0 | -0.025 | 0 | -0.025 | 0 | 0.0027 | 0 | 5e-06 |  | SCE | SCEDMoMH85CZ13rWtd
43025.581 | ResWin-33-28-00 | DMo | MH72 | CZ13 | rWtd | -1 | Area-ft2 | 190.96 | 1196 | 4.93 | 0 | 0 | 0.038 | 0.12 | 4.14 | 0 | 0.017 | 0.577 | 0.098 | 0.479 | 0 | 0.037 | 0 | 0 | 0.127 | 0 | 0.127 | 0 | 0.0041 | 0 | 0 | 3.37 | 0 | 0 | 0.05 | -0.006 | 2.99 | 0 | 0 | 0.343 | -0.003 | 0.345 | 0 | 0 | 0 | 0 | -0.009 | 0 | -0.009 | 0 | 0.00275 | 0 | 0 |  | SCG | SCGDMoMH72CZ13rWtd
43025.581 | ResWin-33-28-00 | DMo | MH72 | CZ13 | rWtd | -1 | Area-ft2 | 190.96 | 1196 | 4.64 | 0 | 0 | 0.041 | 0.133 | 3.87 | 0 | 0.017 | 0.543 | 0.096 | 0.447 | 0 | 0.035 | 0 | 0 | 0.127 | 0 | 0.127 | 0 | 0.00384 | 0 | 1e-06 | 3.16 | 0 | 0 | 0.053 | -0.005 | 2.8 | 0 | 0 | 0.321 | -0.002 | 0.322 | 0 | 0 | 0 | 0 | -0.009 | 0 | -0.009 | 0 | 0.00257 | 0 | 1e-06 |  | PGE | PGEDMoMH72CZ13rWtd
43025.581 | ResWin-33-28-00 | DMo | MH72 | CZ13 | rWtd | -1 | Area-ft2 | 190.96 | 1196 | 4.93 | 0 | 0 | 0.038 | 0.12 | 4.14 | 0 | 0.017 | 0.577 | 0.098 | 0.479 | 0 | 0.037 | 0 | 0 | 0.127 | 0 | 0.127 | 0 | 0.0041 | 0 | 0 | 3.37 | 0 | 0 | 0.05 | -0.006 | 2.99 | 0 | 0 | 0.343 | -0.003 | 0.345 | 0 | 0 | 0 | 0 | -0.009 | 0 | -0.009 | 0 | 0.00275 | 0 | 0 |  | SCE | SCEDMoMH72CZ13rWtd
43025.4298 | ResWin-33-28-00 | DMo | MH15 | CZ13 | rNCEH | -1 | Area-ft2 | 173.92 | 1242 | 0.16 | 0 | 0 | 0.095 | 0.065 | 0 | 0 | 0 | 0 | 0 | 0 | 0 | 0 | 0 | 0 | 0 | 0 | 0 | 0 | 2.3e-05 | 0 | 2.3e-05 | 0.16 | 0 | 0 | 0.095 | 0.065 | 0 | 0 | 0 | 0 | 0 | 0 | 0 | 0 | 0 | 0 | 0 | 0 | 0 | 0 | 2.3e-05 | 0 | 2.3e-05 | IP | Any | AnyDMoMH15CZ13rNCEH
43025.581 | ResWin-33-28-00 | DMo | MH15 | CZ13 | rWtd | -1 | Area-ft2 | 173.92 | 1242 | 2.94 | 0 | 0 | 0.043 | -0.004 | 2.54 | 0 | 0 | 0.362 | -0.001 | 0.364 | 0 | 0.003 | 0 | 0 | -0.008 | 0 | -0.008 | 0 | 0.00203 | 0 | 5e-06 | 2.94 | 0 | 0 | 0.043 | -0.004 | 2.54 | 0 | 0 | 0.362 | -0.001 | 0.364 | 0 | 0.003 | 0 | 0 | -0.008 | 0 | -0.008 | 0 | 0.00203 | 0 | 5e-06 |  | SCG | SCGDMoMH15CZ13rWtd
43025.581 | ResWin-33-28-00 | DMo | MH15 | CZ13 | rWtd | -1 | Area-ft2 | 173.92 | 1242 | 2.75 | 0 | 0 | 0.046 | -0.003 | 2.38 | 0 | 0 | 0.338 | -0.001 | 0.34 | 0 | 0.003 | 0 | 0 | -0.008 | 0 | -0.008 | 0 | 0.0019 | 0 | 6e-06 | 2.75 | 0 | 0 | 0.046 | -0.003 | 2.38 | 0 | 0 | 0.338 | -0.001 | 0.34 | 0 | 0.003 | 0 | 0 | -0.008 | 0 | -0.008 | 0 | 0.0019 | 0 | 6e-06 |  | PGE | PGEDMoMH15CZ13rWtd
43025.581 | ResWin-33-28-00 | DMo | MH15 | CZ13 | rWtd | -1 | Area-ft2 | 173.92 | 1242 | 2.94 | 0 | 0 | 0.043 | -0.004 | 2.54 | 0 | 0 | 0.362 | -0.001 | 0.364 | 0 | 0.003 | 0 | 0 | -0.008 | 0 | -0.008 | 0 | 0.00203 | 0 | 5e-06 | 2.94 | 0 | 0 | 0.043 | -0.004 | 2.54 | 0 | 0 | 0.362 | -0.001 | 0.364 | 0 | 0.003 | 0 | 0 | -0.008 | 0 | -0.008 | 0 | 0.00203 | 0 | 5e-06 |  | SCE | SCEDMoMH15CZ13rWtd
43025.4298 | ResWin-33-28-00 | DMo | MH85 | CZ13 | rDXGF | -1 | Area-ft2 | 186.32 | 1242 | 4.9 | 0 | 0 | 0.031 | 0 | 4.25 | 0 | 0.021 | 0.601 | 0.104 | 0.496 | 0 | 0 | 0 | 0 | 0.161 | 0 | 0.161 | 0 | 0.00407 | 0 | 5e-06 | 3.42 | 0 | 0 | 0.04 | 0 | 3.04 | 0 | -0.002 | 0.343 | -0.011 | 0.354 | 0 | 0 | 0 | 0 | -0.028 | 0 | -0.028 | 0 | 0.00269 | 0 | 5e-06 | IP | Any | AnyDMoMH85CZ13rDXGF
43025.581 | ResWin-33-28-00 | DMo | MH06 | CZ13 | rWtd | -1 | Area-ft2 | 173.92 | 1242 | 3.19 | 0 | 0 | 0.042 | -0.007 | 2.73 | 0 | -0.001 | 0.419 | -0.003 | 0.422 | 0 | 0.005 | 0 | 0 | -0.011 | 0 | -0.011 | 0 | 0.00219 | 0 | 0 | 3.19 | 0 | 0 | 0.042 | -0.007 | 2.73 | 0 | -0.001 | 0.419 | -0.003 | 0.422 | 0 | 0.005 | 0 | 0 | -0.011 | 0 | -0.011 | 0 | 0.00219 | 0 | 0 |  | SCG | SCGDMoMH06CZ13rWtd
43025.4298 | ResWin-33-28-00 | DMo | MH15 | CZ13 | rNCGF | -1 | Area-ft2 | 173.92 | 1242 | 0.091 | 0 | 0 | 0.093 | 0 | 0 | 0 | 0 | -0.001 | -0.001 | 0 | 0 | 0 | 0 | 0 | -0.009 | 0 | -0.009 | 0 | 1.7e-05 | 0 | 1.7e-05 | 0.091 | 0 | 0 | 0.093 | 0 | 0 | 0 | 0 | -0.001 | -0.001 | 0 | 0 | 0 | 0 | 0 | -0.009 | 0 | -0.009 | 0 | 1.7e-05 | 0 | 1.7e-05 | IP | Any | AnyDMoMH15CZ13rNCGF
43025.581 | ResWin-33-28-00 | DMo | MH06 | CZ13 | rWtd | -1 | Area-ft2 | 173.92 | 1242 | 2.99 | 0 | 0 | 0.045 | -0.006 | 2.55 | 0 | -0.001 | 0.391 | -0.003 | 0.394 | 0 | 0.005 | 0 | 0 | -0.011 | 0 | -0.011 | 0 | 0.00205 | 0 | 1e-06 | 2.99 | 0 | 0 | 0.045 | -0.006 | 2.55 | 0 | -0.001 | 0.391 | -0.003 | 0.394 | 0 | 0.005 | 0 | 0 | -0.011 | 0 | -0.011 | 0 | 0.00205 | 0 | 1e-06 |  | PGE | PGEDMoMH06CZ13rWtd
43025.581 | ResWin-33-28-00 | DMo | MH06 | CZ13 | rWtd | -1 | Area-ft2 | 173.92 | 1242 | 3.19 | 0 | 0 | 0.042 | -0.007 | 2.73 | 0 | -0.001 | 0.419 | -0.003 | 0.422 | 0 | 0.005 | 0 | 0 | -0.011 | 0 | -0.011 | 0 | 0.00219 | 0 | 0 | 3.19 | 0 | 0 | 0.042 | -0.007 | 2.73 | 0 | -0.001 | 0.419 | -0.003 | 0.422 | 0 | 0.005 | 0 | 0 | -0.011 | 0 | -0.011 | 0 | 0.00219 | 0 | 0 |  | SCE | SCEDMoMH06CZ13rWtd
43025.4298 | ResWin-33-28-00 | DMo | MH15 | CZ13 | rDXGF | -1 | Area-ft2 | 173.92 | 1242 | 2.93 | 0 | 0 | 0.043 | 0 | 2.53 | 0 | 0 | 0.363 | -0.001 | 0.365 | 0 | 0 | 0 | 0 | -0.009 | 0 | -0.009 | 0 | 0.00202 | 0 | 6e-06 | 2.93 | 0 | 0 | 0.043 | 0 | 2.53 | 0 | 0 | 0.363 | -0.001 | 0.365 | 0 | 0 | 0 | 0 | -0.009 | 0 | -0.009 | 0 | 0.00202 | 0 | 6e-06 | IP | Any | AnyDMoMH15CZ13rDXGF
43025.4298 | ResWin-33-28-00 | DMo | MH00 | CZ13 | rDXGF | -1 | Area-ft2 | 173.92 | 1242 | 3.67 | 0 | 0 | 0.04 | 0 | 3.26 | 0 | -0.002 | 0.37 | -0.012 | 0.381 | 0 | 0 | 0 | 0 | -0.028 | 0 | -0.028 | 0 | 0.00288 | 0 | 0 | 3.67 | 0 | 0 | 0.04 | 0 | 3.26 | 0 | -0.002 | 0.37 | -0.012 | 0.381 | 0 | 0 | 0 | 0 | -0.028 | 0 | -0.028 | 0 | 0.00288 | 0 | 0 | IP | Any | AnyDMoMH00CZ13rDXGF
43025.581 | ResWin-33-28-00 | DMo | MH00 | CZ13 | rWtd | -1 | Area-ft2 | 173.92 | 1242 | 3.66 | 0 | 0 | 0.04 | -0.02 | 3.26 | 0 | -0.002 | 0.369 | -0.013 | 0.381 | 0 | 0.008 | 0 | 0 | -0.025 | 0 | -0.025 | 0 | 0.00289 | 0 | 1e-06 | 3.66 | 0 | 0 | 0.04 | -0.02 | 3.26 | 0 | -0.002 | 0.369 | -0.013 | 0.381 | 0 | 0.008 | 0 | 0 | -0.025 | 0 | -0.025 | 0 | 0.00289 | 0 | 1e-06 |  | SCG | SCGDMoMH00CZ13rWtd
43025.581 | ResWin-33-28-00 | DMo | MH00 | CZ13 | rWtd | -1 | Area-ft2 | 173.92 | 1242 | 3.42 | 0 | 0 | 0.043 | -0.02 | 3.05 | 0 | -0.002 | 0.344 | -0.012 | 0.356 | 0 | 0.008 | 0 | 0 | -0.025 | 0 | -0.025 | 0 | 0.0027 | 0 | 2e-06 | 3.42 | 0 | 0 | 0.043 | -0.02 | 3.05 | 0 | -0.002 | 0.344 | -0.012 | 0.356 | 0 | 0.008 | 0 | 0 | -0.025 | 0 | -0.025 | 0 | 0.0027 | 0 | 2e-06 |  | PGE | PGEDMoMH00CZ13rWtd
43025.581 | ResWin-33-28-00 | DMo | MH00 | CZ13 | rWtd | -1 | Area-ft2 | 173.92 | 1242 | 3.66 | 0 | 0 | 0.04 | -0.02 | 3.26 | 0 | -0.002 | 0.369 | -0.013 | 0.381 | 0 | 0.008 | 0 | 0 | -0.025 | 0 | -0.025 | 0 | 0.00289 | 0 | 1e-06 | 3.66 | 0 | 0 | 0.04 | -0.02 | 3.26 | 0 | -0.002 | 0.369 | -0.013 | 0.381 | 0 | 0.008 | 0 | 0 | -0.025 | 0 | -0.025 | 0 | 0.00289 | 0 | 1e-06 |  | SCE | SCEDMoMH00CZ13rWtd
43025.4298 | ResWin-33-28-00 | DMo | MH06 | CZ13 | rDXHP | -1 | Area-ft2 | 173.92 | 1242 | 3.18 | 0 | 0 | 0.042 | -0.055 | 2.74 | 0 | 0 | 0.415 | -0.006 | 0.421 | 0 | 0.04 | 0 | 0 | 0 | 0 | 0 | 0 | 0.00221 | 0 | 0 | 3.18 | 0 | 0 | 0.042 | -0.055 | 2.74 | 0 | 0 | 0.415 | -0.006 | 0.421 | 0 | 0.04 | 0 | 0 | 0 | 0 | 0 | 0 | 0.00221 | 0 | 0 | IP | Any | AnyDMoMH06CZ13rDXHP
43025.4298 | ResWin-33-28-00 | DMo | MH85 | CZ13 | rDXHP | -1 | Area-ft2 | 186.32 | 1242 | 6.42 | 0 | 0 | 0.032 | 1.1 | 4.23 | 0 | 0 | 0.662 | 0.171 | 0.492 | 0 | 0.393 | 0 | 0 | 0 | 0 | 0 | 0 | 0.00412 | 0 | 5e-06 | 3.29 | 0 | 0 | 0.04 | -0.148 | 3.01 | 0 | 0 | 0.331 | -0.018 | 0.348 | 0 | 0.057 | 0 | 0 | 0 | 0 | 0 | 0 | 0.00273 | 0 | 5e-06 | IP | Any | AnyDMoMH85CZ13rDXHP
43025.4298 | ResWin-33-28-00 | DMo | MH72 | CZ13 | rDXGF | -1 | Area-ft2 | 190.96 | 1196 | 4.77 | 0 | 0 | 0.038 | 0 | 4.14 | 0 | 0.019 | 0.57 | 0.091 | 0.479 | 0 | 0 | 0 | 0 | 0.145 | 0 | 0.145 | 0 | 0.00409 | 0 | 0 | 3.38 | 0 | 0 | 0.05 | 0 | 2.99 | 0 | 0 | 0.344 | -0.002 | 0.345 | 0 | 0 | 0 | 0 | -0.01 | 0 | -0.01 | 0 | 0.00274 | 0 | 0 | IP | Any | AnyDMoMH72CZ13rDXGF
43025.4298 | ResWin-33-28-00 | DMo | MH72 | CZ13 | rNCEH | -1 | Area-ft2 | 190.96 | 1196 | 2.59 | 0 | 0 | 0.087 | 2.51 | 0 | 0 | 0 | 0 | 0 | 0 | 0 | 0 | 0 | 0 | 0 | 0 | 0 | 0 | 2.1e-05 | 0 | 2.1e-05 | 0.105 | 0 | 0 | 0.096 | 0.009 | 0 | 0 | 0 | 0 | 0 | 0 | 0 | 0 | 0 | 0 | 0 | 0 | 0 | 0 | 1.6e-05 | 0 | 1.6e-05 | IP | Any | AnyDMoMH72CZ13rNCEH
43025.581 | ResWin-33-28-00 | DMo | MH85 | CZ14 | rWtd | -1 | Area-ft2 | 186.32 | 1242 | 5.43 | 0 | 0 | 0.056 | 0.133 | 4.5 | 0 | 0.017 | 0.632 | 0.097 | 0.535 | 0 | 0.086 | 0 | 0 | 0.107 | 0 | 0.107 | 0 | 0.00495 | 0 | 2e-06 | 3.37 | 0 | 0 | 0.062 | -0.111 | 3.15 | 0 | -0.012 | 0.296 | -0.074 | 0.371 | 0 | -0.01 | 0 | 0 | -0.116 | 0 | -0.116 | 0 | 0.00313 | 0 | 1e-06 |  | SCE | SCEDMoMH85CZ14rWtd
43025.581 | ResWin-33-28-00 | DMo | MH72 | CZ14 | rWtd | -1 | Area-ft2 | 190.96 | 1196 | 5.25 | 0 | 0 | 0.064 | 0.09 | 4.45 | 0 | 0.011 | 0.585 | 0.063 | 0.523 | 0 | 0.05 | 0 | 0 | 0.072 | 0 | 0.072 | 0 | 0.00502 | 0 | 2e-06 | 3.41 | 0 | 0 | 0.078 | -0.08 | 3.13 | 0 | -0.009 | 0.312 | -0.053 | 0.365 | 0 | -0.014 | 0 | 0 | -0.083 | 0 | -0.083 | 0 | 0.00318 | 0 | 2e-06 |  | SCE | SCEDMoMH72CZ14rWtd
43025.4298 | ResWin-33-28-00 | DMo | MH85 | CZ14 | rDXGF | -1 | Area-ft2 | 186.32 | 1242 | 5.54 | 0 | 0 | 0.053 | 0 | 4.8 | 0 | 0.019 | 0.662 | 0.091 | 0.571 | 0 | 0 | 0 | 0 | 0.123 | 0 | 0.123 | 0 | 0.00528 | 0 | 0 | 3.73 | 0 | 0 | 0.06 | 0 | 3.36 | 0 | -0.014 | 0.327 | -0.069 | 0.396 | 0 | 0 | 0 | 0 | -0.133 | 0 | -0.133 | 0 | 0.00334 | 0 | 0 | IP | Any | AnyDMoMH85CZ14rDXGF
43025.4298 | ResWin-33-28-00 | DMo | MH15 | CZ14 | rNCEH | -1 | Area-ft2 | 173.92 | 1242 | -1.59 | 0 | 0 | 0.103 | -1.69 | 0 | 0 | 0 | 0 | 0 | 0 | 0 | 0 | 0 | 0 | 0 | 0 | 0 | 0 | 2.9e-05 | 0 | 2.3e-05 | -1.59 | 0 | 0 | 0.103 | -1.69 | 0 | 0 | 0 | 0 | 0 | 0 | 0 | 0 | 0 | 0 | 0 | 0 | 0 | 0 | 2.9e-05 | 0 | 2.3e-05 | IP | Any | AnyDMoMH15CZ14rNCEH
43025.581 | ResWin-33-28-00 | DMo | MH85 | CZ14 | rWtd | -1 | Area-ft2 | 186.32 | 1242 | 4.27 | 0 | 0 | 0.065 | 0.177 | 3.45 | 0 | 0.016 | 0.497 | 0.088 | 0.409 | 0 | 0.066 | 0 | 0 | 0.107 | 0 | 0.107 | 0 | 0.0038 | 0 | 8e-06 | 2.55 | 0 | 0 | 0.071 | -0.127 | 2.41 | 0 | -0.012 | 0.216 | -0.067 | 0.284 | 0 | -0.008 | 0 | 0 | -0.116 | 0 | -0.116 | 0 | 0.00241 | 0 | 6e-06 |  | SCG | SCGDMoMH85CZ14rWtd
43025.4298 | ResWin-33-28-00 | DMo | MH00 | CZ14 | rDXHP | -1 | Area-ft2 | 173.92 | 1242 | 2.64 | 0 | 0 | 0.054 | -1.01 | 3.39 | 0 | 0 | 0.253 | -0.143 | 0.396 | 0 | -0.049 | 0 | 0 | 0 | 0 | 0 | 0 | 0.00343 | 0 | 0 | 2.64 | 0 | 0 | 0.054 | -1.01 | 3.39 | 0 | 0 | 0.253 | -0.143 | 0.396 | 0 | -0.049 | 0 | 0 | 0 | 0 | 0 | 0 | 0.00343 | 0 | 0 | IP | Any | AnyDMoMH00CZ14rDXHP
43025.581 | ResWin-33-28-00 | DMo | MH85 | CZ14 | rWtd | -1 | Area-ft2 | 186.32 | 1242 | 1.41 | 0 | 0 | 0.087 | 0.286 | 0.84 | 0 | 0.016 | 0.165 | 0.065 | 0.1 | 0 | 0.016 | 0 | 0 | 0.105 | 0 | 0.105 | 0 | 0.000947 | 0 | 2.2e-05 | 0.517 | 0 | 0 | 0.092 | -0.166 | 0.587 | 0 | -0.012 | 0.018 | -0.051 | 0.069 | 0 | -0.002 | 0 | 0 | -0.116 | 0 | -0.116 | 0 | 0.000602 | 0 | 1.7e-05 |  | SDG | SDGDMoMH85CZ14rWtd
43025.4298 | ResWin-33-28-00 | DMo | MH85 | CZ14 | rNCGF | -1 | Area-ft2 | 186.32 | 1242 | 0.177 | 0 | 0 | 0.093 | 0 | 0 | 0 | 0.018 | 0.066 | 0.066 | 0 | 0 | 0 | 0 | 0 | 0.119 | 0 | 0.119 | 0 | 2.7e-05 | 0 | 2.7e-05 | 0.032 | 0 | 0 | 0.098 | 0 | 0 | 0 | -0.014 | -0.052 | -0.052 | 0 | 0 | 0 | 0 | 0 | -0.132 | 0 | -0.132 | 0 | 2.1e-05 | 0 | 2.1e-05 | IP | Any | AnyDMoMH85CZ14rNCGF
43025.581 | ResWin-33-28-00 | DMo | MH72 | CZ14 | rWtd | -1 | Area-ft2 | 190.96 | 1196 | 4.11 | 0 | 0 | 0.073 | 0.12 | 3.41 | 0 | 0.011 | 0.457 | 0.057 | 0.4 | 0 | 0.038 | 0 | 0 | 0.071 | 0 | 0.071 | 0 | 0.00385 | 0 | 8e-06 | 2.6 | 0 | 0 | 0.086 | -0.093 | 2.4 | 0 | -0.009 | 0.231 | -0.048 | 0.28 | 0 | -0.011 | 0 | 0 | -0.083 | 0 | -0.083 | 0 | 0.00244 | 0 | 7e-06 |  | SCG | SCGDMoMH72CZ14rWtd
43025.4298 | ResWin-33-28-00 | DMo | MH06 | CZ14 | rDXGF | -1 | Area-ft2 | 173.92 | 1242 | 3.64 | 0 | 0 | 0.059 | 0 | 3.16 | 0 | -0.014 | 0.439 | -0.067 | 0.507 | 0 | 0 | 0 | 0 | -0.129 | 0 | -0.129 | 0 | 0.00292 | 0 | 6e-06 | 3.64 | 0 | 0 | 0.059 | 0 | 3.16 | 0 | -0.014 | 0.439 | -0.067 | 0.507 | 0 | 0 | 0 | 0 | -0.129 | 0 | -0.129 | 0 | 0.00292 | 0 | 6e-06 | IP | Any | AnyDMoMH06CZ14rDXGF
43025.581 | ResWin-33-28-00 | DMo | MH06 | CZ14 | rWtd | -1 | Area-ft2 | 173.92 | 1242 | 0.503 | 0 | 0 | 0.098 | -0.17 | 0.554 | 0 | -0.012 | 0.037 | -0.051 | 0.089 | 0 | -0.003 | 0 | 0 | -0.113 | 0 | -0.113 | 0 | 0.000531 | 0 | 2e-05 | 0.503 | 0 | 0 | 0.098 | -0.17 | 0.554 | 0 | -0.012 | 0.037 | -0.051 | 0.089 | 0 | -0.003 | 0 | 0 | -0.113 | 0 | -0.113 | 0 | 0.000531 | 0 | 2e-05 |  | SDG | SDGDMoMH06CZ14rWtd
43025.581 | ResWin-33-28-00 | DMo | MH06 | CZ14 | rWtd | -1 | Area-ft2 | 173.92 | 1242 | 2.49 | 0 | 0 | 0.072 | -0.124 | 2.27 | 0 | -0.012 | 0.297 | -0.066 | 0.364 | 0 | -0.014 | 0 | 0 | -0.113 | 0 | -0.113 | 0 | 0.0021 | 0 | 1.1e-05 | 2.49 | 0 | 0 | 0.072 | -0.124 | 2.27 | 0 | -0.012 | 0.297 | -0.066 | 0.364 | 0 | -0.014 | 0 | 0 | -0.113 | 0 | -0.113 | 0 | 0.0021 | 0 | 1.1e-05 |  | SCG | SCGDMoMH06CZ14rWtd
43025.4298 | ResWin-33-28-00 | DMo | MH06 | CZ14 | rDXHP | -1 | Area-ft2 | 173.92 | 1242 | 2.69 | 0 | 0 | 0.059 | -0.796 | 3.2 | 0 | 0 | 0.385 | -0.125 | 0.51 | 0 | -0.154 | 0 | 0 | 0 | 0 | 0 | 0 | 0.00294 | 0 | 6e-06 | 2.69 | 0 | 0 | 0.059 | -0.796 | 3.2 | 0 | 0 | 0.385 | -0.125 | 0.51 | 0 | -0.154 | 0 | 0 | 0 | 0 | 0 | 0 | 0.00294 | 0 | 6e-06 | IP | Any | AnyDMoMH06CZ14rDXHP
43025.581 | ResWin-33-28-00 | DMo | MH72 | CZ14 | rWtd | -1 | Area-ft2 | 190.96 | 1196 | 1.28 | 0 | 0 | 0.095 | 0.196 | 0.831 | 0 | 0.011 | 0.139 | 0.042 | 0.098 | 0 | 0.009 | 0 | 0 | 0.07 | 0 | 0.07 | 0 | 0.000962 | 0 | 2.2e-05 | 0.588 | 0 | 0 | 0.108 | -0.125 | 0.584 | 0 | -0.008 | 0.032 | -0.036 | 0.068 | 0 | -0.003 | 0 | 0 | -0.082 | 0 | -0.082 | 0 | 0.000615 | 0 | 2.1e-05 |  | SDG | SDGDMoMH72CZ14rWtd
43025.4298 | ResWin-33-28-00 | DMo | MH15 | CZ14 | rNCGF | -1 | Area-ft2 | 173.92 | 1242 | 0.026 | 0 | 0 | 0.102 | 0 | 0 | 0 | -0.016 | -0.059 | -0.059 | 0 | 0 | 0 | 0 | 0 | -0.141 | 0 | -0.141 | 0 | 2.3e-05 | 0 | 2.3e-05 | 0.026 | 0 | 0 | 0.102 | 0 | 0 | 0 | -0.016 | -0.059 | -0.059 | 0 | 0 | 0 | 0 | 0 | -0.141 | 0 | -0.141 | 0 | 2.3e-05 | 0 | 2.3e-05 | IP | Any | AnyDMoMH15CZ14rNCGF
43025.4298 | ResWin-33-28-00 | DMo | MH85 | CZ14 | rNCEH | -1 | Area-ft2 | 186.32 | 1242 | 2.67 | 0 | 0 | 0.099 | 2.57 | 0 | 0 | 0 | 0 | 0 | 0 | 0 | 0 | 0 | 0 | 0 | 0 | 0 | 0 | 2.7e-05 | 0 | 2.7e-05 | -1.33 | 0 | 0 | 0.102 | -1.43 | 0 | 0 | 0 | 0 | 0 | 0 | 0 | 0 | 0 | 0 | 0 | 0 | 0 | 0 | 2.1e-05 | 0 | 2.1e-05 | IP | Any | AnyDMoMH85CZ14rNCEH
43025.581 | ResWin-33-28-00 | DMo | MH06 | CZ14 | rWtd | -1 | Area-ft2 | 173.92 | 1242 | 3.29 | 0 | 0 | 0.062 | -0.105 | 2.97 | 0 | -0.012 | 0.402 | -0.072 | 0.475 | 0 | -0.018 | 0 | 0 | -0.113 | 0 | -0.113 | 0 | 0.00274 | 0 | 7e-06 | 3.29 | 0 | 0 | 0.062 | -0.105 | 2.97 | 0 | -0.012 | 0.402 | -0.072 | 0.475 | 0 | -0.018 | 0 | 0 | -0.113 | 0 | -0.113 | 0 | 0.00274 | 0 | 7e-06 |  | SCE | SCEDMoMH06CZ14rWtd
43025.4298 | ResWin-33-28-00 | DMo | MH06 | CZ14 | rNCEH | -1 | Area-ft2 | 173.92 | 1242 | -1.37 | 0 | 0 | 0.108 | -1.48 | 0 | 0 | 0 | 0 | 0 | 0 | 0 | 0 | 0 | 0 | 0 | 0 | 0 | 0 | 2.9e-05 | 0 | 2.3e-05 | -1.37 | 0 | 0 | 0.108 | -1.48 | 0 | 0 | 0 | 0 | 0 | 0 | 0 | 0 | 0 | 0 | 0 | 0 | 0 | 0 | 2.9e-05 | 0 | 2.3e-05 | IP | Any | AnyDMoMH06CZ14rNCEH
43025.4298 | ResWin-33-28-00 | DMo | MH72 | CZ14 | rNCEH | -1 | Area-ft2 | 190.96 | 1196 | 1.86 | 0 | 0 | 0.106 | 1.76 | 0 | 0 | 0 | 0 | 0 | 0 | 0 | 0 | 0 | 0 | 0 | 0 | 0 | 0 | 3.1e-05 | 0 | 3.1e-05 | -0.96 | 0 | 0 | 0.117 | -1.08 | 0 | 0 | 0 | 0 | 0 | 0 | 0 | 0 | 0 | 0 | 0 | 0 | 0 | 0 | 2.6e-05 | 0 | 2.6e-05 | IP | Any | AnyDMoMH72CZ14rNCEH
43025.4298 | ResWin-33-28-00 | DMo | MH72 | CZ14 | rDXGF | -1 | Area-ft2 | 190.96 | 1196 | 5.44 | 0 | 0 | 0.061 | 0 | 4.75 | 0 | 0.012 | 0.616 | 0.058 | 0.558 | 0 | 0 | 0 | 0 | 0.082 | 0 | 0.082 | 0 | 0.00535 | 0 | 0 | 3.74 | 0 | 0 | 0.075 | 0 | 3.34 | 0 | -0.01 | 0.341 | -0.049 | 0.39 | 0 | 0 | 0 | 0 | -0.095 | 0 | -0.095 | 0 | 0.00339 | 0 | 0 | IP | Any | AnyDMoMH72CZ14rDXGF
43025.4298 | ResWin-33-28-00 | DMo | MH00 | CZ14 | rDXGF | -1 | Area-ft2 | 173.92 | 1242 | 3.77 | 0 | 0 | 0.055 | 0 | 3.42 | 0 | -0.017 | 0.316 | -0.085 | 0.402 | 0 | 0 | 0 | 0 | -0.154 | 0 | -0.154 | 0 | 0.0034 | 0 | 6e-06 | 3.77 | 0 | 0 | 0.055 | 0 | 3.42 | 0 | -0.017 | 0.316 | -0.085 | 0.402 | 0 | 0 | 0 | 0 | -0.154 | 0 | -0.154 | 0 | 0.0034 | 0 | 6e-06 | IP | Any | AnyDMoMH00CZ14rDXGF
43025.4298 | ResWin-33-28-00 | DMo | MH72 | CZ14 | rNCGF | -1 | Area-ft2 | 190.96 | 1196 | 0.154 | 0 | 0 | 0.101 | 0 | 0 | 0 | 0.012 | 0.042 | 0.042 | 0 | 0 | 0 | 0 | 0 | 0.079 | 0 | 0.079 | 0 | 3.1e-05 | 0 | 2.6e-05 | 0.069 | 0 | 0 | 0.115 | 0 | 0 | 0 | -0.009 | -0.037 | -0.037 | 0 | 0 | 0 | 0 | 0 | -0.094 | 0 | -0.094 | 0 | 2.6e-05 | 0 | 2.6e-05 | IP | Any | AnyDMoMH72CZ14rNCGF
43025.581 | ResWin-33-28-00 | DMo | MH00 | CZ14 | rWtd | -1 | Area-ft2 | 173.92 | 1242 | 3.39 | 0 | 0 | 0.058 | -0.133 | 3.2 | 0 | -0.015 | 0.285 | -0.09 | 0.376 | 0 | -0.006 | 0 | 0 | -0.135 | 0 | -0.135 | 0 | 0.00319 | 0 | 6e-06 | 3.39 | 0 | 0 | 0.058 | -0.133 | 3.2 | 0 | -0.015 | 0.285 | -0.09 | 0.376 | 0 | -0.006 | 0 | 0 | -0.135 | 0 | -0.135 | 0 | 0.00319 | 0 | 6e-06 |  | SCE | SCEDMoMH00CZ14rWtd
43025.581 | ResWin-33-28-00 | DMo | MH00 | CZ14 | rWtd | -1 | Area-ft2 | 173.92 | 1242 | 0.466 | 0 | 0 | 0.09 | -0.213 | 0.598 | 0 | -0.015 | 0.008 | -0.062 | 0.07 | 0 | -0.001 | 0 | 0 | -0.135 | 0 | -0.135 | 0 | 0.000614 | 0 | 2e-05 | 0.466 | 0 | 0 | 0.09 | -0.213 | 0.598 | 0 | -0.015 | 0.008 | -0.062 | 0.07 | 0 | -0.001 | 0 | 0 | -0.135 | 0 | -0.135 | 0 | 0.000614 | 0 | 2e-05 |  | SDG | SDGDMoMH00CZ14rWtd
43025.581 | ResWin-33-28-00 | DMo | MH00 | CZ14 | rWtd | -1 | Area-ft2 | 173.92 | 1242 | 2.55 | 0 | 0 | 0.067 | -0.156 | 2.45 | 0 | -0.015 | 0.205 | -0.082 | 0.288 | 0 | -0.004 | 0 | 0 | -0.135 | 0 | -0.135 | 0 | 0.00245 | 0 | 1e-05 | 2.55 | 0 | 0 | 0.067 | -0.156 | 2.45 | 0 | -0.015 | 0.205 | -0.082 | 0.288 | 0 | -0.004 | 0 | 0 | -0.135 | 0 | -0.135 | 0 | 0.00245 | 0 | 1e-05 |  | SCG | SCGDMoMH00CZ14rWtd
43025.4298 | ResWin-33-28-00 | DMo | MH00 | CZ14 | rNCGF | -1 | Area-ft2 | 173.92 | 1242 | 0.016 | 0 | 0 | 0.097 | 0 | 0 | 0 | -0.017 | -0.064 | -0.064 | 0 | 0 | 0 | 0 | 0 | -0.154 | 0 | -0.154 | 0 | 2.3e-05 | 0 | 2.3e-05 | 0.016 | 0 | 0 | 0.097 | 0 | 0 | 0 | -0.017 | -0.064 | -0.064 | 0 | 0 | 0 | 0 | 0 | -0.154 | 0 | -0.154 | 0 | 2.3e-05 | 0 | 2.3e-05 | IP | Any | AnyDMoMH00CZ14rNCGF
43025.581 | ResWin-33-28-00 | DMo | MH15 | CZ14 | rWtd | -1 | Area-ft2 | 173.92 | 1242 | 3.02 | 0 | 0 | 0.057 | -0.109 | 2.77 | 0 | -0.014 | 0.338 | -0.07 | 0.407 | 0 | -0.012 | 0 | 0 | -0.123 | 0 | -0.123 | 0 | 0.00259 | 0 | 1e-06 | 3.02 | 0 | 0 | 0.057 | -0.109 | 2.77 | 0 | -0.014 | 0.338 | -0.07 | 0.407 | 0 | -0.012 | 0 | 0 | -0.123 | 0 | -0.123 | 0 | 0.00259 | 0 | 1e-06 |  | SCE | SCEDMoMH15CZ14rWtd
43025.581 | ResWin-33-28-00 | DMo | MH15 | CZ14 | rWtd | -1 | Area-ft2 | 173.92 | 1242 | 2.27 | 0 | 0 | 0.068 | -0.133 | 2.12 | 0 | -0.014 | 0.247 | -0.065 | 0.312 | 0 | -0.009 | 0 | 0 | -0.123 | 0 | -0.123 | 0 | 0.00199 | 0 | 6e-06 | 2.27 | 0 | 0 | 0.068 | -0.133 | 2.12 | 0 | -0.014 | 0.247 | -0.065 | 0.312 | 0 | -0.009 | 0 | 0 | -0.123 | 0 | -0.123 | 0 | 0.00199 | 0 | 6e-06 |  | SCG | SCGDMoMH15CZ14rWtd
43025.581 | ResWin-33-28-00 | DMo | MH15 | CZ14 | rWtd | -1 | Area-ft2 | 173.92 | 1242 | 0.42 | 0 | 0 | 0.094 | -0.192 | 0.516 | 0 | -0.014 | 0.021 | -0.055 | 0.076 | 0 | -0.002 | 0 | 0 | -0.123 | 0 | -0.123 | 0 | 0.000503 | 0 | 1.9e-05 | 0.42 | 0 | 0 | 0.094 | -0.192 | 0.516 | 0 | -0.014 | 0.021 | -0.055 | 0.076 | 0 | -0.002 | 0 | 0 | -0.123 | 0 | -0.123 | 0 | 0.000503 | 0 | 1.9e-05 |  | SDG | SDGDMoMH15CZ14rWtd
43025.4298 | ResWin-33-28-00 | DMo | MH85 | CZ14 | rDXHP | -1 | Area-ft2 | 186.32 | 1242 | 7.29 | 0 | 0 | 0.054 | 0.963 | 4.81 | 0 | 0 | 0.729 | 0.161 | 0.568 | 0 | 0.733 | 0 | 0 | 0 | 0 | 0 | 0 | 0.00532 | 0 | 0 | 2.74 | 0 | 0 | 0.059 | -0.853 | 3.35 | 0 | 0 | 0.267 | -0.126 | 0.393 | 0 | -0.086 | 0 | 0 | 0 | 0 | 0 | 0 | 0.00337 | 0 | 0 | IP | Any | AnyDMoMH85CZ14rDXHP
43025.4298 | ResWin-33-28-00 | DMo | MH15 | CZ14 | rDXGF | -1 | Area-ft2 | 173.92 | 1242 | 3.34 | 0 | 0 | 0.054 | 0 | 2.94 | 0 | -0.016 | 0.37 | -0.065 | 0.435 | 0 | 0 | 0 | 0 | -0.141 | 0 | -0.141 | 0 | 0.00277 | 0 | 0 | 3.34 | 0 | 0 | 0.054 | 0 | 2.94 | 0 | -0.016 | 0.37 | -0.065 | 0.435 | 0 | 0 | 0 | 0 | -0.141 | 0 | -0.141 | 0 | 0.00277 | 0 | 0 | IP | Any | AnyDMoMH15CZ14rDXGF
43025.4298 | ResWin-33-28-00 | DMo | MH06 | CZ14 | rNCGF | -1 | Area-ft2 | 173.92 | 1242 | 0.039 | 0 | 0 | 0.106 | 0 | 0 | 0 | -0.014 | -0.053 | -0.053 | 0 | 0 | 0 | 0 | 0 | -0.129 | 0 | -0.129 | 0 | 2.3e-05 | 0 | 2.3e-05 | 0.039 | 0 | 0 | 0.106 | 0 | 0 | 0 | -0.014 | -0.053 | -0.053 | 0 | 0 | 0 | 0 | 0 | -0.129 | 0 | -0.129 | 0 | 2.3e-05 | 0 | 2.3e-05 | IP | Any | AnyDMoMH06CZ14rNCGF
43025.6037 | ResWin-33-28-00 | DMo | Ex | CZ14 | rWtd | -1 | Area-ft2 | 189.46 | 1210.4 | 1.32 | 0 | 0 | 0.093 | 0.223 | 0.833 | 0 | 0.012 | 0.147 | 0.049 | 0.099 | 0 | 0.011 | 0 | 0 | 0.08 | 0 | 0.08 | 0 | 0.000956 | 0 | 2.2e-05 | 0.566 | 0 | 0 | 0.103 | -0.138 | 0.585 | 0 | -0.009 | 0.028 | -0.041 | 0.068 | 0 | -0.003 | 0 | 0 | -0.093 | 0 | -0.093 | 0 | 0.000611 | 0 | 2e-05 |  | SDG | SDGDMoExCZ14rWtd
43025.4298 | ResWin-33-28-00 | DMo | MH00 | CZ14 | rNCEH | -1 | Area-ft2 | 173.92 | 1242 | -1.75 | 0 | 0 | 0.098 | -1.85 | 0 | 0 | 0 | 0 | 0 | 0 | 0 | 0 | 0 | 0 | 0 | 0 | 0 | 0 | 2.3e-05 | 0 | 2.3e-05 | -1.75 | 0 | 0 | 0.098 | -1.85 | 0 | 0 | 0 | 0 | 0 | 0 | 0 | 0 | 0 | 0 | 0 | 0 | 0 | 0 | 2.3e-05 | 0 | 2.3e-05 | IP | Any | AnyDMoMH00CZ14rNCEH
43025.6037 | ResWin-33-28-00 | DMo | Ex | CZ14 | rWtd | -1 | Area-ft2 | 188.24 | 1216.7 | 5.23 | 0 | 0 | 0.061 | 0.096 | 4.4 | 0 | 0.012 | 0.591 | 0.069 | 0.522 | 0 | 0.061 | 0 | 0 | 0.076 | 0 | 0.076 | 0 | 0.00489 | 0 | 2e-06 | 3.39 | 0 | 0 | 0.071 | -0.095 | 3.14 | 0 | -0.01 | 0.306 | -0.063 | 0.369 | 0 | -0.012 | 0 | 0 | -0.098 | 0 | -0.098 | 0 | 0.00315 | 0 | 2e-06 |  | SCE | SCEDMoExCZ14rWtd
43025.4298 | ResWin-33-28-00 | DMo | MH15 | CZ14 | rDXHP | -1 | Area-ft2 | 173.92 | 1242 | 2.49 | 0 | 0 | 0.053 | -0.818 | 3.04 | 0 | 0 | 0.321 | -0.111 | 0.432 | 0 | -0.105 | 0 | 0 | 0 | 0 | 0 | 0 | 0.00274 | 0 | 0 | 2.49 | 0 | 0 | 0.053 | -0.818 | 3.04 | 0 | 0 | 0.321 | -0.111 | 0.432 | 0 | -0.105 | 0 | 0 | 0 | 0 | 0 | 0 | 0.00274 | 0 | 0 | IP | Any | AnyDMoMH15CZ14rDXHP
43025.4298 | ResWin-33-28-00 | DMo | MH72 | CZ14 | rDXHP | -1 | Area-ft2 | 190.96 | 1196 | 6.57 | 0 | 0 | 0.063 | 0.649 | 4.77 | 0 | 0 | 0.667 | 0.11 | 0.557 | 0 | 0.423 | 0 | 0 | 0 | 0 | 0 | 0 | 0.0054 | 0 | 5e-06 | 2.98 | 0 | 0 | 0.075 | -0.61 | 3.34 | 0 | 0 | 0.295 | -0.093 | 0.388 | 0 | -0.119 | 0 | 0 | 0 | 0 | 0 | 0 | 0.00344 | 0 | 0 | IP | Any | AnyDMoMH72CZ14rDXHP
43025.581 | ResWin-33-28-00 | DMo | MH15 | CZ15 | rWtd | -1 | Area-ft2 | 173.92 | 1242 | 2.32 | 0 | 0 | 0.072 | -0.031 | 2.03 | 0 | -0.003 | 0.256 | -0.012 | 0.268 | 0 | 0 | 0 | 0 | -0.026 | 0 | -0.026 | 0 | 0.00134 | 0 | 8e-06 | 2.32 | 0 | 0 | 0.072 | -0.031 | 2.03 | 0 | -0.003 | 0.256 | -0.012 | 0.268 | 0 | 0 | 0 | 0 | -0.026 | 0 | -0.026 | 0 | 0.00134 | 0 | 8e-06 |  | SDG | SDGDMoMH15CZ15rWtd
43025.4298 | ResWin-33-28-00 | DMo | MH00 | CZ15 | rDXHP | -1 | Area-ft2 | 173.92 | 1242 | 5.19 | 0 | 0 | 0.051 | -0.209 | 4.85 | 0 | 0 | 0.489 | -0.027 | 0.516 | 0 | 0.004 | 0 | 0 | 0 | 0 | 0 | 0 | 0.00337 | 0 | 0 | 5.19 | 0 | 0 | 0.051 | -0.209 | 4.85 | 0 | 0 | 0.489 | -0.027 | 0.516 | 0 | 0.004 | 0 | 0 | 0 | 0 | 0 | 0 | 0.00337 | 0 | 0 | IP | Any | AnyDMoMH00CZ15rDXHP
43025.4298 | ResWin-33-28-00 | DMo | MH72 | CZ15 | rNCGF | -1 | Area-ft2 | 190.96 | 1196 | 0.118 | 0 | 0 | 0.095 | 0 | 0 | 0 | 0.005 | 0.018 | 0.018 | 0 | 0 | 0 | 0 | 0 | 0.035 | 0 | 0.035 | 0 | 2.1e-05 | 0 | 2.1e-05 | 0.093 | 0 | 0 | 0.103 | 0 | 0 | 0 | -0.003 | -0.008 | -0.008 | 0 | 0 | 0 | 0 | 0 | -0.023 | 0 | -0.023 | 0 | 2.1e-05 | 0 | 2.1e-05 | IP | Any | AnyDMoMH72CZ15rNCGF
43025.581 | ResWin-33-28-00 | DMo | MH06 | CZ15 | rWtd | -1 | Area-ft2 | 173.92 | 1242 | 2.47 | 0 | 0 | 0.073 | -0.031 | 2.14 | 0 | -0.003 | 0.29 | -0.013 | 0.303 | 0 | 0 | 0 | 0 | -0.025 | 0 | -0.025 | 0 | 0.00142 | 0 | 8e-06 | 2.47 | 0 | 0 | 0.073 | -0.031 | 2.14 | 0 | -0.003 | 0.29 | -0.013 | 0.303 | 0 | 0 | 0 | 0 | -0.025 | 0 | -0.025 | 0 | 0.00142 | 0 | 8e-06 |  | SDG | SDGDMoMH06CZ15rWtd
43025.581 | ResWin-33-28-00 | DMo | MH06 | CZ15 | rWtd | -1 | Area-ft2 | 173.92 | 1242 | 4.67 | 0 | 0 | 0.047 | -0.022 | 4.09 | 0 | -0.003 | 0.562 | -0.015 | 0.578 | 0 | 0 | 0 | 0 | -0.025 | 0 | -0.025 | 0 | 0.0027 | 0 | 0 | 4.67 | 0 | 0 | 0.047 | -0.022 | 4.09 | 0 | -0.003 | 0.562 | -0.015 | 0.578 | 0 | 0 | 0 | 0 | -0.025 | 0 | -0.025 | 0 | 0.0027 | 0 | 0 |  | SCG | SCGDMoMH06CZ15rWtd
43025.581 | ResWin-33-28-00 | DMo | MH06 | CZ15 | rWtd | -1 | Area-ft2 | 173.92 | 1242 | 4.67 | 0 | 0 | 0.047 | -0.022 | 4.09 | 0 | -0.003 | 0.562 | -0.015 | 0.578 | 0 | 0 | 0 | 0 | -0.025 | 0 | -0.025 | 0 | 0.0027 | 0 | 0 | 4.67 | 0 | 0 | 0.047 | -0.022 | 4.09 | 0 | -0.003 | 0.562 | -0.015 | 0.578 | 0 | 0 | 0 | 0 | -0.025 | 0 | -0.025 | 0 | 0.0027 | 0 | 0 |  | SCE | SCEDMoMH06CZ15rWtd
43025.581 | ResWin-33-28-00 | DMo | MH72 | CZ15 | rWtd | -1 | Area-ft2 | 190.96 | 1196 | 6.65 | 0 | 0 | 0.052 | 0.032 | 5.91 | 0 | 0.004 | 0.642 | 0.026 | 0.617 | 0 | 0.001 | 0 | 0 | 0.032 | 0 | 0.032 | 0 | 0.00481 | 0 | 0 | 4.57 | 0 | 0 | 0.057 | -0.018 | 4.12 | 0 | -0.002 | 0.415 | -0.012 | 0.427 | 0 | 0 | 0 | 0 | -0.02 | 0 | -0.02 | 0 | 0.00306 | 0 | 0 |  | SCE | SCEDMoMH72CZ15rWtd
43025.4298 | ResWin-33-28-00 | DMo | MH85 | CZ15 | rDXGF | -1 | Area-ft2 | 186.32 | 1242 | 6.79 | 0 | 0 | 0.045 | 0 | 6.08 | 0 | 0.004 | 0.657 | 0.023 | 0.635 | 0 | 0 | 0 | 0 | 0.036 | 0 | 0.036 | 0 | 0.00488 | 0 | 0 | 4.62 | 0 | 0 | 0.048 | 0 | 4.17 | 0 | -0.005 | 0.408 | -0.025 | 0.434 | 0 | 0 | 0 | 0 | -0.041 | 0 | -0.041 | 0 | 0.0031 | 0 | 0 | IP | Any | AnyDMoMH85CZ15rDXGF
43025.581 | ResWin-33-28-00 | DMo | MH72 | CZ15 | rWtd | -1 | Area-ft2 | 190.96 | 1196 | 6.65 | 0 | 0 | 0.052 | 0.032 | 5.91 | 0 | 0.004 | 0.642 | 0.026 | 0.617 | 0 | 0.001 | 0 | 0 | 0.032 | 0 | 0.032 | 0 | 0.00481 | 0 | 0 | 4.57 | 0 | 0 | 0.057 | -0.018 | 4.12 | 0 | -0.002 | 0.415 | -0.012 | 0.427 | 0 | 0 | 0 | 0 | -0.02 | 0 | -0.02 | 0 | 0.00306 | 0 | 0 |  | SCG | SCGDMoMH72CZ15rWtd
43025.4298 | ResWin-33-28-00 | DMo | MH15 | CZ15 | rNCGF | -1 | Area-ft2 | 173.92 | 1242 | 0.085 | 0 | 0 | 0.101 | 0 | 0 | 0 | -0.003 | -0.011 | -0.011 | 0 | 0 | 0 | 0 | 0 | -0.03 | 0 | -0.03 | 0 | 1.7e-05 | 0 | 1.7e-05 | 0.085 | 0 | 0 | 0.101 | 0 | 0 | 0 | -0.003 | -0.011 | -0.011 | 0 | 0 | 0 | 0 | 0 | -0.03 | 0 | -0.03 | 0 | 1.7e-05 | 0 | 1.7e-05 | IP | Any | AnyDMoMH15CZ15rNCGF
43025.4298 | ResWin-33-28-00 | DMo | MH06 | CZ15 | rDXGF | -1 | Area-ft2 | 173.92 | 1242 | 4.7 | 0 | 0 | 0.047 | 0 | 4.09 | 0 | -0.003 | 0.564 | -0.014 | 0.579 | 0 | 0 | 0 | 0 | -0.029 | 0 | -0.029 | 0 | 0.0027 | 0 | 0 | 4.7 | 0 | 0 | 0.047 | 0 | 4.09 | 0 | -0.003 | 0.564 | -0.014 | 0.579 | 0 | 0 | 0 | 0 | -0.029 | 0 | -0.029 | 0 | 0.0027 | 0 | 0 | IP | Any | AnyDMoMH06CZ15rDXGF
43025.581 | ResWin-33-28-00 | DMo | MH72 | CZ15 | rWtd | -1 | Area-ft2 | 190.96 | 1196 | 3.58 | 0 | 0 | 0.073 | 0.062 | 3.1 | 0 | 0.004 | 0.344 | 0.021 | 0.323 | 0 | 0.001 | 0 | 0 | 0.031 | 0 | 0.031 | 0 | 0.00253 | 0 | 1e-05 | 2.42 | 0 | 0 | 0.079 | -0.023 | 2.16 | 0 | -0.002 | 0.214 | -0.01 | 0.224 | 0 | 0 | 0 | 0 | -0.02 | 0 | -0.02 | 0 | 0.00161 | 0 | 1e-05 |  | SDG | SDGDMoMH72CZ15rWtd
43025.4298 | ResWin-33-28-00 | DMo | MH85 | CZ15 | rDXHP | -1 | Area-ft2 | 186.32 | 1242 | 7.08 | 0 | 0 | 0.046 | 0.231 | 6.11 | 0 | 0 | 0.672 | 0.039 | 0.634 | 0 | 0.018 | 0 | 0 | 0 | 0 | 0 | 0 | 0.00493 | 0 | 0 | 4.34 | 0 | 0 | 0.048 | -0.31 | 4.2 | 0 | 0 | 0.397 | -0.036 | 0.434 | 0 | 0.005 | 0 | 0 | 0 | 0 | 0 | 0 | 0.00312 | 0 | 0 | IP | Any | AnyDMoMH85CZ15rDXHP
43025.4298 | ResWin-33-28-00 | DMo | MH72 | CZ15 | rDXGF | -1 | Area-ft2 | 190.96 | 1196 | 6.61 | 0 | 0 | 0.052 | 0 | 5.91 | 0 | 0.005 | 0.641 | 0.024 | 0.617 | 0 | 0 | 0 | 0 | 0.036 | 0 | 0.036 | 0 | 0.00481 | 0 | 0 | 4.59 | 0 | 0 | 0.057 | 0 | 4.12 | 0 | -0.002 | 0.417 | -0.011 | 0.428 | 0 | 0 | 0 | 0 | -0.023 | 0 | -0.023 | 0 | 0.00306 | 0 | 0 | IP | Any | AnyDMoMH72CZ15rDXGF
43025.4298 | ResWin-33-28-00 | DMo | MH00 | CZ15 | rNCEH | -1 | Area-ft2 | 173.92 | 1242 | -0.273 | 0 | 0 | 0.1 | -0.373 | 0 | 0 | 0 | 0 | 0 | 0 | 0 | 0 | 0 | 0 | 0 | 0 | 0 | 0 | 2.3e-05 | 0 | 1.7e-05 | -0.273 | 0 | 0 | 0.1 | -0.373 | 0 | 0 | 0 | 0 | 0 | 0 | 0 | 0 | 0 | 0 | 0 | 0 | 0 | 0 | 2.3e-05 | 0 | 1.7e-05 | IP | Any | AnyDMoMH00CZ15rNCEH
43025.581 | ResWin-33-28-00 | DMo | MH85 | CZ15 | rWtd | -1 | Area-ft2 | 186.32 | 1242 | 6.83 | 0 | 0 | 0.045 | 0.029 | 6.08 | 0 | 0.004 | 0.659 | 0.025 | 0.635 | 0 | 0.002 | 0 | 0 | 0.032 | 0 | 0.032 | 0 | 0.00489 | 0 | 0 | 4.59 | 0 | 0 | 0.048 | -0.039 | 4.17 | 0 | -0.004 | 0.407 | -0.026 | 0.434 | 0 | 0.001 | 0 | 0 | -0.036 | 0 | -0.036 | 0 | 0.0031 | 0 | 0 |  | SCE | SCEDMoMH85CZ15rWtd
43025.581 | ResWin-33-28-00 | DMo | MH85 | CZ15 | rWtd | -1 | Area-ft2 | 186.32 | 1242 | 6.83 | 0 | 0 | 0.045 | 0.029 | 6.08 | 0 | 0.004 | 0.659 | 0.025 | 0.635 | 0 | 0.002 | 0 | 0 | 0.032 | 0 | 0.032 | 0 | 0.00489 | 0 | 0 | 4.59 | 0 | 0 | 0.048 | -0.039 | 4.17 | 0 | -0.004 | 0.407 | -0.026 | 0.434 | 0 | 0.001 | 0 | 0 | -0.036 | 0 | -0.036 | 0 | 0.0031 | 0 | 0 |  | SCG | SCGDMoMH85CZ15rWtd
43025.4298 | ResWin-33-28-00 | DMo | MH06 | CZ15 | rNCGF | -1 | Area-ft2 | 173.92 | 1242 | 0.087 | 0 | 0 | 0.102 | 0 | 0 | 0 | -0.003 | -0.011 | -0.011 | 0 | 0 | 0 | 0 | 0 | -0.029 | 0 | -0.029 | 0 | 1.7e-05 | 0 | 1.7e-05 | 0.087 | 0 | 0 | 0.102 | 0 | 0 | 0 | -0.003 | -0.011 | -0.011 | 0 | 0 | 0 | 0 | 0 | -0.029 | 0 | -0.029 | 0 | 1.7e-05 | 0 | 1.7e-05 | IP | Any | AnyDMoMH06CZ15rNCGF
43025.581 | ResWin-33-28-00 | DMo | MH85 | CZ15 | rWtd | -1 | Area-ft2 | 186.32 | 1242 | 3.66 | 0 | 0 | 0.064 | 0.053 | 3.19 | 0 | 0.004 | 0.352 | 0.02 | 0.332 | 0 | 0.001 | 0 | 0 | 0.031 | 0 | 0.031 | 0 | 0.00257 | 0 | 1e-05 | 2.4 | 0 | 0 | 0.069 | -0.056 | 2.19 | 0 | -0.004 | 0.205 | -0.022 | 0.227 | 0 | 0 | 0 | 0 | -0.036 | 0 | -0.036 | 0 | 0.00163 | 0 | 1e-05 |  | SDG | SDGDMoMH85CZ15rWtd
43025.4298 | ResWin-33-28-00 | DMo | MH00 | CZ15 | rNCGF | -1 | Area-ft2 | 173.92 | 1242 | 0.082 | 0 | 0 | 0.098 | 0 | 0 | 0 | -0.003 | -0.013 | -0.013 | 0 | 0 | 0 | 0 | 0 | -0.033 | 0 | -0.033 | 0 | 1.7e-05 | 0 | 1.7e-05 | 0.082 | 0 | 0 | 0.098 | 0 | 0 | 0 | -0.003 | -0.013 | -0.013 | 0 | 0 | 0 | 0 | 0 | -0.033 | 0 | -0.033 | 0 | 1.7e-05 | 0 | 1.7e-05 | IP | Any | AnyDMoMH00CZ15rNCGF
43025.4298 | ResWin-33-28-00 | DMo | MH85 | CZ15 | rNCEH | -1 | Area-ft2 | 186.32 | 1242 | 0.73 | 0 | 0 | 0.089 | 0.641 | 0 | 0 | 0 | 0 | 0 | 0 | 0 | 0 | 0 | 0 | 0 | 0 | 0 | 0 | 2.1e-05 | 0 | 2.1e-05 | -0.501 | 0 | 0 | 0.093 | -0.594 | 0 | 0 | 0 | 0 | 0 | 0 | 0 | 0 | 0 | 0 | 0 | 0 | 0 | 0 | 2.1e-05 | 0 | 1.6e-05 | IP | Any | AnyDMoMH85CZ15rNCEH
43025.581 | ResWin-33-28-00 | DMo | MH00 | CZ15 | rWtd | -1 | Area-ft2 | 173.92 | 1242 | 2.83 | 0 | 0 | 0.074 | -0.036 | 2.54 | 0 | -0.003 | 0.257 | -0.015 | 0.272 | 0 | 0 | 0 | 0 | -0.028 | 0 | -0.028 | 0 | 0.00176 | 0 | 8e-06 | 2.83 | 0 | 0 | 0.074 | -0.036 | 2.54 | 0 | -0.003 | 0.257 | -0.015 | 0.272 | 0 | 0 | 0 | 0 | -0.028 | 0 | -0.028 | 0 | 0.00176 | 0 | 8e-06 |  | SDG | SDGDMoMH00CZ15rWtd
43025.581 | ResWin-33-28-00 | DMo | MH00 | CZ15 | rWtd | -1 | Area-ft2 | 173.92 | 1242 | 5.37 | 0 | 0 | 0.051 | -0.026 | 4.85 | 0 | -0.003 | 0.501 | -0.018 | 0.519 | 0 | 0.001 | 0 | 0 | -0.028 | 0 | -0.028 | 0 | 0.00334 | 0 | 0 | 5.37 | 0 | 0 | 0.051 | -0.026 | 4.85 | 0 | -0.003 | 0.501 | -0.018 | 0.519 | 0 | 0.001 | 0 | 0 | -0.028 | 0 | -0.028 | 0 | 0.00334 | 0 | 0 |  | SCG | SCGDMoMH00CZ15rWtd
43025.581 | ResWin-33-28-00 | DMo | MH00 | CZ15 | rWtd | -1 | Area-ft2 | 173.92 | 1242 | 5.37 | 0 | 0 | 0.051 | -0.026 | 4.85 | 0 | -0.003 | 0.501 | -0.018 | 0.519 | 0 | 0.001 | 0 | 0 | -0.028 | 0 | -0.028 | 0 | 0.00334 | 0 | 0 | 5.37 | 0 | 0 | 0.051 | -0.026 | 4.85 | 0 | -0.003 | 0.501 | -0.018 | 0.519 | 0 | 0.001 | 0 | 0 | -0.028 | 0 | -0.028 | 0 | 0.00334 | 0 | 0 |  | SCE | SCEDMoMH00CZ15rWtd
43025.4298 | ResWin-33-28-00 | DMo | MH06 | CZ15 | rNCEH | -1 | Area-ft2 | 173.92 | 1242 | -0.229 | 0 | 0 | 0.101 | -0.33 | 0 | 0 | 0 | 0 | 0 | 0 | 0 | 0 | 0 | 0 | 0 | 0 | 0 | 0 | 2.3e-05 | 0 | 2.3e-05 | -0.229 | 0 | 0 | 0.101 | -0.33 | 0 | 0 | 0 | 0 | 0 | 0 | 0 | 0 | 0 | 0 | 0 | 0 | 0 | 0 | 2.3e-05 | 0 | 2.3e-05 | IP | Any | AnyDMoMH06CZ15rNCEH
43025.4298 | ResWin-33-28-00 | DMo | MH72 | CZ15 | rDXHP | -1 | Area-ft2 | 190.96 | 1196 | 6.89 | 0 | 0 | 0.054 | 0.257 | 5.92 | 0 | 0 | 0.651 | 0.036 | 0.614 | 0 | 0.011 | 0 | 0 | 0 | 0 | 0 | 0 | 0.00484 | 0 | 0 | 4.41 | 0 | 0 | 0.058 | -0.141 | 4.09 | 0 | 0 | 0.403 | -0.019 | 0.423 | 0 | 0.002 | 0 | 0 | 0 | 0 | 0 | 0 | 0.00308 | 0 | 0 | IP | Any | AnyDMoMH72CZ15rDXHP
43025.4298 | ResWin-33-28-00 | DMo | MH15 | CZ15 | rDXGF | -1 | Area-ft2 | 173.92 | 1242 | 4.41 | 0 | 0 | 0.045 | 0 | 3.87 | 0 | -0.003 | 0.501 | -0.013 | 0.513 | 0 | 0 | 0 | 0 | -0.03 | 0 | -0.03 | 0 | 0.00254 | 0 | 0 | 4.41 | 0 | 0 | 0.045 | 0 | 3.87 | 0 | -0.003 | 0.501 | -0.013 | 0.513 | 0 | 0 | 0 | 0 | -0.03 | 0 | -0.03 | 0 | 0.00254 | 0 | 0 | IP | Any | AnyDMoMH15CZ15rDXGF
43025.4298 | ResWin-33-28-00 | DMo | MH15 | CZ15 | rDXHP | -1 | Area-ft2 | 173.92 | 1242 | 4.3 | 0 | 0 | 0.045 | -0.175 | 3.95 | 0 | 0 | 0.477 | -0.022 | 0.5 | 0 | 0.003 | 0 | 0 | 0 | 0 | 0 | 0 | 0.00258 | 0 | 0 | 4.3 | 0 | 0 | 0.045 | -0.175 | 3.95 | 0 | 0 | 0.477 | -0.022 | 0.5 | 0 | 0.003 | 0 | 0 | 0 | 0 | 0 | 0 | 0.00258 | 0 | 0 | IP | Any | AnyDMoMH15CZ15rDXHP
43025.6037 | ResWin-33-28-00 | DMo | Ex | CZ15 | rWtd | -1 | Area-ft2 | 184.4 | 1225.2 | 6.26 | 0 | 0 | 0.049 | 0.015 | 5.58 | 0 | 0.002 | 0.612 | 0.013 | 0.599 | 0 | 0.001 | 0 | 0 | 0.015 | 0 | 0.015 | 0 | 0.00434 | 0 | 0 | 4.73 | 0 | 0 | 0.052 | -0.027 | 4.27 | 0 | -0.003 | 0.442 | -0.018 | 0.461 | 0 | 0.001 | 0 | 0 | -0.028 | 0 | -0.028 | 0 | 0.00309 | 0 | 0 |  | SCE | SCEDMoExCZ15rWtd
43025.6037 | ResWin-33-28-00 | DMo | Ex | CZ15 | rWtd | -1 | Area-ft2 | 185.62 | 1230.4 | 6.52 | 0 | 0 | 0.047 | 0.022 | 5.81 | 0 | 0.003 | 0.633 | 0.019 | 0.615 | 0 | 0.002 | 0 | 0 | 0.023 | 0 | 0.023 | 0 | 0.0046 | 0 | 0 | 4.66 | 0 | 0 | 0.05 | -0.032 | 4.22 | 0 | -0.003 | 0.426 | -0.021 | 0.447 | 0 | 0.001 | 0 | 0 | -0.031 | 0 | -0.031 | 0 | 0.00309 | 0 | 0 |  | SCG | SCGDMoExCZ15rWtd
43025.6037 | ResWin-33-28-00 | DMo | Ex | CZ15 | rWtd | -1 | Area-ft2 | 179.81 | 1232.8 | 2.97 | 0 | 0 | 0.071 | 0.003 | 2.6 | 0 | 0 | 0.3 | 0 | 0.3 | 0 | 0 | 0 | 0 | -0.003 | 0 | -0.003 | 0 | 0.00192 | 0 | 9e-06 | 2.49 | 0 | 0 | 0.073 | -0.035 | 2.21 | 0 | -0.003 | 0.244 | -0.014 | 0.259 | 0 | 0 | 0 | 0 | -0.027 | 0 | -0.027 | 0 | 0.00155 | 0 | 9e-06 |  | SDG | SDGDMoExCZ15rWtd
43025.4298 | ResWin-33-28-00 | DMo | MH15 | CZ15 | rNCEH | -1 | Area-ft2 | 173.92 | 1242 | -0.231 | 0 | 0 | 0.101 | -0.331 | 0 | 0 | 0 | 0 | 0 | 0 | 0 | 0 | 0 | 0 | 0 | 0 | 0 | 0 | 2.3e-05 | 0 | 2.3e-05 | -0.231 | 0 | 0 | 0.101 | -0.331 | 0 | 0 | 0 | 0 | 0 | 0 | 0 | 0 | 0 | 0 | 0 | 0 | 0 | 0 | 2.3e-05 | 0 | 2.3e-05 | IP | Any | AnyDMoMH15CZ15rNCEH
43025.4298 | ResWin-33-28-00 | DMo | MH85 | CZ15 | rNCGF | -1 | Area-ft2 | 186.32 | 1242 | 0.106 | 0 | 0 | 0.085 | 0 | 0 | 0 | 0.005 | 0.016 | 0.016 | 0 | 0 | 0 | 0 | 0 | 0.034 | 0 | 0.034 | 0 | 2.1e-05 | 0 | 2.1e-05 | 0.067 | 0 | 0 | 0.091 | 0 | 0 | 0 | -0.005 | -0.019 | -0.019 | 0 | 0 | 0 | 0 | 0 | -0.041 | 0 | -0.041 | 0 | 1.6e-05 | 0 | 2.1e-05 | IP | Any | AnyDMoMH85CZ15rNCGF
43025.4298 | ResWin-33-28-00 | DMo | MH00 | CZ15 | rDXGF | -1 | Area-ft2 | 173.92 | 1242 | 5.4 | 0 | 0 | 0.051 | 0 | 4.85 | 0 | -0.003 | 0.503 | -0.017 | 0.519 | 0 | 0 | 0 | 0 | -0.032 | 0 | -0.032 | 0 | 0.00334 | 0 | 0 | 5.4 | 0 | 0 | 0.051 | 0 | 4.85 | 0 | -0.003 | 0.503 | -0.017 | 0.519 | 0 | 0 | 0 | 0 | -0.032 | 0 | -0.032 | 0 | 0.00334 | 0 | 0 | IP | Any | AnyDMoMH00CZ15rDXGF
43025.581 | ResWin-33-28-00 | DMo | MH15 | CZ15 | rWtd | -1 | Area-ft2 | 173.92 | 1242 | 4.4 | 0 | 0 | 0.045 | -0.022 | 3.88 | 0 | -0.003 | 0.498 | -0.014 | 0.511 | 0 | 0 | 0 | 0 | -0.026 | 0 | -0.026 | 0 | 0.00255 | 0 | 0 | 4.4 | 0 | 0 | 0.045 | -0.022 | 3.88 | 0 | -0.003 | 0.498 | -0.014 | 0.511 | 0 | 0 | 0 | 0 | -0.026 | 0 | -0.026 | 0 | 0.00255 | 0 | 0 |  | SCG | SCGDMoMH15CZ15rWtd
43025.581 | ResWin-33-28-00 | DMo | MH15 | CZ15 | rWtd | -1 | Area-ft2 | 173.92 | 1242 | 4.4 | 0 | 0 | 0.045 | -0.022 | 3.88 | 0 | -0.003 | 0.498 | -0.014 | 0.511 | 0 | 0 | 0 | 0 | -0.026 | 0 | -0.026 | 0 | 0.00255 | 0 | 0 | 4.4 | 0 | 0 | 0.045 | -0.022 | 3.88 | 0 | -0.003 | 0.498 | -0.014 | 0.511 | 0 | 0 | 0 | 0 | -0.026 | 0 | -0.026 | 0 | 0.00255 | 0 | 0 |  | SCE | SCEDMoMH15CZ15rWtd
43025.4298 | ResWin-33-28-00 | DMo | MH72 | CZ15 | rNCEH | -1 | Area-ft2 | 190.96 | 1196 | 0.851 | 0 | 0 | 0.098 | 0.753 | 0 | 0 | 0 | 0 | 0 | 0 | 0 | 0 | 0 | 0 | 0 | 0 | 0 | 0 | 2.1e-05 | 0 | 2.6e-05 | -0.128 | 0 | 0 | 0.104 | -0.231 | 0 | 0 | 0 | 0 | 0 | 0 | 0 | 0 | 0 | 0 | 0 | 0 | 0 | 0 | 1.6e-05 | 0 | 2.1e-05 | IP | Any | AnyDMoMH72CZ15rNCEH
43025.4298 | ResWin-33-28-00 | DMo | MH06 | CZ15 | rDXHP | -1 | Area-ft2 | 173.92 | 1242 | 4.49 | 0 | 0 | 0.048 | -0.178 | 4.07 | 0 | 0 | 0.547 | -0.025 | 0.572 | 0 | 0.003 | 0 | 0 | 0 | 0 | 0 | 0 | 0.00272 | 0 | 0 | 4.49 | 0 | 0 | 0.048 | -0.178 | 4.07 | 0 | 0 | 0.547 | -0.025 | 0.572 | 0 | 0.003 | 0 | 0 | 0 | 0 | 0 | 0 | 0.00272 | 0 | 0 | IP | Any | AnyDMoMH06CZ15rDXHP
43025.4298 | ResWin-33-28-00 | DMo | MH06 | CZ16 | rDXHP | -1 | Area-ft2 | 173.92 | 1242 | 0.923 | 0 | 0 | 0.094 | -0.244 | 0.895 | 0 | 0 | 0.112 | -0.037 | 0.149 | 0 | 0.067 | 0 | 0 | 0 | 0 | 0 | 0 | 0.00146 | 0 | 6e-06 | 0.923 | 0 | 0 | 0.094 | -0.244 | 0.895 | 0 | 0 | 0.112 | -0.037 | 0.149 | 0 | 0.067 | 0 | 0 | 0 | 0 | 0 | 0 | 0.00146 | 0 | 6e-06 | IP | Any | AnyDMoMH06CZ16rDXHP
43025.581 | ResWin-33-28-00 | DMo | MH85 | CZ16 | rWtd | -1 | Area-ft2 | 186.32 | 1242 | 3.15 | 0 | 0 | 0.054 | 0.311 | 1.94 | 0 | 0.039 | 0.512 | 0.247 | 0.265 | 0 | 0.299 | 0 | 0 | 0.272 | 0 | 0.272 | 0 | 0.00287 | 0 | 5e-06 | 1.82 | 0 | 0 | 0.065 | -0.037 | 1.56 | 0 | -0.004 | 0.188 | -0.025 | 0.213 | 0 | 0.048 | 0 | 0 | -0.06 | 0 | -0.06 | 0 | 0.00209 | 0 | 1e-06 |  | SCG | SCGDMoMH85CZ16rWtd
43025.4298 | ResWin-33-28-00 | DMo | MH06 | CZ16 | rDXGF | -1 | Area-ft2 | 173.92 | 1242 | 1.16 | 0 | 0 | 0.093 | 0 | 0.937 | 0 | -0.004 | 0.138 | -0.02 | 0.158 | 0 | 0 | 0 | 0 | -0.052 | 0 | -0.052 | 0 | 0.00148 | 0 | 6e-06 | 1.16 | 0 | 0 | 0.093 | 0 | 0.937 | 0 | -0.004 | 0.138 | -0.02 | 0.158 | 0 | 0 | 0 | 0 | -0.052 | 0 | -0.052 | 0 | 0.00148 | 0 | 6e-06 | IP | Any | AnyDMoMH06CZ16rDXGF
43025.4298 | ResWin-33-28-00 | DMo | MH85 | CZ16 | rDXHP | -1 | Area-ft2 | 186.32 | 1242 | 7.56 | 0 | 0 | 0.057 | 2.49 | 1.92 | 0 | 0 | 0.705 | 0.442 | 0.262 | 0 | 2.39 | 0 | 0 | 0 | 0 | 0 | 0 | 0.0029 | 0 | 5e-06 | 1.87 | 0 | 0 | 0.065 | -0.294 | 1.54 | 0 | 0 | 0.178 | -0.032 | 0.209 | 0 | 0.384 | 0 | 0 | 0 | 0 | 0 | 0 | 0.00212 | 0 | 5e-06 | IP | Any | AnyDMoMH85CZ16rDXHP
43025.581 | ResWin-33-28-00 | DMo | MH00 | CZ16 | rWtd | -1 | Area-ft2 | 173.92 | 1242 | 1.75 | 0 | 0 | 0.085 | -0.037 | 1.52 | 0 | -0.004 | 0.18 | -0.026 | 0.206 | 0 | 0.01 | 0 | 0 | -0.049 | 0 | -0.049 | 0 | 0.00223 | 0 | 6e-06 | 1.75 | 0 | 0 | 0.085 | -0.037 | 1.52 | 0 | -0.004 | 0.18 | -0.026 | 0.206 | 0 | 0.01 | 0 | 0 | -0.049 | 0 | -0.049 | 0 | 0.00223 | 0 | 6e-06 |  | SCE | SCEDMoMH00CZ16rWtd
43025.581 | ResWin-33-28-00 | DMo | MH00 | CZ16 | rWtd | -1 | Area-ft2 | 173.92 | 1242 | 1.04 | 0 | 0 | 0.097 | -0.048 | 0.888 | 0 | -0.004 | 0.099 | -0.022 | 0.12 | 0 | 0.006 | 0 | 0 | -0.049 | 0 | -0.049 | 0 | 0.00131 | 0 | 1.3e-05 | 1.04 | 0 | 0 | 0.097 | -0.048 | 0.888 | 0 | -0.004 | 0.099 | -0.022 | 0.12 | 0 | 0.006 | 0 | 0 | -0.049 | 0 | -0.049 | 0 | 0.00131 | 0 | 1.3e-05 |  | PGE | PGEDMoMH00CZ16rWtd
43025.4298 | ResWin-33-28-00 | DMo | MH72 | CZ16 | rNCEH | -1 | Area-ft2 | 190.96 | 1196 | 3.86 | 0 | 0 | 0.097 | 3.76 | 0 | 0 | 0 | 0 | 0 | 0 | 0 | 0 | 0 | 0 | 0 | 0 | 0 | 0 | 2.6e-05 | 0 | 2.1e-05 | -0.445 | 0 | 0 | 0.113 | -0.557 | 0 | 0 | 0 | 0 | 0 | 0 | 0 | 0 | 0 | 0 | 0 | 0 | 0 | 0 | 2.1e-05 | 0 | 2.1e-05 | IP | Any | AnyDMoMH72CZ16rNCEH
43025.581 | ResWin-33-28-00 | DMo | MH00 | CZ16 | rWtd | -1 | Area-ft2 | 173.92 | 1242 | 1.75 | 0 | 0 | 0.085 | -0.037 | 1.52 | 0 | -0.004 | 0.18 | -0.026 | 0.206 | 0 | 0.01 | 0 | 0 | -0.049 | 0 | -0.049 | 0 | 0.00223 | 0 | 6e-06 | 1.75 | 0 | 0 | 0.085 | -0.037 | 1.52 | 0 | -0.004 | 0.18 | -0.026 | 0.206 | 0 | 0.01 | 0 | 0 | -0.049 | 0 | -0.049 | 0 | 0.00223 | 0 | 6e-06 |  | SCG | SCGDMoMH00CZ16rWtd
43025.4298 | ResWin-33-28-00 | DMo | MH15 | CZ16 | rNCGF | -1 | Area-ft2 | 173.92 | 1242 | 0.085 | 0 | 0 | 0.113 | 0 | 0 | 0 | -0.006 | -0.021 | -0.021 | 0 | 0 | 0 | 0 | 0 | -0.063 | 0 | -0.063 | 0 | 2.3e-05 | 0 | 2.3e-05 | 0.085 | 0 | 0 | 0.113 | 0 | 0 | 0 | -0.006 | -0.021 | -0.021 | 0 | 0 | 0 | 0 | 0 | -0.063 | 0 | -0.063 | 0 | 2.3e-05 | 0 | 2.3e-05 | IP | Any | AnyDMoMH15CZ16rNCGF
43025.4298 | ResWin-33-28-00 | DMo | MH00 | CZ16 | rDXGF | -1 | Area-ft2 | 173.92 | 1242 | 1.78 | 0 | 0 | 0.085 | 0 | 1.52 | 0 | -0.005 | 0.183 | -0.024 | 0.206 | 0 | 0 | 0 | 0 | -0.056 | 0 | -0.056 | 0 | 0.00222 | 0 | 6e-06 | 1.78 | 0 | 0 | 0.085 | 0 | 1.52 | 0 | -0.005 | 0.183 | -0.024 | 0.206 | 0 | 0 | 0 | 0 | -0.056 | 0 | -0.056 | 0 | 0.00222 | 0 | 6e-06 | IP | Any | AnyDMoMH00CZ16rDXGF
43025.581 | ResWin-33-28-00 | DMo | MH72 | CZ16 | rWtd | -1 | Area-ft2 | 190.96 | 1196 | 3.09 | 0 | 0 | 0.057 | 0.19 | 2.16 | 0 | 0.025 | 0.457 | 0.158 | 0.299 | 0 | 0.196 | 0 | 0 | 0.183 | 0 | 0.184 | 0 | 0.00288 | 0 | 0 | 1.98 | 0 | 0 | 0.075 | -0.042 | 1.73 | 0 | -0.004 | 0.21 | -0.028 | 0.238 | 0 | 0.021 | 0 | 0 | -0.051 | 0 | -0.051 | 0 | 0.00205 | 0 | 0 |  | SCG | SCGDMoMH72CZ16rWtd
43025.4298 | ResWin-33-28-00 | DMo | MH15 | CZ16 | rDXGF | -1 | Area-ft2 | 173.92 | 1242 | 1.09 | 0 | 0 | 0.087 | 0 | 0.885 | 0 | -0.006 | 0.12 | -0.024 | 0.143 | 0 | 0 | 0 | 0 | -0.062 | 0 | -0.062 | 0 | 0.0014 | 0 | 6e-06 | 1.09 | 0 | 0 | 0.087 | 0 | 0.885 | 0 | -0.006 | 0.12 | -0.024 | 0.143 | 0 | 0 | 0 | 0 | -0.062 | 0 | -0.062 | 0 | 0.0014 | 0 | 6e-06 | IP | Any | AnyDMoMH15CZ16rDXGF
43025.581 | ResWin-33-28-00 | DMo | MH06 | CZ16 | rWtd | -1 | Area-ft2 | 173.92 | 1242 | 1.13 | 0 | 0 | 0.093 | -0.031 | 0.932 | 0 | -0.004 | 0.135 | -0.022 | 0.157 | 0 | 0.008 | 0 | 0 | -0.046 | 0 | -0.046 | 0 | 0.00148 | 0 | 6e-06 | 1.13 | 0 | 0 | 0.093 | -0.031 | 0.932 | 0 | -0.004 | 0.135 | -0.022 | 0.157 | 0 | 0.008 | 0 | 0 | -0.046 | 0 | -0.046 | 0 | 0.00148 | 0 | 6e-06 |  | SCE | SCEDMoMH06CZ16rWtd
43025.4298 | ResWin-33-28-00 | DMo | MH15 | CZ16 | rNCEH | -1 | Area-ft2 | 173.92 | 1242 | -0.526 | 0 | 0 | 0.114 | -0.64 | 0 | 0 | 0 | 0 | 0 | 0 | 0 | 0 | 0 | 0 | 0 | 0 | 0 | 0 | 1.7e-05 | 0 | 1.7e-05 | -0.526 | 0 | 0 | 0.114 | -0.64 | 0 | 0 | 0 | 0 | 0 | 0 | 0 | 0 | 0 | 0 | 0 | 0 | 0 | 0 | 1.7e-05 | 0 | 1.7e-05 | IP | Any | AnyDMoMH15CZ16rNCEH
43025.4298 | ResWin-33-28-00 | DMo | MH85 | CZ16 | rNCGF | -1 | Area-ft2 | 186.32 | 1242 | 0.29 | 0 | 0 | 0.086 | 0 | 0 | 0 | 0.043 | 0.16 | 0.16 | 0 | 0 | 0 | 0 | 0 | 0.302 | 0 | 0.302 | 0 | 2.1e-05 | 0 | 2.1e-05 | 0.072 | 0 | 0 | 0.096 | 0 | 0 | 0 | -0.005 | -0.019 | -0.019 | 0 | 0 | 0 | 0 | 0 | -0.07 | 0 | -0.069 | 0 | 1.6e-05 | 0 | 1.6e-05 | IP | Any | AnyDMoMH85CZ16rNCGF
43025.6037 | ResWin-33-28-00 | DMo | Ex | CZ16 | rWtd | -1 | Area-ft2 | 187.13 | 1228 | 2.13 | 0 | 0 | 0.071 | 0.395 | 1.16 | 0 | 0.033 | 0.329 | 0.17 | 0.159 | 0 | 0.149 | 0 | 0 | 0.227 | 0 | 0.227 | 0 | 0.00167 | 0 | 1.1e-05 | 1.1 | 0 | 0 | 0.083 | -0.046 | 0.935 | 0 | -0.004 | 0.106 | -0.022 | 0.128 | 0 | 0.022 | 0 | 0 | -0.057 | 0 | -0.057 | 0 | 0.00122 | 0 | 7e-06 |  | PGE | PGEDMoExCZ16rWtd
43025.4298 | ResWin-33-28-00 | DMo | MH00 | CZ16 | rNCGF | -1 | Area-ft2 | 173.92 | 1242 | 0.091 | 0 | 0 | 0.114 | 0 | 0 | 0 | -0.005 | -0.018 | -0.018 | 0 | 0 | 0 | 0 | 0 | -0.057 | 0 | -0.057 | 0 | 1.7e-05 | 0 | 2.3e-05 | 0.091 | 0 | 0 | 0.114 | 0 | 0 | 0 | -0.005 | -0.018 | -0.018 | 0 | 0 | 0 | 0 | 0 | -0.057 | 0 | -0.057 | 0 | 1.7e-05 | 0 | 2.3e-05 | IP | Any | AnyDMoMH00CZ16rNCGF
43025.4298 | ResWin-33-28-00 | DMo | MH06 | CZ16 | rNCEH | -1 | Area-ft2 | 173.92 | 1242 | -0.298 | 0 | 0 | 0.118 | -0.416 | 0 | 0 | 0 | 0 | 0 | 0 | 0 | 0 | 0 | 0 | 0 | 0 | 0 | 0 | 1.7e-05 | 0 | 1.7e-05 | -0.298 | 0 | 0 | 0.118 | -0.416 | 0 | 0 | 0 | 0 | 0 | 0 | 0 | 0 | 0 | 0 | 0 | 0 | 0 | 0 | 1.7e-05 | 0 | 1.7e-05 | IP | Any | AnyDMoMH06CZ16rNCEH
43025.6037 | ResWin-33-28-00 | DMo | Ex | CZ16 | rWtd | -1 | Area-ft2 | 187.52 | 1226.8 | 3.09 | 0 | 0 | 0.056 | 0.261 | 2 | 0 | 0.033 | 0.484 | 0.21 | 0.274 | 0 | 0.257 | 0 | 0 | 0.234 | 0 | 0.234 | 0 | 0.00285 | 0 | 3e-06 | 1.87 | 0 | 0 | 0.069 | -0.039 | 1.61 | 0 | -0.004 | 0.195 | -0.026 | 0.221 | 0 | 0.038 | 0 | 0 | -0.057 | 0 | -0.057 | 0 | 0.00207 | 0 | 1e-06 |  | SCE | SCEDMoExCZ16rWtd
43025.4298 | ResWin-33-28-00 | DMo | MH85 | CZ16 | rDXGF | -1 | Area-ft2 | 186.32 | 1242 | 2.52 | 0 | 0 | 0.054 | 0 | 1.94 | 0 | 0.045 | 0.484 | 0.219 | 0.265 | 0 | 0 | 0 | 0 | 0.311 | 0 | 0.311 | 0 | 0.00287 | 0 | 5e-06 | 1.81 | 0 | 0 | 0.065 | 0 | 1.56 | 0 | -0.005 | 0.189 | -0.024 | 0.213 | 0 | 0 | 0 | 0 | -0.068 | 0 | -0.068 | 0 | 0.00209 | 0 | 0 | IP | Any | AnyDMoMH85CZ16rDXGF
43025.581 | ResWin-33-28-00 | DMo | MH72 | CZ16 | rWtd | -1 | Area-ft2 | 190.96 | 1196 | 2.09 | 0 | 0 | 0.072 | 0.306 | 1.26 | 0 | 0.025 | 0.306 | 0.131 | 0.175 | 0 | 0.115 | 0 | 0 | 0.181 | 0 | 0.182 | 0 | 0.0017 | 0 | 9e-06 | 1.17 | 0 | 0 | 0.09 | -0.053 | 1.01 | 0 | -0.004 | 0.116 | -0.023 | 0.139 | 0 | 0.012 | 0 | 0 | -0.051 | 0 | -0.051 | 0 | 0.00121 | 0 | 7e-06 |  | PGE | PGEDMoMH72CZ16rWtd
43025.4298 | ResWin-33-28-00 | DMo | MH00 | CZ16 | rNCEH | -1 | Area-ft2 | 173.92 | 1242 | -0.392 | 0 | 0 | 0.116 | -0.507 | 0 | 0 | 0 | 0 | 0 | 0 | 0 | 0 | 0 | 0 | 0 | 0 | 0 | 0 | 1.7e-05 | 0 | 2.3e-05 | -0.392 | 0 | 0 | 0.116 | -0.507 | 0 | 0 | 0 | 0 | 0 | 0 | 0 | 0 | 0 | 0 | 0 | 0 | 0 | 0 | 1.7e-05 | 0 | 2.3e-05 | IP | Any | AnyDMoMH00CZ16rNCEH
43025.4298 | ResWin-33-28-00 | DMo | MH06 | CZ16 | rNCGF | -1 | Area-ft2 | 173.92 | 1242 | 0.096 | 0 | 0 | 0.117 | 0 | 0 | 0 | -0.005 | -0.016 | -0.016 | 0 | 0 | 0 | 0 | 0 | -0.053 | 0 | -0.053 | 0 | 2.3e-05 | 0 | 2.3e-05 | 0.096 | 0 | 0 | 0.117 | 0 | 0 | 0 | -0.005 | -0.016 | -0.016 | 0 | 0 | 0 | 0 | 0 | -0.053 | 0 | -0.053 | 0 | 2.3e-05 | 0 | 2.3e-05 | IP | Any | AnyDMoMH06CZ16rNCGF
43025.581 | ResWin-33-28-00 | DMo | MH06 | CZ16 | rWtd | -1 | Area-ft2 | 173.92 | 1242 | 0.681 | 0 | 0 | 0.103 | -0.039 | 0.546 | 0 | -0.004 | 0.073 | -0.019 | 0.092 | 0 | 0.005 | 0 | 0 | -0.046 | 0 | -0.046 | 0 | 0.000875 | 0 | 1.3e-05 | 0.681 | 0 | 0 | 0.103 | -0.039 | 0.546 | 0 | -0.004 | 0.073 | -0.019 | 0.092 | 0 | 0.005 | 0 | 0 | -0.046 | 0 | -0.046 | 0 | 0.000875 | 0 | 1.3e-05 |  | PGE | PGEDMoMH06CZ16rWtd
43025.581 | ResWin-33-28-00 | DMo | MH15 | CZ16 | rWtd | -1 | Area-ft2 | 173.92 | 1242 | 1.06 | 0 | 0 | 0.087 | -0.038 | 0.888 | 0 | -0.005 | 0.117 | -0.026 | 0.142 | 0 | 0.011 | 0 | 0 | -0.054 | 0 | -0.054 | 0 | 0.0014 | 0 | 6e-06 | 1.06 | 0 | 0 | 0.087 | -0.038 | 0.888 | 0 | -0.005 | 0.117 | -0.026 | 0.142 | 0 | 0.011 | 0 | 0 | -0.054 | 0 | -0.054 | 0 | 0.0014 | 0 | 6e-06 |  | SCG | SCGDMoMH15CZ16rWtd
43025.581 | ResWin-33-28-00 | DMo | MH72 | CZ16 | rWtd | -1 | Area-ft2 | 190.96 | 1196 | 3.09 | 0 | 0 | 0.057 | 0.19 | 2.16 | 0 | 0.025 | 0.457 | 0.158 | 0.299 | 0 | 0.196 | 0 | 0 | 0.183 | 0 | 0.184 | 0 | 0.00288 | 0 | 0 | 1.98 | 0 | 0 | 0.075 | -0.042 | 1.73 | 0 | -0.004 | 0.21 | -0.028 | 0.238 | 0 | 0.021 | 0 | 0 | -0.051 | 0 | -0.051 | 0 | 0.00205 | 0 | 0 |  | SCE | SCEDMoMH72CZ16rWtd
43025.581 | ResWin-33-28-00 | DMo | MH15 | CZ16 | rWtd | -1 | Area-ft2 | 173.92 | 1242 | 1.06 | 0 | 0 | 0.087 | -0.038 | 0.888 | 0 | -0.005 | 0.117 | -0.026 | 0.142 | 0 | 0.011 | 0 | 0 | -0.054 | 0 | -0.054 | 0 | 0.0014 | 0 | 6e-06 | 1.06 | 0 | 0 | 0.087 | -0.038 | 0.888 | 0 | -0.005 | 0.117 | -0.026 | 0.142 | 0 | 0.011 | 0 | 0 | -0.054 | 0 | -0.054 | 0 | 0.0014 | 0 | 6e-06 |  | SCE | SCEDMoMH15CZ16rWtd
43025.4298 | ResWin-33-28-00 | DMo | MH72 | CZ16 | rDXGF | -1 | Area-ft2 | 190.96 | 1196 | 2.69 | 0 | 0 | 0.057 | 0 | 2.16 | 0 | 0.029 | 0.44 | 0.141 | 0.299 | 0 | 0 | 0 | 0 | 0.209 | 0 | 0.21 | 0 | 0.00288 | 0 | 0 | 2.01 | 0 | 0 | 0.075 | 0 | 1.73 | 0 | -0.005 | 0.213 | -0.025 | 0.238 | 0 | 0 | 0 | 0 | -0.058 | 0 | -0.058 | 0 | 0.00205 | 0 | 0 | IP | Any | AnyDMoMH72CZ16rDXGF
43025.581 | ResWin-33-28-00 | DMo | MH06 | CZ16 | rWtd | -1 | Area-ft2 | 173.92 | 1242 | 1.13 | 0 | 0 | 0.093 | -0.031 | 0.932 | 0 | -0.004 | 0.135 | -0.022 | 0.157 | 0 | 0.008 | 0 | 0 | -0.046 | 0 | -0.046 | 0 | 0.00148 | 0 | 6e-06 | 1.13 | 0 | 0 | 0.093 | -0.031 | 0.932 | 0 | -0.004 | 0.135 | -0.022 | 0.157 | 0 | 0.008 | 0 | 0 | -0.046 | 0 | -0.046 | 0 | 0.00148 | 0 | 6e-06 |  | SCG | SCGDMoMH06CZ16rWtd
43025.581 | ResWin-33-28-00 | DMo | MH85 | CZ16 | rWtd | -1 | Area-ft2 | 186.32 | 1242 | 3.15 | 0 | 0 | 0.054 | 0.311 | 1.94 | 0 | 0.039 | 0.512 | 0.247 | 0.265 | 0 | 0.299 | 0 | 0 | 0.272 | 0 | 0.272 | 0 | 0.00287 | 0 | 5e-06 | 1.82 | 0 | 0 | 0.065 | -0.037 | 1.56 | 0 | -0.004 | 0.188 | -0.025 | 0.213 | 0 | 0.048 | 0 | 0 | -0.06 | 0 | -0.06 | 0 | 0.00209 | 0 | 1e-06 |  | SCE | SCEDMoMH85CZ16rWtd
43025.4298 | ResWin-33-28-00 | DMo | MH72 | CZ16 | rNCGF | -1 | Area-ft2 | 190.96 | 1196 | 0.225 | 0 | 0 | 0.093 | 0 | 0 | 0 | 0.028 | 0.105 | 0.105 | 0 | 0 | 0 | 0 | 0 | 0.205 | 0 | 0.205 | 0 | 2.1e-05 | 0 | 2.1e-05 | 0.087 | 0 | 0 | 0.111 | 0 | 0 | 0 | -0.005 | -0.019 | -0.019 | 0 | 0 | 0 | 0 | 0 | -0.059 | 0 | -0.059 | 0 | 1.6e-05 | 0 | 1.6e-05 | IP | Any | AnyDMoMH72CZ16rNCGF
43025.4298 | ResWin-33-28-00 | DMo | MH15 | CZ16 | rDXHP | -1 | Area-ft2 | 173.92 | 1242 | 0.885 | 0 | 0 | 0.088 | -0.3 | 0.912 | 0 | 0 | 0.097 | -0.04 | 0.137 | 0 | 0.088 | 0 | 0 | 0 | 0 | 0 | 0 | 0.0014 | 0 | 6e-06 | 0.885 | 0 | 0 | 0.088 | -0.3 | 0.912 | 0 | 0 | 0.097 | -0.04 | 0.137 | 0 | 0.088 | 0 | 0 | 0 | 0 | 0 | 0 | 0.0014 | 0 | 6e-06 | IP | Any | AnyDMoMH15CZ16rDXHP
43025.4298 | ResWin-33-28-00 | DMo | MH72 | CZ16 | rDXHP | -1 | Area-ft2 | 190.96 | 1196 | 5.88 | 0 | 0 | 0.06 | 1.52 | 2.15 | 0 | 0 | 0.576 | 0.279 | 0.297 | 0 | 1.57 | 0 | 0 | 0 | 0 | 0 | 0 | 0.00291 | 0 | 0 | 1.8 | 0 | 0 | 0.075 | -0.335 | 1.71 | 0 | 0 | 0.188 | -0.046 | 0.234 | 0 | 0.164 | 0 | 0 | 0 | 0 | 0 | 0 | 0.00208 | 0 | 0 | IP | Any | AnyDMoMH72CZ16rDXHP
43025.4298 | ResWin-33-28-00 | DMo | MH85 | CZ16 | rNCEH | -1 | Area-ft2 | 186.32 | 1242 | 5.63 | 0 | 0 | 0.091 | 5.54 | 0 | 0 | 0 | 0 | 0 | 0 | 0 | 0 | 0 | 0 | 0 | 0 | 0 | 0 | 2.1e-05 | 0 | 2.1e-05 | -0.304 | 0 | 0 | 0.098 | -0.401 | 0 | 0 | 0 | 0 | 0 | 0 | 0 | 0 | 0 | 0 | 0 | 0 | 0 | 0 | 1.6e-05 | 0 | 2.1e-05 | IP | Any | AnyDMoMH85CZ16rNCEH
43025.581 | ResWin-33-28-00 | DMo | MH15 | CZ16 | rWtd | -1 | Area-ft2 | 173.92 | 1242 | 0.627 | 0 | 0 | 0.098 | -0.055 | 0.52 | 0 | -0.005 | 0.061 | -0.023 | 0.083 | 0 | 0.006 | 0 | 0 | -0.055 | 0 | -0.055 | 0 | 0.000829 | 0 | 1.3e-05 | 0.627 | 0 | 0 | 0.098 | -0.055 | 0.52 | 0 | -0.005 | 0.061 | -0.023 | 0.083 | 0 | 0.006 | 0 | 0 | -0.055 | 0 | -0.055 | 0 | 0.000829 | 0 | 1.3e-05 |  | PGE | PGEDMoMH15CZ16rWtd
43025.581 | ResWin-33-28-00 | DMo | MH85 | CZ16 | rWtd | -1 | Area-ft2 | 186.32 | 1242 | 2.24 | 0 | 0 | 0.068 | 0.469 | 1.14 | 0 | 0.039 | 0.358 | 0.203 | 0.155 | 0 | 0.175 | 0 | 0 | 0.269 | 0 | 0.269 | 0 | 0.00169 | 0 | 1.2e-05 | 1.08 | 0 | 0 | 0.078 | -0.042 | 0.912 | 0 | -0.004 | 0.103 | -0.022 | 0.124 | 0 | 0.028 | 0 | 0 | -0.06 | 0 | -0.06 | 0 | 0.00123 | 0 | 7e-06 |  | PGE | PGEDMoMH85CZ16rWtd
43025.4298 | ResWin-33-28-00 | DMo | MH00 | CZ16 | rDXHP | -1 | Area-ft2 | 173.92 | 1242 | 1.53 | 0 | 0 | 0.085 | -0.293 | 1.49 | 0 | 0 | 0.159 | -0.042 | 0.202 | 0 | 0.082 | 0 | 0 | 0 | 0 | 0 | 0 | 0.00228 | 0 | 6e-06 | 1.53 | 0 | 0 | 0.085 | -0.293 | 1.49 | 0 | 0 | 0.159 | -0.042 | 0.202 | 0 | 0.082 | 0 | 0 | 0 | 0 | 0 | 0 | 0.00228 | 0 | 6e-06 | IP | Any | AnyDMoMH00CZ16rDXHP
43025.6236 | ResWin-33-28-00 | DMo | Ex | IOU | rWtd | -1 | Area-ft2 | 187 | 1218.8 | 3.18 | 0 | 0 | 0.059 | 0.076 | 2.63 | 0 | 0.009 | 0.374 | 0.052 | 0.322 | 0 | 0.035 | 0 | 0 | 0.062 | 0 | 0.062 | 0 | 0.00385 | 0 | 6e-06 | 2.27 | 0 | 0 | 0.068 | -0.053 | 2.04 | 0 | -0.005 | 0.222 | -0.028 | 0.25 | 0 | 0.002 | 0 | 0 | -0.051 | 0 | -0.051 | 0 | 0.0026 | 0 | 4e-06 |  | SCE | SCEDMoExIOUrWtd
43025.6236 | ResWin-33-28-00 | DMo | Ex | IOU | rWtd | -1 | Area-ft2 | 187.38 | 1214 | 1.92 | 0 | 0 | 0.073 | 0.045 | 1.58 | 0 | 0.004 | 0.214 | 0.018 | 0.196 | 0 | 0.004 | 0 | 0 | 0.022 | 0 | 0.022 | 0 | 0.00257 | 0 | 1.1e-05 | 1.41 | 0 | 0 | 0.082 | -0.076 | 1.28 | 0 | -0.006 | 0.133 | -0.026 | 0.159 | 0 | 0 | 0 | 0 | -0.054 | 0 | -0.054 | 0 | 0.00179 | 0 | 1e-05 |  | SDG | SDGDMoExIOUrWtd
43025.6236 | ResWin-33-28-00 | DMo | Ex | IOU | rWtd | -1 | Area-ft2 | 186.4 | 1222.3 | 2.95 | 0 | 0 | 0.061 | 0.052 | 2.5 | 0 | 0.005 | 0.33 | 0.032 | 0.298 | 0 | 0.008 | 0 | 0 | 0.039 | 0 | 0.039 | 0 | 0.00394 | 0 | 8e-06 | 2.12 | 0 | 0 | 0.069 | -0.061 | 1.92 | 0 | -0.005 | 0.201 | -0.028 | 0.23 | 0 | 0 | 0 | 0 | -0.052 | 0 | -0.052 | 0 | 0.00261 | 0 | 5e-06 |  | SCG | SCGDMoExIOUrWtd
43025.6236 | ResWin-33-28-00 | DMo | Ex | IOU | rWtd | -1 | Area-ft2 | 187.94 | 1215.7 | 3.28 | 0 | 0 | 0.054 | 0.159 | 2.61 | 0 | 0.016 | 0.401 | 0.093 | 0.308 | 0 | 0.042 | 0 | 0 | 0.121 | 0 | 0.121 | 0 | 0.00341 | 0 | 6e-06 | 2.18 | 0 | 0 | 0.064 | -0.042 | 1.95 | 0 | -0.004 | 0.212 | -0.019 | 0.231 | 0 | 0.002 | 0 | 0 | -0.04 | 0 | -0.04 | 0 | 0.00236 | 0 | 5e-06 |  | PGE | PGEDMoExIOUrWtd

## EnergyImpact
EnergyImpactID | Version | VersionSource | LastMod | PA | BldgType | BldgVint | BldgLoc | BldgHVAC | NormUnit | NumUnit | MeasArea | ScaleBasis | APreWBkWh | APreWBkW | APreWBtherm | AStdWBkWh | AStdWBkW | AStdWBtherm | APreEUkWh | APreEUkW | APreEUtherm | AStdEUkWh | AStdEUkW | AStdEUtherm | ElecImpactProfileID | GasImpactProfileID | Flag | SourceDesc | Lookup
ResWin-33-28-00 | ExAnte2018 | Workpaper | 2017-10-17 10:19 | Any | DMo | MH00 | CZ01 | rDXGF | Area-ft2 | 173.92 | 1242 | None | 0.038 | 1.7e-05 | -0.08 | 0.038 | 1.7e-05 | -0.08 | 0.038 | 1.7e-05 | -0.08 | 0.038 | 1.7e-05 | -0.08 | DEER:Res:BldgShell_Ins | Annual | 1 |  | AnyDMoMH00CZ01rDXGF
ResWin-33-28-00 | ExAnte2018 | Workpaper | 2017-10-17 13:57 | PGE | DMo | MH06 | CZ01 | rWtd | Area-ft2 | 173.92 | 1242 | None | -0.107 | 1.7e-05 | -0.09 | -0.107 | 1.7e-05 | -0.09 | -0.107 | 1.7e-05 | -0.09 | -0.107 | 1.7e-05 | -0.09 | DEER:Res:BldgShell_Ins | Annual | 1 |  | PGEDMoMH06CZ01rWtd
ResWin-33-28-00 | ExAnte2018 | Workpaper | 2017-10-17 10:19 | Any | DMo | MH15 | CZ01 | rDXHP | Area-ft2 | 173.92 | 1242 | None | -0.607 | 2.3e-05 | 0 | -0.607 | 2.3e-05 | 0 | -0.607 | 2.3e-05 | 0 | -0.607 | 2.3e-05 | 0 | DEER:Res:BldgShell_Ins | Annual | 1 |  | AnyDMoMH15CZ01rDXHP
ResWin-33-28-00 | ExAnte2018 | Workpaper | 2017-10-17 10:19 | Any | DMo | MH15 | CZ01 | rNCGF | Area-ft2 | 173.92 | 1242 | None | 0.038 | 1.7e-05 | -0.093 | 0.038 | 1.7e-05 | -0.093 | 0.038 | 1.7e-05 | -0.093 | 0.038 | 1.7e-05 | -0.093 | DEER:Res:BldgShell_Ins | Annual | 1 |  | AnyDMoMH15CZ01rNCGF
ResWin-33-28-00 | ExAnte2018 | Workpaper | 2017-10-17 10:19 | Any | DMo | MH00 | CZ01 | rDXHP | Area-ft2 | 173.92 | 1242 | None | -0.568 | 2.3e-05 | 0 | -0.568 | 2.3e-05 | 0 | -0.568 | 2.3e-05 | 0 | -0.568 | 2.3e-05 | 0 | DEER:Res:BldgShell_Ins | Annual | 1 |  | AnyDMoMH00CZ01rDXHP
ResWin-33-28-00 | ExAnte2018 | Workpaper | 2017-10-17 10:19 | Any | DMo | MH85 | CZ01 | rDXHP | Area-ft2 | 186.32 | 1242 | None | 1.93 | 2.1e-05 | 0 | -0.562 | 2.1e-05 | 0 | 1.93 | 2.1e-05 | 0 | -0.562 | 2.1e-05 | 0 | DEER:Res:BldgShell_Ins | Annual | 1 |  | AnyDMoMH85CZ01rDXHP
ResWin-33-28-00 | ExAnte2018 | Workpaper | 2017-10-17 10:19 | Any | DMo | MH85 | CZ01 | rDXGF | Area-ft2 | 186.32 | 1242 | None | 0.2 | 2.1e-05 | 0.18 | 0.034 | 2.1e-05 | -0.084 | 0.2 | 2.1e-05 | 0.18 | 0.034 | 2.1e-05 | -0.084 | DEER:Res:BldgShell_Ins | Annual | 1 |  | AnyDMoMH85CZ01rDXGF
ResWin-33-28-00 | ExAnte2018 | Workpaper | 2017-10-17 10:19 | Any | DMo | MH06 | CZ01 | rDXHP | Area-ft2 | 173.92 | 1242 | None | -0.678 | 2.3e-05 | 0 | -0.678 | 2.3e-05 | 0 | -0.678 | 2.3e-05 | 0 | -0.678 | 2.3e-05 | 0 | DEER:Res:BldgShell_Ins | Annual | 1 |  | AnyDMoMH06CZ01rDXHP
ResWin-33-28-00 | ExAnte2018 | Workpaper | 2017-10-17 14:29 | PGE | DMo | Ex | CZ01 | rWtd | Area-ft2 | 189.35 | 1211.7 | None | 0.483 | 2.1e-05 | 0.134 | -0.019 | 2.1e-05 | -0.056 | 0.483 | 2.1e-05 | 0.134 | -0.019 | 2.1e-05 | -0.056 | DEER:Res:BldgShell_Ins | Annual | 1 |  | PGEDMoExCZ01rWtd
ResWin-33-28-00 | ExAnte2018 | Workpaper | 2017-10-17 13:57 | PGE | DMo | MH85 | CZ01 | rWtd | Area-ft2 | 186.32 | 1242 | None | 0.556 | 2.1e-05 | 0.156 | -0.059 | 2e-05 | -0.074 | 0.556 | 2.1e-05 | 0.156 | -0.059 | 2e-05 | -0.074 | DEER:Res:BldgShell_Ins | Annual | 1 |  | PGEDMoMH85CZ01rWtd
ResWin-33-28-00 | ExAnte2018 | Workpaper | 2017-10-17 13:57 | PGE | DMo | MH15 | CZ01 | rWtd | Area-ft2 | 173.92 | 1242 | None | -0.086 | 1.7e-05 | -0.081 | -0.086 | 1.7e-05 | -0.081 | -0.086 | 1.7e-05 | -0.081 | -0.086 | 1.7e-05 | -0.081 | DEER:Res:BldgShell_Ins | Annual | 1 |  | PGEDMoMH15CZ01rWtd
ResWin-33-28-00 | ExAnte2018 | Workpaper | 2017-10-17 10:19 | Any | DMo | MH72 | CZ01 | rNCEH | Area-ft2 | 190.96 | 1196 | None | 2.72 | 2.1e-05 | 0 | -0.455 | 2.1e-05 | 0 | 2.72 | 2.1e-05 | 0 | -0.455 | 2.1e-05 | 0 | DEER:Res:BldgShell_Ins | Annual | 1 |  | AnyDMoMH72CZ01rNCEH
ResWin-33-28-00 | ExAnte2018 | Workpaper | 2017-10-17 10:19 | Any | DMo | MH00 | CZ01 | rNCEH | Area-ft2 | 173.92 | 1242 | None | -0.856 | 1.7e-05 | 0 | -0.856 | 1.7e-05 | 0 | -0.856 | 1.7e-05 | 0 | -0.856 | 1.7e-05 | 0 | DEER:Res:BldgShell_Ins | Annual | 1 |  | AnyDMoMH00CZ01rNCEH
ResWin-33-28-00 | ExAnte2018 | Workpaper | 2017-10-17 10:19 | Any | DMo | MH15 | CZ01 | rNCEH | Area-ft2 | 173.92 | 1242 | None | -0.997 | 1.7e-05 | 0 | -0.997 | 1.7e-05 | 0 | -0.997 | 1.7e-05 | 0 | -0.997 | 1.7e-05 | 0 | DEER:Res:BldgShell_Ins | Annual | 1 |  | AnyDMoMH15CZ01rNCEH
ResWin-33-28-00 | ExAnte2018 | Workpaper | 2017-10-17 10:19 | Any | DMo | MH72 | CZ01 | rDXGF | Area-ft2 | 190.96 | 1196 | None | 0.165 | 2.1e-05 | 0.141 | 0.061 | 2.1e-05 | -0.054 | 0.165 | 2.1e-05 | 0.141 | 0.061 | 2.1e-05 | -0.054 | DEER:Res:BldgShell_Ins | Annual | 1 |  | AnyDMoMH72CZ01rDXGF
ResWin-33-28-00 | ExAnte2018 | Workpaper | 2017-10-17 10:19 | Any | DMo | MH85 | CZ01 | rNCGF | Area-ft2 | 186.32 | 1242 | None | 0.169 | 2.1e-05 | 0.178 | 0.042 | 2.1e-05 | -0.084 | 0.169 | 2.1e-05 | 0.178 | 0.042 | 2.1e-05 | -0.084 | DEER:Res:BldgShell_Ins | Annual | 1 |  | AnyDMoMH85CZ01rNCGF
ResWin-33-28-00 | ExAnte2018 | Workpaper | 2017-10-17 13:57 | PGE | DMo | MH00 | CZ01 | rWtd | Area-ft2 | 173.92 | 1242 | None | -0.062 | 1.7e-05 | -0.071 | -0.062 | 1.7e-05 | -0.071 | -0.062 | 1.7e-05 | -0.071 | -0.062 | 1.7e-05 | -0.071 | DEER:Res:BldgShell_Ins | Annual | 1 |  | PGEDMoMH00CZ01rWtd
ResWin-33-28-00 | ExAnte2018 | Workpaper | 2017-10-17 10:19 | Any | DMo | MH06 | CZ01 | rNCEH | Area-ft2 | 173.92 | 1242 | None | -1.1 | 1.7e-05 | 0 | -1.1 | 1.7e-05 | 0 | -1.1 | 1.7e-05 | 0 | -1.1 | 1.7e-05 | 0 | DEER:Res:BldgShell_Ins | Annual | 1 |  | AnyDMoMH06CZ01rNCEH
ResWin-33-28-00 | ExAnte2018 | Workpaper | 2017-10-17 10:19 | Any | DMo | MH15 | CZ01 | rDXGF | Area-ft2 | 173.92 | 1242 | None | 0.034 | 1.7e-05 | -0.093 | 0.034 | 1.7e-05 | -0.093 | 0.034 | 1.7e-05 | -0.093 | 0.034 | 1.7e-05 | -0.093 | DEER:Res:BldgShell_Ins | Annual | 1 |  | AnyDMoMH15CZ01rDXGF
ResWin-33-28-00 | ExAnte2018 | Workpaper | 2017-10-17 10:19 | Any | DMo | MH72 | CZ01 | rNCGF | Area-ft2 | 190.96 | 1196 | None | 0.142 | 2.1e-05 | 0.14 | 0.067 | 2.1e-05 | -0.054 | 0.142 | 2.1e-05 | 0.14 | 0.067 | 2.1e-05 | -0.054 | DEER:Res:BldgShell_Ins | Annual | 1 |  | AnyDMoMH72CZ01rNCGF
ResWin-33-28-00 | ExAnte2018 | Workpaper | 2017-10-17 10:19 | Any | DMo | MH06 | CZ01 | rDXGF | Area-ft2 | 173.92 | 1242 | None | 0.019 | 1.7e-05 | -0.103 | 0.019 | 1.7e-05 | -0.103 | 0.019 | 1.7e-05 | -0.103 | 0.019 | 1.7e-05 | -0.103 | DEER:Res:BldgShell_Ins | Annual | 1 |  | AnyDMoMH06CZ01rDXGF
ResWin-33-28-00 | ExAnte2018 | Workpaper | 2017-10-17 10:19 | Any | DMo | MH06 | CZ01 | rNCGF | Area-ft2 | 173.92 | 1242 | None | 0.029 | 1.7e-05 | -0.103 | 0.029 | 1.7e-05 | -0.103 | 0.029 | 1.7e-05 | -0.103 | 0.029 | 1.7e-05 | -0.103 | DEER:Res:BldgShell_Ins | Annual | 1 |  | AnyDMoMH06CZ01rNCGF
ResWin-33-28-00 | ExAnte2018 | Workpaper | 2017-10-17 10:19 | Any | DMo | MH72 | CZ01 | rDXHP | Area-ft2 | 190.96 | 1196 | None | 1.5 | 2.1e-05 | 0 | -0.367 | 2.1e-05 | 0 | 1.5 | 2.1e-05 | 0 | -0.367 | 2.1e-05 | 0 | DEER:Res:BldgShell_Ins | Annual | 1 |  | AnyDMoMH72CZ01rDXHP
ResWin-33-28-00 | ExAnte2018 | Workpaper | 2017-10-17 10:19 | Any | DMo | MH85 | CZ01 | rNCEH | Area-ft2 | 186.32 | 1242 | None | 3.42 | 2.1e-05 | 0 | -0.788 | 1.6e-05 | 0 | 3.42 | 2.1e-05 | 0 | -0.788 | 1.6e-05 | 0 | DEER:Res:BldgShell_Ins | Annual | 1 |  | AnyDMoMH85CZ01rNCEH
ResWin-33-28-00 | ExAnte2018 | Workpaper | 2017-10-17 10:19 | Any | DMo | MH00 | CZ01 | rNCGF | Area-ft2 | 173.92 | 1242 | None | 0.047 | 1.7e-05 | -0.081 | 0.047 | 1.7e-05 | -0.081 | 0.047 | 1.7e-05 | -0.081 | 0.047 | 1.7e-05 | -0.081 | DEER:Res:BldgShell_Ins | Annual | 1 |  | AnyDMoMH00CZ01rNCGF
ResWin-33-28-00 | ExAnte2018 | Workpaper | 2017-10-17 13:57 | PGE | DMo | MH72 | CZ01 | rWtd | Area-ft2 | 190.96 | 1196 | None | 0.448 | 2.1e-05 | 0.123 | 0.002 | 2.1e-05 | -0.047 | 0.448 | 2.1e-05 | 0.123 | 0.002 | 2.1e-05 | -0.047 | DEER:Res:BldgShell_Ins | Annual | 1 |  | PGEDMoMH72CZ01rWtd
ResWin-33-28-00 | ExAnte2018 | Workpaper | 2017-10-17 10:19 | Any | DMo | MH85 | CZ02 | rDXGF | Area-ft2 | 186.32 | 1242 | None | 2.09 | 0.00468 | 0.196 | 1.5 | 0.00317 | -0.061 | 2.09 | 0.00468 | 0.196 | 1.5 | 0.00317 | -0.061 | DEER:Res:BldgShell_Ins | Annual | 1 |  | AnyDMoMH85CZ02rDXGF
ResWin-33-28-00 | ExAnte2018 | Workpaper | 2017-10-17 10:19 | Any | DMo | MH06 | CZ02 | rDXHP | Area-ft2 | 173.92 | 1242 | None | 1.48 | 0.00239 | 0 | 1.48 | 0.00239 | 0 | 1.48 | 0.00239 | 0 | 1.48 | 0.00239 | 0 | DEER:Res:BldgShell_Ins | Annual | 1 |  | AnyDMoMH06CZ02rDXHP
ResWin-33-28-00 | ExAnte2018 | Workpaper | 2017-10-17 13:57 | PGE | DMo | MH72 | CZ02 | rWtd | Area-ft2 | 190.96 | 1196 | None | 2.41 | 0.00407 | 0.13 | 1.59 | 0.00284 | -0.036 | 2.41 | 0.00407 | 0.13 | 1.59 | 0.00284 | -0.036 | DEER:Res:BldgShell_Ins | Annual | 1 |  | PGEDMoMH72CZ02rWtd
ResWin-33-28-00 | ExAnte2018 | Workpaper | 2017-10-17 10:19 | Any | DMo | MH15 | CZ02 | rNCEH | Area-ft2 | 173.92 | 1242 | None | -0.645 | 2.3e-05 | 0 | -0.645 | 2.3e-05 | 0 | -0.645 | 2.3e-05 | 0 | -0.645 | 2.3e-05 | 0 | DEER:Res:BldgShell_Ins | Annual | 1 |  | AnyDMoMH15CZ02rNCEH
ResWin-33-28-00 | ExAnte2018 | Workpaper | 2017-10-17 10:19 | Any | DMo | MH72 | CZ02 | rNCGF | Area-ft2 | 190.96 | 1196 | None | 0.173 | 2.6e-05 | 0.147 | 0.077 | 2.6e-05 | -0.04 | 0.173 | 2.6e-05 | 0.147 | 0.077 | 2.6e-05 | -0.04 | DEER:Res:BldgShell_Ins | Annual | 1 |  | AnyDMoMH72CZ02rNCGF
ResWin-33-28-00 | ExAnte2018 | Workpaper | 2017-10-17 10:19 | Any | DMo | MH85 | CZ02 | rDXHP | Area-ft2 | 186.32 | 1242 | None | 4.11 | 0.00453 | 0 | 1.11 | 0.003 | 0 | 4.11 | 0.00453 | 0 | 1.11 | 0.003 | 0 | DEER:Res:BldgShell_Ins | Annual | 1 |  | AnyDMoMH85CZ02rDXHP
ResWin-33-28-00 | ExAnte2018 | Workpaper | 2017-10-17 10:19 | Any | DMo | MH72 | CZ02 | rNCEH | Area-ft2 | 190.96 | 1196 | None | 2.78 | 2.6e-05 | 0 | -0.241 | 2.1e-05 | 0 | 2.78 | 2.6e-05 | 0 | -0.241 | 2.1e-05 | 0 | DEER:Res:BldgShell_Ins | Annual | 1 |  | AnyDMoMH72CZ02rNCEH
ResWin-33-28-00 | ExAnte2018 | Workpaper | 2017-10-17 13:57 | PGE | DMo | MH00 | CZ02 | rWtd | Area-ft2 | 173.92 | 1242 | None | 1.38 | 0.0026 | -0.053 | 1.38 | 0.0026 | -0.053 | 1.38 | 0.0026 | -0.053 | 1.38 | 0.0026 | -0.053 | DEER:Res:BldgShell_Ins | Annual | 1 |  | PGEDMoMH00CZ02rWtd
ResWin-33-28-00 | ExAnte2018 | Workpaper | 2017-10-17 14:29 | PGE | DMo | Ex | CZ02 | rWtd | Area-ft2 | 187.9 | 1212.5 | None | 2.25 | 0.00393 | 0.119 | 1.51 | 0.0028 | -0.042 | 2.25 | 0.00393 | 0.119 | 1.51 | 0.0028 | -0.042 | DEER:Res:BldgShell_Ins | Annual | 1 |  | PGEDMoExCZ02rWtd
ResWin-33-28-00 | ExAnte2018 | Workpaper | 2017-10-17 10:19 | Any | DMo | MH15 | CZ02 | rDXHP | Area-ft2 | 173.92 | 1242 | None | 1.22 | 0.00227 | 0 | 1.22 | 0.00227 | 0 | 1.22 | 0.00227 | 0 | 1.22 | 0.00227 | 0 | DEER:Res:BldgShell_Ins | Annual | 1 |  | AnyDMoMH15CZ02rDXHP
ResWin-33-28-00 | ExAnte2018 | Workpaper | 2017-10-17 10:19 | Any | DMo | MH00 | CZ02 | rNCGF | Area-ft2 | 173.92 | 1242 | None | 0.058 | 1.7e-05 | -0.062 | 0.058 | 1.7e-05 | -0.062 | 0.058 | 1.7e-05 | -0.062 | 0.058 | 1.7e-05 | -0.062 | DEER:Res:BldgShell_Ins | Annual | 1 |  | AnyDMoMH00CZ02rNCGF
ResWin-33-28-00 | ExAnte2018 | Workpaper | 2017-10-17 10:19 | Any | DMo | MH85 | CZ02 | rNCEH | Area-ft2 | 186.32 | 1242 | None | 3.66 | 2.7e-05 | 0 | -0.395 | 2.1e-05 | 0 | 3.66 | 2.7e-05 | 0 | -0.395 | 2.1e-05 | 0 | DEER:Res:BldgShell_Ins | Annual | 1 |  | AnyDMoMH85CZ02rNCEH
ResWin-33-28-00 | ExAnte2018 | Workpaper | 2017-10-17 10:19 | Any | DMo | MH15 | CZ02 | rDXGF | Area-ft2 | 173.92 | 1242 | None | 1.64 | 0.00221 | -0.067 | 1.64 | 0.00221 | -0.067 | 1.64 | 0.00221 | -0.067 | 1.64 | 0.00221 | -0.067 | DEER:Res:BldgShell_Ins | Annual | 1 |  | AnyDMoMH15CZ02rDXGF
ResWin-33-28-00 | ExAnte2018 | Workpaper | 2017-10-17 10:19 | Any | DMo | MH06 | CZ02 | rNCEH | Area-ft2 | 173.92 | 1242 | None | -0.573 | 2.3e-05 | 0 | -0.573 | 2.3e-05 | 0 | -0.573 | 2.3e-05 | 0 | -0.573 | 2.3e-05 | 0 | DEER:Res:BldgShell_Ins | Annual | 1 |  | AnyDMoMH06CZ02rNCEH
ResWin-33-28-00 | ExAnte2018 | Workpaper | 2017-10-17 10:19 | Any | DMo | MH72 | CZ02 | rDXHP | Area-ft2 | 190.96 | 1196 | None | 3.76 | 0.00446 | 0 | 1.34 | 0.00308 | 0 | 3.76 | 0.00446 | 0 | 1.34 | 0.00308 | 0 | DEER:Res:BldgShell_Ins | Annual | 1 |  | AnyDMoMH72CZ02rDXHP
ResWin-33-28-00 | ExAnte2018 | Workpaper | 2017-10-17 13:57 | PGE | DMo | MH06 | CZ02 | rWtd | Area-ft2 | 173.92 | 1242 | None | 1.7 | 0.00215 | -0.057 | 1.7 | 0.00215 | -0.057 | 1.7 | 0.00215 | -0.057 | 1.7 | 0.00215 | -0.057 | DEER:Res:BldgShell_Ins | Annual | 1 |  | PGEDMoMH06CZ02rWtd
ResWin-33-28-00 | ExAnte2018 | Workpaper | 2017-10-17 10:19 | Any | DMo | MH15 | CZ02 | rNCGF | Area-ft2 | 173.92 | 1242 | None | 0.052 | 1.7e-05 | -0.067 | 0.052 | 1.7e-05 | -0.067 | 0.052 | 1.7e-05 | -0.067 | 0.052 | 1.7e-05 | -0.067 | DEER:Res:BldgShell_Ins | Annual | 1 |  | AnyDMoMH15CZ02rNCGF
ResWin-33-28-00 | ExAnte2018 | Workpaper | 2017-10-17 10:19 | Any | DMo | MH00 | CZ02 | rNCEH | Area-ft2 | 173.92 | 1242 | None | -0.644 | 2.3e-05 | 0 | -0.644 | 2.3e-05 | 0 | -0.644 | 2.3e-05 | 0 | -0.644 | 2.3e-05 | 0 | DEER:Res:BldgShell_Ins | Annual | 1 |  | AnyDMoMH00CZ02rNCEH
ResWin-33-28-00 | ExAnte2018 | Workpaper | 2017-10-17 10:19 | Any | DMo | MH85 | CZ02 | rNCGF | Area-ft2 | 186.32 | 1242 | None | 0.204 | 2.7e-05 | 0.192 | 0.058 | 2.1e-05 | -0.062 | 0.204 | 2.7e-05 | 0.192 | 0.058 | 2.1e-05 | -0.062 | DEER:Res:BldgShell_Ins | Annual | 1 |  | AnyDMoMH85CZ02rNCGF
ResWin-33-28-00 | ExAnte2018 | Workpaper | 2017-10-17 10:19 | Any | DMo | MH06 | CZ02 | rNCGF | Area-ft2 | 173.92 | 1242 | None | 0.053 | 1.7e-05 | -0.065 | 0.053 | 1.7e-05 | -0.065 | 0.053 | 1.7e-05 | -0.065 | 0.053 | 1.7e-05 | -0.065 | DEER:Res:BldgShell_Ins | Annual | 1 |  | AnyDMoMH06CZ02rNCGF
ResWin-33-28-00 | ExAnte2018 | Workpaper | 2017-10-17 13:57 | PGE | DMo | MH15 | CZ02 | rWtd | Area-ft2 | 173.92 | 1242 | None | 1.45 | 0.00203 | -0.059 | 1.45 | 0.00203 | -0.059 | 1.45 | 0.00203 | -0.059 | 1.45 | 0.00203 | -0.059 | DEER:Res:BldgShell_Ins | Annual | 1 |  | PGEDMoMH15CZ02rWtd
ResWin-33-28-00 | ExAnte2018 | Workpaper | 2017-10-17 13:57 | PGE | DMo | MH85 | CZ02 | rWtd | Area-ft2 | 186.32 | 1242 | None | 2.19 | 0.00426 | 0.171 | 1.33 | 0.00288 | -0.053 | 2.19 | 0.00426 | 0.171 | 1.33 | 0.00288 | -0.053 | DEER:Res:BldgShell_Ins | Annual | 1 |  | PGEDMoMH85CZ02rWtd
ResWin-33-28-00 | ExAnte2018 | Workpaper | 2017-10-17 10:19 | Any | DMo | MH72 | CZ02 | rDXGF | Area-ft2 | 190.96 | 1196 | None | 2.43 | 0.00446 | 0.149 | 1.8 | 0.00311 | -0.041 | 2.43 | 0.00446 | 0.149 | 1.8 | 0.00311 | -0.041 | DEER:Res:BldgShell_Ins | Annual | 1 |  | AnyDMoMH72CZ02rDXGF
ResWin-33-28-00 | ExAnte2018 | Workpaper | 2017-10-17 10:19 | Any | DMo | MH06 | CZ02 | rDXGF | Area-ft2 | 173.92 | 1242 | None | 1.92 | 0.00235 | -0.065 | 1.92 | 0.00235 | -0.065 | 1.92 | 0.00235 | -0.065 | 1.92 | 0.00235 | -0.065 | DEER:Res:BldgShell_Ins | Annual | 1 |  | AnyDMoMH06CZ02rDXGF
ResWin-33-28-00 | ExAnte2018 | Workpaper | 2017-10-17 10:19 | Any | DMo | MH00 | CZ02 | rDXGF | Area-ft2 | 173.92 | 1242 | None | 1.58 | 0.00284 | -0.061 | 1.58 | 0.00284 | -0.061 | 1.58 | 0.00284 | -0.061 | 1.58 | 0.00284 | -0.061 | DEER:Res:BldgShell_Ins | Annual | 1 |  | AnyDMoMH00CZ02rDXGF
ResWin-33-28-00 | ExAnte2018 | Workpaper | 2017-10-17 10:19 | Any | DMo | MH00 | CZ02 | rDXHP | Area-ft2 | 173.92 | 1242 | None | 1.02 | 0.00287 | 0 | 1.02 | 0.00287 | 0 | 1.02 | 0.00287 | 0 | 1.02 | 0.00287 | 0 | DEER:Res:BldgShell_Ins | Annual | 1 |  | AnyDMoMH00CZ02rDXHP
ResWin-33-28-00 | ExAnte2018 | Workpaper | 2017-10-17 10:19 | Any | DMo | MH00 | CZ03 | rDXGF | Area-ft2 | 173.92 | 1242 | None | 0.658 | 0.00223 | -0.086 | 0.658 | 0.00223 | -0.086 | 0.658 | 0.00223 | -0.086 | 0.658 | 0.00223 | -0.086 | DEER:Res:BldgShell_Ins | Annual | 1 |  | AnyDMoMH00CZ03rDXGF
ResWin-33-28-00 | ExAnte2018 | Workpaper | 2017-10-17 10:19 | Any | DMo | MH85 | CZ03 | rNCGF | Area-ft2 | 186.32 | 1242 | None | 0.172 | 2.1e-05 | 0.172 | 0.029 | 1.6e-05 | -0.083 | 0.172 | 2.1e-05 | 0.172 | 0.029 | 1.6e-05 | -0.083 | DEER:Res:BldgShell_Ins | Annual | 1 |  | AnyDMoMH85CZ03rNCGF
ResWin-33-28-00 | ExAnte2018 | Workpaper | 2017-10-17 13:57 | PGE | DMo | MH15 | CZ03 | rWtd | Area-ft2 | 173.92 | 1242 | None | 0.279 | 0.00092 | -0.078 | 0.279 | 0.00092 | -0.078 | 0.279 | 0.00092 | -0.078 | 0.279 | 0.00092 | -0.078 | DEER:Res:BldgShell_Ins | Annual | 1 |  | PGEDMoMH15CZ03rWtd
ResWin-33-28-00 | ExAnte2018 | Workpaper | 2017-10-17 10:19 | Any | DMo | MH06 | CZ03 | rDXHP | Area-ft2 | 173.92 | 1242 | None | 0.651 | 0.0019 | 0 | 0.651 | 0.0019 | 0 | 0.651 | 0.0019 | 0 | 0.651 | 0.0019 | 0 | DEER:Res:BldgShell_Ins | Annual | 1 |  | AnyDMoMH06CZ03rDXHP
ResWin-33-28-00 | ExAnte2018 | Workpaper | 2017-10-17 10:19 | Any | DMo | MH72 | CZ03 | rNCEH | Area-ft2 | 190.96 | 1196 | None | 2.23 | 2.1e-05 | 0 | -0.577 | 1.6e-05 | 0 | 2.23 | 2.1e-05 | 0 | -0.577 | 1.6e-05 | 0 | DEER:Res:BldgShell_Ins | Annual | 1 |  | AnyDMoMH72CZ03rNCEH
ResWin-33-28-00 | ExAnte2018 | Workpaper | 2017-10-17 10:19 | Any | DMo | MH72 | CZ03 | rDXHP | Area-ft2 | 190.96 | 1196 | None | 2.34 | 0.00315 | 0 | 0.7 | 0.00232 | 0 | 2.34 | 0.00315 | 0 | 0.7 | 0.00232 | 0 | DEER:Res:BldgShell_Ins | Annual | 1 |  | AnyDMoMH72CZ03rDXHP
ResWin-33-28-00 | ExAnte2018 | Workpaper | 2017-10-17 10:19 | Any | DMo | MH00 | CZ03 | rNCGF | Area-ft2 | 173.92 | 1242 | None | 0.019 | 1.7e-05 | -0.086 | 0.019 | 1.7e-05 | -0.086 | 0.019 | 1.7e-05 | -0.086 | 0.019 | 1.7e-05 | -0.086 | DEER:Res:BldgShell_Ins | Annual | 1 |  | AnyDMoMH00CZ03rNCGF
ResWin-33-28-00 | ExAnte2018 | Workpaper | 2017-10-17 10:19 | Any | DMo | MH85 | CZ03 | rDXHP | Area-ft2 | 186.32 | 1242 | None | 2.79 | 0.00304 | 0 | 0.473 | 0.00224 | 0 | 2.79 | 0.00304 | 0 | 0.473 | 0.00224 | 0 | DEER:Res:BldgShell_Ins | Annual | 1 |  | AnyDMoMH85CZ03rDXHP
ResWin-33-28-00 | ExAnte2018 | Workpaper | 2017-10-17 10:19 | Any | DMo | MH15 | CZ03 | rDXHP | Area-ft2 | 173.92 | 1242 | None | 0.131 | 0.00167 | 0 | 0.131 | 0.00167 | 0 | 0.131 | 0.00167 | 0 | 0.131 | 0.00167 | 0 | DEER:Res:BldgShell_Ins | Annual | 1 |  | AnyDMoMH15CZ03rDXHP
ResWin-33-28-00 | ExAnte2018 | Workpaper | 2017-10-17 13:57 | PGE | DMo | MH85 | CZ03 | rWtd | Area-ft2 | 186.32 | 1242 | None | 1.16 | 0.00167 | 0.151 | 0.497 | 0.00123 | -0.073 | 1.16 | 0.00167 | 0.151 | 0.497 | 0.00123 | -0.073 | DEER:Res:BldgShell_Ins | Annual | 1 |  | PGEDMoMH85CZ03rWtd
ResWin-33-28-00 | ExAnte2018 | Workpaper | 2017-10-17 13:57 | PGE | DMo | MH00 | CZ03 | rWtd | Area-ft2 | 173.92 | 1242 | None | 0.289 | 0.00124 | -0.075 | 0.289 | 0.00124 | -0.075 | 0.289 | 0.00124 | -0.075 | 0.289 | 0.00124 | -0.075 | DEER:Res:BldgShell_Ins | Annual | 1 |  | PGEDMoMH00CZ03rWtd
ResWin-33-28-00 | ExAnte2018 | Workpaper | 2017-10-17 10:19 | Any | DMo | MH72 | CZ03 | rDXGF | Area-ft2 | 190.96 | 1196 | None | 1.53 | 0.00311 | 0.116 | 1.14 | 0.00231 | -0.054 | 1.53 | 0.00311 | 0.116 | 1.14 | 0.00231 | -0.054 | DEER:Res:BldgShell_Ins | Annual | 1 |  | AnyDMoMH72CZ03rDXGF
ResWin-33-28-00 | ExAnte2018 | Workpaper | 2017-10-17 10:19 | Any | DMo | MH06 | CZ03 | rDXGF | Area-ft2 | 173.92 | 1242 | None | 1.04 | 0.00186 | -0.05 | 1.04 | 0.00186 | -0.05 | 1.04 | 0.00186 | -0.05 | 1.04 | 0.00186 | -0.05 | DEER:Res:BldgShell_Ins | Annual | 1 |  | AnyDMoMH06CZ03rDXGF
ResWin-33-28-00 | ExAnte2018 | Workpaper | 2017-10-17 10:19 | Any | DMo | MH00 | CZ03 | rNCEH | Area-ft2 | 173.92 | 1242 | None | -0.785 | 1.7e-05 | 0 | -0.785 | 1.7e-05 | 0 | -0.785 | 1.7e-05 | 0 | -0.785 | 1.7e-05 | 0 | DEER:Res:BldgShell_Ins | Annual | 1 |  | AnyDMoMH00CZ03rNCEH
ResWin-33-28-00 | ExAnte2018 | Workpaper | 2017-10-17 10:19 | Any | DMo | MH15 | CZ03 | rNCEH | Area-ft2 | 173.92 | 1242 | None | -1.1 | 1.7e-05 | 0 | -1.1 | 1.7e-05 | 0 | -1.1 | 1.7e-05 | 0 | -1.1 | 1.7e-05 | 0 | DEER:Res:BldgShell_Ins | Annual | 1 |  | AnyDMoMH15CZ03rNCEH
ResWin-33-28-00 | ExAnte2018 | Workpaper | 2017-10-17 10:19 | Any | DMo | MH06 | CZ03 | rNCGF | Area-ft2 | 173.92 | 1242 | None | 0.057 | 1.7e-05 | -0.05 | 0.057 | 1.7e-05 | -0.05 | 0.057 | 1.7e-05 | -0.05 | 0.057 | 1.7e-05 | -0.05 | DEER:Res:BldgShell_Ins | Annual | 1 |  | AnyDMoMH06CZ03rNCGF
ResWin-33-28-00 | ExAnte2018 | Workpaper | 2017-10-17 10:19 | Any | DMo | MH85 | CZ03 | rDXGF | Area-ft2 | 186.32 | 1242 | None | 1.45 | 0.00296 | 0.174 | 1.01 | 0.00218 | -0.083 | 1.45 | 0.00296 | 0.174 | 1.01 | 0.00218 | -0.083 | DEER:Res:BldgShell_Ins | Annual | 1 |  | AnyDMoMH85CZ03rDXGF
ResWin-33-28-00 | ExAnte2018 | Workpaper | 2017-10-17 10:19 | Any | DMo | MH06 | CZ03 | rNCEH | Area-ft2 | 173.92 | 1242 | None | -0.595 | 1.7e-05 | 0 | -0.595 | 1.7e-05 | 0 | -0.595 | 1.7e-05 | 0 | -0.595 | 1.7e-05 | 0 | DEER:Res:BldgShell_Ins | Annual | 1 |  | AnyDMoMH06CZ03rNCEH
ResWin-33-28-00 | ExAnte2018 | Workpaper | 2017-10-17 13:57 | PGE | DMo | MH06 | CZ03 | rWtd | Area-ft2 | 173.92 | 1242 | None | 0.543 | 0.00105 | -0.044 | 0.543 | 0.00105 | -0.044 | 0.543 | 0.00105 | -0.044 | 0.543 | 0.00105 | -0.044 | DEER:Res:BldgShell_Ins | Annual | 1 |  | PGEDMoMH06CZ03rWtd
ResWin-33-28-00 | ExAnte2018 | Workpaper | 2017-10-17 13:57 | PGE | DMo | MH72 | CZ03 | rWtd | Area-ft2 | 190.96 | 1196 | None | 1.09 | 0.00175 | 0.101 | 0.594 | 0.0013 | -0.047 | 1.09 | 0.00175 | 0.101 | 0.594 | 0.0013 | -0.047 | DEER:Res:BldgShell_Ins | Annual | 1 |  | PGEDMoMH72CZ03rWtd
ResWin-33-28-00 | ExAnte2018 | Workpaper | 2017-10-17 10:19 | Any | DMo | MH15 | CZ03 | rDXGF | Area-ft2 | 173.92 | 1242 | None | 0.661 | 0.00163 | -0.09 | 0.661 | 0.00163 | -0.09 | 0.661 | 0.00163 | -0.09 | 0.661 | 0.00163 | -0.09 | DEER:Res:BldgShell_Ins | Annual | 1 |  | AnyDMoMH15CZ03rDXGF
ResWin-33-28-00 | ExAnte2018 | Workpaper | 2017-10-17 10:19 | Any | DMo | MH72 | CZ03 | rNCGF | Area-ft2 | 190.96 | 1196 | None | 0.134 | 2.1e-05 | 0.115 | 0.053 | 1.6e-05 | -0.054 | 0.134 | 2.1e-05 | 0.115 | 0.053 | 1.6e-05 | -0.054 | DEER:Res:BldgShell_Ins | Annual | 1 |  | AnyDMoMH72CZ03rNCGF
ResWin-33-28-00 | ExAnte2018 | Workpaper | 2017-10-17 10:19 | Any | DMo | MH15 | CZ03 | rNCGF | Area-ft2 | 173.92 | 1242 | None | 0.021 | 1.7e-05 | -0.089 | 0.021 | 1.7e-05 | -0.089 | 0.021 | 1.7e-05 | -0.089 | 0.021 | 1.7e-05 | -0.089 | DEER:Res:BldgShell_Ins | Annual | 1 |  | AnyDMoMH15CZ03rNCGF
ResWin-33-28-00 | ExAnte2018 | Workpaper | 2017-10-17 10:19 | Any | DMo | MH00 | CZ03 | rDXHP | Area-ft2 | 173.92 | 1242 | None | 0.055 | 0.00211 | 0 | 0.055 | 0.00211 | 0 | 0.055 | 0.00211 | 0 | 0.055 | 0.00211 | 0 | DEER:Res:BldgShell_Ins | Annual | 1 |  | AnyDMoMH00CZ03rDXHP
ResWin-33-28-00 | ExAnte2018 | Workpaper | 2017-10-17 14:29 | PGE | DMo | Ex | CZ03 | rWtd | Area-ft2 | 188.85 | 1211.9 | None | 1.08 | 0.0017 | 0.109 | 0.555 | 0.00127 | -0.056 | 1.08 | 0.0017 | 0.109 | 0.555 | 0.00127 | -0.056 | DEER:Res:BldgShell_Ins | Annual | 1 |  | PGEDMoExCZ03rWtd
ResWin-33-28-00 | ExAnte2018 | Workpaper | 2017-10-17 10:19 | Any | DMo | MH85 | CZ03 | rNCEH | Area-ft2 | 186.32 | 1242 | None | 3.36 | 2.1e-05 | 0 | -0.74 | 1.6e-05 | 0 | 3.36 | 2.1e-05 | 0 | -0.74 | 1.6e-05 | 0 | DEER:Res:BldgShell_Ins | Annual | 1 |  | AnyDMoMH85CZ03rNCEH
ResWin-33-28-00 | ExAnte2018 | Workpaper | 2017-10-17 10:19 | Any | DMo | MH85 | CZ04 | rNCEH | Area-ft2 | 186.32 | 1242 | None | 2.57 | 3.2e-05 | 0 | -0.668 | 2.7e-05 | 0 | 2.57 | 3.2e-05 | 0 | -0.668 | 2.7e-05 | 0 | DEER:Res:BldgShell_Ins | Annual | 1 |  | AnyDMoMH85CZ04rNCEH
ResWin-33-28-00 | ExAnte2018 | Workpaper | 2017-10-17 13:57 | PGE | DMo | MH72 | CZ04 | rWtd | Area-ft2 | 190.96 | 1196 | None | 2.26 | 0.00362 | 0.077 | 1.54 | 0.00251 | -0.047 | 2.26 | 0.00362 | 0.077 | 1.54 | 0.00251 | -0.047 | DEER:Res:BldgShell_Ins | Annual | 1 |  | PGEDMoMH72CZ04rWtd
ResWin-33-28-00 | ExAnte2018 | Workpaper | 2017-10-17 10:19 | Any | DMo | MH15 | CZ04 | rNCGF | Area-ft2 | 173.92 | 1242 | None | 0.049 | 2.3e-05 | -0.072 | 0.049 | 2.3e-05 | -0.072 | 0.049 | 2.3e-05 | -0.072 | 0.049 | 2.3e-05 | -0.072 | DEER:Res:BldgShell_Ins | Annual | 1 |  | AnyDMoMH15CZ04rNCGF
ResWin-33-28-00 | ExAnte2018 | Workpaper | 2017-10-17 10:19 | Any | DMo | MH00 | CZ04 | rDXHP | Area-ft2 | 173.92 | 1242 | None | 1.23 | 0.00336 | 0 | 1.23 | 0.00336 | 0 | 1.23 | 0.00336 | 0 | 1.23 | 0.00336 | 0 | DEER:Res:BldgShell_Ins | Annual | 1 |  | AnyDMoMH00CZ04rDXHP
ResWin-33-28-00 | ExAnte2018 | Workpaper | 2017-10-17 10:19 | Any | DMo | MH85 | CZ04 | rDXGF | Area-ft2 | 186.32 | 1242 | None | 3.11 | 0.00468 | 0.136 | 2.25 | 0.00318 | -0.07 | 3.11 | 0.00468 | 0.136 | 2.25 | 0.00318 | -0.07 | DEER:Res:BldgShell_Ins | Annual | 1 |  | AnyDMoMH85CZ04rDXGF
ResWin-33-28-00 | ExAnte2018 | Workpaper | 2017-10-17 10:19 | Any | DMo | MH06 | CZ04 | rNCGF | Area-ft2 | 173.92 | 1242 | None | 0.055 | 2.3e-05 | -0.064 | 0.055 | 2.3e-05 | -0.064 | 0.055 | 2.3e-05 | -0.064 | 0.055 | 2.3e-05 | -0.064 | DEER:Res:BldgShell_Ins | Annual | 1 |  | AnyDMoMH06CZ04rNCGF
ResWin-33-28-00 | ExAnte2018 | Workpaper | 2017-10-17 13:57 | PGE | DMo | MH06 | CZ04 | rWtd | Area-ft2 | 173.92 | 1242 | None | 1.39 | 0.00187 | -0.056 | 1.39 | 0.00187 | -0.056 | 1.39 | 0.00187 | -0.056 | 1.39 | 0.00187 | -0.056 | DEER:Res:BldgShell_Ins | Annual | 1 |  | PGEDMoMH06CZ04rWtd
ResWin-33-28-00 | ExAnte2018 | Workpaper | 2017-10-17 13:57 | SCG | DMo | MH06 | CZ04 | rWtd | Area-ft2 | 173.92 | 1242 | None | 1.88 | 0.00251 | -0.056 | 1.88 | 0.00251 | -0.056 | 1.88 | 0.00251 | -0.056 | 1.88 | 0.00251 | -0.056 | DEER:Res:BldgShell_Ins | Annual | 1 |  | SCGDMoMH06CZ04rWtd
ResWin-33-28-00 | ExAnte2018 | Workpaper | 2017-10-17 10:19 | Any | DMo | MH06 | CZ04 | rDXGF | Area-ft2 | 173.92 | 1242 | None | 1.95 | 0.00251 | -0.064 | 1.95 | 0.00251 | -0.064 | 1.95 | 0.00251 | -0.064 | 1.95 | 0.00251 | -0.064 | DEER:Res:BldgShell_Ins | Annual | 1 |  | AnyDMoMH06CZ04rDXGF
ResWin-33-28-00 | ExAnte2018 | Workpaper | 2017-10-17 13:57 | PGE | DMo | MH00 | CZ04 | rWtd | Area-ft2 | 173.92 | 1242 | None | 1.33 | 0.00247 | -0.067 | 1.33 | 0.00247 | -0.067 | 1.33 | 0.00247 | -0.067 | 1.33 | 0.00247 | -0.067 | DEER:Res:BldgShell_Ins | Annual | 1 |  | PGEDMoMH00CZ04rWtd
ResWin-33-28-00 | ExAnte2018 | Workpaper | 2017-10-17 14:29 | PGE | DMo | Ex | CZ04 | rWtd | Area-ft2 | 185.34 | 1217.3 | None | 2.06 | 0.00321 | 0.045 | 1.5 | 0.00241 | -0.054 | 2.06 | 0.00321 | 0.045 | 1.5 | 0.00241 | -0.054 | DEER:Res:BldgShell_Ins | Annual | 1 |  | PGEDMoExCZ04rWtd
ResWin-33-28-00 | ExAnte2018 | Workpaper | 2017-10-17 10:19 | Any | DMo | MH06 | CZ04 | rNCEH | Area-ft2 | 173.92 | 1242 | None | -0.579 | 2.3e-05 | 0 | -0.579 | 2.3e-05 | 0 | -0.579 | 2.3e-05 | 0 | -0.579 | 2.3e-05 | 0 | DEER:Res:BldgShell_Ins | Annual | 1 |  | AnyDMoMH06CZ04rNCEH
ResWin-33-28-00 | ExAnte2018 | Workpaper | 2017-10-17 10:19 | Any | DMo | MH72 | CZ04 | rDXHP | Area-ft2 | 190.96 | 1196 | None | 3.69 | 0.00494 | 0 | 1.61 | 0.00342 | 0 | 3.69 | 0.00494 | 0 | 1.61 | 0.00342 | 0 | DEER:Res:BldgShell_Ins | Annual | 1 |  | AnyDMoMH72CZ04rDXHP
ResWin-33-28-00 | ExAnte2018 | Workpaper | 2017-10-17 10:19 | Any | DMo | MH00 | CZ04 | rNCGF | Area-ft2 | 173.92 | 1242 | None | 0.042 | 2.3e-05 | -0.076 | 0.042 | 2.3e-05 | -0.076 | 0.042 | 2.3e-05 | -0.076 | 0.042 | 2.3e-05 | -0.076 | DEER:Res:BldgShell_Ins | Annual | 1 |  | AnyDMoMH00CZ04rNCGF
ResWin-33-28-00 | ExAnte2018 | Workpaper | 2017-10-17 13:57 | SCG | DMo | MH00 | CZ04 | rWtd | Area-ft2 | 173.92 | 1242 | None | 1.82 | 0.00333 | -0.066 | 1.82 | 0.00333 | -0.066 | 1.82 | 0.00333 | -0.066 | 1.82 | 0.00333 | -0.066 | DEER:Res:BldgShell_Ins | Annual | 1 |  | SCGDMoMH00CZ04rWtd
ResWin-33-28-00 | ExAnte2018 | Workpaper | 2017-10-17 10:19 | Any | DMo | MH15 | CZ04 | rNCEH | Area-ft2 | 173.92 | 1242 | None | -0.726 | 2.3e-05 | 0 | -0.726 | 2.3e-05 | 0 | -0.726 | 2.3e-05 | 0 | -0.726 | 2.3e-05 | 0 | DEER:Res:BldgShell_Ins | Annual | 1 |  | AnyDMoMH15CZ04rNCEH
ResWin-33-28-00 | ExAnte2018 | Workpaper | 2017-10-17 10:19 | Any | DMo | MH85 | CZ04 | rDXHP | Area-ft2 | 186.32 | 1242 | None | 4.48 | 0.00473 | 0 | 1.64 | 0.0032 | 0 | 4.48 | 0.00473 | 0 | 1.64 | 0.0032 | 0 | DEER:Res:BldgShell_Ins | Annual | 1 |  | AnyDMoMH85CZ04rDXHP
ResWin-33-28-00 | ExAnte2018 | Workpaper | 2017-10-17 10:19 | Any | DMo | MH06 | CZ04 | rDXHP | Area-ft2 | 173.92 | 1242 | None | 1.38 | 0.00254 | 0 | 1.38 | 0.00254 | 0 | 1.38 | 0.00254 | 0 | 1.38 | 0.00254 | 0 | DEER:Res:BldgShell_Ins | Annual | 1 |  | AnyDMoMH06CZ04rDXHP
ResWin-33-28-00 | ExAnte2018 | Workpaper | 2017-10-17 10:19 | Any | DMo | MH15 | CZ04 | rDXHP | Area-ft2 | 173.92 | 1242 | None | 1.32 | 0.00239 | 0 | 1.32 | 0.00239 | 0 | 1.32 | 0.00239 | 0 | 1.32 | 0.00239 | 0 | DEER:Res:BldgShell_Ins | Annual | 1 |  | AnyDMoMH15CZ04rDXHP
ResWin-33-28-00 | ExAnte2018 | Workpaper | 2017-10-17 10:19 | Any | DMo | MH00 | CZ04 | rDXGF | Area-ft2 | 173.92 | 1242 | None | 1.9 | 0.00332 | -0.076 | 1.9 | 0.00332 | -0.076 | 1.9 | 0.00332 | -0.076 | 1.9 | 0.00332 | -0.076 | DEER:Res:BldgShell_Ins | Annual | 1 |  | AnyDMoMH00CZ04rDXGF
ResWin-33-28-00 | ExAnte2018 | Workpaper | 2017-10-17 10:19 | Any | DMo | MH00 | CZ04 | rNCEH | Area-ft2 | 173.92 | 1242 | None | -0.709 | 2.3e-05 | 0 | -0.709 | 2.3e-05 | 0 | -0.709 | 2.3e-05 | 0 | -0.709 | 2.3e-05 | 0 | DEER:Res:BldgShell_Ins | Annual | 1 |  | AnyDMoMH00CZ04rNCEH
ResWin-33-28-00 | ExAnte2018 | Workpaper | 2017-10-17 13:57 | SCG | DMo | MH85 | CZ04 | rWtd | Area-ft2 | 186.32 | 1242 | None | 3.28 | 0.00469 | 0.119 | 2.17 | 0.00318 | -0.061 | 3.28 | 0.00469 | 0.119 | 2.17 | 0.00318 | -0.061 | DEER:Res:BldgShell_Ins | Annual | 1 |  | SCGDMoMH85CZ04rWtd
ResWin-33-28-00 | ExAnte2018 | Workpaper | 2017-10-17 10:19 | Any | DMo | MH85 | CZ04 | rNCGF | Area-ft2 | 186.32 | 1242 | None | 0.162 | 2.7e-05 | 0.133 | 0.046 | 2.1e-05 | -0.07 | 0.162 | 2.7e-05 | 0.133 | 0.046 | 2.1e-05 | -0.07 | DEER:Res:BldgShell_Ins | Annual | 1 |  | AnyDMoMH85CZ04rNCGF
ResWin-33-28-00 | ExAnte2018 | Workpaper | 2017-10-17 13:57 | SCG | DMo | MH72 | CZ04 | rWtd | Area-ft2 | 190.96 | 1196 | None | 2.94 | 0.00487 | 0.077 | 2.07 | 0.00337 | -0.047 | 2.94 | 0.00487 | 0.077 | 2.07 | 0.00337 | -0.047 | DEER:Res:BldgShell_Ins | Annual | 1 |  | SCGDMoMH72CZ04rWtd
ResWin-33-28-00 | ExAnte2018 | Workpaper | 2017-10-17 13:57 | PGE | DMo | MH15 | CZ04 | rWtd | Area-ft2 | 173.92 | 1242 | None | 1.29 | 0.00176 | -0.064 | 1.29 | 0.00176 | -0.064 | 1.29 | 0.00176 | -0.064 | 1.29 | 0.00176 | -0.064 | DEER:Res:BldgShell_Ins | Annual | 1 |  | PGEDMoMH15CZ04rWtd
ResWin-33-28-00 | ExAnte2018 | Workpaper | 2017-10-17 13:57 | SCG | DMo | MH15 | CZ04 | rWtd | Area-ft2 | 173.92 | 1242 | None | 1.75 | 0.00236 | -0.064 | 1.75 | 0.00236 | -0.064 | 1.75 | 0.00236 | -0.064 | 1.75 | 0.00236 | -0.064 | DEER:Res:BldgShell_Ins | Annual | 1 |  | SCGDMoMH15CZ04rWtd
ResWin-33-28-00 | ExAnte2018 | Workpaper | 2017-10-17 10:19 | Any | DMo | MH72 | CZ04 | rDXGF | Area-ft2 | 190.96 | 1196 | None | 2.83 | 0.00486 | 0.088 | 2.14 | 0.00336 | -0.054 | 2.83 | 0.00486 | 0.088 | 2.14 | 0.00336 | -0.054 | DEER:Res:BldgShell_Ins | Annual | 1 |  | AnyDMoMH72CZ04rDXGF
ResWin-33-28-00 | ExAnte2018 | Workpaper | 2017-10-17 10:19 | Any | DMo | MH72 | CZ04 | rNCGF | Area-ft2 | 190.96 | 1196 | None | 0.131 | 3.1e-05 | 0.087 | 0.065 | 2.6e-05 | -0.054 | 0.131 | 3.1e-05 | 0.087 | 0.065 | 2.6e-05 | -0.054 | DEER:Res:BldgShell_Ins | Annual | 1 |  | AnyDMoMH72CZ04rNCGF
ResWin-33-28-00 | ExAnte2018 | Workpaper | 2017-10-17 10:19 | Any | DMo | MH72 | CZ04 | rNCEH | Area-ft2 | 190.96 | 1196 | None | 1.7 | 3.1e-05 | 0 | -0.552 | 2.1e-05 | 0 | 1.7 | 3.1e-05 | 0 | -0.552 | 2.1e-05 | 0 | DEER:Res:BldgShell_Ins | Annual | 1 |  | AnyDMoMH72CZ04rNCEH
ResWin-33-28-00 | ExAnte2018 | Workpaper | 2017-10-17 13:57 | PGE | DMo | MH85 | CZ04 | rWtd | Area-ft2 | 186.32 | 1242 | None | 2.55 | 0.00348 | 0.118 | 1.6 | 0.00237 | -0.061 | 2.55 | 0.00348 | 0.118 | 1.6 | 0.00237 | -0.061 | DEER:Res:BldgShell_Ins | Annual | 1 |  | PGEDMoMH85CZ04rWtd
ResWin-33-28-00 | ExAnte2018 | Workpaper | 2017-10-17 10:19 | Any | DMo | MH15 | CZ04 | rDXGF | Area-ft2 | 173.92 | 1242 | None | 1.81 | 0.00236 | -0.073 | 1.81 | 0.00236 | -0.073 | 1.81 | 0.00236 | -0.073 | 1.81 | 0.00236 | -0.073 | DEER:Res:BldgShell_Ins | Annual | 1 |  | AnyDMoMH15CZ04rDXGF
ResWin-33-28-00 | ExAnte2018 | Workpaper | 2017-10-17 13:57 | SCE | DMo | MH85 | CZ05 | rWtd | Area-ft2 | 186.32 | 1242 | None | 1.05 | 0.00286 | 0.063 | 0.5 | 0.00213 | -0.146 | 1.05 | 0.00286 | 0.063 | 0.5 | 0.00213 | -0.146 | DEER:Res:BldgShell_Ins | Annual | 1 |  | SCEDMoMH85CZ05rWtd
ResWin-33-28-00 | ExAnte2018 | Workpaper | 2017-10-17 10:19 | Any | DMo | MH15 | CZ05 | rDXGF | Area-ft2 | 173.92 | 1242 | None | 0.524 | 0.00177 | -0.167 | 0.524 | 0.00177 | -0.167 | 0.524 | 0.00177 | -0.167 | 0.524 | 0.00177 | -0.167 | DEER:Res:BldgShell_Ins | Annual | 1 |  | AnyDMoMH15CZ05rDXGF
ResWin-33-28-00 | ExAnte2018 | Workpaper | 2017-10-17 13:57 | SCE | DMo | MH00 | CZ05 | rWtd | Area-ft2 | 173.92 | 1242 | None | 0.156 | 0.0018 | -0.187 | 0.156 | 0.0018 | -0.187 | 0.156 | 0.0018 | -0.187 | 0.156 | 0.0018 | -0.187 | DEER:Res:BldgShell_Ins | Annual | 1 |  | SCEDMoMH00CZ05rWtd
ResWin-33-28-00 | ExAnte2018 | Workpaper | 2017-10-17 13:57 | PGE | DMo | MH00 | CZ05 | rWtd | Area-ft2 | 173.92 | 1242 | None | -0.286 | 0.000315 | -0.187 | -0.286 | 0.000315 | -0.187 | -0.286 | 0.000315 | -0.187 | -0.286 | 0.000315 | -0.187 | DEER:Res:BldgShell_Ins | Annual | 1 |  | PGEDMoMH00CZ05rWtd
ResWin-33-28-00 | ExAnte2018 | Workpaper | 2017-10-17 13:57 | SCG | DMo | MH00 | CZ05 | rWtd | Area-ft2 | 173.92 | 1242 | None | -0.185 | 0.000653 | -0.187 | -0.185 | 0.000653 | -0.187 | -0.185 | 0.000653 | -0.187 | -0.185 | 0.000653 | -0.187 | DEER:Res:BldgShell_Ins | Annual | 1 |  | SCGDMoMH00CZ05rWtd
ResWin-33-28-00 | ExAnte2018 | Workpaper | 2017-10-17 10:19 | Any | DMo | MH15 | CZ05 | rDXHP | Area-ft2 | 173.92 | 1242 | None | -0.603 | 0.00174 | 0 | -0.603 | 0.00174 | 0 | -0.603 | 0.00174 | 0 | -0.603 | 0.00174 | 0 | DEER:Res:BldgShell_Ins | Annual | 1 |  | AnyDMoMH15CZ05rDXHP
ResWin-33-28-00 | ExAnte2018 | Workpaper | 2017-10-17 10:19 | Any | DMo | MH00 | CZ05 | rDXGF | Area-ft2 | 173.92 | 1242 | None | 0.468 | 0.00222 | -0.214 | 0.468 | 0.00222 | -0.214 | 0.468 | 0.00222 | -0.214 | 0.468 | 0.00222 | -0.214 | DEER:Res:BldgShell_Ins | Annual | 1 |  | AnyDMoMH00CZ05rDXGF
ResWin-33-28-00 | ExAnte2018 | Workpaper | 2017-10-17 10:19 | Any | DMo | MH06 | CZ05 | rDXGF | Area-ft2 | 173.92 | 1242 | None | 0.561 | 0.00188 | -0.152 | 0.561 | 0.00188 | -0.152 | 0.561 | 0.00188 | -0.152 | 0.561 | 0.00188 | -0.152 | DEER:Res:BldgShell_Ins | Annual | 1 |  | AnyDMoMH06CZ05rDXGF
ResWin-33-28-00 | ExAnte2018 | Workpaper | 2017-10-17 13:57 | SCE | DMo | MH06 | CZ05 | rWtd | Area-ft2 | 173.92 | 1242 | None | 0.291 | 0.00152 | -0.133 | 0.291 | 0.00152 | -0.133 | 0.291 | 0.00152 | -0.133 | 0.291 | 0.00152 | -0.133 | DEER:Res:BldgShell_Ins | Annual | 1 |  | SCEDMoMH06CZ05rWtd
ResWin-33-28-00 | ExAnte2018 | Workpaper | 2017-10-17 13:57 | PGE | DMo | MH06 | CZ05 | rWtd | Area-ft2 | 173.92 | 1242 | None | -0.148 | 0.000269 | -0.133 | -0.148 | 0.000269 | -0.133 | -0.148 | 0.000269 | -0.133 | -0.148 | 0.000269 | -0.133 | DEER:Res:BldgShell_Ins | Annual | 1 |  | PGEDMoMH06CZ05rWtd
ResWin-33-28-00 | ExAnte2018 | Workpaper | 2017-10-17 13:57 | SCG | DMo | MH06 | CZ05 | rWtd | Area-ft2 | 173.92 | 1242 | None | -0.048 | 0.000553 | -0.133 | -0.048 | 0.000553 | -0.133 | -0.048 | 0.000553 | -0.133 | -0.048 | 0.000553 | -0.133 | DEER:Res:BldgShell_Ins | Annual | 1 |  | SCGDMoMH06CZ05rWtd
ResWin-33-28-00 | ExAnte2018 | Workpaper | 2017-10-17 10:19 | Any | DMo | MH85 | CZ05 | rDXGF | Area-ft2 | 186.32 | 1242 | None | 1.14 | 0.00355 | 0.072 | 0.843 | 0.00265 | -0.167 | 1.14 | 0.00355 | 0.072 | 0.843 | 0.00265 | -0.167 | DEER:Res:BldgShell_Ins | Annual | 1 |  | AnyDMoMH85CZ05rDXGF
ResWin-33-28-00 | ExAnte2018 | Workpaper | 2017-10-17 10:19 | Any | DMo | MH06 | CZ05 | rNCGF | Area-ft2 | 173.92 | 1242 | None | 0.014 | 2.3e-05 | -0.152 | 0.014 | 2.3e-05 | -0.152 | 0.014 | 2.3e-05 | -0.152 | 0.014 | 2.3e-05 | -0.152 | DEER:Res:BldgShell_Ins | Annual | 1 |  | AnyDMoMH06CZ05rNCGF
ResWin-33-28-00 | ExAnte2018 | Workpaper | 2017-10-17 10:19 | Any | DMo | MH00 | CZ05 | rNCEH | Area-ft2 | 173.92 | 1242 | None | -2.7 | 2.3e-05 | 0 | -2.7 | 2.3e-05 | 0 | -2.7 | 2.3e-05 | 0 | -2.7 | 2.3e-05 | 0 | DEER:Res:BldgShell_Ins | Annual | 1 |  | AnyDMoMH00CZ05rNCEH
ResWin-33-28-00 | ExAnte2018 | Workpaper | 2017-10-17 10:19 | Any | DMo | MH85 | CZ05 | rNCGF | Area-ft2 | 186.32 | 1242 | None | 0.123 | 2.7e-05 | 0.07 | -0.001 | 2.1e-05 | -0.167 | 0.123 | 2.7e-05 | 0.07 | -0.001 | 2.1e-05 | -0.167 | DEER:Res:BldgShell_Ins | Annual | 1 |  | AnyDMoMH85CZ05rNCGF
ResWin-33-28-00 | ExAnte2018 | Workpaper | 2017-10-17 13:57 | SCE | DMo | MH15 | CZ05 | rWtd | Area-ft2 | 173.92 | 1242 | None | 0.259 | 0.00143 | -0.146 | 0.259 | 0.00143 | -0.146 | 0.259 | 0.00143 | -0.146 | 0.259 | 0.00143 | -0.146 | DEER:Res:BldgShell_Ins | Annual | 1 |  | SCEDMoMH15CZ05rWtd
ResWin-33-28-00 | ExAnte2018 | Workpaper | 2017-10-17 13:57 | PGE | DMo | MH15 | CZ05 | rWtd | Area-ft2 | 173.92 | 1242 | None | -0.179 | 0.000255 | -0.145 | -0.179 | 0.000255 | -0.145 | -0.179 | 0.000255 | -0.145 | -0.179 | 0.000255 | -0.145 | DEER:Res:BldgShell_Ins | Annual | 1 |  | PGEDMoMH15CZ05rWtd
ResWin-33-28-00 | ExAnte2018 | Workpaper | 2017-10-17 13:57 | SCG | DMo | MH15 | CZ05 | rWtd | Area-ft2 | 173.92 | 1242 | None | -0.079 | 0.000524 | -0.146 | -0.079 | 0.000524 | -0.146 | -0.079 | 0.000524 | -0.146 | -0.079 | 0.000524 | -0.146 | DEER:Res:BldgShell_Ins | Annual | 1 |  | SCGDMoMH15CZ05rWtd
ResWin-33-28-00 | ExAnte2018 | Workpaper | 2017-10-17 10:19 | Any | DMo | MH72 | CZ05 | rDXHP | Area-ft2 | 190.96 | 1196 | None | 2.09 | 0.00349 | 0 | -0.157 | 0.00259 | 0 | 2.09 | 0.00349 | 0 | -0.157 | 0.00259 | 0 | DEER:Res:BldgShell_Ins | Annual | 1 |  | AnyDMoMH72CZ05rDXHP
ResWin-33-28-00 | ExAnte2018 | Workpaper | 2017-10-17 10:19 | Any | DMo | MH06 | CZ05 | rNCEH | Area-ft2 | 173.92 | 1242 | None | -1.97 | 2.3e-05 | 0 | -1.97 | 2.3e-05 | 0 | -1.97 | 2.3e-05 | 0 | -1.97 | 2.3e-05 | 0 | DEER:Res:BldgShell_Ins | Annual | 1 |  | AnyDMoMH06CZ05rNCEH
ResWin-33-28-00 | ExAnte2018 | Workpaper | 2017-10-17 10:19 | Any | DMo | MH00 | CZ05 | rNCGF | Area-ft2 | 173.92 | 1242 | None | -0.041 | 2.3e-05 | -0.214 | -0.041 | 2.3e-05 | -0.214 | -0.041 | 2.3e-05 | -0.214 | -0.041 | 2.3e-05 | -0.214 | DEER:Res:BldgShell_Ins | Annual | 1 |  | AnyDMoMH00CZ05rNCGF
ResWin-33-28-00 | ExAnte2018 | Workpaper | 2017-10-17 10:19 | Any | DMo | MH85 | CZ05 | rNCEH | Area-ft2 | 186.32 | 1242 | None | 1.59 | 2.7e-05 | 0 | -2.18 | 2.1e-05 | 0 | 1.59 | 2.7e-05 | 0 | -2.18 | 2.1e-05 | 0 | DEER:Res:BldgShell_Ins | Annual | 1 |  | AnyDMoMH85CZ05rNCEH
ResWin-33-28-00 | ExAnte2018 | Workpaper | 2017-10-17 13:57 | SCE | DMo | MH72 | CZ05 | rWtd | Area-ft2 | 190.96 | 1196 | None | 1.11 | 0.00291 | 0.091 | 0.582 | 0.00221 | -0.11 | 1.11 | 0.00291 | 0.091 | 0.582 | 0.00221 | -0.11 | DEER:Res:BldgShell_Ins | Annual | 1 |  | SCEDMoMH72CZ05rWtd
ResWin-33-28-00 | ExAnte2018 | Workpaper | 2017-10-17 13:57 | PGE | DMo | MH72 | CZ05 | rWtd | Area-ft2 | 190.96 | 1196 | None | 0.531 | 0.000501 | 0.09 | -0.033 | 0.000382 | -0.111 | 0.531 | 0.000501 | 0.09 | -0.033 | 0.000382 | -0.111 | DEER:Res:BldgShell_Ins | Annual | 1 |  | PGEDMoMH72CZ05rWtd
ResWin-33-28-00 | ExAnte2018 | Workpaper | 2017-10-17 13:57 | SCG | DMo | MH72 | CZ05 | rWtd | Area-ft2 | 190.96 | 1196 | None | 0.662 | 0.00105 | 0.09 | 0.108 | 0.000799 | -0.111 | 0.662 | 0.00105 | 0.09 | 0.108 | 0.000799 | -0.111 | DEER:Res:BldgShell_Ins | Annual | 1 |  | SCGDMoMH72CZ05rWtd
ResWin-33-28-00 | ExAnte2018 | Workpaper | 2017-10-17 10:19 | Any | DMo | MH72 | CZ05 | rDXGF | Area-ft2 | 190.96 | 1196 | None | 1.15 | 0.00361 | 0.105 | 0.888 | 0.00275 | -0.126 | 1.15 | 0.00361 | 0.105 | 0.888 | 0.00275 | -0.126 | DEER:Res:BldgShell_Ins | Annual | 1 |  | AnyDMoMH72CZ05rDXGF
ResWin-33-28-00 | ExAnte2018 | Workpaper | 2017-10-17 10:19 | Any | DMo | MH00 | CZ05 | rDXHP | Area-ft2 | 173.92 | 1242 | None | -1.02 | 0.0022 | 0 | -1.02 | 0.0022 | 0 | -1.02 | 0.0022 | 0 | -1.02 | 0.0022 | 0 | DEER:Res:BldgShell_Ins | Annual | 1 |  | AnyDMoMH00CZ05rDXHP
ResWin-33-28-00 | ExAnte2018 | Workpaper | 2017-10-17 13:57 | PGE | DMo | MH85 | CZ05 | rWtd | Area-ft2 | 186.32 | 1242 | None | 0.429 | 0.000494 | 0.061 | -0.146 | 0.000369 | -0.146 | 0.429 | 0.000494 | 0.061 | -0.146 | 0.000369 | -0.146 | DEER:Res:BldgShell_Ins | Annual | 1 |  | PGEDMoMH85CZ05rWtd
ResWin-33-28-00 | ExAnte2018 | Workpaper | 2017-10-17 13:57 | SCG | DMo | MH85 | CZ05 | rWtd | Area-ft2 | 186.32 | 1242 | None | 0.571 | 0.00103 | 0.062 | 0.001 | 0.000771 | -0.146 | 0.571 | 0.00103 | 0.062 | 0.001 | 0.000771 | -0.146 | DEER:Res:BldgShell_Ins | Annual | 1 |  | SCGDMoMH85CZ05rWtd
ResWin-33-28-00 | ExAnte2018 | Workpaper | 2017-10-17 10:19 | Any | DMo | MH72 | CZ05 | rNCGF | Area-ft2 | 190.96 | 1196 | None | 0.151 | 2.6e-05 | 0.102 | 0.034 | 2.1e-05 | -0.127 | 0.151 | 2.6e-05 | 0.102 | 0.034 | 2.1e-05 | -0.127 | DEER:Res:BldgShell_Ins | Annual | 1 |  | AnyDMoMH72CZ05rNCGF
ResWin-33-28-00 | ExAnte2018 | Workpaper | 2017-10-17 10:19 | Any | DMo | MH72 | CZ05 | rNCEH | Area-ft2 | 190.96 | 1196 | None | 2.29 | 2.6e-05 | 0 | -1.47 | 2.1e-05 | 0 | 2.29 | 2.6e-05 | 0 | -1.47 | 2.1e-05 | 0 | DEER:Res:BldgShell_Ins | Annual | 1 |  | AnyDMoMH72CZ05rNCEH
ResWin-33-28-00 | ExAnte2018 | Workpaper | 2017-10-17 10:19 | Any | DMo | MH85 | CZ05 | rDXHP | Area-ft2 | 186.32 | 1242 | None | 1.85 | 0.00342 | 0 | -0.433 | 0.0025 | 0 | 1.85 | 0.00342 | 0 | -0.433 | 0.0025 | 0 | DEER:Res:BldgShell_Ins | Annual | 1 |  | AnyDMoMH85CZ05rDXHP
ResWin-33-28-00 | ExAnte2018 | Workpaper | 2017-10-17 10:19 | Any | DMo | MH06 | CZ05 | rDXHP | Area-ft2 | 173.92 | 1242 | None | -0.605 | 0.0018 | 0 | -0.605 | 0.0018 | 0 | -0.605 | 0.0018 | 0 | -0.605 | 0.0018 | 0 | DEER:Res:BldgShell_Ins | Annual | 1 |  | AnyDMoMH06CZ05rDXHP
ResWin-33-28-00 | ExAnte2018 | Workpaper | 2017-10-17 10:19 | Any | DMo | MH15 | CZ05 | rNCGF | Area-ft2 | 173.92 | 1242 | None | 0.001 | 2.3e-05 | -0.166 | 0.001 | 2.3e-05 | -0.166 | 0.001 | 2.3e-05 | -0.166 | 0.001 | 2.3e-05 | -0.166 | DEER:Res:BldgShell_Ins | Annual | 1 |  | AnyDMoMH15CZ05rNCGF
ResWin-33-28-00 | ExAnte2018 | Workpaper | 2017-10-17 14:29 | PGE | DMo | Ex | CZ05 | rWtd | Area-ft2 | 188.22 | 1213.9 | None | 0.441 | 0.000483 | 0.061 | -0.084 | 0.000372 | -0.126 | 0.441 | 0.000483 | 0.061 | -0.084 | 0.000372 | -0.126 | DEER:Res:BldgShell_Ins | Annual | 1 |  | PGEDMoExCZ05rWtd
ResWin-33-28-00 | ExAnte2018 | Workpaper | 2017-10-17 14:29 | SCE | DMo | Ex | CZ05 | rWtd | Area-ft2 | 179.81 | 1232.8 | None | 0.573 | 0.0021 | -0.062 | 0.358 | 0.00182 | -0.144 | 0.573 | 0.0021 | -0.062 | 0.358 | 0.00182 | -0.144 | DEER:Res:BldgShell_Ins | Annual | 1 |  | SCEDMoExCZ05rWtd
ResWin-33-28-00 | ExAnte2018 | Workpaper | 2017-10-17 14:29 | SCG | DMo | Ex | CZ05 | rWtd | Area-ft2 | 186.04 | 1225 | None | 0.49 | 0.000971 | 0.035 | 0.018 | 0.000756 | -0.137 | 0.49 | 0.000971 | 0.035 | 0.018 | 0.000756 | -0.137 | DEER:Res:BldgShell_Ins | Annual | 1 |  | SCGDMoExCZ05rWtd
ResWin-33-28-00 | ExAnte2018 | Workpaper | 2017-10-17 10:19 | Any | DMo | MH15 | CZ05 | rNCEH | Area-ft2 | 173.92 | 1242 | None | -2.13 | 2.3e-05 | 0 | -2.13 | 2.3e-05 | 0 | -2.13 | 2.3e-05 | 0 | -2.13 | 2.3e-05 | 0 | DEER:Res:BldgShell_Ins | Annual | 1 |  | AnyDMoMH15CZ05rNCEH
ResWin-33-28-00 | ExAnte2018 | Workpaper | 2017-10-17 10:19 | Any | DMo | MH72 | CZ06 | rNCGF | Area-ft2 | 190.96 | 1196 | None | 0.113 | 2.6e-05 | 0.057 | 0.071 | 2.1e-05 | -0.046 | 0.113 | 2.6e-05 | 0.057 | 0.071 | 2.1e-05 | -0.046 | DEER:Res:BldgShell_Ins | Annual | 1 |  | AnyDMoMH72CZ06rNCGF
ResWin-33-28-00 | ExAnte2018 | Workpaper | 2017-10-17 10:19 | Any | DMo | MH15 | CZ06 | rDXHP | Area-ft2 | 173.92 | 1242 | None | 0.953 | 0.00182 | 0 | 0.953 | 0.00182 | 0 | 0.953 | 0.00182 | 0 | 0.953 | 0.00182 | 0 | DEER:Res:BldgShell_Ins | Annual | 1 |  | AnyDMoMH15CZ06rDXHP
ResWin-33-28-00 | ExAnte2018 | Workpaper | 2017-10-17 13:57 | SCE | DMo | MH85 | CZ06 | rWtd | Area-ft2 | 186.32 | 1242 | None | 0.842 | 0.000897 | 0.063 | 0.407 | 0.000634 | -0.067 | 0.842 | 0.000897 | 0.063 | 0.407 | 0.000634 | -0.067 | DEER:Res:BldgShell_Ins | Annual | 1 |  | SCEDMoMH85CZ06rWtd
ResWin-33-28-00 | ExAnte2018 | Workpaper | 2017-10-17 13:57 | SCG | DMo | MH85 | CZ06 | rWtd | Area-ft2 | 186.32 | 1242 | None | 0.579 | 0.000472 | 0.063 | 0.181 | 0.000334 | -0.067 | 0.579 | 0.000472 | 0.063 | 0.181 | 0.000334 | -0.067 | DEER:Res:BldgShell_Ins | Annual | 1 |  | SCGDMoMH85CZ06rWtd
ResWin-33-28-00 | ExAnte2018 | Workpaper | 2017-10-17 10:19 | Any | DMo | MH15 | CZ06 | rNCEH | Area-ft2 | 173.92 | 1242 | None | -0.888 | 1.7e-05 | 0 | -0.888 | 1.7e-05 | 0 | -0.888 | 1.7e-05 | 0 | -0.888 | 1.7e-05 | 0 | DEER:Res:BldgShell_Ins | Annual | 1 |  | AnyDMoMH15CZ06rNCEH
ResWin-33-28-00 | ExAnte2018 | Workpaper | 2017-10-17 10:19 | Any | DMo | MH72 | CZ06 | rNCEH | Area-ft2 | 190.96 | 1196 | None | 1.22 | 2.6e-05 | 0 | -0.498 | 2.1e-05 | 0 | 1.22 | 2.6e-05 | 0 | -0.498 | 2.1e-05 | 0 | DEER:Res:BldgShell_Ins | Annual | 1 |  | AnyDMoMH72CZ06rNCEH
ResWin-33-28-00 | ExAnte2018 | Workpaper | 2017-10-17 10:19 | Any | DMo | MH00 | CZ06 | rDXGF | Area-ft2 | 173.92 | 1242 | None | 1.83 | 0.00243 | -0.091 | 1.83 | 0.00243 | -0.091 | 1.83 | 0.00243 | -0.091 | 1.83 | 0.00243 | -0.091 | DEER:Res:BldgShell_Ins | Annual | 1 |  | AnyDMoMH00CZ06rDXGF
ResWin-33-28-00 | ExAnte2018 | Workpaper | 2017-10-17 10:19 | Any | DMo | MH85 | CZ06 | rNCEH | Area-ft2 | 186.32 | 1242 | None | 1.56 | 2.1e-05 | 0 | -0.776 | 1.6e-05 | 0 | 1.56 | 2.1e-05 | 0 | -0.776 | 1.6e-05 | 0 | DEER:Res:BldgShell_Ins | Annual | 1 |  | AnyDMoMH85CZ06rNCEH
ResWin-33-28-00 | ExAnte2018 | Workpaper | 2017-10-17 13:57 | SCG | DMo | MH06 | CZ06 | rWtd | Area-ft2 | 173.92 | 1242 | None | 0.278 | 0.000261 | -0.011 | 0.278 | 0.000261 | -0.011 | 0.278 | 0.000261 | -0.011 | 0.278 | 0.000261 | -0.011 | DEER:Res:BldgShell_Ins | Annual | 1 |  | SCGDMoMH06CZ06rWtd
ResWin-33-28-00 | ExAnte2018 | Workpaper | 2017-10-17 10:19 | Any | DMo | MH06 | CZ06 | rDXHP | Area-ft2 | 173.92 | 1242 | None | 1.5 | 0.00191 | 0 | 1.5 | 0.00191 | 0 | 1.5 | 0.00191 | 0 | 1.5 | 0.00191 | 0 | DEER:Res:BldgShell_Ins | Annual | 1 |  | AnyDMoMH06CZ06rDXHP
ResWin-33-28-00 | ExAnte2018 | Workpaper | 2017-10-17 13:57 | SCE | DMo | MH06 | CZ06 | rWtd | Area-ft2 | 173.92 | 1242 | None | 0.473 | 0.000492 | -0.011 | 0.473 | 0.000492 | -0.011 | 0.473 | 0.000492 | -0.011 | 0.473 | 0.000492 | -0.011 | DEER:Res:BldgShell_Ins | Annual | 1 |  | SCEDMoMH06CZ06rWtd
ResWin-33-28-00 | ExAnte2018 | Workpaper | 2017-10-17 10:19 | Any | DMo | MH72 | CZ06 | rDXHP | Area-ft2 | 190.96 | 1196 | None | 2.9 | 0.00344 | 0 | 1.62 | 0.0024 | 0 | 2.9 | 0.00344 | 0 | 1.62 | 0.0024 | 0 | DEER:Res:BldgShell_Ins | Annual | 1 |  | AnyDMoMH72CZ06rDXHP
ResWin-33-28-00 | ExAnte2018 | Workpaper | 2017-10-17 10:19 | Any | DMo | MH15 | CZ06 | rDXGF | Area-ft2 | 173.92 | 1242 | None | 1.47 | 0.00177 | -0.082 | 1.47 | 0.00177 | -0.082 | 1.47 | 0.00177 | -0.082 | 1.47 | 0.00177 | -0.082 | DEER:Res:BldgShell_Ins | Annual | 1 |  | AnyDMoMH15CZ06rDXGF
ResWin-33-28-00 | ExAnte2018 | Workpaper | 2017-10-17 10:19 | Any | DMo | MH85 | CZ06 | rDXGF | Area-ft2 | 186.32 | 1242 | None | 2.37 | 0.00347 | 0.073 | 1.85 | 0.00245 | -0.076 | 2.37 | 0.00347 | 0.073 | 1.85 | 0.00245 | -0.076 | DEER:Res:BldgShell_Ins | Annual | 1 |  | AnyDMoMH85CZ06rDXGF
ResWin-33-28-00 | ExAnte2018 | Workpaper | 2017-10-17 10:19 | Any | DMo | MH06 | CZ06 | rNCEH | Area-ft2 | 173.92 | 1242 | None | -0.091 | 1.7e-05 | 0 | -0.091 | 1.7e-05 | 0 | -0.091 | 1.7e-05 | 0 | -0.091 | 1.7e-05 | 0 | DEER:Res:BldgShell_Ins | Annual | 1 |  | AnyDMoMH06CZ06rNCEH
ResWin-33-28-00 | ExAnte2018 | Workpaper | 2017-10-17 10:19 | Any | DMo | MH00 | CZ06 | rNCGF | Area-ft2 | 173.92 | 1242 | None | 0.032 | 1.7e-05 | -0.091 | 0.032 | 1.7e-05 | -0.091 | 0.032 | 1.7e-05 | -0.091 | 0.032 | 1.7e-05 | -0.091 | DEER:Res:BldgShell_Ins | Annual | 1 |  | AnyDMoMH00CZ06rNCGF
ResWin-33-28-00 | ExAnte2018 | Workpaper | 2017-10-17 10:19 | Any | DMo | MH72 | CZ06 | rDXGF | Area-ft2 | 190.96 | 1196 | None | 2.58 | 0.00341 | 0.057 | 2.09 | 0.00238 | -0.047 | 2.58 | 0.00341 | 0.057 | 2.09 | 0.00238 | -0.047 | DEER:Res:BldgShell_Ins | Annual | 1 |  | AnyDMoMH72CZ06rDXGF
ResWin-33-28-00 | ExAnte2018 | Workpaper | 2017-10-17 10:19 | Any | DMo | MH00 | CZ06 | rDXHP | Area-ft2 | 173.92 | 1242 | None | 1.12 | 0.00245 | 0 | 1.12 | 0.00245 | 0 | 1.12 | 0.00245 | 0 | 1.12 | 0.00245 | 0 | DEER:Res:BldgShell_Ins | Annual | 1 |  | AnyDMoMH00CZ06rDXHP
ResWin-33-28-00 | ExAnte2018 | Workpaper | 2017-10-17 13:57 | SCG | DMo | MH00 | CZ06 | rWtd | Area-ft2 | 173.92 | 1242 | None | 0.147 | 0.000332 | -0.08 | 0.147 | 0.000332 | -0.08 | 0.147 | 0.000332 | -0.08 | 0.147 | 0.000332 | -0.08 | DEER:Res:BldgShell_Ins | Annual | 1 |  | SCGDMoMH00CZ06rWtd
ResWin-33-28-00 | ExAnte2018 | Workpaper | 2017-10-17 10:19 | Any | DMo | MH06 | CZ06 | rDXGF | Area-ft2 | 173.92 | 1242 | None | 1.68 | 0.00189 | -0.013 | 1.68 | 0.00189 | -0.013 | 1.68 | 0.00189 | -0.013 | 1.68 | 0.00189 | -0.013 | DEER:Res:BldgShell_Ins | Annual | 1 |  | AnyDMoMH06CZ06rDXGF
ResWin-33-28-00 | ExAnte2018 | Workpaper | 2017-10-17 10:19 | Any | DMo | MH00 | CZ06 | rNCEH | Area-ft2 | 173.92 | 1242 | None | -0.957 | 1.7e-05 | 0 | -0.957 | 1.7e-05 | 0 | -0.957 | 1.7e-05 | 0 | -0.957 | 1.7e-05 | 0 | DEER:Res:BldgShell_Ins | Annual | 1 |  | AnyDMoMH00CZ06rNCEH
ResWin-33-28-00 | ExAnte2018 | Workpaper | 2017-10-17 10:19 | Any | DMo | MH06 | CZ06 | rNCGF | Area-ft2 | 173.92 | 1242 | None | 0.095 | 1.7e-05 | -0.013 | 0.095 | 1.7e-05 | -0.013 | 0.095 | 1.7e-05 | -0.013 | 0.095 | 1.7e-05 | -0.013 | DEER:Res:BldgShell_Ins | Annual | 1 |  | AnyDMoMH06CZ06rNCGF
ResWin-33-28-00 | ExAnte2018 | Workpaper | 2017-10-17 14:29 | SCE | DMo | Ex | CZ06 | rWtd | Area-ft2 | 183.72 | 1221.5 | None | 0.677 | 0.000771 | 0.011 | 0.45 | 0.000606 | -0.053 | 0.677 | 0.000771 | 0.011 | 0.45 | 0.000606 | -0.053 | DEER:Res:BldgShell_Ins | Annual | 1 |  | SCEDMoExCZ06rWtd
ResWin-33-28-00 | ExAnte2018 | Workpaper | 2017-10-17 14:29 | SCG | DMo | Ex | CZ06 | rWtd | Area-ft2 | 180.22 | 1228.5 | None | 0.333 | 0.00037 | -0.015 | 0.205 | 0.000315 | -0.055 | 0.333 | 0.00037 | -0.015 | 0.205 | 0.000315 | -0.055 | DEER:Res:BldgShell_Ins | Annual | 1 |  | SCGDMoExCZ06rWtd
ResWin-33-28-00 | ExAnte2018 | Workpaper | 2017-10-17 13:57 | SCG | DMo | MH72 | CZ06 | rWtd | Area-ft2 | 190.96 | 1196 | None | 0.56 | 0.000467 | 0.05 | 0.265 | 0.000329 | -0.04 | 0.56 | 0.000467 | 0.05 | 0.265 | 0.000329 | -0.04 | DEER:Res:BldgShell_Ins | Annual | 1 |  | SCGDMoMH72CZ06rWtd
ResWin-33-28-00 | ExAnte2018 | Workpaper | 2017-10-17 13:57 | SCE | DMo | MH72 | CZ06 | rWtd | Area-ft2 | 190.96 | 1196 | None | 0.851 | 0.000884 | 0.05 | 0.514 | 0.000619 | -0.04 | 0.851 | 0.000884 | 0.05 | 0.514 | 0.000619 | -0.04 | DEER:Res:BldgShell_Ins | Annual | 1 |  | SCEDMoMH72CZ06rWtd
ResWin-33-28-00 | ExAnte2018 | Workpaper | 2017-10-17 10:19 | Any | DMo | MH15 | CZ06 | rNCGF | Area-ft2 | 173.92 | 1242 | None | 0.039 | 1.7e-05 | -0.082 | 0.039 | 1.7e-05 | -0.082 | 0.039 | 1.7e-05 | -0.082 | 0.039 | 1.7e-05 | -0.082 | DEER:Res:BldgShell_Ins | Annual | 1 |  | AnyDMoMH15CZ06rNCGF
ResWin-33-28-00 | ExAnte2018 | Workpaper | 2017-10-17 10:19 | Any | DMo | MH85 | CZ06 | rDXHP | Area-ft2 | 186.32 | 1242 | None | 2.91 | 0.00355 | 0 | 1.26 | 0.00251 | 0 | 2.91 | 0.00355 | 0 | 1.26 | 0.00251 | 0 | DEER:Res:BldgShell_Ins | Annual | 1 |  | AnyDMoMH85CZ06rDXHP
ResWin-33-28-00 | ExAnte2018 | Workpaper | 2017-10-17 13:57 | SCG | DMo | MH15 | CZ06 | rWtd | Area-ft2 | 173.92 | 1242 | None | 0.116 | 0.000246 | -0.072 | 0.116 | 0.000246 | -0.072 | 0.116 | 0.000246 | -0.072 | 0.116 | 0.000246 | -0.072 | DEER:Res:BldgShell_Ins | Annual | 1 |  | SCGDMoMH15CZ06rWtd
ResWin-33-28-00 | ExAnte2018 | Workpaper | 2017-10-17 13:57 | SCE | DMo | MH15 | CZ06 | rWtd | Area-ft2 | 173.92 | 1242 | None | 0.299 | 0.000463 | -0.072 | 0.299 | 0.000463 | -0.072 | 0.299 | 0.000463 | -0.072 | 0.299 | 0.000463 | -0.072 | DEER:Res:BldgShell_Ins | Annual | 1 |  | SCEDMoMH15CZ06rWtd
ResWin-33-28-00 | ExAnte2018 | Workpaper | 2017-10-17 10:19 | Any | DMo | MH85 | CZ06 | rNCGF | Area-ft2 | 186.32 | 1242 | None | 0.121 | 2.1e-05 | 0.072 | 0.045 | 1.6e-05 | -0.076 | 0.121 | 2.1e-05 | 0.072 | 0.045 | 1.6e-05 | -0.076 | DEER:Res:BldgShell_Ins | Annual | 1 |  | AnyDMoMH85CZ06rNCGF
ResWin-33-28-00 | ExAnte2018 | Workpaper | 2017-10-17 13:57 | SCE | DMo | MH00 | CZ06 | rWtd | Area-ft2 | 173.92 | 1242 | None | 0.373 | 0.000629 | -0.08 | 0.373 | 0.000629 | -0.08 | 0.373 | 0.000629 | -0.08 | 0.373 | 0.000629 | -0.08 | DEER:Res:BldgShell_Ins | Annual | 1 |  | SCEDMoMH00CZ06rWtd
ResWin-33-28-00 | ExAnte2018 | Workpaper | 2017-10-17 10:19 | Any | DMo | MH15 | CZ07 | rDXGF | Area-ft2 | 173.92 | 1242 | None | 2.14 | 0.00167 | -0.054 | 2.14 | 0.00167 | -0.054 | 2.14 | 0.00167 | -0.054 | 2.14 | 0.00167 | -0.054 | DEER:Res:BldgShell_Ins | Annual | 1 |  | AnyDMoMH15CZ07rDXGF
ResWin-33-28-00 | ExAnte2018 | Workpaper | 2017-10-17 13:57 | SDG | DMo | MH15 | CZ07 | rWtd | Area-ft2 | 173.92 | 1242 | None | 0.44 | 0.00038 | -0.047 | 0.44 | 0.00038 | -0.047 | 0.44 | 0.00038 | -0.047 | 0.44 | 0.00038 | -0.047 | DEER:Res:BldgShell_Ins | Annual | 1 |  | SDGDMoMH15CZ07rWtd
ResWin-33-28-00 | ExAnte2018 | Workpaper | 2017-10-17 10:19 | Any | DMo | MH72 | CZ07 | rDXGF | Area-ft2 | 190.96 | 1196 | None | 2.71 | 0.00302 | 0.021 | 2.27 | 0.00219 | -0.06 | 2.71 | 0.00302 | 0.021 | 2.27 | 0.00219 | -0.06 | DEER:Res:BldgShell_Ins | Annual | 1 |  | AnyDMoMH72CZ07rDXGF
ResWin-33-28-00 | ExAnte2018 | Workpaper | 2017-10-17 10:19 | Any | DMo | MH72 | CZ07 | rNCGF | Area-ft2 | 190.96 | 1196 | None | 0.107 | 2.1e-05 | 0.021 | 0.076 | 2.1e-05 | -0.06 | 0.107 | 2.1e-05 | 0.021 | 0.076 | 2.1e-05 | -0.06 | DEER:Res:BldgShell_Ins | Annual | 1 |  | AnyDMoMH72CZ07rNCGF
ResWin-33-28-00 | ExAnte2018 | Workpaper | 2017-10-17 10:19 | Any | DMo | MH00 | CZ07 | rNCEH | Area-ft2 | 173.92 | 1242 | None | -1.2 | 1.7e-05 | 0 | -1.2 | 1.7e-05 | 0 | -1.2 | 1.7e-05 | 0 | -1.2 | 1.7e-05 | 0 | DEER:Res:BldgShell_Ins | Annual | 1 |  | AnyDMoMH00CZ07rNCEH
ResWin-33-28-00 | ExAnte2018 | Workpaper | 2017-10-17 10:19 | Any | DMo | MH06 | CZ07 | rNCEH | Area-ft2 | 173.92 | 1242 | None | -0.738 | 1.7e-05 | 0 | -0.738 | 1.7e-05 | 0 | -0.738 | 1.7e-05 | 0 | -0.738 | 1.7e-05 | 0 | DEER:Res:BldgShell_Ins | Annual | 1 |  | AnyDMoMH06CZ07rNCEH
ResWin-33-28-00 | ExAnte2018 | Workpaper | 2017-10-17 14:29 | SDG | DMo | Ex | CZ07 | rWtd | Area-ft2 | 188.09 | 1211.6 | None | 0.685 | 0.000663 | 0.008 | 0.434 | 0.000498 | -0.06 | 0.685 | 0.000663 | 0.008 | 0.434 | 0.000498 | -0.06 | DEER:Res:BldgShell_Ins | Annual | 1 |  | SDGDMoExCZ07rWtd
ResWin-33-28-00 | ExAnte2018 | Workpaper | 2017-10-17 10:19 | Any | DMo | MH15 | CZ07 | rDXHP | Area-ft2 | 173.92 | 1242 | None | 1.84 | 0.00172 | 0 | 1.84 | 0.00172 | 0 | 1.84 | 0.00172 | 0 | 1.84 | 0.00172 | 0 | DEER:Res:BldgShell_Ins | Annual | 1 |  | AnyDMoMH15CZ07rDXHP
ResWin-33-28-00 | ExAnte2018 | Workpaper | 2017-10-17 10:19 | Any | DMo | MH85 | CZ07 | rNCGF | Area-ft2 | 186.32 | 1242 | None | 0.103 | 2.1e-05 | 0.019 | 0.05 | 1.6e-05 | -0.086 | 0.103 | 2.1e-05 | 0.019 | 0.05 | 1.6e-05 | -0.086 | DEER:Res:BldgShell_Ins | Annual | 1 |  | AnyDMoMH85CZ07rNCGF
ResWin-33-28-00 | ExAnte2018 | Workpaper | 2017-10-17 10:19 | Any | DMo | MH00 | CZ07 | rNCGF | Area-ft2 | 173.92 | 1242 | None | 0.033 | 1.7e-05 | -0.103 | 0.033 | 1.7e-05 | -0.103 | 0.033 | 1.7e-05 | -0.103 | 0.033 | 1.7e-05 | -0.103 | DEER:Res:BldgShell_Ins | Annual | 1 |  | AnyDMoMH00CZ07rNCGF
ResWin-33-28-00 | ExAnte2018 | Workpaper | 2017-10-17 10:19 | Any | DMo | MH15 | CZ07 | rNCEH | Area-ft2 | 173.92 | 1242 | None | -0.741 | 1.7e-05 | 0 | -0.741 | 1.7e-05 | 0 | -0.741 | 1.7e-05 | 0 | -0.741 | 1.7e-05 | 0 | DEER:Res:BldgShell_Ins | Annual | 1 |  | AnyDMoMH15CZ07rNCEH
ResWin-33-28-00 | ExAnte2018 | Workpaper | 2017-10-17 13:57 | SDG | DMo | MH85 | CZ07 | rWtd | Area-ft2 | 186.32 | 1242 | None | 0.717 | 0.00069 | 0.017 | 0.391 | 0.000502 | -0.075 | 0.717 | 0.00069 | 0.017 | 0.391 | 0.000502 | -0.075 | DEER:Res:BldgShell_Ins | Annual | 1 |  | SDGDMoMH85CZ07rWtd
ResWin-33-28-00 | ExAnte2018 | Workpaper | 2017-10-17 13:57 | SDG | DMo | MH72 | CZ07 | rWtd | Area-ft2 | 190.96 | 1196 | None | 0.729 | 0.000679 | 0.018 | 0.465 | 0.000497 | -0.053 | 0.729 | 0.000679 | 0.018 | 0.465 | 0.000497 | -0.053 | DEER:Res:BldgShell_Ins | Annual | 1 |  | SDGDMoMH72CZ07rWtd
ResWin-33-28-00 | ExAnte2018 | Workpaper | 2017-10-17 10:19 | Any | DMo | MH00 | CZ07 | rDXGF | Area-ft2 | 173.92 | 1242 | None | 1.68 | 0.00242 | -0.102 | 1.68 | 0.00242 | -0.102 | 1.68 | 0.00242 | -0.102 | 1.68 | 0.00242 | -0.102 | DEER:Res:BldgShell_Ins | Annual | 1 |  | AnyDMoMH00CZ07rDXGF
ResWin-33-28-00 | ExAnte2018 | Workpaper | 2017-10-17 10:19 | Any | DMo | MH06 | CZ07 | rDXGF | Area-ft2 | 173.92 | 1242 | None | 2.44 | 0.00184 | -0.047 | 2.44 | 0.00184 | -0.047 | 2.44 | 0.00184 | -0.047 | 2.44 | 0.00184 | -0.047 | DEER:Res:BldgShell_Ins | Annual | 1 |  | AnyDMoMH06CZ07rDXGF
ResWin-33-28-00 | ExAnte2018 | Workpaper | 2017-10-17 10:19 | Any | DMo | MH85 | CZ07 | rDXGF | Area-ft2 | 186.32 | 1242 | None | 2.64 | 0.00307 | 0.02 | 2.16 | 0.00223 | -0.085 | 2.64 | 0.00307 | 0.02 | 2.16 | 0.00223 | -0.085 | DEER:Res:BldgShell_Ins | Annual | 1 |  | AnyDMoMH85CZ07rDXGF
ResWin-33-28-00 | ExAnte2018 | Workpaper | 2017-10-17 10:19 | Any | DMo | MH85 | CZ07 | rNCEH | Area-ft2 | 186.32 | 1242 | None | 0.708 | 2.1e-05 | 0 | -0.997 | 1.6e-05 | 0 | 0.708 | 2.1e-05 | 0 | -0.997 | 1.6e-05 | 0 | DEER:Res:BldgShell_Ins | Annual | 1 |  | AnyDMoMH85CZ07rNCEH
ResWin-33-28-00 | ExAnte2018 | Workpaper | 2017-10-17 10:19 | Any | DMo | MH06 | CZ07 | rNCGF | Area-ft2 | 173.92 | 1242 | None | 0.08 | 1.7e-05 | -0.048 | 0.08 | 1.7e-05 | -0.048 | 0.08 | 1.7e-05 | -0.048 | 0.08 | 1.7e-05 | -0.048 | DEER:Res:BldgShell_Ins | Annual | 1 |  | AnyDMoMH06CZ07rNCGF
ResWin-33-28-00 | ExAnte2018 | Workpaper | 2017-10-17 10:19 | Any | DMo | MH15 | CZ07 | rNCGF | Area-ft2 | 173.92 | 1242 | None | 0.076 | 1.7e-05 | -0.054 | 0.076 | 1.7e-05 | -0.054 | 0.076 | 1.7e-05 | -0.054 | 0.076 | 1.7e-05 | -0.054 | DEER:Res:BldgShell_Ins | Annual | 1 |  | AnyDMoMH15CZ07rNCGF
ResWin-33-28-00 | ExAnte2018 | Workpaper | 2017-10-17 13:57 | SDG | DMo | MH06 | CZ07 | rWtd | Area-ft2 | 173.92 | 1242 | None | 0.506 | 0.000417 | -0.042 | 0.506 | 0.000417 | -0.042 | 0.506 | 0.000417 | -0.042 | 0.506 | 0.000417 | -0.042 | DEER:Res:BldgShell_Ins | Annual | 1 |  | SDGDMoMH06CZ07rWtd
ResWin-33-28-00 | ExAnte2018 | Workpaper | 2017-10-17 10:19 | Any | DMo | MH00 | CZ07 | rDXHP | Area-ft2 | 173.92 | 1242 | None | 0.829 | 0.00261 | 0 | 0.829 | 0.00261 | 0 | 0.829 | 0.00261 | 0 | 0.829 | 0.00261 | 0 | DEER:Res:BldgShell_Ins | Annual | 1 |  | AnyDMoMH00CZ07rDXHP
ResWin-33-28-00 | ExAnte2018 | Workpaper | 2017-10-17 13:57 | SDG | DMo | MH00 | CZ07 | rWtd | Area-ft2 | 173.92 | 1242 | None | 0.25 | 0.000548 | -0.09 | 0.25 | 0.000548 | -0.09 | 0.25 | 0.000548 | -0.09 | 0.25 | 0.000548 | -0.09 | DEER:Res:BldgShell_Ins | Annual | 1 |  | SDGDMoMH00CZ07rWtd
ResWin-33-28-00 | ExAnte2018 | Workpaper | 2017-10-17 10:19 | Any | DMo | MH06 | CZ07 | rDXHP | Area-ft2 | 173.92 | 1242 | None | 2.04 | 0.00186 | 0 | 2.04 | 0.00186 | 0 | 2.04 | 0.00186 | 0 | 2.04 | 0.00186 | 0 | DEER:Res:BldgShell_Ins | Annual | 1 |  | AnyDMoMH06CZ07rDXHP
ResWin-33-28-00 | ExAnte2018 | Workpaper | 2017-10-17 10:19 | Any | DMo | MH85 | CZ07 | rDXHP | Area-ft2 | 186.32 | 1242 | None | 2.63 | 0.00311 | 0 | 1.48 | 0.00227 | 0 | 2.63 | 0.00311 | 0 | 1.48 | 0.00227 | 0 | DEER:Res:BldgShell_Ins | Annual | 1 |  | AnyDMoMH85CZ07rDXHP
ResWin-33-28-00 | ExAnte2018 | Workpaper | 2017-10-17 10:19 | Any | DMo | MH72 | CZ07 | rDXHP | Area-ft2 | 190.96 | 1196 | None | 2.74 | 0.00308 | 0 | 1.77 | 0.00224 | 0 | 2.74 | 0.00308 | 0 | 1.77 | 0.00224 | 0 | DEER:Res:BldgShell_Ins | Annual | 1 |  | AnyDMoMH72CZ07rDXHP
ResWin-33-28-00 | ExAnte2018 | Workpaper | 2017-10-17 10:19 | Any | DMo | MH72 | CZ07 | rNCEH | Area-ft2 | 190.96 | 1196 | None | 0.631 | 2.1e-05 | 0 | -0.718 | 2.1e-05 | 0 | 0.631 | 2.1e-05 | 0 | -0.718 | 2.1e-05 | 0 | DEER:Res:BldgShell_Ins | Annual | 1 |  | AnyDMoMH72CZ07rNCEH
ResWin-33-28-00 | ExAnte2018 | Workpaper | 2017-10-17 13:57 | SCG | DMo | MH72 | CZ08 | rWtd | Area-ft2 | 190.96 | 1196 | None | 2.08 | 0.00276 | 0.046 | 1.6 | 0.00188 | -0.034 | 2.08 | 0.00276 | 0.046 | 1.6 | 0.00188 | -0.034 | DEER:Res:BldgShell_Ins | Annual | 1 |  | SCGDMoMH72CZ08rWtd
ResWin-33-28-00 | ExAnte2018 | Workpaper | 2017-10-17 10:19 | Any | DMo | MH15 | CZ08 | rNCEH | Area-ft2 | 173.92 | 1242 | None | -0.44 | 2.3e-05 | 0 | -0.44 | 2.3e-05 | 0 | -0.44 | 2.3e-05 | 0 | -0.44 | 2.3e-05 | 0 | DEER:Res:BldgShell_Ins | Annual | 1 |  | AnyDMoMH15CZ08rNCEH
ResWin-33-28-00 | ExAnte2018 | Workpaper | 2017-10-17 10:19 | Any | DMo | MH85 | CZ08 | rNCGF | Area-ft2 | 186.32 | 1242 | None | 0.119 | 2.7e-05 | 0.057 | 0.06 | 2.1e-05 | -0.059 | 0.119 | 2.7e-05 | 0.057 | 0.06 | 2.1e-05 | -0.059 | DEER:Res:BldgShell_Ins | Annual | 1 |  | AnyDMoMH85CZ08rNCGF
ResWin-33-28-00 | ExAnte2018 | Workpaper | 2017-10-17 13:57 | SCE | DMo | MH00 | CZ08 | rWtd | Area-ft2 | 173.92 | 1242 | None | 1.77 | 0.00217 | -0.061 | 1.77 | 0.00217 | -0.061 | 1.77 | 0.00217 | -0.061 | 1.77 | 0.00217 | -0.061 | DEER:Res:BldgShell_Ins | Annual | 1 |  | SCEDMoMH00CZ08rWtd
ResWin-33-28-00 | ExAnte2018 | Workpaper | 2017-10-17 13:57 | SCG | DMo | MH00 | CZ08 | rWtd | Area-ft2 | 173.92 | 1242 | None | 1.45 | 0.0018 | -0.061 | 1.45 | 0.0018 | -0.061 | 1.45 | 0.0018 | -0.061 | 1.45 | 0.0018 | -0.061 | DEER:Res:BldgShell_Ins | Annual | 1 |  | SCGDMoMH00CZ08rWtd
ResWin-33-28-00 | ExAnte2018 | Workpaper | 2017-10-17 13:57 | SDG | DMo | MH00 | CZ08 | rWtd | Area-ft2 | 173.92 | 1242 | None | 1.33 | 0.00164 | -0.061 | 1.33 | 0.00164 | -0.061 | 1.33 | 0.00164 | -0.061 | 1.33 | 0.00164 | -0.061 | DEER:Res:BldgShell_Ins | Annual | 1 |  | SDGDMoMH00CZ08rWtd
ResWin-33-28-00 | ExAnte2018 | Workpaper | 2017-10-17 13:57 | SCE | DMo | MH06 | CZ08 | rWtd | Area-ft2 | 173.92 | 1242 | None | 2.11 | 0.00182 | -0.038 | 2.11 | 0.00182 | -0.038 | 2.11 | 0.00182 | -0.038 | 2.11 | 0.00182 | -0.038 | DEER:Res:BldgShell_Ins | Annual | 1 |  | SCEDMoMH06CZ08rWtd
ResWin-33-28-00 | ExAnte2018 | Workpaper | 2017-10-17 13:57 | SCG | DMo | MH06 | CZ08 | rWtd | Area-ft2 | 173.92 | 1242 | None | 1.75 | 0.00151 | -0.038 | 1.75 | 0.00151 | -0.038 | 1.75 | 0.00151 | -0.038 | 1.75 | 0.00151 | -0.038 | DEER:Res:BldgShell_Ins | Annual | 1 |  | SCGDMoMH06CZ08rWtd
ResWin-33-28-00 | ExAnte2018 | Workpaper | 2017-10-17 13:57 | SDG | DMo | MH06 | CZ08 | rWtd | Area-ft2 | 173.92 | 1242 | None | 1.6 | 0.00138 | -0.038 | 1.6 | 0.00138 | -0.038 | 1.6 | 0.00138 | -0.038 | 1.6 | 0.00138 | -0.038 | DEER:Res:BldgShell_Ins | Annual | 1 |  | SDGDMoMH06CZ08rWtd
ResWin-33-28-00 | ExAnte2018 | Workpaper | 2017-10-17 13:57 | SCE | DMo | MH15 | CZ08 | rWtd | Area-ft2 | 173.92 | 1242 | None | 1.9 | 0.0017 | -0.037 | 1.9 | 0.0017 | -0.037 | 1.9 | 0.0017 | -0.037 | 1.9 | 0.0017 | -0.037 | DEER:Res:BldgShell_Ins | Annual | 1 |  | SCEDMoMH15CZ08rWtd
ResWin-33-28-00 | ExAnte2018 | Workpaper | 2017-10-17 13:57 | SCG | DMo | MH15 | CZ08 | rWtd | Area-ft2 | 173.92 | 1242 | None | 1.57 | 0.00141 | -0.037 | 1.57 | 0.00141 | -0.037 | 1.57 | 0.00141 | -0.037 | 1.57 | 0.00141 | -0.037 | DEER:Res:BldgShell_Ins | Annual | 1 |  | SCGDMoMH15CZ08rWtd
ResWin-33-28-00 | ExAnte2018 | Workpaper | 2017-10-17 13:57 | SDG | DMo | MH15 | CZ08 | rWtd | Area-ft2 | 173.92 | 1242 | None | 1.44 | 0.00129 | -0.037 | 1.44 | 0.00129 | -0.037 | 1.44 | 0.00129 | -0.037 | 1.44 | 0.00129 | -0.037 | DEER:Res:BldgShell_Ins | Annual | 1 |  | SDGDMoMH15CZ08rWtd
ResWin-33-28-00 | ExAnte2018 | Workpaper | 2017-10-17 13:57 | SCE | DMo | MH72 | CZ08 | rWtd | Area-ft2 | 190.96 | 1196 | None | 2.46 | 0.00333 | 0.046 | 1.93 | 0.00227 | -0.034 | 2.46 | 0.00333 | 0.046 | 1.93 | 0.00227 | -0.034 | DEER:Res:BldgShell_Ins | Annual | 1 |  | SCEDMoMH72CZ08rWtd
ResWin-33-28-00 | ExAnte2018 | Workpaper | 2017-10-17 13:57 | SDG | DMo | MH72 | CZ08 | rWtd | Area-ft2 | 190.96 | 1196 | None | 1.92 | 0.00253 | 0.046 | 1.47 | 0.00172 | -0.034 | 1.92 | 0.00253 | 0.046 | 1.47 | 0.00172 | -0.034 | DEER:Res:BldgShell_Ins | Annual | 1 |  | SDGDMoMH72CZ08rWtd
ResWin-33-28-00 | ExAnte2018 | Workpaper | 2017-10-17 13:57 | SCE | DMo | MH85 | CZ08 | rWtd | Area-ft2 | 186.32 | 1242 | None | 2.69 | 0.00321 | 0.05 | 1.98 | 0.00214 | -0.052 | 2.69 | 0.00321 | 0.05 | 1.98 | 0.00214 | -0.052 | DEER:Res:BldgShell_Ins | Annual | 1 |  | SCEDMoMH85CZ08rWtd
ResWin-33-28-00 | ExAnte2018 | Workpaper | 2017-10-17 13:57 | SCG | DMo | MH85 | CZ08 | rWtd | Area-ft2 | 186.32 | 1242 | None | 2.27 | 0.00266 | 0.05 | 1.64 | 0.00177 | -0.052 | 2.27 | 0.00266 | 0.05 | 1.64 | 0.00177 | -0.052 | DEER:Res:BldgShell_Ins | Annual | 1 |  | SCGDMoMH85CZ08rWtd
ResWin-33-28-00 | ExAnte2018 | Workpaper | 2017-10-17 13:57 | SDG | DMo | MH85 | CZ08 | rWtd | Area-ft2 | 186.32 | 1242 | None | 2.1 | 0.00243 | 0.05 | 1.49 | 0.00162 | -0.052 | 2.1 | 0.00243 | 0.05 | 1.49 | 0.00162 | -0.052 | DEER:Res:BldgShell_Ins | Annual | 1 |  | SDGDMoMH85CZ08rWtd
ResWin-33-28-00 | ExAnte2018 | Workpaper | 2017-10-17 14:29 | SCE | DMo | Ex | CZ08 | rWtd | Area-ft2 | 187.7 | 1213.9 | None | 2.45 | 0.00315 | 0.036 | 1.94 | 0.00221 | -0.041 | 2.45 | 0.00315 | 0.036 | 1.94 | 0.00221 | -0.041 | DEER:Res:BldgShell_Ins | Annual | 1 |  | SCEDMoExCZ08rWtd
ResWin-33-28-00 | ExAnte2018 | Workpaper | 2017-10-17 14:29 | SCG | DMo | Ex | CZ08 | rWtd | Area-ft2 | 186.5 | 1220.9 | None | 2.07 | 0.00255 | 0.032 | 1.61 | 0.00181 | -0.044 | 2.07 | 0.00255 | 0.032 | 1.61 | 0.00181 | -0.044 | DEER:Res:BldgShell_Ins | Annual | 1 |  | SCGDMoExCZ08rWtd
ResWin-33-28-00 | ExAnte2018 | Workpaper | 2017-10-17 14:29 | SDG | DMo | Ex | CZ08 | rWtd | Area-ft2 | 190.94 | 1196.1 | None | 1.92 | 0.00253 | 0.046 | 1.47 | 0.00172 | -0.034 | 1.92 | 0.00253 | 0.046 | 1.47 | 0.00172 | -0.034 | DEER:Res:BldgShell_Ins | Annual | 1 |  | SDGDMoExCZ08rWtd
ResWin-33-28-00 | ExAnte2018 | Workpaper | 2017-10-17 10:19 | Any | DMo | MH15 | CZ08 | rDXGF | Area-ft2 | 173.92 | 1242 | None | 2.41 | 0.00213 | -0.042 | 2.41 | 0.00213 | -0.042 | 2.41 | 0.00213 | -0.042 | 2.41 | 0.00213 | -0.042 | DEER:Res:BldgShell_Ins | Annual | 1 |  | AnyDMoMH15CZ08rDXGF
ResWin-33-28-00 | ExAnte2018 | Workpaper | 2017-10-17 10:19 | Any | DMo | MH15 | CZ08 | rNCGF | Area-ft2 | 173.92 | 1242 | None | 0.074 | 1.7e-05 | -0.042 | 0.074 | 1.7e-05 | -0.042 | 0.074 | 1.7e-05 | -0.042 | 0.074 | 1.7e-05 | -0.042 | DEER:Res:BldgShell_Ins | Annual | 1 |  | AnyDMoMH15CZ08rNCGF
ResWin-33-28-00 | ExAnte2018 | Workpaper | 2017-10-17 10:19 | Any | DMo | MH85 | CZ08 | rDXHP | Area-ft2 | 186.32 | 1242 | None | 3.66 | 0.0041 | 0 | 2.13 | 0.00277 | 0 | 3.66 | 0.0041 | 0 | 2.13 | 0.00277 | 0 | DEER:Res:BldgShell_Ins | Annual | 1 |  | AnyDMoMH85CZ08rDXHP
ResWin-33-28-00 | ExAnte2018 | Workpaper | 2017-10-17 10:19 | Any | DMo | MH06 | CZ08 | rDXHP | Area-ft2 | 173.92 | 1242 | None | 2.4 | 0.00232 | 0 | 2.4 | 0.00232 | 0 | 2.4 | 0.00232 | 0 | 2.4 | 0.00232 | 0 | DEER:Res:BldgShell_Ins | Annual | 1 |  | AnyDMoMH06CZ08rDXHP
ResWin-33-28-00 | ExAnte2018 | Workpaper | 2017-10-17 10:19 | Any | DMo | MH72 | CZ08 | rNCEH | Area-ft2 | 190.96 | 1196 | None | 1.1 | 2.6e-05 | 0 | -0.388 | 2.1e-05 | 0 | 1.1 | 2.6e-05 | 0 | -0.388 | 2.1e-05 | 0 | DEER:Res:BldgShell_Ins | Annual | 1 |  | AnyDMoMH72CZ08rNCEH
ResWin-33-28-00 | ExAnte2018 | Workpaper | 2017-10-17 10:19 | Any | DMo | MH72 | CZ08 | rNCGF | Area-ft2 | 190.96 | 1196 | None | 0.118 | 2.6e-05 | 0.052 | 0.079 | 2.1e-05 | -0.039 | 0.118 | 2.6e-05 | 0.052 | 0.079 | 2.1e-05 | -0.039 | DEER:Res:BldgShell_Ins | Annual | 1 |  | AnyDMoMH72CZ08rNCGF
ResWin-33-28-00 | ExAnte2018 | Workpaper | 2017-10-17 10:19 | Any | DMo | MH00 | CZ08 | rDXHP | Area-ft2 | 173.92 | 1242 | None | 1.79 | 0.00279 | 0 | 1.79 | 0.00279 | 0 | 1.79 | 0.00279 | 0 | 1.79 | 0.00279 | 0 | DEER:Res:BldgShell_Ins | Annual | 1 |  | AnyDMoMH00CZ08rDXHP
ResWin-33-28-00 | ExAnte2018 | Workpaper | 2017-10-17 10:19 | Any | DMo | MH72 | CZ08 | rDXGF | Area-ft2 | 190.96 | 1196 | None | 3 | 0.00418 | 0.052 | 2.47 | 0.00285 | -0.039 | 3 | 0.00418 | 0.052 | 2.47 | 0.00285 | -0.039 | DEER:Res:BldgShell_Ins | Annual | 1 |  | AnyDMoMH72CZ08rDXGF
ResWin-33-28-00 | ExAnte2018 | Workpaper | 2017-10-17 10:19 | Any | DMo | MH06 | CZ08 | rNCEH | Area-ft2 | 173.92 | 1242 | None | -0.492 | 2.3e-05 | 0 | -0.492 | 2.3e-05 | 0 | -0.492 | 2.3e-05 | 0 | -0.492 | 2.3e-05 | 0 | DEER:Res:BldgShell_Ins | Annual | 1 |  | AnyDMoMH06CZ08rNCEH
ResWin-33-28-00 | ExAnte2018 | Workpaper | 2017-10-17 10:19 | Any | DMo | MH00 | CZ08 | rNCGF | Area-ft2 | 173.92 | 1242 | None | 0.051 | 1.7e-05 | -0.07 | 0.051 | 1.7e-05 | -0.07 | 0.051 | 1.7e-05 | -0.07 | 0.051 | 1.7e-05 | -0.07 | DEER:Res:BldgShell_Ins | Annual | 1 |  | AnyDMoMH00CZ08rNCGF
ResWin-33-28-00 | ExAnte2018 | Workpaper | 2017-10-17 10:19 | Any | DMo | MH85 | CZ08 | rNCEH | Area-ft2 | 186.32 | 1242 | None | 1.26 | 2.7e-05 | 0 | -0.617 | 2.1e-05 | 0 | 1.26 | 2.7e-05 | 0 | -0.617 | 2.1e-05 | 0 | DEER:Res:BldgShell_Ins | Annual | 1 |  | AnyDMoMH85CZ08rNCEH
ResWin-33-28-00 | ExAnte2018 | Workpaper | 2017-10-17 10:19 | Any | DMo | MH72 | CZ08 | rDXHP | Area-ft2 | 190.96 | 1196 | None | 3.3 | 0.00427 | 0 | 2.13 | 0.00292 | 0 | 3.3 | 0.00427 | 0 | 2.13 | 0.00292 | 0 | DEER:Res:BldgShell_Ins | Annual | 1 |  | AnyDMoMH72CZ08rDXHP
ResWin-33-28-00 | ExAnte2018 | Workpaper | 2017-10-17 10:19 | Any | DMo | MH06 | CZ08 | rNCGF | Area-ft2 | 173.92 | 1242 | None | 0.074 | 1.7e-05 | -0.043 | 0.074 | 1.7e-05 | -0.043 | 0.074 | 1.7e-05 | -0.043 | 0.074 | 1.7e-05 | -0.043 | DEER:Res:BldgShell_Ins | Annual | 1 |  | AnyDMoMH06CZ08rNCGF
ResWin-33-28-00 | ExAnte2018 | Workpaper | 2017-10-17 10:19 | Any | DMo | MH00 | CZ08 | rNCEH | Area-ft2 | 173.92 | 1242 | None | -0.793 | 2.3e-05 | 0 | -0.793 | 2.3e-05 | 0 | -0.793 | 2.3e-05 | 0 | -0.793 | 2.3e-05 | 0 | DEER:Res:BldgShell_Ins | Annual | 1 |  | AnyDMoMH00CZ08rNCEH
ResWin-33-28-00 | ExAnte2018 | Workpaper | 2017-10-17 10:19 | Any | DMo | MH06 | CZ08 | rDXGF | Area-ft2 | 173.92 | 1242 | None | 2.7 | 0.00229 | -0.043 | 2.7 | 0.00229 | -0.043 | 2.7 | 0.00229 | -0.043 | 2.7 | 0.00229 | -0.043 | DEER:Res:BldgShell_Ins | Annual | 1 |  | AnyDMoMH06CZ08rDXGF
ResWin-33-28-00 | ExAnte2018 | Workpaper | 2017-10-17 10:19 | Any | DMo | MH85 | CZ08 | rDXGF | Area-ft2 | 186.32 | 1242 | None | 3.28 | 0.00403 | 0.057 | 2.56 | 0.00268 | -0.059 | 3.28 | 0.00403 | 0.057 | 2.56 | 0.00268 | -0.059 | DEER:Res:BldgShell_Ins | Annual | 1 |  | AnyDMoMH85CZ08rDXGF
ResWin-33-28-00 | ExAnte2018 | Workpaper | 2017-10-17 10:19 | Any | DMo | MH00 | CZ08 | rDXGF | Area-ft2 | 173.92 | 1242 | None | 2.31 | 0.00272 | -0.07 | 2.31 | 0.00272 | -0.07 | 2.31 | 0.00272 | -0.07 | 2.31 | 0.00272 | -0.07 | DEER:Res:BldgShell_Ins | Annual | 1 |  | AnyDMoMH00CZ08rDXGF
ResWin-33-28-00 | ExAnte2018 | Workpaper | 2017-10-17 10:19 | Any | DMo | MH15 | CZ08 | rDXHP | Area-ft2 | 173.92 | 1242 | None | 2.23 | 0.00215 | 0 | 2.23 | 0.00215 | 0 | 2.23 | 0.00215 | 0 | 2.23 | 0.00215 | 0 | DEER:Res:BldgShell_Ins | Annual | 1 |  | AnyDMoMH15CZ08rDXHP
ResWin-33-28-00 | ExAnte2018 | Workpaper | 2017-10-17 10:19 | Any | DMo | MH72 | CZ09 | rDXHP | Area-ft2 | 190.96 | 1196 | None | 4.53 | 0.00539 | 0 | 2.74 | 0.00348 | 0 | 4.53 | 0.00539 | 0 | 2.74 | 0.00348 | 0 | DEER:Res:BldgShell_Ins | Annual | 1 |  | AnyDMoMH72CZ09rDXHP
ResWin-33-28-00 | ExAnte2018 | Workpaper | 2017-10-17 10:19 | Any | DMo | MH00 | CZ09 | rNCGF | Area-ft2 | 173.92 | 1242 | None | 0.048 | 2.3e-05 | -0.079 | 0.048 | 2.3e-05 | -0.079 | 0.048 | 2.3e-05 | -0.079 | 0.048 | 2.3e-05 | -0.079 | DEER:Res:BldgShell_Ins | Annual | 1 |  | AnyDMoMH00CZ09rNCGF
ResWin-33-28-00 | ExAnte2018 | Workpaper | 2017-10-17 10:19 | Any | DMo | MH72 | CZ09 | rNCEH | Area-ft2 | 190.96 | 1196 | None | 1.48 | 3.1e-05 | 0 | -0.408 | 2.6e-05 | 0 | 1.48 | 3.1e-05 | 0 | -0.408 | 2.6e-05 | 0 | DEER:Res:BldgShell_Ins | Annual | 1 |  | AnyDMoMH72CZ09rNCEH
ResWin-33-28-00 | ExAnte2018 | Workpaper | 2017-10-17 10:19 | Any | DMo | MH06 | CZ09 | rNCEH | Area-ft2 | 173.92 | 1242 | None | -0.756 | 2.3e-05 | 0 | -0.756 | 2.3e-05 | 0 | -0.756 | 2.3e-05 | 0 | -0.756 | 2.3e-05 | 0 | DEER:Res:BldgShell_Ins | Annual | 1 |  | AnyDMoMH06CZ09rNCEH
ResWin-33-28-00 | ExAnte2018 | Workpaper | 2017-10-17 10:19 | Any | DMo | MH15 | CZ09 | rDXGF | Area-ft2 | 173.92 | 1242 | None | 2.41 | 0.00258 | -0.057 | 2.41 | 0.00258 | -0.057 | 2.41 | 0.00258 | -0.057 | 2.41 | 0.00258 | -0.057 | DEER:Res:BldgShell_Ins | Annual | 1 |  | AnyDMoMH15CZ09rDXGF
ResWin-33-28-00 | ExAnte2018 | Workpaper | 2017-10-17 10:19 | Any | DMo | MH15 | CZ09 | rNCGF | Area-ft2 | 173.92 | 1242 | None | 0.066 | 2.3e-05 | -0.057 | 0.066 | 2.3e-05 | -0.057 | 0.066 | 2.3e-05 | -0.057 | 0.066 | 2.3e-05 | -0.057 | DEER:Res:BldgShell_Ins | Annual | 1 |  | AnyDMoMH15CZ09rNCGF
ResWin-33-28-00 | ExAnte2018 | Workpaper | 2017-10-17 10:19 | Any | DMo | MH00 | CZ09 | rNCEH | Area-ft2 | 173.92 | 1242 | None | -0.876 | 2.3e-05 | 0 | -0.876 | 2.3e-05 | 0 | -0.876 | 2.3e-05 | 0 | -0.876 | 2.3e-05 | 0 | DEER:Res:BldgShell_Ins | Annual | 1 |  | AnyDMoMH00CZ09rNCEH
ResWin-33-28-00 | ExAnte2018 | Workpaper | 2017-10-17 10:19 | Any | DMo | MH85 | CZ09 | rNCGF | Area-ft2 | 186.32 | 1242 | None | 0.12 | 2.7e-05 | 0.062 | 0.048 | 2.1e-05 | -0.074 | 0.12 | 2.7e-05 | 0.062 | 0.048 | 2.1e-05 | -0.074 | DEER:Res:BldgShell_Ins | Annual | 1 |  | AnyDMoMH85CZ09rNCGF
ResWin-33-28-00 | ExAnte2018 | Workpaper | 2017-10-17 13:57 | SCG | DMo | MH06 | CZ09 | rWtd | Area-ft2 | 173.92 | 1242 | None | 1.77 | 0.00198 | -0.053 | 1.77 | 0.00198 | -0.053 | 1.77 | 0.00198 | -0.053 | 1.77 | 0.00198 | -0.053 | DEER:Res:BldgShell_Ins | Annual | 1 |  | SCGDMoMH06CZ09rWtd
ResWin-33-28-00 | ExAnte2018 | Workpaper | 2017-10-17 10:19 | Any | DMo | MH06 | CZ09 | rNCGF | Area-ft2 | 173.92 | 1242 | None | 0.064 | 2.3e-05 | -0.06 | 0.064 | 2.3e-05 | -0.06 | 0.064 | 2.3e-05 | -0.06 | 0.064 | 2.3e-05 | -0.06 | DEER:Res:BldgShell_Ins | Annual | 1 |  | AnyDMoMH06CZ09rNCGF
ResWin-33-28-00 | ExAnte2018 | Workpaper | 2017-10-17 10:19 | Any | DMo | MH00 | CZ09 | rDXGF | Area-ft2 | 173.92 | 1242 | None | 2.71 | 0.00344 | -0.079 | 2.71 | 0.00344 | -0.079 | 2.71 | 0.00344 | -0.079 | 2.71 | 0.00344 | -0.079 | DEER:Res:BldgShell_Ins | Annual | 1 |  | AnyDMoMH00CZ09rDXGF
ResWin-33-28-00 | ExAnte2018 | Workpaper | 2017-10-17 10:19 | Any | DMo | MH15 | CZ09 | rDXHP | Area-ft2 | 173.92 | 1242 | None | 2.1 | 0.00262 | 0 | 2.1 | 0.00262 | 0 | 2.1 | 0.00262 | 0 | 2.1 | 0.00262 | 0 | DEER:Res:BldgShell_Ins | Annual | 1 |  | AnyDMoMH15CZ09rDXHP
ResWin-33-28-00 | ExAnte2018 | Workpaper | 2017-10-17 13:57 | SCE | DMo | MH06 | CZ09 | rWtd | Area-ft2 | 173.92 | 1242 | None | 2.03 | 0.00226 | -0.053 | 2.03 | 0.00226 | -0.053 | 2.03 | 0.00226 | -0.053 | 2.03 | 0.00226 | -0.053 | DEER:Res:BldgShell_Ins | Annual | 1 |  | SCEDMoMH06CZ09rWtd
ResWin-33-28-00 | ExAnte2018 | Workpaper | 2017-10-17 10:19 | Any | DMo | MH85 | CZ09 | rNCEH | Area-ft2 | 186.32 | 1242 | None | 1.37 | 2.7e-05 | 0 | -0.847 | 2.1e-05 | 0 | 1.37 | 2.7e-05 | 0 | -0.847 | 2.1e-05 | 0 | DEER:Res:BldgShell_Ins | Annual | 1 |  | AnyDMoMH85CZ09rNCEH
ResWin-33-28-00 | ExAnte2018 | Workpaper | 2017-10-17 10:19 | Any | DMo | MH72 | CZ09 | rNCGF | Area-ft2 | 190.96 | 1196 | None | 0.137 | 2.6e-05 | 0.073 | 0.082 | 2.1e-05 | -0.043 | 0.137 | 2.6e-05 | 0.073 | 0.082 | 2.1e-05 | -0.043 | DEER:Res:BldgShell_Ins | Annual | 1 |  | AnyDMoMH72CZ09rNCGF
ResWin-33-28-00 | ExAnte2018 | Workpaper | 2017-10-17 10:19 | Any | DMo | MH15 | CZ09 | rNCEH | Area-ft2 | 173.92 | 1242 | None | -0.581 | 2.3e-05 | 0 | -0.581 | 2.3e-05 | 0 | -0.581 | 2.3e-05 | 0 | -0.581 | 2.3e-05 | 0 | DEER:Res:BldgShell_Ins | Annual | 1 |  | AnyDMoMH15CZ09rNCEH
ResWin-33-28-00 | ExAnte2018 | Workpaper | 2017-10-17 10:19 | Any | DMo | MH85 | CZ09 | rDXHP | Area-ft2 | 186.32 | 1242 | None | 3.98 | 0.00528 | 0 | 2.11 | 0.00344 | 0 | 3.98 | 0.00528 | 0 | 2.11 | 0.00344 | 0 | DEER:Res:BldgShell_Ins | Annual | 1 |  | AnyDMoMH85CZ09rDXHP
ResWin-33-28-00 | ExAnte2018 | Workpaper | 2017-10-17 13:57 | SCE | DMo | MH00 | CZ09 | rWtd | Area-ft2 | 173.92 | 1242 | None | 2.15 | 0.00283 | -0.069 | 2.15 | 0.00283 | -0.069 | 2.15 | 0.00283 | -0.069 | 2.15 | 0.00283 | -0.069 | DEER:Res:BldgShell_Ins | Annual | 1 |  | SCEDMoMH00CZ09rWtd
ResWin-33-28-00 | ExAnte2018 | Workpaper | 2017-10-17 13:57 | SCG | DMo | MH15 | CZ09 | rWtd | Area-ft2 | 173.92 | 1242 | None | 1.7 | 0.00186 | -0.05 | 1.7 | 0.00186 | -0.05 | 1.7 | 0.00186 | -0.05 | 1.7 | 0.00186 | -0.05 | DEER:Res:BldgShell_Ins | Annual | 1 |  | SCGDMoMH15CZ09rWtd
ResWin-33-28-00 | ExAnte2018 | Workpaper | 2017-10-17 13:57 | SCE | DMo | MH15 | CZ09 | rWtd | Area-ft2 | 173.92 | 1242 | None | 1.94 | 0.00212 | -0.05 | 1.94 | 0.00212 | -0.05 | 1.94 | 0.00212 | -0.05 | 1.94 | 0.00212 | -0.05 | DEER:Res:BldgShell_Ins | Annual | 1 |  | SCEDMoMH15CZ09rWtd
ResWin-33-28-00 | ExAnte2018 | Workpaper | 2017-10-17 10:19 | Any | DMo | MH06 | CZ09 | rDXGF | Area-ft2 | 173.92 | 1242 | None | 2.54 | 0.00275 | -0.06 | 2.54 | 0.00275 | -0.06 | 2.54 | 0.00275 | -0.06 | 2.54 | 0.00275 | -0.06 | DEER:Res:BldgShell_Ins | Annual | 1 |  | AnyDMoMH06CZ09rDXGF
ResWin-33-28-00 | ExAnte2018 | Workpaper | 2017-10-17 13:57 | SCG | DMo | MH00 | CZ09 | rWtd | Area-ft2 | 173.92 | 1242 | None | 1.87 | 0.00247 | -0.069 | 1.87 | 0.00247 | -0.069 | 1.87 | 0.00247 | -0.069 | 1.87 | 0.00247 | -0.069 | DEER:Res:BldgShell_Ins | Annual | 1 |  | SCGDMoMH00CZ09rWtd
ResWin-33-28-00 | ExAnte2018 | Workpaper | 2017-10-17 10:19 | Any | DMo | MH85 | CZ09 | rDXGF | Area-ft2 | 186.32 | 1242 | None | 3.5 | 0.00519 | 0.064 | 2.65 | 0.0034 | -0.074 | 3.5 | 0.00519 | 0.064 | 2.65 | 0.0034 | -0.074 | DEER:Res:BldgShell_Ins | Annual | 1 |  | AnyDMoMH85CZ09rDXGF
ResWin-33-28-00 | ExAnte2018 | Workpaper | 2017-10-17 10:19 | Any | DMo | MH06 | CZ09 | rDXHP | Area-ft2 | 173.92 | 1242 | None | 2.1 | 0.00278 | 0 | 2.1 | 0.00278 | 0 | 2.1 | 0.00278 | 0 | 2.1 | 0.00278 | 0 | DEER:Res:BldgShell_Ins | Annual | 1 |  | AnyDMoMH06CZ09rDXHP
ResWin-33-28-00 | ExAnte2018 | Workpaper | 2017-10-17 13:57 | SCE | DMo | MH85 | CZ09 | rWtd | Area-ft2 | 186.32 | 1242 | None | 2.97 | 0.00427 | 0.056 | 2.11 | 0.0028 | -0.065 | 2.97 | 0.00427 | 0.056 | 2.11 | 0.0028 | -0.065 | DEER:Res:BldgShell_Ins | Annual | 1 |  | SCEDMoMH85CZ09rWtd
ResWin-33-28-00 | ExAnte2018 | Workpaper | 2017-10-17 13:57 | SCG | DMo | MH85 | CZ09 | rWtd | Area-ft2 | 186.32 | 1242 | None | 2.63 | 0.00374 | 0.056 | 1.83 | 0.00245 | -0.065 | 2.63 | 0.00374 | 0.056 | 1.83 | 0.00245 | -0.065 | DEER:Res:BldgShell_Ins | Annual | 1 |  | SCGDMoMH85CZ09rWtd
ResWin-33-28-00 | ExAnte2018 | Workpaper | 2017-10-17 13:57 | SCG | DMo | MH72 | CZ09 | rWtd | Area-ft2 | 190.96 | 1196 | None | 3.02 | 0.00383 | 0.065 | 2.19 | 0.00249 | -0.038 | 3.02 | 0.00383 | 0.065 | 2.19 | 0.00249 | -0.038 | DEER:Res:BldgShell_Ins | Annual | 1 |  | SCGDMoMH72CZ09rWtd
ResWin-33-28-00 | ExAnte2018 | Workpaper | 2017-10-17 13:57 | SCE | DMo | MH72 | CZ09 | rWtd | Area-ft2 | 190.96 | 1196 | None | 3.41 | 0.00437 | 0.065 | 2.5 | 0.00284 | -0.038 | 3.41 | 0.00437 | 0.065 | 2.5 | 0.00284 | -0.038 | DEER:Res:BldgShell_Ins | Annual | 1 |  | SCEDMoMH72CZ09rWtd
ResWin-33-28-00 | ExAnte2018 | Workpaper | 2017-10-17 10:19 | Any | DMo | MH00 | CZ09 | rDXHP | Area-ft2 | 173.92 | 1242 | None | 2.13 | 0.00347 | 0 | 2.13 | 0.00347 | 0 | 2.13 | 0.00347 | 0 | 2.13 | 0.00347 | 0 | DEER:Res:BldgShell_Ins | Annual | 1 |  | AnyDMoMH00CZ09rDXHP
ResWin-33-28-00 | ExAnte2018 | Workpaper | 2017-10-17 14:29 | SCG | DMo | Ex | CZ09 | rWtd | Area-ft2 | 187.39 | 1218.6 | None | 2.75 | 0.00363 | 0.048 | 2.01 | 0.00245 | -0.051 | 2.75 | 0.00363 | 0.048 | 2.01 | 0.00245 | -0.051 | DEER:Res:BldgShell_Ins | Annual | 1 |  | SCGDMoExCZ09rWtd
ResWin-33-28-00 | ExAnte2018 | Workpaper | 2017-10-17 14:29 | SCE | DMo | Ex | CZ09 | rWtd | Area-ft2 | 186.47 | 1216.3 | None | 3.05 | 0.004 | 0.038 | 2.33 | 0.00279 | -0.05 | 3.05 | 0.004 | 0.038 | 2.33 | 0.00279 | -0.05 | DEER:Res:BldgShell_Ins | Annual | 1 |  | SCEDMoExCZ09rWtd
ResWin-33-28-00 | ExAnte2018 | Workpaper | 2017-10-17 10:19 | Any | DMo | MH72 | CZ09 | rDXGF | Area-ft2 | 190.96 | 1196 | None | 4.03 | 0.00532 | 0.074 | 3.09 | 0.00346 | -0.043 | 4.03 | 0.00532 | 0.074 | 3.09 | 0.00346 | -0.043 | DEER:Res:BldgShell_Ins | Annual | 1 |  | AnyDMoMH72CZ09rDXGF
ResWin-33-28-00 | ExAnte2018 | Workpaper | 2017-10-17 10:19 | Any | DMo | MH72 | CZ10 | rDXGF | Area-ft2 | 190.96 | 1196 | None | 3.75 | 0.00593 | 0.052 | 2.83 | 0.00382 | -0.045 | 3.75 | 0.00593 | 0.052 | 2.83 | 0.00382 | -0.045 | DEER:Res:BldgShell_Ins | Annual | 1 |  | AnyDMoMH72CZ10rDXGF
ResWin-33-28-00 | ExAnte2018 | Workpaper | 2017-10-17 10:19 | Any | DMo | MH15 | CZ10 | rNCGF | Area-ft2 | 173.92 | 1242 | None | 0.07 | 2.3e-05 | -0.065 | 0.07 | 2.3e-05 | -0.065 | 0.07 | 2.3e-05 | -0.065 | 0.07 | 2.3e-05 | -0.065 | DEER:Res:BldgShell_Ins | Annual | 1 |  | AnyDMoMH15CZ10rNCGF
ResWin-33-28-00 | ExAnte2018 | Workpaper | 2017-10-17 10:19 | Any | DMo | MH06 | CZ10 | rNCGF | Area-ft2 | 173.92 | 1242 | None | 0.064 | 2.3e-05 | -0.072 | 0.064 | 2.3e-05 | -0.072 | 0.064 | 2.3e-05 | -0.072 | 0.064 | 2.3e-05 | -0.072 | DEER:Res:BldgShell_Ins | Annual | 1 |  | AnyDMoMH06CZ10rNCGF
ResWin-33-28-00 | ExAnte2018 | Workpaper | 2017-10-17 10:19 | Any | DMo | MH00 | CZ10 | rDXHP | Area-ft2 | 173.92 | 1242 | None | 2.89 | 0.0039 | 0 | 2.89 | 0.0039 | 0 | 2.89 | 0.0039 | 0 | 2.89 | 0.0039 | 0 | DEER:Res:BldgShell_Ins | Annual | 1 |  | AnyDMoMH00CZ10rDXHP
ResWin-33-28-00 | ExAnte2018 | Workpaper | 2017-10-17 10:19 | Any | DMo | MH00 | CZ10 | rNCEH | Area-ft2 | 173.92 | 1242 | None | -0.674 | 2.9e-05 | 0 | -0.674 | 2.9e-05 | 0 | -0.674 | 2.9e-05 | 0 | -0.674 | 2.9e-05 | 0 | DEER:Res:BldgShell_Ins | Annual | 1 |  | AnyDMoMH00CZ10rNCEH
ResWin-33-28-00 | ExAnte2018 | Workpaper | 2017-10-17 13:57 | SCE | DMo | MH00 | CZ10 | rWtd | Area-ft2 | 173.92 | 1242 | None | 3.2 | 0.0037 | -0.061 | 3.2 | 0.0037 | -0.061 | 3.2 | 0.0037 | -0.061 | 3.2 | 0.0037 | -0.061 | DEER:Res:BldgShell_Ins | Annual | 1 |  | SCEDMoMH00CZ10rWtd
ResWin-33-28-00 | ExAnte2018 | Workpaper | 2017-10-17 13:57 | SCG | DMo | MH00 | CZ10 | rWtd | Area-ft2 | 173.92 | 1242 | None | 3.26 | 0.00377 | -0.061 | 3.26 | 0.00377 | -0.061 | 3.26 | 0.00377 | -0.061 | 3.26 | 0.00377 | -0.061 | DEER:Res:BldgShell_Ins | Annual | 1 |  | SCGDMoMH00CZ10rWtd
ResWin-33-28-00 | ExAnte2018 | Workpaper | 2017-10-17 13:57 | SCG | DMo | MH06 | CZ10 | rWtd | Area-ft2 | 173.92 | 1242 | None | 2.92 | 0.00297 | -0.063 | 2.92 | 0.00297 | -0.063 | 2.92 | 0.00297 | -0.063 | 2.92 | 0.00297 | -0.063 | DEER:Res:BldgShell_Ins | Annual | 1 |  | SCGDMoMH06CZ10rWtd
ResWin-33-28-00 | ExAnte2018 | Workpaper | 2017-10-17 10:19 | Any | DMo | MH00 | CZ10 | rNCGF | Area-ft2 | 173.92 | 1242 | None | 0.064 | 2.3e-05 | -0.069 | 0.064 | 2.3e-05 | -0.069 | 0.064 | 2.3e-05 | -0.069 | 0.064 | 2.3e-05 | -0.069 | DEER:Res:BldgShell_Ins | Annual | 1 |  | AnyDMoMH00CZ10rNCGF
ResWin-33-28-00 | ExAnte2018 | Workpaper | 2017-10-17 13:57 | SCE | DMo | MH06 | CZ10 | rWtd | Area-ft2 | 173.92 | 1242 | None | 2.87 | 0.00292 | -0.063 | 2.87 | 0.00292 | -0.063 | 2.87 | 0.00292 | -0.063 | 2.87 | 0.00292 | -0.063 | DEER:Res:BldgShell_Ins | Annual | 1 |  | SCEDMoMH06CZ10rWtd
ResWin-33-28-00 | ExAnte2018 | Workpaper | 2017-10-17 13:57 | SDG | DMo | MH72 | CZ10 | rWtd | Area-ft2 | 190.96 | 1196 | None | 3.29 | 0.00509 | 0.046 | 2.39 | 0.00328 | -0.039 | 3.29 | 0.00509 | 0.046 | 2.39 | 0.00328 | -0.039 | DEER:Res:BldgShell_Ins | Annual | 1 |  | SDGDMoMH72CZ10rWtd
ResWin-33-28-00 | ExAnte2018 | Workpaper | 2017-10-17 10:19 | Any | DMo | MH15 | CZ10 | rDXHP | Area-ft2 | 173.92 | 1242 | None | 2.47 | 0.00288 | 0 | 2.47 | 0.00288 | 0 | 2.47 | 0.00288 | 0 | 2.47 | 0.00288 | 0 | DEER:Res:BldgShell_Ins | Annual | 1 |  | AnyDMoMH15CZ10rDXHP
ResWin-33-28-00 | ExAnte2018 | Workpaper | 2017-10-17 10:19 | Any | DMo | MH06 | CZ10 | rNCEH | Area-ft2 | 173.92 | 1242 | None | -0.681 | 2.3e-05 | 0 | -0.681 | 2.3e-05 | 0 | -0.681 | 2.3e-05 | 0 | -0.681 | 2.3e-05 | 0 | DEER:Res:BldgShell_Ins | Annual | 1 |  | AnyDMoMH06CZ10rNCEH
ResWin-33-28-00 | ExAnte2018 | Workpaper | 2017-10-17 13:57 | SCG | DMo | MH85 | CZ10 | rWtd | Area-ft2 | 186.32 | 1242 | None | 4.04 | 0.00582 | 0.071 | 2.84 | 0.00372 | -0.053 | 4.04 | 0.00582 | 0.071 | 2.84 | 0.00372 | -0.053 | DEER:Res:BldgShell_Ins | Annual | 1 |  | SCGDMoMH85CZ10rWtd
ResWin-33-28-00 | ExAnte2018 | Workpaper | 2017-10-17 10:19 | Any | DMo | MH72 | CZ10 | rNCGF | Area-ft2 | 190.96 | 1196 | None | 0.126 | 3.7e-05 | 0.052 | 0.086 | 2.6e-05 | -0.045 | 0.126 | 3.7e-05 | 0.052 | 0.086 | 2.6e-05 | -0.045 | DEER:Res:BldgShell_Ins | Annual | 1 |  | AnyDMoMH72CZ10rNCGF
ResWin-33-28-00 | ExAnte2018 | Workpaper | 2017-10-17 14:29 | SCG | DMo | Ex | CZ10 | rWtd | Area-ft2 | 188.2 | 1221 | None | 3.87 | 0.00576 | 0.057 | 2.79 | 0.00372 | -0.047 | 3.87 | 0.00576 | 0.057 | 2.79 | 0.00372 | -0.047 | DEER:Res:BldgShell_Ins | Annual | 1 |  | SCGDMoExCZ10rWtd
ResWin-33-28-00 | ExAnte2018 | Workpaper | 2017-10-17 13:57 | SDG | DMo | MH85 | CZ10 | rWtd | Area-ft2 | 186.32 | 1242 | None | 3.59 | 0.00512 | 0.071 | 2.49 | 0.00327 | -0.053 | 3.59 | 0.00512 | 0.071 | 2.49 | 0.00327 | -0.053 | DEER:Res:BldgShell_Ins | Annual | 1 |  | SDGDMoMH85CZ10rWtd
ResWin-33-28-00 | ExAnte2018 | Workpaper | 2017-10-17 10:19 | Any | DMo | MH00 | CZ10 | rDXGF | Area-ft2 | 173.92 | 1242 | None | 3.41 | 0.00386 | -0.07 | 3.41 | 0.00386 | -0.07 | 3.41 | 0.00386 | -0.07 | 3.41 | 0.00386 | -0.07 | DEER:Res:BldgShell_Ins | Annual | 1 |  | AnyDMoMH00CZ10rDXGF
ResWin-33-28-00 | ExAnte2018 | Workpaper | 2017-10-17 10:19 | Any | DMo | MH72 | CZ10 | rNCEH | Area-ft2 | 190.96 | 1196 | None | 1.09 | 3.1e-05 | 0 | -0.508 | 2.6e-05 | 0 | 1.09 | 3.1e-05 | 0 | -0.508 | 2.6e-05 | 0 | DEER:Res:BldgShell_Ins | Annual | 1 |  | AnyDMoMH72CZ10rNCEH
ResWin-33-28-00 | ExAnte2018 | Workpaper | 2017-10-17 10:19 | Any | DMo | MH15 | CZ10 | rDXGF | Area-ft2 | 173.92 | 1242 | None | 2.81 | 0.00284 | -0.065 | 2.81 | 0.00284 | -0.065 | 2.81 | 0.00284 | -0.065 | 2.81 | 0.00284 | -0.065 | DEER:Res:BldgShell_Ins | Annual | 1 |  | AnyDMoMH15CZ10rDXGF
ResWin-33-28-00 | ExAnte2018 | Workpaper | 2017-10-17 10:19 | Any | DMo | MH85 | CZ10 | rDXHP | Area-ft2 | 186.32 | 1242 | None | 4.77 | 0.00606 | 0 | 2.53 | 0.00386 | 0 | 4.77 | 0.00606 | 0 | 2.53 | 0.00386 | 0 | DEER:Res:BldgShell_Ins | Annual | 1 |  | AnyDMoMH85CZ10rDXHP
ResWin-33-28-00 | ExAnte2018 | Workpaper | 2017-10-17 13:57 | SCG | DMo | MH72 | CZ10 | rWtd | Area-ft2 | 190.96 | 1196 | None | 3.71 | 0.00579 | 0.046 | 2.72 | 0.00373 | -0.039 | 3.71 | 0.00579 | 0.046 | 2.72 | 0.00373 | -0.039 | DEER:Res:BldgShell_Ins | Annual | 1 |  | SCGDMoMH72CZ10rWtd
ResWin-33-28-00 | ExAnte2018 | Workpaper | 2017-10-17 14:29 | SCE | DMo | Ex | CZ10 | rWtd | Area-ft2 | 188.11 | 1220.2 | None | 3.8 | 0.00563 | 0.055 | 2.74 | 0.00366 | -0.047 | 3.8 | 0.00563 | 0.055 | 2.74 | 0.00366 | -0.047 | DEER:Res:BldgShell_Ins | Annual | 1 |  | SCEDMoExCZ10rWtd
ResWin-33-28-00 | ExAnte2018 | Workpaper | 2017-10-17 10:19 | Any | DMo | MH15 | CZ10 | rNCEH | Area-ft2 | 173.92 | 1242 | None | -0.626 | 2.3e-05 | 0 | -0.626 | 2.3e-05 | 0 | -0.626 | 2.3e-05 | 0 | -0.626 | 2.3e-05 | 0 | DEER:Res:BldgShell_Ins | Annual | 1 |  | AnyDMoMH15CZ10rNCEH
ResWin-33-28-00 | ExAnte2018 | Workpaper | 2017-10-17 13:57 | SDG | DMo | MH06 | CZ10 | rWtd | Area-ft2 | 173.92 | 1242 | None | 2.56 | 0.00261 | -0.063 | 2.56 | 0.00261 | -0.063 | 2.56 | 0.00261 | -0.063 | 2.56 | 0.00261 | -0.063 | DEER:Res:BldgShell_Ins | Annual | 1 |  | SDGDMoMH06CZ10rWtd
ResWin-33-28-00 | ExAnte2018 | Workpaper | 2017-10-17 13:57 | SDG | DMo | MH15 | CZ10 | rWtd | Area-ft2 | 173.92 | 1242 | None | 2.37 | 0.00244 | -0.057 | 2.37 | 0.00244 | -0.057 | 2.37 | 0.00244 | -0.057 | 2.37 | 0.00244 | -0.057 | DEER:Res:BldgShell_Ins | Annual | 1 |  | SDGDMoMH15CZ10rWtd
ResWin-33-28-00 | ExAnte2018 | Workpaper | 2017-10-17 10:19 | Any | DMo | MH85 | CZ10 | rNCGF | Area-ft2 | 186.32 | 1242 | None | 0.144 | 3.2e-05 | 0.08 | 0.07 | 2.7e-05 | -0.06 | 0.144 | 3.2e-05 | 0.08 | 0.07 | 2.7e-05 | -0.06 | DEER:Res:BldgShell_Ins | Annual | 1 |  | AnyDMoMH85CZ10rNCGF
ResWin-33-28-00 | ExAnte2018 | Workpaper | 2017-10-17 10:19 | Any | DMo | MH06 | CZ10 | rDXGF | Area-ft2 | 173.92 | 1242 | None | 3.05 | 0.00304 | -0.072 | 3.05 | 0.00304 | -0.072 | 3.05 | 0.00304 | -0.072 | 3.05 | 0.00304 | -0.072 | DEER:Res:BldgShell_Ins | Annual | 1 |  | AnyDMoMH06CZ10rDXGF
ResWin-33-28-00 | ExAnte2018 | Workpaper | 2017-10-17 13:57 | SCE | DMo | MH15 | CZ10 | rWtd | Area-ft2 | 173.92 | 1242 | None | 2.65 | 0.00273 | -0.057 | 2.65 | 0.00273 | -0.057 | 2.65 | 0.00273 | -0.057 | 2.65 | 0.00273 | -0.057 | DEER:Res:BldgShell_Ins | Annual | 1 |  | SCEDMoMH15CZ10rWtd
ResWin-33-28-00 | ExAnte2018 | Workpaper | 2017-10-17 13:57 | SCE | DMo | MH72 | CZ10 | rWtd | Area-ft2 | 190.96 | 1196 | None | 3.66 | 0.00569 | 0.046 | 2.67 | 0.00367 | -0.039 | 3.66 | 0.00569 | 0.046 | 2.67 | 0.00367 | -0.039 | DEER:Res:BldgShell_Ins | Annual | 1 |  | SCEDMoMH72CZ10rWtd
ResWin-33-28-00 | ExAnte2018 | Workpaper | 2017-10-17 13:57 | SCE | DMo | MH85 | CZ10 | rWtd | Area-ft2 | 186.32 | 1242 | None | 3.98 | 0.00572 | 0.071 | 2.79 | 0.00366 | -0.053 | 3.98 | 0.00572 | 0.071 | 2.79 | 0.00366 | -0.053 | DEER:Res:BldgShell_Ins | Annual | 1 |  | SCEDMoMH85CZ10rWtd
ResWin-33-28-00 | ExAnte2018 | Workpaper | 2017-10-17 14:29 | SDG | DMo | Ex | CZ10 | rWtd | Area-ft2 | 186.19 | 1218.5 | None | 3.27 | 0.00469 | 0.032 | 2.49 | 0.00323 | -0.048 | 3.27 | 0.00469 | 0.032 | 2.49 | 0.00323 | -0.048 | DEER:Res:BldgShell_Ins | Annual | 1 |  | SDGDMoExCZ10rWtd
ResWin-33-28-00 | ExAnte2018 | Workpaper | 2017-10-17 10:19 | Any | DMo | MH06 | CZ10 | rDXHP | Area-ft2 | 173.92 | 1242 | None | 2.6 | 0.00311 | 0 | 2.6 | 0.00311 | 0 | 2.6 | 0.00311 | 0 | 2.6 | 0.00311 | 0 | DEER:Res:BldgShell_Ins | Annual | 1 |  | AnyDMoMH06CZ10rDXHP
ResWin-33-28-00 | ExAnte2018 | Workpaper | 2017-10-17 10:19 | Any | DMo | MH85 | CZ10 | rNCEH | Area-ft2 | 186.32 | 1242 | None | 1.69 | 3.2e-05 | 0 | -0.572 | 2.7e-05 | 0 | 1.69 | 3.2e-05 | 0 | -0.572 | 2.7e-05 | 0 | DEER:Res:BldgShell_Ins | Annual | 1 |  | AnyDMoMH85CZ10rNCEH
ResWin-33-28-00 | ExAnte2018 | Workpaper | 2017-10-17 13:57 | SCG | DMo | MH15 | CZ10 | rWtd | Area-ft2 | 173.92 | 1242 | None | 2.7 | 0.00277 | -0.057 | 2.7 | 0.00277 | -0.057 | 2.7 | 0.00277 | -0.057 | 2.7 | 0.00277 | -0.057 | DEER:Res:BldgShell_Ins | Annual | 1 |  | SCGDMoMH15CZ10rWtd
ResWin-33-28-00 | ExAnte2018 | Workpaper | 2017-10-17 10:19 | Any | DMo | MH85 | CZ10 | rDXGF | Area-ft2 | 186.32 | 1242 | None | 4.05 | 0.00596 | 0.081 | 2.97 | 0.00381 | -0.061 | 4.05 | 0.00596 | 0.081 | 2.97 | 0.00381 | -0.061 | DEER:Res:BldgShell_Ins | Annual | 1 |  | AnyDMoMH85CZ10rDXGF
ResWin-33-28-00 | ExAnte2018 | Workpaper | 2017-10-17 10:19 | Any | DMo | MH72 | CZ10 | rDXHP | Area-ft2 | 190.96 | 1196 | None | 4.2 | 0.00603 | 0 | 2.49 | 0.0039 | 0 | 4.2 | 0.00603 | 0 | 2.49 | 0.0039 | 0 | DEER:Res:BldgShell_Ins | Annual | 1 |  | AnyDMoMH72CZ10rDXHP
ResWin-33-28-00 | ExAnte2018 | Workpaper | 2017-10-17 13:57 | SDG | DMo | MH00 | CZ10 | rWtd | Area-ft2 | 173.92 | 1242 | None | 2.86 | 0.00331 | -0.061 | 2.86 | 0.00331 | -0.061 | 2.86 | 0.00331 | -0.061 | 2.86 | 0.00331 | -0.061 | DEER:Res:BldgShell_Ins | Annual | 1 |  | SDGDMoMH00CZ10rWtd
ResWin-33-28-00 | ExAnte2018 | Workpaper | 2017-10-17 13:57 | PGE | DMo | MH15 | CZ11 | rWtd | Area-ft2 | 173.92 | 1242 | None | 2.62 | 0.00205 | -0.044 | 2.62 | 0.00205 | -0.044 | 2.62 | 0.00205 | -0.044 | 2.62 | 0.00205 | -0.044 | DEER:Res:BldgShell_Ins | Annual | 1 |  | PGEDMoMH15CZ11rWtd
ResWin-33-28-00 | ExAnte2018 | Workpaper | 2017-10-17 13:57 | PGE | DMo | MH72 | CZ11 | rWtd | Area-ft2 | 190.96 | 1196 | None | 4.39 | 0.00427 | 0.114 | 2.97 | 0.00279 | -0.029 | 4.39 | 0.00427 | 0.114 | 2.97 | 0.00279 | -0.029 | DEER:Res:BldgShell_Ins | Annual | 1 |  | PGEDMoMH72CZ11rWtd
ResWin-33-28-00 | ExAnte2018 | Workpaper | 2017-10-17 10:19 | Any | DMo | MH15 | CZ11 | rNCEH | Area-ft2 | 173.92 | 1242 | None | -0.472 | 2.3e-05 | 0 | -0.472 | 2.3e-05 | 0 | -0.472 | 2.3e-05 | 0 | -0.472 | 2.3e-05 | 0 | DEER:Res:BldgShell_Ins | Annual | 1 |  | AnyDMoMH15CZ11rNCEH
ResWin-33-28-00 | ExAnte2018 | Workpaper | 2017-10-17 10:19 | Any | DMo | MH06 | CZ11 | rDXGF | Area-ft2 | 173.92 | 1242 | None | 2.98 | 0.00272 | -0.038 | 2.98 | 0.00272 | -0.038 | 2.98 | 0.00272 | -0.038 | 2.98 | 0.00272 | -0.038 | DEER:Res:BldgShell_Ins | Annual | 1 |  | AnyDMoMH06CZ11rDXGF
ResWin-33-28-00 | ExAnte2018 | Workpaper | 2017-10-17 10:19 | Any | DMo | MH85 | CZ11 | rDXHP | Area-ft2 | 186.32 | 1242 | None | 6.9 | 0.00476 | 0 | 3.2 | 0.00305 | 0 | 6.9 | 0.00476 | 0 | 3.2 | 0.00305 | 0 | DEER:Res:BldgShell_Ins | Annual | 1 |  | AnyDMoMH85CZ11rDXHP
ResWin-33-28-00 | ExAnte2018 | Workpaper | 2017-10-17 10:19 | Any | DMo | MH00 | CZ11 | rDXGF | Area-ft2 | 173.92 | 1242 | None | 3.51 | 0.00324 | -0.04 | 3.51 | 0.00324 | -0.04 | 3.51 | 0.00324 | -0.04 | 3.51 | 0.00324 | -0.04 | DEER:Res:BldgShell_Ins | Annual | 1 |  | AnyDMoMH00CZ11rDXGF
ResWin-33-28-00 | ExAnte2018 | Workpaper | 2017-10-17 10:19 | Any | DMo | MH72 | CZ11 | rNCEH | Area-ft2 | 190.96 | 1196 | None | 2.4 | 2.6e-05 | 0 | -0.229 | 2.1e-05 | 0 | 2.4 | 2.6e-05 | 0 | -0.229 | 2.1e-05 | 0 | DEER:Res:BldgShell_Ins | Annual | 1 |  | AnyDMoMH72CZ11rNCEH
ResWin-33-28-00 | ExAnte2018 | Workpaper | 2017-10-17 10:19 | Any | DMo | MH72 | CZ11 | rDXHP | Area-ft2 | 190.96 | 1196 | None | 5.84 | 0.00466 | 0 | 3.02 | 0.00304 | 0 | 5.84 | 0.00466 | 0 | 3.02 | 0.00304 | 0 | DEER:Res:BldgShell_Ins | Annual | 1 |  | AnyDMoMH72CZ11rDXHP
ResWin-33-28-00 | ExAnte2018 | Workpaper | 2017-10-17 10:19 | Any | DMo | MH06 | CZ11 | rDXHP | Area-ft2 | 173.92 | 1242 | None | 2.72 | 0.00274 | 0 | 2.72 | 0.00274 | 0 | 2.72 | 0.00274 | 0 | 2.72 | 0.00274 | 0 | DEER:Res:BldgShell_Ins | Annual | 1 |  | AnyDMoMH06CZ11rDXHP
ResWin-33-28-00 | ExAnte2018 | Workpaper | 2017-10-17 10:19 | Any | DMo | MH00 | CZ11 | rNCGF | Area-ft2 | 173.92 | 1242 | None | 0.084 | 2.3e-05 | -0.041 | 0.084 | 2.3e-05 | -0.041 | 0.084 | 2.3e-05 | -0.041 | 0.084 | 2.3e-05 | -0.041 | DEER:Res:BldgShell_Ins | Annual | 1 |  | AnyDMoMH00CZ11rNCGF
ResWin-33-28-00 | ExAnte2018 | Workpaper | 2017-10-17 10:19 | Any | DMo | MH72 | CZ11 | rDXGF | Area-ft2 | 190.96 | 1196 | None | 4.54 | 0.0046 | 0.13 | 3.22 | 0.003 | -0.033 | 4.54 | 0.0046 | 0.13 | 3.22 | 0.003 | -0.033 | DEER:Res:BldgShell_Ins | Annual | 1 |  | AnyDMoMH72CZ11rDXGF
ResWin-33-28-00 | ExAnte2018 | Workpaper | 2017-10-17 10:19 | Any | DMo | MH85 | CZ11 | rNCEH | Area-ft2 | 186.32 | 1242 | None | 3.51 | 2.7e-05 | 0 | -0.15 | 2.1e-05 | 0 | 3.51 | 2.7e-05 | 0 | -0.15 | 2.1e-05 | 0 | DEER:Res:BldgShell_Ins | Annual | 1 |  | AnyDMoMH85CZ11rNCEH
ResWin-33-28-00 | ExAnte2018 | Workpaper | 2017-10-17 14:29 | PGE | DMo | Ex | CZ11 | rWtd | Area-ft2 | 187.61 | 1220.5 | None | 4.54 | 0.00421 | 0.128 | 3.07 | 0.0028 | -0.032 | 4.54 | 0.00421 | 0.128 | 3.07 | 0.0028 | -0.032 | DEER:Res:BldgShell_Ins | Annual | 1 |  | PGEDMoExCZ11rWtd
ResWin-33-28-00 | ExAnte2018 | Workpaper | 2017-10-17 10:19 | Any | DMo | MH06 | CZ11 | rNCEH | Area-ft2 | 173.92 | 1242 | None | -0.264 | 2.3e-05 | 0 | -0.264 | 2.3e-05 | 0 | -0.264 | 2.3e-05 | 0 | -0.264 | 2.3e-05 | 0 | DEER:Res:BldgShell_Ins | Annual | 1 |  | AnyDMoMH06CZ11rNCEH
ResWin-33-28-00 | ExAnte2018 | Workpaper | 2017-10-17 10:19 | Any | DMo | MH00 | CZ11 | rNCEH | Area-ft2 | 173.92 | 1242 | None | -0.164 | 2.3e-05 | 0 | -0.164 | 2.3e-05 | 0 | -0.164 | 2.3e-05 | 0 | -0.164 | 2.3e-05 | 0 | DEER:Res:BldgShell_Ins | Annual | 1 |  | AnyDMoMH00CZ11rNCEH
ResWin-33-28-00 | ExAnte2018 | Workpaper | 2017-10-17 10:19 | Any | DMo | MH85 | CZ11 | rNCGF | Area-ft2 | 186.32 | 1242 | None | 0.213 | 2.1e-05 | 0.188 | 0.084 | 2.1e-05 | -0.041 | 0.213 | 2.1e-05 | 0.188 | 0.084 | 2.1e-05 | -0.041 | DEER:Res:BldgShell_Ins | Annual | 1 |  | AnyDMoMH85CZ11rNCGF
ResWin-33-28-00 | ExAnte2018 | Workpaper | 2017-10-17 10:19 | Any | DMo | MH06 | CZ11 | rNCGF | Area-ft2 | 173.92 | 1242 | None | 0.094 | 2.3e-05 | -0.039 | 0.094 | 2.3e-05 | -0.039 | 0.094 | 2.3e-05 | -0.039 | 0.094 | 2.3e-05 | -0.039 | DEER:Res:BldgShell_Ins | Annual | 1 |  | AnyDMoMH06CZ11rNCGF
ResWin-33-28-00 | ExAnte2018 | Workpaper | 2017-10-17 13:57 | PGE | DMo | MH00 | CZ11 | rWtd | Area-ft2 | 173.92 | 1242 | None | 3.23 | 0.00301 | -0.035 | 3.23 | 0.00301 | -0.035 | 3.23 | 0.00301 | -0.035 | 3.23 | 0.00301 | -0.035 | DEER:Res:BldgShell_Ins | Annual | 1 |  | PGEDMoMH00CZ11rWtd
ResWin-33-28-00 | ExAnte2018 | Workpaper | 2017-10-17 10:19 | Any | DMo | MH85 | CZ11 | rDXGF | Area-ft2 | 186.32 | 1242 | None | 5.02 | 0.00469 | 0.191 | 3.45 | 0.00301 | -0.04 | 5.02 | 0.00469 | 0.191 | 3.45 | 0.00301 | -0.04 | DEER:Res:BldgShell_Ins | Annual | 1 |  | AnyDMoMH85CZ11rDXGF
ResWin-33-28-00 | ExAnte2018 | Workpaper | 2017-10-17 10:19 | Any | DMo | MH00 | CZ11 | rDXHP | Area-ft2 | 173.92 | 1242 | None | 3.29 | 0.00331 | 0 | 3.29 | 0.00331 | 0 | 3.29 | 0.00331 | 0 | 3.29 | 0.00331 | 0 | DEER:Res:BldgShell_Ins | Annual | 1 |  | AnyDMoMH00CZ11rDXHP
ResWin-33-28-00 | ExAnte2018 | Workpaper | 2017-10-17 10:19 | Any | DMo | MH15 | CZ11 | rDXHP | Area-ft2 | 173.92 | 1242 | None | 2.61 | 0.00226 | 0 | 2.61 | 0.00226 | 0 | 2.61 | 0.00226 | 0 | 2.61 | 0.00226 | 0 | DEER:Res:BldgShell_Ins | Annual | 1 |  | AnyDMoMH15CZ11rDXHP
ResWin-33-28-00 | ExAnte2018 | Workpaper | 2017-10-17 13:57 | PGE | DMo | MH85 | CZ11 | rWtd | Area-ft2 | 186.32 | 1242 | None | 4.92 | 0.00436 | 0.167 | 3.17 | 0.0028 | -0.035 | 4.92 | 0.00436 | 0.167 | 3.17 | 0.0028 | -0.035 | DEER:Res:BldgShell_Ins | Annual | 1 |  | PGEDMoMH85CZ11rWtd
ResWin-33-28-00 | ExAnte2018 | Workpaper | 2017-10-17 13:57 | PGE | DMo | MH06 | CZ11 | rWtd | Area-ft2 | 173.92 | 1242 | None | 2.74 | 0.00253 | -0.033 | 2.74 | 0.00253 | -0.033 | 2.74 | 0.00253 | -0.033 | 2.74 | 0.00253 | -0.033 | DEER:Res:BldgShell_Ins | Annual | 1 |  | PGEDMoMH06CZ11rWtd
ResWin-33-28-00 | ExAnte2018 | Workpaper | 2017-10-17 10:19 | Any | DMo | MH15 | CZ11 | rDXGF | Area-ft2 | 173.92 | 1242 | None | 2.85 | 0.0022 | -0.05 | 2.85 | 0.0022 | -0.05 | 2.85 | 0.0022 | -0.05 | 2.85 | 0.0022 | -0.05 | DEER:Res:BldgShell_Ins | Annual | 1 |  | AnyDMoMH15CZ11rDXGF
ResWin-33-28-00 | ExAnte2018 | Workpaper | 2017-10-17 10:19 | Any | DMo | MH15 | CZ11 | rNCGF | Area-ft2 | 173.92 | 1242 | None | 0.081 | 2.3e-05 | -0.05 | 0.081 | 2.3e-05 | -0.05 | 0.081 | 2.3e-05 | -0.05 | 0.081 | 2.3e-05 | -0.05 | DEER:Res:BldgShell_Ins | Annual | 1 |  | AnyDMoMH15CZ11rNCGF
ResWin-33-28-00 | ExAnte2018 | Workpaper | 2017-10-17 10:19 | Any | DMo | MH72 | CZ11 | rNCGF | Area-ft2 | 190.96 | 1196 | None | 0.167 | 2.1e-05 | 0.128 | 0.089 | 2.1e-05 | -0.033 | 0.167 | 2.1e-05 | 0.128 | 0.089 | 2.1e-05 | -0.033 | DEER:Res:BldgShell_Ins | Annual | 1 |  | AnyDMoMH72CZ11rNCGF
ResWin-33-28-00 | ExAnte2018 | Workpaper | 2017-10-17 10:19 | Any | DMo | MH00 | CZ12 | rDXGF | Area-ft2 | 173.92 | 1242 | None | 2.89 | 0.003 | -0.027 | 2.89 | 0.003 | -0.027 | 2.89 | 0.003 | -0.027 | 2.89 | 0.003 | -0.027 | DEER:Res:BldgShell_Ins | Annual | 1 |  | AnyDMoMH00CZ12rDXGF
ResWin-33-28-00 | ExAnte2018 | Workpaper | 2017-10-17 10:19 | Any | DMo | MH00 | CZ12 | rNCEH | Area-ft2 | 173.92 | 1242 | None | -0.007 | 2.3e-05 | 0 | -0.007 | 2.3e-05 | 0 | -0.007 | 2.3e-05 | 0 | -0.007 | 2.3e-05 | 0 | DEER:Res:BldgShell_Ins | Annual | 1 |  | AnyDMoMH00CZ12rNCEH
ResWin-33-28-00 | ExAnte2018 | Workpaper | 2017-10-17 10:19 | Any | DMo | MH85 | CZ12 | rDXGF | Area-ft2 | 186.32 | 1242 | None | 3.51 | 0.0045 | 0.189 | 2.5 | 0.0031 | -0.04 | 3.51 | 0.0045 | 0.189 | 2.5 | 0.0031 | -0.04 | DEER:Res:BldgShell_Ins | Annual | 1 |  | AnyDMoMH85CZ12rDXGF
ResWin-33-28-00 | ExAnte2018 | Workpaper | 2017-10-17 10:19 | Any | DMo | MH15 | CZ12 | rDXHP | Area-ft2 | 173.92 | 1242 | None | 2.23 | 0.00217 | 0 | 2.23 | 0.00217 | 0 | 2.23 | 0.00217 | 0 | 2.23 | 0.00217 | 0 | DEER:Res:BldgShell_Ins | Annual | 1 |  | AnyDMoMH15CZ12rDXHP
ResWin-33-28-00 | ExAnte2018 | Workpaper | 2017-10-17 10:19 | Any | DMo | MH72 | CZ12 | rNCGF | Area-ft2 | 190.96 | 1196 | None | 0.176 | 2.6e-05 | 0.148 | 0.087 | 2.1e-05 | -0.024 | 0.176 | 2.6e-05 | 0.148 | 0.087 | 2.1e-05 | -0.024 | DEER:Res:BldgShell_Ins | Annual | 1 |  | AnyDMoMH72CZ12rNCGF
ResWin-33-28-00 | ExAnte2018 | Workpaper | 2017-10-17 13:57 | PGE | DMo | MH00 | CZ12 | rWtd | Area-ft2 | 173.92 | 1242 | None | 2.78 | 0.00291 | -0.024 | 2.78 | 0.00291 | -0.024 | 2.78 | 0.00291 | -0.024 | 2.78 | 0.00291 | -0.024 | DEER:Res:BldgShell_Ins | Annual | 1 |  | PGEDMoMH00CZ12rWtd
ResWin-33-28-00 | ExAnte2018 | Workpaper | 2017-10-17 10:19 | Any | DMo | MH72 | CZ12 | rDXGF | Area-ft2 | 190.96 | 1196 | None | 3.59 | 0.00446 | 0.15 | 2.62 | 0.00303 | -0.024 | 3.59 | 0.00446 | 0.15 | 2.62 | 0.00303 | -0.024 | DEER:Res:BldgShell_Ins | Annual | 1 |  | AnyDMoMH72CZ12rDXGF
ResWin-33-28-00 | ExAnte2018 | Workpaper | 2017-10-17 10:19 | Any | DMo | MH15 | CZ12 | rNCGF | Area-ft2 | 173.92 | 1242 | None | 0.081 | 1.7e-05 | -0.028 | 0.081 | 1.7e-05 | -0.028 | 0.081 | 1.7e-05 | -0.028 | 0.081 | 1.7e-05 | -0.028 | DEER:Res:BldgShell_Ins | Annual | 1 |  | AnyDMoMH15CZ12rNCGF
ResWin-33-28-00 | ExAnte2018 | Workpaper | 2017-10-17 10:19 | Any | DMo | MH85 | CZ12 | rNCGF | Area-ft2 | 186.32 | 1242 | None | 0.2 | 2.7e-05 | 0.186 | 0.071 | 2.1e-05 | -0.04 | 0.2 | 2.7e-05 | 0.186 | 0.071 | 2.1e-05 | -0.04 | DEER:Res:BldgShell_Ins | Annual | 1 |  | AnyDMoMH85CZ12rNCGF
ResWin-33-28-00 | ExAnte2018 | Workpaper | 2017-10-17 14:29 | PGE | DMo | Ex | CZ12 | rWtd | Area-ft2 | 188.1 | 1213.6 | None | 3.57 | 0.00419 | 0.127 | 2.5 | 0.00293 | -0.026 | 3.57 | 0.00419 | 0.127 | 2.5 | 0.00293 | -0.026 | DEER:Res:BldgShell_Ins | Annual | 1 |  | PGEDMoExCZ12rWtd
ResWin-33-28-00 | ExAnte2018 | Workpaper | 2017-10-17 10:19 | Any | DMo | MH06 | CZ12 | rDXGF | Area-ft2 | 173.92 | 1242 | None | 2.56 | 0.00228 | -0.035 | 2.56 | 0.00228 | -0.035 | 2.56 | 0.00228 | -0.035 | 2.56 | 0.00228 | -0.035 | DEER:Res:BldgShell_Ins | Annual | 1 |  | AnyDMoMH06CZ12rDXGF
ResWin-33-28-00 | ExAnte2018 | Workpaper | 2017-10-17 13:57 | PGE | DMo | MH72 | CZ12 | rWtd | Area-ft2 | 190.96 | 1196 | None | 3.66 | 0.00432 | 0.131 | 2.52 | 0.00294 | -0.021 | 3.66 | 0.00432 | 0.131 | 2.52 | 0.00294 | -0.021 | DEER:Res:BldgShell_Ins | Annual | 1 |  | PGEDMoMH72CZ12rWtd
ResWin-33-28-00 | ExAnte2018 | Workpaper | 2017-10-17 13:57 | PGE | DMo | MH06 | CZ12 | rWtd | Area-ft2 | 173.92 | 1242 | None | 2.46 | 0.00221 | -0.031 | 2.46 | 0.00221 | -0.031 | 2.46 | 0.00221 | -0.031 | 2.46 | 0.00221 | -0.031 | DEER:Res:BldgShell_Ins | Annual | 1 |  | PGEDMoMH06CZ12rWtd
ResWin-33-28-00 | ExAnte2018 | Workpaper | 2017-10-17 10:19 | Any | DMo | MH00 | CZ12 | rNCGF | Area-ft2 | 173.92 | 1242 | None | 0.08 | 2.3e-05 | -0.027 | 0.08 | 2.3e-05 | -0.027 | 0.08 | 2.3e-05 | -0.027 | 0.08 | 2.3e-05 | -0.027 | DEER:Res:BldgShell_Ins | Annual | 1 |  | AnyDMoMH00CZ12rNCGF
ResWin-33-28-00 | ExAnte2018 | Workpaper | 2017-10-17 10:19 | Any | DMo | MH85 | CZ12 | rNCEH | Area-ft2 | 186.32 | 1242 | None | 3.4 | 2.7e-05 | 0 | -0.214 | 2.1e-05 | 0 | 3.4 | 2.7e-05 | 0 | -0.214 | 2.1e-05 | 0 | DEER:Res:BldgShell_Ins | Annual | 1 |  | AnyDMoMH85CZ12rNCEH
ResWin-33-28-00 | ExAnte2018 | Workpaper | 2017-10-17 10:19 | Any | DMo | MH72 | CZ12 | rDXHP | Area-ft2 | 190.96 | 1196 | None | 4.98 | 0.00451 | 0 | 2.48 | 0.00309 | 0 | 4.98 | 0.00451 | 0 | 2.48 | 0.00309 | 0 | DEER:Res:BldgShell_Ins | Annual | 1 |  | AnyDMoMH72CZ12rDXHP
ResWin-33-28-00 | ExAnte2018 | Workpaper | 2017-10-17 10:19 | Any | DMo | MH06 | CZ12 | rDXHP | Area-ft2 | 173.92 | 1242 | None | 2.43 | 0.00233 | 0 | 2.43 | 0.00233 | 0 | 2.43 | 0.00233 | 0 | 2.43 | 0.00233 | 0 | DEER:Res:BldgShell_Ins | Annual | 1 |  | AnyDMoMH06CZ12rDXHP
ResWin-33-28-00 | ExAnte2018 | Workpaper | 2017-10-17 13:57 | PGE | DMo | MH15 | CZ12 | rWtd | Area-ft2 | 173.92 | 1242 | None | 2.19 | 0.00204 | -0.025 | 2.19 | 0.00204 | -0.025 | 2.19 | 0.00204 | -0.025 | 2.19 | 0.00204 | -0.025 | DEER:Res:BldgShell_Ins | Annual | 1 |  | PGEDMoMH15CZ12rWtd
ResWin-33-28-00 | ExAnte2018 | Workpaper | 2017-10-17 10:19 | Any | DMo | MH72 | CZ12 | rNCEH | Area-ft2 | 190.96 | 1196 | None | 2.75 | 2.6e-05 | 0 | -0.031 | 2.1e-05 | 0 | 2.75 | 2.6e-05 | 0 | -0.031 | 2.1e-05 | 0 | DEER:Res:BldgShell_Ins | Annual | 1 |  | AnyDMoMH72CZ12rNCEH
ResWin-33-28-00 | ExAnte2018 | Workpaper | 2017-10-17 10:19 | Any | DMo | MH85 | CZ12 | rDXHP | Area-ft2 | 186.32 | 1242 | None | 5.33 | 0.0046 | 0 | 2.32 | 0.00307 | 0 | 5.33 | 0.0046 | 0 | 2.32 | 0.00307 | 0 | DEER:Res:BldgShell_Ins | Annual | 1 |  | AnyDMoMH85CZ12rDXHP
ResWin-33-28-00 | ExAnte2018 | Workpaper | 2017-10-17 10:19 | Any | DMo | MH15 | CZ12 | rDXGF | Area-ft2 | 173.92 | 1242 | None | 2.27 | 0.0021 | -0.028 | 2.27 | 0.0021 | -0.028 | 2.27 | 0.0021 | -0.028 | 2.27 | 0.0021 | -0.028 | DEER:Res:BldgShell_Ins | Annual | 1 |  | AnyDMoMH15CZ12rDXGF
ResWin-33-28-00 | ExAnte2018 | Workpaper | 2017-10-17 10:19 | Any | DMo | MH06 | CZ12 | rNCEH | Area-ft2 | 173.92 | 1242 | None | -0.179 | 1.7e-05 | 0 | -0.179 | 1.7e-05 | 0 | -0.179 | 1.7e-05 | 0 | -0.179 | 1.7e-05 | 0 | DEER:Res:BldgShell_Ins | Annual | 1 |  | AnyDMoMH06CZ12rNCEH
ResWin-33-28-00 | ExAnte2018 | Workpaper | 2017-10-17 13:57 | PGE | DMo | MH85 | CZ12 | rWtd | Area-ft2 | 186.32 | 1242 | None | 3.64 | 0.00437 | 0.165 | 2.4 | 0.003 | -0.035 | 3.64 | 0.00437 | 0.165 | 2.4 | 0.003 | -0.035 | DEER:Res:BldgShell_Ins | Annual | 1 |  | PGEDMoMH85CZ12rWtd
ResWin-33-28-00 | ExAnte2018 | Workpaper | 2017-10-17 10:19 | Any | DMo | MH06 | CZ12 | rNCGF | Area-ft2 | 173.92 | 1242 | None | 0.074 | 1.7e-05 | -0.036 | 0.074 | 1.7e-05 | -0.036 | 0.074 | 1.7e-05 | -0.036 | 0.074 | 1.7e-05 | -0.036 | DEER:Res:BldgShell_Ins | Annual | 1 |  | AnyDMoMH06CZ12rNCGF
ResWin-33-28-00 | ExAnte2018 | Workpaper | 2017-10-17 10:19 | Any | DMo | MH00 | CZ12 | rDXHP | Area-ft2 | 173.92 | 1242 | None | 2.75 | 0.00308 | 0 | 2.75 | 0.00308 | 0 | 2.75 | 0.00308 | 0 | 2.75 | 0.00308 | 0 | DEER:Res:BldgShell_Ins | Annual | 1 |  | AnyDMoMH00CZ12rDXHP
ResWin-33-28-00 | ExAnte2018 | Workpaper | 2017-10-17 10:19 | Any | DMo | MH15 | CZ12 | rNCEH | Area-ft2 | 173.92 | 1242 | None | -0.062 | 1.7e-05 | 0 | -0.062 | 1.7e-05 | 0 | -0.062 | 1.7e-05 | 0 | -0.062 | 1.7e-05 | 0 | DEER:Res:BldgShell_Ins | Annual | 1 |  | AnyDMoMH15CZ12rNCEH
ResWin-33-28-00 | ExAnte2018 | Workpaper | 2017-10-17 10:19 | Any | DMo | MH06 | CZ13 | rNCEH | Area-ft2 | 173.92 | 1242 | None | 0.105 | 2.3e-05 | 0 | 0.105 | 2.3e-05 | 0 | 0.105 | 2.3e-05 | 0 | 0.105 | 2.3e-05 | 0 | DEER:Res:BldgShell_Ins | Annual | 1 |  | AnyDMoMH06CZ13rNCEH
ResWin-33-28-00 | ExAnte2018 | Workpaper | 2017-10-17 10:19 | Any | DMo | MH72 | CZ13 | rNCGF | Area-ft2 | 190.96 | 1196 | None | 0.167 | 2.1e-05 | 0.144 | 0.09 | 1.6e-05 | -0.01 | 0.167 | 2.1e-05 | 0.144 | 0.09 | 1.6e-05 | -0.01 | DEER:Res:BldgShell_Ins | Annual | 1 |  | AnyDMoMH72CZ13rNCGF
ResWin-33-28-00 | ExAnte2018 | Workpaper | 2017-10-17 10:19 | Any | DMo | MH06 | CZ13 | rDXGF | Area-ft2 | 173.92 | 1242 | None | 3.19 | 0.00219 | -0.012 | 3.19 | 0.00219 | -0.012 | 3.19 | 0.00219 | -0.012 | 3.19 | 0.00219 | -0.012 | DEER:Res:BldgShell_Ins | Annual | 1 |  | AnyDMoMH06CZ13rDXGF
ResWin-33-28-00 | ExAnte2018 | Workpaper | 2017-10-17 14:29 | SCE | DMo | Ex | CZ13 | rWtd | Area-ft2 | 189.69 | 1208.5 | None | 4.97 | 0.00409 | 0.131 | 3.38 | 0.00274 | -0.013 | 4.97 | 0.00409 | 0.131 | 3.38 | 0.00274 | -0.013 | DEER:Res:BldgShell_Ins | Annual | 1 |  | SCEDMoExCZ13rWtd
ResWin-33-28-00 | ExAnte2018 | Workpaper | 2017-10-17 10:19 | Any | DMo | MH85 | CZ13 | rNCEH | Area-ft2 | 186.32 | 1242 | None | 2.85 | 2.1e-05 | 0 | -0.137 | 1.6e-05 | 0 | 2.85 | 2.1e-05 | 0 | -0.137 | 1.6e-05 | 0 | DEER:Res:BldgShell_Ins | Annual | 1 |  | AnyDMoMH85CZ13rNCEH
ResWin-33-28-00 | ExAnte2018 | Workpaper | 2017-10-17 14:29 | PGE | DMo | Ex | CZ13 | rWtd | Area-ft2 | 189.08 | 1208.6 | None | 4.61 | 0.00377 | 0.123 | 3.17 | 0.00255 | -0.013 | 4.61 | 0.00377 | 0.123 | 3.17 | 0.00255 | -0.013 | DEER:Res:BldgShell_Ins | Annual | 1 |  | PGEDMoExCZ13rWtd
ResWin-33-28-00 | ExAnte2018 | Workpaper | 2017-10-17 10:19 | Any | DMo | MH00 | CZ13 | rNCGF | Area-ft2 | 173.92 | 1242 | None | 0.072 | 1.7e-05 | -0.028 | 0.072 | 1.7e-05 | -0.028 | 0.072 | 1.7e-05 | -0.028 | 0.072 | 1.7e-05 | -0.028 | DEER:Res:BldgShell_Ins | Annual | 1 |  | AnyDMoMH00CZ13rNCGF
ResWin-33-28-00 | ExAnte2018 | Workpaper | 2017-10-17 10:19 | Any | DMo | MH72 | CZ13 | rDXHP | Area-ft2 | 190.96 | 1196 | None | 6.06 | 0.00419 | 0 | 3.33 | 0.00281 | 0 | 6.06 | 0.00419 | 0 | 3.33 | 0.00281 | 0 | DEER:Res:BldgShell_Ins | Annual | 1 |  | AnyDMoMH72CZ13rDXHP
ResWin-33-28-00 | ExAnte2018 | Workpaper | 2017-10-17 10:19 | Any | DMo | MH06 | CZ13 | rNCGF | Area-ft2 | 173.92 | 1242 | None | 0.087 | 1.7e-05 | -0.013 | 0.087 | 1.7e-05 | -0.013 | 0.087 | 1.7e-05 | -0.013 | 0.087 | 1.7e-05 | -0.013 | DEER:Res:BldgShell_Ins | Annual | 1 |  | AnyDMoMH06CZ13rNCGF
ResWin-33-28-00 | ExAnte2018 | Workpaper | 2017-10-17 10:19 | Any | DMo | MH85 | CZ13 | rNCGF | Area-ft2 | 186.32 | 1242 | None | 0.174 | 2.1e-05 | 0.159 | 0.072 | 1.6e-05 | -0.029 | 0.174 | 2.1e-05 | 0.159 | 0.072 | 1.6e-05 | -0.029 | DEER:Res:BldgShell_Ins | Annual | 1 |  | AnyDMoMH85CZ13rNCGF
ResWin-33-28-00 | ExAnte2018 | Workpaper | 2017-10-17 10:19 | Any | DMo | MH00 | CZ13 | rNCEH | Area-ft2 | 173.92 | 1242 | None | -0.141 | 1.7e-05 | 0 | -0.141 | 1.7e-05 | 0 | -0.141 | 1.7e-05 | 0 | -0.141 | 1.7e-05 | 0 | DEER:Res:BldgShell_Ins | Annual | 1 |  | AnyDMoMH00CZ13rNCEH
ResWin-33-28-00 | ExAnte2018 | Workpaper | 2017-10-17 10:19 | Any | DMo | MH15 | CZ13 | rDXHP | Area-ft2 | 173.92 | 1242 | None | 3 | 0.00207 | 0 | 3 | 0.00207 | 0 | 3 | 0.00207 | 0 | 3 | 0.00207 | 0 | DEER:Res:BldgShell_Ins | Annual | 1 |  | AnyDMoMH15CZ13rDXHP
ResWin-33-28-00 | ExAnte2018 | Workpaper | 2017-10-17 10:19 | Any | DMo | MH00 | CZ13 | rDXHP | Area-ft2 | 173.92 | 1242 | None | 3.57 | 0.00294 | 0 | 3.57 | 0.00294 | 0 | 3.57 | 0.00294 | 0 | 3.57 | 0.00294 | 0 | DEER:Res:BldgShell_Ins | Annual | 1 |  | AnyDMoMH00CZ13rDXHP
ResWin-33-28-00 | ExAnte2018 | Workpaper | 2017-10-17 13:57 | SCG | DMo | MH85 | CZ13 | rWtd | Area-ft2 | 186.32 | 1242 | None | 5.09 | 0.00408 | 0.141 | 3.4 | 0.0027 | -0.025 | 5.09 | 0.00408 | 0.141 | 3.4 | 0.0027 | -0.025 | DEER:Res:BldgShell_Ins | Annual | 1 |  | SCGDMoMH85CZ13rWtd
ResWin-33-28-00 | ExAnte2018 | Workpaper | 2017-10-17 13:57 | PGE | DMo | MH85 | CZ13 | rWtd | Area-ft2 | 186.32 | 1242 | None | 4.79 | 0.00381 | 0.141 | 3.19 | 0.00252 | -0.025 | 4.79 | 0.00381 | 0.141 | 3.19 | 0.00252 | -0.025 | DEER:Res:BldgShell_Ins | Annual | 1 |  | PGEDMoMH85CZ13rWtd
ResWin-33-28-00 | ExAnte2018 | Workpaper | 2017-10-17 13:57 | SCE | DMo | MH85 | CZ13 | rWtd | Area-ft2 | 186.32 | 1242 | None | 5.09 | 0.00408 | 0.141 | 3.4 | 0.0027 | -0.025 | 5.09 | 0.00408 | 0.141 | 3.4 | 0.0027 | -0.025 | DEER:Res:BldgShell_Ins | Annual | 1 |  | SCEDMoMH85CZ13rWtd
ResWin-33-28-00 | ExAnte2018 | Workpaper | 2017-10-17 13:57 | SCG | DMo | MH72 | CZ13 | rWtd | Area-ft2 | 190.96 | 1196 | None | 4.93 | 0.0041 | 0.127 | 3.37 | 0.00275 | -0.009 | 4.93 | 0.0041 | 0.127 | 3.37 | 0.00275 | -0.009 | DEER:Res:BldgShell_Ins | Annual | 1 |  | SCGDMoMH72CZ13rWtd
ResWin-33-28-00 | ExAnte2018 | Workpaper | 2017-10-17 13:57 | PGE | DMo | MH72 | CZ13 | rWtd | Area-ft2 | 190.96 | 1196 | None | 4.64 | 0.00384 | 0.127 | 3.16 | 0.00257 | -0.009 | 4.64 | 0.00384 | 0.127 | 3.16 | 0.00257 | -0.009 | DEER:Res:BldgShell_Ins | Annual | 1 |  | PGEDMoMH72CZ13rWtd
ResWin-33-28-00 | ExAnte2018 | Workpaper | 2017-10-17 13:57 | SCE | DMo | MH72 | CZ13 | rWtd | Area-ft2 | 190.96 | 1196 | None | 4.93 | 0.0041 | 0.127 | 3.37 | 0.00275 | -0.009 | 4.93 | 0.0041 | 0.127 | 3.37 | 0.00275 | -0.009 | DEER:Res:BldgShell_Ins | Annual | 1 |  | SCEDMoMH72CZ13rWtd
ResWin-33-28-00 | ExAnte2018 | Workpaper | 2017-10-17 10:19 | Any | DMo | MH15 | CZ13 | rNCEH | Area-ft2 | 173.92 | 1242 | None | 0.16 | 2.3e-05 | 0 | 0.16 | 2.3e-05 | 0 | 0.16 | 2.3e-05 | 0 | 0.16 | 2.3e-05 | 0 | DEER:Res:BldgShell_Ins | Annual | 1 |  | AnyDMoMH15CZ13rNCEH
ResWin-33-28-00 | ExAnte2018 | Workpaper | 2017-10-17 13:57 | SCG | DMo | MH15 | CZ13 | rWtd | Area-ft2 | 173.92 | 1242 | None | 2.94 | 0.00203 | -0.008 | 2.94 | 0.00203 | -0.008 | 2.94 | 0.00203 | -0.008 | 2.94 | 0.00203 | -0.008 | DEER:Res:BldgShell_Ins | Annual | 1 |  | SCGDMoMH15CZ13rWtd
ResWin-33-28-00 | ExAnte2018 | Workpaper | 2017-10-17 13:57 | PGE | DMo | MH15 | CZ13 | rWtd | Area-ft2 | 173.92 | 1242 | None | 2.75 | 0.0019 | -0.008 | 2.75 | 0.0019 | -0.008 | 2.75 | 0.0019 | -0.008 | 2.75 | 0.0019 | -0.008 | DEER:Res:BldgShell_Ins | Annual | 1 |  | PGEDMoMH15CZ13rWtd
ResWin-33-28-00 | ExAnte2018 | Workpaper | 2017-10-17 13:57 | SCE | DMo | MH15 | CZ13 | rWtd | Area-ft2 | 173.92 | 1242 | None | 2.94 | 0.00203 | -0.008 | 2.94 | 0.00203 | -0.008 | 2.94 | 0.00203 | -0.008 | 2.94 | 0.00203 | -0.008 | DEER:Res:BldgShell_Ins | Annual | 1 |  | SCEDMoMH15CZ13rWtd
ResWin-33-28-00 | ExAnte2018 | Workpaper | 2017-10-17 10:19 | Any | DMo | MH85 | CZ13 | rDXGF | Area-ft2 | 186.32 | 1242 | None | 4.9 | 0.00407 | 0.161 | 3.42 | 0.00269 | -0.028 | 4.9 | 0.00407 | 0.161 | 3.42 | 0.00269 | -0.028 | DEER:Res:BldgShell_Ins | Annual | 1 |  | AnyDMoMH85CZ13rDXGF
ResWin-33-28-00 | ExAnte2018 | Workpaper | 2017-10-17 13:57 | SCG | DMo | MH06 | CZ13 | rWtd | Area-ft2 | 173.92 | 1242 | None | 3.19 | 0.00219 | -0.011 | 3.19 | 0.00219 | -0.011 | 3.19 | 0.00219 | -0.011 | 3.19 | 0.00219 | -0.011 | DEER:Res:BldgShell_Ins | Annual | 1 |  | SCGDMoMH06CZ13rWtd
ResWin-33-28-00 | ExAnte2018 | Workpaper | 2017-10-17 10:19 | Any | DMo | MH15 | CZ13 | rNCGF | Area-ft2 | 173.92 | 1242 | None | 0.091 | 1.7e-05 | -0.009 | 0.091 | 1.7e-05 | -0.009 | 0.091 | 1.7e-05 | -0.009 | 0.091 | 1.7e-05 | -0.009 | DEER:Res:BldgShell_Ins | Annual | 1 |  | AnyDMoMH15CZ13rNCGF
ResWin-33-28-00 | ExAnte2018 | Workpaper | 2017-10-17 13:57 | PGE | DMo | MH06 | CZ13 | rWtd | Area-ft2 | 173.92 | 1242 | None | 2.99 | 0.00205 | -0.011 | 2.99 | 0.00205 | -0.011 | 2.99 | 0.00205 | -0.011 | 2.99 | 0.00205 | -0.011 | DEER:Res:BldgShell_Ins | Annual | 1 |  | PGEDMoMH06CZ13rWtd
ResWin-33-28-00 | ExAnte2018 | Workpaper | 2017-10-17 13:57 | SCE | DMo | MH06 | CZ13 | rWtd | Area-ft2 | 173.92 | 1242 | None | 3.19 | 0.00219 | -0.011 | 3.19 | 0.00219 | -0.011 | 3.19 | 0.00219 | -0.011 | 3.19 | 0.00219 | -0.011 | DEER:Res:BldgShell_Ins | Annual | 1 |  | SCEDMoMH06CZ13rWtd
ResWin-33-28-00 | ExAnte2018 | Workpaper | 2017-10-17 10:19 | Any | DMo | MH15 | CZ13 | rDXGF | Area-ft2 | 173.92 | 1242 | None | 2.93 | 0.00202 | -0.009 | 2.93 | 0.00202 | -0.009 | 2.93 | 0.00202 | -0.009 | 2.93 | 0.00202 | -0.009 | DEER:Res:BldgShell_Ins | Annual | 1 |  | AnyDMoMH15CZ13rDXGF
ResWin-33-28-00 | ExAnte2018 | Workpaper | 2017-10-17 10:19 | Any | DMo | MH00 | CZ13 | rDXGF | Area-ft2 | 173.92 | 1242 | None | 3.67 | 0.00288 | -0.028 | 3.67 | 0.00288 | -0.028 | 3.67 | 0.00288 | -0.028 | 3.67 | 0.00288 | -0.028 | DEER:Res:BldgShell_Ins | Annual | 1 |  | AnyDMoMH00CZ13rDXGF
ResWin-33-28-00 | ExAnte2018 | Workpaper | 2017-10-17 13:57 | SCG | DMo | MH00 | CZ13 | rWtd | Area-ft2 | 173.92 | 1242 | None | 3.66 | 0.00289 | -0.025 | 3.66 | 0.00289 | -0.025 | 3.66 | 0.00289 | -0.025 | 3.66 | 0.00289 | -0.025 | DEER:Res:BldgShell_Ins | Annual | 1 |  | SCGDMoMH00CZ13rWtd
ResWin-33-28-00 | ExAnte2018 | Workpaper | 2017-10-17 13:57 | PGE | DMo | MH00 | CZ13 | rWtd | Area-ft2 | 173.92 | 1242 | None | 3.42 | 0.0027 | -0.025 | 3.42 | 0.0027 | -0.025 | 3.42 | 0.0027 | -0.025 | 3.42 | 0.0027 | -0.025 | DEER:Res:BldgShell_Ins | Annual | 1 |  | PGEDMoMH00CZ13rWtd
ResWin-33-28-00 | ExAnte2018 | Workpaper | 2017-10-17 13:57 | SCE | DMo | MH00 | CZ13 | rWtd | Area-ft2 | 173.92 | 1242 | None | 3.66 | 0.00289 | -0.025 | 3.66 | 0.00289 | -0.025 | 3.66 | 0.00289 | -0.025 | 3.66 | 0.00289 | -0.025 | DEER:Res:BldgShell_Ins | Annual | 1 |  | SCEDMoMH00CZ13rWtd
ResWin-33-28-00 | ExAnte2018 | Workpaper | 2017-10-17 10:19 | Any | DMo | MH06 | CZ13 | rDXHP | Area-ft2 | 173.92 | 1242 | None | 3.18 | 0.00221 | 0 | 3.18 | 0.00221 | 0 | 3.18 | 0.00221 | 0 | 3.18 | 0.00221 | 0 | DEER:Res:BldgShell_Ins | Annual | 1 |  | AnyDMoMH06CZ13rDXHP
ResWin-33-28-00 | ExAnte2018 | Workpaper | 2017-10-17 10:19 | Any | DMo | MH85 | CZ13 | rDXHP | Area-ft2 | 186.32 | 1242 | None | 6.42 | 0.00412 | 0 | 3.29 | 0.00273 | 0 | 6.42 | 0.00412 | 0 | 3.29 | 0.00273 | 0 | DEER:Res:BldgShell_Ins | Annual | 1 |  | AnyDMoMH85CZ13rDXHP
ResWin-33-28-00 | ExAnte2018 | Workpaper | 2017-10-17 10:19 | Any | DMo | MH72 | CZ13 | rDXGF | Area-ft2 | 190.96 | 1196 | None | 4.77 | 0.00409 | 0.145 | 3.38 | 0.00274 | -0.01 | 4.77 | 0.00409 | 0.145 | 3.38 | 0.00274 | -0.01 | DEER:Res:BldgShell_Ins | Annual | 1 |  | AnyDMoMH72CZ13rDXGF
ResWin-33-28-00 | ExAnte2018 | Workpaper | 2017-10-17 10:19 | Any | DMo | MH72 | CZ13 | rNCEH | Area-ft2 | 190.96 | 1196 | None | 2.59 | 2.1e-05 | 0 | 0.105 | 1.6e-05 | 0 | 2.59 | 2.1e-05 | 0 | 0.105 | 1.6e-05 | 0 | DEER:Res:BldgShell_Ins | Annual | 1 |  | AnyDMoMH72CZ13rNCEH
ResWin-33-28-00 | ExAnte2018 | Workpaper | 2017-10-17 13:57 | SCE | DMo | MH85 | CZ14 | rWtd | Area-ft2 | 186.32 | 1242 | None | 5.43 | 0.00495 | 0.107 | 3.37 | 0.00313 | -0.116 | 5.43 | 0.00495 | 0.107 | 3.37 | 0.00313 | -0.116 | DEER:Res:BldgShell_Ins | Annual | 1 |  | SCEDMoMH85CZ14rWtd
ResWin-33-28-00 | ExAnte2018 | Workpaper | 2017-10-17 13:57 | SCE | DMo | MH72 | CZ14 | rWtd | Area-ft2 | 190.96 | 1196 | None | 5.25 | 0.00502 | 0.072 | 3.41 | 0.00318 | -0.083 | 5.25 | 0.00502 | 0.072 | 3.41 | 0.00318 | -0.083 | DEER:Res:BldgShell_Ins | Annual | 1 |  | SCEDMoMH72CZ14rWtd
ResWin-33-28-00 | ExAnte2018 | Workpaper | 2017-10-17 10:19 | Any | DMo | MH85 | CZ14 | rDXGF | Area-ft2 | 186.32 | 1242 | None | 5.54 | 0.00528 | 0.123 | 3.73 | 0.00334 | -0.133 | 5.54 | 0.00528 | 0.123 | 3.73 | 0.00334 | -0.133 | DEER:Res:BldgShell_Ins | Annual | 1 |  | AnyDMoMH85CZ14rDXGF
ResWin-33-28-00 | ExAnte2018 | Workpaper | 2017-10-17 10:19 | Any | DMo | MH15 | CZ14 | rNCEH | Area-ft2 | 173.92 | 1242 | None | -1.59 | 2.9e-05 | 0 | -1.59 | 2.9e-05 | 0 | -1.59 | 2.9e-05 | 0 | -1.59 | 2.9e-05 | 0 | DEER:Res:BldgShell_Ins | Annual | 1 |  | AnyDMoMH15CZ14rNCEH
ResWin-33-28-00 | ExAnte2018 | Workpaper | 2017-10-17 13:57 | SCG | DMo | MH85 | CZ14 | rWtd | Area-ft2 | 186.32 | 1242 | None | 4.27 | 0.0038 | 0.107 | 2.55 | 0.00241 | -0.116 | 4.27 | 0.0038 | 0.107 | 2.55 | 0.00241 | -0.116 | DEER:Res:BldgShell_Ins | Annual | 1 |  | SCGDMoMH85CZ14rWtd
ResWin-33-28-00 | ExAnte2018 | Workpaper | 2017-10-17 10:19 | Any | DMo | MH00 | CZ14 | rDXHP | Area-ft2 | 173.92 | 1242 | None | 2.64 | 0.00343 | 0 | 2.64 | 0.00343 | 0 | 2.64 | 0.00343 | 0 | 2.64 | 0.00343 | 0 | DEER:Res:BldgShell_Ins | Annual | 1 |  | AnyDMoMH00CZ14rDXHP
ResWin-33-28-00 | ExAnte2018 | Workpaper | 2017-10-17 13:57 | SDG | DMo | MH85 | CZ14 | rWtd | Area-ft2 | 186.32 | 1242 | None | 1.41 | 0.000947 | 0.105 | 0.517 | 0.000602 | -0.116 | 1.41 | 0.000947 | 0.105 | 0.517 | 0.000602 | -0.116 | DEER:Res:BldgShell_Ins | Annual | 1 |  | SDGDMoMH85CZ14rWtd
ResWin-33-28-00 | ExAnte2018 | Workpaper | 2017-10-17 10:19 | Any | DMo | MH85 | CZ14 | rNCGF | Area-ft2 | 186.32 | 1242 | None | 0.177 | 2.7e-05 | 0.119 | 0.032 | 2.1e-05 | -0.132 | 0.177 | 2.7e-05 | 0.119 | 0.032 | 2.1e-05 | -0.132 | DEER:Res:BldgShell_Ins | Annual | 1 |  | AnyDMoMH85CZ14rNCGF
ResWin-33-28-00 | ExAnte2018 | Workpaper | 2017-10-17 13:57 | SCG | DMo | MH72 | CZ14 | rWtd | Area-ft2 | 190.96 | 1196 | None | 4.11 | 0.00385 | 0.071 | 2.6 | 0.00244 | -0.083 | 4.11 | 0.00385 | 0.071 | 2.6 | 0.00244 | -0.083 | DEER:Res:BldgShell_Ins | Annual | 1 |  | SCGDMoMH72CZ14rWtd
ResWin-33-28-00 | ExAnte2018 | Workpaper | 2017-10-17 10:19 | Any | DMo | MH06 | CZ14 | rDXGF | Area-ft2 | 173.92 | 1242 | None | 3.64 | 0.00292 | -0.129 | 3.64 | 0.00292 | -0.129 | 3.64 | 0.00292 | -0.129 | 3.64 | 0.00292 | -0.129 | DEER:Res:BldgShell_Ins | Annual | 1 |  | AnyDMoMH06CZ14rDXGF
ResWin-33-28-00 | ExAnte2018 | Workpaper | 2017-10-17 13:57 | SDG | DMo | MH06 | CZ14 | rWtd | Area-ft2 | 173.92 | 1242 | None | 0.503 | 0.000531 | -0.113 | 0.503 | 0.000531 | -0.113 | 0.503 | 0.000531 | -0.113 | 0.503 | 0.000531 | -0.113 | DEER:Res:BldgShell_Ins | Annual | 1 |  | SDGDMoMH06CZ14rWtd
ResWin-33-28-00 | ExAnte2018 | Workpaper | 2017-10-17 13:57 | SCG | DMo | MH06 | CZ14 | rWtd | Area-ft2 | 173.92 | 1242 | None | 2.49 | 0.0021 | -0.113 | 2.49 | 0.0021 | -0.113 | 2.49 | 0.0021 | -0.113 | 2.49 | 0.0021 | -0.113 | DEER:Res:BldgShell_Ins | Annual | 1 |  | SCGDMoMH06CZ14rWtd
ResWin-33-28-00 | ExAnte2018 | Workpaper | 2017-10-17 10:19 | Any | DMo | MH06 | CZ14 | rDXHP | Area-ft2 | 173.92 | 1242 | None | 2.69 | 0.00294 | 0 | 2.69 | 0.00294 | 0 | 2.69 | 0.00294 | 0 | 2.69 | 0.00294 | 0 | DEER:Res:BldgShell_Ins | Annual | 1 |  | AnyDMoMH06CZ14rDXHP
ResWin-33-28-00 | ExAnte2018 | Workpaper | 2017-10-17 13:57 | SDG | DMo | MH72 | CZ14 | rWtd | Area-ft2 | 190.96 | 1196 | None | 1.28 | 0.000962 | 0.07 | 0.588 | 0.000615 | -0.082 | 1.28 | 0.000962 | 0.07 | 0.588 | 0.000615 | -0.082 | DEER:Res:BldgShell_Ins | Annual | 1 |  | SDGDMoMH72CZ14rWtd
ResWin-33-28-00 | ExAnte2018 | Workpaper | 2017-10-17 10:19 | Any | DMo | MH15 | CZ14 | rNCGF | Area-ft2 | 173.92 | 1242 | None | 0.026 | 2.3e-05 | -0.141 | 0.026 | 2.3e-05 | -0.141 | 0.026 | 2.3e-05 | -0.141 | 0.026 | 2.3e-05 | -0.141 | DEER:Res:BldgShell_Ins | Annual | 1 |  | AnyDMoMH15CZ14rNCGF
ResWin-33-28-00 | ExAnte2018 | Workpaper | 2017-10-17 10:19 | Any | DMo | MH85 | CZ14 | rNCEH | Area-ft2 | 186.32 | 1242 | None | 2.67 | 2.7e-05 | 0 | -1.33 | 2.1e-05 | 0 | 2.67 | 2.7e-05 | 0 | -1.33 | 2.1e-05 | 0 | DEER:Res:BldgShell_Ins | Annual | 1 |  | AnyDMoMH85CZ14rNCEH
ResWin-33-28-00 | ExAnte2018 | Workpaper | 2017-10-17 13:57 | SCE | DMo | MH06 | CZ14 | rWtd | Area-ft2 | 173.92 | 1242 | None | 3.29 | 0.00274 | -0.113 | 3.29 | 0.00274 | -0.113 | 3.29 | 0.00274 | -0.113 | 3.29 | 0.00274 | -0.113 | DEER:Res:BldgShell_Ins | Annual | 1 |  | SCEDMoMH06CZ14rWtd
ResWin-33-28-00 | ExAnte2018 | Workpaper | 2017-10-17 10:19 | Any | DMo | MH06 | CZ14 | rNCEH | Area-ft2 | 173.92 | 1242 | None | -1.37 | 2.9e-05 | 0 | -1.37 | 2.9e-05 | 0 | -1.37 | 2.9e-05 | 0 | -1.37 | 2.9e-05 | 0 | DEER:Res:BldgShell_Ins | Annual | 1 |  | AnyDMoMH06CZ14rNCEH
ResWin-33-28-00 | ExAnte2018 | Workpaper | 2017-10-17 10:19 | Any | DMo | MH72 | CZ14 | rNCEH | Area-ft2 | 190.96 | 1196 | None | 1.86 | 3.1e-05 | 0 | -0.96 | 2.6e-05 | 0 | 1.86 | 3.1e-05 | 0 | -0.96 | 2.6e-05 | 0 | DEER:Res:BldgShell_Ins | Annual | 1 |  | AnyDMoMH72CZ14rNCEH
ResWin-33-28-00 | ExAnte2018 | Workpaper | 2017-10-17 10:19 | Any | DMo | MH72 | CZ14 | rDXGF | Area-ft2 | 190.96 | 1196 | None | 5.44 | 0.00535 | 0.082 | 3.74 | 0.00339 | -0.095 | 5.44 | 0.00535 | 0.082 | 3.74 | 0.00339 | -0.095 | DEER:Res:BldgShell_Ins | Annual | 1 |  | AnyDMoMH72CZ14rDXGF
ResWin-33-28-00 | ExAnte2018 | Workpaper | 2017-10-17 10:19 | Any | DMo | MH00 | CZ14 | rDXGF | Area-ft2 | 173.92 | 1242 | None | 3.77 | 0.0034 | -0.154 | 3.77 | 0.0034 | -0.154 | 3.77 | 0.0034 | -0.154 | 3.77 | 0.0034 | -0.154 | DEER:Res:BldgShell_Ins | Annual | 1 |  | AnyDMoMH00CZ14rDXGF
ResWin-33-28-00 | ExAnte2018 | Workpaper | 2017-10-17 10:19 | Any | DMo | MH72 | CZ14 | rNCGF | Area-ft2 | 190.96 | 1196 | None | 0.154 | 3.1e-05 | 0.079 | 0.069 | 2.6e-05 | -0.094 | 0.154 | 3.1e-05 | 0.079 | 0.069 | 2.6e-05 | -0.094 | DEER:Res:BldgShell_Ins | Annual | 1 |  | AnyDMoMH72CZ14rNCGF
ResWin-33-28-00 | ExAnte2018 | Workpaper | 2017-10-17 13:57 | SCE | DMo | MH00 | CZ14 | rWtd | Area-ft2 | 173.92 | 1242 | None | 3.39 | 0.00319 | -0.135 | 3.39 | 0.00319 | -0.135 | 3.39 | 0.00319 | -0.135 | 3.39 | 0.00319 | -0.135 | DEER:Res:BldgShell_Ins | Annual | 1 |  | SCEDMoMH00CZ14rWtd
ResWin-33-28-00 | ExAnte2018 | Workpaper | 2017-10-17 13:57 | SDG | DMo | MH00 | CZ14 | rWtd | Area-ft2 | 173.92 | 1242 | None | 0.466 | 0.000614 | -0.135 | 0.466 | 0.000614 | -0.135 | 0.466 | 0.000614 | -0.135 | 0.466 | 0.000614 | -0.135 | DEER:Res:BldgShell_Ins | Annual | 1 |  | SDGDMoMH00CZ14rWtd
ResWin-33-28-00 | ExAnte2018 | Workpaper | 2017-10-17 13:57 | SCG | DMo | MH00 | CZ14 | rWtd | Area-ft2 | 173.92 | 1242 | None | 2.55 | 0.00245 | -0.135 | 2.55 | 0.00245 | -0.135 | 2.55 | 0.00245 | -0.135 | 2.55 | 0.00245 | -0.135 | DEER:Res:BldgShell_Ins | Annual | 1 |  | SCGDMoMH00CZ14rWtd
ResWin-33-28-00 | ExAnte2018 | Workpaper | 2017-10-17 10:19 | Any | DMo | MH00 | CZ14 | rNCGF | Area-ft2 | 173.92 | 1242 | None | 0.016 | 2.3e-05 | -0.154 | 0.016 | 2.3e-05 | -0.154 | 0.016 | 2.3e-05 | -0.154 | 0.016 | 2.3e-05 | -0.154 | DEER:Res:BldgShell_Ins | Annual | 1 |  | AnyDMoMH00CZ14rNCGF
ResWin-33-28-00 | ExAnte2018 | Workpaper | 2017-10-17 13:57 | SCE | DMo | MH15 | CZ14 | rWtd | Area-ft2 | 173.92 | 1242 | None | 3.02 | 0.00259 | -0.123 | 3.02 | 0.00259 | -0.123 | 3.02 | 0.00259 | -0.123 | 3.02 | 0.00259 | -0.123 | DEER:Res:BldgShell_Ins | Annual | 1 |  | SCEDMoMH15CZ14rWtd
ResWin-33-28-00 | ExAnte2018 | Workpaper | 2017-10-17 13:57 | SCG | DMo | MH15 | CZ14 | rWtd | Area-ft2 | 173.92 | 1242 | None | 2.27 | 0.00199 | -0.123 | 2.27 | 0.00199 | -0.123 | 2.27 | 0.00199 | -0.123 | 2.27 | 0.00199 | -0.123 | DEER:Res:BldgShell_Ins | Annual | 1 |  | SCGDMoMH15CZ14rWtd
ResWin-33-28-00 | ExAnte2018 | Workpaper | 2017-10-17 13:57 | SDG | DMo | MH15 | CZ14 | rWtd | Area-ft2 | 173.92 | 1242 | None | 0.42 | 0.000503 | -0.123 | 0.42 | 0.000503 | -0.123 | 0.42 | 0.000503 | -0.123 | 0.42 | 0.000503 | -0.123 | DEER:Res:BldgShell_Ins | Annual | 1 |  | SDGDMoMH15CZ14rWtd
ResWin-33-28-00 | ExAnte2018 | Workpaper | 2017-10-17 10:19 | Any | DMo | MH85 | CZ14 | rDXHP | Area-ft2 | 186.32 | 1242 | None | 7.29 | 0.00532 | 0 | 2.74 | 0.00337 | 0 | 7.29 | 0.00532 | 0 | 2.74 | 0.00337 | 0 | DEER:Res:BldgShell_Ins | Annual | 1 |  | AnyDMoMH85CZ14rDXHP
ResWin-33-28-00 | ExAnte2018 | Workpaper | 2017-10-17 10:19 | Any | DMo | MH15 | CZ14 | rDXGF | Area-ft2 | 173.92 | 1242 | None | 3.34 | 0.00277 | -0.141 | 3.34 | 0.00277 | -0.141 | 3.34 | 0.00277 | -0.141 | 3.34 | 0.00277 | -0.141 | DEER:Res:BldgShell_Ins | Annual | 1 |  | AnyDMoMH15CZ14rDXGF
ResWin-33-28-00 | ExAnte2018 | Workpaper | 2017-10-17 10:19 | Any | DMo | MH06 | CZ14 | rNCGF | Area-ft2 | 173.92 | 1242 | None | 0.039 | 2.3e-05 | -0.129 | 0.039 | 2.3e-05 | -0.129 | 0.039 | 2.3e-05 | -0.129 | 0.039 | 2.3e-05 | -0.129 | DEER:Res:BldgShell_Ins | Annual | 1 |  | AnyDMoMH06CZ14rNCGF
ResWin-33-28-00 | ExAnte2018 | Workpaper | 2017-10-17 14:29 | SDG | DMo | Ex | CZ14 | rWtd | Area-ft2 | 189.46 | 1210.4 | None | 1.32 | 0.000956 | 0.08 | 0.566 | 0.000611 | -0.093 | 1.32 | 0.000956 | 0.08 | 0.566 | 0.000611 | -0.093 | DEER:Res:BldgShell_Ins | Annual | 1 |  | SDGDMoExCZ14rWtd
ResWin-33-28-00 | ExAnte2018 | Workpaper | 2017-10-17 10:19 | Any | DMo | MH00 | CZ14 | rNCEH | Area-ft2 | 173.92 | 1242 | None | -1.75 | 2.3e-05 | 0 | -1.75 | 2.3e-05 | 0 | -1.75 | 2.3e-05 | 0 | -1.75 | 2.3e-05 | 0 | DEER:Res:BldgShell_Ins | Annual | 1 |  | AnyDMoMH00CZ14rNCEH
ResWin-33-28-00 | ExAnte2018 | Workpaper | 2017-10-17 14:29 | SCE | DMo | Ex | CZ14 | rWtd | Area-ft2 | 188.24 | 1216.7 | None | 5.23 | 0.00489 | 0.076 | 3.39 | 0.00315 | -0.098 | 5.23 | 0.00489 | 0.076 | 3.39 | 0.00315 | -0.098 | DEER:Res:BldgShell_Ins | Annual | 1 |  | SCEDMoExCZ14rWtd
ResWin-33-28-00 | ExAnte2018 | Workpaper | 2017-10-17 10:19 | Any | DMo | MH15 | CZ14 | rDXHP | Area-ft2 | 173.92 | 1242 | None | 2.49 | 0.00274 | 0 | 2.49 | 0.00274 | 0 | 2.49 | 0.00274 | 0 | 2.49 | 0.00274 | 0 | DEER:Res:BldgShell_Ins | Annual | 1 |  | AnyDMoMH15CZ14rDXHP
ResWin-33-28-00 | ExAnte2018 | Workpaper | 2017-10-17 10:19 | Any | DMo | MH72 | CZ14 | rDXHP | Area-ft2 | 190.96 | 1196 | None | 6.57 | 0.0054 | 0 | 2.98 | 0.00344 | 0 | 6.57 | 0.0054 | 0 | 2.98 | 0.00344 | 0 | DEER:Res:BldgShell_Ins | Annual | 1 |  | AnyDMoMH72CZ14rDXHP
ResWin-33-28-00 | ExAnte2018 | Workpaper | 2017-10-17 13:57 | SDG | DMo | MH15 | CZ15 | rWtd | Area-ft2 | 173.92 | 1242 | None | 2.32 | 0.00134 | -0.026 | 2.32 | 0.00134 | -0.026 | 2.32 | 0.00134 | -0.026 | 2.32 | 0.00134 | -0.026 | DEER:Res:BldgShell_Ins | Annual | 1 |  | SDGDMoMH15CZ15rWtd
ResWin-33-28-00 | ExAnte2018 | Workpaper | 2017-10-17 10:19 | Any | DMo | MH00 | CZ15 | rDXHP | Area-ft2 | 173.92 | 1242 | None | 5.19 | 0.00337 | 0 | 5.19 | 0.00337 | 0 | 5.19 | 0.00337 | 0 | 5.19 | 0.00337 | 0 | DEER:Res:BldgShell_Ins | Annual | 1 |  | AnyDMoMH00CZ15rDXHP
ResWin-33-28-00 | ExAnte2018 | Workpaper | 2017-10-17 10:19 | Any | DMo | MH72 | CZ15 | rNCGF | Area-ft2 | 190.96 | 1196 | None | 0.118 | 2.1e-05 | 0.035 | 0.093 | 2.1e-05 | -0.023 | 0.118 | 2.1e-05 | 0.035 | 0.093 | 2.1e-05 | -0.023 | DEER:Res:BldgShell_Ins | Annual | 1 |  | AnyDMoMH72CZ15rNCGF
ResWin-33-28-00 | ExAnte2018 | Workpaper | 2017-10-17 13:57 | SDG | DMo | MH06 | CZ15 | rWtd | Area-ft2 | 173.92 | 1242 | None | 2.47 | 0.00142 | -0.025 | 2.47 | 0.00142 | -0.025 | 2.47 | 0.00142 | -0.025 | 2.47 | 0.00142 | -0.025 | DEER:Res:BldgShell_Ins | Annual | 1 |  | SDGDMoMH06CZ15rWtd
ResWin-33-28-00 | ExAnte2018 | Workpaper | 2017-10-17 13:57 | SCG | DMo | MH06 | CZ15 | rWtd | Area-ft2 | 173.92 | 1242 | None | 4.67 | 0.0027 | -0.025 | 4.67 | 0.0027 | -0.025 | 4.67 | 0.0027 | -0.025 | 4.67 | 0.0027 | -0.025 | DEER:Res:BldgShell_Ins | Annual | 1 |  | SCGDMoMH06CZ15rWtd
ResWin-33-28-00 | ExAnte2018 | Workpaper | 2017-10-17 13:57 | SCE | DMo | MH06 | CZ15 | rWtd | Area-ft2 | 173.92 | 1242 | None | 4.67 | 0.0027 | -0.025 | 4.67 | 0.0027 | -0.025 | 4.67 | 0.0027 | -0.025 | 4.67 | 0.0027 | -0.025 | DEER:Res:BldgShell_Ins | Annual | 1 |  | SCEDMoMH06CZ15rWtd
ResWin-33-28-00 | ExAnte2018 | Workpaper | 2017-10-17 13:57 | SCE | DMo | MH72 | CZ15 | rWtd | Area-ft2 | 190.96 | 1196 | None | 6.65 | 0.00481 | 0.032 | 4.57 | 0.00306 | -0.02 | 6.65 | 0.00481 | 0.032 | 4.57 | 0.00306 | -0.02 | DEER:Res:BldgShell_Ins | Annual | 1 |  | SCEDMoMH72CZ15rWtd
ResWin-33-28-00 | ExAnte2018 | Workpaper | 2017-10-17 10:19 | Any | DMo | MH85 | CZ15 | rDXGF | Area-ft2 | 186.32 | 1242 | None | 6.79 | 0.00488 | 0.036 | 4.62 | 0.0031 | -0.041 | 6.79 | 0.00488 | 0.036 | 4.62 | 0.0031 | -0.041 | DEER:Res:BldgShell_Ins | Annual | 1 |  | AnyDMoMH85CZ15rDXGF
ResWin-33-28-00 | ExAnte2018 | Workpaper | 2017-10-17 13:57 | SCG | DMo | MH72 | CZ15 | rWtd | Area-ft2 | 190.96 | 1196 | None | 6.65 | 0.00481 | 0.032 | 4.57 | 0.00306 | -0.02 | 6.65 | 0.00481 | 0.032 | 4.57 | 0.00306 | -0.02 | DEER:Res:BldgShell_Ins | Annual | 1 |  | SCGDMoMH72CZ15rWtd
ResWin-33-28-00 | ExAnte2018 | Workpaper | 2017-10-17 10:19 | Any | DMo | MH15 | CZ15 | rNCGF | Area-ft2 | 173.92 | 1242 | None | 0.085 | 1.7e-05 | -0.03 | 0.085 | 1.7e-05 | -0.03 | 0.085 | 1.7e-05 | -0.03 | 0.085 | 1.7e-05 | -0.03 | DEER:Res:BldgShell_Ins | Annual | 1 |  | AnyDMoMH15CZ15rNCGF
ResWin-33-28-00 | ExAnte2018 | Workpaper | 2017-10-17 10:19 | Any | DMo | MH06 | CZ15 | rDXGF | Area-ft2 | 173.92 | 1242 | None | 4.7 | 0.0027 | -0.029 | 4.7 | 0.0027 | -0.029 | 4.7 | 0.0027 | -0.029 | 4.7 | 0.0027 | -0.029 | DEER:Res:BldgShell_Ins | Annual | 1 |  | AnyDMoMH06CZ15rDXGF
ResWin-33-28-00 | ExAnte2018 | Workpaper | 2017-10-17 13:57 | SDG | DMo | MH72 | CZ15 | rWtd | Area-ft2 | 190.96 | 1196 | None | 3.58 | 0.00253 | 0.031 | 2.42 | 0.00161 | -0.02 | 3.58 | 0.00253 | 0.031 | 2.42 | 0.00161 | -0.02 | DEER:Res:BldgShell_Ins | Annual | 1 |  | SDGDMoMH72CZ15rWtd
ResWin-33-28-00 | ExAnte2018 | Workpaper | 2017-10-17 10:19 | Any | DMo | MH85 | CZ15 | rDXHP | Area-ft2 | 186.32 | 1242 | None | 7.08 | 0.00493 | 0 | 4.34 | 0.00312 | 0 | 7.08 | 0.00493 | 0 | 4.34 | 0.00312 | 0 | DEER:Res:BldgShell_Ins | Annual | 1 |  | AnyDMoMH85CZ15rDXHP
ResWin-33-28-00 | ExAnte2018 | Workpaper | 2017-10-17 10:19 | Any | DMo | MH72 | CZ15 | rDXGF | Area-ft2 | 190.96 | 1196 | None | 6.61 | 0.00481 | 0.036 | 4.59 | 0.00306 | -0.023 | 6.61 | 0.00481 | 0.036 | 4.59 | 0.00306 | -0.023 | DEER:Res:BldgShell_Ins | Annual | 1 |  | AnyDMoMH72CZ15rDXGF
ResWin-33-28-00 | ExAnte2018 | Workpaper | 2017-10-17 10:19 | Any | DMo | MH00 | CZ15 | rNCEH | Area-ft2 | 173.92 | 1242 | None | -0.273 | 2.3e-05 | 0 | -0.273 | 2.3e-05 | 0 | -0.273 | 2.3e-05 | 0 | -0.273 | 2.3e-05 | 0 | DEER:Res:BldgShell_Ins | Annual | 1 |  | AnyDMoMH00CZ15rNCEH
ResWin-33-28-00 | ExAnte2018 | Workpaper | 2017-10-17 13:57 | SCE | DMo | MH85 | CZ15 | rWtd | Area-ft2 | 186.32 | 1242 | None | 6.83 | 0.00489 | 0.032 | 4.59 | 0.0031 | -0.036 | 6.83 | 0.00489 | 0.032 | 4.59 | 0.0031 | -0.036 | DEER:Res:BldgShell_Ins | Annual | 1 |  | SCEDMoMH85CZ15rWtd
ResWin-33-28-00 | ExAnte2018 | Workpaper | 2017-10-17 13:57 | SCG | DMo | MH85 | CZ15 | rWtd | Area-ft2 | 186.32 | 1242 | None | 6.83 | 0.00489 | 0.032 | 4.59 | 0.0031 | -0.036 | 6.83 | 0.00489 | 0.032 | 4.59 | 0.0031 | -0.036 | DEER:Res:BldgShell_Ins | Annual | 1 |  | SCGDMoMH85CZ15rWtd
ResWin-33-28-00 | ExAnte2018 | Workpaper | 2017-10-17 10:19 | Any | DMo | MH06 | CZ15 | rNCGF | Area-ft2 | 173.92 | 1242 | None | 0.087 | 1.7e-05 | -0.029 | 0.087 | 1.7e-05 | -0.029 | 0.087 | 1.7e-05 | -0.029 | 0.087 | 1.7e-05 | -0.029 | DEER:Res:BldgShell_Ins | Annual | 1 |  | AnyDMoMH06CZ15rNCGF
ResWin-33-28-00 | ExAnte2018 | Workpaper | 2017-10-17 13:57 | SDG | DMo | MH85 | CZ15 | rWtd | Area-ft2 | 186.32 | 1242 | None | 3.66 | 0.00257 | 0.031 | 2.4 | 0.00163 | -0.036 | 3.66 | 0.00257 | 0.031 | 2.4 | 0.00163 | -0.036 | DEER:Res:BldgShell_Ins | Annual | 1 |  | SDGDMoMH85CZ15rWtd
ResWin-33-28-00 | ExAnte2018 | Workpaper | 2017-10-17 10:19 | Any | DMo | MH00 | CZ15 | rNCGF | Area-ft2 | 173.92 | 1242 | None | 0.082 | 1.7e-05 | -0.033 | 0.082 | 1.7e-05 | -0.033 | 0.082 | 1.7e-05 | -0.033 | 0.082 | 1.7e-05 | -0.033 | DEER:Res:BldgShell_Ins | Annual | 1 |  | AnyDMoMH00CZ15rNCGF
ResWin-33-28-00 | ExAnte2018 | Workpaper | 2017-10-17 10:19 | Any | DMo | MH85 | CZ15 | rNCEH | Area-ft2 | 186.32 | 1242 | None | 0.73 | 2.1e-05 | 0 | -0.501 | 2.1e-05 | 0 | 0.73 | 2.1e-05 | 0 | -0.501 | 2.1e-05 | 0 | DEER:Res:BldgShell_Ins | Annual | 1 |  | AnyDMoMH85CZ15rNCEH
ResWin-33-28-00 | ExAnte2018 | Workpaper | 2017-10-17 13:57 | SDG | DMo | MH00 | CZ15 | rWtd | Area-ft2 | 173.92 | 1242 | None | 2.83 | 0.00176 | -0.028 | 2.83 | 0.00176 | -0.028 | 2.83 | 0.00176 | -0.028 | 2.83 | 0.00176 | -0.028 | DEER:Res:BldgShell_Ins | Annual | 1 |  | SDGDMoMH00CZ15rWtd
ResWin-33-28-00 | ExAnte2018 | Workpaper | 2017-10-17 13:57 | SCG | DMo | MH00 | CZ15 | rWtd | Area-ft2 | 173.92 | 1242 | None | 5.37 | 0.00334 | -0.028 | 5.37 | 0.00334 | -0.028 | 5.37 | 0.00334 | -0.028 | 5.37 | 0.00334 | -0.028 | DEER:Res:BldgShell_Ins | Annual | 1 |  | SCGDMoMH00CZ15rWtd
ResWin-33-28-00 | ExAnte2018 | Workpaper | 2017-10-17 13:57 | SCE | DMo | MH00 | CZ15 | rWtd | Area-ft2 | 173.92 | 1242 | None | 5.37 | 0.00334 | -0.028 | 5.37 | 0.00334 | -0.028 | 5.37 | 0.00334 | -0.028 | 5.37 | 0.00334 | -0.028 | DEER:Res:BldgShell_Ins | Annual | 1 |  | SCEDMoMH00CZ15rWtd
ResWin-33-28-00 | ExAnte2018 | Workpaper | 2017-10-17 10:19 | Any | DMo | MH06 | CZ15 | rNCEH | Area-ft2 | 173.92 | 1242 | None | -0.229 | 2.3e-05 | 0 | -0.229 | 2.3e-05 | 0 | -0.229 | 2.3e-05 | 0 | -0.229 | 2.3e-05 | 0 | DEER:Res:BldgShell_Ins | Annual | 1 |  | AnyDMoMH06CZ15rNCEH
ResWin-33-28-00 | ExAnte2018 | Workpaper | 2017-10-17 10:19 | Any | DMo | MH72 | CZ15 | rDXHP | Area-ft2 | 190.96 | 1196 | None | 6.89 | 0.00484 | 0 | 4.41 | 0.00308 | 0 | 6.89 | 0.00484 | 0 | 4.41 | 0.00308 | 0 | DEER:Res:BldgShell_Ins | Annual | 1 |  | AnyDMoMH72CZ15rDXHP
ResWin-33-28-00 | ExAnte2018 | Workpaper | 2017-10-17 10:19 | Any | DMo | MH15 | CZ15 | rDXGF | Area-ft2 | 173.92 | 1242 | None | 4.41 | 0.00254 | -0.03 | 4.41 | 0.00254 | -0.03 | 4.41 | 0.00254 | -0.03 | 4.41 | 0.00254 | -0.03 | DEER:Res:BldgShell_Ins | Annual | 1 |  | AnyDMoMH15CZ15rDXGF
ResWin-33-28-00 | ExAnte2018 | Workpaper | 2017-10-17 10:19 | Any | DMo | MH15 | CZ15 | rDXHP | Area-ft2 | 173.92 | 1242 | None | 4.3 | 0.00258 | 0 | 4.3 | 0.00258 | 0 | 4.3 | 0.00258 | 0 | 4.3 | 0.00258 | 0 | DEER:Res:BldgShell_Ins | Annual | 1 |  | AnyDMoMH15CZ15rDXHP
ResWin-33-28-00 | ExAnte2018 | Workpaper | 2017-10-17 14:29 | SCE | DMo | Ex | CZ15 | rWtd | Area-ft2 | 184.4 | 1225.2 | None | 6.26 | 0.00434 | 0.015 | 4.73 | 0.00309 | -0.028 | 6.26 | 0.00434 | 0.015 | 4.73 | 0.00309 | -0.028 | DEER:Res:BldgShell_Ins | Annual | 1 |  | SCEDMoExCZ15rWtd
ResWin-33-28-00 | ExAnte2018 | Workpaper | 2017-10-17 14:29 | SCG | DMo | Ex | CZ15 | rWtd | Area-ft2 | 185.62 | 1230.4 | None | 6.52 | 0.0046 | 0.023 | 4.66 | 0.00309 | -0.031 | 6.52 | 0.0046 | 0.023 | 4.66 | 0.00309 | -0.031 | DEER:Res:BldgShell_Ins | Annual | 1 |  | SCGDMoExCZ15rWtd
ResWin-33-28-00 | ExAnte2018 | Workpaper | 2017-10-17 14:29 | SDG | DMo | Ex | CZ15 | rWtd | Area-ft2 | 179.81 | 1232.8 | None | 2.97 | 0.00192 | -0.003 | 2.49 | 0.00155 | -0.027 | 2.97 | 0.00192 | -0.003 | 2.49 | 0.00155 | -0.027 | DEER:Res:BldgShell_Ins | Annual | 1 |  | SDGDMoExCZ15rWtd
ResWin-33-28-00 | ExAnte2018 | Workpaper | 2017-10-17 10:19 | Any | DMo | MH15 | CZ15 | rNCEH | Area-ft2 | 173.92 | 1242 | None | -0.231 | 2.3e-05 | 0 | -0.231 | 2.3e-05 | 0 | -0.231 | 2.3e-05 | 0 | -0.231 | 2.3e-05 | 0 | DEER:Res:BldgShell_Ins | Annual | 1 |  | AnyDMoMH15CZ15rNCEH
ResWin-33-28-00 | ExAnte2018 | Workpaper | 2017-10-17 10:19 | Any | DMo | MH85 | CZ15 | rNCGF | Area-ft2 | 186.32 | 1242 | None | 0.106 | 2.1e-05 | 0.034 | 0.067 | 1.6e-05 | -0.041 | 0.106 | 2.1e-05 | 0.034 | 0.067 | 1.6e-05 | -0.041 | DEER:Res:BldgShell_Ins | Annual | 1 |  | AnyDMoMH85CZ15rNCGF
ResWin-33-28-00 | ExAnte2018 | Workpaper | 2017-10-17 10:19 | Any | DMo | MH00 | CZ15 | rDXGF | Area-ft2 | 173.92 | 1242 | None | 5.4 | 0.00334 | -0.032 | 5.4 | 0.00334 | -0.032 | 5.4 | 0.00334 | -0.032 | 5.4 | 0.00334 | -0.032 | DEER:Res:BldgShell_Ins | Annual | 1 |  | AnyDMoMH00CZ15rDXGF
ResWin-33-28-00 | ExAnte2018 | Workpaper | 2017-10-17 13:57 | SCG | DMo | MH15 | CZ15 | rWtd | Area-ft2 | 173.92 | 1242 | None | 4.4 | 0.00255 | -0.026 | 4.4 | 0.00255 | -0.026 | 4.4 | 0.00255 | -0.026 | 4.4 | 0.00255 | -0.026 | DEER:Res:BldgShell_Ins | Annual | 1 |  | SCGDMoMH15CZ15rWtd
ResWin-33-28-00 | ExAnte2018 | Workpaper | 2017-10-17 13:57 | SCE | DMo | MH15 | CZ15 | rWtd | Area-ft2 | 173.92 | 1242 | None | 4.4 | 0.00255 | -0.026 | 4.4 | 0.00255 | -0.026 | 4.4 | 0.00255 | -0.026 | 4.4 | 0.00255 | -0.026 | DEER:Res:BldgShell_Ins | Annual | 1 |  | SCEDMoMH15CZ15rWtd
ResWin-33-28-00 | ExAnte2018 | Workpaper | 2017-10-17 10:19 | Any | DMo | MH72 | CZ15 | rNCEH | Area-ft2 | 190.96 | 1196 | None | 0.851 | 2.1e-05 | 0 | -0.128 | 1.6e-05 | 0 | 0.851 | 2.1e-05 | 0 | -0.128 | 1.6e-05 | 0 | DEER:Res:BldgShell_Ins | Annual | 1 |  | AnyDMoMH72CZ15rNCEH
ResWin-33-28-00 | ExAnte2018 | Workpaper | 2017-10-17 10:19 | Any | DMo | MH06 | CZ15 | rDXHP | Area-ft2 | 173.92 | 1242 | None | 4.49 | 0.00272 | 0 | 4.49 | 0.00272 | 0 | 4.49 | 0.00272 | 0 | 4.49 | 0.00272 | 0 | DEER:Res:BldgShell_Ins | Annual | 1 |  | AnyDMoMH06CZ15rDXHP
ResWin-33-28-00 | ExAnte2018 | Workpaper | 2017-10-17 10:19 | Any | DMo | MH06 | CZ16 | rDXHP | Area-ft2 | 173.92 | 1242 | None | 0.923 | 0.00146 | 0 | 0.923 | 0.00146 | 0 | 0.923 | 0.00146 | 0 | 0.923 | 0.00146 | 0 | DEER:Res:BldgShell_Ins | Annual | 1 |  | AnyDMoMH06CZ16rDXHP
ResWin-33-28-00 | ExAnte2018 | Workpaper | 2017-10-17 13:57 | SCG | DMo | MH85 | CZ16 | rWtd | Area-ft2 | 186.32 | 1242 | None | 3.15 | 0.00287 | 0.272 | 1.82 | 0.00209 | -0.06 | 3.15 | 0.00287 | 0.272 | 1.82 | 0.00209 | -0.06 | DEER:Res:BldgShell_Ins | Annual | 1 |  | SCGDMoMH85CZ16rWtd
ResWin-33-28-00 | ExAnte2018 | Workpaper | 2017-10-17 10:19 | Any | DMo | MH06 | CZ16 | rDXGF | Area-ft2 | 173.92 | 1242 | None | 1.16 | 0.00148 | -0.052 | 1.16 | 0.00148 | -0.052 | 1.16 | 0.00148 | -0.052 | 1.16 | 0.00148 | -0.052 | DEER:Res:BldgShell_Ins | Annual | 1 |  | AnyDMoMH06CZ16rDXGF
ResWin-33-28-00 | ExAnte2018 | Workpaper | 2017-10-17 10:19 | Any | DMo | MH85 | CZ16 | rDXHP | Area-ft2 | 186.32 | 1242 | None | 7.56 | 0.0029 | 0 | 1.87 | 0.00212 | 0 | 7.56 | 0.0029 | 0 | 1.87 | 0.00212 | 0 | DEER:Res:BldgShell_Ins | Annual | 1 |  | AnyDMoMH85CZ16rDXHP
ResWin-33-28-00 | ExAnte2018 | Workpaper | 2017-10-17 13:57 | SCE | DMo | MH00 | CZ16 | rWtd | Area-ft2 | 173.92 | 1242 | None | 1.75 | 0.00223 | -0.049 | 1.75 | 0.00223 | -0.049 | 1.75 | 0.00223 | -0.049 | 1.75 | 0.00223 | -0.049 | DEER:Res:BldgShell_Ins | Annual | 1 |  | SCEDMoMH00CZ16rWtd
ResWin-33-28-00 | ExAnte2018 | Workpaper | 2017-10-17 13:57 | PGE | DMo | MH00 | CZ16 | rWtd | Area-ft2 | 173.92 | 1242 | None | 1.04 | 0.00131 | -0.049 | 1.04 | 0.00131 | -0.049 | 1.04 | 0.00131 | -0.049 | 1.04 | 0.00131 | -0.049 | DEER:Res:BldgShell_Ins | Annual | 1 |  | PGEDMoMH00CZ16rWtd
ResWin-33-28-00 | ExAnte2018 | Workpaper | 2017-10-17 10:19 | Any | DMo | MH72 | CZ16 | rNCEH | Area-ft2 | 190.96 | 1196 | None | 3.86 | 2.6e-05 | 0 | -0.445 | 2.1e-05 | 0 | 3.86 | 2.6e-05 | 0 | -0.445 | 2.1e-05 | 0 | DEER:Res:BldgShell_Ins | Annual | 1 |  | AnyDMoMH72CZ16rNCEH
ResWin-33-28-00 | ExAnte2018 | Workpaper | 2017-10-17 13:57 | SCG | DMo | MH00 | CZ16 | rWtd | Area-ft2 | 173.92 | 1242 | None | 1.75 | 0.00223 | -0.049 | 1.75 | 0.00223 | -0.049 | 1.75 | 0.00223 | -0.049 | 1.75 | 0.00223 | -0.049 | DEER:Res:BldgShell_Ins | Annual | 1 |  | SCGDMoMH00CZ16rWtd
ResWin-33-28-00 | ExAnte2018 | Workpaper | 2017-10-17 10:19 | Any | DMo | MH15 | CZ16 | rNCGF | Area-ft2 | 173.92 | 1242 | None | 0.085 | 2.3e-05 | -0.063 | 0.085 | 2.3e-05 | -0.063 | 0.085 | 2.3e-05 | -0.063 | 0.085 | 2.3e-05 | -0.063 | DEER:Res:BldgShell_Ins | Annual | 1 |  | AnyDMoMH15CZ16rNCGF
ResWin-33-28-00 | ExAnte2018 | Workpaper | 2017-10-17 10:19 | Any | DMo | MH00 | CZ16 | rDXGF | Area-ft2 | 173.92 | 1242 | None | 1.78 | 0.00222 | -0.056 | 1.78 | 0.00222 | -0.056 | 1.78 | 0.00222 | -0.056 | 1.78 | 0.00222 | -0.056 | DEER:Res:BldgShell_Ins | Annual | 1 |  | AnyDMoMH00CZ16rDXGF
ResWin-33-28-00 | ExAnte2018 | Workpaper | 2017-10-17 13:57 | SCG | DMo | MH72 | CZ16 | rWtd | Area-ft2 | 190.96 | 1196 | None | 3.09 | 0.00288 | 0.183 | 1.98 | 0.00205 | -0.051 | 3.09 | 0.00288 | 0.183 | 1.98 | 0.00205 | -0.051 | DEER:Res:BldgShell_Ins | Annual | 1 |  | SCGDMoMH72CZ16rWtd
ResWin-33-28-00 | ExAnte2018 | Workpaper | 2017-10-17 10:19 | Any | DMo | MH15 | CZ16 | rDXGF | Area-ft2 | 173.92 | 1242 | None | 1.09 | 0.0014 | -0.062 | 1.09 | 0.0014 | -0.062 | 1.09 | 0.0014 | -0.062 | 1.09 | 0.0014 | -0.062 | DEER:Res:BldgShell_Ins | Annual | 1 |  | AnyDMoMH15CZ16rDXGF
ResWin-33-28-00 | ExAnte2018 | Workpaper | 2017-10-17 13:57 | SCE | DMo | MH06 | CZ16 | rWtd | Area-ft2 | 173.92 | 1242 | None | 1.13 | 0.00148 | -0.046 | 1.13 | 0.00148 | -0.046 | 1.13 | 0.00148 | -0.046 | 1.13 | 0.00148 | -0.046 | DEER:Res:BldgShell_Ins | Annual | 1 |  | SCEDMoMH06CZ16rWtd
ResWin-33-28-00 | ExAnte2018 | Workpaper | 2017-10-17 10:19 | Any | DMo | MH15 | CZ16 | rNCEH | Area-ft2 | 173.92 | 1242 | None | -0.526 | 1.7e-05 | 0 | -0.526 | 1.7e-05 | 0 | -0.526 | 1.7e-05 | 0 | -0.526 | 1.7e-05 | 0 | DEER:Res:BldgShell_Ins | Annual | 1 |  | AnyDMoMH15CZ16rNCEH
ResWin-33-28-00 | ExAnte2018 | Workpaper | 2017-10-17 10:19 | Any | DMo | MH85 | CZ16 | rNCGF | Area-ft2 | 186.32 | 1242 | None | 0.29 | 2.1e-05 | 0.302 | 0.072 | 1.6e-05 | -0.07 | 0.29 | 2.1e-05 | 0.302 | 0.072 | 1.6e-05 | -0.07 | DEER:Res:BldgShell_Ins | Annual | 1 |  | AnyDMoMH85CZ16rNCGF
ResWin-33-28-00 | ExAnte2018 | Workpaper | 2017-10-17 14:29 | PGE | DMo | Ex | CZ16 | rWtd | Area-ft2 | 187.13 | 1228 | None | 2.13 | 0.00167 | 0.227 | 1.1 | 0.00122 | -0.057 | 2.13 | 0.00167 | 0.227 | 1.1 | 0.00122 | -0.057 | DEER:Res:BldgShell_Ins | Annual | 1 |  | PGEDMoExCZ16rWtd
ResWin-33-28-00 | ExAnte2018 | Workpaper | 2017-10-17 10:19 | Any | DMo | MH00 | CZ16 | rNCGF | Area-ft2 | 173.92 | 1242 | None | 0.091 | 1.7e-05 | -0.057 | 0.091 | 1.7e-05 | -0.057 | 0.091 | 1.7e-05 | -0.057 | 0.091 | 1.7e-05 | -0.057 | DEER:Res:BldgShell_Ins | Annual | 1 |  | AnyDMoMH00CZ16rNCGF
ResWin-33-28-00 | ExAnte2018 | Workpaper | 2017-10-17 10:19 | Any | DMo | MH06 | CZ16 | rNCEH | Area-ft2 | 173.92 | 1242 | None | -0.298 | 1.7e-05 | 0 | -0.298 | 1.7e-05 | 0 | -0.298 | 1.7e-05 | 0 | -0.298 | 1.7e-05 | 0 | DEER:Res:BldgShell_Ins | Annual | 1 |  | AnyDMoMH06CZ16rNCEH
ResWin-33-28-00 | ExAnte2018 | Workpaper | 2017-10-17 14:29 | SCE | DMo | Ex | CZ16 | rWtd | Area-ft2 | 187.52 | 1226.8 | None | 3.09 | 0.00285 | 0.234 | 1.87 | 0.00207 | -0.057 | 3.09 | 0.00285 | 0.234 | 1.87 | 0.00207 | -0.057 | DEER:Res:BldgShell_Ins | Annual | 1 |  | SCEDMoExCZ16rWtd
ResWin-33-28-00 | ExAnte2018 | Workpaper | 2017-10-17 10:19 | Any | DMo | MH85 | CZ16 | rDXGF | Area-ft2 | 186.32 | 1242 | None | 2.52 | 0.00287 | 0.311 | 1.81 | 0.00209 | -0.068 | 2.52 | 0.00287 | 0.311 | 1.81 | 0.00209 | -0.068 | DEER:Res:BldgShell_Ins | Annual | 1 |  | AnyDMoMH85CZ16rDXGF
ResWin-33-28-00 | ExAnte2018 | Workpaper | 2017-10-17 13:57 | PGE | DMo | MH72 | CZ16 | rWtd | Area-ft2 | 190.96 | 1196 | None | 2.09 | 0.0017 | 0.181 | 1.17 | 0.00121 | -0.051 | 2.09 | 0.0017 | 0.181 | 1.17 | 0.00121 | -0.051 | DEER:Res:BldgShell_Ins | Annual | 1 |  | PGEDMoMH72CZ16rWtd
ResWin-33-28-00 | ExAnte2018 | Workpaper | 2017-10-17 10:19 | Any | DMo | MH00 | CZ16 | rNCEH | Area-ft2 | 173.92 | 1242 | None | -0.392 | 1.7e-05 | 0 | -0.392 | 1.7e-05 | 0 | -0.392 | 1.7e-05 | 0 | -0.392 | 1.7e-05 | 0 | DEER:Res:BldgShell_Ins | Annual | 1 |  | AnyDMoMH00CZ16rNCEH
ResWin-33-28-00 | ExAnte2018 | Workpaper | 2017-10-17 10:19 | Any | DMo | MH06 | CZ16 | rNCGF | Area-ft2 | 173.92 | 1242 | None | 0.096 | 2.3e-05 | -0.053 | 0.096 | 2.3e-05 | -0.053 | 0.096 | 2.3e-05 | -0.053 | 0.096 | 2.3e-05 | -0.053 | DEER:Res:BldgShell_Ins | Annual | 1 |  | AnyDMoMH06CZ16rNCGF
ResWin-33-28-00 | ExAnte2018 | Workpaper | 2017-10-17 13:57 | PGE | DMo | MH06 | CZ16 | rWtd | Area-ft2 | 173.92 | 1242 | None | 0.681 | 0.000875 | -0.046 | 0.681 | 0.000875 | -0.046 | 0.681 | 0.000875 | -0.046 | 0.681 | 0.000875 | -0.046 | DEER:Res:BldgShell_Ins | Annual | 1 |  | PGEDMoMH06CZ16rWtd
ResWin-33-28-00 | ExAnte2018 | Workpaper | 2017-10-17 13:57 | SCG | DMo | MH15 | CZ16 | rWtd | Area-ft2 | 173.92 | 1242 | None | 1.06 | 0.0014 | -0.054 | 1.06 | 0.0014 | -0.054 | 1.06 | 0.0014 | -0.054 | 1.06 | 0.0014 | -0.054 | DEER:Res:BldgShell_Ins | Annual | 1 |  | SCGDMoMH15CZ16rWtd
ResWin-33-28-00 | ExAnte2018 | Workpaper | 2017-10-17 13:57 | SCE | DMo | MH72 | CZ16 | rWtd | Area-ft2 | 190.96 | 1196 | None | 3.09 | 0.00288 | 0.183 | 1.98 | 0.00205 | -0.051 | 3.09 | 0.00288 | 0.183 | 1.98 | 0.00205 | -0.051 | DEER:Res:BldgShell_Ins | Annual | 1 |  | SCEDMoMH72CZ16rWtd
ResWin-33-28-00 | ExAnte2018 | Workpaper | 2017-10-17 13:57 | SCE | DMo | MH15 | CZ16 | rWtd | Area-ft2 | 173.92 | 1242 | None | 1.06 | 0.0014 | -0.054 | 1.06 | 0.0014 | -0.054 | 1.06 | 0.0014 | -0.054 | 1.06 | 0.0014 | -0.054 | DEER:Res:BldgShell_Ins | Annual | 1 |  | SCEDMoMH15CZ16rWtd
ResWin-33-28-00 | ExAnte2018 | Workpaper | 2017-10-17 10:19 | Any | DMo | MH72 | CZ16 | rDXGF | Area-ft2 | 190.96 | 1196 | None | 2.69 | 0.00288 | 0.209 | 2.01 | 0.00205 | -0.058 | 2.69 | 0.00288 | 0.209 | 2.01 | 0.00205 | -0.058 | DEER:Res:BldgShell_Ins | Annual | 1 |  | AnyDMoMH72CZ16rDXGF
ResWin-33-28-00 | ExAnte2018 | Workpaper | 2017-10-17 13:57 | SCG | DMo | MH06 | CZ16 | rWtd | Area-ft2 | 173.92 | 1242 | None | 1.13 | 0.00148 | -0.046 | 1.13 | 0.00148 | -0.046 | 1.13 | 0.00148 | -0.046 | 1.13 | 0.00148 | -0.046 | DEER:Res:BldgShell_Ins | Annual | 1 |  | SCGDMoMH06CZ16rWtd
ResWin-33-28-00 | ExAnte2018 | Workpaper | 2017-10-17 13:57 | SCE | DMo | MH85 | CZ16 | rWtd | Area-ft2 | 186.32 | 1242 | None | 3.15 | 0.00287 | 0.272 | 1.82 | 0.00209 | -0.06 | 3.15 | 0.00287 | 0.272 | 1.82 | 0.00209 | -0.06 | DEER:Res:BldgShell_Ins | Annual | 1 |  | SCEDMoMH85CZ16rWtd
ResWin-33-28-00 | ExAnte2018 | Workpaper | 2017-10-17 10:19 | Any | DMo | MH72 | CZ16 | rNCGF | Area-ft2 | 190.96 | 1196 | None | 0.225 | 2.1e-05 | 0.205 | 0.087 | 1.6e-05 | -0.059 | 0.225 | 2.1e-05 | 0.205 | 0.087 | 1.6e-05 | -0.059 | DEER:Res:BldgShell_Ins | Annual | 1 |  | AnyDMoMH72CZ16rNCGF
ResWin-33-28-00 | ExAnte2018 | Workpaper | 2017-10-17 10:19 | Any | DMo | MH15 | CZ16 | rDXHP | Area-ft2 | 173.92 | 1242 | None | 0.885 | 0.0014 | 0 | 0.885 | 0.0014 | 0 | 0.885 | 0.0014 | 0 | 0.885 | 0.0014 | 0 | DEER:Res:BldgShell_Ins | Annual | 1 |  | AnyDMoMH15CZ16rDXHP
ResWin-33-28-00 | ExAnte2018 | Workpaper | 2017-10-17 10:19 | Any | DMo | MH72 | CZ16 | rDXHP | Area-ft2 | 190.96 | 1196 | None | 5.88 | 0.00291 | 0 | 1.8 | 0.00208 | 0 | 5.88 | 0.00291 | 0 | 1.8 | 0.00208 | 0 | DEER:Res:BldgShell_Ins | Annual | 1 |  | AnyDMoMH72CZ16rDXHP
ResWin-33-28-00 | ExAnte2018 | Workpaper | 2017-10-17 10:19 | Any | DMo | MH85 | CZ16 | rNCEH | Area-ft2 | 186.32 | 1242 | None | 5.63 | 2.1e-05 | 0 | -0.304 | 1.6e-05 | 0 | 5.63 | 2.1e-05 | 0 | -0.304 | 1.6e-05 | 0 | DEER:Res:BldgShell_Ins | Annual | 1 |  | AnyDMoMH85CZ16rNCEH
ResWin-33-28-00 | ExAnte2018 | Workpaper | 2017-10-17 13:57 | PGE | DMo | MH15 | CZ16 | rWtd | Area-ft2 | 173.92 | 1242 | None | 0.627 | 0.000829 | -0.055 | 0.627 | 0.000829 | -0.055 | 0.627 | 0.000829 | -0.055 | 0.627 | 0.000829 | -0.055 | DEER:Res:BldgShell_Ins | Annual | 1 |  | PGEDMoMH15CZ16rWtd
ResWin-33-28-00 | ExAnte2018 | Workpaper | 2017-10-17 13:57 | PGE | DMo | MH85 | CZ16 | rWtd | Area-ft2 | 186.32 | 1242 | None | 2.24 | 0.00169 | 0.269 | 1.08 | 0.00123 | -0.06 | 2.24 | 0.00169 | 0.269 | 1.08 | 0.00123 | -0.06 | DEER:Res:BldgShell_Ins | Annual | 1 |  | PGEDMoMH85CZ16rWtd
ResWin-33-28-00 | ExAnte2018 | Workpaper | 2017-10-17 10:19 | Any | DMo | MH00 | CZ16 | rDXHP | Area-ft2 | 173.92 | 1242 | None | 1.53 | 0.00228 | 0 | 1.53 | 0.00228 | 0 | 1.53 | 0.00228 | 0 | 1.53 | 0.00228 | 0 | DEER:Res:BldgShell_Ins | Annual | 1 |  | AnyDMoMH00CZ16rDXHP
ResWin-33-28-00 | ExAnte2018 | Workpaper | 2017-10-17 14:58 | SCE | DMo | Ex | IOU | rWtd | Area-ft2 | 187 | 1218.8 | None | 3.18 | 0.00385 | 0.062 | 2.27 | 0.0026 | -0.051 | 3.18 | 0.00385 | 0.062 | 2.27 | 0.0026 | -0.051 | DEER:Res:BldgShell_Ins | Annual | 1 |  | SCEDMoExIOUrWtd
ResWin-33-28-00 | ExAnte2018 | Workpaper | 2017-10-17 14:58 | SDG | DMo | Ex | IOU | rWtd | Area-ft2 | 187.38 | 1214 | None | 1.92 | 0.00257 | 0.022 | 1.41 | 0.00179 | -0.054 | 1.92 | 0.00257 | 0.022 | 1.41 | 0.00179 | -0.054 | DEER:Res:BldgShell_Ins | Annual | 1 |  | SDGDMoExIOUrWtd
ResWin-33-28-00 | ExAnte2018 | Workpaper | 2017-10-17 14:58 | SCG | DMo | Ex | IOU | rWtd | Area-ft2 | 186.4 | 1222.3 | None | 2.95 | 0.00394 | 0.039 | 2.12 | 0.00261 | -0.052 | 2.95 | 0.00394 | 0.039 | 2.12 | 0.00261 | -0.052 | DEER:Res:BldgShell_Ins | Annual | 1 |  | SCGDMoExIOUrWtd
ResWin-33-28-00 | ExAnte2018 | Workpaper | 2017-10-17 14:58 | PGE | DMo | Ex | IOU | rWtd | Area-ft2 | 187.94 | 1215.7 | None | 3.28 | 0.00341 | 0.121 | 2.18 | 0.00236 | -0.04 | 3.28 | 0.00341 | 0.121 | 2.18 | 0.00236 | -0.04 | DEER:Res:BldgShell_Ins | Annual | 1 |  | PGEDMoExIOUrWtd

## Review
MeasureID | ResWin-33-28-00
PA |  |  |  | 4 | SDG
bldgtype |  |  |  | 1 | DMo
bldgvint |  |  |  | 6 | Ex
bldghvac |  |  |  | 5 | rWtd
|  | 1 | 2 | 3 | 4 | 5 | 6
| NumUnits | APreWBkWh | APreWBkW | APreWBtherm | AStdWBkWh | AStdWBkW | AStdWBtherm
CZ01
CZ02
CZ03
CZ04
CZ05
CZ06
CZ07 | 188.09 | 128.8417 | 0.1247 | 1.5047 | 81.6311 | 0.093669 | -11.2854
CZ08 | 190.94 | 366.6048 | 0.48308 | 8.7832 | 280.6818 | 0.32842 | -6.492
CZ09
CZ10 | 186.19 | 608.8413 | 0.87323 | 5.9581 | 463.6131 | 0.60139 | -8.9371
CZ11
CZ12
CZ13
CZ14 | 189.46 | 250.0872 | 0.18112 | 15.1568 | 107.2344 | 0.11576 | -17.6198
CZ15 | 179.81 | 534.0357 | 0.34524 | -0.53943 | 447.7269 | 0.27871 | -4.8549
CZ16
IOU | 187.38 | 359.7696 | 0.48157 | 4.1224 | 264.2058 | 0.33541 | -10.1185
Note: not all combinations of PA, bulding vintage and HVAC type have results.

## Map
EnergyImpact fieldname | meas_impacts_wtd fieldname | HVAC | Vintage | BldgType | PA
EnergyImpactID | measure_id | rDXGF | MH72 | SFm | PGE
Version | ExAnte2018, for example | rDXHP | MH85 | MFm | SCE
VersionSource | Workpaper | rNCEH | MH00 | DMo | SCG
LastMod | lastmod | rNCGF | MH06 |  | SDG
PA | pa | rWtd | MH15
BldgType | bldgtype |  | Ex
BldgVint | bldgvint
BldgLoc | bldgloc |  | 1975
BldgHVAC | bldghvac |  | 1985
NormUnit | normunit |  | 1996
NumUnit | numunits |  | 2003
MeasArea | measarea |  | 2007
ScaleBasis | None |  | 2011
APreWBkWh | apre_kwh_tot
APreWBkW | apre_kwpp_tot
APreWBtherm | apre_thm_tot
AStdWBkWh | astd_kwh_tot
AStdWBkW | astd_kwpp_tot
AStdWBtherm | astd_thm_tot
APreEUkWh | End-use savings, or Whole-building if appropriate
APreEUkW | End-use savings, or Whole-building if appropriate
APreEUtherm | End-use savings, or Whole-building if appropriate
AStdEUkWh | End-use savings, or Whole-building if appropriate
AStdEUkW | End-use savings, or Whole-building if appropriate
AStdEUtherm | End-use savings, or Whole-building if appropriate
ElecImpactProfileID | DEER profile, if available
GasImpactProfileID | Annual
Flag | 1
SourceDesc | WorkpaperID if available