## Introduction
Fuel Substitution Calculator
Change log (recent changes first)
Date | Description of changes
2019-10-31 | 1. Section 2 subheaders changed to Section 2.1, 2.2, and 2.3, in line with technical guidance document. 2. Unlock cells for optional indexing columns in Deemed workbook. 3. Update Introduction. 4. Password protect all sheets.
2019-10-29 | 1. Added new sheet "Fuel Sub Calcs-Deemed" to conveniently enter workpaper measures.
2019-10-17 | 1. Added Reduced Goals of the Original Fuel in Section 3. 2.For information only, in Section 2, the CO2 emissions were split between electricty and natural gas. This will not impact the Lifecycle emissions savings (Metric tCO2).
2019-09-30 | 1. Clarify instructive language in Introduction, Fuel Sub Calcs, and Time series tables tabs. 2. Remove fields to input savings for first and second baseline.
2019-09-26 | 1. Add this revision log sheet 2. Describe methodology supported by calculator 3. Update examples, etc.
2019-09-25 | 1. In section 2, updated formula for emissions intensity to refer to metric tons per kWh instead of short tons per kWh. 2. In section 3, clarified “savings claims toward goals” with columns for both kWh and therms. 3. In section 3, also added a box of copy/paste inputs to CET. 4. Some other related formatting and hidden formula updates.
2019-09-24 | Initial draft version
Background
On August 1, 2019, California Public Utilities Commission (CPUC) Decision 19-08-009 directed CPUC staff to issue technical guidelines for fuel substitution measures, including, but not limited to, guidance on calculation of source energy savings and environment offsets for fuel substitution measures. This calculator supplements the technical guidance document v1.1 (refer to Chapter 3) and should be considered an interim tool for use in performing the Fuel Substitution Test and calculating energy savings for cost effectiveness analysis and reporting. How to use this tool
For custom measures, please use the sheet - "Fuel Sub Calcs-Custom."
For workpapers, please use the sheet - "Fuel Sub Calcs-Deemed."
These are essentially two tools producing separate sets of results, but using the same methodology. Choose the best one for your application, as described below.
Note that the workbook uses locked cells and protected sheets to avoid accidental changes to its layout and formulas. Also for this reason, users should not attempt to Cut and Paste cells. If you need to make changes to these areas for your application, please contact CPUC.
Fuel Sub Calcs-Custom
This sheet is divided into three sections for convenience.
Section 1
* Enter the inputs for your measures here.
* For each measure, input usage values (annual energy consumption) for the baseline and measure technologies. From these inputs, the tool will compute savings. This tool does not provide a field to directly input savings, as that option will not be considered sufficient documentation of a fuel substitution measure.
Section 2
* View the results of fuel substitution tests here. These are based on calculations of lifecycle primary energy and emissions.
* For Section 2.1, one column displays the lifecycle savings of primary energy from carbon-based fuels. A second column displays a simple pass/fail result.
* For Section 2.2, one column displays the lifecycle savings of carbon dioxide (CO2) emissions. A second column displays a simple pass/fail result. Supplemental columns show individual contributions from electricity and gas.
* For Section 2.3, the result shows Eligible if and only if both Part One and Part Two of the test have a result of Pass.
Section 3
View the first year savings to be claimed towards energy efficiency program goals here.
Fuel Sub Calcs-Deemed
The Deemed calculation methodology is same as in the Custom sheets, except that this tool performs no background computations of time series tables. Instead, for 1st and 2nd baseline periods, annual factors for primary energy and CO2 emissions intensity are averaged over the period, then multiplied together with annual impacts and the duration of that period. The results are equivalent.
The Deemed formatting is different than Custom. Considering that workpapers tend to have many combinations for a measures (CZ, building type, vintage, etc.), the Deemed sheet is formatted with Section 1 and Section 2 spread out horizontally (proceed from left to right). Section 3 is hidden. Rather than 5 entries in the Custom, the Deemed sheet permits 1000 entries.
Finally, the Deemed sheet expects inputs to be annual savings rather than consumption values. Copy then paste by value your results formatted as in the ExAnteData (EAD) tables (as in 2019 workpaper submissions). Please document energy consumption values outside this workbook.
Methodology
Inputs (Section 1)
It is preferred to record baseline and proposed/installed (aka measure case) annual usage values, and allow the tool to compute energy impacts (i.e. increase or decrease in annual usage) resulting from each measure. However, if only energy impacts are available, enter these in the savings columns and leave the usage columns blank. This tool supports single-baseline (e.g. normal replacement or NR) and dual-baseline measures (accelerated retirement or AR). For all measures, enter the full life of the measure as EUL. For AR measures only, enter the remaining useful life of the existing equipment as RUL, and enter information about the second baseline period. For each measure input, based on the lifetimes and impacts entered, this tool computes a time series of annual impacts (electricity usage kWh and gas usage in therms) anticipated during each year from 2019 through 2049.
Fuel substitution test (Section 2)
The time series of electricity impacts are multiplied by projected annual effective heat rate values (the ratio of "source" BTUs at generation facilities to "site" kWh at the meter, which includes T&D losses) and CO2 emissions intensity factors to determine the total lifecycle primary energy usage and emissions attributable to those impacts. The time series of source energy and emissions intensity factors for electricity are based on the Long-run emissions inputs included as tabs at the end of this workbook. For gas impacts, the calculation of lifecycle energy involves merely conversion to primary energy units, and emissions intensity is fixed (so there are no annual time series).
For EE program reporting (Section 3)
The first table in this section provides the annual savings in the new fuel units that will be used for reporting.
This second table provides a copy/paste section for use with the most recent version of CET as of writing.

## Fuel Sub Calcs-Custom
Cell color code |  |  | Please do not Cut-and-Paste cells or ranges. | [5 empty] | These columns are reserved for hidden calculations.
Headings
Input cell
Requires attention
Ignored based on current inputs
Calculated cell
Section 1. EE Workpaper/Custom Measure Inputs
Fill out this block for all measures (including Normal Replacement and Accelerated Replacement)
Index | Measure Description | Quantity (# units) | EUL (years) | Install Year | Original fuel | New fuel |  |  |  | Skip AR? | 1st Baseline period years | RUL yrs | Measure defined?
1 | Commercial packaged Heat Pump 12 EER--EXAMPLE | 1 | 15 | 2020 | natural gas + electricity | electricity |  |  |  | TRUE | 15 | 0 | TRUE
2 | Residential split Heat Pump 15 SEER; 8.7 HSPF--EXAMPLE | 1 | 15 | 2020 | natural gas + electricity | electricity |  |  |  | TRUE | 15 | 0 | TRUE
3 | Residential 50 Gallons Heat Pump Domestic Water Heater--EXAMPLE | 1 | 10 | 2020 | natural gas | electricity |  |  |  | TRUE | 10 | 0 | TRUE
4 | Commercial Steam Cooker (Electric)--EXAMPLE | 1 | 12 | 2020 | natural gas | electricity |  |  |  | TRUE | 12 | 0 | TRUE
5 | [9 empty] | TRUE | 0 | 0 | FALSE
Fill out this block for all measures (including Normal Replacement and Accelerated Replacement)
| Annual usage of "first" baseline technology |  | Annual usage of measure technology
Index | Annual electric usage (kWh) | Annual fuel usage (Therms) | Annual electric usage (kWh) | Annual fuel usage (Therms) | [5 empty] | Have 1BL Usage kWh? | Have 1BL Usage Therms? | Null usage and null savings? | Null usage and null savings? | kWh Savings (1 BL) | Therm Savings (1 BL)
1 | 696.15 | 8.08 | 715.25 | 0 | [5 empty] | TRUE | TRUE | FALSE | FALSE | -19.1 | 8.08
2 | 514.02 | 59.98 | 878.64 | 0 | [5 empty] | TRUE | TRUE | FALSE | FALSE | -364.62 | 59.98
3 | 0 | 180.4865 | 1497.11 | 0 | [5 empty] | TRUE | TRUE | FALSE | FALSE | -1497.11 | 180.4865
4 | 0 | 2759.4 | 2245.6 | 0 | [5 empty] | TRUE | TRUE | FALSE | FALSE | -2245.6 | 2759.4
5 |  |  |  |  | Warning: Need to enter baseline and measure consumption |  |  |  |  | FALSE | FALSE | TRUE | TRUE | 0 | 0
Fill out this block for measures with Install Type = [AR], requiring Dual Baseline.
Annual usage of "second" baseline technology
Index | Measure Application Type | RUL of existing equipment (years) | Annual electric usage of the code baseline (kWh) | Annual gas usage of the code baseline (Therms) | [5 empty] | Have 1BL Usage kWh? | Have 1BL Usage Therms? | Null usage and null savings? | Null usage and null savings? | kWh Savings (1 BL) | Therm Savings (1 BL)
1 | NR | [8 empty] | FALSE | FALSE | TRUE | TRUE | 0 | 0
2 | NR | [8 empty] | FALSE | FALSE | TRUE | TRUE | 0 | 0
3 | NR | [8 empty] | FALSE | FALSE | TRUE | TRUE | 0 | 0
4 | NR | [8 empty] | FALSE | FALSE | TRUE | TRUE | 0 | 0
5 | [9 empty] | FALSE | FALSE | TRUE | TRUE | 0 | 0
Section 2. Fuel Substitution Test, Part One and Part Two
Section 2.2 supplemental information
| Section 2.1: Source Energy Savings Calculations |  | Section 2.2: CO2 Emission Savings |  | Section 2.3: Results |  | Electric | Gas
Index | Lifecycle Primary Energy Savings (MMBTU at generation source) | Test Pass/Fail | Lifecycle emissions savings Metric tCO2 | Test Pass/Fail | Conclusion of Fuel Substitution Test |  | Lifecycle emissions savings (Metric tCO2) | Lifecycle emissions savings (Metric tCO2) | Index | kWh Lifecycle Savings | Therm Savings | Original Fuel Units | Full Measure Savings (original fuel) | Test1 Pass? | Test2 Pass? | Eligible?
1 | 11.1827 | PASS | 0.59347 | PASS | Eligible |  | -0.049741 | 0.64321 | 1 | -286.5 | 121.2 | oops | #N/A | TRUE | TRUE | TRUE
2 | 72.0775 | PASS | 3.8252 | PASS | Eligible |  | -0.94956 | 4.7747 | 2 | -5469.3 | 899.7 | oops | #N/A | TRUE | TRUE | TRUE
3 | 128.029 | PASS | 6.7945 | PASS | Eligible |  | -2.7839 | 9.5785 | 3 | -14971.1 | 1804.8645 | therms | 1280.2904 | TRUE | TRUE | TRUE
4 | 3218.793 | PASS | 170.8225 | PASS | Eligible |  | -4.9083 | 175.7309 | 4 | -26947.2 | 33112.8 | therms | 32187.9302 | TRUE | TRUE | TRUE
5 | 0 | PASS | 0 | PASS | Eligible |  | 0 | 0 | 5 | 0 | 0 | oops | #N/A | TRUE | TRUE | TRUE
Section 3. EE Program Reporting for Savings Claims towards Program Goals
The following refer to (first year) annual energy savings.
Index | Full Energy Savings (MMBTU equivalent) | New Fuel Units | Full Energy Savings Claimed - kWh | Full Energy Savings Claimed - Therms | Reduced Goals for Original Fuel - kWh | Reduced Goals for Original Fuel - Therm |  |  | Index | kWh savings | Therm savings
1 | 0.74281 | kWh | 217.6419 | N/A | N/A | 7.4281 |  |  | 1 | -19.1 | 8.08
2 | 4.7536 | kWh | 1392.7782 | N/A | N/A | 47.5355 |  |  | 2 | -364.62 | 59.98
3 | 12.939 | kWh | 3791.0955 | N/A | N/A | 129.3901 |  |  | 3 | -1497.11 | 180.4865
4 | 268.2758 | kWh | 78604.0924 | N/A | N/A | 2682.7577 |  |  | 4 | -2245.6 | 2759.4
5 | 0 | #N/A | 0 | N/A | 0 | N/A |  |  | 5 | 0 | 0
Values to input into Cost-Effectiveness Tool
Index | NumUnits | UnitkWh1stBaseline | UnitTherm1stBaseline | UnitkWh2ndBaseline | UnitTherm2ndBaseline | EUL_Yrs | RUL_Yrs
1 | 1 | -19.1 | 8.08 | 0 | 0 | 15 | 0
2 | 1 | -364.62 | 59.98 | 0 | 0 | 15 | 0
3 | 1 | -1497.11 | 180.4865 | 0 | 0 | 10 | 0
4 | 1 | -2245.6 | 2759.4 | 0 | 0 | 12 | 0
5 | 0 | 0 | 0 | 0 | 0 | 0 | 0

## Fuel Sub Calcs-Deemed
[21 empty] | Calcs -> | [50 empty] | Hidden: background calcs <- | [15 empty] | Hidden: Program goals <- | [8 empty] | Hidden: Inputs to CET <-
[6 empty] | Cell color code |  |  | Please do not Cut-and-Paste cells or ranges.
Headings
Input cell
Requires attention
Ignored based on current inputs
Calculated cell
[73 empty] | Section 2. Fuel Substitution Test Part 1 and Part 2 | [7 empty] | Section 3. EE Program Reporting for Savings Claims towards Program Goals
Optional indexing info (paste from EAD tables) | [5 empty] | Section 1. EE Workpaper Measure Inputs | [15 empty] | These columns are reserved for hidden calculations.
[13 empty] | Fill out this block for measures with Install Type = [AR], requiring Dual Baseline. | [8 empty] | Fill out this block for all measures (including Normal Replacement and Accelerated Replacement) | [29 empty] | Project annual savings (Unit Energy Savings * Number of units) |  |  |  | Cumulative project savings over Nth baseline period |  |  |  | Primary (read "source fuel") energy intensity over Nth baseline period |  |  |  | Rearranging terms… Use these coefficients with your annual savings table for a quick check. |  |  |  | Emissions intensity | [12 empty] | The following refer to (first year) annual energy savings.
[7 empty] | Fill out this block for all measures (including Normal Replacement and Accelerated Replacement) | [7 empty] | Paste here values copied from ExAnteData workbook, table EnergyImpactExAnte | [6 empty] | Annual usage of "first" baseline technology |  | Annual usage of measure technology |  |  | Annual usage of "second" baseline technology | [46 empty] | Part 1: Lifecycle Savings of Primary Energy |  | Part 2: Lifecycle savings of CO2e emissions |  | Conclusion of Fuel Substitution Test | Electric | Gas | [9 empty] | Values to input into Cost-Effectiveness Tool
PA | EnergyImpactID | BldgType | BldgVint | BldgLoc | BldgHVAC | Index | Measure Description | Quantity (# units) | EUL (years) | Install Year | Original fuel | New fuel | Measure Application Type | RUL of existing equipment (years) | APreWBkWh Per-unit, measure savings over pre-existing, whole-building, kWh | APreWBkW Per-unit, measure savings over pre-existing, whole-building, kW (ignored) | APreWBtherm Per-unit, measure savings over pre-existing, whole-building, Therms | AStdWBkWh Per-unit, measure savings over standard, whole-building, kWh | AStdWBkW Per-unit, measure savings over standard, whole-building, kW (ignored) | AStdWBtherm Per-unit, measure savings over standard, whole-building, Therms |  | Annual electric usage (kWh) | Annual fuel usage (Therms) | Annual electric usage (kWh) | Annual fuel usage (Therms) | Warning messages | Annual electric usage of the code baseline (kWh) | Annual gas usage of the code baseline (Therms) | Warning messages | Skip AR? | 1st Baseline period years | 2nd Baseline period yrs | RUL yrs | Measure defined? | 1BL period | 2BL period | Have 1BL Usage kWh? | Have 1BL Usage Therms? | Null usage and null savings? | Null usage and null savings? | kWh Savings (1 BL) | Therm Savings (1 BL) | Have 2BL Usage kWh? | Have 2BL Usage Therms? | Null usage and null savings? | Null usage and null savings? | kWh Savings (2 BL) | Therm Savings (2 BL) | Test1 Pass? | Test2 Pass? | Eligible? | 1BL project annual kWh savings | 1BL project annual Therm savings | 2BL project annual kWh savings | 2BL project annual Therm savings | Project kWh savings over 1st BL period | Project therm savings over 1st BL period | Project kWh savings over 2nd BL period | Project therm savings over 2nd BL period | 1BL Primary energy intensity BTU per kWh | 1BL Primary energy intensity (BTU per therm) | 2BL Primary energy intensity BTU per kWh | 2BL Primary energy intensity (BTU per therm) | 1BL duration (yr) * Primary MMBTU per kWh | 1BL duration (yr) * Primary energy intensity (MMBTU per therm) | 2BL duration (yr) * Primary MMBTU per kWh | 2BL duration (yr) * Primary energy intensity (MMBTU per therm) | 1BL Metric Ton per kWh | 1BL Metric Ton per Therm | 2BL Metric Ton per kWh | 2BL Metric Ton per Therm |  | Index | Lifecycle Primary Energy Savings (MMBTU at generation source) | Test Pass/Fail | Lifecycle emissions savings Metric tCO2 | Test Pass/Fail |  | Lifecycle emissions savings (Metric tCO2) | Lifecycle emissions savings (Metric tCO2) | Index | Full Energy Savings (MMBTU equivalent) | New Fuel Units | Full Energy Savings Claimed - kWh | Full Energy Savings Claimed - Therms | Reduced Goals for Original Fuel - kWh | Reduced Goals for Original Fuel - Therm |  | Index | NumUnits | UnitkWh1stBaseline | UnitTherm1stBaseline | UnitkWh2ndBaseline | UnitTherm2ndBaseline | EUL_Yrs | RUL_Yrs
Any | SWWH025-01 | SFm | Any | CZ01 | Any | 1 | Heat Pump Water Heater, >45 to ≤55 Gal, UEF=3.09 replacing Storage Natural Gas Water Heater, 30 Gal, UEF=0.6 | 1 | 10 | 2020 | natural gas | electricity | NR |  |  |  |  | -2340 |  | 210 |  | -2340 | 210 | 0 | 0 |  | 0 | 0 |  | TRUE | 10 | 0 | 0 | TRUE | 2020+10 | 2030+00 | TRUE | TRUE | FALSE | FALSE | -2340 | 210 | TRUE | TRUE | FALSE | FALSE | 0 | 0 | TRUE | TRUE | TRUE | -2340 | 210 | 0 | 0 | -23400 | 2100 | 0 | 0 | 3503.9114 | 100000 | #N/A | 100000 | 0.035039 | 1 | #N/A | 0 | 0.00018595 | 0.005307 | #N/A | 0.005307 |  | 1 | 128.0085 | PASS | 6.7935 | PASS | Eligible | -4.3513 | 11.1448 | 1 | 13.0136 | kWh | 3812.9446 | N/A | N/A | 130.1358 |  | 1 | 1 | -2340 | 210 | 0 | 0 | 10 | 0
Any | SWWH025-01 | SFm | Any | CZ02 | Any | 2 | Heat Pump Water Heater, >45 to ≤55 Gal, UEF=3.09 replacing Storage Natural Gas Water Heater, 30 Gal, UEF=0.6 | 1 | 10 | 2020 | natural gas | electricity | NR |  |  |  |  | -2010 |  | 195 |  | -2010 | 195 | 0 | 0 |  | 0 | 0 |  | TRUE | 10 | 0 | 0 | TRUE | 2020+10 | 2030+00 | TRUE | TRUE | FALSE | FALSE | -2010 | 195 | TRUE | TRUE | FALSE | FALSE | 0 | 0 | TRUE | TRUE | TRUE | -2010 | 195 | 0 | 0 | -20100 | 1950 | 0 | 0 | 3503.9114 | 100000 | #N/A | 100000 | 0.035039 | 1 | #N/A | 0 | 0.00018595 | 0.005307 | #N/A | 0.005307 |  | 2 | 124.5714 | PASS | 6.611 | PASS | Eligible | -3.7377 | 10.3487 | 2 | 12.6399 | kWh | 3703.4486 | N/A | N/A | 126.3987 |  | 2 | 1 | -2010 | 195 | 0 | 0 | 10 | 0
Any | SWWH025-01 | SFm | Any | CZ03 | Any | 3 | Heat Pump Water Heater, >45 to ≤55 Gal, UEF=3.09 replacing Storage Natural Gas Water Heater, 30 Gal, UEF=0.6 | 1 | 10 | 2020 | natural gas | electricity | NR |  |  |  |  | -1970 |  | 196 |  | -1970 | 196 | 0 | 0 |  | 0 | 0 |  | TRUE | 10 | 0 | 0 | TRUE | 2020+10 | 2030+00 | TRUE | TRUE | FALSE | FALSE | -1970 | 196 | TRUE | TRUE | FALSE | FALSE | 0 | 0 | TRUE | TRUE | TRUE | -1970 | 196 | 0 | 0 | -19700 | 1960 | 0 | 0 | 3503.9114 | 100000 | #N/A | 100000 | 0.035039 | 1 | #N/A | 0 | 0.00018595 | 0.005307 | #N/A | 0.005307 |  | 3 | 126.9729 | PASS | 6.7385 | PASS | Eligible | -3.6633 | 10.4018 | 3 | 12.8764 | kWh | 3772.7483 | N/A | N/A | 128.7639 |  | 3 | 1 | -1970 | 196 | 0 | 0 | 10 | 0
Any | SWWH025-01 | SFm | Any | CZ04 | Any | 4 | Heat Pump Water Heater, >45 to ≤55 Gal, UEF=3.09 replacing Storage Natural Gas Water Heater, 30 Gal, UEF=0.6 | 1 | 10 | 2020 | natural gas | electricity | NR |  |  |  |  | -1880 |  | 190 |  | -1880 | 190 | 0 | 0 |  | 0 | 0 |  | TRUE | 10 | 0 | 0 | TRUE | 2020+10 | 2030+00 | TRUE | TRUE | FALSE | FALSE | -1880 | 190 | TRUE | TRUE | FALSE | FALSE | 0 | 0 | TRUE | TRUE | TRUE | -1880 | 190 | 0 | 0 | -18800 | 1900 | 0 | 0 | 3503.9114 | 100000 | #N/A | 100000 | 0.035039 | 1 | #N/A | 0 | 0.00018595 | 0.005307 | #N/A | 0.005307 |  | 4 | 124.1265 | PASS | 6.5874 | PASS | Eligible | -3.4959 | 10.0834 | 4 | 12.5836 | kWh | 3686.9499 | N/A | N/A | 125.8356 |  | 4 | 1 | -1880 | 190 | 0 | 0 | 10 | 0
Any | SWWH025-01 | SFm | Any | CZ05 | Any | 5 | Heat Pump Water Heater, >45 to ≤55 Gal, UEF=3.09 replacing Storage Natural Gas Water Heater, 30 Gal, UEF=0.6 | 1 | 10 | 2020 | natural gas | electricity | NR |  |  |  |  | -2030 |  | 199 |  | -2030 | 199 | 0 | 0 |  | 0 | 0 |  | TRUE | 10 | 0 | 0 | TRUE | 2020+10 | 2030+00 | TRUE | TRUE | FALSE | FALSE | -2030 | 199 | TRUE | TRUE | FALSE | FALSE | 0 | 0 | TRUE | TRUE | TRUE | -2030 | 199 | 0 | 0 | -20300 | 1990 | 0 | 0 | 3503.9114 | 100000 | #N/A | 100000 | 0.035039 | 1 | #N/A | 0 | 0.00018595 | 0.005307 | #N/A | 0.005307 |  | 5 | 127.8706 | PASS | 6.7861 | PASS | Eligible | -3.7749 | 10.561 | 5 | 12.9716 | kWh | 3800.6475 | N/A | N/A | 129.7161 |  | 5 | 1 | -2030 | 199 | 0 | 0 | 10 | 0
Any | SWWH025-01 | SFm | Any | CZ06 | Any | 6 | Heat Pump Water Heater, >45 to ≤55 Gal, UEF=3.09 replacing Storage Natural Gas Water Heater, 30 Gal, UEF=0.6 | 1 | 10 | 2020 | natural gas | electricity | NR |  |  |  |  | -1740 |  | 184 |  | -1740 | 184 | 0 | 0 |  | 0 | 0 |  | TRUE | 10 | 0 | 0 | TRUE | 2020+10 | 2030+00 | TRUE | TRUE | FALSE | FALSE | -1740 | 184 | TRUE | TRUE | FALSE | FALSE | 0 | 0 | TRUE | TRUE | TRUE | -1740 | 184 | 0 | 0 | -17400 | 1840 | 0 | 0 | 3503.9114 | 100000 | #N/A | 100000 | 0.035039 | 1 | #N/A | 0 | 0.00018595 | 0.005307 | #N/A | 0.005307 |  | 6 | 123.0319 | PASS | 6.5294 | PASS | Eligible | -3.2356 | 9.7649 | 6 | 12.4614 | kWh | 3651.1515 | N/A | N/A | 124.6138 |  | 6 | 1 | -1740 | 184 | 0 | 0 | 10 | 0
Any | SWWH025-01 | SFm | Any | CZ07 | Any | 7 | Heat Pump Water Heater, >45 to ≤55 Gal, UEF=3.09 replacing Storage Natural Gas Water Heater, 30 Gal, UEF=0.6 | 1 | 10 | 2020 | natural gas | electricity | NR |  |  |  |  | -1690 |  | 182 |  | -1690 | 182 | 0 | 0 |  | 0 | 0 |  | TRUE | 10 | 0 | 0 | TRUE | 2020+10 | 2030+00 | TRUE | TRUE | FALSE | FALSE | -1690 | 182 | TRUE | TRUE | FALSE | FALSE | 0 | 0 | TRUE | TRUE | TRUE | -1690 | 182 | 0 | 0 | -16900 | 1820 | 0 | 0 | 3503.9114 | 100000 | #N/A | 100000 | 0.035039 | 1 | #N/A | 0 | 0.00018595 | 0.005307 | #N/A | 0.005307 |  | 7 | 122.7839 | PASS | 6.5162 | PASS | Eligible | -3.1426 | 9.6588 | 7 | 12.432 | kWh | 3642.552 | N/A | N/A | 124.3203 |  | 7 | 1 | -1690 | 182 | 0 | 0 | 10 | 0
Any | SWWH025-01 | SFm | Any | CZ08 | Any | 8 | Heat Pump Water Heater, >45 to ≤55 Gal, UEF=3.09 replacing Storage Natural Gas Water Heater, 30 Gal, UEF=0.6 | 1 | 10 | 2020 | natural gas | electricity | NR |  |  |  |  | -1650 |  | 179 |  | -1650 | 179 | 0 | 0 |  | 0 | 0 |  | TRUE | 10 | 0 | 0 | TRUE | 2020+10 | 2030+00 | TRUE | TRUE | FALSE | FALSE | -1650 | 179 | TRUE | TRUE | FALSE | FALSE | 0 | 0 | TRUE | TRUE | TRUE | -1650 | 179 | 0 | 0 | -16500 | 1790 | 0 | 0 | 3503.9114 | 100000 | #N/A | 100000 | 0.035039 | 1 | #N/A | 0 | 0.00018595 | 0.005307 | #N/A | 0.005307 |  | 8 | 121.1855 | PASS | 6.4314 | PASS | Eligible | -3.0682 | 9.4996 | 8 | 12.2685 | kWh | 3594.6528 | N/A | N/A | 122.6855 |  | 8 | 1 | -1650 | 179 | 0 | 0 | 10 | 0
Any | SWWH025-01 | SFm | Any | CZ09 | Any | 9 | Heat Pump Water Heater, >45 to ≤55 Gal, UEF=3.09 replacing Storage Natural Gas Water Heater, 30 Gal, UEF=0.6 | 1 | 10 | 2020 | natural gas | electricity | NR |  |  |  |  | -1660 |  | 179 |  | -1660 | 179 | 0 | 0 |  | 0 | 0 |  | TRUE | 10 | 0 | 0 | TRUE | 2020+10 | 2030+00 | TRUE | TRUE | FALSE | FALSE | -1660 | 179 | TRUE | TRUE | FALSE | FALSE | 0 | 0 | TRUE | TRUE | TRUE | -1660 | 179 | 0 | 0 | -16600 | 1790 | 0 | 0 | 3503.9114 | 100000 | #N/A | 100000 | 0.035039 | 1 | #N/A | 0 | 0.00018595 | 0.005307 | #N/A | 0.005307 |  | 9 | 120.8351 | PASS | 6.4128 | PASS | Eligible | -3.0868 | 9.4996 | 9 | 12.2344 | kWh | 3584.6528 | N/A | N/A | 122.3442 |  | 9 | 1 | -1660 | 179 | 0 | 0 | 10 | 0
Any | SWWH025-01 | SFm | Any | CZ10 | Any | 10 | Heat Pump Water Heater, >45 to ≤55 Gal, UEF=3.09 replacing Storage Natural Gas Water Heater, 30 Gal, UEF=0.6 | 1 | 10 | 2020 | natural gas | electricity | NR |  |  |  |  | -1660 |  | 178 |  | -1660 | 178 | 0 | 0 |  | 0 | 0 |  | TRUE | 10 | 0 | 0 | TRUE | 2020+10 | 2030+00 | TRUE | TRUE | FALSE | FALSE | -1660 | 178 | TRUE | TRUE | FALSE | FALSE | 0 | 0 | TRUE | TRUE | TRUE | -1660 | 178 | 0 | 0 | -16600 | 1780 | 0 | 0 | 3503.9114 | 100000 | #N/A | 100000 | 0.035039 | 1 | #N/A | 0 | 0.00018595 | 0.005307 | #N/A | 0.005307 |  | 10 | 119.8351 | PASS | 6.3597 | PASS | Eligible | -3.0868 | 9.4465 | 10 | 12.1344 | kWh | 3555.3531 | N/A | N/A | 121.3442 |  | 10 | 1 | -1660 | 178 | 0 | 0 | 10 | 0
Any | SWWH025-01 | SFm | Any | CZ11 | Any | 11 | Heat Pump Water Heater, >45 to ≤55 Gal, UEF=3.09 replacing Storage Natural Gas Water Heater, 30 Gal, UEF=0.6 | 1 | 10 | 2020 | natural gas | electricity | NR |  |  |  |  | -1810 |  | 181 |  | -1810 | 181 | 0 | 0 |  | 0 | 0 |  | TRUE | 10 | 0 | 0 | TRUE | 2020+10 | 2030+00 | TRUE | TRUE | FALSE | FALSE | -1810 | 181 | TRUE | TRUE | FALSE | FALSE | 0 | 0 | TRUE | TRUE | TRUE | -1810 | 181 | 0 | 0 | -18100 | 1810 | 0 | 0 | 3503.9114 | 100000 | #N/A | 100000 | 0.035039 | 1 | #N/A | 0 | 0.00018595 | 0.005307 | #N/A | 0.005307 |  | 11 | 117.5792 | PASS | 6.24 | PASS | Eligible | -3.3658 | 9.6057 | 11 | 11.9225 | kWh | 3493.2523 | N/A | N/A | 119.2247 |  | 11 | 1 | -1810 | 181 | 0 | 0 | 10 | 0
Any | SWWH025-01 | SFm | Any | CZ12 | Any | 12 | Heat Pump Water Heater, >45 to ≤55 Gal, UEF=3.09 replacing Storage Natural Gas Water Heater, 30 Gal, UEF=0.6 | 1 | 10 | 2020 | natural gas | electricity | NR |  |  |  |  | -1860 |  | 186 |  | -1860 | 186 | 0 | 0 |  | 0 | 0 |  | TRUE | 10 | 0 | 0 | TRUE | 2020+10 | 2030+00 | TRUE | TRUE | FALSE | FALSE | -1860 | 186 | TRUE | TRUE | FALSE | FALSE | 0 | 0 | TRUE | TRUE | TRUE | -1860 | 186 | 0 | 0 | -18600 | 1860 | 0 | 0 | 3503.9114 | 100000 | #N/A | 100000 | 0.035039 | 1 | #N/A | 0 | 0.00018595 | 0.005307 | #N/A | 0.005307 |  | 12 | 120.8272 | PASS | 6.4123 | PASS | Eligible | -3.4587 | 9.8711 | 12 | 12.2518 | kWh | 3589.751 | N/A | N/A | 122.5182 |  | 12 | 1 | -1860 | 186 | 0 | 0 | 10 | 0
Any | SWWH025-01 | SFm | Any | CZ13 | Any | 13 | Heat Pump Water Heater, >45 to ≤55 Gal, UEF=3.09 replacing Storage Natural Gas Water Heater, 30 Gal, UEF=0.6 | 1 | 10 | 2020 | natural gas | electricity | NR |  |  |  |  | -1740 |  | 179 |  | -1740 | 179 | 0 | 0 |  | 0 | 0 |  | TRUE | 10 | 0 | 0 | TRUE | 2020+10 | 2030+00 | TRUE | TRUE | FALSE | FALSE | -1740 | 179 | TRUE | TRUE | FALSE | FALSE | 0 | 0 | TRUE | TRUE | TRUE | -1740 | 179 | 0 | 0 | -17400 | 1790 | 0 | 0 | 3503.9114 | 100000 | #N/A | 100000 | 0.035039 | 1 | #N/A | 0 | 0.00018595 | 0.005307 | #N/A | 0.005307 |  | 13 | 118.0319 | PASS | 6.264 | PASS | Eligible | -3.2356 | 9.4996 | 13 | 11.9614 | kWh | 3504.6528 | N/A | N/A | 119.6138 |  | 13 | 1 | -1740 | 179 | 0 | 0 | 10 | 0
Any | SWWH025-01 | SFm | Any | CZ14 | Any | 14 | Heat Pump Water Heater, >45 to ≤55 Gal, UEF=3.09 replacing Storage Natural Gas Water Heater, 30 Gal, UEF=0.6 | 1 | 10 | 2020 | natural gas | electricity | NR |  |  |  |  | -1850 |  | 182 |  | -1850 | 182 | 0 | 0 |  | 0 | 0 |  | TRUE | 10 | 0 | 0 | TRUE | 2020+10 | 2030+00 | TRUE | TRUE | FALSE | FALSE | -1850 | 182 | TRUE | TRUE | FALSE | FALSE | 0 | 0 | TRUE | TRUE | TRUE | -1850 | 182 | 0 | 0 | -18500 | 1820 | 0 | 0 | 3503.9114 | 100000 | #N/A | 100000 | 0.035039 | 1 | #N/A | 0 | 0.00018595 | 0.005307 | #N/A | 0.005307 |  | 14 | 117.1776 | PASS | 6.2187 | PASS | Eligible | -3.4401 | 9.6588 | 14 | 11.8859 | kWh | 3482.552 | N/A | N/A | 118.8595 |  | 14 | 1 | -1850 | 182 | 0 | 0 | 10 | 0
Any | SWWH025-01 | SFm | Any | CZ15 | Any | 15 | Heat Pump Water Heater, >45 to ≤55 Gal, UEF=3.09 replacing Storage Natural Gas Water Heater, 30 Gal, UEF=0.6 | 1 | 10 | 2020 | natural gas | electricity | NR |  |  |  |  | -1280 |  | 150 |  | -1280 | 150 | 0 | 0 |  | 0 | 0 |  | TRUE | 10 | 0 | 0 | TRUE | 2020+10 | 2030+00 | TRUE | TRUE | FALSE | FALSE | -1280 | 150 | TRUE | TRUE | FALSE | FALSE | 0 | 0 | TRUE | TRUE | TRUE | -1280 | 150 | 0 | 0 | -12800 | 1500 | 0 | 0 | 3503.9114 | 100000 | #N/A | 100000 | 0.035039 | 1 | #N/A | 0 | 0.00018595 | 0.005307 | #N/A | 0.005307 |  | 15 | 105.1499 | PASS | 5.5803 | PASS | Eligible | -2.3802 | 7.9606 | 15 | 10.6314 | kWh | 3114.9604 | N/A | N/A | 106.3136 |  | 15 | 1 | -1280 | 150 | 0 | 0 | 10 | 0
Any | SWWH025-01 | SFm | Any | CZ16 | Any | 16 | Heat Pump Water Heater, >45 to ≤55 Gal, UEF=3.09 replacing Storage Natural Gas Water Heater, 30 Gal, UEF=0.6 | 1 | 10 | 2020 | natural gas | electricity | NR |  |  |  |  | -2740 |  | 209 |  | -2740 | 209 | 0 | 0 |  | 0 | 0 |  | TRUE | 10 | 0 | 0 | TRUE | 2020+10 | 2030+00 | TRUE | TRUE | FALSE | FALSE | -2740 | 209 | TRUE | TRUE | FALSE | FALSE | 0 | 0 | TRUE | TRUE | TRUE | -2740 | 209 | 0 | 0 | -27400 | 2090 | 0 | 0 | 3503.9114 | 100000 | #N/A | 100000 | 0.035039 | 1 | #N/A | 0 | 0.00018595 | 0.005307 | #N/A | 0.005307 |  | 16 | 112.9928 | PASS | 5.9966 | PASS | Eligible | -5.0951 | 11.0917 | 16 | 11.5484 | kWh | 3383.6449 | N/A | N/A | 115.4838 |  | 16 | 1 | -2740 | 209 | 0 | 0 | 10 | 0
Any | SWWH025-01 | MFm | Any | CZ01 | Any | 17 | Heat Pump Water Heater, >45 to ≤55 Gal, UEF=3.09 replacing Storage Natural Gas Water Heater, 30 Gal, UEF=0.6 | 1 | 10 | 2020 | natural gas | electricity | NR |  |  |  |  | -1470 |  | 173 |  | -1470 | 173 | 0 | 0 |  | 0 | 0 |  | TRUE | 10 | 0 | 0 | TRUE | 2020+10 | 2030+00 | TRUE | TRUE | FALSE | FALSE | -1470 | 173 | TRUE | TRUE | FALSE | FALSE | 0 | 0 | TRUE | TRUE | TRUE | -1470 | 173 | 0 | 0 | -14700 | 1730 | 0 | 0 | 3503.9114 | 100000 | #N/A | 100000 | 0.035039 | 1 | #N/A | 0 | 0.00018595 | 0.005307 | #N/A | 0.005307 |  | 17 | 121.4925 | PASS | 6.4477 | PASS | Eligible | -2.7335 | 9.1812 | 17 | 12.2829 | kWh | 3598.8544 | N/A | N/A | 122.8289 |  | 17 | 1 | -1470 | 173 | 0 | 0 | 10 | 0
Any | SWWH025-01 | MFm | Any | CZ02 | Any | 18 | Heat Pump Water Heater, >45 to ≤55 Gal, UEF=3.09 replacing Storage Natural Gas Water Heater, 30 Gal, UEF=0.6 | 1 | 10 | 2020 | natural gas | electricity | NR |  |  |  |  | -1360 |  | 163 |  | -1360 | 163 | 0 | 0 |  | 0 | 0 |  | TRUE | 10 | 0 | 0 | TRUE | 2020+10 | 2030+00 | TRUE | TRUE | FALSE | FALSE | -1360 | 163 | TRUE | TRUE | FALSE | FALSE | 0 | 0 | TRUE | TRUE | TRUE | -1360 | 163 | 0 | 0 | -13600 | 1630 | 0 | 0 | 3503.9114 | 100000 | #N/A | 100000 | 0.035039 | 1 | #N/A | 0 | 0.00018595 | 0.005307 | #N/A | 0.005307 |  | 18 | 115.3468 | PASS | 6.1215 | PASS | Eligible | -2.529 | 8.6505 | 18 | 11.6583 | kWh | 3415.857 | N/A | N/A | 116.5832 |  | 18 | 1 | -1360 | 163 | 0 | 0 | 10 | 0
Any | SWWH025-01 | MFm | Any | CZ03 | Any | 19 | Heat Pump Water Heater, >45 to ≤55 Gal, UEF=3.09 replacing Storage Natural Gas Water Heater, 30 Gal, UEF=0.6 | 1 | 10 | 2020 | natural gas | electricity | NR |  |  |  |  | -1340 |  | 163 |  | -1340 | 163 | 0 | 0 |  | 0 | 0 |  | TRUE | 10 | 0 | 0 | TRUE | 2020+10 | 2030+00 | TRUE | TRUE | FALSE | FALSE | -1340 | 163 | TRUE | TRUE | FALSE | FALSE | 0 | 0 | TRUE | TRUE | TRUE | -1340 | 163 | 0 | 0 | -13400 | 1630 | 0 | 0 | 3503.9114 | 100000 | #N/A | 100000 | 0.035039 | 1 | #N/A | 0 | 0.00018595 | 0.005307 | #N/A | 0.005307 |  | 19 | 116.0476 | PASS | 6.1587 | PASS | Eligible | -2.4918 | 8.6505 | 19 | 11.7266 | kWh | 3435.857 | N/A | N/A | 117.2658 |  | 19 | 1 | -1340 | 163 | 0 | 0 | 10 | 0
Any | SWWH025-01 | MFm | Any | CZ04 | Any | 20 | Heat Pump Water Heater, >45 to ≤55 Gal, UEF=3.09 replacing Storage Natural Gas Water Heater, 30 Gal, UEF=0.6 | 1 | 10 | 2020 | natural gas | electricity | NR |  |  |  |  | -1310 |  | 159 |  | -1310 | 159 | 0 | 0 |  | 0 | 0 |  | TRUE | 10 | 0 | 0 | TRUE | 2020+10 | 2030+00 | TRUE | TRUE | FALSE | FALSE | -1310 | 159 | TRUE | TRUE | FALSE | FALSE | 0 | 0 | TRUE | TRUE | TRUE | -1310 | 159 | 0 | 0 | -13100 | 1590 | 0 | 0 | 3503.9114 | 100000 | #N/A | 100000 | 0.035039 | 1 | #N/A | 0 | 0.00018595 | 0.005307 | #N/A | 0.005307 |  | 20 | 113.0988 | PASS | 6.0022 | PASS | Eligible | -2.436 | 8.4382 | 20 | 11.429 | kWh | 3348.6581 | N/A | N/A | 114.2897 |  | 20 | 1 | -1310 | 159 | 0 | 0 | 10 | 0
Any | SWWH025-01 | MFm | Any | CZ05 | Any | 21 | Heat Pump Water Heater, >45 to ≤55 Gal, UEF=3.09 replacing Storage Natural Gas Water Heater, 30 Gal, UEF=0.6 | 1 | 10 | 2020 | natural gas | electricity | NR |  |  |  |  | -1360 |  | 164 |  | -1360 | 164 | 0 | 0 |  | 0 | 0 |  | TRUE | 10 | 0 | 0 | TRUE | 2020+10 | 2030+00 | TRUE | TRUE | FALSE | FALSE | -1360 | 164 | TRUE | TRUE | FALSE | FALSE | 0 | 0 | TRUE | TRUE | TRUE | -1360 | 164 | 0 | 0 | -13600 | 1640 | 0 | 0 | 3503.9114 | 100000 | #N/A | 100000 | 0.035039 | 1 | #N/A | 0 | 0.00018595 | 0.005307 | #N/A | 0.005307 |  | 21 | 116.3468 | PASS | 6.1746 | PASS | Eligible | -2.529 | 8.7035 | 21 | 11.7583 | kWh | 3445.1568 | N/A | N/A | 117.5832 |  | 21 | 1 | -1360 | 164 | 0 | 0 | 10 | 0
Any | SWWH025-01 | MFm | Any | CZ06 | Any | 22 | Heat Pump Water Heater, >45 to ≤55 Gal, UEF=3.09 replacing Storage Natural Gas Water Heater, 30 Gal, UEF=0.6 | 1 | 10 | 2020 | natural gas | electricity | NR |  |  |  |  | -1260 |  | 155 |  | -1260 | 155 | 0 | 0 |  | 0 | 0 |  | TRUE | 10 | 0 | 0 | TRUE | 2020+10 | 2030+00 | TRUE | TRUE | FALSE | FALSE | -1260 | 155 | TRUE | TRUE | FALSE | FALSE | 0 | 0 | TRUE | TRUE | TRUE | -1260 | 155 | 0 | 0 | -12600 | 1550 | 0 | 0 | 3503.9114 | 100000 | #N/A | 100000 | 0.035039 | 1 | #N/A | 0 | 0.00018595 | 0.005307 | #N/A | 0.005307 |  | 22 | 110.8507 | PASS | 5.8829 | PASS | Eligible | -2.343 | 8.2259 | 22 | 11.1996 | kWh | 3281.4591 | N/A | N/A | 111.9962 |  | 22 | 1 | -1260 | 155 | 0 | 0 | 10 | 0
Any | SWWH025-01 | MFm | Any | CZ07 | Any | 23 | Heat Pump Water Heater, >45 to ≤55 Gal, UEF=3.09 replacing Storage Natural Gas Water Heater, 30 Gal, UEF=0.6 | 1 | 10 | 2020 | natural gas | electricity | NR |  |  |  |  | -1240 |  | 153 |  | -1240 | 153 | 0 | 0 |  | 0 | 0 |  | TRUE | 10 | 0 | 0 | TRUE | 2020+10 | 2030+00 | TRUE | TRUE | FALSE | FALSE | -1240 | 153 | TRUE | TRUE | FALSE | FALSE | 0 | 0 | TRUE | TRUE | TRUE | -1240 | 153 | 0 | 0 | -12400 | 1530 | 0 | 0 | 3503.9114 | 100000 | #N/A | 100000 | 0.035039 | 1 | #N/A | 0 | 0.00018595 | 0.005307 | #N/A | 0.005307 |  | 23 | 109.5515 | PASS | 5.8139 | PASS | Eligible | -2.3058 | 8.1198 | 23 | 11.0679 | kWh | 3242.8597 | N/A | N/A | 110.6788 |  | 23 | 1 | -1240 | 153 | 0 | 0 | 10 | 0
Any | SWWH025-01 | MFm | Any | CZ08 | Any | 24 | Heat Pump Water Heater, >45 to ≤55 Gal, UEF=3.09 replacing Storage Natural Gas Water Heater, 30 Gal, UEF=0.6 | 1 | 10 | 2020 | natural gas | electricity | NR |  |  |  |  | -1220 |  | 152 |  | -1220 | 152 | 0 | 0 |  | 0 | 0 |  | TRUE | 10 | 0 | 0 | TRUE | 2020+10 | 2030+00 | TRUE | TRUE | FALSE | FALSE | -1220 | 152 | TRUE | TRUE | FALSE | FALSE | 0 | 0 | TRUE | TRUE | TRUE | -1220 | 152 | 0 | 0 | -12200 | 1520 | 0 | 0 | 3503.9114 | 100000 | #N/A | 100000 | 0.035039 | 1 | #N/A | 0 | 0.00018595 | 0.005307 | #N/A | 0.005307 |  | 24 | 109.2523 | PASS | 5.7981 | PASS | Eligible | -2.2686 | 8.0667 | 24 | 11.0361 | kWh | 3233.5599 | N/A | N/A | 110.3614 |  | 24 | 1 | -1220 | 152 | 0 | 0 | 10 | 0
Any | SWWH025-01 | MFm | Any | CZ09 | Any | 25 | Heat Pump Water Heater, >45 to ≤55 Gal, UEF=3.09 replacing Storage Natural Gas Water Heater, 30 Gal, UEF=0.6 | 1 | 10 | 2020 | natural gas | electricity | NR |  |  |  |  | -1220 |  | 152 |  | -1220 | 152 | 0 | 0 |  | 0 | 0 |  | TRUE | 10 | 0 | 0 | TRUE | 2020+10 | 2030+00 | TRUE | TRUE | FALSE | FALSE | -1220 | 152 | TRUE | TRUE | FALSE | FALSE | 0 | 0 | TRUE | TRUE | TRUE | -1220 | 152 | 0 | 0 | -12200 | 1520 | 0 | 0 | 3503.9114 | 100000 | #N/A | 100000 | 0.035039 | 1 | #N/A | 0 | 0.00018595 | 0.005307 | #N/A | 0.005307 |  | 25 | 109.2523 | PASS | 5.7981 | PASS | Eligible | -2.2686 | 8.0667 | 25 | 11.0361 | kWh | 3233.5599 | N/A | N/A | 110.3614 |  | 25 | 1 | -1220 | 152 | 0 | 0 | 10 | 0
Any | SWWH025-01 | MFm | Any | CZ10 | Any | 26 | Heat Pump Water Heater, >45 to ≤55 Gal, UEF=3.09 replacing Storage Natural Gas Water Heater, 30 Gal, UEF=0.6 | 1 | 10 | 2020 | natural gas | electricity | NR |  |  |  |  | -1220 |  | 151 |  | -1220 | 151 | 0 | 0 |  | 0 | 0 |  | TRUE | 10 | 0 | 0 | TRUE | 2020+10 | 2030+00 | TRUE | TRUE | FALSE | FALSE | -1220 | 151 | TRUE | TRUE | FALSE | FALSE | 0 | 0 | TRUE | TRUE | TRUE | -1220 | 151 | 0 | 0 | -12200 | 1510 | 0 | 0 | 3503.9114 | 100000 | #N/A | 100000 | 0.035039 | 1 | #N/A | 0 | 0.00018595 | 0.005307 | #N/A | 0.005307 |  | 26 | 108.2523 | PASS | 5.745 | PASS | Eligible | -2.2686 | 8.0136 | 26 | 10.9361 | kWh | 3204.2602 | N/A | N/A | 109.3614 |  | 26 | 1 | -1220 | 151 | 0 | 0 | 10 | 0
Any | SWWH025-01 | MFm | Any | CZ11 | Any | 27 | Heat Pump Water Heater, >45 to ≤55 Gal, UEF=3.09 replacing Storage Natural Gas Water Heater, 30 Gal, UEF=0.6 | 1 | 10 | 2020 | natural gas | electricity | NR |  |  |  |  | -1250 |  | 154 |  | -1250 | 154 | 0 | 0 |  | 0 | 0 |  | TRUE | 10 | 0 | 0 | TRUE | 2020+10 | 2030+00 | TRUE | TRUE | FALSE | FALSE | -1250 | 154 | TRUE | TRUE | FALSE | FALSE | 0 | 0 | TRUE | TRUE | TRUE | -1250 | 154 | 0 | 0 | -12500 | 1540 | 0 | 0 | 3503.9114 | 100000 | #N/A | 100000 | 0.035039 | 1 | #N/A | 0 | 0.00018595 | 0.005307 | #N/A | 0.005307 |  | 27 | 110.2011 | PASS | 5.8484 | PASS | Eligible | -2.3244 | 8.1728 | 27 | 11.1337 | kWh | 3262.1594 | N/A | N/A | 111.3375 |  | 27 | 1 | -1250 | 154 | 0 | 0 | 10 | 0
Any | SWWH025-01 | MFm | Any | CZ12 | Any | 28 | Heat Pump Water Heater, >45 to ≤55 Gal, UEF=3.09 replacing Storage Natural Gas Water Heater, 30 Gal, UEF=0.6 | 1 | 10 | 2020 | natural gas | electricity | NR |  |  |  |  | -1290 |  | 157 |  | -1290 | 157 | 0 | 0 |  | 0 | 0 |  | TRUE | 10 | 0 | 0 | TRUE | 2020+10 | 2030+00 | TRUE | TRUE | FALSE | FALSE | -1290 | 157 | TRUE | TRUE | FALSE | FALSE | 0 | 0 | TRUE | TRUE | TRUE | -1290 | 157 | 0 | 0 | -12900 | 1570 | 0 | 0 | 3503.9114 | 100000 | #N/A | 100000 | 0.035039 | 1 | #N/A | 0 | 0.00018595 | 0.005307 | #N/A | 0.005307 |  | 28 | 111.7995 | PASS | 5.9332 | PASS | Eligible | -2.3988 | 8.332 | 28 | 11.2972 | kWh | 3310.0586 | N/A | N/A | 112.9723 |  | 28 | 1 | -1290 | 157 | 0 | 0 | 10 | 0
Any | SWWH025-01 | MFm | Any | CZ13 | Any | 29 | Heat Pump Water Heater, >45 to ≤55 Gal, UEF=3.09 replacing Storage Natural Gas Water Heater, 30 Gal, UEF=0.6 | 1 | 10 | 2020 | natural gas | electricity | NR |  |  |  |  | -1240 |  | 152 |  | -1240 | 152 | 0 | 0 |  | 0 | 0 |  | TRUE | 10 | 0 | 0 | TRUE | 2020+10 | 2030+00 | TRUE | TRUE | FALSE | FALSE | -1240 | 152 | TRUE | TRUE | FALSE | FALSE | 0 | 0 | TRUE | TRUE | TRUE | -1240 | 152 | 0 | 0 | -12400 | 1520 | 0 | 0 | 3503.9114 | 100000 | #N/A | 100000 | 0.035039 | 1 | #N/A | 0 | 0.00018595 | 0.005307 | #N/A | 0.005307 |  | 29 | 108.5515 | PASS | 5.7609 | PASS | Eligible | -2.3058 | 8.0667 | 29 | 10.9679 | kWh | 3213.5599 | N/A | N/A | 109.6788 |  | 29 | 1 | -1240 | 152 | 0 | 0 | 10 | 0
Any | SWWH025-01 | MFm | Any | CZ14 | Any | 30 | Heat Pump Water Heater, >45 to ≤55 Gal, UEF=3.09 replacing Storage Natural Gas Water Heater, 30 Gal, UEF=0.6 | 1 | 10 | 2020 | natural gas | electricity | NR |  |  |  |  | -1260 |  | 154 |  | -1260 | 154 | 0 | 0 |  | 0 | 0 |  | TRUE | 10 | 0 | 0 | TRUE | 2020+10 | 2030+00 | TRUE | TRUE | FALSE | FALSE | -1260 | 154 | TRUE | TRUE | FALSE | FALSE | 0 | 0 | TRUE | TRUE | TRUE | -1260 | 154 | 0 | 0 | -12600 | 1540 | 0 | 0 | 3503.9114 | 100000 | #N/A | 100000 | 0.035039 | 1 | #N/A | 0 | 0.00018595 | 0.005307 | #N/A | 0.005307 |  | 30 | 109.8507 | PASS | 5.8298 | PASS | Eligible | -2.343 | 8.1728 | 30 | 11.0996 | kWh | 3252.1594 | N/A | N/A | 110.9962 |  | 30 | 1 | -1260 | 154 | 0 | 0 | 10 | 0
Any | SWWH025-01 | MFm | Any | CZ15 | Any | 31 | Heat Pump Water Heater, >45 to ≤55 Gal, UEF=3.09 replacing Storage Natural Gas Water Heater, 30 Gal, UEF=0.6 | 1 | 10 | 2020 | natural gas | electricity | NR |  |  |  |  | -1030 |  | 133 |  | -1030 | 133 | 0 | 0 |  | 0 | 0 |  | TRUE | 10 | 0 | 0 | TRUE | 2020+10 | 2030+00 | TRUE | TRUE | FALSE | FALSE | -1030 | 133 | TRUE | TRUE | FALSE | FALSE | 0 | 0 | TRUE | TRUE | TRUE | -1030 | 133 | 0 | 0 | -10300 | 1330 | 0 | 0 | 3503.9114 | 100000 | #N/A | 100000 | 0.035039 | 1 | #N/A | 0 | 0.00018595 | 0.005307 | #N/A | 0.005307 |  | 31 | 96.9097 | PASS | 5.143 | PASS | Eligible | -1.9153 | 7.0584 | 31 | 9.7846 | kWh | 2866.8649 | N/A | N/A | 97.8461 |  | 31 | 1 | -1030 | 133 | 0 | 0 | 10 | 0
Any | SWWH025-01 | MFm | Any | CZ16 | Any | 32 | Heat Pump Water Heater, >45 to ≤55 Gal, UEF=3.09 replacing Storage Natural Gas Water Heater, 30 Gal, UEF=0.6 | 1 | 10 | 2020 | natural gas | electricity | NR |  |  |  |  | -1460 |  | 172 |  | -1460 | 172 | 0 | 0 |  | 0 | 0 |  | TRUE | 10 | 0 | 0 | TRUE | 2020+10 | 2030+00 | TRUE | TRUE | FALSE | FALSE | -1460 | 172 | TRUE | TRUE | FALSE | FALSE | 0 | 0 | TRUE | TRUE | TRUE | -1460 | 172 | 0 | 0 | -14600 | 1720 | 0 | 0 | 3503.9114 | 100000 | #N/A | 100000 | 0.035039 | 1 | #N/A | 0 | 0.00018595 | 0.005307 | #N/A | 0.005307 |  | 32 | 120.8429 | PASS | 6.4132 | PASS | Eligible | -2.7149 | 9.1281 | 32 | 12.217 | kWh | 3579.5546 | N/A | N/A | 122.1702 |  | 32 | 1 | -1460 | 172 | 0 | 0 | 10 | 0
Any | SWWH025-01 | DMo | Any | CZ01 | Any | 33 | Heat Pump Water Heater, >45 to ≤55 Gal, UEF=3.09 replacing Storage Natural Gas Water Heater, 30 Gal, UEF=0.6 | 1 | 10 | 2020 | natural gas | electricity | NR |  |  |  |  | -2170 |  | 189 |  | -2170 | 189 | 0 | 0 |  | 0 | 0 |  | TRUE | 10 | 0 | 0 | TRUE | 2020+10 | 2030+00 | TRUE | TRUE | FALSE | FALSE | -2170 | 189 | TRUE | TRUE | FALSE | FALSE | 0 | 0 | TRUE | TRUE | TRUE | -2170 | 189 | 0 | 0 | -21700 | 1890 | 0 | 0 | 3503.9114 | 100000 | #N/A | 100000 | 0.035039 | 1 | #N/A | 0 | 0.00018595 | 0.005307 | #N/A | 0.005307 |  | 33 | 112.9651 | PASS | 5.9951 | PASS | Eligible | -4.0352 | 10.0303 | 33 | 11.4938 | kWh | 3367.6502 | N/A | N/A | 114.9379 |  | 33 | 1 | -2170 | 189 | 0 | 0 | 10 | 0
Any | SWWH025-01 | DMo | Any | CZ02 | Any | 34 | Heat Pump Water Heater, >45 to ≤55 Gal, UEF=3.09 replacing Storage Natural Gas Water Heater, 30 Gal, UEF=0.6 | 1 | 10 | 2020 | natural gas | electricity | NR |  |  |  |  | -1880 |  | 176 |  | -1880 | 176 | 0 | 0 |  | 0 | 0 |  | TRUE | 10 | 0 | 0 | TRUE | 2020+10 | 2030+00 | TRUE | TRUE | FALSE | FALSE | -1880 | 176 | TRUE | TRUE | FALSE | FALSE | 0 | 0 | TRUE | TRUE | TRUE | -1880 | 176 | 0 | 0 | -18800 | 1760 | 0 | 0 | 3503.9114 | 100000 | #N/A | 100000 | 0.035039 | 1 | #N/A | 0 | 0.00018595 | 0.005307 | #N/A | 0.005307 |  | 34 | 110.1265 | PASS | 5.8445 | PASS | Eligible | -3.4959 | 9.3404 | 34 | 11.1836 | kWh | 3276.7536 | N/A | N/A | 111.8356 |  | 34 | 1 | -1880 | 176 | 0 | 0 | 10 | 0
Any | SWWH025-01 | DMo | Any | CZ03 | Any | 35 | Heat Pump Water Heater, >45 to ≤55 Gal, UEF=3.09 replacing Storage Natural Gas Water Heater, 30 Gal, UEF=0.6 | 1 | 10 | 2020 | natural gas | electricity | NR |  |  |  |  | -1760 |  | 176 |  | -1760 | 176 | 0 | 0 |  | 0 | 0 |  | TRUE | 10 | 0 | 0 | TRUE | 2020+10 | 2030+00 | TRUE | TRUE | FALSE | FALSE | -1760 | 176 | TRUE | TRUE | FALSE | FALSE | 0 | 0 | TRUE | TRUE | TRUE | -1760 | 176 | 0 | 0 | -17600 | 1760 | 0 | 0 | 3503.9114 | 100000 | #N/A | 100000 | 0.035039 | 1 | #N/A | 0 | 0.00018595 | 0.005307 | #N/A | 0.005307 |  | 35 | 114.3312 | PASS | 6.0676 | PASS | Eligible | -3.2728 | 9.3404 | 35 | 11.5931 | kWh | 3396.7536 | N/A | N/A | 115.9312 |  | 35 | 1 | -1760 | 176 | 0 | 0 | 10 | 0
Any | SWWH025-01 | DMo | Any | CZ04 | Any | 36 | Heat Pump Water Heater, >45 to ≤55 Gal, UEF=3.09 replacing Storage Natural Gas Water Heater, 30 Gal, UEF=0.6 | 1 | 10 | 2020 | natural gas | electricity | NR |  |  |  |  | -1720 |  | 171 |  | -1720 | 171 | 0 | 0 |  | 0 | 0 |  | TRUE | 10 | 0 | 0 | TRUE | 2020+10 | 2030+00 | TRUE | TRUE | FALSE | FALSE | -1720 | 171 | TRUE | TRUE | FALSE | FALSE | 0 | 0 | TRUE | TRUE | TRUE | -1720 | 171 | 0 | 0 | -17200 | 1710 | 0 | 0 | 3503.9114 | 100000 | #N/A | 100000 | 0.035039 | 1 | #N/A | 0 | 0.00018595 | 0.005307 | #N/A | 0.005307 |  | 36 | 110.7327 | PASS | 5.8766 | PASS | Eligible | -3.1984 | 9.075 | 36 | 11.2296 | kWh | 3290.2549 | N/A | N/A | 112.2964 |  | 36 | 1 | -1720 | 171 | 0 | 0 | 10 | 0
Any | SWWH025-01 | DMo | Any | CZ05 | Any | 37 | Heat Pump Water Heater, >45 to ≤55 Gal, UEF=3.09 replacing Storage Natural Gas Water Heater, 30 Gal, UEF=0.6 | 1 | 10 | 2020 | natural gas | electricity | NR |  |  |  |  | -1880 |  | 179 |  | -1880 | 179 | 0 | 0 |  | 0 | 0 |  | TRUE | 10 | 0 | 0 | TRUE | 2020+10 | 2030+00 | TRUE | TRUE | FALSE | FALSE | -1880 | 179 | TRUE | TRUE | FALSE | FALSE | 0 | 0 | TRUE | TRUE | TRUE | -1880 | 179 | 0 | 0 | -18800 | 1790 | 0 | 0 | 3503.9114 | 100000 | #N/A | 100000 | 0.035039 | 1 | #N/A | 0 | 0.00018595 | 0.005307 | #N/A | 0.005307 |  | 37 | 113.1265 | PASS | 6.0037 | PASS | Eligible | -3.4959 | 9.4996 | 37 | 11.4836 | kWh | 3364.6528 | N/A | N/A | 114.8356 |  | 37 | 1 | -1880 | 179 | 0 | 0 | 10 | 0
Any | SWWH025-01 | DMo | Any | CZ06 | Any | 38 | Heat Pump Water Heater, >45 to ≤55 Gal, UEF=3.09 replacing Storage Natural Gas Water Heater, 30 Gal, UEF=0.6 | 1 | 10 | 2020 | natural gas | electricity | NR |  |  |  |  | -1550 |  | 166 |  | -1550 | 166 | 0 | 0 |  | 0 | 0 |  | TRUE | 10 | 0 | 0 | TRUE | 2020+10 | 2030+00 | TRUE | TRUE | FALSE | FALSE | -1550 | 166 | TRUE | TRUE | FALSE | FALSE | 0 | 0 | TRUE | TRUE | TRUE | -1550 | 166 | 0 | 0 | -15500 | 1660 | 0 | 0 | 3503.9114 | 100000 | #N/A | 100000 | 0.035039 | 1 | #N/A | 0 | 0.00018595 | 0.005307 | #N/A | 0.005307 |  | 38 | 111.6894 | PASS | 5.9274 | PASS | Eligible | -2.8823 | 8.8097 | 38 | 11.3099 | kWh | 3313.7562 | N/A | N/A | 113.0985 |  | 38 | 1 | -1550 | 166 | 0 | 0 | 10 | 0
Any | SWWH025-01 | DMo | Any | CZ07 | Any | 39 | Heat Pump Water Heater, >45 to ≤55 Gal, UEF=3.09 replacing Storage Natural Gas Water Heater, 30 Gal, UEF=0.6 | 1 | 10 | 2020 | natural gas | electricity | NR |  |  |  |  | -1490 |  | 164 |  | -1490 | 164 | 0 | 0 |  | 0 | 0 |  | TRUE | 10 | 0 | 0 | TRUE | 2020+10 | 2030+00 | TRUE | TRUE | FALSE | FALSE | -1490 | 164 | TRUE | TRUE | FALSE | FALSE | 0 | 0 | TRUE | TRUE | TRUE | -1490 | 164 | 0 | 0 | -14900 | 1640 | 0 | 0 | 3503.9114 | 100000 | #N/A | 100000 | 0.035039 | 1 | #N/A | 0 | 0.00018595 | 0.005307 | #N/A | 0.005307 |  | 39 | 111.7917 | PASS | 5.9328 | PASS | Eligible | -2.7707 | 8.7035 | 39 | 11.3146 | kWh | 3315.1568 | N/A | N/A | 113.1463 |  | 39 | 1 | -1490 | 164 | 0 | 0 | 10 | 0
Any | SWWH025-01 | DMo | Any | CZ08 | Any | 40 | Heat Pump Water Heater, >45 to ≤55 Gal, UEF=3.09 replacing Storage Natural Gas Water Heater, 30 Gal, UEF=0.6 | 1 | 10 | 2020 | natural gas | electricity | NR |  |  |  |  | -1470 |  | 162 |  | -1470 | 162 | 0 | 0 |  | 0 | 0 |  | TRUE | 10 | 0 | 0 | TRUE | 2020+10 | 2030+00 | TRUE | TRUE | FALSE | FALSE | -1470 | 162 | TRUE | TRUE | FALSE | FALSE | 0 | 0 | TRUE | TRUE | TRUE | -1470 | 162 | 0 | 0 | -14700 | 1620 | 0 | 0 | 3503.9114 | 100000 | #N/A | 100000 | 0.035039 | 1 | #N/A | 0 | 0.00018595 | 0.005307 | #N/A | 0.005307 |  | 40 | 110.4925 | PASS | 5.8639 | PASS | Eligible | -2.7335 | 8.5974 | 40 | 11.1829 | kWh | 3276.5573 | N/A | N/A | 111.8289 |  | 40 | 1 | -1470 | 162 | 0 | 0 | 10 | 0
Any | SWWH025-01 | DMo | Any | CZ09 | Any | 41 | Heat Pump Water Heater, >45 to ≤55 Gal, UEF=3.09 replacing Storage Natural Gas Water Heater, 30 Gal, UEF=0.6 | 1 | 10 | 2020 | natural gas | electricity | NR |  |  |  |  | -1500 |  | 161 |  | -1500 | 161 | 0 | 0 |  | 0 | 0 |  | TRUE | 10 | 0 | 0 | TRUE | 2020+10 | 2030+00 | TRUE | TRUE | FALSE | FALSE | -1500 | 161 | TRUE | TRUE | FALSE | FALSE | 0 | 0 | TRUE | TRUE | TRUE | -1500 | 161 | 0 | 0 | -15000 | 1610 | 0 | 0 | 3503.9114 | 100000 | #N/A | 100000 | 0.035039 | 1 | #N/A | 0 | 0.00018595 | 0.005307 | #N/A | 0.005307 |  | 41 | 108.4413 | PASS | 5.755 | PASS | Eligible | -2.7893 | 8.5443 | 41 | 10.9805 | kWh | 3217.2575 | N/A | N/A | 109.805 |  | 41 | 1 | -1500 | 161 | 0 | 0 | 10 | 0
Any | SWWH025-01 | DMo | Any | CZ10 | Any | 42 | Heat Pump Water Heater, >45 to ≤55 Gal, UEF=3.09 replacing Storage Natural Gas Water Heater, 30 Gal, UEF=0.6 | 1 | 10 | 2020 | natural gas | electricity | NR |  |  |  |  | -1520 |  | 161 |  | -1520 | 161 | 0 | 0 |  | 0 | 0 |  | TRUE | 10 | 0 | 0 | TRUE | 2020+10 | 2030+00 | TRUE | TRUE | FALSE | FALSE | -1520 | 161 | TRUE | TRUE | FALSE | FALSE | 0 | 0 | TRUE | TRUE | TRUE | -1520 | 161 | 0 | 0 | -15200 | 1610 | 0 | 0 | 3503.9114 | 100000 | #N/A | 100000 | 0.035039 | 1 | #N/A | 0 | 0.00018595 | 0.005307 | #N/A | 0.005307 |  | 42 | 107.7405 | PASS | 5.7178 | PASS | Eligible | -2.8265 | 8.5443 | 42 | 10.9122 | kWh | 3197.2575 | N/A | N/A | 109.1224 |  | 42 | 1 | -1520 | 161 | 0 | 0 | 10 | 0
Any | SWWH025-01 | DMo | Any | CZ11 | Any | 43 | Heat Pump Water Heater, >45 to ≤55 Gal, UEF=3.09 replacing Storage Natural Gas Water Heater, 30 Gal, UEF=0.6 | 1 | 10 | 2020 | natural gas | electricity | NR |  |  |  |  | -1710 |  | 163 |  | -1710 | 163 | 0 | 0 |  | 0 | 0 |  | TRUE | 10 | 0 | 0 | TRUE | 2020+10 | 2030+00 | TRUE | TRUE | FALSE | FALSE | -1710 | 163 | TRUE | TRUE | FALSE | FALSE | 0 | 0 | TRUE | TRUE | TRUE | -1710 | 163 | 0 | 0 | -17100 | 1630 | 0 | 0 | 3503.9114 | 100000 | #N/A | 100000 | 0.035039 | 1 | #N/A | 0 | 0.00018595 | 0.005307 | #N/A | 0.005307 |  | 43 | 103.0831 | PASS | 5.4707 | PASS | Eligible | -3.1798 | 8.6505 | 43 | 10.4638 | kWh | 3065.857 | N/A | N/A | 104.6377 |  | 43 | 1 | -1710 | 163 | 0 | 0 | 10 | 0
Any | SWWH025-01 | DMo | Any | CZ12 | Any | 44 | Heat Pump Water Heater, >45 to ≤55 Gal, UEF=3.09 replacing Storage Natural Gas Water Heater, 30 Gal, UEF=0.6 | 1 | 10 | 2020 | natural gas | electricity | NR |  |  |  |  | -1710 |  | 168 |  | -1710 | 168 | 0 | 0 |  | 0 | 0 |  | TRUE | 10 | 0 | 0 | TRUE | 2020+10 | 2030+00 | TRUE | TRUE | FALSE | FALSE | -1710 | 168 | TRUE | TRUE | FALSE | FALSE | 0 | 0 | TRUE | TRUE | TRUE | -1710 | 168 | 0 | 0 | -17100 | 1680 | 0 | 0 | 3503.9114 | 100000 | #N/A | 100000 | 0.035039 | 1 | #N/A | 0 | 0.00018595 | 0.005307 | #N/A | 0.005307 |  | 44 | 108.0831 | PASS | 5.736 | PASS | Eligible | -3.1798 | 8.9158 | 44 | 10.9638 | kWh | 3212.3557 | N/A | N/A | 109.6377 |  | 44 | 1 | -1710 | 168 | 0 | 0 | 10 | 0
Any | SWWH025-01 | DMo | Any | CZ13 | Any | 45 | Heat Pump Water Heater, >45 to ≤55 Gal, UEF=3.09 replacing Storage Natural Gas Water Heater, 30 Gal, UEF=0.6 | 1 | 10 | 2020 | natural gas | electricity | NR |  |  |  |  | -1630 |  | 161 |  | -1630 | 161 | 0 | 0 |  | 0 | 0 |  | TRUE | 10 | 0 | 0 | TRUE | 2020+10 | 2030+00 | TRUE | TRUE | FALSE | FALSE | -1630 | 161 | TRUE | TRUE | FALSE | FALSE | 0 | 0 | TRUE | TRUE | TRUE | -1630 | 161 | 0 | 0 | -16300 | 1610 | 0 | 0 | 3503.9114 | 100000 | #N/A | 100000 | 0.035039 | 1 | #N/A | 0 | 0.00018595 | 0.005307 | #N/A | 0.005307 |  | 45 | 103.8862 | PASS | 5.5133 | PASS | Eligible | -3.031 | 8.5443 | 45 | 10.5368 | kWh | 3087.2575 | N/A | N/A | 105.3681 |  | 45 | 1 | -1630 | 161 | 0 | 0 | 10 | 0
Any | SWWH025-01 | DMo | Any | CZ14 | Any | 46 | Heat Pump Water Heater, >45 to ≤55 Gal, UEF=3.09 replacing Storage Natural Gas Water Heater, 30 Gal, UEF=0.6 | 1 | 10 | 2020 | natural gas | electricity | NR |  |  |  |  | -1780 |  | 164 |  | -1780 | 164 | 0 | 0 |  | 0 | 0 |  | TRUE | 10 | 0 | 0 | TRUE | 2020+10 | 2030+00 | TRUE | TRUE | FALSE | FALSE | -1780 | 164 | TRUE | TRUE | FALSE | FALSE | 0 | 0 | TRUE | TRUE | TRUE | -1780 | 164 | 0 | 0 | -17800 | 1640 | 0 | 0 | 3503.9114 | 100000 | #N/A | 100000 | 0.035039 | 1 | #N/A | 0 | 0.00018595 | 0.005307 | #N/A | 0.005307 |  | 46 | 101.6304 | PASS | 5.3936 | PASS | Eligible | -3.31 | 8.7035 | 46 | 10.3249 | kWh | 3025.1568 | N/A | N/A | 103.2486 |  | 46 | 1 | -1780 | 164 | 0 | 0 | 10 | 0
Any | SWWH025-01 | DMo | Any | CZ15 | Any | 47 | Heat Pump Water Heater, >45 to ≤55 Gal, UEF=3.09 replacing Storage Natural Gas Water Heater, 30 Gal, UEF=0.6 | 1 | 10 | 2020 | natural gas | electricity | NR |  |  |  |  | -1140 |  | 136 |  | -1140 | 136 | 0 | 0 |  | 0 | 0 |  | TRUE | 10 | 0 | 0 | TRUE | 2020+10 | 2030+00 | TRUE | TRUE | FALSE | FALSE | -1140 | 136 | TRUE | TRUE | FALSE | FALSE | 0 | 0 | TRUE | TRUE | TRUE | -1140 | 136 | 0 | 0 | -11400 | 1360 | 0 | 0 | 3503.9114 | 100000 | #N/A | 100000 | 0.035039 | 1 | #N/A | 0 | 0.00018595 | 0.005307 | #N/A | 0.005307 |  | 47 | 96.0554 | PASS | 5.0977 | PASS | Eligible | -2.1199 | 7.2176 | 47 | 9.7092 | kWh | 2844.7641 | N/A | N/A | 97.0918 |  | 47 | 1 | -1140 | 136 | 0 | 0 | 10 | 0
Any | SWWH025-01 | DMo | Any | CZ16 | Any | 48 | Heat Pump Water Heater, >45 to ≤55 Gal, UEF=3.09 replacing Storage Natural Gas Water Heater, 30 Gal, UEF=0.6 | 1 | 10 | 2020 | natural gas | electricity | NR |  |  |  |  | -2610 |  | 188 |  | -2610 | 188 | 0 | 0 |  | 0 | 0 |  | TRUE | 10 | 0 | 0 | TRUE | 2020+10 | 2030+00 | TRUE | TRUE | FALSE | FALSE | -2610 | 188 | TRUE | TRUE | FALSE | FALSE | 0 | 0 | TRUE | TRUE | TRUE | -2610 | 188 | 0 | 0 | -26100 | 1880 | 0 | 0 | 3503.9114 | 100000 | #N/A | 100000 | 0.035039 | 1 | #N/A | 0 | 0.00018595 | 0.005307 | #N/A | 0.005307 |  | 48 | 96.5479 | PASS | 5.1238 | PASS | Eligible | -4.8534 | 9.9772 | 48 | 9.8921 | kWh | 2898.3504 | N/A | N/A | 98.9207 |  | 48 | 1 | -2610 | 188 | 0 | 0 | 10 | 0
Any | SWWH025-01 | SFm | Any | CZ01 | Any | 49 | Heat Pump Water Heater, >45 to ≤55 Gal, UEF=3.09 replacing Storage Natural Gas Water Heater, 40 Gal, UEF=0.58 | 1 | 10 | 2020 | natural gas | electricity | NR |  |  |  |  | -2340 |  | 218 |  | -2340 | 218 | 0 | 0 |  | 0 | 0 |  | TRUE | 10 | 0 | 0 | TRUE | 2020+10 | 2030+00 | TRUE | TRUE | FALSE | FALSE | -2340 | 218 | TRUE | TRUE | FALSE | FALSE | 0 | 0 | TRUE | TRUE | TRUE | -2340 | 218 | 0 | 0 | -23400 | 2180 | 0 | 0 | 3503.9114 | 100000 | #N/A | 100000 | 0.035039 | 1 | #N/A | 0 | 0.00018595 | 0.005307 | #N/A | 0.005307 |  | 49 | 136.0085 | PASS | 7.218 | PASS | Eligible | -4.3513 | 11.5693 | 49 | 13.8136 | kWh | 4047.3425 | N/A | N/A | 138.1358 |  | 49 | 1 | -2340 | 218 | 0 | 0 | 10 | 0
Any | SWWH025-01 | SFm | Any | CZ02 | Any | 50 | Heat Pump Water Heater, >45 to ≤55 Gal, UEF=3.09 replacing Storage Natural Gas Water Heater, 40 Gal, UEF=0.58 | 1 | 10 | 2020 | natural gas | electricity | NR |  |  |  |  | -2010 |  | 202 |  | -2010 | 202 | 0 | 0 |  | 0 | 0 |  | TRUE | 10 | 0 | 0 | TRUE | 2020+10 | 2030+00 | TRUE | TRUE | FALSE | FALSE | -2010 | 202 | TRUE | TRUE | FALSE | FALSE | 0 | 0 | TRUE | TRUE | TRUE | -2010 | 202 | 0 | 0 | -20100 | 2020 | 0 | 0 | 3503.9114 | 100000 | #N/A | 100000 | 0.035039 | 1 | #N/A | 0 | 0.00018595 | 0.005307 | #N/A | 0.005307 |  | 50 | 131.5714 | PASS | 6.9825 | PASS | Eligible | -3.7377 | 10.7202 | 50 | 13.3399 | kWh | 3908.5467 | N/A | N/A | 133.3987 |  | 50 | 1 | -2010 | 202 | 0 | 0 | 10 | 0
Any | SWWH025-01 | SFm | Any | CZ03 | Any | 51 | Heat Pump Water Heater, >45 to ≤55 Gal, UEF=3.09 replacing Storage Natural Gas Water Heater, 40 Gal, UEF=0.58 | 1 | 10 | 2020 | natural gas | electricity | NR |  |  |  |  | -1970 |  | 203 |  | -1970 | 203 | 0 | 0 |  | 0 | 0 |  | TRUE | 10 | 0 | 0 | TRUE | 2020+10 | 2030+00 | TRUE | TRUE | FALSE | FALSE | -1970 | 203 | TRUE | TRUE | FALSE | FALSE | 0 | 0 | TRUE | TRUE | TRUE | -1970 | 203 | 0 | 0 | -19700 | 2030 | 0 | 0 | 3503.9114 | 100000 | #N/A | 100000 | 0.035039 | 1 | #N/A | 0 | 0.00018595 | 0.005307 | #N/A | 0.005307 |  | 51 | 133.9729 | PASS | 7.11 | PASS | Eligible | -3.6633 | 10.7733 | 51 | 13.5764 | kWh | 3977.8465 | N/A | N/A | 135.7639 |  | 51 | 1 | -1970 | 203 | 0 | 0 | 10 | 0
Any | SWWH025-01 | SFm | Any | CZ04 | Any | 52 | Heat Pump Water Heater, >45 to ≤55 Gal, UEF=3.09 replacing Storage Natural Gas Water Heater, 40 Gal, UEF=0.58 | 1 | 10 | 2020 | natural gas | electricity | NR |  |  |  |  | -1880 |  | 196 |  | -1880 | 196 | 0 | 0 |  | 0 | 0 |  | TRUE | 10 | 0 | 0 | TRUE | 2020+10 | 2030+00 | TRUE | TRUE | FALSE | FALSE | -1880 | 196 | TRUE | TRUE | FALSE | FALSE | 0 | 0 | TRUE | TRUE | TRUE | -1880 | 196 | 0 | 0 | -18800 | 1960 | 0 | 0 | 3503.9114 | 100000 | #N/A | 100000 | 0.035039 | 1 | #N/A | 0 | 0.00018595 | 0.005307 | #N/A | 0.005307 |  | 52 | 130.1265 | PASS | 6.9059 | PASS | Eligible | -3.4959 | 10.4018 | 52 | 13.1836 | kWh | 3862.7483 | N/A | N/A | 131.8356 |  | 52 | 1 | -1880 | 196 | 0 | 0 | 10 | 0
Any | SWWH025-01 | SFm | Any | CZ05 | Any | 53 | Heat Pump Water Heater, >45 to ≤55 Gal, UEF=3.09 replacing Storage Natural Gas Water Heater, 40 Gal, UEF=0.58 | 1 | 10 | 2020 | natural gas | electricity | NR |  |  |  |  | -2030 |  | 206 |  | -2030 | 206 | 0 | 0 |  | 0 | 0 |  | TRUE | 10 | 0 | 0 | TRUE | 2020+10 | 2030+00 | TRUE | TRUE | FALSE | FALSE | -2030 | 206 | TRUE | TRUE | FALSE | FALSE | 0 | 0 | TRUE | TRUE | TRUE | -2030 | 206 | 0 | 0 | -20300 | 2060 | 0 | 0 | 3503.9114 | 100000 | #N/A | 100000 | 0.035039 | 1 | #N/A | 0 | 0.00018595 | 0.005307 | #N/A | 0.005307 |  | 53 | 134.8706 | PASS | 7.1576 | PASS | Eligible | -3.7749 | 10.9325 | 53 | 13.6716 | kWh | 4005.7457 | N/A | N/A | 136.7161 |  | 53 | 1 | -2030 | 206 | 0 | 0 | 10 | 0
Any | SWWH025-01 | SFm | Any | CZ06 | Any | 54 | Heat Pump Water Heater, >45 to ≤55 Gal, UEF=3.09 replacing Storage Natural Gas Water Heater, 40 Gal, UEF=0.58 | 1 | 10 | 2020 | natural gas | electricity | NR |  |  |  |  | -1740 |  | 191 |  | -1740 | 191 | 0 | 0 |  | 0 | 0 |  | TRUE | 10 | 0 | 0 | TRUE | 2020+10 | 2030+00 | TRUE | TRUE | FALSE | FALSE | -1740 | 191 | TRUE | TRUE | FALSE | FALSE | 0 | 0 | TRUE | TRUE | TRUE | -1740 | 191 | 0 | 0 | -17400 | 1910 | 0 | 0 | 3503.9114 | 100000 | #N/A | 100000 | 0.035039 | 1 | #N/A | 0 | 0.00018595 | 0.005307 | #N/A | 0.005307 |  | 54 | 130.0319 | PASS | 6.9008 | PASS | Eligible | -3.2356 | 10.1364 | 54 | 13.1614 | kWh | 3856.2496 | N/A | N/A | 131.6138 |  | 54 | 1 | -1740 | 191 | 0 | 0 | 10 | 0
Any | SWWH025-01 | SFm | Any | CZ07 | Any | 55 | Heat Pump Water Heater, >45 to ≤55 Gal, UEF=3.09 replacing Storage Natural Gas Water Heater, 40 Gal, UEF=0.58 | 1 | 10 | 2020 | natural gas | electricity | NR |  |  |  |  | -1690 |  | 188 |  | -1690 | 188 | 0 | 0 |  | 0 | 0 |  | TRUE | 10 | 0 | 0 | TRUE | 2020+10 | 2030+00 | TRUE | TRUE | FALSE | FALSE | -1690 | 188 | TRUE | TRUE | FALSE | FALSE | 0 | 0 | TRUE | TRUE | TRUE | -1690 | 188 | 0 | 0 | -16900 | 1880 | 0 | 0 | 3503.9114 | 100000 | #N/A | 100000 | 0.035039 | 1 | #N/A | 0 | 0.00018595 | 0.005307 | #N/A | 0.005307 |  | 55 | 128.7839 | PASS | 6.8346 | PASS | Eligible | -3.1426 | 9.9772 | 55 | 13.032 | kWh | 3818.3504 | N/A | N/A | 130.3203 |  | 55 | 1 | -1690 | 188 | 0 | 0 | 10 | 0
Any | SWWH025-01 | SFm | Any | CZ08 | Any | 56 | Heat Pump Water Heater, >45 to ≤55 Gal, UEF=3.09 replacing Storage Natural Gas Water Heater, 40 Gal, UEF=0.58 | 1 | 10 | 2020 | natural gas | electricity | NR |  |  |  |  | -1650 |  | 185 |  | -1650 | 185 | 0 | 0 |  | 0 | 0 |  | TRUE | 10 | 0 | 0 | TRUE | 2020+10 | 2030+00 | TRUE | TRUE | FALSE | FALSE | -1650 | 185 | TRUE | TRUE | FALSE | FALSE | 0 | 0 | TRUE | TRUE | TRUE | -1650 | 185 | 0 | 0 | -16500 | 1850 | 0 | 0 | 3503.9114 | 100000 | #N/A | 100000 | 0.035039 | 1 | #N/A | 0 | 0.00018595 | 0.005307 | #N/A | 0.005307 |  | 56 | 127.1855 | PASS | 6.7498 | PASS | Eligible | -3.0682 | 9.818 | 56 | 12.8686 | kWh | 3770.4512 | N/A | N/A | 128.6855 |  | 56 | 1 | -1650 | 185 | 0 | 0 | 10 | 0
Any | SWWH025-01 | SFm | Any | CZ09 | Any | 57 | Heat Pump Water Heater, >45 to ≤55 Gal, UEF=3.09 replacing Storage Natural Gas Water Heater, 40 Gal, UEF=0.58 | 1 | 10 | 2020 | natural gas | electricity | NR |  |  |  |  | -1660 |  | 185 |  | -1660 | 185 | 0 | 0 |  | 0 | 0 |  | TRUE | 10 | 0 | 0 | TRUE | 2020+10 | 2030+00 | TRUE | TRUE | FALSE | FALSE | -1660 | 185 | TRUE | TRUE | FALSE | FALSE | 0 | 0 | TRUE | TRUE | TRUE | -1660 | 185 | 0 | 0 | -16600 | 1850 | 0 | 0 | 3503.9114 | 100000 | #N/A | 100000 | 0.035039 | 1 | #N/A | 0 | 0.00018595 | 0.005307 | #N/A | 0.005307 |  | 57 | 126.8351 | PASS | 6.7312 | PASS | Eligible | -3.0868 | 9.818 | 57 | 12.8344 | kWh | 3760.4512 | N/A | N/A | 128.3442 |  | 57 | 1 | -1660 | 185 | 0 | 0 | 10 | 0
Any | SWWH025-01 | SFm | Any | CZ10 | Any | 58 | Heat Pump Water Heater, >45 to ≤55 Gal, UEF=3.09 replacing Storage Natural Gas Water Heater, 40 Gal, UEF=0.58 | 1 | 10 | 2020 | natural gas | electricity | NR |  |  |  |  | -1660 |  | 184 |  | -1660 | 184 | 0 | 0 |  | 0 | 0 |  | TRUE | 10 | 0 | 0 | TRUE | 2020+10 | 2030+00 | TRUE | TRUE | FALSE | FALSE | -1660 | 184 | TRUE | TRUE | FALSE | FALSE | 0 | 0 | TRUE | TRUE | TRUE | -1660 | 184 | 0 | 0 | -16600 | 1840 | 0 | 0 | 3503.9114 | 100000 | #N/A | 100000 | 0.035039 | 1 | #N/A | 0 | 0.00018595 | 0.005307 | #N/A | 0.005307 |  | 58 | 125.8351 | PASS | 6.6781 | PASS | Eligible | -3.0868 | 9.7649 | 58 | 12.7344 | kWh | 3731.1515 | N/A | N/A | 127.3442 |  | 58 | 1 | -1660 | 184 | 0 | 0 | 10 | 0
Any | SWWH025-01 | SFm | Any | CZ11 | Any | 59 | Heat Pump Water Heater, >45 to ≤55 Gal, UEF=3.09 replacing Storage Natural Gas Water Heater, 40 Gal, UEF=0.58 | 1 | 10 | 2020 | natural gas | electricity | NR |  |  |  |  | -1810 |  | 187 |  | -1810 | 187 | 0 | 0 |  | 0 | 0 |  | TRUE | 10 | 0 | 0 | TRUE | 2020+10 | 2030+00 | TRUE | TRUE | FALSE | FALSE | -1810 | 187 | TRUE | TRUE | FALSE | FALSE | 0 | 0 | TRUE | TRUE | TRUE | -1810 | 187 | 0 | 0 | -18100 | 1870 | 0 | 0 | 3503.9114 | 100000 | #N/A | 100000 | 0.035039 | 1 | #N/A | 0 | 0.00018595 | 0.005307 | #N/A | 0.005307 |  | 59 | 123.5792 | PASS | 6.5584 | PASS | Eligible | -3.3658 | 9.9242 | 59 | 12.5225 | kWh | 3669.0507 | N/A | N/A | 125.2247 |  | 59 | 1 | -1810 | 187 | 0 | 0 | 10 | 0
Any | SWWH025-01 | SFm | Any | CZ12 | Any | 60 | Heat Pump Water Heater, >45 to ≤55 Gal, UEF=3.09 replacing Storage Natural Gas Water Heater, 40 Gal, UEF=0.58 | 1 | 10 | 2020 | natural gas | electricity | NR |  |  |  |  | -1860 |  | 193 |  | -1860 | 193 | 0 | 0 |  | 0 | 0 |  | TRUE | 10 | 0 | 0 | TRUE | 2020+10 | 2030+00 | TRUE | TRUE | FALSE | FALSE | -1860 | 193 | TRUE | TRUE | FALSE | FALSE | 0 | 0 | TRUE | TRUE | TRUE | -1860 | 193 | 0 | 0 | -18600 | 1930 | 0 | 0 | 3503.9114 | 100000 | #N/A | 100000 | 0.035039 | 1 | #N/A | 0 | 0.00018595 | 0.005307 | #N/A | 0.005307 |  | 60 | 127.8272 | PASS | 6.7838 | PASS | Eligible | -3.4587 | 10.2426 | 60 | 12.9518 | kWh | 3794.8491 | N/A | N/A | 129.5182 |  | 60 | 1 | -1860 | 193 | 0 | 0 | 10 | 0
Any | SWWH025-01 | SFm | Any | CZ13 | Any | 61 | Heat Pump Water Heater, >45 to ≤55 Gal, UEF=3.09 replacing Storage Natural Gas Water Heater, 40 Gal, UEF=0.58 | 1 | 10 | 2020 | natural gas | electricity | NR |  |  |  |  | -1740 |  | 185 |  | -1740 | 185 | 0 | 0 |  | 0 | 0 |  | TRUE | 10 | 0 | 0 | TRUE | 2020+10 | 2030+00 | TRUE | TRUE | FALSE | FALSE | -1740 | 185 | TRUE | TRUE | FALSE | FALSE | 0 | 0 | TRUE | TRUE | TRUE | -1740 | 185 | 0 | 0 | -17400 | 1850 | 0 | 0 | 3503.9114 | 100000 | #N/A | 100000 | 0.035039 | 1 | #N/A | 0 | 0.00018595 | 0.005307 | #N/A | 0.005307 |  | 61 | 124.0319 | PASS | 6.5824 | PASS | Eligible | -3.2356 | 9.818 | 61 | 12.5614 | kWh | 3680.4512 | N/A | N/A | 125.6138 |  | 61 | 1 | -1740 | 185 | 0 | 0 | 10 | 0
Any | SWWH025-01 | SFm | Any | CZ14 | Any | 62 | Heat Pump Water Heater, >45 to ≤55 Gal, UEF=3.09 replacing Storage Natural Gas Water Heater, 40 Gal, UEF=0.58 | 1 | 10 | 2020 | natural gas | electricity | NR |  |  |  |  | -1850 |  | 188 |  | -1850 | 188 | 0 | 0 |  | 0 | 0 |  | TRUE | 10 | 0 | 0 | TRUE | 2020+10 | 2030+00 | TRUE | TRUE | FALSE | FALSE | -1850 | 188 | TRUE | TRUE | FALSE | FALSE | 0 | 0 | TRUE | TRUE | TRUE | -1850 | 188 | 0 | 0 | -18500 | 1880 | 0 | 0 | 3503.9114 | 100000 | #N/A | 100000 | 0.035039 | 1 | #N/A | 0 | 0.00018595 | 0.005307 | #N/A | 0.005307 |  | 62 | 123.1776 | PASS | 6.5371 | PASS | Eligible | -3.4401 | 9.9772 | 62 | 12.486 | kWh | 3658.3504 | N/A | N/A | 124.8595 |  | 62 | 1 | -1850 | 188 | 0 | 0 | 10 | 0
Any | SWWH025-01 | SFm | Any | CZ15 | Any | 63 | Heat Pump Water Heater, >45 to ≤55 Gal, UEF=3.09 replacing Storage Natural Gas Water Heater, 40 Gal, UEF=0.58 | 1 | 10 | 2020 | natural gas | electricity | NR |  |  |  |  | -1280 |  | 155 |  | -1280 | 155 | 0 | 0 |  | 0 | 0 |  | TRUE | 10 | 0 | 0 | TRUE | 2020+10 | 2030+00 | TRUE | TRUE | FALSE | FALSE | -1280 | 155 | TRUE | TRUE | FALSE | FALSE | 0 | 0 | TRUE | TRUE | TRUE | -1280 | 155 | 0 | 0 | -12800 | 1550 | 0 | 0 | 3503.9114 | 100000 | #N/A | 100000 | 0.035039 | 1 | #N/A | 0 | 0.00018595 | 0.005307 | #N/A | 0.005307 |  | 63 | 110.1499 | PASS | 5.8457 | PASS | Eligible | -2.3802 | 8.2259 | 63 | 11.1314 | kWh | 3261.4591 | N/A | N/A | 111.3136 |  | 63 | 1 | -1280 | 155 | 0 | 0 | 10 | 0
Any | SWWH025-01 | SFm | Any | CZ16 | Any | 64 | Heat Pump Water Heater, >45 to ≤55 Gal, UEF=3.09 replacing Storage Natural Gas Water Heater, 40 Gal, UEF=0.58 | 1 | 10 | 2020 | natural gas | electricity | NR |  |  |  |  | -2740 |  | 216 |  | -2740 | 216 | 0 | 0 |  | 0 | 0 |  | TRUE | 10 | 0 | 0 | TRUE | 2020+10 | 2030+00 | TRUE | TRUE | FALSE | FALSE | -2740 | 216 | TRUE | TRUE | FALSE | FALSE | 0 | 0 | TRUE | TRUE | TRUE | -2740 | 216 | 0 | 0 | -27400 | 2160 | 0 | 0 | 3503.9114 | 100000 | #N/A | 100000 | 0.035039 | 1 | #N/A | 0 | 0.00018595 | 0.005307 | #N/A | 0.005307 |  | 64 | 119.9928 | PASS | 6.3681 | PASS | Eligible | -5.0951 | 11.4632 | 64 | 12.2484 | kWh | 3588.743 | N/A | N/A | 122.4838 |  | 64 | 1 | -2740 | 216 | 0 | 0 | 10 | 0
Any | SWWH025-01 | MFm | Any | CZ01 | Any | 65 | Heat Pump Water Heater, >45 to ≤55 Gal, UEF=3.09 replacing Storage Natural Gas Water Heater, 40 Gal, UEF=0.58 | 1 | 10 | 2020 | natural gas | electricity | NR |  |  |  |  | -1470 |  | 179 |  | -1470 | 179 | 0 | 0 |  | 0 | 0 |  | TRUE | 10 | 0 | 0 | TRUE | 2020+10 | 2030+00 | TRUE | TRUE | FALSE | FALSE | -1470 | 179 | TRUE | TRUE | FALSE | FALSE | 0 | 0 | TRUE | TRUE | TRUE | -1470 | 179 | 0 | 0 | -14700 | 1790 | 0 | 0 | 3503.9114 | 100000 | #N/A | 100000 | 0.035039 | 1 | #N/A | 0 | 0.00018595 | 0.005307 | #N/A | 0.005307 |  | 65 | 127.4925 | PASS | 6.7661 | PASS | Eligible | -2.7335 | 9.4996 | 65 | 12.8829 | kWh | 3774.6528 | N/A | N/A | 128.8289 |  | 65 | 1 | -1470 | 179 | 0 | 0 | 10 | 0
Any | SWWH025-01 | MFm | Any | CZ02 | Any | 66 | Heat Pump Water Heater, >45 to ≤55 Gal, UEF=3.09 replacing Storage Natural Gas Water Heater, 40 Gal, UEF=0.58 | 1 | 10 | 2020 | natural gas | electricity | NR |  |  |  |  | -1360 |  | 169 |  | -1360 | 169 | 0 | 0 |  | 0 | 0 |  | TRUE | 10 | 0 | 0 | TRUE | 2020+10 | 2030+00 | TRUE | TRUE | FALSE | FALSE | -1360 | 169 | TRUE | TRUE | FALSE | FALSE | 0 | 0 | TRUE | TRUE | TRUE | -1360 | 169 | 0 | 0 | -13600 | 1690 | 0 | 0 | 3503.9114 | 100000 | #N/A | 100000 | 0.035039 | 1 | #N/A | 0 | 0.00018595 | 0.005307 | #N/A | 0.005307 |  | 66 | 121.3468 | PASS | 6.4399 | PASS | Eligible | -2.529 | 8.9689 | 66 | 12.2583 | kWh | 3591.6554 | N/A | N/A | 122.5832 |  | 66 | 1 | -1360 | 169 | 0 | 0 | 10 | 0
Any | SWWH025-01 | MFm | Any | CZ03 | Any | 67 | Heat Pump Water Heater, >45 to ≤55 Gal, UEF=3.09 replacing Storage Natural Gas Water Heater, 40 Gal, UEF=0.58 | 1 | 10 | 2020 | natural gas | electricity | NR |  |  |  |  | -1340 |  | 168 |  | -1340 | 168 | 0 | 0 |  | 0 | 0 |  | TRUE | 10 | 0 | 0 | TRUE | 2020+10 | 2030+00 | TRUE | TRUE | FALSE | FALSE | -1340 | 168 | TRUE | TRUE | FALSE | FALSE | 0 | 0 | TRUE | TRUE | TRUE | -1340 | 168 | 0 | 0 | -13400 | 1680 | 0 | 0 | 3503.9114 | 100000 | #N/A | 100000 | 0.035039 | 1 | #N/A | 0 | 0.00018595 | 0.005307 | #N/A | 0.005307 |  | 67 | 121.0476 | PASS | 6.424 | PASS | Eligible | -2.4918 | 8.9158 | 67 | 12.2266 | kWh | 3582.3557 | N/A | N/A | 122.2658 |  | 67 | 1 | -1340 | 168 | 0 | 0 | 10 | 0
Any | SWWH025-01 | MFm | Any | CZ04 | Any | 68 | Heat Pump Water Heater, >45 to ≤55 Gal, UEF=3.09 replacing Storage Natural Gas Water Heater, 40 Gal, UEF=0.58 | 1 | 10 | 2020 | natural gas | electricity | NR |  |  |  |  | -1310 |  | 165 |  | -1310 | 165 | 0 | 0 |  | 0 | 0 |  | TRUE | 10 | 0 | 0 | TRUE | 2020+10 | 2030+00 | TRUE | TRUE | FALSE | FALSE | -1310 | 165 | TRUE | TRUE | FALSE | FALSE | 0 | 0 | TRUE | TRUE | TRUE | -1310 | 165 | 0 | 0 | -13100 | 1650 | 0 | 0 | 3503.9114 | 100000 | #N/A | 100000 | 0.035039 | 1 | #N/A | 0 | 0.00018595 | 0.005307 | #N/A | 0.005307 |  | 68 | 119.0988 | PASS | 6.3206 | PASS | Eligible | -2.436 | 8.7566 | 68 | 12.029 | kWh | 3524.4565 | N/A | N/A | 120.2897 |  | 68 | 1 | -1310 | 165 | 0 | 0 | 10 | 0
Any | SWWH025-01 | MFm | Any | CZ05 | Any | 69 | Heat Pump Water Heater, >45 to ≤55 Gal, UEF=3.09 replacing Storage Natural Gas Water Heater, 40 Gal, UEF=0.58 | 1 | 10 | 2020 | natural gas | electricity | NR |  |  |  |  | -1360 |  | 170 |  | -1360 | 170 | 0 | 0 |  | 0 | 0 |  | TRUE | 10 | 0 | 0 | TRUE | 2020+10 | 2030+00 | TRUE | TRUE | FALSE | FALSE | -1360 | 170 | TRUE | TRUE | FALSE | FALSE | 0 | 0 | TRUE | TRUE | TRUE | -1360 | 170 | 0 | 0 | -13600 | 1700 | 0 | 0 | 3503.9114 | 100000 | #N/A | 100000 | 0.035039 | 1 | #N/A | 0 | 0.00018595 | 0.005307 | #N/A | 0.005307 |  | 69 | 122.3468 | PASS | 6.493 | PASS | Eligible | -2.529 | 9.022 | 69 | 12.3583 | kWh | 3620.9552 | N/A | N/A | 123.5832 |  | 69 | 1 | -1360 | 170 | 0 | 0 | 10 | 0
Any | SWWH025-01 | MFm | Any | CZ06 | Any | 70 | Heat Pump Water Heater, >45 to ≤55 Gal, UEF=3.09 replacing Storage Natural Gas Water Heater, 40 Gal, UEF=0.58 | 1 | 10 | 2020 | natural gas | electricity | NR |  |  |  |  | -1260 |  | 161 |  | -1260 | 161 | 0 | 0 |  | 0 | 0 |  | TRUE | 10 | 0 | 0 | TRUE | 2020+10 | 2030+00 | TRUE | TRUE | FALSE | FALSE | -1260 | 161 | TRUE | TRUE | FALSE | FALSE | 0 | 0 | TRUE | TRUE | TRUE | -1260 | 161 | 0 | 0 | -12600 | 1610 | 0 | 0 | 3503.9114 | 100000 | #N/A | 100000 | 0.035039 | 1 | #N/A | 0 | 0.00018595 | 0.005307 | #N/A | 0.005307 |  | 70 | 116.8507 | PASS | 6.2013 | PASS | Eligible | -2.343 | 8.5443 | 70 | 11.7996 | kWh | 3457.2575 | N/A | N/A | 117.9962 |  | 70 | 1 | -1260 | 161 | 0 | 0 | 10 | 0
Any | SWWH025-01 | MFm | Any | CZ07 | Any | 71 | Heat Pump Water Heater, >45 to ≤55 Gal, UEF=3.09 replacing Storage Natural Gas Water Heater, 40 Gal, UEF=0.58 | 1 | 10 | 2020 | natural gas | electricity | NR |  |  |  |  | -1240 |  | 159 |  | -1240 | 159 | 0 | 0 |  | 0 | 0 |  | TRUE | 10 | 0 | 0 | TRUE | 2020+10 | 2030+00 | TRUE | TRUE | FALSE | FALSE | -1240 | 159 | TRUE | TRUE | FALSE | FALSE | 0 | 0 | TRUE | TRUE | TRUE | -1240 | 159 | 0 | 0 | -12400 | 1590 | 0 | 0 | 3503.9114 | 100000 | #N/A | 100000 | 0.035039 | 1 | #N/A | 0 | 0.00018595 | 0.005307 | #N/A | 0.005307 |  | 71 | 115.5515 | PASS | 6.1324 | PASS | Eligible | -2.3058 | 8.4382 | 71 | 11.6679 | kWh | 3418.6581 | N/A | N/A | 116.6788 |  | 71 | 1 | -1240 | 159 | 0 | 0 | 10 | 0
Any | SWWH025-01 | MFm | Any | CZ08 | Any | 72 | Heat Pump Water Heater, >45 to ≤55 Gal, UEF=3.09 replacing Storage Natural Gas Water Heater, 40 Gal, UEF=0.58 | 1 | 10 | 2020 | natural gas | electricity | NR |  |  |  |  | -1220 |  | 157 |  | -1220 | 157 | 0 | 0 |  | 0 | 0 |  | TRUE | 10 | 0 | 0 | TRUE | 2020+10 | 2030+00 | TRUE | TRUE | FALSE | FALSE | -1220 | 157 | TRUE | TRUE | FALSE | FALSE | 0 | 0 | TRUE | TRUE | TRUE | -1220 | 157 | 0 | 0 | -12200 | 1570 | 0 | 0 | 3503.9114 | 100000 | #N/A | 100000 | 0.035039 | 1 | #N/A | 0 | 0.00018595 | 0.005307 | #N/A | 0.005307 |  | 72 | 114.2523 | PASS | 6.0634 | PASS | Eligible | -2.2686 | 8.332 | 72 | 11.5361 | kWh | 3380.0586 | N/A | N/A | 115.3614 |  | 72 | 1 | -1220 | 157 | 0 | 0 | 10 | 0
Any | SWWH025-01 | MFm | Any | CZ09 | Any | 73 | Heat Pump Water Heater, >45 to ≤55 Gal, UEF=3.09 replacing Storage Natural Gas Water Heater, 40 Gal, UEF=0.58 | 1 | 10 | 2020 | natural gas | electricity | NR |  |  |  |  | -1220 |  | 157 |  | -1220 | 157 | 0 | 0 |  | 0 | 0 |  | TRUE | 10 | 0 | 0 | TRUE | 2020+10 | 2030+00 | TRUE | TRUE | FALSE | FALSE | -1220 | 157 | TRUE | TRUE | FALSE | FALSE | 0 | 0 | TRUE | TRUE | TRUE | -1220 | 157 | 0 | 0 | -12200 | 1570 | 0 | 0 | 3503.9114 | 100000 | #N/A | 100000 | 0.035039 | 1 | #N/A | 0 | 0.00018595 | 0.005307 | #N/A | 0.005307 |  | 73 | 114.2523 | PASS | 6.0634 | PASS | Eligible | -2.2686 | 8.332 | 73 | 11.5361 | kWh | 3380.0586 | N/A | N/A | 115.3614 |  | 73 | 1 | -1220 | 157 | 0 | 0 | 10 | 0
Any | SWWH025-01 | MFm | Any | CZ10 | Any | 74 | Heat Pump Water Heater, >45 to ≤55 Gal, UEF=3.09 replacing Storage Natural Gas Water Heater, 40 Gal, UEF=0.58 | 1 | 10 | 2020 | natural gas | electricity | NR |  |  |  |  | -1220 |  | 157 |  | -1220 | 157 | 0 | 0 |  | 0 | 0 |  | TRUE | 10 | 0 | 0 | TRUE | 2020+10 | 2030+00 | TRUE | TRUE | FALSE | FALSE | -1220 | 157 | TRUE | TRUE | FALSE | FALSE | 0 | 0 | TRUE | TRUE | TRUE | -1220 | 157 | 0 | 0 | -12200 | 1570 | 0 | 0 | 3503.9114 | 100000 | #N/A | 100000 | 0.035039 | 1 | #N/A | 0 | 0.00018595 | 0.005307 | #N/A | 0.005307 |  | 74 | 114.2523 | PASS | 6.0634 | PASS | Eligible | -2.2686 | 8.332 | 74 | 11.5361 | kWh | 3380.0586 | N/A | N/A | 115.3614 |  | 74 | 1 | -1220 | 157 | 0 | 0 | 10 | 0
Any | SWWH025-01 | MFm | Any | CZ11 | Any | 75 | Heat Pump Water Heater, >45 to ≤55 Gal, UEF=3.09 replacing Storage Natural Gas Water Heater, 40 Gal, UEF=0.58 | 1 | 10 | 2020 | natural gas | electricity | NR |  |  |  |  | -1250 |  | 159 |  | -1250 | 159 | 0 | 0 |  | 0 | 0 |  | TRUE | 10 | 0 | 0 | TRUE | 2020+10 | 2030+00 | TRUE | TRUE | FALSE | FALSE | -1250 | 159 | TRUE | TRUE | FALSE | FALSE | 0 | 0 | TRUE | TRUE | TRUE | -1250 | 159 | 0 | 0 | -12500 | 1590 | 0 | 0 | 3503.9114 | 100000 | #N/A | 100000 | 0.035039 | 1 | #N/A | 0 | 0.00018595 | 0.005307 | #N/A | 0.005307 |  | 75 | 115.2011 | PASS | 6.1138 | PASS | Eligible | -2.3244 | 8.4382 | 75 | 11.6337 | kWh | 3408.6581 | N/A | N/A | 116.3375 |  | 75 | 1 | -1250 | 159 | 0 | 0 | 10 | 0
Any | SWWH025-01 | MFm | Any | CZ12 | Any | 76 | Heat Pump Water Heater, >45 to ≤55 Gal, UEF=3.09 replacing Storage Natural Gas Water Heater, 40 Gal, UEF=0.58 | 1 | 10 | 2020 | natural gas | electricity | NR |  |  |  |  | -1290 |  | 163 |  | -1290 | 163 | 0 | 0 |  | 0 | 0 |  | TRUE | 10 | 0 | 0 | TRUE | 2020+10 | 2030+00 | TRUE | TRUE | FALSE | FALSE | -1290 | 163 | TRUE | TRUE | FALSE | FALSE | 0 | 0 | TRUE | TRUE | TRUE | -1290 | 163 | 0 | 0 | -12900 | 1630 | 0 | 0 | 3503.9114 | 100000 | #N/A | 100000 | 0.035039 | 1 | #N/A | 0 | 0.00018595 | 0.005307 | #N/A | 0.005307 |  | 76 | 117.7995 | PASS | 6.2517 | PASS | Eligible | -2.3988 | 8.6505 | 76 | 11.8972 | kWh | 3485.857 | N/A | N/A | 118.9723 |  | 76 | 1 | -1290 | 163 | 0 | 0 | 10 | 0
Any | SWWH025-01 | MFm | Any | CZ13 | Any | 77 | Heat Pump Water Heater, >45 to ≤55 Gal, UEF=3.09 replacing Storage Natural Gas Water Heater, 40 Gal, UEF=0.58 | 1 | 10 | 2020 | natural gas | electricity | NR |  |  |  |  | -1240 |  | 158 |  | -1240 | 158 | 0 | 0 |  | 0 | 0 |  | TRUE | 10 | 0 | 0 | TRUE | 2020+10 | 2030+00 | TRUE | TRUE | FALSE | FALSE | -1240 | 158 | TRUE | TRUE | FALSE | FALSE | 0 | 0 | TRUE | TRUE | TRUE | -1240 | 158 | 0 | 0 | -12400 | 1580 | 0 | 0 | 3503.9114 | 100000 | #N/A | 100000 | 0.035039 | 1 | #N/A | 0 | 0.00018595 | 0.005307 | #N/A | 0.005307 |  | 77 | 114.5515 | PASS | 6.0793 | PASS | Eligible | -2.3058 | 8.3851 | 77 | 11.5679 | kWh | 3389.3583 | N/A | N/A | 115.6788 |  | 77 | 1 | -1240 | 158 | 0 | 0 | 10 | 0
Any | SWWH025-01 | MFm | Any | CZ14 | Any | 78 | Heat Pump Water Heater, >45 to ≤55 Gal, UEF=3.09 replacing Storage Natural Gas Water Heater, 40 Gal, UEF=0.58 | 1 | 10 | 2020 | natural gas | electricity | NR |  |  |  |  | -1260 |  | 160 |  | -1260 | 160 | 0 | 0 |  | 0 | 0 |  | TRUE | 10 | 0 | 0 | TRUE | 2020+10 | 2030+00 | TRUE | TRUE | FALSE | FALSE | -1260 | 160 | TRUE | TRUE | FALSE | FALSE | 0 | 0 | TRUE | TRUE | TRUE | -1260 | 160 | 0 | 0 | -12600 | 1600 | 0 | 0 | 3503.9114 | 100000 | #N/A | 100000 | 0.035039 | 1 | #N/A | 0 | 0.00018595 | 0.005307 | #N/A | 0.005307 |  | 78 | 115.8507 | PASS | 6.1482 | PASS | Eligible | -2.343 | 8.4913 | 78 | 11.6996 | kWh | 3427.9578 | N/A | N/A | 116.9962 |  | 78 | 1 | -1260 | 160 | 0 | 0 | 10 | 0
Any | SWWH025-01 | MFm | Any | CZ15 | Any | 79 | Heat Pump Water Heater, >45 to ≤55 Gal, UEF=3.09 replacing Storage Natural Gas Water Heater, 40 Gal, UEF=0.58 | 1 | 10 | 2020 | natural gas | electricity | NR |  |  |  |  | -1030 |  | 138 |  | -1030 | 138 | 0 | 0 |  | 0 | 0 |  | TRUE | 10 | 0 | 0 | TRUE | 2020+10 | 2030+00 | TRUE | TRUE | FALSE | FALSE | -1030 | 138 | TRUE | TRUE | FALSE | FALSE | 0 | 0 | TRUE | TRUE | TRUE | -1030 | 138 | 0 | 0 | -10300 | 1380 | 0 | 0 | 3503.9114 | 100000 | #N/A | 100000 | 0.035039 | 1 | #N/A | 0 | 0.00018595 | 0.005307 | #N/A | 0.005307 |  | 79 | 101.9097 | PASS | 5.4084 | PASS | Eligible | -1.9153 | 7.3237 | 79 | 10.2846 | kWh | 3013.3636 | N/A | N/A | 102.8461 |  | 79 | 1 | -1030 | 138 | 0 | 0 | 10 | 0
Any | SWWH025-01 | MFm | Any | CZ16 | Any | 80 | Heat Pump Water Heater, >45 to ≤55 Gal, UEF=3.09 replacing Storage Natural Gas Water Heater, 40 Gal, UEF=0.58 | 1 | 10 | 2020 | natural gas | electricity | NR |  |  |  |  | -1460 |  | 178 |  | -1460 | 178 | 0 | 0 |  | 0 | 0 |  | TRUE | 10 | 0 | 0 | TRUE | 2020+10 | 2030+00 | TRUE | TRUE | FALSE | FALSE | -1460 | 178 | TRUE | TRUE | FALSE | FALSE | 0 | 0 | TRUE | TRUE | TRUE | -1460 | 178 | 0 | 0 | -14600 | 1780 | 0 | 0 | 3503.9114 | 100000 | #N/A | 100000 | 0.035039 | 1 | #N/A | 0 | 0.00018595 | 0.005307 | #N/A | 0.005307 |  | 80 | 126.8429 | PASS | 6.7316 | PASS | Eligible | -2.7149 | 9.4465 | 80 | 12.817 | kWh | 3755.3531 | N/A | N/A | 128.1702 |  | 80 | 1 | -1460 | 178 | 0 | 0 | 10 | 0
Any | SWWH025-01 | DMo | Any | CZ01 | Any | 81 | Heat Pump Water Heater, >45 to ≤55 Gal, UEF=3.09 replacing Storage Natural Gas Water Heater, 40 Gal, UEF=0.58 | 1 | 10 | 2020 | natural gas | electricity | NR |  |  |  |  | -2170 |  | 196 |  | -2170 | 196 | 0 | 0 |  | 0 | 0 |  | TRUE | 10 | 0 | 0 | TRUE | 2020+10 | 2030+00 | TRUE | TRUE | FALSE | FALSE | -2170 | 196 | TRUE | TRUE | FALSE | FALSE | 0 | 0 | TRUE | TRUE | TRUE | -2170 | 196 | 0 | 0 | -21700 | 1960 | 0 | 0 | 3503.9114 | 100000 | #N/A | 100000 | 0.035039 | 1 | #N/A | 0 | 0.00018595 | 0.005307 | #N/A | 0.005307 |  | 81 | 119.9651 | PASS | 6.3666 | PASS | Eligible | -4.0352 | 10.4018 | 81 | 12.1938 | kWh | 3572.7483 | N/A | N/A | 121.9379 |  | 81 | 1 | -2170 | 196 | 0 | 0 | 10 | 0
Any | SWWH025-01 | DMo | Any | CZ02 | Any | 82 | Heat Pump Water Heater, >45 to ≤55 Gal, UEF=3.09 replacing Storage Natural Gas Water Heater, 40 Gal, UEF=0.58 | 1 | 10 | 2020 | natural gas | electricity | NR |  |  |  |  | -1880 |  | 183 |  | -1880 | 183 | 0 | 0 |  | 0 | 0 |  | TRUE | 10 | 0 | 0 | TRUE | 2020+10 | 2030+00 | TRUE | TRUE | FALSE | FALSE | -1880 | 183 | TRUE | TRUE | FALSE | FALSE | 0 | 0 | TRUE | TRUE | TRUE | -1880 | 183 | 0 | 0 | -18800 | 1830 | 0 | 0 | 3503.9114 | 100000 | #N/A | 100000 | 0.035039 | 1 | #N/A | 0 | 0.00018595 | 0.005307 | #N/A | 0.005307 |  | 82 | 117.1265 | PASS | 6.2159 | PASS | Eligible | -3.4959 | 9.7119 | 82 | 11.8836 | kWh | 3481.8517 | N/A | N/A | 118.8356 |  | 82 | 1 | -1880 | 183 | 0 | 0 | 10 | 0
Any | SWWH025-01 | DMo | Any | CZ03 | Any | 83 | Heat Pump Water Heater, >45 to ≤55 Gal, UEF=3.09 replacing Storage Natural Gas Water Heater, 40 Gal, UEF=0.58 | 1 | 10 | 2020 | natural gas | electricity | NR |  |  |  |  | -1760 |  | 183 |  | -1760 | 183 | 0 | 0 |  | 0 | 0 |  | TRUE | 10 | 0 | 0 | TRUE | 2020+10 | 2030+00 | TRUE | TRUE | FALSE | FALSE | -1760 | 183 | TRUE | TRUE | FALSE | FALSE | 0 | 0 | TRUE | TRUE | TRUE | -1760 | 183 | 0 | 0 | -17600 | 1830 | 0 | 0 | 3503.9114 | 100000 | #N/A | 100000 | 0.035039 | 1 | #N/A | 0 | 0.00018595 | 0.005307 | #N/A | 0.005307 |  | 83 | 121.3312 | PASS | 6.4391 | PASS | Eligible | -3.2728 | 9.7119 | 83 | 12.2931 | kWh | 3601.8517 | N/A | N/A | 122.9312 |  | 83 | 1 | -1760 | 183 | 0 | 0 | 10 | 0
Any | SWWH025-01 | DMo | Any | CZ04 | Any | 84 | Heat Pump Water Heater, >45 to ≤55 Gal, UEF=3.09 replacing Storage Natural Gas Water Heater, 40 Gal, UEF=0.58 | 1 | 10 | 2020 | natural gas | electricity | NR |  |  |  |  | -1720 |  | 178 |  | -1720 | 178 | 0 | 0 |  | 0 | 0 |  | TRUE | 10 | 0 | 0 | TRUE | 2020+10 | 2030+00 | TRUE | TRUE | FALSE | FALSE | -1720 | 178 | TRUE | TRUE | FALSE | FALSE | 0 | 0 | TRUE | TRUE | TRUE | -1720 | 178 | 0 | 0 | -17200 | 1780 | 0 | 0 | 3503.9114 | 100000 | #N/A | 100000 | 0.035039 | 1 | #N/A | 0 | 0.00018595 | 0.005307 | #N/A | 0.005307 |  | 84 | 117.7327 | PASS | 6.2481 | PASS | Eligible | -3.1984 | 9.4465 | 84 | 11.9296 | kWh | 3495.3531 | N/A | N/A | 119.2964 |  | 84 | 1 | -1720 | 178 | 0 | 0 | 10 | 0
Any | SWWH025-01 | DMo | Any | CZ05 | Any | 85 | Heat Pump Water Heater, >45 to ≤55 Gal, UEF=3.09 replacing Storage Natural Gas Water Heater, 40 Gal, UEF=0.58 | 1 | 10 | 2020 | natural gas | electricity | NR |  |  |  |  | -1880 |  | 186 |  | -1880 | 186 | 0 | 0 |  | 0 | 0 |  | TRUE | 10 | 0 | 0 | TRUE | 2020+10 | 2030+00 | TRUE | TRUE | FALSE | FALSE | -1880 | 186 | TRUE | TRUE | FALSE | FALSE | 0 | 0 | TRUE | TRUE | TRUE | -1880 | 186 | 0 | 0 | -18800 | 1860 | 0 | 0 | 3503.9114 | 100000 | #N/A | 100000 | 0.035039 | 1 | #N/A | 0 | 0.00018595 | 0.005307 | #N/A | 0.005307 |  | 85 | 120.1265 | PASS | 6.3752 | PASS | Eligible | -3.4959 | 9.8711 | 85 | 12.1836 | kWh | 3569.751 | N/A | N/A | 121.8356 |  | 85 | 1 | -1880 | 186 | 0 | 0 | 10 | 0
Any | SWWH025-01 | DMo | Any | CZ06 | Any | 86 | Heat Pump Water Heater, >45 to ≤55 Gal, UEF=3.09 replacing Storage Natural Gas Water Heater, 40 Gal, UEF=0.58 | 1 | 10 | 2020 | natural gas | electricity | NR |  |  |  |  | -1550 |  | 172 |  | -1550 | 172 | 0 | 0 |  | 0 | 0 |  | TRUE | 10 | 0 | 0 | TRUE | 2020+10 | 2030+00 | TRUE | TRUE | FALSE | FALSE | -1550 | 172 | TRUE | TRUE | FALSE | FALSE | 0 | 0 | TRUE | TRUE | TRUE | -1550 | 172 | 0 | 0 | -15500 | 1720 | 0 | 0 | 3503.9114 | 100000 | #N/A | 100000 | 0.035039 | 1 | #N/A | 0 | 0.00018595 | 0.005307 | #N/A | 0.005307 |  | 86 | 117.6894 | PASS | 6.2458 | PASS | Eligible | -2.8823 | 9.1281 | 86 | 11.9099 | kWh | 3489.5546 | N/A | N/A | 119.0985 |  | 86 | 1 | -1550 | 172 | 0 | 0 | 10 | 0
Any | SWWH025-01 | DMo | Any | CZ07 | Any | 87 | Heat Pump Water Heater, >45 to ≤55 Gal, UEF=3.09 replacing Storage Natural Gas Water Heater, 40 Gal, UEF=0.58 | 1 | 10 | 2020 | natural gas | electricity | NR |  |  |  |  | -1490 |  | 171 |  | -1490 | 171 | 0 | 0 |  | 0 | 0 |  | TRUE | 10 | 0 | 0 | TRUE | 2020+10 | 2030+00 | TRUE | TRUE | FALSE | FALSE | -1490 | 171 | TRUE | TRUE | FALSE | FALSE | 0 | 0 | TRUE | TRUE | TRUE | -1490 | 171 | 0 | 0 | -14900 | 1710 | 0 | 0 | 3503.9114 | 100000 | #N/A | 100000 | 0.035039 | 1 | #N/A | 0 | 0.00018595 | 0.005307 | #N/A | 0.005307 |  | 87 | 118.7917 | PASS | 6.3043 | PASS | Eligible | -2.7707 | 9.075 | 87 | 12.0146 | kWh | 3520.2549 | N/A | N/A | 120.1463 |  | 87 | 1 | -1490 | 171 | 0 | 0 | 10 | 0
Any | SWWH025-01 | DMo | Any | CZ08 | Any | 88 | Heat Pump Water Heater, >45 to ≤55 Gal, UEF=3.09 replacing Storage Natural Gas Water Heater, 40 Gal, UEF=0.58 | 1 | 10 | 2020 | natural gas | electricity | NR |  |  |  |  | -1470 |  | 168 |  | -1470 | 168 | 0 | 0 |  | 0 | 0 |  | TRUE | 10 | 0 | 0 | TRUE | 2020+10 | 2030+00 | TRUE | TRUE | FALSE | FALSE | -1470 | 168 | TRUE | TRUE | FALSE | FALSE | 0 | 0 | TRUE | TRUE | TRUE | -1470 | 168 | 0 | 0 | -14700 | 1680 | 0 | 0 | 3503.9114 | 100000 | #N/A | 100000 | 0.035039 | 1 | #N/A | 0 | 0.00018595 | 0.005307 | #N/A | 0.005307 |  | 88 | 116.4925 | PASS | 6.1823 | PASS | Eligible | -2.7335 | 8.9158 | 88 | 11.7829 | kWh | 3452.3557 | N/A | N/A | 117.8289 |  | 88 | 1 | -1470 | 168 | 0 | 0 | 10 | 0
Any | SWWH025-01 | DMo | Any | CZ09 | Any | 89 | Heat Pump Water Heater, >45 to ≤55 Gal, UEF=3.09 replacing Storage Natural Gas Water Heater, 40 Gal, UEF=0.58 | 1 | 10 | 2020 | natural gas | electricity | NR |  |  |  |  | -1500 |  | 168 |  | -1500 | 168 | 0 | 0 |  | 0 | 0 |  | TRUE | 10 | 0 | 0 | TRUE | 2020+10 | 2030+00 | TRUE | TRUE | FALSE | FALSE | -1500 | 168 | TRUE | TRUE | FALSE | FALSE | 0 | 0 | TRUE | TRUE | TRUE | -1500 | 168 | 0 | 0 | -15000 | 1680 | 0 | 0 | 3503.9114 | 100000 | #N/A | 100000 | 0.035039 | 1 | #N/A | 0 | 0.00018595 | 0.005307 | #N/A | 0.005307 |  | 89 | 115.4413 | PASS | 6.1265 | PASS | Eligible | -2.7893 | 8.9158 | 89 | 11.6805 | kWh | 3422.3557 | N/A | N/A | 116.805 |  | 89 | 1 | -1500 | 168 | 0 | 0 | 10 | 0
Any | SWWH025-01 | DMo | Any | CZ10 | Any | 90 | Heat Pump Water Heater, >45 to ≤55 Gal, UEF=3.09 replacing Storage Natural Gas Water Heater, 40 Gal, UEF=0.58 | 1 | 10 | 2020 | natural gas | electricity | NR |  |  |  |  | -1520 |  | 167 |  | -1520 | 167 | 0 | 0 |  | 0 | 0 |  | TRUE | 10 | 0 | 0 | TRUE | 2020+10 | 2030+00 | TRUE | TRUE | FALSE | FALSE | -1520 | 167 | TRUE | TRUE | FALSE | FALSE | 0 | 0 | TRUE | TRUE | TRUE | -1520 | 167 | 0 | 0 | -15200 | 1670 | 0 | 0 | 3503.9114 | 100000 | #N/A | 100000 | 0.035039 | 1 | #N/A | 0 | 0.00018595 | 0.005307 | #N/A | 0.005307 |  | 90 | 113.7405 | PASS | 6.0363 | PASS | Eligible | -2.8265 | 8.8628 | 90 | 11.5122 | kWh | 3373.056 | N/A | N/A | 115.1224 |  | 90 | 1 | -1520 | 167 | 0 | 0 | 10 | 0
Any | SWWH025-01 | DMo | Any | CZ11 | Any | 91 | Heat Pump Water Heater, >45 to ≤55 Gal, UEF=3.09 replacing Storage Natural Gas Water Heater, 40 Gal, UEF=0.58 | 1 | 10 | 2020 | natural gas | electricity | NR |  |  |  |  | -1710 |  | 169 |  | -1710 | 169 | 0 | 0 |  | 0 | 0 |  | TRUE | 10 | 0 | 0 | TRUE | 2020+10 | 2030+00 | TRUE | TRUE | FALSE | FALSE | -1710 | 169 | TRUE | TRUE | FALSE | FALSE | 0 | 0 | TRUE | TRUE | TRUE | -1710 | 169 | 0 | 0 | -17100 | 1690 | 0 | 0 | 3503.9114 | 100000 | #N/A | 100000 | 0.035039 | 1 | #N/A | 0 | 0.00018595 | 0.005307 | #N/A | 0.005307 |  | 91 | 109.0831 | PASS | 5.7891 | PASS | Eligible | -3.1798 | 8.9689 | 91 | 11.0638 | kWh | 3241.6554 | N/A | N/A | 110.6377 |  | 91 | 1 | -1710 | 169 | 0 | 0 | 10 | 0
Any | SWWH025-01 | DMo | Any | CZ12 | Any | 92 | Heat Pump Water Heater, >45 to ≤55 Gal, UEF=3.09 replacing Storage Natural Gas Water Heater, 40 Gal, UEF=0.58 | 1 | 10 | 2020 | natural gas | electricity | NR |  |  |  |  | -1710 |  | 175 |  | -1710 | 175 | 0 | 0 |  | 0 | 0 |  | TRUE | 10 | 0 | 0 | TRUE | 2020+10 | 2030+00 | TRUE | TRUE | FALSE | FALSE | -1710 | 175 | TRUE | TRUE | FALSE | FALSE | 0 | 0 | TRUE | TRUE | TRUE | -1710 | 175 | 0 | 0 | -17100 | 1750 | 0 | 0 | 3503.9114 | 100000 | #N/A | 100000 | 0.035039 | 1 | #N/A | 0 | 0.00018595 | 0.005307 | #N/A | 0.005307 |  | 92 | 115.0831 | PASS | 6.1075 | PASS | Eligible | -3.1798 | 9.2873 | 92 | 11.6638 | kWh | 3417.4539 | N/A | N/A | 116.6377 |  | 92 | 1 | -1710 | 175 | 0 | 0 | 10 | 0
Any | SWWH025-01 | DMo | Any | CZ13 | Any | 93 | Heat Pump Water Heater, >45 to ≤55 Gal, UEF=3.09 replacing Storage Natural Gas Water Heater, 40 Gal, UEF=0.58 | 1 | 10 | 2020 | natural gas | electricity | NR |  |  |  |  | -1630 |  | 167 |  | -1630 | 167 | 0 | 0 |  | 0 | 0 |  | TRUE | 10 | 0 | 0 | TRUE | 2020+10 | 2030+00 | TRUE | TRUE | FALSE | FALSE | -1630 | 167 | TRUE | TRUE | FALSE | FALSE | 0 | 0 | TRUE | TRUE | TRUE | -1630 | 167 | 0 | 0 | -16300 | 1670 | 0 | 0 | 3503.9114 | 100000 | #N/A | 100000 | 0.035039 | 1 | #N/A | 0 | 0.00018595 | 0.005307 | #N/A | 0.005307 |  | 93 | 109.8862 | PASS | 5.8317 | PASS | Eligible | -3.031 | 8.8628 | 93 | 11.1368 | kWh | 3263.056 | N/A | N/A | 111.3681 |  | 93 | 1 | -1630 | 167 | 0 | 0 | 10 | 0
Any | SWWH025-01 | DMo | Any | CZ14 | Any | 94 | Heat Pump Water Heater, >45 to ≤55 Gal, UEF=3.09 replacing Storage Natural Gas Water Heater, 40 Gal, UEF=0.58 | 1 | 10 | 2020 | natural gas | electricity | NR |  |  |  |  | -1780 |  | 171 |  | -1780 | 171 | 0 | 0 |  | 0 | 0 |  | TRUE | 10 | 0 | 0 | TRUE | 2020+10 | 2030+00 | TRUE | TRUE | FALSE | FALSE | -1780 | 171 | TRUE | TRUE | FALSE | FALSE | 0 | 0 | TRUE | TRUE | TRUE | -1780 | 171 | 0 | 0 | -17800 | 1710 | 0 | 0 | 3503.9114 | 100000 | #N/A | 100000 | 0.035039 | 1 | #N/A | 0 | 0.00018595 | 0.005307 | #N/A | 0.005307 |  | 94 | 108.6304 | PASS | 5.7651 | PASS | Eligible | -3.31 | 9.075 | 94 | 11.0249 | kWh | 3230.2549 | N/A | N/A | 110.2486 |  | 94 | 1 | -1780 | 171 | 0 | 0 | 10 | 0
Any | SWWH025-01 | DMo | Any | CZ15 | Any | 95 | Heat Pump Water Heater, >45 to ≤55 Gal, UEF=3.09 replacing Storage Natural Gas Water Heater, 40 Gal, UEF=0.58 | 1 | 10 | 2020 | natural gas | electricity | NR |  |  |  |  | -1140 |  | 141 |  | -1140 | 141 | 0 | 0 |  | 0 | 0 |  | TRUE | 10 | 0 | 0 | TRUE | 2020+10 | 2030+00 | TRUE | TRUE | FALSE | FALSE | -1140 | 141 | TRUE | TRUE | FALSE | FALSE | 0 | 0 | TRUE | TRUE | TRUE | -1140 | 141 | 0 | 0 | -11400 | 1410 | 0 | 0 | 3503.9114 | 100000 | #N/A | 100000 | 0.035039 | 1 | #N/A | 0 | 0.00018595 | 0.005307 | #N/A | 0.005307 |  | 95 | 101.0554 | PASS | 5.363 | PASS | Eligible | -2.1199 | 7.4829 | 95 | 10.2092 | kWh | 2991.2628 | N/A | N/A | 102.0918 |  | 95 | 1 | -1140 | 141 | 0 | 0 | 10 | 0
Any | SWWH025-01 | DMo | Any | CZ16 | Any | 96 | Heat Pump Water Heater, >45 to ≤55 Gal, UEF=3.09 replacing Storage Natural Gas Water Heater, 40 Gal, UEF=0.58 | 1 | 10 | 2020 | natural gas | electricity | NR |  |  |  |  | -2610 |  | 196 |  | -2610 | 196 | 0 | 0 |  | 0 | 0 |  | TRUE | 10 | 0 | 0 | TRUE | 2020+10 | 2030+00 | TRUE | TRUE | FALSE | FALSE | -2610 | 196 | TRUE | TRUE | FALSE | FALSE | 0 | 0 | TRUE | TRUE | TRUE | -2610 | 196 | 0 | 0 | -26100 | 1960 | 0 | 0 | 3503.9114 | 100000 | #N/A | 100000 | 0.035039 | 1 | #N/A | 0 | 0.00018595 | 0.005307 | #N/A | 0.005307 |  | 96 | 104.5479 | PASS | 5.5484 | PASS | Eligible | -4.8534 | 10.4018 | 96 | 10.6921 | kWh | 3132.7483 | N/A | N/A | 106.9207 |  | 96 | 1 | -2610 | 196 | 0 | 0 | 10 | 0
Any | SWWH025-01 | SFm | Any | CZ01 | Any | 97 | Heat Pump Water Heater, >45 to ≤55 Gal, UEF=3.09 replacing Storage Natural Gas Water Heater, 40 Gal, UEF=0.64 | 1 | 10 | 2020 | natural gas | electricity | NR |  |  |  |  | -2340 |  | 212 |  | -2340 | 212 | 0 | 0 |  | 0 | 0 |  | TRUE | 10 | 0 | 0 | TRUE | 2020+10 | 2030+00 | TRUE | TRUE | FALSE | FALSE | -2340 | 212 | TRUE | TRUE | FALSE | FALSE | 0 | 0 | TRUE | TRUE | TRUE | -2340 | 212 | 0 | 0 | -23400 | 2120 | 0 | 0 | 3503.9114 | 100000 | #N/A | 100000 | 0.035039 | 1 | #N/A | 0 | 0.00018595 | 0.005307 | #N/A | 0.005307 |  | 97 | 130.0085 | PASS | 6.8996 | PASS | Eligible | -4.3513 | 11.2509 | 97 | 13.2136 | kWh | 3871.5441 | N/A | N/A | 132.1358 |  | 97 | 1 | -2340 | 212 | 0 | 0 | 10 | 0
Any | SWWH025-01 | SFm | Any | CZ02 | Any | 98 | Heat Pump Water Heater, >45 to ≤55 Gal, UEF=3.09 replacing Storage Natural Gas Water Heater, 40 Gal, UEF=0.64 | 1 | 10 | 2020 | natural gas | electricity | NR |  |  |  |  | -2010 |  | 197 |  | -2010 | 197 | 0 | 0 |  | 0 | 0 |  | TRUE | 10 | 0 | 0 | TRUE | 2020+10 | 2030+00 | TRUE | TRUE | FALSE | FALSE | -2010 | 197 | TRUE | TRUE | FALSE | FALSE | 0 | 0 | TRUE | TRUE | TRUE | -2010 | 197 | 0 | 0 | -20100 | 1970 | 0 | 0 | 3503.9114 | 100000 | #N/A | 100000 | 0.035039 | 1 | #N/A | 0 | 0.00018595 | 0.005307 | #N/A | 0.005307 |  | 98 | 126.5714 | PASS | 6.7172 | PASS | Eligible | -3.7377 | 10.4549 | 98 | 12.8399 | kWh | 3762.0481 | N/A | N/A | 128.3987 |  | 98 | 1 | -2010 | 197 | 0 | 0 | 10 | 0
Any | SWWH025-01 | SFm | Any | CZ03 | Any | 99 | Heat Pump Water Heater, >45 to ≤55 Gal, UEF=3.09 replacing Storage Natural Gas Water Heater, 40 Gal, UEF=0.64 | 1 | 10 | 2020 | natural gas | electricity | NR |  |  |  |  | -1970 |  | 198 |  | -1970 | 198 | 0 | 0 |  | 0 | 0 |  | TRUE | 10 | 0 | 0 | TRUE | 2020+10 | 2030+00 | TRUE | TRUE | FALSE | FALSE | -1970 | 198 | TRUE | TRUE | FALSE | FALSE | 0 | 0 | TRUE | TRUE | TRUE | -1970 | 198 | 0 | 0 | -19700 | 1980 | 0 | 0 | 3503.9114 | 100000 | #N/A | 100000 | 0.035039 | 1 | #N/A | 0 | 0.00018595 | 0.005307 | #N/A | 0.005307 |  | 99 | 128.9729 | PASS | 6.8446 | PASS | Eligible | -3.6633 | 10.5079 | 99 | 13.0764 | kWh | 3831.3478 | N/A | N/A | 130.7639 |  | 99 | 1 | -1970 | 198 | 0 | 0 | 10 | 0
Any | SWWH025-01 | SFm | Any | CZ04 | Any | 100 | Heat Pump Water Heater, >45 to ≤55 Gal, UEF=3.09 replacing Storage Natural Gas Water Heater, 40 Gal, UEF=0.64 | 1 | 10 | 2020 | natural gas | electricity | NR |  |  |  |  | -1880 |  | 191 |  | -1880 | 191 | 0 | 0 |  | 0 | 0 |  | TRUE | 10 | 0 | 0 | TRUE | 2020+10 | 2030+00 | TRUE | TRUE | FALSE | FALSE | -1880 | 191 | TRUE | TRUE | FALSE | FALSE | 0 | 0 | TRUE | TRUE | TRUE | -1880 | 191 | 0 | 0 | -18800 | 1910 | 0 | 0 | 3503.9114 | 100000 | #N/A | 100000 | 0.035039 | 1 | #N/A | 0 | 0.00018595 | 0.005307 | #N/A | 0.005307 |  | 100 | 125.1265 | PASS | 6.6405 | PASS | Eligible | -3.4959 | 10.1364 | 100 | 12.6836 | kWh | 3716.2496 | N/A | N/A | 126.8356 |  | 100 | 1 | -1880 | 191 | 0 | 0 | 10 | 0
Any | SWWH025-01 | SFm | Any | CZ05 | Any | 101 | Heat Pump Water Heater, >45 to ≤55 Gal, UEF=3.09 replacing Storage Natural Gas Water Heater, 40 Gal, UEF=0.64 | 1 | 10 | 2020 | natural gas | electricity | NR |  |  |  |  | -2030 |  | 200 |  | -2030 | 200 | 0 | 0 |  | 0 | 0 |  | TRUE | 10 | 0 | 0 | TRUE | 2020+10 | 2030+00 | TRUE | TRUE | FALSE | FALSE | -2030 | 200 | TRUE | TRUE | FALSE | FALSE | 0 | 0 | TRUE | TRUE | TRUE | -2030 | 200 | 0 | 0 | -20300 | 2000 | 0 | 0 | 3503.9114 | 100000 | #N/A | 100000 | 0.035039 | 1 | #N/A | 0 | 0.00018595 | 0.005307 | #N/A | 0.005307 |  | 101 | 128.8706 | PASS | 6.8392 | PASS | Eligible | -3.7749 | 10.6141 | 101 | 13.0716 | kWh | 3829.9473 | N/A | N/A | 130.7161 |  | 101 | 1 | -2030 | 200 | 0 | 0 | 10 | 0
Any | SWWH025-01 | SFm | Any | CZ06 | Any | 102 | Heat Pump Water Heater, >45 to ≤55 Gal, UEF=3.09 replacing Storage Natural Gas Water Heater, 40 Gal, UEF=0.64 | 1 | 10 | 2020 | natural gas | electricity | NR |  |  |  |  | -1740 |  | 186 |  | -1740 | 186 | 0 | 0 |  | 0 | 0 |  | TRUE | 10 | 0 | 0 | TRUE | 2020+10 | 2030+00 | TRUE | TRUE | FALSE | FALSE | -1740 | 186 | TRUE | TRUE | FALSE | FALSE | 0 | 0 | TRUE | TRUE | TRUE | -1740 | 186 | 0 | 0 | -17400 | 1860 | 0 | 0 | 3503.9114 | 100000 | #N/A | 100000 | 0.035039 | 1 | #N/A | 0 | 0.00018595 | 0.005307 | #N/A | 0.005307 |  | 102 | 125.0319 | PASS | 6.6355 | PASS | Eligible | -3.2356 | 9.8711 | 102 | 12.6614 | kWh | 3709.751 | N/A | N/A | 126.6138 |  | 102 | 1 | -1740 | 186 | 0 | 0 | 10 | 0
Any | SWWH025-01 | SFm | Any | CZ07 | Any | 103 | Heat Pump Water Heater, >45 to ≤55 Gal, UEF=3.09 replacing Storage Natural Gas Water Heater, 40 Gal, UEF=0.64 | 1 | 10 | 2020 | natural gas | electricity | NR |  |  |  |  | -1690 |  | 184 |  | -1690 | 184 | 0 | 0 |  | 0 | 0 |  | TRUE | 10 | 0 | 0 | TRUE | 2020+10 | 2030+00 | TRUE | TRUE | FALSE | FALSE | -1690 | 184 | TRUE | TRUE | FALSE | FALSE | 0 | 0 | TRUE | TRUE | TRUE | -1690 | 184 | 0 | 0 | -16900 | 1840 | 0 | 0 | 3503.9114 | 100000 | #N/A | 100000 | 0.035039 | 1 | #N/A | 0 | 0.00018595 | 0.005307 | #N/A | 0.005307 |  | 103 | 124.7839 | PASS | 6.6223 | PASS | Eligible | -3.1426 | 9.7649 | 103 | 12.632 | kWh | 3701.1515 | N/A | N/A | 126.3203 |  | 103 | 1 | -1690 | 184 | 0 | 0 | 10 | 0
Any | SWWH025-01 | SFm | Any | CZ08 | Any | 104 | Heat Pump Water Heater, >45 to ≤55 Gal, UEF=3.09 replacing Storage Natural Gas Water Heater, 40 Gal, UEF=0.64 | 1 | 10 | 2020 | natural gas | electricity | NR |  |  |  |  | -1650 |  | 181 |  | -1650 | 181 | 0 | 0 |  | 0 | 0 |  | TRUE | 10 | 0 | 0 | TRUE | 2020+10 | 2030+00 | TRUE | TRUE | FALSE | FALSE | -1650 | 181 | TRUE | TRUE | FALSE | FALSE | 0 | 0 | TRUE | TRUE | TRUE | -1650 | 181 | 0 | 0 | -16500 | 1810 | 0 | 0 | 3503.9114 | 100000 | #N/A | 100000 | 0.035039 | 1 | #N/A | 0 | 0.00018595 | 0.005307 | #N/A | 0.005307 |  | 104 | 123.1855 | PASS | 6.5375 | PASS | Eligible | -3.0682 | 9.6057 | 104 | 12.4686 | kWh | 3653.2523 | N/A | N/A | 124.6855 |  | 104 | 1 | -1650 | 181 | 0 | 0 | 10 | 0
Any | SWWH025-01 | SFm | Any | CZ09 | Any | 105 | Heat Pump Water Heater, >45 to ≤55 Gal, UEF=3.09 replacing Storage Natural Gas Water Heater, 40 Gal, UEF=0.64 | 1 | 10 | 2020 | natural gas | electricity | NR |  |  |  |  | -1660 |  | 180 |  | -1660 | 180 | 0 | 0 |  | 0 | 0 |  | TRUE | 10 | 0 | 0 | TRUE | 2020+10 | 2030+00 | TRUE | TRUE | FALSE | FALSE | -1660 | 180 | TRUE | TRUE | FALSE | FALSE | 0 | 0 | TRUE | TRUE | TRUE | -1660 | 180 | 0 | 0 | -16600 | 1800 | 0 | 0 | 3503.9114 | 100000 | #N/A | 100000 | 0.035039 | 1 | #N/A | 0 | 0.00018595 | 0.005307 | #N/A | 0.005307 |  | 105 | 121.8351 | PASS | 6.4658 | PASS | Eligible | -3.0868 | 9.5527 | 105 | 12.3344 | kWh | 3613.9525 | N/A | N/A | 123.3442 |  | 105 | 1 | -1660 | 180 | 0 | 0 | 10 | 0
Any | SWWH025-01 | SFm | Any | CZ10 | Any | 106 | Heat Pump Water Heater, >45 to ≤55 Gal, UEF=3.09 replacing Storage Natural Gas Water Heater, 40 Gal, UEF=0.64 | 1 | 10 | 2020 | natural gas | electricity | NR |  |  |  |  | -1660 |  | 180 |  | -1660 | 180 | 0 | 0 |  | 0 | 0 |  | TRUE | 10 | 0 | 0 | TRUE | 2020+10 | 2030+00 | TRUE | TRUE | FALSE | FALSE | -1660 | 180 | TRUE | TRUE | FALSE | FALSE | 0 | 0 | TRUE | TRUE | TRUE | -1660 | 180 | 0 | 0 | -16600 | 1800 | 0 | 0 | 3503.9114 | 100000 | #N/A | 100000 | 0.035039 | 1 | #N/A | 0 | 0.00018595 | 0.005307 | #N/A | 0.005307 |  | 106 | 121.8351 | PASS | 6.4658 | PASS | Eligible | -3.0868 | 9.5527 | 106 | 12.3344 | kWh | 3613.9525 | N/A | N/A | 123.3442 |  | 106 | 1 | -1660 | 180 | 0 | 0 | 10 | 0
Any | SWWH025-01 | SFm | Any | CZ11 | Any | 107 | Heat Pump Water Heater, >45 to ≤55 Gal, UEF=3.09 replacing Storage Natural Gas Water Heater, 40 Gal, UEF=0.64 | 1 | 10 | 2020 | natural gas | electricity | NR |  |  |  |  | -1810 |  | 182 |  | -1810 | 182 | 0 | 0 |  | 0 | 0 |  | TRUE | 10 | 0 | 0 | TRUE | 2020+10 | 2030+00 | TRUE | TRUE | FALSE | FALSE | -1810 | 182 | TRUE | TRUE | FALSE | FALSE | 0 | 0 | TRUE | TRUE | TRUE | -1810 | 182 | 0 | 0 | -18100 | 1820 | 0 | 0 | 3503.9114 | 100000 | #N/A | 100000 | 0.035039 | 1 | #N/A | 0 | 0.00018595 | 0.005307 | #N/A | 0.005307 |  | 107 | 118.5792 | PASS | 6.293 | PASS | Eligible | -3.3658 | 9.6588 | 107 | 12.0225 | kWh | 3522.552 | N/A | N/A | 120.2247 |  | 107 | 1 | -1810 | 182 | 0 | 0 | 10 | 0
Any | SWWH025-01 | SFm | Any | CZ12 | Any | 108 | Heat Pump Water Heater, >45 to ≤55 Gal, UEF=3.09 replacing Storage Natural Gas Water Heater, 40 Gal, UEF=0.64 | 1 | 10 | 2020 | natural gas | electricity | NR |  |  |  |  | -1860 |  | 188 |  | -1860 | 188 | 0 | 0 |  | 0 | 0 |  | TRUE | 10 | 0 | 0 | TRUE | 2020+10 | 2030+00 | TRUE | TRUE | FALSE | FALSE | -1860 | 188 | TRUE | TRUE | FALSE | FALSE | 0 | 0 | TRUE | TRUE | TRUE | -1860 | 188 | 0 | 0 | -18600 | 1880 | 0 | 0 | 3503.9114 | 100000 | #N/A | 100000 | 0.035039 | 1 | #N/A | 0 | 0.00018595 | 0.005307 | #N/A | 0.005307 |  | 108 | 122.8272 | PASS | 6.5185 | PASS | Eligible | -3.4587 | 9.9772 | 108 | 12.4518 | kWh | 3648.3504 | N/A | N/A | 124.5182 |  | 108 | 1 | -1860 | 188 | 0 | 0 | 10 | 0
Any | SWWH025-01 | SFm | Any | CZ13 | Any | 109 | Heat Pump Water Heater, >45 to ≤55 Gal, UEF=3.09 replacing Storage Natural Gas Water Heater, 40 Gal, UEF=0.64 | 1 | 10 | 2020 | natural gas | electricity | NR |  |  |  |  | -1740 |  | 180 |  | -1740 | 180 | 0 | 0 |  | 0 | 0 |  | TRUE | 10 | 0 | 0 | TRUE | 2020+10 | 2030+00 | TRUE | TRUE | FALSE | FALSE | -1740 | 180 | TRUE | TRUE | FALSE | FALSE | 0 | 0 | TRUE | TRUE | TRUE | -1740 | 180 | 0 | 0 | -17400 | 1800 | 0 | 0 | 3503.9114 | 100000 | #N/A | 100000 | 0.035039 | 1 | #N/A | 0 | 0.00018595 | 0.005307 | #N/A | 0.005307 |  | 109 | 119.0319 | PASS | 6.3171 | PASS | Eligible | -3.2356 | 9.5527 | 109 | 12.0614 | kWh | 3533.9525 | N/A | N/A | 120.6138 |  | 109 | 1 | -1740 | 180 | 0 | 0 | 10 | 0
Any | SWWH025-01 | SFm | Any | CZ14 | Any | 110 | Heat Pump Water Heater, >45 to ≤55 Gal, UEF=3.09 replacing Storage Natural Gas Water Heater, 40 Gal, UEF=0.64 | 1 | 10 | 2020 | natural gas | electricity | NR |  |  |  |  | -1850 |  | 183 |  | -1850 | 183 | 0 | 0 |  | 0 | 0 |  | TRUE | 10 | 0 | 0 | TRUE | 2020+10 | 2030+00 | TRUE | TRUE | FALSE | FALSE | -1850 | 183 | TRUE | TRUE | FALSE | FALSE | 0 | 0 | TRUE | TRUE | TRUE | -1850 | 183 | 0 | 0 | -18500 | 1830 | 0 | 0 | 3503.9114 | 100000 | #N/A | 100000 | 0.035039 | 1 | #N/A | 0 | 0.00018595 | 0.005307 | #N/A | 0.005307 |  | 110 | 118.1776 | PASS | 6.2717 | PASS | Eligible | -3.4401 | 9.7119 | 110 | 11.986 | kWh | 3511.8517 | N/A | N/A | 119.8595 |  | 110 | 1 | -1850 | 183 | 0 | 0 | 10 | 0
Any | SWWH025-01 | SFm | Any | CZ15 | Any | 111 | Heat Pump Water Heater, >45 to ≤55 Gal, UEF=3.09 replacing Storage Natural Gas Water Heater, 40 Gal, UEF=0.64 | 1 | 10 | 2020 | natural gas | electricity | NR |  |  |  |  | -1280 |  | 152 |  | -1280 | 152 | 0 | 0 |  | 0 | 0 |  | TRUE | 10 | 0 | 0 | TRUE | 2020+10 | 2030+00 | TRUE | TRUE | FALSE | FALSE | -1280 | 152 | TRUE | TRUE | FALSE | FALSE | 0 | 0 | TRUE | TRUE | TRUE | -1280 | 152 | 0 | 0 | -12800 | 1520 | 0 | 0 | 3503.9114 | 100000 | #N/A | 100000 | 0.035039 | 1 | #N/A | 0 | 0.00018595 | 0.005307 | #N/A | 0.005307 |  | 111 | 107.1499 | PASS | 5.6865 | PASS | Eligible | -2.3802 | 8.0667 | 111 | 10.8314 | kWh | 3173.5599 | N/A | N/A | 108.3136 |  | 111 | 1 | -1280 | 152 | 0 | 0 | 10 | 0
Any | SWWH025-01 | SFm | Any | CZ16 | Any | 112 | Heat Pump Water Heater, >45 to ≤55 Gal, UEF=3.09 replacing Storage Natural Gas Water Heater, 40 Gal, UEF=0.64 | 1 | 10 | 2020 | natural gas | electricity | NR |  |  |  |  | -2740 |  | 211 |  | -2740 | 211 | 0 | 0 |  | 0 | 0 |  | TRUE | 10 | 0 | 0 | TRUE | 2020+10 | 2030+00 | TRUE | TRUE | FALSE | FALSE | -2740 | 211 | TRUE | TRUE | FALSE | FALSE | 0 | 0 | TRUE | TRUE | TRUE | -2740 | 211 | 0 | 0 | -27400 | 2110 | 0 | 0 | 3503.9114 | 100000 | #N/A | 100000 | 0.035039 | 1 | #N/A | 0 | 0.00018595 | 0.005307 | #N/A | 0.005307 |  | 112 | 114.9928 | PASS | 6.1027 | PASS | Eligible | -5.0951 | 11.1978 | 112 | 11.7484 | kWh | 3442.2444 | N/A | N/A | 117.4838 |  | 112 | 1 | -2740 | 211 | 0 | 0 | 10 | 0
Any | SWWH025-01 | MFm | Any | CZ01 | Any | 113 | Heat Pump Water Heater, >45 to ≤55 Gal, UEF=3.09 replacing Storage Natural Gas Water Heater, 40 Gal, UEF=0.64 | 1 | 10 | 2020 | natural gas | electricity | NR |  |  |  |  | -1470 |  | 174 |  | -1470 | 174 | 0 | 0 |  | 0 | 0 |  | TRUE | 10 | 0 | 0 | TRUE | 2020+10 | 2030+00 | TRUE | TRUE | FALSE | FALSE | -1470 | 174 | TRUE | TRUE | FALSE | FALSE | 0 | 0 | TRUE | TRUE | TRUE | -1470 | 174 | 0 | 0 | -14700 | 1740 | 0 | 0 | 3503.9114 | 100000 | #N/A | 100000 | 0.035039 | 1 | #N/A | 0 | 0.00018595 | 0.005307 | #N/A | 0.005307 |  | 113 | 122.4925 | PASS | 6.5007 | PASS | Eligible | -2.7335 | 9.2342 | 113 | 12.3829 | kWh | 3628.1541 | N/A | N/A | 123.8289 |  | 113 | 1 | -1470 | 174 | 0 | 0 | 10 | 0
Any | SWWH025-01 | MFm | Any | CZ02 | Any | 114 | Heat Pump Water Heater, >45 to ≤55 Gal, UEF=3.09 replacing Storage Natural Gas Water Heater, 40 Gal, UEF=0.64 | 1 | 10 | 2020 | natural gas | electricity | NR |  |  |  |  | -1360 |  | 165 |  | -1360 | 165 | 0 | 0 |  | 0 | 0 |  | TRUE | 10 | 0 | 0 | TRUE | 2020+10 | 2030+00 | TRUE | TRUE | FALSE | FALSE | -1360 | 165 | TRUE | TRUE | FALSE | FALSE | 0 | 0 | TRUE | TRUE | TRUE | -1360 | 165 | 0 | 0 | -13600 | 1650 | 0 | 0 | 3503.9114 | 100000 | #N/A | 100000 | 0.035039 | 1 | #N/A | 0 | 0.00018595 | 0.005307 | #N/A | 0.005307 |  | 114 | 117.3468 | PASS | 6.2276 | PASS | Eligible | -2.529 | 8.7566 | 114 | 11.8583 | kWh | 3474.4565 | N/A | N/A | 118.5832 |  | 114 | 1 | -1360 | 165 | 0 | 0 | 10 | 0
Any | SWWH025-01 | MFm | Any | CZ03 | Any | 115 | Heat Pump Water Heater, >45 to ≤55 Gal, UEF=3.09 replacing Storage Natural Gas Water Heater, 40 Gal, UEF=0.64 | 1 | 10 | 2020 | natural gas | electricity | NR |  |  |  |  | -1340 |  | 164 |  | -1340 | 164 | 0 | 0 |  | 0 | 0 |  | TRUE | 10 | 0 | 0 | TRUE | 2020+10 | 2030+00 | TRUE | TRUE | FALSE | FALSE | -1340 | 164 | TRUE | TRUE | FALSE | FALSE | 0 | 0 | TRUE | TRUE | TRUE | -1340 | 164 | 0 | 0 | -13400 | 1640 | 0 | 0 | 3503.9114 | 100000 | #N/A | 100000 | 0.035039 | 1 | #N/A | 0 | 0.00018595 | 0.005307 | #N/A | 0.005307 |  | 115 | 117.0476 | PASS | 6.2118 | PASS | Eligible | -2.4918 | 8.7035 | 115 | 11.8266 | kWh | 3465.1568 | N/A | N/A | 118.2658 |  | 115 | 1 | -1340 | 164 | 0 | 0 | 10 | 0
Any | SWWH025-01 | MFm | Any | CZ04 | Any | 116 | Heat Pump Water Heater, >45 to ≤55 Gal, UEF=3.09 replacing Storage Natural Gas Water Heater, 40 Gal, UEF=0.64 | 1 | 10 | 2020 | natural gas | electricity | NR |  |  |  |  | -1310 |  | 161 |  | -1310 | 161 | 0 | 0 |  | 0 | 0 |  | TRUE | 10 | 0 | 0 | TRUE | 2020+10 | 2030+00 | TRUE | TRUE | FALSE | FALSE | -1310 | 161 | TRUE | TRUE | FALSE | FALSE | 0 | 0 | TRUE | TRUE | TRUE | -1310 | 161 | 0 | 0 | -13100 | 1610 | 0 | 0 | 3503.9114 | 100000 | #N/A | 100000 | 0.035039 | 1 | #N/A | 0 | 0.00018595 | 0.005307 | #N/A | 0.005307 |  | 116 | 115.0988 | PASS | 6.1083 | PASS | Eligible | -2.436 | 8.5443 | 116 | 11.629 | kWh | 3407.2575 | N/A | N/A | 116.2897 |  | 116 | 1 | -1310 | 161 | 0 | 0 | 10 | 0
Any | SWWH025-01 | MFm | Any | CZ05 | Any | 117 | Heat Pump Water Heater, >45 to ≤55 Gal, UEF=3.09 replacing Storage Natural Gas Water Heater, 40 Gal, UEF=0.64 | 1 | 10 | 2020 | natural gas | electricity | NR |  |  |  |  | -1360 |  | 166 |  | -1360 | 166 | 0 | 0 |  | 0 | 0 |  | TRUE | 10 | 0 | 0 | TRUE | 2020+10 | 2030+00 | TRUE | TRUE | FALSE | FALSE | -1360 | 166 | TRUE | TRUE | FALSE | FALSE | 0 | 0 | TRUE | TRUE | TRUE | -1360 | 166 | 0 | 0 | -13600 | 1660 | 0 | 0 | 3503.9114 | 100000 | #N/A | 100000 | 0.035039 | 1 | #N/A | 0 | 0.00018595 | 0.005307 | #N/A | 0.005307 |  | 117 | 118.3468 | PASS | 6.2807 | PASS | Eligible | -2.529 | 8.8097 | 117 | 11.9583 | kWh | 3503.7562 | N/A | N/A | 119.5832 |  | 117 | 1 | -1360 | 166 | 0 | 0 | 10 | 0
Any | SWWH025-01 | MFm | Any | CZ06 | Any | 118 | Heat Pump Water Heater, >45 to ≤55 Gal, UEF=3.09 replacing Storage Natural Gas Water Heater, 40 Gal, UEF=0.64 | 1 | 10 | 2020 | natural gas | electricity | NR |  |  |  |  | -1260 |  | 157 |  | -1260 | 157 | 0 | 0 |  | 0 | 0 |  | TRUE | 10 | 0 | 0 | TRUE | 2020+10 | 2030+00 | TRUE | TRUE | FALSE | FALSE | -1260 | 157 | TRUE | TRUE | FALSE | FALSE | 0 | 0 | TRUE | TRUE | TRUE | -1260 | 157 | 0 | 0 | -12600 | 1570 | 0 | 0 | 3503.9114 | 100000 | #N/A | 100000 | 0.035039 | 1 | #N/A | 0 | 0.00018595 | 0.005307 | #N/A | 0.005307 |  | 118 | 112.8507 | PASS | 5.989 | PASS | Eligible | -2.343 | 8.332 | 118 | 11.3996 | kWh | 3340.0586 | N/A | N/A | 113.9962 |  | 118 | 1 | -1260 | 157 | 0 | 0 | 10 | 0
Any | SWWH025-01 | MFm | Any | CZ07 | Any | 119 | Heat Pump Water Heater, >45 to ≤55 Gal, UEF=3.09 replacing Storage Natural Gas Water Heater, 40 Gal, UEF=0.64 | 1 | 10 | 2020 | natural gas | electricity | NR |  |  |  |  | -1240 |  | 155 |  | -1240 | 155 | 0 | 0 |  | 0 | 0 |  | TRUE | 10 | 0 | 0 | TRUE | 2020+10 | 2030+00 | TRUE | TRUE | FALSE | FALSE | -1240 | 155 | TRUE | TRUE | FALSE | FALSE | 0 | 0 | TRUE | TRUE | TRUE | -1240 | 155 | 0 | 0 | -12400 | 1550 | 0 | 0 | 3503.9114 | 100000 | #N/A | 100000 | 0.035039 | 1 | #N/A | 0 | 0.00018595 | 0.005307 | #N/A | 0.005307 |  | 119 | 111.5515 | PASS | 5.9201 | PASS | Eligible | -2.3058 | 8.2259 | 119 | 11.2679 | kWh | 3301.4591 | N/A | N/A | 112.6788 |  | 119 | 1 | -1240 | 155 | 0 | 0 | 10 | 0
Any | SWWH025-01 | MFm | Any | CZ08 | Any | 120 | Heat Pump Water Heater, >45 to ≤55 Gal, UEF=3.09 replacing Storage Natural Gas Water Heater, 40 Gal, UEF=0.64 | 1 | 10 | 2020 | natural gas | electricity | NR |  |  |  |  | -1220 |  | 153 |  | -1220 | 153 | 0 | 0 |  | 0 | 0 |  | TRUE | 10 | 0 | 0 | TRUE | 2020+10 | 2030+00 | TRUE | TRUE | FALSE | FALSE | -1220 | 153 | TRUE | TRUE | FALSE | FALSE | 0 | 0 | TRUE | TRUE | TRUE | -1220 | 153 | 0 | 0 | -12200 | 1530 | 0 | 0 | 3503.9114 | 100000 | #N/A | 100000 | 0.035039 | 1 | #N/A | 0 | 0.00018595 | 0.005307 | #N/A | 0.005307 |  | 120 | 110.2523 | PASS | 5.8511 | PASS | Eligible | -2.2686 | 8.1198 | 120 | 11.1361 | kWh | 3262.8597 | N/A | N/A | 111.3614 |  | 120 | 1 | -1220 | 153 | 0 | 0 | 10 | 0
Any | SWWH025-01 | MFm | Any | CZ09 | Any | 121 | Heat Pump Water Heater, >45 to ≤55 Gal, UEF=3.09 replacing Storage Natural Gas Water Heater, 40 Gal, UEF=0.64 | 1 | 10 | 2020 | natural gas | electricity | NR |  |  |  |  | -1220 |  | 153 |  | -1220 | 153 | 0 | 0 |  | 0 | 0 |  | TRUE | 10 | 0 | 0 | TRUE | 2020+10 | 2030+00 | TRUE | TRUE | FALSE | FALSE | -1220 | 153 | TRUE | TRUE | FALSE | FALSE | 0 | 0 | TRUE | TRUE | TRUE | -1220 | 153 | 0 | 0 | -12200 | 1530 | 0 | 0 | 3503.9114 | 100000 | #N/A | 100000 | 0.035039 | 1 | #N/A | 0 | 0.00018595 | 0.005307 | #N/A | 0.005307 |  | 121 | 110.2523 | PASS | 5.8511 | PASS | Eligible | -2.2686 | 8.1198 | 121 | 11.1361 | kWh | 3262.8597 | N/A | N/A | 111.3614 |  | 121 | 1 | -1220 | 153 | 0 | 0 | 10 | 0
Any | SWWH025-01 | MFm | Any | CZ10 | Any | 122 | Heat Pump Water Heater, >45 to ≤55 Gal, UEF=3.09 replacing Storage Natural Gas Water Heater, 40 Gal, UEF=0.64 | 1 | 10 | 2020 | natural gas | electricity | NR |  |  |  |  | -1220 |  | 153 |  | -1220 | 153 | 0 | 0 |  | 0 | 0 |  | TRUE | 10 | 0 | 0 | TRUE | 2020+10 | 2030+00 | TRUE | TRUE | FALSE | FALSE | -1220 | 153 | TRUE | TRUE | FALSE | FALSE | 0 | 0 | TRUE | TRUE | TRUE | -1220 | 153 | 0 | 0 | -12200 | 1530 | 0 | 0 | 3503.9114 | 100000 | #N/A | 100000 | 0.035039 | 1 | #N/A | 0 | 0.00018595 | 0.005307 | #N/A | 0.005307 |  | 122 | 110.2523 | PASS | 5.8511 | PASS | Eligible | -2.2686 | 8.1198 | 122 | 11.1361 | kWh | 3262.8597 | N/A | N/A | 111.3614 |  | 122 | 1 | -1220 | 153 | 0 | 0 | 10 | 0
Any | SWWH025-01 | MFm | Any | CZ11 | Any | 123 | Heat Pump Water Heater, >45 to ≤55 Gal, UEF=3.09 replacing Storage Natural Gas Water Heater, 40 Gal, UEF=0.64 | 1 | 10 | 2020 | natural gas | electricity | NR |  |  |  |  | -1250 |  | 155 |  | -1250 | 155 | 0 | 0 |  | 0 | 0 |  | TRUE | 10 | 0 | 0 | TRUE | 2020+10 | 2030+00 | TRUE | TRUE | FALSE | FALSE | -1250 | 155 | TRUE | TRUE | FALSE | FALSE | 0 | 0 | TRUE | TRUE | TRUE | -1250 | 155 | 0 | 0 | -12500 | 1550 | 0 | 0 | 3503.9114 | 100000 | #N/A | 100000 | 0.035039 | 1 | #N/A | 0 | 0.00018595 | 0.005307 | #N/A | 0.005307 |  | 123 | 111.2011 | PASS | 5.9015 | PASS | Eligible | -2.3244 | 8.2259 | 123 | 11.2338 | kWh | 3291.4591 | N/A | N/A | 112.3375 |  | 123 | 1 | -1250 | 155 | 0 | 0 | 10 | 0
Any | SWWH025-01 | MFm | Any | CZ12 | Any | 124 | Heat Pump Water Heater, >45 to ≤55 Gal, UEF=3.09 replacing Storage Natural Gas Water Heater, 40 Gal, UEF=0.64 | 1 | 10 | 2020 | natural gas | electricity | NR |  |  |  |  | -1290 |  | 159 |  | -1290 | 159 | 0 | 0 |  | 0 | 0 |  | TRUE | 10 | 0 | 0 | TRUE | 2020+10 | 2030+00 | TRUE | TRUE | FALSE | FALSE | -1290 | 159 | TRUE | TRUE | FALSE | FALSE | 0 | 0 | TRUE | TRUE | TRUE | -1290 | 159 | 0 | 0 | -12900 | 1590 | 0 | 0 | 3503.9114 | 100000 | #N/A | 100000 | 0.035039 | 1 | #N/A | 0 | 0.00018595 | 0.005307 | #N/A | 0.005307 |  | 124 | 113.7995 | PASS | 6.0394 | PASS | Eligible | -2.3988 | 8.4382 | 124 | 11.4972 | kWh | 3368.6581 | N/A | N/A | 114.9723 |  | 124 | 1 | -1290 | 159 | 0 | 0 | 10 | 0
Any | SWWH025-01 | MFm | Any | CZ13 | Any | 125 | Heat Pump Water Heater, >45 to ≤55 Gal, UEF=3.09 replacing Storage Natural Gas Water Heater, 40 Gal, UEF=0.64 | 1 | 10 | 2020 | natural gas | electricity | NR |  |  |  |  | -1240 |  | 154 |  | -1240 | 154 | 0 | 0 |  | 0 | 0 |  | TRUE | 10 | 0 | 0 | TRUE | 2020+10 | 2030+00 | TRUE | TRUE | FALSE | FALSE | -1240 | 154 | TRUE | TRUE | FALSE | FALSE | 0 | 0 | TRUE | TRUE | TRUE | -1240 | 154 | 0 | 0 | -12400 | 1540 | 0 | 0 | 3503.9114 | 100000 | #N/A | 100000 | 0.035039 | 1 | #N/A | 0 | 0.00018595 | 0.005307 | #N/A | 0.005307 |  | 125 | 110.5515 | PASS | 5.867 | PASS | Eligible | -2.3058 | 8.1728 | 125 | 11.1679 | kWh | 3272.1594 | N/A | N/A | 111.6788 |  | 125 | 1 | -1240 | 154 | 0 | 0 | 10 | 0
Any | SWWH025-01 | MFm | Any | CZ14 | Any | 126 | Heat Pump Water Heater, >45 to ≤55 Gal, UEF=3.09 replacing Storage Natural Gas Water Heater, 40 Gal, UEF=0.64 | 1 | 10 | 2020 | natural gas | electricity | NR |  |  |  |  | -1260 |  | 156 |  | -1260 | 156 | 0 | 0 |  | 0 | 0 |  | TRUE | 10 | 0 | 0 | TRUE | 2020+10 | 2030+00 | TRUE | TRUE | FALSE | FALSE | -1260 | 156 | TRUE | TRUE | FALSE | FALSE | 0 | 0 | TRUE | TRUE | TRUE | -1260 | 156 | 0 | 0 | -12600 | 1560 | 0 | 0 | 3503.9114 | 100000 | #N/A | 100000 | 0.035039 | 1 | #N/A | 0 | 0.00018595 | 0.005307 | #N/A | 0.005307 |  | 126 | 111.8507 | PASS | 5.936 | PASS | Eligible | -2.343 | 8.279 | 126 | 11.2996 | kWh | 3310.7589 | N/A | N/A | 112.9962 |  | 126 | 1 | -1260 | 156 | 0 | 0 | 10 | 0
Any | SWWH025-01 | MFm | Any | CZ15 | Any | 127 | Heat Pump Water Heater, >45 to ≤55 Gal, UEF=3.09 replacing Storage Natural Gas Water Heater, 40 Gal, UEF=0.64 | 1 | 10 | 2020 | natural gas | electricity | NR |  |  |  |  | -1030 |  | 134 |  | -1030 | 134 | 0 | 0 |  | 0 | 0 |  | TRUE | 10 | 0 | 0 | TRUE | 2020+10 | 2030+00 | TRUE | TRUE | FALSE | FALSE | -1030 | 134 | TRUE | TRUE | FALSE | FALSE | 0 | 0 | TRUE | TRUE | TRUE | -1030 | 134 | 0 | 0 | -10300 | 1340 | 0 | 0 | 3503.9114 | 100000 | #N/A | 100000 | 0.035039 | 1 | #N/A | 0 | 0.00018595 | 0.005307 | #N/A | 0.005307 |  | 127 | 97.9097 | PASS | 5.1961 | PASS | Eligible | -1.9153 | 7.1114 | 127 | 9.8846 | kWh | 2896.1647 | N/A | N/A | 98.8461 |  | 127 | 1 | -1030 | 134 | 0 | 0 | 10 | 0
Any | SWWH025-01 | MFm | Any | CZ16 | Any | 128 | Heat Pump Water Heater, >45 to ≤55 Gal, UEF=3.09 replacing Storage Natural Gas Water Heater, 40 Gal, UEF=0.64 | 1 | 10 | 2020 | natural gas | electricity | NR |  |  |  |  | -1460 |  | 174 |  | -1460 | 174 | 0 | 0 |  | 0 | 0 |  | TRUE | 10 | 0 | 0 | TRUE | 2020+10 | 2030+00 | TRUE | TRUE | FALSE | FALSE | -1460 | 174 | TRUE | TRUE | FALSE | FALSE | 0 | 0 | TRUE | TRUE | TRUE | -1460 | 174 | 0 | 0 | -14600 | 1740 | 0 | 0 | 3503.9114 | 100000 | #N/A | 100000 | 0.035039 | 1 | #N/A | 0 | 0.00018595 | 0.005307 | #N/A | 0.005307 |  | 128 | 122.8429 | PASS | 6.5193 | PASS | Eligible | -2.7149 | 9.2342 | 128 | 12.417 | kWh | 3638.1541 | N/A | N/A | 124.1702 |  | 128 | 1 | -1460 | 174 | 0 | 0 | 10 | 0
Any | SWWH025-01 | DMo | Any | CZ01 | Any | 129 | Heat Pump Water Heater, >45 to ≤55 Gal, UEF=3.09 replacing Storage Natural Gas Water Heater, 40 Gal, UEF=0.64 | 1 | 10 | 2020 | natural gas | electricity | NR |  |  |  |  | -2170 |  | 190 |  | -2170 | 190 | 0 | 0 |  | 0 | 0 |  | TRUE | 10 | 0 | 0 | TRUE | 2020+10 | 2030+00 | TRUE | TRUE | FALSE | FALSE | -2170 | 190 | TRUE | TRUE | FALSE | FALSE | 0 | 0 | TRUE | TRUE | TRUE | -2170 | 190 | 0 | 0 | -21700 | 1900 | 0 | 0 | 3503.9114 | 100000 | #N/A | 100000 | 0.035039 | 1 | #N/A | 0 | 0.00018595 | 0.005307 | #N/A | 0.005307 |  | 129 | 113.9651 | PASS | 6.0482 | PASS | Eligible | -4.0352 | 10.0834 | 129 | 11.5938 | kWh | 3396.9499 | N/A | N/A | 115.9379 |  | 129 | 1 | -2170 | 190 | 0 | 0 | 10 | 0
Any | SWWH025-01 | DMo | Any | CZ02 | Any | 130 | Heat Pump Water Heater, >45 to ≤55 Gal, UEF=3.09 replacing Storage Natural Gas Water Heater, 40 Gal, UEF=0.64 | 1 | 10 | 2020 | natural gas | electricity | NR |  |  |  |  | -1880 |  | 177 |  | -1880 | 177 | 0 | 0 |  | 0 | 0 |  | TRUE | 10 | 0 | 0 | TRUE | 2020+10 | 2030+00 | TRUE | TRUE | FALSE | FALSE | -1880 | 177 | TRUE | TRUE | FALSE | FALSE | 0 | 0 | TRUE | TRUE | TRUE | -1880 | 177 | 0 | 0 | -18800 | 1770 | 0 | 0 | 3503.9114 | 100000 | #N/A | 100000 | 0.035039 | 1 | #N/A | 0 | 0.00018595 | 0.005307 | #N/A | 0.005307 |  | 130 | 111.1265 | PASS | 5.8975 | PASS | Eligible | -3.4959 | 9.3935 | 130 | 11.2836 | kWh | 3306.0533 | N/A | N/A | 112.8356 |  | 130 | 1 | -1880 | 177 | 0 | 0 | 10 | 0
Any | SWWH025-01 | DMo | Any | CZ03 | Any | 131 | Heat Pump Water Heater, >45 to ≤55 Gal, UEF=3.09 replacing Storage Natural Gas Water Heater, 40 Gal, UEF=0.64 | 1 | 10 | 2020 | natural gas | electricity | NR |  |  |  |  | -1760 |  | 178 |  | -1760 | 178 | 0 | 0 |  | 0 | 0 |  | TRUE | 10 | 0 | 0 | TRUE | 2020+10 | 2030+00 | TRUE | TRUE | FALSE | FALSE | -1760 | 178 | TRUE | TRUE | FALSE | FALSE | 0 | 0 | TRUE | TRUE | TRUE | -1760 | 178 | 0 | 0 | -17600 | 1780 | 0 | 0 | 3503.9114 | 100000 | #N/A | 100000 | 0.035039 | 1 | #N/A | 0 | 0.00018595 | 0.005307 | #N/A | 0.005307 |  | 131 | 116.3312 | PASS | 6.1737 | PASS | Eligible | -3.2728 | 9.4465 | 131 | 11.7931 | kWh | 3455.3531 | N/A | N/A | 117.9312 |  | 131 | 1 | -1760 | 178 | 0 | 0 | 10 | 0
Any | SWWH025-01 | DMo | Any | CZ04 | Any | 132 | Heat Pump Water Heater, >45 to ≤55 Gal, UEF=3.09 replacing Storage Natural Gas Water Heater, 40 Gal, UEF=0.64 | 1 | 10 | 2020 | natural gas | electricity | NR |  |  |  |  | -1720 |  | 173 |  | -1720 | 173 | 0 | 0 |  | 0 | 0 |  | TRUE | 10 | 0 | 0 | TRUE | 2020+10 | 2030+00 | TRUE | TRUE | FALSE | FALSE | -1720 | 173 | TRUE | TRUE | FALSE | FALSE | 0 | 0 | TRUE | TRUE | TRUE | -1720 | 173 | 0 | 0 | -17200 | 1730 | 0 | 0 | 3503.9114 | 100000 | #N/A | 100000 | 0.035039 | 1 | #N/A | 0 | 0.00018595 | 0.005307 | #N/A | 0.005307 |  | 132 | 112.7327 | PASS | 5.9828 | PASS | Eligible | -3.1984 | 9.1812 | 132 | 11.4296 | kWh | 3348.8544 | N/A | N/A | 114.2964 |  | 132 | 1 | -1720 | 173 | 0 | 0 | 10 | 0
Any | SWWH025-01 | DMo | Any | CZ05 | Any | 133 | Heat Pump Water Heater, >45 to ≤55 Gal, UEF=3.09 replacing Storage Natural Gas Water Heater, 40 Gal, UEF=0.64 | 1 | 10 | 2020 | natural gas | electricity | NR |  |  |  |  | -1880 |  | 181 |  | -1880 | 181 | 0 | 0 |  | 0 | 0 |  | TRUE | 10 | 0 | 0 | TRUE | 2020+10 | 2030+00 | TRUE | TRUE | FALSE | FALSE | -1880 | 181 | TRUE | TRUE | FALSE | FALSE | 0 | 0 | TRUE | TRUE | TRUE | -1880 | 181 | 0 | 0 | -18800 | 1810 | 0 | 0 | 3503.9114 | 100000 | #N/A | 100000 | 0.035039 | 1 | #N/A | 0 | 0.00018595 | 0.005307 | #N/A | 0.005307 |  | 133 | 115.1265 | PASS | 6.1098 | PASS | Eligible | -3.4959 | 9.6057 | 133 | 11.6836 | kWh | 3423.2523 | N/A | N/A | 116.8356 |  | 133 | 1 | -1880 | 181 | 0 | 0 | 10 | 0
Any | SWWH025-01 | DMo | Any | CZ06 | Any | 134 | Heat Pump Water Heater, >45 to ≤55 Gal, UEF=3.09 replacing Storage Natural Gas Water Heater, 40 Gal, UEF=0.64 | 1 | 10 | 2020 | natural gas | electricity | NR |  |  |  |  | -1550 |  | 167 |  | -1550 | 167 | 0 | 0 |  | 0 | 0 |  | TRUE | 10 | 0 | 0 | TRUE | 2020+10 | 2030+00 | TRUE | TRUE | FALSE | FALSE | -1550 | 167 | TRUE | TRUE | FALSE | FALSE | 0 | 0 | TRUE | TRUE | TRUE | -1550 | 167 | 0 | 0 | -15500 | 1670 | 0 | 0 | 3503.9114 | 100000 | #N/A | 100000 | 0.035039 | 1 | #N/A | 0 | 0.00018595 | 0.005307 | #N/A | 0.005307 |  | 134 | 112.6894 | PASS | 5.9805 | PASS | Eligible | -2.8823 | 8.8628 | 134 | 11.4099 | kWh | 3343.056 | N/A | N/A | 114.0985 |  | 134 | 1 | -1550 | 167 | 0 | 0 | 10 | 0
Any | SWWH025-01 | DMo | Any | CZ07 | Any | 135 | Heat Pump Water Heater, >45 to ≤55 Gal, UEF=3.09 replacing Storage Natural Gas Water Heater, 40 Gal, UEF=0.64 | 1 | 10 | 2020 | natural gas | electricity | NR |  |  |  |  | -1490 |  | 166 |  | -1490 | 166 | 0 | 0 |  | 0 | 0 |  | TRUE | 10 | 0 | 0 | TRUE | 2020+10 | 2030+00 | TRUE | TRUE | FALSE | FALSE | -1490 | 166 | TRUE | TRUE | FALSE | FALSE | 0 | 0 | TRUE | TRUE | TRUE | -1490 | 166 | 0 | 0 | -14900 | 1660 | 0 | 0 | 3503.9114 | 100000 | #N/A | 100000 | 0.035039 | 1 | #N/A | 0 | 0.00018595 | 0.005307 | #N/A | 0.005307 |  | 135 | 113.7917 | PASS | 6.039 | PASS | Eligible | -2.7707 | 8.8097 | 135 | 11.5146 | kWh | 3373.7562 | N/A | N/A | 115.1463 |  | 135 | 1 | -1490 | 166 | 0 | 0 | 10 | 0
Any | SWWH025-01 | DMo | Any | CZ08 | Any | 136 | Heat Pump Water Heater, >45 to ≤55 Gal, UEF=3.09 replacing Storage Natural Gas Water Heater, 40 Gal, UEF=0.64 | 1 | 10 | 2020 | natural gas | electricity | NR |  |  |  |  | -1470 |  | 163 |  | -1470 | 163 | 0 | 0 |  | 0 | 0 |  | TRUE | 10 | 0 | 0 | TRUE | 2020+10 | 2030+00 | TRUE | TRUE | FALSE | FALSE | -1470 | 163 | TRUE | TRUE | FALSE | FALSE | 0 | 0 | TRUE | TRUE | TRUE | -1470 | 163 | 0 | 0 | -14700 | 1630 | 0 | 0 | 3503.9114 | 100000 | #N/A | 100000 | 0.035039 | 1 | #N/A | 0 | 0.00018595 | 0.005307 | #N/A | 0.005307 |  | 136 | 111.4925 | PASS | 5.9169 | PASS | Eligible | -2.7335 | 8.6505 | 136 | 11.2829 | kWh | 3305.857 | N/A | N/A | 112.8289 |  | 136 | 1 | -1470 | 163 | 0 | 0 | 10 | 0
Any | SWWH025-01 | DMo | Any | CZ09 | Any | 137 | Heat Pump Water Heater, >45 to ≤55 Gal, UEF=3.09 replacing Storage Natural Gas Water Heater, 40 Gal, UEF=0.64 | 1 | 10 | 2020 | natural gas | electricity | NR |  |  |  |  | -1500 |  | 163 |  | -1500 | 163 | 0 | 0 |  | 0 | 0 |  | TRUE | 10 | 0 | 0 | TRUE | 2020+10 | 2030+00 | TRUE | TRUE | FALSE | FALSE | -1500 | 163 | TRUE | TRUE | FALSE | FALSE | 0 | 0 | TRUE | TRUE | TRUE | -1500 | 163 | 0 | 0 | -15000 | 1630 | 0 | 0 | 3503.9114 | 100000 | #N/A | 100000 | 0.035039 | 1 | #N/A | 0 | 0.00018595 | 0.005307 | #N/A | 0.005307 |  | 137 | 110.4413 | PASS | 5.8612 | PASS | Eligible | -2.7893 | 8.6505 | 137 | 11.1805 | kWh | 3275.857 | N/A | N/A | 111.805 |  | 137 | 1 | -1500 | 163 | 0 | 0 | 10 | 0
Any | SWWH025-01 | DMo | Any | CZ10 | Any | 138 | Heat Pump Water Heater, >45 to ≤55 Gal, UEF=3.09 replacing Storage Natural Gas Water Heater, 40 Gal, UEF=0.64 | 1 | 10 | 2020 | natural gas | electricity | NR |  |  |  |  | -1520 |  | 162 |  | -1520 | 162 | 0 | 0 |  | 0 | 0 |  | TRUE | 10 | 0 | 0 | TRUE | 2020+10 | 2030+00 | TRUE | TRUE | FALSE | FALSE | -1520 | 162 | TRUE | TRUE | FALSE | FALSE | 0 | 0 | TRUE | TRUE | TRUE | -1520 | 162 | 0 | 0 | -15200 | 1620 | 0 | 0 | 3503.9114 | 100000 | #N/A | 100000 | 0.035039 | 1 | #N/A | 0 | 0.00018595 | 0.005307 | #N/A | 0.005307 |  | 138 | 108.7405 | PASS | 5.7709 | PASS | Eligible | -2.8265 | 8.5974 | 138 | 11.0122 | kWh | 3226.5573 | N/A | N/A | 110.1224 |  | 138 | 1 | -1520 | 162 | 0 | 0 | 10 | 0
Any | SWWH025-01 | DMo | Any | CZ11 | Any | 139 | Heat Pump Water Heater, >45 to ≤55 Gal, UEF=3.09 replacing Storage Natural Gas Water Heater, 40 Gal, UEF=0.64 | 1 | 10 | 2020 | natural gas | electricity | NR |  |  |  |  | -1710 |  | 165 |  | -1710 | 165 | 0 | 0 |  | 0 | 0 |  | TRUE | 10 | 0 | 0 | TRUE | 2020+10 | 2030+00 | TRUE | TRUE | FALSE | FALSE | -1710 | 165 | TRUE | TRUE | FALSE | FALSE | 0 | 0 | TRUE | TRUE | TRUE | -1710 | 165 | 0 | 0 | -17100 | 1650 | 0 | 0 | 3503.9114 | 100000 | #N/A | 100000 | 0.035039 | 1 | #N/A | 0 | 0.00018595 | 0.005307 | #N/A | 0.005307 |  | 139 | 105.0831 | PASS | 5.5768 | PASS | Eligible | -3.1798 | 8.7566 | 139 | 10.6638 | kWh | 3124.4565 | N/A | N/A | 106.6377 |  | 139 | 1 | -1710 | 165 | 0 | 0 | 10 | 0
Any | SWWH025-01 | DMo | Any | CZ12 | Any | 140 | Heat Pump Water Heater, >45 to ≤55 Gal, UEF=3.09 replacing Storage Natural Gas Water Heater, 40 Gal, UEF=0.64 | 1 | 10 | 2020 | natural gas | electricity | NR |  |  |  |  | -1710 |  | 170 |  | -1710 | 170 | 0 | 0 |  | 0 | 0 |  | TRUE | 10 | 0 | 0 | TRUE | 2020+10 | 2030+00 | TRUE | TRUE | FALSE | FALSE | -1710 | 170 | TRUE | TRUE | FALSE | FALSE | 0 | 0 | TRUE | TRUE | TRUE | -1710 | 170 | 0 | 0 | -17100 | 1700 | 0 | 0 | 3503.9114 | 100000 | #N/A | 100000 | 0.035039 | 1 | #N/A | 0 | 0.00018595 | 0.005307 | #N/A | 0.005307 |  | 140 | 110.0831 | PASS | 5.8422 | PASS | Eligible | -3.1798 | 9.022 | 140 | 11.1638 | kWh | 3270.9552 | N/A | N/A | 111.6377 |  | 140 | 1 | -1710 | 170 | 0 | 0 | 10 | 0
Any | SWWH025-01 | DMo | Any | CZ13 | Any | 141 | Heat Pump Water Heater, >45 to ≤55 Gal, UEF=3.09 replacing Storage Natural Gas Water Heater, 40 Gal, UEF=0.64 | 1 | 10 | 2020 | natural gas | electricity | NR |  |  |  |  | -1630 |  | 163 |  | -1630 | 163 | 0 | 0 |  | 0 | 0 |  | TRUE | 10 | 0 | 0 | TRUE | 2020+10 | 2030+00 | TRUE | TRUE | FALSE | FALSE | -1630 | 163 | TRUE | TRUE | FALSE | FALSE | 0 | 0 | TRUE | TRUE | TRUE | -1630 | 163 | 0 | 0 | -16300 | 1630 | 0 | 0 | 3503.9114 | 100000 | #N/A | 100000 | 0.035039 | 1 | #N/A | 0 | 0.00018595 | 0.005307 | #N/A | 0.005307 |  | 141 | 105.8862 | PASS | 5.6194 | PASS | Eligible | -3.031 | 8.6505 | 141 | 10.7368 | kWh | 3145.857 | N/A | N/A | 107.3681 |  | 141 | 1 | -1630 | 163 | 0 | 0 | 10 | 0
Any | SWWH025-01 | DMo | Any | CZ14 | Any | 142 | Heat Pump Water Heater, >45 to ≤55 Gal, UEF=3.09 replacing Storage Natural Gas Water Heater, 40 Gal, UEF=0.64 | 1 | 10 | 2020 | natural gas | electricity | NR |  |  |  |  | -1780 |  | 166 |  | -1780 | 166 | 0 | 0 |  | 0 | 0 |  | TRUE | 10 | 0 | 0 | TRUE | 2020+10 | 2030+00 | TRUE | TRUE | FALSE | FALSE | -1780 | 166 | TRUE | TRUE | FALSE | FALSE | 0 | 0 | TRUE | TRUE | TRUE | -1780 | 166 | 0 | 0 | -17800 | 1660 | 0 | 0 | 3503.9114 | 100000 | #N/A | 100000 | 0.035039 | 1 | #N/A | 0 | 0.00018595 | 0.005307 | #N/A | 0.005307 |  | 142 | 103.6304 | PASS | 5.4997 | PASS | Eligible | -3.31 | 8.8097 | 142 | 10.5249 | kWh | 3083.7562 | N/A | N/A | 105.2486 |  | 142 | 1 | -1780 | 166 | 0 | 0 | 10 | 0
Any | SWWH025-01 | DMo | Any | CZ15 | Any | 143 | Heat Pump Water Heater, >45 to ≤55 Gal, UEF=3.09 replacing Storage Natural Gas Water Heater, 40 Gal, UEF=0.64 | 1 | 10 | 2020 | natural gas | electricity | NR |  |  |  |  | -1140 |  | 137 |  | -1140 | 137 | 0 | 0 |  | 0 | 0 |  | TRUE | 10 | 0 | 0 | TRUE | 2020+10 | 2030+00 | TRUE | TRUE | FALSE | FALSE | -1140 | 137 | TRUE | TRUE | FALSE | FALSE | 0 | 0 | TRUE | TRUE | TRUE | -1140 | 137 | 0 | 0 | -11400 | 1370 | 0 | 0 | 3503.9114 | 100000 | #N/A | 100000 | 0.035039 | 1 | #N/A | 0 | 0.00018595 | 0.005307 | #N/A | 0.005307 |  | 143 | 97.0554 | PASS | 5.1508 | PASS | Eligible | -2.1199 | 7.2706 | 143 | 9.8092 | kWh | 2874.0639 | N/A | N/A | 98.0918 |  | 143 | 1 | -1140 | 137 | 0 | 0 | 10 | 0
Any | SWWH025-01 | DMo | Any | CZ16 | Any | 144 | Heat Pump Water Heater, >45 to ≤55 Gal, UEF=3.09 replacing Storage Natural Gas Water Heater, 40 Gal, UEF=0.64 | 1 | 10 | 2020 | natural gas | electricity | NR |  |  |  |  | -2610 |  | 190 |  | -2610 | 190 | 0 | 0 |  | 0 | 0 |  | TRUE | 10 | 0 | 0 | TRUE | 2020+10 | 2030+00 | TRUE | TRUE | FALSE | FALSE | -2610 | 190 | TRUE | TRUE | FALSE | FALSE | 0 | 0 | TRUE | TRUE | TRUE | -2610 | 190 | 0 | 0 | -26100 | 1900 | 0 | 0 | 3503.9114 | 100000 | #N/A | 100000 | 0.035039 | 1 | #N/A | 0 | 0.00018595 | 0.005307 | #N/A | 0.005307 |  | 144 | 98.5479 | PASS | 5.23 | PASS | Eligible | -4.8534 | 10.0834 | 144 | 10.0921 | kWh | 2956.9499 | N/A | N/A | 100.9207 |  | 144 | 1 | -2610 | 190 | 0 | 0 | 10 | 0
Any | SWWH025-01 | SFm | Any | CZ01 | Any | 145 | Heat Pump Water Heater, >45 to ≤55 Gal, UEF=3.09 replacing Storage Natural Gas Water Heater, 50 Gal, UEF=0.56 | 1 | 10 | 2020 | natural gas | electricity | NR |  |  |  |  | -2340 |  | 215 |  | -2340 | 215 | 0 | 0 |  | 0 | 0 |  | TRUE | 10 | 0 | 0 | TRUE | 2020+10 | 2030+00 | TRUE | TRUE | FALSE | FALSE | -2340 | 215 | TRUE | TRUE | FALSE | FALSE | 0 | 0 | TRUE | TRUE | TRUE | -2340 | 215 | 0 | 0 | -23400 | 2150 | 0 | 0 | 3503.9114 | 100000 | #N/A | 100000 | 0.035039 | 1 | #N/A | 0 | 0.00018595 | 0.005307 | #N/A | 0.005307 |  | 145 | 133.0085 | PASS | 7.0588 | PASS | Eligible | -4.3513 | 11.4101 | 145 | 13.5136 | kWh | 3959.4433 | N/A | N/A | 135.1358 |  | 145 | 1 | -2340 | 215 | 0 | 0 | 10 | 0
Any | SWWH025-01 | SFm | Any | CZ02 | Any | 146 | Heat Pump Water Heater, >45 to ≤55 Gal, UEF=3.09 replacing Storage Natural Gas Water Heater, 50 Gal, UEF=0.56 | 1 | 10 | 2020 | natural gas | electricity | NR |  |  |  |  | -2010 |  | 200 |  | -2010 | 200 | 0 | 0 |  | 0 | 0 |  | TRUE | 10 | 0 | 0 | TRUE | 2020+10 | 2030+00 | TRUE | TRUE | FALSE | FALSE | -2010 | 200 | TRUE | TRUE | FALSE | FALSE | 0 | 0 | TRUE | TRUE | TRUE | -2010 | 200 | 0 | 0 | -20100 | 2000 | 0 | 0 | 3503.9114 | 100000 | #N/A | 100000 | 0.035039 | 1 | #N/A | 0 | 0.00018595 | 0.005307 | #N/A | 0.005307 |  | 146 | 129.5714 | PASS | 6.8764 | PASS | Eligible | -3.7377 | 10.6141 | 146 | 13.1399 | kWh | 3849.9473 | N/A | N/A | 131.3987 |  | 146 | 1 | -2010 | 200 | 0 | 0 | 10 | 0
Any | SWWH025-01 | SFm | Any | CZ03 | Any | 147 | Heat Pump Water Heater, >45 to ≤55 Gal, UEF=3.09 replacing Storage Natural Gas Water Heater, 50 Gal, UEF=0.56 | 1 | 10 | 2020 | natural gas | electricity | NR |  |  |  |  | -1970 |  | 201 |  | -1970 | 201 | 0 | 0 |  | 0 | 0 |  | TRUE | 10 | 0 | 0 | TRUE | 2020+10 | 2030+00 | TRUE | TRUE | FALSE | FALSE | -1970 | 201 | TRUE | TRUE | FALSE | FALSE | 0 | 0 | TRUE | TRUE | TRUE | -1970 | 201 | 0 | 0 | -19700 | 2010 | 0 | 0 | 3503.9114 | 100000 | #N/A | 100000 | 0.035039 | 1 | #N/A | 0 | 0.00018595 | 0.005307 | #N/A | 0.005307 |  | 147 | 131.9729 | PASS | 7.0039 | PASS | Eligible | -3.6633 | 10.6671 | 147 | 13.3764 | kWh | 3919.247 | N/A | N/A | 133.7639 |  | 147 | 1 | -1970 | 201 | 0 | 0 | 10 | 0
Any | SWWH025-01 | SFm | Any | CZ04 | Any | 148 | Heat Pump Water Heater, >45 to ≤55 Gal, UEF=3.09 replacing Storage Natural Gas Water Heater, 50 Gal, UEF=0.56 | 1 | 10 | 2020 | natural gas | electricity | NR |  |  |  |  | -1880 |  | 195 |  | -1880 | 195 | 0 | 0 |  | 0 | 0 |  | TRUE | 10 | 0 | 0 | TRUE | 2020+10 | 2030+00 | TRUE | TRUE | FALSE | FALSE | -1880 | 195 | TRUE | TRUE | FALSE | FALSE | 0 | 0 | TRUE | TRUE | TRUE | -1880 | 195 | 0 | 0 | -18800 | 1950 | 0 | 0 | 3503.9114 | 100000 | #N/A | 100000 | 0.035039 | 1 | #N/A | 0 | 0.00018595 | 0.005307 | #N/A | 0.005307 |  | 148 | 129.1265 | PASS | 6.8528 | PASS | Eligible | -3.4959 | 10.3487 | 148 | 13.0836 | kWh | 3833.4486 | N/A | N/A | 130.8356 |  | 148 | 1 | -1880 | 195 | 0 | 0 | 10 | 0
Any | SWWH025-01 | SFm | Any | CZ05 | Any | 149 | Heat Pump Water Heater, >45 to ≤55 Gal, UEF=3.09 replacing Storage Natural Gas Water Heater, 50 Gal, UEF=0.56 | 1 | 10 | 2020 | natural gas | electricity | NR |  |  |  |  | -2030 |  | 204 |  | -2030 | 204 | 0 | 0 |  | 0 | 0 |  | TRUE | 10 | 0 | 0 | TRUE | 2020+10 | 2030+00 | TRUE | TRUE | FALSE | FALSE | -2030 | 204 | TRUE | TRUE | FALSE | FALSE | 0 | 0 | TRUE | TRUE | TRUE | -2030 | 204 | 0 | 0 | -20300 | 2040 | 0 | 0 | 3503.9114 | 100000 | #N/A | 100000 | 0.035039 | 1 | #N/A | 0 | 0.00018595 | 0.005307 | #N/A | 0.005307 |  | 149 | 132.8706 | PASS | 7.0515 | PASS | Eligible | -3.7749 | 10.8264 | 149 | 13.4716 | kWh | 3947.1462 | N/A | N/A | 134.7161 |  | 149 | 1 | -2030 | 204 | 0 | 0 | 10 | 0
Any | SWWH025-01 | SFm | Any | CZ06 | Any | 150 | Heat Pump Water Heater, >45 to ≤55 Gal, UEF=3.09 replacing Storage Natural Gas Water Heater, 50 Gal, UEF=0.56 | 1 | 10 | 2020 | natural gas | electricity | NR |  |  |  |  | -1740 |  | 189 |  | -1740 | 189 | 0 | 0 |  | 0 | 0 |  | TRUE | 10 | 0 | 0 | TRUE | 2020+10 | 2030+00 | TRUE | TRUE | FALSE | FALSE | -1740 | 189 | TRUE | TRUE | FALSE | FALSE | 0 | 0 | TRUE | TRUE | TRUE | -1740 | 189 | 0 | 0 | -17400 | 1890 | 0 | 0 | 3503.9114 | 100000 | #N/A | 100000 | 0.035039 | 1 | #N/A | 0 | 0.00018595 | 0.005307 | #N/A | 0.005307 |  | 150 | 128.0319 | PASS | 6.7947 | PASS | Eligible | -3.2356 | 10.0303 | 150 | 12.9614 | kWh | 3797.6502 | N/A | N/A | 129.6138 |  | 150 | 1 | -1740 | 189 | 0 | 0 | 10 | 0
Any | SWWH025-01 | SFm | Any | CZ07 | Any | 151 | Heat Pump Water Heater, >45 to ≤55 Gal, UEF=3.09 replacing Storage Natural Gas Water Heater, 50 Gal, UEF=0.56 | 1 | 10 | 2020 | natural gas | electricity | NR |  |  |  |  | -1690 |  | 187 |  | -1690 | 187 | 0 | 0 |  | 0 | 0 |  | TRUE | 10 | 0 | 0 | TRUE | 2020+10 | 2030+00 | TRUE | TRUE | FALSE | FALSE | -1690 | 187 | TRUE | TRUE | FALSE | FALSE | 0 | 0 | TRUE | TRUE | TRUE | -1690 | 187 | 0 | 0 | -16900 | 1870 | 0 | 0 | 3503.9114 | 100000 | #N/A | 100000 | 0.035039 | 1 | #N/A | 0 | 0.00018595 | 0.005307 | #N/A | 0.005307 |  | 151 | 127.7839 | PASS | 6.7815 | PASS | Eligible | -3.1426 | 9.9242 | 151 | 12.932 | kWh | 3789.0507 | N/A | N/A | 129.3203 |  | 151 | 1 | -1690 | 187 | 0 | 0 | 10 | 0
Any | SWWH025-01 | SFm | Any | CZ08 | Any | 152 | Heat Pump Water Heater, >45 to ≤55 Gal, UEF=3.09 replacing Storage Natural Gas Water Heater, 50 Gal, UEF=0.56 | 1 | 10 | 2020 | natural gas | electricity | NR |  |  |  |  | -1650 |  | 184 |  | -1650 | 184 | 0 | 0 |  | 0 | 0 |  | TRUE | 10 | 0 | 0 | TRUE | 2020+10 | 2030+00 | TRUE | TRUE | FALSE | FALSE | -1650 | 184 | TRUE | TRUE | FALSE | FALSE | 0 | 0 | TRUE | TRUE | TRUE | -1650 | 184 | 0 | 0 | -16500 | 1840 | 0 | 0 | 3503.9114 | 100000 | #N/A | 100000 | 0.035039 | 1 | #N/A | 0 | 0.00018595 | 0.005307 | #N/A | 0.005307 |  | 152 | 126.1855 | PASS | 6.6967 | PASS | Eligible | -3.0682 | 9.7649 | 152 | 12.7685 | kWh | 3741.1515 | N/A | N/A | 127.6855 |  | 152 | 1 | -1650 | 184 | 0 | 0 | 10 | 0
Any | SWWH025-01 | SFm | Any | CZ09 | Any | 153 | Heat Pump Water Heater, >45 to ≤55 Gal, UEF=3.09 replacing Storage Natural Gas Water Heater, 50 Gal, UEF=0.56 | 1 | 10 | 2020 | natural gas | electricity | NR |  |  |  |  | -1660 |  | 183 |  | -1660 | 183 | 0 | 0 |  | 0 | 0 |  | TRUE | 10 | 0 | 0 | TRUE | 2020+10 | 2030+00 | TRUE | TRUE | FALSE | FALSE | -1660 | 183 | TRUE | TRUE | FALSE | FALSE | 0 | 0 | TRUE | TRUE | TRUE | -1660 | 183 | 0 | 0 | -16600 | 1830 | 0 | 0 | 3503.9114 | 100000 | #N/A | 100000 | 0.035039 | 1 | #N/A | 0 | 0.00018595 | 0.005307 | #N/A | 0.005307 |  | 153 | 124.8351 | PASS | 6.625 | PASS | Eligible | -3.0868 | 9.7119 | 153 | 12.6344 | kWh | 3701.8517 | N/A | N/A | 126.3442 |  | 153 | 1 | -1660 | 183 | 0 | 0 | 10 | 0
Any | SWWH025-01 | SFm | Any | CZ10 | Any | 154 | Heat Pump Water Heater, >45 to ≤55 Gal, UEF=3.09 replacing Storage Natural Gas Water Heater, 50 Gal, UEF=0.56 | 1 | 10 | 2020 | natural gas | electricity | NR |  |  |  |  | -1660 |  | 183 |  | -1660 | 183 | 0 | 0 |  | 0 | 0 |  | TRUE | 10 | 0 | 0 | TRUE | 2020+10 | 2030+00 | TRUE | TRUE | FALSE | FALSE | -1660 | 183 | TRUE | TRUE | FALSE | FALSE | 0 | 0 | TRUE | TRUE | TRUE | -1660 | 183 | 0 | 0 | -16600 | 1830 | 0 | 0 | 3503.9114 | 100000 | #N/A | 100000 | 0.035039 | 1 | #N/A | 0 | 0.00018595 | 0.005307 | #N/A | 0.005307 |  | 154 | 124.8351 | PASS | 6.625 | PASS | Eligible | -3.0868 | 9.7119 | 154 | 12.6344 | kWh | 3701.8517 | N/A | N/A | 126.3442 |  | 154 | 1 | -1660 | 183 | 0 | 0 | 10 | 0
Any | SWWH025-01 | SFm | Any | CZ11 | Any | 155 | Heat Pump Water Heater, >45 to ≤55 Gal, UEF=3.09 replacing Storage Natural Gas Water Heater, 50 Gal, UEF=0.56 | 1 | 10 | 2020 | natural gas | electricity | NR |  |  |  |  | -1810 |  | 185 |  | -1810 | 185 | 0 | 0 |  | 0 | 0 |  | TRUE | 10 | 0 | 0 | TRUE | 2020+10 | 2030+00 | TRUE | TRUE | FALSE | FALSE | -1810 | 185 | TRUE | TRUE | FALSE | FALSE | 0 | 0 | TRUE | TRUE | TRUE | -1810 | 185 | 0 | 0 | -18100 | 1850 | 0 | 0 | 3503.9114 | 100000 | #N/A | 100000 | 0.035039 | 1 | #N/A | 0 | 0.00018595 | 0.005307 | #N/A | 0.005307 |  | 155 | 121.5792 | PASS | 6.4523 | PASS | Eligible | -3.3658 | 9.818 | 155 | 12.3225 | kWh | 3610.4512 | N/A | N/A | 123.2247 |  | 155 | 1 | -1810 | 185 | 0 | 0 | 10 | 0
Any | SWWH025-01 | SFm | Any | CZ12 | Any | 156 | Heat Pump Water Heater, >45 to ≤55 Gal, UEF=3.09 replacing Storage Natural Gas Water Heater, 50 Gal, UEF=0.56 | 1 | 10 | 2020 | natural gas | electricity | NR |  |  |  |  | -1860 |  | 191 |  | -1860 | 191 | 0 | 0 |  | 0 | 0 |  | TRUE | 10 | 0 | 0 | TRUE | 2020+10 | 2030+00 | TRUE | TRUE | FALSE | FALSE | -1860 | 191 | TRUE | TRUE | FALSE | FALSE | 0 | 0 | TRUE | TRUE | TRUE | -1860 | 191 | 0 | 0 | -18600 | 1910 | 0 | 0 | 3503.9114 | 100000 | #N/A | 100000 | 0.035039 | 1 | #N/A | 0 | 0.00018595 | 0.005307 | #N/A | 0.005307 |  | 156 | 125.8272 | PASS | 6.6777 | PASS | Eligible | -3.4587 | 10.1364 | 156 | 12.7518 | kWh | 3736.2496 | N/A | N/A | 127.5182 |  | 156 | 1 | -1860 | 191 | 0 | 0 | 10 | 0
Any | SWWH025-01 | SFm | Any | CZ13 | Any | 157 | Heat Pump Water Heater, >45 to ≤55 Gal, UEF=3.09 replacing Storage Natural Gas Water Heater, 50 Gal, UEF=0.56 | 1 | 10 | 2020 | natural gas | electricity | NR |  |  |  |  | -1740 |  | 183 |  | -1740 | 183 | 0 | 0 |  | 0 | 0 |  | TRUE | 10 | 0 | 0 | TRUE | 2020+10 | 2030+00 | TRUE | TRUE | FALSE | FALSE | -1740 | 183 | TRUE | TRUE | FALSE | FALSE | 0 | 0 | TRUE | TRUE | TRUE | -1740 | 183 | 0 | 0 | -17400 | 1830 | 0 | 0 | 3503.9114 | 100000 | #N/A | 100000 | 0.035039 | 1 | #N/A | 0 | 0.00018595 | 0.005307 | #N/A | 0.005307 |  | 157 | 122.0319 | PASS | 6.4763 | PASS | Eligible | -3.2356 | 9.7119 | 157 | 12.3614 | kWh | 3621.8517 | N/A | N/A | 123.6138 |  | 157 | 1 | -1740 | 183 | 0 | 0 | 10 | 0
Any | SWWH025-01 | SFm | Any | CZ14 | Any | 158 | Heat Pump Water Heater, >45 to ≤55 Gal, UEF=3.09 replacing Storage Natural Gas Water Heater, 50 Gal, UEF=0.56 | 1 | 10 | 2020 | natural gas | electricity | NR |  |  |  |  | -1850 |  | 186 |  | -1850 | 186 | 0 | 0 |  | 0 | 0 |  | TRUE | 10 | 0 | 0 | TRUE | 2020+10 | 2030+00 | TRUE | TRUE | FALSE | FALSE | -1850 | 186 | TRUE | TRUE | FALSE | FALSE | 0 | 0 | TRUE | TRUE | TRUE | -1850 | 186 | 0 | 0 | -18500 | 1860 | 0 | 0 | 3503.9114 | 100000 | #N/A | 100000 | 0.035039 | 1 | #N/A | 0 | 0.00018595 | 0.005307 | #N/A | 0.005307 |  | 158 | 121.1776 | PASS | 6.4309 | PASS | Eligible | -3.4401 | 9.8711 | 158 | 12.2859 | kWh | 3599.751 | N/A | N/A | 122.8595 |  | 158 | 1 | -1850 | 186 | 0 | 0 | 10 | 0
Any | SWWH025-01 | SFm | Any | CZ15 | Any | 159 | Heat Pump Water Heater, >45 to ≤55 Gal, UEF=3.09 replacing Storage Natural Gas Water Heater, 50 Gal, UEF=0.56 | 1 | 10 | 2020 | natural gas | electricity | NR |  |  |  |  | -1280 |  | 154 |  | -1280 | 154 | 0 | 0 |  | 0 | 0 |  | TRUE | 10 | 0 | 0 | TRUE | 2020+10 | 2030+00 | TRUE | TRUE | FALSE | FALSE | -1280 | 154 | TRUE | TRUE | FALSE | FALSE | 0 | 0 | TRUE | TRUE | TRUE | -1280 | 154 | 0 | 0 | -12800 | 1540 | 0 | 0 | 3503.9114 | 100000 | #N/A | 100000 | 0.035039 | 1 | #N/A | 0 | 0.00018595 | 0.005307 | #N/A | 0.005307 |  | 159 | 109.1499 | PASS | 5.7926 | PASS | Eligible | -2.3802 | 8.1728 | 159 | 11.0314 | kWh | 3232.1594 | N/A | N/A | 110.3136 |  | 159 | 1 | -1280 | 154 | 0 | 0 | 10 | 0
Any | SWWH025-01 | SFm | Any | CZ16 | Any | 160 | Heat Pump Water Heater, >45 to ≤55 Gal, UEF=3.09 replacing Storage Natural Gas Water Heater, 50 Gal, UEF=0.56 | 1 | 10 | 2020 | natural gas | electricity | NR |  |  |  |  | -2740 |  | 214 |  | -2740 | 214 | 0 | 0 |  | 0 | 0 |  | TRUE | 10 | 0 | 0 | TRUE | 2020+10 | 2030+00 | TRUE | TRUE | FALSE | FALSE | -2740 | 214 | TRUE | TRUE | FALSE | FALSE | 0 | 0 | TRUE | TRUE | TRUE | -2740 | 214 | 0 | 0 | -27400 | 2140 | 0 | 0 | 3503.9114 | 100000 | #N/A | 100000 | 0.035039 | 1 | #N/A | 0 | 0.00018595 | 0.005307 | #N/A | 0.005307 |  | 160 | 117.9928 | PASS | 6.2619 | PASS | Eligible | -5.0951 | 11.3571 | 160 | 12.0484 | kWh | 3530.1436 | N/A | N/A | 120.4838 |  | 160 | 1 | -2740 | 214 | 0 | 0 | 10 | 0
Any | SWWH025-01 | MFm | Any | CZ01 | Any | 161 | Heat Pump Water Heater, >45 to ≤55 Gal, UEF=3.09 replacing Storage Natural Gas Water Heater, 50 Gal, UEF=0.56 | 1 | 10 | 2020 | natural gas | electricity | NR |  |  |  |  | -1470 |  | 177 |  | -1470 | 177 | 0 | 0 |  | 0 | 0 |  | TRUE | 10 | 0 | 0 | TRUE | 2020+10 | 2030+00 | TRUE | TRUE | FALSE | FALSE | -1470 | 177 | TRUE | TRUE | FALSE | FALSE | 0 | 0 | TRUE | TRUE | TRUE | -1470 | 177 | 0 | 0 | -14700 | 1770 | 0 | 0 | 3503.9114 | 100000 | #N/A | 100000 | 0.035039 | 1 | #N/A | 0 | 0.00018595 | 0.005307 | #N/A | 0.005307 |  | 161 | 125.4925 | PASS | 6.6599 | PASS | Eligible | -2.7335 | 9.3935 | 161 | 12.6829 | kWh | 3716.0533 | N/A | N/A | 126.8289 |  | 161 | 1 | -1470 | 177 | 0 | 0 | 10 | 0
Any | SWWH025-01 | MFm | Any | CZ02 | Any | 162 | Heat Pump Water Heater, >45 to ≤55 Gal, UEF=3.09 replacing Storage Natural Gas Water Heater, 50 Gal, UEF=0.56 | 1 | 10 | 2020 | natural gas | electricity | NR |  |  |  |  | -1360 |  | 167 |  | -1360 | 167 | 0 | 0 |  | 0 | 0 |  | TRUE | 10 | 0 | 0 | TRUE | 2020+10 | 2030+00 | TRUE | TRUE | FALSE | FALSE | -1360 | 167 | TRUE | TRUE | FALSE | FALSE | 0 | 0 | TRUE | TRUE | TRUE | -1360 | 167 | 0 | 0 | -13600 | 1670 | 0 | 0 | 3503.9114 | 100000 | #N/A | 100000 | 0.035039 | 1 | #N/A | 0 | 0.00018595 | 0.005307 | #N/A | 0.005307 |  | 162 | 119.3468 | PASS | 6.3338 | PASS | Eligible | -2.529 | 8.8628 | 162 | 12.0583 | kWh | 3533.056 | N/A | N/A | 120.5832 |  | 162 | 1 | -1360 | 167 | 0 | 0 | 10 | 0
Any | SWWH025-01 | MFm | Any | CZ03 | Any | 163 | Heat Pump Water Heater, >45 to ≤55 Gal, UEF=3.09 replacing Storage Natural Gas Water Heater, 50 Gal, UEF=0.56 | 1 | 10 | 2020 | natural gas | electricity | NR |  |  |  |  | -1340 |  | 167 |  | -1340 | 167 | 0 | 0 |  | 0 | 0 |  | TRUE | 10 | 0 | 0 | TRUE | 2020+10 | 2030+00 | TRUE | TRUE | FALSE | FALSE | -1340 | 167 | TRUE | TRUE | FALSE | FALSE | 0 | 0 | TRUE | TRUE | TRUE | -1340 | 167 | 0 | 0 | -13400 | 1670 | 0 | 0 | 3503.9114 | 100000 | #N/A | 100000 | 0.035039 | 1 | #N/A | 0 | 0.00018595 | 0.005307 | #N/A | 0.005307 |  | 163 | 120.0476 | PASS | 6.371 | PASS | Eligible | -2.4918 | 8.8628 | 163 | 12.1266 | kWh | 3553.056 | N/A | N/A | 121.2658 |  | 163 | 1 | -1340 | 167 | 0 | 0 | 10 | 0
Any | SWWH025-01 | MFm | Any | CZ04 | Any | 164 | Heat Pump Water Heater, >45 to ≤55 Gal, UEF=3.09 replacing Storage Natural Gas Water Heater, 50 Gal, UEF=0.56 | 1 | 10 | 2020 | natural gas | electricity | NR |  |  |  |  | -1310 |  | 163 |  | -1310 | 163 | 0 | 0 |  | 0 | 0 |  | TRUE | 10 | 0 | 0 | TRUE | 2020+10 | 2030+00 | TRUE | TRUE | FALSE | FALSE | -1310 | 163 | TRUE | TRUE | FALSE | FALSE | 0 | 0 | TRUE | TRUE | TRUE | -1310 | 163 | 0 | 0 | -13100 | 1630 | 0 | 0 | 3503.9114 | 100000 | #N/A | 100000 | 0.035039 | 1 | #N/A | 0 | 0.00018595 | 0.005307 | #N/A | 0.005307 |  | 164 | 117.0988 | PASS | 6.2145 | PASS | Eligible | -2.436 | 8.6505 | 164 | 11.829 | kWh | 3465.857 | N/A | N/A | 118.2897 |  | 164 | 1 | -1310 | 163 | 0 | 0 | 10 | 0
Any | SWWH025-01 | MFm | Any | CZ05 | Any | 165 | Heat Pump Water Heater, >45 to ≤55 Gal, UEF=3.09 replacing Storage Natural Gas Water Heater, 50 Gal, UEF=0.56 | 1 | 10 | 2020 | natural gas | electricity | NR |  |  |  |  | -1360 |  | 169 |  | -1360 | 169 | 0 | 0 |  | 0 | 0 |  | TRUE | 10 | 0 | 0 | TRUE | 2020+10 | 2030+00 | TRUE | TRUE | FALSE | FALSE | -1360 | 169 | TRUE | TRUE | FALSE | FALSE | 0 | 0 | TRUE | TRUE | TRUE | -1360 | 169 | 0 | 0 | -13600 | 1690 | 0 | 0 | 3503.9114 | 100000 | #N/A | 100000 | 0.035039 | 1 | #N/A | 0 | 0.00018595 | 0.005307 | #N/A | 0.005307 |  | 165 | 121.3468 | PASS | 6.4399 | PASS | Eligible | -2.529 | 8.9689 | 165 | 12.2583 | kWh | 3591.6554 | N/A | N/A | 122.5832 |  | 165 | 1 | -1360 | 169 | 0 | 0 | 10 | 0
Any | SWWH025-01 | MFm | Any | CZ06 | Any | 166 | Heat Pump Water Heater, >45 to ≤55 Gal, UEF=3.09 replacing Storage Natural Gas Water Heater, 50 Gal, UEF=0.56 | 1 | 10 | 2020 | natural gas | electricity | NR |  |  |  |  | -1260 |  | 159 |  | -1260 | 159 | 0 | 0 |  | 0 | 0 |  | TRUE | 10 | 0 | 0 | TRUE | 2020+10 | 2030+00 | TRUE | TRUE | FALSE | FALSE | -1260 | 159 | TRUE | TRUE | FALSE | FALSE | 0 | 0 | TRUE | TRUE | TRUE | -1260 | 159 | 0 | 0 | -12600 | 1590 | 0 | 0 | 3503.9114 | 100000 | #N/A | 100000 | 0.035039 | 1 | #N/A | 0 | 0.00018595 | 0.005307 | #N/A | 0.005307 |  | 166 | 114.8507 | PASS | 6.0952 | PASS | Eligible | -2.343 | 8.4382 | 166 | 11.5996 | kWh | 3398.6581 | N/A | N/A | 115.9962 |  | 166 | 1 | -1260 | 159 | 0 | 0 | 10 | 0
Any | SWWH025-01 | MFm | Any | CZ07 | Any | 167 | Heat Pump Water Heater, >45 to ≤55 Gal, UEF=3.09 replacing Storage Natural Gas Water Heater, 50 Gal, UEF=0.56 | 1 | 10 | 2020 | natural gas | electricity | NR |  |  |  |  | -1240 |  | 157 |  | -1240 | 157 | 0 | 0 |  | 0 | 0 |  | TRUE | 10 | 0 | 0 | TRUE | 2020+10 | 2030+00 | TRUE | TRUE | FALSE | FALSE | -1240 | 157 | TRUE | TRUE | FALSE | FALSE | 0 | 0 | TRUE | TRUE | TRUE | -1240 | 157 | 0 | 0 | -12400 | 1570 | 0 | 0 | 3503.9114 | 100000 | #N/A | 100000 | 0.035039 | 1 | #N/A | 0 | 0.00018595 | 0.005307 | #N/A | 0.005307 |  | 167 | 113.5515 | PASS | 6.0262 | PASS | Eligible | -2.3058 | 8.332 | 167 | 11.4679 | kWh | 3360.0586 | N/A | N/A | 114.6788 |  | 167 | 1 | -1240 | 157 | 0 | 0 | 10 | 0
Any | SWWH025-01 | MFm | Any | CZ08 | Any | 168 | Heat Pump Water Heater, >45 to ≤55 Gal, UEF=3.09 replacing Storage Natural Gas Water Heater, 50 Gal, UEF=0.56 | 1 | 10 | 2020 | natural gas | electricity | NR |  |  |  |  | -1220 |  | 156 |  | -1220 | 156 | 0 | 0 |  | 0 | 0 |  | TRUE | 10 | 0 | 0 | TRUE | 2020+10 | 2030+00 | TRUE | TRUE | FALSE | FALSE | -1220 | 156 | TRUE | TRUE | FALSE | FALSE | 0 | 0 | TRUE | TRUE | TRUE | -1220 | 156 | 0 | 0 | -12200 | 1560 | 0 | 0 | 3503.9114 | 100000 | #N/A | 100000 | 0.035039 | 1 | #N/A | 0 | 0.00018595 | 0.005307 | #N/A | 0.005307 |  | 168 | 113.2523 | PASS | 6.0103 | PASS | Eligible | -2.2686 | 8.279 | 168 | 11.4361 | kWh | 3350.7589 | N/A | N/A | 114.3614 |  | 168 | 1 | -1220 | 156 | 0 | 0 | 10 | 0
Any | SWWH025-01 | MFm | Any | CZ09 | Any | 169 | Heat Pump Water Heater, >45 to ≤55 Gal, UEF=3.09 replacing Storage Natural Gas Water Heater, 50 Gal, UEF=0.56 | 1 | 10 | 2020 | natural gas | electricity | NR |  |  |  |  | -1220 |  | 156 |  | -1220 | 156 | 0 | 0 |  | 0 | 0 |  | TRUE | 10 | 0 | 0 | TRUE | 2020+10 | 2030+00 | TRUE | TRUE | FALSE | FALSE | -1220 | 156 | TRUE | TRUE | FALSE | FALSE | 0 | 0 | TRUE | TRUE | TRUE | -1220 | 156 | 0 | 0 | -12200 | 1560 | 0 | 0 | 3503.9114 | 100000 | #N/A | 100000 | 0.035039 | 1 | #N/A | 0 | 0.00018595 | 0.005307 | #N/A | 0.005307 |  | 169 | 113.2523 | PASS | 6.0103 | PASS | Eligible | -2.2686 | 8.279 | 169 | 11.4361 | kWh | 3350.7589 | N/A | N/A | 114.3614 |  | 169 | 1 | -1220 | 156 | 0 | 0 | 10 | 0
Any | SWWH025-01 | MFm | Any | CZ10 | Any | 170 | Heat Pump Water Heater, >45 to ≤55 Gal, UEF=3.09 replacing Storage Natural Gas Water Heater, 50 Gal, UEF=0.56 | 1 | 10 | 2020 | natural gas | electricity | NR |  |  |  |  | -1220 |  | 155 |  | -1220 | 155 | 0 | 0 |  | 0 | 0 |  | TRUE | 10 | 0 | 0 | TRUE | 2020+10 | 2030+00 | TRUE | TRUE | FALSE | FALSE | -1220 | 155 | TRUE | TRUE | FALSE | FALSE | 0 | 0 | TRUE | TRUE | TRUE | -1220 | 155 | 0 | 0 | -12200 | 1550 | 0 | 0 | 3503.9114 | 100000 | #N/A | 100000 | 0.035039 | 1 | #N/A | 0 | 0.00018595 | 0.005307 | #N/A | 0.005307 |  | 170 | 112.2523 | PASS | 5.9573 | PASS | Eligible | -2.2686 | 8.2259 | 170 | 11.3361 | kWh | 3321.4591 | N/A | N/A | 113.3614 |  | 170 | 1 | -1220 | 155 | 0 | 0 | 10 | 0
Any | SWWH025-01 | MFm | Any | CZ11 | Any | 171 | Heat Pump Water Heater, >45 to ≤55 Gal, UEF=3.09 replacing Storage Natural Gas Water Heater, 50 Gal, UEF=0.56 | 1 | 10 | 2020 | natural gas | electricity | NR |  |  |  |  | -1250 |  | 158 |  | -1250 | 158 | 0 | 0 |  | 0 | 0 |  | TRUE | 10 | 0 | 0 | TRUE | 2020+10 | 2030+00 | TRUE | TRUE | FALSE | FALSE | -1250 | 158 | TRUE | TRUE | FALSE | FALSE | 0 | 0 | TRUE | TRUE | TRUE | -1250 | 158 | 0 | 0 | -12500 | 1580 | 0 | 0 | 3503.9114 | 100000 | #N/A | 100000 | 0.035039 | 1 | #N/A | 0 | 0.00018595 | 0.005307 | #N/A | 0.005307 |  | 171 | 114.2011 | PASS | 6.0607 | PASS | Eligible | -2.3244 | 8.3851 | 171 | 11.5337 | kWh | 3379.3583 | N/A | N/A | 115.3375 |  | 171 | 1 | -1250 | 158 | 0 | 0 | 10 | 0
Any | SWWH025-01 | MFm | Any | CZ12 | Any | 172 | Heat Pump Water Heater, >45 to ≤55 Gal, UEF=3.09 replacing Storage Natural Gas Water Heater, 50 Gal, UEF=0.56 | 1 | 10 | 2020 | natural gas | electricity | NR |  |  |  |  | -1290 |  | 161 |  | -1290 | 161 | 0 | 0 |  | 0 | 0 |  | TRUE | 10 | 0 | 0 | TRUE | 2020+10 | 2030+00 | TRUE | TRUE | FALSE | FALSE | -1290 | 161 | TRUE | TRUE | FALSE | FALSE | 0 | 0 | TRUE | TRUE | TRUE | -1290 | 161 | 0 | 0 | -12900 | 1610 | 0 | 0 | 3503.9114 | 100000 | #N/A | 100000 | 0.035039 | 1 | #N/A | 0 | 0.00018595 | 0.005307 | #N/A | 0.005307 |  | 172 | 115.7995 | PASS | 6.1455 | PASS | Eligible | -2.3988 | 8.5443 | 172 | 11.6972 | kWh | 3427.2575 | N/A | N/A | 116.9723 |  | 172 | 1 | -1290 | 161 | 0 | 0 | 10 | 0
Any | SWWH025-01 | MFm | Any | CZ13 | Any | 173 | Heat Pump Water Heater, >45 to ≤55 Gal, UEF=3.09 replacing Storage Natural Gas Water Heater, 50 Gal, UEF=0.56 | 1 | 10 | 2020 | natural gas | electricity | NR |  |  |  |  | -1240 |  | 156 |  | -1240 | 156 | 0 | 0 |  | 0 | 0 |  | TRUE | 10 | 0 | 0 | TRUE | 2020+10 | 2030+00 | TRUE | TRUE | FALSE | FALSE | -1240 | 156 | TRUE | TRUE | FALSE | FALSE | 0 | 0 | TRUE | TRUE | TRUE | -1240 | 156 | 0 | 0 | -12400 | 1560 | 0 | 0 | 3503.9114 | 100000 | #N/A | 100000 | 0.035039 | 1 | #N/A | 0 | 0.00018595 | 0.005307 | #N/A | 0.005307 |  | 173 | 112.5515 | PASS | 5.9731 | PASS | Eligible | -2.3058 | 8.279 | 173 | 11.3679 | kWh | 3330.7589 | N/A | N/A | 113.6788 |  | 173 | 1 | -1240 | 156 | 0 | 0 | 10 | 0
Any | SWWH025-01 | MFm | Any | CZ14 | Any | 174 | Heat Pump Water Heater, >45 to ≤55 Gal, UEF=3.09 replacing Storage Natural Gas Water Heater, 50 Gal, UEF=0.56 | 1 | 10 | 2020 | natural gas | electricity | NR |  |  |  |  | -1260 |  | 158 |  | -1260 | 158 | 0 | 0 |  | 0 | 0 |  | TRUE | 10 | 0 | 0 | TRUE | 2020+10 | 2030+00 | TRUE | TRUE | FALSE | FALSE | -1260 | 158 | TRUE | TRUE | FALSE | FALSE | 0 | 0 | TRUE | TRUE | TRUE | -1260 | 158 | 0 | 0 | -12600 | 1580 | 0 | 0 | 3503.9114 | 100000 | #N/A | 100000 | 0.035039 | 1 | #N/A | 0 | 0.00018595 | 0.005307 | #N/A | 0.005307 |  | 174 | 113.8507 | PASS | 6.0421 | PASS | Eligible | -2.343 | 8.3851 | 174 | 11.4996 | kWh | 3369.3583 | N/A | N/A | 114.9962 |  | 174 | 1 | -1260 | 158 | 0 | 0 | 10 | 0
Any | SWWH025-01 | MFm | Any | CZ15 | Any | 175 | Heat Pump Water Heater, >45 to ≤55 Gal, UEF=3.09 replacing Storage Natural Gas Water Heater, 50 Gal, UEF=0.56 | 1 | 10 | 2020 | natural gas | electricity | NR |  |  |  |  | -1030 |  | 137 |  | -1030 | 137 | 0 | 0 |  | 0 | 0 |  | TRUE | 10 | 0 | 0 | TRUE | 2020+10 | 2030+00 | TRUE | TRUE | FALSE | FALSE | -1030 | 137 | TRUE | TRUE | FALSE | FALSE | 0 | 0 | TRUE | TRUE | TRUE | -1030 | 137 | 0 | 0 | -10300 | 1370 | 0 | 0 | 3503.9114 | 100000 | #N/A | 100000 | 0.035039 | 1 | #N/A | 0 | 0.00018595 | 0.005307 | #N/A | 0.005307 |  | 175 | 100.9097 | PASS | 5.3553 | PASS | Eligible | -1.9153 | 7.2706 | 175 | 10.1846 | kWh | 2984.0639 | N/A | N/A | 101.8461 |  | 175 | 1 | -1030 | 137 | 0 | 0 | 10 | 0
Any | SWWH025-01 | MFm | Any | CZ16 | Any | 176 | Heat Pump Water Heater, >45 to ≤55 Gal, UEF=3.09 replacing Storage Natural Gas Water Heater, 50 Gal, UEF=0.56 | 1 | 10 | 2020 | natural gas | electricity | NR |  |  |  |  | -1460 |  | 176 |  | -1460 | 176 | 0 | 0 |  | 0 | 0 |  | TRUE | 10 | 0 | 0 | TRUE | 2020+10 | 2030+00 | TRUE | TRUE | FALSE | FALSE | -1460 | 176 | TRUE | TRUE | FALSE | FALSE | 0 | 0 | TRUE | TRUE | TRUE | -1460 | 176 | 0 | 0 | -14600 | 1760 | 0 | 0 | 3503.9114 | 100000 | #N/A | 100000 | 0.035039 | 1 | #N/A | 0 | 0.00018595 | 0.005307 | #N/A | 0.005307 |  | 176 | 124.8429 | PASS | 6.6255 | PASS | Eligible | -2.7149 | 9.3404 | 176 | 12.617 | kWh | 3696.7536 | N/A | N/A | 126.1702 |  | 176 | 1 | -1460 | 176 | 0 | 0 | 10 | 0
Any | SWWH025-01 | DMo | Any | CZ01 | Any | 177 | Heat Pump Water Heater, >45 to ≤55 Gal, UEF=3.09 replacing Storage Natural Gas Water Heater, 50 Gal, UEF=0.56 | 1 | 10 | 2020 | natural gas | electricity | NR |  |  |  |  | -2170 |  | 194 |  | -2170 | 194 | 0 | 0 |  | 0 | 0 |  | TRUE | 10 | 0 | 0 | TRUE | 2020+10 | 2030+00 | TRUE | TRUE | FALSE | FALSE | -2170 | 194 | TRUE | TRUE | FALSE | FALSE | 0 | 0 | TRUE | TRUE | TRUE | -2170 | 194 | 0 | 0 | -21700 | 1940 | 0 | 0 | 3503.9114 | 100000 | #N/A | 100000 | 0.035039 | 1 | #N/A | 0 | 0.00018595 | 0.005307 | #N/A | 0.005307 |  | 177 | 117.9651 | PASS | 6.2605 | PASS | Eligible | -4.0352 | 10.2957 | 177 | 11.9938 | kWh | 3514.1488 | N/A | N/A | 119.9379 |  | 177 | 1 | -2170 | 194 | 0 | 0 | 10 | 0
Any | SWWH025-01 | DMo | Any | CZ02 | Any | 178 | Heat Pump Water Heater, >45 to ≤55 Gal, UEF=3.09 replacing Storage Natural Gas Water Heater, 50 Gal, UEF=0.56 | 1 | 10 | 2020 | natural gas | electricity | NR |  |  |  |  | -1880 |  | 180 |  | -1880 | 180 | 0 | 0 |  | 0 | 0 |  | TRUE | 10 | 0 | 0 | TRUE | 2020+10 | 2030+00 | TRUE | TRUE | FALSE | FALSE | -1880 | 180 | TRUE | TRUE | FALSE | FALSE | 0 | 0 | TRUE | TRUE | TRUE | -1880 | 180 | 0 | 0 | -18800 | 1800 | 0 | 0 | 3503.9114 | 100000 | #N/A | 100000 | 0.035039 | 1 | #N/A | 0 | 0.00018595 | 0.005307 | #N/A | 0.005307 |  | 178 | 114.1265 | PASS | 6.0567 | PASS | Eligible | -3.4959 | 9.5527 | 178 | 11.5836 | kWh | 3393.9525 | N/A | N/A | 115.8356 |  | 178 | 1 | -1880 | 180 | 0 | 0 | 10 | 0
Any | SWWH025-01 | DMo | Any | CZ03 | Any | 179 | Heat Pump Water Heater, >45 to ≤55 Gal, UEF=3.09 replacing Storage Natural Gas Water Heater, 50 Gal, UEF=0.56 | 1 | 10 | 2020 | natural gas | electricity | NR |  |  |  |  | -1760 |  | 181 |  | -1760 | 181 | 0 | 0 |  | 0 | 0 |  | TRUE | 10 | 0 | 0 | TRUE | 2020+10 | 2030+00 | TRUE | TRUE | FALSE | FALSE | -1760 | 181 | TRUE | TRUE | FALSE | FALSE | 0 | 0 | TRUE | TRUE | TRUE | -1760 | 181 | 0 | 0 | -17600 | 1810 | 0 | 0 | 3503.9114 | 100000 | #N/A | 100000 | 0.035039 | 1 | #N/A | 0 | 0.00018595 | 0.005307 | #N/A | 0.005307 |  | 179 | 119.3312 | PASS | 6.3329 | PASS | Eligible | -3.2728 | 9.6057 | 179 | 12.0931 | kWh | 3543.2523 | N/A | N/A | 120.9312 |  | 179 | 1 | -1760 | 181 | 0 | 0 | 10 | 0
Any | SWWH025-01 | DMo | Any | CZ04 | Any | 180 | Heat Pump Water Heater, >45 to ≤55 Gal, UEF=3.09 replacing Storage Natural Gas Water Heater, 50 Gal, UEF=0.56 | 1 | 10 | 2020 | natural gas | electricity | NR |  |  |  |  | -1720 |  | 175 |  | -1720 | 175 | 0 | 0 |  | 0 | 0 |  | TRUE | 10 | 0 | 0 | TRUE | 2020+10 | 2030+00 | TRUE | TRUE | FALSE | FALSE | -1720 | 175 | TRUE | TRUE | FALSE | FALSE | 0 | 0 | TRUE | TRUE | TRUE | -1720 | 175 | 0 | 0 | -17200 | 1750 | 0 | 0 | 3503.9114 | 100000 | #N/A | 100000 | 0.035039 | 1 | #N/A | 0 | 0.00018595 | 0.005307 | #N/A | 0.005307 |  | 180 | 114.7327 | PASS | 6.0889 | PASS | Eligible | -3.1984 | 9.2873 | 180 | 11.6296 | kWh | 3407.4539 | N/A | N/A | 116.2964 |  | 180 | 1 | -1720 | 175 | 0 | 0 | 10 | 0
Any | SWWH025-01 | DMo | Any | CZ05 | Any | 181 | Heat Pump Water Heater, >45 to ≤55 Gal, UEF=3.09 replacing Storage Natural Gas Water Heater, 50 Gal, UEF=0.56 | 1 | 10 | 2020 | natural gas | electricity | NR |  |  |  |  | -1880 |  | 184 |  | -1880 | 184 | 0 | 0 |  | 0 | 0 |  | TRUE | 10 | 0 | 0 | TRUE | 2020+10 | 2030+00 | TRUE | TRUE | FALSE | FALSE | -1880 | 184 | TRUE | TRUE | FALSE | FALSE | 0 | 0 | TRUE | TRUE | TRUE | -1880 | 184 | 0 | 0 | -18800 | 1840 | 0 | 0 | 3503.9114 | 100000 | #N/A | 100000 | 0.035039 | 1 | #N/A | 0 | 0.00018595 | 0.005307 | #N/A | 0.005307 |  | 181 | 118.1265 | PASS | 6.269 | PASS | Eligible | -3.4959 | 9.7649 | 181 | 11.9836 | kWh | 3511.1515 | N/A | N/A | 119.8356 |  | 181 | 1 | -1880 | 184 | 0 | 0 | 10 | 0
Any | SWWH025-01 | DMo | Any | CZ06 | Any | 182 | Heat Pump Water Heater, >45 to ≤55 Gal, UEF=3.09 replacing Storage Natural Gas Water Heater, 50 Gal, UEF=0.56 | 1 | 10 | 2020 | natural gas | electricity | NR |  |  |  |  | -1550 |  | 170 |  | -1550 | 170 | 0 | 0 |  | 0 | 0 |  | TRUE | 10 | 0 | 0 | TRUE | 2020+10 | 2030+00 | TRUE | TRUE | FALSE | FALSE | -1550 | 170 | TRUE | TRUE | FALSE | FALSE | 0 | 0 | TRUE | TRUE | TRUE | -1550 | 170 | 0 | 0 | -15500 | 1700 | 0 | 0 | 3503.9114 | 100000 | #N/A | 100000 | 0.035039 | 1 | #N/A | 0 | 0.00018595 | 0.005307 | #N/A | 0.005307 |  | 182 | 115.6894 | PASS | 6.1397 | PASS | Eligible | -2.8823 | 9.022 | 182 | 11.7098 | kWh | 3430.9552 | N/A | N/A | 117.0985 |  | 182 | 1 | -1550 | 170 | 0 | 0 | 10 | 0
Any | SWWH025-01 | DMo | Any | CZ07 | Any | 183 | Heat Pump Water Heater, >45 to ≤55 Gal, UEF=3.09 replacing Storage Natural Gas Water Heater, 50 Gal, UEF=0.56 | 1 | 10 | 2020 | natural gas | electricity | NR |  |  |  |  | -1490 |  | 168 |  | -1490 | 168 | 0 | 0 |  | 0 | 0 |  | TRUE | 10 | 0 | 0 | TRUE | 2020+10 | 2030+00 | TRUE | TRUE | FALSE | FALSE | -1490 | 168 | TRUE | TRUE | FALSE | FALSE | 0 | 0 | TRUE | TRUE | TRUE | -1490 | 168 | 0 | 0 | -14900 | 1680 | 0 | 0 | 3503.9114 | 100000 | #N/A | 100000 | 0.035039 | 1 | #N/A | 0 | 0.00018595 | 0.005307 | #N/A | 0.005307 |  | 183 | 115.7917 | PASS | 6.1451 | PASS | Eligible | -2.7707 | 8.9158 | 183 | 11.7146 | kWh | 3432.3557 | N/A | N/A | 117.1463 |  | 183 | 1 | -1490 | 168 | 0 | 0 | 10 | 0
Any | SWWH025-01 | DMo | Any | CZ08 | Any | 184 | Heat Pump Water Heater, >45 to ≤55 Gal, UEF=3.09 replacing Storage Natural Gas Water Heater, 50 Gal, UEF=0.56 | 1 | 10 | 2020 | natural gas | electricity | NR |  |  |  |  | -1470 |  | 166 |  | -1470 | 166 | 0 | 0 |  | 0 | 0 |  | TRUE | 10 | 0 | 0 | TRUE | 2020+10 | 2030+00 | TRUE | TRUE | FALSE | FALSE | -1470 | 166 | TRUE | TRUE | FALSE | FALSE | 0 | 0 | TRUE | TRUE | TRUE | -1470 | 166 | 0 | 0 | -14700 | 1660 | 0 | 0 | 3503.9114 | 100000 | #N/A | 100000 | 0.035039 | 1 | #N/A | 0 | 0.00018595 | 0.005307 | #N/A | 0.005307 |  | 184 | 114.4925 | PASS | 6.0762 | PASS | Eligible | -2.7335 | 8.8097 | 184 | 11.5829 | kWh | 3393.7562 | N/A | N/A | 115.8289 |  | 184 | 1 | -1470 | 166 | 0 | 0 | 10 | 0
Any | SWWH025-01 | DMo | Any | CZ09 | Any | 185 | Heat Pump Water Heater, >45 to ≤55 Gal, UEF=3.09 replacing Storage Natural Gas Water Heater, 50 Gal, UEF=0.56 | 1 | 10 | 2020 | natural gas | electricity | NR |  |  |  |  | -1500 |  | 166 |  | -1500 | 166 | 0 | 0 |  | 0 | 0 |  | TRUE | 10 | 0 | 0 | TRUE | 2020+10 | 2030+00 | TRUE | TRUE | FALSE | FALSE | -1500 | 166 | TRUE | TRUE | FALSE | FALSE | 0 | 0 | TRUE | TRUE | TRUE | -1500 | 166 | 0 | 0 | -15000 | 1660 | 0 | 0 | 3503.9114 | 100000 | #N/A | 100000 | 0.035039 | 1 | #N/A | 0 | 0.00018595 | 0.005307 | #N/A | 0.005307 |  | 185 | 113.4413 | PASS | 6.0204 | PASS | Eligible | -2.7893 | 8.8097 | 185 | 11.4805 | kWh | 3363.7562 | N/A | N/A | 114.805 |  | 185 | 1 | -1500 | 166 | 0 | 0 | 10 | 0
Any | SWWH025-01 | DMo | Any | CZ10 | Any | 186 | Heat Pump Water Heater, >45 to ≤55 Gal, UEF=3.09 replacing Storage Natural Gas Water Heater, 50 Gal, UEF=0.56 | 1 | 10 | 2020 | natural gas | electricity | NR |  |  |  |  | -1520 |  | 165 |  | -1520 | 165 | 0 | 0 |  | 0 | 0 |  | TRUE | 10 | 0 | 0 | TRUE | 2020+10 | 2030+00 | TRUE | TRUE | FALSE | FALSE | -1520 | 165 | TRUE | TRUE | FALSE | FALSE | 0 | 0 | TRUE | TRUE | TRUE | -1520 | 165 | 0 | 0 | -15200 | 1650 | 0 | 0 | 3503.9114 | 100000 | #N/A | 100000 | 0.035039 | 1 | #N/A | 0 | 0.00018595 | 0.005307 | #N/A | 0.005307 |  | 186 | 111.7405 | PASS | 5.9301 | PASS | Eligible | -2.8265 | 8.7566 | 186 | 11.3122 | kWh | 3314.4565 | N/A | N/A | 113.1224 |  | 186 | 1 | -1520 | 165 | 0 | 0 | 10 | 0
Any | SWWH025-01 | DMo | Any | CZ11 | Any | 187 | Heat Pump Water Heater, >45 to ≤55 Gal, UEF=3.09 replacing Storage Natural Gas Water Heater, 50 Gal, UEF=0.56 | 1 | 10 | 2020 | natural gas | electricity | NR |  |  |  |  | -1710 |  | 167 |  | -1710 | 167 | 0 | 0 |  | 0 | 0 |  | TRUE | 10 | 0 | 0 | TRUE | 2020+10 | 2030+00 | TRUE | TRUE | FALSE | FALSE | -1710 | 167 | TRUE | TRUE | FALSE | FALSE | 0 | 0 | TRUE | TRUE | TRUE | -1710 | 167 | 0 | 0 | -17100 | 1670 | 0 | 0 | 3503.9114 | 100000 | #N/A | 100000 | 0.035039 | 1 | #N/A | 0 | 0.00018595 | 0.005307 | #N/A | 0.005307 |  | 187 | 107.0831 | PASS | 5.6829 | PASS | Eligible | -3.1798 | 8.8628 | 187 | 10.8638 | kWh | 3183.056 | N/A | N/A | 108.6377 |  | 187 | 1 | -1710 | 167 | 0 | 0 | 10 | 0
Any | SWWH025-01 | DMo | Any | CZ12 | Any | 188 | Heat Pump Water Heater, >45 to ≤55 Gal, UEF=3.09 replacing Storage Natural Gas Water Heater, 50 Gal, UEF=0.56 | 1 | 10 | 2020 | natural gas | electricity | NR |  |  |  |  | -1710 |  | 172 |  | -1710 | 172 | 0 | 0 |  | 0 | 0 |  | TRUE | 10 | 0 | 0 | TRUE | 2020+10 | 2030+00 | TRUE | TRUE | FALSE | FALSE | -1710 | 172 | TRUE | TRUE | FALSE | FALSE | 0 | 0 | TRUE | TRUE | TRUE | -1710 | 172 | 0 | 0 | -17100 | 1720 | 0 | 0 | 3503.9114 | 100000 | #N/A | 100000 | 0.035039 | 1 | #N/A | 0 | 0.00018595 | 0.005307 | #N/A | 0.005307 |  | 188 | 112.0831 | PASS | 5.9483 | PASS | Eligible | -3.1798 | 9.1281 | 188 | 11.3638 | kWh | 3329.5546 | N/A | N/A | 113.6377 |  | 188 | 1 | -1710 | 172 | 0 | 0 | 10 | 0
Any | SWWH025-01 | DMo | Any | CZ13 | Any | 189 | Heat Pump Water Heater, >45 to ≤55 Gal, UEF=3.09 replacing Storage Natural Gas Water Heater, 50 Gal, UEF=0.56 | 1 | 10 | 2020 | natural gas | electricity | NR |  |  |  |  | -1630 |  | 165 |  | -1630 | 165 | 0 | 0 |  | 0 | 0 |  | TRUE | 10 | 0 | 0 | TRUE | 2020+10 | 2030+00 | TRUE | TRUE | FALSE | FALSE | -1630 | 165 | TRUE | TRUE | FALSE | FALSE | 0 | 0 | TRUE | TRUE | TRUE | -1630 | 165 | 0 | 0 | -16300 | 1650 | 0 | 0 | 3503.9114 | 100000 | #N/A | 100000 | 0.035039 | 1 | #N/A | 0 | 0.00018595 | 0.005307 | #N/A | 0.005307 |  | 189 | 107.8862 | PASS | 5.7256 | PASS | Eligible | -3.031 | 8.7566 | 189 | 10.9368 | kWh | 3204.4565 | N/A | N/A | 109.3681 |  | 189 | 1 | -1630 | 165 | 0 | 0 | 10 | 0
Any | SWWH025-01 | DMo | Any | CZ14 | Any | 190 | Heat Pump Water Heater, >45 to ≤55 Gal, UEF=3.09 replacing Storage Natural Gas Water Heater, 50 Gal, UEF=0.56 | 1 | 10 | 2020 | natural gas | electricity | NR |  |  |  |  | -1780 |  | 168 |  | -1780 | 168 | 0 | 0 |  | 0 | 0 |  | TRUE | 10 | 0 | 0 | TRUE | 2020+10 | 2030+00 | TRUE | TRUE | FALSE | FALSE | -1780 | 168 | TRUE | TRUE | FALSE | FALSE | 0 | 0 | TRUE | TRUE | TRUE | -1780 | 168 | 0 | 0 | -17800 | 1680 | 0 | 0 | 3503.9114 | 100000 | #N/A | 100000 | 0.035039 | 1 | #N/A | 0 | 0.00018595 | 0.005307 | #N/A | 0.005307 |  | 190 | 105.6304 | PASS | 5.6058 | PASS | Eligible | -3.31 | 8.9158 | 190 | 10.7249 | kWh | 3142.3557 | N/A | N/A | 107.2486 |  | 190 | 1 | -1780 | 168 | 0 | 0 | 10 | 0
Any | SWWH025-01 | DMo | Any | CZ15 | Any | 191 | Heat Pump Water Heater, >45 to ≤55 Gal, UEF=3.09 replacing Storage Natural Gas Water Heater, 50 Gal, UEF=0.56 | 1 | 10 | 2020 | natural gas | electricity | NR |  |  |  |  | -1140 |  | 140 |  | -1140 | 140 | 0 | 0 |  | 0 | 0 |  | TRUE | 10 | 0 | 0 | TRUE | 2020+10 | 2030+00 | TRUE | TRUE | FALSE | FALSE | -1140 | 140 | TRUE | TRUE | FALSE | FALSE | 0 | 0 | TRUE | TRUE | TRUE | -1140 | 140 | 0 | 0 | -11400 | 1400 | 0 | 0 | 3503.9114 | 100000 | #N/A | 100000 | 0.035039 | 1 | #N/A | 0 | 0.00018595 | 0.005307 | #N/A | 0.005307 |  | 191 | 100.0554 | PASS | 5.31 | PASS | Eligible | -2.1199 | 7.4299 | 191 | 10.1092 | kWh | 2961.9631 | N/A | N/A | 101.0918 |  | 191 | 1 | -1140 | 140 | 0 | 0 | 10 | 0
Any | SWWH025-01 | DMo | Any | CZ16 | Any | 192 | Heat Pump Water Heater, >45 to ≤55 Gal, UEF=3.09 replacing Storage Natural Gas Water Heater, 50 Gal, UEF=0.56 | 1 | 10 | 2020 | natural gas | electricity | NR |  |  |  |  | -2610 |  | 193 |  | -2610 | 193 | 0 | 0 |  | 0 | 0 |  | TRUE | 10 | 0 | 0 | TRUE | 2020+10 | 2030+00 | TRUE | TRUE | FALSE | FALSE | -2610 | 193 | TRUE | TRUE | FALSE | FALSE | 0 | 0 | TRUE | TRUE | TRUE | -2610 | 193 | 0 | 0 | -26100 | 1930 | 0 | 0 | 3503.9114 | 100000 | #N/A | 100000 | 0.035039 | 1 | #N/A | 0 | 0.00018595 | 0.005307 | #N/A | 0.005307 |  | 192 | 101.5479 | PASS | 5.3892 | PASS | Eligible | -4.8534 | 10.2426 | 192 | 10.3921 | kWh | 3044.8491 | N/A | N/A | 103.9207 |  | 192 | 1 | -2610 | 193 | 0 | 0 | 10 | 0
Any | SWWH025-01 | SFm | Any | CZ01 | Any | 193 | Heat Pump Water Heater, >45 to ≤55 Gal, UEF=3.09 replacing Storage Natural Gas Water Heater, 50 Gal, UEF=0.63 | 1 | 10 | 2020 | natural gas | electricity | NR |  |  |  |  | -2340 |  | 227 |  | -2340 | 227 | 0 | 0 |  | 0 | 0 |  | TRUE | 10 | 0 | 0 | TRUE | 2020+10 | 2030+00 | TRUE | TRUE | FALSE | FALSE | -2340 | 227 | TRUE | TRUE | FALSE | FALSE | 0 | 0 | TRUE | TRUE | TRUE | -2340 | 227 | 0 | 0 | -23400 | 2270 | 0 | 0 | 3503.9114 | 100000 | #N/A | 100000 | 0.035039 | 1 | #N/A | 0 | 0.00018595 | 0.005307 | #N/A | 0.005307 |  | 193 | 145.0085 | PASS | 7.6957 | PASS | Eligible | -4.3513 | 12.047 | 193 | 14.7136 | kWh | 4311.0401 | N/A | N/A | 147.1358 |  | 193 | 1 | -2340 | 227 | 0 | 0 | 10 | 0
Any | SWWH025-01 | SFm | Any | CZ02 | Any | 194 | Heat Pump Water Heater, >45 to ≤55 Gal, UEF=3.09 replacing Storage Natural Gas Water Heater, 50 Gal, UEF=0.63 | 1 | 10 | 2020 | natural gas | electricity | NR |  |  |  |  | -2010 |  | 211 |  | -2010 | 211 | 0 | 0 |  | 0 | 0 |  | TRUE | 10 | 0 | 0 | TRUE | 2020+10 | 2030+00 | TRUE | TRUE | FALSE | FALSE | -2010 | 211 | TRUE | TRUE | FALSE | FALSE | 0 | 0 | TRUE | TRUE | TRUE | -2010 | 211 | 0 | 0 | -20100 | 2110 | 0 | 0 | 3503.9114 | 100000 | #N/A | 100000 | 0.035039 | 1 | #N/A | 0 | 0.00018595 | 0.005307 | #N/A | 0.005307 |  | 194 | 140.5714 | PASS | 7.4602 | PASS | Eligible | -3.7377 | 11.1978 | 194 | 14.2399 | kWh | 4172.2444 | N/A | N/A | 142.3987 |  | 194 | 1 | -2010 | 211 | 0 | 0 | 10 | 0
Any | SWWH025-01 | SFm | Any | CZ03 | Any | 195 | Heat Pump Water Heater, >45 to ≤55 Gal, UEF=3.09 replacing Storage Natural Gas Water Heater, 50 Gal, UEF=0.63 | 1 | 10 | 2020 | natural gas | electricity | NR |  |  |  |  | -1970 |  | 212 |  | -1970 | 212 | 0 | 0 |  | 0 | 0 |  | TRUE | 10 | 0 | 0 | TRUE | 2020+10 | 2030+00 | TRUE | TRUE | FALSE | FALSE | -1970 | 212 | TRUE | TRUE | FALSE | FALSE | 0 | 0 | TRUE | TRUE | TRUE | -1970 | 212 | 0 | 0 | -19700 | 2120 | 0 | 0 | 3503.9114 | 100000 | #N/A | 100000 | 0.035039 | 1 | #N/A | 0 | 0.00018595 | 0.005307 | #N/A | 0.005307 |  | 195 | 142.9729 | PASS | 7.5876 | PASS | Eligible | -3.6633 | 11.2509 | 195 | 14.4764 | kWh | 4241.5441 | N/A | N/A | 144.7639 |  | 195 | 1 | -1970 | 212 | 0 | 0 | 10 | 0
Any | SWWH025-01 | SFm | Any | CZ04 | Any | 196 | Heat Pump Water Heater, >45 to ≤55 Gal, UEF=3.09 replacing Storage Natural Gas Water Heater, 50 Gal, UEF=0.63 | 1 | 10 | 2020 | natural gas | electricity | NR |  |  |  |  | -1880 |  | 205 |  | -1880 | 205 | 0 | 0 |  | 0 | 0 |  | TRUE | 10 | 0 | 0 | TRUE | 2020+10 | 2030+00 | TRUE | TRUE | FALSE | FALSE | -1880 | 205 | TRUE | TRUE | FALSE | FALSE | 0 | 0 | TRUE | TRUE | TRUE | -1880 | 205 | 0 | 0 | -18800 | 2050 | 0 | 0 | 3503.9114 | 100000 | #N/A | 100000 | 0.035039 | 1 | #N/A | 0 | 0.00018595 | 0.005307 | #N/A | 0.005307 |  | 196 | 139.1265 | PASS | 7.3835 | PASS | Eligible | -3.4959 | 10.8794 | 196 | 14.0836 | kWh | 4126.4459 | N/A | N/A | 140.8356 |  | 196 | 1 | -1880 | 205 | 0 | 0 | 10 | 0
Any | SWWH025-01 | SFm | Any | CZ05 | Any | 197 | Heat Pump Water Heater, >45 to ≤55 Gal, UEF=3.09 replacing Storage Natural Gas Water Heater, 50 Gal, UEF=0.63 | 1 | 10 | 2020 | natural gas | electricity | NR |  |  |  |  | -2030 |  | 215 |  | -2030 | 215 | 0 | 0 |  | 0 | 0 |  | TRUE | 10 | 0 | 0 | TRUE | 2020+10 | 2030+00 | TRUE | TRUE | FALSE | FALSE | -2030 | 215 | TRUE | TRUE | FALSE | FALSE | 0 | 0 | TRUE | TRUE | TRUE | -2030 | 215 | 0 | 0 | -20300 | 2150 | 0 | 0 | 3503.9114 | 100000 | #N/A | 100000 | 0.035039 | 1 | #N/A | 0 | 0.00018595 | 0.005307 | #N/A | 0.005307 |  | 197 | 143.8706 | PASS | 7.6353 | PASS | Eligible | -3.7749 | 11.4101 | 197 | 14.5716 | kWh | 4269.4433 | N/A | N/A | 145.7161 |  | 197 | 1 | -2030 | 215 | 0 | 0 | 10 | 0
Any | SWWH025-01 | SFm | Any | CZ06 | Any | 198 | Heat Pump Water Heater, >45 to ≤55 Gal, UEF=3.09 replacing Storage Natural Gas Water Heater, 50 Gal, UEF=0.63 | 1 | 10 | 2020 | natural gas | electricity | NR |  |  |  |  | -1740 |  | 199 |  | -1740 | 199 | 0 | 0 |  | 0 | 0 |  | TRUE | 10 | 0 | 0 | TRUE | 2020+10 | 2030+00 | TRUE | TRUE | FALSE | FALSE | -1740 | 199 | TRUE | TRUE | FALSE | FALSE | 0 | 0 | TRUE | TRUE | TRUE | -1740 | 199 | 0 | 0 | -17400 | 1990 | 0 | 0 | 3503.9114 | 100000 | #N/A | 100000 | 0.035039 | 1 | #N/A | 0 | 0.00018595 | 0.005307 | #N/A | 0.005307 |  | 198 | 138.0319 | PASS | 7.3254 | PASS | Eligible | -3.2356 | 10.561 | 198 | 13.9614 | kWh | 4090.6475 | N/A | N/A | 139.6138 |  | 198 | 1 | -1740 | 199 | 0 | 0 | 10 | 0
Any | SWWH025-01 | SFm | Any | CZ07 | Any | 199 | Heat Pump Water Heater, >45 to ≤55 Gal, UEF=3.09 replacing Storage Natural Gas Water Heater, 50 Gal, UEF=0.63 | 1 | 10 | 2020 | natural gas | electricity | NR |  |  |  |  | -1690 |  | 197 |  | -1690 | 197 | 0 | 0 |  | 0 | 0 |  | TRUE | 10 | 0 | 0 | TRUE | 2020+10 | 2030+00 | TRUE | TRUE | FALSE | FALSE | -1690 | 197 | TRUE | TRUE | FALSE | FALSE | 0 | 0 | TRUE | TRUE | TRUE | -1690 | 197 | 0 | 0 | -16900 | 1970 | 0 | 0 | 3503.9114 | 100000 | #N/A | 100000 | 0.035039 | 1 | #N/A | 0 | 0.00018595 | 0.005307 | #N/A | 0.005307 |  | 199 | 137.7839 | PASS | 7.3122 | PASS | Eligible | -3.1426 | 10.4549 | 199 | 13.932 | kWh | 4082.0481 | N/A | N/A | 139.3203 |  | 199 | 1 | -1690 | 197 | 0 | 0 | 10 | 0
Any | SWWH025-01 | SFm | Any | CZ08 | Any | 200 | Heat Pump Water Heater, >45 to ≤55 Gal, UEF=3.09 replacing Storage Natural Gas Water Heater, 50 Gal, UEF=0.63 | 1 | 10 | 2020 | natural gas | electricity | NR |  |  |  |  | -1650 |  | 194 |  | -1650 | 194 | 0 | 0 |  | 0 | 0 |  | TRUE | 10 | 0 | 0 | TRUE | 2020+10 | 2030+00 | TRUE | TRUE | FALSE | FALSE | -1650 | 194 | TRUE | TRUE | FALSE | FALSE | 0 | 0 | TRUE | TRUE | TRUE | -1650 | 194 | 0 | 0 | -16500 | 1940 | 0 | 0 | 3503.9114 | 100000 | #N/A | 100000 | 0.035039 | 1 | #N/A | 0 | 0.00018595 | 0.005307 | #N/A | 0.005307 |  | 200 | 136.1855 | PASS | 7.2274 | PASS | Eligible | -3.0682 | 10.2957 | 200 | 13.7685 | kWh | 4034.1488 | N/A | N/A | 137.6855 |  | 200 | 1 | -1650 | 194 | 0 | 0 | 10 | 0
Any | SWWH025-01 | SFm | Any | CZ09 | Any | 201 | Heat Pump Water Heater, >45 to ≤55 Gal, UEF=3.09 replacing Storage Natural Gas Water Heater, 50 Gal, UEF=0.63 | 1 | 10 | 2020 | natural gas | electricity | NR |  |  |  |  | -1660 |  | 193 |  | -1660 | 193 | 0 | 0 |  | 0 | 0 |  | TRUE | 10 | 0 | 0 | TRUE | 2020+10 | 2030+00 | TRUE | TRUE | FALSE | FALSE | -1660 | 193 | TRUE | TRUE | FALSE | FALSE | 0 | 0 | TRUE | TRUE | TRUE | -1660 | 193 | 0 | 0 | -16600 | 1930 | 0 | 0 | 3503.9114 | 100000 | #N/A | 100000 | 0.035039 | 1 | #N/A | 0 | 0.00018595 | 0.005307 | #N/A | 0.005307 |  | 201 | 134.8351 | PASS | 7.1557 | PASS | Eligible | -3.0868 | 10.2426 | 201 | 13.6344 | kWh | 3994.8491 | N/A | N/A | 136.3442 |  | 201 | 1 | -1660 | 193 | 0 | 0 | 10 | 0
Any | SWWH025-01 | SFm | Any | CZ10 | Any | 202 | Heat Pump Water Heater, >45 to ≤55 Gal, UEF=3.09 replacing Storage Natural Gas Water Heater, 50 Gal, UEF=0.63 | 1 | 10 | 2020 | natural gas | electricity | NR |  |  |  |  | -1660 |  | 193 |  | -1660 | 193 | 0 | 0 |  | 0 | 0 |  | TRUE | 10 | 0 | 0 | TRUE | 2020+10 | 2030+00 | TRUE | TRUE | FALSE | FALSE | -1660 | 193 | TRUE | TRUE | FALSE | FALSE | 0 | 0 | TRUE | TRUE | TRUE | -1660 | 193 | 0 | 0 | -16600 | 1930 | 0 | 0 | 3503.9114 | 100000 | #N/A | 100000 | 0.035039 | 1 | #N/A | 0 | 0.00018595 | 0.005307 | #N/A | 0.005307 |  | 202 | 134.8351 | PASS | 7.1557 | PASS | Eligible | -3.0868 | 10.2426 | 202 | 13.6344 | kWh | 3994.8491 | N/A | N/A | 136.3442 |  | 202 | 1 | -1660 | 193 | 0 | 0 | 10 | 0
Any | SWWH025-01 | SFm | Any | CZ11 | Any | 203 | Heat Pump Water Heater, >45 to ≤55 Gal, UEF=3.09 replacing Storage Natural Gas Water Heater, 50 Gal, UEF=0.63 | 1 | 10 | 2020 | natural gas | electricity | NR |  |  |  |  | -1810 |  | 196 |  | -1810 | 196 | 0 | 0 |  | 0 | 0 |  | TRUE | 10 | 0 | 0 | TRUE | 2020+10 | 2030+00 | TRUE | TRUE | FALSE | FALSE | -1810 | 196 | TRUE | TRUE | FALSE | FALSE | 0 | 0 | TRUE | TRUE | TRUE | -1810 | 196 | 0 | 0 | -18100 | 1960 | 0 | 0 | 3503.9114 | 100000 | #N/A | 100000 | 0.035039 | 1 | #N/A | 0 | 0.00018595 | 0.005307 | #N/A | 0.005307 |  | 203 | 132.5792 | PASS | 7.036 | PASS | Eligible | -3.3658 | 10.4018 | 203 | 13.4225 | kWh | 3932.7483 | N/A | N/A | 134.2247 |  | 203 | 1 | -1810 | 196 | 0 | 0 | 10 | 0
Any | SWWH025-01 | SFm | Any | CZ12 | Any | 204 | Heat Pump Water Heater, >45 to ≤55 Gal, UEF=3.09 replacing Storage Natural Gas Water Heater, 50 Gal, UEF=0.63 | 1 | 10 | 2020 | natural gas | electricity | NR |  |  |  |  | -1860 |  | 202 |  | -1860 | 202 | 0 | 0 |  | 0 | 0 |  | TRUE | 10 | 0 | 0 | TRUE | 2020+10 | 2030+00 | TRUE | TRUE | FALSE | FALSE | -1860 | 202 | TRUE | TRUE | FALSE | FALSE | 0 | 0 | TRUE | TRUE | TRUE | -1860 | 202 | 0 | 0 | -18600 | 2020 | 0 | 0 | 3503.9114 | 100000 | #N/A | 100000 | 0.035039 | 1 | #N/A | 0 | 0.00018595 | 0.005307 | #N/A | 0.005307 |  | 204 | 136.8272 | PASS | 7.2615 | PASS | Eligible | -3.4587 | 10.7202 | 204 | 13.8518 | kWh | 4058.5467 | N/A | N/A | 138.5182 |  | 204 | 1 | -1860 | 202 | 0 | 0 | 10 | 0
Any | SWWH025-01 | SFm | Any | CZ13 | Any | 205 | Heat Pump Water Heater, >45 to ≤55 Gal, UEF=3.09 replacing Storage Natural Gas Water Heater, 50 Gal, UEF=0.63 | 1 | 10 | 2020 | natural gas | electricity | NR |  |  |  |  | -1740 |  | 193 |  | -1740 | 193 | 0 | 0 |  | 0 | 0 |  | TRUE | 10 | 0 | 0 | TRUE | 2020+10 | 2030+00 | TRUE | TRUE | FALSE | FALSE | -1740 | 193 | TRUE | TRUE | FALSE | FALSE | 0 | 0 | TRUE | TRUE | TRUE | -1740 | 193 | 0 | 0 | -17400 | 1930 | 0 | 0 | 3503.9114 | 100000 | #N/A | 100000 | 0.035039 | 1 | #N/A | 0 | 0.00018595 | 0.005307 | #N/A | 0.005307 |  | 205 | 132.0319 | PASS | 7.007 | PASS | Eligible | -3.2356 | 10.2426 | 205 | 13.3614 | kWh | 3914.8491 | N/A | N/A | 133.6138 |  | 205 | 1 | -1740 | 193 | 0 | 0 | 10 | 0
Any | SWWH025-01 | SFm | Any | CZ14 | Any | 206 | Heat Pump Water Heater, >45 to ≤55 Gal, UEF=3.09 replacing Storage Natural Gas Water Heater, 50 Gal, UEF=0.63 | 1 | 10 | 2020 | natural gas | electricity | NR |  |  |  |  | -1850 |  | 197 |  | -1850 | 197 | 0 | 0 |  | 0 | 0 |  | TRUE | 10 | 0 | 0 | TRUE | 2020+10 | 2030+00 | TRUE | TRUE | FALSE | FALSE | -1850 | 197 | TRUE | TRUE | FALSE | FALSE | 0 | 0 | TRUE | TRUE | TRUE | -1850 | 197 | 0 | 0 | -18500 | 1970 | 0 | 0 | 3503.9114 | 100000 | #N/A | 100000 | 0.035039 | 1 | #N/A | 0 | 0.00018595 | 0.005307 | #N/A | 0.005307 |  | 206 | 132.1776 | PASS | 7.0147 | PASS | Eligible | -3.4401 | 10.4549 | 206 | 13.3859 | kWh | 3922.0481 | N/A | N/A | 133.8595 |  | 206 | 1 | -1850 | 197 | 0 | 0 | 10 | 0
Any | SWWH025-01 | SFm | Any | CZ15 | Any | 207 | Heat Pump Water Heater, >45 to ≤55 Gal, UEF=3.09 replacing Storage Natural Gas Water Heater, 50 Gal, UEF=0.63 | 1 | 10 | 2020 | natural gas | electricity | NR |  |  |  |  | -1280 |  | 162 |  | -1280 | 162 | 0 | 0 |  | 0 | 0 |  | TRUE | 10 | 0 | 0 | TRUE | 2020+10 | 2030+00 | TRUE | TRUE | FALSE | FALSE | -1280 | 162 | TRUE | TRUE | FALSE | FALSE | 0 | 0 | TRUE | TRUE | TRUE | -1280 | 162 | 0 | 0 | -12800 | 1620 | 0 | 0 | 3503.9114 | 100000 | #N/A | 100000 | 0.035039 | 1 | #N/A | 0 | 0.00018595 | 0.005307 | #N/A | 0.005307 |  | 207 | 117.1499 | PASS | 6.2172 | PASS | Eligible | -2.3802 | 8.5974 | 207 | 11.8314 | kWh | 3466.5573 | N/A | N/A | 118.3136 |  | 207 | 1 | -1280 | 162 | 0 | 0 | 10 | 0
Any | SWWH025-01 | SFm | Any | CZ16 | Any | 208 | Heat Pump Water Heater, >45 to ≤55 Gal, UEF=3.09 replacing Storage Natural Gas Water Heater, 50 Gal, UEF=0.63 | 1 | 10 | 2020 | natural gas | electricity | NR |  |  |  |  | -2740 |  | 225 |  | -2740 | 225 | 0 | 0 |  | 0 | 0 |  | TRUE | 10 | 0 | 0 | TRUE | 2020+10 | 2030+00 | TRUE | TRUE | FALSE | FALSE | -2740 | 225 | TRUE | TRUE | FALSE | FALSE | 0 | 0 | TRUE | TRUE | TRUE | -2740 | 225 | 0 | 0 | -27400 | 2250 | 0 | 0 | 3503.9114 | 100000 | #N/A | 100000 | 0.035039 | 1 | #N/A | 0 | 0.00018595 | 0.005307 | #N/A | 0.005307 |  | 208 | 128.9928 | PASS | 6.8457 | PASS | Eligible | -5.0951 | 11.9408 | 208 | 13.1484 | kWh | 3852.4407 | N/A | N/A | 131.4838 |  | 208 | 1 | -2740 | 225 | 0 | 0 | 10 | 0
Any | SWWH025-01 | MFm | Any | CZ01 | Any | 209 | Heat Pump Water Heater, >45 to ≤55 Gal, UEF=3.09 replacing Storage Natural Gas Water Heater, 50 Gal, UEF=0.63 | 1 | 10 | 2020 | natural gas | electricity | NR |  |  |  |  | -1470 |  | 186 |  | -1470 | 186 | 0 | 0 |  | 0 | 0 |  | TRUE | 10 | 0 | 0 | TRUE | 2020+10 | 2030+00 | TRUE | TRUE | FALSE | FALSE | -1470 | 186 | TRUE | TRUE | FALSE | FALSE | 0 | 0 | TRUE | TRUE | TRUE | -1470 | 186 | 0 | 0 | -14700 | 1860 | 0 | 0 | 3503.9114 | 100000 | #N/A | 100000 | 0.035039 | 1 | #N/A | 0 | 0.00018595 | 0.005307 | #N/A | 0.005307 |  | 209 | 134.4925 | PASS | 7.1376 | PASS | Eligible | -2.7335 | 9.8711 | 209 | 13.5829 | kWh | 3979.751 | N/A | N/A | 135.8289 |  | 209 | 1 | -1470 | 186 | 0 | 0 | 10 | 0
Any | SWWH025-01 | MFm | Any | CZ02 | Any | 210 | Heat Pump Water Heater, >45 to ≤55 Gal, UEF=3.09 replacing Storage Natural Gas Water Heater, 50 Gal, UEF=0.63 | 1 | 10 | 2020 | natural gas | electricity | NR |  |  |  |  | -1360 |  | 177 |  | -1360 | 177 | 0 | 0 |  | 0 | 0 |  | TRUE | 10 | 0 | 0 | TRUE | 2020+10 | 2030+00 | TRUE | TRUE | FALSE | FALSE | -1360 | 177 | TRUE | TRUE | FALSE | FALSE | 0 | 0 | TRUE | TRUE | TRUE | -1360 | 177 | 0 | 0 | -13600 | 1770 | 0 | 0 | 3503.9114 | 100000 | #N/A | 100000 | 0.035039 | 1 | #N/A | 0 | 0.00018595 | 0.005307 | #N/A | 0.005307 |  | 210 | 129.3468 | PASS | 6.8645 | PASS | Eligible | -2.529 | 9.3935 | 210 | 13.0583 | kWh | 3826.0533 | N/A | N/A | 130.5832 |  | 210 | 1 | -1360 | 177 | 0 | 0 | 10 | 0
Any | SWWH025-01 | MFm | Any | CZ03 | Any | 211 | Heat Pump Water Heater, >45 to ≤55 Gal, UEF=3.09 replacing Storage Natural Gas Water Heater, 50 Gal, UEF=0.63 | 1 | 10 | 2020 | natural gas | electricity | NR |  |  |  |  | -1340 |  | 176 |  | -1340 | 176 | 0 | 0 |  | 0 | 0 |  | TRUE | 10 | 0 | 0 | TRUE | 2020+10 | 2030+00 | TRUE | TRUE | FALSE | FALSE | -1340 | 176 | TRUE | TRUE | FALSE | FALSE | 0 | 0 | TRUE | TRUE | TRUE | -1340 | 176 | 0 | 0 | -13400 | 1760 | 0 | 0 | 3503.9114 | 100000 | #N/A | 100000 | 0.035039 | 1 | #N/A | 0 | 0.00018595 | 0.005307 | #N/A | 0.005307 |  | 211 | 129.0476 | PASS | 6.8486 | PASS | Eligible | -2.4918 | 9.3404 | 211 | 13.0266 | kWh | 3816.7536 | N/A | N/A | 130.2658 |  | 211 | 1 | -1340 | 176 | 0 | 0 | 10 | 0
Any | SWWH025-01 | MFm | Any | CZ04 | Any | 212 | Heat Pump Water Heater, >45 to ≤55 Gal, UEF=3.09 replacing Storage Natural Gas Water Heater, 50 Gal, UEF=0.63 | 1 | 10 | 2020 | natural gas | electricity | NR |  |  |  |  | -1310 |  | 173 |  | -1310 | 173 | 0 | 0 |  | 0 | 0 |  | TRUE | 10 | 0 | 0 | TRUE | 2020+10 | 2030+00 | TRUE | TRUE | FALSE | FALSE | -1310 | 173 | TRUE | TRUE | FALSE | FALSE | 0 | 0 | TRUE | TRUE | TRUE | -1310 | 173 | 0 | 0 | -13100 | 1730 | 0 | 0 | 3503.9114 | 100000 | #N/A | 100000 | 0.035039 | 1 | #N/A | 0 | 0.00018595 | 0.005307 | #N/A | 0.005307 |  | 212 | 127.0988 | PASS | 6.7452 | PASS | Eligible | -2.436 | 9.1812 | 212 | 12.829 | kWh | 3758.8544 | N/A | N/A | 128.2897 |  | 212 | 1 | -1310 | 173 | 0 | 0 | 10 | 0
Any | SWWH025-01 | MFm | Any | CZ05 | Any | 213 | Heat Pump Water Heater, >45 to ≤55 Gal, UEF=3.09 replacing Storage Natural Gas Water Heater, 50 Gal, UEF=0.63 | 1 | 10 | 2020 | natural gas | electricity | NR |  |  |  |  | -1360 |  | 178 |  | -1360 | 178 | 0 | 0 |  | 0 | 0 |  | TRUE | 10 | 0 | 0 | TRUE | 2020+10 | 2030+00 | TRUE | TRUE | FALSE | FALSE | -1360 | 178 | TRUE | TRUE | FALSE | FALSE | 0 | 0 | TRUE | TRUE | TRUE | -1360 | 178 | 0 | 0 | -13600 | 1780 | 0 | 0 | 3503.9114 | 100000 | #N/A | 100000 | 0.035039 | 1 | #N/A | 0 | 0.00018595 | 0.005307 | #N/A | 0.005307 |  | 213 | 130.3468 | PASS | 6.9176 | PASS | Eligible | -2.529 | 9.4465 | 213 | 13.1583 | kWh | 3855.3531 | N/A | N/A | 131.5832 |  | 213 | 1 | -1360 | 178 | 0 | 0 | 10 | 0
Any | SWWH025-01 | MFm | Any | CZ06 | Any | 214 | Heat Pump Water Heater, >45 to ≤55 Gal, UEF=3.09 replacing Storage Natural Gas Water Heater, 50 Gal, UEF=0.63 | 1 | 10 | 2020 | natural gas | electricity | NR |  |  |  |  | -1260 |  | 168 |  | -1260 | 168 | 0 | 0 |  | 0 | 0 |  | TRUE | 10 | 0 | 0 | TRUE | 2020+10 | 2030+00 | TRUE | TRUE | FALSE | FALSE | -1260 | 168 | TRUE | TRUE | FALSE | FALSE | 0 | 0 | TRUE | TRUE | TRUE | -1260 | 168 | 0 | 0 | -12600 | 1680 | 0 | 0 | 3503.9114 | 100000 | #N/A | 100000 | 0.035039 | 1 | #N/A | 0 | 0.00018595 | 0.005307 | #N/A | 0.005307 |  | 214 | 123.8507 | PASS | 6.5728 | PASS | Eligible | -2.343 | 8.9158 | 214 | 12.4996 | kWh | 3662.3557 | N/A | N/A | 124.9962 |  | 214 | 1 | -1260 | 168 | 0 | 0 | 10 | 0
Any | SWWH025-01 | MFm | Any | CZ07 | Any | 215 | Heat Pump Water Heater, >45 to ≤55 Gal, UEF=3.09 replacing Storage Natural Gas Water Heater, 50 Gal, UEF=0.63 | 1 | 10 | 2020 | natural gas | electricity | NR |  |  |  |  | -1240 |  | 167 |  | -1240 | 167 | 0 | 0 |  | 0 | 0 |  | TRUE | 10 | 0 | 0 | TRUE | 2020+10 | 2030+00 | TRUE | TRUE | FALSE | FALSE | -1240 | 167 | TRUE | TRUE | FALSE | FALSE | 0 | 0 | TRUE | TRUE | TRUE | -1240 | 167 | 0 | 0 | -12400 | 1670 | 0 | 0 | 3503.9114 | 100000 | #N/A | 100000 | 0.035039 | 1 | #N/A | 0 | 0.00018595 | 0.005307 | #N/A | 0.005307 |  | 215 | 123.5515 | PASS | 6.5569 | PASS | Eligible | -2.3058 | 8.8628 | 215 | 12.4679 | kWh | 3653.056 | N/A | N/A | 124.6788 |  | 215 | 1 | -1240 | 167 | 0 | 0 | 10 | 0
Any | SWWH025-01 | MFm | Any | CZ08 | Any | 216 | Heat Pump Water Heater, >45 to ≤55 Gal, UEF=3.09 replacing Storage Natural Gas Water Heater, 50 Gal, UEF=0.63 | 1 | 10 | 2020 | natural gas | electricity | NR |  |  |  |  | -1220 |  | 165 |  | -1220 | 165 | 0 | 0 |  | 0 | 0 |  | TRUE | 10 | 0 | 0 | TRUE | 2020+10 | 2030+00 | TRUE | TRUE | FALSE | FALSE | -1220 | 165 | TRUE | TRUE | FALSE | FALSE | 0 | 0 | TRUE | TRUE | TRUE | -1220 | 165 | 0 | 0 | -12200 | 1650 | 0 | 0 | 3503.9114 | 100000 | #N/A | 100000 | 0.035039 | 1 | #N/A | 0 | 0.00018595 | 0.005307 | #N/A | 0.005307 |  | 216 | 122.2523 | PASS | 6.488 | PASS | Eligible | -2.2686 | 8.7566 | 216 | 12.3361 | kWh | 3614.4565 | N/A | N/A | 123.3614 |  | 216 | 1 | -1220 | 165 | 0 | 0 | 10 | 0
Any | SWWH025-01 | MFm | Any | CZ09 | Any | 217 | Heat Pump Water Heater, >45 to ≤55 Gal, UEF=3.09 replacing Storage Natural Gas Water Heater, 50 Gal, UEF=0.63 | 1 | 10 | 2020 | natural gas | electricity | NR |  |  |  |  | -1220 |  | 165 |  | -1220 | 165 | 0 | 0 |  | 0 | 0 |  | TRUE | 10 | 0 | 0 | TRUE | 2020+10 | 2030+00 | TRUE | TRUE | FALSE | FALSE | -1220 | 165 | TRUE | TRUE | FALSE | FALSE | 0 | 0 | TRUE | TRUE | TRUE | -1220 | 165 | 0 | 0 | -12200 | 1650 | 0 | 0 | 3503.9114 | 100000 | #N/A | 100000 | 0.035039 | 1 | #N/A | 0 | 0.00018595 | 0.005307 | #N/A | 0.005307 |  | 217 | 122.2523 | PASS | 6.488 | PASS | Eligible | -2.2686 | 8.7566 | 217 | 12.3361 | kWh | 3614.4565 | N/A | N/A | 123.3614 |  | 217 | 1 | -1220 | 165 | 0 | 0 | 10 | 0
Any | SWWH025-01 | MFm | Any | CZ10 | Any | 218 | Heat Pump Water Heater, >45 to ≤55 Gal, UEF=3.09 replacing Storage Natural Gas Water Heater, 50 Gal, UEF=0.63 | 1 | 10 | 2020 | natural gas | electricity | NR |  |  |  |  | -1220 |  | 164 |  | -1220 | 164 | 0 | 0 |  | 0 | 0 |  | TRUE | 10 | 0 | 0 | TRUE | 2020+10 | 2030+00 | TRUE | TRUE | FALSE | FALSE | -1220 | 164 | TRUE | TRUE | FALSE | FALSE | 0 | 0 | TRUE | TRUE | TRUE | -1220 | 164 | 0 | 0 | -12200 | 1640 | 0 | 0 | 3503.9114 | 100000 | #N/A | 100000 | 0.035039 | 1 | #N/A | 0 | 0.00018595 | 0.005307 | #N/A | 0.005307 |  | 218 | 121.2523 | PASS | 6.4349 | PASS | Eligible | -2.2686 | 8.7035 | 218 | 12.2361 | kWh | 3585.1568 | N/A | N/A | 122.3614 |  | 218 | 1 | -1220 | 164 | 0 | 0 | 10 | 0
Any | SWWH025-01 | MFm | Any | CZ11 | Any | 219 | Heat Pump Water Heater, >45 to ≤55 Gal, UEF=3.09 replacing Storage Natural Gas Water Heater, 50 Gal, UEF=0.63 | 1 | 10 | 2020 | natural gas | electricity | NR |  |  |  |  | -1250 |  | 167 |  | -1250 | 167 | 0 | 0 |  | 0 | 0 |  | TRUE | 10 | 0 | 0 | TRUE | 2020+10 | 2030+00 | TRUE | TRUE | FALSE | FALSE | -1250 | 167 | TRUE | TRUE | FALSE | FALSE | 0 | 0 | TRUE | TRUE | TRUE | -1250 | 167 | 0 | 0 | -12500 | 1670 | 0 | 0 | 3503.9114 | 100000 | #N/A | 100000 | 0.035039 | 1 | #N/A | 0 | 0.00018595 | 0.005307 | #N/A | 0.005307 |  | 219 | 123.2011 | PASS | 6.5383 | PASS | Eligible | -2.3244 | 8.8628 | 219 | 12.4337 | kWh | 3643.056 | N/A | N/A | 124.3375 |  | 219 | 1 | -1250 | 167 | 0 | 0 | 10 | 0
Any | SWWH025-01 | MFm | Any | CZ12 | Any | 220 | Heat Pump Water Heater, >45 to ≤55 Gal, UEF=3.09 replacing Storage Natural Gas Water Heater, 50 Gal, UEF=0.63 | 1 | 10 | 2020 | natural gas | electricity | NR |  |  |  |  | -1290 |  | 171 |  | -1290 | 171 | 0 | 0 |  | 0 | 0 |  | TRUE | 10 | 0 | 0 | TRUE | 2020+10 | 2030+00 | TRUE | TRUE | FALSE | FALSE | -1290 | 171 | TRUE | TRUE | FALSE | FALSE | 0 | 0 | TRUE | TRUE | TRUE | -1290 | 171 | 0 | 0 | -12900 | 1710 | 0 | 0 | 3503.9114 | 100000 | #N/A | 100000 | 0.035039 | 1 | #N/A | 0 | 0.00018595 | 0.005307 | #N/A | 0.005307 |  | 220 | 125.7995 | PASS | 6.6762 | PASS | Eligible | -2.3988 | 9.075 | 220 | 12.6972 | kWh | 3720.2549 | N/A | N/A | 126.9723 |  | 220 | 1 | -1290 | 171 | 0 | 0 | 10 | 0
Any | SWWH025-01 | MFm | Any | CZ13 | Any | 221 | Heat Pump Water Heater, >45 to ≤55 Gal, UEF=3.09 replacing Storage Natural Gas Water Heater, 50 Gal, UEF=0.63 | 1 | 10 | 2020 | natural gas | electricity | NR |  |  |  |  | -1240 |  | 165 |  | -1240 | 165 | 0 | 0 |  | 0 | 0 |  | TRUE | 10 | 0 | 0 | TRUE | 2020+10 | 2030+00 | TRUE | TRUE | FALSE | FALSE | -1240 | 165 | TRUE | TRUE | FALSE | FALSE | 0 | 0 | TRUE | TRUE | TRUE | -1240 | 165 | 0 | 0 | -12400 | 1650 | 0 | 0 | 3503.9114 | 100000 | #N/A | 100000 | 0.035039 | 1 | #N/A | 0 | 0.00018595 | 0.005307 | #N/A | 0.005307 |  | 221 | 121.5515 | PASS | 6.4508 | PASS | Eligible | -2.3058 | 8.7566 | 221 | 12.2679 | kWh | 3594.4565 | N/A | N/A | 122.6788 |  | 221 | 1 | -1240 | 165 | 0 | 0 | 10 | 0
Any | SWWH025-01 | MFm | Any | CZ14 | Any | 222 | Heat Pump Water Heater, >45 to ≤55 Gal, UEF=3.09 replacing Storage Natural Gas Water Heater, 50 Gal, UEF=0.63 | 1 | 10 | 2020 | natural gas | electricity | NR |  |  |  |  | -1260 |  | 168 |  | -1260 | 168 | 0 | 0 |  | 0 | 0 |  | TRUE | 10 | 0 | 0 | TRUE | 2020+10 | 2030+00 | TRUE | TRUE | FALSE | FALSE | -1260 | 168 | TRUE | TRUE | FALSE | FALSE | 0 | 0 | TRUE | TRUE | TRUE | -1260 | 168 | 0 | 0 | -12600 | 1680 | 0 | 0 | 3503.9114 | 100000 | #N/A | 100000 | 0.035039 | 1 | #N/A | 0 | 0.00018595 | 0.005307 | #N/A | 0.005307 |  | 222 | 123.8507 | PASS | 6.5728 | PASS | Eligible | -2.343 | 8.9158 | 222 | 12.4996 | kWh | 3662.3557 | N/A | N/A | 124.9962 |  | 222 | 1 | -1260 | 168 | 0 | 0 | 10 | 0
Any | SWWH025-01 | MFm | Any | CZ15 | Any | 223 | Heat Pump Water Heater, >45 to ≤55 Gal, UEF=3.09 replacing Storage Natural Gas Water Heater, 50 Gal, UEF=0.63 | 1 | 10 | 2020 | natural gas | electricity | NR |  |  |  |  | -1030 |  | 146 |  | -1030 | 146 | 0 | 0 |  | 0 | 0 |  | TRUE | 10 | 0 | 0 | TRUE | 2020+10 | 2030+00 | TRUE | TRUE | FALSE | FALSE | -1030 | 146 | TRUE | TRUE | FALSE | FALSE | 0 | 0 | TRUE | TRUE | TRUE | -1030 | 146 | 0 | 0 | -10300 | 1460 | 0 | 0 | 3503.9114 | 100000 | #N/A | 100000 | 0.035039 | 1 | #N/A | 0 | 0.00018595 | 0.005307 | #N/A | 0.005307 |  | 223 | 109.9097 | PASS | 5.8329 | PASS | Eligible | -1.9153 | 7.7483 | 223 | 11.0846 | kWh | 3247.7615 | N/A | N/A | 110.8461 |  | 223 | 1 | -1030 | 146 | 0 | 0 | 10 | 0
Any | SWWH025-01 | MFm | Any | CZ16 | Any | 224 | Heat Pump Water Heater, >45 to ≤55 Gal, UEF=3.09 replacing Storage Natural Gas Water Heater, 50 Gal, UEF=0.63 | 1 | 10 | 2020 | natural gas | electricity | NR |  |  |  |  | -1460 |  | 185 |  | -1460 | 185 | 0 | 0 |  | 0 | 0 |  | TRUE | 10 | 0 | 0 | TRUE | 2020+10 | 2030+00 | TRUE | TRUE | FALSE | FALSE | -1460 | 185 | TRUE | TRUE | FALSE | FALSE | 0 | 0 | TRUE | TRUE | TRUE | -1460 | 185 | 0 | 0 | -14600 | 1850 | 0 | 0 | 3503.9114 | 100000 | #N/A | 100000 | 0.035039 | 1 | #N/A | 0 | 0.00018595 | 0.005307 | #N/A | 0.005307 |  | 224 | 133.8429 | PASS | 7.1031 | PASS | Eligible | -2.7149 | 9.818 | 224 | 13.517 | kWh | 3960.4512 | N/A | N/A | 135.1702 |  | 224 | 1 | -1460 | 185 | 0 | 0 | 10 | 0
Any | SWWH025-01 | DMo | Any | CZ01 | Any | 225 | Heat Pump Water Heater, >45 to ≤55 Gal, UEF=3.09 replacing Storage Natural Gas Water Heater, 50 Gal, UEF=0.63 | 1 | 10 | 2020 | natural gas | electricity | NR |  |  |  |  | -2170 |  | 207 |  | -2170 | 207 | 0 | 0 |  | 0 | 0 |  | TRUE | 10 | 0 | 0 | TRUE | 2020+10 | 2030+00 | TRUE | TRUE | FALSE | FALSE | -2170 | 207 | TRUE | TRUE | FALSE | FALSE | 0 | 0 | TRUE | TRUE | TRUE | -2170 | 207 | 0 | 0 | -21700 | 2070 | 0 | 0 | 3503.9114 | 100000 | #N/A | 100000 | 0.035039 | 1 | #N/A | 0 | 0.00018595 | 0.005307 | #N/A | 0.005307 |  | 225 | 130.9651 | PASS | 6.9504 | PASS | Eligible | -4.0352 | 10.9856 | 225 | 13.2938 | kWh | 3895.0454 | N/A | N/A | 132.9379 |  | 225 | 1 | -2170 | 207 | 0 | 0 | 10 | 0
Any | SWWH025-01 | DMo | Any | CZ02 | Any | 226 | Heat Pump Water Heater, >45 to ≤55 Gal, UEF=3.09 replacing Storage Natural Gas Water Heater, 50 Gal, UEF=0.63 | 1 | 10 | 2020 | natural gas | electricity | NR |  |  |  |  | -1880 |  | 193 |  | -1880 | 193 | 0 | 0 |  | 0 | 0 |  | TRUE | 10 | 0 | 0 | TRUE | 2020+10 | 2030+00 | TRUE | TRUE | FALSE | FALSE | -1880 | 193 | TRUE | TRUE | FALSE | FALSE | 0 | 0 | TRUE | TRUE | TRUE | -1880 | 193 | 0 | 0 | -18800 | 1930 | 0 | 0 | 3503.9114 | 100000 | #N/A | 100000 | 0.035039 | 1 | #N/A | 0 | 0.00018595 | 0.005307 | #N/A | 0.005307 |  | 226 | 127.1265 | PASS | 6.7466 | PASS | Eligible | -3.4959 | 10.2426 | 226 | 12.8836 | kWh | 3774.8491 | N/A | N/A | 128.8356 |  | 226 | 1 | -1880 | 193 | 0 | 0 | 10 | 0
Any | SWWH025-01 | DMo | Any | CZ03 | Any | 227 | Heat Pump Water Heater, >45 to ≤55 Gal, UEF=3.09 replacing Storage Natural Gas Water Heater, 50 Gal, UEF=0.63 | 1 | 10 | 2020 | natural gas | electricity | NR |  |  |  |  | -1760 |  | 194 |  | -1760 | 194 | 0 | 0 |  | 0 | 0 |  | TRUE | 10 | 0 | 0 | TRUE | 2020+10 | 2030+00 | TRUE | TRUE | FALSE | FALSE | -1760 | 194 | TRUE | TRUE | FALSE | FALSE | 0 | 0 | TRUE | TRUE | TRUE | -1760 | 194 | 0 | 0 | -17600 | 1940 | 0 | 0 | 3503.9114 | 100000 | #N/A | 100000 | 0.035039 | 1 | #N/A | 0 | 0.00018595 | 0.005307 | #N/A | 0.005307 |  | 227 | 132.3312 | PASS | 7.0229 | PASS | Eligible | -3.2728 | 10.2957 | 227 | 13.3931 | kWh | 3924.1488 | N/A | N/A | 133.9312 |  | 227 | 1 | -1760 | 194 | 0 | 0 | 10 | 0
Any | SWWH025-01 | DMo | Any | CZ04 | Any | 228 | Heat Pump Water Heater, >45 to ≤55 Gal, UEF=3.09 replacing Storage Natural Gas Water Heater, 50 Gal, UEF=0.63 | 1 | 10 | 2020 | natural gas | electricity | NR |  |  |  |  | -1720 |  | 188 |  | -1720 | 188 | 0 | 0 |  | 0 | 0 |  | TRUE | 10 | 0 | 0 | TRUE | 2020+10 | 2030+00 | TRUE | TRUE | FALSE | FALSE | -1720 | 188 | TRUE | TRUE | FALSE | FALSE | 0 | 0 | TRUE | TRUE | TRUE | -1720 | 188 | 0 | 0 | -17200 | 1880 | 0 | 0 | 3503.9114 | 100000 | #N/A | 100000 | 0.035039 | 1 | #N/A | 0 | 0.00018595 | 0.005307 | #N/A | 0.005307 |  | 228 | 127.7327 | PASS | 6.7788 | PASS | Eligible | -3.1984 | 9.9772 | 228 | 12.9296 | kWh | 3788.3504 | N/A | N/A | 129.2964 |  | 228 | 1 | -1720 | 188 | 0 | 0 | 10 | 0
Any | SWWH025-01 | DMo | Any | CZ05 | Any | 229 | Heat Pump Water Heater, >45 to ≤55 Gal, UEF=3.09 replacing Storage Natural Gas Water Heater, 50 Gal, UEF=0.63 | 1 | 10 | 2020 | natural gas | electricity | NR |  |  |  |  | -1880 |  | 197 |  | -1880 | 197 | 0 | 0 |  | 0 | 0 |  | TRUE | 10 | 0 | 0 | TRUE | 2020+10 | 2030+00 | TRUE | TRUE | FALSE | FALSE | -1880 | 197 | TRUE | TRUE | FALSE | FALSE | 0 | 0 | TRUE | TRUE | TRUE | -1880 | 197 | 0 | 0 | -18800 | 1970 | 0 | 0 | 3503.9114 | 100000 | #N/A | 100000 | 0.035039 | 1 | #N/A | 0 | 0.00018595 | 0.005307 | #N/A | 0.005307 |  | 229 | 131.1265 | PASS | 6.9589 | PASS | Eligible | -3.4959 | 10.4549 | 229 | 13.2836 | kWh | 3892.0481 | N/A | N/A | 132.8356 |  | 229 | 1 | -1880 | 197 | 0 | 0 | 10 | 0
Any | SWWH025-01 | DMo | Any | CZ06 | Any | 230 | Heat Pump Water Heater, >45 to ≤55 Gal, UEF=3.09 replacing Storage Natural Gas Water Heater, 50 Gal, UEF=0.63 | 1 | 10 | 2020 | natural gas | electricity | NR |  |  |  |  | -1550 |  | 182 |  | -1550 | 182 | 0 | 0 |  | 0 | 0 |  | TRUE | 10 | 0 | 0 | TRUE | 2020+10 | 2030+00 | TRUE | TRUE | FALSE | FALSE | -1550 | 182 | TRUE | TRUE | FALSE | FALSE | 0 | 0 | TRUE | TRUE | TRUE | -1550 | 182 | 0 | 0 | -15500 | 1820 | 0 | 0 | 3503.9114 | 100000 | #N/A | 100000 | 0.035039 | 1 | #N/A | 0 | 0.00018595 | 0.005307 | #N/A | 0.005307 |  | 230 | 127.6894 | PASS | 6.7765 | PASS | Eligible | -2.8823 | 9.6588 | 230 | 12.9099 | kWh | 3782.552 | N/A | N/A | 129.0985 |  | 230 | 1 | -1550 | 182 | 0 | 0 | 10 | 0
Any | SWWH025-01 | DMo | Any | CZ07 | Any | 231 | Heat Pump Water Heater, >45 to ≤55 Gal, UEF=3.09 replacing Storage Natural Gas Water Heater, 50 Gal, UEF=0.63 | 1 | 10 | 2020 | natural gas | electricity | NR |  |  |  |  | -1490 |  | 180 |  | -1490 | 180 | 0 | 0 |  | 0 | 0 |  | TRUE | 10 | 0 | 0 | TRUE | 2020+10 | 2030+00 | TRUE | TRUE | FALSE | FALSE | -1490 | 180 | TRUE | TRUE | FALSE | FALSE | 0 | 0 | TRUE | TRUE | TRUE | -1490 | 180 | 0 | 0 | -14900 | 1800 | 0 | 0 | 3503.9114 | 100000 | #N/A | 100000 | 0.035039 | 1 | #N/A | 0 | 0.00018595 | 0.005307 | #N/A | 0.005307 |  | 231 | 127.7917 | PASS | 6.782 | PASS | Eligible | -2.7707 | 9.5527 | 231 | 12.9146 | kWh | 3783.9525 | N/A | N/A | 129.1463 |  | 231 | 1 | -1490 | 180 | 0 | 0 | 10 | 0
Any | SWWH025-01 | DMo | Any | CZ08 | Any | 232 | Heat Pump Water Heater, >45 to ≤55 Gal, UEF=3.09 replacing Storage Natural Gas Water Heater, 50 Gal, UEF=0.63 | 1 | 10 | 2020 | natural gas | electricity | NR |  |  |  |  | -1470 |  | 178 |  | -1470 | 178 | 0 | 0 |  | 0 | 0 |  | TRUE | 10 | 0 | 0 | TRUE | 2020+10 | 2030+00 | TRUE | TRUE | FALSE | FALSE | -1470 | 178 | TRUE | TRUE | FALSE | FALSE | 0 | 0 | TRUE | TRUE | TRUE | -1470 | 178 | 0 | 0 | -14700 | 1780 | 0 | 0 | 3503.9114 | 100000 | #N/A | 100000 | 0.035039 | 1 | #N/A | 0 | 0.00018595 | 0.005307 | #N/A | 0.005307 |  | 232 | 126.4925 | PASS | 6.713 | PASS | Eligible | -2.7335 | 9.4465 | 232 | 12.7829 | kWh | 3745.3531 | N/A | N/A | 127.8289 |  | 232 | 1 | -1470 | 178 | 0 | 0 | 10 | 0
Any | SWWH025-01 | DMo | Any | CZ09 | Any | 233 | Heat Pump Water Heater, >45 to ≤55 Gal, UEF=3.09 replacing Storage Natural Gas Water Heater, 50 Gal, UEF=0.63 | 1 | 10 | 2020 | natural gas | electricity | NR |  |  |  |  | -1500 |  | 177 |  | -1500 | 177 | 0 | 0 |  | 0 | 0 |  | TRUE | 10 | 0 | 0 | TRUE | 2020+10 | 2030+00 | TRUE | TRUE | FALSE | FALSE | -1500 | 177 | TRUE | TRUE | FALSE | FALSE | 0 | 0 | TRUE | TRUE | TRUE | -1500 | 177 | 0 | 0 | -15000 | 1770 | 0 | 0 | 3503.9114 | 100000 | #N/A | 100000 | 0.035039 | 1 | #N/A | 0 | 0.00018595 | 0.005307 | #N/A | 0.005307 |  | 233 | 124.4413 | PASS | 6.6041 | PASS | Eligible | -2.7893 | 9.3935 | 233 | 12.5805 | kWh | 3686.0533 | N/A | N/A | 125.805 |  | 233 | 1 | -1500 | 177 | 0 | 0 | 10 | 0
Any | SWWH025-01 | DMo | Any | CZ10 | Any | 234 | Heat Pump Water Heater, >45 to ≤55 Gal, UEF=3.09 replacing Storage Natural Gas Water Heater, 50 Gal, UEF=0.63 | 1 | 10 | 2020 | natural gas | electricity | NR |  |  |  |  | -1520 |  | 177 |  | -1520 | 177 | 0 | 0 |  | 0 | 0 |  | TRUE | 10 | 0 | 0 | TRUE | 2020+10 | 2030+00 | TRUE | TRUE | FALSE | FALSE | -1520 | 177 | TRUE | TRUE | FALSE | FALSE | 0 | 0 | TRUE | TRUE | TRUE | -1520 | 177 | 0 | 0 | -15200 | 1770 | 0 | 0 | 3503.9114 | 100000 | #N/A | 100000 | 0.035039 | 1 | #N/A | 0 | 0.00018595 | 0.005307 | #N/A | 0.005307 |  | 234 | 123.7405 | PASS | 6.567 | PASS | Eligible | -2.8265 | 9.3935 | 234 | 12.5122 | kWh | 3666.0533 | N/A | N/A | 125.1224 |  | 234 | 1 | -1520 | 177 | 0 | 0 | 10 | 0
Any | SWWH025-01 | DMo | Any | CZ11 | Any | 235 | Heat Pump Water Heater, >45 to ≤55 Gal, UEF=3.09 replacing Storage Natural Gas Water Heater, 50 Gal, UEF=0.63 | 1 | 10 | 2020 | natural gas | electricity | NR |  |  |  |  | -1710 |  | 179 |  | -1710 | 179 | 0 | 0 |  | 0 | 0 |  | TRUE | 10 | 0 | 0 | TRUE | 2020+10 | 2030+00 | TRUE | TRUE | FALSE | FALSE | -1710 | 179 | TRUE | TRUE | FALSE | FALSE | 0 | 0 | TRUE | TRUE | TRUE | -1710 | 179 | 0 | 0 | -17100 | 1790 | 0 | 0 | 3503.9114 | 100000 | #N/A | 100000 | 0.035039 | 1 | #N/A | 0 | 0.00018595 | 0.005307 | #N/A | 0.005307 |  | 235 | 119.0831 | PASS | 6.3198 | PASS | Eligible | -3.1798 | 9.4996 | 235 | 12.0638 | kWh | 3534.6528 | N/A | N/A | 120.6377 |  | 235 | 1 | -1710 | 179 | 0 | 0 | 10 | 0
Any | SWWH025-01 | DMo | Any | CZ12 | Any | 236 | Heat Pump Water Heater, >45 to ≤55 Gal, UEF=3.09 replacing Storage Natural Gas Water Heater, 50 Gal, UEF=0.63 | 1 | 10 | 2020 | natural gas | electricity | NR |  |  |  |  | -1710 |  | 185 |  | -1710 | 185 | 0 | 0 |  | 0 | 0 |  | TRUE | 10 | 0 | 0 | TRUE | 2020+10 | 2030+00 | TRUE | TRUE | FALSE | FALSE | -1710 | 185 | TRUE | TRUE | FALSE | FALSE | 0 | 0 | TRUE | TRUE | TRUE | -1710 | 185 | 0 | 0 | -17100 | 1850 | 0 | 0 | 3503.9114 | 100000 | #N/A | 100000 | 0.035039 | 1 | #N/A | 0 | 0.00018595 | 0.005307 | #N/A | 0.005307 |  | 236 | 125.0831 | PASS | 6.6382 | PASS | Eligible | -3.1798 | 9.818 | 236 | 12.6638 | kWh | 3710.4512 | N/A | N/A | 126.6377 |  | 236 | 1 | -1710 | 185 | 0 | 0 | 10 | 0
Any | SWWH025-01 | DMo | Any | CZ13 | Any | 237 | Heat Pump Water Heater, >45 to ≤55 Gal, UEF=3.09 replacing Storage Natural Gas Water Heater, 50 Gal, UEF=0.63 | 1 | 10 | 2020 | natural gas | electricity | NR |  |  |  |  | -1630 |  | 177 |  | -1630 | 177 | 0 | 0 |  | 0 | 0 |  | TRUE | 10 | 0 | 0 | TRUE | 2020+10 | 2030+00 | TRUE | TRUE | FALSE | FALSE | -1630 | 177 | TRUE | TRUE | FALSE | FALSE | 0 | 0 | TRUE | TRUE | TRUE | -1630 | 177 | 0 | 0 | -16300 | 1770 | 0 | 0 | 3503.9114 | 100000 | #N/A | 100000 | 0.035039 | 1 | #N/A | 0 | 0.00018595 | 0.005307 | #N/A | 0.005307 |  | 237 | 119.8862 | PASS | 6.3624 | PASS | Eligible | -3.031 | 9.3935 | 237 | 12.1368 | kWh | 3556.0533 | N/A | N/A | 121.3681 |  | 237 | 1 | -1630 | 177 | 0 | 0 | 10 | 0
Any | SWWH025-01 | DMo | Any | CZ14 | Any | 238 | Heat Pump Water Heater, >45 to ≤55 Gal, UEF=3.09 replacing Storage Natural Gas Water Heater, 50 Gal, UEF=0.63 | 1 | 10 | 2020 | natural gas | electricity | NR |  |  |  |  | -1780 |  | 180 |  | -1780 | 180 | 0 | 0 |  | 0 | 0 |  | TRUE | 10 | 0 | 0 | TRUE | 2020+10 | 2030+00 | TRUE | TRUE | FALSE | FALSE | -1780 | 180 | TRUE | TRUE | FALSE | FALSE | 0 | 0 | TRUE | TRUE | TRUE | -1780 | 180 | 0 | 0 | -17800 | 1800 | 0 | 0 | 3503.9114 | 100000 | #N/A | 100000 | 0.035039 | 1 | #N/A | 0 | 0.00018595 | 0.005307 | #N/A | 0.005307 |  | 238 | 117.6304 | PASS | 6.2427 | PASS | Eligible | -3.31 | 9.5527 | 238 | 11.9249 | kWh | 3493.9525 | N/A | N/A | 119.2486 |  | 238 | 1 | -1780 | 180 | 0 | 0 | 10 | 0
Any | SWWH025-01 | DMo | Any | CZ15 | Any | 239 | Heat Pump Water Heater, >45 to ≤55 Gal, UEF=3.09 replacing Storage Natural Gas Water Heater, 50 Gal, UEF=0.63 | 1 | 10 | 2020 | natural gas | electricity | NR |  |  |  |  | -1140 |  | 149 |  | -1140 | 149 | 0 | 0 |  | 0 | 0 |  | TRUE | 10 | 0 | 0 | TRUE | 2020+10 | 2030+00 | TRUE | TRUE | FALSE | FALSE | -1140 | 149 | TRUE | TRUE | FALSE | FALSE | 0 | 0 | TRUE | TRUE | TRUE | -1140 | 149 | 0 | 0 | -11400 | 1490 | 0 | 0 | 3503.9114 | 100000 | #N/A | 100000 | 0.035039 | 1 | #N/A | 0 | 0.00018595 | 0.005307 | #N/A | 0.005307 |  | 239 | 109.0554 | PASS | 5.7876 | PASS | Eligible | -2.1199 | 7.9075 | 239 | 11.0092 | kWh | 3225.6607 | N/A | N/A | 110.0918 |  | 239 | 1 | -1140 | 149 | 0 | 0 | 10 | 0
Any | SWWH025-01 | DMo | Any | CZ16 | Any | 240 | Heat Pump Water Heater, >45 to ≤55 Gal, UEF=3.09 replacing Storage Natural Gas Water Heater, 50 Gal, UEF=0.63 | 1 | 10 | 2020 | natural gas | electricity | NR |  |  |  |  | -2610 |  | 207 |  | -2610 | 207 | 0 | 0 |  | 0 | 0 |  | TRUE | 10 | 0 | 0 | TRUE | 2020+10 | 2030+00 | TRUE | TRUE | FALSE | FALSE | -2610 | 207 | TRUE | TRUE | FALSE | FALSE | 0 | 0 | TRUE | TRUE | TRUE | -2610 | 207 | 0 | 0 | -26100 | 2070 | 0 | 0 | 3503.9114 | 100000 | #N/A | 100000 | 0.035039 | 1 | #N/A | 0 | 0.00018595 | 0.005307 | #N/A | 0.005307 |  | 240 | 115.5479 | PASS | 6.1322 | PASS | Eligible | -4.8534 | 10.9856 | 240 | 11.7921 | kWh | 3455.0454 | N/A | N/A | 117.9207 |  | 240 | 1 | -2610 | 207 | 0 | 0 | 10 | 0
Any | SWWH025-01 | SFm | Any | CZ01 | Any | 241 | Heat Pump Water Heater, >55 to ≤75 Gal, UEF=3.33 replacing Storage Natural Gas Water Heater, 60 Gal, UEF=0.77 | 1 | 10 | 2020 | natural gas | electricity | NR |  |  |  |  | -2220 |  | 166 |  | -2220 | 166 | 0 | 0 |  | 0 | 0 |  | TRUE | 10 | 0 | 0 | TRUE | 2020+10 | 2030+00 | TRUE | TRUE | FALSE | FALSE | -2220 | 166 | TRUE | TRUE | FALSE | FALSE | 0 | 0 | TRUE | TRUE | TRUE | -2220 | 166 | 0 | 0 | -22200 | 1660 | 0 | 0 | 3503.9114 | 100000 | #N/A | 100000 | 0.035039 | 1 | #N/A | 0 | 0.00018595 | 0.005307 | #N/A | 0.005307 |  | 241 | 88.2132 | PASS | 4.6815 | PASS | Eligible | -4.1282 | 8.8097 | 241 | 9.0231 | kWh | 2643.7562 | N/A | N/A | 90.2314 |  | 241 | 1 | -2220 | 166 | 0 | 0 | 10 | 0
Any | SWWH025-01 | SFm | Any | CZ02 | Any | 242 | Heat Pump Water Heater, >55 to ≤75 Gal, UEF=3.33 replacing Storage Natural Gas Water Heater, 60 Gal, UEF=0.77 | 1 | 10 | 2020 | natural gas | electricity | NR |  |  |  |  | -1890 |  | 155 |  | -1890 | 155 | 0 | 0 |  | 0 | 0 |  | TRUE | 10 | 0 | 0 | TRUE | 2020+10 | 2030+00 | TRUE | TRUE | FALSE | FALSE | -1890 | 155 | TRUE | TRUE | FALSE | FALSE | 0 | 0 | TRUE | TRUE | TRUE | -1890 | 155 | 0 | 0 | -18900 | 1550 | 0 | 0 | 3503.9114 | 100000 | #N/A | 100000 | 0.035039 | 1 | #N/A | 0 | 0.00018595 | 0.005307 | #N/A | 0.005307 |  | 242 | 88.7761 | PASS | 4.7114 | PASS | Eligible | -3.5145 | 8.2259 | 242 | 9.0494 | kWh | 2651.4591 | N/A | N/A | 90.4943 |  | 242 | 1 | -1890 | 155 | 0 | 0 | 10 | 0
Any | SWWH025-01 | SFm | Any | CZ03 | Any | 243 | Heat Pump Water Heater, >55 to ≤75 Gal, UEF=3.33 replacing Storage Natural Gas Water Heater, 60 Gal, UEF=0.77 | 1 | 10 | 2020 | natural gas | electricity | NR |  |  |  |  | -1850 |  | 156 |  | -1850 | 156 | 0 | 0 |  | 0 | 0 |  | TRUE | 10 | 0 | 0 | TRUE | 2020+10 | 2030+00 | TRUE | TRUE | FALSE | FALSE | -1850 | 156 | TRUE | TRUE | FALSE | FALSE | 0 | 0 | TRUE | TRUE | TRUE | -1850 | 156 | 0 | 0 | -18500 | 1560 | 0 | 0 | 3503.9114 | 100000 | #N/A | 100000 | 0.035039 | 1 | #N/A | 0 | 0.00018595 | 0.005307 | #N/A | 0.005307 |  | 243 | 91.1776 | PASS | 4.8388 | PASS | Eligible | -3.4401 | 8.279 | 243 | 9.2859 | kWh | 2720.7589 | N/A | N/A | 92.8595 |  | 243 | 1 | -1850 | 156 | 0 | 0 | 10 | 0
Any | SWWH025-01 | SFm | Any | CZ04 | Any | 244 | Heat Pump Water Heater, >55 to ≤75 Gal, UEF=3.33 replacing Storage Natural Gas Water Heater, 60 Gal, UEF=0.77 | 1 | 10 | 2020 | natural gas | electricity | NR |  |  |  |  | -1770 |  | 151 |  | -1770 | 151 | 0 | 0 |  | 0 | 0 |  | TRUE | 10 | 0 | 0 | TRUE | 2020+10 | 2030+00 | TRUE | TRUE | FALSE | FALSE | -1770 | 151 | TRUE | TRUE | FALSE | FALSE | 0 | 0 | TRUE | TRUE | TRUE | -1770 | 151 | 0 | 0 | -17700 | 1510 | 0 | 0 | 3503.9114 | 100000 | #N/A | 100000 | 0.035039 | 1 | #N/A | 0 | 0.00018595 | 0.005307 | #N/A | 0.005307 |  | 244 | 88.9808 | PASS | 4.7222 | PASS | Eligible | -3.2914 | 8.0136 | 244 | 9.059 | kWh | 2654.2602 | N/A | N/A | 90.5899 |  | 244 | 1 | -1770 | 151 | 0 | 0 | 10 | 0
Any | SWWH025-01 | SFm | Any | CZ05 | Any | 245 | Heat Pump Water Heater, >55 to ≤75 Gal, UEF=3.33 replacing Storage Natural Gas Water Heater, 60 Gal, UEF=0.77 | 1 | 10 | 2020 | natural gas | electricity | NR |  |  |  |  | -1910 |  | 158 |  | -1910 | 158 | 0 | 0 |  | 0 | 0 |  | TRUE | 10 | 0 | 0 | TRUE | 2020+10 | 2030+00 | TRUE | TRUE | FALSE | FALSE | -1910 | 158 | TRUE | TRUE | FALSE | FALSE | 0 | 0 | TRUE | TRUE | TRUE | -1910 | 158 | 0 | 0 | -19100 | 1580 | 0 | 0 | 3503.9114 | 100000 | #N/A | 100000 | 0.035039 | 1 | #N/A | 0 | 0.00018595 | 0.005307 | #N/A | 0.005307 |  | 245 | 91.0753 | PASS | 4.8334 | PASS | Eligible | -3.5517 | 8.3851 | 245 | 9.2812 | kWh | 2719.3583 | N/A | N/A | 92.8117 |  | 245 | 1 | -1910 | 158 | 0 | 0 | 10 | 0
Any | SWWH025-01 | SFm | Any | CZ06 | Any | 246 | Heat Pump Water Heater, >55 to ≤75 Gal, UEF=3.33 replacing Storage Natural Gas Water Heater, 60 Gal, UEF=0.77 | 1 | 10 | 2020 | natural gas | electricity | NR |  |  |  |  | -1640 |  | 147 |  | -1640 | 147 | 0 | 0 |  | 0 | 0 |  | TRUE | 10 | 0 | 0 | TRUE | 2020+10 | 2030+00 | TRUE | TRUE | FALSE | FALSE | -1640 | 147 | TRUE | TRUE | FALSE | FALSE | 0 | 0 | TRUE | TRUE | TRUE | -1640 | 147 | 0 | 0 | -16400 | 1470 | 0 | 0 | 3503.9114 | 100000 | #N/A | 100000 | 0.035039 | 1 | #N/A | 0 | 0.00018595 | 0.005307 | #N/A | 0.005307 |  | 246 | 89.5359 | PASS | 4.7517 | PASS | Eligible | -3.0496 | 7.8013 | 246 | 9.1027 | kWh | 2667.0612 | N/A | N/A | 91.0268 |  | 246 | 1 | -1640 | 147 | 0 | 0 | 10 | 0
Any | SWWH025-01 | SFm | Any | CZ07 | Any | 247 | Heat Pump Water Heater, >55 to ≤75 Gal, UEF=3.33 replacing Storage Natural Gas Water Heater, 60 Gal, UEF=0.77 | 1 | 10 | 2020 | natural gas | electricity | NR |  |  |  |  | -1590 |  | 145 |  | -1590 | 145 | 0 | 0 |  | 0 | 0 |  | TRUE | 10 | 0 | 0 | TRUE | 2020+10 | 2030+00 | TRUE | TRUE | FALSE | FALSE | -1590 | 145 | TRUE | TRUE | FALSE | FALSE | 0 | 0 | TRUE | TRUE | TRUE | -1590 | 145 | 0 | 0 | -15900 | 1450 | 0 | 0 | 3503.9114 | 100000 | #N/A | 100000 | 0.035039 | 1 | #N/A | 0 | 0.00018595 | 0.005307 | #N/A | 0.005307 |  | 247 | 89.2878 | PASS | 4.7385 | PASS | Eligible | -2.9567 | 7.6952 | 247 | 9.0733 | kWh | 2658.4618 | N/A | N/A | 90.7333 |  | 247 | 1 | -1590 | 145 | 0 | 0 | 10 | 0
Any | SWWH025-01 | SFm | Any | CZ08 | Any | 248 | Heat Pump Water Heater, >55 to ≤75 Gal, UEF=3.33 replacing Storage Natural Gas Water Heater, 60 Gal, UEF=0.77 | 1 | 10 | 2020 | natural gas | electricity | NR |  |  |  |  | -1560 |  | 143 |  | -1560 | 143 | 0 | 0 |  | 0 | 0 |  | TRUE | 10 | 0 | 0 | TRUE | 2020+10 | 2030+00 | TRUE | TRUE | FALSE | FALSE | -1560 | 143 | TRUE | TRUE | FALSE | FALSE | 0 | 0 | TRUE | TRUE | TRUE | -1560 | 143 | 0 | 0 | -15600 | 1430 | 0 | 0 | 3503.9114 | 100000 | #N/A | 100000 | 0.035039 | 1 | #N/A | 0 | 0.00018595 | 0.005307 | #N/A | 0.005307 |  | 248 | 88.339 | PASS | 4.6882 | PASS | Eligible | -2.9009 | 7.5891 | 248 | 8.9757 | kWh | 2629.8623 | N/A | N/A | 89.7572 |  | 248 | 1 | -1560 | 143 | 0 | 0 | 10 | 0
Any | SWWH025-01 | SFm | Any | CZ09 | Any | 249 | Heat Pump Water Heater, >55 to ≤75 Gal, UEF=3.33 replacing Storage Natural Gas Water Heater, 60 Gal, UEF=0.77 | 1 | 10 | 2020 | natural gas | electricity | NR |  |  |  |  | -1560 |  | 143 |  | -1560 | 143 | 0 | 0 |  | 0 | 0 |  | TRUE | 10 | 0 | 0 | TRUE | 2020+10 | 2030+00 | TRUE | TRUE | FALSE | FALSE | -1560 | 143 | TRUE | TRUE | FALSE | FALSE | 0 | 0 | TRUE | TRUE | TRUE | -1560 | 143 | 0 | 0 | -15600 | 1430 | 0 | 0 | 3503.9114 | 100000 | #N/A | 100000 | 0.035039 | 1 | #N/A | 0 | 0.00018595 | 0.005307 | #N/A | 0.005307 |  | 249 | 88.339 | PASS | 4.6882 | PASS | Eligible | -2.9009 | 7.5891 | 249 | 8.9757 | kWh | 2629.8623 | N/A | N/A | 89.7572 |  | 249 | 1 | -1560 | 143 | 0 | 0 | 10 | 0
Any | SWWH025-01 | SFm | Any | CZ10 | Any | 250 | Heat Pump Water Heater, >55 to ≤75 Gal, UEF=3.33 replacing Storage Natural Gas Water Heater, 60 Gal, UEF=0.77 | 1 | 10 | 2020 | natural gas | electricity | NR |  |  |  |  | -1560 |  | 142 |  | -1560 | 142 | 0 | 0 |  | 0 | 0 |  | TRUE | 10 | 0 | 0 | TRUE | 2020+10 | 2030+00 | TRUE | TRUE | FALSE | FALSE | -1560 | 142 | TRUE | TRUE | FALSE | FALSE | 0 | 0 | TRUE | TRUE | TRUE | -1560 | 142 | 0 | 0 | -15600 | 1420 | 0 | 0 | 3503.9114 | 100000 | #N/A | 100000 | 0.035039 | 1 | #N/A | 0 | 0.00018595 | 0.005307 | #N/A | 0.005307 |  | 250 | 87.339 | PASS | 4.6351 | PASS | Eligible | -2.9009 | 7.536 | 250 | 8.8757 | kWh | 2600.5626 | N/A | N/A | 88.7572 |  | 250 | 1 | -1560 | 142 | 0 | 0 | 10 | 0
Any | SWWH025-01 | SFm | Any | CZ11 | Any | 251 | Heat Pump Water Heater, >55 to ≤75 Gal, UEF=3.33 replacing Storage Natural Gas Water Heater, 60 Gal, UEF=0.77 | 1 | 10 | 2020 | natural gas | electricity | NR |  |  |  |  | -1710 |  | 144 |  | -1710 | 144 | 0 | 0 |  | 0 | 0 |  | TRUE | 10 | 0 | 0 | TRUE | 2020+10 | 2030+00 | TRUE | TRUE | FALSE | FALSE | -1710 | 144 | TRUE | TRUE | FALSE | FALSE | 0 | 0 | TRUE | TRUE | TRUE | -1710 | 144 | 0 | 0 | -17100 | 1440 | 0 | 0 | 3503.9114 | 100000 | #N/A | 100000 | 0.035039 | 1 | #N/A | 0 | 0.00018595 | 0.005307 | #N/A | 0.005307 |  | 251 | 84.0831 | PASS | 4.4623 | PASS | Eligible | -3.1798 | 7.6421 | 251 | 8.5638 | kWh | 2509.162 | N/A | N/A | 85.6377 |  | 251 | 1 | -1710 | 144 | 0 | 0 | 10 | 0
Any | SWWH025-01 | SFm | Any | CZ12 | Any | 252 | Heat Pump Water Heater, >55 to ≤75 Gal, UEF=3.33 replacing Storage Natural Gas Water Heater, 60 Gal, UEF=0.77 | 1 | 10 | 2020 | natural gas | electricity | NR |  |  |  |  | -1750 |  | 149 |  | -1750 | 149 | 0 | 0 |  | 0 | 0 |  | TRUE | 10 | 0 | 0 | TRUE | 2020+10 | 2030+00 | TRUE | TRUE | FALSE | FALSE | -1750 | 149 | TRUE | TRUE | FALSE | FALSE | 0 | 0 | TRUE | TRUE | TRUE | -1750 | 149 | 0 | 0 | -17500 | 1490 | 0 | 0 | 3503.9114 | 100000 | #N/A | 100000 | 0.035039 | 1 | #N/A | 0 | 0.00018595 | 0.005307 | #N/A | 0.005307 |  | 252 | 87.6816 | PASS | 4.6533 | PASS | Eligible | -3.2542 | 7.9075 | 252 | 8.9273 | kWh | 2615.6607 | N/A | N/A | 89.2725 |  | 252 | 1 | -1750 | 149 | 0 | 0 | 10 | 0
Any | SWWH025-01 | SFm | Any | CZ13 | Any | 253 | Heat Pump Water Heater, >55 to ≤75 Gal, UEF=3.33 replacing Storage Natural Gas Water Heater, 60 Gal, UEF=0.77 | 1 | 10 | 2020 | natural gas | electricity | NR |  |  |  |  | -1640 |  | 143 |  | -1640 | 143 | 0 | 0 |  | 0 | 0 |  | TRUE | 10 | 0 | 0 | TRUE | 2020+10 | 2030+00 | TRUE | TRUE | FALSE | FALSE | -1640 | 143 | TRUE | TRUE | FALSE | FALSE | 0 | 0 | TRUE | TRUE | TRUE | -1640 | 143 | 0 | 0 | -16400 | 1430 | 0 | 0 | 3503.9114 | 100000 | #N/A | 100000 | 0.035039 | 1 | #N/A | 0 | 0.00018595 | 0.005307 | #N/A | 0.005307 |  | 253 | 85.5359 | PASS | 4.5394 | PASS | Eligible | -3.0496 | 7.5891 | 253 | 8.7027 | kWh | 2549.8623 | N/A | N/A | 87.0268 |  | 253 | 1 | -1640 | 143 | 0 | 0 | 10 | 0
Any | SWWH025-01 | SFm | Any | CZ14 | Any | 254 | Heat Pump Water Heater, >55 to ≤75 Gal, UEF=3.33 replacing Storage Natural Gas Water Heater, 60 Gal, UEF=0.77 | 1 | 10 | 2020 | natural gas | electricity | NR |  |  |  |  | -1750 |  | 145 |  | -1750 | 145 | 0 | 0 |  | 0 | 0 |  | TRUE | 10 | 0 | 0 | TRUE | 2020+10 | 2030+00 | TRUE | TRUE | FALSE | FALSE | -1750 | 145 | TRUE | TRUE | FALSE | FALSE | 0 | 0 | TRUE | TRUE | TRUE | -1750 | 145 | 0 | 0 | -17500 | 1450 | 0 | 0 | 3503.9114 | 100000 | #N/A | 100000 | 0.035039 | 1 | #N/A | 0 | 0.00018595 | 0.005307 | #N/A | 0.005307 |  | 254 | 83.6816 | PASS | 4.441 | PASS | Eligible | -3.2542 | 7.6952 | 254 | 8.5273 | kWh | 2498.4618 | N/A | N/A | 85.2725 |  | 254 | 1 | -1750 | 145 | 0 | 0 | 10 | 0
Any | SWWH025-01 | SFm | Any | CZ15 | Any | 255 | Heat Pump Water Heater, >55 to ≤75 Gal, UEF=3.33 replacing Storage Natural Gas Water Heater, 60 Gal, UEF=0.77 | 1 | 10 | 2020 | natural gas | electricity | NR |  |  |  |  | -1200 |  | 122 |  | -1200 | 122 | 0 | 0 |  | 0 | 0 |  | TRUE | 10 | 0 | 0 | TRUE | 2020+10 | 2030+00 | TRUE | TRUE | FALSE | FALSE | -1200 | 122 | TRUE | TRUE | FALSE | FALSE | 0 | 0 | TRUE | TRUE | TRUE | -1200 | 122 | 0 | 0 | -12000 | 1220 | 0 | 0 | 3503.9114 | 100000 | #N/A | 100000 | 0.035039 | 1 | #N/A | 0 | 0.00018595 | 0.005307 | #N/A | 0.005307 |  | 255 | 79.9531 | PASS | 4.2431 | PASS | Eligible | -2.2314 | 6.4746 | 255 | 8.1044 | kWh | 2374.5678 | N/A | N/A | 81.044 |  | 255 | 1 | -1200 | 122 | 0 | 0 | 10 | 0
Any | SWWH025-01 | SFm | Any | CZ16 | Any | 256 | Heat Pump Water Heater, >55 to ≤75 Gal, UEF=3.33 replacing Storage Natural Gas Water Heater, 60 Gal, UEF=0.77 | 1 | 10 | 2020 | natural gas | electricity | NR |  |  |  |  | -2640 |  | 165 |  | -2640 | 165 | 0 | 0 |  | 0 | 0 |  | TRUE | 10 | 0 | 0 | TRUE | 2020+10 | 2030+00 | TRUE | TRUE | FALSE | FALSE | -2640 | 165 | TRUE | TRUE | FALSE | FALSE | 0 | 0 | TRUE | TRUE | TRUE | -2640 | 165 | 0 | 0 | -26400 | 1650 | 0 | 0 | 3503.9114 | 100000 | #N/A | 100000 | 0.035039 | 1 | #N/A | 0 | 0.00018595 | 0.005307 | #N/A | 0.005307 |  | 256 | 72.4967 | PASS | 3.8474 | PASS | Eligible | -4.9092 | 8.7566 | 256 | 7.4897 | kWh | 2194.4565 | N/A | N/A | 74.8968 |  | 256 | 1 | -2640 | 165 | 0 | 0 | 10 | 0
Any | SWWH025-01 | MFm | Any | CZ01 | Any | 257 | Heat Pump Water Heater, >55 to ≤75 Gal, UEF=3.33 replacing Storage Natural Gas Water Heater, 60 Gal, UEF=0.77 | 1 | 10 | 2020 | natural gas | electricity | NR |  |  |  |  | -1360 |  | 138 |  | -1360 | 138 | 0 | 0 |  | 0 | 0 |  | TRUE | 10 | 0 | 0 | TRUE | 2020+10 | 2030+00 | TRUE | TRUE | FALSE | FALSE | -1360 | 138 | TRUE | TRUE | FALSE | FALSE | 0 | 0 | TRUE | TRUE | TRUE | -1360 | 138 | 0 | 0 | -13600 | 1380 | 0 | 0 | 3503.9114 | 100000 | #N/A | 100000 | 0.035039 | 1 | #N/A | 0 | 0.00018595 | 0.005307 | #N/A | 0.005307 |  | 257 | 90.3468 | PASS | 4.7947 | PASS | Eligible | -2.529 | 7.3237 | 257 | 9.1583 | kWh | 2683.3636 | N/A | N/A | 91.5832 |  | 257 | 1 | -1360 | 138 | 0 | 0 | 10 | 0
Any | SWWH025-01 | MFm | Any | CZ02 | Any | 258 | Heat Pump Water Heater, >55 to ≤75 Gal, UEF=3.33 replacing Storage Natural Gas Water Heater, 60 Gal, UEF=0.77 | 1 | 10 | 2020 | natural gas | electricity | NR |  |  |  |  | -1260 |  | 130 |  | -1260 | 130 | 0 | 0 |  | 0 | 0 |  | TRUE | 10 | 0 | 0 | TRUE | 2020+10 | 2030+00 | TRUE | TRUE | FALSE | FALSE | -1260 | 130 | TRUE | TRUE | FALSE | FALSE | 0 | 0 | TRUE | TRUE | TRUE | -1260 | 130 | 0 | 0 | -12600 | 1300 | 0 | 0 | 3503.9114 | 100000 | #N/A | 100000 | 0.035039 | 1 | #N/A | 0 | 0.00018595 | 0.005307 | #N/A | 0.005307 |  | 258 | 85.8507 | PASS | 4.5561 | PASS | Eligible | -2.343 | 6.8991 | 258 | 8.6996 | kWh | 2548.9657 | N/A | N/A | 86.9962 |  | 258 | 1 | -1260 | 130 | 0 | 0 | 10 | 0
Any | SWWH025-01 | MFm | Any | CZ03 | Any | 259 | Heat Pump Water Heater, >55 to ≤75 Gal, UEF=3.33 replacing Storage Natural Gas Water Heater, 60 Gal, UEF=0.77 | 1 | 10 | 2020 | natural gas | electricity | NR |  |  |  |  | -1250 |  | 130 |  | -1250 | 130 | 0 | 0 |  | 0 | 0 |  | TRUE | 10 | 0 | 0 | TRUE | 2020+10 | 2030+00 | TRUE | TRUE | FALSE | FALSE | -1250 | 130 | TRUE | TRUE | FALSE | FALSE | 0 | 0 | TRUE | TRUE | TRUE | -1250 | 130 | 0 | 0 | -12500 | 1300 | 0 | 0 | 3503.9114 | 100000 | #N/A | 100000 | 0.035039 | 1 | #N/A | 0 | 0.00018595 | 0.005307 | #N/A | 0.005307 |  | 259 | 86.2011 | PASS | 4.5747 | PASS | Eligible | -2.3244 | 6.8991 | 259 | 8.7338 | kWh | 2558.9657 | N/A | N/A | 87.3375 |  | 259 | 1 | -1250 | 130 | 0 | 0 | 10 | 0
Any | SWWH025-01 | MFm | Any | CZ04 | Any | 260 | Heat Pump Water Heater, >55 to ≤75 Gal, UEF=3.33 replacing Storage Natural Gas Water Heater, 60 Gal, UEF=0.77 | 1 | 10 | 2020 | natural gas | electricity | NR |  |  |  |  | -1220 |  | 127 |  | -1220 | 127 | 0 | 0 |  | 0 | 0 |  | TRUE | 10 | 0 | 0 | TRUE | 2020+10 | 2030+00 | TRUE | TRUE | FALSE | FALSE | -1220 | 127 | TRUE | TRUE | FALSE | FALSE | 0 | 0 | TRUE | TRUE | TRUE | -1220 | 127 | 0 | 0 | -12200 | 1270 | 0 | 0 | 3503.9114 | 100000 | #N/A | 100000 | 0.035039 | 1 | #N/A | 0 | 0.00018595 | 0.005307 | #N/A | 0.005307 |  | 260 | 84.2523 | PASS | 4.4713 | PASS | Eligible | -2.2686 | 6.7399 | 260 | 8.5361 | kWh | 2501.0665 | N/A | N/A | 85.3614 |  | 260 | 1 | -1220 | 127 | 0 | 0 | 10 | 0
Any | SWWH025-01 | MFm | Any | CZ05 | Any | 261 | Heat Pump Water Heater, >55 to ≤75 Gal, UEF=3.33 replacing Storage Natural Gas Water Heater, 60 Gal, UEF=0.77 | 1 | 10 | 2020 | natural gas | electricity | NR |  |  |  |  | -1260 |  | 132 |  | -1260 | 132 | 0 | 0 |  | 0 | 0 |  | TRUE | 10 | 0 | 0 | TRUE | 2020+10 | 2030+00 | TRUE | TRUE | FALSE | FALSE | -1260 | 132 | TRUE | TRUE | FALSE | FALSE | 0 | 0 | TRUE | TRUE | TRUE | -1260 | 132 | 0 | 0 | -12600 | 1320 | 0 | 0 | 3503.9114 | 100000 | #N/A | 100000 | 0.035039 | 1 | #N/A | 0 | 0.00018595 | 0.005307 | #N/A | 0.005307 |  | 261 | 87.8507 | PASS | 4.6623 | PASS | Eligible | -2.343 | 7.0053 | 261 | 8.8996 | kWh | 2607.5652 | N/A | N/A | 88.9962 |  | 261 | 1 | -1260 | 132 | 0 | 0 | 10 | 0
Any | SWWH025-01 | MFm | Any | CZ06 | Any | 262 | Heat Pump Water Heater, >55 to ≤75 Gal, UEF=3.33 replacing Storage Natural Gas Water Heater, 60 Gal, UEF=0.77 | 1 | 10 | 2020 | natural gas | electricity | NR |  |  |  |  | -1170 |  | 124 |  | -1170 | 124 | 0 | 0 |  | 0 | 0 |  | TRUE | 10 | 0 | 0 | TRUE | 2020+10 | 2030+00 | TRUE | TRUE | FALSE | FALSE | -1170 | 124 | TRUE | TRUE | FALSE | FALSE | 0 | 0 | TRUE | TRUE | TRUE | -1170 | 124 | 0 | 0 | -11700 | 1240 | 0 | 0 | 3503.9114 | 100000 | #N/A | 100000 | 0.035039 | 1 | #N/A | 0 | 0.00018595 | 0.005307 | #N/A | 0.005307 |  | 262 | 83.0042 | PASS | 4.4051 | PASS | Eligible | -2.1757 | 6.5807 | 262 | 8.4068 | kWh | 2463.1673 | N/A | N/A | 84.0679 |  | 262 | 1 | -1170 | 124 | 0 | 0 | 10 | 0
Any | SWWH025-01 | MFm | Any | CZ07 | Any | 263 | Heat Pump Water Heater, >55 to ≤75 Gal, UEF=3.33 replacing Storage Natural Gas Water Heater, 60 Gal, UEF=0.77 | 1 | 10 | 2020 | natural gas | electricity | NR |  |  |  |  | -1150 |  | 123 |  | -1150 | 123 | 0 | 0 |  | 0 | 0 |  | TRUE | 10 | 0 | 0 | TRUE | 2020+10 | 2030+00 | TRUE | TRUE | FALSE | FALSE | -1150 | 123 | TRUE | TRUE | FALSE | FALSE | 0 | 0 | TRUE | TRUE | TRUE | -1150 | 123 | 0 | 0 | -11500 | 1230 | 0 | 0 | 3503.9114 | 100000 | #N/A | 100000 | 0.035039 | 1 | #N/A | 0 | 0.00018595 | 0.005307 | #N/A | 0.005307 |  | 263 | 82.705 | PASS | 4.3892 | PASS | Eligible | -2.1385 | 6.5277 | 263 | 8.375 | kWh | 2453.8676 | N/A | N/A | 83.7505 |  | 263 | 1 | -1150 | 123 | 0 | 0 | 10 | 0
Any | SWWH025-01 | MFm | Any | CZ08 | Any | 264 | Heat Pump Water Heater, >55 to ≤75 Gal, UEF=3.33 replacing Storage Natural Gas Water Heater, 60 Gal, UEF=0.77 | 1 | 10 | 2020 | natural gas | electricity | NR |  |  |  |  | -1140 |  | 121 |  | -1140 | 121 | 0 | 0 |  | 0 | 0 |  | TRUE | 10 | 0 | 0 | TRUE | 2020+10 | 2030+00 | TRUE | TRUE | FALSE | FALSE | -1140 | 121 | TRUE | TRUE | FALSE | FALSE | 0 | 0 | TRUE | TRUE | TRUE | -1140 | 121 | 0 | 0 | -11400 | 1210 | 0 | 0 | 3503.9114 | 100000 | #N/A | 100000 | 0.035039 | 1 | #N/A | 0 | 0.00018595 | 0.005307 | #N/A | 0.005307 |  | 264 | 81.0554 | PASS | 4.3016 | PASS | Eligible | -2.1199 | 6.4215 | 264 | 8.2092 | kWh | 2405.2681 | N/A | N/A | 82.0918 |  | 264 | 1 | -1140 | 121 | 0 | 0 | 10 | 0
Any | SWWH025-01 | MFm | Any | CZ09 | Any | 265 | Heat Pump Water Heater, >55 to ≤75 Gal, UEF=3.33 replacing Storage Natural Gas Water Heater, 60 Gal, UEF=0.77 | 1 | 10 | 2020 | natural gas | electricity | NR |  |  |  |  | -1140 |  | 121 |  | -1140 | 121 | 0 | 0 |  | 0 | 0 |  | TRUE | 10 | 0 | 0 | TRUE | 2020+10 | 2030+00 | TRUE | TRUE | FALSE | FALSE | -1140 | 121 | TRUE | TRUE | FALSE | FALSE | 0 | 0 | TRUE | TRUE | TRUE | -1140 | 121 | 0 | 0 | -11400 | 1210 | 0 | 0 | 3503.9114 | 100000 | #N/A | 100000 | 0.035039 | 1 | #N/A | 0 | 0.00018595 | 0.005307 | #N/A | 0.005307 |  | 265 | 81.0554 | PASS | 4.3016 | PASS | Eligible | -2.1199 | 6.4215 | 265 | 8.2092 | kWh | 2405.2681 | N/A | N/A | 82.0918 |  | 265 | 1 | -1140 | 121 | 0 | 0 | 10 | 0
Any | SWWH025-01 | MFm | Any | CZ10 | Any | 266 | Heat Pump Water Heater, >55 to ≤75 Gal, UEF=3.33 replacing Storage Natural Gas Water Heater, 60 Gal, UEF=0.77 | 1 | 10 | 2020 | natural gas | electricity | NR |  |  |  |  | -1140 |  | 121 |  | -1140 | 121 | 0 | 0 |  | 0 | 0 |  | TRUE | 10 | 0 | 0 | TRUE | 2020+10 | 2030+00 | TRUE | TRUE | FALSE | FALSE | -1140 | 121 | TRUE | TRUE | FALSE | FALSE | 0 | 0 | TRUE | TRUE | TRUE | -1140 | 121 | 0 | 0 | -11400 | 1210 | 0 | 0 | 3503.9114 | 100000 | #N/A | 100000 | 0.035039 | 1 | #N/A | 0 | 0.00018595 | 0.005307 | #N/A | 0.005307 |  | 266 | 81.0554 | PASS | 4.3016 | PASS | Eligible | -2.1199 | 6.4215 | 266 | 8.2092 | kWh | 2405.2681 | N/A | N/A | 82.0918 |  | 266 | 1 | -1140 | 121 | 0 | 0 | 10 | 0
Any | SWWH025-01 | MFm | Any | CZ11 | Any | 267 | Heat Pump Water Heater, >55 to ≤75 Gal, UEF=3.33 replacing Storage Natural Gas Water Heater, 60 Gal, UEF=0.77 | 1 | 10 | 2020 | natural gas | electricity | NR |  |  |  |  | -1170 |  | 123 |  | -1170 | 123 | 0 | 0 |  | 0 | 0 |  | TRUE | 10 | 0 | 0 | TRUE | 2020+10 | 2030+00 | TRUE | TRUE | FALSE | FALSE | -1170 | 123 | TRUE | TRUE | FALSE | FALSE | 0 | 0 | TRUE | TRUE | TRUE | -1170 | 123 | 0 | 0 | -11700 | 1230 | 0 | 0 | 3503.9114 | 100000 | #N/A | 100000 | 0.035039 | 1 | #N/A | 0 | 0.00018595 | 0.005307 | #N/A | 0.005307 |  | 267 | 82.0042 | PASS | 4.352 | PASS | Eligible | -2.1757 | 6.5277 | 267 | 8.3068 | kWh | 2433.8676 | N/A | N/A | 83.0679 |  | 267 | 1 | -1170 | 123 | 0 | 0 | 10 | 0
Any | SWWH025-01 | MFm | Any | CZ12 | Any | 268 | Heat Pump Water Heater, >55 to ≤75 Gal, UEF=3.33 replacing Storage Natural Gas Water Heater, 60 Gal, UEF=0.77 | 1 | 10 | 2020 | natural gas | electricity | NR |  |  |  |  | -1200 |  | 126 |  | -1200 | 126 | 0 | 0 |  | 0 | 0 |  | TRUE | 10 | 0 | 0 | TRUE | 2020+10 | 2030+00 | TRUE | TRUE | FALSE | FALSE | -1200 | 126 | TRUE | TRUE | FALSE | FALSE | 0 | 0 | TRUE | TRUE | TRUE | -1200 | 126 | 0 | 0 | -12000 | 1260 | 0 | 0 | 3503.9114 | 100000 | #N/A | 100000 | 0.035039 | 1 | #N/A | 0 | 0.00018595 | 0.005307 | #N/A | 0.005307 |  | 268 | 83.9531 | PASS | 4.4554 | PASS | Eligible | -2.2314 | 6.6869 | 268 | 8.5044 | kWh | 2491.7668 | N/A | N/A | 85.044 |  | 268 | 1 | -1200 | 126 | 0 | 0 | 10 | 0
Any | SWWH025-01 | MFm | Any | CZ13 | Any | 269 | Heat Pump Water Heater, >55 to ≤75 Gal, UEF=3.33 replacing Storage Natural Gas Water Heater, 60 Gal, UEF=0.77 | 1 | 10 | 2020 | natural gas | electricity | NR |  |  |  |  | -1150 |  | 121 |  | -1150 | 121 | 0 | 0 |  | 0 | 0 |  | TRUE | 10 | 0 | 0 | TRUE | 2020+10 | 2030+00 | TRUE | TRUE | FALSE | FALSE | -1150 | 121 | TRUE | TRUE | FALSE | FALSE | 0 | 0 | TRUE | TRUE | TRUE | -1150 | 121 | 0 | 0 | -11500 | 1210 | 0 | 0 | 3503.9114 | 100000 | #N/A | 100000 | 0.035039 | 1 | #N/A | 0 | 0.00018595 | 0.005307 | #N/A | 0.005307 |  | 269 | 80.705 | PASS | 4.283 | PASS | Eligible | -2.1385 | 6.4215 | 269 | 8.1751 | kWh | 2395.2681 | N/A | N/A | 81.7505 |  | 269 | 1 | -1150 | 121 | 0 | 0 | 10 | 0
Any | SWWH025-01 | MFm | Any | CZ14 | Any | 270 | Heat Pump Water Heater, >55 to ≤75 Gal, UEF=3.33 replacing Storage Natural Gas Water Heater, 60 Gal, UEF=0.77 | 1 | 10 | 2020 | natural gas | electricity | NR |  |  |  |  | -1170 |  | 123 |  | -1170 | 123 | 0 | 0 |  | 0 | 0 |  | TRUE | 10 | 0 | 0 | TRUE | 2020+10 | 2030+00 | TRUE | TRUE | FALSE | FALSE | -1170 | 123 | TRUE | TRUE | FALSE | FALSE | 0 | 0 | TRUE | TRUE | TRUE | -1170 | 123 | 0 | 0 | -11700 | 1230 | 0 | 0 | 3503.9114 | 100000 | #N/A | 100000 | 0.035039 | 1 | #N/A | 0 | 0.00018595 | 0.005307 | #N/A | 0.005307 |  | 270 | 82.0042 | PASS | 4.352 | PASS | Eligible | -2.1757 | 6.5277 | 270 | 8.3068 | kWh | 2433.8676 | N/A | N/A | 83.0679 |  | 270 | 1 | -1170 | 123 | 0 | 0 | 10 | 0
Any | SWWH025-01 | MFm | Any | CZ15 | Any | 271 | Heat Pump Water Heater, >55 to ≤75 Gal, UEF=3.33 replacing Storage Natural Gas Water Heater, 60 Gal, UEF=0.77 | 1 | 10 | 2020 | natural gas | electricity | NR |  |  |  |  | -959 |  | 106 |  | -959 | 106 | 0 | 0 |  | 0 | 0 |  | TRUE | 10 | 0 | 0 | TRUE | 2020+10 | 2030+00 | TRUE | TRUE | FALSE | FALSE | -959 | 106 | TRUE | TRUE | FALSE | FALSE | 0 | 0 | TRUE | TRUE | TRUE | -959 | 106 | 0 | 0 | -9590 | 1060 | 0 | 0 | 3503.9114 | 100000 | #N/A | 100000 | 0.035039 | 1 | #N/A | 0 | 0.00018595 | 0.005307 | #N/A | 0.005307 |  | 271 | 72.3975 | PASS | 3.8422 | PASS | Eligible | -1.7833 | 5.6255 | 271 | 7.3269 | kWh | 2146.772 | N/A | N/A | 73.2693 |  | 271 | 1 | -959 | 106 | 0 | 0 | 10 | 0
Any | SWWH025-01 | MFm | Any | CZ16 | Any | 272 | Heat Pump Water Heater, >55 to ≤75 Gal, UEF=3.33 replacing Storage Natural Gas Water Heater, 60 Gal, UEF=0.77 | 1 | 10 | 2020 | natural gas | electricity | NR |  |  |  |  | -1360 |  | 138 |  | -1360 | 138 | 0 | 0 |  | 0 | 0 |  | TRUE | 10 | 0 | 0 | TRUE | 2020+10 | 2030+00 | TRUE | TRUE | FALSE | FALSE | -1360 | 138 | TRUE | TRUE | FALSE | FALSE | 0 | 0 | TRUE | TRUE | TRUE | -1360 | 138 | 0 | 0 | -13600 | 1380 | 0 | 0 | 3503.9114 | 100000 | #N/A | 100000 | 0.035039 | 1 | #N/A | 0 | 0.00018595 | 0.005307 | #N/A | 0.005307 |  | 272 | 90.3468 | PASS | 4.7947 | PASS | Eligible | -2.529 | 7.3237 | 272 | 9.1583 | kWh | 2683.3636 | N/A | N/A | 91.5832 |  | 272 | 1 | -1360 | 138 | 0 | 0 | 10 | 0
Any | SWWH025-01 | DMo | Any | CZ01 | Any | 273 | Heat Pump Water Heater, >55 to ≤75 Gal, UEF=3.33 replacing Storage Natural Gas Water Heater, 60 Gal, UEF=0.77 | 1 | 10 | 2020 | natural gas | electricity | NR |  |  |  |  | -2070 |  | 147 |  | -2070 | 147 | 0 | 0 |  | 0 | 0 |  | TRUE | 10 | 0 | 0 | TRUE | 2020+10 | 2030+00 | TRUE | TRUE | FALSE | FALSE | -2070 | 147 | TRUE | TRUE | FALSE | FALSE | 0 | 0 | TRUE | TRUE | TRUE | -2070 | 147 | 0 | 0 | -20700 | 1470 | 0 | 0 | 3503.9114 | 100000 | #N/A | 100000 | 0.035039 | 1 | #N/A | 0 | 0.00018595 | 0.005307 | #N/A | 0.005307 |  | 273 | 74.469 | PASS | 3.9521 | PASS | Eligible | -3.8492 | 7.8013 | 273 | 7.6351 | kWh | 2237.0612 | N/A | N/A | 76.3509 |  | 273 | 1 | -2070 | 147 | 0 | 0 | 10 | 0
Any | SWWH025-01 | DMo | Any | CZ02 | Any | 274 | Heat Pump Water Heater, >55 to ≤75 Gal, UEF=3.33 replacing Storage Natural Gas Water Heater, 60 Gal, UEF=0.77 | 1 | 10 | 2020 | natural gas | electricity | NR |  |  |  |  | -1790 |  | 138 |  | -1790 | 138 | 0 | 0 |  | 0 | 0 |  | TRUE | 10 | 0 | 0 | TRUE | 2020+10 | 2030+00 | TRUE | TRUE | FALSE | FALSE | -1790 | 138 | TRUE | TRUE | FALSE | FALSE | 0 | 0 | TRUE | TRUE | TRUE | -1790 | 138 | 0 | 0 | -17900 | 1380 | 0 | 0 | 3503.9114 | 100000 | #N/A | 100000 | 0.035039 | 1 | #N/A | 0 | 0.00018595 | 0.005307 | #N/A | 0.005307 |  | 274 | 75.28 | PASS | 3.9951 | PASS | Eligible | -3.3286 | 7.3237 | 274 | 7.6907 | kWh | 2253.3636 | N/A | N/A | 76.9073 |  | 274 | 1 | -1790 | 138 | 0 | 0 | 10 | 0
Any | SWWH025-01 | DMo | Any | CZ03 | Any | 275 | Heat Pump Water Heater, >55 to ≤75 Gal, UEF=3.33 replacing Storage Natural Gas Water Heater, 60 Gal, UEF=0.77 | 1 | 10 | 2020 | natural gas | electricity | NR |  |  |  |  | -1660 |  | 138 |  | -1660 | 138 | 0 | 0 |  | 0 | 0 |  | TRUE | 10 | 0 | 0 | TRUE | 2020+10 | 2030+00 | TRUE | TRUE | FALSE | FALSE | -1660 | 138 | TRUE | TRUE | FALSE | FALSE | 0 | 0 | TRUE | TRUE | TRUE | -1660 | 138 | 0 | 0 | -16600 | 1380 | 0 | 0 | 3503.9114 | 100000 | #N/A | 100000 | 0.035039 | 1 | #N/A | 0 | 0.00018595 | 0.005307 | #N/A | 0.005307 |  | 275 | 79.8351 | PASS | 4.2369 | PASS | Eligible | -3.0868 | 7.3237 | 275 | 8.1344 | kWh | 2383.3636 | N/A | N/A | 81.3442 |  | 275 | 1 | -1660 | 138 | 0 | 0 | 10 | 0
Any | SWWH025-01 | DMo | Any | CZ04 | Any | 276 | Heat Pump Water Heater, >55 to ≤75 Gal, UEF=3.33 replacing Storage Natural Gas Water Heater, 60 Gal, UEF=0.77 | 1 | 10 | 2020 | natural gas | electricity | NR |  |  |  |  | -1620 |  | 134 |  | -1620 | 134 | 0 | 0 |  | 0 | 0 |  | TRUE | 10 | 0 | 0 | TRUE | 2020+10 | 2030+00 | TRUE | TRUE | FALSE | FALSE | -1620 | 134 | TRUE | TRUE | FALSE | FALSE | 0 | 0 | TRUE | TRUE | TRUE | -1620 | 134 | 0 | 0 | -16200 | 1340 | 0 | 0 | 3503.9114 | 100000 | #N/A | 100000 | 0.035039 | 1 | #N/A | 0 | 0.00018595 | 0.005307 | #N/A | 0.005307 |  | 276 | 77.2366 | PASS | 4.099 | PASS | Eligible | -3.0125 | 7.1114 | 276 | 7.8709 | kWh | 2306.1647 | N/A | N/A | 78.7094 |  | 276 | 1 | -1620 | 134 | 0 | 0 | 10 | 0
Any | SWWH025-01 | DMo | Any | CZ05 | Any | 277 | Heat Pump Water Heater, >55 to ≤75 Gal, UEF=3.33 replacing Storage Natural Gas Water Heater, 60 Gal, UEF=0.77 | 1 | 10 | 2020 | natural gas | electricity | NR |  |  |  |  | -1770 |  | 140 |  | -1770 | 140 | 0 | 0 |  | 0 | 0 |  | TRUE | 10 | 0 | 0 | TRUE | 2020+10 | 2030+00 | TRUE | TRUE | FALSE | FALSE | -1770 | 140 | TRUE | TRUE | FALSE | FALSE | 0 | 0 | TRUE | TRUE | TRUE | -1770 | 140 | 0 | 0 | -17700 | 1400 | 0 | 0 | 3503.9114 | 100000 | #N/A | 100000 | 0.035039 | 1 | #N/A | 0 | 0.00018595 | 0.005307 | #N/A | 0.005307 |  | 277 | 77.9808 | PASS | 4.1385 | PASS | Eligible | -3.2914 | 7.4299 | 277 | 7.959 | kWh | 2331.9631 | N/A | N/A | 79.5899 |  | 277 | 1 | -1770 | 140 | 0 | 0 | 10 | 0
Any | SWWH025-01 | DMo | Any | CZ06 | Any | 278 | Heat Pump Water Heater, >55 to ≤75 Gal, UEF=3.33 replacing Storage Natural Gas Water Heater, 60 Gal, UEF=0.77 | 1 | 10 | 2020 | natural gas | electricity | NR |  |  |  |  | -1450 |  | 130 |  | -1450 | 130 | 0 | 0 |  | 0 | 0 |  | TRUE | 10 | 0 | 0 | TRUE | 2020+10 | 2030+00 | TRUE | TRUE | FALSE | FALSE | -1450 | 130 | TRUE | TRUE | FALSE | FALSE | 0 | 0 | TRUE | TRUE | TRUE | -1450 | 130 | 0 | 0 | -14500 | 1300 | 0 | 0 | 3503.9114 | 100000 | #N/A | 100000 | 0.035039 | 1 | #N/A | 0 | 0.00018595 | 0.005307 | #N/A | 0.005307 |  | 278 | 79.1933 | PASS | 4.2028 | PASS | Eligible | -2.6963 | 6.8991 | 278 | 8.0511 | kWh | 2358.9657 | N/A | N/A | 80.5115 |  | 278 | 1 | -1450 | 130 | 0 | 0 | 10 | 0
Any | SWWH025-01 | DMo | Any | CZ07 | Any | 279 | Heat Pump Water Heater, >55 to ≤75 Gal, UEF=3.33 replacing Storage Natural Gas Water Heater, 60 Gal, UEF=0.77 | 1 | 10 | 2020 | natural gas | electricity | NR |  |  |  |  | -1390 |  | 129 |  | -1390 | 129 | 0 | 0 |  | 0 | 0 |  | TRUE | 10 | 0 | 0 | TRUE | 2020+10 | 2030+00 | TRUE | TRUE | FALSE | FALSE | -1390 | 129 | TRUE | TRUE | FALSE | FALSE | 0 | 0 | TRUE | TRUE | TRUE | -1390 | 129 | 0 | 0 | -13900 | 1290 | 0 | 0 | 3503.9114 | 100000 | #N/A | 100000 | 0.035039 | 1 | #N/A | 0 | 0.00018595 | 0.005307 | #N/A | 0.005307 |  | 279 | 80.2956 | PASS | 4.2613 | PASS | Eligible | -2.5848 | 6.8461 | 279 | 8.1559 | kWh | 2389.666 | N/A | N/A | 81.5593 |  | 279 | 1 | -1390 | 129 | 0 | 0 | 10 | 0
Any | SWWH025-01 | DMo | Any | CZ08 | Any | 280 | Heat Pump Water Heater, >55 to ≤75 Gal, UEF=3.33 replacing Storage Natural Gas Water Heater, 60 Gal, UEF=0.77 | 1 | 10 | 2020 | natural gas | electricity | NR |  |  |  |  | -1380 |  | 127 |  | -1380 | 127 | 0 | 0 |  | 0 | 0 |  | TRUE | 10 | 0 | 0 | TRUE | 2020+10 | 2030+00 | TRUE | TRUE | FALSE | FALSE | -1380 | 127 | TRUE | TRUE | FALSE | FALSE | 0 | 0 | TRUE | TRUE | TRUE | -1380 | 127 | 0 | 0 | -13800 | 1270 | 0 | 0 | 3503.9114 | 100000 | #N/A | 100000 | 0.035039 | 1 | #N/A | 0 | 0.00018595 | 0.005307 | #N/A | 0.005307 |  | 280 | 78.646 | PASS | 4.1738 | PASS | Eligible | -2.5662 | 6.7399 | 280 | 7.9901 | kWh | 2341.0665 | N/A | N/A | 79.9006 |  | 280 | 1 | -1380 | 127 | 0 | 0 | 10 | 0
Any | SWWH025-01 | DMo | Any | CZ09 | Any | 281 | Heat Pump Water Heater, >55 to ≤75 Gal, UEF=3.33 replacing Storage Natural Gas Water Heater, 60 Gal, UEF=0.77 | 1 | 10 | 2020 | natural gas | electricity | NR |  |  |  |  | -1410 |  | 127 |  | -1410 | 127 | 0 | 0 |  | 0 | 0 |  | TRUE | 10 | 0 | 0 | TRUE | 2020+10 | 2030+00 | TRUE | TRUE | FALSE | FALSE | -1410 | 127 | TRUE | TRUE | FALSE | FALSE | 0 | 0 | TRUE | TRUE | TRUE | -1410 | 127 | 0 | 0 | -14100 | 1270 | 0 | 0 | 3503.9114 | 100000 | #N/A | 100000 | 0.035039 | 1 | #N/A | 0 | 0.00018595 | 0.005307 | #N/A | 0.005307 |  | 281 | 77.5948 | PASS | 4.118 | PASS | Eligible | -2.6219 | 6.7399 | 281 | 7.8877 | kWh | 2311.0665 | N/A | N/A | 78.8767 |  | 281 | 1 | -1410 | 127 | 0 | 0 | 10 | 0
Any | SWWH025-01 | DMo | Any | CZ10 | Any | 282 | Heat Pump Water Heater, >55 to ≤75 Gal, UEF=3.33 replacing Storage Natural Gas Water Heater, 60 Gal, UEF=0.77 | 1 | 10 | 2020 | natural gas | electricity | NR |  |  |  |  | -1420 |  | 126 |  | -1420 | 126 | 0 | 0 |  | 0 | 0 |  | TRUE | 10 | 0 | 0 | TRUE | 2020+10 | 2030+00 | TRUE | TRUE | FALSE | FALSE | -1420 | 126 | TRUE | TRUE | FALSE | FALSE | 0 | 0 | TRUE | TRUE | TRUE | -1420 | 126 | 0 | 0 | -14200 | 1260 | 0 | 0 | 3503.9114 | 100000 | #N/A | 100000 | 0.035039 | 1 | #N/A | 0 | 0.00018595 | 0.005307 | #N/A | 0.005307 |  | 282 | 76.2445 | PASS | 4.0463 | PASS | Eligible | -2.6405 | 6.6869 | 282 | 7.7535 | kWh | 2271.7668 | N/A | N/A | 77.5354 |  | 282 | 1 | -1420 | 126 | 0 | 0 | 10 | 0
Any | SWWH025-01 | DMo | Any | CZ11 | Any | 283 | Heat Pump Water Heater, >55 to ≤75 Gal, UEF=3.33 replacing Storage Natural Gas Water Heater, 60 Gal, UEF=0.77 | 1 | 10 | 2020 | natural gas | electricity | NR |  |  |  |  | -1630 |  | 128 |  | -1630 | 128 | 0 | 0 |  | 0 | 0 |  | TRUE | 10 | 0 | 0 | TRUE | 2020+10 | 2030+00 | TRUE | TRUE | FALSE | FALSE | -1630 | 128 | TRUE | TRUE | FALSE | FALSE | 0 | 0 | TRUE | TRUE | TRUE | -1630 | 128 | 0 | 0 | -16300 | 1280 | 0 | 0 | 3503.9114 | 100000 | #N/A | 100000 | 0.035039 | 1 | #N/A | 0 | 0.00018595 | 0.005307 | #N/A | 0.005307 |  | 283 | 70.8862 | PASS | 3.762 | PASS | Eligible | -3.031 | 6.793 | 283 | 7.2368 | kWh | 2120.3662 | N/A | N/A | 72.3681 |  | 283 | 1 | -1630 | 128 | 0 | 0 | 10 | 0
Any | SWWH025-01 | DMo | Any | CZ12 | Any | 284 | Heat Pump Water Heater, >55 to ≤75 Gal, UEF=3.33 replacing Storage Natural Gas Water Heater, 60 Gal, UEF=0.77 | 1 | 10 | 2020 | natural gas | electricity | NR |  |  |  |  | -1620 |  | 132 |  | -1620 | 132 | 0 | 0 |  | 0 | 0 |  | TRUE | 10 | 0 | 0 | TRUE | 2020+10 | 2030+00 | TRUE | TRUE | FALSE | FALSE | -1620 | 132 | TRUE | TRUE | FALSE | FALSE | 0 | 0 | TRUE | TRUE | TRUE | -1620 | 132 | 0 | 0 | -16200 | 1320 | 0 | 0 | 3503.9114 | 100000 | #N/A | 100000 | 0.035039 | 1 | #N/A | 0 | 0.00018595 | 0.005307 | #N/A | 0.005307 |  | 284 | 75.2366 | PASS | 3.9928 | PASS | Eligible | -3.0125 | 7.0053 | 284 | 7.6709 | kWh | 2247.5652 | N/A | N/A | 76.7094 |  | 284 | 1 | -1620 | 132 | 0 | 0 | 10 | 0
Any | SWWH025-01 | DMo | Any | CZ13 | Any | 285 | Heat Pump Water Heater, >55 to ≤75 Gal, UEF=3.33 replacing Storage Natural Gas Water Heater, 60 Gal, UEF=0.77 | 1 | 10 | 2020 | natural gas | electricity | NR |  |  |  |  | -1540 |  | 127 |  | -1540 | 127 | 0 | 0 |  | 0 | 0 |  | TRUE | 10 | 0 | 0 | TRUE | 2020+10 | 2030+00 | TRUE | TRUE | FALSE | FALSE | -1540 | 127 | TRUE | TRUE | FALSE | FALSE | 0 | 0 | TRUE | TRUE | TRUE | -1540 | 127 | 0 | 0 | -15400 | 1270 | 0 | 0 | 3503.9114 | 100000 | #N/A | 100000 | 0.035039 | 1 | #N/A | 0 | 0.00018595 | 0.005307 | #N/A | 0.005307 |  | 285 | 73.0398 | PASS | 3.8762 | PASS | Eligible | -2.8637 | 6.7399 | 285 | 7.444 | kWh | 2181.0665 | N/A | N/A | 74.4398 |  | 285 | 1 | -1540 | 127 | 0 | 0 | 10 | 0
Any | SWWH025-01 | DMo | Any | CZ14 | Any | 286 | Heat Pump Water Heater, >55 to ≤75 Gal, UEF=3.33 replacing Storage Natural Gas Water Heater, 60 Gal, UEF=0.77 | 1 | 10 | 2020 | natural gas | electricity | NR |  |  |  |  | -1690 |  | 129 |  | -1690 | 129 | 0 | 0 |  | 0 | 0 |  | TRUE | 10 | 0 | 0 | TRUE | 2020+10 | 2030+00 | TRUE | TRUE | FALSE | FALSE | -1690 | 129 | TRUE | TRUE | FALSE | FALSE | 0 | 0 | TRUE | TRUE | TRUE | -1690 | 129 | 0 | 0 | -16900 | 1290 | 0 | 0 | 3503.9114 | 100000 | #N/A | 100000 | 0.035039 | 1 | #N/A | 0 | 0.00018595 | 0.005307 | #N/A | 0.005307 |  | 286 | 69.7839 | PASS | 3.7035 | PASS | Eligible | -3.1426 | 6.8461 | 286 | 7.132 | kWh | 2089.666 | N/A | N/A | 71.3203 |  | 286 | 1 | -1690 | 129 | 0 | 0 | 10 | 0
Any | SWWH025-01 | DMo | Any | CZ15 | Any | 287 | Heat Pump Water Heater, >55 to ≤75 Gal, UEF=3.33 replacing Storage Natural Gas Water Heater, 60 Gal, UEF=0.77 | 1 | 10 | 2020 | natural gas | electricity | NR |  |  |  |  | -1060 |  | 109 |  | -1060 | 109 | 0 | 0 |  | 0 | 0 |  | TRUE | 10 | 0 | 0 | TRUE | 2020+10 | 2030+00 | TRUE | TRUE | FALSE | FALSE | -1060 | 109 | TRUE | TRUE | FALSE | FALSE | 0 | 0 | TRUE | TRUE | TRUE | -1060 | 109 | 0 | 0 | -10600 | 1090 | 0 | 0 | 3503.9114 | 100000 | #N/A | 100000 | 0.035039 | 1 | #N/A | 0 | 0.00018595 | 0.005307 | #N/A | 0.005307 |  | 287 | 71.8585 | PASS | 3.8136 | PASS | Eligible | -1.9711 | 5.7847 | 287 | 7.2822 | kWh | 2133.6713 | N/A | N/A | 72.8222 |  | 287 | 1 | -1060 | 109 | 0 | 0 | 10 | 0
Any | SWWH025-01 | DMo | Any | CZ16 | Any | 288 | Heat Pump Water Heater, >55 to ≤75 Gal, UEF=3.33 replacing Storage Natural Gas Water Heater, 60 Gal, UEF=0.77 | 1 | 10 | 2020 | natural gas | electricity | NR |  |  |  |  | -2540 |  | 147 |  | -2540 | 147 | 0 | 0 |  | 0 | 0 |  | TRUE | 10 | 0 | 0 | TRUE | 2020+10 | 2030+00 | TRUE | TRUE | FALSE | FALSE | -2540 | 147 | TRUE | TRUE | FALSE | FALSE | 0 | 0 | TRUE | TRUE | TRUE | -2540 | 147 | 0 | 0 | -25400 | 1470 | 0 | 0 | 3503.9114 | 100000 | #N/A | 100000 | 0.035039 | 1 | #N/A | 0 | 0.00018595 | 0.005307 | #N/A | 0.005307 |  | 288 | 58.0006 | PASS | 3.0781 | PASS | Eligible | -4.7232 | 7.8013 | 288 | 6.031 | kWh | 1767.0612 | N/A | N/A | 60.3098 |  | 288 | 1 | -2540 | 147 | 0 | 0 | 10 | 0
Any | SWWH025-01 | SFm | Any | CZ01 | Any | 289 | Heat Pump Water Heater, >55 to ≤75 Gal, UEF=3.33 replacing Storage Natural Gas Water Heater, 60 Gal, UEF=0.79 | 1 | 10 | 2020 | natural gas | electricity | NR |  |  |  |  | -2220 |  | 162 |  | -2220 | 162 | 0 | 0 |  | 0 | 0 |  | TRUE | 10 | 0 | 0 | TRUE | 2020+10 | 2030+00 | TRUE | TRUE | FALSE | FALSE | -2220 | 162 | TRUE | TRUE | FALSE | FALSE | 0 | 0 | TRUE | TRUE | TRUE | -2220 | 162 | 0 | 0 | -22200 | 1620 | 0 | 0 | 3503.9114 | 100000 | #N/A | 100000 | 0.035039 | 1 | #N/A | 0 | 0.00018595 | 0.005307 | #N/A | 0.005307 |  | 289 | 84.2132 | PASS | 4.4692 | PASS | Eligible | -4.1282 | 8.5974 | 289 | 8.6231 | kWh | 2526.5573 | N/A | N/A | 86.2314 |  | 289 | 1 | -2220 | 162 | 0 | 0 | 10 | 0
Any | SWWH025-01 | SFm | Any | CZ02 | Any | 290 | Heat Pump Water Heater, >55 to ≤75 Gal, UEF=3.33 replacing Storage Natural Gas Water Heater, 60 Gal, UEF=0.79 | 1 | 10 | 2020 | natural gas | electricity | NR |  |  |  |  | -1900 |  | 152 |  | -1900 | 152 | 0 | 0 |  | 0 | 0 |  | TRUE | 10 | 0 | 0 | TRUE | 2020+10 | 2030+00 | TRUE | TRUE | FALSE | FALSE | -1900 | 152 | TRUE | TRUE | FALSE | FALSE | 0 | 0 | TRUE | TRUE | TRUE | -1900 | 152 | 0 | 0 | -19000 | 1520 | 0 | 0 | 3503.9114 | 100000 | #N/A | 100000 | 0.035039 | 1 | #N/A | 0 | 0.00018595 | 0.005307 | #N/A | 0.005307 |  | 290 | 85.4257 | PASS | 4.5336 | PASS | Eligible | -3.5331 | 8.0667 | 290 | 8.7153 | kWh | 2553.5599 | N/A | N/A | 87.153 |  | 290 | 1 | -1900 | 152 | 0 | 0 | 10 | 0
Any | SWWH025-01 | SFm | Any | CZ03 | Any | 291 | Heat Pump Water Heater, >55 to ≤75 Gal, UEF=3.33 replacing Storage Natural Gas Water Heater, 60 Gal, UEF=0.79 | 1 | 10 | 2020 | natural gas | electricity | NR |  |  |  |  | -1850 |  | 152 |  | -1850 | 152 | 0 | 0 |  | 0 | 0 |  | TRUE | 10 | 0 | 0 | TRUE | 2020+10 | 2030+00 | TRUE | TRUE | FALSE | FALSE | -1850 | 152 | TRUE | TRUE | FALSE | FALSE | 0 | 0 | TRUE | TRUE | TRUE | -1850 | 152 | 0 | 0 | -18500 | 1520 | 0 | 0 | 3503.9114 | 100000 | #N/A | 100000 | 0.035039 | 1 | #N/A | 0 | 0.00018595 | 0.005307 | #N/A | 0.005307 |  | 291 | 87.1776 | PASS | 4.6265 | PASS | Eligible | -3.4401 | 8.0667 | 291 | 8.8859 | kWh | 2603.5599 | N/A | N/A | 88.8595 |  | 291 | 1 | -1850 | 152 | 0 | 0 | 10 | 0
Any | SWWH025-01 | SFm | Any | CZ04 | Any | 292 | Heat Pump Water Heater, >55 to ≤75 Gal, UEF=3.33 replacing Storage Natural Gas Water Heater, 60 Gal, UEF=0.79 | 1 | 10 | 2020 | natural gas | electricity | NR |  |  |  |  | -1770 |  | 147 |  | -1770 | 147 | 0 | 0 |  | 0 | 0 |  | TRUE | 10 | 0 | 0 | TRUE | 2020+10 | 2030+00 | TRUE | TRUE | FALSE | FALSE | -1770 | 147 | TRUE | TRUE | FALSE | FALSE | 0 | 0 | TRUE | TRUE | TRUE | -1770 | 147 | 0 | 0 | -17700 | 1470 | 0 | 0 | 3503.9114 | 100000 | #N/A | 100000 | 0.035039 | 1 | #N/A | 0 | 0.00018595 | 0.005307 | #N/A | 0.005307 |  | 292 | 84.9808 | PASS | 4.51 | PASS | Eligible | -3.2914 | 7.8013 | 292 | 8.659 | kWh | 2537.0612 | N/A | N/A | 86.5899 |  | 292 | 1 | -1770 | 147 | 0 | 0 | 10 | 0
Any | SWWH025-01 | SFm | Any | CZ05 | Any | 293 | Heat Pump Water Heater, >55 to ≤75 Gal, UEF=3.33 replacing Storage Natural Gas Water Heater, 60 Gal, UEF=0.79 | 1 | 10 | 2020 | natural gas | electricity | NR |  |  |  |  | -1910 |  | 154 |  | -1910 | 154 | 0 | 0 |  | 0 | 0 |  | TRUE | 10 | 0 | 0 | TRUE | 2020+10 | 2030+00 | TRUE | TRUE | FALSE | FALSE | -1910 | 154 | TRUE | TRUE | FALSE | FALSE | 0 | 0 | TRUE | TRUE | TRUE | -1910 | 154 | 0 | 0 | -19100 | 1540 | 0 | 0 | 3503.9114 | 100000 | #N/A | 100000 | 0.035039 | 1 | #N/A | 0 | 0.00018595 | 0.005307 | #N/A | 0.005307 |  | 293 | 87.0753 | PASS | 4.6211 | PASS | Eligible | -3.5517 | 8.1728 | 293 | 8.8812 | kWh | 2602.1594 | N/A | N/A | 88.8117 |  | 293 | 1 | -1910 | 154 | 0 | 0 | 10 | 0
Any | SWWH025-01 | SFm | Any | CZ06 | Any | 294 | Heat Pump Water Heater, >55 to ≤75 Gal, UEF=3.33 replacing Storage Natural Gas Water Heater, 60 Gal, UEF=0.79 | 1 | 10 | 2020 | natural gas | electricity | NR |  |  |  |  | -1640 |  | 143 |  | -1640 | 143 | 0 | 0 |  | 0 | 0 |  | TRUE | 10 | 0 | 0 | TRUE | 2020+10 | 2030+00 | TRUE | TRUE | FALSE | FALSE | -1640 | 143 | TRUE | TRUE | FALSE | FALSE | 0 | 0 | TRUE | TRUE | TRUE | -1640 | 143 | 0 | 0 | -16400 | 1430 | 0 | 0 | 3503.9114 | 100000 | #N/A | 100000 | 0.035039 | 1 | #N/A | 0 | 0.00018595 | 0.005307 | #N/A | 0.005307 |  | 294 | 85.5359 | PASS | 4.5394 | PASS | Eligible | -3.0496 | 7.5891 | 294 | 8.7027 | kWh | 2549.8623 | N/A | N/A | 87.0268 |  | 294 | 1 | -1640 | 143 | 0 | 0 | 10 | 0
Any | SWWH025-01 | SFm | Any | CZ07 | Any | 295 | Heat Pump Water Heater, >55 to ≤75 Gal, UEF=3.33 replacing Storage Natural Gas Water Heater, 60 Gal, UEF=0.79 | 1 | 10 | 2020 | natural gas | electricity | NR |  |  |  |  | -1590 |  | 142 |  | -1590 | 142 | 0 | 0 |  | 0 | 0 |  | TRUE | 10 | 0 | 0 | TRUE | 2020+10 | 2030+00 | TRUE | TRUE | FALSE | FALSE | -1590 | 142 | TRUE | TRUE | FALSE | FALSE | 0 | 0 | TRUE | TRUE | TRUE | -1590 | 142 | 0 | 0 | -15900 | 1420 | 0 | 0 | 3503.9114 | 100000 | #N/A | 100000 | 0.035039 | 1 | #N/A | 0 | 0.00018595 | 0.005307 | #N/A | 0.005307 |  | 295 | 86.2878 | PASS | 4.5793 | PASS | Eligible | -2.9567 | 7.536 | 295 | 8.7733 | kWh | 2570.5626 | N/A | N/A | 87.7333 |  | 295 | 1 | -1590 | 142 | 0 | 0 | 10 | 0
Any | SWWH025-01 | SFm | Any | CZ08 | Any | 296 | Heat Pump Water Heater, >55 to ≤75 Gal, UEF=3.33 replacing Storage Natural Gas Water Heater, 60 Gal, UEF=0.79 | 1 | 10 | 2020 | natural gas | electricity | NR |  |  |  |  | -1560 |  | 140 |  | -1560 | 140 | 0 | 0 |  | 0 | 0 |  | TRUE | 10 | 0 | 0 | TRUE | 2020+10 | 2030+00 | TRUE | TRUE | FALSE | FALSE | -1560 | 140 | TRUE | TRUE | FALSE | FALSE | 0 | 0 | TRUE | TRUE | TRUE | -1560 | 140 | 0 | 0 | -15600 | 1400 | 0 | 0 | 3503.9114 | 100000 | #N/A | 100000 | 0.035039 | 1 | #N/A | 0 | 0.00018595 | 0.005307 | #N/A | 0.005307 |  | 296 | 85.339 | PASS | 4.529 | PASS | Eligible | -2.9009 | 7.4299 | 296 | 8.6757 | kWh | 2541.9631 | N/A | N/A | 86.7572 |  | 296 | 1 | -1560 | 140 | 0 | 0 | 10 | 0
Any | SWWH025-01 | SFm | Any | CZ09 | Any | 297 | Heat Pump Water Heater, >55 to ≤75 Gal, UEF=3.33 replacing Storage Natural Gas Water Heater, 60 Gal, UEF=0.79 | 1 | 10 | 2020 | natural gas | electricity | NR |  |  |  |  | -1560 |  | 140 |  | -1560 | 140 | 0 | 0 |  | 0 | 0 |  | TRUE | 10 | 0 | 0 | TRUE | 2020+10 | 2030+00 | TRUE | TRUE | FALSE | FALSE | -1560 | 140 | TRUE | TRUE | FALSE | FALSE | 0 | 0 | TRUE | TRUE | TRUE | -1560 | 140 | 0 | 0 | -15600 | 1400 | 0 | 0 | 3503.9114 | 100000 | #N/A | 100000 | 0.035039 | 1 | #N/A | 0 | 0.00018595 | 0.005307 | #N/A | 0.005307 |  | 297 | 85.339 | PASS | 4.529 | PASS | Eligible | -2.9009 | 7.4299 | 297 | 8.6757 | kWh | 2541.9631 | N/A | N/A | 86.7572 |  | 297 | 1 | -1560 | 140 | 0 | 0 | 10 | 0
Any | SWWH025-01 | SFm | Any | CZ10 | Any | 298 | Heat Pump Water Heater, >55 to ≤75 Gal, UEF=3.33 replacing Storage Natural Gas Water Heater, 60 Gal, UEF=0.79 | 1 | 10 | 2020 | natural gas | electricity | NR |  |  |  |  | -1560 |  | 139 |  | -1560 | 139 | 0 | 0 |  | 0 | 0 |  | TRUE | 10 | 0 | 0 | TRUE | 2020+10 | 2030+00 | TRUE | TRUE | FALSE | FALSE | -1560 | 139 | TRUE | TRUE | FALSE | FALSE | 0 | 0 | TRUE | TRUE | TRUE | -1560 | 139 | 0 | 0 | -15600 | 1390 | 0 | 0 | 3503.9114 | 100000 | #N/A | 100000 | 0.035039 | 1 | #N/A | 0 | 0.00018595 | 0.005307 | #N/A | 0.005307 |  | 298 | 84.339 | PASS | 4.4759 | PASS | Eligible | -2.9009 | 7.3768 | 298 | 8.5757 | kWh | 2512.6633 | N/A | N/A | 85.7572 |  | 298 | 1 | -1560 | 139 | 0 | 0 | 10 | 0
Any | SWWH025-01 | SFm | Any | CZ11 | Any | 299 | Heat Pump Water Heater, >55 to ≤75 Gal, UEF=3.33 replacing Storage Natural Gas Water Heater, 60 Gal, UEF=0.79 | 1 | 10 | 2020 | natural gas | electricity | NR |  |  |  |  | -1710 |  | 141 |  | -1710 | 141 | 0 | 0 |  | 0 | 0 |  | TRUE | 10 | 0 | 0 | TRUE | 2020+10 | 2030+00 | TRUE | TRUE | FALSE | FALSE | -1710 | 141 | TRUE | TRUE | FALSE | FALSE | 0 | 0 | TRUE | TRUE | TRUE | -1710 | 141 | 0 | 0 | -17100 | 1410 | 0 | 0 | 3503.9114 | 100000 | #N/A | 100000 | 0.035039 | 1 | #N/A | 0 | 0.00018595 | 0.005307 | #N/A | 0.005307 |  | 299 | 81.0831 | PASS | 4.3031 | PASS | Eligible | -3.1798 | 7.4829 | 299 | 8.2638 | kWh | 2421.2628 | N/A | N/A | 82.6377 |  | 299 | 1 | -1710 | 141 | 0 | 0 | 10 | 0
Any | SWWH025-01 | SFm | Any | CZ12 | Any | 300 | Heat Pump Water Heater, >55 to ≤75 Gal, UEF=3.33 replacing Storage Natural Gas Water Heater, 60 Gal, UEF=0.79 | 1 | 10 | 2020 | natural gas | electricity | NR |  |  |  |  | -1750 |  | 145 |  | -1750 | 145 | 0 | 0 |  | 0 | 0 |  | TRUE | 10 | 0 | 0 | TRUE | 2020+10 | 2030+00 | TRUE | TRUE | FALSE | FALSE | -1750 | 145 | TRUE | TRUE | FALSE | FALSE | 0 | 0 | TRUE | TRUE | TRUE | -1750 | 145 | 0 | 0 | -17500 | 1450 | 0 | 0 | 3503.9114 | 100000 | #N/A | 100000 | 0.035039 | 1 | #N/A | 0 | 0.00018595 | 0.005307 | #N/A | 0.005307 |  | 300 | 83.6816 | PASS | 4.441 | PASS | Eligible | -3.2542 | 7.6952 | 300 | 8.5273 | kWh | 2498.4618 | N/A | N/A | 85.2725 |  | 300 | 1 | -1750 | 145 | 0 | 0 | 10 | 0
Any | SWWH025-01 | SFm | Any | CZ13 | Any | 301 | Heat Pump Water Heater, >55 to ≤75 Gal, UEF=3.33 replacing Storage Natural Gas Water Heater, 60 Gal, UEF=0.79 | 1 | 10 | 2020 | natural gas | electricity | NR |  |  |  |  | -1640 |  | 140 |  | -1640 | 140 | 0 | 0 |  | 0 | 0 |  | TRUE | 10 | 0 | 0 | TRUE | 2020+10 | 2030+00 | TRUE | TRUE | FALSE | FALSE | -1640 | 140 | TRUE | TRUE | FALSE | FALSE | 0 | 0 | TRUE | TRUE | TRUE | -1640 | 140 | 0 | 0 | -16400 | 1400 | 0 | 0 | 3503.9114 | 100000 | #N/A | 100000 | 0.035039 | 1 | #N/A | 0 | 0.00018595 | 0.005307 | #N/A | 0.005307 |  | 301 | 82.5359 | PASS | 4.3802 | PASS | Eligible | -3.0496 | 7.4299 | 301 | 8.4027 | kWh | 2461.9631 | N/A | N/A | 84.0268 |  | 301 | 1 | -1640 | 140 | 0 | 0 | 10 | 0
Any | SWWH025-01 | SFm | Any | CZ14 | Any | 302 | Heat Pump Water Heater, >55 to ≤75 Gal, UEF=3.33 replacing Storage Natural Gas Water Heater, 60 Gal, UEF=0.79 | 1 | 10 | 2020 | natural gas | electricity | NR |  |  |  |  | -1750 |  | 142 |  | -1750 | 142 | 0 | 0 |  | 0 | 0 |  | TRUE | 10 | 0 | 0 | TRUE | 2020+10 | 2030+00 | TRUE | TRUE | FALSE | FALSE | -1750 | 142 | TRUE | TRUE | FALSE | FALSE | 0 | 0 | TRUE | TRUE | TRUE | -1750 | 142 | 0 | 0 | -17500 | 1420 | 0 | 0 | 3503.9114 | 100000 | #N/A | 100000 | 0.035039 | 1 | #N/A | 0 | 0.00018595 | 0.005307 | #N/A | 0.005307 |  | 302 | 80.6816 | PASS | 4.2818 | PASS | Eligible | -3.2542 | 7.536 | 302 | 8.2272 | kWh | 2410.5626 | N/A | N/A | 82.2725 |  | 302 | 1 | -1750 | 142 | 0 | 0 | 10 | 0
Any | SWWH025-01 | SFm | Any | CZ15 | Any | 303 | Heat Pump Water Heater, >55 to ≤75 Gal, UEF=3.33 replacing Storage Natural Gas Water Heater, 60 Gal, UEF=0.79 | 1 | 10 | 2020 | natural gas | electricity | NR |  |  |  |  | -1200 |  | 119 |  | -1200 | 119 | 0 | 0 |  | 0 | 0 |  | TRUE | 10 | 0 | 0 | TRUE | 2020+10 | 2030+00 | TRUE | TRUE | FALSE | FALSE | -1200 | 119 | TRUE | TRUE | FALSE | FALSE | 0 | 0 | TRUE | TRUE | TRUE | -1200 | 119 | 0 | 0 | -12000 | 1190 | 0 | 0 | 3503.9114 | 100000 | #N/A | 100000 | 0.035039 | 1 | #N/A | 0 | 0.00018595 | 0.005307 | #N/A | 0.005307 |  | 303 | 76.9531 | PASS | 4.0839 | PASS | Eligible | -2.2314 | 6.3154 | 303 | 7.8044 | kWh | 2286.6686 | N/A | N/A | 78.044 |  | 303 | 1 | -1200 | 119 | 0 | 0 | 10 | 0
Any | SWWH025-01 | SFm | Any | CZ16 | Any | 304 | Heat Pump Water Heater, >55 to ≤75 Gal, UEF=3.33 replacing Storage Natural Gas Water Heater, 60 Gal, UEF=0.79 | 1 | 10 | 2020 | natural gas | electricity | NR |  |  |  |  | -2640 |  | 162 |  | -2640 | 162 | 0 | 0 |  | 0 | 0 |  | TRUE | 10 | 0 | 0 | TRUE | 2020+10 | 2030+00 | TRUE | TRUE | FALSE | FALSE | -2640 | 162 | TRUE | TRUE | FALSE | FALSE | 0 | 0 | TRUE | TRUE | TRUE | -2640 | 162 | 0 | 0 | -26400 | 1620 | 0 | 0 | 3503.9114 | 100000 | #N/A | 100000 | 0.035039 | 1 | #N/A | 0 | 0.00018595 | 0.005307 | #N/A | 0.005307 |  | 304 | 69.4967 | PASS | 3.6882 | PASS | Eligible | -4.9092 | 8.5974 | 304 | 7.1897 | kWh | 2106.5573 | N/A | N/A | 71.8968 |  | 304 | 1 | -2640 | 162 | 0 | 0 | 10 | 0
Any | SWWH025-01 | MFm | Any | CZ01 | Any | 305 | Heat Pump Water Heater, >55 to ≤75 Gal, UEF=3.33 replacing Storage Natural Gas Water Heater, 60 Gal, UEF=0.79 | 1 | 10 | 2020 | natural gas | electricity | NR |  |  |  |  | -1360 |  | 135 |  | -1360 | 135 | 0 | 0 |  | 0 | 0 |  | TRUE | 10 | 0 | 0 | TRUE | 2020+10 | 2030+00 | TRUE | TRUE | FALSE | FALSE | -1360 | 135 | TRUE | TRUE | FALSE | FALSE | 0 | 0 | TRUE | TRUE | TRUE | -1360 | 135 | 0 | 0 | -13600 | 1350 | 0 | 0 | 3503.9114 | 100000 | #N/A | 100000 | 0.035039 | 1 | #N/A | 0 | 0.00018595 | 0.005307 | #N/A | 0.005307 |  | 305 | 87.3468 | PASS | 4.6355 | PASS | Eligible | -2.529 | 7.1645 | 305 | 8.8583 | kWh | 2595.4644 | N/A | N/A | 88.5832 |  | 305 | 1 | -1360 | 135 | 0 | 0 | 10 | 0
Any | SWWH025-01 | MFm | Any | CZ02 | Any | 306 | Heat Pump Water Heater, >55 to ≤75 Gal, UEF=3.33 replacing Storage Natural Gas Water Heater, 60 Gal, UEF=0.79 | 1 | 10 | 2020 | natural gas | electricity | NR |  |  |  |  | -1270 |  | 128 |  | -1270 | 128 | 0 | 0 |  | 0 | 0 |  | TRUE | 10 | 0 | 0 | TRUE | 2020+10 | 2030+00 | TRUE | TRUE | FALSE | FALSE | -1270 | 128 | TRUE | TRUE | FALSE | FALSE | 0 | 0 | TRUE | TRUE | TRUE | -1270 | 128 | 0 | 0 | -12700 | 1280 | 0 | 0 | 3503.9114 | 100000 | #N/A | 100000 | 0.035039 | 1 | #N/A | 0 | 0.00018595 | 0.005307 | #N/A | 0.005307 |  | 306 | 83.5003 | PASS | 4.4314 | PASS | Eligible | -2.3616 | 6.793 | 306 | 8.4655 | kWh | 2480.3662 | N/A | N/A | 84.6549 |  | 306 | 1 | -1270 | 128 | 0 | 0 | 10 | 0
Any | SWWH025-01 | MFm | Any | CZ03 | Any | 307 | Heat Pump Water Heater, >55 to ≤75 Gal, UEF=3.33 replacing Storage Natural Gas Water Heater, 60 Gal, UEF=0.79 | 1 | 10 | 2020 | natural gas | electricity | NR |  |  |  |  | -1250 |  | 127 |  | -1250 | 127 | 0 | 0 |  | 0 | 0 |  | TRUE | 10 | 0 | 0 | TRUE | 2020+10 | 2030+00 | TRUE | TRUE | FALSE | FALSE | -1250 | 127 | TRUE | TRUE | FALSE | FALSE | 0 | 0 | TRUE | TRUE | TRUE | -1250 | 127 | 0 | 0 | -12500 | 1270 | 0 | 0 | 3503.9114 | 100000 | #N/A | 100000 | 0.035039 | 1 | #N/A | 0 | 0.00018595 | 0.005307 | #N/A | 0.005307 |  | 307 | 83.2011 | PASS | 4.4155 | PASS | Eligible | -2.3244 | 6.7399 | 307 | 8.4337 | kWh | 2471.0665 | N/A | N/A | 84.3375 |  | 307 | 1 | -1250 | 127 | 0 | 0 | 10 | 0
Any | SWWH025-01 | MFm | Any | CZ04 | Any | 308 | Heat Pump Water Heater, >55 to ≤75 Gal, UEF=3.33 replacing Storage Natural Gas Water Heater, 60 Gal, UEF=0.79 | 1 | 10 | 2020 | natural gas | electricity | NR |  |  |  |  | -1220 |  | 124 |  | -1220 | 124 | 0 | 0 |  | 0 | 0 |  | TRUE | 10 | 0 | 0 | TRUE | 2020+10 | 2030+00 | TRUE | TRUE | FALSE | FALSE | -1220 | 124 | TRUE | TRUE | FALSE | FALSE | 0 | 0 | TRUE | TRUE | TRUE | -1220 | 124 | 0 | 0 | -12200 | 1240 | 0 | 0 | 3503.9114 | 100000 | #N/A | 100000 | 0.035039 | 1 | #N/A | 0 | 0.00018595 | 0.005307 | #N/A | 0.005307 |  | 308 | 81.2523 | PASS | 4.3121 | PASS | Eligible | -2.2686 | 6.5807 | 308 | 8.2361 | kWh | 2413.1673 | N/A | N/A | 82.3614 |  | 308 | 1 | -1220 | 124 | 0 | 0 | 10 | 0
Any | SWWH025-01 | MFm | Any | CZ05 | Any | 309 | Heat Pump Water Heater, >55 to ≤75 Gal, UEF=3.33 replacing Storage Natural Gas Water Heater, 60 Gal, UEF=0.79 | 1 | 10 | 2020 | natural gas | electricity | NR |  |  |  |  | -1270 |  | 129 |  | -1270 | 129 | 0 | 0 |  | 0 | 0 |  | TRUE | 10 | 0 | 0 | TRUE | 2020+10 | 2030+00 | TRUE | TRUE | FALSE | FALSE | -1270 | 129 | TRUE | TRUE | FALSE | FALSE | 0 | 0 | TRUE | TRUE | TRUE | -1270 | 129 | 0 | 0 | -12700 | 1290 | 0 | 0 | 3503.9114 | 100000 | #N/A | 100000 | 0.035039 | 1 | #N/A | 0 | 0.00018595 | 0.005307 | #N/A | 0.005307 |  | 309 | 84.5003 | PASS | 4.4845 | PASS | Eligible | -2.3616 | 6.8461 | 309 | 8.5655 | kWh | 2509.666 | N/A | N/A | 85.6549 |  | 309 | 1 | -1270 | 129 | 0 | 0 | 10 | 0
Any | SWWH025-01 | MFm | Any | CZ06 | Any | 310 | Heat Pump Water Heater, >55 to ≤75 Gal, UEF=3.33 replacing Storage Natural Gas Water Heater, 60 Gal, UEF=0.79 | 1 | 10 | 2020 | natural gas | electricity | NR |  |  |  |  | -1170 |  | 121 |  | -1170 | 121 | 0 | 0 |  | 0 | 0 |  | TRUE | 10 | 0 | 0 | TRUE | 2020+10 | 2030+00 | TRUE | TRUE | FALSE | FALSE | -1170 | 121 | TRUE | TRUE | FALSE | FALSE | 0 | 0 | TRUE | TRUE | TRUE | -1170 | 121 | 0 | 0 | -11700 | 1210 | 0 | 0 | 3503.9114 | 100000 | #N/A | 100000 | 0.035039 | 1 | #N/A | 0 | 0.00018595 | 0.005307 | #N/A | 0.005307 |  | 310 | 80.0042 | PASS | 4.2459 | PASS | Eligible | -2.1757 | 6.4215 | 310 | 8.1068 | kWh | 2375.2681 | N/A | N/A | 81.0679 |  | 310 | 1 | -1170 | 121 | 0 | 0 | 10 | 0
Any | SWWH025-01 | MFm | Any | CZ07 | Any | 311 | Heat Pump Water Heater, >55 to ≤75 Gal, UEF=3.33 replacing Storage Natural Gas Water Heater, 60 Gal, UEF=0.79 | 1 | 10 | 2020 | natural gas | electricity | NR |  |  |  |  | -1150 |  | 120 |  | -1150 | 120 | 0 | 0 |  | 0 | 0 |  | TRUE | 10 | 0 | 0 | TRUE | 2020+10 | 2030+00 | TRUE | TRUE | FALSE | FALSE | -1150 | 120 | TRUE | TRUE | FALSE | FALSE | 0 | 0 | TRUE | TRUE | TRUE | -1150 | 120 | 0 | 0 | -11500 | 1200 | 0 | 0 | 3503.9114 | 100000 | #N/A | 100000 | 0.035039 | 1 | #N/A | 0 | 0.00018595 | 0.005307 | #N/A | 0.005307 |  | 311 | 79.705 | PASS | 4.23 | PASS | Eligible | -2.1385 | 6.3684 | 311 | 8.075 | kWh | 2365.9684 | N/A | N/A | 80.7505 |  | 311 | 1 | -1150 | 120 | 0 | 0 | 10 | 0
Any | SWWH025-01 | MFm | Any | CZ08 | Any | 312 | Heat Pump Water Heater, >55 to ≤75 Gal, UEF=3.33 replacing Storage Natural Gas Water Heater, 60 Gal, UEF=0.79 | 1 | 10 | 2020 | natural gas | electricity | NR |  |  |  |  | -1140 |  | 119 |  | -1140 | 119 | 0 | 0 |  | 0 | 0 |  | TRUE | 10 | 0 | 0 | TRUE | 2020+10 | 2030+00 | TRUE | TRUE | FALSE | FALSE | -1140 | 119 | TRUE | TRUE | FALSE | FALSE | 0 | 0 | TRUE | TRUE | TRUE | -1140 | 119 | 0 | 0 | -11400 | 1190 | 0 | 0 | 3503.9114 | 100000 | #N/A | 100000 | 0.035039 | 1 | #N/A | 0 | 0.00018595 | 0.005307 | #N/A | 0.005307 |  | 312 | 79.0554 | PASS | 4.1955 | PASS | Eligible | -2.1199 | 6.3154 | 312 | 8.0092 | kWh | 2346.6686 | N/A | N/A | 80.0918 |  | 312 | 1 | -1140 | 119 | 0 | 0 | 10 | 0
Any | SWWH025-01 | MFm | Any | CZ09 | Any | 313 | Heat Pump Water Heater, >55 to ≤75 Gal, UEF=3.33 replacing Storage Natural Gas Water Heater, 60 Gal, UEF=0.79 | 1 | 10 | 2020 | natural gas | electricity | NR |  |  |  |  | -1140 |  | 119 |  | -1140 | 119 | 0 | 0 |  | 0 | 0 |  | TRUE | 10 | 0 | 0 | TRUE | 2020+10 | 2030+00 | TRUE | TRUE | FALSE | FALSE | -1140 | 119 | TRUE | TRUE | FALSE | FALSE | 0 | 0 | TRUE | TRUE | TRUE | -1140 | 119 | 0 | 0 | -11400 | 1190 | 0 | 0 | 3503.9114 | 100000 | #N/A | 100000 | 0.035039 | 1 | #N/A | 0 | 0.00018595 | 0.005307 | #N/A | 0.005307 |  | 313 | 79.0554 | PASS | 4.1955 | PASS | Eligible | -2.1199 | 6.3154 | 313 | 8.0092 | kWh | 2346.6686 | N/A | N/A | 80.0918 |  | 313 | 1 | -1140 | 119 | 0 | 0 | 10 | 0
Any | SWWH025-01 | MFm | Any | CZ10 | Any | 314 | Heat Pump Water Heater, >55 to ≤75 Gal, UEF=3.33 replacing Storage Natural Gas Water Heater, 60 Gal, UEF=0.79 | 1 | 10 | 2020 | natural gas | electricity | NR |  |  |  |  | -1140 |  | 118 |  | -1140 | 118 | 0 | 0 |  | 0 | 0 |  | TRUE | 10 | 0 | 0 | TRUE | 2020+10 | 2030+00 | TRUE | TRUE | FALSE | FALSE | -1140 | 118 | TRUE | TRUE | FALSE | FALSE | 0 | 0 | TRUE | TRUE | TRUE | -1140 | 118 | 0 | 0 | -11400 | 1180 | 0 | 0 | 3503.9114 | 100000 | #N/A | 100000 | 0.035039 | 1 | #N/A | 0 | 0.00018595 | 0.005307 | #N/A | 0.005307 |  | 314 | 78.0554 | PASS | 4.1424 | PASS | Eligible | -2.1199 | 6.2623 | 314 | 7.9092 | kWh | 2317.3689 | N/A | N/A | 79.0918 |  | 314 | 1 | -1140 | 118 | 0 | 0 | 10 | 0
Any | SWWH025-01 | MFm | Any | CZ11 | Any | 315 | Heat Pump Water Heater, >55 to ≤75 Gal, UEF=3.33 replacing Storage Natural Gas Water Heater, 60 Gal, UEF=0.79 | 1 | 10 | 2020 | natural gas | electricity | NR |  |  |  |  | -1170 |  | 120 |  | -1170 | 120 | 0 | 0 |  | 0 | 0 |  | TRUE | 10 | 0 | 0 | TRUE | 2020+10 | 2030+00 | TRUE | TRUE | FALSE | FALSE | -1170 | 120 | TRUE | TRUE | FALSE | FALSE | 0 | 0 | TRUE | TRUE | TRUE | -1170 | 120 | 0 | 0 | -11700 | 1200 | 0 | 0 | 3503.9114 | 100000 | #N/A | 100000 | 0.035039 | 1 | #N/A | 0 | 0.00018595 | 0.005307 | #N/A | 0.005307 |  | 315 | 79.0042 | PASS | 4.1928 | PASS | Eligible | -2.1757 | 6.3684 | 315 | 8.0068 | kWh | 2345.9684 | N/A | N/A | 80.0679 |  | 315 | 1 | -1170 | 120 | 0 | 0 | 10 | 0
Any | SWWH025-01 | MFm | Any | CZ12 | Any | 316 | Heat Pump Water Heater, >55 to ≤75 Gal, UEF=3.33 replacing Storage Natural Gas Water Heater, 60 Gal, UEF=0.79 | 1 | 10 | 2020 | natural gas | electricity | NR |  |  |  |  | -1210 |  | 123 |  | -1210 | 123 | 0 | 0 |  | 0 | 0 |  | TRUE | 10 | 0 | 0 | TRUE | 2020+10 | 2030+00 | TRUE | TRUE | FALSE | FALSE | -1210 | 123 | TRUE | TRUE | FALSE | FALSE | 0 | 0 | TRUE | TRUE | TRUE | -1210 | 123 | 0 | 0 | -12100 | 1230 | 0 | 0 | 3503.9114 | 100000 | #N/A | 100000 | 0.035039 | 1 | #N/A | 0 | 0.00018595 | 0.005307 | #N/A | 0.005307 |  | 316 | 80.6027 | PASS | 4.2776 | PASS | Eligible | -2.25 | 6.5277 | 316 | 8.1703 | kWh | 2393.8676 | N/A | N/A | 81.7027 |  | 316 | 1 | -1210 | 123 | 0 | 0 | 10 | 0
Any | SWWH025-01 | MFm | Any | CZ13 | Any | 317 | Heat Pump Water Heater, >55 to ≤75 Gal, UEF=3.33 replacing Storage Natural Gas Water Heater, 60 Gal, UEF=0.79 | 1 | 10 | 2020 | natural gas | electricity | NR |  |  |  |  | -1150 |  | 119 |  | -1150 | 119 | 0 | 0 |  | 0 | 0 |  | TRUE | 10 | 0 | 0 | TRUE | 2020+10 | 2030+00 | TRUE | TRUE | FALSE | FALSE | -1150 | 119 | TRUE | TRUE | FALSE | FALSE | 0 | 0 | TRUE | TRUE | TRUE | -1150 | 119 | 0 | 0 | -11500 | 1190 | 0 | 0 | 3503.9114 | 100000 | #N/A | 100000 | 0.035039 | 1 | #N/A | 0 | 0.00018595 | 0.005307 | #N/A | 0.005307 |  | 317 | 78.705 | PASS | 4.1769 | PASS | Eligible | -2.1385 | 6.3154 | 317 | 7.9751 | kWh | 2336.6686 | N/A | N/A | 79.7505 |  | 317 | 1 | -1150 | 119 | 0 | 0 | 10 | 0
Any | SWWH025-01 | MFm | Any | CZ14 | Any | 318 | Heat Pump Water Heater, >55 to ≤75 Gal, UEF=3.33 replacing Storage Natural Gas Water Heater, 60 Gal, UEF=0.79 | 1 | 10 | 2020 | natural gas | electricity | NR |  |  |  |  | -1170 |  | 121 |  | -1170 | 121 | 0 | 0 |  | 0 | 0 |  | TRUE | 10 | 0 | 0 | TRUE | 2020+10 | 2030+00 | TRUE | TRUE | FALSE | FALSE | -1170 | 121 | TRUE | TRUE | FALSE | FALSE | 0 | 0 | TRUE | TRUE | TRUE | -1170 | 121 | 0 | 0 | -11700 | 1210 | 0 | 0 | 3503.9114 | 100000 | #N/A | 100000 | 0.035039 | 1 | #N/A | 0 | 0.00018595 | 0.005307 | #N/A | 0.005307 |  | 318 | 80.0042 | PASS | 4.2459 | PASS | Eligible | -2.1757 | 6.4215 | 318 | 8.1068 | kWh | 2375.2681 | N/A | N/A | 81.0679 |  | 318 | 1 | -1170 | 121 | 0 | 0 | 10 | 0
Any | SWWH025-01 | MFm | Any | CZ15 | Any | 319 | Heat Pump Water Heater, >55 to ≤75 Gal, UEF=3.33 replacing Storage Natural Gas Water Heater, 60 Gal, UEF=0.79 | 1 | 10 | 2020 | natural gas | electricity | NR |  |  |  |  | -960 |  | 104 |  | -960 | 104 | 0 | 0 |  | 0 | 0 |  | TRUE | 10 | 0 | 0 | TRUE | 2020+10 | 2030+00 | TRUE | TRUE | FALSE | FALSE | -960 | 104 | TRUE | TRUE | FALSE | FALSE | 0 | 0 | TRUE | TRUE | TRUE | -960 | 104 | 0 | 0 | -9600 | 1040 | 0 | 0 | 3503.9114 | 100000 | #N/A | 100000 | 0.035039 | 1 | #N/A | 0 | 0.00018595 | 0.005307 | #N/A | 0.005307 |  | 319 | 70.3625 | PASS | 3.7342 | PASS | Eligible | -1.7852 | 5.5193 | 319 | 7.1235 | kWh | 2087.1726 | N/A | N/A | 71.2352 |  | 319 | 1 | -960 | 104 | 0 | 0 | 10 | 0
Any | SWWH025-01 | MFm | Any | CZ16 | Any | 320 | Heat Pump Water Heater, >55 to ≤75 Gal, UEF=3.33 replacing Storage Natural Gas Water Heater, 60 Gal, UEF=0.79 | 1 | 10 | 2020 | natural gas | electricity | NR |  |  |  |  | -1360 |  | 135 |  | -1360 | 135 | 0 | 0 |  | 0 | 0 |  | TRUE | 10 | 0 | 0 | TRUE | 2020+10 | 2030+00 | TRUE | TRUE | FALSE | FALSE | -1360 | 135 | TRUE | TRUE | FALSE | FALSE | 0 | 0 | TRUE | TRUE | TRUE | -1360 | 135 | 0 | 0 | -13600 | 1350 | 0 | 0 | 3503.9114 | 100000 | #N/A | 100000 | 0.035039 | 1 | #N/A | 0 | 0.00018595 | 0.005307 | #N/A | 0.005307 |  | 320 | 87.3468 | PASS | 4.6355 | PASS | Eligible | -2.529 | 7.1645 | 320 | 8.8583 | kWh | 2595.4644 | N/A | N/A | 88.5832 |  | 320 | 1 | -1360 | 135 | 0 | 0 | 10 | 0
Any | SWWH025-01 | DMo | Any | CZ01 | Any | 321 | Heat Pump Water Heater, >55 to ≤75 Gal, UEF=3.33 replacing Storage Natural Gas Water Heater, 60 Gal, UEF=0.79 | 1 | 10 | 2020 | natural gas | electricity | NR |  |  |  |  | -2070 |  | 144 |  | -2070 | 144 | 0 | 0 |  | 0 | 0 |  | TRUE | 10 | 0 | 0 | TRUE | 2020+10 | 2030+00 | TRUE | TRUE | FALSE | FALSE | -2070 | 144 | TRUE | TRUE | FALSE | FALSE | 0 | 0 | TRUE | TRUE | TRUE | -2070 | 144 | 0 | 0 | -20700 | 1440 | 0 | 0 | 3503.9114 | 100000 | #N/A | 100000 | 0.035039 | 1 | #N/A | 0 | 0.00018595 | 0.005307 | #N/A | 0.005307 |  | 321 | 71.469 | PASS | 3.7929 | PASS | Eligible | -3.8492 | 7.6421 | 321 | 7.3351 | kWh | 2149.162 | N/A | N/A | 73.3509 |  | 321 | 1 | -2070 | 144 | 0 | 0 | 10 | 0
Any | SWWH025-01 | DMo | Any | CZ02 | Any | 322 | Heat Pump Water Heater, >55 to ≤75 Gal, UEF=3.33 replacing Storage Natural Gas Water Heater, 60 Gal, UEF=0.79 | 1 | 10 | 2020 | natural gas | electricity | NR |  |  |  |  | -1790 |  | 135 |  | -1790 | 135 | 0 | 0 |  | 0 | 0 |  | TRUE | 10 | 0 | 0 | TRUE | 2020+10 | 2030+00 | TRUE | TRUE | FALSE | FALSE | -1790 | 135 | TRUE | TRUE | FALSE | FALSE | 0 | 0 | TRUE | TRUE | TRUE | -1790 | 135 | 0 | 0 | -17900 | 1350 | 0 | 0 | 3503.9114 | 100000 | #N/A | 100000 | 0.035039 | 1 | #N/A | 0 | 0.00018595 | 0.005307 | #N/A | 0.005307 |  | 322 | 72.28 | PASS | 3.8359 | PASS | Eligible | -3.3286 | 7.1645 | 322 | 7.3907 | kWh | 2165.4644 | N/A | N/A | 73.9073 |  | 322 | 1 | -1790 | 135 | 0 | 0 | 10 | 0
Any | SWWH025-01 | DMo | Any | CZ03 | Any | 323 | Heat Pump Water Heater, >55 to ≤75 Gal, UEF=3.33 replacing Storage Natural Gas Water Heater, 60 Gal, UEF=0.79 | 1 | 10 | 2020 | natural gas | electricity | NR |  |  |  |  | -1660 |  | 135 |  | -1660 | 135 | 0 | 0 |  | 0 | 0 |  | TRUE | 10 | 0 | 0 | TRUE | 2020+10 | 2030+00 | TRUE | TRUE | FALSE | FALSE | -1660 | 135 | TRUE | TRUE | FALSE | FALSE | 0 | 0 | TRUE | TRUE | TRUE | -1660 | 135 | 0 | 0 | -16600 | 1350 | 0 | 0 | 3503.9114 | 100000 | #N/A | 100000 | 0.035039 | 1 | #N/A | 0 | 0.00018595 | 0.005307 | #N/A | 0.005307 |  | 323 | 76.8351 | PASS | 4.0777 | PASS | Eligible | -3.0868 | 7.1645 | 323 | 7.8344 | kWh | 2295.4644 | N/A | N/A | 78.3442 |  | 323 | 1 | -1660 | 135 | 0 | 0 | 10 | 0
Any | SWWH025-01 | DMo | Any | CZ04 | Any | 324 | Heat Pump Water Heater, >55 to ≤75 Gal, UEF=3.33 replacing Storage Natural Gas Water Heater, 60 Gal, UEF=0.79 | 1 | 10 | 2020 | natural gas | electricity | NR |  |  |  |  | -1620 |  | 131 |  | -1620 | 131 | 0 | 0 |  | 0 | 0 |  | TRUE | 10 | 0 | 0 | TRUE | 2020+10 | 2030+00 | TRUE | TRUE | FALSE | FALSE | -1620 | 131 | TRUE | TRUE | FALSE | FALSE | 0 | 0 | TRUE | TRUE | TRUE | -1620 | 131 | 0 | 0 | -16200 | 1310 | 0 | 0 | 3503.9114 | 100000 | #N/A | 100000 | 0.035039 | 1 | #N/A | 0 | 0.00018595 | 0.005307 | #N/A | 0.005307 |  | 324 | 74.2366 | PASS | 3.9398 | PASS | Eligible | -3.0125 | 6.9522 | 324 | 7.5709 | kWh | 2218.2655 | N/A | N/A | 75.7094 |  | 324 | 1 | -1620 | 131 | 0 | 0 | 10 | 0
Any | SWWH025-01 | DMo | Any | CZ05 | Any | 325 | Heat Pump Water Heater, >55 to ≤75 Gal, UEF=3.33 replacing Storage Natural Gas Water Heater, 60 Gal, UEF=0.79 | 1 | 10 | 2020 | natural gas | electricity | NR |  |  |  |  | -1780 |  | 137 |  | -1780 | 137 | 0 | 0 |  | 0 | 0 |  | TRUE | 10 | 0 | 0 | TRUE | 2020+10 | 2030+00 | TRUE | TRUE | FALSE | FALSE | -1780 | 137 | TRUE | TRUE | FALSE | FALSE | 0 | 0 | TRUE | TRUE | TRUE | -1780 | 137 | 0 | 0 | -17800 | 1370 | 0 | 0 | 3503.9114 | 100000 | #N/A | 100000 | 0.035039 | 1 | #N/A | 0 | 0.00018595 | 0.005307 | #N/A | 0.005307 |  | 325 | 74.6304 | PASS | 3.9607 | PASS | Eligible | -3.31 | 7.2706 | 325 | 7.6249 | kWh | 2234.0639 | N/A | N/A | 76.2486 |  | 325 | 1 | -1780 | 137 | 0 | 0 | 10 | 0
Any | SWWH025-01 | DMo | Any | CZ06 | Any | 326 | Heat Pump Water Heater, >55 to ≤75 Gal, UEF=3.33 replacing Storage Natural Gas Water Heater, 60 Gal, UEF=0.79 | 1 | 10 | 2020 | natural gas | electricity | NR |  |  |  |  | -1450 |  | 127 |  | -1450 | 127 | 0 | 0 |  | 0 | 0 |  | TRUE | 10 | 0 | 0 | TRUE | 2020+10 | 2030+00 | TRUE | TRUE | FALSE | FALSE | -1450 | 127 | TRUE | TRUE | FALSE | FALSE | 0 | 0 | TRUE | TRUE | TRUE | -1450 | 127 | 0 | 0 | -14500 | 1270 | 0 | 0 | 3503.9114 | 100000 | #N/A | 100000 | 0.035039 | 1 | #N/A | 0 | 0.00018595 | 0.005307 | #N/A | 0.005307 |  | 326 | 76.1933 | PASS | 4.0436 | PASS | Eligible | -2.6963 | 6.7399 | 326 | 7.7511 | kWh | 2271.0665 | N/A | N/A | 77.5115 |  | 326 | 1 | -1450 | 127 | 0 | 0 | 10 | 0
Any | SWWH025-01 | DMo | Any | CZ07 | Any | 327 | Heat Pump Water Heater, >55 to ≤75 Gal, UEF=3.33 replacing Storage Natural Gas Water Heater, 60 Gal, UEF=0.79 | 1 | 10 | 2020 | natural gas | electricity | NR |  |  |  |  | -1390 |  | 126 |  | -1390 | 126 | 0 | 0 |  | 0 | 0 |  | TRUE | 10 | 0 | 0 | TRUE | 2020+10 | 2030+00 | TRUE | TRUE | FALSE | FALSE | -1390 | 126 | TRUE | TRUE | FALSE | FALSE | 0 | 0 | TRUE | TRUE | TRUE | -1390 | 126 | 0 | 0 | -13900 | 1260 | 0 | 0 | 3503.9114 | 100000 | #N/A | 100000 | 0.035039 | 1 | #N/A | 0 | 0.00018595 | 0.005307 | #N/A | 0.005307 |  | 327 | 77.2956 | PASS | 4.1021 | PASS | Eligible | -2.5848 | 6.6869 | 327 | 7.8559 | kWh | 2301.7668 | N/A | N/A | 78.5593 |  | 327 | 1 | -1390 | 126 | 0 | 0 | 10 | 0
Any | SWWH025-01 | DMo | Any | CZ08 | Any | 328 | Heat Pump Water Heater, >55 to ≤75 Gal, UEF=3.33 replacing Storage Natural Gas Water Heater, 60 Gal, UEF=0.79 | 1 | 10 | 2020 | natural gas | electricity | NR |  |  |  |  | -1380 |  | 124 |  | -1380 | 124 | 0 | 0 |  | 0 | 0 |  | TRUE | 10 | 0 | 0 | TRUE | 2020+10 | 2030+00 | TRUE | TRUE | FALSE | FALSE | -1380 | 124 | TRUE | TRUE | FALSE | FALSE | 0 | 0 | TRUE | TRUE | TRUE | -1380 | 124 | 0 | 0 | -13800 | 1240 | 0 | 0 | 3503.9114 | 100000 | #N/A | 100000 | 0.035039 | 1 | #N/A | 0 | 0.00018595 | 0.005307 | #N/A | 0.005307 |  | 328 | 75.646 | PASS | 4.0146 | PASS | Eligible | -2.5662 | 6.5807 | 328 | 7.6901 | kWh | 2253.1673 | N/A | N/A | 76.9006 |  | 328 | 1 | -1380 | 124 | 0 | 0 | 10 | 0
Any | SWWH025-01 | DMo | Any | CZ09 | Any | 329 | Heat Pump Water Heater, >55 to ≤75 Gal, UEF=3.33 replacing Storage Natural Gas Water Heater, 60 Gal, UEF=0.79 | 1 | 10 | 2020 | natural gas | electricity | NR |  |  |  |  | -1410 |  | 124 |  | -1410 | 124 | 0 | 0 |  | 0 | 0 |  | TRUE | 10 | 0 | 0 | TRUE | 2020+10 | 2030+00 | TRUE | TRUE | FALSE | FALSE | -1410 | 124 | TRUE | TRUE | FALSE | FALSE | 0 | 0 | TRUE | TRUE | TRUE | -1410 | 124 | 0 | 0 | -14100 | 1240 | 0 | 0 | 3503.9114 | 100000 | #N/A | 100000 | 0.035039 | 1 | #N/A | 0 | 0.00018595 | 0.005307 | #N/A | 0.005307 |  | 329 | 74.5948 | PASS | 3.9588 | PASS | Eligible | -2.6219 | 6.5807 | 329 | 7.5877 | kWh | 2223.1673 | N/A | N/A | 75.8767 |  | 329 | 1 | -1410 | 124 | 0 | 0 | 10 | 0
Any | SWWH025-01 | DMo | Any | CZ10 | Any | 330 | Heat Pump Water Heater, >55 to ≤75 Gal, UEF=3.33 replacing Storage Natural Gas Water Heater, 60 Gal, UEF=0.79 | 1 | 10 | 2020 | natural gas | electricity | NR |  |  |  |  | -1420 |  | 124 |  | -1420 | 124 | 0 | 0 |  | 0 | 0 |  | TRUE | 10 | 0 | 0 | TRUE | 2020+10 | 2030+00 | TRUE | TRUE | FALSE | FALSE | -1420 | 124 | TRUE | TRUE | FALSE | FALSE | 0 | 0 | TRUE | TRUE | TRUE | -1420 | 124 | 0 | 0 | -14200 | 1240 | 0 | 0 | 3503.9114 | 100000 | #N/A | 100000 | 0.035039 | 1 | #N/A | 0 | 0.00018595 | 0.005307 | #N/A | 0.005307 |  | 330 | 74.2445 | PASS | 3.9402 | PASS | Eligible | -2.6405 | 6.5807 | 330 | 7.5535 | kWh | 2213.1673 | N/A | N/A | 75.5354 |  | 330 | 1 | -1420 | 124 | 0 | 0 | 10 | 0
Any | SWWH025-01 | DMo | Any | CZ11 | Any | 331 | Heat Pump Water Heater, >55 to ≤75 Gal, UEF=3.33 replacing Storage Natural Gas Water Heater, 60 Gal, UEF=0.79 | 1 | 10 | 2020 | natural gas | electricity | NR |  |  |  |  | -1630 |  | 125 |  | -1630 | 125 | 0 | 0 |  | 0 | 0 |  | TRUE | 10 | 0 | 0 | TRUE | 2020+10 | 2030+00 | TRUE | TRUE | FALSE | FALSE | -1630 | 125 | TRUE | TRUE | FALSE | FALSE | 0 | 0 | TRUE | TRUE | TRUE | -1630 | 125 | 0 | 0 | -16300 | 1250 | 0 | 0 | 3503.9114 | 100000 | #N/A | 100000 | 0.035039 | 1 | #N/A | 0 | 0.00018595 | 0.005307 | #N/A | 0.005307 |  | 331 | 67.8862 | PASS | 3.6027 | PASS | Eligible | -3.031 | 6.6338 | 331 | 6.9368 | kWh | 2032.467 | N/A | N/A | 69.3681 |  | 331 | 1 | -1630 | 125 | 0 | 0 | 10 | 0
Any | SWWH025-01 | DMo | Any | CZ12 | Any | 332 | Heat Pump Water Heater, >55 to ≤75 Gal, UEF=3.33 replacing Storage Natural Gas Water Heater, 60 Gal, UEF=0.79 | 1 | 10 | 2020 | natural gas | electricity | NR |  |  |  |  | -1620 |  | 129 |  | -1620 | 129 | 0 | 0 |  | 0 | 0 |  | TRUE | 10 | 0 | 0 | TRUE | 2020+10 | 2030+00 | TRUE | TRUE | FALSE | FALSE | -1620 | 129 | TRUE | TRUE | FALSE | FALSE | 0 | 0 | TRUE | TRUE | TRUE | -1620 | 129 | 0 | 0 | -16200 | 1290 | 0 | 0 | 3503.9114 | 100000 | #N/A | 100000 | 0.035039 | 1 | #N/A | 0 | 0.00018595 | 0.005307 | #N/A | 0.005307 |  | 332 | 72.2366 | PASS | 3.8336 | PASS | Eligible | -3.0125 | 6.8461 | 332 | 7.3709 | kWh | 2159.666 | N/A | N/A | 73.7094 |  | 332 | 1 | -1620 | 129 | 0 | 0 | 10 | 0
Any | SWWH025-01 | DMo | Any | CZ13 | Any | 333 | Heat Pump Water Heater, >55 to ≤75 Gal, UEF=3.33 replacing Storage Natural Gas Water Heater, 60 Gal, UEF=0.79 | 1 | 10 | 2020 | natural gas | electricity | NR |  |  |  |  | -1550 |  | 124 |  | -1550 | 124 | 0 | 0 |  | 0 | 0 |  | TRUE | 10 | 0 | 0 | TRUE | 2020+10 | 2030+00 | TRUE | TRUE | FALSE | FALSE | -1550 | 124 | TRUE | TRUE | FALSE | FALSE | 0 | 0 | TRUE | TRUE | TRUE | -1550 | 124 | 0 | 0 | -15500 | 1240 | 0 | 0 | 3503.9114 | 100000 | #N/A | 100000 | 0.035039 | 1 | #N/A | 0 | 0.00018595 | 0.005307 | #N/A | 0.005307 |  | 333 | 69.6894 | PASS | 3.6984 | PASS | Eligible | -2.8823 | 6.5807 | 333 | 7.1098 | kWh | 2083.1673 | N/A | N/A | 71.0985 |  | 333 | 1 | -1550 | 124 | 0 | 0 | 10 | 0
Any | SWWH025-01 | DMo | Any | CZ14 | Any | 334 | Heat Pump Water Heater, >55 to ≤75 Gal, UEF=3.33 replacing Storage Natural Gas Water Heater, 60 Gal, UEF=0.79 | 1 | 10 | 2020 | natural gas | electricity | NR |  |  |  |  | -1690 |  | 126 |  | -1690 | 126 | 0 | 0 |  | 0 | 0 |  | TRUE | 10 | 0 | 0 | TRUE | 2020+10 | 2030+00 | TRUE | TRUE | FALSE | FALSE | -1690 | 126 | TRUE | TRUE | FALSE | FALSE | 0 | 0 | TRUE | TRUE | TRUE | -1690 | 126 | 0 | 0 | -16900 | 1260 | 0 | 0 | 3503.9114 | 100000 | #N/A | 100000 | 0.035039 | 1 | #N/A | 0 | 0.00018595 | 0.005307 | #N/A | 0.005307 |  | 334 | 66.7839 | PASS | 3.5442 | PASS | Eligible | -3.1426 | 6.6869 | 334 | 6.832 | kWh | 2001.7668 | N/A | N/A | 68.3203 |  | 334 | 1 | -1690 | 126 | 0 | 0 | 10 | 0
Any | SWWH025-01 | DMo | Any | CZ15 | Any | 335 | Heat Pump Water Heater, >55 to ≤75 Gal, UEF=3.33 replacing Storage Natural Gas Water Heater, 60 Gal, UEF=0.79 | 1 | 10 | 2020 | natural gas | electricity | NR |  |  |  |  | -1060 |  | 106 |  | -1060 | 106 | 0 | 0 |  | 0 | 0 |  | TRUE | 10 | 0 | 0 | TRUE | 2020+10 | 2030+00 | TRUE | TRUE | FALSE | FALSE | -1060 | 106 | TRUE | TRUE | FALSE | FALSE | 0 | 0 | TRUE | TRUE | TRUE | -1060 | 106 | 0 | 0 | -10600 | 1060 | 0 | 0 | 3503.9114 | 100000 | #N/A | 100000 | 0.035039 | 1 | #N/A | 0 | 0.00018595 | 0.005307 | #N/A | 0.005307 |  | 335 | 68.8585 | PASS | 3.6543 | PASS | Eligible | -1.9711 | 5.6255 | 335 | 6.9822 | kWh | 2045.772 | N/A | N/A | 69.8222 |  | 335 | 1 | -1060 | 106 | 0 | 0 | 10 | 0
Any | SWWH025-01 | DMo | Any | CZ16 | Any | 336 | Heat Pump Water Heater, >55 to ≤75 Gal, UEF=3.33 replacing Storage Natural Gas Water Heater, 60 Gal, UEF=0.79 | 1 | 10 | 2020 | natural gas | electricity | NR |  |  |  |  | -2540 |  | 144 |  | -2540 | 144 | 0 | 0 |  | 0 | 0 |  | TRUE | 10 | 0 | 0 | TRUE | 2020+10 | 2030+00 | TRUE | TRUE | FALSE | FALSE | -2540 | 144 | TRUE | TRUE | FALSE | FALSE | 0 | 0 | TRUE | TRUE | TRUE | -2540 | 144 | 0 | 0 | -25400 | 1440 | 0 | 0 | 3503.9114 | 100000 | #N/A | 100000 | 0.035039 | 1 | #N/A | 0 | 0.00018595 | 0.005307 | #N/A | 0.005307 |  | 336 | 55.0006 | PASS | 2.9189 | PASS | Eligible | -4.7232 | 7.6421 | 336 | 5.731 | kWh | 1679.162 | N/A | N/A | 57.3098 |  | 336 | 1 | -2540 | 144 | 0 | 0 | 10 | 0
Any | SWWH025-01 | SFm | Any | CZ01 | Any | 337 | Heat Pump Water Heater, >75 Gal, UEF=3.42 replacing Storage Natural Gas Water Heater, 75 Gal, UEF=0.76 | 1 | 10 | 2020 | natural gas | electricity | NR |  |  |  |  | -2100 |  | 165 |  | -2100 | 165 | 0 | 0 |  | 0 | 0 |  | TRUE | 10 | 0 | 0 | TRUE | 2020+10 | 2030+00 | TRUE | TRUE | FALSE | FALSE | -2100 | 165 | TRUE | TRUE | FALSE | FALSE | 0 | 0 | TRUE | TRUE | TRUE | -2100 | 165 | 0 | 0 | -21000 | 1650 | 0 | 0 | 3503.9114 | 100000 | #N/A | 100000 | 0.035039 | 1 | #N/A | 0 | 0.00018595 | 0.005307 | #N/A | 0.005307 |  | 337 | 91.4179 | PASS | 4.8516 | PASS | Eligible | -3.905 | 8.7566 | 337 | 9.3327 | kWh | 2734.4565 | N/A | N/A | 93.327 |  | 337 | 1 | -2100 | 165 | 0 | 0 | 10 | 0
Any | SWWH025-01 | SFm | Any | CZ02 | Any | 338 | Heat Pump Water Heater, >75 Gal, UEF=3.42 replacing Storage Natural Gas Water Heater, 75 Gal, UEF=0.76 | 1 | 10 | 2020 | natural gas | electricity | NR |  |  |  |  | -1780 |  | 154 |  | -1780 | 154 | 0 | 0 |  | 0 | 0 |  | TRUE | 10 | 0 | 0 | TRUE | 2020+10 | 2030+00 | TRUE | TRUE | FALSE | FALSE | -1780 | 154 | TRUE | TRUE | FALSE | FALSE | 0 | 0 | TRUE | TRUE | TRUE | -1780 | 154 | 0 | 0 | -17800 | 1540 | 0 | 0 | 3503.9114 | 100000 | #N/A | 100000 | 0.035039 | 1 | #N/A | 0 | 0.00018595 | 0.005307 | #N/A | 0.005307 |  | 338 | 91.6304 | PASS | 4.8629 | PASS | Eligible | -3.31 | 8.1728 | 338 | 9.3249 | kWh | 2732.1594 | N/A | N/A | 93.2486 |  | 338 | 1 | -1780 | 154 | 0 | 0 | 10 | 0
Any | SWWH025-01 | SFm | Any | CZ03 | Any | 339 | Heat Pump Water Heater, >75 Gal, UEF=3.42 replacing Storage Natural Gas Water Heater, 75 Gal, UEF=0.76 | 1 | 10 | 2020 | natural gas | electricity | NR |  |  |  |  | -1730 |  | 155 |  | -1730 | 155 | 0 | 0 |  | 0 | 0 |  | TRUE | 10 | 0 | 0 | TRUE | 2020+10 | 2030+00 | TRUE | TRUE | FALSE | FALSE | -1730 | 155 | TRUE | TRUE | FALSE | FALSE | 0 | 0 | TRUE | TRUE | TRUE | -1730 | 155 | 0 | 0 | -17300 | 1550 | 0 | 0 | 3503.9114 | 100000 | #N/A | 100000 | 0.035039 | 1 | #N/A | 0 | 0.00018595 | 0.005307 | #N/A | 0.005307 |  | 339 | 94.3823 | PASS | 5.0089 | PASS | Eligible | -3.217 | 8.2259 | 339 | 9.5955 | kWh | 2811.4591 | N/A | N/A | 95.9551 |  | 339 | 1 | -1730 | 155 | 0 | 0 | 10 | 0
Any | SWWH025-01 | SFm | Any | CZ04 | Any | 340 | Heat Pump Water Heater, >75 Gal, UEF=3.42 replacing Storage Natural Gas Water Heater, 75 Gal, UEF=0.76 | 1 | 10 | 2020 | natural gas | electricity | NR |  |  |  |  | -1660 |  | 150 |  | -1660 | 150 | 0 | 0 |  | 0 | 0 |  | TRUE | 10 | 0 | 0 | TRUE | 2020+10 | 2030+00 | TRUE | TRUE | FALSE | FALSE | -1660 | 150 | TRUE | TRUE | FALSE | FALSE | 0 | 0 | TRUE | TRUE | TRUE | -1660 | 150 | 0 | 0 | -16600 | 1500 | 0 | 0 | 3503.9114 | 100000 | #N/A | 100000 | 0.035039 | 1 | #N/A | 0 | 0.00018595 | 0.005307 | #N/A | 0.005307 |  | 340 | 91.8351 | PASS | 4.8737 | PASS | Eligible | -3.0868 | 7.9606 | 340 | 9.3344 | kWh | 2734.9604 | N/A | N/A | 93.3442 |  | 340 | 1 | -1660 | 150 | 0 | 0 | 10 | 0
Any | SWWH025-01 | SFm | Any | CZ05 | Any | 341 | Heat Pump Water Heater, >75 Gal, UEF=3.42 replacing Storage Natural Gas Water Heater, 75 Gal, UEF=0.76 | 1 | 10 | 2020 | natural gas | electricity | NR |  |  |  |  | -1790 |  | 157 |  | -1790 | 157 | 0 | 0 |  | 0 | 0 |  | TRUE | 10 | 0 | 0 | TRUE | 2020+10 | 2030+00 | TRUE | TRUE | FALSE | FALSE | -1790 | 157 | TRUE | TRUE | FALSE | FALSE | 0 | 0 | TRUE | TRUE | TRUE | -1790 | 157 | 0 | 0 | -17900 | 1570 | 0 | 0 | 3503.9114 | 100000 | #N/A | 100000 | 0.035039 | 1 | #N/A | 0 | 0.00018595 | 0.005307 | #N/A | 0.005307 |  | 341 | 94.28 | PASS | 5.0035 | PASS | Eligible | -3.3286 | 8.332 | 341 | 9.5907 | kWh | 2810.0586 | N/A | N/A | 95.9073 |  | 341 | 1 | -1790 | 157 | 0 | 0 | 10 | 0
Any | SWWH025-01 | SFm | Any | CZ06 | Any | 342 | Heat Pump Water Heater, >75 Gal, UEF=3.42 replacing Storage Natural Gas Water Heater, 75 Gal, UEF=0.76 | 1 | 10 | 2020 | natural gas | electricity | NR |  |  |  |  | -1520 |  | 146 |  | -1520 | 146 | 0 | 0 |  | 0 | 0 |  | TRUE | 10 | 0 | 0 | TRUE | 2020+10 | 2030+00 | TRUE | TRUE | FALSE | FALSE | -1520 | 146 | TRUE | TRUE | FALSE | FALSE | 0 | 0 | TRUE | TRUE | TRUE | -1520 | 146 | 0 | 0 | -15200 | 1460 | 0 | 0 | 3503.9114 | 100000 | #N/A | 100000 | 0.035039 | 1 | #N/A | 0 | 0.00018595 | 0.005307 | #N/A | 0.005307 |  | 342 | 92.7405 | PASS | 4.9218 | PASS | Eligible | -2.8265 | 7.7483 | 342 | 9.4122 | kWh | 2757.7615 | N/A | N/A | 94.1224 |  | 342 | 1 | -1520 | 146 | 0 | 0 | 10 | 0
Any | SWWH025-01 | SFm | Any | CZ07 | Any | 343 | Heat Pump Water Heater, >75 Gal, UEF=3.42 replacing Storage Natural Gas Water Heater, 75 Gal, UEF=0.76 | 1 | 10 | 2020 | natural gas | electricity | NR |  |  |  |  | -1470 |  | 144 |  | -1470 | 144 | 0 | 0 |  | 0 | 0 |  | TRUE | 10 | 0 | 0 | TRUE | 2020+10 | 2030+00 | TRUE | TRUE | FALSE | FALSE | -1470 | 144 | TRUE | TRUE | FALSE | FALSE | 0 | 0 | TRUE | TRUE | TRUE | -1470 | 144 | 0 | 0 | -14700 | 1440 | 0 | 0 | 3503.9114 | 100000 | #N/A | 100000 | 0.035039 | 1 | #N/A | 0 | 0.00018595 | 0.005307 | #N/A | 0.005307 |  | 343 | 92.4925 | PASS | 4.9086 | PASS | Eligible | -2.7335 | 7.6421 | 343 | 9.3829 | kWh | 2749.162 | N/A | N/A | 93.8289 |  | 343 | 1 | -1470 | 144 | 0 | 0 | 10 | 0
Any | SWWH025-01 | SFm | Any | CZ08 | Any | 344 | Heat Pump Water Heater, >75 Gal, UEF=3.42 replacing Storage Natural Gas Water Heater, 75 Gal, UEF=0.76 | 1 | 10 | 2020 | natural gas | electricity | NR |  |  |  |  | -1440 |  | 142 |  | -1440 | 142 | 0 | 0 |  | 0 | 0 |  | TRUE | 10 | 0 | 0 | TRUE | 2020+10 | 2030+00 | TRUE | TRUE | FALSE | FALSE | -1440 | 142 | TRUE | TRUE | FALSE | FALSE | 0 | 0 | TRUE | TRUE | TRUE | -1440 | 142 | 0 | 0 | -14400 | 1420 | 0 | 0 | 3503.9114 | 100000 | #N/A | 100000 | 0.035039 | 1 | #N/A | 0 | 0.00018595 | 0.005307 | #N/A | 0.005307 |  | 344 | 91.5437 | PASS | 4.8583 | PASS | Eligible | -2.6777 | 7.536 | 344 | 9.2853 | kWh | 2720.5626 | N/A | N/A | 92.8528 |  | 344 | 1 | -1440 | 142 | 0 | 0 | 10 | 0
Any | SWWH025-01 | SFm | Any | CZ09 | Any | 345 | Heat Pump Water Heater, >75 Gal, UEF=3.42 replacing Storage Natural Gas Water Heater, 75 Gal, UEF=0.76 | 1 | 10 | 2020 | natural gas | electricity | NR |  |  |  |  | -1450 |  | 142 |  | -1450 | 142 | 0 | 0 |  | 0 | 0 |  | TRUE | 10 | 0 | 0 | TRUE | 2020+10 | 2030+00 | TRUE | TRUE | FALSE | FALSE | -1450 | 142 | TRUE | TRUE | FALSE | FALSE | 0 | 0 | TRUE | TRUE | TRUE | -1450 | 142 | 0 | 0 | -14500 | 1420 | 0 | 0 | 3503.9114 | 100000 | #N/A | 100000 | 0.035039 | 1 | #N/A | 0 | 0.00018595 | 0.005307 | #N/A | 0.005307 |  | 345 | 91.1933 | PASS | 4.8397 | PASS | Eligible | -2.6963 | 7.536 | 345 | 9.2512 | kWh | 2710.5626 | N/A | N/A | 92.5115 |  | 345 | 1 | -1450 | 142 | 0 | 0 | 10 | 0
Any | SWWH025-01 | SFm | Any | CZ10 | Any | 346 | Heat Pump Water Heater, >75 Gal, UEF=3.42 replacing Storage Natural Gas Water Heater, 75 Gal, UEF=0.76 | 1 | 10 | 2020 | natural gas | electricity | NR |  |  |  |  | -1450 |  | 141 |  | -1450 | 141 | 0 | 0 |  | 0 | 0 |  | TRUE | 10 | 0 | 0 | TRUE | 2020+10 | 2030+00 | TRUE | TRUE | FALSE | FALSE | -1450 | 141 | TRUE | TRUE | FALSE | FALSE | 0 | 0 | TRUE | TRUE | TRUE | -1450 | 141 | 0 | 0 | -14500 | 1410 | 0 | 0 | 3503.9114 | 100000 | #N/A | 100000 | 0.035039 | 1 | #N/A | 0 | 0.00018595 | 0.005307 | #N/A | 0.005307 |  | 346 | 90.1933 | PASS | 4.7866 | PASS | Eligible | -2.6963 | 7.4829 | 346 | 9.1511 | kWh | 2681.2628 | N/A | N/A | 91.5115 |  | 346 | 1 | -1450 | 141 | 0 | 0 | 10 | 0
Any | SWWH025-01 | SFm | Any | CZ11 | Any | 347 | Heat Pump Water Heater, >75 Gal, UEF=3.42 replacing Storage Natural Gas Water Heater, 75 Gal, UEF=0.76 | 1 | 10 | 2020 | natural gas | electricity | NR |  |  |  |  | -1610 |  | 144 |  | -1610 | 144 | 0 | 0 |  | 0 | 0 |  | TRUE | 10 | 0 | 0 | TRUE | 2020+10 | 2030+00 | TRUE | TRUE | FALSE | FALSE | -1610 | 144 | TRUE | TRUE | FALSE | FALSE | 0 | 0 | TRUE | TRUE | TRUE | -1610 | 144 | 0 | 0 | -16100 | 1440 | 0 | 0 | 3503.9114 | 100000 | #N/A | 100000 | 0.035039 | 1 | #N/A | 0 | 0.00018595 | 0.005307 | #N/A | 0.005307 |  | 347 | 87.587 | PASS | 4.6483 | PASS | Eligible | -2.9939 | 7.6421 | 347 | 8.9051 | kWh | 2609.162 | N/A | N/A | 89.0507 |  | 347 | 1 | -1610 | 144 | 0 | 0 | 10 | 0
Any | SWWH025-01 | SFm | Any | CZ12 | Any | 348 | Heat Pump Water Heater, >75 Gal, UEF=3.42 replacing Storage Natural Gas Water Heater, 75 Gal, UEF=0.76 | 1 | 10 | 2020 | natural gas | electricity | NR |  |  |  |  | -1640 |  | 148 |  | -1640 | 148 | 0 | 0 |  | 0 | 0 |  | TRUE | 10 | 0 | 0 | TRUE | 2020+10 | 2030+00 | TRUE | TRUE | FALSE | FALSE | -1640 | 148 | TRUE | TRUE | FALSE | FALSE | 0 | 0 | TRUE | TRUE | TRUE | -1640 | 148 | 0 | 0 | -16400 | 1480 | 0 | 0 | 3503.9114 | 100000 | #N/A | 100000 | 0.035039 | 1 | #N/A | 0 | 0.00018595 | 0.005307 | #N/A | 0.005307 |  | 348 | 90.5359 | PASS | 4.8048 | PASS | Eligible | -3.0496 | 7.8544 | 348 | 9.2027 | kWh | 2696.361 | N/A | N/A | 92.0268 |  | 348 | 1 | -1640 | 148 | 0 | 0 | 10 | 0
Any | SWWH025-01 | SFm | Any | CZ13 | Any | 349 | Heat Pump Water Heater, >75 Gal, UEF=3.42 replacing Storage Natural Gas Water Heater, 75 Gal, UEF=0.76 | 1 | 10 | 2020 | natural gas | electricity | NR |  |  |  |  | -1540 |  | 142 |  | -1540 | 142 | 0 | 0 |  | 0 | 0 |  | TRUE | 10 | 0 | 0 | TRUE | 2020+10 | 2030+00 | TRUE | TRUE | FALSE | FALSE | -1540 | 142 | TRUE | TRUE | FALSE | FALSE | 0 | 0 | TRUE | TRUE | TRUE | -1540 | 142 | 0 | 0 | -15400 | 1420 | 0 | 0 | 3503.9114 | 100000 | #N/A | 100000 | 0.035039 | 1 | #N/A | 0 | 0.00018595 | 0.005307 | #N/A | 0.005307 |  | 349 | 88.0398 | PASS | 4.6723 | PASS | Eligible | -2.8637 | 7.536 | 349 | 8.944 | kWh | 2620.5626 | N/A | N/A | 89.4398 |  | 349 | 1 | -1540 | 142 | 0 | 0 | 10 | 0
Any | SWWH025-01 | SFm | Any | CZ14 | Any | 350 | Heat Pump Water Heater, >75 Gal, UEF=3.42 replacing Storage Natural Gas Water Heater, 75 Gal, UEF=0.76 | 1 | 10 | 2020 | natural gas | electricity | NR |  |  |  |  | -1650 |  | 145 |  | -1650 | 145 | 0 | 0 |  | 0 | 0 |  | TRUE | 10 | 0 | 0 | TRUE | 2020+10 | 2030+00 | TRUE | TRUE | FALSE | FALSE | -1650 | 145 | TRUE | TRUE | FALSE | FALSE | 0 | 0 | TRUE | TRUE | TRUE | -1650 | 145 | 0 | 0 | -16500 | 1450 | 0 | 0 | 3503.9114 | 100000 | #N/A | 100000 | 0.035039 | 1 | #N/A | 0 | 0.00018595 | 0.005307 | #N/A | 0.005307 |  | 350 | 87.1855 | PASS | 4.627 | PASS | Eligible | -3.0682 | 7.6952 | 350 | 8.8686 | kWh | 2598.4618 | N/A | N/A | 88.6855 |  | 350 | 1 | -1650 | 145 | 0 | 0 | 10 | 0
Any | SWWH025-01 | SFm | Any | CZ15 | Any | 351 | Heat Pump Water Heater, >75 Gal, UEF=3.42 replacing Storage Natural Gas Water Heater, 75 Gal, UEF=0.76 | 1 | 10 | 2020 | natural gas | electricity | NR |  |  |  |  | -1100 |  | 121 |  | -1100 | 121 | 0 | 0 |  | 0 | 0 |  | TRUE | 10 | 0 | 0 | TRUE | 2020+10 | 2030+00 | TRUE | TRUE | FALSE | FALSE | -1100 | 121 | TRUE | TRUE | FALSE | FALSE | 0 | 0 | TRUE | TRUE | TRUE | -1100 | 121 | 0 | 0 | -11000 | 1210 | 0 | 0 | 3503.9114 | 100000 | #N/A | 100000 | 0.035039 | 1 | #N/A | 0 | 0.00018595 | 0.005307 | #N/A | 0.005307 |  | 351 | 82.457 | PASS | 4.376 | PASS | Eligible | -2.0455 | 6.4215 | 351 | 8.3457 | kWh | 2445.2681 | N/A | N/A | 83.457 |  | 351 | 1 | -1100 | 121 | 0 | 0 | 10 | 0
Any | SWWH025-01 | SFm | Any | CZ16 | Any | 352 | Heat Pump Water Heater, >75 Gal, UEF=3.42 replacing Storage Natural Gas Water Heater, 75 Gal, UEF=0.76 | 1 | 10 | 2020 | natural gas | electricity | NR |  |  |  |  | -2560 |  | 165 |  | -2560 | 165 | 0 | 0 |  | 0 | 0 |  | TRUE | 10 | 0 | 0 | TRUE | 2020+10 | 2030+00 | TRUE | TRUE | FALSE | FALSE | -2560 | 165 | TRUE | TRUE | FALSE | FALSE | 0 | 0 | TRUE | TRUE | TRUE | -2560 | 165 | 0 | 0 | -25600 | 1650 | 0 | 0 | 3503.9114 | 100000 | #N/A | 100000 | 0.035039 | 1 | #N/A | 0 | 0.00018595 | 0.005307 | #N/A | 0.005307 |  | 352 | 75.2999 | PASS | 3.9962 | PASS | Eligible | -4.7604 | 8.7566 | 352 | 7.7627 | kWh | 2274.4565 | N/A | N/A | 77.6272 |  | 352 | 1 | -2560 | 165 | 0 | 0 | 10 | 0
Any | SWWH025-01 | MFm | Any | CZ01 | Any | 353 | Heat Pump Water Heater, >75 Gal, UEF=3.42 replacing Storage Natural Gas Water Heater, 75 Gal, UEF=0.76 | 1 | 10 | 2020 | natural gas | electricity | NR |  |  |  |  | -1260 |  | 138 |  | -1260 | 138 | 0 | 0 |  | 0 | 0 |  | TRUE | 10 | 0 | 0 | TRUE | 2020+10 | 2030+00 | TRUE | TRUE | FALSE | FALSE | -1260 | 138 | TRUE | TRUE | FALSE | FALSE | 0 | 0 | TRUE | TRUE | TRUE | -1260 | 138 | 0 | 0 | -12600 | 1380 | 0 | 0 | 3503.9114 | 100000 | #N/A | 100000 | 0.035039 | 1 | #N/A | 0 | 0.00018595 | 0.005307 | #N/A | 0.005307 |  | 353 | 93.8507 | PASS | 4.9807 | PASS | Eligible | -2.343 | 7.3237 | 353 | 9.4996 | kWh | 2783.3636 | N/A | N/A | 94.9962 |  | 353 | 1 | -1260 | 138 | 0 | 0 | 10 | 0
Any | SWWH025-01 | MFm | Any | CZ02 | Any | 354 | Heat Pump Water Heater, >75 Gal, UEF=3.42 replacing Storage Natural Gas Water Heater, 75 Gal, UEF=0.76 | 1 | 10 | 2020 | natural gas | electricity | NR |  |  |  |  | -1170 |  | 130 |  | -1170 | 130 | 0 | 0 |  | 0 | 0 |  | TRUE | 10 | 0 | 0 | TRUE | 2020+10 | 2030+00 | TRUE | TRUE | FALSE | FALSE | -1170 | 130 | TRUE | TRUE | FALSE | FALSE | 0 | 0 | TRUE | TRUE | TRUE | -1170 | 130 | 0 | 0 | -11700 | 1300 | 0 | 0 | 3503.9114 | 100000 | #N/A | 100000 | 0.035039 | 1 | #N/A | 0 | 0.00018595 | 0.005307 | #N/A | 0.005307 |  | 354 | 89.0042 | PASS | 4.7235 | PASS | Eligible | -2.1757 | 6.8991 | 354 | 9.0068 | kWh | 2638.9657 | N/A | N/A | 90.0679 |  | 354 | 1 | -1170 | 130 | 0 | 0 | 10 | 0
Any | SWWH025-01 | MFm | Any | CZ03 | Any | 355 | Heat Pump Water Heater, >75 Gal, UEF=3.42 replacing Storage Natural Gas Water Heater, 75 Gal, UEF=0.76 | 1 | 10 | 2020 | natural gas | electricity | NR |  |  |  |  | -1160 |  | 130 |  | -1160 | 130 | 0 | 0 |  | 0 | 0 |  | TRUE | 10 | 0 | 0 | TRUE | 2020+10 | 2030+00 | TRUE | TRUE | FALSE | FALSE | -1160 | 130 | TRUE | TRUE | FALSE | FALSE | 0 | 0 | TRUE | TRUE | TRUE | -1160 | 130 | 0 | 0 | -11600 | 1300 | 0 | 0 | 3503.9114 | 100000 | #N/A | 100000 | 0.035039 | 1 | #N/A | 0 | 0.00018595 | 0.005307 | #N/A | 0.005307 |  | 355 | 89.3546 | PASS | 4.7421 | PASS | Eligible | -2.1571 | 6.8991 | 355 | 9.0409 | kWh | 2648.9657 | N/A | N/A | 90.4092 |  | 355 | 1 | -1160 | 130 | 0 | 0 | 10 | 0
Any | SWWH025-01 | MFm | Any | CZ04 | Any | 356 | Heat Pump Water Heater, >75 Gal, UEF=3.42 replacing Storage Natural Gas Water Heater, 75 Gal, UEF=0.76 | 1 | 10 | 2020 | natural gas | electricity | NR |  |  |  |  | -1130 |  | 127 |  | -1130 | 127 | 0 | 0 |  | 0 | 0 |  | TRUE | 10 | 0 | 0 | TRUE | 2020+10 | 2030+00 | TRUE | TRUE | FALSE | FALSE | -1130 | 127 | TRUE | TRUE | FALSE | FALSE | 0 | 0 | TRUE | TRUE | TRUE | -1130 | 127 | 0 | 0 | -11300 | 1270 | 0 | 0 | 3503.9114 | 100000 | #N/A | 100000 | 0.035039 | 1 | #N/A | 0 | 0.00018595 | 0.005307 | #N/A | 0.005307 |  | 356 | 87.4058 | PASS | 4.6387 | PASS | Eligible | -2.1013 | 6.7399 | 356 | 8.8433 | kWh | 2591.0665 | N/A | N/A | 88.4331 |  | 356 | 1 | -1130 | 127 | 0 | 0 | 10 | 0
Any | SWWH025-01 | MFm | Any | CZ05 | Any | 357 | Heat Pump Water Heater, >75 Gal, UEF=3.42 replacing Storage Natural Gas Water Heater, 75 Gal, UEF=0.76 | 1 | 10 | 2020 | natural gas | electricity | NR |  |  |  |  | -1170 |  | 131 |  | -1170 | 131 | 0 | 0 |  | 0 | 0 |  | TRUE | 10 | 0 | 0 | TRUE | 2020+10 | 2030+00 | TRUE | TRUE | FALSE | FALSE | -1170 | 131 | TRUE | TRUE | FALSE | FALSE | 0 | 0 | TRUE | TRUE | TRUE | -1170 | 131 | 0 | 0 | -11700 | 1310 | 0 | 0 | 3503.9114 | 100000 | #N/A | 100000 | 0.035039 | 1 | #N/A | 0 | 0.00018595 | 0.005307 | #N/A | 0.005307 |  | 357 | 90.0042 | PASS | 4.7766 | PASS | Eligible | -2.1757 | 6.9522 | 357 | 9.1068 | kWh | 2668.2655 | N/A | N/A | 91.0679 |  | 357 | 1 | -1170 | 131 | 0 | 0 | 10 | 0
Any | SWWH025-01 | MFm | Any | CZ06 | Any | 358 | Heat Pump Water Heater, >75 Gal, UEF=3.42 replacing Storage Natural Gas Water Heater, 75 Gal, UEF=0.76 | 1 | 10 | 2020 | natural gas | electricity | NR |  |  |  |  | -1080 |  | 123 |  | -1080 | 123 | 0 | 0 |  | 0 | 0 |  | TRUE | 10 | 0 | 0 | TRUE | 2020+10 | 2030+00 | TRUE | TRUE | FALSE | FALSE | -1080 | 123 | TRUE | TRUE | FALSE | FALSE | 0 | 0 | TRUE | TRUE | TRUE | -1080 | 123 | 0 | 0 | -10800 | 1230 | 0 | 0 | 3503.9114 | 100000 | #N/A | 100000 | 0.035039 | 1 | #N/A | 0 | 0.00018595 | 0.005307 | #N/A | 0.005307 |  | 358 | 85.1578 | PASS | 4.5194 | PASS | Eligible | -2.0083 | 6.5277 | 358 | 8.614 | kWh | 2523.8676 | N/A | N/A | 86.1396 |  | 358 | 1 | -1080 | 123 | 0 | 0 | 10 | 0
Any | SWWH025-01 | MFm | Any | CZ07 | Any | 359 | Heat Pump Water Heater, >75 Gal, UEF=3.42 replacing Storage Natural Gas Water Heater, 75 Gal, UEF=0.76 | 1 | 10 | 2020 | natural gas | electricity | NR |  |  |  |  | -1070 |  | 122 |  | -1070 | 122 | 0 | 0 |  | 0 | 0 |  | TRUE | 10 | 0 | 0 | TRUE | 2020+10 | 2030+00 | TRUE | TRUE | FALSE | FALSE | -1070 | 122 | TRUE | TRUE | FALSE | FALSE | 0 | 0 | TRUE | TRUE | TRUE | -1070 | 122 | 0 | 0 | -10700 | 1220 | 0 | 0 | 3503.9114 | 100000 | #N/A | 100000 | 0.035039 | 1 | #N/A | 0 | 0.00018595 | 0.005307 | #N/A | 0.005307 |  | 359 | 84.5081 | PASS | 4.4849 | PASS | Eligible | -1.9897 | 6.4746 | 359 | 8.5481 | kWh | 2504.5678 | N/A | N/A | 85.4809 |  | 359 | 1 | -1070 | 122 | 0 | 0 | 10 | 0
Any | SWWH025-01 | MFm | Any | CZ08 | Any | 360 | Heat Pump Water Heater, >75 Gal, UEF=3.42 replacing Storage Natural Gas Water Heater, 75 Gal, UEF=0.76 | 1 | 10 | 2020 | natural gas | electricity | NR |  |  |  |  | -1050 |  | 121 |  | -1050 | 121 | 0 | 0 |  | 0 | 0 |  | TRUE | 10 | 0 | 0 | TRUE | 2020+10 | 2030+00 | TRUE | TRUE | FALSE | FALSE | -1050 | 121 | TRUE | TRUE | FALSE | FALSE | 0 | 0 | TRUE | TRUE | TRUE | -1050 | 121 | 0 | 0 | -10500 | 1210 | 0 | 0 | 3503.9114 | 100000 | #N/A | 100000 | 0.035039 | 1 | #N/A | 0 | 0.00018595 | 0.005307 | #N/A | 0.005307 |  | 360 | 84.2089 | PASS | 4.469 | PASS | Eligible | -1.9525 | 6.4215 | 360 | 8.5163 | kWh | 2495.2681 | N/A | N/A | 85.1635 |  | 360 | 1 | -1050 | 121 | 0 | 0 | 10 | 0
Any | SWWH025-01 | MFm | Any | CZ09 | Any | 361 | Heat Pump Water Heater, >75 Gal, UEF=3.42 replacing Storage Natural Gas Water Heater, 75 Gal, UEF=0.76 | 1 | 10 | 2020 | natural gas | electricity | NR |  |  |  |  | -1050 |  | 121 |  | -1050 | 121 | 0 | 0 |  | 0 | 0 |  | TRUE | 10 | 0 | 0 | TRUE | 2020+10 | 2030+00 | TRUE | TRUE | FALSE | FALSE | -1050 | 121 | TRUE | TRUE | FALSE | FALSE | 0 | 0 | TRUE | TRUE | TRUE | -1050 | 121 | 0 | 0 | -10500 | 1210 | 0 | 0 | 3503.9114 | 100000 | #N/A | 100000 | 0.035039 | 1 | #N/A | 0 | 0.00018595 | 0.005307 | #N/A | 0.005307 |  | 361 | 84.2089 | PASS | 4.469 | PASS | Eligible | -1.9525 | 6.4215 | 361 | 8.5163 | kWh | 2495.2681 | N/A | N/A | 85.1635 |  | 361 | 1 | -1050 | 121 | 0 | 0 | 10 | 0
Any | SWWH025-01 | MFm | Any | CZ10 | Any | 362 | Heat Pump Water Heater, >75 Gal, UEF=3.42 replacing Storage Natural Gas Water Heater, 75 Gal, UEF=0.76 | 1 | 10 | 2020 | natural gas | electricity | NR |  |  |  |  | -1050 |  | 120 |  | -1050 | 120 | 0 | 0 |  | 0 | 0 |  | TRUE | 10 | 0 | 0 | TRUE | 2020+10 | 2030+00 | TRUE | TRUE | FALSE | FALSE | -1050 | 120 | TRUE | TRUE | FALSE | FALSE | 0 | 0 | TRUE | TRUE | TRUE | -1050 | 120 | 0 | 0 | -10500 | 1200 | 0 | 0 | 3503.9114 | 100000 | #N/A | 100000 | 0.035039 | 1 | #N/A | 0 | 0.00018595 | 0.005307 | #N/A | 0.005307 |  | 362 | 83.2089 | PASS | 4.4159 | PASS | Eligible | -1.9525 | 6.3684 | 362 | 8.4163 | kWh | 2465.9684 | N/A | N/A | 84.1635 |  | 362 | 1 | -1050 | 120 | 0 | 0 | 10 | 0
Any | SWWH025-01 | MFm | Any | CZ11 | Any | 363 | Heat Pump Water Heater, >75 Gal, UEF=3.42 replacing Storage Natural Gas Water Heater, 75 Gal, UEF=0.76 | 1 | 10 | 2020 | natural gas | electricity | NR |  |  |  |  | -1080 |  | 122 |  | -1080 | 122 | 0 | 0 |  | 0 | 0 |  | TRUE | 10 | 0 | 0 | TRUE | 2020+10 | 2030+00 | TRUE | TRUE | FALSE | FALSE | -1080 | 122 | TRUE | TRUE | FALSE | FALSE | 0 | 0 | TRUE | TRUE | TRUE | -1080 | 122 | 0 | 0 | -10800 | 1220 | 0 | 0 | 3503.9114 | 100000 | #N/A | 100000 | 0.035039 | 1 | #N/A | 0 | 0.00018595 | 0.005307 | #N/A | 0.005307 |  | 363 | 84.1578 | PASS | 4.4663 | PASS | Eligible | -2.0083 | 6.4746 | 363 | 8.514 | kWh | 2494.5678 | N/A | N/A | 85.1396 |  | 363 | 1 | -1080 | 122 | 0 | 0 | 10 | 0
Any | SWWH025-01 | MFm | Any | CZ12 | Any | 364 | Heat Pump Water Heater, >75 Gal, UEF=3.42 replacing Storage Natural Gas Water Heater, 75 Gal, UEF=0.76 | 1 | 10 | 2020 | natural gas | electricity | NR |  |  |  |  | -1120 |  | 125 |  | -1120 | 125 | 0 | 0 |  | 0 | 0 |  | TRUE | 10 | 0 | 0 | TRUE | 2020+10 | 2030+00 | TRUE | TRUE | FALSE | FALSE | -1120 | 125 | TRUE | TRUE | FALSE | FALSE | 0 | 0 | TRUE | TRUE | TRUE | -1120 | 125 | 0 | 0 | -11200 | 1250 | 0 | 0 | 3503.9114 | 100000 | #N/A | 100000 | 0.035039 | 1 | #N/A | 0 | 0.00018595 | 0.005307 | #N/A | 0.005307 |  | 364 | 85.7562 | PASS | 4.5511 | PASS | Eligible | -2.0827 | 6.6338 | 364 | 8.6774 | kWh | 2542.467 | N/A | N/A | 86.7744 |  | 364 | 1 | -1120 | 125 | 0 | 0 | 10 | 0
Any | SWWH025-01 | MFm | Any | CZ13 | Any | 365 | Heat Pump Water Heater, >75 Gal, UEF=3.42 replacing Storage Natural Gas Water Heater, 75 Gal, UEF=0.76 | 1 | 10 | 2020 | natural gas | electricity | NR |  |  |  |  | -1060 |  | 121 |  | -1060 | 121 | 0 | 0 |  | 0 | 0 |  | TRUE | 10 | 0 | 0 | TRUE | 2020+10 | 2030+00 | TRUE | TRUE | FALSE | FALSE | -1060 | 121 | TRUE | TRUE | FALSE | FALSE | 0 | 0 | TRUE | TRUE | TRUE | -1060 | 121 | 0 | 0 | -10600 | 1210 | 0 | 0 | 3503.9114 | 100000 | #N/A | 100000 | 0.035039 | 1 | #N/A | 0 | 0.00018595 | 0.005307 | #N/A | 0.005307 |  | 365 | 83.8585 | PASS | 4.4504 | PASS | Eligible | -1.9711 | 6.4215 | 365 | 8.4822 | kWh | 2485.2681 | N/A | N/A | 84.8222 |  | 365 | 1 | -1060 | 121 | 0 | 0 | 10 | 0
Any | SWWH025-01 | MFm | Any | CZ14 | Any | 366 | Heat Pump Water Heater, >75 Gal, UEF=3.42 replacing Storage Natural Gas Water Heater, 75 Gal, UEF=0.76 | 1 | 10 | 2020 | natural gas | electricity | NR |  |  |  |  | -1080 |  | 123 |  | -1080 | 123 | 0 | 0 |  | 0 | 0 |  | TRUE | 10 | 0 | 0 | TRUE | 2020+10 | 2030+00 | TRUE | TRUE | FALSE | FALSE | -1080 | 123 | TRUE | TRUE | FALSE | FALSE | 0 | 0 | TRUE | TRUE | TRUE | -1080 | 123 | 0 | 0 | -10800 | 1230 | 0 | 0 | 3503.9114 | 100000 | #N/A | 100000 | 0.035039 | 1 | #N/A | 0 | 0.00018595 | 0.005307 | #N/A | 0.005307 |  | 366 | 85.1578 | PASS | 4.5194 | PASS | Eligible | -2.0083 | 6.5277 | 366 | 8.614 | kWh | 2523.8676 | N/A | N/A | 86.1396 |  | 366 | 1 | -1080 | 123 | 0 | 0 | 10 | 0
Any | SWWH025-01 | MFm | Any | CZ15 | Any | 367 | Heat Pump Water Heater, >75 Gal, UEF=3.42 replacing Storage Natural Gas Water Heater, 75 Gal, UEF=0.76 | 1 | 10 | 2020 | natural gas | electricity | NR |  |  |  |  | -886 |  | 105 |  | -886 | 105 | 0 | 0 |  | 0 | 0 |  | TRUE | 10 | 0 | 0 | TRUE | 2020+10 | 2030+00 | TRUE | TRUE | FALSE | FALSE | -886 | 105 | TRUE | TRUE | FALSE | FALSE | 0 | 0 | TRUE | TRUE | TRUE | -886 | 105 | 0 | 0 | -8860 | 1050 | 0 | 0 | 3503.9114 | 100000 | #N/A | 100000 | 0.035039 | 1 | #N/A | 0 | 0.00018595 | 0.005307 | #N/A | 0.005307 |  | 367 | 73.9553 | PASS | 3.9248 | PASS | Eligible | -1.6476 | 5.5724 | 367 | 7.4761 | kWh | 2190.4723 | N/A | N/A | 74.7608 |  | 367 | 1 | -886 | 105 | 0 | 0 | 10 | 0
Any | SWWH025-01 | MFm | Any | CZ16 | Any | 368 | Heat Pump Water Heater, >75 Gal, UEF=3.42 replacing Storage Natural Gas Water Heater, 75 Gal, UEF=0.76 | 1 | 10 | 2020 | natural gas | electricity | NR |  |  |  |  | -1260 |  | 137 |  | -1260 | 137 | 0 | 0 |  | 0 | 0 |  | TRUE | 10 | 0 | 0 | TRUE | 2020+10 | 2030+00 | TRUE | TRUE | FALSE | FALSE | -1260 | 137 | TRUE | TRUE | FALSE | FALSE | 0 | 0 | TRUE | TRUE | TRUE | -1260 | 137 | 0 | 0 | -12600 | 1370 | 0 | 0 | 3503.9114 | 100000 | #N/A | 100000 | 0.035039 | 1 | #N/A | 0 | 0.00018595 | 0.005307 | #N/A | 0.005307 |  | 368 | 92.8507 | PASS | 4.9276 | PASS | Eligible | -2.343 | 7.2706 | 368 | 9.3996 | kWh | 2754.0639 | N/A | N/A | 93.9962 |  | 368 | 1 | -1260 | 137 | 0 | 0 | 10 | 0
Any | SWWH025-01 | DMo | Any | CZ01 | Any | 369 | Heat Pump Water Heater, >75 Gal, UEF=3.42 replacing Storage Natural Gas Water Heater, 75 Gal, UEF=0.76 | 1 | 10 | 2020 | natural gas | electricity | NR |  |  |  |  | -1980 |  | 146 |  | -1980 | 146 | 0 | 0 |  | 0 | 0 |  | TRUE | 10 | 0 | 0 | TRUE | 2020+10 | 2030+00 | TRUE | TRUE | FALSE | FALSE | -1980 | 146 | TRUE | TRUE | FALSE | FALSE | 0 | 0 | TRUE | TRUE | TRUE | -1980 | 146 | 0 | 0 | -19800 | 1460 | 0 | 0 | 3503.9114 | 100000 | #N/A | 100000 | 0.035039 | 1 | #N/A | 0 | 0.00018595 | 0.005307 | #N/A | 0.005307 |  | 369 | 76.6226 | PASS | 4.0664 | PASS | Eligible | -3.6819 | 7.7483 | 369 | 7.8423 | kWh | 2297.7615 | N/A | N/A | 78.4226 |  | 369 | 1 | -1980 | 146 | 0 | 0 | 10 | 0
Any | SWWH025-01 | DMo | Any | CZ02 | Any | 370 | Heat Pump Water Heater, >75 Gal, UEF=3.42 replacing Storage Natural Gas Water Heater, 75 Gal, UEF=0.76 | 1 | 10 | 2020 | natural gas | electricity | NR |  |  |  |  | -1700 |  | 137 |  | -1700 | 137 | 0 | 0 |  | 0 | 0 |  | TRUE | 10 | 0 | 0 | TRUE | 2020+10 | 2030+00 | TRUE | TRUE | FALSE | FALSE | -1700 | 137 | TRUE | TRUE | FALSE | FALSE | 0 | 0 | TRUE | TRUE | TRUE | -1700 | 137 | 0 | 0 | -17000 | 1370 | 0 | 0 | 3503.9114 | 100000 | #N/A | 100000 | 0.035039 | 1 | #N/A | 0 | 0.00018595 | 0.005307 | #N/A | 0.005307 |  | 370 | 77.4335 | PASS | 4.1094 | PASS | Eligible | -3.1612 | 7.2706 | 370 | 7.8979 | kWh | 2314.0639 | N/A | N/A | 78.979 |  | 370 | 1 | -1700 | 137 | 0 | 0 | 10 | 0
Any | SWWH025-01 | DMo | Any | CZ03 | Any | 371 | Heat Pump Water Heater, >75 Gal, UEF=3.42 replacing Storage Natural Gas Water Heater, 75 Gal, UEF=0.76 | 1 | 10 | 2020 | natural gas | electricity | NR |  |  |  |  | -1570 |  | 137 |  | -1570 | 137 | 0 | 0 |  | 0 | 0 |  | TRUE | 10 | 0 | 0 | TRUE | 2020+10 | 2030+00 | TRUE | TRUE | FALSE | FALSE | -1570 | 137 | TRUE | TRUE | FALSE | FALSE | 0 | 0 | TRUE | TRUE | TRUE | -1570 | 137 | 0 | 0 | -15700 | 1370 | 0 | 0 | 3503.9114 | 100000 | #N/A | 100000 | 0.035039 | 1 | #N/A | 0 | 0.00018595 | 0.005307 | #N/A | 0.005307 |  | 371 | 81.9886 | PASS | 4.3512 | PASS | Eligible | -2.9195 | 7.2706 | 371 | 8.3416 | kWh | 2444.0639 | N/A | N/A | 83.4159 |  | 371 | 1 | -1570 | 137 | 0 | 0 | 10 | 0
Any | SWWH025-01 | DMo | Any | CZ04 | Any | 372 | Heat Pump Water Heater, >75 Gal, UEF=3.42 replacing Storage Natural Gas Water Heater, 75 Gal, UEF=0.76 | 1 | 10 | 2020 | natural gas | electricity | NR |  |  |  |  | -1530 |  | 133 |  | -1530 | 133 | 0 | 0 |  | 0 | 0 |  | TRUE | 10 | 0 | 0 | TRUE | 2020+10 | 2030+00 | TRUE | TRUE | FALSE | FALSE | -1530 | 133 | TRUE | TRUE | FALSE | FALSE | 0 | 0 | TRUE | TRUE | TRUE | -1530 | 133 | 0 | 0 | -15300 | 1330 | 0 | 0 | 3503.9114 | 100000 | #N/A | 100000 | 0.035039 | 1 | #N/A | 0 | 0.00018595 | 0.005307 | #N/A | 0.005307 |  | 372 | 79.3902 | PASS | 4.2133 | PASS | Eligible | -2.8451 | 7.0584 | 372 | 8.0781 | kWh | 2366.8649 | N/A | N/A | 80.7811 |  | 372 | 1 | -1530 | 133 | 0 | 0 | 10 | 0
Any | SWWH025-01 | DMo | Any | CZ05 | Any | 373 | Heat Pump Water Heater, >75 Gal, UEF=3.42 replacing Storage Natural Gas Water Heater, 75 Gal, UEF=0.76 | 1 | 10 | 2020 | natural gas | electricity | NR |  |  |  |  | -1680 |  | 139 |  | -1680 | 139 | 0 | 0 |  | 0 | 0 |  | TRUE | 10 | 0 | 0 | TRUE | 2020+10 | 2030+00 | TRUE | TRUE | FALSE | FALSE | -1680 | 139 | TRUE | TRUE | FALSE | FALSE | 0 | 0 | TRUE | TRUE | TRUE | -1680 | 139 | 0 | 0 | -16800 | 1390 | 0 | 0 | 3503.9114 | 100000 | #N/A | 100000 | 0.035039 | 1 | #N/A | 0 | 0.00018595 | 0.005307 | #N/A | 0.005307 |  | 373 | 80.1343 | PASS | 4.2528 | PASS | Eligible | -3.124 | 7.3768 | 373 | 8.1662 | kWh | 2392.6633 | N/A | N/A | 81.6616 |  | 373 | 1 | -1680 | 139 | 0 | 0 | 10 | 0
Any | SWWH025-01 | DMo | Any | CZ06 | Any | 374 | Heat Pump Water Heater, >75 Gal, UEF=3.42 replacing Storage Natural Gas Water Heater, 75 Gal, UEF=0.76 | 1 | 10 | 2020 | natural gas | electricity | NR |  |  |  |  | -1360 |  | 129 |  | -1360 | 129 | 0 | 0 |  | 0 | 0 |  | TRUE | 10 | 0 | 0 | TRUE | 2020+10 | 2030+00 | TRUE | TRUE | FALSE | FALSE | -1360 | 129 | TRUE | TRUE | FALSE | FALSE | 0 | 0 | TRUE | TRUE | TRUE | -1360 | 129 | 0 | 0 | -13600 | 1290 | 0 | 0 | 3503.9114 | 100000 | #N/A | 100000 | 0.035039 | 1 | #N/A | 0 | 0.00018595 | 0.005307 | #N/A | 0.005307 |  | 374 | 81.3468 | PASS | 4.3171 | PASS | Eligible | -2.529 | 6.8461 | 374 | 8.2583 | kWh | 2419.666 | N/A | N/A | 82.5832 |  | 374 | 1 | -1360 | 129 | 0 | 0 | 10 | 0
Any | SWWH025-01 | DMo | Any | CZ07 | Any | 375 | Heat Pump Water Heater, >75 Gal, UEF=3.42 replacing Storage Natural Gas Water Heater, 75 Gal, UEF=0.76 | 1 | 10 | 2020 | natural gas | electricity | NR |  |  |  |  | -1300 |  | 128 |  | -1300 | 128 | 0 | 0 |  | 0 | 0 |  | TRUE | 10 | 0 | 0 | TRUE | 2020+10 | 2030+00 | TRUE | TRUE | FALSE | FALSE | -1300 | 128 | TRUE | TRUE | FALSE | FALSE | 0 | 0 | TRUE | TRUE | TRUE | -1300 | 128 | 0 | 0 | -13000 | 1280 | 0 | 0 | 3503.9114 | 100000 | #N/A | 100000 | 0.035039 | 1 | #N/A | 0 | 0.00018595 | 0.005307 | #N/A | 0.005307 |  | 375 | 82.4492 | PASS | 4.3756 | PASS | Eligible | -2.4174 | 6.793 | 375 | 8.3631 | kWh | 2450.3662 | N/A | N/A | 83.631 |  | 375 | 1 | -1300 | 128 | 0 | 0 | 10 | 0
Any | SWWH025-01 | DMo | Any | CZ08 | Any | 376 | Heat Pump Water Heater, >75 Gal, UEF=3.42 replacing Storage Natural Gas Water Heater, 75 Gal, UEF=0.76 | 1 | 10 | 2020 | natural gas | electricity | NR |  |  |  |  | -1290 |  | 126 |  | -1290 | 126 | 0 | 0 |  | 0 | 0 |  | TRUE | 10 | 0 | 0 | TRUE | 2020+10 | 2030+00 | TRUE | TRUE | FALSE | FALSE | -1290 | 126 | TRUE | TRUE | FALSE | FALSE | 0 | 0 | TRUE | TRUE | TRUE | -1290 | 126 | 0 | 0 | -12900 | 1260 | 0 | 0 | 3503.9114 | 100000 | #N/A | 100000 | 0.035039 | 1 | #N/A | 0 | 0.00018595 | 0.005307 | #N/A | 0.005307 |  | 376 | 80.7995 | PASS | 4.2881 | PASS | Eligible | -2.3988 | 6.6869 | 376 | 8.1972 | kWh | 2401.7668 | N/A | N/A | 81.9723 |  | 376 | 1 | -1290 | 126 | 0 | 0 | 10 | 0
Any | SWWH025-01 | DMo | Any | CZ09 | Any | 377 | Heat Pump Water Heater, >75 Gal, UEF=3.42 replacing Storage Natural Gas Water Heater, 75 Gal, UEF=0.76 | 1 | 10 | 2020 | natural gas | electricity | NR |  |  |  |  | -1320 |  | 126 |  | -1320 | 126 | 0 | 0 |  | 0 | 0 |  | TRUE | 10 | 0 | 0 | TRUE | 2020+10 | 2030+00 | TRUE | TRUE | FALSE | FALSE | -1320 | 126 | TRUE | TRUE | FALSE | FALSE | 0 | 0 | TRUE | TRUE | TRUE | -1320 | 126 | 0 | 0 | -13200 | 1260 | 0 | 0 | 3503.9114 | 100000 | #N/A | 100000 | 0.035039 | 1 | #N/A | 0 | 0.00018595 | 0.005307 | #N/A | 0.005307 |  | 377 | 79.7484 | PASS | 4.2323 | PASS | Eligible | -2.4546 | 6.6869 | 377 | 8.0948 | kWh | 2371.7668 | N/A | N/A | 80.9484 |  | 377 | 1 | -1320 | 126 | 0 | 0 | 10 | 0
Any | SWWH025-01 | DMo | Any | CZ10 | Any | 378 | Heat Pump Water Heater, >75 Gal, UEF=3.42 replacing Storage Natural Gas Water Heater, 75 Gal, UEF=0.76 | 1 | 10 | 2020 | natural gas | electricity | NR |  |  |  |  | -1340 |  | 126 |  | -1340 | 126 | 0 | 0 |  | 0 | 0 |  | TRUE | 10 | 0 | 0 | TRUE | 2020+10 | 2030+00 | TRUE | TRUE | FALSE | FALSE | -1340 | 126 | TRUE | TRUE | FALSE | FALSE | 0 | 0 | TRUE | TRUE | TRUE | -1340 | 126 | 0 | 0 | -13400 | 1260 | 0 | 0 | 3503.9114 | 100000 | #N/A | 100000 | 0.035039 | 1 | #N/A | 0 | 0.00018595 | 0.005307 | #N/A | 0.005307 |  | 378 | 79.0476 | PASS | 4.1951 | PASS | Eligible | -2.4918 | 6.6869 | 378 | 8.0266 | kWh | 2351.7668 | N/A | N/A | 80.2658 |  | 378 | 1 | -1340 | 126 | 0 | 0 | 10 | 0
Any | SWWH025-01 | DMo | Any | CZ11 | Any | 379 | Heat Pump Water Heater, >75 Gal, UEF=3.42 replacing Storage Natural Gas Water Heater, 75 Gal, UEF=0.76 | 1 | 10 | 2020 | natural gas | electricity | NR |  |  |  |  | -1550 |  | 128 |  | -1550 | 128 | 0 | 0 |  | 0 | 0 |  | TRUE | 10 | 0 | 0 | TRUE | 2020+10 | 2030+00 | TRUE | TRUE | FALSE | FALSE | -1550 | 128 | TRUE | TRUE | FALSE | FALSE | 0 | 0 | TRUE | TRUE | TRUE | -1550 | 128 | 0 | 0 | -15500 | 1280 | 0 | 0 | 3503.9114 | 100000 | #N/A | 100000 | 0.035039 | 1 | #N/A | 0 | 0.00018595 | 0.005307 | #N/A | 0.005307 |  | 379 | 73.6894 | PASS | 3.9107 | PASS | Eligible | -2.8823 | 6.793 | 379 | 7.5099 | kWh | 2200.3662 | N/A | N/A | 75.0985 |  | 379 | 1 | -1550 | 128 | 0 | 0 | 10 | 0
Any | SWWH025-01 | DMo | Any | CZ12 | Any | 380 | Heat Pump Water Heater, >75 Gal, UEF=3.42 replacing Storage Natural Gas Water Heater, 75 Gal, UEF=0.76 | 1 | 10 | 2020 | natural gas | electricity | NR |  |  |  |  | -1530 |  | 131 |  | -1530 | 131 | 0 | 0 |  | 0 | 0 |  | TRUE | 10 | 0 | 0 | TRUE | 2020+10 | 2030+00 | TRUE | TRUE | FALSE | FALSE | -1530 | 131 | TRUE | TRUE | FALSE | FALSE | 0 | 0 | TRUE | TRUE | TRUE | -1530 | 131 | 0 | 0 | -15300 | 1310 | 0 | 0 | 3503.9114 | 100000 | #N/A | 100000 | 0.035039 | 1 | #N/A | 0 | 0.00018595 | 0.005307 | #N/A | 0.005307 |  | 380 | 77.3902 | PASS | 4.1071 | PASS | Eligible | -2.8451 | 6.9522 | 380 | 7.8781 | kWh | 2308.2655 | N/A | N/A | 78.7811 |  | 380 | 1 | -1530 | 131 | 0 | 0 | 10 | 0
Any | SWWH025-01 | DMo | Any | CZ13 | Any | 381 | Heat Pump Water Heater, >75 Gal, UEF=3.42 replacing Storage Natural Gas Water Heater, 75 Gal, UEF=0.76 | 1 | 10 | 2020 | natural gas | electricity | NR |  |  |  |  | -1460 |  | 126 |  | -1460 | 126 | 0 | 0 |  | 0 | 0 |  | TRUE | 10 | 0 | 0 | TRUE | 2020+10 | 2030+00 | TRUE | TRUE | FALSE | FALSE | -1460 | 126 | TRUE | TRUE | FALSE | FALSE | 0 | 0 | TRUE | TRUE | TRUE | -1460 | 126 | 0 | 0 | -14600 | 1260 | 0 | 0 | 3503.9114 | 100000 | #N/A | 100000 | 0.035039 | 1 | #N/A | 0 | 0.00018595 | 0.005307 | #N/A | 0.005307 |  | 381 | 74.8429 | PASS | 3.9719 | PASS | Eligible | -2.7149 | 6.6869 | 381 | 7.617 | kWh | 2231.7668 | N/A | N/A | 76.1702 |  | 381 | 1 | -1460 | 126 | 0 | 0 | 10 | 0
Any | SWWH025-01 | DMo | Any | CZ14 | Any | 382 | Heat Pump Water Heater, >75 Gal, UEF=3.42 replacing Storage Natural Gas Water Heater, 75 Gal, UEF=0.76 | 1 | 10 | 2020 | natural gas | electricity | NR |  |  |  |  | -1620 |  | 129 |  | -1620 | 129 | 0 | 0 |  | 0 | 0 |  | TRUE | 10 | 0 | 0 | TRUE | 2020+10 | 2030+00 | TRUE | TRUE | FALSE | FALSE | -1620 | 129 | TRUE | TRUE | FALSE | FALSE | 0 | 0 | TRUE | TRUE | TRUE | -1620 | 129 | 0 | 0 | -16200 | 1290 | 0 | 0 | 3503.9114 | 100000 | #N/A | 100000 | 0.035039 | 1 | #N/A | 0 | 0.00018595 | 0.005307 | #N/A | 0.005307 |  | 382 | 72.2366 | PASS | 3.8336 | PASS | Eligible | -3.0125 | 6.8461 | 382 | 7.3709 | kWh | 2159.666 | N/A | N/A | 73.7094 |  | 382 | 1 | -1620 | 129 | 0 | 0 | 10 | 0
Any | SWWH025-01 | DMo | Any | CZ15 | Any | 383 | Heat Pump Water Heater, >75 Gal, UEF=3.42 replacing Storage Natural Gas Water Heater, 75 Gal, UEF=0.76 | 1 | 10 | 2020 | natural gas | electricity | NR |  |  |  |  | -987 |  | 108 |  | -987 | 108 | 0 | 0 |  | 0 | 0 |  | TRUE | 10 | 0 | 0 | TRUE | 2020+10 | 2030+00 | TRUE | TRUE | FALSE | FALSE | -987 | 108 | TRUE | TRUE | FALSE | FALSE | 0 | 0 | TRUE | TRUE | TRUE | -987 | 108 | 0 | 0 | -9870 | 1080 | 0 | 0 | 3503.9114 | 100000 | #N/A | 100000 | 0.035039 | 1 | #N/A | 0 | 0.00018595 | 0.005307 | #N/A | 0.005307 |  | 383 | 73.4164 | PASS | 3.8962 | PASS | Eligible | -1.8354 | 5.7316 | 383 | 7.4314 | kWh | 2177.3715 | N/A | N/A | 74.3137 |  | 383 | 1 | -987 | 108 | 0 | 0 | 10 | 0
Any | SWWH025-01 | DMo | Any | CZ16 | Any | 384 | Heat Pump Water Heater, >75 Gal, UEF=3.42 replacing Storage Natural Gas Water Heater, 75 Gal, UEF=0.76 | 1 | 10 | 2020 | natural gas | electricity | NR |  |  |  |  | -2480 |  | 146 |  | -2480 | 146 | 0 | 0 |  | 0 | 0 |  | TRUE | 10 | 0 | 0 | TRUE | 2020+10 | 2030+00 | TRUE | TRUE | FALSE | FALSE | -2480 | 146 | TRUE | TRUE | FALSE | FALSE | 0 | 0 | TRUE | TRUE | TRUE | -2480 | 146 | 0 | 0 | -24800 | 1460 | 0 | 0 | 3503.9114 | 100000 | #N/A | 100000 | 0.035039 | 1 | #N/A | 0 | 0.00018595 | 0.005307 | #N/A | 0.005307 |  | 384 | 59.103 | PASS | 3.1366 | PASS | Eligible | -4.6117 | 7.7483 | 384 | 6.1358 | kWh | 1797.7615 | N/A | N/A | 61.3576 |  | 384 | 1 | -2480 | 146 | 0 | 0 | 10 | 0
Any | SWWH025-01 | SFm | Any | CZ01 | Any | 385 | Heat Pump Water Heater, >75 Gal, UEF=3.42 replacing Storage Natural Gas Water Heater, 75 Gal, UEF=0.78 | 1 | 10 | 2020 | natural gas | electricity | NR |  |  |  |  | -2100 |  | 162 |  | -2100 | 162 | 0 | 0 |  | 0 | 0 |  | TRUE | 10 | 0 | 0 | TRUE | 2020+10 | 2030+00 | TRUE | TRUE | FALSE | FALSE | -2100 | 162 | TRUE | TRUE | FALSE | FALSE | 0 | 0 | TRUE | TRUE | TRUE | -2100 | 162 | 0 | 0 | -21000 | 1620 | 0 | 0 | 3503.9114 | 100000 | #N/A | 100000 | 0.035039 | 1 | #N/A | 0 | 0.00018595 | 0.005307 | #N/A | 0.005307 |  | 385 | 88.4179 | PASS | 4.6924 | PASS | Eligible | -3.905 | 8.5974 | 385 | 9.0327 | kWh | 2646.5573 | N/A | N/A | 90.327 |  | 385 | 1 | -2100 | 162 | 0 | 0 | 10 | 0
Any | SWWH025-01 | SFm | Any | CZ02 | Any | 386 | Heat Pump Water Heater, >75 Gal, UEF=3.42 replacing Storage Natural Gas Water Heater, 75 Gal, UEF=0.78 | 1 | 10 | 2020 | natural gas | electricity | NR |  |  |  |  | -1780 |  | 151 |  | -1780 | 151 | 0 | 0 |  | 0 | 0 |  | TRUE | 10 | 0 | 0 | TRUE | 2020+10 | 2030+00 | TRUE | TRUE | FALSE | FALSE | -1780 | 151 | TRUE | TRUE | FALSE | FALSE | 0 | 0 | TRUE | TRUE | TRUE | -1780 | 151 | 0 | 0 | -17800 | 1510 | 0 | 0 | 3503.9114 | 100000 | #N/A | 100000 | 0.035039 | 1 | #N/A | 0 | 0.00018595 | 0.005307 | #N/A | 0.005307 |  | 386 | 88.6304 | PASS | 4.7036 | PASS | Eligible | -3.31 | 8.0136 | 386 | 9.0249 | kWh | 2644.2602 | N/A | N/A | 90.2486 |  | 386 | 1 | -1780 | 151 | 0 | 0 | 10 | 0
Any | SWWH025-01 | SFm | Any | CZ03 | Any | 387 | Heat Pump Water Heater, >75 Gal, UEF=3.42 replacing Storage Natural Gas Water Heater, 75 Gal, UEF=0.78 | 1 | 10 | 2020 | natural gas | electricity | NR |  |  |  |  | -1730 |  | 151 |  | -1730 | 151 | 0 | 0 |  | 0 | 0 |  | TRUE | 10 | 0 | 0 | TRUE | 2020+10 | 2030+00 | TRUE | TRUE | FALSE | FALSE | -1730 | 151 | TRUE | TRUE | FALSE | FALSE | 0 | 0 | TRUE | TRUE | TRUE | -1730 | 151 | 0 | 0 | -17300 | 1510 | 0 | 0 | 3503.9114 | 100000 | #N/A | 100000 | 0.035039 | 1 | #N/A | 0 | 0.00018595 | 0.005307 | #N/A | 0.005307 |  | 387 | 90.3823 | PASS | 4.7966 | PASS | Eligible | -3.217 | 8.0136 | 387 | 9.1955 | kWh | 2694.2602 | N/A | N/A | 91.9551 |  | 387 | 1 | -1730 | 151 | 0 | 0 | 10 | 0
Any | SWWH025-01 | SFm | Any | CZ04 | Any | 388 | Heat Pump Water Heater, >75 Gal, UEF=3.42 replacing Storage Natural Gas Water Heater, 75 Gal, UEF=0.78 | 1 | 10 | 2020 | natural gas | electricity | NR |  |  |  |  | -1660 |  | 147 |  | -1660 | 147 | 0 | 0 |  | 0 | 0 |  | TRUE | 10 | 0 | 0 | TRUE | 2020+10 | 2030+00 | TRUE | TRUE | FALSE | FALSE | -1660 | 147 | TRUE | TRUE | FALSE | FALSE | 0 | 0 | TRUE | TRUE | TRUE | -1660 | 147 | 0 | 0 | -16600 | 1470 | 0 | 0 | 3503.9114 | 100000 | #N/A | 100000 | 0.035039 | 1 | #N/A | 0 | 0.00018595 | 0.005307 | #N/A | 0.005307 |  | 388 | 88.8351 | PASS | 4.7145 | PASS | Eligible | -3.0868 | 7.8013 | 388 | 9.0344 | kWh | 2647.0612 | N/A | N/A | 90.3442 |  | 388 | 1 | -1660 | 147 | 0 | 0 | 10 | 0
Any | SWWH025-01 | SFm | Any | CZ05 | Any | 389 | Heat Pump Water Heater, >75 Gal, UEF=3.42 replacing Storage Natural Gas Water Heater, 75 Gal, UEF=0.78 | 1 | 10 | 2020 | natural gas | electricity | NR |  |  |  |  | -1790 |  | 153 |  | -1790 | 153 | 0 | 0 |  | 0 | 0 |  | TRUE | 10 | 0 | 0 | TRUE | 2020+10 | 2030+00 | TRUE | TRUE | FALSE | FALSE | -1790 | 153 | TRUE | TRUE | FALSE | FALSE | 0 | 0 | TRUE | TRUE | TRUE | -1790 | 153 | 0 | 0 | -17900 | 1530 | 0 | 0 | 3503.9114 | 100000 | #N/A | 100000 | 0.035039 | 1 | #N/A | 0 | 0.00018595 | 0.005307 | #N/A | 0.005307 |  | 389 | 90.28 | PASS | 4.7912 | PASS | Eligible | -3.3286 | 8.1198 | 389 | 9.1907 | kWh | 2692.8597 | N/A | N/A | 91.9073 |  | 389 | 1 | -1790 | 153 | 0 | 0 | 10 | 0
Any | SWWH025-01 | SFm | Any | CZ06 | Any | 390 | Heat Pump Water Heater, >75 Gal, UEF=3.42 replacing Storage Natural Gas Water Heater, 75 Gal, UEF=0.78 | 1 | 10 | 2020 | natural gas | electricity | NR |  |  |  |  | -1520 |  | 143 |  | -1520 | 143 | 0 | 0 |  | 0 | 0 |  | TRUE | 10 | 0 | 0 | TRUE | 2020+10 | 2030+00 | TRUE | TRUE | FALSE | FALSE | -1520 | 143 | TRUE | TRUE | FALSE | FALSE | 0 | 0 | TRUE | TRUE | TRUE | -1520 | 143 | 0 | 0 | -15200 | 1430 | 0 | 0 | 3503.9114 | 100000 | #N/A | 100000 | 0.035039 | 1 | #N/A | 0 | 0.00018595 | 0.005307 | #N/A | 0.005307 |  | 390 | 89.7405 | PASS | 4.7626 | PASS | Eligible | -2.8265 | 7.5891 | 390 | 9.1122 | kWh | 2669.8623 | N/A | N/A | 91.1224 |  | 390 | 1 | -1520 | 143 | 0 | 0 | 10 | 0
Any | SWWH025-01 | SFm | Any | CZ07 | Any | 391 | Heat Pump Water Heater, >75 Gal, UEF=3.42 replacing Storage Natural Gas Water Heater, 75 Gal, UEF=0.78 | 1 | 10 | 2020 | natural gas | electricity | NR |  |  |  |  | -1470 |  | 141 |  | -1470 | 141 | 0 | 0 |  | 0 | 0 |  | TRUE | 10 | 0 | 0 | TRUE | 2020+10 | 2030+00 | TRUE | TRUE | FALSE | FALSE | -1470 | 141 | TRUE | TRUE | FALSE | FALSE | 0 | 0 | TRUE | TRUE | TRUE | -1470 | 141 | 0 | 0 | -14700 | 1410 | 0 | 0 | 3503.9114 | 100000 | #N/A | 100000 | 0.035039 | 1 | #N/A | 0 | 0.00018595 | 0.005307 | #N/A | 0.005307 |  | 391 | 89.4925 | PASS | 4.7494 | PASS | Eligible | -2.7335 | 7.4829 | 391 | 9.0829 | kWh | 2661.2628 | N/A | N/A | 90.8289 |  | 391 | 1 | -1470 | 141 | 0 | 0 | 10 | 0
Any | SWWH025-01 | SFm | Any | CZ08 | Any | 392 | Heat Pump Water Heater, >75 Gal, UEF=3.42 replacing Storage Natural Gas Water Heater, 75 Gal, UEF=0.78 | 1 | 10 | 2020 | natural gas | electricity | NR |  |  |  |  | -1440 |  | 139 |  | -1440 | 139 | 0 | 0 |  | 0 | 0 |  | TRUE | 10 | 0 | 0 | TRUE | 2020+10 | 2030+00 | TRUE | TRUE | FALSE | FALSE | -1440 | 139 | TRUE | TRUE | FALSE | FALSE | 0 | 0 | TRUE | TRUE | TRUE | -1440 | 139 | 0 | 0 | -14400 | 1390 | 0 | 0 | 3503.9114 | 100000 | #N/A | 100000 | 0.035039 | 1 | #N/A | 0 | 0.00018595 | 0.005307 | #N/A | 0.005307 |  | 392 | 88.5437 | PASS | 4.699 | PASS | Eligible | -2.6777 | 7.3768 | 392 | 8.9853 | kWh | 2632.6633 | N/A | N/A | 89.8528 |  | 392 | 1 | -1440 | 139 | 0 | 0 | 10 | 0
Any | SWWH025-01 | SFm | Any | CZ09 | Any | 393 | Heat Pump Water Heater, >75 Gal, UEF=3.42 replacing Storage Natural Gas Water Heater, 75 Gal, UEF=0.78 | 1 | 10 | 2020 | natural gas | electricity | NR |  |  |  |  | -1450 |  | 139 |  | -1450 | 139 | 0 | 0 |  | 0 | 0 |  | TRUE | 10 | 0 | 0 | TRUE | 2020+10 | 2030+00 | TRUE | TRUE | FALSE | FALSE | -1450 | 139 | TRUE | TRUE | FALSE | FALSE | 0 | 0 | TRUE | TRUE | TRUE | -1450 | 139 | 0 | 0 | -14500 | 1390 | 0 | 0 | 3503.9114 | 100000 | #N/A | 100000 | 0.035039 | 1 | #N/A | 0 | 0.00018595 | 0.005307 | #N/A | 0.005307 |  | 393 | 88.1933 | PASS | 4.6805 | PASS | Eligible | -2.6963 | 7.3768 | 393 | 8.9512 | kWh | 2622.6633 | N/A | N/A | 89.5115 |  | 393 | 1 | -1450 | 139 | 0 | 0 | 10 | 0
Any | SWWH025-01 | SFm | Any | CZ10 | Any | 394 | Heat Pump Water Heater, >75 Gal, UEF=3.42 replacing Storage Natural Gas Water Heater, 75 Gal, UEF=0.78 | 1 | 10 | 2020 | natural gas | electricity | NR |  |  |  |  | -1450 |  | 138 |  | -1450 | 138 | 0 | 0 |  | 0 | 0 |  | TRUE | 10 | 0 | 0 | TRUE | 2020+10 | 2030+00 | TRUE | TRUE | FALSE | FALSE | -1450 | 138 | TRUE | TRUE | FALSE | FALSE | 0 | 0 | TRUE | TRUE | TRUE | -1450 | 138 | 0 | 0 | -14500 | 1380 | 0 | 0 | 3503.9114 | 100000 | #N/A | 100000 | 0.035039 | 1 | #N/A | 0 | 0.00018595 | 0.005307 | #N/A | 0.005307 |  | 394 | 87.1933 | PASS | 4.6274 | PASS | Eligible | -2.6963 | 7.3237 | 394 | 8.8512 | kWh | 2593.3636 | N/A | N/A | 88.5115 |  | 394 | 1 | -1450 | 138 | 0 | 0 | 10 | 0
Any | SWWH025-01 | SFm | Any | CZ11 | Any | 395 | Heat Pump Water Heater, >75 Gal, UEF=3.42 replacing Storage Natural Gas Water Heater, 75 Gal, UEF=0.78 | 1 | 10 | 2020 | natural gas | electricity | NR |  |  |  |  | -1610 |  | 141 |  | -1610 | 141 | 0 | 0 |  | 0 | 0 |  | TRUE | 10 | 0 | 0 | TRUE | 2020+10 | 2030+00 | TRUE | TRUE | FALSE | FALSE | -1610 | 141 | TRUE | TRUE | FALSE | FALSE | 0 | 0 | TRUE | TRUE | TRUE | -1610 | 141 | 0 | 0 | -16100 | 1410 | 0 | 0 | 3503.9114 | 100000 | #N/A | 100000 | 0.035039 | 1 | #N/A | 0 | 0.00018595 | 0.005307 | #N/A | 0.005307 |  | 395 | 84.587 | PASS | 4.4891 | PASS | Eligible | -2.9939 | 7.4829 | 395 | 8.6051 | kWh | 2521.2628 | N/A | N/A | 86.0507 |  | 395 | 1 | -1610 | 141 | 0 | 0 | 10 | 0
Any | SWWH025-01 | SFm | Any | CZ12 | Any | 396 | Heat Pump Water Heater, >75 Gal, UEF=3.42 replacing Storage Natural Gas Water Heater, 75 Gal, UEF=0.78 | 1 | 10 | 2020 | natural gas | electricity | NR |  |  |  |  | -1640 |  | 145 |  | -1640 | 145 | 0 | 0 |  | 0 | 0 |  | TRUE | 10 | 0 | 0 | TRUE | 2020+10 | 2030+00 | TRUE | TRUE | FALSE | FALSE | -1640 | 145 | TRUE | TRUE | FALSE | FALSE | 0 | 0 | TRUE | TRUE | TRUE | -1640 | 145 | 0 | 0 | -16400 | 1450 | 0 | 0 | 3503.9114 | 100000 | #N/A | 100000 | 0.035039 | 1 | #N/A | 0 | 0.00018595 | 0.005307 | #N/A | 0.005307 |  | 396 | 87.5359 | PASS | 4.6456 | PASS | Eligible | -3.0496 | 7.6952 | 396 | 8.9027 | kWh | 2608.4618 | N/A | N/A | 89.0268 |  | 396 | 1 | -1640 | 145 | 0 | 0 | 10 | 0
Any | SWWH025-01 | SFm | Any | CZ13 | Any | 397 | Heat Pump Water Heater, >75 Gal, UEF=3.42 replacing Storage Natural Gas Water Heater, 75 Gal, UEF=0.78 | 1 | 10 | 2020 | natural gas | electricity | NR |  |  |  |  | -1540 |  | 139 |  | -1540 | 139 | 0 | 0 |  | 0 | 0 |  | TRUE | 10 | 0 | 0 | TRUE | 2020+10 | 2030+00 | TRUE | TRUE | FALSE | FALSE | -1540 | 139 | TRUE | TRUE | FALSE | FALSE | 0 | 0 | TRUE | TRUE | TRUE | -1540 | 139 | 0 | 0 | -15400 | 1390 | 0 | 0 | 3503.9114 | 100000 | #N/A | 100000 | 0.035039 | 1 | #N/A | 0 | 0.00018595 | 0.005307 | #N/A | 0.005307 |  | 397 | 85.0398 | PASS | 4.5131 | PASS | Eligible | -2.8637 | 7.3768 | 397 | 8.644 | kWh | 2532.6633 | N/A | N/A | 86.4398 |  | 397 | 1 | -1540 | 139 | 0 | 0 | 10 | 0
Any | SWWH025-01 | SFm | Any | CZ14 | Any | 398 | Heat Pump Water Heater, >75 Gal, UEF=3.42 replacing Storage Natural Gas Water Heater, 75 Gal, UEF=0.78 | 1 | 10 | 2020 | natural gas | electricity | NR |  |  |  |  | -1650 |  | 142 |  | -1650 | 142 | 0 | 0 |  | 0 | 0 |  | TRUE | 10 | 0 | 0 | TRUE | 2020+10 | 2030+00 | TRUE | TRUE | FALSE | FALSE | -1650 | 142 | TRUE | TRUE | FALSE | FALSE | 0 | 0 | TRUE | TRUE | TRUE | -1650 | 142 | 0 | 0 | -16500 | 1420 | 0 | 0 | 3503.9114 | 100000 | #N/A | 100000 | 0.035039 | 1 | #N/A | 0 | 0.00018595 | 0.005307 | #N/A | 0.005307 |  | 398 | 84.1855 | PASS | 4.4678 | PASS | Eligible | -3.0682 | 7.536 | 398 | 8.5686 | kWh | 2510.5626 | N/A | N/A | 85.6855 |  | 398 | 1 | -1650 | 142 | 0 | 0 | 10 | 0
Any | SWWH025-01 | SFm | Any | CZ15 | Any | 399 | Heat Pump Water Heater, >75 Gal, UEF=3.42 replacing Storage Natural Gas Water Heater, 75 Gal, UEF=0.78 | 1 | 10 | 2020 | natural gas | electricity | NR |  |  |  |  | -1100 |  | 119 |  | -1100 | 119 | 0 | 0 |  | 0 | 0 |  | TRUE | 10 | 0 | 0 | TRUE | 2020+10 | 2030+00 | TRUE | TRUE | FALSE | FALSE | -1100 | 119 | TRUE | TRUE | FALSE | FALSE | 0 | 0 | TRUE | TRUE | TRUE | -1100 | 119 | 0 | 0 | -11000 | 1190 | 0 | 0 | 3503.9114 | 100000 | #N/A | 100000 | 0.035039 | 1 | #N/A | 0 | 0.00018595 | 0.005307 | #N/A | 0.005307 |  | 399 | 80.457 | PASS | 4.2699 | PASS | Eligible | -2.0455 | 6.3154 | 399 | 8.1457 | kWh | 2386.6686 | N/A | N/A | 81.457 |  | 399 | 1 | -1100 | 119 | 0 | 0 | 10 | 0
Any | SWWH025-01 | SFm | Any | CZ16 | Any | 400 | Heat Pump Water Heater, >75 Gal, UEF=3.42 replacing Storage Natural Gas Water Heater, 75 Gal, UEF=0.78 | 1 | 10 | 2020 | natural gas | electricity | NR |  |  |  |  | -2560 |  | 161 |  | -2560 | 161 | 0 | 0 |  | 0 | 0 |  | TRUE | 10 | 0 | 0 | TRUE | 2020+10 | 2030+00 | TRUE | TRUE | FALSE | FALSE | -2560 | 161 | TRUE | TRUE | FALSE | FALSE | 0 | 0 | TRUE | TRUE | TRUE | -2560 | 161 | 0 | 0 | -25600 | 1610 | 0 | 0 | 3503.9114 | 100000 | #N/A | 100000 | 0.035039 | 1 | #N/A | 0 | 0.00018595 | 0.005307 | #N/A | 0.005307 |  | 400 | 71.2999 | PASS | 3.7839 | PASS | Eligible | -4.7604 | 8.5443 | 400 | 7.3627 | kWh | 2157.2575 | N/A | N/A | 73.6272 |  | 400 | 1 | -2560 | 161 | 0 | 0 | 10 | 0
Any | SWWH025-01 | MFm | Any | CZ01 | Any | 401 | Heat Pump Water Heater, >75 Gal, UEF=3.42 replacing Storage Natural Gas Water Heater, 75 Gal, UEF=0.78 | 1 | 10 | 2020 | natural gas | electricity | NR |  |  |  |  | -1260 |  | 135 |  | -1260 | 135 | 0 | 0 |  | 0 | 0 |  | TRUE | 10 | 0 | 0 | TRUE | 2020+10 | 2030+00 | TRUE | TRUE | FALSE | FALSE | -1260 | 135 | TRUE | TRUE | FALSE | FALSE | 0 | 0 | TRUE | TRUE | TRUE | -1260 | 135 | 0 | 0 | -12600 | 1350 | 0 | 0 | 3503.9114 | 100000 | #N/A | 100000 | 0.035039 | 1 | #N/A | 0 | 0.00018595 | 0.005307 | #N/A | 0.005307 |  | 401 | 90.8507 | PASS | 4.8215 | PASS | Eligible | -2.343 | 7.1645 | 401 | 9.1996 | kWh | 2695.4644 | N/A | N/A | 91.9962 |  | 401 | 1 | -1260 | 135 | 0 | 0 | 10 | 0
Any | SWWH025-01 | MFm | Any | CZ02 | Any | 402 | Heat Pump Water Heater, >75 Gal, UEF=3.42 replacing Storage Natural Gas Water Heater, 75 Gal, UEF=0.78 | 1 | 10 | 2020 | natural gas | electricity | NR |  |  |  |  | -1170 |  | 127 |  | -1170 | 127 | 0 | 0 |  | 0 | 0 |  | TRUE | 10 | 0 | 0 | TRUE | 2020+10 | 2030+00 | TRUE | TRUE | FALSE | FALSE | -1170 | 127 | TRUE | TRUE | FALSE | FALSE | 0 | 0 | TRUE | TRUE | TRUE | -1170 | 127 | 0 | 0 | -11700 | 1270 | 0 | 0 | 3503.9114 | 100000 | #N/A | 100000 | 0.035039 | 1 | #N/A | 0 | 0.00018595 | 0.005307 | #N/A | 0.005307 |  | 402 | 86.0042 | PASS | 4.5643 | PASS | Eligible | -2.1757 | 6.7399 | 402 | 8.7068 | kWh | 2551.0665 | N/A | N/A | 87.0679 |  | 402 | 1 | -1170 | 127 | 0 | 0 | 10 | 0
Any | SWWH025-01 | MFm | Any | CZ03 | Any | 403 | Heat Pump Water Heater, >75 Gal, UEF=3.42 replacing Storage Natural Gas Water Heater, 75 Gal, UEF=0.78 | 1 | 10 | 2020 | natural gas | electricity | NR |  |  |  |  | -1160 |  | 127 |  | -1160 | 127 | 0 | 0 |  | 0 | 0 |  | TRUE | 10 | 0 | 0 | TRUE | 2020+10 | 2030+00 | TRUE | TRUE | FALSE | FALSE | -1160 | 127 | TRUE | TRUE | FALSE | FALSE | 0 | 0 | TRUE | TRUE | TRUE | -1160 | 127 | 0 | 0 | -11600 | 1270 | 0 | 0 | 3503.9114 | 100000 | #N/A | 100000 | 0.035039 | 1 | #N/A | 0 | 0.00018595 | 0.005307 | #N/A | 0.005307 |  | 403 | 86.3546 | PASS | 4.5829 | PASS | Eligible | -2.1571 | 6.7399 | 403 | 8.7409 | kWh | 2561.0665 | N/A | N/A | 87.4092 |  | 403 | 1 | -1160 | 127 | 0 | 0 | 10 | 0
Any | SWWH025-01 | MFm | Any | CZ04 | Any | 404 | Heat Pump Water Heater, >75 Gal, UEF=3.42 replacing Storage Natural Gas Water Heater, 75 Gal, UEF=0.78 | 1 | 10 | 2020 | natural gas | electricity | NR |  |  |  |  | -1130 |  | 124 |  | -1130 | 124 | 0 | 0 |  | 0 | 0 |  | TRUE | 10 | 0 | 0 | TRUE | 2020+10 | 2030+00 | TRUE | TRUE | FALSE | FALSE | -1130 | 124 | TRUE | TRUE | FALSE | FALSE | 0 | 0 | TRUE | TRUE | TRUE | -1130 | 124 | 0 | 0 | -11300 | 1240 | 0 | 0 | 3503.9114 | 100000 | #N/A | 100000 | 0.035039 | 1 | #N/A | 0 | 0.00018595 | 0.005307 | #N/A | 0.005307 |  | 404 | 84.4058 | PASS | 4.4794 | PASS | Eligible | -2.1013 | 6.5807 | 404 | 8.5433 | kWh | 2503.1673 | N/A | N/A | 85.4331 |  | 404 | 1 | -1130 | 124 | 0 | 0 | 10 | 0
Any | SWWH025-01 | MFm | Any | CZ05 | Any | 405 | Heat Pump Water Heater, >75 Gal, UEF=3.42 replacing Storage Natural Gas Water Heater, 75 Gal, UEF=0.78 | 1 | 10 | 2020 | natural gas | electricity | NR |  |  |  |  | -1170 |  | 128 |  | -1170 | 128 | 0 | 0 |  | 0 | 0 |  | TRUE | 10 | 0 | 0 | TRUE | 2020+10 | 2030+00 | TRUE | TRUE | FALSE | FALSE | -1170 | 128 | TRUE | TRUE | FALSE | FALSE | 0 | 0 | TRUE | TRUE | TRUE | -1170 | 128 | 0 | 0 | -11700 | 1280 | 0 | 0 | 3503.9114 | 100000 | #N/A | 100000 | 0.035039 | 1 | #N/A | 0 | 0.00018595 | 0.005307 | #N/A | 0.005307 |  | 405 | 87.0042 | PASS | 4.6173 | PASS | Eligible | -2.1757 | 6.793 | 405 | 8.8068 | kWh | 2580.3662 | N/A | N/A | 88.0679 |  | 405 | 1 | -1170 | 128 | 0 | 0 | 10 | 0
Any | SWWH025-01 | MFm | Any | CZ06 | Any | 406 | Heat Pump Water Heater, >75 Gal, UEF=3.42 replacing Storage Natural Gas Water Heater, 75 Gal, UEF=0.78 | 1 | 10 | 2020 | natural gas | electricity | NR |  |  |  |  | -1080 |  | 121 |  | -1080 | 121 | 0 | 0 |  | 0 | 0 |  | TRUE | 10 | 0 | 0 | TRUE | 2020+10 | 2030+00 | TRUE | TRUE | FALSE | FALSE | -1080 | 121 | TRUE | TRUE | FALSE | FALSE | 0 | 0 | TRUE | TRUE | TRUE | -1080 | 121 | 0 | 0 | -10800 | 1210 | 0 | 0 | 3503.9114 | 100000 | #N/A | 100000 | 0.035039 | 1 | #N/A | 0 | 0.00018595 | 0.005307 | #N/A | 0.005307 |  | 406 | 83.1578 | PASS | 4.4132 | PASS | Eligible | -2.0083 | 6.4215 | 406 | 8.414 | kWh | 2465.2681 | N/A | N/A | 84.1396 |  | 406 | 1 | -1080 | 121 | 0 | 0 | 10 | 0
Any | SWWH025-01 | MFm | Any | CZ07 | Any | 407 | Heat Pump Water Heater, >75 Gal, UEF=3.42 replacing Storage Natural Gas Water Heater, 75 Gal, UEF=0.78 | 1 | 10 | 2020 | natural gas | electricity | NR |  |  |  |  | -1070 |  | 120 |  | -1070 | 120 | 0 | 0 |  | 0 | 0 |  | TRUE | 10 | 0 | 0 | TRUE | 2020+10 | 2030+00 | TRUE | TRUE | FALSE | FALSE | -1070 | 120 | TRUE | TRUE | FALSE | FALSE | 0 | 0 | TRUE | TRUE | TRUE | -1070 | 120 | 0 | 0 | -10700 | 1200 | 0 | 0 | 3503.9114 | 100000 | #N/A | 100000 | 0.035039 | 1 | #N/A | 0 | 0.00018595 | 0.005307 | #N/A | 0.005307 |  | 407 | 82.5081 | PASS | 4.3787 | PASS | Eligible | -1.9897 | 6.3684 | 407 | 8.3481 | kWh | 2445.9684 | N/A | N/A | 83.4809 |  | 407 | 1 | -1070 | 120 | 0 | 0 | 10 | 0
Any | SWWH025-01 | MFm | Any | CZ08 | Any | 408 | Heat Pump Water Heater, >75 Gal, UEF=3.42 replacing Storage Natural Gas Water Heater, 75 Gal, UEF=0.78 | 1 | 10 | 2020 | natural gas | electricity | NR |  |  |  |  | -1050 |  | 118 |  | -1050 | 118 | 0 | 0 |  | 0 | 0 |  | TRUE | 10 | 0 | 0 | TRUE | 2020+10 | 2030+00 | TRUE | TRUE | FALSE | FALSE | -1050 | 118 | TRUE | TRUE | FALSE | FALSE | 0 | 0 | TRUE | TRUE | TRUE | -1050 | 118 | 0 | 0 | -10500 | 1180 | 0 | 0 | 3503.9114 | 100000 | #N/A | 100000 | 0.035039 | 1 | #N/A | 0 | 0.00018595 | 0.005307 | #N/A | 0.005307 |  | 408 | 81.2089 | PASS | 4.3098 | PASS | Eligible | -1.9525 | 6.2623 | 408 | 8.2164 | kWh | 2407.3689 | N/A | N/A | 82.1635 |  | 408 | 1 | -1050 | 118 | 0 | 0 | 10 | 0
Any | SWWH025-01 | MFm | Any | CZ09 | Any | 409 | Heat Pump Water Heater, >75 Gal, UEF=3.42 replacing Storage Natural Gas Water Heater, 75 Gal, UEF=0.78 | 1 | 10 | 2020 | natural gas | electricity | NR |  |  |  |  | -1050 |  | 118 |  | -1050 | 118 | 0 | 0 |  | 0 | 0 |  | TRUE | 10 | 0 | 0 | TRUE | 2020+10 | 2030+00 | TRUE | TRUE | FALSE | FALSE | -1050 | 118 | TRUE | TRUE | FALSE | FALSE | 0 | 0 | TRUE | TRUE | TRUE | -1050 | 118 | 0 | 0 | -10500 | 1180 | 0 | 0 | 3503.9114 | 100000 | #N/A | 100000 | 0.035039 | 1 | #N/A | 0 | 0.00018595 | 0.005307 | #N/A | 0.005307 |  | 409 | 81.2089 | PASS | 4.3098 | PASS | Eligible | -1.9525 | 6.2623 | 409 | 8.2164 | kWh | 2407.3689 | N/A | N/A | 82.1635 |  | 409 | 1 | -1050 | 118 | 0 | 0 | 10 | 0
Any | SWWH025-01 | MFm | Any | CZ10 | Any | 410 | Heat Pump Water Heater, >75 Gal, UEF=3.42 replacing Storage Natural Gas Water Heater, 75 Gal, UEF=0.78 | 1 | 10 | 2020 | natural gas | electricity | NR |  |  |  |  | -1050 |  | 118 |  | -1050 | 118 | 0 | 0 |  | 0 | 0 |  | TRUE | 10 | 0 | 0 | TRUE | 2020+10 | 2030+00 | TRUE | TRUE | FALSE | FALSE | -1050 | 118 | TRUE | TRUE | FALSE | FALSE | 0 | 0 | TRUE | TRUE | TRUE | -1050 | 118 | 0 | 0 | -10500 | 1180 | 0 | 0 | 3503.9114 | 100000 | #N/A | 100000 | 0.035039 | 1 | #N/A | 0 | 0.00018595 | 0.005307 | #N/A | 0.005307 |  | 410 | 81.2089 | PASS | 4.3098 | PASS | Eligible | -1.9525 | 6.2623 | 410 | 8.2164 | kWh | 2407.3689 | N/A | N/A | 82.1635 |  | 410 | 1 | -1050 | 118 | 0 | 0 | 10 | 0
Any | SWWH025-01 | MFm | Any | CZ11 | Any | 411 | Heat Pump Water Heater, >75 Gal, UEF=3.42 replacing Storage Natural Gas Water Heater, 75 Gal, UEF=0.78 | 1 | 10 | 2020 | natural gas | electricity | NR |  |  |  |  | -1080 |  | 119 |  | -1080 | 119 | 0 | 0 |  | 0 | 0 |  | TRUE | 10 | 0 | 0 | TRUE | 2020+10 | 2030+00 | TRUE | TRUE | FALSE | FALSE | -1080 | 119 | TRUE | TRUE | FALSE | FALSE | 0 | 0 | TRUE | TRUE | TRUE | -1080 | 119 | 0 | 0 | -10800 | 1190 | 0 | 0 | 3503.9114 | 100000 | #N/A | 100000 | 0.035039 | 1 | #N/A | 0 | 0.00018595 | 0.005307 | #N/A | 0.005307 |  | 411 | 81.1578 | PASS | 4.3071 | PASS | Eligible | -2.0083 | 6.3154 | 411 | 8.214 | kWh | 2406.6686 | N/A | N/A | 82.1396 |  | 411 | 1 | -1080 | 119 | 0 | 0 | 10 | 0
Any | SWWH025-01 | MFm | Any | CZ12 | Any | 412 | Heat Pump Water Heater, >75 Gal, UEF=3.42 replacing Storage Natural Gas Water Heater, 75 Gal, UEF=0.78 | 1 | 10 | 2020 | natural gas | electricity | NR |  |  |  |  | -1120 |  | 122 |  | -1120 | 122 | 0 | 0 |  | 0 | 0 |  | TRUE | 10 | 0 | 0 | TRUE | 2020+10 | 2030+00 | TRUE | TRUE | FALSE | FALSE | -1120 | 122 | TRUE | TRUE | FALSE | FALSE | 0 | 0 | TRUE | TRUE | TRUE | -1120 | 122 | 0 | 0 | -11200 | 1220 | 0 | 0 | 3503.9114 | 100000 | #N/A | 100000 | 0.035039 | 1 | #N/A | 0 | 0.00018595 | 0.005307 | #N/A | 0.005307 |  | 412 | 82.7562 | PASS | 4.3919 | PASS | Eligible | -2.0827 | 6.4746 | 412 | 8.3774 | kWh | 2454.5678 | N/A | N/A | 83.7744 |  | 412 | 1 | -1120 | 122 | 0 | 0 | 10 | 0
Any | SWWH025-01 | MFm | Any | CZ13 | Any | 413 | Heat Pump Water Heater, >75 Gal, UEF=3.42 replacing Storage Natural Gas Water Heater, 75 Gal, UEF=0.78 | 1 | 10 | 2020 | natural gas | electricity | NR |  |  |  |  | -1070 |  | 118 |  | -1070 | 118 | 0 | 0 |  | 0 | 0 |  | TRUE | 10 | 0 | 0 | TRUE | 2020+10 | 2030+00 | TRUE | TRUE | FALSE | FALSE | -1070 | 118 | TRUE | TRUE | FALSE | FALSE | 0 | 0 | TRUE | TRUE | TRUE | -1070 | 118 | 0 | 0 | -10700 | 1180 | 0 | 0 | 3503.9114 | 100000 | #N/A | 100000 | 0.035039 | 1 | #N/A | 0 | 0.00018595 | 0.005307 | #N/A | 0.005307 |  | 413 | 80.5081 | PASS | 4.2726 | PASS | Eligible | -1.9897 | 6.2623 | 413 | 8.1481 | kWh | 2387.3689 | N/A | N/A | 81.4809 |  | 413 | 1 | -1070 | 118 | 0 | 0 | 10 | 0
Any | SWWH025-01 | MFm | Any | CZ14 | Any | 414 | Heat Pump Water Heater, >75 Gal, UEF=3.42 replacing Storage Natural Gas Water Heater, 75 Gal, UEF=0.78 | 1 | 10 | 2020 | natural gas | electricity | NR |  |  |  |  | -1080 |  | 120 |  | -1080 | 120 | 0 | 0 |  | 0 | 0 |  | TRUE | 10 | 0 | 0 | TRUE | 2020+10 | 2030+00 | TRUE | TRUE | FALSE | FALSE | -1080 | 120 | TRUE | TRUE | FALSE | FALSE | 0 | 0 | TRUE | TRUE | TRUE | -1080 | 120 | 0 | 0 | -10800 | 1200 | 0 | 0 | 3503.9114 | 100000 | #N/A | 100000 | 0.035039 | 1 | #N/A | 0 | 0.00018595 | 0.005307 | #N/A | 0.005307 |  | 414 | 82.1578 | PASS | 4.3601 | PASS | Eligible | -2.0083 | 6.3684 | 414 | 8.314 | kWh | 2435.9684 | N/A | N/A | 83.1396 |  | 414 | 1 | -1080 | 120 | 0 | 0 | 10 | 0
Any | SWWH025-01 | MFm | Any | CZ15 | Any | 415 | Heat Pump Water Heater, >75 Gal, UEF=3.42 replacing Storage Natural Gas Water Heater, 75 Gal, UEF=0.78 | 1 | 10 | 2020 | natural gas | electricity | NR |  |  |  |  | -886 |  | 103 |  | -886 | 103 | 0 | 0 |  | 0 | 0 |  | TRUE | 10 | 0 | 0 | TRUE | 2020+10 | 2030+00 | TRUE | TRUE | FALSE | FALSE | -886 | 103 | TRUE | TRUE | FALSE | FALSE | 0 | 0 | TRUE | TRUE | TRUE | -886 | 103 | 0 | 0 | -8860 | 1030 | 0 | 0 | 3503.9114 | 100000 | #N/A | 100000 | 0.035039 | 1 | #N/A | 0 | 0.00018595 | 0.005307 | #N/A | 0.005307 |  | 415 | 71.9553 | PASS | 3.8187 | PASS | Eligible | -1.6476 | 5.4662 | 415 | 7.2761 | kWh | 2131.8728 | N/A | N/A | 72.7608 |  | 415 | 1 | -886 | 103 | 0 | 0 | 10 | 0
Any | SWWH025-01 | MFm | Any | CZ16 | Any | 416 | Heat Pump Water Heater, >75 Gal, UEF=3.42 replacing Storage Natural Gas Water Heater, 75 Gal, UEF=0.78 | 1 | 10 | 2020 | natural gas | electricity | NR |  |  |  |  | -1260 |  | 134 |  | -1260 | 134 | 0 | 0 |  | 0 | 0 |  | TRUE | 10 | 0 | 0 | TRUE | 2020+10 | 2030+00 | TRUE | TRUE | FALSE | FALSE | -1260 | 134 | TRUE | TRUE | FALSE | FALSE | 0 | 0 | TRUE | TRUE | TRUE | -1260 | 134 | 0 | 0 | -12600 | 1340 | 0 | 0 | 3503.9114 | 100000 | #N/A | 100000 | 0.035039 | 1 | #N/A | 0 | 0.00018595 | 0.005307 | #N/A | 0.005307 |  | 416 | 89.8507 | PASS | 4.7684 | PASS | Eligible | -2.343 | 7.1114 | 416 | 9.0996 | kWh | 2666.1647 | N/A | N/A | 90.9962 |  | 416 | 1 | -1260 | 134 | 0 | 0 | 10 | 0
Any | SWWH025-01 | DMo | Any | CZ01 | Any | 417 | Heat Pump Water Heater, >75 Gal, UEF=3.42 replacing Storage Natural Gas Water Heater, 75 Gal, UEF=0.78 | 1 | 10 | 2020 | natural gas | electricity | NR |  |  |  |  | -1980 |  | 143 |  | -1980 | 143 | 0 | 0 |  | 0 | 0 |  | TRUE | 10 | 0 | 0 | TRUE | 2020+10 | 2030+00 | TRUE | TRUE | FALSE | FALSE | -1980 | 143 | TRUE | TRUE | FALSE | FALSE | 0 | 0 | TRUE | TRUE | TRUE | -1980 | 143 | 0 | 0 | -19800 | 1430 | 0 | 0 | 3503.9114 | 100000 | #N/A | 100000 | 0.035039 | 1 | #N/A | 0 | 0.00018595 | 0.005307 | #N/A | 0.005307 |  | 417 | 73.6226 | PASS | 3.9072 | PASS | Eligible | -3.6819 | 7.5891 | 417 | 7.5423 | kWh | 2209.8623 | N/A | N/A | 75.4226 |  | 417 | 1 | -1980 | 143 | 0 | 0 | 10 | 0
Any | SWWH025-01 | DMo | Any | CZ02 | Any | 418 | Heat Pump Water Heater, >75 Gal, UEF=3.42 replacing Storage Natural Gas Water Heater, 75 Gal, UEF=0.78 | 1 | 10 | 2020 | natural gas | electricity | NR |  |  |  |  | -1700 |  | 134 |  | -1700 | 134 | 0 | 0 |  | 0 | 0 |  | TRUE | 10 | 0 | 0 | TRUE | 2020+10 | 2030+00 | TRUE | TRUE | FALSE | FALSE | -1700 | 134 | TRUE | TRUE | FALSE | FALSE | 0 | 0 | TRUE | TRUE | TRUE | -1700 | 134 | 0 | 0 | -17000 | 1340 | 0 | 0 | 3503.9114 | 100000 | #N/A | 100000 | 0.035039 | 1 | #N/A | 0 | 0.00018595 | 0.005307 | #N/A | 0.005307 |  | 418 | 74.4335 | PASS | 3.9502 | PASS | Eligible | -3.1612 | 7.1114 | 418 | 7.5979 | kWh | 2226.1647 | N/A | N/A | 75.979 |  | 418 | 1 | -1700 | 134 | 0 | 0 | 10 | 0
Any | SWWH025-01 | DMo | Any | CZ03 | Any | 419 | Heat Pump Water Heater, >75 Gal, UEF=3.42 replacing Storage Natural Gas Water Heater, 75 Gal, UEF=0.78 | 1 | 10 | 2020 | natural gas | electricity | NR |  |  |  |  | -1570 |  | 134 |  | -1570 | 134 | 0 | 0 |  | 0 | 0 |  | TRUE | 10 | 0 | 0 | TRUE | 2020+10 | 2030+00 | TRUE | TRUE | FALSE | FALSE | -1570 | 134 | TRUE | TRUE | FALSE | FALSE | 0 | 0 | TRUE | TRUE | TRUE | -1570 | 134 | 0 | 0 | -15700 | 1340 | 0 | 0 | 3503.9114 | 100000 | #N/A | 100000 | 0.035039 | 1 | #N/A | 0 | 0.00018595 | 0.005307 | #N/A | 0.005307 |  | 419 | 78.9886 | PASS | 4.192 | PASS | Eligible | -2.9195 | 7.1114 | 419 | 8.0416 | kWh | 2356.1647 | N/A | N/A | 80.4159 |  | 419 | 1 | -1570 | 134 | 0 | 0 | 10 | 0
Any | SWWH025-01 | DMo | Any | CZ04 | Any | 420 | Heat Pump Water Heater, >75 Gal, UEF=3.42 replacing Storage Natural Gas Water Heater, 75 Gal, UEF=0.78 | 1 | 10 | 2020 | natural gas | electricity | NR |  |  |  |  | -1530 |  | 130 |  | -1530 | 130 | 0 | 0 |  | 0 | 0 |  | TRUE | 10 | 0 | 0 | TRUE | 2020+10 | 2030+00 | TRUE | TRUE | FALSE | FALSE | -1530 | 130 | TRUE | TRUE | FALSE | FALSE | 0 | 0 | TRUE | TRUE | TRUE | -1530 | 130 | 0 | 0 | -15300 | 1300 | 0 | 0 | 3503.9114 | 100000 | #N/A | 100000 | 0.035039 | 1 | #N/A | 0 | 0.00018595 | 0.005307 | #N/A | 0.005307 |  | 420 | 76.3902 | PASS | 4.0541 | PASS | Eligible | -2.8451 | 6.8991 | 420 | 7.7781 | kWh | 2278.9657 | N/A | N/A | 77.7811 |  | 420 | 1 | -1530 | 130 | 0 | 0 | 10 | 0
Any | SWWH025-01 | DMo | Any | CZ05 | Any | 421 | Heat Pump Water Heater, >75 Gal, UEF=3.42 replacing Storage Natural Gas Water Heater, 75 Gal, UEF=0.78 | 1 | 10 | 2020 | natural gas | electricity | NR |  |  |  |  | -1680 |  | 136 |  | -1680 | 136 | 0 | 0 |  | 0 | 0 |  | TRUE | 10 | 0 | 0 | TRUE | 2020+10 | 2030+00 | TRUE | TRUE | FALSE | FALSE | -1680 | 136 | TRUE | TRUE | FALSE | FALSE | 0 | 0 | TRUE | TRUE | TRUE | -1680 | 136 | 0 | 0 | -16800 | 1360 | 0 | 0 | 3503.9114 | 100000 | #N/A | 100000 | 0.035039 | 1 | #N/A | 0 | 0.00018595 | 0.005307 | #N/A | 0.005307 |  | 421 | 77.1343 | PASS | 4.0935 | PASS | Eligible | -3.124 | 7.2176 | 421 | 7.8662 | kWh | 2304.7641 | N/A | N/A | 78.6616 |  | 421 | 1 | -1680 | 136 | 0 | 0 | 10 | 0
Any | SWWH025-01 | DMo | Any | CZ06 | Any | 422 | Heat Pump Water Heater, >75 Gal, UEF=3.42 replacing Storage Natural Gas Water Heater, 75 Gal, UEF=0.78 | 1 | 10 | 2020 | natural gas | electricity | NR |  |  |  |  | -1360 |  | 126 |  | -1360 | 126 | 0 | 0 |  | 0 | 0 |  | TRUE | 10 | 0 | 0 | TRUE | 2020+10 | 2030+00 | TRUE | TRUE | FALSE | FALSE | -1360 | 126 | TRUE | TRUE | FALSE | FALSE | 0 | 0 | TRUE | TRUE | TRUE | -1360 | 126 | 0 | 0 | -13600 | 1260 | 0 | 0 | 3503.9114 | 100000 | #N/A | 100000 | 0.035039 | 1 | #N/A | 0 | 0.00018595 | 0.005307 | #N/A | 0.005307 |  | 422 | 78.3468 | PASS | 4.1579 | PASS | Eligible | -2.529 | 6.6869 | 422 | 7.9583 | kWh | 2331.7668 | N/A | N/A | 79.5832 |  | 422 | 1 | -1360 | 126 | 0 | 0 | 10 | 0
Any | SWWH025-01 | DMo | Any | CZ07 | Any | 423 | Heat Pump Water Heater, >75 Gal, UEF=3.42 replacing Storage Natural Gas Water Heater, 75 Gal, UEF=0.78 | 1 | 10 | 2020 | natural gas | electricity | NR |  |  |  |  | -1300 |  | 125 |  | -1300 | 125 | 0 | 0 |  | 0 | 0 |  | TRUE | 10 | 0 | 0 | TRUE | 2020+10 | 2030+00 | TRUE | TRUE | FALSE | FALSE | -1300 | 125 | TRUE | TRUE | FALSE | FALSE | 0 | 0 | TRUE | TRUE | TRUE | -1300 | 125 | 0 | 0 | -13000 | 1250 | 0 | 0 | 3503.9114 | 100000 | #N/A | 100000 | 0.035039 | 1 | #N/A | 0 | 0.00018595 | 0.005307 | #N/A | 0.005307 |  | 423 | 79.4492 | PASS | 4.2164 | PASS | Eligible | -2.4174 | 6.6338 | 423 | 8.0631 | kWh | 2362.467 | N/A | N/A | 80.631 |  | 423 | 1 | -1300 | 125 | 0 | 0 | 10 | 0
Any | SWWH025-01 | DMo | Any | CZ08 | Any | 424 | Heat Pump Water Heater, >75 Gal, UEF=3.42 replacing Storage Natural Gas Water Heater, 75 Gal, UEF=0.78 | 1 | 10 | 2020 | natural gas | electricity | NR |  |  |  |  | -1290 |  | 123 |  | -1290 | 123 | 0 | 0 |  | 0 | 0 |  | TRUE | 10 | 0 | 0 | TRUE | 2020+10 | 2030+00 | TRUE | TRUE | FALSE | FALSE | -1290 | 123 | TRUE | TRUE | FALSE | FALSE | 0 | 0 | TRUE | TRUE | TRUE | -1290 | 123 | 0 | 0 | -12900 | 1230 | 0 | 0 | 3503.9114 | 100000 | #N/A | 100000 | 0.035039 | 1 | #N/A | 0 | 0.00018595 | 0.005307 | #N/A | 0.005307 |  | 424 | 77.7995 | PASS | 4.1289 | PASS | Eligible | -2.3988 | 6.5277 | 424 | 7.8972 | kWh | 2313.8676 | N/A | N/A | 78.9723 |  | 424 | 1 | -1290 | 123 | 0 | 0 | 10 | 0
Any | SWWH025-01 | DMo | Any | CZ09 | Any | 425 | Heat Pump Water Heater, >75 Gal, UEF=3.42 replacing Storage Natural Gas Water Heater, 75 Gal, UEF=0.78 | 1 | 10 | 2020 | natural gas | electricity | NR |  |  |  |  | -1320 |  | 123 |  | -1320 | 123 | 0 | 0 |  | 0 | 0 |  | TRUE | 10 | 0 | 0 | TRUE | 2020+10 | 2030+00 | TRUE | TRUE | FALSE | FALSE | -1320 | 123 | TRUE | TRUE | FALSE | FALSE | 0 | 0 | TRUE | TRUE | TRUE | -1320 | 123 | 0 | 0 | -13200 | 1230 | 0 | 0 | 3503.9114 | 100000 | #N/A | 100000 | 0.035039 | 1 | #N/A | 0 | 0.00018595 | 0.005307 | #N/A | 0.005307 |  | 425 | 76.7484 | PASS | 4.0731 | PASS | Eligible | -2.4546 | 6.5277 | 425 | 7.7948 | kWh | 2283.8676 | N/A | N/A | 77.9484 |  | 425 | 1 | -1320 | 123 | 0 | 0 | 10 | 0
Any | SWWH025-01 | DMo | Any | CZ10 | Any | 426 | Heat Pump Water Heater, >75 Gal, UEF=3.42 replacing Storage Natural Gas Water Heater, 75 Gal, UEF=0.78 | 1 | 10 | 2020 | natural gas | electricity | NR |  |  |  |  | -1340 |  | 123 |  | -1340 | 123 | 0 | 0 |  | 0 | 0 |  | TRUE | 10 | 0 | 0 | TRUE | 2020+10 | 2030+00 | TRUE | TRUE | FALSE | FALSE | -1340 | 123 | TRUE | TRUE | FALSE | FALSE | 0 | 0 | TRUE | TRUE | TRUE | -1340 | 123 | 0 | 0 | -13400 | 1230 | 0 | 0 | 3503.9114 | 100000 | #N/A | 100000 | 0.035039 | 1 | #N/A | 0 | 0.00018595 | 0.005307 | #N/A | 0.005307 |  | 426 | 76.0476 | PASS | 4.0359 | PASS | Eligible | -2.4918 | 6.5277 | 426 | 7.7266 | kWh | 2263.8676 | N/A | N/A | 77.2658 |  | 426 | 1 | -1340 | 123 | 0 | 0 | 10 | 0
Any | SWWH025-01 | DMo | Any | CZ11 | Any | 427 | Heat Pump Water Heater, >75 Gal, UEF=3.42 replacing Storage Natural Gas Water Heater, 75 Gal, UEF=0.78 | 1 | 10 | 2020 | natural gas | electricity | NR |  |  |  |  | -1550 |  | 125 |  | -1550 | 125 | 0 | 0 |  | 0 | 0 |  | TRUE | 10 | 0 | 0 | TRUE | 2020+10 | 2030+00 | TRUE | TRUE | FALSE | FALSE | -1550 | 125 | TRUE | TRUE | FALSE | FALSE | 0 | 0 | TRUE | TRUE | TRUE | -1550 | 125 | 0 | 0 | -15500 | 1250 | 0 | 0 | 3503.9114 | 100000 | #N/A | 100000 | 0.035039 | 1 | #N/A | 0 | 0.00018595 | 0.005307 | #N/A | 0.005307 |  | 427 | 70.6894 | PASS | 3.7515 | PASS | Eligible | -2.8823 | 6.6338 | 427 | 7.2099 | kWh | 2112.467 | N/A | N/A | 72.0985 |  | 427 | 1 | -1550 | 125 | 0 | 0 | 10 | 0
Any | SWWH025-01 | DMo | Any | CZ12 | Any | 428 | Heat Pump Water Heater, >75 Gal, UEF=3.42 replacing Storage Natural Gas Water Heater, 75 Gal, UEF=0.78 | 1 | 10 | 2020 | natural gas | electricity | NR |  |  |  |  | -1530 |  | 128 |  | -1530 | 128 | 0 | 0 |  | 0 | 0 |  | TRUE | 10 | 0 | 0 | TRUE | 2020+10 | 2030+00 | TRUE | TRUE | FALSE | FALSE | -1530 | 128 | TRUE | TRUE | FALSE | FALSE | 0 | 0 | TRUE | TRUE | TRUE | -1530 | 128 | 0 | 0 | -15300 | 1280 | 0 | 0 | 3503.9114 | 100000 | #N/A | 100000 | 0.035039 | 1 | #N/A | 0 | 0.00018595 | 0.005307 | #N/A | 0.005307 |  | 428 | 74.3902 | PASS | 3.9479 | PASS | Eligible | -2.8451 | 6.793 | 428 | 7.5781 | kWh | 2220.3662 | N/A | N/A | 75.7811 |  | 428 | 1 | -1530 | 128 | 0 | 0 | 10 | 0
Any | SWWH025-01 | DMo | Any | CZ13 | Any | 429 | Heat Pump Water Heater, >75 Gal, UEF=3.42 replacing Storage Natural Gas Water Heater, 75 Gal, UEF=0.78 | 1 | 10 | 2020 | natural gas | electricity | NR |  |  |  |  | -1460 |  | 123 |  | -1460 | 123 | 0 | 0 |  | 0 | 0 |  | TRUE | 10 | 0 | 0 | TRUE | 2020+10 | 2030+00 | TRUE | TRUE | FALSE | FALSE | -1460 | 123 | TRUE | TRUE | FALSE | FALSE | 0 | 0 | TRUE | TRUE | TRUE | -1460 | 123 | 0 | 0 | -14600 | 1230 | 0 | 0 | 3503.9114 | 100000 | #N/A | 100000 | 0.035039 | 1 | #N/A | 0 | 0.00018595 | 0.005307 | #N/A | 0.005307 |  | 429 | 71.8429 | PASS | 3.8127 | PASS | Eligible | -2.7149 | 6.5277 | 429 | 7.317 | kWh | 2143.8676 | N/A | N/A | 73.1702 |  | 429 | 1 | -1460 | 123 | 0 | 0 | 10 | 0
Any | SWWH025-01 | DMo | Any | CZ14 | Any | 430 | Heat Pump Water Heater, >75 Gal, UEF=3.42 replacing Storage Natural Gas Water Heater, 75 Gal, UEF=0.78 | 1 | 10 | 2020 | natural gas | electricity | NR |  |  |  |  | -1620 |  | 126 |  | -1620 | 126 | 0 | 0 |  | 0 | 0 |  | TRUE | 10 | 0 | 0 | TRUE | 2020+10 | 2030+00 | TRUE | TRUE | FALSE | FALSE | -1620 | 126 | TRUE | TRUE | FALSE | FALSE | 0 | 0 | TRUE | TRUE | TRUE | -1620 | 126 | 0 | 0 | -16200 | 1260 | 0 | 0 | 3503.9114 | 100000 | #N/A | 100000 | 0.035039 | 1 | #N/A | 0 | 0.00018595 | 0.005307 | #N/A | 0.005307 |  | 430 | 69.2366 | PASS | 3.6744 | PASS | Eligible | -3.0125 | 6.6869 | 430 | 7.0709 | kWh | 2071.7668 | N/A | N/A | 70.7094 |  | 430 | 1 | -1620 | 126 | 0 | 0 | 10 | 0
Any | SWWH025-01 | DMo | Any | CZ15 | Any | 431 | Heat Pump Water Heater, >75 Gal, UEF=3.42 replacing Storage Natural Gas Water Heater, 75 Gal, UEF=0.78 | 1 | 10 | 2020 | natural gas | electricity | NR |  |  |  |  | -987 |  | 106 |  | -987 | 106 | 0 | 0 |  | 0 | 0 |  | TRUE | 10 | 0 | 0 | TRUE | 2020+10 | 2030+00 | TRUE | TRUE | FALSE | FALSE | -987 | 106 | TRUE | TRUE | FALSE | FALSE | 0 | 0 | TRUE | TRUE | TRUE | -987 | 106 | 0 | 0 | -9870 | 1060 | 0 | 0 | 3503.9114 | 100000 | #N/A | 100000 | 0.035039 | 1 | #N/A | 0 | 0.00018595 | 0.005307 | #N/A | 0.005307 |  | 431 | 71.4164 | PASS | 3.7901 | PASS | Eligible | -1.8354 | 5.6255 | 431 | 7.2314 | kWh | 2118.772 | N/A | N/A | 72.3137 |  | 431 | 1 | -987 | 106 | 0 | 0 | 10 | 0
Any | SWWH025-01 | DMo | Any | CZ16 | Any | 432 | Heat Pump Water Heater, >75 Gal, UEF=3.42 replacing Storage Natural Gas Water Heater, 75 Gal, UEF=0.78 | 1 | 10 | 2020 | natural gas + electricity | electricity | NR |  |  |  |  | -2480 |  | 143 |  | -2480 | 143 | 0 | 0 |  | 0 | 0 |  | TRUE | 10 | 0 | 0 | TRUE | 2020+10 | 2030+00 | TRUE | TRUE | FALSE | FALSE | -2480 | 143 | TRUE | TRUE | FALSE | FALSE | 0 | 0 | TRUE | TRUE | TRUE | -2480 | 143 | 0 | 0 | -24800 | 1430 | 0 | 0 | 3503.9114 | 100000 | #N/A | 100000 | 0.035039 | 1 | #N/A | 0 | 0.00018595 | 0.005307 | #N/A | 0.005307 |  | 432 | 56.103 | PASS | 2.9774 | PASS | Eligible | -4.6117 | 7.5891 | 432 | 5.8358 | kWh | 1709.8623 | N/A | N/A | 58.3576 |  | 432 | 1 | -2480 | 143 | 0 | 0 | 10 | 0
Any | SWWH025-01 | SFm | Any | CZ01 | Any | 433 | Heat Pump Water Heater, >45 to ≤55 Gal, UEF=3.09 replacing Tankless Natural Gas Water Heater, Low Draw, UEF=0.81 | 1 | 10 | 2020 | natural gas + electricity | electricity | NR |  |  |  |  | -2340 |  | 165 |  | -2340 | 165 | 0 | 0 |  | 0 | 0 |  | TRUE | 10 | 0 | 0 | TRUE | 2020+10 | 2030+00 | TRUE | TRUE | FALSE | FALSE | -2340 | 165 | TRUE | TRUE | FALSE | FALSE | 0 | 0 | TRUE | TRUE | TRUE | -2340 | 165 | 0 | 0 | -23400 | 1650 | 0 | 0 | 3503.9114 | 100000 | #N/A | 100000 | 0.035039 | 1 | #N/A | 0 | 0.00018595 | 0.005307 | #N/A | 0.005307 |  | 433 | 83.0085 | PASS | 4.4053 | PASS | Eligible | -4.3513 | 8.7566 | 433 | 8.5136 | kWh | 2494.4565 | N/A | N/A | 85.1358 |  | 433 | 1 | -2340 | 165 | 0 | 0 | 10 | 0
Any | SWWH025-01 | SFm | Any | CZ02 | Any | 434 | Heat Pump Water Heater, >45 to ≤55 Gal, UEF=3.09 replacing Tankless Natural Gas Water Heater, Low Draw, UEF=0.81 | 1 | 10 | 2020 | natural gas + electricity | electricity | NR |  |  |  |  | -2000 |  | 156 |  | -2000 | 156 | 0 | 0 |  | 0 | 0 |  | TRUE | 10 | 0 | 0 | TRUE | 2020+10 | 2030+00 | TRUE | TRUE | FALSE | FALSE | -2000 | 156 | TRUE | TRUE | FALSE | FALSE | 0 | 0 | TRUE | TRUE | TRUE | -2000 | 156 | 0 | 0 | -20000 | 1560 | 0 | 0 | 3503.9114 | 100000 | #N/A | 100000 | 0.035039 | 1 | #N/A | 0 | 0.00018595 | 0.005307 | #N/A | 0.005307 |  | 434 | 85.9218 | PASS | 4.5599 | PASS | Eligible | -3.7191 | 8.279 | 434 | 8.774 | kWh | 2570.7589 | N/A | N/A | 87.74 |  | 434 | 1 | -2000 | 156 | 0 | 0 | 10 | 0
Any | SWWH025-01 | SFm | Any | CZ03 | Any | 435 | Heat Pump Water Heater, >45 to ≤55 Gal, UEF=3.09 replacing Tankless Natural Gas Water Heater, Low Draw, UEF=0.81 | 1 | 10 | 2020 | natural gas + electricity | electricity | NR |  |  |  |  | -1960 |  | 156 |  | -1960 | 156 | 0 | 0 |  | 0 | 0 |  | TRUE | 10 | 0 | 0 | TRUE | 2020+10 | 2030+00 | TRUE | TRUE | FALSE | FALSE | -1960 | 156 | TRUE | TRUE | FALSE | FALSE | 0 | 0 | TRUE | TRUE | TRUE | -1960 | 156 | 0 | 0 | -19600 | 1560 | 0 | 0 | 3503.9114 | 100000 | #N/A | 100000 | 0.035039 | 1 | #N/A | 0 | 0.00018595 | 0.005307 | #N/A | 0.005307 |  | 435 | 87.3233 | PASS | 4.6343 | PASS | Eligible | -3.6447 | 8.279 | 435 | 8.9105 | kWh | 2610.7589 | N/A | N/A | 89.1052 |  | 435 | 1 | -1960 | 156 | 0 | 0 | 10 | 0
Any | SWWH025-01 | SFm | Any | CZ04 | Any | 436 | Heat Pump Water Heater, >45 to ≤55 Gal, UEF=3.09 replacing Tankless Natural Gas Water Heater, Low Draw, UEF=0.81 | 1 | 10 | 2020 | natural gas + electricity | electricity | NR |  |  |  |  | -1880 |  | 152 |  | -1880 | 152 | 0 | 0 |  | 0 | 0 |  | TRUE | 10 | 0 | 0 | TRUE | 2020+10 | 2030+00 | TRUE | TRUE | FALSE | FALSE | -1880 | 152 | TRUE | TRUE | FALSE | FALSE | 0 | 0 | TRUE | TRUE | TRUE | -1880 | 152 | 0 | 0 | -18800 | 1520 | 0 | 0 | 3503.9114 | 100000 | #N/A | 100000 | 0.035039 | 1 | #N/A | 0 | 0.00018595 | 0.005307 | #N/A | 0.005307 |  | 436 | 86.1265 | PASS | 4.5708 | PASS | Eligible | -3.4959 | 8.0667 | 436 | 8.7836 | kWh | 2573.5599 | N/A | N/A | 87.8356 |  | 436 | 1 | -1880 | 152 | 0 | 0 | 10 | 0
Any | SWWH025-01 | SFm | Any | CZ05 | Any | 437 | Heat Pump Water Heater, >45 to ≤55 Gal, UEF=3.09 replacing Tankless Natural Gas Water Heater, Low Draw, UEF=0.81 | 1 | 10 | 2020 | natural gas + electricity | electricity | NR |  |  |  |  | -2020 |  | 158 |  | -2020 | 158 | 0 | 0 |  | 0 | 0 |  | TRUE | 10 | 0 | 0 | TRUE | 2020+10 | 2030+00 | TRUE | TRUE | FALSE | FALSE | -2020 | 158 | TRUE | TRUE | FALSE | FALSE | 0 | 0 | TRUE | TRUE | TRUE | -2020 | 158 | 0 | 0 | -20200 | 1580 | 0 | 0 | 3503.9114 | 100000 | #N/A | 100000 | 0.035039 | 1 | #N/A | 0 | 0.00018595 | 0.005307 | #N/A | 0.005307 |  | 437 | 87.221 | PASS | 4.6289 | PASS | Eligible | -3.7563 | 8.3851 | 437 | 8.9057 | kWh | 2609.3583 | N/A | N/A | 89.0574 |  | 437 | 1 | -2020 | 158 | 0 | 0 | 10 | 0
Any | SWWH025-01 | SFm | Any | CZ06 | Any | 438 | Heat Pump Water Heater, >45 to ≤55 Gal, UEF=3.09 replacing Tankless Natural Gas Water Heater, Low Draw, UEF=0.81 | 1 | 10 | 2020 | natural gas + electricity | electricity | NR |  |  |  |  | -1740 |  | 149 |  | -1740 | 149 | 0 | 0 |  | 0 | 0 |  | TRUE | 10 | 0 | 0 | TRUE | 2020+10 | 2030+00 | TRUE | TRUE | FALSE | FALSE | -1740 | 149 | TRUE | TRUE | FALSE | FALSE | 0 | 0 | TRUE | TRUE | TRUE | -1740 | 149 | 0 | 0 | -17400 | 1490 | 0 | 0 | 3503.9114 | 100000 | #N/A | 100000 | 0.035039 | 1 | #N/A | 0 | 0.00018595 | 0.005307 | #N/A | 0.005307 |  | 438 | 88.0319 | PASS | 4.6719 | PASS | Eligible | -3.2356 | 7.9075 | 438 | 8.9614 | kWh | 2625.6607 | N/A | N/A | 89.6138 |  | 438 | 1 | -1740 | 149 | 0 | 0 | 10 | 0
Any | SWWH025-01 | SFm | Any | CZ07 | Any | 439 | Heat Pump Water Heater, >45 to ≤55 Gal, UEF=3.09 replacing Tankless Natural Gas Water Heater, Low Draw, UEF=0.81 | 1 | 10 | 2020 | natural gas + electricity | electricity | NR |  |  |  |  | -1690 |  | 147 |  | -1690 | 147 | 0 | 0 |  | 0 | 0 |  | TRUE | 10 | 0 | 0 | TRUE | 2020+10 | 2030+00 | TRUE | TRUE | FALSE | FALSE | -1690 | 147 | TRUE | TRUE | FALSE | FALSE | 0 | 0 | TRUE | TRUE | TRUE | -1690 | 147 | 0 | 0 | -16900 | 1470 | 0 | 0 | 3503.9114 | 100000 | #N/A | 100000 | 0.035039 | 1 | #N/A | 0 | 0.00018595 | 0.005307 | #N/A | 0.005307 |  | 439 | 87.7839 | PASS | 4.6587 | PASS | Eligible | -3.1426 | 7.8013 | 439 | 8.932 | kWh | 2617.0612 | N/A | N/A | 89.3203 |  | 439 | 1 | -1690 | 147 | 0 | 0 | 10 | 0
Any | SWWH025-01 | SFm | Any | CZ08 | Any | 440 | Heat Pump Water Heater, >45 to ≤55 Gal, UEF=3.09 replacing Tankless Natural Gas Water Heater, Low Draw, UEF=0.81 | 1 | 10 | 2020 | natural gas + electricity | electricity | NR |  |  |  |  | -1650 |  | 145 |  | -1650 | 145 | 0 | 0 |  | 0 | 0 |  | TRUE | 10 | 0 | 0 | TRUE | 2020+10 | 2030+00 | TRUE | TRUE | FALSE | FALSE | -1650 | 145 | TRUE | TRUE | FALSE | FALSE | 0 | 0 | TRUE | TRUE | TRUE | -1650 | 145 | 0 | 0 | -16500 | 1450 | 0 | 0 | 3503.9114 | 100000 | #N/A | 100000 | 0.035039 | 1 | #N/A | 0 | 0.00018595 | 0.005307 | #N/A | 0.005307 |  | 440 | 87.1855 | PASS | 4.627 | PASS | Eligible | -3.0682 | 7.6952 | 440 | 8.8686 | kWh | 2598.4618 | N/A | N/A | 88.6855 |  | 440 | 1 | -1650 | 145 | 0 | 0 | 10 | 0
Any | SWWH025-01 | SFm | Any | CZ09 | Any | 441 | Heat Pump Water Heater, >45 to ≤55 Gal, UEF=3.09 replacing Tankless Natural Gas Water Heater, Low Draw, UEF=0.81 | 1 | 10 | 2020 | natural gas + electricity | electricity | NR |  |  |  |  | -1660 |  | 145 |  | -1660 | 145 | 0 | 0 |  | 0 | 0 |  | TRUE | 10 | 0 | 0 | TRUE | 2020+10 | 2030+00 | TRUE | TRUE | FALSE | FALSE | -1660 | 145 | TRUE | TRUE | FALSE | FALSE | 0 | 0 | TRUE | TRUE | TRUE | -1660 | 145 | 0 | 0 | -16600 | 1450 | 0 | 0 | 3503.9114 | 100000 | #N/A | 100000 | 0.035039 | 1 | #N/A | 0 | 0.00018595 | 0.005307 | #N/A | 0.005307 |  | 441 | 86.8351 | PASS | 4.6084 | PASS | Eligible | -3.0868 | 7.6952 | 441 | 8.8344 | kWh | 2588.4618 | N/A | N/A | 88.3442 |  | 441 | 1 | -1660 | 145 | 0 | 0 | 10 | 0
Any | SWWH025-01 | SFm | Any | CZ10 | Any | 442 | Heat Pump Water Heater, >45 to ≤55 Gal, UEF=3.09 replacing Tankless Natural Gas Water Heater, Low Draw, UEF=0.81 | 1 | 10 | 2020 | natural gas + electricity | electricity | NR |  |  |  |  | -1660 |  | 145 |  | -1660 | 145 | 0 | 0 |  | 0 | 0 |  | TRUE | 10 | 0 | 0 | TRUE | 2020+10 | 2030+00 | TRUE | TRUE | FALSE | FALSE | -1660 | 145 | TRUE | TRUE | FALSE | FALSE | 0 | 0 | TRUE | TRUE | TRUE | -1660 | 145 | 0 | 0 | -16600 | 1450 | 0 | 0 | 3503.9114 | 100000 | #N/A | 100000 | 0.035039 | 1 | #N/A | 0 | 0.00018595 | 0.005307 | #N/A | 0.005307 |  | 442 | 86.8351 | PASS | 4.6084 | PASS | Eligible | -3.0868 | 7.6952 | 442 | 8.8344 | kWh | 2588.4618 | N/A | N/A | 88.3442 |  | 442 | 1 | -1660 | 145 | 0 | 0 | 10 | 0
Any | SWWH025-01 | SFm | Any | CZ11 | Any | 443 | Heat Pump Water Heater, >45 to ≤55 Gal, UEF=3.09 replacing Tankless Natural Gas Water Heater, Low Draw, UEF=0.81 | 1 | 10 | 2020 | natural gas + electricity | electricity | NR |  |  |  |  | -1810 |  | 147 |  | -1810 | 147 | 0 | 0 |  | 0 | 0 |  | TRUE | 10 | 0 | 0 | TRUE | 2020+10 | 2030+00 | TRUE | TRUE | FALSE | FALSE | -1810 | 147 | TRUE | TRUE | FALSE | FALSE | 0 | 0 | TRUE | TRUE | TRUE | -1810 | 147 | 0 | 0 | -18100 | 1470 | 0 | 0 | 3503.9114 | 100000 | #N/A | 100000 | 0.035039 | 1 | #N/A | 0 | 0.00018595 | 0.005307 | #N/A | 0.005307 |  | 443 | 83.5792 | PASS | 4.4356 | PASS | Eligible | -3.3658 | 7.8013 | 443 | 8.5225 | kWh | 2497.0612 | N/A | N/A | 85.2247 |  | 443 | 1 | -1810 | 147 | 0 | 0 | 10 | 0
Any | SWWH025-01 | SFm | Any | CZ12 | Any | 444 | Heat Pump Water Heater, >45 to ≤55 Gal, UEF=3.09 replacing Tankless Natural Gas Water Heater, Low Draw, UEF=0.81 | 1 | 10 | 2020 | natural gas + electricity | electricity | NR |  |  |  |  | -1850 |  | 150 |  | -1850 | 150 | 0 | 0 |  | 0 | 0 |  | TRUE | 10 | 0 | 0 | TRUE | 2020+10 | 2030+00 | TRUE | TRUE | FALSE | FALSE | -1850 | 150 | TRUE | TRUE | FALSE | FALSE | 0 | 0 | TRUE | TRUE | TRUE | -1850 | 150 | 0 | 0 | -18500 | 1500 | 0 | 0 | 3503.9114 | 100000 | #N/A | 100000 | 0.035039 | 1 | #N/A | 0 | 0.00018595 | 0.005307 | #N/A | 0.005307 |  | 444 | 85.1776 | PASS | 4.5204 | PASS | Eligible | -3.4401 | 7.9606 | 444 | 8.686 | kWh | 2544.9604 | N/A | N/A | 86.8595 |  | 444 | 1 | -1850 | 150 | 0 | 0 | 10 | 0
Any | SWWH025-01 | SFm | Any | CZ13 | Any | 445 | Heat Pump Water Heater, >45 to ≤55 Gal, UEF=3.09 replacing Tankless Natural Gas Water Heater, Low Draw, UEF=0.81 | 1 | 10 | 2020 | natural gas + electricity | electricity | NR |  |  |  |  | -1740 |  | 145 |  | -1740 | 145 | 0 | 0 |  | 0 | 0 |  | TRUE | 10 | 0 | 0 | TRUE | 2020+10 | 2030+00 | TRUE | TRUE | FALSE | FALSE | -1740 | 145 | TRUE | TRUE | FALSE | FALSE | 0 | 0 | TRUE | TRUE | TRUE | -1740 | 145 | 0 | 0 | -17400 | 1450 | 0 | 0 | 3503.9114 | 100000 | #N/A | 100000 | 0.035039 | 1 | #N/A | 0 | 0.00018595 | 0.005307 | #N/A | 0.005307 |  | 445 | 84.0319 | PASS | 4.4596 | PASS | Eligible | -3.2356 | 7.6952 | 445 | 8.5614 | kWh | 2508.4618 | N/A | N/A | 85.6138 |  | 445 | 1 | -1740 | 145 | 0 | 0 | 10 | 0
Any | SWWH025-01 | SFm | Any | CZ14 | Any | 446 | Heat Pump Water Heater, >45 to ≤55 Gal, UEF=3.09 replacing Tankless Natural Gas Water Heater, Low Draw, UEF=0.81 | 1 | 10 | 2020 | natural gas + electricity | electricity | NR |  |  |  |  | -1850 |  | 148 |  | -1850 | 148 | 0 | 0 |  | 0 | 0 |  | TRUE | 10 | 0 | 0 | TRUE | 2020+10 | 2030+00 | TRUE | TRUE | FALSE | FALSE | -1850 | 148 | TRUE | TRUE | FALSE | FALSE | 0 | 0 | TRUE | TRUE | TRUE | -1850 | 148 | 0 | 0 | -18500 | 1480 | 0 | 0 | 3503.9114 | 100000 | #N/A | 100000 | 0.035039 | 1 | #N/A | 0 | 0.00018595 | 0.005307 | #N/A | 0.005307 |  | 446 | 83.1776 | PASS | 4.4143 | PASS | Eligible | -3.4401 | 7.8544 | 446 | 8.486 | kWh | 2486.361 | N/A | N/A | 84.8595 |  | 446 | 1 | -1850 | 148 | 0 | 0 | 10 | 0
Any | SWWH025-01 | SFm | Any | CZ15 | Any | 447 | Heat Pump Water Heater, >45 to ≤55 Gal, UEF=3.09 replacing Tankless Natural Gas Water Heater, Low Draw, UEF=0.81 | 1 | 10 | 2020 | natural gas + electricity | electricity | NR |  |  |  |  | -1280 |  | 127 |  | -1280 | 127 | 0 | 0 |  | 0 | 0 |  | TRUE | 10 | 0 | 0 | TRUE | 2020+10 | 2030+00 | TRUE | TRUE | FALSE | FALSE | -1280 | 127 | TRUE | TRUE | FALSE | FALSE | 0 | 0 | TRUE | TRUE | TRUE | -1280 | 127 | 0 | 0 | -12800 | 1270 | 0 | 0 | 3503.9114 | 100000 | #N/A | 100000 | 0.035039 | 1 | #N/A | 0 | 0.00018595 | 0.005307 | #N/A | 0.005307 |  | 447 | 82.1499 | PASS | 4.3597 | PASS | Eligible | -2.3802 | 6.7399 | 447 | 8.3314 | kWh | 2441.0665 | N/A | N/A | 83.3136 |  | 447 | 1 | -1280 | 127 | 0 | 0 | 10 | 0
Any | SWWH025-01 | SFm | Any | CZ16 | Any | 448 | Heat Pump Water Heater, >45 to ≤55 Gal, UEF=3.09 replacing Tankless Natural Gas Water Heater, Low Draw, UEF=0.81 | 1 | 10 | 2020 | natural gas + electricity | electricity | NR |  |  |  |  | -2740 |  | 165 |  | -2740 | 165 | 0 | 0 |  | 0 | 0 |  | TRUE | 10 | 0 | 0 | TRUE | 2020+10 | 2030+00 | TRUE | TRUE | FALSE | FALSE | -2740 | 165 | TRUE | TRUE | FALSE | FALSE | 0 | 0 | TRUE | TRUE | TRUE | -2740 | 165 | 0 | 0 | -27400 | 1650 | 0 | 0 | 3503.9114 | 100000 | #N/A | 100000 | 0.035039 | 1 | #N/A | 0 | 0.00018595 | 0.005307 | #N/A | 0.005307 |  | 448 | 68.9928 | PASS | 3.6615 | PASS | Eligible | -5.0951 | 8.7566 | 448 | 7.1484 | kWh | 2094.4565 | N/A | N/A | 71.4838 |  | 448 | 1 | -2740 | 165 | 0 | 0 | 10 | 0
Any | SWWH025-01 | MFm | Any | CZ01 | Any | 449 | Heat Pump Water Heater, >45 to ≤55 Gal, UEF=3.09 replacing Tankless Natural Gas Water Heater, Low Draw, UEF=0.81 | 1 | 10 | 2020 | natural gas + electricity | electricity | NR |  |  |  |  | -1460 |  | 143 |  | -1460 | 143 | 0 | 0 |  | 0 | 0 |  | TRUE | 10 | 0 | 0 | TRUE | 2020+10 | 2030+00 | TRUE | TRUE | FALSE | FALSE | -1460 | 143 | TRUE | TRUE | FALSE | FALSE | 0 | 0 | TRUE | TRUE | TRUE | -1460 | 143 | 0 | 0 | -14600 | 1430 | 0 | 0 | 3503.9114 | 100000 | #N/A | 100000 | 0.035039 | 1 | #N/A | 0 | 0.00018595 | 0.005307 | #N/A | 0.005307 |  | 449 | 91.8429 | PASS | 4.8741 | PASS | Eligible | -2.7149 | 7.5891 | 449 | 9.317 | kWh | 2729.8623 | N/A | N/A | 93.1702 |  | 449 | 1 | -1460 | 143 | 0 | 0 | 10 | 0
Any | SWWH025-01 | MFm | Any | CZ02 | Any | 450 | Heat Pump Water Heater, >45 to ≤55 Gal, UEF=3.09 replacing Tankless Natural Gas Water Heater, Low Draw, UEF=0.81 | 1 | 10 | 2020 | natural gas + electricity | electricity | NR |  |  |  |  | -1360 |  | 135 |  | -1360 | 135 | 0 | 0 |  | 0 | 0 |  | TRUE | 10 | 0 | 0 | TRUE | 2020+10 | 2030+00 | TRUE | TRUE | FALSE | FALSE | -1360 | 135 | TRUE | TRUE | FALSE | FALSE | 0 | 0 | TRUE | TRUE | TRUE | -1360 | 135 | 0 | 0 | -13600 | 1350 | 0 | 0 | 3503.9114 | 100000 | #N/A | 100000 | 0.035039 | 1 | #N/A | 0 | 0.00018595 | 0.005307 | #N/A | 0.005307 |  | 450 | 87.3468 | PASS | 4.6355 | PASS | Eligible | -2.529 | 7.1645 | 450 | 8.8583 | kWh | 2595.4644 | N/A | N/A | 88.5832 |  | 450 | 1 | -1360 | 135 | 0 | 0 | 10 | 0
Any | SWWH025-01 | MFm | Any | CZ03 | Any | 451 | Heat Pump Water Heater, >45 to ≤55 Gal, UEF=3.09 replacing Tankless Natural Gas Water Heater, Low Draw, UEF=0.81 | 1 | 10 | 2020 | natural gas + electricity | electricity | NR |  |  |  |  | -1340 |  | 135 |  | -1340 | 135 | 0 | 0 |  | 0 | 0 |  | TRUE | 10 | 0 | 0 | TRUE | 2020+10 | 2030+00 | TRUE | TRUE | FALSE | FALSE | -1340 | 135 | TRUE | TRUE | FALSE | FALSE | 0 | 0 | TRUE | TRUE | TRUE | -1340 | 135 | 0 | 0 | -13400 | 1350 | 0 | 0 | 3503.9114 | 100000 | #N/A | 100000 | 0.035039 | 1 | #N/A | 0 | 0.00018595 | 0.005307 | #N/A | 0.005307 |  | 451 | 88.0476 | PASS | 4.6727 | PASS | Eligible | -2.4918 | 7.1645 | 451 | 8.9266 | kWh | 2615.4644 | N/A | N/A | 89.2658 |  | 451 | 1 | -1340 | 135 | 0 | 0 | 10 | 0
Any | SWWH025-01 | MFm | Any | CZ04 | Any | 452 | Heat Pump Water Heater, >45 to ≤55 Gal, UEF=3.09 replacing Tankless Natural Gas Water Heater, Low Draw, UEF=0.81 | 1 | 10 | 2020 | natural gas + electricity | electricity | NR |  |  |  |  | -1310 |  | 132 |  | -1310 | 132 | 0 | 0 |  | 0 | 0 |  | TRUE | 10 | 0 | 0 | TRUE | 2020+10 | 2030+00 | TRUE | TRUE | FALSE | FALSE | -1310 | 132 | TRUE | TRUE | FALSE | FALSE | 0 | 0 | TRUE | TRUE | TRUE | -1310 | 132 | 0 | 0 | -13100 | 1320 | 0 | 0 | 3503.9114 | 100000 | #N/A | 100000 | 0.035039 | 1 | #N/A | 0 | 0.00018595 | 0.005307 | #N/A | 0.005307 |  | 452 | 86.0988 | PASS | 4.5693 | PASS | Eligible | -2.436 | 7.0053 | 452 | 8.729 | kWh | 2557.5652 | N/A | N/A | 87.2897 |  | 452 | 1 | -1310 | 132 | 0 | 0 | 10 | 0
Any | SWWH025-01 | MFm | Any | CZ05 | Any | 453 | Heat Pump Water Heater, >45 to ≤55 Gal, UEF=3.09 replacing Tankless Natural Gas Water Heater, Low Draw, UEF=0.81 | 1 | 10 | 2020 | natural gas + electricity | electricity | NR |  |  |  |  | -1360 |  | 137 |  | -1360 | 137 | 0 | 0 |  | 0 | 0 |  | TRUE | 10 | 0 | 0 | TRUE | 2020+10 | 2030+00 | TRUE | TRUE | FALSE | FALSE | -1360 | 137 | TRUE | TRUE | FALSE | FALSE | 0 | 0 | TRUE | TRUE | TRUE | -1360 | 137 | 0 | 0 | -13600 | 1370 | 0 | 0 | 3503.9114 | 100000 | #N/A | 100000 | 0.035039 | 1 | #N/A | 0 | 0.00018595 | 0.005307 | #N/A | 0.005307 |  | 453 | 89.3468 | PASS | 4.7417 | PASS | Eligible | -2.529 | 7.2706 | 453 | 9.0583 | kWh | 2654.0639 | N/A | N/A | 90.5832 |  | 453 | 1 | -1360 | 137 | 0 | 0 | 10 | 0
Any | SWWH025-01 | MFm | Any | CZ06 | Any | 454 | Heat Pump Water Heater, >45 to ≤55 Gal, UEF=3.09 replacing Tankless Natural Gas Water Heater, Low Draw, UEF=0.81 | 1 | 10 | 2020 | natural gas + electricity | electricity | NR |  |  |  |  | -1260 |  | 129 |  | -1260 | 129 | 0 | 0 |  | 0 | 0 |  | TRUE | 10 | 0 | 0 | TRUE | 2020+10 | 2030+00 | TRUE | TRUE | FALSE | FALSE | -1260 | 129 | TRUE | TRUE | FALSE | FALSE | 0 | 0 | TRUE | TRUE | TRUE | -1260 | 129 | 0 | 0 | -12600 | 1290 | 0 | 0 | 3503.9114 | 100000 | #N/A | 100000 | 0.035039 | 1 | #N/A | 0 | 0.00018595 | 0.005307 | #N/A | 0.005307 |  | 454 | 84.8507 | PASS | 4.5031 | PASS | Eligible | -2.343 | 6.8461 | 454 | 8.5996 | kWh | 2519.666 | N/A | N/A | 85.9962 |  | 454 | 1 | -1260 | 129 | 0 | 0 | 10 | 0
Any | SWWH025-01 | MFm | Any | CZ07 | Any | 455 | Heat Pump Water Heater, >45 to ≤55 Gal, UEF=3.09 replacing Tankless Natural Gas Water Heater, Low Draw, UEF=0.81 | 1 | 10 | 2020 | natural gas + electricity | electricity | NR |  |  |  |  | -1240 |  | 128 |  | -1240 | 128 | 0 | 0 |  | 0 | 0 |  | TRUE | 10 | 0 | 0 | TRUE | 2020+10 | 2030+00 | TRUE | TRUE | FALSE | FALSE | -1240 | 128 | TRUE | TRUE | FALSE | FALSE | 0 | 0 | TRUE | TRUE | TRUE | -1240 | 128 | 0 | 0 | -12400 | 1280 | 0 | 0 | 3503.9114 | 100000 | #N/A | 100000 | 0.035039 | 1 | #N/A | 0 | 0.00018595 | 0.005307 | #N/A | 0.005307 |  | 455 | 84.5515 | PASS | 4.4872 | PASS | Eligible | -2.3058 | 6.793 | 455 | 8.5679 | kWh | 2510.3662 | N/A | N/A | 85.6788 |  | 455 | 1 | -1240 | 128 | 0 | 0 | 10 | 0
Any | SWWH025-01 | MFm | Any | CZ08 | Any | 456 | Heat Pump Water Heater, >45 to ≤55 Gal, UEF=3.09 replacing Tankless Natural Gas Water Heater, Low Draw, UEF=0.81 | 1 | 10 | 2020 | natural gas + electricity | electricity | NR |  |  |  |  | -1220 |  | 126 |  | -1220 | 126 | 0 | 0 |  | 0 | 0 |  | TRUE | 10 | 0 | 0 | TRUE | 2020+10 | 2030+00 | TRUE | TRUE | FALSE | FALSE | -1220 | 126 | TRUE | TRUE | FALSE | FALSE | 0 | 0 | TRUE | TRUE | TRUE | -1220 | 126 | 0 | 0 | -12200 | 1260 | 0 | 0 | 3503.9114 | 100000 | #N/A | 100000 | 0.035039 | 1 | #N/A | 0 | 0.00018595 | 0.005307 | #N/A | 0.005307 |  | 456 | 83.2523 | PASS | 4.4182 | PASS | Eligible | -2.2686 | 6.6869 | 456 | 8.4361 | kWh | 2471.7668 | N/A | N/A | 84.3614 |  | 456 | 1 | -1220 | 126 | 0 | 0 | 10 | 0
Any | SWWH025-01 | MFm | Any | CZ09 | Any | 457 | Heat Pump Water Heater, >45 to ≤55 Gal, UEF=3.09 replacing Tankless Natural Gas Water Heater, Low Draw, UEF=0.81 | 1 | 10 | 2020 | natural gas + electricity | electricity | NR |  |  |  |  | -1220 |  | 126 |  | -1220 | 126 | 0 | 0 |  | 0 | 0 |  | TRUE | 10 | 0 | 0 | TRUE | 2020+10 | 2030+00 | TRUE | TRUE | FALSE | FALSE | -1220 | 126 | TRUE | TRUE | FALSE | FALSE | 0 | 0 | TRUE | TRUE | TRUE | -1220 | 126 | 0 | 0 | -12200 | 1260 | 0 | 0 | 3503.9114 | 100000 | #N/A | 100000 | 0.035039 | 1 | #N/A | 0 | 0.00018595 | 0.005307 | #N/A | 0.005307 |  | 457 | 83.2523 | PASS | 4.4182 | PASS | Eligible | -2.2686 | 6.6869 | 457 | 8.4361 | kWh | 2471.7668 | N/A | N/A | 84.3614 |  | 457 | 1 | -1220 | 126 | 0 | 0 | 10 | 0
Any | SWWH025-01 | MFm | Any | CZ10 | Any | 458 | Heat Pump Water Heater, >45 to ≤55 Gal, UEF=3.09 replacing Tankless Natural Gas Water Heater, Low Draw, UEF=0.81 | 1 | 10 | 2020 | natural gas + electricity | electricity | NR |  |  |  |  | -1220 |  | 126 |  | -1220 | 126 | 0 | 0 |  | 0 | 0 |  | TRUE | 10 | 0 | 0 | TRUE | 2020+10 | 2030+00 | TRUE | TRUE | FALSE | FALSE | -1220 | 126 | TRUE | TRUE | FALSE | FALSE | 0 | 0 | TRUE | TRUE | TRUE | -1220 | 126 | 0 | 0 | -12200 | 1260 | 0 | 0 | 3503.9114 | 100000 | #N/A | 100000 | 0.035039 | 1 | #N/A | 0 | 0.00018595 | 0.005307 | #N/A | 0.005307 |  | 458 | 83.2523 | PASS | 4.4182 | PASS | Eligible | -2.2686 | 6.6869 | 458 | 8.4361 | kWh | 2471.7668 | N/A | N/A | 84.3614 |  | 458 | 1 | -1220 | 126 | 0 | 0 | 10 | 0
Any | SWWH025-01 | MFm | Any | CZ11 | Any | 459 | Heat Pump Water Heater, >45 to ≤55 Gal, UEF=3.09 replacing Tankless Natural Gas Water Heater, Low Draw, UEF=0.81 | 1 | 10 | 2020 | natural gas + electricity | electricity | NR |  |  |  |  | -1250 |  | 127 |  | -1250 | 127 | 0 | 0 |  | 0 | 0 |  | TRUE | 10 | 0 | 0 | TRUE | 2020+10 | 2030+00 | TRUE | TRUE | FALSE | FALSE | -1250 | 127 | TRUE | TRUE | FALSE | FALSE | 0 | 0 | TRUE | TRUE | TRUE | -1250 | 127 | 0 | 0 | -12500 | 1270 | 0 | 0 | 3503.9114 | 100000 | #N/A | 100000 | 0.035039 | 1 | #N/A | 0 | 0.00018595 | 0.005307 | #N/A | 0.005307 |  | 459 | 83.2011 | PASS | 4.4155 | PASS | Eligible | -2.3244 | 6.7399 | 459 | 8.4337 | kWh | 2471.0665 | N/A | N/A | 84.3375 |  | 459 | 1 | -1250 | 127 | 0 | 0 | 10 | 0
Any | SWWH025-01 | MFm | Any | CZ12 | Any | 460 | Heat Pump Water Heater, >45 to ≤55 Gal, UEF=3.09 replacing Tankless Natural Gas Water Heater, Low Draw, UEF=0.81 | 1 | 10 | 2020 | natural gas + electricity | electricity | NR |  |  |  |  | -1290 |  | 130 |  | -1290 | 130 | 0 | 0 |  | 0 | 0 |  | TRUE | 10 | 0 | 0 | TRUE | 2020+10 | 2030+00 | TRUE | TRUE | FALSE | FALSE | -1290 | 130 | TRUE | TRUE | FALSE | FALSE | 0 | 0 | TRUE | TRUE | TRUE | -1290 | 130 | 0 | 0 | -12900 | 1300 | 0 | 0 | 3503.9114 | 100000 | #N/A | 100000 | 0.035039 | 1 | #N/A | 0 | 0.00018595 | 0.005307 | #N/A | 0.005307 |  | 460 | 84.7995 | PASS | 4.5003 | PASS | Eligible | -2.3988 | 6.8991 | 460 | 8.5972 | kWh | 2518.9657 | N/A | N/A | 85.9723 |  | 460 | 1 | -1290 | 130 | 0 | 0 | 10 | 0
Any | SWWH025-01 | MFm | Any | CZ13 | Any | 461 | Heat Pump Water Heater, >45 to ≤55 Gal, UEF=3.09 replacing Tankless Natural Gas Water Heater, Low Draw, UEF=0.81 | 1 | 10 | 2020 | natural gas + electricity | electricity | NR |  |  |  |  | -1230 |  | 126 |  | -1230 | 126 | 0 | 0 |  | 0 | 0 |  | TRUE | 10 | 0 | 0 | TRUE | 2020+10 | 2030+00 | TRUE | TRUE | FALSE | FALSE | -1230 | 126 | TRUE | TRUE | FALSE | FALSE | 0 | 0 | TRUE | TRUE | TRUE | -1230 | 126 | 0 | 0 | -12300 | 1260 | 0 | 0 | 3503.9114 | 100000 | #N/A | 100000 | 0.035039 | 1 | #N/A | 0 | 0.00018595 | 0.005307 | #N/A | 0.005307 |  | 461 | 82.9019 | PASS | 4.3996 | PASS | Eligible | -2.2872 | 6.6869 | 461 | 8.402 | kWh | 2461.7668 | N/A | N/A | 84.0201 |  | 461 | 1 | -1230 | 126 | 0 | 0 | 10 | 0
Any | SWWH025-01 | MFm | Any | CZ14 | Any | 462 | Heat Pump Water Heater, >45 to ≤55 Gal, UEF=3.09 replacing Tankless Natural Gas Water Heater, Low Draw, UEF=0.81 | 1 | 10 | 2020 | natural gas + electricity | electricity | NR |  |  |  |  | -1260 |  | 128 |  | -1260 | 128 | 0 | 0 |  | 0 | 0 |  | TRUE | 10 | 0 | 0 | TRUE | 2020+10 | 2030+00 | TRUE | TRUE | FALSE | FALSE | -1260 | 128 | TRUE | TRUE | FALSE | FALSE | 0 | 0 | TRUE | TRUE | TRUE | -1260 | 128 | 0 | 0 | -12600 | 1280 | 0 | 0 | 3503.9114 | 100000 | #N/A | 100000 | 0.035039 | 1 | #N/A | 0 | 0.00018595 | 0.005307 | #N/A | 0.005307 |  | 462 | 83.8507 | PASS | 4.45 | PASS | Eligible | -2.343 | 6.793 | 462 | 8.4996 | kWh | 2490.3662 | N/A | N/A | 84.9962 |  | 462 | 1 | -1260 | 128 | 0 | 0 | 10 | 0
Any | SWWH025-01 | MFm | Any | CZ15 | Any | 463 | Heat Pump Water Heater, >45 to ≤55 Gal, UEF=3.09 replacing Tankless Natural Gas Water Heater, Low Draw, UEF=0.81 | 1 | 10 | 2020 | natural gas + electricity | electricity | NR |  |  |  |  | -1030 |  | 111 |  | -1030 | 111 | 0 | 0 |  | 0 | 0 |  | TRUE | 10 | 0 | 0 | TRUE | 2020+10 | 2030+00 | TRUE | TRUE | FALSE | FALSE | -1030 | 111 | TRUE | TRUE | FALSE | FALSE | 0 | 0 | TRUE | TRUE | TRUE | -1030 | 111 | 0 | 0 | -10300 | 1110 | 0 | 0 | 3503.9114 | 100000 | #N/A | 100000 | 0.035039 | 1 | #N/A | 0 | 0.00018595 | 0.005307 | #N/A | 0.005307 |  | 463 | 74.9097 | PASS | 3.9755 | PASS | Eligible | -1.9153 | 5.8908 | 463 | 7.5846 | kWh | 2222.2707 | N/A | N/A | 75.8461 |  | 463 | 1 | -1030 | 111 | 0 | 0 | 10 | 0
Any | SWWH025-01 | MFm | Any | CZ16 | Any | 464 | Heat Pump Water Heater, >45 to ≤55 Gal, UEF=3.09 replacing Tankless Natural Gas Water Heater, Low Draw, UEF=0.81 | 1 | 10 | 2020 | natural gas + electricity | electricity | NR |  |  |  |  | -1460 |  | 142 |  | -1460 | 142 | 0 | 0 |  | 0 | 0 |  | TRUE | 10 | 0 | 0 | TRUE | 2020+10 | 2030+00 | TRUE | TRUE | FALSE | FALSE | -1460 | 142 | TRUE | TRUE | FALSE | FALSE | 0 | 0 | TRUE | TRUE | TRUE | -1460 | 142 | 0 | 0 | -14600 | 1420 | 0 | 0 | 3503.9114 | 100000 | #N/A | 100000 | 0.035039 | 1 | #N/A | 0 | 0.00018595 | 0.005307 | #N/A | 0.005307 |  | 464 | 90.8429 | PASS | 4.8211 | PASS | Eligible | -2.7149 | 7.536 | 464 | 9.217 | kWh | 2700.5626 | N/A | N/A | 92.1702 |  | 464 | 1 | -1460 | 142 | 0 | 0 | 10 | 0
Any | SWWH025-01 | DMo | Any | CZ01 | Any | 465 | Heat Pump Water Heater, >45 to ≤55 Gal, UEF=3.09 replacing Tankless Natural Gas Water Heater, Low Draw, UEF=0.81 | 1 | 10 | 2020 | natural gas + electricity | electricity | NR |  |  |  |  | -2170 |  | 144 |  | -2170 | 144 | 0 | 0 |  | 0 | 0 |  | TRUE | 10 | 0 | 0 | TRUE | 2020+10 | 2030+00 | TRUE | TRUE | FALSE | FALSE | -2170 | 144 | TRUE | TRUE | FALSE | FALSE | 0 | 0 | TRUE | TRUE | TRUE | -2170 | 144 | 0 | 0 | -21700 | 1440 | 0 | 0 | 3503.9114 | 100000 | #N/A | 100000 | 0.035039 | 1 | #N/A | 0 | 0.00018595 | 0.005307 | #N/A | 0.005307 |  | 465 | 67.9651 | PASS | 3.6069 | PASS | Eligible | -4.0352 | 7.6421 | 465 | 6.9938 | kWh | 2049.162 | N/A | N/A | 69.9379 |  | 465 | 1 | -2170 | 144 | 0 | 0 | 10 | 0
Any | SWWH025-01 | DMo | Any | CZ02 | Any | 466 | Heat Pump Water Heater, >45 to ≤55 Gal, UEF=3.09 replacing Tankless Natural Gas Water Heater, Low Draw, UEF=0.81 | 1 | 10 | 2020 | natural gas + electricity | electricity | NR |  |  |  |  | -1880 |  | 136 |  | -1880 | 136 | 0 | 0 |  | 0 | 0 |  | TRUE | 10 | 0 | 0 | TRUE | 2020+10 | 2030+00 | TRUE | TRUE | FALSE | FALSE | -1880 | 136 | TRUE | TRUE | FALSE | FALSE | 0 | 0 | TRUE | TRUE | TRUE | -1880 | 136 | 0 | 0 | -18800 | 1360 | 0 | 0 | 3503.9114 | 100000 | #N/A | 100000 | 0.035039 | 1 | #N/A | 0 | 0.00018595 | 0.005307 | #N/A | 0.005307 |  | 466 | 70.1265 | PASS | 3.7216 | PASS | Eligible | -3.4959 | 7.2176 | 466 | 7.1836 | kWh | 2104.7641 | N/A | N/A | 71.8356 |  | 466 | 1 | -1880 | 136 | 0 | 0 | 10 | 0
Any | SWWH025-01 | DMo | Any | CZ03 | Any | 467 | Heat Pump Water Heater, >45 to ≤55 Gal, UEF=3.09 replacing Tankless Natural Gas Water Heater, Low Draw, UEF=0.81 | 1 | 10 | 2020 | natural gas + electricity | electricity | NR |  |  |  |  | -1760 |  | 136 |  | -1760 | 136 | 0 | 0 |  | 0 | 0 |  | TRUE | 10 | 0 | 0 | TRUE | 2020+10 | 2030+00 | TRUE | TRUE | FALSE | FALSE | -1760 | 136 | TRUE | TRUE | FALSE | FALSE | 0 | 0 | TRUE | TRUE | TRUE | -1760 | 136 | 0 | 0 | -17600 | 1360 | 0 | 0 | 3503.9114 | 100000 | #N/A | 100000 | 0.035039 | 1 | #N/A | 0 | 0.00018595 | 0.005307 | #N/A | 0.005307 |  | 467 | 74.3312 | PASS | 3.9448 | PASS | Eligible | -3.2728 | 7.2176 | 467 | 7.5931 | kWh | 2224.7641 | N/A | N/A | 75.9312 |  | 467 | 1 | -1760 | 136 | 0 | 0 | 10 | 0
Any | SWWH025-01 | DMo | Any | CZ04 | Any | 468 | Heat Pump Water Heater, >45 to ≤55 Gal, UEF=3.09 replacing Tankless Natural Gas Water Heater, Low Draw, UEF=0.81 | 1 | 10 | 2020 | natural gas + electricity | electricity | NR |  |  |  |  | -1710 |  | 133 |  | -1710 | 133 | 0 | 0 |  | 0 | 0 |  | TRUE | 10 | 0 | 0 | TRUE | 2020+10 | 2030+00 | TRUE | TRUE | FALSE | FALSE | -1710 | 133 | TRUE | TRUE | FALSE | FALSE | 0 | 0 | TRUE | TRUE | TRUE | -1710 | 133 | 0 | 0 | -17100 | 1330 | 0 | 0 | 3503.9114 | 100000 | #N/A | 100000 | 0.035039 | 1 | #N/A | 0 | 0.00018595 | 0.005307 | #N/A | 0.005307 |  | 468 | 73.0831 | PASS | 3.8785 | PASS | Eligible | -3.1798 | 7.0584 | 468 | 7.4638 | kWh | 2186.8649 | N/A | N/A | 74.6377 |  | 468 | 1 | -1710 | 133 | 0 | 0 | 10 | 0
Any | SWWH025-01 | DMo | Any | CZ05 | Any | 469 | Heat Pump Water Heater, >45 to ≤55 Gal, UEF=3.09 replacing Tankless Natural Gas Water Heater, Low Draw, UEF=0.81 | 1 | 10 | 2020 | natural gas + electricity | electricity | NR |  |  |  |  | -1870 |  | 138 |  | -1870 | 138 | 0 | 0 |  | 0 | 0 |  | TRUE | 10 | 0 | 0 | TRUE | 2020+10 | 2030+00 | TRUE | TRUE | FALSE | FALSE | -1870 | 138 | TRUE | TRUE | FALSE | FALSE | 0 | 0 | TRUE | TRUE | TRUE | -1870 | 138 | 0 | 0 | -18700 | 1380 | 0 | 0 | 3503.9114 | 100000 | #N/A | 100000 | 0.035039 | 1 | #N/A | 0 | 0.00018595 | 0.005307 | #N/A | 0.005307 |  | 469 | 72.4769 | PASS | 3.8464 | PASS | Eligible | -3.4773 | 7.3237 | 469 | 7.4177 | kWh | 2173.3636 | N/A | N/A | 74.1769 |  | 469 | 1 | -1870 | 138 | 0 | 0 | 10 | 0
Any | SWWH025-01 | DMo | Any | CZ06 | Any | 470 | Heat Pump Water Heater, >45 to ≤55 Gal, UEF=3.09 replacing Tankless Natural Gas Water Heater, Low Draw, UEF=0.81 | 1 | 10 | 2020 | natural gas + electricity | electricity | NR |  |  |  |  | -1550 |  | 130 |  | -1550 | 130 | 0 | 0 |  | 0 | 0 |  | TRUE | 10 | 0 | 0 | TRUE | 2020+10 | 2030+00 | TRUE | TRUE | FALSE | FALSE | -1550 | 130 | TRUE | TRUE | FALSE | FALSE | 0 | 0 | TRUE | TRUE | TRUE | -1550 | 130 | 0 | 0 | -15500 | 1300 | 0 | 0 | 3503.9114 | 100000 | #N/A | 100000 | 0.035039 | 1 | #N/A | 0 | 0.00018595 | 0.005307 | #N/A | 0.005307 |  | 470 | 75.6894 | PASS | 4.0169 | PASS | Eligible | -2.8823 | 6.8991 | 470 | 7.7099 | kWh | 2258.9657 | N/A | N/A | 77.0985 |  | 470 | 1 | -1550 | 130 | 0 | 0 | 10 | 0
Any | SWWH025-01 | DMo | Any | CZ07 | Any | 471 | Heat Pump Water Heater, >45 to ≤55 Gal, UEF=3.09 replacing Tankless Natural Gas Water Heater, Low Draw, UEF=0.81 | 1 | 10 | 2020 | natural gas + electricity | electricity | NR |  |  |  |  | -1480 |  | 129 |  | -1480 | 129 | 0 | 0 |  | 0 | 0 |  | TRUE | 10 | 0 | 0 | TRUE | 2020+10 | 2030+00 | TRUE | TRUE | FALSE | FALSE | -1480 | 129 | TRUE | TRUE | FALSE | FALSE | 0 | 0 | TRUE | TRUE | TRUE | -1480 | 129 | 0 | 0 | -14800 | 1290 | 0 | 0 | 3503.9114 | 100000 | #N/A | 100000 | 0.035039 | 1 | #N/A | 0 | 0.00018595 | 0.005307 | #N/A | 0.005307 |  | 471 | 77.1421 | PASS | 4.094 | PASS | Eligible | -2.7521 | 6.8461 | 471 | 7.8488 | kWh | 2299.666 | N/A | N/A | 78.4876 |  | 471 | 1 | -1480 | 129 | 0 | 0 | 10 | 0
Any | SWWH025-01 | DMo | Any | CZ08 | Any | 472 | Heat Pump Water Heater, >45 to ≤55 Gal, UEF=3.09 replacing Tankless Natural Gas Water Heater, Low Draw, UEF=0.81 | 1 | 10 | 2020 | natural gas + electricity | electricity | NR |  |  |  |  | -1470 |  | 127 |  | -1470 | 127 | 0 | 0 |  | 0 | 0 |  | TRUE | 10 | 0 | 0 | TRUE | 2020+10 | 2030+00 | TRUE | TRUE | FALSE | FALSE | -1470 | 127 | TRUE | TRUE | FALSE | FALSE | 0 | 0 | TRUE | TRUE | TRUE | -1470 | 127 | 0 | 0 | -14700 | 1270 | 0 | 0 | 3503.9114 | 100000 | #N/A | 100000 | 0.035039 | 1 | #N/A | 0 | 0.00018595 | 0.005307 | #N/A | 0.005307 |  | 472 | 75.4925 | PASS | 4.0064 | PASS | Eligible | -2.7335 | 6.7399 | 472 | 7.6829 | kWh | 2251.0665 | N/A | N/A | 76.8289 |  | 472 | 1 | -1470 | 127 | 0 | 0 | 10 | 0
Any | SWWH025-01 | DMo | Any | CZ09 | Any | 473 | Heat Pump Water Heater, >45 to ≤55 Gal, UEF=3.09 replacing Tankless Natural Gas Water Heater, Low Draw, UEF=0.81 | 1 | 10 | 2020 | natural gas + electricity | electricity | NR |  |  |  |  | -1500 |  | 127 |  | -1500 | 127 | 0 | 0 |  | 0 | 0 |  | TRUE | 10 | 0 | 0 | TRUE | 2020+10 | 2030+00 | TRUE | TRUE | FALSE | FALSE | -1500 | 127 | TRUE | TRUE | FALSE | FALSE | 0 | 0 | TRUE | TRUE | TRUE | -1500 | 127 | 0 | 0 | -15000 | 1270 | 0 | 0 | 3503.9114 | 100000 | #N/A | 100000 | 0.035039 | 1 | #N/A | 0 | 0.00018595 | 0.005307 | #N/A | 0.005307 |  | 473 | 74.4413 | PASS | 3.9506 | PASS | Eligible | -2.7893 | 6.7399 | 473 | 7.5805 | kWh | 2221.0665 | N/A | N/A | 75.805 |  | 473 | 1 | -1500 | 127 | 0 | 0 | 10 | 0
Any | SWWH025-01 | DMo | Any | CZ10 | Any | 474 | Heat Pump Water Heater, >45 to ≤55 Gal, UEF=3.09 replacing Tankless Natural Gas Water Heater, Low Draw, UEF=0.81 | 1 | 10 | 2020 | natural gas + electricity | electricity | NR |  |  |  |  | -1510 |  | 127 |  | -1510 | 127 | 0 | 0 |  | 0 | 0 |  | TRUE | 10 | 0 | 0 | TRUE | 2020+10 | 2030+00 | TRUE | TRUE | FALSE | FALSE | -1510 | 127 | TRUE | TRUE | FALSE | FALSE | 0 | 0 | TRUE | TRUE | TRUE | -1510 | 127 | 0 | 0 | -15100 | 1270 | 0 | 0 | 3503.9114 | 100000 | #N/A | 100000 | 0.035039 | 1 | #N/A | 0 | 0.00018595 | 0.005307 | #N/A | 0.005307 |  | 474 | 74.0909 | PASS | 3.932 | PASS | Eligible | -2.8079 | 6.7399 | 474 | 7.5464 | kWh | 2211.0665 | N/A | N/A | 75.4637 |  | 474 | 1 | -1510 | 127 | 0 | 0 | 10 | 0
Any | SWWH025-01 | DMo | Any | CZ11 | Any | 475 | Heat Pump Water Heater, >45 to ≤55 Gal, UEF=3.09 replacing Tankless Natural Gas Water Heater, Low Draw, UEF=0.81 | 1 | 10 | 2020 | natural gas + electricity | electricity | NR |  |  |  |  | -1710 |  | 128 |  | -1710 | 128 | 0 | 0 |  | 0 | 0 |  | TRUE | 10 | 0 | 0 | TRUE | 2020+10 | 2030+00 | TRUE | TRUE | FALSE | FALSE | -1710 | 128 | TRUE | TRUE | FALSE | FALSE | 0 | 0 | TRUE | TRUE | TRUE | -1710 | 128 | 0 | 0 | -17100 | 1280 | 0 | 0 | 3503.9114 | 100000 | #N/A | 100000 | 0.035039 | 1 | #N/A | 0 | 0.00018595 | 0.005307 | #N/A | 0.005307 |  | 475 | 68.0831 | PASS | 3.6132 | PASS | Eligible | -3.1798 | 6.793 | 475 | 6.9638 | kWh | 2040.3662 | N/A | N/A | 69.6377 |  | 475 | 1 | -1710 | 128 | 0 | 0 | 10 | 0
Any | SWWH025-01 | DMo | Any | CZ12 | Any | 476 | Heat Pump Water Heater, >45 to ≤55 Gal, UEF=3.09 replacing Tankless Natural Gas Water Heater, Low Draw, UEF=0.81 | 1 | 10 | 2020 | natural gas + electricity | electricity | NR |  |  |  |  | -1710 |  | 131 |  | -1710 | 131 | 0 | 0 |  | 0 | 0 |  | TRUE | 10 | 0 | 0 | TRUE | 2020+10 | 2030+00 | TRUE | TRUE | FALSE | FALSE | -1710 | 131 | TRUE | TRUE | FALSE | FALSE | 0 | 0 | TRUE | TRUE | TRUE | -1710 | 131 | 0 | 0 | -17100 | 1310 | 0 | 0 | 3503.9114 | 100000 | #N/A | 100000 | 0.035039 | 1 | #N/A | 0 | 0.00018595 | 0.005307 | #N/A | 0.005307 |  | 476 | 71.0831 | PASS | 3.7724 | PASS | Eligible | -3.1798 | 6.9522 | 476 | 7.2638 | kWh | 2128.2655 | N/A | N/A | 72.6377 |  | 476 | 1 | -1710 | 131 | 0 | 0 | 10 | 0
Any | SWWH025-01 | DMo | Any | CZ13 | Any | 477 | Heat Pump Water Heater, >45 to ≤55 Gal, UEF=3.09 replacing Tankless Natural Gas Water Heater, Low Draw, UEF=0.81 | 1 | 10 | 2020 | natural gas + electricity | electricity | NR |  |  |  |  | -1630 |  | 127 |  | -1630 | 127 | 0 | 0 |  | 0 | 0 |  | TRUE | 10 | 0 | 0 | TRUE | 2020+10 | 2030+00 | TRUE | TRUE | FALSE | FALSE | -1630 | 127 | TRUE | TRUE | FALSE | FALSE | 0 | 0 | TRUE | TRUE | TRUE | -1630 | 127 | 0 | 0 | -16300 | 1270 | 0 | 0 | 3503.9114 | 100000 | #N/A | 100000 | 0.035039 | 1 | #N/A | 0 | 0.00018595 | 0.005307 | #N/A | 0.005307 |  | 477 | 69.8862 | PASS | 3.7089 | PASS | Eligible | -3.031 | 6.7399 | 477 | 7.1368 | kWh | 2091.0665 | N/A | N/A | 71.3681 |  | 477 | 1 | -1630 | 127 | 0 | 0 | 10 | 0
Any | SWWH025-01 | DMo | Any | CZ14 | Any | 478 | Heat Pump Water Heater, >45 to ≤55 Gal, UEF=3.09 replacing Tankless Natural Gas Water Heater, Low Draw, UEF=0.81 | 1 | 10 | 2020 | natural gas + electricity | electricity | NR |  |  |  |  | -1770 |  | 129 |  | -1770 | 129 | 0 | 0 |  | 0 | 0 |  | TRUE | 10 | 0 | 0 | TRUE | 2020+10 | 2030+00 | TRUE | TRUE | FALSE | FALSE | -1770 | 129 | TRUE | TRUE | FALSE | FALSE | 0 | 0 | TRUE | TRUE | TRUE | -1770 | 129 | 0 | 0 | -17700 | 1290 | 0 | 0 | 3503.9114 | 100000 | #N/A | 100000 | 0.035039 | 1 | #N/A | 0 | 0.00018595 | 0.005307 | #N/A | 0.005307 |  | 478 | 66.9808 | PASS | 3.5547 | PASS | Eligible | -3.2914 | 6.8461 | 478 | 6.859 | kWh | 2009.666 | N/A | N/A | 68.5899 |  | 478 | 1 | -1770 | 129 | 0 | 0 | 10 | 0
Any | SWWH025-01 | DMo | Any | CZ15 | Any | 479 | Heat Pump Water Heater, >45 to ≤55 Gal, UEF=3.09 replacing Tankless Natural Gas Water Heater, Low Draw, UEF=0.81 | 1 | 10 | 2020 | natural gas + electricity | electricity | NR |  |  |  |  | -1140 |  | 112 |  | -1140 | 112 | 0 | 0 |  | 0 | 0 |  | TRUE | 10 | 0 | 0 | TRUE | 2020+10 | 2030+00 | TRUE | TRUE | FALSE | FALSE | -1140 | 112 | TRUE | TRUE | FALSE | FALSE | 0 | 0 | TRUE | TRUE | TRUE | -1140 | 112 | 0 | 0 | -11400 | 1120 | 0 | 0 | 3503.9114 | 100000 | #N/A | 100000 | 0.035039 | 1 | #N/A | 0 | 0.00018595 | 0.005307 | #N/A | 0.005307 |  | 479 | 72.0554 | PASS | 3.824 | PASS | Eligible | -2.1199 | 5.9439 | 479 | 7.3092 | kWh | 2141.5705 | N/A | N/A | 73.0918 |  | 479 | 1 | -1140 | 112 | 0 | 0 | 10 | 0
Any | SWWH025-01 | DMo | Any | CZ16 | Any | 480 | Heat Pump Water Heater, >45 to ≤55 Gal, UEF=3.09 replacing Tankless Natural Gas Water Heater, Low Draw, UEF=0.81 | 1 | 10 | 2020 | natural gas + electricity | electricity | NR |  |  |  |  | -2610 |  | 144 |  | -2610 | 144 | 0 | 0 |  | 0 | 0 |  | TRUE | 10 | 0 | 0 | TRUE | 2020+10 | 2030+00 | TRUE | TRUE | FALSE | FALSE | -2610 | 144 | TRUE | TRUE | FALSE | FALSE | 0 | 0 | TRUE | TRUE | TRUE | -2610 | 144 | 0 | 0 | -26100 | 1440 | 0 | 0 | 3503.9114 | 100000 | #N/A | 100000 | 0.035039 | 1 | #N/A | 0 | 0.00018595 | 0.005307 | #N/A | 0.005307 |  | 480 | 52.5479 | PASS | 2.7887 | PASS | Eligible | -4.8534 | 7.6421 | 480 | 5.4921 | kWh | 1609.162 | N/A | N/A | 54.9207 |  | 480 | 1 | -2610 | 144 | 0 | 0 | 10 | 0
Any | SWWH025-01 | SFm | Any | CZ01 | Any | 481 | Heat Pump Water Heater, >45 to ≤55 Gal, UEF=3.09 replacing Tankless Natural Gas Water Heater, Med Draw, UEF=0.81 | 1 | 10 | 2020 | natural gas + electricity | electricity | NR |  |  |  |  | -2340 |  | 167 |  | -2340 | 167 | 0 | 0 |  | 0 | 0 |  | TRUE | 10 | 0 | 0 | TRUE | 2020+10 | 2030+00 | TRUE | TRUE | FALSE | FALSE | -2340 | 167 | TRUE | TRUE | FALSE | FALSE | 0 | 0 | TRUE | TRUE | TRUE | -2340 | 167 | 0 | 0 | -23400 | 1670 | 0 | 0 | 3503.9114 | 100000 | #N/A | 100000 | 0.035039 | 1 | #N/A | 0 | 0.00018595 | 0.005307 | #N/A | 0.005307 |  | 481 | 85.0085 | PASS | 4.5114 | PASS | Eligible | -4.3513 | 8.8628 | 481 | 8.7136 | kWh | 2553.056 | N/A | N/A | 87.1358 |  | 481 | 1 | -2340 | 167 | 0 | 0 | 10 | 0
Any | SWWH025-01 | SFm | Any | CZ02 | Any | 482 | Heat Pump Water Heater, >45 to ≤55 Gal, UEF=3.09 replacing Tankless Natural Gas Water Heater, Med Draw, UEF=0.81 | 1 | 10 | 2020 | natural gas + electricity | electricity | NR |  |  |  |  | -2000 |  | 157 |  | -2000 | 157 | 0 | 0 |  | 0 | 0 |  | TRUE | 10 | 0 | 0 | TRUE | 2020+10 | 2030+00 | TRUE | TRUE | FALSE | FALSE | -2000 | 157 | TRUE | TRUE | FALSE | FALSE | 0 | 0 | TRUE | TRUE | TRUE | -2000 | 157 | 0 | 0 | -20000 | 1570 | 0 | 0 | 3503.9114 | 100000 | #N/A | 100000 | 0.035039 | 1 | #N/A | 0 | 0.00018595 | 0.005307 | #N/A | 0.005307 |  | 482 | 86.9218 | PASS | 4.613 | PASS | Eligible | -3.7191 | 8.332 | 482 | 8.874 | kWh | 2600.0586 | N/A | N/A | 88.74 |  | 482 | 1 | -2000 | 157 | 0 | 0 | 10 | 0
Any | SWWH025-01 | SFm | Any | CZ03 | Any | 483 | Heat Pump Water Heater, >45 to ≤55 Gal, UEF=3.09 replacing Tankless Natural Gas Water Heater, Med Draw, UEF=0.81 | 1 | 10 | 2020 | natural gas + electricity | electricity | NR |  |  |  |  | -1960 |  | 158 |  | -1960 | 158 | 0 | 0 |  | 0 | 0 |  | TRUE | 10 | 0 | 0 | TRUE | 2020+10 | 2030+00 | TRUE | TRUE | FALSE | FALSE | -1960 | 158 | TRUE | TRUE | FALSE | FALSE | 0 | 0 | TRUE | TRUE | TRUE | -1960 | 158 | 0 | 0 | -19600 | 1580 | 0 | 0 | 3503.9114 | 100000 | #N/A | 100000 | 0.035039 | 1 | #N/A | 0 | 0.00018595 | 0.005307 | #N/A | 0.005307 |  | 483 | 89.3233 | PASS | 4.7404 | PASS | Eligible | -3.6447 | 8.3851 | 483 | 9.1105 | kWh | 2669.3583 | N/A | N/A | 91.1052 |  | 483 | 1 | -1960 | 158 | 0 | 0 | 10 | 0
Any | SWWH025-01 | SFm | Any | CZ04 | Any | 484 | Heat Pump Water Heater, >45 to ≤55 Gal, UEF=3.09 replacing Tankless Natural Gas Water Heater, Med Draw, UEF=0.81 | 1 | 10 | 2020 | natural gas + electricity | electricity | NR |  |  |  |  | -1880 |  | 154 |  | -1880 | 154 | 0 | 0 |  | 0 | 0 |  | TRUE | 10 | 0 | 0 | TRUE | 2020+10 | 2030+00 | TRUE | TRUE | FALSE | FALSE | -1880 | 154 | TRUE | TRUE | FALSE | FALSE | 0 | 0 | TRUE | TRUE | TRUE | -1880 | 154 | 0 | 0 | -18800 | 1540 | 0 | 0 | 3503.9114 | 100000 | #N/A | 100000 | 0.035039 | 1 | #N/A | 0 | 0.00018595 | 0.005307 | #N/A | 0.005307 |  | 484 | 88.1265 | PASS | 4.6769 | PASS | Eligible | -3.4959 | 8.1728 | 484 | 8.9836 | kWh | 2632.1594 | N/A | N/A | 89.8356 |  | 484 | 1 | -1880 | 154 | 0 | 0 | 10 | 0
Any | SWWH025-01 | SFm | Any | CZ05 | Any | 485 | Heat Pump Water Heater, >45 to ≤55 Gal, UEF=3.09 replacing Tankless Natural Gas Water Heater, Med Draw, UEF=0.81 | 1 | 10 | 2020 | natural gas + electricity | electricity | NR |  |  |  |  | -2020 |  | 160 |  | -2020 | 160 | 0 | 0 |  | 0 | 0 |  | TRUE | 10 | 0 | 0 | TRUE | 2020+10 | 2030+00 | TRUE | TRUE | FALSE | FALSE | -2020 | 160 | TRUE | TRUE | FALSE | FALSE | 0 | 0 | TRUE | TRUE | TRUE | -2020 | 160 | 0 | 0 | -20200 | 1600 | 0 | 0 | 3503.9114 | 100000 | #N/A | 100000 | 0.035039 | 1 | #N/A | 0 | 0.00018595 | 0.005307 | #N/A | 0.005307 |  | 485 | 89.221 | PASS | 4.735 | PASS | Eligible | -3.7563 | 8.4913 | 485 | 9.1057 | kWh | 2667.9578 | N/A | N/A | 91.0574 |  | 485 | 1 | -2020 | 160 | 0 | 0 | 10 | 0
Any | SWWH025-01 | SFm | Any | CZ06 | Any | 486 | Heat Pump Water Heater, >45 to ≤55 Gal, UEF=3.09 replacing Tankless Natural Gas Water Heater, Med Draw, UEF=0.81 | 1 | 10 | 2020 | natural gas + electricity | electricity | NR |  |  |  |  | -1740 |  | 150 |  | -1740 | 150 | 0 | 0 |  | 0 | 0 |  | TRUE | 10 | 0 | 0 | TRUE | 2020+10 | 2030+00 | TRUE | TRUE | FALSE | FALSE | -1740 | 150 | TRUE | TRUE | FALSE | FALSE | 0 | 0 | TRUE | TRUE | TRUE | -1740 | 150 | 0 | 0 | -17400 | 1500 | 0 | 0 | 3503.9114 | 100000 | #N/A | 100000 | 0.035039 | 1 | #N/A | 0 | 0.00018595 | 0.005307 | #N/A | 0.005307 |  | 486 | 89.0319 | PASS | 4.725 | PASS | Eligible | -3.2356 | 7.9606 | 486 | 9.0614 | kWh | 2654.9604 | N/A | N/A | 90.6138 |  | 486 | 1 | -1740 | 150 | 0 | 0 | 10 | 0
Any | SWWH025-01 | SFm | Any | CZ07 | Any | 487 | Heat Pump Water Heater, >45 to ≤55 Gal, UEF=3.09 replacing Tankless Natural Gas Water Heater, Med Draw, UEF=0.81 | 1 | 10 | 2020 | natural gas + electricity | electricity | NR |  |  |  |  | -1690 |  | 149 |  | -1690 | 149 | 0 | 0 |  | 0 | 0 |  | TRUE | 10 | 0 | 0 | TRUE | 2020+10 | 2030+00 | TRUE | TRUE | FALSE | FALSE | -1690 | 149 | TRUE | TRUE | FALSE | FALSE | 0 | 0 | TRUE | TRUE | TRUE | -1690 | 149 | 0 | 0 | -16900 | 1490 | 0 | 0 | 3503.9114 | 100000 | #N/A | 100000 | 0.035039 | 1 | #N/A | 0 | 0.00018595 | 0.005307 | #N/A | 0.005307 |  | 487 | 89.7839 | PASS | 4.7649 | PASS | Eligible | -3.1426 | 7.9075 | 487 | 9.132 | kWh | 2675.6607 | N/A | N/A | 91.3203 |  | 487 | 1 | -1690 | 149 | 0 | 0 | 10 | 0
Any | SWWH025-01 | SFm | Any | CZ08 | Any | 488 | Heat Pump Water Heater, >45 to ≤55 Gal, UEF=3.09 replacing Tankless Natural Gas Water Heater, Med Draw, UEF=0.81 | 1 | 10 | 2020 | natural gas + electricity | electricity | NR |  |  |  |  | -1650 |  | 147 |  | -1650 | 147 | 0 | 0 |  | 0 | 0 |  | TRUE | 10 | 0 | 0 | TRUE | 2020+10 | 2030+00 | TRUE | TRUE | FALSE | FALSE | -1650 | 147 | TRUE | TRUE | FALSE | FALSE | 0 | 0 | TRUE | TRUE | TRUE | -1650 | 147 | 0 | 0 | -16500 | 1470 | 0 | 0 | 3503.9114 | 100000 | #N/A | 100000 | 0.035039 | 1 | #N/A | 0 | 0.00018595 | 0.005307 | #N/A | 0.005307 |  | 488 | 89.1855 | PASS | 4.7331 | PASS | Eligible | -3.0682 | 7.8013 | 488 | 9.0686 | kWh | 2657.0612 | N/A | N/A | 90.6855 |  | 488 | 1 | -1650 | 147 | 0 | 0 | 10 | 0
Any | SWWH025-01 | SFm | Any | CZ09 | Any | 489 | Heat Pump Water Heater, >45 to ≤55 Gal, UEF=3.09 replacing Tankless Natural Gas Water Heater, Med Draw, UEF=0.81 | 1 | 10 | 2020 | natural gas + electricity | electricity | NR |  |  |  |  | -1660 |  | 147 |  | -1660 | 147 | 0 | 0 |  | 0 | 0 |  | TRUE | 10 | 0 | 0 | TRUE | 2020+10 | 2030+00 | TRUE | TRUE | FALSE | FALSE | -1660 | 147 | TRUE | TRUE | FALSE | FALSE | 0 | 0 | TRUE | TRUE | TRUE | -1660 | 147 | 0 | 0 | -16600 | 1470 | 0 | 0 | 3503.9114 | 100000 | #N/A | 100000 | 0.035039 | 1 | #N/A | 0 | 0.00018595 | 0.005307 | #N/A | 0.005307 |  | 489 | 88.8351 | PASS | 4.7145 | PASS | Eligible | -3.0868 | 7.8013 | 489 | 9.0344 | kWh | 2647.0612 | N/A | N/A | 90.3442 |  | 489 | 1 | -1660 | 147 | 0 | 0 | 10 | 0
Any | SWWH025-01 | SFm | Any | CZ10 | Any | 490 | Heat Pump Water Heater, >45 to ≤55 Gal, UEF=3.09 replacing Tankless Natural Gas Water Heater, Med Draw, UEF=0.81 | 1 | 10 | 2020 | natural gas + electricity | electricity | NR |  |  |  |  | -1660 |  | 146 |  | -1660 | 146 | 0 | 0 |  | 0 | 0 |  | TRUE | 10 | 0 | 0 | TRUE | 2020+10 | 2030+00 | TRUE | TRUE | FALSE | FALSE | -1660 | 146 | TRUE | TRUE | FALSE | FALSE | 0 | 0 | TRUE | TRUE | TRUE | -1660 | 146 | 0 | 0 | -16600 | 1460 | 0 | 0 | 3503.9114 | 100000 | #N/A | 100000 | 0.035039 | 1 | #N/A | 0 | 0.00018595 | 0.005307 | #N/A | 0.005307 |  | 490 | 87.8351 | PASS | 4.6614 | PASS | Eligible | -3.0868 | 7.7483 | 490 | 8.9344 | kWh | 2617.7615 | N/A | N/A | 89.3442 |  | 490 | 1 | -1660 | 146 | 0 | 0 | 10 | 0
Any | SWWH025-01 | SFm | Any | CZ11 | Any | 491 | Heat Pump Water Heater, >45 to ≤55 Gal, UEF=3.09 replacing Tankless Natural Gas Water Heater, Med Draw, UEF=0.81 | 1 | 10 | 2020 | natural gas + electricity | electricity | NR |  |  |  |  | -1810 |  | 148 |  | -1810 | 148 | 0 | 0 |  | 0 | 0 |  | TRUE | 10 | 0 | 0 | TRUE | 2020+10 | 2030+00 | TRUE | TRUE | FALSE | FALSE | -1810 | 148 | TRUE | TRUE | FALSE | FALSE | 0 | 0 | TRUE | TRUE | TRUE | -1810 | 148 | 0 | 0 | -18100 | 1480 | 0 | 0 | 3503.9114 | 100000 | #N/A | 100000 | 0.035039 | 1 | #N/A | 0 | 0.00018595 | 0.005307 | #N/A | 0.005307 |  | 491 | 84.5792 | PASS | 4.4886 | PASS | Eligible | -3.3658 | 7.8544 | 491 | 8.6225 | kWh | 2526.361 | N/A | N/A | 86.2247 |  | 491 | 1 | -1810 | 148 | 0 | 0 | 10 | 0
Any | SWWH025-01 | SFm | Any | CZ12 | Any | 492 | Heat Pump Water Heater, >45 to ≤55 Gal, UEF=3.09 replacing Tankless Natural Gas Water Heater, Med Draw, UEF=0.81 | 1 | 10 | 2020 | natural gas + electricity | electricity | NR |  |  |  |  | -1850 |  | 152 |  | -1850 | 152 | 0 | 0 |  | 0 | 0 |  | TRUE | 10 | 0 | 0 | TRUE | 2020+10 | 2030+00 | TRUE | TRUE | FALSE | FALSE | -1850 | 152 | TRUE | TRUE | FALSE | FALSE | 0 | 0 | TRUE | TRUE | TRUE | -1850 | 152 | 0 | 0 | -18500 | 1520 | 0 | 0 | 3503.9114 | 100000 | #N/A | 100000 | 0.035039 | 1 | #N/A | 0 | 0.00018595 | 0.005307 | #N/A | 0.005307 |  | 492 | 87.1776 | PASS | 4.6265 | PASS | Eligible | -3.4401 | 8.0667 | 492 | 8.8859 | kWh | 2603.5599 | N/A | N/A | 88.8595 |  | 492 | 1 | -1850 | 152 | 0 | 0 | 10 | 0
Any | SWWH025-01 | SFm | Any | CZ13 | Any | 493 | Heat Pump Water Heater, >45 to ≤55 Gal, UEF=3.09 replacing Tankless Natural Gas Water Heater, Med Draw, UEF=0.81 | 1 | 10 | 2020 | natural gas + electricity | electricity | NR |  |  |  |  | -1740 |  | 147 |  | -1740 | 147 | 0 | 0 |  | 0 | 0 |  | TRUE | 10 | 0 | 0 | TRUE | 2020+10 | 2030+00 | TRUE | TRUE | FALSE | FALSE | -1740 | 147 | TRUE | TRUE | FALSE | FALSE | 0 | 0 | TRUE | TRUE | TRUE | -1740 | 147 | 0 | 0 | -17400 | 1470 | 0 | 0 | 3503.9114 | 100000 | #N/A | 100000 | 0.035039 | 1 | #N/A | 0 | 0.00018595 | 0.005307 | #N/A | 0.005307 |  | 493 | 86.0319 | PASS | 4.5657 | PASS | Eligible | -3.2356 | 7.8013 | 493 | 8.7614 | kWh | 2567.0612 | N/A | N/A | 87.6138 |  | 493 | 1 | -1740 | 147 | 0 | 0 | 10 | 0
Any | SWWH025-01 | SFm | Any | CZ14 | Any | 494 | Heat Pump Water Heater, >45 to ≤55 Gal, UEF=3.09 replacing Tankless Natural Gas Water Heater, Med Draw, UEF=0.81 | 1 | 10 | 2020 | natural gas + electricity | electricity | NR |  |  |  |  | -1850 |  | 149 |  | -1850 | 149 | 0 | 0 |  | 0 | 0 |  | TRUE | 10 | 0 | 0 | TRUE | 2020+10 | 2030+00 | TRUE | TRUE | FALSE | FALSE | -1850 | 149 | TRUE | TRUE | FALSE | FALSE | 0 | 0 | TRUE | TRUE | TRUE | -1850 | 149 | 0 | 0 | -18500 | 1490 | 0 | 0 | 3503.9114 | 100000 | #N/A | 100000 | 0.035039 | 1 | #N/A | 0 | 0.00018595 | 0.005307 | #N/A | 0.005307 |  | 494 | 84.1776 | PASS | 4.4673 | PASS | Eligible | -3.4401 | 7.9075 | 494 | 8.586 | kWh | 2515.6607 | N/A | N/A | 85.8595 |  | 494 | 1 | -1850 | 149 | 0 | 0 | 10 | 0
Any | SWWH025-01 | SFm | Any | CZ15 | Any | 495 | Heat Pump Water Heater, >45 to ≤55 Gal, UEF=3.09 replacing Tankless Natural Gas Water Heater, Med Draw, UEF=0.81 | 1 | 10 | 2020 | natural gas + electricity | electricity | NR |  |  |  |  | -1280 |  | 128 |  | -1280 | 128 | 0 | 0 |  | 0 | 0 |  | TRUE | 10 | 0 | 0 | TRUE | 2020+10 | 2030+00 | TRUE | TRUE | FALSE | FALSE | -1280 | 128 | TRUE | TRUE | FALSE | FALSE | 0 | 0 | TRUE | TRUE | TRUE | -1280 | 128 | 0 | 0 | -12800 | 1280 | 0 | 0 | 3503.9114 | 100000 | #N/A | 100000 | 0.035039 | 1 | #N/A | 0 | 0.00018595 | 0.005307 | #N/A | 0.005307 |  | 495 | 83.1499 | PASS | 4.4128 | PASS | Eligible | -2.3802 | 6.793 | 495 | 8.4314 | kWh | 2470.3662 | N/A | N/A | 84.3136 |  | 495 | 1 | -1280 | 128 | 0 | 0 | 10 | 0
Any | SWWH025-01 | SFm | Any | CZ16 | Any | 496 | Heat Pump Water Heater, >45 to ≤55 Gal, UEF=3.09 replacing Tankless Natural Gas Water Heater, Med Draw, UEF=0.81 | 1 | 10 | 2020 | natural gas + electricity | electricity | NR |  |  |  |  | -2740 |  | 167 |  | -2740 | 167 | 0 | 0 |  | 0 | 0 |  | TRUE | 10 | 0 | 0 | TRUE | 2020+10 | 2030+00 | TRUE | TRUE | FALSE | FALSE | -2740 | 167 | TRUE | TRUE | FALSE | FALSE | 0 | 0 | TRUE | TRUE | TRUE | -2740 | 167 | 0 | 0 | -27400 | 1670 | 0 | 0 | 3503.9114 | 100000 | #N/A | 100000 | 0.035039 | 1 | #N/A | 0 | 0.00018595 | 0.005307 | #N/A | 0.005307 |  | 496 | 70.9928 | PASS | 3.7676 | PASS | Eligible | -5.0951 | 8.8628 | 496 | 7.3484 | kWh | 2153.056 | N/A | N/A | 73.4838 |  | 496 | 1 | -2740 | 167 | 0 | 0 | 10 | 0
Any | SWWH025-01 | MFm | Any | CZ01 | Any | 497 | Heat Pump Water Heater, >45 to ≤55 Gal, UEF=3.09 replacing Tankless Natural Gas Water Heater, Med Draw, UEF=0.81 | 1 | 10 | 2020 | natural gas + electricity | electricity | NR |  |  |  |  | -1460 |  | 144 |  | -1460 | 144 | 0 | 0 |  | 0 | 0 |  | TRUE | 10 | 0 | 0 | TRUE | 2020+10 | 2030+00 | TRUE | TRUE | FALSE | FALSE | -1460 | 144 | TRUE | TRUE | FALSE | FALSE | 0 | 0 | TRUE | TRUE | TRUE | -1460 | 144 | 0 | 0 | -14600 | 1440 | 0 | 0 | 3503.9114 | 100000 | #N/A | 100000 | 0.035039 | 1 | #N/A | 0 | 0.00018595 | 0.005307 | #N/A | 0.005307 |  | 497 | 92.8429 | PASS | 4.9272 | PASS | Eligible | -2.7149 | 7.6421 | 497 | 9.417 | kWh | 2759.162 | N/A | N/A | 94.1702 |  | 497 | 1 | -1460 | 144 | 0 | 0 | 10 | 0
Any | SWWH025-01 | MFm | Any | CZ02 | Any | 498 | Heat Pump Water Heater, >45 to ≤55 Gal, UEF=3.09 replacing Tankless Natural Gas Water Heater, Med Draw, UEF=0.81 | 1 | 10 | 2020 | natural gas + electricity | electricity | NR |  |  |  |  | -1360 |  | 136 |  | -1360 | 136 | 0 | 0 |  | 0 | 0 |  | TRUE | 10 | 0 | 0 | TRUE | 2020+10 | 2030+00 | TRUE | TRUE | FALSE | FALSE | -1360 | 136 | TRUE | TRUE | FALSE | FALSE | 0 | 0 | TRUE | TRUE | TRUE | -1360 | 136 | 0 | 0 | -13600 | 1360 | 0 | 0 | 3503.9114 | 100000 | #N/A | 100000 | 0.035039 | 1 | #N/A | 0 | 0.00018595 | 0.005307 | #N/A | 0.005307 |  | 498 | 88.3468 | PASS | 4.6886 | PASS | Eligible | -2.529 | 7.2176 | 498 | 8.9583 | kWh | 2624.7641 | N/A | N/A | 89.5832 |  | 498 | 1 | -1360 | 136 | 0 | 0 | 10 | 0
Any | SWWH025-01 | MFm | Any | CZ03 | Any | 499 | Heat Pump Water Heater, >45 to ≤55 Gal, UEF=3.09 replacing Tankless Natural Gas Water Heater, Med Draw, UEF=0.81 | 1 | 10 | 2020 | natural gas + electricity | electricity | NR |  |  |  |  | -1340 |  | 136 |  | -1340 | 136 | 0 | 0 |  | 0 | 0 |  | TRUE | 10 | 0 | 0 | TRUE | 2020+10 | 2030+00 | TRUE | TRUE | FALSE | FALSE | -1340 | 136 | TRUE | TRUE | FALSE | FALSE | 0 | 0 | TRUE | TRUE | TRUE | -1340 | 136 | 0 | 0 | -13400 | 1360 | 0 | 0 | 3503.9114 | 100000 | #N/A | 100000 | 0.035039 | 1 | #N/A | 0 | 0.00018595 | 0.005307 | #N/A | 0.005307 |  | 499 | 89.0476 | PASS | 4.7258 | PASS | Eligible | -2.4918 | 7.2176 | 499 | 9.0266 | kWh | 2644.7641 | N/A | N/A | 90.2658 |  | 499 | 1 | -1340 | 136 | 0 | 0 | 10 | 0
Any | SWWH025-01 | MFm | Any | CZ04 | Any | 500 | Heat Pump Water Heater, >45 to ≤55 Gal, UEF=3.09 replacing Tankless Natural Gas Water Heater, Med Draw, UEF=0.81 | 1 | 10 | 2020 | natural gas + electricity | electricity | NR |  |  |  |  | -1310 |  | 133 |  | -1310 | 133 | 0 | 0 |  | 0 | 0 |  | TRUE | 10 | 0 | 0 | TRUE | 2020+10 | 2030+00 | TRUE | TRUE | FALSE | FALSE | -1310 | 133 | TRUE | TRUE | FALSE | FALSE | 0 | 0 | TRUE | TRUE | TRUE | -1310 | 133 | 0 | 0 | -13100 | 1330 | 0 | 0 | 3503.9114 | 100000 | #N/A | 100000 | 0.035039 | 1 | #N/A | 0 | 0.00018595 | 0.005307 | #N/A | 0.005307 |  | 500 | 87.0988 | PASS | 4.6224 | PASS | Eligible | -2.436 | 7.0584 | 500 | 8.829 | kWh | 2586.8649 | N/A | N/A | 88.2897 |  | 500 | 1 | -1310 | 133 | 0 | 0 | 10 | 0
Any | SWWH025-01 | MFm | Any | CZ05 | Any | 501 | Heat Pump Water Heater, >45 to ≤55 Gal, UEF=3.09 replacing Tankless Natural Gas Water Heater, Med Draw, UEF=0.81 | 1 | 10 | 2020 | natural gas + electricity | electricity | NR |  |  |  |  | -1360 |  | 138 |  | -1360 | 138 | 0 | 0 |  | 0 | 0 |  | TRUE | 10 | 0 | 0 | TRUE | 2020+10 | 2030+00 | TRUE | TRUE | FALSE | FALSE | -1360 | 138 | TRUE | TRUE | FALSE | FALSE | 0 | 0 | TRUE | TRUE | TRUE | -1360 | 138 | 0 | 0 | -13600 | 1380 | 0 | 0 | 3503.9114 | 100000 | #N/A | 100000 | 0.035039 | 1 | #N/A | 0 | 0.00018595 | 0.005307 | #N/A | 0.005307 |  | 501 | 90.3468 | PASS | 4.7947 | PASS | Eligible | -2.529 | 7.3237 | 501 | 9.1583 | kWh | 2683.3636 | N/A | N/A | 91.5832 |  | 501 | 1 | -1360 | 138 | 0 | 0 | 10 | 0
Any | SWWH025-01 | MFm | Any | CZ06 | Any | 502 | Heat Pump Water Heater, >45 to ≤55 Gal, UEF=3.09 replacing Tankless Natural Gas Water Heater, Med Draw, UEF=0.81 | 1 | 10 | 2020 | natural gas + electricity | electricity | NR |  |  |  |  | -1260 |  | 130 |  | -1260 | 130 | 0 | 0 |  | 0 | 0 |  | TRUE | 10 | 0 | 0 | TRUE | 2020+10 | 2030+00 | TRUE | TRUE | FALSE | FALSE | -1260 | 130 | TRUE | TRUE | FALSE | FALSE | 0 | 0 | TRUE | TRUE | TRUE | -1260 | 130 | 0 | 0 | -12600 | 1300 | 0 | 0 | 3503.9114 | 100000 | #N/A | 100000 | 0.035039 | 1 | #N/A | 0 | 0.00018595 | 0.005307 | #N/A | 0.005307 |  | 502 | 85.8507 | PASS | 4.5561 | PASS | Eligible | -2.343 | 6.8991 | 502 | 8.6996 | kWh | 2548.9657 | N/A | N/A | 86.9962 |  | 502 | 1 | -1260 | 130 | 0 | 0 | 10 | 0
Any | SWWH025-01 | MFm | Any | CZ07 | Any | 503 | Heat Pump Water Heater, >45 to ≤55 Gal, UEF=3.09 replacing Tankless Natural Gas Water Heater, Med Draw, UEF=0.81 | 1 | 10 | 2020 | natural gas + electricity | electricity | NR |  |  |  |  | -1240 |  | 129 |  | -1240 | 129 | 0 | 0 |  | 0 | 0 |  | TRUE | 10 | 0 | 0 | TRUE | 2020+10 | 2030+00 | TRUE | TRUE | FALSE | FALSE | -1240 | 129 | TRUE | TRUE | FALSE | FALSE | 0 | 0 | TRUE | TRUE | TRUE | -1240 | 129 | 0 | 0 | -12400 | 1290 | 0 | 0 | 3503.9114 | 100000 | #N/A | 100000 | 0.035039 | 1 | #N/A | 0 | 0.00018595 | 0.005307 | #N/A | 0.005307 |  | 503 | 85.5515 | PASS | 4.5402 | PASS | Eligible | -2.3058 | 6.8461 | 503 | 8.6679 | kWh | 2539.666 | N/A | N/A | 86.6788 |  | 503 | 1 | -1240 | 129 | 0 | 0 | 10 | 0
Any | SWWH025-01 | MFm | Any | CZ08 | Any | 504 | Heat Pump Water Heater, >45 to ≤55 Gal, UEF=3.09 replacing Tankless Natural Gas Water Heater, Med Draw, UEF=0.81 | 1 | 10 | 2020 | natural gas + electricity | electricity | NR |  |  |  |  | -1220 |  | 127 |  | -1220 | 127 | 0 | 0 |  | 0 | 0 |  | TRUE | 10 | 0 | 0 | TRUE | 2020+10 | 2030+00 | TRUE | TRUE | FALSE | FALSE | -1220 | 127 | TRUE | TRUE | FALSE | FALSE | 0 | 0 | TRUE | TRUE | TRUE | -1220 | 127 | 0 | 0 | -12200 | 1270 | 0 | 0 | 3503.9114 | 100000 | #N/A | 100000 | 0.035039 | 1 | #N/A | 0 | 0.00018595 | 0.005307 | #N/A | 0.005307 |  | 504 | 84.2523 | PASS | 4.4713 | PASS | Eligible | -2.2686 | 6.7399 | 504 | 8.5361 | kWh | 2501.0665 | N/A | N/A | 85.3614 |  | 504 | 1 | -1220 | 127 | 0 | 0 | 10 | 0
Any | SWWH025-01 | MFm | Any | CZ09 | Any | 505 | Heat Pump Water Heater, >45 to ≤55 Gal, UEF=3.09 replacing Tankless Natural Gas Water Heater, Med Draw, UEF=0.81 | 1 | 10 | 2020 | natural gas + electricity | electricity | NR |  |  |  |  | -1220 |  | 127 |  | -1220 | 127 | 0 | 0 |  | 0 | 0 |  | TRUE | 10 | 0 | 0 | TRUE | 2020+10 | 2030+00 | TRUE | TRUE | FALSE | FALSE | -1220 | 127 | TRUE | TRUE | FALSE | FALSE | 0 | 0 | TRUE | TRUE | TRUE | -1220 | 127 | 0 | 0 | -12200 | 1270 | 0 | 0 | 3503.9114 | 100000 | #N/A | 100000 | 0.035039 | 1 | #N/A | 0 | 0.00018595 | 0.005307 | #N/A | 0.005307 |  | 505 | 84.2523 | PASS | 4.4713 | PASS | Eligible | -2.2686 | 6.7399 | 505 | 8.5361 | kWh | 2501.0665 | N/A | N/A | 85.3614 |  | 505 | 1 | -1220 | 127 | 0 | 0 | 10 | 0
Any | SWWH025-01 | MFm | Any | CZ10 | Any | 506 | Heat Pump Water Heater, >45 to ≤55 Gal, UEF=3.09 replacing Tankless Natural Gas Water Heater, Med Draw, UEF=0.81 | 1 | 10 | 2020 | natural gas + electricity | electricity | NR |  |  |  |  | -1220 |  | 127 |  | -1220 | 127 | 0 | 0 |  | 0 | 0 |  | TRUE | 10 | 0 | 0 | TRUE | 2020+10 | 2030+00 | TRUE | TRUE | FALSE | FALSE | -1220 | 127 | TRUE | TRUE | FALSE | FALSE | 0 | 0 | TRUE | TRUE | TRUE | -1220 | 127 | 0 | 0 | -12200 | 1270 | 0 | 0 | 3503.9114 | 100000 | #N/A | 100000 | 0.035039 | 1 | #N/A | 0 | 0.00018595 | 0.005307 | #N/A | 0.005307 |  | 506 | 84.2523 | PASS | 4.4713 | PASS | Eligible | -2.2686 | 6.7399 | 506 | 8.5361 | kWh | 2501.0665 | N/A | N/A | 85.3614 |  | 506 | 1 | -1220 | 127 | 0 | 0 | 10 | 0
Any | SWWH025-01 | MFm | Any | CZ11 | Any | 507 | Heat Pump Water Heater, >45 to ≤55 Gal, UEF=3.09 replacing Tankless Natural Gas Water Heater, Med Draw, UEF=0.81 | 1 | 10 | 2020 | natural gas + electricity | electricity | NR |  |  |  |  | -1250 |  | 128 |  | -1250 | 128 | 0 | 0 |  | 0 | 0 |  | TRUE | 10 | 0 | 0 | TRUE | 2020+10 | 2030+00 | TRUE | TRUE | FALSE | FALSE | -1250 | 128 | TRUE | TRUE | FALSE | FALSE | 0 | 0 | TRUE | TRUE | TRUE | -1250 | 128 | 0 | 0 | -12500 | 1280 | 0 | 0 | 3503.9114 | 100000 | #N/A | 100000 | 0.035039 | 1 | #N/A | 0 | 0.00018595 | 0.005307 | #N/A | 0.005307 |  | 507 | 84.2011 | PASS | 4.4686 | PASS | Eligible | -2.3244 | 6.793 | 507 | 8.5337 | kWh | 2500.3662 | N/A | N/A | 85.3375 |  | 507 | 1 | -1250 | 128 | 0 | 0 | 10 | 0
Any | SWWH025-01 | MFm | Any | CZ12 | Any | 508 | Heat Pump Water Heater, >45 to ≤55 Gal, UEF=3.09 replacing Tankless Natural Gas Water Heater, Med Draw, UEF=0.81 | 1 | 10 | 2020 | natural gas + electricity | electricity | NR |  |  |  |  | -1290 |  | 131 |  | -1290 | 131 | 0 | 0 |  | 0 | 0 |  | TRUE | 10 | 0 | 0 | TRUE | 2020+10 | 2030+00 | TRUE | TRUE | FALSE | FALSE | -1290 | 131 | TRUE | TRUE | FALSE | FALSE | 0 | 0 | TRUE | TRUE | TRUE | -1290 | 131 | 0 | 0 | -12900 | 1310 | 0 | 0 | 3503.9114 | 100000 | #N/A | 100000 | 0.035039 | 1 | #N/A | 0 | 0.00018595 | 0.005307 | #N/A | 0.005307 |  | 508 | 85.7995 | PASS | 4.5534 | PASS | Eligible | -2.3988 | 6.9522 | 508 | 8.6972 | kWh | 2548.2655 | N/A | N/A | 86.9723 |  | 508 | 1 | -1290 | 131 | 0 | 0 | 10 | 0
Any | SWWH025-01 | MFm | Any | CZ13 | Any | 509 | Heat Pump Water Heater, >45 to ≤55 Gal, UEF=3.09 replacing Tankless Natural Gas Water Heater, Med Draw, UEF=0.81 | 1 | 10 | 2020 | natural gas + electricity | electricity | NR |  |  |  |  | -1230 |  | 127 |  | -1230 | 127 | 0 | 0 |  | 0 | 0 |  | TRUE | 10 | 0 | 0 | TRUE | 2020+10 | 2030+00 | TRUE | TRUE | FALSE | FALSE | -1230 | 127 | TRUE | TRUE | FALSE | FALSE | 0 | 0 | TRUE | TRUE | TRUE | -1230 | 127 | 0 | 0 | -12300 | 1270 | 0 | 0 | 3503.9114 | 100000 | #N/A | 100000 | 0.035039 | 1 | #N/A | 0 | 0.00018595 | 0.005307 | #N/A | 0.005307 |  | 509 | 83.9019 | PASS | 4.4527 | PASS | Eligible | -2.2872 | 6.7399 | 509 | 8.502 | kWh | 2491.0665 | N/A | N/A | 85.0201 |  | 509 | 1 | -1230 | 127 | 0 | 0 | 10 | 0
Any | SWWH025-01 | MFm | Any | CZ14 | Any | 510 | Heat Pump Water Heater, >45 to ≤55 Gal, UEF=3.09 replacing Tankless Natural Gas Water Heater, Med Draw, UEF=0.81 | 1 | 10 | 2020 | natural gas + electricity | electricity | NR |  |  |  |  | -1260 |  | 129 |  | -1260 | 129 | 0 | 0 |  | 0 | 0 |  | TRUE | 10 | 0 | 0 | TRUE | 2020+10 | 2030+00 | TRUE | TRUE | FALSE | FALSE | -1260 | 129 | TRUE | TRUE | FALSE | FALSE | 0 | 0 | TRUE | TRUE | TRUE | -1260 | 129 | 0 | 0 | -12600 | 1290 | 0 | 0 | 3503.9114 | 100000 | #N/A | 100000 | 0.035039 | 1 | #N/A | 0 | 0.00018595 | 0.005307 | #N/A | 0.005307 |  | 510 | 84.8507 | PASS | 4.5031 | PASS | Eligible | -2.343 | 6.8461 | 510 | 8.5996 | kWh | 2519.666 | N/A | N/A | 85.9962 |  | 510 | 1 | -1260 | 129 | 0 | 0 | 10 | 0
Any | SWWH025-01 | MFm | Any | CZ15 | Any | 511 | Heat Pump Water Heater, >45 to ≤55 Gal, UEF=3.09 replacing Tankless Natural Gas Water Heater, Med Draw, UEF=0.81 | 1 | 10 | 2020 | natural gas + electricity | electricity | NR |  |  |  |  | -1030 |  | 112 |  | -1030 | 112 | 0 | 0 |  | 0 | 0 |  | TRUE | 10 | 0 | 0 | TRUE | 2020+10 | 2030+00 | TRUE | TRUE | FALSE | FALSE | -1030 | 112 | TRUE | TRUE | FALSE | FALSE | 0 | 0 | TRUE | TRUE | TRUE | -1030 | 112 | 0 | 0 | -10300 | 1120 | 0 | 0 | 3503.9114 | 100000 | #N/A | 100000 | 0.035039 | 1 | #N/A | 0 | 0.00018595 | 0.005307 | #N/A | 0.005307 |  | 511 | 75.9097 | PASS | 4.0286 | PASS | Eligible | -1.9153 | 5.9439 | 511 | 7.6846 | kWh | 2251.5705 | N/A | N/A | 76.8461 |  | 511 | 1 | -1030 | 112 | 0 | 0 | 10 | 0
Any | SWWH025-01 | MFm | Any | CZ16 | Any | 512 | Heat Pump Water Heater, >45 to ≤55 Gal, UEF=3.09 replacing Tankless Natural Gas Water Heater, Med Draw, UEF=0.81 | 1 | 10 | 2020 | natural gas + electricity | electricity | NR |  |  |  |  | -1460 |  | 144 |  | -1460 | 144 | 0 | 0 |  | 0 | 0 |  | TRUE | 10 | 0 | 0 | TRUE | 2020+10 | 2030+00 | TRUE | TRUE | FALSE | FALSE | -1460 | 144 | TRUE | TRUE | FALSE | FALSE | 0 | 0 | TRUE | TRUE | TRUE | -1460 | 144 | 0 | 0 | -14600 | 1440 | 0 | 0 | 3503.9114 | 100000 | #N/A | 100000 | 0.035039 | 1 | #N/A | 0 | 0.00018595 | 0.005307 | #N/A | 0.005307 |  | 512 | 92.8429 | PASS | 4.9272 | PASS | Eligible | -2.7149 | 7.6421 | 512 | 9.417 | kWh | 2759.162 | N/A | N/A | 94.1702 |  | 512 | 1 | -1460 | 144 | 0 | 0 | 10 | 0
Any | SWWH025-01 | DMo | Any | CZ01 | Any | 513 | Heat Pump Water Heater, >45 to ≤55 Gal, UEF=3.09 replacing Tankless Natural Gas Water Heater, Med Draw, UEF=0.81 | 1 | 10 | 2020 | natural gas + electricity | electricity | NR |  |  |  |  | -2170 |  | 145 |  | -2170 | 145 | 0 | 0 |  | 0 | 0 |  | TRUE | 10 | 0 | 0 | TRUE | 2020+10 | 2030+00 | TRUE | TRUE | FALSE | FALSE | -2170 | 145 | TRUE | TRUE | FALSE | FALSE | 0 | 0 | TRUE | TRUE | TRUE | -2170 | 145 | 0 | 0 | -21700 | 1450 | 0 | 0 | 3503.9114 | 100000 | #N/A | 100000 | 0.035039 | 1 | #N/A | 0 | 0.00018595 | 0.005307 | #N/A | 0.005307 |  | 513 | 68.9651 | PASS | 3.66 | PASS | Eligible | -4.0352 | 7.6952 | 513 | 7.0938 | kWh | 2078.4618 | N/A | N/A | 70.9379 |  | 513 | 1 | -2170 | 145 | 0 | 0 | 10 | 0
Any | SWWH025-01 | DMo | Any | CZ02 | Any | 514 | Heat Pump Water Heater, >45 to ≤55 Gal, UEF=3.09 replacing Tankless Natural Gas Water Heater, Med Draw, UEF=0.81 | 1 | 10 | 2020 | natural gas + electricity | electricity | NR |  |  |  |  | -1880 |  | 137 |  | -1880 | 137 | 0 | 0 |  | 0 | 0 |  | TRUE | 10 | 0 | 0 | TRUE | 2020+10 | 2030+00 | TRUE | TRUE | FALSE | FALSE | -1880 | 137 | TRUE | TRUE | FALSE | FALSE | 0 | 0 | TRUE | TRUE | TRUE | -1880 | 137 | 0 | 0 | -18800 | 1370 | 0 | 0 | 3503.9114 | 100000 | #N/A | 100000 | 0.035039 | 1 | #N/A | 0 | 0.00018595 | 0.005307 | #N/A | 0.005307 |  | 514 | 71.1265 | PASS | 3.7747 | PASS | Eligible | -3.4959 | 7.2706 | 514 | 7.2836 | kWh | 2134.0639 | N/A | N/A | 72.8356 |  | 514 | 1 | -1880 | 137 | 0 | 0 | 10 | 0
Any | SWWH025-01 | DMo | Any | CZ03 | Any | 515 | Heat Pump Water Heater, >45 to ≤55 Gal, UEF=3.09 replacing Tankless Natural Gas Water Heater, Med Draw, UEF=0.81 | 1 | 10 | 2020 | natural gas + electricity | electricity | NR |  |  |  |  | -1760 |  | 137 |  | -1760 | 137 | 0 | 0 |  | 0 | 0 |  | TRUE | 10 | 0 | 0 | TRUE | 2020+10 | 2030+00 | TRUE | TRUE | FALSE | FALSE | -1760 | 137 | TRUE | TRUE | FALSE | FALSE | 0 | 0 | TRUE | TRUE | TRUE | -1760 | 137 | 0 | 0 | -17600 | 1370 | 0 | 0 | 3503.9114 | 100000 | #N/A | 100000 | 0.035039 | 1 | #N/A | 0 | 0.00018595 | 0.005307 | #N/A | 0.005307 |  | 515 | 75.3312 | PASS | 3.9979 | PASS | Eligible | -3.2728 | 7.2706 | 515 | 7.6931 | kWh | 2254.0639 | N/A | N/A | 76.9312 |  | 515 | 1 | -1760 | 137 | 0 | 0 | 10 | 0
Any | SWWH025-01 | DMo | Any | CZ04 | Any | 516 | Heat Pump Water Heater, >45 to ≤55 Gal, UEF=3.09 replacing Tankless Natural Gas Water Heater, Med Draw, UEF=0.81 | 1 | 10 | 2020 | natural gas + electricity | electricity | NR |  |  |  |  | -1710 |  | 134 |  | -1710 | 134 | 0 | 0 |  | 0 | 0 |  | TRUE | 10 | 0 | 0 | TRUE | 2020+10 | 2030+00 | TRUE | TRUE | FALSE | FALSE | -1710 | 134 | TRUE | TRUE | FALSE | FALSE | 0 | 0 | TRUE | TRUE | TRUE | -1710 | 134 | 0 | 0 | -17100 | 1340 | 0 | 0 | 3503.9114 | 100000 | #N/A | 100000 | 0.035039 | 1 | #N/A | 0 | 0.00018595 | 0.005307 | #N/A | 0.005307 |  | 516 | 74.0831 | PASS | 3.9316 | PASS | Eligible | -3.1798 | 7.1114 | 516 | 7.5638 | kWh | 2216.1647 | N/A | N/A | 75.6377 |  | 516 | 1 | -1710 | 134 | 0 | 0 | 10 | 0
Any | SWWH025-01 | DMo | Any | CZ05 | Any | 517 | Heat Pump Water Heater, >45 to ≤55 Gal, UEF=3.09 replacing Tankless Natural Gas Water Heater, Med Draw, UEF=0.81 | 1 | 10 | 2020 | natural gas + electricity | electricity | NR |  |  |  |  | -1870 |  | 139 |  | -1870 | 139 | 0 | 0 |  | 0 | 0 |  | TRUE | 10 | 0 | 0 | TRUE | 2020+10 | 2030+00 | TRUE | TRUE | FALSE | FALSE | -1870 | 139 | TRUE | TRUE | FALSE | FALSE | 0 | 0 | TRUE | TRUE | TRUE | -1870 | 139 | 0 | 0 | -18700 | 1390 | 0 | 0 | 3503.9114 | 100000 | #N/A | 100000 | 0.035039 | 1 | #N/A | 0 | 0.00018595 | 0.005307 | #N/A | 0.005307 |  | 517 | 73.4769 | PASS | 3.8994 | PASS | Eligible | -3.4773 | 7.3768 | 517 | 7.5177 | kWh | 2202.6633 | N/A | N/A | 75.1769 |  | 517 | 1 | -1870 | 139 | 0 | 0 | 10 | 0
Any | SWWH025-01 | DMo | Any | CZ06 | Any | 518 | Heat Pump Water Heater, >45 to ≤55 Gal, UEF=3.09 replacing Tankless Natural Gas Water Heater, Med Draw, UEF=0.81 | 1 | 10 | 2020 | natural gas + electricity | electricity | NR |  |  |  |  | -1550 |  | 131 |  | -1550 | 131 | 0 | 0 |  | 0 | 0 |  | TRUE | 10 | 0 | 0 | TRUE | 2020+10 | 2030+00 | TRUE | TRUE | FALSE | FALSE | -1550 | 131 | TRUE | TRUE | FALSE | FALSE | 0 | 0 | TRUE | TRUE | TRUE | -1550 | 131 | 0 | 0 | -15500 | 1310 | 0 | 0 | 3503.9114 | 100000 | #N/A | 100000 | 0.035039 | 1 | #N/A | 0 | 0.00018595 | 0.005307 | #N/A | 0.005307 |  | 518 | 76.6894 | PASS | 4.0699 | PASS | Eligible | -2.8823 | 6.9522 | 518 | 7.8098 | kWh | 2288.2655 | N/A | N/A | 78.0985 |  | 518 | 1 | -1550 | 131 | 0 | 0 | 10 | 0
Any | SWWH025-01 | DMo | Any | CZ07 | Any | 519 | Heat Pump Water Heater, >45 to ≤55 Gal, UEF=3.09 replacing Tankless Natural Gas Water Heater, Med Draw, UEF=0.81 | 1 | 10 | 2020 | natural gas + electricity | electricity | NR |  |  |  |  | -1480 |  | 130 |  | -1480 | 130 | 0 | 0 |  | 0 | 0 |  | TRUE | 10 | 0 | 0 | TRUE | 2020+10 | 2030+00 | TRUE | TRUE | FALSE | FALSE | -1480 | 130 | TRUE | TRUE | FALSE | FALSE | 0 | 0 | TRUE | TRUE | TRUE | -1480 | 130 | 0 | 0 | -14800 | 1300 | 0 | 0 | 3503.9114 | 100000 | #N/A | 100000 | 0.035039 | 1 | #N/A | 0 | 0.00018595 | 0.005307 | #N/A | 0.005307 |  | 519 | 78.1421 | PASS | 4.147 | PASS | Eligible | -2.7521 | 6.8991 | 519 | 7.9488 | kWh | 2328.9657 | N/A | N/A | 79.4876 |  | 519 | 1 | -1480 | 130 | 0 | 0 | 10 | 0
Any | SWWH025-01 | DMo | Any | CZ08 | Any | 520 | Heat Pump Water Heater, >45 to ≤55 Gal, UEF=3.09 replacing Tankless Natural Gas Water Heater, Med Draw, UEF=0.81 | 1 | 10 | 2020 | natural gas + electricity | electricity | NR |  |  |  |  | -1470 |  | 128 |  | -1470 | 128 | 0 | 0 |  | 0 | 0 |  | TRUE | 10 | 0 | 0 | TRUE | 2020+10 | 2030+00 | TRUE | TRUE | FALSE | FALSE | -1470 | 128 | TRUE | TRUE | FALSE | FALSE | 0 | 0 | TRUE | TRUE | TRUE | -1470 | 128 | 0 | 0 | -14700 | 1280 | 0 | 0 | 3503.9114 | 100000 | #N/A | 100000 | 0.035039 | 1 | #N/A | 0 | 0.00018595 | 0.005307 | #N/A | 0.005307 |  | 520 | 76.4925 | PASS | 4.0595 | PASS | Eligible | -2.7335 | 6.793 | 520 | 7.7829 | kWh | 2280.3662 | N/A | N/A | 77.8289 |  | 520 | 1 | -1470 | 128 | 0 | 0 | 10 | 0
Any | SWWH025-01 | DMo | Any | CZ09 | Any | 521 | Heat Pump Water Heater, >45 to ≤55 Gal, UEF=3.09 replacing Tankless Natural Gas Water Heater, Med Draw, UEF=0.81 | 1 | 10 | 2020 | natural gas + electricity | electricity | NR |  |  |  |  | -1500 |  | 128 |  | -1500 | 128 | 0 | 0 |  | 0 | 0 |  | TRUE | 10 | 0 | 0 | TRUE | 2020+10 | 2030+00 | TRUE | TRUE | FALSE | FALSE | -1500 | 128 | TRUE | TRUE | FALSE | FALSE | 0 | 0 | TRUE | TRUE | TRUE | -1500 | 128 | 0 | 0 | -15000 | 1280 | 0 | 0 | 3503.9114 | 100000 | #N/A | 100000 | 0.035039 | 1 | #N/A | 0 | 0.00018595 | 0.005307 | #N/A | 0.005307 |  | 521 | 75.4413 | PASS | 4.0037 | PASS | Eligible | -2.7893 | 6.793 | 521 | 7.6805 | kWh | 2250.3662 | N/A | N/A | 76.805 |  | 521 | 1 | -1500 | 128 | 0 | 0 | 10 | 0
Any | SWWH025-01 | DMo | Any | CZ10 | Any | 522 | Heat Pump Water Heater, >45 to ≤55 Gal, UEF=3.09 replacing Tankless Natural Gas Water Heater, Med Draw, UEF=0.81 | 1 | 10 | 2020 | natural gas + electricity | electricity | NR |  |  |  |  | -1510 |  | 128 |  | -1510 | 128 | 0 | 0 |  | 0 | 0 |  | TRUE | 10 | 0 | 0 | TRUE | 2020+10 | 2030+00 | TRUE | TRUE | FALSE | FALSE | -1510 | 128 | TRUE | TRUE | FALSE | FALSE | 0 | 0 | TRUE | TRUE | TRUE | -1510 | 128 | 0 | 0 | -15100 | 1280 | 0 | 0 | 3503.9114 | 100000 | #N/A | 100000 | 0.035039 | 1 | #N/A | 0 | 0.00018595 | 0.005307 | #N/A | 0.005307 |  | 522 | 75.0909 | PASS | 3.9851 | PASS | Eligible | -2.8079 | 6.793 | 522 | 7.6464 | kWh | 2240.3662 | N/A | N/A | 76.4637 |  | 522 | 1 | -1510 | 128 | 0 | 0 | 10 | 0
Any | SWWH025-01 | DMo | Any | CZ11 | Any | 523 | Heat Pump Water Heater, >45 to ≤55 Gal, UEF=3.09 replacing Tankless Natural Gas Water Heater, Med Draw, UEF=0.81 | 1 | 10 | 2020 | natural gas + electricity | electricity | NR |  |  |  |  | -1710 |  | 129 |  | -1710 | 129 | 0 | 0 |  | 0 | 0 |  | TRUE | 10 | 0 | 0 | TRUE | 2020+10 | 2030+00 | TRUE | TRUE | FALSE | FALSE | -1710 | 129 | TRUE | TRUE | FALSE | FALSE | 0 | 0 | TRUE | TRUE | TRUE | -1710 | 129 | 0 | 0 | -17100 | 1290 | 0 | 0 | 3503.9114 | 100000 | #N/A | 100000 | 0.035039 | 1 | #N/A | 0 | 0.00018595 | 0.005307 | #N/A | 0.005307 |  | 523 | 69.0831 | PASS | 3.6663 | PASS | Eligible | -3.1798 | 6.8461 | 523 | 7.0638 | kWh | 2069.666 | N/A | N/A | 70.6377 |  | 523 | 1 | -1710 | 129 | 0 | 0 | 10 | 0
Any | SWWH025-01 | DMo | Any | CZ12 | Any | 524 | Heat Pump Water Heater, >45 to ≤55 Gal, UEF=3.09 replacing Tankless Natural Gas Water Heater, Med Draw, UEF=0.81 | 1 | 10 | 2020 | natural gas + electricity | electricity | NR |  |  |  |  | -1710 |  | 132 |  | -1710 | 132 | 0 | 0 |  | 0 | 0 |  | TRUE | 10 | 0 | 0 | TRUE | 2020+10 | 2030+00 | TRUE | TRUE | FALSE | FALSE | -1710 | 132 | TRUE | TRUE | FALSE | FALSE | 0 | 0 | TRUE | TRUE | TRUE | -1710 | 132 | 0 | 0 | -17100 | 1320 | 0 | 0 | 3503.9114 | 100000 | #N/A | 100000 | 0.035039 | 1 | #N/A | 0 | 0.00018595 | 0.005307 | #N/A | 0.005307 |  | 524 | 72.0831 | PASS | 3.8255 | PASS | Eligible | -3.1798 | 7.0053 | 524 | 7.3638 | kWh | 2157.5652 | N/A | N/A | 73.6377 |  | 524 | 1 | -1710 | 132 | 0 | 0 | 10 | 0
Any | SWWH025-01 | DMo | Any | CZ13 | Any | 525 | Heat Pump Water Heater, >45 to ≤55 Gal, UEF=3.09 replacing Tankless Natural Gas Water Heater, Med Draw, UEF=0.81 | 1 | 10 | 2020 | natural gas + electricity | electricity | NR |  |  |  |  | -1630 |  | 128 |  | -1630 | 128 | 0 | 0 |  | 0 | 0 |  | TRUE | 10 | 0 | 0 | TRUE | 2020+10 | 2030+00 | TRUE | TRUE | FALSE | FALSE | -1630 | 128 | TRUE | TRUE | FALSE | FALSE | 0 | 0 | TRUE | TRUE | TRUE | -1630 | 128 | 0 | 0 | -16300 | 1280 | 0 | 0 | 3503.9114 | 100000 | #N/A | 100000 | 0.035039 | 1 | #N/A | 0 | 0.00018595 | 0.005307 | #N/A | 0.005307 |  | 525 | 70.8862 | PASS | 3.762 | PASS | Eligible | -3.031 | 6.793 | 525 | 7.2368 | kWh | 2120.3662 | N/A | N/A | 72.3681 |  | 525 | 1 | -1630 | 128 | 0 | 0 | 10 | 0
Any | SWWH025-01 | DMo | Any | CZ14 | Any | 526 | Heat Pump Water Heater, >45 to ≤55 Gal, UEF=3.09 replacing Tankless Natural Gas Water Heater, Med Draw, UEF=0.81 | 1 | 10 | 2020 | natural gas + electricity | electricity | NR |  |  |  |  | -1770 |  | 130 |  | -1770 | 130 | 0 | 0 |  | 0 | 0 |  | TRUE | 10 | 0 | 0 | TRUE | 2020+10 | 2030+00 | TRUE | TRUE | FALSE | FALSE | -1770 | 130 | TRUE | TRUE | FALSE | FALSE | 0 | 0 | TRUE | TRUE | TRUE | -1770 | 130 | 0 | 0 | -17700 | 1300 | 0 | 0 | 3503.9114 | 100000 | #N/A | 100000 | 0.035039 | 1 | #N/A | 0 | 0.00018595 | 0.005307 | #N/A | 0.005307 |  | 526 | 67.9808 | PASS | 3.6078 | PASS | Eligible | -3.2914 | 6.8991 | 526 | 6.959 | kWh | 2038.9657 | N/A | N/A | 69.5899 |  | 526 | 1 | -1770 | 130 | 0 | 0 | 10 | 0
Any | SWWH025-01 | DMo | Any | CZ15 | Any | 527 | Heat Pump Water Heater, >45 to ≤55 Gal, UEF=3.09 replacing Tankless Natural Gas Water Heater, Med Draw, UEF=0.81 | 1 | 10 | 2020 | natural gas + electricity | electricity | NR |  |  |  |  | -1140 |  | 113 |  | -1140 | 113 | 0 | 0 |  | 0 | 0 |  | TRUE | 10 | 0 | 0 | TRUE | 2020+10 | 2030+00 | TRUE | TRUE | FALSE | FALSE | -1140 | 113 | TRUE | TRUE | FALSE | FALSE | 0 | 0 | TRUE | TRUE | TRUE | -1140 | 113 | 0 | 0 | -11400 | 1130 | 0 | 0 | 3503.9114 | 100000 | #N/A | 100000 | 0.035039 | 1 | #N/A | 0 | 0.00018595 | 0.005307 | #N/A | 0.005307 |  | 527 | 73.0554 | PASS | 3.8771 | PASS | Eligible | -2.1199 | 5.997 | 527 | 7.4092 | kWh | 2170.8702 | N/A | N/A | 74.0918 |  | 527 | 1 | -1140 | 113 | 0 | 0 | 10 | 0
Any | SWWH025-01 | DMo | Any | CZ16 | Any | 528 | Heat Pump Water Heater, >45 to ≤55 Gal, UEF=3.09 replacing Tankless Natural Gas Water Heater, Med Draw, UEF=0.81 | 1 | 10 | 2020 | natural gas + electricity | electricity | NR |  |  |  |  | -2610 |  | 145 |  | -2610 | 145 | 0 | 0 |  | 0 | 0 |  | TRUE | 10 | 0 | 0 | TRUE | 2020+10 | 2030+00 | TRUE | TRUE | FALSE | FALSE | -2610 | 145 | TRUE | TRUE | FALSE | FALSE | 0 | 0 | TRUE | TRUE | TRUE | -2610 | 145 | 0 | 0 | -26100 | 1450 | 0 | 0 | 3503.9114 | 100000 | #N/A | 100000 | 0.035039 | 1 | #N/A | 0 | 0.00018595 | 0.005307 | #N/A | 0.005307 |  | 528 | 53.5479 | PASS | 2.8418 | PASS | Eligible | -4.8534 | 7.6952 | 528 | 5.5921 | kWh | 1638.4618 | N/A | N/A | 55.9207 |  | 528 | 1 | -2610 | 145 | 0 | 0 | 10 | 0
Any | SWWH025-01 | SFm | Any | CZ01 | Any | 529 | Heat Pump Water Heater, >45 to ≤55 Gal, UEF=3.09 replacing Tankless Natural Gas Water Heater, High Draw, UEF=0.81 | 1 | 10 | 2020 | natural gas + electricity | electricity | NR |  |  |  |  | -2340 |  | 165 |  | -2340 | 165 | 0 | 0 |  | 0 | 0 |  | TRUE | 10 | 0 | 0 | TRUE | 2020+10 | 2030+00 | TRUE | TRUE | FALSE | FALSE | -2340 | 165 | TRUE | TRUE | FALSE | FALSE | 0 | 0 | TRUE | TRUE | TRUE | -2340 | 165 | 0 | 0 | -23400 | 1650 | 0 | 0 | 3503.9114 | 100000 | #N/A | 100000 | 0.035039 | 1 | #N/A | 0 | 0.00018595 | 0.005307 | #N/A | 0.005307 |  | 529 | 83.0085 | PASS | 4.4053 | PASS | Eligible | -4.3513 | 8.7566 | 529 | 8.5136 | kWh | 2494.4565 | N/A | N/A | 85.1358 |  | 529 | 1 | -2340 | 165 | 0 | 0 | 10 | 0
Any | SWWH025-01 | SFm | Any | CZ02 | Any | 530 | Heat Pump Water Heater, >45 to ≤55 Gal, UEF=3.09 replacing Tankless Natural Gas Water Heater, High Draw, UEF=0.81 | 1 | 10 | 2020 | natural gas + electricity | electricity | NR |  |  |  |  | -2000 |  | 156 |  | -2000 | 156 | 0 | 0 |  | 0 | 0 |  | TRUE | 10 | 0 | 0 | TRUE | 2020+10 | 2030+00 | TRUE | TRUE | FALSE | FALSE | -2000 | 156 | TRUE | TRUE | FALSE | FALSE | 0 | 0 | TRUE | TRUE | TRUE | -2000 | 156 | 0 | 0 | -20000 | 1560 | 0 | 0 | 3503.9114 | 100000 | #N/A | 100000 | 0.035039 | 1 | #N/A | 0 | 0.00018595 | 0.005307 | #N/A | 0.005307 |  | 530 | 85.9218 | PASS | 4.5599 | PASS | Eligible | -3.7191 | 8.279 | 530 | 8.774 | kWh | 2570.7589 | N/A | N/A | 87.74 |  | 530 | 1 | -2000 | 156 | 0 | 0 | 10 | 0
Any | SWWH025-01 | SFm | Any | CZ03 | Any | 531 | Heat Pump Water Heater, >45 to ≤55 Gal, UEF=3.09 replacing Tankless Natural Gas Water Heater, High Draw, UEF=0.81 | 1 | 10 | 2020 | natural gas + electricity | electricity | NR |  |  |  |  | -1960 |  | 156 |  | -1960 | 156 | 0 | 0 |  | 0 | 0 |  | TRUE | 10 | 0 | 0 | TRUE | 2020+10 | 2030+00 | TRUE | TRUE | FALSE | FALSE | -1960 | 156 | TRUE | TRUE | FALSE | FALSE | 0 | 0 | TRUE | TRUE | TRUE | -1960 | 156 | 0 | 0 | -19600 | 1560 | 0 | 0 | 3503.9114 | 100000 | #N/A | 100000 | 0.035039 | 1 | #N/A | 0 | 0.00018595 | 0.005307 | #N/A | 0.005307 |  | 531 | 87.3233 | PASS | 4.6343 | PASS | Eligible | -3.6447 | 8.279 | 531 | 8.9105 | kWh | 2610.7589 | N/A | N/A | 89.1052 |  | 531 | 1 | -1960 | 156 | 0 | 0 | 10 | 0
Any | SWWH025-01 | SFm | Any | CZ04 | Any | 532 | Heat Pump Water Heater, >45 to ≤55 Gal, UEF=3.09 replacing Tankless Natural Gas Water Heater, High Draw, UEF=0.81 | 1 | 10 | 2020 | natural gas + electricity | electricity | NR |  |  |  |  | -1880 |  | 152 |  | -1880 | 152 | 0 | 0 |  | 0 | 0 |  | TRUE | 10 | 0 | 0 | TRUE | 2020+10 | 2030+00 | TRUE | TRUE | FALSE | FALSE | -1880 | 152 | TRUE | TRUE | FALSE | FALSE | 0 | 0 | TRUE | TRUE | TRUE | -1880 | 152 | 0 | 0 | -18800 | 1520 | 0 | 0 | 3503.9114 | 100000 | #N/A | 100000 | 0.035039 | 1 | #N/A | 0 | 0.00018595 | 0.005307 | #N/A | 0.005307 |  | 532 | 86.1265 | PASS | 4.5708 | PASS | Eligible | -3.4959 | 8.0667 | 532 | 8.7836 | kWh | 2573.5599 | N/A | N/A | 87.8356 |  | 532 | 1 | -1880 | 152 | 0 | 0 | 10 | 0
Any | SWWH025-01 | SFm | Any | CZ05 | Any | 533 | Heat Pump Water Heater, >45 to ≤55 Gal, UEF=3.09 replacing Tankless Natural Gas Water Heater, High Draw, UEF=0.81 | 1 | 10 | 2020 | natural gas + electricity | electricity | NR |  |  |  |  | -2020 |  | 158 |  | -2020 | 158 | 0 | 0 |  | 0 | 0 |  | TRUE | 10 | 0 | 0 | TRUE | 2020+10 | 2030+00 | TRUE | TRUE | FALSE | FALSE | -2020 | 158 | TRUE | TRUE | FALSE | FALSE | 0 | 0 | TRUE | TRUE | TRUE | -2020 | 158 | 0 | 0 | -20200 | 1580 | 0 | 0 | 3503.9114 | 100000 | #N/A | 100000 | 0.035039 | 1 | #N/A | 0 | 0.00018595 | 0.005307 | #N/A | 0.005307 |  | 533 | 87.221 | PASS | 4.6289 | PASS | Eligible | -3.7563 | 8.3851 | 533 | 8.9057 | kWh | 2609.3583 | N/A | N/A | 89.0574 |  | 533 | 1 | -2020 | 158 | 0 | 0 | 10 | 0
Any | SWWH025-01 | SFm | Any | CZ06 | Any | 534 | Heat Pump Water Heater, >45 to ≤55 Gal, UEF=3.09 replacing Tankless Natural Gas Water Heater, High Draw, UEF=0.81 | 1 | 10 | 2020 | natural gas + electricity | electricity | NR |  |  |  |  | -1740 |  | 149 |  | -1740 | 149 | 0 | 0 |  | 0 | 0 |  | TRUE | 10 | 0 | 0 | TRUE | 2020+10 | 2030+00 | TRUE | TRUE | FALSE | FALSE | -1740 | 149 | TRUE | TRUE | FALSE | FALSE | 0 | 0 | TRUE | TRUE | TRUE | -1740 | 149 | 0 | 0 | -17400 | 1490 | 0 | 0 | 3503.9114 | 100000 | #N/A | 100000 | 0.035039 | 1 | #N/A | 0 | 0.00018595 | 0.005307 | #N/A | 0.005307 |  | 534 | 88.0319 | PASS | 4.6719 | PASS | Eligible | -3.2356 | 7.9075 | 534 | 8.9614 | kWh | 2625.6607 | N/A | N/A | 89.6138 |  | 534 | 1 | -1740 | 149 | 0 | 0 | 10 | 0
Any | SWWH025-01 | SFm | Any | CZ07 | Any | 535 | Heat Pump Water Heater, >45 to ≤55 Gal, UEF=3.09 replacing Tankless Natural Gas Water Heater, High Draw, UEF=0.81 | 1 | 10 | 2020 | natural gas + electricity | electricity | NR |  |  |  |  | -1690 |  | 147 |  | -1690 | 147 | 0 | 0 |  | 0 | 0 |  | TRUE | 10 | 0 | 0 | TRUE | 2020+10 | 2030+00 | TRUE | TRUE | FALSE | FALSE | -1690 | 147 | TRUE | TRUE | FALSE | FALSE | 0 | 0 | TRUE | TRUE | TRUE | -1690 | 147 | 0 | 0 | -16900 | 1470 | 0 | 0 | 3503.9114 | 100000 | #N/A | 100000 | 0.035039 | 1 | #N/A | 0 | 0.00018595 | 0.005307 | #N/A | 0.005307 |  | 535 | 87.7839 | PASS | 4.6587 | PASS | Eligible | -3.1426 | 7.8013 | 535 | 8.932 | kWh | 2617.0612 | N/A | N/A | 89.3203 |  | 535 | 1 | -1690 | 147 | 0 | 0 | 10 | 0
Any | SWWH025-01 | SFm | Any | CZ08 | Any | 536 | Heat Pump Water Heater, >45 to ≤55 Gal, UEF=3.09 replacing Tankless Natural Gas Water Heater, High Draw, UEF=0.81 | 1 | 10 | 2020 | natural gas + electricity | electricity | NR |  |  |  |  | -1650 |  | 145 |  | -1650 | 145 | 0 | 0 |  | 0 | 0 |  | TRUE | 10 | 0 | 0 | TRUE | 2020+10 | 2030+00 | TRUE | TRUE | FALSE | FALSE | -1650 | 145 | TRUE | TRUE | FALSE | FALSE | 0 | 0 | TRUE | TRUE | TRUE | -1650 | 145 | 0 | 0 | -16500 | 1450 | 0 | 0 | 3503.9114 | 100000 | #N/A | 100000 | 0.035039 | 1 | #N/A | 0 | 0.00018595 | 0.005307 | #N/A | 0.005307 |  | 536 | 87.1855 | PASS | 4.627 | PASS | Eligible | -3.0682 | 7.6952 | 536 | 8.8686 | kWh | 2598.4618 | N/A | N/A | 88.6855 |  | 536 | 1 | -1650 | 145 | 0 | 0 | 10 | 0
Any | SWWH025-01 | SFm | Any | CZ09 | Any | 537 | Heat Pump Water Heater, >45 to ≤55 Gal, UEF=3.09 replacing Tankless Natural Gas Water Heater, High Draw, UEF=0.81 | 1 | 10 | 2020 | natural gas + electricity | electricity | NR |  |  |  |  | -1660 |  | 145 |  | -1660 | 145 | 0 | 0 |  | 0 | 0 |  | TRUE | 10 | 0 | 0 | TRUE | 2020+10 | 2030+00 | TRUE | TRUE | FALSE | FALSE | -1660 | 145 | TRUE | TRUE | FALSE | FALSE | 0 | 0 | TRUE | TRUE | TRUE | -1660 | 145 | 0 | 0 | -16600 | 1450 | 0 | 0 | 3503.9114 | 100000 | #N/A | 100000 | 0.035039 | 1 | #N/A | 0 | 0.00018595 | 0.005307 | #N/A | 0.005307 |  | 537 | 86.8351 | PASS | 4.6084 | PASS | Eligible | -3.0868 | 7.6952 | 537 | 8.8344 | kWh | 2588.4618 | N/A | N/A | 88.3442 |  | 537 | 1 | -1660 | 145 | 0 | 0 | 10 | 0
Any | SWWH025-01 | SFm | Any | CZ10 | Any | 538 | Heat Pump Water Heater, >45 to ≤55 Gal, UEF=3.09 replacing Tankless Natural Gas Water Heater, High Draw, UEF=0.81 | 1 | 10 | 2020 | natural gas + electricity | electricity | NR |  |  |  |  | -1660 |  | 145 |  | -1660 | 145 | 0 | 0 |  | 0 | 0 |  | TRUE | 10 | 0 | 0 | TRUE | 2020+10 | 2030+00 | TRUE | TRUE | FALSE | FALSE | -1660 | 145 | TRUE | TRUE | FALSE | FALSE | 0 | 0 | TRUE | TRUE | TRUE | -1660 | 145 | 0 | 0 | -16600 | 1450 | 0 | 0 | 3503.9114 | 100000 | #N/A | 100000 | 0.035039 | 1 | #N/A | 0 | 0.00018595 | 0.005307 | #N/A | 0.005307 |  | 538 | 86.8351 | PASS | 4.6084 | PASS | Eligible | -3.0868 | 7.6952 | 538 | 8.8344 | kWh | 2588.4618 | N/A | N/A | 88.3442 |  | 538 | 1 | -1660 | 145 | 0 | 0 | 10 | 0
Any | SWWH025-01 | SFm | Any | CZ11 | Any | 539 | Heat Pump Water Heater, >45 to ≤55 Gal, UEF=3.09 replacing Tankless Natural Gas Water Heater, High Draw, UEF=0.81 | 1 | 10 | 2020 | natural gas + electricity | electricity | NR |  |  |  |  | -1810 |  | 147 |  | -1810 | 147 | 0 | 0 |  | 0 | 0 |  | TRUE | 10 | 0 | 0 | TRUE | 2020+10 | 2030+00 | TRUE | TRUE | FALSE | FALSE | -1810 | 147 | TRUE | TRUE | FALSE | FALSE | 0 | 0 | TRUE | TRUE | TRUE | -1810 | 147 | 0 | 0 | -18100 | 1470 | 0 | 0 | 3503.9114 | 100000 | #N/A | 100000 | 0.035039 | 1 | #N/A | 0 | 0.00018595 | 0.005307 | #N/A | 0.005307 |  | 539 | 83.5792 | PASS | 4.4356 | PASS | Eligible | -3.3658 | 7.8013 | 539 | 8.5225 | kWh | 2497.0612 | N/A | N/A | 85.2247 |  | 539 | 1 | -1810 | 147 | 0 | 0 | 10 | 0
Any | SWWH025-01 | SFm | Any | CZ12 | Any | 540 | Heat Pump Water Heater, >45 to ≤55 Gal, UEF=3.09 replacing Tankless Natural Gas Water Heater, High Draw, UEF=0.81 | 1 | 10 | 2020 | natural gas + electricity | electricity | NR |  |  |  |  | -1850 |  | 150 |  | -1850 | 150 | 0 | 0 |  | 0 | 0 |  | TRUE | 10 | 0 | 0 | TRUE | 2020+10 | 2030+00 | TRUE | TRUE | FALSE | FALSE | -1850 | 150 | TRUE | TRUE | FALSE | FALSE | 0 | 0 | TRUE | TRUE | TRUE | -1850 | 150 | 0 | 0 | -18500 | 1500 | 0 | 0 | 3503.9114 | 100000 | #N/A | 100000 | 0.035039 | 1 | #N/A | 0 | 0.00018595 | 0.005307 | #N/A | 0.005307 |  | 540 | 85.1776 | PASS | 4.5204 | PASS | Eligible | -3.4401 | 7.9606 | 540 | 8.686 | kWh | 2544.9604 | N/A | N/A | 86.8595 |  | 540 | 1 | -1850 | 150 | 0 | 0 | 10 | 0
Any | SWWH025-01 | SFm | Any | CZ13 | Any | 541 | Heat Pump Water Heater, >45 to ≤55 Gal, UEF=3.09 replacing Tankless Natural Gas Water Heater, High Draw, UEF=0.81 | 1 | 10 | 2020 | natural gas + electricity | electricity | NR |  |  |  |  | -1740 |  | 145 |  | -1740 | 145 | 0 | 0 |  | 0 | 0 |  | TRUE | 10 | 0 | 0 | TRUE | 2020+10 | 2030+00 | TRUE | TRUE | FALSE | FALSE | -1740 | 145 | TRUE | TRUE | FALSE | FALSE | 0 | 0 | TRUE | TRUE | TRUE | -1740 | 145 | 0 | 0 | -17400 | 1450 | 0 | 0 | 3503.9114 | 100000 | #N/A | 100000 | 0.035039 | 1 | #N/A | 0 | 0.00018595 | 0.005307 | #N/A | 0.005307 |  | 541 | 84.0319 | PASS | 4.4596 | PASS | Eligible | -3.2356 | 7.6952 | 541 | 8.5614 | kWh | 2508.4618 | N/A | N/A | 85.6138 |  | 541 | 1 | -1740 | 145 | 0 | 0 | 10 | 0
Any | SWWH025-01 | SFm | Any | CZ14 | Any | 542 | Heat Pump Water Heater, >45 to ≤55 Gal, UEF=3.09 replacing Tankless Natural Gas Water Heater, High Draw, UEF=0.81 | 1 | 10 | 2020 | natural gas + electricity | electricity | NR |  |  |  |  | -1850 |  | 148 |  | -1850 | 148 | 0 | 0 |  | 0 | 0 |  | TRUE | 10 | 0 | 0 | TRUE | 2020+10 | 2030+00 | TRUE | TRUE | FALSE | FALSE | -1850 | 148 | TRUE | TRUE | FALSE | FALSE | 0 | 0 | TRUE | TRUE | TRUE | -1850 | 148 | 0 | 0 | -18500 | 1480 | 0 | 0 | 3503.9114 | 100000 | #N/A | 100000 | 0.035039 | 1 | #N/A | 0 | 0.00018595 | 0.005307 | #N/A | 0.005307 |  | 542 | 83.1776 | PASS | 4.4143 | PASS | Eligible | -3.4401 | 7.8544 | 542 | 8.486 | kWh | 2486.361 | N/A | N/A | 84.8595 |  | 542 | 1 | -1850 | 148 | 0 | 0 | 10 | 0
Any | SWWH025-01 | SFm | Any | CZ15 | Any | 543 | Heat Pump Water Heater, >45 to ≤55 Gal, UEF=3.09 replacing Tankless Natural Gas Water Heater, High Draw, UEF=0.81 | 1 | 10 | 2020 | natural gas + electricity | electricity | NR |  |  |  |  | -1280 |  | 127 |  | -1280 | 127 | 0 | 0 |  | 0 | 0 |  | TRUE | 10 | 0 | 0 | TRUE | 2020+10 | 2030+00 | TRUE | TRUE | FALSE | FALSE | -1280 | 127 | TRUE | TRUE | FALSE | FALSE | 0 | 0 | TRUE | TRUE | TRUE | -1280 | 127 | 0 | 0 | -12800 | 1270 | 0 | 0 | 3503.9114 | 100000 | #N/A | 100000 | 0.035039 | 1 | #N/A | 0 | 0.00018595 | 0.005307 | #N/A | 0.005307 |  | 543 | 82.1499 | PASS | 4.3597 | PASS | Eligible | -2.3802 | 6.7399 | 543 | 8.3314 | kWh | 2441.0665 | N/A | N/A | 83.3136 |  | 543 | 1 | -1280 | 127 | 0 | 0 | 10 | 0
Any | SWWH025-01 | SFm | Any | CZ16 | Any | 544 | Heat Pump Water Heater, >45 to ≤55 Gal, UEF=3.09 replacing Tankless Natural Gas Water Heater, High Draw, UEF=0.81 | 1 | 10 | 2020 | natural gas + electricity | electricity | NR |  |  |  |  | -2740 |  | 165 |  | -2740 | 165 | 0 | 0 |  | 0 | 0 |  | TRUE | 10 | 0 | 0 | TRUE | 2020+10 | 2030+00 | TRUE | TRUE | FALSE | FALSE | -2740 | 165 | TRUE | TRUE | FALSE | FALSE | 0 | 0 | TRUE | TRUE | TRUE | -2740 | 165 | 0 | 0 | -27400 | 1650 | 0 | 0 | 3503.9114 | 100000 | #N/A | 100000 | 0.035039 | 1 | #N/A | 0 | 0.00018595 | 0.005307 | #N/A | 0.005307 |  | 544 | 68.9928 | PASS | 3.6615 | PASS | Eligible | -5.0951 | 8.7566 | 544 | 7.1484 | kWh | 2094.4565 | N/A | N/A | 71.4838 |  | 544 | 1 | -2740 | 165 | 0 | 0 | 10 | 0
Any | SWWH025-01 | MFm | Any | CZ01 | Any | 545 | Heat Pump Water Heater, >45 to ≤55 Gal, UEF=3.09 replacing Tankless Natural Gas Water Heater, High Draw, UEF=0.81 | 1 | 10 | 2020 | natural gas + electricity | electricity | NR |  |  |  |  | -1460 |  | 143 |  | -1460 | 143 | 0 | 0 |  | 0 | 0 |  | TRUE | 10 | 0 | 0 | TRUE | 2020+10 | 2030+00 | TRUE | TRUE | FALSE | FALSE | -1460 | 143 | TRUE | TRUE | FALSE | FALSE | 0 | 0 | TRUE | TRUE | TRUE | -1460 | 143 | 0 | 0 | -14600 | 1430 | 0 | 0 | 3503.9114 | 100000 | #N/A | 100000 | 0.035039 | 1 | #N/A | 0 | 0.00018595 | 0.005307 | #N/A | 0.005307 |  | 545 | 91.8429 | PASS | 4.8741 | PASS | Eligible | -2.7149 | 7.5891 | 545 | 9.317 | kWh | 2729.8623 | N/A | N/A | 93.1702 |  | 545 | 1 | -1460 | 143 | 0 | 0 | 10 | 0
Any | SWWH025-01 | MFm | Any | CZ02 | Any | 546 | Heat Pump Water Heater, >45 to ≤55 Gal, UEF=3.09 replacing Tankless Natural Gas Water Heater, High Draw, UEF=0.81 | 1 | 10 | 2020 | natural gas + electricity | electricity | NR |  |  |  |  | -1360 |  | 135 |  | -1360 | 135 | 0 | 0 |  | 0 | 0 |  | TRUE | 10 | 0 | 0 | TRUE | 2020+10 | 2030+00 | TRUE | TRUE | FALSE | FALSE | -1360 | 135 | TRUE | TRUE | FALSE | FALSE | 0 | 0 | TRUE | TRUE | TRUE | -1360 | 135 | 0 | 0 | -13600 | 1350 | 0 | 0 | 3503.9114 | 100000 | #N/A | 100000 | 0.035039 | 1 | #N/A | 0 | 0.00018595 | 0.005307 | #N/A | 0.005307 |  | 546 | 87.3468 | PASS | 4.6355 | PASS | Eligible | -2.529 | 7.1645 | 546 | 8.8583 | kWh | 2595.4644 | N/A | N/A | 88.5832 |  | 546 | 1 | -1360 | 135 | 0 | 0 | 10 | 0
Any | SWWH025-01 | MFm | Any | CZ03 | Any | 547 | Heat Pump Water Heater, >45 to ≤55 Gal, UEF=3.09 replacing Tankless Natural Gas Water Heater, High Draw, UEF=0.81 | 1 | 10 | 2020 | natural gas + electricity | electricity | NR |  |  |  |  | -1340 |  | 135 |  | -1340 | 135 | 0 | 0 |  | 0 | 0 |  | TRUE | 10 | 0 | 0 | TRUE | 2020+10 | 2030+00 | TRUE | TRUE | FALSE | FALSE | -1340 | 135 | TRUE | TRUE | FALSE | FALSE | 0 | 0 | TRUE | TRUE | TRUE | -1340 | 135 | 0 | 0 | -13400 | 1350 | 0 | 0 | 3503.9114 | 100000 | #N/A | 100000 | 0.035039 | 1 | #N/A | 0 | 0.00018595 | 0.005307 | #N/A | 0.005307 |  | 547 | 88.0476 | PASS | 4.6727 | PASS | Eligible | -2.4918 | 7.1645 | 547 | 8.9266 | kWh | 2615.4644 | N/A | N/A | 89.2658 |  | 547 | 1 | -1340 | 135 | 0 | 0 | 10 | 0
Any | SWWH025-01 | MFm | Any | CZ04 | Any | 548 | Heat Pump Water Heater, >45 to ≤55 Gal, UEF=3.09 replacing Tankless Natural Gas Water Heater, High Draw, UEF=0.81 | 1 | 10 | 2020 | natural gas + electricity | electricity | NR |  |  |  |  | -1310 |  | 132 |  | -1310 | 132 | 0 | 0 |  | 0 | 0 |  | TRUE | 10 | 0 | 0 | TRUE | 2020+10 | 2030+00 | TRUE | TRUE | FALSE | FALSE | -1310 | 132 | TRUE | TRUE | FALSE | FALSE | 0 | 0 | TRUE | TRUE | TRUE | -1310 | 132 | 0 | 0 | -13100 | 1320 | 0 | 0 | 3503.9114 | 100000 | #N/A | 100000 | 0.035039 | 1 | #N/A | 0 | 0.00018595 | 0.005307 | #N/A | 0.005307 |  | 548 | 86.0988 | PASS | 4.5693 | PASS | Eligible | -2.436 | 7.0053 | 548 | 8.729 | kWh | 2557.5652 | N/A | N/A | 87.2897 |  | 548 | 1 | -1310 | 132 | 0 | 0 | 10 | 0
Any | SWWH025-01 | MFm | Any | CZ05 | Any | 549 | Heat Pump Water Heater, >45 to ≤55 Gal, UEF=3.09 replacing Tankless Natural Gas Water Heater, High Draw, UEF=0.81 | 1 | 10 | 2020 | natural gas + electricity | electricity | NR |  |  |  |  | -1360 |  | 137 |  | -1360 | 137 | 0 | 0 |  | 0 | 0 |  | TRUE | 10 | 0 | 0 | TRUE | 2020+10 | 2030+00 | TRUE | TRUE | FALSE | FALSE | -1360 | 137 | TRUE | TRUE | FALSE | FALSE | 0 | 0 | TRUE | TRUE | TRUE | -1360 | 137 | 0 | 0 | -13600 | 1370 | 0 | 0 | 3503.9114 | 100000 | #N/A | 100000 | 0.035039 | 1 | #N/A | 0 | 0.00018595 | 0.005307 | #N/A | 0.005307 |  | 549 | 89.3468 | PASS | 4.7417 | PASS | Eligible | -2.529 | 7.2706 | 549 | 9.0583 | kWh | 2654.0639 | N/A | N/A | 90.5832 |  | 549 | 1 | -1360 | 137 | 0 | 0 | 10 | 0
Any | SWWH025-01 | MFm | Any | CZ06 | Any | 550 | Heat Pump Water Heater, >45 to ≤55 Gal, UEF=3.09 replacing Tankless Natural Gas Water Heater, High Draw, UEF=0.81 | 1 | 10 | 2020 | natural gas + electricity | electricity | NR |  |  |  |  | -1260 |  | 129 |  | -1260 | 129 | 0 | 0 |  | 0 | 0 |  | TRUE | 10 | 0 | 0 | TRUE | 2020+10 | 2030+00 | TRUE | TRUE | FALSE | FALSE | -1260 | 129 | TRUE | TRUE | FALSE | FALSE | 0 | 0 | TRUE | TRUE | TRUE | -1260 | 129 | 0 | 0 | -12600 | 1290 | 0 | 0 | 3503.9114 | 100000 | #N/A | 100000 | 0.035039 | 1 | #N/A | 0 | 0.00018595 | 0.005307 | #N/A | 0.005307 |  | 550 | 84.8507 | PASS | 4.5031 | PASS | Eligible | -2.343 | 6.8461 | 550 | 8.5996 | kWh | 2519.666 | N/A | N/A | 85.9962 |  | 550 | 1 | -1260 | 129 | 0 | 0 | 10 | 0
Any | SWWH025-01 | MFm | Any | CZ07 | Any | 551 | Heat Pump Water Heater, >45 to ≤55 Gal, UEF=3.09 replacing Tankless Natural Gas Water Heater, High Draw, UEF=0.81 | 1 | 10 | 2020 | natural gas + electricity | electricity | NR |  |  |  |  | -1240 |  | 128 |  | -1240 | 128 | 0 | 0 |  | 0 | 0 |  | TRUE | 10 | 0 | 0 | TRUE | 2020+10 | 2030+00 | TRUE | TRUE | FALSE | FALSE | -1240 | 128 | TRUE | TRUE | FALSE | FALSE | 0 | 0 | TRUE | TRUE | TRUE | -1240 | 128 | 0 | 0 | -12400 | 1280 | 0 | 0 | 3503.9114 | 100000 | #N/A | 100000 | 0.035039 | 1 | #N/A | 0 | 0.00018595 | 0.005307 | #N/A | 0.005307 |  | 551 | 84.5515 | PASS | 4.4872 | PASS | Eligible | -2.3058 | 6.793 | 551 | 8.5679 | kWh | 2510.3662 | N/A | N/A | 85.6788 |  | 551 | 1 | -1240 | 128 | 0 | 0 | 10 | 0
Any | SWWH025-01 | MFm | Any | CZ08 | Any | 552 | Heat Pump Water Heater, >45 to ≤55 Gal, UEF=3.09 replacing Tankless Natural Gas Water Heater, High Draw, UEF=0.81 | 1 | 10 | 2020 | natural gas + electricity | electricity | NR |  |  |  |  | -1220 |  | 126 |  | -1220 | 126 | 0 | 0 |  | 0 | 0 |  | TRUE | 10 | 0 | 0 | TRUE | 2020+10 | 2030+00 | TRUE | TRUE | FALSE | FALSE | -1220 | 126 | TRUE | TRUE | FALSE | FALSE | 0 | 0 | TRUE | TRUE | TRUE | -1220 | 126 | 0 | 0 | -12200 | 1260 | 0 | 0 | 3503.9114 | 100000 | #N/A | 100000 | 0.035039 | 1 | #N/A | 0 | 0.00018595 | 0.005307 | #N/A | 0.005307 |  | 552 | 83.2523 | PASS | 4.4182 | PASS | Eligible | -2.2686 | 6.6869 | 552 | 8.4361 | kWh | 2471.7668 | N/A | N/A | 84.3614 |  | 552 | 1 | -1220 | 126 | 0 | 0 | 10 | 0
Any | SWWH025-01 | MFm | Any | CZ09 | Any | 553 | Heat Pump Water Heater, >45 to ≤55 Gal, UEF=3.09 replacing Tankless Natural Gas Water Heater, High Draw, UEF=0.81 | 1 | 10 | 2020 | natural gas + electricity | electricity | NR |  |  |  |  | -1220 |  | 126 |  | -1220 | 126 | 0 | 0 |  | 0 | 0 |  | TRUE | 10 | 0 | 0 | TRUE | 2020+10 | 2030+00 | TRUE | TRUE | FALSE | FALSE | -1220 | 126 | TRUE | TRUE | FALSE | FALSE | 0 | 0 | TRUE | TRUE | TRUE | -1220 | 126 | 0 | 0 | -12200 | 1260 | 0 | 0 | 3503.9114 | 100000 | #N/A | 100000 | 0.035039 | 1 | #N/A | 0 | 0.00018595 | 0.005307 | #N/A | 0.005307 |  | 553 | 83.2523 | PASS | 4.4182 | PASS | Eligible | -2.2686 | 6.6869 | 553 | 8.4361 | kWh | 2471.7668 | N/A | N/A | 84.3614 |  | 553 | 1 | -1220 | 126 | 0 | 0 | 10 | 0
Any | SWWH025-01 | MFm | Any | CZ10 | Any | 554 | Heat Pump Water Heater, >45 to ≤55 Gal, UEF=3.09 replacing Tankless Natural Gas Water Heater, High Draw, UEF=0.81 | 1 | 10 | 2020 | natural gas + electricity | electricity | NR |  |  |  |  | -1220 |  | 126 |  | -1220 | 126 | 0 | 0 |  | 0 | 0 |  | TRUE | 10 | 0 | 0 | TRUE | 2020+10 | 2030+00 | TRUE | TRUE | FALSE | FALSE | -1220 | 126 | TRUE | TRUE | FALSE | FALSE | 0 | 0 | TRUE | TRUE | TRUE | -1220 | 126 | 0 | 0 | -12200 | 1260 | 0 | 0 | 3503.9114 | 100000 | #N/A | 100000 | 0.035039 | 1 | #N/A | 0 | 0.00018595 | 0.005307 | #N/A | 0.005307 |  | 554 | 83.2523 | PASS | 4.4182 | PASS | Eligible | -2.2686 | 6.6869 | 554 | 8.4361 | kWh | 2471.7668 | N/A | N/A | 84.3614 |  | 554 | 1 | -1220 | 126 | 0 | 0 | 10 | 0
Any | SWWH025-01 | MFm | Any | CZ11 | Any | 555 | Heat Pump Water Heater, >45 to ≤55 Gal, UEF=3.09 replacing Tankless Natural Gas Water Heater, High Draw, UEF=0.81 | 1 | 10 | 2020 | natural gas + electricity | electricity | NR |  |  |  |  | -1250 |  | 127 |  | -1250 | 127 | 0 | 0 |  | 0 | 0 |  | TRUE | 10 | 0 | 0 | TRUE | 2020+10 | 2030+00 | TRUE | TRUE | FALSE | FALSE | -1250 | 127 | TRUE | TRUE | FALSE | FALSE | 0 | 0 | TRUE | TRUE | TRUE | -1250 | 127 | 0 | 0 | -12500 | 1270 | 0 | 0 | 3503.9114 | 100000 | #N/A | 100000 | 0.035039 | 1 | #N/A | 0 | 0.00018595 | 0.005307 | #N/A | 0.005307 |  | 555 | 83.2011 | PASS | 4.4155 | PASS | Eligible | -2.3244 | 6.7399 | 555 | 8.4337 | kWh | 2471.0665 | N/A | N/A | 84.3375 |  | 555 | 1 | -1250 | 127 | 0 | 0 | 10 | 0
Any | SWWH025-01 | MFm | Any | CZ12 | Any | 556 | Heat Pump Water Heater, >45 to ≤55 Gal, UEF=3.09 replacing Tankless Natural Gas Water Heater, High Draw, UEF=0.81 | 1 | 10 | 2020 | natural gas + electricity | electricity | NR |  |  |  |  | -1290 |  | 130 |  | -1290 | 130 | 0 | 0 |  | 0 | 0 |  | TRUE | 10 | 0 | 0 | TRUE | 2020+10 | 2030+00 | TRUE | TRUE | FALSE | FALSE | -1290 | 130 | TRUE | TRUE | FALSE | FALSE | 0 | 0 | TRUE | TRUE | TRUE | -1290 | 130 | 0 | 0 | -12900 | 1300 | 0 | 0 | 3503.9114 | 100000 | #N/A | 100000 | 0.035039 | 1 | #N/A | 0 | 0.00018595 | 0.005307 | #N/A | 0.005307 |  | 556 | 84.7995 | PASS | 4.5003 | PASS | Eligible | -2.3988 | 6.8991 | 556 | 8.5972 | kWh | 2518.9657 | N/A | N/A | 85.9723 |  | 556 | 1 | -1290 | 130 | 0 | 0 | 10 | 0
Any | SWWH025-01 | MFm | Any | CZ13 | Any | 557 | Heat Pump Water Heater, >45 to ≤55 Gal, UEF=3.09 replacing Tankless Natural Gas Water Heater, High Draw, UEF=0.81 | 1 | 10 | 2020 | natural gas + electricity | electricity | NR |  |  |  |  | -1230 |  | 126 |  | -1230 | 126 | 0 | 0 |  | 0 | 0 |  | TRUE | 10 | 0 | 0 | TRUE | 2020+10 | 2030+00 | TRUE | TRUE | FALSE | FALSE | -1230 | 126 | TRUE | TRUE | FALSE | FALSE | 0 | 0 | TRUE | TRUE | TRUE | -1230 | 126 | 0 | 0 | -12300 | 1260 | 0 | 0 | 3503.9114 | 100000 | #N/A | 100000 | 0.035039 | 1 | #N/A | 0 | 0.00018595 | 0.005307 | #N/A | 0.005307 |  | 557 | 82.9019 | PASS | 4.3996 | PASS | Eligible | -2.2872 | 6.6869 | 557 | 8.402 | kWh | 2461.7668 | N/A | N/A | 84.0201 |  | 557 | 1 | -1230 | 126 | 0 | 0 | 10 | 0
Any | SWWH025-01 | MFm | Any | CZ14 | Any | 558 | Heat Pump Water Heater, >45 to ≤55 Gal, UEF=3.09 replacing Tankless Natural Gas Water Heater, High Draw, UEF=0.81 | 1 | 10 | 2020 | natural gas + electricity | electricity | NR |  |  |  |  | -1260 |  | 128 |  | -1260 | 128 | 0 | 0 |  | 0 | 0 |  | TRUE | 10 | 0 | 0 | TRUE | 2020+10 | 2030+00 | TRUE | TRUE | FALSE | FALSE | -1260 | 128 | TRUE | TRUE | FALSE | FALSE | 0 | 0 | TRUE | TRUE | TRUE | -1260 | 128 | 0 | 0 | -12600 | 1280 | 0 | 0 | 3503.9114 | 100000 | #N/A | 100000 | 0.035039 | 1 | #N/A | 0 | 0.00018595 | 0.005307 | #N/A | 0.005307 |  | 558 | 83.8507 | PASS | 4.45 | PASS | Eligible | -2.343 | 6.793 | 558 | 8.4996 | kWh | 2490.3662 | N/A | N/A | 84.9962 |  | 558 | 1 | -1260 | 128 | 0 | 0 | 10 | 0
Any | SWWH025-01 | MFm | Any | CZ15 | Any | 559 | Heat Pump Water Heater, >45 to ≤55 Gal, UEF=3.09 replacing Tankless Natural Gas Water Heater, High Draw, UEF=0.81 | 1 | 10 | 2020 | natural gas + electricity | electricity | NR |  |  |  |  | -1030 |  | 111 |  | -1030 | 111 | 0 | 0 |  | 0 | 0 |  | TRUE | 10 | 0 | 0 | TRUE | 2020+10 | 2030+00 | TRUE | TRUE | FALSE | FALSE | -1030 | 111 | TRUE | TRUE | FALSE | FALSE | 0 | 0 | TRUE | TRUE | TRUE | -1030 | 111 | 0 | 0 | -10300 | 1110 | 0 | 0 | 3503.9114 | 100000 | #N/A | 100000 | 0.035039 | 1 | #N/A | 0 | 0.00018595 | 0.005307 | #N/A | 0.005307 |  | 559 | 74.9097 | PASS | 3.9755 | PASS | Eligible | -1.9153 | 5.8908 | 559 | 7.5846 | kWh | 2222.2707 | N/A | N/A | 75.8461 |  | 559 | 1 | -1030 | 111 | 0 | 0 | 10 | 0
Any | SWWH025-01 | MFm | Any | CZ16 | Any | 560 | Heat Pump Water Heater, >45 to ≤55 Gal, UEF=3.09 replacing Tankless Natural Gas Water Heater, High Draw, UEF=0.81 | 1 | 10 | 2020 | natural gas + electricity | electricity | NR |  |  |  |  | -1460 |  | 142 |  | -1460 | 142 | 0 | 0 |  | 0 | 0 |  | TRUE | 10 | 0 | 0 | TRUE | 2020+10 | 2030+00 | TRUE | TRUE | FALSE | FALSE | -1460 | 142 | TRUE | TRUE | FALSE | FALSE | 0 | 0 | TRUE | TRUE | TRUE | -1460 | 142 | 0 | 0 | -14600 | 1420 | 0 | 0 | 3503.9114 | 100000 | #N/A | 100000 | 0.035039 | 1 | #N/A | 0 | 0.00018595 | 0.005307 | #N/A | 0.005307 |  | 560 | 90.8429 | PASS | 4.8211 | PASS | Eligible | -2.7149 | 7.536 | 560 | 9.217 | kWh | 2700.5626 | N/A | N/A | 92.1702 |  | 560 | 1 | -1460 | 142 | 0 | 0 | 10 | 0
Any | SWWH025-01 | DMo | Any | CZ01 | Any | 561 | Heat Pump Water Heater, >45 to ≤55 Gal, UEF=3.09 replacing Tankless Natural Gas Water Heater, High Draw, UEF=0.81 | 1 | 10 | 2020 | natural gas + electricity | electricity | NR |  |  |  |  | -2170 |  | 144 |  | -2170 | 144 | 0 | 0 |  | 0 | 0 |  | TRUE | 10 | 0 | 0 | TRUE | 2020+10 | 2030+00 | TRUE | TRUE | FALSE | FALSE | -2170 | 144 | TRUE | TRUE | FALSE | FALSE | 0 | 0 | TRUE | TRUE | TRUE | -2170 | 144 | 0 | 0 | -21700 | 1440 | 0 | 0 | 3503.9114 | 100000 | #N/A | 100000 | 0.035039 | 1 | #N/A | 0 | 0.00018595 | 0.005307 | #N/A | 0.005307 |  | 561 | 67.9651 | PASS | 3.6069 | PASS | Eligible | -4.0352 | 7.6421 | 561 | 6.9938 | kWh | 2049.162 | N/A | N/A | 69.9379 |  | 561 | 1 | -2170 | 144 | 0 | 0 | 10 | 0
Any | SWWH025-01 | DMo | Any | CZ02 | Any | 562 | Heat Pump Water Heater, >45 to ≤55 Gal, UEF=3.09 replacing Tankless Natural Gas Water Heater, High Draw, UEF=0.81 | 1 | 10 | 2020 | natural gas + electricity | electricity | NR |  |  |  |  | -1880 |  | 136 |  | -1880 | 136 | 0 | 0 |  | 0 | 0 |  | TRUE | 10 | 0 | 0 | TRUE | 2020+10 | 2030+00 | TRUE | TRUE | FALSE | FALSE | -1880 | 136 | TRUE | TRUE | FALSE | FALSE | 0 | 0 | TRUE | TRUE | TRUE | -1880 | 136 | 0 | 0 | -18800 | 1360 | 0 | 0 | 3503.9114 | 100000 | #N/A | 100000 | 0.035039 | 1 | #N/A | 0 | 0.00018595 | 0.005307 | #N/A | 0.005307 |  | 562 | 70.1265 | PASS | 3.7216 | PASS | Eligible | -3.4959 | 7.2176 | 562 | 7.1836 | kWh | 2104.7641 | N/A | N/A | 71.8356 |  | 562 | 1 | -1880 | 136 | 0 | 0 | 10 | 0
Any | SWWH025-01 | DMo | Any | CZ03 | Any | 563 | Heat Pump Water Heater, >45 to ≤55 Gal, UEF=3.09 replacing Tankless Natural Gas Water Heater, High Draw, UEF=0.81 | 1 | 10 | 2020 | natural gas + electricity | electricity | NR |  |  |  |  | -1760 |  | 136 |  | -1760 | 136 | 0 | 0 |  | 0 | 0 |  | TRUE | 10 | 0 | 0 | TRUE | 2020+10 | 2030+00 | TRUE | TRUE | FALSE | FALSE | -1760 | 136 | TRUE | TRUE | FALSE | FALSE | 0 | 0 | TRUE | TRUE | TRUE | -1760 | 136 | 0 | 0 | -17600 | 1360 | 0 | 0 | 3503.9114 | 100000 | #N/A | 100000 | 0.035039 | 1 | #N/A | 0 | 0.00018595 | 0.005307 | #N/A | 0.005307 |  | 563 | 74.3312 | PASS | 3.9448 | PASS | Eligible | -3.2728 | 7.2176 | 563 | 7.5931 | kWh | 2224.7641 | N/A | N/A | 75.9312 |  | 563 | 1 | -1760 | 136 | 0 | 0 | 10 | 0
Any | SWWH025-01 | DMo | Any | CZ04 | Any | 564 | Heat Pump Water Heater, >45 to ≤55 Gal, UEF=3.09 replacing Tankless Natural Gas Water Heater, High Draw, UEF=0.81 | 1 | 10 | 2020 | natural gas + electricity | electricity | NR |  |  |  |  | -1710 |  | 133 |  | -1710 | 133 | 0 | 0 |  | 0 | 0 |  | TRUE | 10 | 0 | 0 | TRUE | 2020+10 | 2030+00 | TRUE | TRUE | FALSE | FALSE | -1710 | 133 | TRUE | TRUE | FALSE | FALSE | 0 | 0 | TRUE | TRUE | TRUE | -1710 | 133 | 0 | 0 | -17100 | 1330 | 0 | 0 | 3503.9114 | 100000 | #N/A | 100000 | 0.035039 | 1 | #N/A | 0 | 0.00018595 | 0.005307 | #N/A | 0.005307 |  | 564 | 73.0831 | PASS | 3.8785 | PASS | Eligible | -3.1798 | 7.0584 | 564 | 7.4638 | kWh | 2186.8649 | N/A | N/A | 74.6377 |  | 564 | 1 | -1710 | 133 | 0 | 0 | 10 | 0
Any | SWWH025-01 | DMo | Any | CZ05 | Any | 565 | Heat Pump Water Heater, >45 to ≤55 Gal, UEF=3.09 replacing Tankless Natural Gas Water Heater, High Draw, UEF=0.81 | 1 | 10 | 2020 | natural gas + electricity | electricity | NR |  |  |  |  | -1870 |  | 138 |  | -1870 | 138 | 0 | 0 |  | 0 | 0 |  | TRUE | 10 | 0 | 0 | TRUE | 2020+10 | 2030+00 | TRUE | TRUE | FALSE | FALSE | -1870 | 138 | TRUE | TRUE | FALSE | FALSE | 0 | 0 | TRUE | TRUE | TRUE | -1870 | 138 | 0 | 0 | -18700 | 1380 | 0 | 0 | 3503.9114 | 100000 | #N/A | 100000 | 0.035039 | 1 | #N/A | 0 | 0.00018595 | 0.005307 | #N/A | 0.005307 |  | 565 | 72.4769 | PASS | 3.8464 | PASS | Eligible | -3.4773 | 7.3237 | 565 | 7.4177 | kWh | 2173.3636 | N/A | N/A | 74.1769 |  | 565 | 1 | -1870 | 138 | 0 | 0 | 10 | 0
Any | SWWH025-01 | DMo | Any | CZ06 | Any | 566 | Heat Pump Water Heater, >45 to ≤55 Gal, UEF=3.09 replacing Tankless Natural Gas Water Heater, High Draw, UEF=0.81 | 1 | 10 | 2020 | natural gas + electricity | electricity | NR |  |  |  |  | -1550 |  | 130 |  | -1550 | 130 | 0 | 0 |  | 0 | 0 |  | TRUE | 10 | 0 | 0 | TRUE | 2020+10 | 2030+00 | TRUE | TRUE | FALSE | FALSE | -1550 | 130 | TRUE | TRUE | FALSE | FALSE | 0 | 0 | TRUE | TRUE | TRUE | -1550 | 130 | 0 | 0 | -15500 | 1300 | 0 | 0 | 3503.9114 | 100000 | #N/A | 100000 | 0.035039 | 1 | #N/A | 0 | 0.00018595 | 0.005307 | #N/A | 0.005307 |  | 566 | 75.6894 | PASS | 4.0169 | PASS | Eligible | -2.8823 | 6.8991 | 566 | 7.7099 | kWh | 2258.9657 | N/A | N/A | 77.0985 |  | 566 | 1 | -1550 | 130 | 0 | 0 | 10 | 0
Any | SWWH025-01 | DMo | Any | CZ07 | Any | 567 | Heat Pump Water Heater, >45 to ≤55 Gal, UEF=3.09 replacing Tankless Natural Gas Water Heater, High Draw, UEF=0.81 | 1 | 10 | 2020 | natural gas + electricity | electricity | NR |  |  |  |  | -1480 |  | 129 |  | -1480 | 129 | 0 | 0 |  | 0 | 0 |  | TRUE | 10 | 0 | 0 | TRUE | 2020+10 | 2030+00 | TRUE | TRUE | FALSE | FALSE | -1480 | 129 | TRUE | TRUE | FALSE | FALSE | 0 | 0 | TRUE | TRUE | TRUE | -1480 | 129 | 0 | 0 | -14800 | 1290 | 0 | 0 | 3503.9114 | 100000 | #N/A | 100000 | 0.035039 | 1 | #N/A | 0 | 0.00018595 | 0.005307 | #N/A | 0.005307 |  | 567 | 77.1421 | PASS | 4.094 | PASS | Eligible | -2.7521 | 6.8461 | 567 | 7.8488 | kWh | 2299.666 | N/A | N/A | 78.4876 |  | 567 | 1 | -1480 | 129 | 0 | 0 | 10 | 0
Any | SWWH025-01 | DMo | Any | CZ08 | Any | 568 | Heat Pump Water Heater, >45 to ≤55 Gal, UEF=3.09 replacing Tankless Natural Gas Water Heater, High Draw, UEF=0.81 | 1 | 10 | 2020 | natural gas + electricity | electricity | NR |  |  |  |  | -1470 |  | 127 |  | -1470 | 127 | 0 | 0 |  | 0 | 0 |  | TRUE | 10 | 0 | 0 | TRUE | 2020+10 | 2030+00 | TRUE | TRUE | FALSE | FALSE | -1470 | 127 | TRUE | TRUE | FALSE | FALSE | 0 | 0 | TRUE | TRUE | TRUE | -1470 | 127 | 0 | 0 | -14700 | 1270 | 0 | 0 | 3503.9114 | 100000 | #N/A | 100000 | 0.035039 | 1 | #N/A | 0 | 0.00018595 | 0.005307 | #N/A | 0.005307 |  | 568 | 75.4925 | PASS | 4.0064 | PASS | Eligible | -2.7335 | 6.7399 | 568 | 7.6829 | kWh | 2251.0665 | N/A | N/A | 76.8289 |  | 568 | 1 | -1470 | 127 | 0 | 0 | 10 | 0
Any | SWWH025-01 | DMo | Any | CZ09 | Any | 569 | Heat Pump Water Heater, >45 to ≤55 Gal, UEF=3.09 replacing Tankless Natural Gas Water Heater, High Draw, UEF=0.81 | 1 | 10 | 2020 | natural gas + electricity | electricity | NR |  |  |  |  | -1500 |  | 127 |  | -1500 | 127 | 0 | 0 |  | 0 | 0 |  | TRUE | 10 | 0 | 0 | TRUE | 2020+10 | 2030+00 | TRUE | TRUE | FALSE | FALSE | -1500 | 127 | TRUE | TRUE | FALSE | FALSE | 0 | 0 | TRUE | TRUE | TRUE | -1500 | 127 | 0 | 0 | -15000 | 1270 | 0 | 0 | 3503.9114 | 100000 | #N/A | 100000 | 0.035039 | 1 | #N/A | 0 | 0.00018595 | 0.005307 | #N/A | 0.005307 |  | 569 | 74.4413 | PASS | 3.9506 | PASS | Eligible | -2.7893 | 6.7399 | 569 | 7.5805 | kWh | 2221.0665 | N/A | N/A | 75.805 |  | 569 | 1 | -1500 | 127 | 0 | 0 | 10 | 0
Any | SWWH025-01 | DMo | Any | CZ10 | Any | 570 | Heat Pump Water Heater, >45 to ≤55 Gal, UEF=3.09 replacing Tankless Natural Gas Water Heater, High Draw, UEF=0.81 | 1 | 10 | 2020 | natural gas + electricity | electricity | NR |  |  |  |  | -1510 |  | 127 |  | -1510 | 127 | 0 | 0 |  | 0 | 0 |  | TRUE | 10 | 0 | 0 | TRUE | 2020+10 | 2030+00 | TRUE | TRUE | FALSE | FALSE | -1510 | 127 | TRUE | TRUE | FALSE | FALSE | 0 | 0 | TRUE | TRUE | TRUE | -1510 | 127 | 0 | 0 | -15100 | 1270 | 0 | 0 | 3503.9114 | 100000 | #N/A | 100000 | 0.035039 | 1 | #N/A | 0 | 0.00018595 | 0.005307 | #N/A | 0.005307 |  | 570 | 74.0909 | PASS | 3.932 | PASS | Eligible | -2.8079 | 6.7399 | 570 | 7.5464 | kWh | 2211.0665 | N/A | N/A | 75.4637 |  | 570 | 1 | -1510 | 127 | 0 | 0 | 10 | 0
Any | SWWH025-01 | DMo | Any | CZ11 | Any | 571 | Heat Pump Water Heater, >45 to ≤55 Gal, UEF=3.09 replacing Tankless Natural Gas Water Heater, High Draw, UEF=0.81 | 1 | 10 | 2020 | natural gas + electricity | electricity | NR |  |  |  |  | -1710 |  | 128 |  | -1710 | 128 | 0 | 0 |  | 0 | 0 |  | TRUE | 10 | 0 | 0 | TRUE | 2020+10 | 2030+00 | TRUE | TRUE | FALSE | FALSE | -1710 | 128 | TRUE | TRUE | FALSE | FALSE | 0 | 0 | TRUE | TRUE | TRUE | -1710 | 128 | 0 | 0 | -17100 | 1280 | 0 | 0 | 3503.9114 | 100000 | #N/A | 100000 | 0.035039 | 1 | #N/A | 0 | 0.00018595 | 0.005307 | #N/A | 0.005307 |  | 571 | 68.0831 | PASS | 3.6132 | PASS | Eligible | -3.1798 | 6.793 | 571 | 6.9638 | kWh | 2040.3662 | N/A | N/A | 69.6377 |  | 571 | 1 | -1710 | 128 | 0 | 0 | 10 | 0
Any | SWWH025-01 | DMo | Any | CZ12 | Any | 572 | Heat Pump Water Heater, >45 to ≤55 Gal, UEF=3.09 replacing Tankless Natural Gas Water Heater, High Draw, UEF=0.81 | 1 | 10 | 2020 | natural gas + electricity | electricity | NR |  |  |  |  | -1710 |  | 131 |  | -1710 | 131 | 0 | 0 |  | 0 | 0 |  | TRUE | 10 | 0 | 0 | TRUE | 2020+10 | 2030+00 | TRUE | TRUE | FALSE | FALSE | -1710 | 131 | TRUE | TRUE | FALSE | FALSE | 0 | 0 | TRUE | TRUE | TRUE | -1710 | 131 | 0 | 0 | -17100 | 1310 | 0 | 0 | 3503.9114 | 100000 | #N/A | 100000 | 0.035039 | 1 | #N/A | 0 | 0.00018595 | 0.005307 | #N/A | 0.005307 |  | 572 | 71.0831 | PASS | 3.7724 | PASS | Eligible | -3.1798 | 6.9522 | 572 | 7.2638 | kWh | 2128.2655 | N/A | N/A | 72.6377 |  | 572 | 1 | -1710 | 131 | 0 | 0 | 10 | 0
Any | SWWH025-01 | DMo | Any | CZ13 | Any | 573 | Heat Pump Water Heater, >45 to ≤55 Gal, UEF=3.09 replacing Tankless Natural Gas Water Heater, High Draw, UEF=0.81 | 1 | 10 | 2020 | natural gas + electricity | electricity | NR |  |  |  |  | -1630 |  | 127 |  | -1630 | 127 | 0 | 0 |  | 0 | 0 |  | TRUE | 10 | 0 | 0 | TRUE | 2020+10 | 2030+00 | TRUE | TRUE | FALSE | FALSE | -1630 | 127 | TRUE | TRUE | FALSE | FALSE | 0 | 0 | TRUE | TRUE | TRUE | -1630 | 127 | 0 | 0 | -16300 | 1270 | 0 | 0 | 3503.9114 | 100000 | #N/A | 100000 | 0.035039 | 1 | #N/A | 0 | 0.00018595 | 0.005307 | #N/A | 0.005307 |  | 573 | 69.8862 | PASS | 3.7089 | PASS | Eligible | -3.031 | 6.7399 | 573 | 7.1368 | kWh | 2091.0665 | N/A | N/A | 71.3681 |  | 573 | 1 | -1630 | 127 | 0 | 0 | 10 | 0
Any | SWWH025-01 | DMo | Any | CZ14 | Any | 574 | Heat Pump Water Heater, >45 to ≤55 Gal, UEF=3.09 replacing Tankless Natural Gas Water Heater, High Draw, UEF=0.81 | 1 | 10 | 2020 | natural gas + electricity | electricity | NR |  |  |  |  | -1770 |  | 129 |  | -1770 | 129 | 0 | 0 |  | 0 | 0 |  | TRUE | 10 | 0 | 0 | TRUE | 2020+10 | 2030+00 | TRUE | TRUE | FALSE | FALSE | -1770 | 129 | TRUE | TRUE | FALSE | FALSE | 0 | 0 | TRUE | TRUE | TRUE | -1770 | 129 | 0 | 0 | -17700 | 1290 | 0 | 0 | 3503.9114 | 100000 | #N/A | 100000 | 0.035039 | 1 | #N/A | 0 | 0.00018595 | 0.005307 | #N/A | 0.005307 |  | 574 | 66.9808 | PASS | 3.5547 | PASS | Eligible | -3.2914 | 6.8461 | 574 | 6.859 | kWh | 2009.666 | N/A | N/A | 68.5899 |  | 574 | 1 | -1770 | 129 | 0 | 0 | 10 | 0
Any | SWWH025-01 | DMo | Any | CZ15 | Any | 575 | Heat Pump Water Heater, >45 to ≤55 Gal, UEF=3.09 replacing Tankless Natural Gas Water Heater, High Draw, UEF=0.81 | 1 | 10 | 2020 | natural gas + electricity | electricity | NR |  |  |  |  | -1140 |  | 112 |  | -1140 | 112 | 0 | 0 |  | 0 | 0 |  | TRUE | 10 | 0 | 0 | TRUE | 2020+10 | 2030+00 | TRUE | TRUE | FALSE | FALSE | -1140 | 112 | TRUE | TRUE | FALSE | FALSE | 0 | 0 | TRUE | TRUE | TRUE | -1140 | 112 | 0 | 0 | -11400 | 1120 | 0 | 0 | 3503.9114 | 100000 | #N/A | 100000 | 0.035039 | 1 | #N/A | 0 | 0.00018595 | 0.005307 | #N/A | 0.005307 |  | 575 | 72.0554 | PASS | 3.824 | PASS | Eligible | -2.1199 | 5.9439 | 575 | 7.3092 | kWh | 2141.5705 | N/A | N/A | 73.0918 |  | 575 | 1 | -1140 | 112 | 0 | 0 | 10 | 0
Any | SWWH025-01 | DMo | Any | CZ16 | Any | 576 | Heat Pump Water Heater, >45 to ≤55 Gal, UEF=3.09 replacing Tankless Natural Gas Water Heater, High Draw, UEF=0.81 | 1 | 10 | 2020 | natural gas + electricity | electricity | NR |  |  |  |  | -2610 |  | 144 |  | -2610 | 144 | 0 | 0 |  | 0 | 0 |  | TRUE | 10 | 0 | 0 | TRUE | 2020+10 | 2030+00 | TRUE | TRUE | FALSE | FALSE | -2610 | 144 | TRUE | TRUE | FALSE | FALSE | 0 | 0 | TRUE | TRUE | TRUE | -2610 | 144 | 0 | 0 | -26100 | 1440 | 0 | 0 | 3503.9114 | 100000 | #N/A | 100000 | 0.035039 | 1 | #N/A | 0 | 0.00018595 | 0.005307 | #N/A | 0.005307 |  | 576 | 52.5479 | PASS | 2.7887 | PASS | Eligible | -4.8534 | 7.6421 | 576 | 5.4921 | kWh | 1609.162 | N/A | N/A | 54.9207 |  | 576 | 1 | -2610 | 144 | 0 | 0 | 10 | 0
Any | SWWH025-01 | SFm | Any | CZ01 | Any | 577 | Heat Pump Water Heater, >45 to ≤55 Gal, UEF=3.31 replacing Storage Natural Gas Water Heater, 30 Gal, UEF=0.6 | 1 | 10 | 2020 | natural gas + electricity | electricity | NR |  |  |  |  | -2240 |  | 210 |  | -2240 | 210 | 0 | 0 |  | 0 | 0 |  | TRUE | 10 | 0 | 0 | TRUE | 2020+10 | 2030+00 | TRUE | TRUE | FALSE | FALSE | -2240 | 210 | TRUE | TRUE | FALSE | FALSE | 0 | 0 | TRUE | TRUE | TRUE | -2240 | 210 | 0 | 0 | -22400 | 2100 | 0 | 0 | 3503.9114 | 100000 | #N/A | 100000 | 0.035039 | 1 | #N/A | 0 | 0.00018595 | 0.005307 | #N/A | 0.005307 |  | 577 | 131.5124 | PASS | 6.9794 | PASS | Eligible | -4.1654 | 11.1448 | 577 | 13.3549 | kWh | 3912.9446 | N/A | N/A | 133.5488 |  | 577 | 1 | -2240 | 210 | 0 | 0 | 10 | 0
Any | SWWH025-01 | SFm | Any | CZ02 | Any | 578 | Heat Pump Water Heater, >45 to ≤55 Gal, UEF=3.31 replacing Storage Natural Gas Water Heater, 30 Gal, UEF=0.6 | 1 | 10 | 2020 | natural gas + electricity | electricity | NR |  |  |  |  | -1910 |  | 195 |  | -1910 | 195 | 0 | 0 |  | 0 | 0 |  | TRUE | 10 | 0 | 0 | TRUE | 2020+10 | 2030+00 | TRUE | TRUE | FALSE | FALSE | -1910 | 195 | TRUE | TRUE | FALSE | FALSE | 0 | 0 | TRUE | TRUE | TRUE | -1910 | 195 | 0 | 0 | -19100 | 1950 | 0 | 0 | 3503.9114 | 100000 | #N/A | 100000 | 0.035039 | 1 | #N/A | 0 | 0.00018595 | 0.005307 | #N/A | 0.005307 |  | 578 | 128.0753 | PASS | 6.797 | PASS | Eligible | -3.5517 | 10.3487 | 578 | 12.9812 | kWh | 3803.4486 | N/A | N/A | 129.8117 |  | 578 | 1 | -1910 | 195 | 0 | 0 | 10 | 0
Any | SWWH025-01 | SFm | Any | CZ03 | Any | 579 | Heat Pump Water Heater, >45 to ≤55 Gal, UEF=3.31 replacing Storage Natural Gas Water Heater, 30 Gal, UEF=0.6 | 1 | 10 | 2020 | natural gas + electricity | electricity | NR |  |  |  |  | -1860 |  | 196 |  | -1860 | 196 | 0 | 0 |  | 0 | 0 |  | TRUE | 10 | 0 | 0 | TRUE | 2020+10 | 2030+00 | TRUE | TRUE | FALSE | FALSE | -1860 | 196 | TRUE | TRUE | FALSE | FALSE | 0 | 0 | TRUE | TRUE | TRUE | -1860 | 196 | 0 | 0 | -18600 | 1960 | 0 | 0 | 3503.9114 | 100000 | #N/A | 100000 | 0.035039 | 1 | #N/A | 0 | 0.00018595 | 0.005307 | #N/A | 0.005307 |  | 579 | 130.8272 | PASS | 6.9431 | PASS | Eligible | -3.4587 | 10.4018 | 579 | 13.2518 | kWh | 3882.7483 | N/A | N/A | 132.5182 |  | 579 | 1 | -1860 | 196 | 0 | 0 | 10 | 0
Any | SWWH025-01 | SFm | Any | CZ04 | Any | 580 | Heat Pump Water Heater, >45 to ≤55 Gal, UEF=3.31 replacing Storage Natural Gas Water Heater, 30 Gal, UEF=0.6 | 1 | 10 | 2020 | natural gas + electricity | electricity | NR |  |  |  |  | -1790 |  | 190 |  | -1790 | 190 | 0 | 0 |  | 0 | 0 |  | TRUE | 10 | 0 | 0 | TRUE | 2020+10 | 2030+00 | TRUE | TRUE | FALSE | FALSE | -1790 | 190 | TRUE | TRUE | FALSE | FALSE | 0 | 0 | TRUE | TRUE | TRUE | -1790 | 190 | 0 | 0 | -17900 | 1900 | 0 | 0 | 3503.9114 | 100000 | #N/A | 100000 | 0.035039 | 1 | #N/A | 0 | 0.00018595 | 0.005307 | #N/A | 0.005307 |  | 580 | 127.28 | PASS | 6.7548 | PASS | Eligible | -3.3286 | 10.0834 | 580 | 12.8907 | kWh | 3776.9499 | N/A | N/A | 128.9073 |  | 580 | 1 | -1790 | 190 | 0 | 0 | 10 | 0
Any | SWWH025-01 | SFm | Any | CZ05 | Any | 581 | Heat Pump Water Heater, >45 to ≤55 Gal, UEF=3.31 replacing Storage Natural Gas Water Heater, 30 Gal, UEF=0.6 | 1 | 10 | 2020 | natural gas + electricity | electricity | NR |  |  |  |  | -1920 |  | 199 |  | -1920 | 199 | 0 | 0 |  | 0 | 0 |  | TRUE | 10 | 0 | 0 | TRUE | 2020+10 | 2030+00 | TRUE | TRUE | FALSE | FALSE | -1920 | 199 | TRUE | TRUE | FALSE | FALSE | 0 | 0 | TRUE | TRUE | TRUE | -1920 | 199 | 0 | 0 | -19200 | 1990 | 0 | 0 | 3503.9114 | 100000 | #N/A | 100000 | 0.035039 | 1 | #N/A | 0 | 0.00018595 | 0.005307 | #N/A | 0.005307 |  | 581 | 131.7249 | PASS | 6.9907 | PASS | Eligible | -3.5703 | 10.561 | 581 | 13.347 | kWh | 3910.6475 | N/A | N/A | 133.4704 |  | 581 | 1 | -1920 | 199 | 0 | 0 | 10 | 0
Any | SWWH025-01 | SFm | Any | CZ06 | Any | 582 | Heat Pump Water Heater, >45 to ≤55 Gal, UEF=3.31 replacing Storage Natural Gas Water Heater, 30 Gal, UEF=0.6 | 1 | 10 | 2020 | natural gas + electricity | electricity | NR |  |  |  |  | -1650 |  | 184 |  | -1650 | 184 | 0 | 0 |  | 0 | 0 |  | TRUE | 10 | 0 | 0 | TRUE | 2020+10 | 2030+00 | TRUE | TRUE | FALSE | FALSE | -1650 | 184 | TRUE | TRUE | FALSE | FALSE | 0 | 0 | TRUE | TRUE | TRUE | -1650 | 184 | 0 | 0 | -16500 | 1840 | 0 | 0 | 3503.9114 | 100000 | #N/A | 100000 | 0.035039 | 1 | #N/A | 0 | 0.00018595 | 0.005307 | #N/A | 0.005307 |  | 582 | 126.1855 | PASS | 6.6967 | PASS | Eligible | -3.0682 | 9.7649 | 582 | 12.7685 | kWh | 3741.1515 | N/A | N/A | 127.6855 |  | 582 | 1 | -1650 | 184 | 0 | 0 | 10 | 0
Any | SWWH025-01 | SFm | Any | CZ07 | Any | 583 | Heat Pump Water Heater, >45 to ≤55 Gal, UEF=3.31 replacing Storage Natural Gas Water Heater, 30 Gal, UEF=0.6 | 1 | 10 | 2020 | natural gas + electricity | electricity | NR |  |  |  |  | -1600 |  | 182 |  | -1600 | 182 | 0 | 0 |  | 0 | 0 |  | TRUE | 10 | 0 | 0 | TRUE | 2020+10 | 2030+00 | TRUE | TRUE | FALSE | FALSE | -1600 | 182 | TRUE | TRUE | FALSE | FALSE | 0 | 0 | TRUE | TRUE | TRUE | -1600 | 182 | 0 | 0 | -16000 | 1820 | 0 | 0 | 3503.9114 | 100000 | #N/A | 100000 | 0.035039 | 1 | #N/A | 0 | 0.00018595 | 0.005307 | #N/A | 0.005307 |  | 583 | 125.9374 | PASS | 6.6835 | PASS | Eligible | -2.9753 | 9.6588 | 583 | 12.7392 | kWh | 3732.552 | N/A | N/A | 127.392 |  | 583 | 1 | -1600 | 182 | 0 | 0 | 10 | 0
Any | SWWH025-01 | SFm | Any | CZ08 | Any | 584 | Heat Pump Water Heater, >45 to ≤55 Gal, UEF=3.31 replacing Storage Natural Gas Water Heater, 30 Gal, UEF=0.6 | 1 | 10 | 2020 | natural gas + electricity | electricity | NR |  |  |  |  | -1560 |  | 179 |  | -1560 | 179 | 0 | 0 |  | 0 | 0 |  | TRUE | 10 | 0 | 0 | TRUE | 2020+10 | 2030+00 | TRUE | TRUE | FALSE | FALSE | -1560 | 179 | TRUE | TRUE | FALSE | FALSE | 0 | 0 | TRUE | TRUE | TRUE | -1560 | 179 | 0 | 0 | -15600 | 1790 | 0 | 0 | 3503.9114 | 100000 | #N/A | 100000 | 0.035039 | 1 | #N/A | 0 | 0.00018595 | 0.005307 | #N/A | 0.005307 |  | 584 | 124.339 | PASS | 6.5987 | PASS | Eligible | -2.9009 | 9.4996 | 584 | 12.5757 | kWh | 3684.6528 | N/A | N/A | 125.7572 |  | 584 | 1 | -1560 | 179 | 0 | 0 | 10 | 0
Any | SWWH025-01 | SFm | Any | CZ09 | Any | 585 | Heat Pump Water Heater, >45 to ≤55 Gal, UEF=3.31 replacing Storage Natural Gas Water Heater, 30 Gal, UEF=0.6 | 1 | 10 | 2020 | natural gas + electricity | electricity | NR |  |  |  |  | -1570 |  | 179 |  | -1570 | 179 | 0 | 0 |  | 0 | 0 |  | TRUE | 10 | 0 | 0 | TRUE | 2020+10 | 2030+00 | TRUE | TRUE | FALSE | FALSE | -1570 | 179 | TRUE | TRUE | FALSE | FALSE | 0 | 0 | TRUE | TRUE | TRUE | -1570 | 179 | 0 | 0 | -15700 | 1790 | 0 | 0 | 3503.9114 | 100000 | #N/A | 100000 | 0.035039 | 1 | #N/A | 0 | 0.00018595 | 0.005307 | #N/A | 0.005307 |  | 585 | 123.9886 | PASS | 6.5801 | PASS | Eligible | -2.9195 | 9.4996 | 585 | 12.5416 | kWh | 3674.6528 | N/A | N/A | 125.4159 |  | 585 | 1 | -1570 | 179 | 0 | 0 | 10 | 0
Any | SWWH025-01 | SFm | Any | CZ10 | Any | 586 | Heat Pump Water Heater, >45 to ≤55 Gal, UEF=3.31 replacing Storage Natural Gas Water Heater, 30 Gal, UEF=0.6 | 1 | 10 | 2020 | natural gas + electricity | electricity | NR |  |  |  |  | -1570 |  | 178 |  | -1570 | 178 | 0 | 0 |  | 0 | 0 |  | TRUE | 10 | 0 | 0 | TRUE | 2020+10 | 2030+00 | TRUE | TRUE | FALSE | FALSE | -1570 | 178 | TRUE | TRUE | FALSE | FALSE | 0 | 0 | TRUE | TRUE | TRUE | -1570 | 178 | 0 | 0 | -15700 | 1780 | 0 | 0 | 3503.9114 | 100000 | #N/A | 100000 | 0.035039 | 1 | #N/A | 0 | 0.00018595 | 0.005307 | #N/A | 0.005307 |  | 586 | 122.9886 | PASS | 6.5271 | PASS | Eligible | -2.9195 | 9.4465 | 586 | 12.4416 | kWh | 3645.3531 | N/A | N/A | 124.4159 |  | 586 | 1 | -1570 | 178 | 0 | 0 | 10 | 0
Any | SWWH025-01 | SFm | Any | CZ11 | Any | 587 | Heat Pump Water Heater, >45 to ≤55 Gal, UEF=3.31 replacing Storage Natural Gas Water Heater, 30 Gal, UEF=0.6 | 1 | 10 | 2020 | natural gas + electricity | electricity | NR |  |  |  |  | -1720 |  | 181 |  | -1720 | 181 | 0 | 0 |  | 0 | 0 |  | TRUE | 10 | 0 | 0 | TRUE | 2020+10 | 2030+00 | TRUE | TRUE | FALSE | FALSE | -1720 | 181 | TRUE | TRUE | FALSE | FALSE | 0 | 0 | TRUE | TRUE | TRUE | -1720 | 181 | 0 | 0 | -17200 | 1810 | 0 | 0 | 3503.9114 | 100000 | #N/A | 100000 | 0.035039 | 1 | #N/A | 0 | 0.00018595 | 0.005307 | #N/A | 0.005307 |  | 587 | 120.7327 | PASS | 6.4073 | PASS | Eligible | -3.1984 | 9.6057 | 587 | 12.2296 | kWh | 3583.2523 | N/A | N/A | 122.2964 |  | 587 | 1 | -1720 | 181 | 0 | 0 | 10 | 0
Any | SWWH025-01 | SFm | Any | CZ12 | Any | 588 | Heat Pump Water Heater, >45 to ≤55 Gal, UEF=3.31 replacing Storage Natural Gas Water Heater, 30 Gal, UEF=0.6 | 1 | 10 | 2020 | natural gas + electricity | electricity | NR |  |  |  |  | -1760 |  | 186 |  | -1760 | 186 | 0 | 0 |  | 0 | 0 |  | TRUE | 10 | 0 | 0 | TRUE | 2020+10 | 2030+00 | TRUE | TRUE | FALSE | FALSE | -1760 | 186 | TRUE | TRUE | FALSE | FALSE | 0 | 0 | TRUE | TRUE | TRUE | -1760 | 186 | 0 | 0 | -17600 | 1860 | 0 | 0 | 3503.9114 | 100000 | #N/A | 100000 | 0.035039 | 1 | #N/A | 0 | 0.00018595 | 0.005307 | #N/A | 0.005307 |  | 588 | 124.3312 | PASS | 6.5983 | PASS | Eligible | -3.2728 | 9.8711 | 588 | 12.5931 | kWh | 3689.751 | N/A | N/A | 125.9312 |  | 588 | 1 | -1760 | 186 | 0 | 0 | 10 | 0
Any | SWWH025-01 | SFm | Any | CZ13 | Any | 589 | Heat Pump Water Heater, >45 to ≤55 Gal, UEF=3.31 replacing Storage Natural Gas Water Heater, 30 Gal, UEF=0.6 | 1 | 10 | 2020 | natural gas + electricity | electricity | NR |  |  |  |  | -1650 |  | 179 |  | -1650 | 179 | 0 | 0 |  | 0 | 0 |  | TRUE | 10 | 0 | 0 | TRUE | 2020+10 | 2030+00 | TRUE | TRUE | FALSE | FALSE | -1650 | 179 | TRUE | TRUE | FALSE | FALSE | 0 | 0 | TRUE | TRUE | TRUE | -1650 | 179 | 0 | 0 | -16500 | 1790 | 0 | 0 | 3503.9114 | 100000 | #N/A | 100000 | 0.035039 | 1 | #N/A | 0 | 0.00018595 | 0.005307 | #N/A | 0.005307 |  | 589 | 121.1855 | PASS | 6.4314 | PASS | Eligible | -3.0682 | 9.4996 | 589 | 12.2685 | kWh | 3594.6528 | N/A | N/A | 122.6855 |  | 589 | 1 | -1650 | 179 | 0 | 0 | 10 | 0
Any | SWWH025-01 | SFm | Any | CZ14 | Any | 590 | Heat Pump Water Heater, >45 to ≤55 Gal, UEF=3.31 replacing Storage Natural Gas Water Heater, 30 Gal, UEF=0.6 | 1 | 10 | 2020 | natural gas + electricity | electricity | NR |  |  |  |  | -1770 |  | 182 |  | -1770 | 182 | 0 | 0 |  | 0 | 0 |  | TRUE | 10 | 0 | 0 | TRUE | 2020+10 | 2030+00 | TRUE | TRUE | FALSE | FALSE | -1770 | 182 | TRUE | TRUE | FALSE | FALSE | 0 | 0 | TRUE | TRUE | TRUE | -1770 | 182 | 0 | 0 | -17700 | 1820 | 0 | 0 | 3503.9114 | 100000 | #N/A | 100000 | 0.035039 | 1 | #N/A | 0 | 0.00018595 | 0.005307 | #N/A | 0.005307 |  | 590 | 119.9808 | PASS | 6.3674 | PASS | Eligible | -3.2914 | 9.6588 | 590 | 12.159 | kWh | 3562.552 | N/A | N/A | 121.5899 |  | 590 | 1 | -1770 | 182 | 0 | 0 | 10 | 0
Any | SWWH025-01 | SFm | Any | CZ15 | Any | 591 | Heat Pump Water Heater, >45 to ≤55 Gal, UEF=3.31 replacing Storage Natural Gas Water Heater, 30 Gal, UEF=0.6 | 1 | 10 | 2020 | natural gas + electricity | electricity | NR |  |  |  |  | -1210 |  | 150 |  | -1210 | 150 | 0 | 0 |  | 0 | 0 |  | TRUE | 10 | 0 | 0 | TRUE | 2020+10 | 2030+00 | TRUE | TRUE | FALSE | FALSE | -1210 | 150 | TRUE | TRUE | FALSE | FALSE | 0 | 0 | TRUE | TRUE | TRUE | -1210 | 150 | 0 | 0 | -12100 | 1500 | 0 | 0 | 3503.9114 | 100000 | #N/A | 100000 | 0.035039 | 1 | #N/A | 0 | 0.00018595 | 0.005307 | #N/A | 0.005307 |  | 591 | 107.6027 | PASS | 5.7105 | PASS | Eligible | -2.25 | 7.9606 | 591 | 10.8703 | kWh | 3184.9604 | N/A | N/A | 108.7027 |  | 591 | 1 | -1210 | 150 | 0 | 0 | 10 | 0
Any | SWWH025-01 | SFm | Any | CZ16 | Any | 592 | Heat Pump Water Heater, >45 to ≤55 Gal, UEF=3.31 replacing Storage Natural Gas Water Heater, 30 Gal, UEF=0.6 | 1 | 10 | 2020 | natural gas + electricity | electricity | NR |  |  |  |  | -2680 |  | 209 |  | -2680 | 209 | 0 | 0 |  | 0 | 0 |  | TRUE | 10 | 0 | 0 | TRUE | 2020+10 | 2030+00 | TRUE | TRUE | FALSE | FALSE | -2680 | 209 | TRUE | TRUE | FALSE | FALSE | 0 | 0 | TRUE | TRUE | TRUE | -2680 | 209 | 0 | 0 | -26800 | 2090 | 0 | 0 | 3503.9114 | 100000 | #N/A | 100000 | 0.035039 | 1 | #N/A | 0 | 0.00018595 | 0.005307 | #N/A | 0.005307 |  | 592 | 115.0952 | PASS | 6.1081 | PASS | Eligible | -4.9836 | 11.0917 | 592 | 11.7532 | kWh | 3443.6449 | N/A | N/A | 117.5316 |  | 592 | 1 | -2680 | 209 | 0 | 0 | 10 | 0
Any | SWWH025-01 | MFm | Any | CZ01 | Any | 593 | Heat Pump Water Heater, >45 to ≤55 Gal, UEF=3.31 replacing Storage Natural Gas Water Heater, 30 Gal, UEF=0.6 | 1 | 10 | 2020 | natural gas + electricity | electricity | NR |  |  |  |  | -1380 |  | 173 |  | -1380 | 173 | 0 | 0 |  | 0 | 0 |  | TRUE | 10 | 0 | 0 | TRUE | 2020+10 | 2030+00 | TRUE | TRUE | FALSE | FALSE | -1380 | 173 | TRUE | TRUE | FALSE | FALSE | 0 | 0 | TRUE | TRUE | TRUE | -1380 | 173 | 0 | 0 | -13800 | 1730 | 0 | 0 | 3503.9114 | 100000 | #N/A | 100000 | 0.035039 | 1 | #N/A | 0 | 0.00018595 | 0.005307 | #N/A | 0.005307 |  | 593 | 124.646 | PASS | 6.615 | PASS | Eligible | -2.5662 | 9.1812 | 593 | 12.5901 | kWh | 3688.8544 | N/A | N/A | 125.9006 |  | 593 | 1 | -1380 | 173 | 0 | 0 | 10 | 0
Any | SWWH025-01 | MFm | Any | CZ02 | Any | 594 | Heat Pump Water Heater, >45 to ≤55 Gal, UEF=3.31 replacing Storage Natural Gas Water Heater, 30 Gal, UEF=0.6 | 1 | 10 | 2020 | natural gas + electricity | electricity | NR |  |  |  |  | -1280 |  | 163 |  | -1280 | 163 | 0 | 0 |  | 0 | 0 |  | TRUE | 10 | 0 | 0 | TRUE | 2020+10 | 2030+00 | TRUE | TRUE | FALSE | FALSE | -1280 | 163 | TRUE | TRUE | FALSE | FALSE | 0 | 0 | TRUE | TRUE | TRUE | -1280 | 163 | 0 | 0 | -12800 | 1630 | 0 | 0 | 3503.9114 | 100000 | #N/A | 100000 | 0.035039 | 1 | #N/A | 0 | 0.00018595 | 0.005307 | #N/A | 0.005307 |  | 594 | 118.1499 | PASS | 6.2703 | PASS | Eligible | -2.3802 | 8.6505 | 594 | 11.9314 | kWh | 3495.857 | N/A | N/A | 119.3136 |  | 594 | 1 | -1280 | 163 | 0 | 0 | 10 | 0
Any | SWWH025-01 | MFm | Any | CZ03 | Any | 595 | Heat Pump Water Heater, >45 to ≤55 Gal, UEF=3.31 replacing Storage Natural Gas Water Heater, 30 Gal, UEF=0.6 | 1 | 10 | 2020 | natural gas + electricity | electricity | NR |  |  |  |  | -1260 |  | 163 |  | -1260 | 163 | 0 | 0 |  | 0 | 0 |  | TRUE | 10 | 0 | 0 | TRUE | 2020+10 | 2030+00 | TRUE | TRUE | FALSE | FALSE | -1260 | 163 | TRUE | TRUE | FALSE | FALSE | 0 | 0 | TRUE | TRUE | TRUE | -1260 | 163 | 0 | 0 | -12600 | 1630 | 0 | 0 | 3503.9114 | 100000 | #N/A | 100000 | 0.035039 | 1 | #N/A | 0 | 0.00018595 | 0.005307 | #N/A | 0.005307 |  | 595 | 118.8507 | PASS | 6.3075 | PASS | Eligible | -2.343 | 8.6505 | 595 | 11.9996 | kWh | 3515.857 | N/A | N/A | 119.9962 |  | 595 | 1 | -1260 | 163 | 0 | 0 | 10 | 0
Any | SWWH025-01 | MFm | Any | CZ04 | Any | 596 | Heat Pump Water Heater, >45 to ≤55 Gal, UEF=3.31 replacing Storage Natural Gas Water Heater, 30 Gal, UEF=0.6 | 1 | 10 | 2020 | natural gas + electricity | electricity | NR |  |  |  |  | -1230 |  | 159 |  | -1230 | 159 | 0 | 0 |  | 0 | 0 |  | TRUE | 10 | 0 | 0 | TRUE | 2020+10 | 2030+00 | TRUE | TRUE | FALSE | FALSE | -1230 | 159 | TRUE | TRUE | FALSE | FALSE | 0 | 0 | TRUE | TRUE | TRUE | -1230 | 159 | 0 | 0 | -12300 | 1590 | 0 | 0 | 3503.9114 | 100000 | #N/A | 100000 | 0.035039 | 1 | #N/A | 0 | 0.00018595 | 0.005307 | #N/A | 0.005307 |  | 596 | 115.9019 | PASS | 6.151 | PASS | Eligible | -2.2872 | 8.4382 | 596 | 11.702 | kWh | 3428.6581 | N/A | N/A | 117.0201 |  | 596 | 1 | -1230 | 159 | 0 | 0 | 10 | 0
Any | SWWH025-01 | MFm | Any | CZ05 | Any | 597 | Heat Pump Water Heater, >45 to ≤55 Gal, UEF=3.31 replacing Storage Natural Gas Water Heater, 30 Gal, UEF=0.6 | 1 | 10 | 2020 | natural gas + electricity | electricity | NR |  |  |  |  | -1280 |  | 164 |  | -1280 | 164 | 0 | 0 |  | 0 | 0 |  | TRUE | 10 | 0 | 0 | TRUE | 2020+10 | 2030+00 | TRUE | TRUE | FALSE | FALSE | -1280 | 164 | TRUE | TRUE | FALSE | FALSE | 0 | 0 | TRUE | TRUE | TRUE | -1280 | 164 | 0 | 0 | -12800 | 1640 | 0 | 0 | 3503.9114 | 100000 | #N/A | 100000 | 0.035039 | 1 | #N/A | 0 | 0.00018595 | 0.005307 | #N/A | 0.005307 |  | 597 | 119.1499 | PASS | 6.3233 | PASS | Eligible | -2.3802 | 8.7035 | 597 | 12.0314 | kWh | 3525.1568 | N/A | N/A | 120.3136 |  | 597 | 1 | -1280 | 164 | 0 | 0 | 10 | 0
Any | SWWH025-01 | MFm | Any | CZ06 | Any | 598 | Heat Pump Water Heater, >45 to ≤55 Gal, UEF=3.31 replacing Storage Natural Gas Water Heater, 30 Gal, UEF=0.6 | 1 | 10 | 2020 | natural gas + electricity | electricity | NR |  |  |  |  | -1180 |  | 155 |  | -1180 | 155 | 0 | 0 |  | 0 | 0 |  | TRUE | 10 | 0 | 0 | TRUE | 2020+10 | 2030+00 | TRUE | TRUE | FALSE | FALSE | -1180 | 155 | TRUE | TRUE | FALSE | FALSE | 0 | 0 | TRUE | TRUE | TRUE | -1180 | 155 | 0 | 0 | -11800 | 1550 | 0 | 0 | 3503.9114 | 100000 | #N/A | 100000 | 0.035039 | 1 | #N/A | 0 | 0.00018595 | 0.005307 | #N/A | 0.005307 |  | 598 | 113.6538 | PASS | 6.0317 | PASS | Eligible | -2.1943 | 8.2259 | 598 | 11.4727 | kWh | 3361.4591 | N/A | N/A | 114.7266 |  | 598 | 1 | -1180 | 155 | 0 | 0 | 10 | 0
Any | SWWH025-01 | MFm | Any | CZ07 | Any | 599 | Heat Pump Water Heater, >45 to ≤55 Gal, UEF=3.31 replacing Storage Natural Gas Water Heater, 30 Gal, UEF=0.6 | 1 | 10 | 2020 | natural gas + electricity | electricity | NR |  |  |  |  | -1170 |  | 153 |  | -1170 | 153 | 0 | 0 |  | 0 | 0 |  | TRUE | 10 | 0 | 0 | TRUE | 2020+10 | 2030+00 | TRUE | TRUE | FALSE | FALSE | -1170 | 153 | TRUE | TRUE | FALSE | FALSE | 0 | 0 | TRUE | TRUE | TRUE | -1170 | 153 | 0 | 0 | -11700 | 1530 | 0 | 0 | 3503.9114 | 100000 | #N/A | 100000 | 0.035039 | 1 | #N/A | 0 | 0.00018595 | 0.005307 | #N/A | 0.005307 |  | 599 | 112.0042 | PASS | 5.9441 | PASS | Eligible | -2.1757 | 8.1198 | 599 | 11.3068 | kWh | 3312.8597 | N/A | N/A | 113.0679 |  | 599 | 1 | -1170 | 153 | 0 | 0 | 10 | 0
Any | SWWH025-01 | MFm | Any | CZ08 | Any | 600 | Heat Pump Water Heater, >45 to ≤55 Gal, UEF=3.31 replacing Storage Natural Gas Water Heater, 30 Gal, UEF=0.6 | 1 | 10 | 2020 | natural gas + electricity | electricity | NR |  |  |  |  | -1150 |  | 152 |  | -1150 | 152 | 0 | 0 |  | 0 | 0 |  | TRUE | 10 | 0 | 0 | TRUE | 2020+10 | 2030+00 | TRUE | TRUE | FALSE | FALSE | -1150 | 152 | TRUE | TRUE | FALSE | FALSE | 0 | 0 | TRUE | TRUE | TRUE | -1150 | 152 | 0 | 0 | -11500 | 1520 | 0 | 0 | 3503.9114 | 100000 | #N/A | 100000 | 0.035039 | 1 | #N/A | 0 | 0.00018595 | 0.005307 | #N/A | 0.005307 |  | 600 | 111.705 | PASS | 5.9282 | PASS | Eligible | -2.1385 | 8.0667 | 600 | 11.2751 | kWh | 3303.5599 | N/A | N/A | 112.7505 |  | 600 | 1 | -1150 | 152 | 0 | 0 | 10 | 0
Any | SWWH025-01 | MFm | Any | CZ09 | Any | 601 | Heat Pump Water Heater, >45 to ≤55 Gal, UEF=3.31 replacing Storage Natural Gas Water Heater, 30 Gal, UEF=0.6 | 1 | 10 | 2020 | natural gas + electricity | electricity | NR |  |  |  |  | -1150 |  | 152 |  | -1150 | 152 | 0 | 0 |  | 0 | 0 |  | TRUE | 10 | 0 | 0 | TRUE | 2020+10 | 2030+00 | TRUE | TRUE | FALSE | FALSE | -1150 | 152 | TRUE | TRUE | FALSE | FALSE | 0 | 0 | TRUE | TRUE | TRUE | -1150 | 152 | 0 | 0 | -11500 | 1520 | 0 | 0 | 3503.9114 | 100000 | #N/A | 100000 | 0.035039 | 1 | #N/A | 0 | 0.00018595 | 0.005307 | #N/A | 0.005307 |  | 601 | 111.705 | PASS | 5.9282 | PASS | Eligible | -2.1385 | 8.0667 | 601 | 11.2751 | kWh | 3303.5599 | N/A | N/A | 112.7505 |  | 601 | 1 | -1150 | 152 | 0 | 0 | 10 | 0
Any | SWWH025-01 | MFm | Any | CZ10 | Any | 602 | Heat Pump Water Heater, >45 to ≤55 Gal, UEF=3.31 replacing Storage Natural Gas Water Heater, 30 Gal, UEF=0.6 | 1 | 10 | 2020 | natural gas + electricity | electricity | NR |  |  |  |  | -1150 |  | 151 |  | -1150 | 151 | 0 | 0 |  | 0 | 0 |  | TRUE | 10 | 0 | 0 | TRUE | 2020+10 | 2030+00 | TRUE | TRUE | FALSE | FALSE | -1150 | 151 | TRUE | TRUE | FALSE | FALSE | 0 | 0 | TRUE | TRUE | TRUE | -1150 | 151 | 0 | 0 | -11500 | 1510 | 0 | 0 | 3503.9114 | 100000 | #N/A | 100000 | 0.035039 | 1 | #N/A | 0 | 0.00018595 | 0.005307 | #N/A | 0.005307 |  | 602 | 110.705 | PASS | 5.8752 | PASS | Eligible | -2.1385 | 8.0136 | 602 | 11.1751 | kWh | 3274.2602 | N/A | N/A | 111.7505 |  | 602 | 1 | -1150 | 151 | 0 | 0 | 10 | 0
Any | SWWH025-01 | MFm | Any | CZ11 | Any | 603 | Heat Pump Water Heater, >45 to ≤55 Gal, UEF=3.31 replacing Storage Natural Gas Water Heater, 30 Gal, UEF=0.6 | 1 | 10 | 2020 | natural gas + electricity | electricity | NR |  |  |  |  | -1180 |  | 154 |  | -1180 | 154 | 0 | 0 |  | 0 | 0 |  | TRUE | 10 | 0 | 0 | TRUE | 2020+10 | 2030+00 | TRUE | TRUE | FALSE | FALSE | -1180 | 154 | TRUE | TRUE | FALSE | FALSE | 0 | 0 | TRUE | TRUE | TRUE | -1180 | 154 | 0 | 0 | -11800 | 1540 | 0 | 0 | 3503.9114 | 100000 | #N/A | 100000 | 0.035039 | 1 | #N/A | 0 | 0.00018595 | 0.005307 | #N/A | 0.005307 |  | 603 | 112.6538 | PASS | 5.9786 | PASS | Eligible | -2.1943 | 8.1728 | 603 | 11.3727 | kWh | 3332.1594 | N/A | N/A | 113.7266 |  | 603 | 1 | -1180 | 154 | 0 | 0 | 10 | 0
Any | SWWH025-01 | MFm | Any | CZ12 | Any | 604 | Heat Pump Water Heater, >45 to ≤55 Gal, UEF=3.31 replacing Storage Natural Gas Water Heater, 30 Gal, UEF=0.6 | 1 | 10 | 2020 | natural gas + electricity | electricity | NR |  |  |  |  | -1220 |  | 157 |  | -1220 | 157 | 0 | 0 |  | 0 | 0 |  | TRUE | 10 | 0 | 0 | TRUE | 2020+10 | 2030+00 | TRUE | TRUE | FALSE | FALSE | -1220 | 157 | TRUE | TRUE | FALSE | FALSE | 0 | 0 | TRUE | TRUE | TRUE | -1220 | 157 | 0 | 0 | -12200 | 1570 | 0 | 0 | 3503.9114 | 100000 | #N/A | 100000 | 0.035039 | 1 | #N/A | 0 | 0.00018595 | 0.005307 | #N/A | 0.005307 |  | 604 | 114.2523 | PASS | 6.0634 | PASS | Eligible | -2.2686 | 8.332 | 604 | 11.5361 | kWh | 3380.0586 | N/A | N/A | 115.3614 |  | 604 | 1 | -1220 | 157 | 0 | 0 | 10 | 0
Any | SWWH025-01 | MFm | Any | CZ13 | Any | 605 | Heat Pump Water Heater, >45 to ≤55 Gal, UEF=3.31 replacing Storage Natural Gas Water Heater, 30 Gal, UEF=0.6 | 1 | 10 | 2020 | natural gas + electricity | electricity | NR |  |  |  |  | -1160 |  | 152 |  | -1160 | 152 | 0 | 0 |  | 0 | 0 |  | TRUE | 10 | 0 | 0 | TRUE | 2020+10 | 2030+00 | TRUE | TRUE | FALSE | FALSE | -1160 | 152 | TRUE | TRUE | FALSE | FALSE | 0 | 0 | TRUE | TRUE | TRUE | -1160 | 152 | 0 | 0 | -11600 | 1520 | 0 | 0 | 3503.9114 | 100000 | #N/A | 100000 | 0.035039 | 1 | #N/A | 0 | 0.00018595 | 0.005307 | #N/A | 0.005307 |  | 605 | 111.3546 | PASS | 5.9096 | PASS | Eligible | -2.1571 | 8.0667 | 605 | 11.2409 | kWh | 3293.5599 | N/A | N/A | 112.4092 |  | 605 | 1 | -1160 | 152 | 0 | 0 | 10 | 0
Any | SWWH025-01 | MFm | Any | CZ14 | Any | 606 | Heat Pump Water Heater, >45 to ≤55 Gal, UEF=3.31 replacing Storage Natural Gas Water Heater, 30 Gal, UEF=0.6 | 1 | 10 | 2020 | natural gas + electricity | electricity | NR |  |  |  |  | -1190 |  | 154 |  | -1190 | 154 | 0 | 0 |  | 0 | 0 |  | TRUE | 10 | 0 | 0 | TRUE | 2020+10 | 2030+00 | TRUE | TRUE | FALSE | FALSE | -1190 | 154 | TRUE | TRUE | FALSE | FALSE | 0 | 0 | TRUE | TRUE | TRUE | -1190 | 154 | 0 | 0 | -11900 | 1540 | 0 | 0 | 3503.9114 | 100000 | #N/A | 100000 | 0.035039 | 1 | #N/A | 0 | 0.00018595 | 0.005307 | #N/A | 0.005307 |  | 606 | 112.3035 | PASS | 5.96 | PASS | Eligible | -2.2129 | 8.1728 | 606 | 11.3385 | kWh | 3322.1594 | N/A | N/A | 113.3853 |  | 606 | 1 | -1190 | 154 | 0 | 0 | 10 | 0
Any | SWWH025-01 | MFm | Any | CZ15 | Any | 607 | Heat Pump Water Heater, >45 to ≤55 Gal, UEF=3.31 replacing Storage Natural Gas Water Heater, 30 Gal, UEF=0.6 | 1 | 10 | 2020 | natural gas + electricity | electricity | NR |  |  |  |  | -967 |  | 133 |  | -967 | 133 | 0 | 0 |  | 0 | 0 |  | TRUE | 10 | 0 | 0 | TRUE | 2020+10 | 2030+00 | TRUE | TRUE | FALSE | FALSE | -967 | 133 | TRUE | TRUE | FALSE | FALSE | 0 | 0 | TRUE | TRUE | TRUE | -967 | 133 | 0 | 0 | -9670 | 1330 | 0 | 0 | 3503.9114 | 100000 | #N/A | 100000 | 0.035039 | 1 | #N/A | 0 | 0.00018595 | 0.005307 | #N/A | 0.005307 |  | 607 | 99.1172 | PASS | 5.2602 | PASS | Eligible | -1.7982 | 7.0584 | 607 | 9.9996 | kWh | 2929.8649 | N/A | N/A | 99.9963 |  | 607 | 1 | -967 | 133 | 0 | 0 | 10 | 0
Any | SWWH025-01 | MFm | Any | CZ16 | Any | 608 | Heat Pump Water Heater, >45 to ≤55 Gal, UEF=3.31 replacing Storage Natural Gas Water Heater, 30 Gal, UEF=0.6 | 1 | 10 | 2020 | natural gas + electricity | electricity | NR |  |  |  |  | -1370 |  | 172 |  | -1370 | 172 | 0 | 0 |  | 0 | 0 |  | TRUE | 10 | 0 | 0 | TRUE | 2020+10 | 2030+00 | TRUE | TRUE | FALSE | FALSE | -1370 | 172 | TRUE | TRUE | FALSE | FALSE | 0 | 0 | TRUE | TRUE | TRUE | -1370 | 172 | 0 | 0 | -13700 | 1720 | 0 | 0 | 3503.9114 | 100000 | #N/A | 100000 | 0.035039 | 1 | #N/A | 0 | 0.00018595 | 0.005307 | #N/A | 0.005307 |  | 608 | 123.9964 | PASS | 6.5805 | PASS | Eligible | -2.5476 | 9.1281 | 608 | 12.5242 | kWh | 3669.5546 | N/A | N/A | 125.2419 |  | 608 | 1 | -1370 | 172 | 0 | 0 | 10 | 0
Any | SWWH025-01 | DMo | Any | CZ01 | Any | 609 | Heat Pump Water Heater, >45 to ≤55 Gal, UEF=3.31 replacing Storage Natural Gas Water Heater, 30 Gal, UEF=0.6 | 1 | 10 | 2020 | natural gas + electricity | electricity | NR |  |  |  |  | -2070 |  | 189 |  | -2070 | 189 | 0 | 0 |  | 0 | 0 |  | TRUE | 10 | 0 | 0 | TRUE | 2020+10 | 2030+00 | TRUE | TRUE | FALSE | FALSE | -2070 | 189 | TRUE | TRUE | FALSE | FALSE | 0 | 0 | TRUE | TRUE | TRUE | -2070 | 189 | 0 | 0 | -20700 | 1890 | 0 | 0 | 3503.9114 | 100000 | #N/A | 100000 | 0.035039 | 1 | #N/A | 0 | 0.00018595 | 0.005307 | #N/A | 0.005307 |  | 609 | 116.469 | PASS | 6.1811 | PASS | Eligible | -3.8492 | 10.0303 | 609 | 11.8351 | kWh | 3467.6502 | N/A | N/A | 118.3509 |  | 609 | 1 | -2070 | 189 | 0 | 0 | 10 | 0
Any | SWWH025-01 | DMo | Any | CZ02 | Any | 610 | Heat Pump Water Heater, >45 to ≤55 Gal, UEF=3.31 replacing Storage Natural Gas Water Heater, 30 Gal, UEF=0.6 | 1 | 10 | 2020 | natural gas + electricity | electricity | NR |  |  |  |  | -1790 |  | 176 |  | -1790 | 176 | 0 | 0 |  | 0 | 0 |  | TRUE | 10 | 0 | 0 | TRUE | 2020+10 | 2030+00 | TRUE | TRUE | FALSE | FALSE | -1790 | 176 | TRUE | TRUE | FALSE | FALSE | 0 | 0 | TRUE | TRUE | TRUE | -1790 | 176 | 0 | 0 | -17900 | 1760 | 0 | 0 | 3503.9114 | 100000 | #N/A | 100000 | 0.035039 | 1 | #N/A | 0 | 0.00018595 | 0.005307 | #N/A | 0.005307 |  | 610 | 113.28 | PASS | 6.0118 | PASS | Eligible | -3.3286 | 9.3404 | 610 | 11.4907 | kWh | 3366.7536 | N/A | N/A | 114.9073 |  | 610 | 1 | -1790 | 176 | 0 | 0 | 10 | 0
Any | SWWH025-01 | DMo | Any | CZ03 | Any | 611 | Heat Pump Water Heater, >45 to ≤55 Gal, UEF=3.31 replacing Storage Natural Gas Water Heater, 30 Gal, UEF=0.6 | 1 | 10 | 2020 | natural gas + electricity | electricity | NR |  |  |  |  | -1660 |  | 176 |  | -1660 | 176 | 0 | 0 |  | 0 | 0 |  | TRUE | 10 | 0 | 0 | TRUE | 2020+10 | 2030+00 | TRUE | TRUE | FALSE | FALSE | -1660 | 176 | TRUE | TRUE | FALSE | FALSE | 0 | 0 | TRUE | TRUE | TRUE | -1660 | 176 | 0 | 0 | -16600 | 1760 | 0 | 0 | 3503.9114 | 100000 | #N/A | 100000 | 0.035039 | 1 | #N/A | 0 | 0.00018595 | 0.005307 | #N/A | 0.005307 |  | 611 | 117.8351 | PASS | 6.2536 | PASS | Eligible | -3.0868 | 9.3404 | 611 | 11.9344 | kWh | 3496.7536 | N/A | N/A | 119.3442 |  | 611 | 1 | -1660 | 176 | 0 | 0 | 10 | 0
Any | SWWH025-01 | DMo | Any | CZ04 | Any | 612 | Heat Pump Water Heater, >45 to ≤55 Gal, UEF=3.31 replacing Storage Natural Gas Water Heater, 30 Gal, UEF=0.6 | 1 | 10 | 2020 | natural gas + electricity | electricity | NR |  |  |  |  | -1630 |  | 171 |  | -1630 | 171 | 0 | 0 |  | 0 | 0 |  | TRUE | 10 | 0 | 0 | TRUE | 2020+10 | 2030+00 | TRUE | TRUE | FALSE | FALSE | -1630 | 171 | TRUE | TRUE | FALSE | FALSE | 0 | 0 | TRUE | TRUE | TRUE | -1630 | 171 | 0 | 0 | -16300 | 1710 | 0 | 0 | 3503.9114 | 100000 | #N/A | 100000 | 0.035039 | 1 | #N/A | 0 | 0.00018595 | 0.005307 | #N/A | 0.005307 |  | 612 | 113.8862 | PASS | 6.044 | PASS | Eligible | -3.031 | 9.075 | 612 | 11.5368 | kWh | 3380.2549 | N/A | N/A | 115.3681 |  | 612 | 1 | -1630 | 171 | 0 | 0 | 10 | 0
Any | SWWH025-01 | DMo | Any | CZ05 | Any | 613 | Heat Pump Water Heater, >45 to ≤55 Gal, UEF=3.31 replacing Storage Natural Gas Water Heater, 30 Gal, UEF=0.6 | 1 | 10 | 2020 | natural gas + electricity | electricity | NR |  |  |  |  | -1780 |  | 179 |  | -1780 | 179 | 0 | 0 |  | 0 | 0 |  | TRUE | 10 | 0 | 0 | TRUE | 2020+10 | 2030+00 | TRUE | TRUE | FALSE | FALSE | -1780 | 179 | TRUE | TRUE | FALSE | FALSE | 0 | 0 | TRUE | TRUE | TRUE | -1780 | 179 | 0 | 0 | -17800 | 1790 | 0 | 0 | 3503.9114 | 100000 | #N/A | 100000 | 0.035039 | 1 | #N/A | 0 | 0.00018595 | 0.005307 | #N/A | 0.005307 |  | 613 | 116.6304 | PASS | 6.1896 | PASS | Eligible | -3.31 | 9.4996 | 613 | 11.8249 | kWh | 3464.6528 | N/A | N/A | 118.2486 |  | 613 | 1 | -1780 | 179 | 0 | 0 | 10 | 0
Any | SWWH025-01 | DMo | Any | CZ06 | Any | 614 | Heat Pump Water Heater, >45 to ≤55 Gal, UEF=3.31 replacing Storage Natural Gas Water Heater, 30 Gal, UEF=0.6 | 1 | 10 | 2020 | natural gas + electricity | electricity | NR |  |  |  |  | -1460 |  | 166 |  | -1460 | 166 | 0 | 0 |  | 0 | 0 |  | TRUE | 10 | 0 | 0 | TRUE | 2020+10 | 2030+00 | TRUE | TRUE | FALSE | FALSE | -1460 | 166 | TRUE | TRUE | FALSE | FALSE | 0 | 0 | TRUE | TRUE | TRUE | -1460 | 166 | 0 | 0 | -14600 | 1660 | 0 | 0 | 3503.9114 | 100000 | #N/A | 100000 | 0.035039 | 1 | #N/A | 0 | 0.00018595 | 0.005307 | #N/A | 0.005307 |  | 614 | 114.8429 | PASS | 6.0948 | PASS | Eligible | -2.7149 | 8.8097 | 614 | 11.617 | kWh | 3403.7562 | N/A | N/A | 116.1702 |  | 614 | 1 | -1460 | 166 | 0 | 0 | 10 | 0
Any | SWWH025-01 | DMo | Any | CZ07 | Any | 615 | Heat Pump Water Heater, >45 to ≤55 Gal, UEF=3.31 replacing Storage Natural Gas Water Heater, 30 Gal, UEF=0.6 | 1 | 10 | 2020 | natural gas + electricity | electricity | NR |  |  |  |  | -1400 |  | 164 |  | -1400 | 164 | 0 | 0 |  | 0 | 0 |  | TRUE | 10 | 0 | 0 | TRUE | 2020+10 | 2030+00 | TRUE | TRUE | FALSE | FALSE | -1400 | 164 | TRUE | TRUE | FALSE | FALSE | 0 | 0 | TRUE | TRUE | TRUE | -1400 | 164 | 0 | 0 | -14000 | 1640 | 0 | 0 | 3503.9114 | 100000 | #N/A | 100000 | 0.035039 | 1 | #N/A | 0 | 0.00018595 | 0.005307 | #N/A | 0.005307 |  | 615 | 114.9452 | PASS | 6.1002 | PASS | Eligible | -2.6034 | 8.7035 | 615 | 11.6218 | kWh | 3405.1568 | N/A | N/A | 116.218 |  | 615 | 1 | -1400 | 164 | 0 | 0 | 10 | 0
Any | SWWH025-01 | DMo | Any | CZ08 | Any | 616 | Heat Pump Water Heater, >45 to ≤55 Gal, UEF=3.31 replacing Storage Natural Gas Water Heater, 30 Gal, UEF=0.6 | 1 | 10 | 2020 | natural gas + electricity | electricity | NR |  |  |  |  | -1380 |  | 162 |  | -1380 | 162 | 0 | 0 |  | 0 | 0 |  | TRUE | 10 | 0 | 0 | TRUE | 2020+10 | 2030+00 | TRUE | TRUE | FALSE | FALSE | -1380 | 162 | TRUE | TRUE | FALSE | FALSE | 0 | 0 | TRUE | TRUE | TRUE | -1380 | 162 | 0 | 0 | -13800 | 1620 | 0 | 0 | 3503.9114 | 100000 | #N/A | 100000 | 0.035039 | 1 | #N/A | 0 | 0.00018595 | 0.005307 | #N/A | 0.005307 |  | 616 | 113.646 | PASS | 6.0312 | PASS | Eligible | -2.5662 | 8.5974 | 616 | 11.4901 | kWh | 3366.5573 | N/A | N/A | 114.9006 |  | 616 | 1 | -1380 | 162 | 0 | 0 | 10 | 0
Any | SWWH025-01 | DMo | Any | CZ09 | Any | 617 | Heat Pump Water Heater, >45 to ≤55 Gal, UEF=3.31 replacing Storage Natural Gas Water Heater, 30 Gal, UEF=0.6 | 1 | 10 | 2020 | natural gas + electricity | electricity | NR |  |  |  |  | -1410 |  | 161 |  | -1410 | 161 | 0 | 0 |  | 0 | 0 |  | TRUE | 10 | 0 | 0 | TRUE | 2020+10 | 2030+00 | TRUE | TRUE | FALSE | FALSE | -1410 | 161 | TRUE | TRUE | FALSE | FALSE | 0 | 0 | TRUE | TRUE | TRUE | -1410 | 161 | 0 | 0 | -14100 | 1610 | 0 | 0 | 3503.9114 | 100000 | #N/A | 100000 | 0.035039 | 1 | #N/A | 0 | 0.00018595 | 0.005307 | #N/A | 0.005307 |  | 617 | 111.5948 | PASS | 5.9224 | PASS | Eligible | -2.6219 | 8.5443 | 617 | 11.2877 | kWh | 3307.2575 | N/A | N/A | 112.8767 |  | 617 | 1 | -1410 | 161 | 0 | 0 | 10 | 0
Any | SWWH025-01 | DMo | Any | CZ10 | Any | 618 | Heat Pump Water Heater, >45 to ≤55 Gal, UEF=3.31 replacing Storage Natural Gas Water Heater, 30 Gal, UEF=0.6 | 1 | 10 | 2020 | natural gas + electricity | electricity | NR |  |  |  |  | -1430 |  | 161 |  | -1430 | 161 | 0 | 0 |  | 0 | 0 |  | TRUE | 10 | 0 | 0 | TRUE | 2020+10 | 2030+00 | TRUE | TRUE | FALSE | FALSE | -1430 | 161 | TRUE | TRUE | FALSE | FALSE | 0 | 0 | TRUE | TRUE | TRUE | -1430 | 161 | 0 | 0 | -14300 | 1610 | 0 | 0 | 3503.9114 | 100000 | #N/A | 100000 | 0.035039 | 1 | #N/A | 0 | 0.00018595 | 0.005307 | #N/A | 0.005307 |  | 618 | 110.8941 | PASS | 5.8852 | PASS | Eligible | -2.6591 | 8.5443 | 618 | 11.2194 | kWh | 3287.2575 | N/A | N/A | 112.1941 |  | 618 | 1 | -1430 | 161 | 0 | 0 | 10 | 0
Any | SWWH025-01 | DMo | Any | CZ11 | Any | 619 | Heat Pump Water Heater, >45 to ≤55 Gal, UEF=3.31 replacing Storage Natural Gas Water Heater, 30 Gal, UEF=0.6 | 1 | 10 | 2020 | natural gas + electricity | electricity | NR |  |  |  |  | -1640 |  | 163 |  | -1640 | 163 | 0 | 0 |  | 0 | 0 |  | TRUE | 10 | 0 | 0 | TRUE | 2020+10 | 2030+00 | TRUE | TRUE | FALSE | FALSE | -1640 | 163 | TRUE | TRUE | FALSE | FALSE | 0 | 0 | TRUE | TRUE | TRUE | -1640 | 163 | 0 | 0 | -16400 | 1630 | 0 | 0 | 3503.9114 | 100000 | #N/A | 100000 | 0.035039 | 1 | #N/A | 0 | 0.00018595 | 0.005307 | #N/A | 0.005307 |  | 619 | 105.5359 | PASS | 5.6008 | PASS | Eligible | -3.0496 | 8.6505 | 619 | 10.7027 | kWh | 3135.857 | N/A | N/A | 107.0268 |  | 619 | 1 | -1640 | 163 | 0 | 0 | 10 | 0
Any | SWWH025-01 | DMo | Any | CZ12 | Any | 620 | Heat Pump Water Heater, >45 to ≤55 Gal, UEF=3.31 replacing Storage Natural Gas Water Heater, 30 Gal, UEF=0.6 | 1 | 10 | 2020 | natural gas + electricity | electricity | NR |  |  |  |  | -1630 |  | 168 |  | -1630 | 168 | 0 | 0 |  | 0 | 0 |  | TRUE | 10 | 0 | 0 | TRUE | 2020+10 | 2030+00 | TRUE | TRUE | FALSE | FALSE | -1630 | 168 | TRUE | TRUE | FALSE | FALSE | 0 | 0 | TRUE | TRUE | TRUE | -1630 | 168 | 0 | 0 | -16300 | 1680 | 0 | 0 | 3503.9114 | 100000 | #N/A | 100000 | 0.035039 | 1 | #N/A | 0 | 0.00018595 | 0.005307 | #N/A | 0.005307 |  | 620 | 110.8862 | PASS | 5.8848 | PASS | Eligible | -3.031 | 8.9158 | 620 | 11.2368 | kWh | 3292.3557 | N/A | N/A | 112.3681 |  | 620 | 1 | -1630 | 168 | 0 | 0 | 10 | 0
Any | SWWH025-01 | DMo | Any | CZ13 | Any | 621 | Heat Pump Water Heater, >45 to ≤55 Gal, UEF=3.31 replacing Storage Natural Gas Water Heater, 30 Gal, UEF=0.6 | 1 | 10 | 2020 | natural gas + electricity | electricity | NR |  |  |  |  | -1550 |  | 161 |  | -1550 | 161 | 0 | 0 |  | 0 | 0 |  | TRUE | 10 | 0 | 0 | TRUE | 2020+10 | 2030+00 | TRUE | TRUE | FALSE | FALSE | -1550 | 161 | TRUE | TRUE | FALSE | FALSE | 0 | 0 | TRUE | TRUE | TRUE | -1550 | 161 | 0 | 0 | -15500 | 1610 | 0 | 0 | 3503.9114 | 100000 | #N/A | 100000 | 0.035039 | 1 | #N/A | 0 | 0.00018595 | 0.005307 | #N/A | 0.005307 |  | 621 | 106.6894 | PASS | 5.662 | PASS | Eligible | -2.8823 | 8.5443 | 621 | 10.8099 | kWh | 3167.2575 | N/A | N/A | 108.0985 |  | 621 | 1 | -1550 | 161 | 0 | 0 | 10 | 0
Any | SWWH025-01 | DMo | Any | CZ14 | Any | 622 | Heat Pump Water Heater, >45 to ≤55 Gal, UEF=3.31 replacing Storage Natural Gas Water Heater, 30 Gal, UEF=0.6 | 1 | 10 | 2020 | natural gas + electricity | electricity | NR |  |  |  |  | -1700 |  | 164 |  | -1700 | 164 | 0 | 0 |  | 0 | 0 |  | TRUE | 10 | 0 | 0 | TRUE | 2020+10 | 2030+00 | TRUE | TRUE | FALSE | FALSE | -1700 | 164 | TRUE | TRUE | FALSE | FALSE | 0 | 0 | TRUE | TRUE | TRUE | -1700 | 164 | 0 | 0 | -17000 | 1640 | 0 | 0 | 3503.9114 | 100000 | #N/A | 100000 | 0.035039 | 1 | #N/A | 0 | 0.00018595 | 0.005307 | #N/A | 0.005307 |  | 622 | 104.4335 | PASS | 5.5423 | PASS | Eligible | -3.1612 | 8.7035 | 622 | 10.5979 | kWh | 3105.1568 | N/A | N/A | 105.979 |  | 622 | 1 | -1700 | 164 | 0 | 0 | 10 | 0
Any | SWWH025-01 | DMo | Any | CZ15 | Any | 623 | Heat Pump Water Heater, >45 to ≤55 Gal, UEF=3.31 replacing Storage Natural Gas Water Heater, 30 Gal, UEF=0.6 | 1 | 10 | 2020 | natural gas + electricity | electricity | NR |  |  |  |  | -1070 |  | 136 |  | -1070 | 136 | 0 | 0 |  | 0 | 0 |  | TRUE | 10 | 0 | 0 | TRUE | 2020+10 | 2030+00 | TRUE | TRUE | FALSE | FALSE | -1070 | 136 | TRUE | TRUE | FALSE | FALSE | 0 | 0 | TRUE | TRUE | TRUE | -1070 | 136 | 0 | 0 | -10700 | 1360 | 0 | 0 | 3503.9114 | 100000 | #N/A | 100000 | 0.035039 | 1 | #N/A | 0 | 0.00018595 | 0.005307 | #N/A | 0.005307 |  | 623 | 98.5081 | PASS | 5.2279 | PASS | Eligible | -1.9897 | 7.2176 | 623 | 9.9481 | kWh | 2914.7641 | N/A | N/A | 99.4809 |  | 623 | 1 | -1070 | 136 | 0 | 0 | 10 | 0
Any | SWWH025-01 | DMo | Any | CZ16 | Any | 624 | Heat Pump Water Heater, >45 to ≤55 Gal, UEF=3.31 replacing Storage Natural Gas Water Heater, 30 Gal, UEF=0.6 | 1 | 10 | 2020 | natural gas + electricity | electricity | NR |  |  |  |  | -2560 |  | 188 |  | -2560 | 188 | 0 | 0 |  | 0 | 0 |  | TRUE | 10 | 0 | 0 | TRUE | 2020+10 | 2030+00 | TRUE | TRUE | FALSE | FALSE | -2560 | 188 | TRUE | TRUE | FALSE | FALSE | 0 | 0 | TRUE | TRUE | TRUE | -2560 | 188 | 0 | 0 | -25600 | 1880 | 0 | 0 | 3503.9114 | 100000 | #N/A | 100000 | 0.035039 | 1 | #N/A | 0 | 0.00018595 | 0.005307 | #N/A | 0.005307 |  | 624 | 98.2999 | PASS | 5.2168 | PASS | Eligible | -4.7604 | 9.9772 | 624 | 10.0627 | kWh | 2948.3504 | N/A | N/A | 100.6272 |  | 624 | 1 | -2560 | 188 | 0 | 0 | 10 | 0
Any | SWWH025-01 | SFm | Any | CZ01 | Any | 625 | Heat Pump Water Heater, >45 to ≤55 Gal, UEF=3.31 replacing Storage Natural Gas Water Heater, 40 Gal, UEF=0.58 | 1 | 10 | 2020 | natural gas + electricity | electricity | NR |  |  |  |  | -2240 |  | 218 |  | -2240 | 218 | 0 | 0 |  | 0 | 0 |  | TRUE | 10 | 0 | 0 | TRUE | 2020+10 | 2030+00 | TRUE | TRUE | FALSE | FALSE | -2240 | 218 | TRUE | TRUE | FALSE | FALSE | 0 | 0 | TRUE | TRUE | TRUE | -2240 | 218 | 0 | 0 | -22400 | 2180 | 0 | 0 | 3503.9114 | 100000 | #N/A | 100000 | 0.035039 | 1 | #N/A | 0 | 0.00018595 | 0.005307 | #N/A | 0.005307 |  | 625 | 139.5124 | PASS | 7.404 | PASS | Eligible | -4.1654 | 11.5693 | 625 | 14.1549 | kWh | 4147.3425 | N/A | N/A | 141.5488 |  | 625 | 1 | -2240 | 218 | 0 | 0 | 10 | 0
Any | SWWH025-01 | SFm | Any | CZ02 | Any | 626 | Heat Pump Water Heater, >45 to ≤55 Gal, UEF=3.31 replacing Storage Natural Gas Water Heater, 40 Gal, UEF=0.58 | 1 | 10 | 2020 | natural gas + electricity | electricity | NR |  |  |  |  | -1910 |  | 202 |  | -1910 | 202 | 0 | 0 |  | 0 | 0 |  | TRUE | 10 | 0 | 0 | TRUE | 2020+10 | 2030+00 | TRUE | TRUE | FALSE | FALSE | -1910 | 202 | TRUE | TRUE | FALSE | FALSE | 0 | 0 | TRUE | TRUE | TRUE | -1910 | 202 | 0 | 0 | -19100 | 2020 | 0 | 0 | 3503.9114 | 100000 | #N/A | 100000 | 0.035039 | 1 | #N/A | 0 | 0.00018595 | 0.005307 | #N/A | 0.005307 |  | 626 | 135.0753 | PASS | 7.1685 | PASS | Eligible | -3.5517 | 10.7202 | 626 | 13.6812 | kWh | 4008.5467 | N/A | N/A | 136.8117 |  | 626 | 1 | -1910 | 202 | 0 | 0 | 10 | 0
Any | SWWH025-01 | SFm | Any | CZ03 | Any | 627 | Heat Pump Water Heater, >45 to ≤55 Gal, UEF=3.31 replacing Storage Natural Gas Water Heater, 40 Gal, UEF=0.58 | 1 | 10 | 2020 | natural gas + electricity | electricity | NR |  |  |  |  | -1860 |  | 203 |  | -1860 | 203 | 0 | 0 |  | 0 | 0 |  | TRUE | 10 | 0 | 0 | TRUE | 2020+10 | 2030+00 | TRUE | TRUE | FALSE | FALSE | -1860 | 203 | TRUE | TRUE | FALSE | FALSE | 0 | 0 | TRUE | TRUE | TRUE | -1860 | 203 | 0 | 0 | -18600 | 2030 | 0 | 0 | 3503.9114 | 100000 | #N/A | 100000 | 0.035039 | 1 | #N/A | 0 | 0.00018595 | 0.005307 | #N/A | 0.005307 |  | 627 | 137.8272 | PASS | 7.3145 | PASS | Eligible | -3.4587 | 10.7733 | 627 | 13.9518 | kWh | 4087.8465 | N/A | N/A | 139.5182 |  | 627 | 1 | -1860 | 203 | 0 | 0 | 10 | 0
Any | SWWH025-01 | SFm | Any | CZ04 | Any | 628 | Heat Pump Water Heater, >45 to ≤55 Gal, UEF=3.31 replacing Storage Natural Gas Water Heater, 40 Gal, UEF=0.58 | 1 | 10 | 2020 | natural gas + electricity | electricity | NR |  |  |  |  | -1790 |  | 196 |  | -1790 | 196 | 0 | 0 |  | 0 | 0 |  | TRUE | 10 | 0 | 0 | TRUE | 2020+10 | 2030+00 | TRUE | TRUE | FALSE | FALSE | -1790 | 196 | TRUE | TRUE | FALSE | FALSE | 0 | 0 | TRUE | TRUE | TRUE | -1790 | 196 | 0 | 0 | -17900 | 1960 | 0 | 0 | 3503.9114 | 100000 | #N/A | 100000 | 0.035039 | 1 | #N/A | 0 | 0.00018595 | 0.005307 | #N/A | 0.005307 |  | 628 | 133.28 | PASS | 7.0732 | PASS | Eligible | -3.3286 | 10.4018 | 628 | 13.4907 | kWh | 3952.7483 | N/A | N/A | 134.9073 |  | 628 | 1 | -1790 | 196 | 0 | 0 | 10 | 0
Any | SWWH025-01 | SFm | Any | CZ05 | Any | 629 | Heat Pump Water Heater, >45 to ≤55 Gal, UEF=3.31 replacing Storage Natural Gas Water Heater, 40 Gal, UEF=0.58 | 1 | 10 | 2020 | natural gas + electricity | electricity | NR |  |  |  |  | -1920 |  | 206 |  | -1920 | 206 | 0 | 0 |  | 0 | 0 |  | TRUE | 10 | 0 | 0 | TRUE | 2020+10 | 2030+00 | TRUE | TRUE | FALSE | FALSE | -1920 | 206 | TRUE | TRUE | FALSE | FALSE | 0 | 0 | TRUE | TRUE | TRUE | -1920 | 206 | 0 | 0 | -19200 | 2060 | 0 | 0 | 3503.9114 | 100000 | #N/A | 100000 | 0.035039 | 1 | #N/A | 0 | 0.00018595 | 0.005307 | #N/A | 0.005307 |  | 629 | 138.7249 | PASS | 7.3622 | PASS | Eligible | -3.5703 | 10.9325 | 629 | 14.047 | kWh | 4115.7457 | N/A | N/A | 140.4704 |  | 629 | 1 | -1920 | 206 | 0 | 0 | 10 | 0
Any | SWWH025-01 | SFm | Any | CZ06 | Any | 630 | Heat Pump Water Heater, >45 to ≤55 Gal, UEF=3.31 replacing Storage Natural Gas Water Heater, 40 Gal, UEF=0.58 | 1 | 10 | 2020 | natural gas + electricity | electricity | NR |  |  |  |  | -1650 |  | 191 |  | -1650 | 191 | 0 | 0 |  | 0 | 0 |  | TRUE | 10 | 0 | 0 | TRUE | 2020+10 | 2030+00 | TRUE | TRUE | FALSE | FALSE | -1650 | 191 | TRUE | TRUE | FALSE | FALSE | 0 | 0 | TRUE | TRUE | TRUE | -1650 | 191 | 0 | 0 | -16500 | 1910 | 0 | 0 | 3503.9114 | 100000 | #N/A | 100000 | 0.035039 | 1 | #N/A | 0 | 0.00018595 | 0.005307 | #N/A | 0.005307 |  | 630 | 133.1855 | PASS | 7.0682 | PASS | Eligible | -3.0682 | 10.1364 | 630 | 13.4686 | kWh | 3946.2496 | N/A | N/A | 134.6855 |  | 630 | 1 | -1650 | 191 | 0 | 0 | 10 | 0
Any | SWWH025-01 | SFm | Any | CZ07 | Any | 631 | Heat Pump Water Heater, >45 to ≤55 Gal, UEF=3.31 replacing Storage Natural Gas Water Heater, 40 Gal, UEF=0.58 | 1 | 10 | 2020 | natural gas + electricity | electricity | NR |  |  |  |  | -1600 |  | 188 |  | -1600 | 188 | 0 | 0 |  | 0 | 0 |  | TRUE | 10 | 0 | 0 | TRUE | 2020+10 | 2030+00 | TRUE | TRUE | FALSE | FALSE | -1600 | 188 | TRUE | TRUE | FALSE | FALSE | 0 | 0 | TRUE | TRUE | TRUE | -1600 | 188 | 0 | 0 | -16000 | 1880 | 0 | 0 | 3503.9114 | 100000 | #N/A | 100000 | 0.035039 | 1 | #N/A | 0 | 0.00018595 | 0.005307 | #N/A | 0.005307 |  | 631 | 131.9374 | PASS | 7.002 | PASS | Eligible | -2.9753 | 9.9772 | 631 | 13.3392 | kWh | 3908.3504 | N/A | N/A | 133.392 |  | 631 | 1 | -1600 | 188 | 0 | 0 | 10 | 0
Any | SWWH025-01 | SFm | Any | CZ08 | Any | 632 | Heat Pump Water Heater, >45 to ≤55 Gal, UEF=3.31 replacing Storage Natural Gas Water Heater, 40 Gal, UEF=0.58 | 1 | 10 | 2020 | natural gas + electricity | electricity | NR |  |  |  |  | -1560 |  | 185 |  | -1560 | 185 | 0 | 0 |  | 0 | 0 |  | TRUE | 10 | 0 | 0 | TRUE | 2020+10 | 2030+00 | TRUE | TRUE | FALSE | FALSE | -1560 | 185 | TRUE | TRUE | FALSE | FALSE | 0 | 0 | TRUE | TRUE | TRUE | -1560 | 185 | 0 | 0 | -15600 | 1850 | 0 | 0 | 3503.9114 | 100000 | #N/A | 100000 | 0.035039 | 1 | #N/A | 0 | 0.00018595 | 0.005307 | #N/A | 0.005307 |  | 632 | 130.339 | PASS | 6.9171 | PASS | Eligible | -2.9009 | 9.818 | 632 | 13.1757 | kWh | 3860.4512 | N/A | N/A | 131.7572 |  | 632 | 1 | -1560 | 185 | 0 | 0 | 10 | 0
Any | SWWH025-01 | SFm | Any | CZ09 | Any | 633 | Heat Pump Water Heater, >45 to ≤55 Gal, UEF=3.31 replacing Storage Natural Gas Water Heater, 40 Gal, UEF=0.58 | 1 | 10 | 2020 | natural gas + electricity | electricity | NR |  |  |  |  | -1570 |  | 185 |  | -1570 | 185 | 0 | 0 |  | 0 | 0 |  | TRUE | 10 | 0 | 0 | TRUE | 2020+10 | 2030+00 | TRUE | TRUE | FALSE | FALSE | -1570 | 185 | TRUE | TRUE | FALSE | FALSE | 0 | 0 | TRUE | TRUE | TRUE | -1570 | 185 | 0 | 0 | -15700 | 1850 | 0 | 0 | 3503.9114 | 100000 | #N/A | 100000 | 0.035039 | 1 | #N/A | 0 | 0.00018595 | 0.005307 | #N/A | 0.005307 |  | 633 | 129.9886 | PASS | 6.8985 | PASS | Eligible | -2.9195 | 9.818 | 633 | 13.1416 | kWh | 3850.4512 | N/A | N/A | 131.4159 |  | 633 | 1 | -1570 | 185 | 0 | 0 | 10 | 0
Any | SWWH025-01 | SFm | Any | CZ10 | Any | 634 | Heat Pump Water Heater, >45 to ≤55 Gal, UEF=3.31 replacing Storage Natural Gas Water Heater, 40 Gal, UEF=0.58 | 1 | 10 | 2020 | natural gas + electricity | electricity | NR |  |  |  |  | -1570 |  | 184 |  | -1570 | 184 | 0 | 0 |  | 0 | 0 |  | TRUE | 10 | 0 | 0 | TRUE | 2020+10 | 2030+00 | TRUE | TRUE | FALSE | FALSE | -1570 | 184 | TRUE | TRUE | FALSE | FALSE | 0 | 0 | TRUE | TRUE | TRUE | -1570 | 184 | 0 | 0 | -15700 | 1840 | 0 | 0 | 3503.9114 | 100000 | #N/A | 100000 | 0.035039 | 1 | #N/A | 0 | 0.00018595 | 0.005307 | #N/A | 0.005307 |  | 634 | 128.9886 | PASS | 6.8455 | PASS | Eligible | -2.9195 | 9.7649 | 634 | 13.0416 | kWh | 3821.1515 | N/A | N/A | 130.4159 |  | 634 | 1 | -1570 | 184 | 0 | 0 | 10 | 0
Any | SWWH025-01 | SFm | Any | CZ11 | Any | 635 | Heat Pump Water Heater, >45 to ≤55 Gal, UEF=3.31 replacing Storage Natural Gas Water Heater, 40 Gal, UEF=0.58 | 1 | 10 | 2020 | natural gas + electricity | electricity | NR |  |  |  |  | -1720 |  | 187 |  | -1720 | 187 | 0 | 0 |  | 0 | 0 |  | TRUE | 10 | 0 | 0 | TRUE | 2020+10 | 2030+00 | TRUE | TRUE | FALSE | FALSE | -1720 | 187 | TRUE | TRUE | FALSE | FALSE | 0 | 0 | TRUE | TRUE | TRUE | -1720 | 187 | 0 | 0 | -17200 | 1870 | 0 | 0 | 3503.9114 | 100000 | #N/A | 100000 | 0.035039 | 1 | #N/A | 0 | 0.00018595 | 0.005307 | #N/A | 0.005307 |  | 635 | 126.7327 | PASS | 6.7258 | PASS | Eligible | -3.1984 | 9.9242 | 635 | 12.8296 | kWh | 3759.0507 | N/A | N/A | 128.2964 |  | 635 | 1 | -1720 | 187 | 0 | 0 | 10 | 0
Any | SWWH025-01 | SFm | Any | CZ12 | Any | 636 | Heat Pump Water Heater, >45 to ≤55 Gal, UEF=3.31 replacing Storage Natural Gas Water Heater, 40 Gal, UEF=0.58 | 1 | 10 | 2020 | natural gas + electricity | electricity | NR |  |  |  |  | -1760 |  | 193 |  | -1760 | 193 | 0 | 0 |  | 0 | 0 |  | TRUE | 10 | 0 | 0 | TRUE | 2020+10 | 2030+00 | TRUE | TRUE | FALSE | FALSE | -1760 | 193 | TRUE | TRUE | FALSE | FALSE | 0 | 0 | TRUE | TRUE | TRUE | -1760 | 193 | 0 | 0 | -17600 | 1930 | 0 | 0 | 3503.9114 | 100000 | #N/A | 100000 | 0.035039 | 1 | #N/A | 0 | 0.00018595 | 0.005307 | #N/A | 0.005307 |  | 636 | 131.3312 | PASS | 6.9698 | PASS | Eligible | -3.2728 | 10.2426 | 636 | 13.2931 | kWh | 3894.8491 | N/A | N/A | 132.9312 |  | 636 | 1 | -1760 | 193 | 0 | 0 | 10 | 0
Any | SWWH025-01 | SFm | Any | CZ13 | Any | 637 | Heat Pump Water Heater, >45 to ≤55 Gal, UEF=3.31 replacing Storage Natural Gas Water Heater, 40 Gal, UEF=0.58 | 1 | 10 | 2020 | natural gas + electricity | electricity | NR |  |  |  |  | -1650 |  | 185 |  | -1650 | 185 | 0 | 0 |  | 0 | 0 |  | TRUE | 10 | 0 | 0 | TRUE | 2020+10 | 2030+00 | TRUE | TRUE | FALSE | FALSE | -1650 | 185 | TRUE | TRUE | FALSE | FALSE | 0 | 0 | TRUE | TRUE | TRUE | -1650 | 185 | 0 | 0 | -16500 | 1850 | 0 | 0 | 3503.9114 | 100000 | #N/A | 100000 | 0.035039 | 1 | #N/A | 0 | 0.00018595 | 0.005307 | #N/A | 0.005307 |  | 637 | 127.1855 | PASS | 6.7498 | PASS | Eligible | -3.0682 | 9.818 | 637 | 12.8686 | kWh | 3770.4512 | N/A | N/A | 128.6855 |  | 637 | 1 | -1650 | 185 | 0 | 0 | 10 | 0
Any | SWWH025-01 | SFm | Any | CZ14 | Any | 638 | Heat Pump Water Heater, >45 to ≤55 Gal, UEF=3.31 replacing Storage Natural Gas Water Heater, 40 Gal, UEF=0.58 | 1 | 10 | 2020 | natural gas + electricity | electricity | NR |  |  |  |  | -1770 |  | 188 |  | -1770 | 188 | 0 | 0 |  | 0 | 0 |  | TRUE | 10 | 0 | 0 | TRUE | 2020+10 | 2030+00 | TRUE | TRUE | FALSE | FALSE | -1770 | 188 | TRUE | TRUE | FALSE | FALSE | 0 | 0 | TRUE | TRUE | TRUE | -1770 | 188 | 0 | 0 | -17700 | 1880 | 0 | 0 | 3503.9114 | 100000 | #N/A | 100000 | 0.035039 | 1 | #N/A | 0 | 0.00018595 | 0.005307 | #N/A | 0.005307 |  | 638 | 125.9808 | PASS | 6.6858 | PASS | Eligible | -3.2914 | 9.9772 | 638 | 12.759 | kWh | 3738.3504 | N/A | N/A | 127.5899 |  | 638 | 1 | -1770 | 188 | 0 | 0 | 10 | 0
Any | SWWH025-01 | SFm | Any | CZ15 | Any | 639 | Heat Pump Water Heater, >45 to ≤55 Gal, UEF=3.31 replacing Storage Natural Gas Water Heater, 40 Gal, UEF=0.58 | 1 | 10 | 2020 | natural gas + electricity | electricity | NR |  |  |  |  | -1210 |  | 155 |  | -1210 | 155 | 0 | 0 |  | 0 | 0 |  | TRUE | 10 | 0 | 0 | TRUE | 2020+10 | 2030+00 | TRUE | TRUE | FALSE | FALSE | -1210 | 155 | TRUE | TRUE | FALSE | FALSE | 0 | 0 | TRUE | TRUE | TRUE | -1210 | 155 | 0 | 0 | -12100 | 1550 | 0 | 0 | 3503.9114 | 100000 | #N/A | 100000 | 0.035039 | 1 | #N/A | 0 | 0.00018595 | 0.005307 | #N/A | 0.005307 |  | 639 | 112.6027 | PASS | 5.9759 | PASS | Eligible | -2.25 | 8.2259 | 639 | 11.3703 | kWh | 3331.4591 | N/A | N/A | 113.7027 |  | 639 | 1 | -1210 | 155 | 0 | 0 | 10 | 0
Any | SWWH025-01 | SFm | Any | CZ16 | Any | 640 | Heat Pump Water Heater, >45 to ≤55 Gal, UEF=3.31 replacing Storage Natural Gas Water Heater, 40 Gal, UEF=0.58 | 1 | 10 | 2020 | natural gas + electricity | electricity | NR |  |  |  |  | -2680 |  | 216 |  | -2680 | 216 | 0 | 0 |  | 0 | 0 |  | TRUE | 10 | 0 | 0 | TRUE | 2020+10 | 2030+00 | TRUE | TRUE | FALSE | FALSE | -2680 | 216 | TRUE | TRUE | FALSE | FALSE | 0 | 0 | TRUE | TRUE | TRUE | -2680 | 216 | 0 | 0 | -26800 | 2160 | 0 | 0 | 3503.9114 | 100000 | #N/A | 100000 | 0.035039 | 1 | #N/A | 0 | 0.00018595 | 0.005307 | #N/A | 0.005307 |  | 640 | 122.0952 | PASS | 6.4796 | PASS | Eligible | -4.9836 | 11.4632 | 640 | 12.4532 | kWh | 3648.743 | N/A | N/A | 124.5316 |  | 640 | 1 | -2680 | 216 | 0 | 0 | 10 | 0
Any | SWWH025-01 | MFm | Any | CZ01 | Any | 641 | Heat Pump Water Heater, >45 to ≤55 Gal, UEF=3.31 replacing Storage Natural Gas Water Heater, 40 Gal, UEF=0.58 | 1 | 10 | 2020 | natural gas + electricity | electricity | NR |  |  |  |  | -1380 |  | 179 |  | -1380 | 179 | 0 | 0 |  | 0 | 0 |  | TRUE | 10 | 0 | 0 | TRUE | 2020+10 | 2030+00 | TRUE | TRUE | FALSE | FALSE | -1380 | 179 | TRUE | TRUE | FALSE | FALSE | 0 | 0 | TRUE | TRUE | TRUE | -1380 | 179 | 0 | 0 | -13800 | 1790 | 0 | 0 | 3503.9114 | 100000 | #N/A | 100000 | 0.035039 | 1 | #N/A | 0 | 0.00018595 | 0.005307 | #N/A | 0.005307 |  | 641 | 130.646 | PASS | 6.9334 | PASS | Eligible | -2.5662 | 9.4996 | 641 | 13.1901 | kWh | 3864.6528 | N/A | N/A | 131.9006 |  | 641 | 1 | -1380 | 179 | 0 | 0 | 10 | 0
Any | SWWH025-01 | MFm | Any | CZ02 | Any | 642 | Heat Pump Water Heater, >45 to ≤55 Gal, UEF=3.31 replacing Storage Natural Gas Water Heater, 40 Gal, UEF=0.58 | 1 | 10 | 2020 | natural gas + electricity | electricity | NR |  |  |  |  | -1280 |  | 169 |  | -1280 | 169 | 0 | 0 |  | 0 | 0 |  | TRUE | 10 | 0 | 0 | TRUE | 2020+10 | 2030+00 | TRUE | TRUE | FALSE | FALSE | -1280 | 169 | TRUE | TRUE | FALSE | FALSE | 0 | 0 | TRUE | TRUE | TRUE | -1280 | 169 | 0 | 0 | -12800 | 1690 | 0 | 0 | 3503.9114 | 100000 | #N/A | 100000 | 0.035039 | 1 | #N/A | 0 | 0.00018595 | 0.005307 | #N/A | 0.005307 |  | 642 | 124.1499 | PASS | 6.5887 | PASS | Eligible | -2.3802 | 8.9689 | 642 | 12.5314 | kWh | 3671.6554 | N/A | N/A | 125.3136 |  | 642 | 1 | -1280 | 169 | 0 | 0 | 10 | 0
Any | SWWH025-01 | MFm | Any | CZ03 | Any | 643 | Heat Pump Water Heater, >45 to ≤55 Gal, UEF=3.31 replacing Storage Natural Gas Water Heater, 40 Gal, UEF=0.58 | 1 | 10 | 2020 | natural gas + electricity | electricity | NR |  |  |  |  | -1260 |  | 168 |  | -1260 | 168 | 0 | 0 |  | 0 | 0 |  | TRUE | 10 | 0 | 0 | TRUE | 2020+10 | 2030+00 | TRUE | TRUE | FALSE | FALSE | -1260 | 168 | TRUE | TRUE | FALSE | FALSE | 0 | 0 | TRUE | TRUE | TRUE | -1260 | 168 | 0 | 0 | -12600 | 1680 | 0 | 0 | 3503.9114 | 100000 | #N/A | 100000 | 0.035039 | 1 | #N/A | 0 | 0.00018595 | 0.005307 | #N/A | 0.005307 |  | 643 | 123.8507 | PASS | 6.5728 | PASS | Eligible | -2.343 | 8.9158 | 643 | 12.4996 | kWh | 3662.3557 | N/A | N/A | 124.9962 |  | 643 | 1 | -1260 | 168 | 0 | 0 | 10 | 0
Any | SWWH025-01 | MFm | Any | CZ04 | Any | 644 | Heat Pump Water Heater, >45 to ≤55 Gal, UEF=3.31 replacing Storage Natural Gas Water Heater, 40 Gal, UEF=0.58 | 1 | 10 | 2020 | natural gas + electricity | electricity | NR |  |  |  |  | -1230 |  | 165 |  | -1230 | 165 | 0 | 0 |  | 0 | 0 |  | TRUE | 10 | 0 | 0 | TRUE | 2020+10 | 2030+00 | TRUE | TRUE | FALSE | FALSE | -1230 | 165 | TRUE | TRUE | FALSE | FALSE | 0 | 0 | TRUE | TRUE | TRUE | -1230 | 165 | 0 | 0 | -12300 | 1650 | 0 | 0 | 3503.9114 | 100000 | #N/A | 100000 | 0.035039 | 1 | #N/A | 0 | 0.00018595 | 0.005307 | #N/A | 0.005307 |  | 644 | 121.9019 | PASS | 6.4694 | PASS | Eligible | -2.2872 | 8.7566 | 644 | 12.302 | kWh | 3604.4565 | N/A | N/A | 123.0201 |  | 644 | 1 | -1230 | 165 | 0 | 0 | 10 | 0
Any | SWWH025-01 | MFm | Any | CZ05 | Any | 645 | Heat Pump Water Heater, >45 to ≤55 Gal, UEF=3.31 replacing Storage Natural Gas Water Heater, 40 Gal, UEF=0.58 | 1 | 10 | 2020 | natural gas + electricity | electricity | NR |  |  |  |  | -1280 |  | 170 |  | -1280 | 170 | 0 | 0 |  | 0 | 0 |  | TRUE | 10 | 0 | 0 | TRUE | 2020+10 | 2030+00 | TRUE | TRUE | FALSE | FALSE | -1280 | 170 | TRUE | TRUE | FALSE | FALSE | 0 | 0 | TRUE | TRUE | TRUE | -1280 | 170 | 0 | 0 | -12800 | 1700 | 0 | 0 | 3503.9114 | 100000 | #N/A | 100000 | 0.035039 | 1 | #N/A | 0 | 0.00018595 | 0.005307 | #N/A | 0.005307 |  | 645 | 125.1499 | PASS | 6.6418 | PASS | Eligible | -2.3802 | 9.022 | 645 | 12.6314 | kWh | 3700.9552 | N/A | N/A | 126.3136 |  | 645 | 1 | -1280 | 170 | 0 | 0 | 10 | 0
Any | SWWH025-01 | MFm | Any | CZ06 | Any | 646 | Heat Pump Water Heater, >45 to ≤55 Gal, UEF=3.31 replacing Storage Natural Gas Water Heater, 40 Gal, UEF=0.58 | 1 | 10 | 2020 | natural gas + electricity | electricity | NR |  |  |  |  | -1180 |  | 161 |  | -1180 | 161 | 0 | 0 |  | 0 | 0 |  | TRUE | 10 | 0 | 0 | TRUE | 2020+10 | 2030+00 | TRUE | TRUE | FALSE | FALSE | -1180 | 161 | TRUE | TRUE | FALSE | FALSE | 0 | 0 | TRUE | TRUE | TRUE | -1180 | 161 | 0 | 0 | -11800 | 1610 | 0 | 0 | 3503.9114 | 100000 | #N/A | 100000 | 0.035039 | 1 | #N/A | 0 | 0.00018595 | 0.005307 | #N/A | 0.005307 |  | 646 | 119.6538 | PASS | 6.3501 | PASS | Eligible | -2.1943 | 8.5443 | 646 | 12.0727 | kWh | 3537.2575 | N/A | N/A | 120.7266 |  | 646 | 1 | -1180 | 161 | 0 | 0 | 10 | 0
Any | SWWH025-01 | MFm | Any | CZ07 | Any | 647 | Heat Pump Water Heater, >45 to ≤55 Gal, UEF=3.31 replacing Storage Natural Gas Water Heater, 40 Gal, UEF=0.58 | 1 | 10 | 2020 | natural gas + electricity | electricity | NR |  |  |  |  | -1170 |  | 159 |  | -1170 | 159 | 0 | 0 |  | 0 | 0 |  | TRUE | 10 | 0 | 0 | TRUE | 2020+10 | 2030+00 | TRUE | TRUE | FALSE | FALSE | -1170 | 159 | TRUE | TRUE | FALSE | FALSE | 0 | 0 | TRUE | TRUE | TRUE | -1170 | 159 | 0 | 0 | -11700 | 1590 | 0 | 0 | 3503.9114 | 100000 | #N/A | 100000 | 0.035039 | 1 | #N/A | 0 | 0.00018595 | 0.005307 | #N/A | 0.005307 |  | 647 | 118.0042 | PASS | 6.2625 | PASS | Eligible | -2.1757 | 8.4382 | 647 | 11.9068 | kWh | 3488.6581 | N/A | N/A | 119.0679 |  | 647 | 1 | -1170 | 159 | 0 | 0 | 10 | 0
Any | SWWH025-01 | MFm | Any | CZ08 | Any | 648 | Heat Pump Water Heater, >45 to ≤55 Gal, UEF=3.31 replacing Storage Natural Gas Water Heater, 40 Gal, UEF=0.58 | 1 | 10 | 2020 | natural gas + electricity | electricity | NR |  |  |  |  | -1150 |  | 157 |  | -1150 | 157 | 0 | 0 |  | 0 | 0 |  | TRUE | 10 | 0 | 0 | TRUE | 2020+10 | 2030+00 | TRUE | TRUE | FALSE | FALSE | -1150 | 157 | TRUE | TRUE | FALSE | FALSE | 0 | 0 | TRUE | TRUE | TRUE | -1150 | 157 | 0 | 0 | -11500 | 1570 | 0 | 0 | 3503.9114 | 100000 | #N/A | 100000 | 0.035039 | 1 | #N/A | 0 | 0.00018595 | 0.005307 | #N/A | 0.005307 |  | 648 | 116.705 | PASS | 6.1936 | PASS | Eligible | -2.1385 | 8.332 | 648 | 11.7751 | kWh | 3450.0586 | N/A | N/A | 117.7505 |  | 648 | 1 | -1150 | 157 | 0 | 0 | 10 | 0
Any | SWWH025-01 | MFm | Any | CZ09 | Any | 649 | Heat Pump Water Heater, >45 to ≤55 Gal, UEF=3.31 replacing Storage Natural Gas Water Heater, 40 Gal, UEF=0.58 | 1 | 10 | 2020 | natural gas + electricity | electricity | NR |  |  |  |  | -1150 |  | 157 |  | -1150 | 157 | 0 | 0 |  | 0 | 0 |  | TRUE | 10 | 0 | 0 | TRUE | 2020+10 | 2030+00 | TRUE | TRUE | FALSE | FALSE | -1150 | 157 | TRUE | TRUE | FALSE | FALSE | 0 | 0 | TRUE | TRUE | TRUE | -1150 | 157 | 0 | 0 | -11500 | 1570 | 0 | 0 | 3503.9114 | 100000 | #N/A | 100000 | 0.035039 | 1 | #N/A | 0 | 0.00018595 | 0.005307 | #N/A | 0.005307 |  | 649 | 116.705 | PASS | 6.1936 | PASS | Eligible | -2.1385 | 8.332 | 649 | 11.7751 | kWh | 3450.0586 | N/A | N/A | 117.7505 |  | 649 | 1 | -1150 | 157 | 0 | 0 | 10 | 0
Any | SWWH025-01 | MFm | Any | CZ10 | Any | 650 | Heat Pump Water Heater, >45 to ≤55 Gal, UEF=3.31 replacing Storage Natural Gas Water Heater, 40 Gal, UEF=0.58 | 1 | 10 | 2020 | natural gas + electricity | electricity | NR |  |  |  |  | -1150 |  | 157 |  | -1150 | 157 | 0 | 0 |  | 0 | 0 |  | TRUE | 10 | 0 | 0 | TRUE | 2020+10 | 2030+00 | TRUE | TRUE | FALSE | FALSE | -1150 | 157 | TRUE | TRUE | FALSE | FALSE | 0 | 0 | TRUE | TRUE | TRUE | -1150 | 157 | 0 | 0 | -11500 | 1570 | 0 | 0 | 3503.9114 | 100000 | #N/A | 100000 | 0.035039 | 1 | #N/A | 0 | 0.00018595 | 0.005307 | #N/A | 0.005307 |  | 650 | 116.705 | PASS | 6.1936 | PASS | Eligible | -2.1385 | 8.332 | 650 | 11.7751 | kWh | 3450.0586 | N/A | N/A | 117.7505 |  | 650 | 1 | -1150 | 157 | 0 | 0 | 10 | 0
Any | SWWH025-01 | MFm | Any | CZ11 | Any | 651 | Heat Pump Water Heater, >45 to ≤55 Gal, UEF=3.31 replacing Storage Natural Gas Water Heater, 40 Gal, UEF=0.58 | 1 | 10 | 2020 | natural gas + electricity | electricity | NR |  |  |  |  | -1180 |  | 159 |  | -1180 | 159 | 0 | 0 |  | 0 | 0 |  | TRUE | 10 | 0 | 0 | TRUE | 2020+10 | 2030+00 | TRUE | TRUE | FALSE | FALSE | -1180 | 159 | TRUE | TRUE | FALSE | FALSE | 0 | 0 | TRUE | TRUE | TRUE | -1180 | 159 | 0 | 0 | -11800 | 1590 | 0 | 0 | 3503.9114 | 100000 | #N/A | 100000 | 0.035039 | 1 | #N/A | 0 | 0.00018595 | 0.005307 | #N/A | 0.005307 |  | 651 | 117.6538 | PASS | 6.2439 | PASS | Eligible | -2.1943 | 8.4382 | 651 | 11.8727 | kWh | 3478.6581 | N/A | N/A | 118.7266 |  | 651 | 1 | -1180 | 159 | 0 | 0 | 10 | 0
Any | SWWH025-01 | MFm | Any | CZ12 | Any | 652 | Heat Pump Water Heater, >45 to ≤55 Gal, UEF=3.31 replacing Storage Natural Gas Water Heater, 40 Gal, UEF=0.58 | 1 | 10 | 2020 | natural gas + electricity | electricity | NR |  |  |  |  | -1220 |  | 163 |  | -1220 | 163 | 0 | 0 |  | 0 | 0 |  | TRUE | 10 | 0 | 0 | TRUE | 2020+10 | 2030+00 | TRUE | TRUE | FALSE | FALSE | -1220 | 163 | TRUE | TRUE | FALSE | FALSE | 0 | 0 | TRUE | TRUE | TRUE | -1220 | 163 | 0 | 0 | -12200 | 1630 | 0 | 0 | 3503.9114 | 100000 | #N/A | 100000 | 0.035039 | 1 | #N/A | 0 | 0.00018595 | 0.005307 | #N/A | 0.005307 |  | 652 | 120.2523 | PASS | 6.3818 | PASS | Eligible | -2.2686 | 8.6505 | 652 | 12.1361 | kWh | 3555.857 | N/A | N/A | 121.3614 |  | 652 | 1 | -1220 | 163 | 0 | 0 | 10 | 0
Any | SWWH025-01 | MFm | Any | CZ13 | Any | 653 | Heat Pump Water Heater, >45 to ≤55 Gal, UEF=3.31 replacing Storage Natural Gas Water Heater, 40 Gal, UEF=0.58 | 1 | 10 | 2020 | natural gas + electricity | electricity | NR |  |  |  |  | -1160 |  | 158 |  | -1160 | 158 | 0 | 0 |  | 0 | 0 |  | TRUE | 10 | 0 | 0 | TRUE | 2020+10 | 2030+00 | TRUE | TRUE | FALSE | FALSE | -1160 | 158 | TRUE | TRUE | FALSE | FALSE | 0 | 0 | TRUE | TRUE | TRUE | -1160 | 158 | 0 | 0 | -11600 | 1580 | 0 | 0 | 3503.9114 | 100000 | #N/A | 100000 | 0.035039 | 1 | #N/A | 0 | 0.00018595 | 0.005307 | #N/A | 0.005307 |  | 653 | 117.3546 | PASS | 6.2281 | PASS | Eligible | -2.1571 | 8.3851 | 653 | 11.8409 | kWh | 3469.3583 | N/A | N/A | 118.4092 |  | 653 | 1 | -1160 | 158 | 0 | 0 | 10 | 0
Any | SWWH025-01 | MFm | Any | CZ14 | Any | 654 | Heat Pump Water Heater, >45 to ≤55 Gal, UEF=3.31 replacing Storage Natural Gas Water Heater, 40 Gal, UEF=0.58 | 1 | 10 | 2020 | natural gas + electricity | electricity | NR |  |  |  |  | -1190 |  | 160 |  | -1190 | 160 | 0 | 0 |  | 0 | 0 |  | TRUE | 10 | 0 | 0 | TRUE | 2020+10 | 2030+00 | TRUE | TRUE | FALSE | FALSE | -1190 | 160 | TRUE | TRUE | FALSE | FALSE | 0 | 0 | TRUE | TRUE | TRUE | -1190 | 160 | 0 | 0 | -11900 | 1600 | 0 | 0 | 3503.9114 | 100000 | #N/A | 100000 | 0.035039 | 1 | #N/A | 0 | 0.00018595 | 0.005307 | #N/A | 0.005307 |  | 654 | 118.3035 | PASS | 6.2784 | PASS | Eligible | -2.2129 | 8.4913 | 654 | 11.9385 | kWh | 3497.9578 | N/A | N/A | 119.3853 |  | 654 | 1 | -1190 | 160 | 0 | 0 | 10 | 0
Any | SWWH025-01 | MFm | Any | CZ15 | Any | 655 | Heat Pump Water Heater, >45 to ≤55 Gal, UEF=3.31 replacing Storage Natural Gas Water Heater, 40 Gal, UEF=0.58 | 1 | 10 | 2020 | natural gas + electricity | electricity | NR |  |  |  |  | -967 |  | 138 |  | -967 | 138 | 0 | 0 |  | 0 | 0 |  | TRUE | 10 | 0 | 0 | TRUE | 2020+10 | 2030+00 | TRUE | TRUE | FALSE | FALSE | -967 | 138 | TRUE | TRUE | FALSE | FALSE | 0 | 0 | TRUE | TRUE | TRUE | -967 | 138 | 0 | 0 | -9670 | 1380 | 0 | 0 | 3503.9114 | 100000 | #N/A | 100000 | 0.035039 | 1 | #N/A | 0 | 0.00018595 | 0.005307 | #N/A | 0.005307 |  | 655 | 104.1172 | PASS | 5.5255 | PASS | Eligible | -1.7982 | 7.3237 | 655 | 10.4996 | kWh | 3076.3636 | N/A | N/A | 104.9963 |  | 655 | 1 | -967 | 138 | 0 | 0 | 10 | 0
Any | SWWH025-01 | MFm | Any | CZ16 | Any | 656 | Heat Pump Water Heater, >45 to ≤55 Gal, UEF=3.31 replacing Storage Natural Gas Water Heater, 40 Gal, UEF=0.58 | 1 | 10 | 2020 | natural gas + electricity | electricity | NR |  |  |  |  | -1370 |  | 178 |  | -1370 | 178 | 0 | 0 |  | 0 | 0 |  | TRUE | 10 | 0 | 0 | TRUE | 2020+10 | 2030+00 | TRUE | TRUE | FALSE | FALSE | -1370 | 178 | TRUE | TRUE | FALSE | FALSE | 0 | 0 | TRUE | TRUE | TRUE | -1370 | 178 | 0 | 0 | -13700 | 1780 | 0 | 0 | 3503.9114 | 100000 | #N/A | 100000 | 0.035039 | 1 | #N/A | 0 | 0.00018595 | 0.005307 | #N/A | 0.005307 |  | 656 | 129.9964 | PASS | 6.899 | PASS | Eligible | -2.5476 | 9.4465 | 656 | 13.1242 | kWh | 3845.3531 | N/A | N/A | 131.2419 |  | 656 | 1 | -1370 | 178 | 0 | 0 | 10 | 0
Any | SWWH025-01 | DMo | Any | CZ01 | Any | 657 | Heat Pump Water Heater, >45 to ≤55 Gal, UEF=3.31 replacing Storage Natural Gas Water Heater, 40 Gal, UEF=0.58 | 1 | 10 | 2020 | natural gas + electricity | electricity | NR |  |  |  |  | -2070 |  | 196 |  | -2070 | 196 | 0 | 0 |  | 0 | 0 |  | TRUE | 10 | 0 | 0 | TRUE | 2020+10 | 2030+00 | TRUE | TRUE | FALSE | FALSE | -2070 | 196 | TRUE | TRUE | FALSE | FALSE | 0 | 0 | TRUE | TRUE | TRUE | -2070 | 196 | 0 | 0 | -20700 | 1960 | 0 | 0 | 3503.9114 | 100000 | #N/A | 100000 | 0.035039 | 1 | #N/A | 0 | 0.00018595 | 0.005307 | #N/A | 0.005307 |  | 657 | 123.469 | PASS | 6.5525 | PASS | Eligible | -3.8492 | 10.4018 | 657 | 12.5351 | kWh | 3672.7483 | N/A | N/A | 125.3509 |  | 657 | 1 | -2070 | 196 | 0 | 0 | 10 | 0
Any | SWWH025-01 | DMo | Any | CZ02 | Any | 658 | Heat Pump Water Heater, >45 to ≤55 Gal, UEF=3.31 replacing Storage Natural Gas Water Heater, 40 Gal, UEF=0.58 | 1 | 10 | 2020 | natural gas + electricity | electricity | NR |  |  |  |  | -1790 |  | 183 |  | -1790 | 183 | 0 | 0 |  | 0 | 0 |  | TRUE | 10 | 0 | 0 | TRUE | 2020+10 | 2030+00 | TRUE | TRUE | FALSE | FALSE | -1790 | 183 | TRUE | TRUE | FALSE | FALSE | 0 | 0 | TRUE | TRUE | TRUE | -1790 | 183 | 0 | 0 | -17900 | 1830 | 0 | 0 | 3503.9114 | 100000 | #N/A | 100000 | 0.035039 | 1 | #N/A | 0 | 0.00018595 | 0.005307 | #N/A | 0.005307 |  | 658 | 120.28 | PASS | 6.3833 | PASS | Eligible | -3.3286 | 9.7119 | 658 | 12.1907 | kWh | 3571.8517 | N/A | N/A | 121.9073 |  | 658 | 1 | -1790 | 183 | 0 | 0 | 10 | 0
Any | SWWH025-01 | DMo | Any | CZ03 | Any | 659 | Heat Pump Water Heater, >45 to ≤55 Gal, UEF=3.31 replacing Storage Natural Gas Water Heater, 40 Gal, UEF=0.58 | 1 | 10 | 2020 | natural gas + electricity | electricity | NR |  |  |  |  | -1660 |  | 183 |  | -1660 | 183 | 0 | 0 |  | 0 | 0 |  | TRUE | 10 | 0 | 0 | TRUE | 2020+10 | 2030+00 | TRUE | TRUE | FALSE | FALSE | -1660 | 183 | TRUE | TRUE | FALSE | FALSE | 0 | 0 | TRUE | TRUE | TRUE | -1660 | 183 | 0 | 0 | -16600 | 1830 | 0 | 0 | 3503.9114 | 100000 | #N/A | 100000 | 0.035039 | 1 | #N/A | 0 | 0.00018595 | 0.005307 | #N/A | 0.005307 |  | 659 | 124.8351 | PASS | 6.625 | PASS | Eligible | -3.0868 | 9.7119 | 659 | 12.6344 | kWh | 3701.8517 | N/A | N/A | 126.3442 |  | 659 | 1 | -1660 | 183 | 0 | 0 | 10 | 0
Any | SWWH025-01 | DMo | Any | CZ04 | Any | 660 | Heat Pump Water Heater, >45 to ≤55 Gal, UEF=3.31 replacing Storage Natural Gas Water Heater, 40 Gal, UEF=0.58 | 1 | 10 | 2020 | natural gas + electricity | electricity | NR |  |  |  |  | -1630 |  | 178 |  | -1630 | 178 | 0 | 0 |  | 0 | 0 |  | TRUE | 10 | 0 | 0 | TRUE | 2020+10 | 2030+00 | TRUE | TRUE | FALSE | FALSE | -1630 | 178 | TRUE | TRUE | FALSE | FALSE | 0 | 0 | TRUE | TRUE | TRUE | -1630 | 178 | 0 | 0 | -16300 | 1780 | 0 | 0 | 3503.9114 | 100000 | #N/A | 100000 | 0.035039 | 1 | #N/A | 0 | 0.00018595 | 0.005307 | #N/A | 0.005307 |  | 660 | 120.8862 | PASS | 6.4155 | PASS | Eligible | -3.031 | 9.4465 | 660 | 12.2368 | kWh | 3585.3531 | N/A | N/A | 122.3681 |  | 660 | 1 | -1630 | 178 | 0 | 0 | 10 | 0
Any | SWWH025-01 | DMo | Any | CZ05 | Any | 661 | Heat Pump Water Heater, >45 to ≤55 Gal, UEF=3.31 replacing Storage Natural Gas Water Heater, 40 Gal, UEF=0.58 | 1 | 10 | 2020 | natural gas + electricity | electricity | NR |  |  |  |  | -1780 |  | 186 |  | -1780 | 186 | 0 | 0 |  | 0 | 0 |  | TRUE | 10 | 0 | 0 | TRUE | 2020+10 | 2030+00 | TRUE | TRUE | FALSE | FALSE | -1780 | 186 | TRUE | TRUE | FALSE | FALSE | 0 | 0 | TRUE | TRUE | TRUE | -1780 | 186 | 0 | 0 | -17800 | 1860 | 0 | 0 | 3503.9114 | 100000 | #N/A | 100000 | 0.035039 | 1 | #N/A | 0 | 0.00018595 | 0.005307 | #N/A | 0.005307 |  | 661 | 123.6304 | PASS | 6.5611 | PASS | Eligible | -3.31 | 9.8711 | 661 | 12.5249 | kWh | 3669.751 | N/A | N/A | 125.2486 |  | 661 | 1 | -1780 | 186 | 0 | 0 | 10 | 0
Any | SWWH025-01 | DMo | Any | CZ06 | Any | 662 | Heat Pump Water Heater, >45 to ≤55 Gal, UEF=3.31 replacing Storage Natural Gas Water Heater, 40 Gal, UEF=0.58 | 1 | 10 | 2020 | natural gas + electricity | electricity | NR |  |  |  |  | -1460 |  | 172 |  | -1460 | 172 | 0 | 0 |  | 0 | 0 |  | TRUE | 10 | 0 | 0 | TRUE | 2020+10 | 2030+00 | TRUE | TRUE | FALSE | FALSE | -1460 | 172 | TRUE | TRUE | FALSE | FALSE | 0 | 0 | TRUE | TRUE | TRUE | -1460 | 172 | 0 | 0 | -14600 | 1720 | 0 | 0 | 3503.9114 | 100000 | #N/A | 100000 | 0.035039 | 1 | #N/A | 0 | 0.00018595 | 0.005307 | #N/A | 0.005307 |  | 662 | 120.8429 | PASS | 6.4132 | PASS | Eligible | -2.7149 | 9.1281 | 662 | 12.217 | kWh | 3579.5546 | N/A | N/A | 122.1702 |  | 662 | 1 | -1460 | 172 | 0 | 0 | 10 | 0
Any | SWWH025-01 | DMo | Any | CZ07 | Any | 663 | Heat Pump Water Heater, >45 to ≤55 Gal, UEF=3.31 replacing Storage Natural Gas Water Heater, 40 Gal, UEF=0.58 | 1 | 10 | 2020 | natural gas + electricity | electricity | NR |  |  |  |  | -1400 |  | 171 |  | -1400 | 171 | 0 | 0 |  | 0 | 0 |  | TRUE | 10 | 0 | 0 | TRUE | 2020+10 | 2030+00 | TRUE | TRUE | FALSE | FALSE | -1400 | 171 | TRUE | TRUE | FALSE | FALSE | 0 | 0 | TRUE | TRUE | TRUE | -1400 | 171 | 0 | 0 | -14000 | 1710 | 0 | 0 | 3503.9114 | 100000 | #N/A | 100000 | 0.035039 | 1 | #N/A | 0 | 0.00018595 | 0.005307 | #N/A | 0.005307 |  | 663 | 121.9452 | PASS | 6.4717 | PASS | Eligible | -2.6034 | 9.075 | 663 | 12.3218 | kWh | 3610.2549 | N/A | N/A | 123.218 |  | 663 | 1 | -1400 | 171 | 0 | 0 | 10 | 0
Any | SWWH025-01 | DMo | Any | CZ08 | Any | 664 | Heat Pump Water Heater, >45 to ≤55 Gal, UEF=3.31 replacing Storage Natural Gas Water Heater, 40 Gal, UEF=0.58 | 1 | 10 | 2020 | natural gas + electricity | electricity | NR |  |  |  |  | -1380 |  | 168 |  | -1380 | 168 | 0 | 0 |  | 0 | 0 |  | TRUE | 10 | 0 | 0 | TRUE | 2020+10 | 2030+00 | TRUE | TRUE | FALSE | FALSE | -1380 | 168 | TRUE | TRUE | FALSE | FALSE | 0 | 0 | TRUE | TRUE | TRUE | -1380 | 168 | 0 | 0 | -13800 | 1680 | 0 | 0 | 3503.9114 | 100000 | #N/A | 100000 | 0.035039 | 1 | #N/A | 0 | 0.00018595 | 0.005307 | #N/A | 0.005307 |  | 664 | 119.646 | PASS | 6.3497 | PASS | Eligible | -2.5662 | 8.9158 | 664 | 12.0901 | kWh | 3542.3557 | N/A | N/A | 120.9006 |  | 664 | 1 | -1380 | 168 | 0 | 0 | 10 | 0
Any | SWWH025-01 | DMo | Any | CZ09 | Any | 665 | Heat Pump Water Heater, >45 to ≤55 Gal, UEF=3.31 replacing Storage Natural Gas Water Heater, 40 Gal, UEF=0.58 | 1 | 10 | 2020 | natural gas + electricity | electricity | NR |  |  |  |  | -1410 |  | 168 |  | -1410 | 168 | 0 | 0 |  | 0 | 0 |  | TRUE | 10 | 0 | 0 | TRUE | 2020+10 | 2030+00 | TRUE | TRUE | FALSE | FALSE | -1410 | 168 | TRUE | TRUE | FALSE | FALSE | 0 | 0 | TRUE | TRUE | TRUE | -1410 | 168 | 0 | 0 | -14100 | 1680 | 0 | 0 | 3503.9114 | 100000 | #N/A | 100000 | 0.035039 | 1 | #N/A | 0 | 0.00018595 | 0.005307 | #N/A | 0.005307 |  | 665 | 118.5948 | PASS | 6.2939 | PASS | Eligible | -2.6219 | 8.9158 | 665 | 11.9877 | kWh | 3512.3557 | N/A | N/A | 119.8767 |  | 665 | 1 | -1410 | 168 | 0 | 0 | 10 | 0
Any | SWWH025-01 | DMo | Any | CZ10 | Any | 666 | Heat Pump Water Heater, >45 to ≤55 Gal, UEF=3.31 replacing Storage Natural Gas Water Heater, 40 Gal, UEF=0.58 | 1 | 10 | 2020 | natural gas + electricity | electricity | NR |  |  |  |  | -1430 |  | 167 |  | -1430 | 167 | 0 | 0 |  | 0 | 0 |  | TRUE | 10 | 0 | 0 | TRUE | 2020+10 | 2030+00 | TRUE | TRUE | FALSE | FALSE | -1430 | 167 | TRUE | TRUE | FALSE | FALSE | 0 | 0 | TRUE | TRUE | TRUE | -1430 | 167 | 0 | 0 | -14300 | 1670 | 0 | 0 | 3503.9114 | 100000 | #N/A | 100000 | 0.035039 | 1 | #N/A | 0 | 0.00018595 | 0.005307 | #N/A | 0.005307 |  | 666 | 116.8941 | PASS | 6.2036 | PASS | Eligible | -2.6591 | 8.8628 | 666 | 11.8194 | kWh | 3463.056 | N/A | N/A | 118.1941 |  | 666 | 1 | -1430 | 167 | 0 | 0 | 10 | 0
Any | SWWH025-01 | DMo | Any | CZ11 | Any | 667 | Heat Pump Water Heater, >45 to ≤55 Gal, UEF=3.31 replacing Storage Natural Gas Water Heater, 40 Gal, UEF=0.58 | 1 | 10 | 2020 | natural gas + electricity | electricity | NR |  |  |  |  | -1640 |  | 169 |  | -1640 | 169 | 0 | 0 |  | 0 | 0 |  | TRUE | 10 | 0 | 0 | TRUE | 2020+10 | 2030+00 | TRUE | TRUE | FALSE | FALSE | -1640 | 169 | TRUE | TRUE | FALSE | FALSE | 0 | 0 | TRUE | TRUE | TRUE | -1640 | 169 | 0 | 0 | -16400 | 1690 | 0 | 0 | 3503.9114 | 100000 | #N/A | 100000 | 0.035039 | 1 | #N/A | 0 | 0.00018595 | 0.005307 | #N/A | 0.005307 |  | 667 | 111.5359 | PASS | 5.9192 | PASS | Eligible | -3.0496 | 8.9689 | 667 | 11.3027 | kWh | 3311.6554 | N/A | N/A | 113.0268 |  | 667 | 1 | -1640 | 169 | 0 | 0 | 10 | 0
Any | SWWH025-01 | DMo | Any | CZ12 | Any | 668 | Heat Pump Water Heater, >45 to ≤55 Gal, UEF=3.31 replacing Storage Natural Gas Water Heater, 40 Gal, UEF=0.58 | 1 | 10 | 2020 | natural gas + electricity | electricity | NR |  |  |  |  | -1630 |  | 175 |  | -1630 | 175 | 0 | 0 |  | 0 | 0 |  | TRUE | 10 | 0 | 0 | TRUE | 2020+10 | 2030+00 | TRUE | TRUE | FALSE | FALSE | -1630 | 175 | TRUE | TRUE | FALSE | FALSE | 0 | 0 | TRUE | TRUE | TRUE | -1630 | 175 | 0 | 0 | -16300 | 1750 | 0 | 0 | 3503.9114 | 100000 | #N/A | 100000 | 0.035039 | 1 | #N/A | 0 | 0.00018595 | 0.005307 | #N/A | 0.005307 |  | 668 | 117.8862 | PASS | 6.2563 | PASS | Eligible | -3.031 | 9.2873 | 668 | 11.9368 | kWh | 3497.4539 | N/A | N/A | 119.3681 |  | 668 | 1 | -1630 | 175 | 0 | 0 | 10 | 0
Any | SWWH025-01 | DMo | Any | CZ13 | Any | 669 | Heat Pump Water Heater, >45 to ≤55 Gal, UEF=3.31 replacing Storage Natural Gas Water Heater, 40 Gal, UEF=0.58 | 1 | 10 | 2020 | natural gas + electricity | electricity | NR |  |  |  |  | -1550 |  | 167 |  | -1550 | 167 | 0 | 0 |  | 0 | 0 |  | TRUE | 10 | 0 | 0 | TRUE | 2020+10 | 2030+00 | TRUE | TRUE | FALSE | FALSE | -1550 | 167 | TRUE | TRUE | FALSE | FALSE | 0 | 0 | TRUE | TRUE | TRUE | -1550 | 167 | 0 | 0 | -15500 | 1670 | 0 | 0 | 3503.9114 | 100000 | #N/A | 100000 | 0.035039 | 1 | #N/A | 0 | 0.00018595 | 0.005307 | #N/A | 0.005307 |  | 669 | 112.6894 | PASS | 5.9805 | PASS | Eligible | -2.8823 | 8.8628 | 669 | 11.4099 | kWh | 3343.056 | N/A | N/A | 114.0985 |  | 669 | 1 | -1550 | 167 | 0 | 0 | 10 | 0
Any | SWWH025-01 | DMo | Any | CZ14 | Any | 670 | Heat Pump Water Heater, >45 to ≤55 Gal, UEF=3.31 replacing Storage Natural Gas Water Heater, 40 Gal, UEF=0.58 | 1 | 10 | 2020 | natural gas + electricity | electricity | NR |  |  |  |  | -1700 |  | 171 |  | -1700 | 171 | 0 | 0 |  | 0 | 0 |  | TRUE | 10 | 0 | 0 | TRUE | 2020+10 | 2030+00 | TRUE | TRUE | FALSE | FALSE | -1700 | 171 | TRUE | TRUE | FALSE | FALSE | 0 | 0 | TRUE | TRUE | TRUE | -1700 | 171 | 0 | 0 | -17000 | 1710 | 0 | 0 | 3503.9114 | 100000 | #N/A | 100000 | 0.035039 | 1 | #N/A | 0 | 0.00018595 | 0.005307 | #N/A | 0.005307 |  | 670 | 111.4335 | PASS | 5.9138 | PASS | Eligible | -3.1612 | 9.075 | 670 | 11.2979 | kWh | 3310.2549 | N/A | N/A | 112.979 |  | 670 | 1 | -1700 | 171 | 0 | 0 | 10 | 0
Any | SWWH025-01 | DMo | Any | CZ15 | Any | 671 | Heat Pump Water Heater, >45 to ≤55 Gal, UEF=3.31 replacing Storage Natural Gas Water Heater, 40 Gal, UEF=0.58 | 1 | 10 | 2020 | natural gas + electricity | electricity | NR |  |  |  |  | -1070 |  | 141 |  | -1070 | 141 | 0 | 0 |  | 0 | 0 |  | TRUE | 10 | 0 | 0 | TRUE | 2020+10 | 2030+00 | TRUE | TRUE | FALSE | FALSE | -1070 | 141 | TRUE | TRUE | FALSE | FALSE | 0 | 0 | TRUE | TRUE | TRUE | -1070 | 141 | 0 | 0 | -10700 | 1410 | 0 | 0 | 3503.9114 | 100000 | #N/A | 100000 | 0.035039 | 1 | #N/A | 0 | 0.00018595 | 0.005307 | #N/A | 0.005307 |  | 671 | 103.5081 | PASS | 5.4932 | PASS | Eligible | -1.9897 | 7.4829 | 671 | 10.4481 | kWh | 3061.2628 | N/A | N/A | 104.4809 |  | 671 | 1 | -1070 | 141 | 0 | 0 | 10 | 0
Any | SWWH025-01 | DMo | Any | CZ16 | Any | 672 | Heat Pump Water Heater, >45 to ≤55 Gal, UEF=3.31 replacing Storage Natural Gas Water Heater, 40 Gal, UEF=0.58 | 1 | 10 | 2020 | natural gas + electricity | electricity | NR |  |  |  |  | -2560 |  | 196 |  | -2560 | 196 | 0 | 0 |  | 0 | 0 |  | TRUE | 10 | 0 | 0 | TRUE | 2020+10 | 2030+00 | TRUE | TRUE | FALSE | FALSE | -2560 | 196 | TRUE | TRUE | FALSE | FALSE | 0 | 0 | TRUE | TRUE | TRUE | -2560 | 196 | 0 | 0 | -25600 | 1960 | 0 | 0 | 3503.9114 | 100000 | #N/A | 100000 | 0.035039 | 1 | #N/A | 0 | 0.00018595 | 0.005307 | #N/A | 0.005307 |  | 672 | 106.2999 | PASS | 5.6414 | PASS | Eligible | -4.7604 | 10.4018 | 672 | 10.8627 | kWh | 3182.7483 | N/A | N/A | 108.6272 |  | 672 | 1 | -2560 | 196 | 0 | 0 | 10 | 0
Any | SWWH025-01 | SFm | Any | CZ01 | Any | 673 | Heat Pump Water Heater, >45 to ≤55 Gal, UEF=3.31 replacing Storage Natural Gas Water Heater, 40 Gal, UEF=0.64 | 1 | 10 | 2020 | natural gas + electricity | electricity | NR |  |  |  |  | -2240 |  | 212 |  | -2240 | 212 | 0 | 0 |  | 0 | 0 |  | TRUE | 10 | 0 | 0 | TRUE | 2020+10 | 2030+00 | TRUE | TRUE | FALSE | FALSE | -2240 | 212 | TRUE | TRUE | FALSE | FALSE | 0 | 0 | TRUE | TRUE | TRUE | -2240 | 212 | 0 | 0 | -22400 | 2120 | 0 | 0 | 3503.9114 | 100000 | #N/A | 100000 | 0.035039 | 1 | #N/A | 0 | 0.00018595 | 0.005307 | #N/A | 0.005307 |  | 673 | 133.5124 | PASS | 7.0856 | PASS | Eligible | -4.1654 | 11.2509 | 673 | 13.5549 | kWh | 3971.5441 | N/A | N/A | 135.5488 |  | 673 | 1 | -2240 | 212 | 0 | 0 | 10 | 0
Any | SWWH025-01 | SFm | Any | CZ02 | Any | 674 | Heat Pump Water Heater, >45 to ≤55 Gal, UEF=3.31 replacing Storage Natural Gas Water Heater, 40 Gal, UEF=0.64 | 1 | 10 | 2020 | natural gas + electricity | electricity | NR |  |  |  |  | -1910 |  | 197 |  | -1910 | 197 | 0 | 0 |  | 0 | 0 |  | TRUE | 10 | 0 | 0 | TRUE | 2020+10 | 2030+00 | TRUE | TRUE | FALSE | FALSE | -1910 | 197 | TRUE | TRUE | FALSE | FALSE | 0 | 0 | TRUE | TRUE | TRUE | -1910 | 197 | 0 | 0 | -19100 | 1970 | 0 | 0 | 3503.9114 | 100000 | #N/A | 100000 | 0.035039 | 1 | #N/A | 0 | 0.00018595 | 0.005307 | #N/A | 0.005307 |  | 674 | 130.0753 | PASS | 6.9031 | PASS | Eligible | -3.5517 | 10.4549 | 674 | 13.1812 | kWh | 3862.0481 | N/A | N/A | 131.8117 |  | 674 | 1 | -1910 | 197 | 0 | 0 | 10 | 0
Any | SWWH025-01 | SFm | Any | CZ03 | Any | 675 | Heat Pump Water Heater, >45 to ≤55 Gal, UEF=3.31 replacing Storage Natural Gas Water Heater, 40 Gal, UEF=0.64 | 1 | 10 | 2020 | natural gas + electricity | electricity | NR |  |  |  |  | -1860 |  | 198 |  | -1860 | 198 | 0 | 0 |  | 0 | 0 |  | TRUE | 10 | 0 | 0 | TRUE | 2020+10 | 2030+00 | TRUE | TRUE | FALSE | FALSE | -1860 | 198 | TRUE | TRUE | FALSE | FALSE | 0 | 0 | TRUE | TRUE | TRUE | -1860 | 198 | 0 | 0 | -18600 | 1980 | 0 | 0 | 3503.9114 | 100000 | #N/A | 100000 | 0.035039 | 1 | #N/A | 0 | 0.00018595 | 0.005307 | #N/A | 0.005307 |  | 675 | 132.8272 | PASS | 7.0492 | PASS | Eligible | -3.4587 | 10.5079 | 675 | 13.4518 | kWh | 3941.3478 | N/A | N/A | 134.5182 |  | 675 | 1 | -1860 | 198 | 0 | 0 | 10 | 0
Any | SWWH025-01 | SFm | Any | CZ04 | Any | 676 | Heat Pump Water Heater, >45 to ≤55 Gal, UEF=3.31 replacing Storage Natural Gas Water Heater, 40 Gal, UEF=0.64 | 1 | 10 | 2020 | natural gas + electricity | electricity | NR |  |  |  |  | -1790 |  | 191 |  | -1790 | 191 | 0 | 0 |  | 0 | 0 |  | TRUE | 10 | 0 | 0 | TRUE | 2020+10 | 2030+00 | TRUE | TRUE | FALSE | FALSE | -1790 | 191 | TRUE | TRUE | FALSE | FALSE | 0 | 0 | TRUE | TRUE | TRUE | -1790 | 191 | 0 | 0 | -17900 | 1910 | 0 | 0 | 3503.9114 | 100000 | #N/A | 100000 | 0.035039 | 1 | #N/A | 0 | 0.00018595 | 0.005307 | #N/A | 0.005307 |  | 676 | 128.28 | PASS | 6.8079 | PASS | Eligible | -3.3286 | 10.1364 | 676 | 12.9907 | kWh | 3806.2496 | N/A | N/A | 129.9073 |  | 676 | 1 | -1790 | 191 | 0 | 0 | 10 | 0
Any | SWWH025-01 | SFm | Any | CZ05 | Any | 677 | Heat Pump Water Heater, >45 to ≤55 Gal, UEF=3.31 replacing Storage Natural Gas Water Heater, 40 Gal, UEF=0.64 | 1 | 10 | 2020 | natural gas + electricity | electricity | NR |  |  |  |  | -1920 |  | 200 |  | -1920 | 200 | 0 | 0 |  | 0 | 0 |  | TRUE | 10 | 0 | 0 | TRUE | 2020+10 | 2030+00 | TRUE | TRUE | FALSE | FALSE | -1920 | 200 | TRUE | TRUE | FALSE | FALSE | 0 | 0 | TRUE | TRUE | TRUE | -1920 | 200 | 0 | 0 | -19200 | 2000 | 0 | 0 | 3503.9114 | 100000 | #N/A | 100000 | 0.035039 | 1 | #N/A | 0 | 0.00018595 | 0.005307 | #N/A | 0.005307 |  | 677 | 132.7249 | PASS | 7.0438 | PASS | Eligible | -3.5703 | 10.6141 | 677 | 13.447 | kWh | 3939.9473 | N/A | N/A | 134.4704 |  | 677 | 1 | -1920 | 200 | 0 | 0 | 10 | 0
Any | SWWH025-01 | SFm | Any | CZ06 | Any | 678 | Heat Pump Water Heater, >45 to ≤55 Gal, UEF=3.31 replacing Storage Natural Gas Water Heater, 40 Gal, UEF=0.64 | 1 | 10 | 2020 | natural gas + electricity | electricity | NR |  |  |  |  | -1650 |  | 186 |  | -1650 | 186 | 0 | 0 |  | 0 | 0 |  | TRUE | 10 | 0 | 0 | TRUE | 2020+10 | 2030+00 | TRUE | TRUE | FALSE | FALSE | -1650 | 186 | TRUE | TRUE | FALSE | FALSE | 0 | 0 | TRUE | TRUE | TRUE | -1650 | 186 | 0 | 0 | -16500 | 1860 | 0 | 0 | 3503.9114 | 100000 | #N/A | 100000 | 0.035039 | 1 | #N/A | 0 | 0.00018595 | 0.005307 | #N/A | 0.005307 |  | 678 | 128.1855 | PASS | 6.8028 | PASS | Eligible | -3.0682 | 9.8711 | 678 | 12.9686 | kWh | 3799.751 | N/A | N/A | 129.6855 |  | 678 | 1 | -1650 | 186 | 0 | 0 | 10 | 0
Any | SWWH025-01 | SFm | Any | CZ07 | Any | 679 | Heat Pump Water Heater, >45 to ≤55 Gal, UEF=3.31 replacing Storage Natural Gas Water Heater, 40 Gal, UEF=0.64 | 1 | 10 | 2020 | natural gas + electricity | electricity | NR |  |  |  |  | -1600 |  | 184 |  | -1600 | 184 | 0 | 0 |  | 0 | 0 |  | TRUE | 10 | 0 | 0 | TRUE | 2020+10 | 2030+00 | TRUE | TRUE | FALSE | FALSE | -1600 | 184 | TRUE | TRUE | FALSE | FALSE | 0 | 0 | TRUE | TRUE | TRUE | -1600 | 184 | 0 | 0 | -16000 | 1840 | 0 | 0 | 3503.9114 | 100000 | #N/A | 100000 | 0.035039 | 1 | #N/A | 0 | 0.00018595 | 0.005307 | #N/A | 0.005307 |  | 679 | 127.9374 | PASS | 6.7897 | PASS | Eligible | -2.9753 | 9.7649 | 679 | 12.9392 | kWh | 3791.1515 | N/A | N/A | 129.392 |  | 679 | 1 | -1600 | 184 | 0 | 0 | 10 | 0
Any | SWWH025-01 | SFm | Any | CZ08 | Any | 680 | Heat Pump Water Heater, >45 to ≤55 Gal, UEF=3.31 replacing Storage Natural Gas Water Heater, 40 Gal, UEF=0.64 | 1 | 10 | 2020 | natural gas + electricity | electricity | NR |  |  |  |  | -1560 |  | 181 |  | -1560 | 181 | 0 | 0 |  | 0 | 0 |  | TRUE | 10 | 0 | 0 | TRUE | 2020+10 | 2030+00 | TRUE | TRUE | FALSE | FALSE | -1560 | 181 | TRUE | TRUE | FALSE | FALSE | 0 | 0 | TRUE | TRUE | TRUE | -1560 | 181 | 0 | 0 | -15600 | 1810 | 0 | 0 | 3503.9114 | 100000 | #N/A | 100000 | 0.035039 | 1 | #N/A | 0 | 0.00018595 | 0.005307 | #N/A | 0.005307 |  | 680 | 126.339 | PASS | 6.7049 | PASS | Eligible | -2.9009 | 9.6057 | 680 | 12.7757 | kWh | 3743.2523 | N/A | N/A | 127.7572 |  | 680 | 1 | -1560 | 181 | 0 | 0 | 10 | 0
Any | SWWH025-01 | SFm | Any | CZ09 | Any | 681 | Heat Pump Water Heater, >45 to ≤55 Gal, UEF=3.31 replacing Storage Natural Gas Water Heater, 40 Gal, UEF=0.64 | 1 | 10 | 2020 | natural gas + electricity | electricity | NR |  |  |  |  | -1570 |  | 180 |  | -1570 | 180 | 0 | 0 |  | 0 | 0 |  | TRUE | 10 | 0 | 0 | TRUE | 2020+10 | 2030+00 | TRUE | TRUE | FALSE | FALSE | -1570 | 180 | TRUE | TRUE | FALSE | FALSE | 0 | 0 | TRUE | TRUE | TRUE | -1570 | 180 | 0 | 0 | -15700 | 1800 | 0 | 0 | 3503.9114 | 100000 | #N/A | 100000 | 0.035039 | 1 | #N/A | 0 | 0.00018595 | 0.005307 | #N/A | 0.005307 |  | 681 | 124.9886 | PASS | 6.6332 | PASS | Eligible | -2.9195 | 9.5527 | 681 | 12.6416 | kWh | 3703.9525 | N/A | N/A | 126.4159 |  | 681 | 1 | -1570 | 180 | 0 | 0 | 10 | 0
Any | SWWH025-01 | SFm | Any | CZ10 | Any | 682 | Heat Pump Water Heater, >45 to ≤55 Gal, UEF=3.31 replacing Storage Natural Gas Water Heater, 40 Gal, UEF=0.64 | 1 | 10 | 2020 | natural gas + electricity | electricity | NR |  |  |  |  | -1570 |  | 180 |  | -1570 | 180 | 0 | 0 |  | 0 | 0 |  | TRUE | 10 | 0 | 0 | TRUE | 2020+10 | 2030+00 | TRUE | TRUE | FALSE | FALSE | -1570 | 180 | TRUE | TRUE | FALSE | FALSE | 0 | 0 | TRUE | TRUE | TRUE | -1570 | 180 | 0 | 0 | -15700 | 1800 | 0 | 0 | 3503.9114 | 100000 | #N/A | 100000 | 0.035039 | 1 | #N/A | 0 | 0.00018595 | 0.005307 | #N/A | 0.005307 |  | 682 | 124.9886 | PASS | 6.6332 | PASS | Eligible | -2.9195 | 9.5527 | 682 | 12.6416 | kWh | 3703.9525 | N/A | N/A | 126.4159 |  | 682 | 1 | -1570 | 180 | 0 | 0 | 10 | 0
Any | SWWH025-01 | SFm | Any | CZ11 | Any | 683 | Heat Pump Water Heater, >45 to ≤55 Gal, UEF=3.31 replacing Storage Natural Gas Water Heater, 40 Gal, UEF=0.64 | 1 | 10 | 2020 | natural gas + electricity | electricity | NR |  |  |  |  | -1720 |  | 182 |  | -1720 | 182 | 0 | 0 |  | 0 | 0 |  | TRUE | 10 | 0 | 0 | TRUE | 2020+10 | 2030+00 | TRUE | TRUE | FALSE | FALSE | -1720 | 182 | TRUE | TRUE | FALSE | FALSE | 0 | 0 | TRUE | TRUE | TRUE | -1720 | 182 | 0 | 0 | -17200 | 1820 | 0 | 0 | 3503.9114 | 100000 | #N/A | 100000 | 0.035039 | 1 | #N/A | 0 | 0.00018595 | 0.005307 | #N/A | 0.005307 |  | 683 | 121.7327 | PASS | 6.4604 | PASS | Eligible | -3.1984 | 9.6588 | 683 | 12.3296 | kWh | 3612.552 | N/A | N/A | 123.2964 |  | 683 | 1 | -1720 | 182 | 0 | 0 | 10 | 0
Any | SWWH025-01 | SFm | Any | CZ12 | Any | 684 | Heat Pump Water Heater, >45 to ≤55 Gal, UEF=3.31 replacing Storage Natural Gas Water Heater, 40 Gal, UEF=0.64 | 1 | 10 | 2020 | natural gas + electricity | electricity | NR |  |  |  |  | -1760 |  | 188 |  | -1760 | 188 | 0 | 0 |  | 0 | 0 |  | TRUE | 10 | 0 | 0 | TRUE | 2020+10 | 2030+00 | TRUE | TRUE | FALSE | FALSE | -1760 | 188 | TRUE | TRUE | FALSE | FALSE | 0 | 0 | TRUE | TRUE | TRUE | -1760 | 188 | 0 | 0 | -17600 | 1880 | 0 | 0 | 3503.9114 | 100000 | #N/A | 100000 | 0.035039 | 1 | #N/A | 0 | 0.00018595 | 0.005307 | #N/A | 0.005307 |  | 684 | 126.3312 | PASS | 6.7044 | PASS | Eligible | -3.2728 | 9.9772 | 684 | 12.7931 | kWh | 3748.3504 | N/A | N/A | 127.9312 |  | 684 | 1 | -1760 | 188 | 0 | 0 | 10 | 0
Any | SWWH025-01 | SFm | Any | CZ13 | Any | 685 | Heat Pump Water Heater, >45 to ≤55 Gal, UEF=3.31 replacing Storage Natural Gas Water Heater, 40 Gal, UEF=0.64 | 1 | 10 | 2020 | natural gas + electricity | electricity | NR |  |  |  |  | -1650 |  | 180 |  | -1650 | 180 | 0 | 0 |  | 0 | 0 |  | TRUE | 10 | 0 | 0 | TRUE | 2020+10 | 2030+00 | TRUE | TRUE | FALSE | FALSE | -1650 | 180 | TRUE | TRUE | FALSE | FALSE | 0 | 0 | TRUE | TRUE | TRUE | -1650 | 180 | 0 | 0 | -16500 | 1800 | 0 | 0 | 3503.9114 | 100000 | #N/A | 100000 | 0.035039 | 1 | #N/A | 0 | 0.00018595 | 0.005307 | #N/A | 0.005307 |  | 685 | 122.1855 | PASS | 6.4844 | PASS | Eligible | -3.0682 | 9.5527 | 685 | 12.3686 | kWh | 3623.9525 | N/A | N/A | 123.6855 |  | 685 | 1 | -1650 | 180 | 0 | 0 | 10 | 0
Any | SWWH025-01 | SFm | Any | CZ14 | Any | 686 | Heat Pump Water Heater, >45 to ≤55 Gal, UEF=3.31 replacing Storage Natural Gas Water Heater, 40 Gal, UEF=0.64 | 1 | 10 | 2020 | natural gas + electricity | electricity | NR |  |  |  |  | -1770 |  | 183 |  | -1770 | 183 | 0 | 0 |  | 0 | 0 |  | TRUE | 10 | 0 | 0 | TRUE | 2020+10 | 2030+00 | TRUE | TRUE | FALSE | FALSE | -1770 | 183 | TRUE | TRUE | FALSE | FALSE | 0 | 0 | TRUE | TRUE | TRUE | -1770 | 183 | 0 | 0 | -17700 | 1830 | 0 | 0 | 3503.9114 | 100000 | #N/A | 100000 | 0.035039 | 1 | #N/A | 0 | 0.00018595 | 0.005307 | #N/A | 0.005307 |  | 686 | 120.9808 | PASS | 6.4205 | PASS | Eligible | -3.2914 | 9.7119 | 686 | 12.259 | kWh | 3591.8517 | N/A | N/A | 122.5899 |  | 686 | 1 | -1770 | 183 | 0 | 0 | 10 | 0
Any | SWWH025-01 | SFm | Any | CZ15 | Any | 687 | Heat Pump Water Heater, >45 to ≤55 Gal, UEF=3.31 replacing Storage Natural Gas Water Heater, 40 Gal, UEF=0.64 | 1 | 10 | 2020 | natural gas + electricity | electricity | NR |  |  |  |  | -1210 |  | 152 |  | -1210 | 152 | 0 | 0 |  | 0 | 0 |  | TRUE | 10 | 0 | 0 | TRUE | 2020+10 | 2030+00 | TRUE | TRUE | FALSE | FALSE | -1210 | 152 | TRUE | TRUE | FALSE | FALSE | 0 | 0 | TRUE | TRUE | TRUE | -1210 | 152 | 0 | 0 | -12100 | 1520 | 0 | 0 | 3503.9114 | 100000 | #N/A | 100000 | 0.035039 | 1 | #N/A | 0 | 0.00018595 | 0.005307 | #N/A | 0.005307 |  | 687 | 109.6027 | PASS | 5.8167 | PASS | Eligible | -2.25 | 8.0667 | 687 | 11.0703 | kWh | 3243.5599 | N/A | N/A | 110.7027 |  | 687 | 1 | -1210 | 152 | 0 | 0 | 10 | 0
Any | SWWH025-01 | SFm | Any | CZ16 | Any | 688 | Heat Pump Water Heater, >45 to ≤55 Gal, UEF=3.31 replacing Storage Natural Gas Water Heater, 40 Gal, UEF=0.64 | 1 | 10 | 2020 | natural gas + electricity | electricity | NR |  |  |  |  | -2680 |  | 211 |  | -2680 | 211 | 0 | 0 |  | 0 | 0 |  | TRUE | 10 | 0 | 0 | TRUE | 2020+10 | 2030+00 | TRUE | TRUE | FALSE | FALSE | -2680 | 211 | TRUE | TRUE | FALSE | FALSE | 0 | 0 | TRUE | TRUE | TRUE | -2680 | 211 | 0 | 0 | -26800 | 2110 | 0 | 0 | 3503.9114 | 100000 | #N/A | 100000 | 0.035039 | 1 | #N/A | 0 | 0.00018595 | 0.005307 | #N/A | 0.005307 |  | 688 | 117.0952 | PASS | 6.2143 | PASS | Eligible | -4.9836 | 11.1978 | 688 | 11.9532 | kWh | 3502.2444 | N/A | N/A | 119.5316 |  | 688 | 1 | -2680 | 211 | 0 | 0 | 10 | 0
Any | SWWH025-01 | MFm | Any | CZ01 | Any | 689 | Heat Pump Water Heater, >45 to ≤55 Gal, UEF=3.31 replacing Storage Natural Gas Water Heater, 40 Gal, UEF=0.64 | 1 | 10 | 2020 | natural gas + electricity | electricity | NR |  |  |  |  | -1380 |  | 174 |  | -1380 | 174 | 0 | 0 |  | 0 | 0 |  | TRUE | 10 | 0 | 0 | TRUE | 2020+10 | 2030+00 | TRUE | TRUE | FALSE | FALSE | -1380 | 174 | TRUE | TRUE | FALSE | FALSE | 0 | 0 | TRUE | TRUE | TRUE | -1380 | 174 | 0 | 0 | -13800 | 1740 | 0 | 0 | 3503.9114 | 100000 | #N/A | 100000 | 0.035039 | 1 | #N/A | 0 | 0.00018595 | 0.005307 | #N/A | 0.005307 |  | 689 | 125.646 | PASS | 6.6681 | PASS | Eligible | -2.5662 | 9.2342 | 689 | 12.6901 | kWh | 3718.1541 | N/A | N/A | 126.9006 |  | 689 | 1 | -1380 | 174 | 0 | 0 | 10 | 0
Any | SWWH025-01 | MFm | Any | CZ02 | Any | 690 | Heat Pump Water Heater, >45 to ≤55 Gal, UEF=3.31 replacing Storage Natural Gas Water Heater, 40 Gal, UEF=0.64 | 1 | 10 | 2020 | natural gas + electricity | electricity | NR |  |  |  |  | -1280 |  | 165 |  | -1280 | 165 | 0 | 0 |  | 0 | 0 |  | TRUE | 10 | 0 | 0 | TRUE | 2020+10 | 2030+00 | TRUE | TRUE | FALSE | FALSE | -1280 | 165 | TRUE | TRUE | FALSE | FALSE | 0 | 0 | TRUE | TRUE | TRUE | -1280 | 165 | 0 | 0 | -12800 | 1650 | 0 | 0 | 3503.9114 | 100000 | #N/A | 100000 | 0.035039 | 1 | #N/A | 0 | 0.00018595 | 0.005307 | #N/A | 0.005307 |  | 690 | 120.1499 | PASS | 6.3764 | PASS | Eligible | -2.3802 | 8.7566 | 690 | 12.1314 | kWh | 3554.4565 | N/A | N/A | 121.3136 |  | 690 | 1 | -1280 | 165 | 0 | 0 | 10 | 0
Any | SWWH025-01 | MFm | Any | CZ03 | Any | 691 | Heat Pump Water Heater, >45 to ≤55 Gal, UEF=3.31 replacing Storage Natural Gas Water Heater, 40 Gal, UEF=0.64 | 1 | 10 | 2020 | natural gas + electricity | electricity | NR |  |  |  |  | -1260 |  | 164 |  | -1260 | 164 | 0 | 0 |  | 0 | 0 |  | TRUE | 10 | 0 | 0 | TRUE | 2020+10 | 2030+00 | TRUE | TRUE | FALSE | FALSE | -1260 | 164 | TRUE | TRUE | FALSE | FALSE | 0 | 0 | TRUE | TRUE | TRUE | -1260 | 164 | 0 | 0 | -12600 | 1640 | 0 | 0 | 3503.9114 | 100000 | #N/A | 100000 | 0.035039 | 1 | #N/A | 0 | 0.00018595 | 0.005307 | #N/A | 0.005307 |  | 691 | 119.8507 | PASS | 6.3605 | PASS | Eligible | -2.343 | 8.7035 | 691 | 12.0996 | kWh | 3545.1568 | N/A | N/A | 120.9962 |  | 691 | 1 | -1260 | 164 | 0 | 0 | 10 | 0
Any | SWWH025-01 | MFm | Any | CZ04 | Any | 692 | Heat Pump Water Heater, >45 to ≤55 Gal, UEF=3.31 replacing Storage Natural Gas Water Heater, 40 Gal, UEF=0.64 | 1 | 10 | 2020 | natural gas + electricity | electricity | NR |  |  |  |  | -1230 |  | 161 |  | -1230 | 161 | 0 | 0 |  | 0 | 0 |  | TRUE | 10 | 0 | 0 | TRUE | 2020+10 | 2030+00 | TRUE | TRUE | FALSE | FALSE | -1230 | 161 | TRUE | TRUE | FALSE | FALSE | 0 | 0 | TRUE | TRUE | TRUE | -1230 | 161 | 0 | 0 | -12300 | 1610 | 0 | 0 | 3503.9114 | 100000 | #N/A | 100000 | 0.035039 | 1 | #N/A | 0 | 0.00018595 | 0.005307 | #N/A | 0.005307 |  | 692 | 117.9019 | PASS | 6.2571 | PASS | Eligible | -2.2872 | 8.5443 | 692 | 11.902 | kWh | 3487.2575 | N/A | N/A | 119.0201 |  | 692 | 1 | -1230 | 161 | 0 | 0 | 10 | 0
Any | SWWH025-01 | MFm | Any | CZ05 | Any | 693 | Heat Pump Water Heater, >45 to ≤55 Gal, UEF=3.31 replacing Storage Natural Gas Water Heater, 40 Gal, UEF=0.64 | 1 | 10 | 2020 | natural gas + electricity | electricity | NR |  |  |  |  | -1280 |  | 166 |  | -1280 | 166 | 0 | 0 |  | 0 | 0 |  | TRUE | 10 | 0 | 0 | TRUE | 2020+10 | 2030+00 | TRUE | TRUE | FALSE | FALSE | -1280 | 166 | TRUE | TRUE | FALSE | FALSE | 0 | 0 | TRUE | TRUE | TRUE | -1280 | 166 | 0 | 0 | -12800 | 1660 | 0 | 0 | 3503.9114 | 100000 | #N/A | 100000 | 0.035039 | 1 | #N/A | 0 | 0.00018595 | 0.005307 | #N/A | 0.005307 |  | 693 | 121.1499 | PASS | 6.4295 | PASS | Eligible | -2.3802 | 8.8097 | 693 | 12.2314 | kWh | 3583.7562 | N/A | N/A | 122.3136 |  | 693 | 1 | -1280 | 166 | 0 | 0 | 10 | 0
Any | SWWH025-01 | MFm | Any | CZ06 | Any | 694 | Heat Pump Water Heater, >45 to ≤55 Gal, UEF=3.31 replacing Storage Natural Gas Water Heater, 40 Gal, UEF=0.64 | 1 | 10 | 2020 | natural gas + electricity | electricity | NR |  |  |  |  | -1180 |  | 157 |  | -1180 | 157 | 0 | 0 |  | 0 | 0 |  | TRUE | 10 | 0 | 0 | TRUE | 2020+10 | 2030+00 | TRUE | TRUE | FALSE | FALSE | -1180 | 157 | TRUE | TRUE | FALSE | FALSE | 0 | 0 | TRUE | TRUE | TRUE | -1180 | 157 | 0 | 0 | -11800 | 1570 | 0 | 0 | 3503.9114 | 100000 | #N/A | 100000 | 0.035039 | 1 | #N/A | 0 | 0.00018595 | 0.005307 | #N/A | 0.005307 |  | 694 | 115.6538 | PASS | 6.1378 | PASS | Eligible | -2.1943 | 8.332 | 694 | 11.6727 | kWh | 3420.0586 | N/A | N/A | 116.7266 |  | 694 | 1 | -1180 | 157 | 0 | 0 | 10 | 0
Any | SWWH025-01 | MFm | Any | CZ07 | Any | 695 | Heat Pump Water Heater, >45 to ≤55 Gal, UEF=3.31 replacing Storage Natural Gas Water Heater, 40 Gal, UEF=0.64 | 1 | 10 | 2020 | natural gas + electricity | electricity | NR |  |  |  |  | -1170 |  | 155 |  | -1170 | 155 | 0 | 0 |  | 0 | 0 |  | TRUE | 10 | 0 | 0 | TRUE | 2020+10 | 2030+00 | TRUE | TRUE | FALSE | FALSE | -1170 | 155 | TRUE | TRUE | FALSE | FALSE | 0 | 0 | TRUE | TRUE | TRUE | -1170 | 155 | 0 | 0 | -11700 | 1550 | 0 | 0 | 3503.9114 | 100000 | #N/A | 100000 | 0.035039 | 1 | #N/A | 0 | 0.00018595 | 0.005307 | #N/A | 0.005307 |  | 695 | 114.0042 | PASS | 6.0502 | PASS | Eligible | -2.1757 | 8.2259 | 695 | 11.5068 | kWh | 3371.4591 | N/A | N/A | 115.0679 |  | 695 | 1 | -1170 | 155 | 0 | 0 | 10 | 0
Any | SWWH025-01 | MFm | Any | CZ08 | Any | 696 | Heat Pump Water Heater, >45 to ≤55 Gal, UEF=3.31 replacing Storage Natural Gas Water Heater, 40 Gal, UEF=0.64 | 1 | 10 | 2020 | natural gas + electricity | electricity | NR |  |  |  |  | -1150 |  | 153 |  | -1150 | 153 | 0 | 0 |  | 0 | 0 |  | TRUE | 10 | 0 | 0 | TRUE | 2020+10 | 2030+00 | TRUE | TRUE | FALSE | FALSE | -1150 | 153 | TRUE | TRUE | FALSE | FALSE | 0 | 0 | TRUE | TRUE | TRUE | -1150 | 153 | 0 | 0 | -11500 | 1530 | 0 | 0 | 3503.9114 | 100000 | #N/A | 100000 | 0.035039 | 1 | #N/A | 0 | 0.00018595 | 0.005307 | #N/A | 0.005307 |  | 696 | 112.705 | PASS | 5.9813 | PASS | Eligible | -2.1385 | 8.1198 | 696 | 11.375 | kWh | 3332.8597 | N/A | N/A | 113.7505 |  | 696 | 1 | -1150 | 153 | 0 | 0 | 10 | 0
Any | SWWH025-01 | MFm | Any | CZ09 | Any | 697 | Heat Pump Water Heater, >45 to ≤55 Gal, UEF=3.31 replacing Storage Natural Gas Water Heater, 40 Gal, UEF=0.64 | 1 | 10 | 2020 | natural gas + electricity | electricity | NR |  |  |  |  | -1150 |  | 153 |  | -1150 | 153 | 0 | 0 |  | 0 | 0 |  | TRUE | 10 | 0 | 0 | TRUE | 2020+10 | 2030+00 | TRUE | TRUE | FALSE | FALSE | -1150 | 153 | TRUE | TRUE | FALSE | FALSE | 0 | 0 | TRUE | TRUE | TRUE | -1150 | 153 | 0 | 0 | -11500 | 1530 | 0 | 0 | 3503.9114 | 100000 | #N/A | 100000 | 0.035039 | 1 | #N/A | 0 | 0.00018595 | 0.005307 | #N/A | 0.005307 |  | 697 | 112.705 | PASS | 5.9813 | PASS | Eligible | -2.1385 | 8.1198 | 697 | 11.375 | kWh | 3332.8597 | N/A | N/A | 113.7505 |  | 697 | 1 | -1150 | 153 | 0 | 0 | 10 | 0
Any | SWWH025-01 | MFm | Any | CZ10 | Any | 698 | Heat Pump Water Heater, >45 to ≤55 Gal, UEF=3.31 replacing Storage Natural Gas Water Heater, 40 Gal, UEF=0.64 | 1 | 10 | 2020 | natural gas + electricity | electricity | NR |  |  |  |  | -1150 |  | 153 |  | -1150 | 153 | 0 | 0 |  | 0 | 0 |  | TRUE | 10 | 0 | 0 | TRUE | 2020+10 | 2030+00 | TRUE | TRUE | FALSE | FALSE | -1150 | 153 | TRUE | TRUE | FALSE | FALSE | 0 | 0 | TRUE | TRUE | TRUE | -1150 | 153 | 0 | 0 | -11500 | 1530 | 0 | 0 | 3503.9114 | 100000 | #N/A | 100000 | 0.035039 | 1 | #N/A | 0 | 0.00018595 | 0.005307 | #N/A | 0.005307 |  | 698 | 112.705 | PASS | 5.9813 | PASS | Eligible | -2.1385 | 8.1198 | 698 | 11.375 | kWh | 3332.8597 | N/A | N/A | 113.7505 |  | 698 | 1 | -1150 | 153 | 0 | 0 | 10 | 0
Any | SWWH025-01 | MFm | Any | CZ11 | Any | 699 | Heat Pump Water Heater, >45 to ≤55 Gal, UEF=3.31 replacing Storage Natural Gas Water Heater, 40 Gal, UEF=0.64 | 1 | 10 | 2020 | natural gas + electricity | electricity | NR |  |  |  |  | -1180 |  | 155 |  | -1180 | 155 | 0 | 0 |  | 0 | 0 |  | TRUE | 10 | 0 | 0 | TRUE | 2020+10 | 2030+00 | TRUE | TRUE | FALSE | FALSE | -1180 | 155 | TRUE | TRUE | FALSE | FALSE | 0 | 0 | TRUE | TRUE | TRUE | -1180 | 155 | 0 | 0 | -11800 | 1550 | 0 | 0 | 3503.9114 | 100000 | #N/A | 100000 | 0.035039 | 1 | #N/A | 0 | 0.00018595 | 0.005307 | #N/A | 0.005307 |  | 699 | 113.6538 | PASS | 6.0317 | PASS | Eligible | -2.1943 | 8.2259 | 699 | 11.4727 | kWh | 3361.4591 | N/A | N/A | 114.7266 |  | 699 | 1 | -1180 | 155 | 0 | 0 | 10 | 0
Any | SWWH025-01 | MFm | Any | CZ12 | Any | 700 | Heat Pump Water Heater, >45 to ≤55 Gal, UEF=3.31 replacing Storage Natural Gas Water Heater, 40 Gal, UEF=0.64 | 1 | 10 | 2020 | natural gas + electricity | electricity | NR |  |  |  |  | -1220 |  | 159 |  | -1220 | 159 | 0 | 0 |  | 0 | 0 |  | TRUE | 10 | 0 | 0 | TRUE | 2020+10 | 2030+00 | TRUE | TRUE | FALSE | FALSE | -1220 | 159 | TRUE | TRUE | FALSE | FALSE | 0 | 0 | TRUE | TRUE | TRUE | -1220 | 159 | 0 | 0 | -12200 | 1590 | 0 | 0 | 3503.9114 | 100000 | #N/A | 100000 | 0.035039 | 1 | #N/A | 0 | 0.00018595 | 0.005307 | #N/A | 0.005307 |  | 700 | 116.2523 | PASS | 6.1696 | PASS | Eligible | -2.2686 | 8.4382 | 700 | 11.7361 | kWh | 3438.6581 | N/A | N/A | 117.3614 |  | 700 | 1 | -1220 | 159 | 0 | 0 | 10 | 0
Any | SWWH025-01 | MFm | Any | CZ13 | Any | 701 | Heat Pump Water Heater, >45 to ≤55 Gal, UEF=3.31 replacing Storage Natural Gas Water Heater, 40 Gal, UEF=0.64 | 1 | 10 | 2020 | natural gas + electricity | electricity | NR |  |  |  |  | -1160 |  | 154 |  | -1160 | 154 | 0 | 0 |  | 0 | 0 |  | TRUE | 10 | 0 | 0 | TRUE | 2020+10 | 2030+00 | TRUE | TRUE | FALSE | FALSE | -1160 | 154 | TRUE | TRUE | FALSE | FALSE | 0 | 0 | TRUE | TRUE | TRUE | -1160 | 154 | 0 | 0 | -11600 | 1540 | 0 | 0 | 3503.9114 | 100000 | #N/A | 100000 | 0.035039 | 1 | #N/A | 0 | 0.00018595 | 0.005307 | #N/A | 0.005307 |  | 701 | 113.3546 | PASS | 6.0158 | PASS | Eligible | -2.1571 | 8.1728 | 701 | 11.4409 | kWh | 3352.1594 | N/A | N/A | 114.4092 |  | 701 | 1 | -1160 | 154 | 0 | 0 | 10 | 0
Any | SWWH025-01 | MFm | Any | CZ14 | Any | 702 | Heat Pump Water Heater, >45 to ≤55 Gal, UEF=3.31 replacing Storage Natural Gas Water Heater, 40 Gal, UEF=0.64 | 1 | 10 | 2020 | natural gas + electricity | electricity | NR |  |  |  |  | -1190 |  | 156 |  | -1190 | 156 | 0 | 0 |  | 0 | 0 |  | TRUE | 10 | 0 | 0 | TRUE | 2020+10 | 2030+00 | TRUE | TRUE | FALSE | FALSE | -1190 | 156 | TRUE | TRUE | FALSE | FALSE | 0 | 0 | TRUE | TRUE | TRUE | -1190 | 156 | 0 | 0 | -11900 | 1560 | 0 | 0 | 3503.9114 | 100000 | #N/A | 100000 | 0.035039 | 1 | #N/A | 0 | 0.00018595 | 0.005307 | #N/A | 0.005307 |  | 702 | 114.3035 | PASS | 6.0661 | PASS | Eligible | -2.2129 | 8.279 | 702 | 11.5385 | kWh | 3380.7589 | N/A | N/A | 115.3853 |  | 702 | 1 | -1190 | 156 | 0 | 0 | 10 | 0
Any | SWWH025-01 | MFm | Any | CZ15 | Any | 703 | Heat Pump Water Heater, >45 to ≤55 Gal, UEF=3.31 replacing Storage Natural Gas Water Heater, 40 Gal, UEF=0.64 | 1 | 10 | 2020 | natural gas + electricity | electricity | NR |  |  |  |  | -967 |  | 134 |  | -967 | 134 | 0 | 0 |  | 0 | 0 |  | TRUE | 10 | 0 | 0 | TRUE | 2020+10 | 2030+00 | TRUE | TRUE | FALSE | FALSE | -967 | 134 | TRUE | TRUE | FALSE | FALSE | 0 | 0 | TRUE | TRUE | TRUE | -967 | 134 | 0 | 0 | -9670 | 1340 | 0 | 0 | 3503.9114 | 100000 | #N/A | 100000 | 0.035039 | 1 | #N/A | 0 | 0.00018595 | 0.005307 | #N/A | 0.005307 |  | 703 | 100.1172 | PASS | 5.3133 | PASS | Eligible | -1.7982 | 7.1114 | 703 | 10.0996 | kWh | 2959.1647 | N/A | N/A | 100.9963 |  | 703 | 1 | -967 | 134 | 0 | 0 | 10 | 0
Any | SWWH025-01 | MFm | Any | CZ16 | Any | 704 | Heat Pump Water Heater, >45 to ≤55 Gal, UEF=3.31 replacing Storage Natural Gas Water Heater, 40 Gal, UEF=0.64 | 1 | 10 | 2020 | natural gas + electricity | electricity | NR |  |  |  |  | -1370 |  | 174 |  | -1370 | 174 | 0 | 0 |  | 0 | 0 |  | TRUE | 10 | 0 | 0 | TRUE | 2020+10 | 2030+00 | TRUE | TRUE | FALSE | FALSE | -1370 | 174 | TRUE | TRUE | FALSE | FALSE | 0 | 0 | TRUE | TRUE | TRUE | -1370 | 174 | 0 | 0 | -13700 | 1740 | 0 | 0 | 3503.9114 | 100000 | #N/A | 100000 | 0.035039 | 1 | #N/A | 0 | 0.00018595 | 0.005307 | #N/A | 0.005307 |  | 704 | 125.9964 | PASS | 6.6867 | PASS | Eligible | -2.5476 | 9.2342 | 704 | 12.7242 | kWh | 3728.1541 | N/A | N/A | 127.2419 |  | 704 | 1 | -1370 | 174 | 0 | 0 | 10 | 0
Any | SWWH025-01 | DMo | Any | CZ01 | Any | 705 | Heat Pump Water Heater, >45 to ≤55 Gal, UEF=3.31 replacing Storage Natural Gas Water Heater, 40 Gal, UEF=0.64 | 1 | 10 | 2020 | natural gas + electricity | electricity | NR |  |  |  |  | -2070 |  | 190 |  | -2070 | 190 | 0 | 0 |  | 0 | 0 |  | TRUE | 10 | 0 | 0 | TRUE | 2020+10 | 2030+00 | TRUE | TRUE | FALSE | FALSE | -2070 | 190 | TRUE | TRUE | FALSE | FALSE | 0 | 0 | TRUE | TRUE | TRUE | -2070 | 190 | 0 | 0 | -20700 | 1900 | 0 | 0 | 3503.9114 | 100000 | #N/A | 100000 | 0.035039 | 1 | #N/A | 0 | 0.00018595 | 0.005307 | #N/A | 0.005307 |  | 705 | 117.469 | PASS | 6.2341 | PASS | Eligible | -3.8492 | 10.0834 | 705 | 11.9351 | kWh | 3496.9499 | N/A | N/A | 119.3509 |  | 705 | 1 | -2070 | 190 | 0 | 0 | 10 | 0
Any | SWWH025-01 | DMo | Any | CZ02 | Any | 706 | Heat Pump Water Heater, >45 to ≤55 Gal, UEF=3.31 replacing Storage Natural Gas Water Heater, 40 Gal, UEF=0.64 | 1 | 10 | 2020 | natural gas + electricity | electricity | NR |  |  |  |  | -1790 |  | 177 |  | -1790 | 177 | 0 | 0 |  | 0 | 0 |  | TRUE | 10 | 0 | 0 | TRUE | 2020+10 | 2030+00 | TRUE | TRUE | FALSE | FALSE | -1790 | 177 | TRUE | TRUE | FALSE | FALSE | 0 | 0 | TRUE | TRUE | TRUE | -1790 | 177 | 0 | 0 | -17900 | 1770 | 0 | 0 | 3503.9114 | 100000 | #N/A | 100000 | 0.035039 | 1 | #N/A | 0 | 0.00018595 | 0.005307 | #N/A | 0.005307 |  | 706 | 114.28 | PASS | 6.0649 | PASS | Eligible | -3.3286 | 9.3935 | 706 | 11.5907 | kWh | 3396.0533 | N/A | N/A | 115.9073 |  | 706 | 1 | -1790 | 177 | 0 | 0 | 10 | 0
Any | SWWH025-01 | DMo | Any | CZ03 | Any | 707 | Heat Pump Water Heater, >45 to ≤55 Gal, UEF=3.31 replacing Storage Natural Gas Water Heater, 40 Gal, UEF=0.64 | 1 | 10 | 2020 | natural gas + electricity | electricity | NR |  |  |  |  | -1660 |  | 178 |  | -1660 | 178 | 0 | 0 |  | 0 | 0 |  | TRUE | 10 | 0 | 0 | TRUE | 2020+10 | 2030+00 | TRUE | TRUE | FALSE | FALSE | -1660 | 178 | TRUE | TRUE | FALSE | FALSE | 0 | 0 | TRUE | TRUE | TRUE | -1660 | 178 | 0 | 0 | -16600 | 1780 | 0 | 0 | 3503.9114 | 100000 | #N/A | 100000 | 0.035039 | 1 | #N/A | 0 | 0.00018595 | 0.005307 | #N/A | 0.005307 |  | 707 | 119.8351 | PASS | 6.3597 | PASS | Eligible | -3.0868 | 9.4465 | 707 | 12.1344 | kWh | 3555.3531 | N/A | N/A | 121.3442 |  | 707 | 1 | -1660 | 178 | 0 | 0 | 10 | 0
Any | SWWH025-01 | DMo | Any | CZ04 | Any | 708 | Heat Pump Water Heater, >45 to ≤55 Gal, UEF=3.31 replacing Storage Natural Gas Water Heater, 40 Gal, UEF=0.64 | 1 | 10 | 2020 | natural gas + electricity | electricity | NR |  |  |  |  | -1630 |  | 173 |  | -1630 | 173 | 0 | 0 |  | 0 | 0 |  | TRUE | 10 | 0 | 0 | TRUE | 2020+10 | 2030+00 | TRUE | TRUE | FALSE | FALSE | -1630 | 173 | TRUE | TRUE | FALSE | FALSE | 0 | 0 | TRUE | TRUE | TRUE | -1630 | 173 | 0 | 0 | -16300 | 1730 | 0 | 0 | 3503.9114 | 100000 | #N/A | 100000 | 0.035039 | 1 | #N/A | 0 | 0.00018595 | 0.005307 | #N/A | 0.005307 |  | 708 | 115.8862 | PASS | 6.1501 | PASS | Eligible | -3.031 | 9.1812 | 708 | 11.7368 | kWh | 3438.8544 | N/A | N/A | 117.3681 |  | 708 | 1 | -1630 | 173 | 0 | 0 | 10 | 0
Any | SWWH025-01 | DMo | Any | CZ05 | Any | 709 | Heat Pump Water Heater, >45 to ≤55 Gal, UEF=3.31 replacing Storage Natural Gas Water Heater, 40 Gal, UEF=0.64 | 1 | 10 | 2020 | natural gas + electricity | electricity | NR |  |  |  |  | -1780 |  | 181 |  | -1780 | 181 | 0 | 0 |  | 0 | 0 |  | TRUE | 10 | 0 | 0 | TRUE | 2020+10 | 2030+00 | TRUE | TRUE | FALSE | FALSE | -1780 | 181 | TRUE | TRUE | FALSE | FALSE | 0 | 0 | TRUE | TRUE | TRUE | -1780 | 181 | 0 | 0 | -17800 | 1810 | 0 | 0 | 3503.9114 | 100000 | #N/A | 100000 | 0.035039 | 1 | #N/A | 0 | 0.00018595 | 0.005307 | #N/A | 0.005307 |  | 709 | 118.6304 | PASS | 6.2958 | PASS | Eligible | -3.31 | 9.6057 | 709 | 12.0249 | kWh | 3523.2523 | N/A | N/A | 120.2486 |  | 709 | 1 | -1780 | 181 | 0 | 0 | 10 | 0
Any | SWWH025-01 | DMo | Any | CZ06 | Any | 710 | Heat Pump Water Heater, >45 to ≤55 Gal, UEF=3.31 replacing Storage Natural Gas Water Heater, 40 Gal, UEF=0.64 | 1 | 10 | 2020 | natural gas + electricity | electricity | NR |  |  |  |  | -1460 |  | 167 |  | -1460 | 167 | 0 | 0 |  | 0 | 0 |  | TRUE | 10 | 0 | 0 | TRUE | 2020+10 | 2030+00 | TRUE | TRUE | FALSE | FALSE | -1460 | 167 | TRUE | TRUE | FALSE | FALSE | 0 | 0 | TRUE | TRUE | TRUE | -1460 | 167 | 0 | 0 | -14600 | 1670 | 0 | 0 | 3503.9114 | 100000 | #N/A | 100000 | 0.035039 | 1 | #N/A | 0 | 0.00018595 | 0.005307 | #N/A | 0.005307 |  | 710 | 115.8429 | PASS | 6.1478 | PASS | Eligible | -2.7149 | 8.8628 | 710 | 11.717 | kWh | 3433.056 | N/A | N/A | 117.1702 |  | 710 | 1 | -1460 | 167 | 0 | 0 | 10 | 0
Any | SWWH025-01 | DMo | Any | CZ07 | Any | 711 | Heat Pump Water Heater, >45 to ≤55 Gal, UEF=3.31 replacing Storage Natural Gas Water Heater, 40 Gal, UEF=0.64 | 1 | 10 | 2020 | natural gas + electricity | electricity | NR |  |  |  |  | -1400 |  | 166 |  | -1400 | 166 | 0 | 0 |  | 0 | 0 |  | TRUE | 10 | 0 | 0 | TRUE | 2020+10 | 2030+00 | TRUE | TRUE | FALSE | FALSE | -1400 | 166 | TRUE | TRUE | FALSE | FALSE | 0 | 0 | TRUE | TRUE | TRUE | -1400 | 166 | 0 | 0 | -14000 | 1660 | 0 | 0 | 3503.9114 | 100000 | #N/A | 100000 | 0.035039 | 1 | #N/A | 0 | 0.00018595 | 0.005307 | #N/A | 0.005307 |  | 711 | 116.9452 | PASS | 6.2063 | PASS | Eligible | -2.6034 | 8.8097 | 711 | 11.8218 | kWh | 3463.7562 | N/A | N/A | 118.218 |  | 711 | 1 | -1400 | 166 | 0 | 0 | 10 | 0
Any | SWWH025-01 | DMo | Any | CZ08 | Any | 712 | Heat Pump Water Heater, >45 to ≤55 Gal, UEF=3.31 replacing Storage Natural Gas Water Heater, 40 Gal, UEF=0.64 | 1 | 10 | 2020 | natural gas + electricity | electricity | NR |  |  |  |  | -1380 |  | 163 |  | -1380 | 163 | 0 | 0 |  | 0 | 0 |  | TRUE | 10 | 0 | 0 | TRUE | 2020+10 | 2030+00 | TRUE | TRUE | FALSE | FALSE | -1380 | 163 | TRUE | TRUE | FALSE | FALSE | 0 | 0 | TRUE | TRUE | TRUE | -1380 | 163 | 0 | 0 | -13800 | 1630 | 0 | 0 | 3503.9114 | 100000 | #N/A | 100000 | 0.035039 | 1 | #N/A | 0 | 0.00018595 | 0.005307 | #N/A | 0.005307 |  | 712 | 114.646 | PASS | 6.0843 | PASS | Eligible | -2.5662 | 8.6505 | 712 | 11.5901 | kWh | 3395.857 | N/A | N/A | 115.9006 |  | 712 | 1 | -1380 | 163 | 0 | 0 | 10 | 0
Any | SWWH025-01 | DMo | Any | CZ09 | Any | 713 | Heat Pump Water Heater, >45 to ≤55 Gal, UEF=3.31 replacing Storage Natural Gas Water Heater, 40 Gal, UEF=0.64 | 1 | 10 | 2020 | natural gas + electricity | electricity | NR |  |  |  |  | -1410 |  | 163 |  | -1410 | 163 | 0 | 0 |  | 0 | 0 |  | TRUE | 10 | 0 | 0 | TRUE | 2020+10 | 2030+00 | TRUE | TRUE | FALSE | FALSE | -1410 | 163 | TRUE | TRUE | FALSE | FALSE | 0 | 0 | TRUE | TRUE | TRUE | -1410 | 163 | 0 | 0 | -14100 | 1630 | 0 | 0 | 3503.9114 | 100000 | #N/A | 100000 | 0.035039 | 1 | #N/A | 0 | 0.00018595 | 0.005307 | #N/A | 0.005307 |  | 713 | 113.5948 | PASS | 6.0285 | PASS | Eligible | -2.6219 | 8.6505 | 713 | 11.4877 | kWh | 3365.857 | N/A | N/A | 114.8767 |  | 713 | 1 | -1410 | 163 | 0 | 0 | 10 | 0
Any | SWWH025-01 | DMo | Any | CZ10 | Any | 714 | Heat Pump Water Heater, >45 to ≤55 Gal, UEF=3.31 replacing Storage Natural Gas Water Heater, 40 Gal, UEF=0.64 | 1 | 10 | 2020 | natural gas + electricity | electricity | NR |  |  |  |  | -1430 |  | 162 |  | -1430 | 162 | 0 | 0 |  | 0 | 0 |  | TRUE | 10 | 0 | 0 | TRUE | 2020+10 | 2030+00 | TRUE | TRUE | FALSE | FALSE | -1430 | 162 | TRUE | TRUE | FALSE | FALSE | 0 | 0 | TRUE | TRUE | TRUE | -1430 | 162 | 0 | 0 | -14300 | 1620 | 0 | 0 | 3503.9114 | 100000 | #N/A | 100000 | 0.035039 | 1 | #N/A | 0 | 0.00018595 | 0.005307 | #N/A | 0.005307 |  | 714 | 111.8941 | PASS | 5.9383 | PASS | Eligible | -2.6591 | 8.5974 | 714 | 11.3194 | kWh | 3316.5573 | N/A | N/A | 113.1941 |  | 714 | 1 | -1430 | 162 | 0 | 0 | 10 | 0
Any | SWWH025-01 | DMo | Any | CZ11 | Any | 715 | Heat Pump Water Heater, >45 to ≤55 Gal, UEF=3.31 replacing Storage Natural Gas Water Heater, 40 Gal, UEF=0.64 | 1 | 10 | 2020 | natural gas + electricity | electricity | NR |  |  |  |  | -1640 |  | 165 |  | -1640 | 165 | 0 | 0 |  | 0 | 0 |  | TRUE | 10 | 0 | 0 | TRUE | 2020+10 | 2030+00 | TRUE | TRUE | FALSE | FALSE | -1640 | 165 | TRUE | TRUE | FALSE | FALSE | 0 | 0 | TRUE | TRUE | TRUE | -1640 | 165 | 0 | 0 | -16400 | 1650 | 0 | 0 | 3503.9114 | 100000 | #N/A | 100000 | 0.035039 | 1 | #N/A | 0 | 0.00018595 | 0.005307 | #N/A | 0.005307 |  | 715 | 107.5359 | PASS | 5.707 | PASS | Eligible | -3.0496 | 8.7566 | 715 | 10.9027 | kWh | 3194.4565 | N/A | N/A | 109.0268 |  | 715 | 1 | -1640 | 165 | 0 | 0 | 10 | 0
Any | SWWH025-01 | DMo | Any | CZ12 | Any | 716 | Heat Pump Water Heater, >45 to ≤55 Gal, UEF=3.31 replacing Storage Natural Gas Water Heater, 40 Gal, UEF=0.64 | 1 | 10 | 2020 | natural gas + electricity | electricity | NR |  |  |  |  | -1630 |  | 170 |  | -1630 | 170 | 0 | 0 |  | 0 | 0 |  | TRUE | 10 | 0 | 0 | TRUE | 2020+10 | 2030+00 | TRUE | TRUE | FALSE | FALSE | -1630 | 170 | TRUE | TRUE | FALSE | FALSE | 0 | 0 | TRUE | TRUE | TRUE | -1630 | 170 | 0 | 0 | -16300 | 1700 | 0 | 0 | 3503.9114 | 100000 | #N/A | 100000 | 0.035039 | 1 | #N/A | 0 | 0.00018595 | 0.005307 | #N/A | 0.005307 |  | 716 | 112.8862 | PASS | 5.9909 | PASS | Eligible | -3.031 | 9.022 | 716 | 11.4368 | kWh | 3350.9552 | N/A | N/A | 114.3681 |  | 716 | 1 | -1630 | 170 | 0 | 0 | 10 | 0
Any | SWWH025-01 | DMo | Any | CZ13 | Any | 717 | Heat Pump Water Heater, >45 to ≤55 Gal, UEF=3.31 replacing Storage Natural Gas Water Heater, 40 Gal, UEF=0.64 | 1 | 10 | 2020 | natural gas + electricity | electricity | NR |  |  |  |  | -1550 |  | 163 |  | -1550 | 163 | 0 | 0 |  | 0 | 0 |  | TRUE | 10 | 0 | 0 | TRUE | 2020+10 | 2030+00 | TRUE | TRUE | FALSE | FALSE | -1550 | 163 | TRUE | TRUE | FALSE | FALSE | 0 | 0 | TRUE | TRUE | TRUE | -1550 | 163 | 0 | 0 | -15500 | 1630 | 0 | 0 | 3503.9114 | 100000 | #N/A | 100000 | 0.035039 | 1 | #N/A | 0 | 0.00018595 | 0.005307 | #N/A | 0.005307 |  | 717 | 108.6894 | PASS | 5.7682 | PASS | Eligible | -2.8823 | 8.6505 | 717 | 11.0099 | kWh | 3225.857 | N/A | N/A | 110.0985 |  | 717 | 1 | -1550 | 163 | 0 | 0 | 10 | 0
Any | SWWH025-01 | DMo | Any | CZ14 | Any | 718 | Heat Pump Water Heater, >45 to ≤55 Gal, UEF=3.31 replacing Storage Natural Gas Water Heater, 40 Gal, UEF=0.64 | 1 | 10 | 2020 | natural gas + electricity | electricity | NR |  |  |  |  | -1700 |  | 166 |  | -1700 | 166 | 0 | 0 |  | 0 | 0 |  | TRUE | 10 | 0 | 0 | TRUE | 2020+10 | 2030+00 | TRUE | TRUE | FALSE | FALSE | -1700 | 166 | TRUE | TRUE | FALSE | FALSE | 0 | 0 | TRUE | TRUE | TRUE | -1700 | 166 | 0 | 0 | -17000 | 1660 | 0 | 0 | 3503.9114 | 100000 | #N/A | 100000 | 0.035039 | 1 | #N/A | 0 | 0.00018595 | 0.005307 | #N/A | 0.005307 |  | 718 | 106.4335 | PASS | 5.6485 | PASS | Eligible | -3.1612 | 8.8097 | 718 | 10.7979 | kWh | 3163.7562 | N/A | N/A | 107.979 |  | 718 | 1 | -1700 | 166 | 0 | 0 | 10 | 0
Any | SWWH025-01 | DMo | Any | CZ15 | Any | 719 | Heat Pump Water Heater, >45 to ≤55 Gal, UEF=3.31 replacing Storage Natural Gas Water Heater, 40 Gal, UEF=0.64 | 1 | 10 | 2020 | natural gas + electricity | electricity | NR |  |  |  |  | -1070 |  | 137 |  | -1070 | 137 | 0 | 0 |  | 0 | 0 |  | TRUE | 10 | 0 | 0 | TRUE | 2020+10 | 2030+00 | TRUE | TRUE | FALSE | FALSE | -1070 | 137 | TRUE | TRUE | FALSE | FALSE | 0 | 0 | TRUE | TRUE | TRUE | -1070 | 137 | 0 | 0 | -10700 | 1370 | 0 | 0 | 3503.9114 | 100000 | #N/A | 100000 | 0.035039 | 1 | #N/A | 0 | 0.00018595 | 0.005307 | #N/A | 0.005307 |  | 719 | 99.5081 | PASS | 5.2809 | PASS | Eligible | -1.9897 | 7.2706 | 719 | 10.0481 | kWh | 2944.0639 | N/A | N/A | 100.4809 |  | 719 | 1 | -1070 | 137 | 0 | 0 | 10 | 0
Any | SWWH025-01 | DMo | Any | CZ16 | Any | 720 | Heat Pump Water Heater, >45 to ≤55 Gal, UEF=3.31 replacing Storage Natural Gas Water Heater, 40 Gal, UEF=0.64 | 1 | 10 | 2020 | natural gas + electricity | electricity | NR |  |  |  |  | -2560 |  | 190 |  | -2560 | 190 | 0 | 0 |  | 0 | 0 |  | TRUE | 10 | 0 | 0 | TRUE | 2020+10 | 2030+00 | TRUE | TRUE | FALSE | FALSE | -2560 | 190 | TRUE | TRUE | FALSE | FALSE | 0 | 0 | TRUE | TRUE | TRUE | -2560 | 190 | 0 | 0 | -25600 | 1900 | 0 | 0 | 3503.9114 | 100000 | #N/A | 100000 | 0.035039 | 1 | #N/A | 0 | 0.00018595 | 0.005307 | #N/A | 0.005307 |  | 720 | 100.2999 | PASS | 5.323 | PASS | Eligible | -4.7604 | 10.0834 | 720 | 10.2627 | kWh | 3006.9499 | N/A | N/A | 102.6272 |  | 720 | 1 | -2560 | 190 | 0 | 0 | 10 | 0
Any | SWWH025-01 | SFm | Any | CZ01 | Any | 721 | Heat Pump Water Heater, >45 to ≤55 Gal, UEF=3.31 replacing Storage Natural Gas Water Heater, 50 Gal, UEF=0.56 | 1 | 10 | 2020 | natural gas + electricity | electricity | NR |  |  |  |  | -2240 |  | 215 |  | -2240 | 215 | 0 | 0 |  | 0 | 0 |  | TRUE | 10 | 0 | 0 | TRUE | 2020+10 | 2030+00 | TRUE | TRUE | FALSE | FALSE | -2240 | 215 | TRUE | TRUE | FALSE | FALSE | 0 | 0 | TRUE | TRUE | TRUE | -2240 | 215 | 0 | 0 | -22400 | 2150 | 0 | 0 | 3503.9114 | 100000 | #N/A | 100000 | 0.035039 | 1 | #N/A | 0 | 0.00018595 | 0.005307 | #N/A | 0.005307 |  | 721 | 136.5124 | PASS | 7.2448 | PASS | Eligible | -4.1654 | 11.4101 | 721 | 13.8549 | kWh | 4059.4433 | N/A | N/A | 138.5488 |  | 721 | 1 | -2240 | 215 | 0 | 0 | 10 | 0
Any | SWWH025-01 | SFm | Any | CZ02 | Any | 722 | Heat Pump Water Heater, >45 to ≤55 Gal, UEF=3.31 replacing Storage Natural Gas Water Heater, 50 Gal, UEF=0.56 | 1 | 10 | 2020 | natural gas + electricity | electricity | NR |  |  |  |  | -1910 |  | 200 |  | -1910 | 200 | 0 | 0 |  | 0 | 0 |  | TRUE | 10 | 0 | 0 | TRUE | 2020+10 | 2030+00 | TRUE | TRUE | FALSE | FALSE | -1910 | 200 | TRUE | TRUE | FALSE | FALSE | 0 | 0 | TRUE | TRUE | TRUE | -1910 | 200 | 0 | 0 | -19100 | 2000 | 0 | 0 | 3503.9114 | 100000 | #N/A | 100000 | 0.035039 | 1 | #N/A | 0 | 0.00018595 | 0.005307 | #N/A | 0.005307 |  | 722 | 133.0753 | PASS | 7.0624 | PASS | Eligible | -3.5517 | 10.6141 | 722 | 13.4812 | kWh | 3949.9473 | N/A | N/A | 134.8117 |  | 722 | 1 | -1910 | 200 | 0 | 0 | 10 | 0
Any | SWWH025-01 | SFm | Any | CZ03 | Any | 723 | Heat Pump Water Heater, >45 to ≤55 Gal, UEF=3.31 replacing Storage Natural Gas Water Heater, 50 Gal, UEF=0.56 | 1 | 10 | 2020 | natural gas + electricity | electricity | NR |  |  |  |  | -1860 |  | 201 |  | -1860 | 201 | 0 | 0 |  | 0 | 0 |  | TRUE | 10 | 0 | 0 | TRUE | 2020+10 | 2030+00 | TRUE | TRUE | FALSE | FALSE | -1860 | 201 | TRUE | TRUE | FALSE | FALSE | 0 | 0 | TRUE | TRUE | TRUE | -1860 | 201 | 0 | 0 | -18600 | 2010 | 0 | 0 | 3503.9114 | 100000 | #N/A | 100000 | 0.035039 | 1 | #N/A | 0 | 0.00018595 | 0.005307 | #N/A | 0.005307 |  | 723 | 135.8272 | PASS | 7.2084 | PASS | Eligible | -3.4587 | 10.6671 | 723 | 13.7518 | kWh | 4029.247 | N/A | N/A | 137.5182 |  | 723 | 1 | -1860 | 201 | 0 | 0 | 10 | 0
Any | SWWH025-01 | SFm | Any | CZ04 | Any | 724 | Heat Pump Water Heater, >45 to ≤55 Gal, UEF=3.31 replacing Storage Natural Gas Water Heater, 50 Gal, UEF=0.56 | 1 | 10 | 2020 | natural gas + electricity | electricity | NR |  |  |  |  | -1790 |  | 195 |  | -1790 | 195 | 0 | 0 |  | 0 | 0 |  | TRUE | 10 | 0 | 0 | TRUE | 2020+10 | 2030+00 | TRUE | TRUE | FALSE | FALSE | -1790 | 195 | TRUE | TRUE | FALSE | FALSE | 0 | 0 | TRUE | TRUE | TRUE | -1790 | 195 | 0 | 0 | -17900 | 1950 | 0 | 0 | 3503.9114 | 100000 | #N/A | 100000 | 0.035039 | 1 | #N/A | 0 | 0.00018595 | 0.005307 | #N/A | 0.005307 |  | 724 | 132.28 | PASS | 7.0201 | PASS | Eligible | -3.3286 | 10.3487 | 724 | 13.3907 | kWh | 3923.4486 | N/A | N/A | 133.9073 |  | 724 | 1 | -1790 | 195 | 0 | 0 | 10 | 0
Any | SWWH025-01 | SFm | Any | CZ05 | Any | 725 | Heat Pump Water Heater, >45 to ≤55 Gal, UEF=3.31 replacing Storage Natural Gas Water Heater, 50 Gal, UEF=0.56 | 1 | 10 | 2020 | natural gas + electricity | electricity | NR |  |  |  |  | -1920 |  | 204 |  | -1920 | 204 | 0 | 0 |  | 0 | 0 |  | TRUE | 10 | 0 | 0 | TRUE | 2020+10 | 2030+00 | TRUE | TRUE | FALSE | FALSE | -1920 | 204 | TRUE | TRUE | FALSE | FALSE | 0 | 0 | TRUE | TRUE | TRUE | -1920 | 204 | 0 | 0 | -19200 | 2040 | 0 | 0 | 3503.9114 | 100000 | #N/A | 100000 | 0.035039 | 1 | #N/A | 0 | 0.00018595 | 0.005307 | #N/A | 0.005307 |  | 725 | 136.7249 | PASS | 7.256 | PASS | Eligible | -3.5703 | 10.8264 | 725 | 13.847 | kWh | 4057.1462 | N/A | N/A | 138.4704 |  | 725 | 1 | -1920 | 204 | 0 | 0 | 10 | 0
Any | SWWH025-01 | SFm | Any | CZ06 | Any | 726 | Heat Pump Water Heater, >45 to ≤55 Gal, UEF=3.31 replacing Storage Natural Gas Water Heater, 50 Gal, UEF=0.56 | 1 | 10 | 2020 | natural gas + electricity | electricity | NR |  |  |  |  | -1650 |  | 189 |  | -1650 | 189 | 0 | 0 |  | 0 | 0 |  | TRUE | 10 | 0 | 0 | TRUE | 2020+10 | 2030+00 | TRUE | TRUE | FALSE | FALSE | -1650 | 189 | TRUE | TRUE | FALSE | FALSE | 0 | 0 | TRUE | TRUE | TRUE | -1650 | 189 | 0 | 0 | -16500 | 1890 | 0 | 0 | 3503.9114 | 100000 | #N/A | 100000 | 0.035039 | 1 | #N/A | 0 | 0.00018595 | 0.005307 | #N/A | 0.005307 |  | 726 | 131.1855 | PASS | 6.9621 | PASS | Eligible | -3.0682 | 10.0303 | 726 | 13.2685 | kWh | 3887.6502 | N/A | N/A | 132.6855 |  | 726 | 1 | -1650 | 189 | 0 | 0 | 10 | 0
Any | SWWH025-01 | SFm | Any | CZ07 | Any | 727 | Heat Pump Water Heater, >45 to ≤55 Gal, UEF=3.31 replacing Storage Natural Gas Water Heater, 50 Gal, UEF=0.56 | 1 | 10 | 2020 | natural gas + electricity | electricity | NR |  |  |  |  | -1600 |  | 187 |  | -1600 | 187 | 0 | 0 |  | 0 | 0 |  | TRUE | 10 | 0 | 0 | TRUE | 2020+10 | 2030+00 | TRUE | TRUE | FALSE | FALSE | -1600 | 187 | TRUE | TRUE | FALSE | FALSE | 0 | 0 | TRUE | TRUE | TRUE | -1600 | 187 | 0 | 0 | -16000 | 1870 | 0 | 0 | 3503.9114 | 100000 | #N/A | 100000 | 0.035039 | 1 | #N/A | 0 | 0.00018595 | 0.005307 | #N/A | 0.005307 |  | 727 | 130.9374 | PASS | 6.9489 | PASS | Eligible | -2.9753 | 9.9242 | 727 | 13.2392 | kWh | 3879.0507 | N/A | N/A | 132.392 |  | 727 | 1 | -1600 | 187 | 0 | 0 | 10 | 0
Any | SWWH025-01 | SFm | Any | CZ08 | Any | 728 | Heat Pump Water Heater, >45 to ≤55 Gal, UEF=3.31 replacing Storage Natural Gas Water Heater, 50 Gal, UEF=0.56 | 1 | 10 | 2020 | natural gas + electricity | electricity | NR |  |  |  |  | -1560 |  | 184 |  | -1560 | 184 | 0 | 0 |  | 0 | 0 |  | TRUE | 10 | 0 | 0 | TRUE | 2020+10 | 2030+00 | TRUE | TRUE | FALSE | FALSE | -1560 | 184 | TRUE | TRUE | FALSE | FALSE | 0 | 0 | TRUE | TRUE | TRUE | -1560 | 184 | 0 | 0 | -15600 | 1840 | 0 | 0 | 3503.9114 | 100000 | #N/A | 100000 | 0.035039 | 1 | #N/A | 0 | 0.00018595 | 0.005307 | #N/A | 0.005307 |  | 728 | 129.339 | PASS | 6.8641 | PASS | Eligible | -2.9009 | 9.7649 | 728 | 13.0757 | kWh | 3831.1515 | N/A | N/A | 130.7572 |  | 728 | 1 | -1560 | 184 | 0 | 0 | 10 | 0
Any | SWWH025-01 | SFm | Any | CZ09 | Any | 729 | Heat Pump Water Heater, >45 to ≤55 Gal, UEF=3.31 replacing Storage Natural Gas Water Heater, 50 Gal, UEF=0.56 | 1 | 10 | 2020 | natural gas + electricity | electricity | NR |  |  |  |  | -1570 |  | 183 |  | -1570 | 183 | 0 | 0 |  | 0 | 0 |  | TRUE | 10 | 0 | 0 | TRUE | 2020+10 | 2030+00 | TRUE | TRUE | FALSE | FALSE | -1570 | 183 | TRUE | TRUE | FALSE | FALSE | 0 | 0 | TRUE | TRUE | TRUE | -1570 | 183 | 0 | 0 | -15700 | 1830 | 0 | 0 | 3503.9114 | 100000 | #N/A | 100000 | 0.035039 | 1 | #N/A | 0 | 0.00018595 | 0.005307 | #N/A | 0.005307 |  | 729 | 127.9886 | PASS | 6.7924 | PASS | Eligible | -2.9195 | 9.7119 | 729 | 12.9416 | kWh | 3791.8517 | N/A | N/A | 129.4159 |  | 729 | 1 | -1570 | 183 | 0 | 0 | 10 | 0
Any | SWWH025-01 | SFm | Any | CZ10 | Any | 730 | Heat Pump Water Heater, >45 to ≤55 Gal, UEF=3.31 replacing Storage Natural Gas Water Heater, 50 Gal, UEF=0.56 | 1 | 10 | 2020 | natural gas + electricity | electricity | NR |  |  |  |  | -1570 |  | 183 |  | -1570 | 183 | 0 | 0 |  | 0 | 0 |  | TRUE | 10 | 0 | 0 | TRUE | 2020+10 | 2030+00 | TRUE | TRUE | FALSE | FALSE | -1570 | 183 | TRUE | TRUE | FALSE | FALSE | 0 | 0 | TRUE | TRUE | TRUE | -1570 | 183 | 0 | 0 | -15700 | 1830 | 0 | 0 | 3503.9114 | 100000 | #N/A | 100000 | 0.035039 | 1 | #N/A | 0 | 0.00018595 | 0.005307 | #N/A | 0.005307 |  | 730 | 127.9886 | PASS | 6.7924 | PASS | Eligible | -2.9195 | 9.7119 | 730 | 12.9416 | kWh | 3791.8517 | N/A | N/A | 129.4159 |  | 730 | 1 | -1570 | 183 | 0 | 0 | 10 | 0
Any | SWWH025-01 | SFm | Any | CZ11 | Any | 731 | Heat Pump Water Heater, >45 to ≤55 Gal, UEF=3.31 replacing Storage Natural Gas Water Heater, 50 Gal, UEF=0.56 | 1 | 10 | 2020 | natural gas + electricity | electricity | NR |  |  |  |  | -1720 |  | 185 |  | -1720 | 185 | 0 | 0 |  | 0 | 0 |  | TRUE | 10 | 0 | 0 | TRUE | 2020+10 | 2030+00 | TRUE | TRUE | FALSE | FALSE | -1720 | 185 | TRUE | TRUE | FALSE | FALSE | 0 | 0 | TRUE | TRUE | TRUE | -1720 | 185 | 0 | 0 | -17200 | 1850 | 0 | 0 | 3503.9114 | 100000 | #N/A | 100000 | 0.035039 | 1 | #N/A | 0 | 0.00018595 | 0.005307 | #N/A | 0.005307 |  | 731 | 124.7327 | PASS | 6.6196 | PASS | Eligible | -3.1984 | 9.818 | 731 | 12.6296 | kWh | 3700.4512 | N/A | N/A | 126.2964 |  | 731 | 1 | -1720 | 185 | 0 | 0 | 10 | 0
Any | SWWH025-01 | SFm | Any | CZ12 | Any | 732 | Heat Pump Water Heater, >45 to ≤55 Gal, UEF=3.31 replacing Storage Natural Gas Water Heater, 50 Gal, UEF=0.56 | 1 | 10 | 2020 | natural gas + electricity | electricity | NR |  |  |  |  | -1760 |  | 191 |  | -1760 | 191 | 0 | 0 |  | 0 | 0 |  | TRUE | 10 | 0 | 0 | TRUE | 2020+10 | 2030+00 | TRUE | TRUE | FALSE | FALSE | -1760 | 191 | TRUE | TRUE | FALSE | FALSE | 0 | 0 | TRUE | TRUE | TRUE | -1760 | 191 | 0 | 0 | -17600 | 1910 | 0 | 0 | 3503.9114 | 100000 | #N/A | 100000 | 0.035039 | 1 | #N/A | 0 | 0.00018595 | 0.005307 | #N/A | 0.005307 |  | 732 | 129.3312 | PASS | 6.8637 | PASS | Eligible | -3.2728 | 10.1364 | 732 | 13.0931 | kWh | 3836.2496 | N/A | N/A | 130.9312 |  | 732 | 1 | -1760 | 191 | 0 | 0 | 10 | 0
Any | SWWH025-01 | SFm | Any | CZ13 | Any | 733 | Heat Pump Water Heater, >45 to ≤55 Gal, UEF=3.31 replacing Storage Natural Gas Water Heater, 50 Gal, UEF=0.56 | 1 | 10 | 2020 | natural gas + electricity | electricity | NR |  |  |  |  | -1650 |  | 183 |  | -1650 | 183 | 0 | 0 |  | 0 | 0 |  | TRUE | 10 | 0 | 0 | TRUE | 2020+10 | 2030+00 | TRUE | TRUE | FALSE | FALSE | -1650 | 183 | TRUE | TRUE | FALSE | FALSE | 0 | 0 | TRUE | TRUE | TRUE | -1650 | 183 | 0 | 0 | -16500 | 1830 | 0 | 0 | 3503.9114 | 100000 | #N/A | 100000 | 0.035039 | 1 | #N/A | 0 | 0.00018595 | 0.005307 | #N/A | 0.005307 |  | 733 | 125.1855 | PASS | 6.6436 | PASS | Eligible | -3.0682 | 9.7119 | 733 | 12.6685 | kWh | 3711.8517 | N/A | N/A | 126.6855 |  | 733 | 1 | -1650 | 183 | 0 | 0 | 10 | 0
Any | SWWH025-01 | SFm | Any | CZ14 | Any | 734 | Heat Pump Water Heater, >45 to ≤55 Gal, UEF=3.31 replacing Storage Natural Gas Water Heater, 50 Gal, UEF=0.56 | 1 | 10 | 2020 | natural gas + electricity | electricity | NR |  |  |  |  | -1770 |  | 186 |  | -1770 | 186 | 0 | 0 |  | 0 | 0 |  | TRUE | 10 | 0 | 0 | TRUE | 2020+10 | 2030+00 | TRUE | TRUE | FALSE | FALSE | -1770 | 186 | TRUE | TRUE | FALSE | FALSE | 0 | 0 | TRUE | TRUE | TRUE | -1770 | 186 | 0 | 0 | -17700 | 1860 | 0 | 0 | 3503.9114 | 100000 | #N/A | 100000 | 0.035039 | 1 | #N/A | 0 | 0.00018595 | 0.005307 | #N/A | 0.005307 |  | 734 | 123.9808 | PASS | 6.5797 | PASS | Eligible | -3.2914 | 9.8711 | 734 | 12.559 | kWh | 3679.751 | N/A | N/A | 125.5899 |  | 734 | 1 | -1770 | 186 | 0 | 0 | 10 | 0
Any | SWWH025-01 | SFm | Any | CZ15 | Any | 735 | Heat Pump Water Heater, >45 to ≤55 Gal, UEF=3.31 replacing Storage Natural Gas Water Heater, 50 Gal, UEF=0.56 | 1 | 10 | 2020 | natural gas + electricity | electricity | NR |  |  |  |  | -1210 |  | 154 |  | -1210 | 154 | 0 | 0 |  | 0 | 0 |  | TRUE | 10 | 0 | 0 | TRUE | 2020+10 | 2030+00 | TRUE | TRUE | FALSE | FALSE | -1210 | 154 | TRUE | TRUE | FALSE | FALSE | 0 | 0 | TRUE | TRUE | TRUE | -1210 | 154 | 0 | 0 | -12100 | 1540 | 0 | 0 | 3503.9114 | 100000 | #N/A | 100000 | 0.035039 | 1 | #N/A | 0 | 0.00018595 | 0.005307 | #N/A | 0.005307 |  | 735 | 111.6027 | PASS | 5.9228 | PASS | Eligible | -2.25 | 8.1728 | 735 | 11.2703 | kWh | 3302.1594 | N/A | N/A | 112.7027 |  | 735 | 1 | -1210 | 154 | 0 | 0 | 10 | 0
Any | SWWH025-01 | SFm | Any | CZ16 | Any | 736 | Heat Pump Water Heater, >45 to ≤55 Gal, UEF=3.31 replacing Storage Natural Gas Water Heater, 50 Gal, UEF=0.56 | 1 | 10 | 2020 | natural gas + electricity | electricity | NR |  |  |  |  | -2680 |  | 214 |  | -2680 | 214 | 0 | 0 |  | 0 | 0 |  | TRUE | 10 | 0 | 0 | TRUE | 2020+10 | 2030+00 | TRUE | TRUE | FALSE | FALSE | -2680 | 214 | TRUE | TRUE | FALSE | FALSE | 0 | 0 | TRUE | TRUE | TRUE | -2680 | 214 | 0 | 0 | -26800 | 2140 | 0 | 0 | 3503.9114 | 100000 | #N/A | 100000 | 0.035039 | 1 | #N/A | 0 | 0.00018595 | 0.005307 | #N/A | 0.005307 |  | 736 | 120.0952 | PASS | 6.3735 | PASS | Eligible | -4.9836 | 11.3571 | 736 | 12.2532 | kWh | 3590.1436 | N/A | N/A | 122.5316 |  | 736 | 1 | -2680 | 214 | 0 | 0 | 10 | 0
Any | SWWH025-01 | MFm | Any | CZ01 | Any | 737 | Heat Pump Water Heater, >45 to ≤55 Gal, UEF=3.31 replacing Storage Natural Gas Water Heater, 50 Gal, UEF=0.56 | 1 | 10 | 2020 | natural gas + electricity | electricity | NR |  |  |  |  | -1380 |  | 177 |  | -1380 | 177 | 0 | 0 |  | 0 | 0 |  | TRUE | 10 | 0 | 0 | TRUE | 2020+10 | 2030+00 | TRUE | TRUE | FALSE | FALSE | -1380 | 177 | TRUE | TRUE | FALSE | FALSE | 0 | 0 | TRUE | TRUE | TRUE | -1380 | 177 | 0 | 0 | -13800 | 1770 | 0 | 0 | 3503.9114 | 100000 | #N/A | 100000 | 0.035039 | 1 | #N/A | 0 | 0.00018595 | 0.005307 | #N/A | 0.005307 |  | 737 | 128.646 | PASS | 6.8273 | PASS | Eligible | -2.5662 | 9.3935 | 737 | 12.9901 | kWh | 3806.0533 | N/A | N/A | 129.9006 |  | 737 | 1 | -1380 | 177 | 0 | 0 | 10 | 0
Any | SWWH025-01 | MFm | Any | CZ02 | Any | 738 | Heat Pump Water Heater, >45 to ≤55 Gal, UEF=3.31 replacing Storage Natural Gas Water Heater, 50 Gal, UEF=0.56 | 1 | 10 | 2020 | natural gas + electricity | electricity | NR |  |  |  |  | -1280 |  | 167 |  | -1280 | 167 | 0 | 0 |  | 0 | 0 |  | TRUE | 10 | 0 | 0 | TRUE | 2020+10 | 2030+00 | TRUE | TRUE | FALSE | FALSE | -1280 | 167 | TRUE | TRUE | FALSE | FALSE | 0 | 0 | TRUE | TRUE | TRUE | -1280 | 167 | 0 | 0 | -12800 | 1670 | 0 | 0 | 3503.9114 | 100000 | #N/A | 100000 | 0.035039 | 1 | #N/A | 0 | 0.00018595 | 0.005307 | #N/A | 0.005307 |  | 738 | 122.1499 | PASS | 6.4825 | PASS | Eligible | -2.3802 | 8.8628 | 738 | 12.3314 | kWh | 3613.056 | N/A | N/A | 123.3136 |  | 738 | 1 | -1280 | 167 | 0 | 0 | 10 | 0
Any | SWWH025-01 | MFm | Any | CZ03 | Any | 739 | Heat Pump Water Heater, >45 to ≤55 Gal, UEF=3.31 replacing Storage Natural Gas Water Heater, 50 Gal, UEF=0.56 | 1 | 10 | 2020 | natural gas + electricity | electricity | NR |  |  |  |  | -1260 |  | 167 |  | -1260 | 167 | 0 | 0 |  | 0 | 0 |  | TRUE | 10 | 0 | 0 | TRUE | 2020+10 | 2030+00 | TRUE | TRUE | FALSE | FALSE | -1260 | 167 | TRUE | TRUE | FALSE | FALSE | 0 | 0 | TRUE | TRUE | TRUE | -1260 | 167 | 0 | 0 | -12600 | 1670 | 0 | 0 | 3503.9114 | 100000 | #N/A | 100000 | 0.035039 | 1 | #N/A | 0 | 0.00018595 | 0.005307 | #N/A | 0.005307 |  | 739 | 122.8507 | PASS | 6.5197 | PASS | Eligible | -2.343 | 8.8628 | 739 | 12.3996 | kWh | 3633.056 | N/A | N/A | 123.9962 |  | 739 | 1 | -1260 | 167 | 0 | 0 | 10 | 0
Any | SWWH025-01 | MFm | Any | CZ04 | Any | 740 | Heat Pump Water Heater, >45 to ≤55 Gal, UEF=3.31 replacing Storage Natural Gas Water Heater, 50 Gal, UEF=0.56 | 1 | 10 | 2020 | natural gas + electricity | electricity | NR |  |  |  |  | -1230 |  | 163 |  | -1230 | 163 | 0 | 0 |  | 0 | 0 |  | TRUE | 10 | 0 | 0 | TRUE | 2020+10 | 2030+00 | TRUE | TRUE | FALSE | FALSE | -1230 | 163 | TRUE | TRUE | FALSE | FALSE | 0 | 0 | TRUE | TRUE | TRUE | -1230 | 163 | 0 | 0 | -12300 | 1630 | 0 | 0 | 3503.9114 | 100000 | #N/A | 100000 | 0.035039 | 1 | #N/A | 0 | 0.00018595 | 0.005307 | #N/A | 0.005307 |  | 740 | 119.9019 | PASS | 6.3632 | PASS | Eligible | -2.2872 | 8.6505 | 740 | 12.102 | kWh | 3545.857 | N/A | N/A | 121.0201 |  | 740 | 1 | -1230 | 163 | 0 | 0 | 10 | 0
Any | SWWH025-01 | MFm | Any | CZ05 | Any | 741 | Heat Pump Water Heater, >45 to ≤55 Gal, UEF=3.31 replacing Storage Natural Gas Water Heater, 50 Gal, UEF=0.56 | 1 | 10 | 2020 | natural gas + electricity | electricity | NR |  |  |  |  | -1280 |  | 169 |  | -1280 | 169 | 0 | 0 |  | 0 | 0 |  | TRUE | 10 | 0 | 0 | TRUE | 2020+10 | 2030+00 | TRUE | TRUE | FALSE | FALSE | -1280 | 169 | TRUE | TRUE | FALSE | FALSE | 0 | 0 | TRUE | TRUE | TRUE | -1280 | 169 | 0 | 0 | -12800 | 1690 | 0 | 0 | 3503.9114 | 100000 | #N/A | 100000 | 0.035039 | 1 | #N/A | 0 | 0.00018595 | 0.005307 | #N/A | 0.005307 |  | 741 | 124.1499 | PASS | 6.5887 | PASS | Eligible | -2.3802 | 8.9689 | 741 | 12.5314 | kWh | 3671.6554 | N/A | N/A | 125.3136 |  | 741 | 1 | -1280 | 169 | 0 | 0 | 10 | 0
Any | SWWH025-01 | MFm | Any | CZ06 | Any | 742 | Heat Pump Water Heater, >45 to ≤55 Gal, UEF=3.31 replacing Storage Natural Gas Water Heater, 50 Gal, UEF=0.56 | 1 | 10 | 2020 | natural gas + electricity | electricity | NR |  |  |  |  | -1180 |  | 159 |  | -1180 | 159 | 0 | 0 |  | 0 | 0 |  | TRUE | 10 | 0 | 0 | TRUE | 2020+10 | 2030+00 | TRUE | TRUE | FALSE | FALSE | -1180 | 159 | TRUE | TRUE | FALSE | FALSE | 0 | 0 | TRUE | TRUE | TRUE | -1180 | 159 | 0 | 0 | -11800 | 1590 | 0 | 0 | 3503.9114 | 100000 | #N/A | 100000 | 0.035039 | 1 | #N/A | 0 | 0.00018595 | 0.005307 | #N/A | 0.005307 |  | 742 | 117.6538 | PASS | 6.2439 | PASS | Eligible | -2.1943 | 8.4382 | 742 | 11.8727 | kWh | 3478.6581 | N/A | N/A | 118.7266 |  | 742 | 1 | -1180 | 159 | 0 | 0 | 10 | 0
Any | SWWH025-01 | MFm | Any | CZ07 | Any | 743 | Heat Pump Water Heater, >45 to ≤55 Gal, UEF=3.31 replacing Storage Natural Gas Water Heater, 50 Gal, UEF=0.56 | 1 | 10 | 2020 | natural gas + electricity | electricity | NR |  |  |  |  | -1170 |  | 157 |  | -1170 | 157 | 0 | 0 |  | 0 | 0 |  | TRUE | 10 | 0 | 0 | TRUE | 2020+10 | 2030+00 | TRUE | TRUE | FALSE | FALSE | -1170 | 157 | TRUE | TRUE | FALSE | FALSE | 0 | 0 | TRUE | TRUE | TRUE | -1170 | 157 | 0 | 0 | -11700 | 1570 | 0 | 0 | 3503.9114 | 100000 | #N/A | 100000 | 0.035039 | 1 | #N/A | 0 | 0.00018595 | 0.005307 | #N/A | 0.005307 |  | 743 | 116.0042 | PASS | 6.1564 | PASS | Eligible | -2.1757 | 8.332 | 743 | 11.7068 | kWh | 3430.0586 | N/A | N/A | 117.0679 |  | 743 | 1 | -1170 | 157 | 0 | 0 | 10 | 0
Any | SWWH025-01 | MFm | Any | CZ08 | Any | 744 | Heat Pump Water Heater, >45 to ≤55 Gal, UEF=3.31 replacing Storage Natural Gas Water Heater, 50 Gal, UEF=0.56 | 1 | 10 | 2020 | natural gas + electricity | electricity | NR |  |  |  |  | -1150 |  | 156 |  | -1150 | 156 | 0 | 0 |  | 0 | 0 |  | TRUE | 10 | 0 | 0 | TRUE | 2020+10 | 2030+00 | TRUE | TRUE | FALSE | FALSE | -1150 | 156 | TRUE | TRUE | FALSE | FALSE | 0 | 0 | TRUE | TRUE | TRUE | -1150 | 156 | 0 | 0 | -11500 | 1560 | 0 | 0 | 3503.9114 | 100000 | #N/A | 100000 | 0.035039 | 1 | #N/A | 0 | 0.00018595 | 0.005307 | #N/A | 0.005307 |  | 744 | 115.705 | PASS | 6.1405 | PASS | Eligible | -2.1385 | 8.279 | 744 | 11.6751 | kWh | 3420.7589 | N/A | N/A | 116.7505 |  | 744 | 1 | -1150 | 156 | 0 | 0 | 10 | 0
Any | SWWH025-01 | MFm | Any | CZ09 | Any | 745 | Heat Pump Water Heater, >45 to ≤55 Gal, UEF=3.31 replacing Storage Natural Gas Water Heater, 50 Gal, UEF=0.56 | 1 | 10 | 2020 | natural gas + electricity | electricity | NR |  |  |  |  | -1150 |  | 156 |  | -1150 | 156 | 0 | 0 |  | 0 | 0 |  | TRUE | 10 | 0 | 0 | TRUE | 2020+10 | 2030+00 | TRUE | TRUE | FALSE | FALSE | -1150 | 156 | TRUE | TRUE | FALSE | FALSE | 0 | 0 | TRUE | TRUE | TRUE | -1150 | 156 | 0 | 0 | -11500 | 1560 | 0 | 0 | 3503.9114 | 100000 | #N/A | 100000 | 0.035039 | 1 | #N/A | 0 | 0.00018595 | 0.005307 | #N/A | 0.005307 |  | 745 | 115.705 | PASS | 6.1405 | PASS | Eligible | -2.1385 | 8.279 | 745 | 11.6751 | kWh | 3420.7589 | N/A | N/A | 116.7505 |  | 745 | 1 | -1150 | 156 | 0 | 0 | 10 | 0
Any | SWWH025-01 | MFm | Any | CZ10 | Any | 746 | Heat Pump Water Heater, >45 to ≤55 Gal, UEF=3.31 replacing Storage Natural Gas Water Heater, 50 Gal, UEF=0.56 | 1 | 10 | 2020 | natural gas + electricity | electricity | NR |  |  |  |  | -1150 |  | 155 |  | -1150 | 155 | 0 | 0 |  | 0 | 0 |  | TRUE | 10 | 0 | 0 | TRUE | 2020+10 | 2030+00 | TRUE | TRUE | FALSE | FALSE | -1150 | 155 | TRUE | TRUE | FALSE | FALSE | 0 | 0 | TRUE | TRUE | TRUE | -1150 | 155 | 0 | 0 | -11500 | 1550 | 0 | 0 | 3503.9114 | 100000 | #N/A | 100000 | 0.035039 | 1 | #N/A | 0 | 0.00018595 | 0.005307 | #N/A | 0.005307 |  | 746 | 114.705 | PASS | 6.0874 | PASS | Eligible | -2.1385 | 8.2259 | 746 | 11.575 | kWh | 3391.4591 | N/A | N/A | 115.7505 |  | 746 | 1 | -1150 | 155 | 0 | 0 | 10 | 0
Any | SWWH025-01 | MFm | Any | CZ11 | Any | 747 | Heat Pump Water Heater, >45 to ≤55 Gal, UEF=3.31 replacing Storage Natural Gas Water Heater, 50 Gal, UEF=0.56 | 1 | 10 | 2020 | natural gas + electricity | electricity | NR |  |  |  |  | -1180 |  | 158 |  | -1180 | 158 | 0 | 0 |  | 0 | 0 |  | TRUE | 10 | 0 | 0 | TRUE | 2020+10 | 2030+00 | TRUE | TRUE | FALSE | FALSE | -1180 | 158 | TRUE | TRUE | FALSE | FALSE | 0 | 0 | TRUE | TRUE | TRUE | -1180 | 158 | 0 | 0 | -11800 | 1580 | 0 | 0 | 3503.9114 | 100000 | #N/A | 100000 | 0.035039 | 1 | #N/A | 0 | 0.00018595 | 0.005307 | #N/A | 0.005307 |  | 747 | 116.6538 | PASS | 6.1909 | PASS | Eligible | -2.1943 | 8.3851 | 747 | 11.7727 | kWh | 3449.3583 | N/A | N/A | 117.7266 |  | 747 | 1 | -1180 | 158 | 0 | 0 | 10 | 0
Any | SWWH025-01 | MFm | Any | CZ12 | Any | 748 | Heat Pump Water Heater, >45 to ≤55 Gal, UEF=3.31 replacing Storage Natural Gas Water Heater, 50 Gal, UEF=0.56 | 1 | 10 | 2020 | natural gas + electricity | electricity | NR |  |  |  |  | -1220 |  | 161 |  | -1220 | 161 | 0 | 0 |  | 0 | 0 |  | TRUE | 10 | 0 | 0 | TRUE | 2020+10 | 2030+00 | TRUE | TRUE | FALSE | FALSE | -1220 | 161 | TRUE | TRUE | FALSE | FALSE | 0 | 0 | TRUE | TRUE | TRUE | -1220 | 161 | 0 | 0 | -12200 | 1610 | 0 | 0 | 3503.9114 | 100000 | #N/A | 100000 | 0.035039 | 1 | #N/A | 0 | 0.00018595 | 0.005307 | #N/A | 0.005307 |  | 748 | 118.2523 | PASS | 6.2757 | PASS | Eligible | -2.2686 | 8.5443 | 748 | 11.9361 | kWh | 3497.2575 | N/A | N/A | 119.3614 |  | 748 | 1 | -1220 | 161 | 0 | 0 | 10 | 0
Any | SWWH025-01 | MFm | Any | CZ13 | Any | 749 | Heat Pump Water Heater, >45 to ≤55 Gal, UEF=3.31 replacing Storage Natural Gas Water Heater, 50 Gal, UEF=0.56 | 1 | 10 | 2020 | natural gas + electricity | electricity | NR |  |  |  |  | -1160 |  | 156 |  | -1160 | 156 | 0 | 0 |  | 0 | 0 |  | TRUE | 10 | 0 | 0 | TRUE | 2020+10 | 2030+00 | TRUE | TRUE | FALSE | FALSE | -1160 | 156 | TRUE | TRUE | FALSE | FALSE | 0 | 0 | TRUE | TRUE | TRUE | -1160 | 156 | 0 | 0 | -11600 | 1560 | 0 | 0 | 3503.9114 | 100000 | #N/A | 100000 | 0.035039 | 1 | #N/A | 0 | 0.00018595 | 0.005307 | #N/A | 0.005307 |  | 749 | 115.3546 | PASS | 6.1219 | PASS | Eligible | -2.1571 | 8.279 | 749 | 11.6409 | kWh | 3410.7589 | N/A | N/A | 116.4092 |  | 749 | 1 | -1160 | 156 | 0 | 0 | 10 | 0
Any | SWWH025-01 | MFm | Any | CZ14 | Any | 750 | Heat Pump Water Heater, >45 to ≤55 Gal, UEF=3.31 replacing Storage Natural Gas Water Heater, 50 Gal, UEF=0.56 | 1 | 10 | 2020 | natural gas + electricity | electricity | NR |  |  |  |  | -1190 |  | 158 |  | -1190 | 158 | 0 | 0 |  | 0 | 0 |  | TRUE | 10 | 0 | 0 | TRUE | 2020+10 | 2030+00 | TRUE | TRUE | FALSE | FALSE | -1190 | 158 | TRUE | TRUE | FALSE | FALSE | 0 | 0 | TRUE | TRUE | TRUE | -1190 | 158 | 0 | 0 | -11900 | 1580 | 0 | 0 | 3503.9114 | 100000 | #N/A | 100000 | 0.035039 | 1 | #N/A | 0 | 0.00018595 | 0.005307 | #N/A | 0.005307 |  | 750 | 116.3035 | PASS | 6.1723 | PASS | Eligible | -2.2129 | 8.3851 | 750 | 11.7385 | kWh | 3439.3583 | N/A | N/A | 117.3853 |  | 750 | 1 | -1190 | 158 | 0 | 0 | 10 | 0
Any | SWWH025-01 | MFm | Any | CZ15 | Any | 751 | Heat Pump Water Heater, >45 to ≤55 Gal, UEF=3.31 replacing Storage Natural Gas Water Heater, 50 Gal, UEF=0.56 | 1 | 10 | 2020 | natural gas + electricity | electricity | NR |  |  |  |  | -967 |  | 137 |  | -967 | 137 | 0 | 0 |  | 0 | 0 |  | TRUE | 10 | 0 | 0 | TRUE | 2020+10 | 2030+00 | TRUE | TRUE | FALSE | FALSE | -967 | 137 | TRUE | TRUE | FALSE | FALSE | 0 | 0 | TRUE | TRUE | TRUE | -967 | 137 | 0 | 0 | -9670 | 1370 | 0 | 0 | 3503.9114 | 100000 | #N/A | 100000 | 0.035039 | 1 | #N/A | 0 | 0.00018595 | 0.005307 | #N/A | 0.005307 |  | 751 | 103.1172 | PASS | 5.4725 | PASS | Eligible | -1.7982 | 7.2706 | 751 | 10.3996 | kWh | 3047.0639 | N/A | N/A | 103.9963 |  | 751 | 1 | -967 | 137 | 0 | 0 | 10 | 0
Any | SWWH025-01 | MFm | Any | CZ16 | Any | 752 | Heat Pump Water Heater, >45 to ≤55 Gal, UEF=3.31 replacing Storage Natural Gas Water Heater, 50 Gal, UEF=0.56 | 1 | 10 | 2020 | natural gas + electricity | electricity | NR |  |  |  |  | -1370 |  | 176 |  | -1370 | 176 | 0 | 0 |  | 0 | 0 |  | TRUE | 10 | 0 | 0 | TRUE | 2020+10 | 2030+00 | TRUE | TRUE | FALSE | FALSE | -1370 | 176 | TRUE | TRUE | FALSE | FALSE | 0 | 0 | TRUE | TRUE | TRUE | -1370 | 176 | 0 | 0 | -13700 | 1760 | 0 | 0 | 3503.9114 | 100000 | #N/A | 100000 | 0.035039 | 1 | #N/A | 0 | 0.00018595 | 0.005307 | #N/A | 0.005307 |  | 752 | 127.9964 | PASS | 6.7928 | PASS | Eligible | -2.5476 | 9.3404 | 752 | 12.9242 | kWh | 3786.7536 | N/A | N/A | 129.2419 |  | 752 | 1 | -1370 | 176 | 0 | 0 | 10 | 0
Any | SWWH025-01 | DMo | Any | CZ01 | Any | 753 | Heat Pump Water Heater, >45 to ≤55 Gal, UEF=3.31 replacing Storage Natural Gas Water Heater, 50 Gal, UEF=0.56 | 1 | 10 | 2020 | natural gas + electricity | electricity | NR |  |  |  |  | -2070 |  | 194 |  | -2070 | 194 | 0 | 0 |  | 0 | 0 |  | TRUE | 10 | 0 | 0 | TRUE | 2020+10 | 2030+00 | TRUE | TRUE | FALSE | FALSE | -2070 | 194 | TRUE | TRUE | FALSE | FALSE | 0 | 0 | TRUE | TRUE | TRUE | -2070 | 194 | 0 | 0 | -20700 | 1940 | 0 | 0 | 3503.9114 | 100000 | #N/A | 100000 | 0.035039 | 1 | #N/A | 0 | 0.00018595 | 0.005307 | #N/A | 0.005307 |  | 753 | 121.469 | PASS | 6.4464 | PASS | Eligible | -3.8492 | 10.2957 | 753 | 12.3351 | kWh | 3614.1488 | N/A | N/A | 123.3509 |  | 753 | 1 | -2070 | 194 | 0 | 0 | 10 | 0
Any | SWWH025-01 | DMo | Any | CZ02 | Any | 754 | Heat Pump Water Heater, >45 to ≤55 Gal, UEF=3.31 replacing Storage Natural Gas Water Heater, 50 Gal, UEF=0.56 | 1 | 10 | 2020 | natural gas + electricity | electricity | NR |  |  |  |  | -1790 |  | 180 |  | -1790 | 180 | 0 | 0 |  | 0 | 0 |  | TRUE | 10 | 0 | 0 | TRUE | 2020+10 | 2030+00 | TRUE | TRUE | FALSE | FALSE | -1790 | 180 | TRUE | TRUE | FALSE | FALSE | 0 | 0 | TRUE | TRUE | TRUE | -1790 | 180 | 0 | 0 | -17900 | 1800 | 0 | 0 | 3503.9114 | 100000 | #N/A | 100000 | 0.035039 | 1 | #N/A | 0 | 0.00018595 | 0.005307 | #N/A | 0.005307 |  | 754 | 117.28 | PASS | 6.2241 | PASS | Eligible | -3.3286 | 9.5527 | 754 | 11.8907 | kWh | 3483.9525 | N/A | N/A | 118.9073 |  | 754 | 1 | -1790 | 180 | 0 | 0 | 10 | 0
Any | SWWH025-01 | DMo | Any | CZ03 | Any | 755 | Heat Pump Water Heater, >45 to ≤55 Gal, UEF=3.31 replacing Storage Natural Gas Water Heater, 50 Gal, UEF=0.56 | 1 | 10 | 2020 | natural gas + electricity | electricity | NR |  |  |  |  | -1660 |  | 181 |  | -1660 | 181 | 0 | 0 |  | 0 | 0 |  | TRUE | 10 | 0 | 0 | TRUE | 2020+10 | 2030+00 | TRUE | TRUE | FALSE | FALSE | -1660 | 181 | TRUE | TRUE | FALSE | FALSE | 0 | 0 | TRUE | TRUE | TRUE | -1660 | 181 | 0 | 0 | -16600 | 1810 | 0 | 0 | 3503.9114 | 100000 | #N/A | 100000 | 0.035039 | 1 | #N/A | 0 | 0.00018595 | 0.005307 | #N/A | 0.005307 |  | 755 | 122.8351 | PASS | 6.5189 | PASS | Eligible | -3.0868 | 9.6057 | 755 | 12.4344 | kWh | 3643.2523 | N/A | N/A | 124.3442 |  | 755 | 1 | -1660 | 181 | 0 | 0 | 10 | 0
Any | SWWH025-01 | DMo | Any | CZ04 | Any | 756 | Heat Pump Water Heater, >45 to ≤55 Gal, UEF=3.31 replacing Storage Natural Gas Water Heater, 50 Gal, UEF=0.56 | 1 | 10 | 2020 | natural gas + electricity | electricity | NR |  |  |  |  | -1630 |  | 175 |  | -1630 | 175 | 0 | 0 |  | 0 | 0 |  | TRUE | 10 | 0 | 0 | TRUE | 2020+10 | 2030+00 | TRUE | TRUE | FALSE | FALSE | -1630 | 175 | TRUE | TRUE | FALSE | FALSE | 0 | 0 | TRUE | TRUE | TRUE | -1630 | 175 | 0 | 0 | -16300 | 1750 | 0 | 0 | 3503.9114 | 100000 | #N/A | 100000 | 0.035039 | 1 | #N/A | 0 | 0.00018595 | 0.005307 | #N/A | 0.005307 |  | 756 | 117.8862 | PASS | 6.2563 | PASS | Eligible | -3.031 | 9.2873 | 756 | 11.9368 | kWh | 3497.4539 | N/A | N/A | 119.3681 |  | 756 | 1 | -1630 | 175 | 0 | 0 | 10 | 0
Any | SWWH025-01 | DMo | Any | CZ05 | Any | 757 | Heat Pump Water Heater, >45 to ≤55 Gal, UEF=3.31 replacing Storage Natural Gas Water Heater, 50 Gal, UEF=0.56 | 1 | 10 | 2020 | natural gas + electricity | electricity | NR |  |  |  |  | -1780 |  | 184 |  | -1780 | 184 | 0 | 0 |  | 0 | 0 |  | TRUE | 10 | 0 | 0 | TRUE | 2020+10 | 2030+00 | TRUE | TRUE | FALSE | FALSE | -1780 | 184 | TRUE | TRUE | FALSE | FALSE | 0 | 0 | TRUE | TRUE | TRUE | -1780 | 184 | 0 | 0 | -17800 | 1840 | 0 | 0 | 3503.9114 | 100000 | #N/A | 100000 | 0.035039 | 1 | #N/A | 0 | 0.00018595 | 0.005307 | #N/A | 0.005307 |  | 757 | 121.6304 | PASS | 6.455 | PASS | Eligible | -3.31 | 9.7649 | 757 | 12.3249 | kWh | 3611.1515 | N/A | N/A | 123.2486 |  | 757 | 1 | -1780 | 184 | 0 | 0 | 10 | 0
Any | SWWH025-01 | DMo | Any | CZ06 | Any | 758 | Heat Pump Water Heater, >45 to ≤55 Gal, UEF=3.31 replacing Storage Natural Gas Water Heater, 50 Gal, UEF=0.56 | 1 | 10 | 2020 | natural gas + electricity | electricity | NR |  |  |  |  | -1460 |  | 170 |  | -1460 | 170 | 0 | 0 |  | 0 | 0 |  | TRUE | 10 | 0 | 0 | TRUE | 2020+10 | 2030+00 | TRUE | TRUE | FALSE | FALSE | -1460 | 170 | TRUE | TRUE | FALSE | FALSE | 0 | 0 | TRUE | TRUE | TRUE | -1460 | 170 | 0 | 0 | -14600 | 1700 | 0 | 0 | 3503.9114 | 100000 | #N/A | 100000 | 0.035039 | 1 | #N/A | 0 | 0.00018595 | 0.005307 | #N/A | 0.005307 |  | 758 | 118.8429 | PASS | 6.307 | PASS | Eligible | -2.7149 | 9.022 | 758 | 12.017 | kWh | 3520.9552 | N/A | N/A | 120.1702 |  | 758 | 1 | -1460 | 170 | 0 | 0 | 10 | 0
Any | SWWH025-01 | DMo | Any | CZ07 | Any | 759 | Heat Pump Water Heater, >45 to ≤55 Gal, UEF=3.31 replacing Storage Natural Gas Water Heater, 50 Gal, UEF=0.56 | 1 | 10 | 2020 | natural gas + electricity | electricity | NR |  |  |  |  | -1400 |  | 168 |  | -1400 | 168 | 0 | 0 |  | 0 | 0 |  | TRUE | 10 | 0 | 0 | TRUE | 2020+10 | 2030+00 | TRUE | TRUE | FALSE | FALSE | -1400 | 168 | TRUE | TRUE | FALSE | FALSE | 0 | 0 | TRUE | TRUE | TRUE | -1400 | 168 | 0 | 0 | -14000 | 1680 | 0 | 0 | 3503.9114 | 100000 | #N/A | 100000 | 0.035039 | 1 | #N/A | 0 | 0.00018595 | 0.005307 | #N/A | 0.005307 |  | 759 | 118.9452 | PASS | 6.3125 | PASS | Eligible | -2.6034 | 8.9158 | 759 | 12.0218 | kWh | 3522.3557 | N/A | N/A | 120.218 |  | 759 | 1 | -1400 | 168 | 0 | 0 | 10 | 0
Any | SWWH025-01 | DMo | Any | CZ08 | Any | 760 | Heat Pump Water Heater, >45 to ≤55 Gal, UEF=3.31 replacing Storage Natural Gas Water Heater, 50 Gal, UEF=0.56 | 1 | 10 | 2020 | natural gas + electricity | electricity | NR |  |  |  |  | -1380 |  | 166 |  | -1380 | 166 | 0 | 0 |  | 0 | 0 |  | TRUE | 10 | 0 | 0 | TRUE | 2020+10 | 2030+00 | TRUE | TRUE | FALSE | FALSE | -1380 | 166 | TRUE | TRUE | FALSE | FALSE | 0 | 0 | TRUE | TRUE | TRUE | -1380 | 166 | 0 | 0 | -13800 | 1660 | 0 | 0 | 3503.9114 | 100000 | #N/A | 100000 | 0.035039 | 1 | #N/A | 0 | 0.00018595 | 0.005307 | #N/A | 0.005307 |  | 760 | 117.646 | PASS | 6.2435 | PASS | Eligible | -2.5662 | 8.8097 | 760 | 11.8901 | kWh | 3483.7562 | N/A | N/A | 118.9006 |  | 760 | 1 | -1380 | 166 | 0 | 0 | 10 | 0
Any | SWWH025-01 | DMo | Any | CZ09 | Any | 761 | Heat Pump Water Heater, >45 to ≤55 Gal, UEF=3.31 replacing Storage Natural Gas Water Heater, 50 Gal, UEF=0.56 | 1 | 10 | 2020 | natural gas + electricity | electricity | NR |  |  |  |  | -1410 |  | 166 |  | -1410 | 166 | 0 | 0 |  | 0 | 0 |  | TRUE | 10 | 0 | 0 | TRUE | 2020+10 | 2030+00 | TRUE | TRUE | FALSE | FALSE | -1410 | 166 | TRUE | TRUE | FALSE | FALSE | 0 | 0 | TRUE | TRUE | TRUE | -1410 | 166 | 0 | 0 | -14100 | 1660 | 0 | 0 | 3503.9114 | 100000 | #N/A | 100000 | 0.035039 | 1 | #N/A | 0 | 0.00018595 | 0.005307 | #N/A | 0.005307 |  | 761 | 116.5948 | PASS | 6.1877 | PASS | Eligible | -2.6219 | 8.8097 | 761 | 11.7877 | kWh | 3453.7562 | N/A | N/A | 117.8767 |  | 761 | 1 | -1410 | 166 | 0 | 0 | 10 | 0
Any | SWWH025-01 | DMo | Any | CZ10 | Any | 762 | Heat Pump Water Heater, >45 to ≤55 Gal, UEF=3.31 replacing Storage Natural Gas Water Heater, 50 Gal, UEF=0.56 | 1 | 10 | 2020 | natural gas + electricity | electricity | NR |  |  |  |  | -1430 |  | 165 |  | -1430 | 165 | 0 | 0 |  | 0 | 0 |  | TRUE | 10 | 0 | 0 | TRUE | 2020+10 | 2030+00 | TRUE | TRUE | FALSE | FALSE | -1430 | 165 | TRUE | TRUE | FALSE | FALSE | 0 | 0 | TRUE | TRUE | TRUE | -1430 | 165 | 0 | 0 | -14300 | 1650 | 0 | 0 | 3503.9114 | 100000 | #N/A | 100000 | 0.035039 | 1 | #N/A | 0 | 0.00018595 | 0.005307 | #N/A | 0.005307 |  | 762 | 114.8941 | PASS | 6.0975 | PASS | Eligible | -2.6591 | 8.7566 | 762 | 11.6194 | kWh | 3404.4565 | N/A | N/A | 116.1941 |  | 762 | 1 | -1430 | 165 | 0 | 0 | 10 | 0
Any | SWWH025-01 | DMo | Any | CZ11 | Any | 763 | Heat Pump Water Heater, >45 to ≤55 Gal, UEF=3.31 replacing Storage Natural Gas Water Heater, 50 Gal, UEF=0.56 | 1 | 10 | 2020 | natural gas + electricity | electricity | NR |  |  |  |  | -1640 |  | 167 |  | -1640 | 167 | 0 | 0 |  | 0 | 0 |  | TRUE | 10 | 0 | 0 | TRUE | 2020+10 | 2030+00 | TRUE | TRUE | FALSE | FALSE | -1640 | 167 | TRUE | TRUE | FALSE | FALSE | 0 | 0 | TRUE | TRUE | TRUE | -1640 | 167 | 0 | 0 | -16400 | 1670 | 0 | 0 | 3503.9114 | 100000 | #N/A | 100000 | 0.035039 | 1 | #N/A | 0 | 0.00018595 | 0.005307 | #N/A | 0.005307 |  | 763 | 109.5359 | PASS | 5.8131 | PASS | Eligible | -3.0496 | 8.8628 | 763 | 11.1027 | kWh | 3253.056 | N/A | N/A | 111.0268 |  | 763 | 1 | -1640 | 167 | 0 | 0 | 10 | 0
Any | SWWH025-01 | DMo | Any | CZ12 | Any | 764 | Heat Pump Water Heater, >45 to ≤55 Gal, UEF=3.31 replacing Storage Natural Gas Water Heater, 50 Gal, UEF=0.56 | 1 | 10 | 2020 | natural gas + electricity | electricity | NR |  |  |  |  | -1630 |  | 172 |  | -1630 | 172 | 0 | 0 |  | 0 | 0 |  | TRUE | 10 | 0 | 0 | TRUE | 2020+10 | 2030+00 | TRUE | TRUE | FALSE | FALSE | -1630 | 172 | TRUE | TRUE | FALSE | FALSE | 0 | 0 | TRUE | TRUE | TRUE | -1630 | 172 | 0 | 0 | -16300 | 1720 | 0 | 0 | 3503.9114 | 100000 | #N/A | 100000 | 0.035039 | 1 | #N/A | 0 | 0.00018595 | 0.005307 | #N/A | 0.005307 |  | 764 | 114.8862 | PASS | 6.0971 | PASS | Eligible | -3.031 | 9.1281 | 764 | 11.6368 | kWh | 3409.5546 | N/A | N/A | 116.3681 |  | 764 | 1 | -1630 | 172 | 0 | 0 | 10 | 0
Any | SWWH025-01 | DMo | Any | CZ13 | Any | 765 | Heat Pump Water Heater, >45 to ≤55 Gal, UEF=3.31 replacing Storage Natural Gas Water Heater, 50 Gal, UEF=0.56 | 1 | 10 | 2020 | natural gas + electricity | electricity | NR |  |  |  |  | -1550 |  | 165 |  | -1550 | 165 | 0 | 0 |  | 0 | 0 |  | TRUE | 10 | 0 | 0 | TRUE | 2020+10 | 2030+00 | TRUE | TRUE | FALSE | FALSE | -1550 | 165 | TRUE | TRUE | FALSE | FALSE | 0 | 0 | TRUE | TRUE | TRUE | -1550 | 165 | 0 | 0 | -15500 | 1650 | 0 | 0 | 3503.9114 | 100000 | #N/A | 100000 | 0.035039 | 1 | #N/A | 0 | 0.00018595 | 0.005307 | #N/A | 0.005307 |  | 765 | 110.6894 | PASS | 5.8743 | PASS | Eligible | -2.8823 | 8.7566 | 765 | 11.2098 | kWh | 3284.4565 | N/A | N/A | 112.0985 |  | 765 | 1 | -1550 | 165 | 0 | 0 | 10 | 0
Any | SWWH025-01 | DMo | Any | CZ14 | Any | 766 | Heat Pump Water Heater, >45 to ≤55 Gal, UEF=3.31 replacing Storage Natural Gas Water Heater, 50 Gal, UEF=0.56 | 1 | 10 | 2020 | natural gas + electricity | electricity | NR |  |  |  |  | -1700 |  | 168 |  | -1700 | 168 | 0 | 0 |  | 0 | 0 |  | TRUE | 10 | 0 | 0 | TRUE | 2020+10 | 2030+00 | TRUE | TRUE | FALSE | FALSE | -1700 | 168 | TRUE | TRUE | FALSE | FALSE | 0 | 0 | TRUE | TRUE | TRUE | -1700 | 168 | 0 | 0 | -17000 | 1680 | 0 | 0 | 3503.9114 | 100000 | #N/A | 100000 | 0.035039 | 1 | #N/A | 0 | 0.00018595 | 0.005307 | #N/A | 0.005307 |  | 766 | 108.4335 | PASS | 5.7546 | PASS | Eligible | -3.1612 | 8.9158 | 766 | 10.9979 | kWh | 3222.3557 | N/A | N/A | 109.979 |  | 766 | 1 | -1700 | 168 | 0 | 0 | 10 | 0
Any | SWWH025-01 | DMo | Any | CZ15 | Any | 767 | Heat Pump Water Heater, >45 to ≤55 Gal, UEF=3.31 replacing Storage Natural Gas Water Heater, 50 Gal, UEF=0.56 | 1 | 10 | 2020 | natural gas + electricity | electricity | NR |  |  |  |  | -1070 |  | 140 |  | -1070 | 140 | 0 | 0 |  | 0 | 0 |  | TRUE | 10 | 0 | 0 | TRUE | 2020+10 | 2030+00 | TRUE | TRUE | FALSE | FALSE | -1070 | 140 | TRUE | TRUE | FALSE | FALSE | 0 | 0 | TRUE | TRUE | TRUE | -1070 | 140 | 0 | 0 | -10700 | 1400 | 0 | 0 | 3503.9114 | 100000 | #N/A | 100000 | 0.035039 | 1 | #N/A | 0 | 0.00018595 | 0.005307 | #N/A | 0.005307 |  | 767 | 102.5081 | PASS | 5.4401 | PASS | Eligible | -1.9897 | 7.4299 | 767 | 10.3481 | kWh | 3031.9631 | N/A | N/A | 103.4809 |  | 767 | 1 | -1070 | 140 | 0 | 0 | 10 | 0
Any | SWWH025-01 | DMo | Any | CZ16 | Any | 768 | Heat Pump Water Heater, >45 to ≤55 Gal, UEF=3.31 replacing Storage Natural Gas Water Heater, 50 Gal, UEF=0.56 | 1 | 10 | 2020 | natural gas + electricity | electricity | NR |  |  |  |  | -2560 |  | 193 |  | -2560 | 193 | 0 | 0 |  | 0 | 0 |  | TRUE | 10 | 0 | 0 | TRUE | 2020+10 | 2030+00 | TRUE | TRUE | FALSE | FALSE | -2560 | 193 | TRUE | TRUE | FALSE | FALSE | 0 | 0 | TRUE | TRUE | TRUE | -2560 | 193 | 0 | 0 | -25600 | 1930 | 0 | 0 | 3503.9114 | 100000 | #N/A | 100000 | 0.035039 | 1 | #N/A | 0 | 0.00018595 | 0.005307 | #N/A | 0.005307 |  | 768 | 103.2999 | PASS | 5.4822 | PASS | Eligible | -4.7604 | 10.2426 | 768 | 10.5627 | kWh | 3094.8491 | N/A | N/A | 105.6272 |  | 768 | 1 | -2560 | 193 | 0 | 0 | 10 | 0
Any | SWWH025-01 | SFm | Any | CZ01 | Any | 769 | Heat Pump Water Heater, >45 to ≤55 Gal, UEF=3.31 replacing Storage Natural Gas Water Heater, 50 Gal, UEF=0.63 | 1 | 10 | 2020 | natural gas + electricity | electricity | NR |  |  |  |  | -2240 |  | 227 |  | -2240 | 227 | 0 | 0 |  | 0 | 0 |  | TRUE | 10 | 0 | 0 | TRUE | 2020+10 | 2030+00 | TRUE | TRUE | FALSE | FALSE | -2240 | 227 | TRUE | TRUE | FALSE | FALSE | 0 | 0 | TRUE | TRUE | TRUE | -2240 | 227 | 0 | 0 | -22400 | 2270 | 0 | 0 | 3503.9114 | 100000 | #N/A | 100000 | 0.035039 | 1 | #N/A | 0 | 0.00018595 | 0.005307 | #N/A | 0.005307 |  | 769 | 148.5124 | PASS | 7.8816 | PASS | Eligible | -4.1654 | 12.047 | 769 | 15.0549 | kWh | 4411.0401 | N/A | N/A | 150.5488 |  | 769 | 1 | -2240 | 227 | 0 | 0 | 10 | 0
Any | SWWH025-01 | SFm | Any | CZ02 | Any | 770 | Heat Pump Water Heater, >45 to ≤55 Gal, UEF=3.31 replacing Storage Natural Gas Water Heater, 50 Gal, UEF=0.63 | 1 | 10 | 2020 | natural gas + electricity | electricity | NR |  |  |  |  | -1910 |  | 211 |  | -1910 | 211 | 0 | 0 |  | 0 | 0 |  | TRUE | 10 | 0 | 0 | TRUE | 2020+10 | 2030+00 | TRUE | TRUE | FALSE | FALSE | -1910 | 211 | TRUE | TRUE | FALSE | FALSE | 0 | 0 | TRUE | TRUE | TRUE | -1910 | 211 | 0 | 0 | -19100 | 2110 | 0 | 0 | 3503.9114 | 100000 | #N/A | 100000 | 0.035039 | 1 | #N/A | 0 | 0.00018595 | 0.005307 | #N/A | 0.005307 |  | 770 | 144.0753 | PASS | 7.6461 | PASS | Eligible | -3.5517 | 11.1978 | 770 | 14.5812 | kWh | 4272.2444 | N/A | N/A | 145.8117 |  | 770 | 1 | -1910 | 211 | 0 | 0 | 10 | 0
Any | SWWH025-01 | SFm | Any | CZ03 | Any | 771 | Heat Pump Water Heater, >45 to ≤55 Gal, UEF=3.31 replacing Storage Natural Gas Water Heater, 50 Gal, UEF=0.63 | 1 | 10 | 2020 | natural gas + electricity | electricity | NR |  |  |  |  | -1860 |  | 212 |  | -1860 | 212 | 0 | 0 |  | 0 | 0 |  | TRUE | 10 | 0 | 0 | TRUE | 2020+10 | 2030+00 | TRUE | TRUE | FALSE | FALSE | -1860 | 212 | TRUE | TRUE | FALSE | FALSE | 0 | 0 | TRUE | TRUE | TRUE | -1860 | 212 | 0 | 0 | -18600 | 2120 | 0 | 0 | 3503.9114 | 100000 | #N/A | 100000 | 0.035039 | 1 | #N/A | 0 | 0.00018595 | 0.005307 | #N/A | 0.005307 |  | 771 | 146.8272 | PASS | 7.7922 | PASS | Eligible | -3.4587 | 11.2509 | 771 | 14.8518 | kWh | 4351.5441 | N/A | N/A | 148.5182 |  | 771 | 1 | -1860 | 212 | 0 | 0 | 10 | 0
Any | SWWH025-01 | SFm | Any | CZ04 | Any | 772 | Heat Pump Water Heater, >45 to ≤55 Gal, UEF=3.31 replacing Storage Natural Gas Water Heater, 50 Gal, UEF=0.63 | 1 | 10 | 2020 | natural gas + electricity | electricity | NR |  |  |  |  | -1790 |  | 205 |  | -1790 | 205 | 0 | 0 |  | 0 | 0 |  | TRUE | 10 | 0 | 0 | TRUE | 2020+10 | 2030+00 | TRUE | TRUE | FALSE | FALSE | -1790 | 205 | TRUE | TRUE | FALSE | FALSE | 0 | 0 | TRUE | TRUE | TRUE | -1790 | 205 | 0 | 0 | -17900 | 2050 | 0 | 0 | 3503.9114 | 100000 | #N/A | 100000 | 0.035039 | 1 | #N/A | 0 | 0.00018595 | 0.005307 | #N/A | 0.005307 |  | 772 | 142.28 | PASS | 7.5509 | PASS | Eligible | -3.3286 | 10.8794 | 772 | 14.3907 | kWh | 4216.4459 | N/A | N/A | 143.9073 |  | 772 | 1 | -1790 | 205 | 0 | 0 | 10 | 0
Any | SWWH025-01 | SFm | Any | CZ05 | Any | 773 | Heat Pump Water Heater, >45 to ≤55 Gal, UEF=3.31 replacing Storage Natural Gas Water Heater, 50 Gal, UEF=0.63 | 1 | 10 | 2020 | natural gas + electricity | electricity | NR |  |  |  |  | -1920 |  | 215 |  | -1920 | 215 | 0 | 0 |  | 0 | 0 |  | TRUE | 10 | 0 | 0 | TRUE | 2020+10 | 2030+00 | TRUE | TRUE | FALSE | FALSE | -1920 | 215 | TRUE | TRUE | FALSE | FALSE | 0 | 0 | TRUE | TRUE | TRUE | -1920 | 215 | 0 | 0 | -19200 | 2150 | 0 | 0 | 3503.9114 | 100000 | #N/A | 100000 | 0.035039 | 1 | #N/A | 0 | 0.00018595 | 0.005307 | #N/A | 0.005307 |  | 773 | 147.7249 | PASS | 7.8398 | PASS | Eligible | -3.5703 | 11.4101 | 773 | 14.947 | kWh | 4379.4433 | N/A | N/A | 149.4704 |  | 773 | 1 | -1920 | 215 | 0 | 0 | 10 | 0
Any | SWWH025-01 | SFm | Any | CZ06 | Any | 774 | Heat Pump Water Heater, >45 to ≤55 Gal, UEF=3.31 replacing Storage Natural Gas Water Heater, 50 Gal, UEF=0.63 | 1 | 10 | 2020 | natural gas + electricity | electricity | NR |  |  |  |  | -1650 |  | 199 |  | -1650 | 199 | 0 | 0 |  | 0 | 0 |  | TRUE | 10 | 0 | 0 | TRUE | 2020+10 | 2030+00 | TRUE | TRUE | FALSE | FALSE | -1650 | 199 | TRUE | TRUE | FALSE | FALSE | 0 | 0 | TRUE | TRUE | TRUE | -1650 | 199 | 0 | 0 | -16500 | 1990 | 0 | 0 | 3503.9114 | 100000 | #N/A | 100000 | 0.035039 | 1 | #N/A | 0 | 0.00018595 | 0.005307 | #N/A | 0.005307 |  | 774 | 141.1855 | PASS | 7.4928 | PASS | Eligible | -3.0682 | 10.561 | 774 | 14.2685 | kWh | 4180.6475 | N/A | N/A | 142.6855 |  | 774 | 1 | -1650 | 199 | 0 | 0 | 10 | 0
Any | SWWH025-01 | SFm | Any | CZ07 | Any | 775 | Heat Pump Water Heater, >45 to ≤55 Gal, UEF=3.31 replacing Storage Natural Gas Water Heater, 50 Gal, UEF=0.63 | 1 | 10 | 2020 | natural gas + electricity | electricity | NR |  |  |  |  | -1600 |  | 197 |  | -1600 | 197 | 0 | 0 |  | 0 | 0 |  | TRUE | 10 | 0 | 0 | TRUE | 2020+10 | 2030+00 | TRUE | TRUE | FALSE | FALSE | -1600 | 197 | TRUE | TRUE | FALSE | FALSE | 0 | 0 | TRUE | TRUE | TRUE | -1600 | 197 | 0 | 0 | -16000 | 1970 | 0 | 0 | 3503.9114 | 100000 | #N/A | 100000 | 0.035039 | 1 | #N/A | 0 | 0.00018595 | 0.005307 | #N/A | 0.005307 |  | 775 | 140.9374 | PASS | 7.4796 | PASS | Eligible | -2.9753 | 10.4549 | 775 | 14.2392 | kWh | 4172.0481 | N/A | N/A | 142.392 |  | 775 | 1 | -1600 | 197 | 0 | 0 | 10 | 0
Any | SWWH025-01 | SFm | Any | CZ08 | Any | 776 | Heat Pump Water Heater, >45 to ≤55 Gal, UEF=3.31 replacing Storage Natural Gas Water Heater, 50 Gal, UEF=0.63 | 1 | 10 | 2020 | natural gas + electricity | electricity | NR |  |  |  |  | -1560 |  | 194 |  | -1560 | 194 | 0 | 0 |  | 0 | 0 |  | TRUE | 10 | 0 | 0 | TRUE | 2020+10 | 2030+00 | TRUE | TRUE | FALSE | FALSE | -1560 | 194 | TRUE | TRUE | FALSE | FALSE | 0 | 0 | TRUE | TRUE | TRUE | -1560 | 194 | 0 | 0 | -15600 | 1940 | 0 | 0 | 3503.9114 | 100000 | #N/A | 100000 | 0.035039 | 1 | #N/A | 0 | 0.00018595 | 0.005307 | #N/A | 0.005307 |  | 776 | 139.339 | PASS | 7.3948 | PASS | Eligible | -2.9009 | 10.2957 | 776 | 14.0757 | kWh | 4124.1488 | N/A | N/A | 140.7572 |  | 776 | 1 | -1560 | 194 | 0 | 0 | 10 | 0
Any | SWWH025-01 | SFm | Any | CZ09 | Any | 777 | Heat Pump Water Heater, >45 to ≤55 Gal, UEF=3.31 replacing Storage Natural Gas Water Heater, 50 Gal, UEF=0.63 | 1 | 10 | 2020 | natural gas + electricity | electricity | NR |  |  |  |  | -1570 |  | 193 |  | -1570 | 193 | 0 | 0 |  | 0 | 0 |  | TRUE | 10 | 0 | 0 | TRUE | 2020+10 | 2030+00 | TRUE | TRUE | FALSE | FALSE | -1570 | 193 | TRUE | TRUE | FALSE | FALSE | 0 | 0 | TRUE | TRUE | TRUE | -1570 | 193 | 0 | 0 | -15700 | 1930 | 0 | 0 | 3503.9114 | 100000 | #N/A | 100000 | 0.035039 | 1 | #N/A | 0 | 0.00018595 | 0.005307 | #N/A | 0.005307 |  | 777 | 137.9886 | PASS | 7.3231 | PASS | Eligible | -2.9195 | 10.2426 | 777 | 13.9416 | kWh | 4084.8491 | N/A | N/A | 139.4159 |  | 777 | 1 | -1570 | 193 | 0 | 0 | 10 | 0
Any | SWWH025-01 | SFm | Any | CZ10 | Any | 778 | Heat Pump Water Heater, >45 to ≤55 Gal, UEF=3.31 replacing Storage Natural Gas Water Heater, 50 Gal, UEF=0.63 | 1 | 10 | 2020 | natural gas + electricity | electricity | NR |  |  |  |  | -1570 |  | 193 |  | -1570 | 193 | 0 | 0 |  | 0 | 0 |  | TRUE | 10 | 0 | 0 | TRUE | 2020+10 | 2030+00 | TRUE | TRUE | FALSE | FALSE | -1570 | 193 | TRUE | TRUE | FALSE | FALSE | 0 | 0 | TRUE | TRUE | TRUE | -1570 | 193 | 0 | 0 | -15700 | 1930 | 0 | 0 | 3503.9114 | 100000 | #N/A | 100000 | 0.035039 | 1 | #N/A | 0 | 0.00018595 | 0.005307 | #N/A | 0.005307 |  | 778 | 137.9886 | PASS | 7.3231 | PASS | Eligible | -2.9195 | 10.2426 | 778 | 13.9416 | kWh | 4084.8491 | N/A | N/A | 139.4159 |  | 778 | 1 | -1570 | 193 | 0 | 0 | 10 | 0
Any | SWWH025-01 | SFm | Any | CZ11 | Any | 779 | Heat Pump Water Heater, >45 to ≤55 Gal, UEF=3.31 replacing Storage Natural Gas Water Heater, 50 Gal, UEF=0.63 | 1 | 10 | 2020 | natural gas + electricity | electricity | NR |  |  |  |  | -1720 |  | 196 |  | -1720 | 196 | 0 | 0 |  | 0 | 0 |  | TRUE | 10 | 0 | 0 | TRUE | 2020+10 | 2030+00 | TRUE | TRUE | FALSE | FALSE | -1720 | 196 | TRUE | TRUE | FALSE | FALSE | 0 | 0 | TRUE | TRUE | TRUE | -1720 | 196 | 0 | 0 | -17200 | 1960 | 0 | 0 | 3503.9114 | 100000 | #N/A | 100000 | 0.035039 | 1 | #N/A | 0 | 0.00018595 | 0.005307 | #N/A | 0.005307 |  | 779 | 135.7327 | PASS | 7.2034 | PASS | Eligible | -3.1984 | 10.4018 | 779 | 13.7296 | kWh | 4022.7483 | N/A | N/A | 137.2964 |  | 779 | 1 | -1720 | 196 | 0 | 0 | 10 | 0
Any | SWWH025-01 | SFm | Any | CZ12 | Any | 780 | Heat Pump Water Heater, >45 to ≤55 Gal, UEF=3.31 replacing Storage Natural Gas Water Heater, 50 Gal, UEF=0.63 | 1 | 10 | 2020 | natural gas + electricity | electricity | NR |  |  |  |  | -1760 |  | 202 |  | -1760 | 202 | 0 | 0 |  | 0 | 0 |  | TRUE | 10 | 0 | 0 | TRUE | 2020+10 | 2030+00 | TRUE | TRUE | FALSE | FALSE | -1760 | 202 | TRUE | TRUE | FALSE | FALSE | 0 | 0 | TRUE | TRUE | TRUE | -1760 | 202 | 0 | 0 | -17600 | 2020 | 0 | 0 | 3503.9114 | 100000 | #N/A | 100000 | 0.035039 | 1 | #N/A | 0 | 0.00018595 | 0.005307 | #N/A | 0.005307 |  | 780 | 140.3312 | PASS | 7.4474 | PASS | Eligible | -3.2728 | 10.7202 | 780 | 14.1931 | kWh | 4158.5467 | N/A | N/A | 141.9312 |  | 780 | 1 | -1760 | 202 | 0 | 0 | 10 | 0
Any | SWWH025-01 | SFm | Any | CZ13 | Any | 781 | Heat Pump Water Heater, >45 to ≤55 Gal, UEF=3.31 replacing Storage Natural Gas Water Heater, 50 Gal, UEF=0.63 | 1 | 10 | 2020 | natural gas + electricity | electricity | NR |  |  |  |  | -1650 |  | 193 |  | -1650 | 193 | 0 | 0 |  | 0 | 0 |  | TRUE | 10 | 0 | 0 | TRUE | 2020+10 | 2030+00 | TRUE | TRUE | FALSE | FALSE | -1650 | 193 | TRUE | TRUE | FALSE | FALSE | 0 | 0 | TRUE | TRUE | TRUE | -1650 | 193 | 0 | 0 | -16500 | 1930 | 0 | 0 | 3503.9114 | 100000 | #N/A | 100000 | 0.035039 | 1 | #N/A | 0 | 0.00018595 | 0.005307 | #N/A | 0.005307 |  | 781 | 135.1855 | PASS | 7.1743 | PASS | Eligible | -3.0682 | 10.2426 | 781 | 13.6685 | kWh | 4004.8491 | N/A | N/A | 136.6855 |  | 781 | 1 | -1650 | 193 | 0 | 0 | 10 | 0
Any | SWWH025-01 | SFm | Any | CZ14 | Any | 782 | Heat Pump Water Heater, >45 to ≤55 Gal, UEF=3.31 replacing Storage Natural Gas Water Heater, 50 Gal, UEF=0.63 | 1 | 10 | 2020 | natural gas + electricity | electricity | NR |  |  |  |  | -1770 |  | 197 |  | -1770 | 197 | 0 | 0 |  | 0 | 0 |  | TRUE | 10 | 0 | 0 | TRUE | 2020+10 | 2030+00 | TRUE | TRUE | FALSE | FALSE | -1770 | 197 | TRUE | TRUE | FALSE | FALSE | 0 | 0 | TRUE | TRUE | TRUE | -1770 | 197 | 0 | 0 | -17700 | 1970 | 0 | 0 | 3503.9114 | 100000 | #N/A | 100000 | 0.035039 | 1 | #N/A | 0 | 0.00018595 | 0.005307 | #N/A | 0.005307 |  | 782 | 134.9808 | PASS | 7.1635 | PASS | Eligible | -3.2914 | 10.4549 | 782 | 13.659 | kWh | 4002.0481 | N/A | N/A | 136.5899 |  | 782 | 1 | -1770 | 197 | 0 | 0 | 10 | 0
Any | SWWH025-01 | SFm | Any | CZ15 | Any | 783 | Heat Pump Water Heater, >45 to ≤55 Gal, UEF=3.31 replacing Storage Natural Gas Water Heater, 50 Gal, UEF=0.63 | 1 | 10 | 2020 | natural gas + electricity | electricity | NR |  |  |  |  | -1210 |  | 162 |  | -1210 | 162 | 0 | 0 |  | 0 | 0 |  | TRUE | 10 | 0 | 0 | TRUE | 2020+10 | 2030+00 | TRUE | TRUE | FALSE | FALSE | -1210 | 162 | TRUE | TRUE | FALSE | FALSE | 0 | 0 | TRUE | TRUE | TRUE | -1210 | 162 | 0 | 0 | -12100 | 1620 | 0 | 0 | 3503.9114 | 100000 | #N/A | 100000 | 0.035039 | 1 | #N/A | 0 | 0.00018595 | 0.005307 | #N/A | 0.005307 |  | 783 | 119.6027 | PASS | 6.3474 | PASS | Eligible | -2.25 | 8.5974 | 783 | 12.0703 | kWh | 3536.5573 | N/A | N/A | 120.7027 |  | 783 | 1 | -1210 | 162 | 0 | 0 | 10 | 0
Any | SWWH025-01 | SFm | Any | CZ16 | Any | 784 | Heat Pump Water Heater, >45 to ≤55 Gal, UEF=3.31 replacing Storage Natural Gas Water Heater, 50 Gal, UEF=0.63 | 1 | 10 | 2020 | natural gas + electricity | electricity | NR |  |  |  |  | -2680 |  | 225 |  | -2680 | 225 | 0 | 0 |  | 0 | 0 |  | TRUE | 10 | 0 | 0 | TRUE | 2020+10 | 2030+00 | TRUE | TRUE | FALSE | FALSE | -2680 | 225 | TRUE | TRUE | FALSE | FALSE | 0 | 0 | TRUE | TRUE | TRUE | -2680 | 225 | 0 | 0 | -26800 | 2250 | 0 | 0 | 3503.9114 | 100000 | #N/A | 100000 | 0.035039 | 1 | #N/A | 0 | 0.00018595 | 0.005307 | #N/A | 0.005307 |  | 784 | 131.0952 | PASS | 6.9573 | PASS | Eligible | -4.9836 | 11.9408 | 784 | 13.3532 | kWh | 3912.4407 | N/A | N/A | 133.5316 |  | 784 | 1 | -2680 | 225 | 0 | 0 | 10 | 0
Any | SWWH025-01 | MFm | Any | CZ01 | Any | 785 | Heat Pump Water Heater, >45 to ≤55 Gal, UEF=3.31 replacing Storage Natural Gas Water Heater, 50 Gal, UEF=0.63 | 1 | 10 | 2020 | natural gas + electricity | electricity | NR |  |  |  |  | -1380 |  | 186 |  | -1380 | 186 | 0 | 0 |  | 0 | 0 |  | TRUE | 10 | 0 | 0 | TRUE | 2020+10 | 2030+00 | TRUE | TRUE | FALSE | FALSE | -1380 | 186 | TRUE | TRUE | FALSE | FALSE | 0 | 0 | TRUE | TRUE | TRUE | -1380 | 186 | 0 | 0 | -13800 | 1860 | 0 | 0 | 3503.9114 | 100000 | #N/A | 100000 | 0.035039 | 1 | #N/A | 0 | 0.00018595 | 0.005307 | #N/A | 0.005307 |  | 785 | 137.646 | PASS | 7.3049 | PASS | Eligible | -2.5662 | 9.8711 | 785 | 13.8901 | kWh | 4069.751 | N/A | N/A | 138.9006 |  | 785 | 1 | -1380 | 186 | 0 | 0 | 10 | 0
Any | SWWH025-01 | MFm | Any | CZ02 | Any | 786 | Heat Pump Water Heater, >45 to ≤55 Gal, UEF=3.31 replacing Storage Natural Gas Water Heater, 50 Gal, UEF=0.63 | 1 | 10 | 2020 | natural gas + electricity | electricity | NR |  |  |  |  | -1280 |  | 177 |  | -1280 | 177 | 0 | 0 |  | 0 | 0 |  | TRUE | 10 | 0 | 0 | TRUE | 2020+10 | 2030+00 | TRUE | TRUE | FALSE | FALSE | -1280 | 177 | TRUE | TRUE | FALSE | FALSE | 0 | 0 | TRUE | TRUE | TRUE | -1280 | 177 | 0 | 0 | -12800 | 1770 | 0 | 0 | 3503.9114 | 100000 | #N/A | 100000 | 0.035039 | 1 | #N/A | 0 | 0.00018595 | 0.005307 | #N/A | 0.005307 |  | 786 | 132.1499 | PASS | 7.0132 | PASS | Eligible | -2.3802 | 9.3935 | 786 | 13.3314 | kWh | 3906.0533 | N/A | N/A | 133.3136 |  | 786 | 1 | -1280 | 177 | 0 | 0 | 10 | 0
Any | SWWH025-01 | MFm | Any | CZ03 | Any | 787 | Heat Pump Water Heater, >45 to ≤55 Gal, UEF=3.31 replacing Storage Natural Gas Water Heater, 50 Gal, UEF=0.63 | 1 | 10 | 2020 | natural gas + electricity | electricity | NR |  |  |  |  | -1260 |  | 176 |  | -1260 | 176 | 0 | 0 |  | 0 | 0 |  | TRUE | 10 | 0 | 0 | TRUE | 2020+10 | 2030+00 | TRUE | TRUE | FALSE | FALSE | -1260 | 176 | TRUE | TRUE | FALSE | FALSE | 0 | 0 | TRUE | TRUE | TRUE | -1260 | 176 | 0 | 0 | -12600 | 1760 | 0 | 0 | 3503.9114 | 100000 | #N/A | 100000 | 0.035039 | 1 | #N/A | 0 | 0.00018595 | 0.005307 | #N/A | 0.005307 |  | 787 | 131.8507 | PASS | 6.9974 | PASS | Eligible | -2.343 | 9.3404 | 787 | 13.2996 | kWh | 3896.7536 | N/A | N/A | 132.9962 |  | 787 | 1 | -1260 | 176 | 0 | 0 | 10 | 0
Any | SWWH025-01 | MFm | Any | CZ04 | Any | 788 | Heat Pump Water Heater, >45 to ≤55 Gal, UEF=3.31 replacing Storage Natural Gas Water Heater, 50 Gal, UEF=0.63 | 1 | 10 | 2020 | natural gas + electricity | electricity | NR |  |  |  |  | -1230 |  | 173 |  | -1230 | 173 | 0 | 0 |  | 0 | 0 |  | TRUE | 10 | 0 | 0 | TRUE | 2020+10 | 2030+00 | TRUE | TRUE | FALSE | FALSE | -1230 | 173 | TRUE | TRUE | FALSE | FALSE | 0 | 0 | TRUE | TRUE | TRUE | -1230 | 173 | 0 | 0 | -12300 | 1730 | 0 | 0 | 3503.9114 | 100000 | #N/A | 100000 | 0.035039 | 1 | #N/A | 0 | 0.00018595 | 0.005307 | #N/A | 0.005307 |  | 788 | 129.9019 | PASS | 6.8939 | PASS | Eligible | -2.2872 | 9.1812 | 788 | 13.102 | kWh | 3838.8544 | N/A | N/A | 131.0201 |  | 788 | 1 | -1230 | 173 | 0 | 0 | 10 | 0
Any | SWWH025-01 | MFm | Any | CZ05 | Any | 789 | Heat Pump Water Heater, >45 to ≤55 Gal, UEF=3.31 replacing Storage Natural Gas Water Heater, 50 Gal, UEF=0.63 | 1 | 10 | 2020 | natural gas + electricity | electricity | NR |  |  |  |  | -1280 |  | 178 |  | -1280 | 178 | 0 | 0 |  | 0 | 0 |  | TRUE | 10 | 0 | 0 | TRUE | 2020+10 | 2030+00 | TRUE | TRUE | FALSE | FALSE | -1280 | 178 | TRUE | TRUE | FALSE | FALSE | 0 | 0 | TRUE | TRUE | TRUE | -1280 | 178 | 0 | 0 | -12800 | 1780 | 0 | 0 | 3503.9114 | 100000 | #N/A | 100000 | 0.035039 | 1 | #N/A | 0 | 0.00018595 | 0.005307 | #N/A | 0.005307 |  | 789 | 133.1499 | PASS | 7.0663 | PASS | Eligible | -2.3802 | 9.4465 | 789 | 13.4314 | kWh | 3935.3531 | N/A | N/A | 134.3136 |  | 789 | 1 | -1280 | 178 | 0 | 0 | 10 | 0
Any | SWWH025-01 | MFm | Any | CZ06 | Any | 790 | Heat Pump Water Heater, >45 to ≤55 Gal, UEF=3.31 replacing Storage Natural Gas Water Heater, 50 Gal, UEF=0.63 | 1 | 10 | 2020 | natural gas + electricity | electricity | NR |  |  |  |  | -1180 |  | 168 |  | -1180 | 168 | 0 | 0 |  | 0 | 0 |  | TRUE | 10 | 0 | 0 | TRUE | 2020+10 | 2030+00 | TRUE | TRUE | FALSE | FALSE | -1180 | 168 | TRUE | TRUE | FALSE | FALSE | 0 | 0 | TRUE | TRUE | TRUE | -1180 | 168 | 0 | 0 | -11800 | 1680 | 0 | 0 | 3503.9114 | 100000 | #N/A | 100000 | 0.035039 | 1 | #N/A | 0 | 0.00018595 | 0.005307 | #N/A | 0.005307 |  | 790 | 126.6538 | PASS | 6.7216 | PASS | Eligible | -2.1943 | 8.9158 | 790 | 12.7727 | kWh | 3742.3557 | N/A | N/A | 127.7266 |  | 790 | 1 | -1180 | 168 | 0 | 0 | 10 | 0
Any | SWWH025-01 | MFm | Any | CZ07 | Any | 791 | Heat Pump Water Heater, >45 to ≤55 Gal, UEF=3.31 replacing Storage Natural Gas Water Heater, 50 Gal, UEF=0.63 | 1 | 10 | 2020 | natural gas + electricity | electricity | NR |  |  |  |  | -1170 |  | 167 |  | -1170 | 167 | 0 | 0 |  | 0 | 0 |  | TRUE | 10 | 0 | 0 | TRUE | 2020+10 | 2030+00 | TRUE | TRUE | FALSE | FALSE | -1170 | 167 | TRUE | TRUE | FALSE | FALSE | 0 | 0 | TRUE | TRUE | TRUE | -1170 | 167 | 0 | 0 | -11700 | 1670 | 0 | 0 | 3503.9114 | 100000 | #N/A | 100000 | 0.035039 | 1 | #N/A | 0 | 0.00018595 | 0.005307 | #N/A | 0.005307 |  | 791 | 126.0042 | PASS | 6.6871 | PASS | Eligible | -2.1757 | 8.8628 | 791 | 12.7068 | kWh | 3723.056 | N/A | N/A | 127.0679 |  | 791 | 1 | -1170 | 167 | 0 | 0 | 10 | 0
Any | SWWH025-01 | MFm | Any | CZ08 | Any | 792 | Heat Pump Water Heater, >45 to ≤55 Gal, UEF=3.31 replacing Storage Natural Gas Water Heater, 50 Gal, UEF=0.63 | 1 | 10 | 2020 | natural gas + electricity | electricity | NR |  |  |  |  | -1150 |  | 165 |  | -1150 | 165 | 0 | 0 |  | 0 | 0 |  | TRUE | 10 | 0 | 0 | TRUE | 2020+10 | 2030+00 | TRUE | TRUE | FALSE | FALSE | -1150 | 165 | TRUE | TRUE | FALSE | FALSE | 0 | 0 | TRUE | TRUE | TRUE | -1150 | 165 | 0 | 0 | -11500 | 1650 | 0 | 0 | 3503.9114 | 100000 | #N/A | 100000 | 0.035039 | 1 | #N/A | 0 | 0.00018595 | 0.005307 | #N/A | 0.005307 |  | 792 | 124.705 | PASS | 6.6181 | PASS | Eligible | -2.1385 | 8.7566 | 792 | 12.575 | kWh | 3684.4565 | N/A | N/A | 125.7505 |  | 792 | 1 | -1150 | 165 | 0 | 0 | 10 | 0
Any | SWWH025-01 | MFm | Any | CZ09 | Any | 793 | Heat Pump Water Heater, >45 to ≤55 Gal, UEF=3.31 replacing Storage Natural Gas Water Heater, 50 Gal, UEF=0.63 | 1 | 10 | 2020 | natural gas + electricity | electricity | NR |  |  |  |  | -1150 |  | 165 |  | -1150 | 165 | 0 | 0 |  | 0 | 0 |  | TRUE | 10 | 0 | 0 | TRUE | 2020+10 | 2030+00 | TRUE | TRUE | FALSE | FALSE | -1150 | 165 | TRUE | TRUE | FALSE | FALSE | 0 | 0 | TRUE | TRUE | TRUE | -1150 | 165 | 0 | 0 | -11500 | 1650 | 0 | 0 | 3503.9114 | 100000 | #N/A | 100000 | 0.035039 | 1 | #N/A | 0 | 0.00018595 | 0.005307 | #N/A | 0.005307 |  | 793 | 124.705 | PASS | 6.6181 | PASS | Eligible | -2.1385 | 8.7566 | 793 | 12.575 | kWh | 3684.4565 | N/A | N/A | 125.7505 |  | 793 | 1 | -1150 | 165 | 0 | 0 | 10 | 0
Any | SWWH025-01 | MFm | Any | CZ10 | Any | 794 | Heat Pump Water Heater, >45 to ≤55 Gal, UEF=3.31 replacing Storage Natural Gas Water Heater, 50 Gal, UEF=0.63 | 1 | 10 | 2020 | natural gas + electricity | electricity | NR |  |  |  |  | -1150 |  | 164 |  | -1150 | 164 | 0 | 0 |  | 0 | 0 |  | TRUE | 10 | 0 | 0 | TRUE | 2020+10 | 2030+00 | TRUE | TRUE | FALSE | FALSE | -1150 | 164 | TRUE | TRUE | FALSE | FALSE | 0 | 0 | TRUE | TRUE | TRUE | -1150 | 164 | 0 | 0 | -11500 | 1640 | 0 | 0 | 3503.9114 | 100000 | #N/A | 100000 | 0.035039 | 1 | #N/A | 0 | 0.00018595 | 0.005307 | #N/A | 0.005307 |  | 794 | 123.705 | PASS | 6.5651 | PASS | Eligible | -2.1385 | 8.7035 | 794 | 12.475 | kWh | 3655.1568 | N/A | N/A | 124.7505 |  | 794 | 1 | -1150 | 164 | 0 | 0 | 10 | 0
Any | SWWH025-01 | MFm | Any | CZ11 | Any | 795 | Heat Pump Water Heater, >45 to ≤55 Gal, UEF=3.31 replacing Storage Natural Gas Water Heater, 50 Gal, UEF=0.63 | 1 | 10 | 2020 | natural gas + electricity | electricity | NR |  |  |  |  | -1180 |  | 167 |  | -1180 | 167 | 0 | 0 |  | 0 | 0 |  | TRUE | 10 | 0 | 0 | TRUE | 2020+10 | 2030+00 | TRUE | TRUE | FALSE | FALSE | -1180 | 167 | TRUE | TRUE | FALSE | FALSE | 0 | 0 | TRUE | TRUE | TRUE | -1180 | 167 | 0 | 0 | -11800 | 1670 | 0 | 0 | 3503.9114 | 100000 | #N/A | 100000 | 0.035039 | 1 | #N/A | 0 | 0.00018595 | 0.005307 | #N/A | 0.005307 |  | 795 | 125.6538 | PASS | 6.6685 | PASS | Eligible | -2.1943 | 8.8628 | 795 | 12.6727 | kWh | 3713.056 | N/A | N/A | 126.7266 |  | 795 | 1 | -1180 | 167 | 0 | 0 | 10 | 0
Any | SWWH025-01 | MFm | Any | CZ12 | Any | 796 | Heat Pump Water Heater, >45 to ≤55 Gal, UEF=3.31 replacing Storage Natural Gas Water Heater, 50 Gal, UEF=0.63 | 1 | 10 | 2020 | natural gas + electricity | electricity | NR |  |  |  |  | -1220 |  | 171 |  | -1220 | 171 | 0 | 0 |  | 0 | 0 |  | TRUE | 10 | 0 | 0 | TRUE | 2020+10 | 2030+00 | TRUE | TRUE | FALSE | FALSE | -1220 | 171 | TRUE | TRUE | FALSE | FALSE | 0 | 0 | TRUE | TRUE | TRUE | -1220 | 171 | 0 | 0 | -12200 | 1710 | 0 | 0 | 3503.9114 | 100000 | #N/A | 100000 | 0.035039 | 1 | #N/A | 0 | 0.00018595 | 0.005307 | #N/A | 0.005307 |  | 796 | 128.2523 | PASS | 6.8064 | PASS | Eligible | -2.2686 | 9.075 | 796 | 12.9361 | kWh | 3790.2549 | N/A | N/A | 129.3614 |  | 796 | 1 | -1220 | 171 | 0 | 0 | 10 | 0
Any | SWWH025-01 | MFm | Any | CZ13 | Any | 797 | Heat Pump Water Heater, >45 to ≤55 Gal, UEF=3.31 replacing Storage Natural Gas Water Heater, 50 Gal, UEF=0.63 | 1 | 10 | 2020 | natural gas + electricity | electricity | NR |  |  |  |  | -1160 |  | 165 |  | -1160 | 165 | 0 | 0 |  | 0 | 0 |  | TRUE | 10 | 0 | 0 | TRUE | 2020+10 | 2030+00 | TRUE | TRUE | FALSE | FALSE | -1160 | 165 | TRUE | TRUE | FALSE | FALSE | 0 | 0 | TRUE | TRUE | TRUE | -1160 | 165 | 0 | 0 | -11600 | 1650 | 0 | 0 | 3503.9114 | 100000 | #N/A | 100000 | 0.035039 | 1 | #N/A | 0 | 0.00018595 | 0.005307 | #N/A | 0.005307 |  | 797 | 124.3546 | PASS | 6.5995 | PASS | Eligible | -2.1571 | 8.7566 | 797 | 12.5409 | kWh | 3674.4565 | N/A | N/A | 125.4092 |  | 797 | 1 | -1160 | 165 | 0 | 0 | 10 | 0
Any | SWWH025-01 | MFm | Any | CZ14 | Any | 798 | Heat Pump Water Heater, >45 to ≤55 Gal, UEF=3.31 replacing Storage Natural Gas Water Heater, 50 Gal, UEF=0.63 | 1 | 10 | 2020 | natural gas + electricity | electricity | NR |  |  |  |  | -1190 |  | 168 |  | -1190 | 168 | 0 | 0 |  | 0 | 0 |  | TRUE | 10 | 0 | 0 | TRUE | 2020+10 | 2030+00 | TRUE | TRUE | FALSE | FALSE | -1190 | 168 | TRUE | TRUE | FALSE | FALSE | 0 | 0 | TRUE | TRUE | TRUE | -1190 | 168 | 0 | 0 | -11900 | 1680 | 0 | 0 | 3503.9114 | 100000 | #N/A | 100000 | 0.035039 | 1 | #N/A | 0 | 0.00018595 | 0.005307 | #N/A | 0.005307 |  | 798 | 126.3035 | PASS | 6.703 | PASS | Eligible | -2.2129 | 8.9158 | 798 | 12.7385 | kWh | 3732.3557 | N/A | N/A | 127.3853 |  | 798 | 1 | -1190 | 168 | 0 | 0 | 10 | 0
Any | SWWH025-01 | MFm | Any | CZ15 | Any | 799 | Heat Pump Water Heater, >45 to ≤55 Gal, UEF=3.31 replacing Storage Natural Gas Water Heater, 50 Gal, UEF=0.63 | 1 | 10 | 2020 | natural gas + electricity | electricity | NR |  |  |  |  | -967 |  | 146 |  | -967 | 146 | 0 | 0 |  | 0 | 0 |  | TRUE | 10 | 0 | 0 | TRUE | 2020+10 | 2030+00 | TRUE | TRUE | FALSE | FALSE | -967 | 146 | TRUE | TRUE | FALSE | FALSE | 0 | 0 | TRUE | TRUE | TRUE | -967 | 146 | 0 | 0 | -9670 | 1460 | 0 | 0 | 3503.9114 | 100000 | #N/A | 100000 | 0.035039 | 1 | #N/A | 0 | 0.00018595 | 0.005307 | #N/A | 0.005307 |  | 799 | 112.1172 | PASS | 5.9501 | PASS | Eligible | -1.7982 | 7.7483 | 799 | 11.2996 | kWh | 3310.7615 | N/A | N/A | 112.9963 |  | 799 | 1 | -967 | 146 | 0 | 0 | 10 | 0
Any | SWWH025-01 | MFm | Any | CZ16 | Any | 800 | Heat Pump Water Heater, >45 to ≤55 Gal, UEF=3.31 replacing Storage Natural Gas Water Heater, 50 Gal, UEF=0.63 | 1 | 10 | 2020 | natural gas + electricity | electricity | NR |  |  |  |  | -1370 |  | 185 |  | -1370 | 185 | 0 | 0 |  | 0 | 0 |  | TRUE | 10 | 0 | 0 | TRUE | 2020+10 | 2030+00 | TRUE | TRUE | FALSE | FALSE | -1370 | 185 | TRUE | TRUE | FALSE | FALSE | 0 | 0 | TRUE | TRUE | TRUE | -1370 | 185 | 0 | 0 | -13700 | 1850 | 0 | 0 | 3503.9114 | 100000 | #N/A | 100000 | 0.035039 | 1 | #N/A | 0 | 0.00018595 | 0.005307 | #N/A | 0.005307 |  | 800 | 136.9964 | PASS | 7.2705 | PASS | Eligible | -2.5476 | 9.818 | 800 | 13.8242 | kWh | 4050.4512 | N/A | N/A | 138.2419 |  | 800 | 1 | -1370 | 185 | 0 | 0 | 10 | 0
Any | SWWH025-01 | DMo | Any | CZ01 | Any | 801 | Heat Pump Water Heater, >45 to ≤55 Gal, UEF=3.31 replacing Storage Natural Gas Water Heater, 50 Gal, UEF=0.63 | 1 | 10 | 2020 | natural gas + electricity | electricity | NR |  |  |  |  | -2070 |  | 207 |  | -2070 | 207 | 0 | 0 |  | 0 | 0 |  | TRUE | 10 | 0 | 0 | TRUE | 2020+10 | 2030+00 | TRUE | TRUE | FALSE | FALSE | -2070 | 207 | TRUE | TRUE | FALSE | FALSE | 0 | 0 | TRUE | TRUE | TRUE | -2070 | 207 | 0 | 0 | -20700 | 2070 | 0 | 0 | 3503.9114 | 100000 | #N/A | 100000 | 0.035039 | 1 | #N/A | 0 | 0.00018595 | 0.005307 | #N/A | 0.005307 |  | 801 | 134.469 | PASS | 7.1363 | PASS | Eligible | -3.8492 | 10.9856 | 801 | 13.6351 | kWh | 3995.0454 | N/A | N/A | 136.3509 |  | 801 | 1 | -2070 | 207 | 0 | 0 | 10 | 0
Any | SWWH025-01 | DMo | Any | CZ02 | Any | 802 | Heat Pump Water Heater, >45 to ≤55 Gal, UEF=3.31 replacing Storage Natural Gas Water Heater, 50 Gal, UEF=0.63 | 1 | 10 | 2020 | natural gas + electricity | electricity | NR |  |  |  |  | -1790 |  | 193 |  | -1790 | 193 | 0 | 0 |  | 0 | 0 |  | TRUE | 10 | 0 | 0 | TRUE | 2020+10 | 2030+00 | TRUE | TRUE | FALSE | FALSE | -1790 | 193 | TRUE | TRUE | FALSE | FALSE | 0 | 0 | TRUE | TRUE | TRUE | -1790 | 193 | 0 | 0 | -17900 | 1930 | 0 | 0 | 3503.9114 | 100000 | #N/A | 100000 | 0.035039 | 1 | #N/A | 0 | 0.00018595 | 0.005307 | #N/A | 0.005307 |  | 802 | 130.28 | PASS | 6.914 | PASS | Eligible | -3.3286 | 10.2426 | 802 | 13.1907 | kWh | 3864.8491 | N/A | N/A | 131.9073 |  | 802 | 1 | -1790 | 193 | 0 | 0 | 10 | 0
Any | SWWH025-01 | DMo | Any | CZ03 | Any | 803 | Heat Pump Water Heater, >45 to ≤55 Gal, UEF=3.31 replacing Storage Natural Gas Water Heater, 50 Gal, UEF=0.63 | 1 | 10 | 2020 | natural gas + electricity | electricity | NR |  |  |  |  | -1660 |  | 194 |  | -1660 | 194 | 0 | 0 |  | 0 | 0 |  | TRUE | 10 | 0 | 0 | TRUE | 2020+10 | 2030+00 | TRUE | TRUE | FALSE | FALSE | -1660 | 194 | TRUE | TRUE | FALSE | FALSE | 0 | 0 | TRUE | TRUE | TRUE | -1660 | 194 | 0 | 0 | -16600 | 1940 | 0 | 0 | 3503.9114 | 100000 | #N/A | 100000 | 0.035039 | 1 | #N/A | 0 | 0.00018595 | 0.005307 | #N/A | 0.005307 |  | 803 | 135.8351 | PASS | 7.2088 | PASS | Eligible | -3.0868 | 10.2957 | 803 | 13.7344 | kWh | 4024.1488 | N/A | N/A | 137.3442 |  | 803 | 1 | -1660 | 194 | 0 | 0 | 10 | 0
Any | SWWH025-01 | DMo | Any | CZ04 | Any | 804 | Heat Pump Water Heater, >45 to ≤55 Gal, UEF=3.31 replacing Storage Natural Gas Water Heater, 50 Gal, UEF=0.63 | 1 | 10 | 2020 | natural gas + electricity | electricity | NR |  |  |  |  | -1630 |  | 188 |  | -1630 | 188 | 0 | 0 |  | 0 | 0 |  | TRUE | 10 | 0 | 0 | TRUE | 2020+10 | 2030+00 | TRUE | TRUE | FALSE | FALSE | -1630 | 188 | TRUE | TRUE | FALSE | FALSE | 0 | 0 | TRUE | TRUE | TRUE | -1630 | 188 | 0 | 0 | -16300 | 1880 | 0 | 0 | 3503.9114 | 100000 | #N/A | 100000 | 0.035039 | 1 | #N/A | 0 | 0.00018595 | 0.005307 | #N/A | 0.005307 |  | 804 | 130.8862 | PASS | 6.9462 | PASS | Eligible | -3.031 | 9.9772 | 804 | 13.2368 | kWh | 3878.3504 | N/A | N/A | 132.3681 |  | 804 | 1 | -1630 | 188 | 0 | 0 | 10 | 0
Any | SWWH025-01 | DMo | Any | CZ05 | Any | 805 | Heat Pump Water Heater, >45 to ≤55 Gal, UEF=3.31 replacing Storage Natural Gas Water Heater, 50 Gal, UEF=0.63 | 1 | 10 | 2020 | natural gas + electricity | electricity | NR |  |  |  |  | -1780 |  | 197 |  | -1780 | 197 | 0 | 0 |  | 0 | 0 |  | TRUE | 10 | 0 | 0 | TRUE | 2020+10 | 2030+00 | TRUE | TRUE | FALSE | FALSE | -1780 | 197 | TRUE | TRUE | FALSE | FALSE | 0 | 0 | TRUE | TRUE | TRUE | -1780 | 197 | 0 | 0 | -17800 | 1970 | 0 | 0 | 3503.9114 | 100000 | #N/A | 100000 | 0.035039 | 1 | #N/A | 0 | 0.00018595 | 0.005307 | #N/A | 0.005307 |  | 805 | 134.6304 | PASS | 7.1449 | PASS | Eligible | -3.31 | 10.4549 | 805 | 13.6249 | kWh | 3992.0481 | N/A | N/A | 136.2486 |  | 805 | 1 | -1780 | 197 | 0 | 0 | 10 | 0
Any | SWWH025-01 | DMo | Any | CZ06 | Any | 806 | Heat Pump Water Heater, >45 to ≤55 Gal, UEF=3.31 replacing Storage Natural Gas Water Heater, 50 Gal, UEF=0.63 | 1 | 10 | 2020 | natural gas + electricity | electricity | NR |  |  |  |  | -1460 |  | 182 |  | -1460 | 182 | 0 | 0 |  | 0 | 0 |  | TRUE | 10 | 0 | 0 | TRUE | 2020+10 | 2030+00 | TRUE | TRUE | FALSE | FALSE | -1460 | 182 | TRUE | TRUE | FALSE | FALSE | 0 | 0 | TRUE | TRUE | TRUE | -1460 | 182 | 0 | 0 | -14600 | 1820 | 0 | 0 | 3503.9114 | 100000 | #N/A | 100000 | 0.035039 | 1 | #N/A | 0 | 0.00018595 | 0.005307 | #N/A | 0.005307 |  | 806 | 130.8429 | PASS | 6.9439 | PASS | Eligible | -2.7149 | 9.6588 | 806 | 13.217 | kWh | 3872.552 | N/A | N/A | 132.1702 |  | 806 | 1 | -1460 | 182 | 0 | 0 | 10 | 0
Any | SWWH025-01 | DMo | Any | CZ07 | Any | 807 | Heat Pump Water Heater, >45 to ≤55 Gal, UEF=3.31 replacing Storage Natural Gas Water Heater, 50 Gal, UEF=0.63 | 1 | 10 | 2020 | natural gas + electricity | electricity | NR |  |  |  |  | -1400 |  | 180 |  | -1400 | 180 | 0 | 0 |  | 0 | 0 |  | TRUE | 10 | 0 | 0 | TRUE | 2020+10 | 2030+00 | TRUE | TRUE | FALSE | FALSE | -1400 | 180 | TRUE | TRUE | FALSE | FALSE | 0 | 0 | TRUE | TRUE | TRUE | -1400 | 180 | 0 | 0 | -14000 | 1800 | 0 | 0 | 3503.9114 | 100000 | #N/A | 100000 | 0.035039 | 1 | #N/A | 0 | 0.00018595 | 0.005307 | #N/A | 0.005307 |  | 807 | 130.9452 | PASS | 6.9493 | PASS | Eligible | -2.6034 | 9.5527 | 807 | 13.2218 | kWh | 3873.9525 | N/A | N/A | 132.218 |  | 807 | 1 | -1400 | 180 | 0 | 0 | 10 | 0
Any | SWWH025-01 | DMo | Any | CZ08 | Any | 808 | Heat Pump Water Heater, >45 to ≤55 Gal, UEF=3.31 replacing Storage Natural Gas Water Heater, 50 Gal, UEF=0.63 | 1 | 10 | 2020 | natural gas + electricity | electricity | NR |  |  |  |  | -1380 |  | 178 |  | -1380 | 178 | 0 | 0 |  | 0 | 0 |  | TRUE | 10 | 0 | 0 | TRUE | 2020+10 | 2030+00 | TRUE | TRUE | FALSE | FALSE | -1380 | 178 | TRUE | TRUE | FALSE | FALSE | 0 | 0 | TRUE | TRUE | TRUE | -1380 | 178 | 0 | 0 | -13800 | 1780 | 0 | 0 | 3503.9114 | 100000 | #N/A | 100000 | 0.035039 | 1 | #N/A | 0 | 0.00018595 | 0.005307 | #N/A | 0.005307 |  | 808 | 129.646 | PASS | 6.8804 | PASS | Eligible | -2.5662 | 9.4465 | 808 | 13.0901 | kWh | 3835.3531 | N/A | N/A | 130.9006 |  | 808 | 1 | -1380 | 178 | 0 | 0 | 10 | 0
Any | SWWH025-01 | DMo | Any | CZ09 | Any | 809 | Heat Pump Water Heater, >45 to ≤55 Gal, UEF=3.31 replacing Storage Natural Gas Water Heater, 50 Gal, UEF=0.63 | 1 | 10 | 2020 | natural gas + electricity | electricity | NR |  |  |  |  | -1410 |  | 177 |  | -1410 | 177 | 0 | 0 |  | 0 | 0 |  | TRUE | 10 | 0 | 0 | TRUE | 2020+10 | 2030+00 | TRUE | TRUE | FALSE | FALSE | -1410 | 177 | TRUE | TRUE | FALSE | FALSE | 0 | 0 | TRUE | TRUE | TRUE | -1410 | 177 | 0 | 0 | -14100 | 1770 | 0 | 0 | 3503.9114 | 100000 | #N/A | 100000 | 0.035039 | 1 | #N/A | 0 | 0.00018595 | 0.005307 | #N/A | 0.005307 |  | 809 | 127.5948 | PASS | 6.7715 | PASS | Eligible | -2.6219 | 9.3935 | 809 | 12.8877 | kWh | 3776.0533 | N/A | N/A | 128.8767 |  | 809 | 1 | -1410 | 177 | 0 | 0 | 10 | 0
Any | SWWH025-01 | DMo | Any | CZ10 | Any | 810 | Heat Pump Water Heater, >45 to ≤55 Gal, UEF=3.31 replacing Storage Natural Gas Water Heater, 50 Gal, UEF=0.63 | 1 | 10 | 2020 | natural gas + electricity | electricity | NR |  |  |  |  | -1430 |  | 177 |  | -1430 | 177 | 0 | 0 |  | 0 | 0 |  | TRUE | 10 | 0 | 0 | TRUE | 2020+10 | 2030+00 | TRUE | TRUE | FALSE | FALSE | -1430 | 177 | TRUE | TRUE | FALSE | FALSE | 0 | 0 | TRUE | TRUE | TRUE | -1430 | 177 | 0 | 0 | -14300 | 1770 | 0 | 0 | 3503.9114 | 100000 | #N/A | 100000 | 0.035039 | 1 | #N/A | 0 | 0.00018595 | 0.005307 | #N/A | 0.005307 |  | 810 | 126.8941 | PASS | 6.7343 | PASS | Eligible | -2.6591 | 9.3935 | 810 | 12.8194 | kWh | 3756.0533 | N/A | N/A | 128.1941 |  | 810 | 1 | -1430 | 177 | 0 | 0 | 10 | 0
Any | SWWH025-01 | DMo | Any | CZ11 | Any | 811 | Heat Pump Water Heater, >45 to ≤55 Gal, UEF=3.31 replacing Storage Natural Gas Water Heater, 50 Gal, UEF=0.63 | 1 | 10 | 2020 | natural gas + electricity | electricity | NR |  |  |  |  | -1640 |  | 179 |  | -1640 | 179 | 0 | 0 |  | 0 | 0 |  | TRUE | 10 | 0 | 0 | TRUE | 2020+10 | 2030+00 | TRUE | TRUE | FALSE | FALSE | -1640 | 179 | TRUE | TRUE | FALSE | FALSE | 0 | 0 | TRUE | TRUE | TRUE | -1640 | 179 | 0 | 0 | -16400 | 1790 | 0 | 0 | 3503.9114 | 100000 | #N/A | 100000 | 0.035039 | 1 | #N/A | 0 | 0.00018595 | 0.005307 | #N/A | 0.005307 |  | 811 | 121.5359 | PASS | 6.45 | PASS | Eligible | -3.0496 | 9.4996 | 811 | 12.3027 | kWh | 3604.6528 | N/A | N/A | 123.0268 |  | 811 | 1 | -1640 | 179 | 0 | 0 | 10 | 0
Any | SWWH025-01 | DMo | Any | CZ12 | Any | 812 | Heat Pump Water Heater, >45 to ≤55 Gal, UEF=3.31 replacing Storage Natural Gas Water Heater, 50 Gal, UEF=0.63 | 1 | 10 | 2020 | natural gas + electricity | electricity | NR |  |  |  |  | -1630 |  | 185 |  | -1630 | 185 | 0 | 0 |  | 0 | 0 |  | TRUE | 10 | 0 | 0 | TRUE | 2020+10 | 2030+00 | TRUE | TRUE | FALSE | FALSE | -1630 | 185 | TRUE | TRUE | FALSE | FALSE | 0 | 0 | TRUE | TRUE | TRUE | -1630 | 185 | 0 | 0 | -16300 | 1850 | 0 | 0 | 3503.9114 | 100000 | #N/A | 100000 | 0.035039 | 1 | #N/A | 0 | 0.00018595 | 0.005307 | #N/A | 0.005307 |  | 812 | 127.8862 | PASS | 6.787 | PASS | Eligible | -3.031 | 9.818 | 812 | 12.9368 | kWh | 3790.4512 | N/A | N/A | 129.3681 |  | 812 | 1 | -1630 | 185 | 0 | 0 | 10 | 0
Any | SWWH025-01 | DMo | Any | CZ13 | Any | 813 | Heat Pump Water Heater, >45 to ≤55 Gal, UEF=3.31 replacing Storage Natural Gas Water Heater, 50 Gal, UEF=0.63 | 1 | 10 | 2020 | natural gas + electricity | electricity | NR |  |  |  |  | -1550 |  | 177 |  | -1550 | 177 | 0 | 0 |  | 0 | 0 |  | TRUE | 10 | 0 | 0 | TRUE | 2020+10 | 2030+00 | TRUE | TRUE | FALSE | FALSE | -1550 | 177 | TRUE | TRUE | FALSE | FALSE | 0 | 0 | TRUE | TRUE | TRUE | -1550 | 177 | 0 | 0 | -15500 | 1770 | 0 | 0 | 3503.9114 | 100000 | #N/A | 100000 | 0.035039 | 1 | #N/A | 0 | 0.00018595 | 0.005307 | #N/A | 0.005307 |  | 813 | 122.6894 | PASS | 6.5112 | PASS | Eligible | -2.8823 | 9.3935 | 813 | 12.4099 | kWh | 3636.0533 | N/A | N/A | 124.0985 |  | 813 | 1 | -1550 | 177 | 0 | 0 | 10 | 0
Any | SWWH025-01 | DMo | Any | CZ14 | Any | 814 | Heat Pump Water Heater, >45 to ≤55 Gal, UEF=3.31 replacing Storage Natural Gas Water Heater, 50 Gal, UEF=0.63 | 1 | 10 | 2020 | natural gas + electricity | electricity | NR |  |  |  |  | -1700 |  | 180 |  | -1700 | 180 | 0 | 0 |  | 0 | 0 |  | TRUE | 10 | 0 | 0 | TRUE | 2020+10 | 2030+00 | TRUE | TRUE | FALSE | FALSE | -1700 | 180 | TRUE | TRUE | FALSE | FALSE | 0 | 0 | TRUE | TRUE | TRUE | -1700 | 180 | 0 | 0 | -17000 | 1800 | 0 | 0 | 3503.9114 | 100000 | #N/A | 100000 | 0.035039 | 1 | #N/A | 0 | 0.00018595 | 0.005307 | #N/A | 0.005307 |  | 814 | 120.4335 | PASS | 6.3915 | PASS | Eligible | -3.1612 | 9.5527 | 814 | 12.1979 | kWh | 3573.9525 | N/A | N/A | 121.979 |  | 814 | 1 | -1700 | 180 | 0 | 0 | 10 | 0
Any | SWWH025-01 | DMo | Any | CZ15 | Any | 815 | Heat Pump Water Heater, >45 to ≤55 Gal, UEF=3.31 replacing Storage Natural Gas Water Heater, 50 Gal, UEF=0.63 | 1 | 10 | 2020 | natural gas + electricity | electricity | NR |  |  |  |  | -1070 |  | 149 |  | -1070 | 149 | 0 | 0 |  | 0 | 0 |  | TRUE | 10 | 0 | 0 | TRUE | 2020+10 | 2030+00 | TRUE | TRUE | FALSE | FALSE | -1070 | 149 | TRUE | TRUE | FALSE | FALSE | 0 | 0 | TRUE | TRUE | TRUE | -1070 | 149 | 0 | 0 | -10700 | 1490 | 0 | 0 | 3503.9114 | 100000 | #N/A | 100000 | 0.035039 | 1 | #N/A | 0 | 0.00018595 | 0.005307 | #N/A | 0.005307 |  | 815 | 111.5081 | PASS | 5.9178 | PASS | Eligible | -1.9897 | 7.9075 | 815 | 11.2481 | kWh | 3295.6607 | N/A | N/A | 112.4809 |  | 815 | 1 | -1070 | 149 | 0 | 0 | 10 | 0
Any | SWWH025-01 | DMo | Any | CZ16 | Any | 816 | Heat Pump Water Heater, >45 to ≤55 Gal, UEF=3.31 replacing Storage Natural Gas Water Heater, 50 Gal, UEF=0.63 | 1 | 10 | 2020 | natural gas + electricity | electricity | NR |  |  |  |  | -2560 |  | 207 |  | -2560 | 207 | 0 | 0 |  | 0 | 0 |  | TRUE | 10 | 0 | 0 | TRUE | 2020+10 | 2030+00 | TRUE | TRUE | FALSE | FALSE | -2560 | 207 | TRUE | TRUE | FALSE | FALSE | 0 | 0 | TRUE | TRUE | TRUE | -2560 | 207 | 0 | 0 | -25600 | 2070 | 0 | 0 | 3503.9114 | 100000 | #N/A | 100000 | 0.035039 | 1 | #N/A | 0 | 0.00018595 | 0.005307 | #N/A | 0.005307 |  | 816 | 117.2999 | PASS | 6.2251 | PASS | Eligible | -4.7604 | 10.9856 | 816 | 11.9627 | kWh | 3505.0454 | N/A | N/A | 119.6272 |  | 816 | 1 | -2560 | 207 | 0 | 0 | 10 | 0
Any | SWWH025-01 | SFm | Any | CZ01 | Any | 817 | Heat Pump Water Heater, >45 to ≤55 Gal, UEF=3.31 replacing Tankless Natural Gas Water Heater, Low Draw, UEF=0.81 | 1 | 10 | 2020 | natural gas + electricity | electricity | NR |  |  |  |  | -2230 |  | 165 |  | -2230 | 165 | 0 | 0 |  | 0 | 0 |  | TRUE | 10 | 0 | 0 | TRUE | 2020+10 | 2030+00 | TRUE | TRUE | FALSE | FALSE | -2230 | 165 | TRUE | TRUE | FALSE | FALSE | 0 | 0 | TRUE | TRUE | TRUE | -2230 | 165 | 0 | 0 | -22300 | 1650 | 0 | 0 | 3503.9114 | 100000 | #N/A | 100000 | 0.035039 | 1 | #N/A | 0 | 0.00018595 | 0.005307 | #N/A | 0.005307 |  | 817 | 86.8628 | PASS | 4.6098 | PASS | Eligible | -4.1468 | 8.7566 | 817 | 8.889 | kWh | 2604.4565 | N/A | N/A | 88.8901 |  | 817 | 1 | -2230 | 165 | 0 | 0 | 10 | 0
Any | SWWH025-01 | SFm | Any | CZ02 | Any | 818 | Heat Pump Water Heater, >45 to ≤55 Gal, UEF=3.31 replacing Tankless Natural Gas Water Heater, Low Draw, UEF=0.81 | 1 | 10 | 2020 | natural gas + electricity | electricity | NR |  |  |  |  | -1900 |  | 156 |  | -1900 | 156 | 0 | 0 |  | 0 | 0 |  | TRUE | 10 | 0 | 0 | TRUE | 2020+10 | 2030+00 | TRUE | TRUE | FALSE | FALSE | -1900 | 156 | TRUE | TRUE | FALSE | FALSE | 0 | 0 | TRUE | TRUE | TRUE | -1900 | 156 | 0 | 0 | -19000 | 1560 | 0 | 0 | 3503.9114 | 100000 | #N/A | 100000 | 0.035039 | 1 | #N/A | 0 | 0.00018595 | 0.005307 | #N/A | 0.005307 |  | 818 | 89.4257 | PASS | 4.7459 | PASS | Eligible | -3.5331 | 8.279 | 818 | 9.1153 | kWh | 2670.7589 | N/A | N/A | 91.153 |  | 818 | 1 | -1900 | 156 | 0 | 0 | 10 | 0
Any | SWWH025-01 | SFm | Any | CZ03 | Any | 819 | Heat Pump Water Heater, >45 to ≤55 Gal, UEF=3.31 replacing Tankless Natural Gas Water Heater, Low Draw, UEF=0.81 | 1 | 10 | 2020 | natural gas + electricity | electricity | NR |  |  |  |  | -1860 |  | 156 |  | -1860 | 156 | 0 | 0 |  | 0 | 0 |  | TRUE | 10 | 0 | 0 | TRUE | 2020+10 | 2030+00 | TRUE | TRUE | FALSE | FALSE | -1860 | 156 | TRUE | TRUE | FALSE | FALSE | 0 | 0 | TRUE | TRUE | TRUE | -1860 | 156 | 0 | 0 | -18600 | 1560 | 0 | 0 | 3503.9114 | 100000 | #N/A | 100000 | 0.035039 | 1 | #N/A | 0 | 0.00018595 | 0.005307 | #N/A | 0.005307 |  | 819 | 90.8272 | PASS | 4.8202 | PASS | Eligible | -3.4587 | 8.279 | 819 | 9.2518 | kWh | 2710.7589 | N/A | N/A | 92.5182 |  | 819 | 1 | -1860 | 156 | 0 | 0 | 10 | 0
Any | SWWH025-01 | SFm | Any | CZ04 | Any | 820 | Heat Pump Water Heater, >45 to ≤55 Gal, UEF=3.31 replacing Tankless Natural Gas Water Heater, Low Draw, UEF=0.81 | 1 | 10 | 2020 | natural gas + electricity | electricity | NR |  |  |  |  | -1780 |  | 152 |  | -1780 | 152 | 0 | 0 |  | 0 | 0 |  | TRUE | 10 | 0 | 0 | TRUE | 2020+10 | 2030+00 | TRUE | TRUE | FALSE | FALSE | -1780 | 152 | TRUE | TRUE | FALSE | FALSE | 0 | 0 | TRUE | TRUE | TRUE | -1780 | 152 | 0 | 0 | -17800 | 1520 | 0 | 0 | 3503.9114 | 100000 | #N/A | 100000 | 0.035039 | 1 | #N/A | 0 | 0.00018595 | 0.005307 | #N/A | 0.005307 |  | 820 | 89.6304 | PASS | 4.7567 | PASS | Eligible | -3.31 | 8.0667 | 820 | 9.1249 | kWh | 2673.5599 | N/A | N/A | 91.2486 |  | 820 | 1 | -1780 | 152 | 0 | 0 | 10 | 0
Any | SWWH025-01 | SFm | Any | CZ05 | Any | 821 | Heat Pump Water Heater, >45 to ≤55 Gal, UEF=3.31 replacing Tankless Natural Gas Water Heater, Low Draw, UEF=0.81 | 1 | 10 | 2020 | natural gas + electricity | electricity | NR |  |  |  |  | -1920 |  | 158 |  | -1920 | 158 | 0 | 0 |  | 0 | 0 |  | TRUE | 10 | 0 | 0 | TRUE | 2020+10 | 2030+00 | TRUE | TRUE | FALSE | FALSE | -1920 | 158 | TRUE | TRUE | FALSE | FALSE | 0 | 0 | TRUE | TRUE | TRUE | -1920 | 158 | 0 | 0 | -19200 | 1580 | 0 | 0 | 3503.9114 | 100000 | #N/A | 100000 | 0.035039 | 1 | #N/A | 0 | 0.00018595 | 0.005307 | #N/A | 0.005307 |  | 821 | 90.7249 | PASS | 4.8148 | PASS | Eligible | -3.5703 | 8.3851 | 821 | 9.247 | kWh | 2709.3583 | N/A | N/A | 92.4704 |  | 821 | 1 | -1920 | 158 | 0 | 0 | 10 | 0
Any | SWWH025-01 | SFm | Any | CZ06 | Any | 822 | Heat Pump Water Heater, >45 to ≤55 Gal, UEF=3.31 replacing Tankless Natural Gas Water Heater, Low Draw, UEF=0.81 | 1 | 10 | 2020 | natural gas + electricity | electricity | NR |  |  |  |  | -1640 |  | 149 |  | -1640 | 149 | 0 | 0 |  | 0 | 0 |  | TRUE | 10 | 0 | 0 | TRUE | 2020+10 | 2030+00 | TRUE | TRUE | FALSE | FALSE | -1640 | 149 | TRUE | TRUE | FALSE | FALSE | 0 | 0 | TRUE | TRUE | TRUE | -1640 | 149 | 0 | 0 | -16400 | 1490 | 0 | 0 | 3503.9114 | 100000 | #N/A | 100000 | 0.035039 | 1 | #N/A | 0 | 0.00018595 | 0.005307 | #N/A | 0.005307 |  | 822 | 91.5359 | PASS | 4.8578 | PASS | Eligible | -3.0496 | 7.9075 | 822 | 9.3027 | kWh | 2725.6607 | N/A | N/A | 93.0268 |  | 822 | 1 | -1640 | 149 | 0 | 0 | 10 | 0
Any | SWWH025-01 | SFm | Any | CZ07 | Any | 823 | Heat Pump Water Heater, >45 to ≤55 Gal, UEF=3.31 replacing Tankless Natural Gas Water Heater, Low Draw, UEF=0.81 | 1 | 10 | 2020 | natural gas + electricity | electricity | NR |  |  |  |  | -1600 |  | 147 |  | -1600 | 147 | 0 | 0 |  | 0 | 0 |  | TRUE | 10 | 0 | 0 | TRUE | 2020+10 | 2030+00 | TRUE | TRUE | FALSE | FALSE | -1600 | 147 | TRUE | TRUE | FALSE | FALSE | 0 | 0 | TRUE | TRUE | TRUE | -1600 | 147 | 0 | 0 | -16000 | 1470 | 0 | 0 | 3503.9114 | 100000 | #N/A | 100000 | 0.035039 | 1 | #N/A | 0 | 0.00018595 | 0.005307 | #N/A | 0.005307 |  | 823 | 90.9374 | PASS | 4.8261 | PASS | Eligible | -2.9753 | 7.8013 | 823 | 9.2392 | kWh | 2707.0612 | N/A | N/A | 92.392 |  | 823 | 1 | -1600 | 147 | 0 | 0 | 10 | 0
Any | SWWH025-01 | SFm | Any | CZ08 | Any | 824 | Heat Pump Water Heater, >45 to ≤55 Gal, UEF=3.31 replacing Tankless Natural Gas Water Heater, Low Draw, UEF=0.81 | 1 | 10 | 2020 | natural gas + electricity | electricity | NR |  |  |  |  | -1560 |  | 145 |  | -1560 | 145 | 0 | 0 |  | 0 | 0 |  | TRUE | 10 | 0 | 0 | TRUE | 2020+10 | 2030+00 | TRUE | TRUE | FALSE | FALSE | -1560 | 145 | TRUE | TRUE | FALSE | FALSE | 0 | 0 | TRUE | TRUE | TRUE | -1560 | 145 | 0 | 0 | -15600 | 1450 | 0 | 0 | 3503.9114 | 100000 | #N/A | 100000 | 0.035039 | 1 | #N/A | 0 | 0.00018595 | 0.005307 | #N/A | 0.005307 |  | 824 | 90.339 | PASS | 4.7943 | PASS | Eligible | -2.9009 | 7.6952 | 824 | 9.1757 | kWh | 2688.4618 | N/A | N/A | 91.7572 |  | 824 | 1 | -1560 | 145 | 0 | 0 | 10 | 0
Any | SWWH025-01 | SFm | Any | CZ09 | Any | 825 | Heat Pump Water Heater, >45 to ≤55 Gal, UEF=3.31 replacing Tankless Natural Gas Water Heater, Low Draw, UEF=0.81 | 1 | 10 | 2020 | natural gas + electricity | electricity | NR |  |  |  |  | -1570 |  | 145 |  | -1570 | 145 | 0 | 0 |  | 0 | 0 |  | TRUE | 10 | 0 | 0 | TRUE | 2020+10 | 2030+00 | TRUE | TRUE | FALSE | FALSE | -1570 | 145 | TRUE | TRUE | FALSE | FALSE | 0 | 0 | TRUE | TRUE | TRUE | -1570 | 145 | 0 | 0 | -15700 | 1450 | 0 | 0 | 3503.9114 | 100000 | #N/A | 100000 | 0.035039 | 1 | #N/A | 0 | 0.00018595 | 0.005307 | #N/A | 0.005307 |  | 825 | 89.9886 | PASS | 4.7757 | PASS | Eligible | -2.9195 | 7.6952 | 825 | 9.1416 | kWh | 2678.4618 | N/A | N/A | 91.4159 |  | 825 | 1 | -1570 | 145 | 0 | 0 | 10 | 0
Any | SWWH025-01 | SFm | Any | CZ10 | Any | 826 | Heat Pump Water Heater, >45 to ≤55 Gal, UEF=3.31 replacing Tankless Natural Gas Water Heater, Low Draw, UEF=0.81 | 1 | 10 | 2020 | natural gas + electricity | electricity | NR |  |  |  |  | -1570 |  | 145 |  | -1570 | 145 | 0 | 0 |  | 0 | 0 |  | TRUE | 10 | 0 | 0 | TRUE | 2020+10 | 2030+00 | TRUE | TRUE | FALSE | FALSE | -1570 | 145 | TRUE | TRUE | FALSE | FALSE | 0 | 0 | TRUE | TRUE | TRUE | -1570 | 145 | 0 | 0 | -15700 | 1450 | 0 | 0 | 3503.9114 | 100000 | #N/A | 100000 | 0.035039 | 1 | #N/A | 0 | 0.00018595 | 0.005307 | #N/A | 0.005307 |  | 826 | 89.9886 | PASS | 4.7757 | PASS | Eligible | -2.9195 | 7.6952 | 826 | 9.1416 | kWh | 2678.4618 | N/A | N/A | 91.4159 |  | 826 | 1 | -1570 | 145 | 0 | 0 | 10 | 0
Any | SWWH025-01 | SFm | Any | CZ11 | Any | 827 | Heat Pump Water Heater, >45 to ≤55 Gal, UEF=3.31 replacing Tankless Natural Gas Water Heater, Low Draw, UEF=0.81 | 1 | 10 | 2020 | natural gas + electricity | electricity | NR |  |  |  |  | -1720 |  | 147 |  | -1720 | 147 | 0 | 0 |  | 0 | 0 |  | TRUE | 10 | 0 | 0 | TRUE | 2020+10 | 2030+00 | TRUE | TRUE | FALSE | FALSE | -1720 | 147 | TRUE | TRUE | FALSE | FALSE | 0 | 0 | TRUE | TRUE | TRUE | -1720 | 147 | 0 | 0 | -17200 | 1470 | 0 | 0 | 3503.9114 | 100000 | #N/A | 100000 | 0.035039 | 1 | #N/A | 0 | 0.00018595 | 0.005307 | #N/A | 0.005307 |  | 827 | 86.7327 | PASS | 4.6029 | PASS | Eligible | -3.1984 | 7.8013 | 827 | 8.8296 | kWh | 2587.0612 | N/A | N/A | 88.2964 |  | 827 | 1 | -1720 | 147 | 0 | 0 | 10 | 0
Any | SWWH025-01 | SFm | Any | CZ12 | Any | 828 | Heat Pump Water Heater, >45 to ≤55 Gal, UEF=3.31 replacing Tankless Natural Gas Water Heater, Low Draw, UEF=0.81 | 1 | 10 | 2020 | natural gas + electricity | electricity | NR |  |  |  |  | -1760 |  | 150 |  | -1760 | 150 | 0 | 0 |  | 0 | 0 |  | TRUE | 10 | 0 | 0 | TRUE | 2020+10 | 2030+00 | TRUE | TRUE | FALSE | FALSE | -1760 | 150 | TRUE | TRUE | FALSE | FALSE | 0 | 0 | TRUE | TRUE | TRUE | -1760 | 150 | 0 | 0 | -17600 | 1500 | 0 | 0 | 3503.9114 | 100000 | #N/A | 100000 | 0.035039 | 1 | #N/A | 0 | 0.00018595 | 0.005307 | #N/A | 0.005307 |  | 828 | 88.3312 | PASS | 4.6878 | PASS | Eligible | -3.2728 | 7.9606 | 828 | 8.9931 | kWh | 2634.9604 | N/A | N/A | 89.9312 |  | 828 | 1 | -1760 | 150 | 0 | 0 | 10 | 0
Any | SWWH025-01 | SFm | Any | CZ13 | Any | 829 | Heat Pump Water Heater, >45 to ≤55 Gal, UEF=3.31 replacing Tankless Natural Gas Water Heater, Low Draw, UEF=0.81 | 1 | 10 | 2020 | natural gas + electricity | electricity | NR |  |  |  |  | -1650 |  | 145 |  | -1650 | 145 | 0 | 0 |  | 0 | 0 |  | TRUE | 10 | 0 | 0 | TRUE | 2020+10 | 2030+00 | TRUE | TRUE | FALSE | FALSE | -1650 | 145 | TRUE | TRUE | FALSE | FALSE | 0 | 0 | TRUE | TRUE | TRUE | -1650 | 145 | 0 | 0 | -16500 | 1450 | 0 | 0 | 3503.9114 | 100000 | #N/A | 100000 | 0.035039 | 1 | #N/A | 0 | 0.00018595 | 0.005307 | #N/A | 0.005307 |  | 829 | 87.1855 | PASS | 4.627 | PASS | Eligible | -3.0682 | 7.6952 | 829 | 8.8686 | kWh | 2598.4618 | N/A | N/A | 88.6855 |  | 829 | 1 | -1650 | 145 | 0 | 0 | 10 | 0
Any | SWWH025-01 | SFm | Any | CZ14 | Any | 830 | Heat Pump Water Heater, >45 to ≤55 Gal, UEF=3.31 replacing Tankless Natural Gas Water Heater, Low Draw, UEF=0.81 | 1 | 10 | 2020 | natural gas + electricity | electricity | NR |  |  |  |  | -1760 |  | 148 |  | -1760 | 148 | 0 | 0 |  | 0 | 0 |  | TRUE | 10 | 0 | 0 | TRUE | 2020+10 | 2030+00 | TRUE | TRUE | FALSE | FALSE | -1760 | 148 | TRUE | TRUE | FALSE | FALSE | 0 | 0 | TRUE | TRUE | TRUE | -1760 | 148 | 0 | 0 | -17600 | 1480 | 0 | 0 | 3503.9114 | 100000 | #N/A | 100000 | 0.035039 | 1 | #N/A | 0 | 0.00018595 | 0.005307 | #N/A | 0.005307 |  | 830 | 86.3312 | PASS | 4.5816 | PASS | Eligible | -3.2728 | 7.8544 | 830 | 8.7931 | kWh | 2576.361 | N/A | N/A | 87.9312 |  | 830 | 1 | -1760 | 148 | 0 | 0 | 10 | 0
Any | SWWH025-01 | SFm | Any | CZ15 | Any | 831 | Heat Pump Water Heater, >45 to ≤55 Gal, UEF=3.31 replacing Tankless Natural Gas Water Heater, Low Draw, UEF=0.81 | 1 | 10 | 2020 | natural gas + electricity | electricity | NR |  |  |  |  | -1200 |  | 127 |  | -1200 | 127 | 0 | 0 |  | 0 | 0 |  | TRUE | 10 | 0 | 0 | TRUE | 2020+10 | 2030+00 | TRUE | TRUE | FALSE | FALSE | -1200 | 127 | TRUE | TRUE | FALSE | FALSE | 0 | 0 | TRUE | TRUE | TRUE | -1200 | 127 | 0 | 0 | -12000 | 1270 | 0 | 0 | 3503.9114 | 100000 | #N/A | 100000 | 0.035039 | 1 | #N/A | 0 | 0.00018595 | 0.005307 | #N/A | 0.005307 |  | 831 | 84.9531 | PASS | 4.5085 | PASS | Eligible | -2.2314 | 6.7399 | 831 | 8.6044 | kWh | 2521.0665 | N/A | N/A | 86.044 |  | 831 | 1 | -1200 | 127 | 0 | 0 | 10 | 0
Any | SWWH025-01 | SFm | Any | CZ16 | Any | 832 | Heat Pump Water Heater, >45 to ≤55 Gal, UEF=3.31 replacing Tankless Natural Gas Water Heater, Low Draw, UEF=0.81 | 1 | 10 | 2020 | natural gas + electricity | electricity | NR |  |  |  |  | -2670 |  | 165 |  | -2670 | 165 | 0 | 0 |  | 0 | 0 |  | TRUE | 10 | 0 | 0 | TRUE | 2020+10 | 2030+00 | TRUE | TRUE | FALSE | FALSE | -2670 | 165 | TRUE | TRUE | FALSE | FALSE | 0 | 0 | TRUE | TRUE | TRUE | -2670 | 165 | 0 | 0 | -26700 | 1650 | 0 | 0 | 3503.9114 | 100000 | #N/A | 100000 | 0.035039 | 1 | #N/A | 0 | 0.00018595 | 0.005307 | #N/A | 0.005307 |  | 832 | 71.4456 | PASS | 3.7916 | PASS | Eligible | -4.965 | 8.7566 | 832 | 7.3873 | kWh | 2164.4565 | N/A | N/A | 73.8729 |  | 832 | 1 | -2670 | 165 | 0 | 0 | 10 | 0
Any | SWWH025-01 | MFm | Any | CZ01 | Any | 833 | Heat Pump Water Heater, >45 to ≤55 Gal, UEF=3.31 replacing Tankless Natural Gas Water Heater, Low Draw, UEF=0.81 | 1 | 10 | 2020 | natural gas + electricity | electricity | NR |  |  |  |  | -1380 |  | 143 |  | -1380 | 143 | 0 | 0 |  | 0 | 0 |  | TRUE | 10 | 0 | 0 | TRUE | 2020+10 | 2030+00 | TRUE | TRUE | FALSE | FALSE | -1380 | 143 | TRUE | TRUE | FALSE | FALSE | 0 | 0 | TRUE | TRUE | TRUE | -1380 | 143 | 0 | 0 | -13800 | 1430 | 0 | 0 | 3503.9114 | 100000 | #N/A | 100000 | 0.035039 | 1 | #N/A | 0 | 0.00018595 | 0.005307 | #N/A | 0.005307 |  | 833 | 94.646 | PASS | 5.0229 | PASS | Eligible | -2.5662 | 7.5891 | 833 | 9.5901 | kWh | 2809.8623 | N/A | N/A | 95.9006 |  | 833 | 1 | -1380 | 143 | 0 | 0 | 10 | 0
Any | SWWH025-01 | MFm | Any | CZ02 | Any | 834 | Heat Pump Water Heater, >45 to ≤55 Gal, UEF=3.31 replacing Tankless Natural Gas Water Heater, Low Draw, UEF=0.81 | 1 | 10 | 2020 | natural gas + electricity | electricity | NR |  |  |  |  | -1280 |  | 135 |  | -1280 | 135 | 0 | 0 |  | 0 | 0 |  | TRUE | 10 | 0 | 0 | TRUE | 2020+10 | 2030+00 | TRUE | TRUE | FALSE | FALSE | -1280 | 135 | TRUE | TRUE | FALSE | FALSE | 0 | 0 | TRUE | TRUE | TRUE | -1280 | 135 | 0 | 0 | -12800 | 1350 | 0 | 0 | 3503.9114 | 100000 | #N/A | 100000 | 0.035039 | 1 | #N/A | 0 | 0.00018595 | 0.005307 | #N/A | 0.005307 |  | 834 | 90.1499 | PASS | 4.7843 | PASS | Eligible | -2.3802 | 7.1645 | 834 | 9.1314 | kWh | 2675.4644 | N/A | N/A | 91.3136 |  | 834 | 1 | -1280 | 135 | 0 | 0 | 10 | 0
Any | SWWH025-01 | MFm | Any | CZ03 | Any | 835 | Heat Pump Water Heater, >45 to ≤55 Gal, UEF=3.31 replacing Tankless Natural Gas Water Heater, Low Draw, UEF=0.81 | 1 | 10 | 2020 | natural gas + electricity | electricity | NR |  |  |  |  | -1260 |  | 135 |  | -1260 | 135 | 0 | 0 |  | 0 | 0 |  | TRUE | 10 | 0 | 0 | TRUE | 2020+10 | 2030+00 | TRUE | TRUE | FALSE | FALSE | -1260 | 135 | TRUE | TRUE | FALSE | FALSE | 0 | 0 | TRUE | TRUE | TRUE | -1260 | 135 | 0 | 0 | -12600 | 1350 | 0 | 0 | 3503.9114 | 100000 | #N/A | 100000 | 0.035039 | 1 | #N/A | 0 | 0.00018595 | 0.005307 | #N/A | 0.005307 |  | 835 | 90.8507 | PASS | 4.8215 | PASS | Eligible | -2.343 | 7.1645 | 835 | 9.1996 | kWh | 2695.4644 | N/A | N/A | 91.9962 |  | 835 | 1 | -1260 | 135 | 0 | 0 | 10 | 0
Any | SWWH025-01 | MFm | Any | CZ04 | Any | 836 | Heat Pump Water Heater, >45 to ≤55 Gal, UEF=3.31 replacing Tankless Natural Gas Water Heater, Low Draw, UEF=0.81 | 1 | 10 | 2020 | natural gas + electricity | electricity | NR |  |  |  |  | -1230 |  | 132 |  | -1230 | 132 | 0 | 0 |  | 0 | 0 |  | TRUE | 10 | 0 | 0 | TRUE | 2020+10 | 2030+00 | TRUE | TRUE | FALSE | FALSE | -1230 | 132 | TRUE | TRUE | FALSE | FALSE | 0 | 0 | TRUE | TRUE | TRUE | -1230 | 132 | 0 | 0 | -12300 | 1320 | 0 | 0 | 3503.9114 | 100000 | #N/A | 100000 | 0.035039 | 1 | #N/A | 0 | 0.00018595 | 0.005307 | #N/A | 0.005307 |  | 836 | 88.9019 | PASS | 4.7181 | PASS | Eligible | -2.2872 | 7.0053 | 836 | 9.002 | kWh | 2637.5652 | N/A | N/A | 90.0201 |  | 836 | 1 | -1230 | 132 | 0 | 0 | 10 | 0
Any | SWWH025-01 | MFm | Any | CZ05 | Any | 837 | Heat Pump Water Heater, >45 to ≤55 Gal, UEF=3.31 replacing Tankless Natural Gas Water Heater, Low Draw, UEF=0.81 | 1 | 10 | 2020 | natural gas + electricity | electricity | NR |  |  |  |  | -1280 |  | 137 |  | -1280 | 137 | 0 | 0 |  | 0 | 0 |  | TRUE | 10 | 0 | 0 | TRUE | 2020+10 | 2030+00 | TRUE | TRUE | FALSE | FALSE | -1280 | 137 | TRUE | TRUE | FALSE | FALSE | 0 | 0 | TRUE | TRUE | TRUE | -1280 | 137 | 0 | 0 | -12800 | 1370 | 0 | 0 | 3503.9114 | 100000 | #N/A | 100000 | 0.035039 | 1 | #N/A | 0 | 0.00018595 | 0.005307 | #N/A | 0.005307 |  | 837 | 92.1499 | PASS | 4.8904 | PASS | Eligible | -2.3802 | 7.2706 | 837 | 9.3314 | kWh | 2734.0639 | N/A | N/A | 93.3136 |  | 837 | 1 | -1280 | 137 | 0 | 0 | 10 | 0
Any | SWWH025-01 | MFm | Any | CZ06 | Any | 838 | Heat Pump Water Heater, >45 to ≤55 Gal, UEF=3.31 replacing Tankless Natural Gas Water Heater, Low Draw, UEF=0.81 | 1 | 10 | 2020 | natural gas + electricity | electricity | NR |  |  |  |  | -1180 |  | 129 |  | -1180 | 129 | 0 | 0 |  | 0 | 0 |  | TRUE | 10 | 0 | 0 | TRUE | 2020+10 | 2030+00 | TRUE | TRUE | FALSE | FALSE | -1180 | 129 | TRUE | TRUE | FALSE | FALSE | 0 | 0 | TRUE | TRUE | TRUE | -1180 | 129 | 0 | 0 | -11800 | 1290 | 0 | 0 | 3503.9114 | 100000 | #N/A | 100000 | 0.035039 | 1 | #N/A | 0 | 0.00018595 | 0.005307 | #N/A | 0.005307 |  | 838 | 87.6538 | PASS | 4.6518 | PASS | Eligible | -2.1943 | 6.8461 | 838 | 8.8727 | kWh | 2599.666 | N/A | N/A | 88.7266 |  | 838 | 1 | -1180 | 129 | 0 | 0 | 10 | 0
Any | SWWH025-01 | MFm | Any | CZ07 | Any | 839 | Heat Pump Water Heater, >45 to ≤55 Gal, UEF=3.31 replacing Tankless Natural Gas Water Heater, Low Draw, UEF=0.81 | 1 | 10 | 2020 | natural gas + electricity | electricity | NR |  |  |  |  | -1160 |  | 128 |  | -1160 | 128 | 0 | 0 |  | 0 | 0 |  | TRUE | 10 | 0 | 0 | TRUE | 2020+10 | 2030+00 | TRUE | TRUE | FALSE | FALSE | -1160 | 128 | TRUE | TRUE | FALSE | FALSE | 0 | 0 | TRUE | TRUE | TRUE | -1160 | 128 | 0 | 0 | -11600 | 1280 | 0 | 0 | 3503.9114 | 100000 | #N/A | 100000 | 0.035039 | 1 | #N/A | 0 | 0.00018595 | 0.005307 | #N/A | 0.005307 |  | 839 | 87.3546 | PASS | 4.6359 | PASS | Eligible | -2.1571 | 6.793 | 839 | 8.8409 | kWh | 2590.3662 | N/A | N/A | 88.4092 |  | 839 | 1 | -1160 | 128 | 0 | 0 | 10 | 0
Any | SWWH025-01 | MFm | Any | CZ08 | Any | 840 | Heat Pump Water Heater, >45 to ≤55 Gal, UEF=3.31 replacing Tankless Natural Gas Water Heater, Low Draw, UEF=0.81 | 1 | 10 | 2020 | natural gas + electricity | electricity | NR |  |  |  |  | -1150 |  | 126 |  | -1150 | 126 | 0 | 0 |  | 0 | 0 |  | TRUE | 10 | 0 | 0 | TRUE | 2020+10 | 2030+00 | TRUE | TRUE | FALSE | FALSE | -1150 | 126 | TRUE | TRUE | FALSE | FALSE | 0 | 0 | TRUE | TRUE | TRUE | -1150 | 126 | 0 | 0 | -11500 | 1260 | 0 | 0 | 3503.9114 | 100000 | #N/A | 100000 | 0.035039 | 1 | #N/A | 0 | 0.00018595 | 0.005307 | #N/A | 0.005307 |  | 840 | 85.705 | PASS | 4.5484 | PASS | Eligible | -2.1385 | 6.6869 | 840 | 8.6751 | kWh | 2541.7668 | N/A | N/A | 86.7505 |  | 840 | 1 | -1150 | 126 | 0 | 0 | 10 | 0
Any | SWWH025-01 | MFm | Any | CZ09 | Any | 841 | Heat Pump Water Heater, >45 to ≤55 Gal, UEF=3.31 replacing Tankless Natural Gas Water Heater, Low Draw, UEF=0.81 | 1 | 10 | 2020 | natural gas + electricity | electricity | NR |  |  |  |  | -1150 |  | 126 |  | -1150 | 126 | 0 | 0 |  | 0 | 0 |  | TRUE | 10 | 0 | 0 | TRUE | 2020+10 | 2030+00 | TRUE | TRUE | FALSE | FALSE | -1150 | 126 | TRUE | TRUE | FALSE | FALSE | 0 | 0 | TRUE | TRUE | TRUE | -1150 | 126 | 0 | 0 | -11500 | 1260 | 0 | 0 | 3503.9114 | 100000 | #N/A | 100000 | 0.035039 | 1 | #N/A | 0 | 0.00018595 | 0.005307 | #N/A | 0.005307 |  | 841 | 85.705 | PASS | 4.5484 | PASS | Eligible | -2.1385 | 6.6869 | 841 | 8.6751 | kWh | 2541.7668 | N/A | N/A | 86.7505 |  | 841 | 1 | -1150 | 126 | 0 | 0 | 10 | 0
Any | SWWH025-01 | MFm | Any | CZ10 | Any | 842 | Heat Pump Water Heater, >45 to ≤55 Gal, UEF=3.31 replacing Tankless Natural Gas Water Heater, Low Draw, UEF=0.81 | 1 | 10 | 2020 | natural gas + electricity | electricity | NR |  |  |  |  | -1140 |  | 126 |  | -1140 | 126 | 0 | 0 |  | 0 | 0 |  | TRUE | 10 | 0 | 0 | TRUE | 2020+10 | 2030+00 | TRUE | TRUE | FALSE | FALSE | -1140 | 126 | TRUE | TRUE | FALSE | FALSE | 0 | 0 | TRUE | TRUE | TRUE | -1140 | 126 | 0 | 0 | -11400 | 1260 | 0 | 0 | 3503.9114 | 100000 | #N/A | 100000 | 0.035039 | 1 | #N/A | 0 | 0.00018595 | 0.005307 | #N/A | 0.005307 |  | 842 | 86.0554 | PASS | 4.567 | PASS | Eligible | -2.1199 | 6.6869 | 842 | 8.7092 | kWh | 2551.7668 | N/A | N/A | 87.0918 |  | 842 | 1 | -1140 | 126 | 0 | 0 | 10 | 0
Any | SWWH025-01 | MFm | Any | CZ11 | Any | 843 | Heat Pump Water Heater, >45 to ≤55 Gal, UEF=3.31 replacing Tankless Natural Gas Water Heater, Low Draw, UEF=0.81 | 1 | 10 | 2020 | natural gas + electricity | electricity | NR |  |  |  |  | -1180 |  | 127 |  | -1180 | 127 | 0 | 0 |  | 0 | 0 |  | TRUE | 10 | 0 | 0 | TRUE | 2020+10 | 2030+00 | TRUE | TRUE | FALSE | FALSE | -1180 | 127 | TRUE | TRUE | FALSE | FALSE | 0 | 0 | TRUE | TRUE | TRUE | -1180 | 127 | 0 | 0 | -11800 | 1270 | 0 | 0 | 3503.9114 | 100000 | #N/A | 100000 | 0.035039 | 1 | #N/A | 0 | 0.00018595 | 0.005307 | #N/A | 0.005307 |  | 843 | 85.6538 | PASS | 4.5457 | PASS | Eligible | -2.1943 | 6.7399 | 843 | 8.6727 | kWh | 2541.0665 | N/A | N/A | 86.7266 |  | 843 | 1 | -1180 | 127 | 0 | 0 | 10 | 0
Any | SWWH025-01 | MFm | Any | CZ12 | Any | 844 | Heat Pump Water Heater, >45 to ≤55 Gal, UEF=3.31 replacing Tankless Natural Gas Water Heater, Low Draw, UEF=0.81 | 1 | 10 | 2020 | natural gas + electricity | electricity | NR |  |  |  |  | -1210 |  | 130 |  | -1210 | 130 | 0 | 0 |  | 0 | 0 |  | TRUE | 10 | 0 | 0 | TRUE | 2020+10 | 2030+00 | TRUE | TRUE | FALSE | FALSE | -1210 | 130 | TRUE | TRUE | FALSE | FALSE | 0 | 0 | TRUE | TRUE | TRUE | -1210 | 130 | 0 | 0 | -12100 | 1300 | 0 | 0 | 3503.9114 | 100000 | #N/A | 100000 | 0.035039 | 1 | #N/A | 0 | 0.00018595 | 0.005307 | #N/A | 0.005307 |  | 844 | 87.6027 | PASS | 4.6491 | PASS | Eligible | -2.25 | 6.8991 | 844 | 8.8703 | kWh | 2598.9657 | N/A | N/A | 88.7027 |  | 844 | 1 | -1210 | 130 | 0 | 0 | 10 | 0
Any | SWWH025-01 | MFm | Any | CZ13 | Any | 845 | Heat Pump Water Heater, >45 to ≤55 Gal, UEF=3.31 replacing Tankless Natural Gas Water Heater, Low Draw, UEF=0.81 | 1 | 10 | 2020 | natural gas + electricity | electricity | NR |  |  |  |  | -1160 |  | 126 |  | -1160 | 126 | 0 | 0 |  | 0 | 0 |  | TRUE | 10 | 0 | 0 | TRUE | 2020+10 | 2030+00 | TRUE | TRUE | FALSE | FALSE | -1160 | 126 | TRUE | TRUE | FALSE | FALSE | 0 | 0 | TRUE | TRUE | TRUE | -1160 | 126 | 0 | 0 | -11600 | 1260 | 0 | 0 | 3503.9114 | 100000 | #N/A | 100000 | 0.035039 | 1 | #N/A | 0 | 0.00018595 | 0.005307 | #N/A | 0.005307 |  | 845 | 85.3546 | PASS | 4.5298 | PASS | Eligible | -2.1571 | 6.6869 | 845 | 8.6409 | kWh | 2531.7668 | N/A | N/A | 86.4092 |  | 845 | 1 | -1160 | 126 | 0 | 0 | 10 | 0
Any | SWWH025-01 | MFm | Any | CZ14 | Any | 846 | Heat Pump Water Heater, >45 to ≤55 Gal, UEF=3.31 replacing Tankless Natural Gas Water Heater, Low Draw, UEF=0.81 | 1 | 10 | 2020 | natural gas + electricity | electricity | NR |  |  |  |  | -1180 |  | 128 |  | -1180 | 128 | 0 | 0 |  | 0 | 0 |  | TRUE | 10 | 0 | 0 | TRUE | 2020+10 | 2030+00 | TRUE | TRUE | FALSE | FALSE | -1180 | 128 | TRUE | TRUE | FALSE | FALSE | 0 | 0 | TRUE | TRUE | TRUE | -1180 | 128 | 0 | 0 | -11800 | 1280 | 0 | 0 | 3503.9114 | 100000 | #N/A | 100000 | 0.035039 | 1 | #N/A | 0 | 0.00018595 | 0.005307 | #N/A | 0.005307 |  | 846 | 86.6538 | PASS | 4.5988 | PASS | Eligible | -2.1943 | 6.793 | 846 | 8.7727 | kWh | 2570.3662 | N/A | N/A | 87.7266 |  | 846 | 1 | -1180 | 128 | 0 | 0 | 10 | 0
Any | SWWH025-01 | MFm | Any | CZ15 | Any | 847 | Heat Pump Water Heater, >45 to ≤55 Gal, UEF=3.31 replacing Tankless Natural Gas Water Heater, Low Draw, UEF=0.81 | 1 | 10 | 2020 | natural gas + electricity | electricity | NR |  |  |  |  | -965 |  | 111 |  | -965 | 111 | 0 | 0 |  | 0 | 0 |  | TRUE | 10 | 0 | 0 | TRUE | 2020+10 | 2030+00 | TRUE | TRUE | FALSE | FALSE | -965 | 111 | TRUE | TRUE | FALSE | FALSE | 0 | 0 | TRUE | TRUE | TRUE | -965 | 111 | 0 | 0 | -9650 | 1110 | 0 | 0 | 3503.9114 | 100000 | #N/A | 100000 | 0.035039 | 1 | #N/A | 0 | 0.00018595 | 0.005307 | #N/A | 0.005307 |  | 847 | 77.1873 | PASS | 4.0964 | PASS | Eligible | -1.7945 | 5.8908 | 847 | 7.8065 | kWh | 2287.2707 | N/A | N/A | 78.0645 |  | 847 | 1 | -965 | 111 | 0 | 0 | 10 | 0
Any | SWWH025-01 | MFm | Any | CZ16 | Any | 848 | Heat Pump Water Heater, >45 to ≤55 Gal, UEF=3.31 replacing Tankless Natural Gas Water Heater, Low Draw, UEF=0.81 | 1 | 10 | 2020 | natural gas + electricity | electricity | NR |  |  |  |  | -1370 |  | 142 |  | -1370 | 142 | 0 | 0 |  | 0 | 0 |  | TRUE | 10 | 0 | 0 | TRUE | 2020+10 | 2030+00 | TRUE | TRUE | FALSE | FALSE | -1370 | 142 | TRUE | TRUE | FALSE | FALSE | 0 | 0 | TRUE | TRUE | TRUE | -1370 | 142 | 0 | 0 | -13700 | 1420 | 0 | 0 | 3503.9114 | 100000 | #N/A | 100000 | 0.035039 | 1 | #N/A | 0 | 0.00018595 | 0.005307 | #N/A | 0.005307 |  | 848 | 93.9964 | PASS | 4.9884 | PASS | Eligible | -2.5476 | 7.536 | 848 | 9.5242 | kWh | 2790.5626 | N/A | N/A | 95.2419 |  | 848 | 1 | -1370 | 142 | 0 | 0 | 10 | 0
Any | SWWH025-01 | DMo | Any | CZ01 | Any | 849 | Heat Pump Water Heater, >45 to ≤55 Gal, UEF=3.31 replacing Tankless Natural Gas Water Heater, Low Draw, UEF=0.81 | 1 | 10 | 2020 | natural gas + electricity | electricity | NR |  |  |  |  | -2070 |  | 144 |  | -2070 | 144 | 0 | 0 |  | 0 | 0 |  | TRUE | 10 | 0 | 0 | TRUE | 2020+10 | 2030+00 | TRUE | TRUE | FALSE | FALSE | -2070 | 144 | TRUE | TRUE | FALSE | FALSE | 0 | 0 | TRUE | TRUE | TRUE | -2070 | 144 | 0 | 0 | -20700 | 1440 | 0 | 0 | 3503.9114 | 100000 | #N/A | 100000 | 0.035039 | 1 | #N/A | 0 | 0.00018595 | 0.005307 | #N/A | 0.005307 |  | 849 | 71.469 | PASS | 3.7929 | PASS | Eligible | -3.8492 | 7.6421 | 849 | 7.3351 | kWh | 2149.162 | N/A | N/A | 73.3509 |  | 849 | 1 | -2070 | 144 | 0 | 0 | 10 | 0
Any | SWWH025-01 | DMo | Any | CZ02 | Any | 850 | Heat Pump Water Heater, >45 to ≤55 Gal, UEF=3.31 replacing Tankless Natural Gas Water Heater, Low Draw, UEF=0.81 | 1 | 10 | 2020 | natural gas + electricity | electricity | NR |  |  |  |  | -1790 |  | 136 |  | -1790 | 136 | 0 | 0 |  | 0 | 0 |  | TRUE | 10 | 0 | 0 | TRUE | 2020+10 | 2030+00 | TRUE | TRUE | FALSE | FALSE | -1790 | 136 | TRUE | TRUE | FALSE | FALSE | 0 | 0 | TRUE | TRUE | TRUE | -1790 | 136 | 0 | 0 | -17900 | 1360 | 0 | 0 | 3503.9114 | 100000 | #N/A | 100000 | 0.035039 | 1 | #N/A | 0 | 0.00018595 | 0.005307 | #N/A | 0.005307 |  | 850 | 73.28 | PASS | 3.889 | PASS | Eligible | -3.3286 | 7.2176 | 850 | 7.4907 | kWh | 2194.7641 | N/A | N/A | 74.9073 |  | 850 | 1 | -1790 | 136 | 0 | 0 | 10 | 0
Any | SWWH025-01 | DMo | Any | CZ03 | Any | 851 | Heat Pump Water Heater, >45 to ≤55 Gal, UEF=3.31 replacing Tankless Natural Gas Water Heater, Low Draw, UEF=0.81 | 1 | 10 | 2020 | natural gas + electricity | electricity | NR |  |  |  |  | -1660 |  | 136 |  | -1660 | 136 | 0 | 0 |  | 0 | 0 |  | TRUE | 10 | 0 | 0 | TRUE | 2020+10 | 2030+00 | TRUE | TRUE | FALSE | FALSE | -1660 | 136 | TRUE | TRUE | FALSE | FALSE | 0 | 0 | TRUE | TRUE | TRUE | -1660 | 136 | 0 | 0 | -16600 | 1360 | 0 | 0 | 3503.9114 | 100000 | #N/A | 100000 | 0.035039 | 1 | #N/A | 0 | 0.00018595 | 0.005307 | #N/A | 0.005307 |  | 851 | 77.8351 | PASS | 4.1307 | PASS | Eligible | -3.0868 | 7.2176 | 851 | 7.9344 | kWh | 2324.7641 | N/A | N/A | 79.3442 |  | 851 | 1 | -1660 | 136 | 0 | 0 | 10 | 0
Any | SWWH025-01 | DMo | Any | CZ04 | Any | 852 | Heat Pump Water Heater, >45 to ≤55 Gal, UEF=3.31 replacing Tankless Natural Gas Water Heater, Low Draw, UEF=0.81 | 1 | 10 | 2020 | natural gas + electricity | electricity | NR |  |  |  |  | -1620 |  | 133 |  | -1620 | 133 | 0 | 0 |  | 0 | 0 |  | TRUE | 10 | 0 | 0 | TRUE | 2020+10 | 2030+00 | TRUE | TRUE | FALSE | FALSE | -1620 | 133 | TRUE | TRUE | FALSE | FALSE | 0 | 0 | TRUE | TRUE | TRUE | -1620 | 133 | 0 | 0 | -16200 | 1330 | 0 | 0 | 3503.9114 | 100000 | #N/A | 100000 | 0.035039 | 1 | #N/A | 0 | 0.00018595 | 0.005307 | #N/A | 0.005307 |  | 852 | 76.2366 | PASS | 4.0459 | PASS | Eligible | -3.0125 | 7.0584 | 852 | 7.7709 | kWh | 2276.8649 | N/A | N/A | 77.7094 |  | 852 | 1 | -1620 | 133 | 0 | 0 | 10 | 0
Any | SWWH025-01 | DMo | Any | CZ05 | Any | 853 | Heat Pump Water Heater, >45 to ≤55 Gal, UEF=3.31 replacing Tankless Natural Gas Water Heater, Low Draw, UEF=0.81 | 1 | 10 | 2020 | natural gas + electricity | electricity | NR |  |  |  |  | -1780 |  | 138 |  | -1780 | 138 | 0 | 0 |  | 0 | 0 |  | TRUE | 10 | 0 | 0 | TRUE | 2020+10 | 2030+00 | TRUE | TRUE | FALSE | FALSE | -1780 | 138 | TRUE | TRUE | FALSE | FALSE | 0 | 0 | TRUE | TRUE | TRUE | -1780 | 138 | 0 | 0 | -17800 | 1380 | 0 | 0 | 3503.9114 | 100000 | #N/A | 100000 | 0.035039 | 1 | #N/A | 0 | 0.00018595 | 0.005307 | #N/A | 0.005307 |  | 853 | 75.6304 | PASS | 4.0137 | PASS | Eligible | -3.31 | 7.3237 | 853 | 7.7249 | kWh | 2263.3636 | N/A | N/A | 77.2486 |  | 853 | 1 | -1780 | 138 | 0 | 0 | 10 | 0
Any | SWWH025-01 | DMo | Any | CZ06 | Any | 854 | Heat Pump Water Heater, >45 to ≤55 Gal, UEF=3.31 replacing Tankless Natural Gas Water Heater, Low Draw, UEF=0.81 | 1 | 10 | 2020 | natural gas + electricity | electricity | NR |  |  |  |  | -1460 |  | 130 |  | -1460 | 130 | 0 | 0 |  | 0 | 0 |  | TRUE | 10 | 0 | 0 | TRUE | 2020+10 | 2030+00 | TRUE | TRUE | FALSE | FALSE | -1460 | 130 | TRUE | TRUE | FALSE | FALSE | 0 | 0 | TRUE | TRUE | TRUE | -1460 | 130 | 0 | 0 | -14600 | 1300 | 0 | 0 | 3503.9114 | 100000 | #N/A | 100000 | 0.035039 | 1 | #N/A | 0 | 0.00018595 | 0.005307 | #N/A | 0.005307 |  | 854 | 78.8429 | PASS | 4.1842 | PASS | Eligible | -2.7149 | 6.8991 | 854 | 8.017 | kWh | 2348.9657 | N/A | N/A | 80.1702 |  | 854 | 1 | -1460 | 130 | 0 | 0 | 10 | 0
Any | SWWH025-01 | DMo | Any | CZ07 | Any | 855 | Heat Pump Water Heater, >45 to ≤55 Gal, UEF=3.31 replacing Tankless Natural Gas Water Heater, Low Draw, UEF=0.81 | 1 | 10 | 2020 | natural gas + electricity | electricity | NR |  |  |  |  | -1390 |  | 129 |  | -1390 | 129 | 0 | 0 |  | 0 | 0 |  | TRUE | 10 | 0 | 0 | TRUE | 2020+10 | 2030+00 | TRUE | TRUE | FALSE | FALSE | -1390 | 129 | TRUE | TRUE | FALSE | FALSE | 0 | 0 | TRUE | TRUE | TRUE | -1390 | 129 | 0 | 0 | -13900 | 1290 | 0 | 0 | 3503.9114 | 100000 | #N/A | 100000 | 0.035039 | 1 | #N/A | 0 | 0.00018595 | 0.005307 | #N/A | 0.005307 |  | 855 | 80.2956 | PASS | 4.2613 | PASS | Eligible | -2.5848 | 6.8461 | 855 | 8.1559 | kWh | 2389.666 | N/A | N/A | 81.5593 |  | 855 | 1 | -1390 | 129 | 0 | 0 | 10 | 0
Any | SWWH025-01 | DMo | Any | CZ08 | Any | 856 | Heat Pump Water Heater, >45 to ≤55 Gal, UEF=3.31 replacing Tankless Natural Gas Water Heater, Low Draw, UEF=0.81 | 1 | 10 | 2020 | natural gas + electricity | electricity | NR |  |  |  |  | -1380 |  | 127 |  | -1380 | 127 | 0 | 0 |  | 0 | 0 |  | TRUE | 10 | 0 | 0 | TRUE | 2020+10 | 2030+00 | TRUE | TRUE | FALSE | FALSE | -1380 | 127 | TRUE | TRUE | FALSE | FALSE | 0 | 0 | TRUE | TRUE | TRUE | -1380 | 127 | 0 | 0 | -13800 | 1270 | 0 | 0 | 3503.9114 | 100000 | #N/A | 100000 | 0.035039 | 1 | #N/A | 0 | 0.00018595 | 0.005307 | #N/A | 0.005307 |  | 856 | 78.646 | PASS | 4.1738 | PASS | Eligible | -2.5662 | 6.7399 | 856 | 7.9901 | kWh | 2341.0665 | N/A | N/A | 79.9006 |  | 856 | 1 | -1380 | 127 | 0 | 0 | 10 | 0
Any | SWWH025-01 | DMo | Any | CZ09 | Any | 857 | Heat Pump Water Heater, >45 to ≤55 Gal, UEF=3.31 replacing Tankless Natural Gas Water Heater, Low Draw, UEF=0.81 | 1 | 10 | 2020 | natural gas + electricity | electricity | NR |  |  |  |  | -1410 |  | 127 |  | -1410 | 127 | 0 | 0 |  | 0 | 0 |  | TRUE | 10 | 0 | 0 | TRUE | 2020+10 | 2030+00 | TRUE | TRUE | FALSE | FALSE | -1410 | 127 | TRUE | TRUE | FALSE | FALSE | 0 | 0 | TRUE | TRUE | TRUE | -1410 | 127 | 0 | 0 | -14100 | 1270 | 0 | 0 | 3503.9114 | 100000 | #N/A | 100000 | 0.035039 | 1 | #N/A | 0 | 0.00018595 | 0.005307 | #N/A | 0.005307 |  | 857 | 77.5948 | PASS | 4.118 | PASS | Eligible | -2.6219 | 6.7399 | 857 | 7.8877 | kWh | 2311.0665 | N/A | N/A | 78.8767 |  | 857 | 1 | -1410 | 127 | 0 | 0 | 10 | 0
Any | SWWH025-01 | DMo | Any | CZ10 | Any | 858 | Heat Pump Water Heater, >45 to ≤55 Gal, UEF=3.31 replacing Tankless Natural Gas Water Heater, Low Draw, UEF=0.81 | 1 | 10 | 2020 | natural gas + electricity | electricity | NR |  |  |  |  | -1430 |  | 127 |  | -1430 | 127 | 0 | 0 |  | 0 | 0 |  | TRUE | 10 | 0 | 0 | TRUE | 2020+10 | 2030+00 | TRUE | TRUE | FALSE | FALSE | -1430 | 127 | TRUE | TRUE | FALSE | FALSE | 0 | 0 | TRUE | TRUE | TRUE | -1430 | 127 | 0 | 0 | -14300 | 1270 | 0 | 0 | 3503.9114 | 100000 | #N/A | 100000 | 0.035039 | 1 | #N/A | 0 | 0.00018595 | 0.005307 | #N/A | 0.005307 |  | 858 | 76.8941 | PASS | 4.0808 | PASS | Eligible | -2.6591 | 6.7399 | 858 | 7.8194 | kWh | 2291.0665 | N/A | N/A | 78.1941 |  | 858 | 1 | -1430 | 127 | 0 | 0 | 10 | 0
Any | SWWH025-01 | DMo | Any | CZ11 | Any | 859 | Heat Pump Water Heater, >45 to ≤55 Gal, UEF=3.31 replacing Tankless Natural Gas Water Heater, Low Draw, UEF=0.81 | 1 | 10 | 2020 | natural gas + electricity | electricity | NR |  |  |  |  | -1630 |  | 128 |  | -1630 | 128 | 0 | 0 |  | 0 | 0 |  | TRUE | 10 | 0 | 0 | TRUE | 2020+10 | 2030+00 | TRUE | TRUE | FALSE | FALSE | -1630 | 128 | TRUE | TRUE | FALSE | FALSE | 0 | 0 | TRUE | TRUE | TRUE | -1630 | 128 | 0 | 0 | -16300 | 1280 | 0 | 0 | 3503.9114 | 100000 | #N/A | 100000 | 0.035039 | 1 | #N/A | 0 | 0.00018595 | 0.005307 | #N/A | 0.005307 |  | 859 | 70.8862 | PASS | 3.762 | PASS | Eligible | -3.031 | 6.793 | 859 | 7.2368 | kWh | 2120.3662 | N/A | N/A | 72.3681 |  | 859 | 1 | -1630 | 128 | 0 | 0 | 10 | 0
Any | SWWH025-01 | DMo | Any | CZ12 | Any | 860 | Heat Pump Water Heater, >45 to ≤55 Gal, UEF=3.31 replacing Tankless Natural Gas Water Heater, Low Draw, UEF=0.81 | 1 | 10 | 2020 | natural gas + electricity | electricity | NR |  |  |  |  | -1620 |  | 131 |  | -1620 | 131 | 0 | 0 |  | 0 | 0 |  | TRUE | 10 | 0 | 0 | TRUE | 2020+10 | 2030+00 | TRUE | TRUE | FALSE | FALSE | -1620 | 131 | TRUE | TRUE | FALSE | FALSE | 0 | 0 | TRUE | TRUE | TRUE | -1620 | 131 | 0 | 0 | -16200 | 1310 | 0 | 0 | 3503.9114 | 100000 | #N/A | 100000 | 0.035039 | 1 | #N/A | 0 | 0.00018595 | 0.005307 | #N/A | 0.005307 |  | 860 | 74.2366 | PASS | 3.9398 | PASS | Eligible | -3.0125 | 6.9522 | 860 | 7.5709 | kWh | 2218.2655 | N/A | N/A | 75.7094 |  | 860 | 1 | -1620 | 131 | 0 | 0 | 10 | 0
Any | SWWH025-01 | DMo | Any | CZ13 | Any | 861 | Heat Pump Water Heater, >45 to ≤55 Gal, UEF=3.31 replacing Tankless Natural Gas Water Heater, Low Draw, UEF=0.81 | 1 | 10 | 2020 | natural gas + electricity | electricity | NR |  |  |  |  | -1550 |  | 127 |  | -1550 | 127 | 0 | 0 |  | 0 | 0 |  | TRUE | 10 | 0 | 0 | TRUE | 2020+10 | 2030+00 | TRUE | TRUE | FALSE | FALSE | -1550 | 127 | TRUE | TRUE | FALSE | FALSE | 0 | 0 | TRUE | TRUE | TRUE | -1550 | 127 | 0 | 0 | -15500 | 1270 | 0 | 0 | 3503.9114 | 100000 | #N/A | 100000 | 0.035039 | 1 | #N/A | 0 | 0.00018595 | 0.005307 | #N/A | 0.005307 |  | 861 | 72.6894 | PASS | 3.8577 | PASS | Eligible | -2.8823 | 6.7399 | 861 | 7.4098 | kWh | 2171.0665 | N/A | N/A | 74.0985 |  | 861 | 1 | -1550 | 127 | 0 | 0 | 10 | 0
Any | SWWH025-01 | DMo | Any | CZ14 | Any | 862 | Heat Pump Water Heater, >45 to ≤55 Gal, UEF=3.31 replacing Tankless Natural Gas Water Heater, Low Draw, UEF=0.81 | 1 | 10 | 2020 | natural gas + electricity | electricity | NR |  |  |  |  | -1700 |  | 129 |  | -1700 | 129 | 0 | 0 |  | 0 | 0 |  | TRUE | 10 | 0 | 0 | TRUE | 2020+10 | 2030+00 | TRUE | TRUE | FALSE | FALSE | -1700 | 129 | TRUE | TRUE | FALSE | FALSE | 0 | 0 | TRUE | TRUE | TRUE | -1700 | 129 | 0 | 0 | -17000 | 1290 | 0 | 0 | 3503.9114 | 100000 | #N/A | 100000 | 0.035039 | 1 | #N/A | 0 | 0.00018595 | 0.005307 | #N/A | 0.005307 |  | 862 | 69.4335 | PASS | 3.6849 | PASS | Eligible | -3.1612 | 6.8461 | 862 | 7.0979 | kWh | 2079.666 | N/A | N/A | 70.979 |  | 862 | 1 | -1700 | 129 | 0 | 0 | 10 | 0
Any | SWWH025-01 | DMo | Any | CZ15 | Any | 863 | Heat Pump Water Heater, >45 to ≤55 Gal, UEF=3.31 replacing Tankless Natural Gas Water Heater, Low Draw, UEF=0.81 | 1 | 10 | 2020 | natural gas + electricity | electricity | NR |  |  |  |  | -1070 |  | 112 |  | -1070 | 112 | 0 | 0 |  | 0 | 0 |  | TRUE | 10 | 0 | 0 | TRUE | 2020+10 | 2030+00 | TRUE | TRUE | FALSE | FALSE | -1070 | 112 | TRUE | TRUE | FALSE | FALSE | 0 | 0 | TRUE | TRUE | TRUE | -1070 | 112 | 0 | 0 | -10700 | 1120 | 0 | 0 | 3503.9114 | 100000 | #N/A | 100000 | 0.035039 | 1 | #N/A | 0 | 0.00018595 | 0.005307 | #N/A | 0.005307 |  | 863 | 74.5081 | PASS | 3.9542 | PASS | Eligible | -1.9897 | 5.9439 | 863 | 7.5481 | kWh | 2211.5705 | N/A | N/A | 75.4809 |  | 863 | 1 | -1070 | 112 | 0 | 0 | 10 | 0
Any | SWWH025-01 | DMo | Any | CZ16 | Any | 864 | Heat Pump Water Heater, >45 to ≤55 Gal, UEF=3.31 replacing Tankless Natural Gas Water Heater, Low Draw, UEF=0.81 | 1 | 10 | 2020 | natural gas + electricity | electricity | NR |  |  |  |  | -2550 |  | 144 |  | -2550 | 144 | 0 | 0 |  | 0 | 0 |  | TRUE | 10 | 0 | 0 | TRUE | 2020+10 | 2030+00 | TRUE | TRUE | FALSE | FALSE | -2550 | 144 | TRUE | TRUE | FALSE | FALSE | 0 | 0 | TRUE | TRUE | TRUE | -2550 | 144 | 0 | 0 | -25500 | 1440 | 0 | 0 | 3503.9114 | 100000 | #N/A | 100000 | 0.035039 | 1 | #N/A | 0 | 0.00018595 | 0.005307 | #N/A | 0.005307 |  | 864 | 54.6503 | PASS | 2.9003 | PASS | Eligible | -4.7418 | 7.6421 | 864 | 5.6969 | kWh | 1669.162 | N/A | N/A | 56.9685 |  | 864 | 1 | -2550 | 144 | 0 | 0 | 10 | 0
Any | SWWH025-01 | SFm | Any | CZ01 | Any | 865 | Heat Pump Water Heater, >45 to ≤55 Gal, UEF=3.31 replacing Tankless Natural Gas Water Heater, Med Draw, UEF=0.81 | 1 | 10 | 2020 | natural gas + electricity | electricity | NR |  |  |  |  | -2230 |  | 167 |  | -2230 | 167 | 0 | 0 |  | 0 | 0 |  | TRUE | 10 | 0 | 0 | TRUE | 2020+10 | 2030+00 | TRUE | TRUE | FALSE | FALSE | -2230 | 167 | TRUE | TRUE | FALSE | FALSE | 0 | 0 | TRUE | TRUE | TRUE | -2230 | 167 | 0 | 0 | -22300 | 1670 | 0 | 0 | 3503.9114 | 100000 | #N/A | 100000 | 0.035039 | 1 | #N/A | 0 | 0.00018595 | 0.005307 | #N/A | 0.005307 |  | 865 | 88.8628 | PASS | 4.716 | PASS | Eligible | -4.1468 | 8.8628 | 865 | 9.089 | kWh | 2663.056 | N/A | N/A | 90.8901 |  | 865 | 1 | -2230 | 167 | 0 | 0 | 10 | 0
Any | SWWH025-01 | SFm | Any | CZ02 | Any | 866 | Heat Pump Water Heater, >45 to ≤55 Gal, UEF=3.31 replacing Tankless Natural Gas Water Heater, Med Draw, UEF=0.81 | 1 | 10 | 2020 | natural gas + electricity | electricity | NR |  |  |  |  | -1900 |  | 157 |  | -1900 | 157 | 0 | 0 |  | 0 | 0 |  | TRUE | 10 | 0 | 0 | TRUE | 2020+10 | 2030+00 | TRUE | TRUE | FALSE | FALSE | -1900 | 157 | TRUE | TRUE | FALSE | FALSE | 0 | 0 | TRUE | TRUE | TRUE | -1900 | 157 | 0 | 0 | -19000 | 1570 | 0 | 0 | 3503.9114 | 100000 | #N/A | 100000 | 0.035039 | 1 | #N/A | 0 | 0.00018595 | 0.005307 | #N/A | 0.005307 |  | 866 | 90.4257 | PASS | 4.7989 | PASS | Eligible | -3.5331 | 8.332 | 866 | 9.2153 | kWh | 2700.0586 | N/A | N/A | 92.153 |  | 866 | 1 | -1900 | 157 | 0 | 0 | 10 | 0
Any | SWWH025-01 | SFm | Any | CZ03 | Any | 867 | Heat Pump Water Heater, >45 to ≤55 Gal, UEF=3.31 replacing Tankless Natural Gas Water Heater, Med Draw, UEF=0.81 | 1 | 10 | 2020 | natural gas + electricity | electricity | NR |  |  |  |  | -1860 |  | 158 |  | -1860 | 158 | 0 | 0 |  | 0 | 0 |  | TRUE | 10 | 0 | 0 | TRUE | 2020+10 | 2030+00 | TRUE | TRUE | FALSE | FALSE | -1860 | 158 | TRUE | TRUE | FALSE | FALSE | 0 | 0 | TRUE | TRUE | TRUE | -1860 | 158 | 0 | 0 | -18600 | 1580 | 0 | 0 | 3503.9114 | 100000 | #N/A | 100000 | 0.035039 | 1 | #N/A | 0 | 0.00018595 | 0.005307 | #N/A | 0.005307 |  | 867 | 92.8272 | PASS | 4.9264 | PASS | Eligible | -3.4587 | 8.3851 | 867 | 9.4518 | kWh | 2769.3583 | N/A | N/A | 94.5182 |  | 867 | 1 | -1860 | 158 | 0 | 0 | 10 | 0
Any | SWWH025-01 | SFm | Any | CZ04 | Any | 868 | Heat Pump Water Heater, >45 to ≤55 Gal, UEF=3.31 replacing Tankless Natural Gas Water Heater, Med Draw, UEF=0.81 | 1 | 10 | 2020 | natural gas + electricity | electricity | NR |  |  |  |  | -1780 |  | 154 |  | -1780 | 154 | 0 | 0 |  | 0 | 0 |  | TRUE | 10 | 0 | 0 | TRUE | 2020+10 | 2030+00 | TRUE | TRUE | FALSE | FALSE | -1780 | 154 | TRUE | TRUE | FALSE | FALSE | 0 | 0 | TRUE | TRUE | TRUE | -1780 | 154 | 0 | 0 | -17800 | 1540 | 0 | 0 | 3503.9114 | 100000 | #N/A | 100000 | 0.035039 | 1 | #N/A | 0 | 0.00018595 | 0.005307 | #N/A | 0.005307 |  | 868 | 91.6304 | PASS | 4.8629 | PASS | Eligible | -3.31 | 8.1728 | 868 | 9.3249 | kWh | 2732.1594 | N/A | N/A | 93.2486 |  | 868 | 1 | -1780 | 154 | 0 | 0 | 10 | 0
Any | SWWH025-01 | SFm | Any | CZ05 | Any | 869 | Heat Pump Water Heater, >45 to ≤55 Gal, UEF=3.31 replacing Tankless Natural Gas Water Heater, Med Draw, UEF=0.81 | 1 | 10 | 2020 | natural gas + electricity | electricity | NR |  |  |  |  | -1920 |  | 160 |  | -1920 | 160 | 0 | 0 |  | 0 | 0 |  | TRUE | 10 | 0 | 0 | TRUE | 2020+10 | 2030+00 | TRUE | TRUE | FALSE | FALSE | -1920 | 160 | TRUE | TRUE | FALSE | FALSE | 0 | 0 | TRUE | TRUE | TRUE | -1920 | 160 | 0 | 0 | -19200 | 1600 | 0 | 0 | 3503.9114 | 100000 | #N/A | 100000 | 0.035039 | 1 | #N/A | 0 | 0.00018595 | 0.005307 | #N/A | 0.005307 |  | 869 | 92.7249 | PASS | 4.9209 | PASS | Eligible | -3.5703 | 8.4913 | 869 | 9.447 | kWh | 2767.9578 | N/A | N/A | 94.4704 |  | 869 | 1 | -1920 | 160 | 0 | 0 | 10 | 0
Any | SWWH025-01 | SFm | Any | CZ06 | Any | 870 | Heat Pump Water Heater, >45 to ≤55 Gal, UEF=3.31 replacing Tankless Natural Gas Water Heater, Med Draw, UEF=0.81 | 1 | 10 | 2020 | natural gas + electricity | electricity | NR |  |  |  |  | -1640 |  | 150 |  | -1640 | 150 | 0 | 0 |  | 0 | 0 |  | TRUE | 10 | 0 | 0 | TRUE | 2020+10 | 2030+00 | TRUE | TRUE | FALSE | FALSE | -1640 | 150 | TRUE | TRUE | FALSE | FALSE | 0 | 0 | TRUE | TRUE | TRUE | -1640 | 150 | 0 | 0 | -16400 | 1500 | 0 | 0 | 3503.9114 | 100000 | #N/A | 100000 | 0.035039 | 1 | #N/A | 0 | 0.00018595 | 0.005307 | #N/A | 0.005307 |  | 870 | 92.5359 | PASS | 4.9109 | PASS | Eligible | -3.0496 | 7.9606 | 870 | 9.4027 | kWh | 2754.9604 | N/A | N/A | 94.0268 |  | 870 | 1 | -1640 | 150 | 0 | 0 | 10 | 0
Any | SWWH025-01 | SFm | Any | CZ07 | Any | 871 | Heat Pump Water Heater, >45 to ≤55 Gal, UEF=3.31 replacing Tankless Natural Gas Water Heater, Med Draw, UEF=0.81 | 1 | 10 | 2020 | natural gas + electricity | electricity | NR |  |  |  |  | -1600 |  | 149 |  | -1600 | 149 | 0 | 0 |  | 0 | 0 |  | TRUE | 10 | 0 | 0 | TRUE | 2020+10 | 2030+00 | TRUE | TRUE | FALSE | FALSE | -1600 | 149 | TRUE | TRUE | FALSE | FALSE | 0 | 0 | TRUE | TRUE | TRUE | -1600 | 149 | 0 | 0 | -16000 | 1490 | 0 | 0 | 3503.9114 | 100000 | #N/A | 100000 | 0.035039 | 1 | #N/A | 0 | 0.00018595 | 0.005307 | #N/A | 0.005307 |  | 871 | 92.9374 | PASS | 4.9322 | PASS | Eligible | -2.9753 | 7.9075 | 871 | 9.4392 | kWh | 2765.6607 | N/A | N/A | 94.392 |  | 871 | 1 | -1600 | 149 | 0 | 0 | 10 | 0
Any | SWWH025-01 | SFm | Any | CZ08 | Any | 872 | Heat Pump Water Heater, >45 to ≤55 Gal, UEF=3.31 replacing Tankless Natural Gas Water Heater, Med Draw, UEF=0.81 | 1 | 10 | 2020 | natural gas + electricity | electricity | NR |  |  |  |  | -1560 |  | 147 |  | -1560 | 147 | 0 | 0 |  | 0 | 0 |  | TRUE | 10 | 0 | 0 | TRUE | 2020+10 | 2030+00 | TRUE | TRUE | FALSE | FALSE | -1560 | 147 | TRUE | TRUE | FALSE | FALSE | 0 | 0 | TRUE | TRUE | TRUE | -1560 | 147 | 0 | 0 | -15600 | 1470 | 0 | 0 | 3503.9114 | 100000 | #N/A | 100000 | 0.035039 | 1 | #N/A | 0 | 0.00018595 | 0.005307 | #N/A | 0.005307 |  | 872 | 92.339 | PASS | 4.9005 | PASS | Eligible | -2.9009 | 7.8013 | 872 | 9.3757 | kWh | 2747.0612 | N/A | N/A | 93.7572 |  | 872 | 1 | -1560 | 147 | 0 | 0 | 10 | 0
Any | SWWH025-01 | SFm | Any | CZ09 | Any | 873 | Heat Pump Water Heater, >45 to ≤55 Gal, UEF=3.31 replacing Tankless Natural Gas Water Heater, Med Draw, UEF=0.81 | 1 | 10 | 2020 | natural gas + electricity | electricity | NR |  |  |  |  | -1570 |  | 147 |  | -1570 | 147 | 0 | 0 |  | 0 | 0 |  | TRUE | 10 | 0 | 0 | TRUE | 2020+10 | 2030+00 | TRUE | TRUE | FALSE | FALSE | -1570 | 147 | TRUE | TRUE | FALSE | FALSE | 0 | 0 | TRUE | TRUE | TRUE | -1570 | 147 | 0 | 0 | -15700 | 1470 | 0 | 0 | 3503.9114 | 100000 | #N/A | 100000 | 0.035039 | 1 | #N/A | 0 | 0.00018595 | 0.005307 | #N/A | 0.005307 |  | 873 | 91.9886 | PASS | 4.8819 | PASS | Eligible | -2.9195 | 7.8013 | 873 | 9.3416 | kWh | 2737.0612 | N/A | N/A | 93.4159 |  | 873 | 1 | -1570 | 147 | 0 | 0 | 10 | 0
Any | SWWH025-01 | SFm | Any | CZ10 | Any | 874 | Heat Pump Water Heater, >45 to ≤55 Gal, UEF=3.31 replacing Tankless Natural Gas Water Heater, Med Draw, UEF=0.81 | 1 | 10 | 2020 | natural gas + electricity | electricity | NR |  |  |  |  | -1570 |  | 146 |  | -1570 | 146 | 0 | 0 |  | 0 | 0 |  | TRUE | 10 | 0 | 0 | TRUE | 2020+10 | 2030+00 | TRUE | TRUE | FALSE | FALSE | -1570 | 146 | TRUE | TRUE | FALSE | FALSE | 0 | 0 | TRUE | TRUE | TRUE | -1570 | 146 | 0 | 0 | -15700 | 1460 | 0 | 0 | 3503.9114 | 100000 | #N/A | 100000 | 0.035039 | 1 | #N/A | 0 | 0.00018595 | 0.005307 | #N/A | 0.005307 |  | 874 | 90.9886 | PASS | 4.8288 | PASS | Eligible | -2.9195 | 7.7483 | 874 | 9.2416 | kWh | 2707.7615 | N/A | N/A | 92.4159 |  | 874 | 1 | -1570 | 146 | 0 | 0 | 10 | 0
Any | SWWH025-01 | SFm | Any | CZ11 | Any | 875 | Heat Pump Water Heater, >45 to ≤55 Gal, UEF=3.31 replacing Tankless Natural Gas Water Heater, Med Draw, UEF=0.81 | 1 | 10 | 2020 | natural gas + electricity | electricity | NR |  |  |  |  | -1720 |  | 148 |  | -1720 | 148 | 0 | 0 |  | 0 | 0 |  | TRUE | 10 | 0 | 0 | TRUE | 2020+10 | 2030+00 | TRUE | TRUE | FALSE | FALSE | -1720 | 148 | TRUE | TRUE | FALSE | FALSE | 0 | 0 | TRUE | TRUE | TRUE | -1720 | 148 | 0 | 0 | -17200 | 1480 | 0 | 0 | 3503.9114 | 100000 | #N/A | 100000 | 0.035039 | 1 | #N/A | 0 | 0.00018595 | 0.005307 | #N/A | 0.005307 |  | 875 | 87.7327 | PASS | 4.656 | PASS | Eligible | -3.1984 | 7.8544 | 875 | 8.9296 | kWh | 2616.361 | N/A | N/A | 89.2964 |  | 875 | 1 | -1720 | 148 | 0 | 0 | 10 | 0
Any | SWWH025-01 | SFm | Any | CZ12 | Any | 876 | Heat Pump Water Heater, >45 to ≤55 Gal, UEF=3.31 replacing Tankless Natural Gas Water Heater, Med Draw, UEF=0.81 | 1 | 10 | 2020 | natural gas + electricity | electricity | NR |  |  |  |  | -1760 |  | 152 |  | -1760 | 152 | 0 | 0 |  | 0 | 0 |  | TRUE | 10 | 0 | 0 | TRUE | 2020+10 | 2030+00 | TRUE | TRUE | FALSE | FALSE | -1760 | 152 | TRUE | TRUE | FALSE | FALSE | 0 | 0 | TRUE | TRUE | TRUE | -1760 | 152 | 0 | 0 | -17600 | 1520 | 0 | 0 | 3503.9114 | 100000 | #N/A | 100000 | 0.035039 | 1 | #N/A | 0 | 0.00018595 | 0.005307 | #N/A | 0.005307 |  | 876 | 90.3312 | PASS | 4.7939 | PASS | Eligible | -3.2728 | 8.0667 | 876 | 9.1931 | kWh | 2693.5599 | N/A | N/A | 91.9312 |  | 876 | 1 | -1760 | 152 | 0 | 0 | 10 | 0
Any | SWWH025-01 | SFm | Any | CZ13 | Any | 877 | Heat Pump Water Heater, >45 to ≤55 Gal, UEF=3.31 replacing Tankless Natural Gas Water Heater, Med Draw, UEF=0.81 | 1 | 10 | 2020 | natural gas + electricity | electricity | NR |  |  |  |  | -1650 |  | 147 |  | -1650 | 147 | 0 | 0 |  | 0 | 0 |  | TRUE | 10 | 0 | 0 | TRUE | 2020+10 | 2030+00 | TRUE | TRUE | FALSE | FALSE | -1650 | 147 | TRUE | TRUE | FALSE | FALSE | 0 | 0 | TRUE | TRUE | TRUE | -1650 | 147 | 0 | 0 | -16500 | 1470 | 0 | 0 | 3503.9114 | 100000 | #N/A | 100000 | 0.035039 | 1 | #N/A | 0 | 0.00018595 | 0.005307 | #N/A | 0.005307 |  | 877 | 89.1855 | PASS | 4.7331 | PASS | Eligible | -3.0682 | 7.8013 | 877 | 9.0686 | kWh | 2657.0612 | N/A | N/A | 90.6855 |  | 877 | 1 | -1650 | 147 | 0 | 0 | 10 | 0
Any | SWWH025-01 | SFm | Any | CZ14 | Any | 878 | Heat Pump Water Heater, >45 to ≤55 Gal, UEF=3.31 replacing Tankless Natural Gas Water Heater, Med Draw, UEF=0.81 | 1 | 10 | 2020 | natural gas + electricity | electricity | NR |  |  |  |  | -1760 |  | 149 |  | -1760 | 149 | 0 | 0 |  | 0 | 0 |  | TRUE | 10 | 0 | 0 | TRUE | 2020+10 | 2030+00 | TRUE | TRUE | FALSE | FALSE | -1760 | 149 | TRUE | TRUE | FALSE | FALSE | 0 | 0 | TRUE | TRUE | TRUE | -1760 | 149 | 0 | 0 | -17600 | 1490 | 0 | 0 | 3503.9114 | 100000 | #N/A | 100000 | 0.035039 | 1 | #N/A | 0 | 0.00018595 | 0.005307 | #N/A | 0.005307 |  | 878 | 87.3312 | PASS | 4.6347 | PASS | Eligible | -3.2728 | 7.9075 | 878 | 8.8931 | kWh | 2605.6607 | N/A | N/A | 88.9312 |  | 878 | 1 | -1760 | 149 | 0 | 0 | 10 | 0
Any | SWWH025-01 | SFm | Any | CZ15 | Any | 879 | Heat Pump Water Heater, >45 to ≤55 Gal, UEF=3.31 replacing Tankless Natural Gas Water Heater, Med Draw, UEF=0.81 | 1 | 10 | 2020 | natural gas + electricity | electricity | NR |  |  |  |  | -1200 |  | 128 |  | -1200 | 128 | 0 | 0 |  | 0 | 0 |  | TRUE | 10 | 0 | 0 | TRUE | 2020+10 | 2030+00 | TRUE | TRUE | FALSE | FALSE | -1200 | 128 | TRUE | TRUE | FALSE | FALSE | 0 | 0 | TRUE | TRUE | TRUE | -1200 | 128 | 0 | 0 | -12000 | 1280 | 0 | 0 | 3503.9114 | 100000 | #N/A | 100000 | 0.035039 | 1 | #N/A | 0 | 0.00018595 | 0.005307 | #N/A | 0.005307 |  | 879 | 85.9531 | PASS | 4.5616 | PASS | Eligible | -2.2314 | 6.793 | 879 | 8.7044 | kWh | 2550.3662 | N/A | N/A | 87.044 |  | 879 | 1 | -1200 | 128 | 0 | 0 | 10 | 0
Any | SWWH025-01 | SFm | Any | CZ16 | Any | 880 | Heat Pump Water Heater, >45 to ≤55 Gal, UEF=3.31 replacing Tankless Natural Gas Water Heater, Med Draw, UEF=0.81 | 1 | 10 | 2020 | natural gas + electricity | electricity | NR |  |  |  |  | -2670 |  | 167 |  | -2670 | 167 | 0 | 0 |  | 0 | 0 |  | TRUE | 10 | 0 | 0 | TRUE | 2020+10 | 2030+00 | TRUE | TRUE | FALSE | FALSE | -2670 | 167 | TRUE | TRUE | FALSE | FALSE | 0 | 0 | TRUE | TRUE | TRUE | -2670 | 167 | 0 | 0 | -26700 | 1670 | 0 | 0 | 3503.9114 | 100000 | #N/A | 100000 | 0.035039 | 1 | #N/A | 0 | 0.00018595 | 0.005307 | #N/A | 0.005307 |  | 880 | 73.4456 | PASS | 3.8978 | PASS | Eligible | -4.965 | 8.8628 | 880 | 7.5873 | kWh | 2223.056 | N/A | N/A | 75.8729 |  | 880 | 1 | -2670 | 167 | 0 | 0 | 10 | 0
Any | SWWH025-01 | MFm | Any | CZ01 | Any | 881 | Heat Pump Water Heater, >45 to ≤55 Gal, UEF=3.31 replacing Tankless Natural Gas Water Heater, Med Draw, UEF=0.81 | 1 | 10 | 2020 | natural gas + electricity | electricity | NR |  |  |  |  | -1380 |  | 144 |  | -1380 | 144 | 0 | 0 |  | 0 | 0 |  | TRUE | 10 | 0 | 0 | TRUE | 2020+10 | 2030+00 | TRUE | TRUE | FALSE | FALSE | -1380 | 144 | TRUE | TRUE | FALSE | FALSE | 0 | 0 | TRUE | TRUE | TRUE | -1380 | 144 | 0 | 0 | -13800 | 1440 | 0 | 0 | 3503.9114 | 100000 | #N/A | 100000 | 0.035039 | 1 | #N/A | 0 | 0.00018595 | 0.005307 | #N/A | 0.005307 |  | 881 | 95.646 | PASS | 5.076 | PASS | Eligible | -2.5662 | 7.6421 | 881 | 9.6901 | kWh | 2839.162 | N/A | N/A | 96.9006 |  | 881 | 1 | -1380 | 144 | 0 | 0 | 10 | 0
Any | SWWH025-01 | MFm | Any | CZ02 | Any | 882 | Heat Pump Water Heater, >45 to ≤55 Gal, UEF=3.31 replacing Tankless Natural Gas Water Heater, Med Draw, UEF=0.81 | 1 | 10 | 2020 | natural gas + electricity | electricity | NR |  |  |  |  | -1280 |  | 136 |  | -1280 | 136 | 0 | 0 |  | 0 | 0 |  | TRUE | 10 | 0 | 0 | TRUE | 2020+10 | 2030+00 | TRUE | TRUE | FALSE | FALSE | -1280 | 136 | TRUE | TRUE | FALSE | FALSE | 0 | 0 | TRUE | TRUE | TRUE | -1280 | 136 | 0 | 0 | -12800 | 1360 | 0 | 0 | 3503.9114 | 100000 | #N/A | 100000 | 0.035039 | 1 | #N/A | 0 | 0.00018595 | 0.005307 | #N/A | 0.005307 |  | 882 | 91.1499 | PASS | 4.8374 | PASS | Eligible | -2.3802 | 7.2176 | 882 | 9.2314 | kWh | 2704.7641 | N/A | N/A | 92.3136 |  | 882 | 1 | -1280 | 136 | 0 | 0 | 10 | 0
Any | SWWH025-01 | MFm | Any | CZ03 | Any | 883 | Heat Pump Water Heater, >45 to ≤55 Gal, UEF=3.31 replacing Tankless Natural Gas Water Heater, Med Draw, UEF=0.81 | 1 | 10 | 2020 | natural gas + electricity | electricity | NR |  |  |  |  | -1260 |  | 136 |  | -1260 | 136 | 0 | 0 |  | 0 | 0 |  | TRUE | 10 | 0 | 0 | TRUE | 2020+10 | 2030+00 | TRUE | TRUE | FALSE | FALSE | -1260 | 136 | TRUE | TRUE | FALSE | FALSE | 0 | 0 | TRUE | TRUE | TRUE | -1260 | 136 | 0 | 0 | -12600 | 1360 | 0 | 0 | 3503.9114 | 100000 | #N/A | 100000 | 0.035039 | 1 | #N/A | 0 | 0.00018595 | 0.005307 | #N/A | 0.005307 |  | 883 | 91.8507 | PASS | 4.8746 | PASS | Eligible | -2.343 | 7.2176 | 883 | 9.2996 | kWh | 2724.7641 | N/A | N/A | 92.9962 |  | 883 | 1 | -1260 | 136 | 0 | 0 | 10 | 0
Any | SWWH025-01 | MFm | Any | CZ04 | Any | 884 | Heat Pump Water Heater, >45 to ≤55 Gal, UEF=3.31 replacing Tankless Natural Gas Water Heater, Med Draw, UEF=0.81 | 1 | 10 | 2020 | natural gas + electricity | electricity | NR |  |  |  |  | -1230 |  | 133 |  | -1230 | 133 | 0 | 0 |  | 0 | 0 |  | TRUE | 10 | 0 | 0 | TRUE | 2020+10 | 2030+00 | TRUE | TRUE | FALSE | FALSE | -1230 | 133 | TRUE | TRUE | FALSE | FALSE | 0 | 0 | TRUE | TRUE | TRUE | -1230 | 133 | 0 | 0 | -12300 | 1330 | 0 | 0 | 3503.9114 | 100000 | #N/A | 100000 | 0.035039 | 1 | #N/A | 0 | 0.00018595 | 0.005307 | #N/A | 0.005307 |  | 884 | 89.9019 | PASS | 4.7711 | PASS | Eligible | -2.2872 | 7.0584 | 884 | 9.102 | kWh | 2666.8649 | N/A | N/A | 91.0201 |  | 884 | 1 | -1230 | 133 | 0 | 0 | 10 | 0
Any | SWWH025-01 | MFm | Any | CZ05 | Any | 885 | Heat Pump Water Heater, >45 to ≤55 Gal, UEF=3.31 replacing Tankless Natural Gas Water Heater, Med Draw, UEF=0.81 | 1 | 10 | 2020 | natural gas + electricity | electricity | NR |  |  |  |  | -1280 |  | 138 |  | -1280 | 138 | 0 | 0 |  | 0 | 0 |  | TRUE | 10 | 0 | 0 | TRUE | 2020+10 | 2030+00 | TRUE | TRUE | FALSE | FALSE | -1280 | 138 | TRUE | TRUE | FALSE | FALSE | 0 | 0 | TRUE | TRUE | TRUE | -1280 | 138 | 0 | 0 | -12800 | 1380 | 0 | 0 | 3503.9114 | 100000 | #N/A | 100000 | 0.035039 | 1 | #N/A | 0 | 0.00018595 | 0.005307 | #N/A | 0.005307 |  | 885 | 93.1499 | PASS | 4.9435 | PASS | Eligible | -2.3802 | 7.3237 | 885 | 9.4314 | kWh | 2763.3636 | N/A | N/A | 94.3136 |  | 885 | 1 | -1280 | 138 | 0 | 0 | 10 | 0
Any | SWWH025-01 | MFm | Any | CZ06 | Any | 886 | Heat Pump Water Heater, >45 to ≤55 Gal, UEF=3.31 replacing Tankless Natural Gas Water Heater, Med Draw, UEF=0.81 | 1 | 10 | 2020 | natural gas + electricity | electricity | NR |  |  |  |  | -1180 |  | 130 |  | -1180 | 130 | 0 | 0 |  | 0 | 0 |  | TRUE | 10 | 0 | 0 | TRUE | 2020+10 | 2030+00 | TRUE | TRUE | FALSE | FALSE | -1180 | 130 | TRUE | TRUE | FALSE | FALSE | 0 | 0 | TRUE | TRUE | TRUE | -1180 | 130 | 0 | 0 | -11800 | 1300 | 0 | 0 | 3503.9114 | 100000 | #N/A | 100000 | 0.035039 | 1 | #N/A | 0 | 0.00018595 | 0.005307 | #N/A | 0.005307 |  | 886 | 88.6538 | PASS | 4.7049 | PASS | Eligible | -2.1943 | 6.8991 | 886 | 8.9727 | kWh | 2628.9657 | N/A | N/A | 89.7266 |  | 886 | 1 | -1180 | 130 | 0 | 0 | 10 | 0
Any | SWWH025-01 | MFm | Any | CZ07 | Any | 887 | Heat Pump Water Heater, >45 to ≤55 Gal, UEF=3.31 replacing Tankless Natural Gas Water Heater, Med Draw, UEF=0.81 | 1 | 10 | 2020 | natural gas + electricity | electricity | NR |  |  |  |  | -1160 |  | 129 |  | -1160 | 129 | 0 | 0 |  | 0 | 0 |  | TRUE | 10 | 0 | 0 | TRUE | 2020+10 | 2030+00 | TRUE | TRUE | FALSE | FALSE | -1160 | 129 | TRUE | TRUE | FALSE | FALSE | 0 | 0 | TRUE | TRUE | TRUE | -1160 | 129 | 0 | 0 | -11600 | 1290 | 0 | 0 | 3503.9114 | 100000 | #N/A | 100000 | 0.035039 | 1 | #N/A | 0 | 0.00018595 | 0.005307 | #N/A | 0.005307 |  | 887 | 88.3546 | PASS | 4.689 | PASS | Eligible | -2.1571 | 6.8461 | 887 | 8.9409 | kWh | 2619.666 | N/A | N/A | 89.4092 |  | 887 | 1 | -1160 | 129 | 0 | 0 | 10 | 0
Any | SWWH025-01 | MFm | Any | CZ08 | Any | 888 | Heat Pump Water Heater, >45 to ≤55 Gal, UEF=3.31 replacing Tankless Natural Gas Water Heater, Med Draw, UEF=0.81 | 1 | 10 | 2020 | natural gas + electricity | electricity | NR |  |  |  |  | -1150 |  | 127 |  | -1150 | 127 | 0 | 0 |  | 0 | 0 |  | TRUE | 10 | 0 | 0 | TRUE | 2020+10 | 2030+00 | TRUE | TRUE | FALSE | FALSE | -1150 | 127 | TRUE | TRUE | FALSE | FALSE | 0 | 0 | TRUE | TRUE | TRUE | -1150 | 127 | 0 | 0 | -11500 | 1270 | 0 | 0 | 3503.9114 | 100000 | #N/A | 100000 | 0.035039 | 1 | #N/A | 0 | 0.00018595 | 0.005307 | #N/A | 0.005307 |  | 888 | 86.705 | PASS | 4.6015 | PASS | Eligible | -2.1385 | 6.7399 | 888 | 8.7751 | kWh | 2571.0665 | N/A | N/A | 87.7505 |  | 888 | 1 | -1150 | 127 | 0 | 0 | 10 | 0
Any | SWWH025-01 | MFm | Any | CZ09 | Any | 889 | Heat Pump Water Heater, >45 to ≤55 Gal, UEF=3.31 replacing Tankless Natural Gas Water Heater, Med Draw, UEF=0.81 | 1 | 10 | 2020 | natural gas + electricity | electricity | NR |  |  |  |  | -1150 |  | 127 |  | -1150 | 127 | 0 | 0 |  | 0 | 0 |  | TRUE | 10 | 0 | 0 | TRUE | 2020+10 | 2030+00 | TRUE | TRUE | FALSE | FALSE | -1150 | 127 | TRUE | TRUE | FALSE | FALSE | 0 | 0 | TRUE | TRUE | TRUE | -1150 | 127 | 0 | 0 | -11500 | 1270 | 0 | 0 | 3503.9114 | 100000 | #N/A | 100000 | 0.035039 | 1 | #N/A | 0 | 0.00018595 | 0.005307 | #N/A | 0.005307 |  | 889 | 86.705 | PASS | 4.6015 | PASS | Eligible | -2.1385 | 6.7399 | 889 | 8.7751 | kWh | 2571.0665 | N/A | N/A | 87.7505 |  | 889 | 1 | -1150 | 127 | 0 | 0 | 10 | 0
Any | SWWH025-01 | MFm | Any | CZ10 | Any | 890 | Heat Pump Water Heater, >45 to ≤55 Gal, UEF=3.31 replacing Tankless Natural Gas Water Heater, Med Draw, UEF=0.81 | 1 | 10 | 2020 | natural gas + electricity | electricity | NR |  |  |  |  | -1140 |  | 127 |  | -1140 | 127 | 0 | 0 |  | 0 | 0 |  | TRUE | 10 | 0 | 0 | TRUE | 2020+10 | 2030+00 | TRUE | TRUE | FALSE | FALSE | -1140 | 127 | TRUE | TRUE | FALSE | FALSE | 0 | 0 | TRUE | TRUE | TRUE | -1140 | 127 | 0 | 0 | -11400 | 1270 | 0 | 0 | 3503.9114 | 100000 | #N/A | 100000 | 0.035039 | 1 | #N/A | 0 | 0.00018595 | 0.005307 | #N/A | 0.005307 |  | 890 | 87.0554 | PASS | 4.6201 | PASS | Eligible | -2.1199 | 6.7399 | 890 | 8.8092 | kWh | 2581.0665 | N/A | N/A | 88.0918 |  | 890 | 1 | -1140 | 127 | 0 | 0 | 10 | 0
Any | SWWH025-01 | MFm | Any | CZ11 | Any | 891 | Heat Pump Water Heater, >45 to ≤55 Gal, UEF=3.31 replacing Tankless Natural Gas Water Heater, Med Draw, UEF=0.81 | 1 | 10 | 2020 | natural gas + electricity | electricity | NR |  |  |  |  | -1180 |  | 128 |  | -1180 | 128 | 0 | 0 |  | 0 | 0 |  | TRUE | 10 | 0 | 0 | TRUE | 2020+10 | 2030+00 | TRUE | TRUE | FALSE | FALSE | -1180 | 128 | TRUE | TRUE | FALSE | FALSE | 0 | 0 | TRUE | TRUE | TRUE | -1180 | 128 | 0 | 0 | -11800 | 1280 | 0 | 0 | 3503.9114 | 100000 | #N/A | 100000 | 0.035039 | 1 | #N/A | 0 | 0.00018595 | 0.005307 | #N/A | 0.005307 |  | 891 | 86.6538 | PASS | 4.5988 | PASS | Eligible | -2.1943 | 6.793 | 891 | 8.7727 | kWh | 2570.3662 | N/A | N/A | 87.7266 |  | 891 | 1 | -1180 | 128 | 0 | 0 | 10 | 0
Any | SWWH025-01 | MFm | Any | CZ12 | Any | 892 | Heat Pump Water Heater, >45 to ≤55 Gal, UEF=3.31 replacing Tankless Natural Gas Water Heater, Med Draw, UEF=0.81 | 1 | 10 | 2020 | natural gas + electricity | electricity | NR |  |  |  |  | -1210 |  | 131 |  | -1210 | 131 | 0 | 0 |  | 0 | 0 |  | TRUE | 10 | 0 | 0 | TRUE | 2020+10 | 2030+00 | TRUE | TRUE | FALSE | FALSE | -1210 | 131 | TRUE | TRUE | FALSE | FALSE | 0 | 0 | TRUE | TRUE | TRUE | -1210 | 131 | 0 | 0 | -12100 | 1310 | 0 | 0 | 3503.9114 | 100000 | #N/A | 100000 | 0.035039 | 1 | #N/A | 0 | 0.00018595 | 0.005307 | #N/A | 0.005307 |  | 892 | 88.6027 | PASS | 4.7022 | PASS | Eligible | -2.25 | 6.9522 | 892 | 8.9703 | kWh | 2628.2655 | N/A | N/A | 89.7027 |  | 892 | 1 | -1210 | 131 | 0 | 0 | 10 | 0
Any | SWWH025-01 | MFm | Any | CZ13 | Any | 893 | Heat Pump Water Heater, >45 to ≤55 Gal, UEF=3.31 replacing Tankless Natural Gas Water Heater, Med Draw, UEF=0.81 | 1 | 10 | 2020 | natural gas + electricity | electricity | NR |  |  |  |  | -1160 |  | 127 |  | -1160 | 127 | 0 | 0 |  | 0 | 0 |  | TRUE | 10 | 0 | 0 | TRUE | 2020+10 | 2030+00 | TRUE | TRUE | FALSE | FALSE | -1160 | 127 | TRUE | TRUE | FALSE | FALSE | 0 | 0 | TRUE | TRUE | TRUE | -1160 | 127 | 0 | 0 | -11600 | 1270 | 0 | 0 | 3503.9114 | 100000 | #N/A | 100000 | 0.035039 | 1 | #N/A | 0 | 0.00018595 | 0.005307 | #N/A | 0.005307 |  | 893 | 86.3546 | PASS | 4.5829 | PASS | Eligible | -2.1571 | 6.7399 | 893 | 8.7409 | kWh | 2561.0665 | N/A | N/A | 87.4092 |  | 893 | 1 | -1160 | 127 | 0 | 0 | 10 | 0
Any | SWWH025-01 | MFm | Any | CZ14 | Any | 894 | Heat Pump Water Heater, >45 to ≤55 Gal, UEF=3.31 replacing Tankless Natural Gas Water Heater, Med Draw, UEF=0.81 | 1 | 10 | 2020 | natural gas + electricity | electricity | NR |  |  |  |  | -1180 |  | 129 |  | -1180 | 129 | 0 | 0 |  | 0 | 0 |  | TRUE | 10 | 0 | 0 | TRUE | 2020+10 | 2030+00 | TRUE | TRUE | FALSE | FALSE | -1180 | 129 | TRUE | TRUE | FALSE | FALSE | 0 | 0 | TRUE | TRUE | TRUE | -1180 | 129 | 0 | 0 | -11800 | 1290 | 0 | 0 | 3503.9114 | 100000 | #N/A | 100000 | 0.035039 | 1 | #N/A | 0 | 0.00018595 | 0.005307 | #N/A | 0.005307 |  | 894 | 87.6538 | PASS | 4.6518 | PASS | Eligible | -2.1943 | 6.8461 | 894 | 8.8727 | kWh | 2599.666 | N/A | N/A | 88.7266 |  | 894 | 1 | -1180 | 129 | 0 | 0 | 10 | 0
Any | SWWH025-01 | MFm | Any | CZ15 | Any | 895 | Heat Pump Water Heater, >45 to ≤55 Gal, UEF=3.31 replacing Tankless Natural Gas Water Heater, Med Draw, UEF=0.81 | 1 | 10 | 2020 | natural gas + electricity | electricity | NR |  |  |  |  | -965 |  | 112 |  | -965 | 112 | 0 | 0 |  | 0 | 0 |  | TRUE | 10 | 0 | 0 | TRUE | 2020+10 | 2030+00 | TRUE | TRUE | FALSE | FALSE | -965 | 112 | TRUE | TRUE | FALSE | FALSE | 0 | 0 | TRUE | TRUE | TRUE | -965 | 112 | 0 | 0 | -9650 | 1120 | 0 | 0 | 3503.9114 | 100000 | #N/A | 100000 | 0.035039 | 1 | #N/A | 0 | 0.00018595 | 0.005307 | #N/A | 0.005307 |  | 895 | 78.1873 | PASS | 4.1494 | PASS | Eligible | -1.7945 | 5.9439 | 895 | 7.9065 | kWh | 2316.5705 | N/A | N/A | 79.0645 |  | 895 | 1 | -965 | 112 | 0 | 0 | 10 | 0
Any | SWWH025-01 | MFm | Any | CZ16 | Any | 896 | Heat Pump Water Heater, >45 to ≤55 Gal, UEF=3.31 replacing Tankless Natural Gas Water Heater, Med Draw, UEF=0.81 | 1 | 10 | 2020 | natural gas + electricity | electricity | NR |  |  |  |  | -1370 |  | 144 |  | -1370 | 144 | 0 | 0 |  | 0 | 0 |  | TRUE | 10 | 0 | 0 | TRUE | 2020+10 | 2030+00 | TRUE | TRUE | FALSE | FALSE | -1370 | 144 | TRUE | TRUE | FALSE | FALSE | 0 | 0 | TRUE | TRUE | TRUE | -1370 | 144 | 0 | 0 | -13700 | 1440 | 0 | 0 | 3503.9114 | 100000 | #N/A | 100000 | 0.035039 | 1 | #N/A | 0 | 0.00018595 | 0.005307 | #N/A | 0.005307 |  | 896 | 95.9964 | PASS | 5.0946 | PASS | Eligible | -2.5476 | 7.6421 | 896 | 9.7242 | kWh | 2849.162 | N/A | N/A | 97.2419 |  | 896 | 1 | -1370 | 144 | 0 | 0 | 10 | 0
Any | SWWH025-01 | DMo | Any | CZ01 | Any | 897 | Heat Pump Water Heater, >45 to ≤55 Gal, UEF=3.31 replacing Tankless Natural Gas Water Heater, Med Draw, UEF=0.81 | 1 | 10 | 2020 | natural gas + electricity | electricity | NR |  |  |  |  | -2070 |  | 145 |  | -2070 | 145 | 0 | 0 |  | 0 | 0 |  | TRUE | 10 | 0 | 0 | TRUE | 2020+10 | 2030+00 | TRUE | TRUE | FALSE | FALSE | -2070 | 145 | TRUE | TRUE | FALSE | FALSE | 0 | 0 | TRUE | TRUE | TRUE | -2070 | 145 | 0 | 0 | -20700 | 1450 | 0 | 0 | 3503.9114 | 100000 | #N/A | 100000 | 0.035039 | 1 | #N/A | 0 | 0.00018595 | 0.005307 | #N/A | 0.005307 |  | 897 | 72.469 | PASS | 3.846 | PASS | Eligible | -3.8492 | 7.6952 | 897 | 7.4351 | kWh | 2178.4618 | N/A | N/A | 74.3509 |  | 897 | 1 | -2070 | 145 | 0 | 0 | 10 | 0
Any | SWWH025-01 | DMo | Any | CZ02 | Any | 898 | Heat Pump Water Heater, >45 to ≤55 Gal, UEF=3.31 replacing Tankless Natural Gas Water Heater, Med Draw, UEF=0.81 | 1 | 10 | 2020 | natural gas + electricity | electricity | NR |  |  |  |  | -1790 |  | 137 |  | -1790 | 137 | 0 | 0 |  | 0 | 0 |  | TRUE | 10 | 0 | 0 | TRUE | 2020+10 | 2030+00 | TRUE | TRUE | FALSE | FALSE | -1790 | 137 | TRUE | TRUE | FALSE | FALSE | 0 | 0 | TRUE | TRUE | TRUE | -1790 | 137 | 0 | 0 | -17900 | 1370 | 0 | 0 | 3503.9114 | 100000 | #N/A | 100000 | 0.035039 | 1 | #N/A | 0 | 0.00018595 | 0.005307 | #N/A | 0.005307 |  | 898 | 74.28 | PASS | 3.9421 | PASS | Eligible | -3.3286 | 7.2706 | 898 | 7.5907 | kWh | 2224.0639 | N/A | N/A | 75.9073 |  | 898 | 1 | -1790 | 137 | 0 | 0 | 10 | 0
Any | SWWH025-01 | DMo | Any | CZ03 | Any | 899 | Heat Pump Water Heater, >45 to ≤55 Gal, UEF=3.31 replacing Tankless Natural Gas Water Heater, Med Draw, UEF=0.81 | 1 | 10 | 2020 | natural gas + electricity | electricity | NR |  |  |  |  | -1660 |  | 137 |  | -1660 | 137 | 0 | 0 |  | 0 | 0 |  | TRUE | 10 | 0 | 0 | TRUE | 2020+10 | 2030+00 | TRUE | TRUE | FALSE | FALSE | -1660 | 137 | TRUE | TRUE | FALSE | FALSE | 0 | 0 | TRUE | TRUE | TRUE | -1660 | 137 | 0 | 0 | -16600 | 1370 | 0 | 0 | 3503.9114 | 100000 | #N/A | 100000 | 0.035039 | 1 | #N/A | 0 | 0.00018595 | 0.005307 | #N/A | 0.005307 |  | 899 | 78.8351 | PASS | 4.1838 | PASS | Eligible | -3.0868 | 7.2706 | 899 | 8.0344 | kWh | 2354.0639 | N/A | N/A | 80.3442 |  | 899 | 1 | -1660 | 137 | 0 | 0 | 10 | 0
Any | SWWH025-01 | DMo | Any | CZ04 | Any | 900 | Heat Pump Water Heater, >45 to ≤55 Gal, UEF=3.31 replacing Tankless Natural Gas Water Heater, Med Draw, UEF=0.81 | 1 | 10 | 2020 | natural gas + electricity | electricity | NR |  |  |  |  | -1620 |  | 134 |  | -1620 | 134 | 0 | 0 |  | 0 | 0 |  | TRUE | 10 | 0 | 0 | TRUE | 2020+10 | 2030+00 | TRUE | TRUE | FALSE | FALSE | -1620 | 134 | TRUE | TRUE | FALSE | FALSE | 0 | 0 | TRUE | TRUE | TRUE | -1620 | 134 | 0 | 0 | -16200 | 1340 | 0 | 0 | 3503.9114 | 100000 | #N/A | 100000 | 0.035039 | 1 | #N/A | 0 | 0.00018595 | 0.005307 | #N/A | 0.005307 |  | 900 | 77.2366 | PASS | 4.099 | PASS | Eligible | -3.0125 | 7.1114 | 900 | 7.8709 | kWh | 2306.1647 | N/A | N/A | 78.7094 |  | 900 | 1 | -1620 | 134 | 0 | 0 | 10 | 0
Any | SWWH025-01 | DMo | Any | CZ05 | Any | 901 | Heat Pump Water Heater, >45 to ≤55 Gal, UEF=3.31 replacing Tankless Natural Gas Water Heater, Med Draw, UEF=0.81 | 1 | 10 | 2020 | natural gas + electricity | electricity | NR |  |  |  |  | -1780 |  | 139 |  | -1780 | 139 | 0 | 0 |  | 0 | 0 |  | TRUE | 10 | 0 | 0 | TRUE | 2020+10 | 2030+00 | TRUE | TRUE | FALSE | FALSE | -1780 | 139 | TRUE | TRUE | FALSE | FALSE | 0 | 0 | TRUE | TRUE | TRUE | -1780 | 139 | 0 | 0 | -17800 | 1390 | 0 | 0 | 3503.9114 | 100000 | #N/A | 100000 | 0.035039 | 1 | #N/A | 0 | 0.00018595 | 0.005307 | #N/A | 0.005307 |  | 901 | 76.6304 | PASS | 4.0668 | PASS | Eligible | -3.31 | 7.3768 | 901 | 7.8249 | kWh | 2292.6633 | N/A | N/A | 78.2486 |  | 901 | 1 | -1780 | 139 | 0 | 0 | 10 | 0
Any | SWWH025-01 | DMo | Any | CZ06 | Any | 902 | Heat Pump Water Heater, >45 to ≤55 Gal, UEF=3.31 replacing Tankless Natural Gas Water Heater, Med Draw, UEF=0.81 | 1 | 10 | 2020 | natural gas + electricity | electricity | NR |  |  |  |  | -1460 |  | 131 |  | -1460 | 131 | 0 | 0 |  | 0 | 0 |  | TRUE | 10 | 0 | 0 | TRUE | 2020+10 | 2030+00 | TRUE | TRUE | FALSE | FALSE | -1460 | 131 | TRUE | TRUE | FALSE | FALSE | 0 | 0 | TRUE | TRUE | TRUE | -1460 | 131 | 0 | 0 | -14600 | 1310 | 0 | 0 | 3503.9114 | 100000 | #N/A | 100000 | 0.035039 | 1 | #N/A | 0 | 0.00018595 | 0.005307 | #N/A | 0.005307 |  | 902 | 79.8429 | PASS | 4.2373 | PASS | Eligible | -2.7149 | 6.9522 | 902 | 8.117 | kWh | 2378.2655 | N/A | N/A | 81.1702 |  | 902 | 1 | -1460 | 131 | 0 | 0 | 10 | 0
Any | SWWH025-01 | DMo | Any | CZ07 | Any | 903 | Heat Pump Water Heater, >45 to ≤55 Gal, UEF=3.31 replacing Tankless Natural Gas Water Heater, Med Draw, UEF=0.81 | 1 | 10 | 2020 | natural gas + electricity | electricity | NR |  |  |  |  | -1390 |  | 130 |  | -1390 | 130 | 0 | 0 |  | 0 | 0 |  | TRUE | 10 | 0 | 0 | TRUE | 2020+10 | 2030+00 | TRUE | TRUE | FALSE | FALSE | -1390 | 130 | TRUE | TRUE | FALSE | FALSE | 0 | 0 | TRUE | TRUE | TRUE | -1390 | 130 | 0 | 0 | -13900 | 1300 | 0 | 0 | 3503.9114 | 100000 | #N/A | 100000 | 0.035039 | 1 | #N/A | 0 | 0.00018595 | 0.005307 | #N/A | 0.005307 |  | 903 | 81.2956 | PASS | 4.3144 | PASS | Eligible | -2.5848 | 6.8991 | 903 | 8.2559 | kWh | 2418.9657 | N/A | N/A | 82.5593 |  | 903 | 1 | -1390 | 130 | 0 | 0 | 10 | 0
Any | SWWH025-01 | DMo | Any | CZ08 | Any | 904 | Heat Pump Water Heater, >45 to ≤55 Gal, UEF=3.31 replacing Tankless Natural Gas Water Heater, Med Draw, UEF=0.81 | 1 | 10 | 2020 | natural gas + electricity | electricity | NR |  |  |  |  | -1380 |  | 128 |  | -1380 | 128 | 0 | 0 |  | 0 | 0 |  | TRUE | 10 | 0 | 0 | TRUE | 2020+10 | 2030+00 | TRUE | TRUE | FALSE | FALSE | -1380 | 128 | TRUE | TRUE | FALSE | FALSE | 0 | 0 | TRUE | TRUE | TRUE | -1380 | 128 | 0 | 0 | -13800 | 1280 | 0 | 0 | 3503.9114 | 100000 | #N/A | 100000 | 0.035039 | 1 | #N/A | 0 | 0.00018595 | 0.005307 | #N/A | 0.005307 |  | 904 | 79.646 | PASS | 4.2268 | PASS | Eligible | -2.5662 | 6.793 | 904 | 8.0901 | kWh | 2370.3662 | N/A | N/A | 80.9006 |  | 904 | 1 | -1380 | 128 | 0 | 0 | 10 | 0
Any | SWWH025-01 | DMo | Any | CZ09 | Any | 905 | Heat Pump Water Heater, >45 to ≤55 Gal, UEF=3.31 replacing Tankless Natural Gas Water Heater, Med Draw, UEF=0.81 | 1 | 10 | 2020 | natural gas + electricity | electricity | NR |  |  |  |  | -1410 |  | 128 |  | -1410 | 128 | 0 | 0 |  | 0 | 0 |  | TRUE | 10 | 0 | 0 | TRUE | 2020+10 | 2030+00 | TRUE | TRUE | FALSE | FALSE | -1410 | 128 | TRUE | TRUE | FALSE | FALSE | 0 | 0 | TRUE | TRUE | TRUE | -1410 | 128 | 0 | 0 | -14100 | 1280 | 0 | 0 | 3503.9114 | 100000 | #N/A | 100000 | 0.035039 | 1 | #N/A | 0 | 0.00018595 | 0.005307 | #N/A | 0.005307 |  | 905 | 78.5948 | PASS | 4.1711 | PASS | Eligible | -2.6219 | 6.793 | 905 | 7.9877 | kWh | 2340.3662 | N/A | N/A | 79.8767 |  | 905 | 1 | -1410 | 128 | 0 | 0 | 10 | 0
Any | SWWH025-01 | DMo | Any | CZ10 | Any | 906 | Heat Pump Water Heater, >45 to ≤55 Gal, UEF=3.31 replacing Tankless Natural Gas Water Heater, Med Draw, UEF=0.81 | 1 | 10 | 2020 | natural gas + electricity | electricity | NR |  |  |  |  | -1430 |  | 128 |  | -1430 | 128 | 0 | 0 |  | 0 | 0 |  | TRUE | 10 | 0 | 0 | TRUE | 2020+10 | 2030+00 | TRUE | TRUE | FALSE | FALSE | -1430 | 128 | TRUE | TRUE | FALSE | FALSE | 0 | 0 | TRUE | TRUE | TRUE | -1430 | 128 | 0 | 0 | -14300 | 1280 | 0 | 0 | 3503.9114 | 100000 | #N/A | 100000 | 0.035039 | 1 | #N/A | 0 | 0.00018595 | 0.005307 | #N/A | 0.005307 |  | 906 | 77.8941 | PASS | 4.1339 | PASS | Eligible | -2.6591 | 6.793 | 906 | 7.9194 | kWh | 2320.3662 | N/A | N/A | 79.1941 |  | 906 | 1 | -1430 | 128 | 0 | 0 | 10 | 0
Any | SWWH025-01 | DMo | Any | CZ11 | Any | 907 | Heat Pump Water Heater, >45 to ≤55 Gal, UEF=3.31 replacing Tankless Natural Gas Water Heater, Med Draw, UEF=0.81 | 1 | 10 | 2020 | natural gas + electricity | electricity | NR |  |  |  |  | -1630 |  | 129 |  | -1630 | 129 | 0 | 0 |  | 0 | 0 |  | TRUE | 10 | 0 | 0 | TRUE | 2020+10 | 2030+00 | TRUE | TRUE | FALSE | FALSE | -1630 | 129 | TRUE | TRUE | FALSE | FALSE | 0 | 0 | TRUE | TRUE | TRUE | -1630 | 129 | 0 | 0 | -16300 | 1290 | 0 | 0 | 3503.9114 | 100000 | #N/A | 100000 | 0.035039 | 1 | #N/A | 0 | 0.00018595 | 0.005307 | #N/A | 0.005307 |  | 907 | 71.8862 | PASS | 3.815 | PASS | Eligible | -3.031 | 6.8461 | 907 | 7.3368 | kWh | 2149.666 | N/A | N/A | 73.3681 |  | 907 | 1 | -1630 | 129 | 0 | 0 | 10 | 0
Any | SWWH025-01 | DMo | Any | CZ12 | Any | 908 | Heat Pump Water Heater, >45 to ≤55 Gal, UEF=3.31 replacing Tankless Natural Gas Water Heater, Med Draw, UEF=0.81 | 1 | 10 | 2020 | natural gas + electricity | electricity | NR |  |  |  |  | -1620 |  | 132 |  | -1620 | 132 | 0 | 0 |  | 0 | 0 |  | TRUE | 10 | 0 | 0 | TRUE | 2020+10 | 2030+00 | TRUE | TRUE | FALSE | FALSE | -1620 | 132 | TRUE | TRUE | FALSE | FALSE | 0 | 0 | TRUE | TRUE | TRUE | -1620 | 132 | 0 | 0 | -16200 | 1320 | 0 | 0 | 3503.9114 | 100000 | #N/A | 100000 | 0.035039 | 1 | #N/A | 0 | 0.00018595 | 0.005307 | #N/A | 0.005307 |  | 908 | 75.2366 | PASS | 3.9928 | PASS | Eligible | -3.0125 | 7.0053 | 908 | 7.6709 | kWh | 2247.5652 | N/A | N/A | 76.7094 |  | 908 | 1 | -1620 | 132 | 0 | 0 | 10 | 0
Any | SWWH025-01 | DMo | Any | CZ13 | Any | 909 | Heat Pump Water Heater, >45 to ≤55 Gal, UEF=3.31 replacing Tankless Natural Gas Water Heater, Med Draw, UEF=0.81 | 1 | 10 | 2020 | natural gas + electricity | electricity | NR |  |  |  |  | -1550 |  | 128 |  | -1550 | 128 | 0 | 0 |  | 0 | 0 |  | TRUE | 10 | 0 | 0 | TRUE | 2020+10 | 2030+00 | TRUE | TRUE | FALSE | FALSE | -1550 | 128 | TRUE | TRUE | FALSE | FALSE | 0 | 0 | TRUE | TRUE | TRUE | -1550 | 128 | 0 | 0 | -15500 | 1280 | 0 | 0 | 3503.9114 | 100000 | #N/A | 100000 | 0.035039 | 1 | #N/A | 0 | 0.00018595 | 0.005307 | #N/A | 0.005307 |  | 909 | 73.6894 | PASS | 3.9107 | PASS | Eligible | -2.8823 | 6.793 | 909 | 7.5099 | kWh | 2200.3662 | N/A | N/A | 75.0985 |  | 909 | 1 | -1550 | 128 | 0 | 0 | 10 | 0
Any | SWWH025-01 | DMo | Any | CZ14 | Any | 910 | Heat Pump Water Heater, >45 to ≤55 Gal, UEF=3.31 replacing Tankless Natural Gas Water Heater, Med Draw, UEF=0.81 | 1 | 10 | 2020 | natural gas + electricity | electricity | NR |  |  |  |  | -1700 |  | 130 |  | -1700 | 130 | 0 | 0 |  | 0 | 0 |  | TRUE | 10 | 0 | 0 | TRUE | 2020+10 | 2030+00 | TRUE | TRUE | FALSE | FALSE | -1700 | 130 | TRUE | TRUE | FALSE | FALSE | 0 | 0 | TRUE | TRUE | TRUE | -1700 | 130 | 0 | 0 | -17000 | 1300 | 0 | 0 | 3503.9114 | 100000 | #N/A | 100000 | 0.035039 | 1 | #N/A | 0 | 0.00018595 | 0.005307 | #N/A | 0.005307 |  | 910 | 70.4335 | PASS | 3.7379 | PASS | Eligible | -3.1612 | 6.8991 | 910 | 7.1979 | kWh | 2108.9657 | N/A | N/A | 71.979 |  | 910 | 1 | -1700 | 130 | 0 | 0 | 10 | 0
Any | SWWH025-01 | DMo | Any | CZ15 | Any | 911 | Heat Pump Water Heater, >45 to ≤55 Gal, UEF=3.31 replacing Tankless Natural Gas Water Heater, Med Draw, UEF=0.81 | 1 | 10 | 2020 | natural gas + electricity | electricity | NR |  |  |  |  | -1070 |  | 113 |  | -1070 | 113 | 0 | 0 |  | 0 | 0 |  | TRUE | 10 | 0 | 0 | TRUE | 2020+10 | 2030+00 | TRUE | TRUE | FALSE | FALSE | -1070 | 113 | TRUE | TRUE | FALSE | FALSE | 0 | 0 | TRUE | TRUE | TRUE | -1070 | 113 | 0 | 0 | -10700 | 1130 | 0 | 0 | 3503.9114 | 100000 | #N/A | 100000 | 0.035039 | 1 | #N/A | 0 | 0.00018595 | 0.005307 | #N/A | 0.005307 |  | 911 | 75.5081 | PASS | 4.0072 | PASS | Eligible | -1.9897 | 5.997 | 911 | 7.6481 | kWh | 2240.8702 | N/A | N/A | 76.4809 |  | 911 | 1 | -1070 | 113 | 0 | 0 | 10 | 0
Any | SWWH025-01 | DMo | Any | CZ16 | Any | 912 | Heat Pump Water Heater, >45 to ≤55 Gal, UEF=3.31 replacing Tankless Natural Gas Water Heater, Med Draw, UEF=0.81 | 1 | 10 | 2020 | natural gas + electricity | electricity | NR |  |  |  |  | -2550 |  | 145 |  | -2550 | 145 | 0 | 0 |  | 0 | 0 |  | TRUE | 10 | 0 | 0 | TRUE | 2020+10 | 2030+00 | TRUE | TRUE | FALSE | FALSE | -2550 | 145 | TRUE | TRUE | FALSE | FALSE | 0 | 0 | TRUE | TRUE | TRUE | -2550 | 145 | 0 | 0 | -25500 | 1450 | 0 | 0 | 3503.9114 | 100000 | #N/A | 100000 | 0.035039 | 1 | #N/A | 0 | 0.00018595 | 0.005307 | #N/A | 0.005307 |  | 912 | 55.6503 | PASS | 2.9534 | PASS | Eligible | -4.7418 | 7.6952 | 912 | 5.7969 | kWh | 1698.4618 | N/A | N/A | 57.9685 |  | 912 | 1 | -2550 | 145 | 0 | 0 | 10 | 0
Any | SWWH025-01 | SFm | Any | CZ01 | Any | 913 | Heat Pump Water Heater, >45 to ≤55 Gal, UEF=3.31 replacing Tankless Natural Gas Water Heater, High Draw, UEF=0.81 | 1 | 10 | 2020 | natural gas + electricity | electricity | NR |  |  |  |  | -2230 |  | 165 |  | -2230 | 165 | 0 | 0 |  | 0 | 0 |  | TRUE | 10 | 0 | 0 | TRUE | 2020+10 | 2030+00 | TRUE | TRUE | FALSE | FALSE | -2230 | 165 | TRUE | TRUE | FALSE | FALSE | 0 | 0 | TRUE | TRUE | TRUE | -2230 | 165 | 0 | 0 | -22300 | 1650 | 0 | 0 | 3503.9114 | 100000 | #N/A | 100000 | 0.035039 | 1 | #N/A | 0 | 0.00018595 | 0.005307 | #N/A | 0.005307 |  | 913 | 86.8628 | PASS | 4.6098 | PASS | Eligible | -4.1468 | 8.7566 | 913 | 8.889 | kWh | 2604.4565 | N/A | N/A | 88.8901 |  | 913 | 1 | -2230 | 165 | 0 | 0 | 10 | 0
Any | SWWH025-01 | SFm | Any | CZ02 | Any | 914 | Heat Pump Water Heater, >45 to ≤55 Gal, UEF=3.31 replacing Tankless Natural Gas Water Heater, High Draw, UEF=0.81 | 1 | 10 | 2020 | natural gas + electricity | electricity | NR |  |  |  |  | -1900 |  | 156 |  | -1900 | 156 | 0 | 0 |  | 0 | 0 |  | TRUE | 10 | 0 | 0 | TRUE | 2020+10 | 2030+00 | TRUE | TRUE | FALSE | FALSE | -1900 | 156 | TRUE | TRUE | FALSE | FALSE | 0 | 0 | TRUE | TRUE | TRUE | -1900 | 156 | 0 | 0 | -19000 | 1560 | 0 | 0 | 3503.9114 | 100000 | #N/A | 100000 | 0.035039 | 1 | #N/A | 0 | 0.00018595 | 0.005307 | #N/A | 0.005307 |  | 914 | 89.4257 | PASS | 4.7459 | PASS | Eligible | -3.5331 | 8.279 | 914 | 9.1153 | kWh | 2670.7589 | N/A | N/A | 91.153 |  | 914 | 1 | -1900 | 156 | 0 | 0 | 10 | 0
Any | SWWH025-01 | SFm | Any | CZ03 | Any | 915 | Heat Pump Water Heater, >45 to ≤55 Gal, UEF=3.31 replacing Tankless Natural Gas Water Heater, High Draw, UEF=0.81 | 1 | 10 | 2020 | natural gas + electricity | electricity | NR |  |  |  |  | -1860 |  | 156 |  | -1860 | 156 | 0 | 0 |  | 0 | 0 |  | TRUE | 10 | 0 | 0 | TRUE | 2020+10 | 2030+00 | TRUE | TRUE | FALSE | FALSE | -1860 | 156 | TRUE | TRUE | FALSE | FALSE | 0 | 0 | TRUE | TRUE | TRUE | -1860 | 156 | 0 | 0 | -18600 | 1560 | 0 | 0 | 3503.9114 | 100000 | #N/A | 100000 | 0.035039 | 1 | #N/A | 0 | 0.00018595 | 0.005307 | #N/A | 0.005307 |  | 915 | 90.8272 | PASS | 4.8202 | PASS | Eligible | -3.4587 | 8.279 | 915 | 9.2518 | kWh | 2710.7589 | N/A | N/A | 92.5182 |  | 915 | 1 | -1860 | 156 | 0 | 0 | 10 | 0
Any | SWWH025-01 | SFm | Any | CZ04 | Any | 916 | Heat Pump Water Heater, >45 to ≤55 Gal, UEF=3.31 replacing Tankless Natural Gas Water Heater, High Draw, UEF=0.81 | 1 | 10 | 2020 | natural gas + electricity | electricity | NR |  |  |  |  | -1780 |  | 152 |  | -1780 | 152 | 0 | 0 |  | 0 | 0 |  | TRUE | 10 | 0 | 0 | TRUE | 2020+10 | 2030+00 | TRUE | TRUE | FALSE | FALSE | -1780 | 152 | TRUE | TRUE | FALSE | FALSE | 0 | 0 | TRUE | TRUE | TRUE | -1780 | 152 | 0 | 0 | -17800 | 1520 | 0 | 0 | 3503.9114 | 100000 | #N/A | 100000 | 0.035039 | 1 | #N/A | 0 | 0.00018595 | 0.005307 | #N/A | 0.005307 |  | 916 | 89.6304 | PASS | 4.7567 | PASS | Eligible | -3.31 | 8.0667 | 916 | 9.1249 | kWh | 2673.5599 | N/A | N/A | 91.2486 |  | 916 | 1 | -1780 | 152 | 0 | 0 | 10 | 0
Any | SWWH025-01 | SFm | Any | CZ05 | Any | 917 | Heat Pump Water Heater, >45 to ≤55 Gal, UEF=3.31 replacing Tankless Natural Gas Water Heater, High Draw, UEF=0.81 | 1 | 10 | 2020 | natural gas + electricity | electricity | NR |  |  |  |  | -1920 |  | 158 |  | -1920 | 158 | 0 | 0 |  | 0 | 0 |  | TRUE | 10 | 0 | 0 | TRUE | 2020+10 | 2030+00 | TRUE | TRUE | FALSE | FALSE | -1920 | 158 | TRUE | TRUE | FALSE | FALSE | 0 | 0 | TRUE | TRUE | TRUE | -1920 | 158 | 0 | 0 | -19200 | 1580 | 0 | 0 | 3503.9114 | 100000 | #N/A | 100000 | 0.035039 | 1 | #N/A | 0 | 0.00018595 | 0.005307 | #N/A | 0.005307 |  | 917 | 90.7249 | PASS | 4.8148 | PASS | Eligible | -3.5703 | 8.3851 | 917 | 9.247 | kWh | 2709.3583 | N/A | N/A | 92.4704 |  | 917 | 1 | -1920 | 158 | 0 | 0 | 10 | 0
Any | SWWH025-01 | SFm | Any | CZ06 | Any | 918 | Heat Pump Water Heater, >45 to ≤55 Gal, UEF=3.31 replacing Tankless Natural Gas Water Heater, High Draw, UEF=0.81 | 1 | 10 | 2020 | natural gas + electricity | electricity | NR |  |  |  |  | -1640 |  | 149 |  | -1640 | 149 | 0 | 0 |  | 0 | 0 |  | TRUE | 10 | 0 | 0 | TRUE | 2020+10 | 2030+00 | TRUE | TRUE | FALSE | FALSE | -1640 | 149 | TRUE | TRUE | FALSE | FALSE | 0 | 0 | TRUE | TRUE | TRUE | -1640 | 149 | 0 | 0 | -16400 | 1490 | 0 | 0 | 3503.9114 | 100000 | #N/A | 100000 | 0.035039 | 1 | #N/A | 0 | 0.00018595 | 0.005307 | #N/A | 0.005307 |  | 918 | 91.5359 | PASS | 4.8578 | PASS | Eligible | -3.0496 | 7.9075 | 918 | 9.3027 | kWh | 2725.6607 | N/A | N/A | 93.0268 |  | 918 | 1 | -1640 | 149 | 0 | 0 | 10 | 0
Any | SWWH025-01 | SFm | Any | CZ07 | Any | 919 | Heat Pump Water Heater, >45 to ≤55 Gal, UEF=3.31 replacing Tankless Natural Gas Water Heater, High Draw, UEF=0.81 | 1 | 10 | 2020 | natural gas + electricity | electricity | NR |  |  |  |  | -1600 |  | 147 |  | -1600 | 147 | 0 | 0 |  | 0 | 0 |  | TRUE | 10 | 0 | 0 | TRUE | 2020+10 | 2030+00 | TRUE | TRUE | FALSE | FALSE | -1600 | 147 | TRUE | TRUE | FALSE | FALSE | 0 | 0 | TRUE | TRUE | TRUE | -1600 | 147 | 0 | 0 | -16000 | 1470 | 0 | 0 | 3503.9114 | 100000 | #N/A | 100000 | 0.035039 | 1 | #N/A | 0 | 0.00018595 | 0.005307 | #N/A | 0.005307 |  | 919 | 90.9374 | PASS | 4.8261 | PASS | Eligible | -2.9753 | 7.8013 | 919 | 9.2392 | kWh | 2707.0612 | N/A | N/A | 92.392 |  | 919 | 1 | -1600 | 147 | 0 | 0 | 10 | 0
Any | SWWH025-01 | SFm | Any | CZ08 | Any | 920 | Heat Pump Water Heater, >45 to ≤55 Gal, UEF=3.31 replacing Tankless Natural Gas Water Heater, High Draw, UEF=0.81 | 1 | 10 | 2020 | natural gas + electricity | electricity | NR |  |  |  |  | -1560 |  | 145 |  | -1560 | 145 | 0 | 0 |  | 0 | 0 |  | TRUE | 10 | 0 | 0 | TRUE | 2020+10 | 2030+00 | TRUE | TRUE | FALSE | FALSE | -1560 | 145 | TRUE | TRUE | FALSE | FALSE | 0 | 0 | TRUE | TRUE | TRUE | -1560 | 145 | 0 | 0 | -15600 | 1450 | 0 | 0 | 3503.9114 | 100000 | #N/A | 100000 | 0.035039 | 1 | #N/A | 0 | 0.00018595 | 0.005307 | #N/A | 0.005307 |  | 920 | 90.339 | PASS | 4.7943 | PASS | Eligible | -2.9009 | 7.6952 | 920 | 9.1757 | kWh | 2688.4618 | N/A | N/A | 91.7572 |  | 920 | 1 | -1560 | 145 | 0 | 0 | 10 | 0
Any | SWWH025-01 | SFm | Any | CZ09 | Any | 921 | Heat Pump Water Heater, >45 to ≤55 Gal, UEF=3.31 replacing Tankless Natural Gas Water Heater, High Draw, UEF=0.81 | 1 | 10 | 2020 | natural gas + electricity | electricity | NR |  |  |  |  | -1570 |  | 145 |  | -1570 | 145 | 0 | 0 |  | 0 | 0 |  | TRUE | 10 | 0 | 0 | TRUE | 2020+10 | 2030+00 | TRUE | TRUE | FALSE | FALSE | -1570 | 145 | TRUE | TRUE | FALSE | FALSE | 0 | 0 | TRUE | TRUE | TRUE | -1570 | 145 | 0 | 0 | -15700 | 1450 | 0 | 0 | 3503.9114 | 100000 | #N/A | 100000 | 0.035039 | 1 | #N/A | 0 | 0.00018595 | 0.005307 | #N/A | 0.005307 |  | 921 | 89.9886 | PASS | 4.7757 | PASS | Eligible | -2.9195 | 7.6952 | 921 | 9.1416 | kWh | 2678.4618 | N/A | N/A | 91.4159 |  | 921 | 1 | -1570 | 145 | 0 | 0 | 10 | 0
Any | SWWH025-01 | SFm | Any | CZ10 | Any | 922 | Heat Pump Water Heater, >45 to ≤55 Gal, UEF=3.31 replacing Tankless Natural Gas Water Heater, High Draw, UEF=0.81 | 1 | 10 | 2020 | natural gas + electricity | electricity | NR |  |  |  |  | -1570 |  | 145 |  | -1570 | 145 | 0 | 0 |  | 0 | 0 |  | TRUE | 10 | 0 | 0 | TRUE | 2020+10 | 2030+00 | TRUE | TRUE | FALSE | FALSE | -1570 | 145 | TRUE | TRUE | FALSE | FALSE | 0 | 0 | TRUE | TRUE | TRUE | -1570 | 145 | 0 | 0 | -15700 | 1450 | 0 | 0 | 3503.9114 | 100000 | #N/A | 100000 | 0.035039 | 1 | #N/A | 0 | 0.00018595 | 0.005307 | #N/A | 0.005307 |  | 922 | 89.9886 | PASS | 4.7757 | PASS | Eligible | -2.9195 | 7.6952 | 922 | 9.1416 | kWh | 2678.4618 | N/A | N/A | 91.4159 |  | 922 | 1 | -1570 | 145 | 0 | 0 | 10 | 0
Any | SWWH025-01 | SFm | Any | CZ11 | Any | 923 | Heat Pump Water Heater, >45 to ≤55 Gal, UEF=3.31 replacing Tankless Natural Gas Water Heater, High Draw, UEF=0.81 | 1 | 10 | 2020 | natural gas + electricity | electricity | NR |  |  |  |  | -1720 |  | 147 |  | -1720 | 147 | 0 | 0 |  | 0 | 0 |  | TRUE | 10 | 0 | 0 | TRUE | 2020+10 | 2030+00 | TRUE | TRUE | FALSE | FALSE | -1720 | 147 | TRUE | TRUE | FALSE | FALSE | 0 | 0 | TRUE | TRUE | TRUE | -1720 | 147 | 0 | 0 | -17200 | 1470 | 0 | 0 | 3503.9114 | 100000 | #N/A | 100000 | 0.035039 | 1 | #N/A | 0 | 0.00018595 | 0.005307 | #N/A | 0.005307 |  | 923 | 86.7327 | PASS | 4.6029 | PASS | Eligible | -3.1984 | 7.8013 | 923 | 8.8296 | kWh | 2587.0612 | N/A | N/A | 88.2964 |  | 923 | 1 | -1720 | 147 | 0 | 0 | 10 | 0
Any | SWWH025-01 | SFm | Any | CZ12 | Any | 924 | Heat Pump Water Heater, >45 to ≤55 Gal, UEF=3.31 replacing Tankless Natural Gas Water Heater, High Draw, UEF=0.81 | 1 | 10 | 2020 | natural gas + electricity | electricity | NR |  |  |  |  | -1760 |  | 150 |  | -1760 | 150 | 0 | 0 |  | 0 | 0 |  | TRUE | 10 | 0 | 0 | TRUE | 2020+10 | 2030+00 | TRUE | TRUE | FALSE | FALSE | -1760 | 150 | TRUE | TRUE | FALSE | FALSE | 0 | 0 | TRUE | TRUE | TRUE | -1760 | 150 | 0 | 0 | -17600 | 1500 | 0 | 0 | 3503.9114 | 100000 | #N/A | 100000 | 0.035039 | 1 | #N/A | 0 | 0.00018595 | 0.005307 | #N/A | 0.005307 |  | 924 | 88.3312 | PASS | 4.6878 | PASS | Eligible | -3.2728 | 7.9606 | 924 | 8.9931 | kWh | 2634.9604 | N/A | N/A | 89.9312 |  | 924 | 1 | -1760 | 150 | 0 | 0 | 10 | 0
Any | SWWH025-01 | SFm | Any | CZ13 | Any | 925 | Heat Pump Water Heater, >45 to ≤55 Gal, UEF=3.31 replacing Tankless Natural Gas Water Heater, High Draw, UEF=0.81 | 1 | 10 | 2020 | natural gas + electricity | electricity | NR |  |  |  |  | -1650 |  | 145 |  | -1650 | 145 | 0 | 0 |  | 0 | 0 |  | TRUE | 10 | 0 | 0 | TRUE | 2020+10 | 2030+00 | TRUE | TRUE | FALSE | FALSE | -1650 | 145 | TRUE | TRUE | FALSE | FALSE | 0 | 0 | TRUE | TRUE | TRUE | -1650 | 145 | 0 | 0 | -16500 | 1450 | 0 | 0 | 3503.9114 | 100000 | #N/A | 100000 | 0.035039 | 1 | #N/A | 0 | 0.00018595 | 0.005307 | #N/A | 0.005307 |  | 925 | 87.1855 | PASS | 4.627 | PASS | Eligible | -3.0682 | 7.6952 | 925 | 8.8686 | kWh | 2598.4618 | N/A | N/A | 88.6855 |  | 925 | 1 | -1650 | 145 | 0 | 0 | 10 | 0
Any | SWWH025-01 | SFm | Any | CZ14 | Any | 926 | Heat Pump Water Heater, >45 to ≤55 Gal, UEF=3.31 replacing Tankless Natural Gas Water Heater, High Draw, UEF=0.81 | 1 | 10 | 2020 | natural gas + electricity | electricity | NR |  |  |  |  | -1760 |  | 148 |  | -1760 | 148 | 0 | 0 |  | 0 | 0 |  | TRUE | 10 | 0 | 0 | TRUE | 2020+10 | 2030+00 | TRUE | TRUE | FALSE | FALSE | -1760 | 148 | TRUE | TRUE | FALSE | FALSE | 0 | 0 | TRUE | TRUE | TRUE | -1760 | 148 | 0 | 0 | -17600 | 1480 | 0 | 0 | 3503.9114 | 100000 | #N/A | 100000 | 0.035039 | 1 | #N/A | 0 | 0.00018595 | 0.005307 | #N/A | 0.005307 |  | 926 | 86.3312 | PASS | 4.5816 | PASS | Eligible | -3.2728 | 7.8544 | 926 | 8.7931 | kWh | 2576.361 | N/A | N/A | 87.9312 |  | 926 | 1 | -1760 | 148 | 0 | 0 | 10 | 0
Any | SWWH025-01 | SFm | Any | CZ15 | Any | 927 | Heat Pump Water Heater, >45 to ≤55 Gal, UEF=3.31 replacing Tankless Natural Gas Water Heater, High Draw, UEF=0.81 | 1 | 10 | 2020 | natural gas + electricity | electricity | NR |  |  |  |  | -1200 |  | 127 |  | -1200 | 127 | 0 | 0 |  | 0 | 0 |  | TRUE | 10 | 0 | 0 | TRUE | 2020+10 | 2030+00 | TRUE | TRUE | FALSE | FALSE | -1200 | 127 | TRUE | TRUE | FALSE | FALSE | 0 | 0 | TRUE | TRUE | TRUE | -1200 | 127 | 0 | 0 | -12000 | 1270 | 0 | 0 | 3503.9114 | 100000 | #N/A | 100000 | 0.035039 | 1 | #N/A | 0 | 0.00018595 | 0.005307 | #N/A | 0.005307 |  | 927 | 84.9531 | PASS | 4.5085 | PASS | Eligible | -2.2314 | 6.7399 | 927 | 8.6044 | kWh | 2521.0665 | N/A | N/A | 86.044 |  | 927 | 1 | -1200 | 127 | 0 | 0 | 10 | 0
Any | SWWH025-01 | SFm | Any | CZ16 | Any | 928 | Heat Pump Water Heater, >45 to ≤55 Gal, UEF=3.31 replacing Tankless Natural Gas Water Heater, High Draw, UEF=0.81 | 1 | 10 | 2020 | natural gas + electricity | electricity | NR |  |  |  |  | -2670 |  | 165 |  | -2670 | 165 | 0 | 0 |  | 0 | 0 |  | TRUE | 10 | 0 | 0 | TRUE | 2020+10 | 2030+00 | TRUE | TRUE | FALSE | FALSE | -2670 | 165 | TRUE | TRUE | FALSE | FALSE | 0 | 0 | TRUE | TRUE | TRUE | -2670 | 165 | 0 | 0 | -26700 | 1650 | 0 | 0 | 3503.9114 | 100000 | #N/A | 100000 | 0.035039 | 1 | #N/A | 0 | 0.00018595 | 0.005307 | #N/A | 0.005307 |  | 928 | 71.4456 | PASS | 3.7916 | PASS | Eligible | -4.965 | 8.7566 | 928 | 7.3873 | kWh | 2164.4565 | N/A | N/A | 73.8729 |  | 928 | 1 | -2670 | 165 | 0 | 0 | 10 | 0
Any | SWWH025-01 | MFm | Any | CZ01 | Any | 929 | Heat Pump Water Heater, >45 to ≤55 Gal, UEF=3.31 replacing Tankless Natural Gas Water Heater, High Draw, UEF=0.81 | 1 | 10 | 2020 | natural gas + electricity | electricity | NR |  |  |  |  | -1380 |  | 143 |  | -1380 | 143 | 0 | 0 |  | 0 | 0 |  | TRUE | 10 | 0 | 0 | TRUE | 2020+10 | 2030+00 | TRUE | TRUE | FALSE | FALSE | -1380 | 143 | TRUE | TRUE | FALSE | FALSE | 0 | 0 | TRUE | TRUE | TRUE | -1380 | 143 | 0 | 0 | -13800 | 1430 | 0 | 0 | 3503.9114 | 100000 | #N/A | 100000 | 0.035039 | 1 | #N/A | 0 | 0.00018595 | 0.005307 | #N/A | 0.005307 |  | 929 | 94.646 | PASS | 5.0229 | PASS | Eligible | -2.5662 | 7.5891 | 929 | 9.5901 | kWh | 2809.8623 | N/A | N/A | 95.9006 |  | 929 | 1 | -1380 | 143 | 0 | 0 | 10 | 0
Any | SWWH025-01 | MFm | Any | CZ02 | Any | 930 | Heat Pump Water Heater, >45 to ≤55 Gal, UEF=3.31 replacing Tankless Natural Gas Water Heater, High Draw, UEF=0.81 | 1 | 10 | 2020 | natural gas + electricity | electricity | NR |  |  |  |  | -1280 |  | 135 |  | -1280 | 135 | 0 | 0 |  | 0 | 0 |  | TRUE | 10 | 0 | 0 | TRUE | 2020+10 | 2030+00 | TRUE | TRUE | FALSE | FALSE | -1280 | 135 | TRUE | TRUE | FALSE | FALSE | 0 | 0 | TRUE | TRUE | TRUE | -1280 | 135 | 0 | 0 | -12800 | 1350 | 0 | 0 | 3503.9114 | 100000 | #N/A | 100000 | 0.035039 | 1 | #N/A | 0 | 0.00018595 | 0.005307 | #N/A | 0.005307 |  | 930 | 90.1499 | PASS | 4.7843 | PASS | Eligible | -2.3802 | 7.1645 | 930 | 9.1314 | kWh | 2675.4644 | N/A | N/A | 91.3136 |  | 930 | 1 | -1280 | 135 | 0 | 0 | 10 | 0
Any | SWWH025-01 | MFm | Any | CZ03 | Any | 931 | Heat Pump Water Heater, >45 to ≤55 Gal, UEF=3.31 replacing Tankless Natural Gas Water Heater, High Draw, UEF=0.81 | 1 | 10 | 2020 | natural gas + electricity | electricity | NR |  |  |  |  | -1260 |  | 135 |  | -1260 | 135 | 0 | 0 |  | 0 | 0 |  | TRUE | 10 | 0 | 0 | TRUE | 2020+10 | 2030+00 | TRUE | TRUE | FALSE | FALSE | -1260 | 135 | TRUE | TRUE | FALSE | FALSE | 0 | 0 | TRUE | TRUE | TRUE | -1260 | 135 | 0 | 0 | -12600 | 1350 | 0 | 0 | 3503.9114 | 100000 | #N/A | 100000 | 0.035039 | 1 | #N/A | 0 | 0.00018595 | 0.005307 | #N/A | 0.005307 |  | 931 | 90.8507 | PASS | 4.8215 | PASS | Eligible | -2.343 | 7.1645 | 931 | 9.1996 | kWh | 2695.4644 | N/A | N/A | 91.9962 |  | 931 | 1 | -1260 | 135 | 0 | 0 | 10 | 0
Any | SWWH025-01 | MFm | Any | CZ04 | Any | 932 | Heat Pump Water Heater, >45 to ≤55 Gal, UEF=3.31 replacing Tankless Natural Gas Water Heater, High Draw, UEF=0.81 | 1 | 10 | 2020 | natural gas + electricity | electricity | NR |  |  |  |  | -1230 |  | 132 |  | -1230 | 132 | 0 | 0 |  | 0 | 0 |  | TRUE | 10 | 0 | 0 | TRUE | 2020+10 | 2030+00 | TRUE | TRUE | FALSE | FALSE | -1230 | 132 | TRUE | TRUE | FALSE | FALSE | 0 | 0 | TRUE | TRUE | TRUE | -1230 | 132 | 0 | 0 | -12300 | 1320 | 0 | 0 | 3503.9114 | 100000 | #N/A | 100000 | 0.035039 | 1 | #N/A | 0 | 0.00018595 | 0.005307 | #N/A | 0.005307 |  | 932 | 88.9019 | PASS | 4.7181 | PASS | Eligible | -2.2872 | 7.0053 | 932 | 9.002 | kWh | 2637.5652 | N/A | N/A | 90.0201 |  | 932 | 1 | -1230 | 132 | 0 | 0 | 10 | 0
Any | SWWH025-01 | MFm | Any | CZ05 | Any | 933 | Heat Pump Water Heater, >45 to ≤55 Gal, UEF=3.31 replacing Tankless Natural Gas Water Heater, High Draw, UEF=0.81 | 1 | 10 | 2020 | natural gas + electricity | electricity | NR |  |  |  |  | -1280 |  | 137 |  | -1280 | 137 | 0 | 0 |  | 0 | 0 |  | TRUE | 10 | 0 | 0 | TRUE | 2020+10 | 2030+00 | TRUE | TRUE | FALSE | FALSE | -1280 | 137 | TRUE | TRUE | FALSE | FALSE | 0 | 0 | TRUE | TRUE | TRUE | -1280 | 137 | 0 | 0 | -12800 | 1370 | 0 | 0 | 3503.9114 | 100000 | #N/A | 100000 | 0.035039 | 1 | #N/A | 0 | 0.00018595 | 0.005307 | #N/A | 0.005307 |  | 933 | 92.1499 | PASS | 4.8904 | PASS | Eligible | -2.3802 | 7.2706 | 933 | 9.3314 | kWh | 2734.0639 | N/A | N/A | 93.3136 |  | 933 | 1 | -1280 | 137 | 0 | 0 | 10 | 0
Any | SWWH025-01 | MFm | Any | CZ06 | Any | 934 | Heat Pump Water Heater, >45 to ≤55 Gal, UEF=3.31 replacing Tankless Natural Gas Water Heater, High Draw, UEF=0.81 | 1 | 10 | 2020 | natural gas + electricity | electricity | NR |  |  |  |  | -1180 |  | 129 |  | -1180 | 129 | 0 | 0 |  | 0 | 0 |  | TRUE | 10 | 0 | 0 | TRUE | 2020+10 | 2030+00 | TRUE | TRUE | FALSE | FALSE | -1180 | 129 | TRUE | TRUE | FALSE | FALSE | 0 | 0 | TRUE | TRUE | TRUE | -1180 | 129 | 0 | 0 | -11800 | 1290 | 0 | 0 | 3503.9114 | 100000 | #N/A | 100000 | 0.035039 | 1 | #N/A | 0 | 0.00018595 | 0.005307 | #N/A | 0.005307 |  | 934 | 87.6538 | PASS | 4.6518 | PASS | Eligible | -2.1943 | 6.8461 | 934 | 8.8727 | kWh | 2599.666 | N/A | N/A | 88.7266 |  | 934 | 1 | -1180 | 129 | 0 | 0 | 10 | 0
Any | SWWH025-01 | MFm | Any | CZ07 | Any | 935 | Heat Pump Water Heater, >45 to ≤55 Gal, UEF=3.31 replacing Tankless Natural Gas Water Heater, High Draw, UEF=0.81 | 1 | 10 | 2020 | natural gas + electricity | electricity | NR |  |  |  |  | -1160 |  | 128 |  | -1160 | 128 | 0 | 0 |  | 0 | 0 |  | TRUE | 10 | 0 | 0 | TRUE | 2020+10 | 2030+00 | TRUE | TRUE | FALSE | FALSE | -1160 | 128 | TRUE | TRUE | FALSE | FALSE | 0 | 0 | TRUE | TRUE | TRUE | -1160 | 128 | 0 | 0 | -11600 | 1280 | 0 | 0 | 3503.9114 | 100000 | #N/A | 100000 | 0.035039 | 1 | #N/A | 0 | 0.00018595 | 0.005307 | #N/A | 0.005307 |  | 935 | 87.3546 | PASS | 4.6359 | PASS | Eligible | -2.1571 | 6.793 | 935 | 8.8409 | kWh | 2590.3662 | N/A | N/A | 88.4092 |  | 935 | 1 | -1160 | 128 | 0 | 0 | 10 | 0
Any | SWWH025-01 | MFm | Any | CZ08 | Any | 936 | Heat Pump Water Heater, >45 to ≤55 Gal, UEF=3.31 replacing Tankless Natural Gas Water Heater, High Draw, UEF=0.81 | 1 | 10 | 2020 | natural gas + electricity | electricity | NR |  |  |  |  | -1150 |  | 126 |  | -1150 | 126 | 0 | 0 |  | 0 | 0 |  | TRUE | 10 | 0 | 0 | TRUE | 2020+10 | 2030+00 | TRUE | TRUE | FALSE | FALSE | -1150 | 126 | TRUE | TRUE | FALSE | FALSE | 0 | 0 | TRUE | TRUE | TRUE | -1150 | 126 | 0 | 0 | -11500 | 1260 | 0 | 0 | 3503.9114 | 100000 | #N/A | 100000 | 0.035039 | 1 | #N/A | 0 | 0.00018595 | 0.005307 | #N/A | 0.005307 |  | 936 | 85.705 | PASS | 4.5484 | PASS | Eligible | -2.1385 | 6.6869 | 936 | 8.6751 | kWh | 2541.7668 | N/A | N/A | 86.7505 |  | 936 | 1 | -1150 | 126 | 0 | 0 | 10 | 0
Any | SWWH025-01 | MFm | Any | CZ09 | Any | 937 | Heat Pump Water Heater, >45 to ≤55 Gal, UEF=3.31 replacing Tankless Natural Gas Water Heater, High Draw, UEF=0.81 | 1 | 10 | 2020 | natural gas + electricity | electricity | NR |  |  |  |  | -1150 |  | 126 |  | -1150 | 126 | 0 | 0 |  | 0 | 0 |  | TRUE | 10 | 0 | 0 | TRUE | 2020+10 | 2030+00 | TRUE | TRUE | FALSE | FALSE | -1150 | 126 | TRUE | TRUE | FALSE | FALSE | 0 | 0 | TRUE | TRUE | TRUE | -1150 | 126 | 0 | 0 | -11500 | 1260 | 0 | 0 | 3503.9114 | 100000 | #N/A | 100000 | 0.035039 | 1 | #N/A | 0 | 0.00018595 | 0.005307 | #N/A | 0.005307 |  | 937 | 85.705 | PASS | 4.5484 | PASS | Eligible | -2.1385 | 6.6869 | 937 | 8.6751 | kWh | 2541.7668 | N/A | N/A | 86.7505 |  | 937 | 1 | -1150 | 126 | 0 | 0 | 10 | 0
Any | SWWH025-01 | MFm | Any | CZ10 | Any | 938 | Heat Pump Water Heater, >45 to ≤55 Gal, UEF=3.31 replacing Tankless Natural Gas Water Heater, High Draw, UEF=0.81 | 1 | 10 | 2020 | natural gas + electricity | electricity | NR |  |  |  |  | -1140 |  | 126 |  | -1140 | 126 | 0 | 0 |  | 0 | 0 |  | TRUE | 10 | 0 | 0 | TRUE | 2020+10 | 2030+00 | TRUE | TRUE | FALSE | FALSE | -1140 | 126 | TRUE | TRUE | FALSE | FALSE | 0 | 0 | TRUE | TRUE | TRUE | -1140 | 126 | 0 | 0 | -11400 | 1260 | 0 | 0 | 3503.9114 | 100000 | #N/A | 100000 | 0.035039 | 1 | #N/A | 0 | 0.00018595 | 0.005307 | #N/A | 0.005307 |  | 938 | 86.0554 | PASS | 4.567 | PASS | Eligible | -2.1199 | 6.6869 | 938 | 8.7092 | kWh | 2551.7668 | N/A | N/A | 87.0918 |  | 938 | 1 | -1140 | 126 | 0 | 0 | 10 | 0
Any | SWWH025-01 | MFm | Any | CZ11 | Any | 939 | Heat Pump Water Heater, >45 to ≤55 Gal, UEF=3.31 replacing Tankless Natural Gas Water Heater, High Draw, UEF=0.81 | 1 | 10 | 2020 | natural gas + electricity | electricity | NR |  |  |  |  | -1180 |  | 127 |  | -1180 | 127 | 0 | 0 |  | 0 | 0 |  | TRUE | 10 | 0 | 0 | TRUE | 2020+10 | 2030+00 | TRUE | TRUE | FALSE | FALSE | -1180 | 127 | TRUE | TRUE | FALSE | FALSE | 0 | 0 | TRUE | TRUE | TRUE | -1180 | 127 | 0 | 0 | -11800 | 1270 | 0 | 0 | 3503.9114 | 100000 | #N/A | 100000 | 0.035039 | 1 | #N/A | 0 | 0.00018595 | 0.005307 | #N/A | 0.005307 |  | 939 | 85.6538 | PASS | 4.5457 | PASS | Eligible | -2.1943 | 6.7399 | 939 | 8.6727 | kWh | 2541.0665 | N/A | N/A | 86.7266 |  | 939 | 1 | -1180 | 127 | 0 | 0 | 10 | 0
Any | SWWH025-01 | MFm | Any | CZ12 | Any | 940 | Heat Pump Water Heater, >45 to ≤55 Gal, UEF=3.31 replacing Tankless Natural Gas Water Heater, High Draw, UEF=0.81 | 1 | 10 | 2020 | natural gas + electricity | electricity | NR |  |  |  |  | -1210 |  | 130 |  | -1210 | 130 | 0 | 0 |  | 0 | 0 |  | TRUE | 10 | 0 | 0 | TRUE | 2020+10 | 2030+00 | TRUE | TRUE | FALSE | FALSE | -1210 | 130 | TRUE | TRUE | FALSE | FALSE | 0 | 0 | TRUE | TRUE | TRUE | -1210 | 130 | 0 | 0 | -12100 | 1300 | 0 | 0 | 3503.9114 | 100000 | #N/A | 100000 | 0.035039 | 1 | #N/A | 0 | 0.00018595 | 0.005307 | #N/A | 0.005307 |  | 940 | 87.6027 | PASS | 4.6491 | PASS | Eligible | -2.25 | 6.8991 | 940 | 8.8703 | kWh | 2598.9657 | N/A | N/A | 88.7027 |  | 940 | 1 | -1210 | 130 | 0 | 0 | 10 | 0
Any | SWWH025-01 | MFm | Any | CZ13 | Any | 941 | Heat Pump Water Heater, >45 to ≤55 Gal, UEF=3.31 replacing Tankless Natural Gas Water Heater, High Draw, UEF=0.81 | 1 | 10 | 2020 | natural gas + electricity | electricity | NR |  |  |  |  | -1160 |  | 126 |  | -1160 | 126 | 0 | 0 |  | 0 | 0 |  | TRUE | 10 | 0 | 0 | TRUE | 2020+10 | 2030+00 | TRUE | TRUE | FALSE | FALSE | -1160 | 126 | TRUE | TRUE | FALSE | FALSE | 0 | 0 | TRUE | TRUE | TRUE | -1160 | 126 | 0 | 0 | -11600 | 1260 | 0 | 0 | 3503.9114 | 100000 | #N/A | 100000 | 0.035039 | 1 | #N/A | 0 | 0.00018595 | 0.005307 | #N/A | 0.005307 |  | 941 | 85.3546 | PASS | 4.5298 | PASS | Eligible | -2.1571 | 6.6869 | 941 | 8.6409 | kWh | 2531.7668 | N/A | N/A | 86.4092 |  | 941 | 1 | -1160 | 126 | 0 | 0 | 10 | 0
Any | SWWH025-01 | MFm | Any | CZ14 | Any | 942 | Heat Pump Water Heater, >45 to ≤55 Gal, UEF=3.31 replacing Tankless Natural Gas Water Heater, High Draw, UEF=0.81 | 1 | 10 | 2020 | natural gas + electricity | electricity | NR |  |  |  |  | -1180 |  | 128 |  | -1180 | 128 | 0 | 0 |  | 0 | 0 |  | TRUE | 10 | 0 | 0 | TRUE | 2020+10 | 2030+00 | TRUE | TRUE | FALSE | FALSE | -1180 | 128 | TRUE | TRUE | FALSE | FALSE | 0 | 0 | TRUE | TRUE | TRUE | -1180 | 128 | 0 | 0 | -11800 | 1280 | 0 | 0 | 3503.9114 | 100000 | #N/A | 100000 | 0.035039 | 1 | #N/A | 0 | 0.00018595 | 0.005307 | #N/A | 0.005307 |  | 942 | 86.6538 | PASS | 4.5988 | PASS | Eligible | -2.1943 | 6.793 | 942 | 8.7727 | kWh | 2570.3662 | N/A | N/A | 87.7266 |  | 942 | 1 | -1180 | 128 | 0 | 0 | 10 | 0
Any | SWWH025-01 | MFm | Any | CZ15 | Any | 943 | Heat Pump Water Heater, >45 to ≤55 Gal, UEF=3.31 replacing Tankless Natural Gas Water Heater, High Draw, UEF=0.81 | 1 | 10 | 2020 | natural gas + electricity | electricity | NR |  |  |  |  | -965 |  | 111 |  | -965 | 111 | 0 | 0 |  | 0 | 0 |  | TRUE | 10 | 0 | 0 | TRUE | 2020+10 | 2030+00 | TRUE | TRUE | FALSE | FALSE | -965 | 111 | TRUE | TRUE | FALSE | FALSE | 0 | 0 | TRUE | TRUE | TRUE | -965 | 111 | 0 | 0 | -9650 | 1110 | 0 | 0 | 3503.9114 | 100000 | #N/A | 100000 | 0.035039 | 1 | #N/A | 0 | 0.00018595 | 0.005307 | #N/A | 0.005307 |  | 943 | 77.1873 | PASS | 4.0964 | PASS | Eligible | -1.7945 | 5.8908 | 943 | 7.8065 | kWh | 2287.2707 | N/A | N/A | 78.0645 |  | 943 | 1 | -965 | 111 | 0 | 0 | 10 | 0
Any | SWWH025-01 | MFm | Any | CZ16 | Any | 944 | Heat Pump Water Heater, >45 to ≤55 Gal, UEF=3.31 replacing Tankless Natural Gas Water Heater, High Draw, UEF=0.81 | 1 | 10 | 2020 | natural gas + electricity | electricity | NR |  |  |  |  | -1370 |  | 142 |  | -1370 | 142 | 0 | 0 |  | 0 | 0 |  | TRUE | 10 | 0 | 0 | TRUE | 2020+10 | 2030+00 | TRUE | TRUE | FALSE | FALSE | -1370 | 142 | TRUE | TRUE | FALSE | FALSE | 0 | 0 | TRUE | TRUE | TRUE | -1370 | 142 | 0 | 0 | -13700 | 1420 | 0 | 0 | 3503.9114 | 100000 | #N/A | 100000 | 0.035039 | 1 | #N/A | 0 | 0.00018595 | 0.005307 | #N/A | 0.005307 |  | 944 | 93.9964 | PASS | 4.9884 | PASS | Eligible | -2.5476 | 7.536 | 944 | 9.5242 | kWh | 2790.5626 | N/A | N/A | 95.2419 |  | 944 | 1 | -1370 | 142 | 0 | 0 | 10 | 0
Any | SWWH025-01 | DMo | Any | CZ01 | Any | 945 | Heat Pump Water Heater, >45 to ≤55 Gal, UEF=3.31 replacing Tankless Natural Gas Water Heater, High Draw, UEF=0.81 | 1 | 10 | 2020 | natural gas + electricity | electricity | NR |  |  |  |  | -2070 |  | 144 |  | -2070 | 144 | 0 | 0 |  | 0 | 0 |  | TRUE | 10 | 0 | 0 | TRUE | 2020+10 | 2030+00 | TRUE | TRUE | FALSE | FALSE | -2070 | 144 | TRUE | TRUE | FALSE | FALSE | 0 | 0 | TRUE | TRUE | TRUE | -2070 | 144 | 0 | 0 | -20700 | 1440 | 0 | 0 | 3503.9114 | 100000 | #N/A | 100000 | 0.035039 | 1 | #N/A | 0 | 0.00018595 | 0.005307 | #N/A | 0.005307 |  | 945 | 71.469 | PASS | 3.7929 | PASS | Eligible | -3.8492 | 7.6421 | 945 | 7.3351 | kWh | 2149.162 | N/A | N/A | 73.3509 |  | 945 | 1 | -2070 | 144 | 0 | 0 | 10 | 0
Any | SWWH025-01 | DMo | Any | CZ02 | Any | 946 | Heat Pump Water Heater, >45 to ≤55 Gal, UEF=3.31 replacing Tankless Natural Gas Water Heater, High Draw, UEF=0.81 | 1 | 10 | 2020 | natural gas + electricity | electricity | NR |  |  |  |  | -1790 |  | 136 |  | -1790 | 136 | 0 | 0 |  | 0 | 0 |  | TRUE | 10 | 0 | 0 | TRUE | 2020+10 | 2030+00 | TRUE | TRUE | FALSE | FALSE | -1790 | 136 | TRUE | TRUE | FALSE | FALSE | 0 | 0 | TRUE | TRUE | TRUE | -1790 | 136 | 0 | 0 | -17900 | 1360 | 0 | 0 | 3503.9114 | 100000 | #N/A | 100000 | 0.035039 | 1 | #N/A | 0 | 0.00018595 | 0.005307 | #N/A | 0.005307 |  | 946 | 73.28 | PASS | 3.889 | PASS | Eligible | -3.3286 | 7.2176 | 946 | 7.4907 | kWh | 2194.7641 | N/A | N/A | 74.9073 |  | 946 | 1 | -1790 | 136 | 0 | 0 | 10 | 0
Any | SWWH025-01 | DMo | Any | CZ03 | Any | 947 | Heat Pump Water Heater, >45 to ≤55 Gal, UEF=3.31 replacing Tankless Natural Gas Water Heater, High Draw, UEF=0.81 | 1 | 10 | 2020 | natural gas + electricity | electricity | NR |  |  |  |  | -1660 |  | 136 |  | -1660 | 136 | 0 | 0 |  | 0 | 0 |  | TRUE | 10 | 0 | 0 | TRUE | 2020+10 | 2030+00 | TRUE | TRUE | FALSE | FALSE | -1660 | 136 | TRUE | TRUE | FALSE | FALSE | 0 | 0 | TRUE | TRUE | TRUE | -1660 | 136 | 0 | 0 | -16600 | 1360 | 0 | 0 | 3503.9114 | 100000 | #N/A | 100000 | 0.035039 | 1 | #N/A | 0 | 0.00018595 | 0.005307 | #N/A | 0.005307 |  | 947 | 77.8351 | PASS | 4.1307 | PASS | Eligible | -3.0868 | 7.2176 | 947 | 7.9344 | kWh | 2324.7641 | N/A | N/A | 79.3442 |  | 947 | 1 | -1660 | 136 | 0 | 0 | 10 | 0
Any | SWWH025-01 | DMo | Any | CZ04 | Any | 948 | Heat Pump Water Heater, >45 to ≤55 Gal, UEF=3.31 replacing Tankless Natural Gas Water Heater, High Draw, UEF=0.81 | 1 | 10 | 2020 | natural gas + electricity | electricity | NR |  |  |  |  | -1620 |  | 133 |  | -1620 | 133 | 0 | 0 |  | 0 | 0 |  | TRUE | 10 | 0 | 0 | TRUE | 2020+10 | 2030+00 | TRUE | TRUE | FALSE | FALSE | -1620 | 133 | TRUE | TRUE | FALSE | FALSE | 0 | 0 | TRUE | TRUE | TRUE | -1620 | 133 | 0 | 0 | -16200 | 1330 | 0 | 0 | 3503.9114 | 100000 | #N/A | 100000 | 0.035039 | 1 | #N/A | 0 | 0.00018595 | 0.005307 | #N/A | 0.005307 |  | 948 | 76.2366 | PASS | 4.0459 | PASS | Eligible | -3.0125 | 7.0584 | 948 | 7.7709 | kWh | 2276.8649 | N/A | N/A | 77.7094 |  | 948 | 1 | -1620 | 133 | 0 | 0 | 10 | 0
Any | SWWH025-01 | DMo | Any | CZ05 | Any | 949 | Heat Pump Water Heater, >45 to ≤55 Gal, UEF=3.31 replacing Tankless Natural Gas Water Heater, High Draw, UEF=0.81 | 1 | 10 | 2020 | natural gas + electricity | electricity | NR |  |  |  |  | -1780 |  | 138 |  | -1780 | 138 | 0 | 0 |  | 0 | 0 |  | TRUE | 10 | 0 | 0 | TRUE | 2020+10 | 2030+00 | TRUE | TRUE | FALSE | FALSE | -1780 | 138 | TRUE | TRUE | FALSE | FALSE | 0 | 0 | TRUE | TRUE | TRUE | -1780 | 138 | 0 | 0 | -17800 | 1380 | 0 | 0 | 3503.9114 | 100000 | #N/A | 100000 | 0.035039 | 1 | #N/A | 0 | 0.00018595 | 0.005307 | #N/A | 0.005307 |  | 949 | 75.6304 | PASS | 4.0137 | PASS | Eligible | -3.31 | 7.3237 | 949 | 7.7249 | kWh | 2263.3636 | N/A | N/A | 77.2486 |  | 949 | 1 | -1780 | 138 | 0 | 0 | 10 | 0
Any | SWWH025-01 | DMo | Any | CZ06 | Any | 950 | Heat Pump Water Heater, >45 to ≤55 Gal, UEF=3.31 replacing Tankless Natural Gas Water Heater, High Draw, UEF=0.81 | 1 | 10 | 2020 | natural gas + electricity | electricity | NR |  |  |  |  | -1460 |  | 130 |  | -1460 | 130 | 0 | 0 |  | 0 | 0 |  | TRUE | 10 | 0 | 0 | TRUE | 2020+10 | 2030+00 | TRUE | TRUE | FALSE | FALSE | -1460 | 130 | TRUE | TRUE | FALSE | FALSE | 0 | 0 | TRUE | TRUE | TRUE | -1460 | 130 | 0 | 0 | -14600 | 1300 | 0 | 0 | 3503.9114 | 100000 | #N/A | 100000 | 0.035039 | 1 | #N/A | 0 | 0.00018595 | 0.005307 | #N/A | 0.005307 |  | 950 | 78.8429 | PASS | 4.1842 | PASS | Eligible | -2.7149 | 6.8991 | 950 | 8.017 | kWh | 2348.9657 | N/A | N/A | 80.1702 |  | 950 | 1 | -1460 | 130 | 0 | 0 | 10 | 0
Any | SWWH025-01 | DMo | Any | CZ07 | Any | 951 | Heat Pump Water Heater, >45 to ≤55 Gal, UEF=3.31 replacing Tankless Natural Gas Water Heater, High Draw, UEF=0.81 | 1 | 10 | 2020 | natural gas + electricity | electricity | NR |  |  |  |  | -1390 |  | 129 |  | -1390 | 129 | 0 | 0 |  | 0 | 0 |  | TRUE | 10 | 0 | 0 | TRUE | 2020+10 | 2030+00 | TRUE | TRUE | FALSE | FALSE | -1390 | 129 | TRUE | TRUE | FALSE | FALSE | 0 | 0 | TRUE | TRUE | TRUE | -1390 | 129 | 0 | 0 | -13900 | 1290 | 0 | 0 | 3503.9114 | 100000 | #N/A | 100000 | 0.035039 | 1 | #N/A | 0 | 0.00018595 | 0.005307 | #N/A | 0.005307 |  | 951 | 80.2956 | PASS | 4.2613 | PASS | Eligible | -2.5848 | 6.8461 | 951 | 8.1559 | kWh | 2389.666 | N/A | N/A | 81.5593 |  | 951 | 1 | -1390 | 129 | 0 | 0 | 10 | 0
Any | SWWH025-01 | DMo | Any | CZ08 | Any | 952 | Heat Pump Water Heater, >45 to ≤55 Gal, UEF=3.31 replacing Tankless Natural Gas Water Heater, High Draw, UEF=0.81 | 1 | 10 | 2020 | natural gas + electricity | electricity | NR |  |  |  |  | -1380 |  | 127 |  | -1380 | 127 | 0 | 0 |  | 0 | 0 |  | TRUE | 10 | 0 | 0 | TRUE | 2020+10 | 2030+00 | TRUE | TRUE | FALSE | FALSE | -1380 | 127 | TRUE | TRUE | FALSE | FALSE | 0 | 0 | TRUE | TRUE | TRUE | -1380 | 127 | 0 | 0 | -13800 | 1270 | 0 | 0 | 3503.9114 | 100000 | #N/A | 100000 | 0.035039 | 1 | #N/A | 0 | 0.00018595 | 0.005307 | #N/A | 0.005307 |  | 952 | 78.646 | PASS | 4.1738 | PASS | Eligible | -2.5662 | 6.7399 | 952 | 7.9901 | kWh | 2341.0665 | N/A | N/A | 79.9006 |  | 952 | 1 | -1380 | 127 | 0 | 0 | 10 | 0
Any | SWWH025-01 | DMo | Any | CZ09 | Any | 953 | Heat Pump Water Heater, >45 to ≤55 Gal, UEF=3.31 replacing Tankless Natural Gas Water Heater, High Draw, UEF=0.81 | 1 | 10 | 2020 | natural gas + electricity | electricity | NR |  |  |  |  | -1410 |  | 127 |  | -1410 | 127 | 0 | 0 |  | 0 | 0 |  | TRUE | 10 | 0 | 0 | TRUE | 2020+10 | 2030+00 | TRUE | TRUE | FALSE | FALSE | -1410 | 127 | TRUE | TRUE | FALSE | FALSE | 0 | 0 | TRUE | TRUE | TRUE | -1410 | 127 | 0 | 0 | -14100 | 1270 | 0 | 0 | 3503.9114 | 100000 | #N/A | 100000 | 0.035039 | 1 | #N/A | 0 | 0.00018595 | 0.005307 | #N/A | 0.005307 |  | 953 | 77.5948 | PASS | 4.118 | PASS | Eligible | -2.6219 | 6.7399 | 953 | 7.8877 | kWh | 2311.0665 | N/A | N/A | 78.8767 |  | 953 | 1 | -1410 | 127 | 0 | 0 | 10 | 0
Any | SWWH025-01 | DMo | Any | CZ10 | Any | 954 | Heat Pump Water Heater, >45 to ≤55 Gal, UEF=3.31 replacing Tankless Natural Gas Water Heater, High Draw, UEF=0.81 | 1 | 10 | 2020 | natural gas + electricity | electricity | NR |  |  |  |  | -1430 |  | 127 |  | -1430 | 127 | 0 | 0 |  | 0 | 0 |  | TRUE | 10 | 0 | 0 | TRUE | 2020+10 | 2030+00 | TRUE | TRUE | FALSE | FALSE | -1430 | 127 | TRUE | TRUE | FALSE | FALSE | 0 | 0 | TRUE | TRUE | TRUE | -1430 | 127 | 0 | 0 | -14300 | 1270 | 0 | 0 | 3503.9114 | 100000 | #N/A | 100000 | 0.035039 | 1 | #N/A | 0 | 0.00018595 | 0.005307 | #N/A | 0.005307 |  | 954 | 76.8941 | PASS | 4.0808 | PASS | Eligible | -2.6591 | 6.7399 | 954 | 7.8194 | kWh | 2291.0665 | N/A | N/A | 78.1941 |  | 954 | 1 | -1430 | 127 | 0 | 0 | 10 | 0
Any | SWWH025-01 | DMo | Any | CZ11 | Any | 955 | Heat Pump Water Heater, >45 to ≤55 Gal, UEF=3.31 replacing Tankless Natural Gas Water Heater, High Draw, UEF=0.81 | 1 | 10 | 2020 | natural gas + electricity | electricity | NR |  |  |  |  | -1630 |  | 128 |  | -1630 | 128 | 0 | 0 |  | 0 | 0 |  | TRUE | 10 | 0 | 0 | TRUE | 2020+10 | 2030+00 | TRUE | TRUE | FALSE | FALSE | -1630 | 128 | TRUE | TRUE | FALSE | FALSE | 0 | 0 | TRUE | TRUE | TRUE | -1630 | 128 | 0 | 0 | -16300 | 1280 | 0 | 0 | 3503.9114 | 100000 | #N/A | 100000 | 0.035039 | 1 | #N/A | 0 | 0.00018595 | 0.005307 | #N/A | 0.005307 |  | 955 | 70.8862 | PASS | 3.762 | PASS | Eligible | -3.031 | 6.793 | 955 | 7.2368 | kWh | 2120.3662 | N/A | N/A | 72.3681 |  | 955 | 1 | -1630 | 128 | 0 | 0 | 10 | 0
Any | SWWH025-01 | DMo | Any | CZ12 | Any | 956 | Heat Pump Water Heater, >45 to ≤55 Gal, UEF=3.31 replacing Tankless Natural Gas Water Heater, High Draw, UEF=0.81 | 1 | 10 | 2020 | natural gas + electricity | electricity | NR |  |  |  |  | -1620 |  | 131 |  | -1620 | 131 | 0 | 0 |  | 0 | 0 |  | TRUE | 10 | 0 | 0 | TRUE | 2020+10 | 2030+00 | TRUE | TRUE | FALSE | FALSE | -1620 | 131 | TRUE | TRUE | FALSE | FALSE | 0 | 0 | TRUE | TRUE | TRUE | -1620 | 131 | 0 | 0 | -16200 | 1310 | 0 | 0 | 3503.9114 | 100000 | #N/A | 100000 | 0.035039 | 1 | #N/A | 0 | 0.00018595 | 0.005307 | #N/A | 0.005307 |  | 956 | 74.2366 | PASS | 3.9398 | PASS | Eligible | -3.0125 | 6.9522 | 956 | 7.5709 | kWh | 2218.2655 | N/A | N/A | 75.7094 |  | 956 | 1 | -1620 | 131 | 0 | 0 | 10 | 0
Any | SWWH025-01 | DMo | Any | CZ13 | Any | 957 | Heat Pump Water Heater, >45 to ≤55 Gal, UEF=3.31 replacing Tankless Natural Gas Water Heater, High Draw, UEF=0.81 | 1 | 10 | 2020 | natural gas + electricity | electricity | NR |  |  |  |  | -1550 |  | 127 |  | -1550 | 127 | 0 | 0 |  | 0 | 0 |  | TRUE | 10 | 0 | 0 | TRUE | 2020+10 | 2030+00 | TRUE | TRUE | FALSE | FALSE | -1550 | 127 | TRUE | TRUE | FALSE | FALSE | 0 | 0 | TRUE | TRUE | TRUE | -1550 | 127 | 0 | 0 | -15500 | 1270 | 0 | 0 | 3503.9114 | 100000 | #N/A | 100000 | 0.035039 | 1 | #N/A | 0 | 0.00018595 | 0.005307 | #N/A | 0.005307 |  | 957 | 72.6894 | PASS | 3.8577 | PASS | Eligible | -2.8823 | 6.7399 | 957 | 7.4098 | kWh | 2171.0665 | N/A | N/A | 74.0985 |  | 957 | 1 | -1550 | 127 | 0 | 0 | 10 | 0
Any | SWWH025-01 | DMo | Any | CZ14 | Any | 958 | Heat Pump Water Heater, >45 to ≤55 Gal, UEF=3.31 replacing Tankless Natural Gas Water Heater, High Draw, UEF=0.81 | 1 | 10 | 2020 | natural gas + electricity | electricity | NR |  |  |  |  | -1700 |  | 129 |  | -1700 | 129 | 0 | 0 |  | 0 | 0 |  | TRUE | 10 | 0 | 0 | TRUE | 2020+10 | 2030+00 | TRUE | TRUE | FALSE | FALSE | -1700 | 129 | TRUE | TRUE | FALSE | FALSE | 0 | 0 | TRUE | TRUE | TRUE | -1700 | 129 | 0 | 0 | -17000 | 1290 | 0 | 0 | 3503.9114 | 100000 | #N/A | 100000 | 0.035039 | 1 | #N/A | 0 | 0.00018595 | 0.005307 | #N/A | 0.005307 |  | 958 | 69.4335 | PASS | 3.6849 | PASS | Eligible | -3.1612 | 6.8461 | 958 | 7.0979 | kWh | 2079.666 | N/A | N/A | 70.979 |  | 958 | 1 | -1700 | 129 | 0 | 0 | 10 | 0
Any | SWWH025-01 | DMo | Any | CZ15 | Any | 959 | Heat Pump Water Heater, >45 to ≤55 Gal, UEF=3.31 replacing Tankless Natural Gas Water Heater, High Draw, UEF=0.81 | 1 | 10 | 2020 | natural gas + electricity | electricity | NR |  |  |  |  | -1070 |  | 112 |  | -1070 | 112 | 0 | 0 |  | 0 | 0 |  | TRUE | 10 | 0 | 0 | TRUE | 2020+10 | 2030+00 | TRUE | TRUE | FALSE | FALSE | -1070 | 112 | TRUE | TRUE | FALSE | FALSE | 0 | 0 | TRUE | TRUE | TRUE | -1070 | 112 | 0 | 0 | -10700 | 1120 | 0 | 0 | 3503.9114 | 100000 | #N/A | 100000 | 0.035039 | 1 | #N/A | 0 | 0.00018595 | 0.005307 | #N/A | 0.005307 |  | 959 | 74.5081 | PASS | 3.9542 | PASS | Eligible | -1.9897 | 5.9439 | 959 | 7.5481 | kWh | 2211.5705 | N/A | N/A | 75.4809 |  | 959 | 1 | -1070 | 112 | 0 | 0 | 10 | 0
Any | SWWH025-01 | DMo | Any | CZ16 | Any | 960 | Heat Pump Water Heater, >45 to ≤55 Gal, UEF=3.31 replacing Tankless Natural Gas Water Heater, High Draw, UEF=0.81 | 1 | 10 | 2020 | natural gas + electricity | electricity | NR |  |  |  |  | -2550 |  | 144 |  | -2550 | 144 | 0 | 0 |  | 0 | 0 |  | TRUE | 10 | 0 | 0 | TRUE | 2020+10 | 2030+00 | TRUE | TRUE | FALSE | FALSE | -2550 | 144 | TRUE | TRUE | FALSE | FALSE | 0 | 0 | TRUE | TRUE | TRUE | -2550 | 144 | 0 | 0 | -25500 | 1440 | 0 | 0 | 3503.9114 | 100000 | #N/A | 100000 | 0.035039 | 1 | #N/A | 0 | 0.00018595 | 0.005307 | #N/A | 0.005307 |  | 960 | 54.6503 | PASS | 2.9003 | PASS | Eligible | -4.7418 | 7.6421 | 960 | 5.6969 | kWh | 1669.162 | N/A | N/A | 56.9685 |  | 960 | 1 | -2550 | 144 | 0 | 0 | 10 | 0
[6 empty] | 961 |  | 1 | 10 | 2020 |  | electricity | NR | [8 empty] | 0 | 0 | 0 | 0 |  | 0 | 0 |  | TRUE | 10 | 0 | 0 | FALSE | 2020+10 | 2030+00 | TRUE | TRUE | FALSE | FALSE | 0 | 0 | TRUE | TRUE | FALSE | FALSE | 0 | 0 | TRUE | TRUE | TRUE | 0 | 0 | 0 | 0 | 0 | 0 | 0 | 0 | 3503.9114 | 100000 | #N/A | 100000 | 0.035039 | 1 | #N/A | 0 | 0.00018595 | 0.005307 | #N/A | 0.005307 |  | 961 | 0 | PASS | 0 | PASS | Eligible | 0 | 0 | 961 | 0 | kWh | 0 | N/A | N/A | 0 |  | 961 | 1 | 0 | 0 | 0 | 0 | 10 | 0
[6 empty] | 962 |  | 1 | 10 | 2020 |  | electricity | NR | [8 empty] | 0 | 0 | 0 | 0 |  | 0 | 0 |  | TRUE | 10 | 0 | 0 | FALSE | 2020+10 | 2030+00 | TRUE | TRUE | FALSE | FALSE | 0 | 0 | TRUE | TRUE | FALSE | FALSE | 0 | 0 | TRUE | TRUE | TRUE | 0 | 0 | 0 | 0 | 0 | 0 | 0 | 0 | 3503.9114 | 100000 | #N/A | 100000 | 0.035039 | 1 | #N/A | 0 | 0.00018595 | 0.005307 | #N/A | 0.005307 |  | 962 | 0 | PASS | 0 | PASS | Eligible | 0 | 0 | 962 | 0 | kWh | 0 | N/A | N/A | 0 |  | 962 | 1 | 0 | 0 | 0 | 0 | 10 | 0
[6 empty] | 963 |  | 1 | 10 | 2020 |  | electricity | NR | [8 empty] | 0 | 0 | 0 | 0 |  | 0 | 0 |  | TRUE | 10 | 0 | 0 | FALSE | 2020+10 | 2030+00 | TRUE | TRUE | FALSE | FALSE | 0 | 0 | TRUE | TRUE | FALSE | FALSE | 0 | 0 | TRUE | TRUE | TRUE | 0 | 0 | 0 | 0 | 0 | 0 | 0 | 0 | 3503.9114 | 100000 | #N/A | 100000 | 0.035039 | 1 | #N/A | 0 | 0.00018595 | 0.005307 | #N/A | 0.005307 |  | 963 | 0 | PASS | 0 | PASS | Eligible | 0 | 0 | 963 | 0 | kWh | 0 | N/A | N/A | 0 |  | 963 | 1 | 0 | 0 | 0 | 0 | 10 | 0
[6 empty] | 964 |  | 1 | 10 | 2020 |  | electricity | NR | [8 empty] | 0 | 0 | 0 | 0 |  | 0 | 0 |  | TRUE | 10 | 0 | 0 | FALSE | 2020+10 | 2030+00 | TRUE | TRUE | FALSE | FALSE | 0 | 0 | TRUE | TRUE | FALSE | FALSE | 0 | 0 | TRUE | TRUE | TRUE | 0 | 0 | 0 | 0 | 0 | 0 | 0 | 0 | 3503.9114 | 100000 | #N/A | 100000 | 0.035039 | 1 | #N/A | 0 | 0.00018595 | 0.005307 | #N/A | 0.005307 |  | 964 | 0 | PASS | 0 | PASS | Eligible | 0 | 0 | 964 | 0 | kWh | 0 | N/A | N/A | 0 |  | 964 | 1 | 0 | 0 | 0 | 0 | 10 | 0
[6 empty] | 965 |  | 1 | 10 | 2020 |  | electricity | NR | [8 empty] | 0 | 0 | 0 | 0 |  | 0 | 0 |  | TRUE | 10 | 0 | 0 | FALSE | 2020+10 | 2030+00 | TRUE | TRUE | FALSE | FALSE | 0 | 0 | TRUE | TRUE | FALSE | FALSE | 0 | 0 | TRUE | TRUE | TRUE | 0 | 0 | 0 | 0 | 0 | 0 | 0 | 0 | 3503.9114 | 100000 | #N/A | 100000 | 0.035039 | 1 | #N/A | 0 | 0.00018595 | 0.005307 | #N/A | 0.005307 |  | 965 | 0 | PASS | 0 | PASS | Eligible | 0 | 0 | 965 | 0 | kWh | 0 | N/A | N/A | 0 |  | 965 | 1 | 0 | 0 | 0 | 0 | 10 | 0
[6 empty] | 966 |  | 1 | 10 | 2020 |  | electricity | NR | [8 empty] | 0 | 0 | 0 | 0 |  | 0 | 0 |  | TRUE | 10 | 0 | 0 | FALSE | 2020+10 | 2030+00 | TRUE | TRUE | FALSE | FALSE | 0 | 0 | TRUE | TRUE | FALSE | FALSE | 0 | 0 | TRUE | TRUE | TRUE | 0 | 0 | 0 | 0 | 0 | 0 | 0 | 0 | 3503.9114 | 100000 | #N/A | 100000 | 0.035039 | 1 | #N/A | 0 | 0.00018595 | 0.005307 | #N/A | 0.005307 |  | 966 | 0 | PASS | 0 | PASS | Eligible | 0 | 0 | 966 | 0 | kWh | 0 | N/A | N/A | 0 |  | 966 | 1 | 0 | 0 | 0 | 0 | 10 | 0
[6 empty] | 967 |  | 1 | 10 | 2020 |  | electricity | NR | [8 empty] | 0 | 0 | 0 | 0 |  | 0 | 0 |  | TRUE | 10 | 0 | 0 | FALSE | 2020+10 | 2030+00 | TRUE | TRUE | FALSE | FALSE | 0 | 0 | TRUE | TRUE | FALSE | FALSE | 0 | 0 | TRUE | TRUE | TRUE | 0 | 0 | 0 | 0 | 0 | 0 | 0 | 0 | 3503.9114 | 100000 | #N/A | 100000 | 0.035039 | 1 | #N/A | 0 | 0.00018595 | 0.005307 | #N/A | 0.005307 |  | 967 | 0 | PASS | 0 | PASS | Eligible | 0 | 0 | 967 | 0 | kWh | 0 | N/A | N/A | 0 |  | 967 | 1 | 0 | 0 | 0 | 0 | 10 | 0
[6 empty] | 968 |  | 1 | 10 | 2020 |  | electricity | NR | [8 empty] | 0 | 0 | 0 | 0 |  | 0 | 0 |  | TRUE | 10 | 0 | 0 | FALSE | 2020+10 | 2030+00 | TRUE | TRUE | FALSE | FALSE | 0 | 0 | TRUE | TRUE | FALSE | FALSE | 0 | 0 | TRUE | TRUE | TRUE | 0 | 0 | 0 | 0 | 0 | 0 | 0 | 0 | 3503.9114 | 100000 | #N/A | 100000 | 0.035039 | 1 | #N/A | 0 | 0.00018595 | 0.005307 | #N/A | 0.005307 |  | 968 | 0 | PASS | 0 | PASS | Eligible | 0 | 0 | 968 | 0 | kWh | 0 | N/A | N/A | 0 |  | 968 | 1 | 0 | 0 | 0 | 0 | 10 | 0
[6 empty] | 969 |  | 1 | 10 | 2020 |  | electricity | NR | [8 empty] | 0 | 0 | 0 | 0 |  | 0 | 0 |  | TRUE | 10 | 0 | 0 | FALSE | 2020+10 | 2030+00 | TRUE | TRUE | FALSE | FALSE | 0 | 0 | TRUE | TRUE | FALSE | FALSE | 0 | 0 | TRUE | TRUE | TRUE | 0 | 0 | 0 | 0 | 0 | 0 | 0 | 0 | 3503.9114 | 100000 | #N/A | 100000 | 0.035039 | 1 | #N/A | 0 | 0.00018595 | 0.005307 | #N/A | 0.005307 |  | 969 | 0 | PASS | 0 | PASS | Eligible | 0 | 0 | 969 | 0 | kWh | 0 | N/A | N/A | 0 |  | 969 | 1 | 0 | 0 | 0 | 0 | 10 | 0
[6 empty] | 970 |  | 1 | 10 | 2020 |  | electricity | NR | [8 empty] | 0 | 0 | 0 | 0 |  | 0 | 0 |  | TRUE | 10 | 0 | 0 | FALSE | 2020+10 | 2030+00 | TRUE | TRUE | FALSE | FALSE | 0 | 0 | TRUE | TRUE | FALSE | FALSE | 0 | 0 | TRUE | TRUE | TRUE | 0 | 0 | 0 | 0 | 0 | 0 | 0 | 0 | 3503.9114 | 100000 | #N/A | 100000 | 0.035039 | 1 | #N/A | 0 | 0.00018595 | 0.005307 | #N/A | 0.005307 |  | 970 | 0 | PASS | 0 | PASS | Eligible | 0 | 0 | 970 | 0 | kWh | 0 | N/A | N/A | 0 |  | 970 | 1 | 0 | 0 | 0 | 0 | 10 | 0
[6 empty] | 971 |  | 1 | 10 | 2020 |  | electricity | NR | [8 empty] | 0 | 0 | 0 | 0 |  | 0 | 0 |  | TRUE | 10 | 0 | 0 | FALSE | 2020+10 | 2030+00 | TRUE | TRUE | FALSE | FALSE | 0 | 0 | TRUE | TRUE | FALSE | FALSE | 0 | 0 | TRUE | TRUE | TRUE | 0 | 0 | 0 | 0 | 0 | 0 | 0 | 0 | 3503.9114 | 100000 | #N/A | 100000 | 0.035039 | 1 | #N/A | 0 | 0.00018595 | 0.005307 | #N/A | 0.005307 |  | 971 | 0 | PASS | 0 | PASS | Eligible | 0 | 0 | 971 | 0 | kWh | 0 | N/A | N/A | 0 |  | 971 | 1 | 0 | 0 | 0 | 0 | 10 | 0
[6 empty] | 972 |  | 1 | 10 | 2020 |  | electricity | NR | [8 empty] | 0 | 0 | 0 | 0 |  | 0 | 0 |  | TRUE | 10 | 0 | 0 | FALSE | 2020+10 | 2030+00 | TRUE | TRUE | FALSE | FALSE | 0 | 0 | TRUE | TRUE | FALSE | FALSE | 0 | 0 | TRUE | TRUE | TRUE | 0 | 0 | 0 | 0 | 0 | 0 | 0 | 0 | 3503.9114 | 100000 | #N/A | 100000 | 0.035039 | 1 | #N/A | 0 | 0.00018595 | 0.005307 | #N/A | 0.005307 |  | 972 | 0 | PASS | 0 | PASS | Eligible | 0 | 0 | 972 | 0 | kWh | 0 | N/A | N/A | 0 |  | 972 | 1 | 0 | 0 | 0 | 0 | 10 | 0
[6 empty] | 973 |  | 1 | 10 | 2020 |  | electricity | NR | [8 empty] | 0 | 0 | 0 | 0 |  | 0 | 0 |  | TRUE | 10 | 0 | 0 | FALSE | 2020+10 | 2030+00 | TRUE | TRUE | FALSE | FALSE | 0 | 0 | TRUE | TRUE | FALSE | FALSE | 0 | 0 | TRUE | TRUE | TRUE | 0 | 0 | 0 | 0 | 0 | 0 | 0 | 0 | 3503.9114 | 100000 | #N/A | 100000 | 0.035039 | 1 | #N/A | 0 | 0.00018595 | 0.005307 | #N/A | 0.005307 |  | 973 | 0 | PASS | 0 | PASS | Eligible | 0 | 0 | 973 | 0 | kWh | 0 | N/A | N/A | 0 |  | 973 | 1 | 0 | 0 | 0 | 0 | 10 | 0
[6 empty] | 974 |  | 1 | 10 | 2020 |  | electricity | NR | [8 empty] | 0 | 0 | 0 | 0 |  | 0 | 0 |  | TRUE | 10 | 0 | 0 | FALSE | 2020+10 | 2030+00 | TRUE | TRUE | FALSE | FALSE | 0 | 0 | TRUE | TRUE | FALSE | FALSE | 0 | 0 | TRUE | TRUE | TRUE | 0 | 0 | 0 | 0 | 0 | 0 | 0 | 0 | 3503.9114 | 100000 | #N/A | 100000 | 0.035039 | 1 | #N/A | 0 | 0.00018595 | 0.005307 | #N/A | 0.005307 |  | 974 | 0 | PASS | 0 | PASS | Eligible | 0 | 0 | 974 | 0 | kWh | 0 | N/A | N/A | 0 |  | 974 | 1 | 0 | 0 | 0 | 0 | 10 | 0
[6 empty] | 975 |  | 1 | 10 | 2020 |  | electricity | NR | [8 empty] | 0 | 0 | 0 | 0 |  | 0 | 0 |  | TRUE | 10 | 0 | 0 | FALSE | 2020+10 | 2030+00 | TRUE | TRUE | FALSE | FALSE | 0 | 0 | TRUE | TRUE | FALSE | FALSE | 0 | 0 | TRUE | TRUE | TRUE | 0 | 0 | 0 | 0 | 0 | 0 | 0 | 0 | 3503.9114 | 100000 | #N/A | 100000 | 0.035039 | 1 | #N/A | 0 | 0.00018595 | 0.005307 | #N/A | 0.005307 |  | 975 | 0 | PASS | 0 | PASS | Eligible | 0 | 0 | 975 | 0 | kWh | 0 | N/A | N/A | 0 |  | 975 | 1 | 0 | 0 | 0 | 0 | 10 | 0
[6 empty] | 976 |  | 1 | 10 | 2020 |  | electricity | NR | [8 empty] | 0 | 0 | 0 | 0 |  | 0 | 0 |  | TRUE | 10 | 0 | 0 | FALSE | 2020+10 | 2030+00 | TRUE | TRUE | FALSE | FALSE | 0 | 0 | TRUE | TRUE | FALSE | FALSE | 0 | 0 | TRUE | TRUE | TRUE | 0 | 0 | 0 | 0 | 0 | 0 | 0 | 0 | 3503.9114 | 100000 | #N/A | 100000 | 0.035039 | 1 | #N/A | 0 | 0.00018595 | 0.005307 | #N/A | 0.005307 |  | 976 | 0 | PASS | 0 | PASS | Eligible | 0 | 0 | 976 | 0 | kWh | 0 | N/A | N/A | 0 |  | 976 | 1 | 0 | 0 | 0 | 0 | 10 | 0
[6 empty] | 977 |  | 1 | 10 | 2020 |  | electricity | NR | [8 empty] | 0 | 0 | 0 | 0 |  | 0 | 0 |  | TRUE | 10 | 0 | 0 | FALSE | 2020+10 | 2030+00 | TRUE | TRUE | FALSE | FALSE | 0 | 0 | TRUE | TRUE | FALSE | FALSE | 0 | 0 | TRUE | TRUE | TRUE | 0 | 0 | 0 | 0 | 0 | 0 | 0 | 0 | 3503.9114 | 100000 | #N/A | 100000 | 0.035039 | 1 | #N/A | 0 | 0.00018595 | 0.005307 | #N/A | 0.005307 |  | 977 | 0 | PASS | 0 | PASS | Eligible | 0 | 0 | 977 | 0 | kWh | 0 | N/A | N/A | 0 |  | 977 | 1 | 0 | 0 | 0 | 0 | 10 | 0
[6 empty] | 978 |  | 1 | 10 | 2020 |  | electricity | NR | [8 empty] | 0 | 0 | 0 | 0 |  | 0 | 0 |  | TRUE | 10 | 0 | 0 | FALSE | 2020+10 | 2030+00 | TRUE | TRUE | FALSE | FALSE | 0 | 0 | TRUE | TRUE | FALSE | FALSE | 0 | 0 | TRUE | TRUE | TRUE | 0 | 0 | 0 | 0 | 0 | 0 | 0 | 0 | 3503.9114 | 100000 | #N/A | 100000 | 0.035039 | 1 | #N/A | 0 | 0.00018595 | 0.005307 | #N/A | 0.005307 |  | 978 | 0 | PASS | 0 | PASS | Eligible | 0 | 0 | 978 | 0 | kWh | 0 | N/A | N/A | 0 |  | 978 | 1 | 0 | 0 | 0 | 0 | 10 | 0
[6 empty] | 979 |  | 1 | 10 | 2020 |  | electricity | NR | [8 empty] | 0 | 0 | 0 | 0 |  | 0 | 0 |  | TRUE | 10 | 0 | 0 | FALSE | 2020+10 | 2030+00 | TRUE | TRUE | FALSE | FALSE | 0 | 0 | TRUE | TRUE | FALSE | FALSE | 0 | 0 | TRUE | TRUE | TRUE | 0 | 0 | 0 | 0 | 0 | 0 | 0 | 0 | 3503.9114 | 100000 | #N/A | 100000 | 0.035039 | 1 | #N/A | 0 | 0.00018595 | 0.005307 | #N/A | 0.005307 |  | 979 | 0 | PASS | 0 | PASS | Eligible | 0 | 0 | 979 | 0 | kWh | 0 | N/A | N/A | 0 |  | 979 | 1 | 0 | 0 | 0 | 0 | 10 | 0
[6 empty] | 980 |  | 1 | 10 | 2020 |  | electricity | NR | [8 empty] | 0 | 0 | 0 | 0 |  | 0 | 0 |  | TRUE | 10 | 0 | 0 | FALSE | 2020+10 | 2030+00 | TRUE | TRUE | FALSE | FALSE | 0 | 0 | TRUE | TRUE | FALSE | FALSE | 0 | 0 | TRUE | TRUE | TRUE | 0 | 0 | 0 | 0 | 0 | 0 | 0 | 0 | 3503.9114 | 100000 | #N/A | 100000 | 0.035039 | 1 | #N/A | 0 | 0.00018595 | 0.005307 | #N/A | 0.005307 |  | 980 | 0 | PASS | 0 | PASS | Eligible | 0 | 0 | 980 | 0 | kWh | 0 | N/A | N/A | 0 |  | 980 | 1 | 0 | 0 | 0 | 0 | 10 | 0
[6 empty] | 981 |  | 1 | 10 | 2020 |  | electricity | NR | [8 empty] | 0 | 0 | 0 | 0 |  | 0 | 0 |  | TRUE | 10 | 0 | 0 | FALSE | 2020+10 | 2030+00 | TRUE | TRUE | FALSE | FALSE | 0 | 0 | TRUE | TRUE | FALSE | FALSE | 0 | 0 | TRUE | TRUE | TRUE | 0 | 0 | 0 | 0 | 0 | 0 | 0 | 0 | 3503.9114 | 100000 | #N/A | 100000 | 0.035039 | 1 | #N/A | 0 | 0.00018595 | 0.005307 | #N/A | 0.005307 |  | 981 | 0 | PASS | 0 | PASS | Eligible | 0 | 0 | 981 | 0 | kWh | 0 | N/A | N/A | 0 |  | 981 | 1 | 0 | 0 | 0 | 0 | 10 | 0
[6 empty] | 982 |  | 1 | 10 | 2020 |  | electricity | NR | [8 empty] | 0 | 0 | 0 | 0 |  | 0 | 0 |  | TRUE | 10 | 0 | 0 | FALSE | 2020+10 | 2030+00 | TRUE | TRUE | FALSE | FALSE | 0 | 0 | TRUE | TRUE | FALSE | FALSE | 0 | 0 | TRUE | TRUE | TRUE | 0 | 0 | 0 | 0 | 0 | 0 | 0 | 0 | 3503.9114 | 100000 | #N/A | 100000 | 0.035039 | 1 | #N/A | 0 | 0.00018595 | 0.005307 | #N/A | 0.005307 |  | 982 | 0 | PASS | 0 | PASS | Eligible | 0 | 0 | 982 | 0 | kWh | 0 | N/A | N/A | 0 |  | 982 | 1 | 0 | 0 | 0 | 0 | 10 | 0
[6 empty] | 983 |  | 1 | 10 | 2020 |  | electricity | NR | [8 empty] | 0 | 0 | 0 | 0 |  | 0 | 0 |  | TRUE | 10 | 0 | 0 | FALSE | 2020+10 | 2030+00 | TRUE | TRUE | FALSE | FALSE | 0 | 0 | TRUE | TRUE | FALSE | FALSE | 0 | 0 | TRUE | TRUE | TRUE | 0 | 0 | 0 | 0 | 0 | 0 | 0 | 0 | 3503.9114 | 100000 | #N/A | 100000 | 0.035039 | 1 | #N/A | 0 | 0.00018595 | 0.005307 | #N/A | 0.005307 |  | 983 | 0 | PASS | 0 | PASS | Eligible | 0 | 0 | 983 | 0 | kWh | 0 | N/A | N/A | 0 |  | 983 | 1 | 0 | 0 | 0 | 0 | 10 | 0
[6 empty] | 984 |  | 1 | 10 | 2020 |  | electricity | NR | [8 empty] | 0 | 0 | 0 | 0 |  | 0 | 0 |  | TRUE | 10 | 0 | 0 | FALSE | 2020+10 | 2030+00 | TRUE | TRUE | FALSE | FALSE | 0 | 0 | TRUE | TRUE | FALSE | FALSE | 0 | 0 | TRUE | TRUE | TRUE | 0 | 0 | 0 | 0 | 0 | 0 | 0 | 0 | 3503.9114 | 100000 | #N/A | 100000 | 0.035039 | 1 | #N/A | 0 | 0.00018595 | 0.005307 | #N/A | 0.005307 |  | 984 | 0 | PASS | 0 | PASS | Eligible | 0 | 0 | 984 | 0 | kWh | 0 | N/A | N/A | 0 |  | 984 | 1 | 0 | 0 | 0 | 0 | 10 | 0
[6 empty] | 985 |  | 1 | 10 | 2020 |  | electricity | NR | [8 empty] | 0 | 0 | 0 | 0 |  | 0 | 0 |  | TRUE | 10 | 0 | 0 | FALSE | 2020+10 | 2030+00 | TRUE | TRUE | FALSE | FALSE | 0 | 0 | TRUE | TRUE | FALSE | FALSE | 0 | 0 | TRUE | TRUE | TRUE | 0 | 0 | 0 | 0 | 0 | 0 | 0 | 0 | 3503.9114 | 100000 | #N/A | 100000 | 0.035039 | 1 | #N/A | 0 | 0.00018595 | 0.005307 | #N/A | 0.005307 |  | 985 | 0 | PASS | 0 | PASS | Eligible | 0 | 0 | 985 | 0 | kWh | 0 | N/A | N/A | 0 |  | 985 | 1 | 0 | 0 | 0 | 0 | 10 | 0
[6 empty] | 986 |  | 1 | 10 | 2020 |  | electricity | NR | [8 empty] | 0 | 0 | 0 | 0 |  | 0 | 0 |  | TRUE | 10 | 0 | 0 | FALSE | 2020+10 | 2030+00 | TRUE | TRUE | FALSE | FALSE | 0 | 0 | TRUE | TRUE | FALSE | FALSE | 0 | 0 | TRUE | TRUE | TRUE | 0 | 0 | 0 | 0 | 0 | 0 | 0 | 0 | 3503.9114 | 100000 | #N/A | 100000 | 0.035039 | 1 | #N/A | 0 | 0.00018595 | 0.005307 | #N/A | 0.005307 |  | 986 | 0 | PASS | 0 | PASS | Eligible | 0 | 0 | 986 | 0 | kWh | 0 | N/A | N/A | 0 |  | 986 | 1 | 0 | 0 | 0 | 0 | 10 | 0
[6 empty] | 987 |  | 1 | 10 | 2020 |  | electricity | NR | [8 empty] | 0 | 0 | 0 | 0 |  | 0 | 0 |  | TRUE | 10 | 0 | 0 | FALSE | 2020+10 | 2030+00 | TRUE | TRUE | FALSE | FALSE | 0 | 0 | TRUE | TRUE | FALSE | FALSE | 0 | 0 | TRUE | TRUE | TRUE | 0 | 0 | 0 | 0 | 0 | 0 | 0 | 0 | 3503.9114 | 100000 | #N/A | 100000 | 0.035039 | 1 | #N/A | 0 | 0.00018595 | 0.005307 | #N/A | 0.005307 |  | 987 | 0 | PASS | 0 | PASS | Eligible | 0 | 0 | 987 | 0 | kWh | 0 | N/A | N/A | 0 |  | 987 | 1 | 0 | 0 | 0 | 0 | 10 | 0
[6 empty] | 988 |  | 1 | 10 | 2020 |  | electricity | NR | [8 empty] | 0 | 0 | 0 | 0 |  | 0 | 0 |  | TRUE | 10 | 0 | 0 | FALSE | 2020+10 | 2030+00 | TRUE | TRUE | FALSE | FALSE | 0 | 0 | TRUE | TRUE | FALSE | FALSE | 0 | 0 | TRUE | TRUE | TRUE | 0 | 0 | 0 | 0 | 0 | 0 | 0 | 0 | 3503.9114 | 100000 | #N/A | 100000 | 0.035039 | 1 | #N/A | 0 | 0.00018595 | 0.005307 | #N/A | 0.005307 |  | 988 | 0 | PASS | 0 | PASS | Eligible | 0 | 0 | 988 | 0 | kWh | 0 | N/A | N/A | 0 |  | 988 | 1 | 0 | 0 | 0 | 0 | 10 | 0
[6 empty] | 989 |  | 1 | 10 | 2020 |  | electricity | NR | [8 empty] | 0 | 0 | 0 | 0 |  | 0 | 0 |  | TRUE | 10 | 0 | 0 | FALSE | 2020+10 | 2030+00 | TRUE | TRUE | FALSE | FALSE | 0 | 0 | TRUE | TRUE | FALSE | FALSE | 0 | 0 | TRUE | TRUE | TRUE | 0 | 0 | 0 | 0 | 0 | 0 | 0 | 0 | 3503.9114 | 100000 | #N/A | 100000 | 0.035039 | 1 | #N/A | 0 | 0.00018595 | 0.005307 | #N/A | 0.005307 |  | 989 | 0 | PASS | 0 | PASS | Eligible | 0 | 0 | 989 | 0 | kWh | 0 | N/A | N/A | 0 |  | 989 | 1 | 0 | 0 | 0 | 0 | 10 | 0
[6 empty] | 990 |  | 1 | 10 | 2020 |  | electricity | NR | [8 empty] | 0 | 0 | 0 | 0 |  | 0 | 0 |  | TRUE | 10 | 0 | 0 | FALSE | 2020+10 | 2030+00 | TRUE | TRUE | FALSE | FALSE | 0 | 0 | TRUE | TRUE | FALSE | FALSE | 0 | 0 | TRUE | TRUE | TRUE | 0 | 0 | 0 | 0 | 0 | 0 | 0 | 0 | 3503.9114 | 100000 | #N/A | 100000 | 0.035039 | 1 | #N/A | 0 | 0.00018595 | 0.005307 | #N/A | 0.005307 |  | 990 | 0 | PASS | 0 | PASS | Eligible | 0 | 0 | 990 | 0 | kWh | 0 | N/A | N/A | 0 |  | 990 | 1 | 0 | 0 | 0 | 0 | 10 | 0
[6 empty] | 991 |  | 1 | 10 | 2020 |  | electricity | NR | [8 empty] | 0 | 0 | 0 | 0 |  | 0 | 0 |  | TRUE | 10 | 0 | 0 | FALSE | 2020+10 | 2030+00 | TRUE | TRUE | FALSE | FALSE | 0 | 0 | TRUE | TRUE | FALSE | FALSE | 0 | 0 | TRUE | TRUE | TRUE | 0 | 0 | 0 | 0 | 0 | 0 | 0 | 0 | 3503.9114 | 100000 | #N/A | 100000 | 0.035039 | 1 | #N/A | 0 | 0.00018595 | 0.005307 | #N/A | 0.005307 |  | 991 | 0 | PASS | 0 | PASS | Eligible | 0 | 0 | 991 | 0 | kWh | 0 | N/A | N/A | 0 |  | 991 | 1 | 0 | 0 | 0 | 0 | 10 | 0
[6 empty] | 992 |  | 1 | 10 | 2020 |  | electricity | NR | [8 empty] | 0 | 0 | 0 | 0 |  | 0 | 0 |  | TRUE | 10 | 0 | 0 | FALSE | 2020+10 | 2030+00 | TRUE | TRUE | FALSE | FALSE | 0 | 0 | TRUE | TRUE | FALSE | FALSE | 0 | 0 | TRUE | TRUE | TRUE | 0 | 0 | 0 | 0 | 0 | 0 | 0 | 0 | 3503.9114 | 100000 | #N/A | 100000 | 0.035039 | 1 | #N/A | 0 | 0.00018595 | 0.005307 | #N/A | 0.005307 |  | 992 | 0 | PASS | 0 | PASS | Eligible | 0 | 0 | 992 | 0 | kWh | 0 | N/A | N/A | 0 |  | 992 | 1 | 0 | 0 | 0 | 0 | 10 | 0
[6 empty] | 993 |  | 1 | 10 | 2020 |  | electricity | NR | [8 empty] | 0 | 0 | 0 | 0 |  | 0 | 0 |  | TRUE | 10 | 0 | 0 | FALSE | 2020+10 | 2030+00 | TRUE | TRUE | FALSE | FALSE | 0 | 0 | TRUE | TRUE | FALSE | FALSE | 0 | 0 | TRUE | TRUE | TRUE | 0 | 0 | 0 | 0 | 0 | 0 | 0 | 0 | 3503.9114 | 100000 | #N/A | 100000 | 0.035039 | 1 | #N/A | 0 | 0.00018595 | 0.005307 | #N/A | 0.005307 |  | 993 | 0 | PASS | 0 | PASS | Eligible | 0 | 0 | 993 | 0 | kWh | 0 | N/A | N/A | 0 |  | 993 | 1 | 0 | 0 | 0 | 0 | 10 | 0
[6 empty] | 994 |  | 1 | 10 | 2020 |  | electricity | NR | [8 empty] | 0 | 0 | 0 | 0 |  | 0 | 0 |  | TRUE | 10 | 0 | 0 | FALSE | 2020+10 | 2030+00 | TRUE | TRUE | FALSE | FALSE | 0 | 0 | TRUE | TRUE | FALSE | FALSE | 0 | 0 | TRUE | TRUE | TRUE | 0 | 0 | 0 | 0 | 0 | 0 | 0 | 0 | 3503.9114 | 100000 | #N/A | 100000 | 0.035039 | 1 | #N/A | 0 | 0.00018595 | 0.005307 | #N/A | 0.005307 |  | 994 | 0 | PASS | 0 | PASS | Eligible | 0 | 0 | 994 | 0 | kWh | 0 | N/A | N/A | 0 |  | 994 | 1 | 0 | 0 | 0 | 0 | 10 | 0
[6 empty] | 995 |  | 1 | 10 | 2020 |  | electricity | NR | [8 empty] | 0 | 0 | 0 | 0 |  | 0 | 0 |  | TRUE | 10 | 0 | 0 | FALSE | 2020+10 | 2030+00 | TRUE | TRUE | FALSE | FALSE | 0 | 0 | TRUE | TRUE | FALSE | FALSE | 0 | 0 | TRUE | TRUE | TRUE | 0 | 0 | 0 | 0 | 0 | 0 | 0 | 0 | 3503.9114 | 100000 | #N/A | 100000 | 0.035039 | 1 | #N/A | 0 | 0.00018595 | 0.005307 | #N/A | 0.005307 |  | 995 | 0 | PASS | 0 | PASS | Eligible | 0 | 0 | 995 | 0 | kWh | 0 | N/A | N/A | 0 |  | 995 | 1 | 0 | 0 | 0 | 0 | 10 | 0
[6 empty] | 996 |  | 1 | 10 | 2020 |  | electricity | NR | [8 empty] | 0 | 0 | 0 | 0 |  | 0 | 0 |  | TRUE | 10 | 0 | 0 | FALSE | 2020+10 | 2030+00 | TRUE | TRUE | FALSE | FALSE | 0 | 0 | TRUE | TRUE | FALSE | FALSE | 0 | 0 | TRUE | TRUE | TRUE | 0 | 0 | 0 | 0 | 0 | 0 | 0 | 0 | 3503.9114 | 100000 | #N/A | 100000 | 0.035039 | 1 | #N/A | 0 | 0.00018595 | 0.005307 | #N/A | 0.005307 |  | 996 | 0 | PASS | 0 | PASS | Eligible | 0 | 0 | 996 | 0 | kWh | 0 | N/A | N/A | 0 |  | 996 | 1 | 0 | 0 | 0 | 0 | 10 | 0
[6 empty] | 997 |  | 1 | 10 | 2020 |  | electricity | NR | [8 empty] | 0 | 0 | 0 | 0 |  | 0 | 0 |  | TRUE | 10 | 0 | 0 | FALSE | 2020+10 | 2030+00 | TRUE | TRUE | FALSE | FALSE | 0 | 0 | TRUE | TRUE | FALSE | FALSE | 0 | 0 | TRUE | TRUE | TRUE | 0 | 0 | 0 | 0 | 0 | 0 | 0 | 0 | 3503.9114 | 100000 | #N/A | 100000 | 0.035039 | 1 | #N/A | 0 | 0.00018595 | 0.005307 | #N/A | 0.005307 |  | 997 | 0 | PASS | 0 | PASS | Eligible | 0 | 0 | 997 | 0 | kWh | 0 | N/A | N/A | 0 |  | 997 | 1 | 0 | 0 | 0 | 0 | 10 | 0
[6 empty] | 998 |  | 1 | 10 | 2020 |  | electricity | NR | [8 empty] | 0 | 0 | 0 | 0 |  | 0 | 0 |  | TRUE | 10 | 0 | 0 | FALSE | 2020+10 | 2030+00 | TRUE | TRUE | FALSE | FALSE | 0 | 0 | TRUE | TRUE | FALSE | FALSE | 0 | 0 | TRUE | TRUE | TRUE | 0 | 0 | 0 | 0 | 0 | 0 | 0 | 0 | 3503.9114 | 100000 | #N/A | 100000 | 0.035039 | 1 | #N/A | 0 | 0.00018595 | 0.005307 | #N/A | 0.005307 |  | 998 | 0 | PASS | 0 | PASS | Eligible | 0 | 0 | 998 | 0 | kWh | 0 | N/A | N/A | 0 |  | 998 | 1 | 0 | 0 | 0 | 0 | 10 | 0
[6 empty] | 999 |  | 1 | 10 | 2020 |  | electricity | NR | [8 empty] | 0 | 0 | 0 | 0 |  | 0 | 0 |  | TRUE | 10 | 0 | 0 | FALSE | 2020+10 | 2030+00 | TRUE | TRUE | FALSE | FALSE | 0 | 0 | TRUE | TRUE | FALSE | FALSE | 0 | 0 | TRUE | TRUE | TRUE | 0 | 0 | 0 | 0 | 0 | 0 | 0 | 0 | 3503.9114 | 100000 | #N/A | 100000 | 0.035039 | 1 | #N/A | 0 | 0.00018595 | 0.005307 | #N/A | 0.005307 |  | 999 | 0 | PASS | 0 | PASS | Eligible | 0 | 0 | 999 | 0 | kWh | 0 | N/A | N/A | 0 |  | 999 | 1 | 0 | 0 | 0 | 0 | 10 | 0
[6 empty] | 1000 |  | 1 | 10 | 2020 |  | electricity | NR | [8 empty] | 0 | 0 | 0 | 0 |  | 0 | 0 |  | TRUE | 10 | 0 | 0 | FALSE | 2020+10 | 2030+00 | TRUE | TRUE | FALSE | FALSE | 0 | 0 | TRUE | TRUE | FALSE | FALSE | 0 | 0 | TRUE | TRUE | TRUE | 0 | 0 | 0 | 0 | 0 | 0 | 0 | 0 | 3503.9114 | 100000 | #N/A | 100000 | 0.035039 | 1 | #N/A | 0 | 0.00018595 | 0.005307 | #N/A | 0.005307 |  | 1000 | 0 | PASS | 0 | PASS | Eligible | 0 | 0 | 1000 | 0 | kWh | 0 | N/A | N/A | 0 |  | 1000 | 1 | 0 | 0 | 0 | 0 | 10 | 0

## Time series tables
There are no user inputs on this sheet. Use "Protect Sheet" to prevent accidental changes.
This sheet performs background calculations and is expected to remain hidden; however, advanced users can view the time series kWh and Therm savings by measure index here.
These time series are fed into the formulas (in Fuel Sub Calcs tab, Section 2) for Lifecycle Savings - Primary Energy and Emissions.
Key | Impact | Description
| yrs1BL | In a given year, represents what fraction of the year the measure is active and considered part of the "first baseline".
| yrs2BL | In a given year, represents what fraction of the year the measure is active and considered part of the "second baseline" (for AR measures only).
| kWh | In a given year, represents kWh savings at the meter.
| Therm | In a given year, represents Therms savings at the meter.
[6 empty] | Savings | [5 empty] | Year | 2019 | 2020 | 2021 | 2022 | 2023 | 2024 | 2025 | 2026 | 2027 | 2028 | 2029 | 2030 | 2031 | 2032 | 2033 | 2034 | 2035 | 2036 | 2037 | 2038 | 2039 | 2040 | 2041 | 2042 | 2043 | 2044 | 2045 | 2046 | 2047 | 2048 | 2049
Index | Impact | Quantity (number of units) | Install Type | 1st Baseline Life | EUL | 1BL | 2BL | Install Year | End 1st BL | End EUL | Lifetime total
1 | yrs1BL |  | NR | 15 | 15 |  |  | 2020 | 2035 | 2035 | 15 |  | 0 | 1 | 1 | 1 | 1 | 1 | 1 | 1 | 1 | 1 | 1 | 1 | 1 | 1 | 1 | 1 | 0 | 0 | 0 | 0 | 0 | 0 | 0 | 0 | 0 | 0 | 0 | 0 | 0 | 0 | 0
2 | yrs1BL |  | NR | 15 | 15 |  |  | 2020 | 2035 | 2035 | 15 |  | 0 | 1 | 1 | 1 | 1 | 1 | 1 | 1 | 1 | 1 | 1 | 1 | 1 | 1 | 1 | 1 | 0 | 0 | 0 | 0 | 0 | 0 | 0 | 0 | 0 | 0 | 0 | 0 | 0 | 0 | 0
3 | yrs1BL |  | NR | 10 | 10 |  |  | 2020 | 2030 | 2030 | 10 |  | 0 | 1 | 1 | 1 | 1 | 1 | 1 | 1 | 1 | 1 | 1 | 0 | 0 | 0 | 0 | 0 | 0 | 0 | 0 | 0 | 0 | 0 | 0 | 0 | 0 | 0 | 0 | 0 | 0 | 0 | 0
4 | yrs1BL |  | NR | 12 | 12 |  |  | 2020 | 2032 | 2032 | 12 |  | 0 | 1 | 1 | 1 | 1 | 1 | 1 | 1 | 1 | 1 | 1 | 1 | 1 | 0 | 0 | 0 | 0 | 0 | 0 | 0 | 0 | 0 | 0 | 0 | 0 | 0 | 0 | 0 | 0 | 0 | 0
5 | yrs1BL |  | 0 | 0 | 0 |  |  | 0 | 0 | 0 | 0 |  | 0 | 0 | 0 | 0 | 0 | 0 | 0 | 0 | 0 | 0 | 0 | 0 | 0 | 0 | 0 | 0 | 0 | 0 | 0 | 0 | 0 | 0 | 0 | 0 | 0 | 0 | 0 | 0 | 0 | 0 | 0
1 | yrs2BL |  | NR | 15 | 15 |  |  | 2020 | 2035 | 2035 | 0 |  | 0 | 0 | 0 | 0 | 0 | 0 | 0 | 0 | 0 | 0 | 0 | 0 | 0 | 0 | 0 | 0 | 0 | 0 | 0 | 0 | 0 | 0 | 0 | 0 | 0 | 0 | 0 | 0 | 0 | 0 | 0
2 | yrs2BL |  | NR | 15 | 15 |  |  | 2020 | 2035 | 2035 | 0 |  | 0 | 0 | 0 | 0 | 0 | 0 | 0 | 0 | 0 | 0 | 0 | 0 | 0 | 0 | 0 | 0 | 0 | 0 | 0 | 0 | 0 | 0 | 0 | 0 | 0 | 0 | 0 | 0 | 0 | 0 | 0
3 | yrs2BL |  | NR | 10 | 10 |  |  | 2020 | 2030 | 2030 | 0 |  | 0 | 0 | 0 | 0 | 0 | 0 | 0 | 0 | 0 | 0 | 0 | 0 | 0 | 0 | 0 | 0 | 0 | 0 | 0 | 0 | 0 | 0 | 0 | 0 | 0 | 0 | 0 | 0 | 0 | 0 | 0
4 | yrs2BL |  | NR | 12 | 12 |  |  | 2020 | 2032 | 2032 | 0 |  | 0 | 0 | 0 | 0 | 0 | 0 | 0 | 0 | 0 | 0 | 0 | 0 | 0 | 0 | 0 | 0 | 0 | 0 | 0 | 0 | 0 | 0 | 0 | 0 | 0 | 0 | 0 | 0 | 0 | 0 | 0
5 | yrs2BL |  | 0 | 0 | 0 |  |  | 0 | 0 | 0 | 0 |  | 0 | 0 | 0 | 0 | 0 | 0 | 0 | 0 | 0 | 0 | 0 | 0 | 0 | 0 | 0 | 0 | 0 | 0 | 0 | 0 | 0 | 0 | 0 | 0 | 0 | 0 | 0 | 0 | 0 | 0 | 0
1 | kWh | 1 | NR | 15 | 15 | -19.1 | 0 | 2020 | 2035 | 2035 | -286.5 |  | 0 | -19.1 | -19.1 | -19.1 | -19.1 | -19.1 | -19.1 | -19.1 | -19.1 | -19.1 | -19.1 | -19.1 | -19.1 | -19.1 | -19.1 | -19.1 | 0 | 0 | 0 | 0 | 0 | 0 | 0 | 0 | 0 | 0 | 0 | 0 | 0 | 0 | 0
2 | kWh | 1 | NR | 15 | 15 | -364.62 | 0 | 2020 | 2035 | 2035 | -5469.3 |  | 0 | -364.62 | -364.62 | -364.62 | -364.62 | -364.62 | -364.62 | -364.62 | -364.62 | -364.62 | -364.62 | -364.62 | -364.62 | -364.62 | -364.62 | -364.62 | 0 | 0 | 0 | 0 | 0 | 0 | 0 | 0 | 0 | 0 | 0 | 0 | 0 | 0 | 0
3 | kWh | 1 | NR | 10 | 10 | -1497.11 | 0 | 2020 | 2030 | 2030 | -14971.1 |  | 0 | -1497.11 | -1497.11 | -1497.11 | -1497.11 | -1497.11 | -1497.11 | -1497.11 | -1497.11 | -1497.11 | -1497.11 | 0 | 0 | 0 | 0 | 0 | 0 | 0 | 0 | 0 | 0 | 0 | 0 | 0 | 0 | 0 | 0 | 0 | 0 | 0 | 0
4 | kWh | 1 | NR | 12 | 12 | -2245.6 | 0 | 2020 | 2032 | 2032 | -26947.2 |  | 0 | -2245.6 | -2245.6 | -2245.6 | -2245.6 | -2245.6 | -2245.6 | -2245.6 | -2245.6 | -2245.6 | -2245.6 | -2245.6 | -2245.6 | 0 | 0 | 0 | 0 | 0 | 0 | 0 | 0 | 0 | 0 | 0 | 0 | 0 | 0 | 0 | 0 | 0 | 0
5 | kWh | 0 | 0 | 0 | 0 | 0 | 0 | 0 | 0 | 0 | 0 |  | 0 | 0 | 0 | 0 | 0 | 0 | 0 | 0 | 0 | 0 | 0 | 0 | 0 | 0 | 0 | 0 | 0 | 0 | 0 | 0 | 0 | 0 | 0 | 0 | 0 | 0 | 0 | 0 | 0 | 0 | 0
1 | Therm | 1 | NR | 15 | 15 | 8.08 | 0 | 2020 | 2035 | 2035 | 121.2 |  | 0 | 8.08 | 8.08 | 8.08 | 8.08 | 8.08 | 8.08 | 8.08 | 8.08 | 8.08 | 8.08 | 8.08 | 8.08 | 8.08 | 8.08 | 8.08 | 0 | 0 | 0 | 0 | 0 | 0 | 0 | 0 | 0 | 0 | 0 | 0 | 0 | 0 | 0
2 | Therm | 1 | NR | 15 | 15 | 59.98 | 0 | 2020 | 2035 | 2035 | 899.7 |  | 0 | 59.98 | 59.98 | 59.98 | 59.98 | 59.98 | 59.98 | 59.98 | 59.98 | 59.98 | 59.98 | 59.98 | 59.98 | 59.98 | 59.98 | 59.98 | 0 | 0 | 0 | 0 | 0 | 0 | 0 | 0 | 0 | 0 | 0 | 0 | 0 | 0 | 0
3 | Therm | 1 | NR | 10 | 10 | 180.4865 | 0 | 2020 | 2030 | 2030 | 1804.8645 |  | 0 | 180.4865 | 180.4865 | 180.4865 | 180.4865 | 180.4865 | 180.4865 | 180.4865 | 180.4865 | 180.4865 | 180.4865 | 0 | 0 | 0 | 0 | 0 | 0 | 0 | 0 | 0 | 0 | 0 | 0 | 0 | 0 | 0 | 0 | 0 | 0 | 0 | 0
4 | Therm | 1 | NR | 12 | 12 | 2759.4 | 0 | 2020 | 2032 | 2032 | 33112.8 |  | 0 | 2759.4 | 2759.4 | 2759.4 | 2759.4 | 2759.4 | 2759.4 | 2759.4 | 2759.4 | 2759.4 | 2759.4 | 2759.4 | 2759.4 | 0 | 0 | 0 | 0 | 0 | 0 | 0 | 0 | 0 | 0 | 0 | 0 | 0 | 0 | 0 | 0 | 0 | 0
5 | Therm | 0 | 0 | 0 | 0 | 0 | 0 | 0 | 0 | 0 | 0 |  | 0 | 0 | 0 | 0 | 0 | 0 | 0 | 0 | 0 | 0 | 0 | 0 | 0 | 0 | 0 | 0 | 0 | 0 | 0 | 0 | 0 | 0 | 0 | 0 | 0 | 0 | 0 | 0 | 0 | 0 | 0

## AFLookup (hidden)
Averages over specified period
Start year | Final year | Duration | IndexA | IndexB | Source Energy (Btu/kWh) | Emissions Intensity (metric tonnes/MWh)
2019 | 2019 | 1 | 2019-2019 | 2019+01 | 3675.4621 | 0.19506
2019 | 2020 | 2 | 2019-2020 | 2019+02 | 3609.3139 | 0.19155
2019 | 2021 | 3 | 2019-2021 | 2019+03 | 3543.1658 | 0.18804
2019 | 2022 | 4 | 2019-2022 | 2019+04 | 3477.0176 | 0.18453
2019 | 2023 | 5 | 2019-2023 | 2019+05 | 3462.7144 | 0.18377
2019 | 2024 | 6 | 2019-2024 | 2019+06 | 3474.3336 | 0.18438
2019 | 2025 | 7 | 2019-2025 | 2019+07 | 3500.7657 | 0.18579
2019 | 2026 | 8 | 2019-2026 | 2019+08 | 3536.4558 | 0.18768
2019 | 2027 | 9 | 2019-2027 | 2019+09 | 3546.8827 | 0.18823
2019 | 2028 | 10 | 2019-2028 | 2019+10 | 3539.6255 | 0.18785
2019 | 2029 | 11 | 2019-2029 | 2019+11 | 3519.5069 | 0.18678
2019 | 2030 | 12 | 2019-2030 | 2019+12 | 3489.7425 | 0.1852
2019 | 2031 | 13 | 2019-2031 | 2019+13 | 3450.8712 | 0.18314
2019 | 2032 | 14 | 2019-2032 | 2019+14 | 3404.8446 | 0.1807
2019 | 2033 | 15 | 2019-2033 | 2019+15 | 3353.0938 | 0.17795
2019 | 2034 | 16 | 2019-2034 | 2019+16 | 3296.692 | 0.17496
2019 | 2035 | 17 | 2019-2035 | 2019+17 | 3236.4599 | 0.17176
2019 | 2036 | 18 | 2019-2036 | 2019+18 | 3173.036 | 0.16839
2019 | 2037 | 19 | 2019-2037 | 2019+19 | 3106.9243 | 0.16489
2019 | 2038 | 20 | 2019-2038 | 2019+20 | 3038.5278 | 0.16126
2019 | 2039 | 21 | 2019-2039 | 2019+21 | 2968.1731 | 0.15752
2019 | 2040 | 22 | 2019-2040 | 2019+22 | 2896.1271 | 0.1537
2019 | 2041 | 23 | 2019-2041 | 2019+23 | 2822.6104 | 0.1498
2019 | 2042 | 24 | 2019-2042 | 2019+24 | 2747.8069 | 0.14583
2019 | 2043 | 25 | 2019-2043 | 2019+25 | 2671.871 | 0.1418
2019 | 2044 | 26 | 2019-2044 | 2019+26 | 2594.9334 | 0.13771
2019 | 2045 | 27 | 2019-2045 | 2019+27 | 2517.1053 | 0.13358
2019 | 2046 | 28 | 2019-2046 | 2019+28 | 2444.8363 | 0.12975
2019 | 2047 | 29 | 2019-2047 | 2019+29 | 2377.5515 | 0.12618
2019 | 2048 | 30 | 2019-2048 | 2019+30 | 2314.7522 | 0.12284
2019 | 2049 | 31 | 2019-2049 | 2019+31 | 2256.0046 | 0.11973
2020 | 2020 | 1 | 2020-2020 | 2020+01 | 3543.1658 | 0.18804
2020 | 2021 | 2 | 2020-2021 | 2020+02 | 3477.0176 | 0.18453
2020 | 2022 | 3 | 2020-2022 | 2020+03 | 3410.8694 | 0.18102
2020 | 2023 | 4 | 2020-2023 | 2020+04 | 3409.5274 | 0.18094
2020 | 2024 | 5 | 2020-2024 | 2020+05 | 3434.1079 | 0.18225
2020 | 2025 | 6 | 2020-2025 | 2020+06 | 3471.6496 | 0.18424
2020 | 2026 | 7 | 2020-2026 | 2020+07 | 3516.5977 | 0.18663
2020 | 2027 | 8 | 2020-2027 | 2020+08 | 3530.8103 | 0.18738
2020 | 2028 | 9 | 2020-2028 | 2020+09 | 3524.5325 | 0.18705
2020 | 2029 | 10 | 2020-2029 | 2020+10 | 3503.9114 | 0.18595
2020 | 2030 | 11 | 2020-2030 | 2020+11 | 3472.8589 | 0.18431
2020 | 2031 | 12 | 2020-2031 | 2020+12 | 3432.1553 | 0.18215
2020 | 2032 | 13 | 2020-2032 | 2020+13 | 3384.0279 | 0.17959
2020 | 2033 | 14 | 2020-2033 | 2020+14 | 3330.0675 | 0.17673
2020 | 2034 | 15 | 2020-2034 | 2020+15 | 3271.4406 | 0.17362
2020 | 2035 | 16 | 2020-2035 | 2020+16 | 3209.0223 | 0.1703
2020 | 2036 | 17 | 2020-2036 | 2020+17 | 3143.4815 | 0.16683
2020 | 2037 | 18 | 2020-2037 | 2020+18 | 3075.3388 | 0.16321
2020 | 2038 | 19 | 2020-2038 | 2020+19 | 3005.005 | 0.15948
2020 | 2039 | 20 | 2020-2039 | 2020+20 | 2932.8086 | 0.15565
2020 | 2040 | 21 | 2020-2040 | 2020+21 | 2859.0159 | 0.15173
2020 | 2041 | 22 | 2020-2041 | 2020+22 | 2783.8444 | 0.14774
2020 | 2042 | 23 | 2020-2042 | 2020+23 | 2707.4741 | 0.14369
2020 | 2043 | 24 | 2020-2043 | 2020+24 | 2630.0547 | 0.13958
2020 | 2044 | 25 | 2020-2044 | 2020+25 | 2551.7122 | 0.13542
2020 | 2045 | 26 | 2020-2045 | 2020+26 | 2472.5531 | 0.13122
2020 | 2046 | 27 | 2020-2046 | 2020+27 | 2399.2576 | 0.12733
2020 | 2047 | 28 | 2020-2047 | 2020+28 | 2331.1975 | 0.12372
2020 | 2048 | 29 | 2020-2048 | 2020+29 | 2267.8312 | 0.12035
2020 | 2049 | 30 | 2020-2049 | 2020+30 | 2208.6893 | 0.11722
2021 | 2021 | 1 | 2021-2021 | 2021+01 | 3410.8694 | 0.18102
2021 | 2022 | 2 | 2021-2022 | 2021+02 | 3344.7213 | 0.17751
2021 | 2023 | 3 | 2021-2023 | 2021+03 | 3364.9813 | 0.17858
2021 | 2024 | 4 | 2021-2024 | 2021+04 | 3406.8434 | 0.1808
2021 | 2025 | 5 | 2021-2025 | 2021+05 | 3457.3464 | 0.18348
2021 | 2026 | 6 | 2021-2026 | 2021+06 | 3512.1697 | 0.18639
2021 | 2027 | 7 | 2021-2027 | 2021+07 | 3529.0452 | 0.18729
2021 | 2028 | 8 | 2021-2028 | 2021+08 | 3522.2033 | 0.18692
2021 | 2029 | 9 | 2021-2029 | 2021+09 | 3499.5498 | 0.18572
2021 | 2030 | 10 | 2021-2030 | 2021+10 | 3465.8282 | 0.18393
2021 | 2031 | 11 | 2021-2031 | 2021+11 | 3422.0635 | 0.18161
2021 | 2032 | 12 | 2021-2032 | 2021+12 | 3370.7664 | 0.17889
2021 | 2033 | 13 | 2021-2033 | 2021+13 | 3313.6753 | 0.17586
2021 | 2034 | 14 | 2021-2034 | 2021+14 | 3252.0317 | 0.17259
2021 | 2035 | 15 | 2021-2035 | 2021+15 | 3186.746 | 0.16912
2021 | 2036 | 16 | 2021-2036 | 2021+16 | 3118.5013 | 0.1655
2021 | 2037 | 17 | 2021-2037 | 2021+17 | 3047.8196 | 0.16175
2021 | 2038 | 18 | 2021-2038 | 2021+18 | 2975.1072 | 0.15789
2021 | 2039 | 19 | 2021-2039 | 2021+19 | 2900.6846 | 0.15394
2021 | 2040 | 20 | 2021-2040 | 2021+20 | 2824.8084 | 0.14991
2021 | 2041 | 21 | 2021-2041 | 2021+21 | 2747.6863 | 0.14582
2021 | 2042 | 22 | 2021-2042 | 2021+22 | 2669.4881 | 0.14167
2021 | 2043 | 23 | 2021-2043 | 2021+23 | 2590.3542 | 0.13747
2021 | 2044 | 24 | 2021-2044 | 2021+24 | 2510.4017 | 0.13323
2021 | 2045 | 25 | 2021-2045 | 2021+25 | 2429.7286 | 0.12895
2021 | 2046 | 26 | 2021-2046 | 2021+26 | 2355.2611 | 0.12499
2021 | 2047 | 27 | 2021-2047 | 2021+27 | 2286.3098 | 0.12134
2021 | 2048 | 28 | 2021-2048 | 2021+28 | 2222.2835 | 0.11794
2021 | 2049 | 29 | 2021-2049 | 2021+29 | 2162.6729 | 0.11477
2022 | 2022 | 1 | 2022-2022 | 2022+01 | 3278.5731 | 0.174
2022 | 2023 | 2 | 2022-2023 | 2022+02 | 3342.0373 | 0.17736
2022 | 2024 | 3 | 2022-2024 | 2022+03 | 3405.5015 | 0.18073
2022 | 2025 | 4 | 2022-2025 | 2022+04 | 3468.9656 | 0.1841
2022 | 2026 | 5 | 2022-2026 | 2022+05 | 3532.4298 | 0.18747
2022 | 2027 | 6 | 2022-2027 | 2022+06 | 3548.7412 | 0.18833
2022 | 2028 | 7 | 2022-2028 | 2022+07 | 3538.1082 | 0.18777
2022 | 2029 | 8 | 2022-2029 | 2022+08 | 3510.6349 | 0.18631
2022 | 2030 | 9 | 2022-2030 | 2022+09 | 3471.9347 | 0.18426
2022 | 2031 | 10 | 2022-2031 | 2022+10 | 3423.1829 | 0.18167
2022 | 2032 | 11 | 2022-2032 | 2022+11 | 3367.1207 | 0.17869
2022 | 2033 | 12 | 2022-2033 | 2022+12 | 3305.5758 | 0.17543
2022 | 2034 | 13 | 2022-2034 | 2022+13 | 3239.8134 | 0.17194
2022 | 2035 | 14 | 2022-2035 | 2022+14 | 3170.7372 | 0.16827
2022 | 2036 | 15 | 2022-2036 | 2022+15 | 3099.0101 | 0.16447
2022 | 2037 | 16 | 2022-2037 | 2022+16 | 3025.129 | 0.16054
2022 | 2038 | 17 | 2022-2038 | 2022+17 | 2949.4741 | 0.15653
2022 | 2039 | 18 | 2022-2039 | 2022+18 | 2872.341 | 0.15244
2022 | 2040 | 19 | 2022-2040 | 2022+19 | 2793.9631 | 0.14828
2022 | 2041 | 20 | 2022-2041 | 2022+20 | 2714.5271 | 0.14406
2022 | 2042 | 21 | 2022-2042 | 2022+21 | 2634.1842 | 0.1398
2022 | 2043 | 22 | 2022-2043 | 2022+22 | 2553.0581 | 0.13549
2022 | 2044 | 23 | 2022-2044 | 2022+23 | 2471.2509 | 0.13115
2022 | 2045 | 24 | 2022-2045 | 2022+24 | 2388.8477 | 0.12678
2022 | 2046 | 25 | 2022-2046 | 2022+25 | 2313.0368 | 0.12275
2022 | 2047 | 26 | 2022-2047 | 2022+26 | 2243.0575 | 0.11904
2022 | 2048 | 27 | 2022-2048 | 2022+27 | 2178.2618 | 0.1156
2022 | 2049 | 28 | 2022-2049 | 2022+28 | 2118.0944 | 0.11241
2023 | 2023 | 1 | 2023-2023 | 2023+01 | 3405.5015 | 0.18073
2023 | 2024 | 2 | 2023-2024 | 2023+02 | 3468.9656 | 0.1841
2023 | 2025 | 3 | 2023-2025 | 2023+03 | 3532.4298 | 0.18747
2023 | 2026 | 4 | 2023-2026 | 2023+04 | 3595.894 | 0.19084
2023 | 2027 | 5 | 2023-2027 | 2023+05 | 3602.7748 | 0.1912
2023 | 2028 | 6 | 2023-2028 | 2023+06 | 3581.364 | 0.19006
2023 | 2029 | 7 | 2023-2029 | 2023+07 | 3543.7866 | 0.18807
2023 | 2030 | 8 | 2023-2030 | 2023+08 | 3496.1049 | 0.18554
2023 | 2031 | 9 | 2023-2031 | 2023+09 | 3439.2506 | 0.18252
2023 | 2032 | 10 | 2023-2032 | 2023+10 | 3375.9755 | 0.17916
2023 | 2033 | 11 | 2023-2033 | 2023+11 | 3308.0306 | 0.17556
2023 | 2034 | 12 | 2023-2034 | 2023+12 | 3236.5834 | 0.17177
2023 | 2035 | 13 | 2023-2035 | 2023+13 | 3162.4422 | 0.16783
2023 | 2036 | 14 | 2023-2036 | 2023+14 | 3086.1841 | 0.16378
2023 | 2037 | 15 | 2023-2037 | 2023+15 | 3008.2327 | 0.15965
2023 | 2038 | 16 | 2023-2038 | 2023+16 | 2928.9054 | 0.15544
2023 | 2039 | 17 | 2023-2039 | 2023+17 | 2848.445 | 0.15117
2023 | 2040 | 18 | 2023-2040 | 2023+18 | 2767.0403 | 0.14685
2023 | 2041 | 19 | 2023-2041 | 2023+19 | 2684.8405 | 0.14249
2023 | 2042 | 20 | 2023-2042 | 2023+20 | 2601.9648 | 0.13809
2023 | 2043 | 21 | 2023-2043 | 2023+21 | 2518.5098 | 0.13366
2023 | 2044 | 22 | 2023-2044 | 2023+22 | 2434.5544 | 0.1292
2023 | 2045 | 23 | 2023-2045 | 2023+23 | 2350.164 | 0.12472
2023 | 2046 | 24 | 2023-2046 | 2023+24 | 2272.8061 | 0.12062
2023 | 2047 | 25 | 2023-2047 | 2023+25 | 2201.6369 | 0.11684
2023 | 2048 | 26 | 2023-2048 | 2023+26 | 2135.9422 | 0.11336
2023 | 2049 | 27 | 2023-2049 | 2023+27 | 2075.1137 | 0.11013
2024 | 2024 | 1 | 2024-2024 | 2024+01 | 3532.4298 | 0.18747
2024 | 2025 | 2 | 2024-2025 | 2024+02 | 3595.894 | 0.19084
2024 | 2026 | 3 | 2024-2026 | 2024+03 | 3659.3582 | 0.1942
2024 | 2027 | 4 | 2024-2027 | 2024+04 | 3652.0932 | 0.19382
2024 | 2028 | 5 | 2024-2028 | 2024+05 | 3616.5365 | 0.19193
2024 | 2029 | 6 | 2024-2029 | 2024+06 | 3566.8341 | 0.18929
2024 | 2030 | 7 | 2024-2030 | 2024+07 | 3509.0483 | 0.18623
2024 | 2031 | 8 | 2024-2031 | 2024+08 | 3443.4693 | 0.18275
2024 | 2032 | 9 | 2024-2032 | 2024+09 | 3372.6948 | 0.17899
2024 | 2033 | 10 | 2024-2033 | 2024+10 | 3298.2835 | 0.17504
2024 | 2034 | 11 | 2024-2034 | 2024+11 | 3221.2272 | 0.17095
2024 | 2035 | 12 | 2024-2035 | 2024+12 | 3142.1872 | 0.16676
2024 | 2036 | 13 | 2024-2036 | 2024+13 | 3061.6213 | 0.16248
2024 | 2037 | 14 | 2024-2037 | 2024+14 | 2979.8564 | 0.15814
2024 | 2038 | 15 | 2024-2038 | 2024+15 | 2897.1323 | 0.15375
2024 | 2039 | 16 | 2024-2039 | 2024+16 | 2813.6289 | 0.14932
2024 | 2040 | 17 | 2024-2040 | 2024+17 | 2729.4838 | 0.14485
2024 | 2041 | 18 | 2024-2041 | 2024+18 | 2644.8038 | 0.14036
2024 | 2042 | 19 | 2024-2042 | 2024+19 | 2559.6734 | 0.13584
2024 | 2043 | 20 | 2024-2043 | 2024+20 | 2474.1602 | 0.1313
2024 | 2044 | 21 | 2024-2044 | 2024+21 | 2388.3188 | 0.12675
2024 | 2045 | 22 | 2024-2045 | 2024+22 | 2302.1941 | 0.12218
2024 | 2046 | 23 | 2024-2046 | 2024+23 | 2223.5585 | 0.11801
2024 | 2047 | 24 | 2024-2047 | 2024+24 | 2151.4758 | 0.11418
2024 | 2048 | 25 | 2024-2048 | 2024+25 | 2085.1598 | 0.11066
2024 | 2049 | 26 | 2024-2049 | 2024+26 | 2023.945 | 0.10741
2025 | 2025 | 1 | 2025-2025 | 2025+01 | 3659.3582 | 0.1942
2025 | 2026 | 2 | 2025-2026 | 2025+02 | 3722.8223 | 0.19757
2025 | 2027 | 3 | 2025-2027 | 2025+03 | 3691.981 | 0.19593
2025 | 2028 | 4 | 2025-2028 | 2025+04 | 3637.5632 | 0.19305
2025 | 2029 | 5 | 2025-2029 | 2025+05 | 3573.7149 | 0.18966
2025 | 2030 | 6 | 2025-2030 | 2025+06 | 3505.1514 | 0.18602
2025 | 2031 | 7 | 2025-2031 | 2025+07 | 3430.7606 | 0.18207
2025 | 2032 | 8 | 2025-2032 | 2025+08 | 3352.7279 | 0.17793
2025 | 2033 | 9 | 2025-2033 | 2025+09 | 3272.2672 | 0.17366
2025 | 2034 | 10 | 2025-2034 | 2025+10 | 3190.107 | 0.1693
2025 | 2035 | 11 | 2025-2035 | 2025+11 | 3106.7106 | 0.16487
2025 | 2036 | 12 | 2025-2036 | 2025+12 | 3022.3872 | 0.1604
2025 | 2037 | 13 | 2025-2037 | 2025+13 | 2937.3507 | 0.15589
2025 | 2038 | 14 | 2025-2038 | 2025+14 | 2851.7539 | 0.15134
2025 | 2039 | 15 | 2025-2039 | 2025+15 | 2765.7089 | 0.14678
2025 | 2040 | 16 | 2025-2040 | 2025+16 | 2679.2996 | 0.14219
2025 | 2041 | 17 | 2025-2041 | 2025+17 | 2592.5905 | 0.13759
2025 | 2042 | 18 | 2025-2042 | 2025+18 | 2505.6314 | 0.13297
2025 | 2043 | 19 | 2025-2043 | 2025+19 | 2418.4618 | 0.12835
2025 | 2044 | 20 | 2025-2044 | 2025+20 | 2331.1133 | 0.12371
2025 | 2045 | 21 | 2025-2045 | 2025+21 | 2243.6115 | 0.11907
2025 | 2046 | 22 | 2025-2046 | 2025+22 | 2164.0643 | 0.11485
2025 | 2047 | 23 | 2025-2047 | 2025+23 | 2091.4344 | 0.11099
2025 | 2048 | 24 | 2025-2048 | 2025+24 | 2024.8569 | 0.10746
2025 | 2049 | 25 | 2025-2049 | 2025+25 | 1963.6056 | 0.10421
2026 | 2026 | 1 | 2026-2026 | 2026+01 | 3786.2865 | 0.20094
2026 | 2027 | 2 | 2026-2027 | 2026+02 | 3708.2924 | 0.1968
2026 | 2028 | 3 | 2026-2028 | 2026+03 | 3630.2983 | 0.19266
2026 | 2029 | 4 | 2026-2029 | 2026+04 | 3552.3041 | 0.18852
2026 | 2030 | 5 | 2026-2030 | 2026+05 | 3474.31 | 0.18438
2026 | 2031 | 6 | 2026-2031 | 2026+06 | 3392.661 | 0.18005
2026 | 2032 | 7 | 2026-2032 | 2026+07 | 3308.9236 | 0.17561
2026 | 2033 | 8 | 2026-2033 | 2026+08 | 3223.8809 | 0.17109
2026 | 2034 | 9 | 2026-2034 | 2026+09 | 3137.9679 | 0.16653
2026 | 2035 | 10 | 2026-2035 | 2026+10 | 3051.4459 | 0.16194
2026 | 2036 | 11 | 2026-2036 | 2026+11 | 2964.4808 | 0.15733
2026 | 2037 | 12 | 2026-2037 | 2026+12 | 2877.1834 | 0.15269
2026 | 2038 | 13 | 2026-2038 | 2026+13 | 2789.6305 | 0.14805
2026 | 2039 | 14 | 2026-2039 | 2026+14 | 2701.8768 | 0.14339
2026 | 2040 | 15 | 2026-2040 | 2026+15 | 2613.9624 | 0.13872
2026 | 2041 | 16 | 2026-2041 | 2026+16 | 2525.9175 | 0.13405
2026 | 2042 | 17 | 2026-2042 | 2026+17 | 2437.7651 | 0.12937
2026 | 2043 | 18 | 2026-2043 | 2026+18 | 2349.5231 | 0.12469
2026 | 2044 | 19 | 2026-2044 | 2026+19 | 2261.2057 | 0.12
2026 | 2045 | 20 | 2026-2045 | 2026+20 | 2172.8241 | 0.11531
2026 | 2046 | 21 | 2026-2046 | 2026+21 | 2092.8599 | 0.11107
2026 | 2047 | 22 | 2026-2047 | 2026+22 | 2020.1651 | 0.10721
2026 | 2048 | 23 | 2026-2048 | 2026+23 | 1953.7916 | 0.10369
2026 | 2049 | 24 | 2026-2049 | 2026+24 | 1892.9492 | 0.10046
2027 | 2027 | 1 | 2027-2027 | 2027+01 | 3630.2983 | 0.19266
2027 | 2028 | 2 | 2027-2028 | 2027+02 | 3552.3041 | 0.18852
2027 | 2029 | 3 | 2027-2029 | 2027+03 | 3474.31 | 0.18438
2027 | 2030 | 4 | 2027-2030 | 2027+04 | 3396.3159 | 0.18024
2027 | 2031 | 5 | 2027-2031 | 2027+05 | 3313.9359 | 0.17587
2027 | 2032 | 6 | 2027-2032 | 2027+06 | 3229.3631 | 0.17138
2027 | 2033 | 7 | 2027-2033 | 2027+07 | 3143.5372 | 0.16683
2027 | 2034 | 8 | 2027-2034 | 2027+08 | 3056.9281 | 0.16223
2027 | 2035 | 9 | 2027-2035 | 2027+09 | 2969.7969 | 0.15761
2027 | 2036 | 10 | 2027-2036 | 2027+10 | 2882.3002 | 0.15296
2027 | 2037 | 11 | 2027-2037 | 2027+11 | 2794.5377 | 0.14831
2027 | 2038 | 12 | 2027-2038 | 2027+12 | 2706.5759 | 0.14364
2027 | 2039 | 13 | 2027-2039 | 2027+13 | 2618.4607 | 0.13896
2027 | 2040 | 14 | 2027-2040 | 2027+14 | 2530.225 | 0.13428
2027 | 2041 | 15 | 2027-2041 | 2027+15 | 2441.8929 | 0.12959
2027 | 2042 | 16 | 2027-2042 | 2027+16 | 2353.4825 | 0.1249
2027 | 2043 | 17 | 2027-2043 | 2027+17 | 2265.0076 | 0.1202
2027 | 2044 | 18 | 2027-2044 | 2027+18 | 2176.479 | 0.11551
2027 | 2045 | 19 | 2027-2045 | 2027+19 | 2087.9051 | 0.11081
2027 | 2046 | 20 | 2027-2046 | 2027+20 | 2008.1885 | 0.10658
2027 | 2047 | 21 | 2027-2047 | 2027+21 | 1936.0641 | 0.10275
2027 | 2048 | 22 | 2027-2048 | 2027+22 | 1870.4964 | 0.099268
2027 | 2049 | 23 | 2027-2049 | 2027+23 | 1810.6302 | 0.096091
2028 | 2028 | 1 | 2028-2028 | 2028+01 | 3474.31 | 0.18438
2028 | 2029 | 2 | 2028-2029 | 2028+02 | 3396.3159 | 0.18024
2028 | 2030 | 3 | 2028-2030 | 2028+03 | 3318.3217 | 0.1761
2028 | 2031 | 4 | 2028-2031 | 2028+04 | 3234.8453 | 0.17167
2028 | 2032 | 5 | 2028-2032 | 2028+05 | 3149.1761 | 0.16713
2028 | 2033 | 6 | 2028-2033 | 2028+06 | 3062.4104 | 0.16252
2028 | 2034 | 7 | 2028-2034 | 2028+07 | 2975.0181 | 0.15789
2028 | 2035 | 8 | 2028-2035 | 2028+08 | 2887.2342 | 0.15323
2028 | 2036 | 9 | 2028-2036 | 2028+09 | 2799.1893 | 0.14855
2028 | 2037 | 10 | 2028-2037 | 2028+10 | 2710.9617 | 0.14387
2028 | 2038 | 11 | 2028-2038 | 2028+11 | 2622.6011 | 0.13918
2028 | 2039 | 12 | 2028-2039 | 2028+12 | 2534.1409 | 0.13449
2028 | 2040 | 13 | 2028-2040 | 2028+13 | 2445.604 | 0.12979
2028 | 2041 | 14 | 2028-2041 | 2028+14 | 2357.0068 | 0.12509
2028 | 2042 | 15 | 2028-2042 | 2028+15 | 2268.3614 | 0.12038
2028 | 2043 | 16 | 2028-2043 | 2028+16 | 2179.6769 | 0.11568
2028 | 2044 | 17 | 2028-2044 | 2028+17 | 2090.9602 | 0.11097
2028 | 2045 | 18 | 2028-2045 | 2028+18 | 2002.2165 | 0.10626
2028 | 2046 | 19 | 2028-2046 | 2028+19 | 1922.8143 | 0.10204
2028 | 2047 | 20 | 2028-2047 | 2028+20 | 1851.3524 | 0.098252
2028 | 2048 | 21 | 2028-2048 | 2028+21 | 1786.6963 | 0.094821
2028 | 2049 | 22 | 2028-2049 | 2028+22 | 1727.918 | 0.091701
2029 | 2029 | 1 | 2029-2029 | 2029+01 | 3318.3217 | 0.1761
2029 | 2030 | 2 | 2029-2030 | 2029+02 | 3240.3276 | 0.17197
2029 | 2031 | 3 | 2029-2031 | 2029+03 | 3155.0238 | 0.16744
2029 | 2032 | 4 | 2029-2032 | 2029+04 | 3067.8926 | 0.16281
2029 | 2033 | 5 | 2029-2033 | 2029+05 | 2980.0304 | 0.15815
2029 | 2034 | 6 | 2029-2034 | 2029+06 | 2891.8028 | 0.15347
2029 | 2035 | 7 | 2029-2035 | 2029+07 | 2803.3663 | 0.14878
2029 | 2036 | 8 | 2029-2036 | 2029+08 | 2714.7992 | 0.14408
2029 | 2037 | 9 | 2029-2037 | 2029+09 | 2626.1452 | 0.13937
2029 | 2038 | 10 | 2029-2038 | 2029+10 | 2537.4302 | 0.13466
2029 | 2039 | 11 | 2029-2039 | 2029+11 | 2448.6709 | 0.12995
2029 | 2040 | 12 | 2029-2040 | 2029+12 | 2359.8784 | 0.12524
2029 | 2041 | 13 | 2029-2041 | 2029+13 | 2271.0604 | 0.12053
2029 | 2042 | 14 | 2029-2042 | 2029+14 | 2182.2223 | 0.11581
2029 | 2043 | 15 | 2029-2043 | 2029+15 | 2093.3681 | 0.1111
2029 | 2044 | 16 | 2029-2044 | 2029+16 | 2004.5008 | 0.10638
2029 | 2045 | 17 | 2029-2045 | 2029+17 | 1915.6228 | 0.10166
2029 | 2046 | 18 | 2029-2046 | 2029+18 | 1836.6201 | 0.09747
2029 | 2047 | 19 | 2029-2047 | 2029+19 | 1765.9335 | 0.093719
2029 | 2048 | 20 | 2029-2048 | 2029+20 | 1702.3156 | 0.090343
2029 | 2049 | 21 | 2029-2049 | 2029+21 | 1644.7565 | 0.087288
2030 | 2030 | 1 | 2030-2030 | 2030+01 | 3162.3335 | 0.16783
2030 | 2031 | 2 | 2030-2031 | 2030+02 | 3073.3748 | 0.16311
2030 | 2032 | 3 | 2030-2032 | 2030+03 | 2984.4162 | 0.15838
2030 | 2033 | 4 | 2030-2033 | 2030+04 | 2895.4576 | 0.15366
2030 | 2034 | 5 | 2030-2034 | 2030+05 | 2806.499 | 0.14894
2030 | 2035 | 6 | 2030-2035 | 2030+06 | 2717.5404 | 0.14422
2030 | 2036 | 7 | 2030-2036 | 2030+07 | 2628.5817 | 0.1395
2030 | 2037 | 8 | 2030-2037 | 2030+08 | 2539.6231 | 0.13478
2030 | 2038 | 9 | 2030-2038 | 2030+09 | 2450.6645 | 0.13006
2030 | 2039 | 10 | 2030-2039 | 2030+10 | 2361.7059 | 0.12534
2030 | 2040 | 11 | 2030-2040 | 2030+11 | 2272.7472 | 0.12062
2030 | 2041 | 12 | 2030-2041 | 2030+12 | 2183.7886 | 0.11589
2030 | 2042 | 13 | 2030-2042 | 2030+13 | 2094.83 | 0.11117
2030 | 2043 | 14 | 2030-2043 | 2030+14 | 2005.8714 | 0.10645
2030 | 2044 | 15 | 2030-2044 | 2030+15 | 1916.9128 | 0.10173
2030 | 2045 | 16 | 2030-2045 | 2030+16 | 1827.9541 | 0.09701
2030 | 2046 | 17 | 2030-2046 | 2030+17 | 1749.4612 | 0.092845
2030 | 2047 | 18 | 2030-2047 | 2030+18 | 1679.6898 | 0.089142
2030 | 2048 | 19 | 2030-2048 | 2030+19 | 1617.2627 | 0.085829
2030 | 2049 | 20 | 2030-2049 | 2030+20 | 1561.0783 | 0.082847
2031 | 2031 | 1 | 2031-2031 | 2031+01 | 2984.4162 | 0.15838
2031 | 2032 | 2 | 2031-2032 | 2031+02 | 2895.4576 | 0.15366
2031 | 2033 | 3 | 2031-2033 | 2031+03 | 2806.499 | 0.14894
2031 | 2034 | 4 | 2031-2034 | 2031+04 | 2717.5404 | 0.14422
2031 | 2035 | 5 | 2031-2035 | 2031+05 | 2628.5817 | 0.1395
2031 | 2036 | 6 | 2031-2036 | 2031+06 | 2539.6231 | 0.13478
2031 | 2037 | 7 | 2031-2037 | 2031+07 | 2450.6645 | 0.13006
2031 | 2038 | 8 | 2031-2038 | 2031+08 | 2361.7059 | 0.12534
2031 | 2039 | 9 | 2031-2039 | 2031+09 | 2272.7472 | 0.12062
2031 | 2040 | 10 | 2031-2040 | 2031+10 | 2183.7886 | 0.11589
2031 | 2041 | 11 | 2031-2041 | 2031+11 | 2094.83 | 0.11117
2031 | 2042 | 12 | 2031-2042 | 2031+12 | 2005.8714 | 0.10645
2031 | 2043 | 13 | 2031-2043 | 2031+13 | 1916.9128 | 0.10173
2031 | 2044 | 14 | 2031-2044 | 2031+14 | 1827.9541 | 0.09701
2031 | 2045 | 15 | 2031-2045 | 2031+15 | 1738.9955 | 0.092289
2031 | 2046 | 16 | 2031-2046 | 2031+16 | 1661.1567 | 0.088158
2031 | 2047 | 17 | 2031-2047 | 2031+17 | 1592.4754 | 0.084513
2031 | 2048 | 18 | 2031-2048 | 2031+18 | 1531.4254 | 0.081273
2031 | 2049 | 19 | 2031-2049 | 2031+19 | 1476.8017 | 0.078374
2032 | 2032 | 1 | 2032-2032 | 2032+01 | 2806.499 | 0.14894
2032 | 2033 | 2 | 2032-2033 | 2032+02 | 2717.5404 | 0.14422
2032 | 2034 | 3 | 2032-2034 | 2032+03 | 2628.5817 | 0.1395
2032 | 2035 | 4 | 2032-2035 | 2032+04 | 2539.6231 | 0.13478
2032 | 2036 | 5 | 2032-2036 | 2032+05 | 2450.6645 | 0.13006
2032 | 2037 | 6 | 2032-2037 | 2032+06 | 2361.7059 | 0.12534
2032 | 2038 | 7 | 2032-2038 | 2032+07 | 2272.7472 | 0.12062
2032 | 2039 | 8 | 2032-2039 | 2032+08 | 2183.7886 | 0.11589
2032 | 2040 | 9 | 2032-2040 | 2032+09 | 2094.83 | 0.11117
2032 | 2041 | 10 | 2032-2041 | 2032+10 | 2005.8714 | 0.10645
2032 | 2042 | 11 | 2032-2042 | 2032+11 | 1916.9128 | 0.10173
2032 | 2043 | 12 | 2032-2043 | 2032+12 | 1827.9541 | 0.09701
2032 | 2044 | 13 | 2032-2044 | 2032+13 | 1738.9955 | 0.092289
2032 | 2045 | 14 | 2032-2045 | 2032+14 | 1650.0369 | 0.087568
2032 | 2046 | 15 | 2032-2046 | 2032+15 | 1572.9394 | 0.083476
2032 | 2047 | 16 | 2032-2047 | 2032+16 | 1505.4791 | 0.079896
2032 | 2048 | 17 | 2032-2048 | 2032+17 | 1445.9553 | 0.076737
2032 | 2049 | 18 | 2032-2049 | 2032+18 | 1393.0453 | 0.073929
2033 | 2033 | 1 | 2033-2033 | 2033+01 | 2628.5817 | 0.1395
2033 | 2034 | 2 | 2033-2034 | 2033+02 | 2539.6231 | 0.13478
2033 | 2035 | 3 | 2033-2035 | 2033+03 | 2450.6645 | 0.13006
2033 | 2036 | 4 | 2033-2036 | 2033+04 | 2361.7059 | 0.12534
2033 | 2037 | 5 | 2033-2037 | 2033+05 | 2272.7472 | 0.12062
2033 | 2038 | 6 | 2033-2038 | 2033+06 | 2183.7886 | 0.11589
2033 | 2039 | 7 | 2033-2039 | 2033+07 | 2094.83 | 0.11117
2033 | 2040 | 8 | 2033-2040 | 2033+08 | 2005.8714 | 0.10645
2033 | 2041 | 9 | 2033-2041 | 2033+09 | 1916.9128 | 0.10173
2033 | 2042 | 10 | 2033-2042 | 2033+10 | 1827.9541 | 0.09701
2033 | 2043 | 11 | 2033-2043 | 2033+11 | 1738.9955 | 0.092289
2033 | 2044 | 12 | 2033-2044 | 2033+12 | 1650.0369 | 0.087568
2033 | 2045 | 13 | 2033-2045 | 2033+13 | 1561.0783 | 0.082847
2033 | 2046 | 14 | 2033-2046 | 2033+14 | 1484.828 | 0.0788
2033 | 2047 | 15 | 2033-2047 | 2033+15 | 1418.7445 | 0.075293
2033 | 2048 | 16 | 2033-2048 | 2033+16 | 1360.9214 | 0.072225
2033 | 2049 | 17 | 2033-2049 | 2033+17 | 1309.901 | 0.069517
2034 | 2034 | 1 | 2034-2034 | 2034+01 | 2450.6645 | 0.13006
2034 | 2035 | 2 | 2034-2035 | 2034+02 | 2361.7059 | 0.12534
2034 | 2036 | 3 | 2034-2036 | 2034+03 | 2272.7472 | 0.12062
2034 | 2037 | 4 | 2034-2037 | 2034+04 | 2183.7886 | 0.11589
2034 | 2038 | 5 | 2034-2038 | 2034+05 | 2094.83 | 0.11117
2034 | 2039 | 6 | 2034-2039 | 2034+06 | 2005.8714 | 0.10645
2034 | 2040 | 7 | 2034-2040 | 2034+07 | 1916.9128 | 0.10173
2034 | 2041 | 8 | 2034-2041 | 2034+08 | 1827.9541 | 0.09701
2034 | 2042 | 9 | 2034-2042 | 2034+09 | 1738.9955 | 0.092289
2034 | 2043 | 10 | 2034-2043 | 2034+10 | 1650.0369 | 0.087568
2034 | 2044 | 11 | 2034-2044 | 2034+11 | 1561.0783 | 0.082847
2034 | 2045 | 12 | 2034-2045 | 2034+12 | 1472.1196 | 0.078126
2034 | 2046 | 13 | 2034-2046 | 2034+13 | 1396.847 | 0.074131
2034 | 2047 | 14 | 2034-2047 | 2034+14 | 1332.3275 | 0.070707
2034 | 2048 | 15 | 2034-2048 | 2034+15 | 1276.4107 | 0.06774
2034 | 2049 | 16 | 2034-2049 | 2034+16 | 1227.4834 | 0.065143
2035 | 2035 | 1 | 2035-2035 | 2035+01 | 2272.7472 | 0.12062
2035 | 2036 | 2 | 2035-2036 | 2035+02 | 2183.7886 | 0.11589
2035 | 2037 | 3 | 2035-2037 | 2035+03 | 2094.83 | 0.11117
2035 | 2038 | 4 | 2035-2038 | 2035+04 | 2005.8714 | 0.10645
2035 | 2039 | 5 | 2035-2039 | 2035+05 | 1916.9128 | 0.10173
2035 | 2040 | 6 | 2035-2040 | 2035+06 | 1827.9541 | 0.09701
2035 | 2041 | 7 | 2035-2041 | 2035+07 | 1738.9955 | 0.092289
2035 | 2042 | 8 | 2035-2042 | 2035+08 | 1650.0369 | 0.087568
2035 | 2043 | 9 | 2035-2043 | 2035+09 | 1561.0783 | 0.082847
2035 | 2044 | 10 | 2035-2044 | 2035+10 | 1472.1196 | 0.078126
2035 | 2045 | 11 | 2035-2045 | 2035+11 | 1383.161 | 0.073405
2035 | 2046 | 12 | 2035-2046 | 2035+12 | 1309.0288 | 0.069471
2035 | 2047 | 13 | 2035-2047 | 2035+13 | 1246.3016 | 0.066142
2035 | 2048 | 14 | 2035-2048 | 2035+14 | 1192.5354 | 0.063288
2035 | 2049 | 15 | 2035-2049 | 2035+15 | 1145.938 | 0.060815
2036 | 2036 | 1 | 2036-2036 | 2036+01 | 2094.83 | 0.11117
2036 | 2037 | 2 | 2036-2037 | 2036+02 | 2005.8714 | 0.10645
2036 | 2038 | 3 | 2036-2038 | 2036+03 | 1916.9128 | 0.10173
2036 | 2039 | 4 | 2036-2039 | 2036+04 | 1827.9541 | 0.09701
2036 | 2040 | 5 | 2036-2040 | 2036+05 | 1738.9955 | 0.092289
2036 | 2041 | 6 | 2036-2041 | 2036+06 | 1650.0369 | 0.087568
2036 | 2042 | 7 | 2036-2042 | 2036+07 | 1561.0783 | 0.082847
2036 | 2043 | 8 | 2036-2043 | 2036+08 | 1472.1196 | 0.078126
2036 | 2044 | 9 | 2036-2044 | 2036+09 | 1383.161 | 0.073405
2036 | 2045 | 10 | 2036-2045 | 2036+10 | 1294.2024 | 0.068684
2036 | 2046 | 11 | 2036-2046 | 2036+11 | 1221.4181 | 0.064821
2036 | 2047 | 12 | 2036-2047 | 2036+12 | 1160.7645 | 0.061602
2036 | 2048 | 13 | 2036-2048 | 2036+13 | 1109.4422 | 0.058879
2036 | 2049 | 14 | 2036-2049 | 2036+14 | 1065.4517 | 0.056544
2037 | 2037 | 1 | 2037-2037 | 2037+01 | 1916.9128 | 0.10173
2037 | 2038 | 2 | 2037-2038 | 2037+02 | 1827.9541 | 0.09701
2037 | 2039 | 3 | 2037-2039 | 2037+03 | 1738.9955 | 0.092289
2037 | 2040 | 4 | 2037-2040 | 2037+04 | 1650.0369 | 0.087568
2037 | 2041 | 5 | 2037-2041 | 2037+05 | 1561.0783 | 0.082847
2037 | 2042 | 6 | 2037-2042 | 2037+06 | 1472.1196 | 0.078126
2037 | 2043 | 7 | 2037-2043 | 2037+07 | 1383.161 | 0.073405
2037 | 2044 | 8 | 2037-2044 | 2037+08 | 1294.2024 | 0.068684
2037 | 2045 | 9 | 2037-2045 | 2037+09 | 1205.2438 | 0.063963
2037 | 2046 | 10 | 2037-2046 | 2037+10 | 1134.0769 | 0.060186
2037 | 2047 | 11 | 2037-2047 | 2037+11 | 1075.8494 | 0.057096
2037 | 2048 | 12 | 2037-2048 | 2037+12 | 1027.3265 | 0.054521
2037 | 2049 | 13 | 2037-2049 | 2037+13 | 986.2687 | 0.052342
2038 | 2038 | 1 | 2038-2038 | 2038+01 | 1738.9955 | 0.092289
2038 | 2039 | 2 | 2038-2039 | 2038+02 | 1650.0369 | 0.087568
2038 | 2040 | 3 | 2038-2040 | 2038+03 | 1561.0783 | 0.082847
2038 | 2041 | 4 | 2038-2041 | 2038+04 | 1472.1196 | 0.078126
2038 | 2042 | 5 | 2038-2042 | 2038+05 | 1383.161 | 0.073405
2038 | 2043 | 6 | 2038-2043 | 2038+06 | 1294.2024 | 0.068684
2038 | 2044 | 7 | 2038-2044 | 2038+07 | 1205.2438 | 0.063963
2038 | 2045 | 8 | 2038-2045 | 2038+08 | 1116.2852 | 0.059242
2038 | 2046 | 9 | 2038-2046 | 2038+09 | 1047.0951 | 0.05557
2038 | 2047 | 10 | 2038-2047 | 2038+10 | 991.7431 | 0.052632
2038 | 2048 | 11 | 2038-2048 | 2038+11 | 946.4551 | 0.050229
2038 | 2049 | 12 | 2038-2049 | 2038+12 | 908.715 | 0.048226
2039 | 2039 | 1 | 2039-2039 | 2039+01 | 1561.0783 | 0.082847
2039 | 2040 | 2 | 2039-2040 | 2039+02 | 1472.1196 | 0.078126
2039 | 2041 | 3 | 2039-2041 | 2039+03 | 1383.161 | 0.073405
2039 | 2042 | 4 | 2039-2042 | 2039+04 | 1294.2024 | 0.068684
2039 | 2043 | 5 | 2039-2043 | 2039+05 | 1205.2438 | 0.063963
2039 | 2044 | 6 | 2039-2044 | 2039+06 | 1116.2852 | 0.059242
2039 | 2045 | 7 | 2039-2045 | 2039+07 | 1027.3265 | 0.054521
2039 | 2046 | 8 | 2039-2046 | 2039+08 | 960.6076 | 0.05098
2039 | 2047 | 9 | 2039-2047 | 2039+09 | 908.715 | 0.048226
2039 | 2048 | 10 | 2039-2048 | 2039+10 | 867.201 | 0.046023
2039 | 2049 | 11 | 2039-2049 | 2039+11 | 833.235 | 0.04422
2040 | 2040 | 1 | 2040-2040 | 2040+01 | 1383.161 | 0.073405
2040 | 2041 | 2 | 2040-2041 | 2040+02 | 1294.2024 | 0.068684
2040 | 2042 | 3 | 2040-2042 | 2040+03 | 1205.2438 | 0.063963
2040 | 2043 | 4 | 2040-2043 | 2040+04 | 1116.2852 | 0.059242
2040 | 2044 | 5 | 2040-2044 | 2040+05 | 1027.3265 | 0.054521
2040 | 2045 | 6 | 2040-2045 | 2040+06 | 938.3679 | 0.0498
2040 | 2046 | 7 | 2040-2046 | 2040+07 | 874.826 | 0.046427
2040 | 2047 | 8 | 2040-2047 | 2040+08 | 827.1696 | 0.043898
2040 | 2048 | 9 | 2040-2048 | 2040+09 | 790.1035 | 0.041931
2040 | 2049 | 10 | 2040-2049 | 2040+10 | 760.4507 | 0.040357
2041 | 2041 | 1 | 2041-2041 | 2041+01 | 1205.2438 | 0.063963
2041 | 2042 | 2 | 2041-2042 | 2041+02 | 1116.2852 | 0.059242
2041 | 2043 | 3 | 2041-2043 | 2041+03 | 1027.3265 | 0.054521
2041 | 2044 | 4 | 2041-2044 | 2041+04 | 938.3679 | 0.0498
2041 | 2045 | 5 | 2041-2045 | 2041+05 | 849.4093 | 0.045078
2041 | 2046 | 6 | 2041-2046 | 2041+06 | 790.1035 | 0.041931
2041 | 2047 | 7 | 2041-2047 | 2041+07 | 747.7423 | 0.039683
2041 | 2048 | 8 | 2041-2048 | 2041+08 | 715.9714 | 0.037997
2041 | 2049 | 9 | 2041-2049 | 2041+09 | 691.2606 | 0.036685
2042 | 2042 | 1 | 2042-2042 | 2042+01 | 1027.3265 | 0.054521
2042 | 2043 | 2 | 2042-2043 | 2042+02 | 938.3679 | 0.0498
2042 | 2044 | 3 | 2042-2044 | 2042+03 | 849.4093 | 0.045078
2042 | 2045 | 4 | 2042-2045 | 2042+04 | 760.4507 | 0.040357
2042 | 2046 | 5 | 2042-2046 | 2042+05 | 707.0755 | 0.037525
2042 | 2047 | 6 | 2042-2047 | 2042+06 | 671.492 | 0.035636
2042 | 2048 | 7 | 2042-2048 | 2042+07 | 646.0753 | 0.034287
2042 | 2049 | 8 | 2042-2049 | 2042+08 | 627.0127 | 0.033276
2043 | 2043 | 1 | 2043-2043 | 2043+01 | 849.4093 | 0.045078
2043 | 2044 | 2 | 2043-2044 | 2043+02 | 760.4507 | 0.040357
2043 | 2045 | 3 | 2043-2045 | 2043+03 | 671.492 | 0.035636
2043 | 2046 | 4 | 2043-2046 | 2043+04 | 627.0127 | 0.033276
2043 | 2047 | 5 | 2043-2047 | 2043+05 | 600.3251 | 0.031859
2043 | 2048 | 6 | 2043-2048 | 2043+06 | 582.5334 | 0.030915
2043 | 2049 | 7 | 2043-2049 | 2043+07 | 569.825 | 0.030241
2044 | 2044 | 1 | 2044-2044 | 2044+01 | 671.492 | 0.035636
2044 | 2045 | 2 | 2044-2045 | 2044+02 | 582.5334 | 0.030915
2044 | 2046 | 3 | 2044-2046 | 2044+03 | 552.8805 | 0.029342
2044 | 2047 | 4 | 2044-2047 | 2044+04 | 538.0541 | 0.028555
2044 | 2048 | 5 | 2044-2048 | 2044+05 | 529.1583 | 0.028083
2044 | 2049 | 6 | 2044-2049 | 2044+06 | 523.2277 | 0.027768
2045 | 2045 | 1 | 2045-2045 | 2045+01 | 493.5748 | 0.026194
2045 | 2046 | 2 | 2045-2046 | 2045+02 | 493.5748 | 0.026194
2045 | 2047 | 3 | 2045-2047 | 2045+03 | 493.5748 | 0.026194
2045 | 2048 | 4 | 2045-2048 | 2045+04 | 493.5748 | 0.026194
2045 | 2049 | 5 | 2045-2049 | 2045+05 | 493.5748 | 0.026194
2046 | 2046 | 1 | 2046-2046 | 2046+01 | 493.5748 | 0.026194
2046 | 2047 | 2 | 2046-2047 | 2046+02 | 493.5748 | 0.026194
2046 | 2048 | 3 | 2046-2048 | 2046+03 | 493.5748 | 0.026194
2046 | 2049 | 4 | 2046-2049 | 2046+04 | 493.5748 | 0.026194
2047 | 2047 | 1 | 2047-2047 | 2047+01 | 493.5748 | 0.026194
2047 | 2048 | 2 | 2047-2048 | 2047+02 | 493.5748 | 0.026194
2047 | 2049 | 3 | 2047-2049 | 2047+03 | 493.5748 | 0.026194
2048 | 2048 | 1 | 2048-2048 | 2048+01 | 493.5748 | 0.026194
2048 | 2049 | 2 | 2048-2049 | 2048+02 | 493.5748 | 0.026194
2049 | 2049 | 1 | 2049-2049 | 2049+01 | 493.5748 | 0.026194
​

## Dropdown
dropdown_MAT | dropdown_Fuel | lookup_fuel_units
NR | natural gas | therms
AR | electricity | kWh
natural gas + electricity

## E3 Cover (hidden)
Fuel Substitution: Annual Factors
FuelSub_Annual Factors
Prepared by:
Energy and Environmental Economics, Inc.
44 Montgomery Street, Suite 1500
San Francisco, CA 94104
Phone: 415-391-5100
2019-09-20

## Annual Factors
Long Run System Characteristics
Year | Emissions Intensity (short tons/MWh) | Source Energy (Btu/kWh) | Emissions Intensity (metric tonnes/MWh)
2019 | 0.21501 | 3675.4621 | 0.19506
2020 | 0.20728 | 3543.1658 | 0.18804
2021 | 0.19954 | 3410.8694 | 0.18102
2022 | 0.1918 | 3278.5731 | 0.174
2023 | 0.19922 | 3405.5015 | 0.18073
2024 | 0.20665 | 3532.4298 | 0.18747
2025 | 0.21407 | 3659.3582 | 0.1942
2026 | 0.2215 | 3786.2865 | 0.20094
2027 | 0.21237 | 3630.2983 | 0.19266
2028 | 0.20325 | 3474.31 | 0.18438
2029 | 0.19412 | 3318.3217 | 0.1761
2030 | 0.185 | 3162.3335 | 0.16783
2031 | 0.17459 | 2984.4162 | 0.15838
2032 | 0.16418 | 2806.499 | 0.14894
2033 | 0.15377 | 2628.5817 | 0.1395
2034 | 0.14336 | 2450.6645 | 0.13006
2035 | 0.13296 | 2272.7472 | 0.12062
2036 | 0.12255 | 2094.83 | 0.11117
2037 | 0.11214 | 1916.9128 | 0.10173
2038 | 0.10173 | 1738.9955 | 0.092289
2039 | 0.091323 | 1561.0783 | 0.082847
2040 | 0.080915 | 1383.161 | 0.073405
2041 | 0.070507 | 1205.2438 | 0.063963
2042 | 0.060099 | 1027.3265 | 0.054521
2043 | 0.04969 | 849.4093 | 0.045078
2044 | 0.039282 | 671.492 | 0.035636
2045 | 0.028874 | 493.5748 | 0.026194
2046 | 0.028874 | 493.5748 | 0.026194
2047 | 0.028874 | 493.5748 | 0.026194
2048 | 0.028874 | 493.5748 | 0.026194
2049 | 0.028874 | 493.5748 | 0.026194

## Long-run Emissions Inputs
2017/2018 IRP Reference System Plan |  | 2018 | 2022 | 2026 | 2030
Load | GWh | 239106.9674 | 245583.2802 | 251286.1338 | 255038.0986
Total Retail Sales | GWh | 209330.5911 | 207691.65 | 205654.0187 | 202709.5843
Total CAISO Emissions | MMtCO2 | 42.3013 | 36.1373 | 41.324 | 34.02
Total CAISO Emissions | Million Short Tons CO2 | 46.6292 | 39.8345 | 45.5519 | 37.5006
2045 Supply Assumption
Share of Fossil Generation | % | 7.247%
Intensity of fossil generation | tonnes/MWh | 0.39842
Emissions Intensity in 2045 | tonnes/MWh | 0.028874
CO2 emissions of NG combustion | short tons/MMBtu | 0.0585
|  | 2018 | 2019 | 2020 | 2021 | 2022 | 2023 | 2024 | 2025 | 2026 | 2027 | 2028 | 2029 | 2030 | 2031 | 2032 | 2033 | 2034 | 2035 | 2036 | 2037 | 2038 | 2039 | 2040 | 2041 | 2042 | 2043 | 2044 | 2045 | 2046 | 2047 | 2048 | 2049
Total Retail Sales | GWh | 0.0585 2018: 209330.5911; 0.0585 2019: 208920.8559; 0.0585 2020: 208511.1206; 0.0585 2021: 208101.3853; 0.0585 2022: 207691.65; 0.0585 2023: 207182.2422; 0.0585 2024: 206672.8344; 0.0585 2025: 206163.4266; 0.0585 2026: 205654.0187; 0.0585 2027: 204917.9101; 0.0585 2028: 204181.8015; 0.0585 2029: 203445.6929; 0.0585 2030: 202709.5843
Total CAISO Emissions | Million Short Tons CO2 | 0.0585 2018: 46.6292; 0.0585 2019: 44.9305; 0.0585 2020: 43.2319; 0.0585 2021: 41.5332; 0.0585 2022: 39.8345; 0.0585 2023: 41.2639; 0.0585 2024: 42.6932; 0.0585 2025: 44.1226; 0.0585 2026: 45.5519; 0.0585 2027: 43.5391; 0.0585 2028: 41.5262; 0.0585 2029: 39.5134; 0.0585 2030: 37.5006
Emissions Intensity | short tons/MWh | 0.22275 | 0.21501 | 0.20728 | 0.19954 | 0.1918 | 0.19922 | 0.20665 | 0.21407 | 0.2215 | 0.21237 | 0.20325 | 0.19412 | 0.185 | 0.17459 | 0.16418 | 0.15377 | 0.14336 | 0.13296 | 0.12255 | 0.11214 | 0.10173 | 0.091323 | 0.080915 | 0.070507 | 0.060099 | 0.04969 | 0.039282 | 0.028874 | 0.028874 | 0.028874 | 0.028874 | 0.028874
Source Energy | Btu/kWh | 3807.7585 | 3675.4621 | 3543.1658 | 3410.8694 | 3278.5731 | 3405.5015 | 3532.4298 | 3659.3582 | 3786.2865 | 3630.2983 | 3474.31 | 3318.3217 | 3162.3335 | 2984.4162 | 2806.499 | 2628.5817 | 2450.6645 | 2272.7472 | 2094.83 | 1916.9128 | 1738.9955 | 1561.0783 | 1383.161 | 1205.2438 | 1027.3265 | 849.4093 | 671.492 | 493.5748 | 493.5748 | 493.5748 | 493.5748 | 493.5748

## Reference
Name | Value | Units
Ton to Tonne | 1.1023 | short tons/metric tonne
MMBtu to Therms | 0.1 | MMBtu/therm
Btu to Therm | 100000 | Btu/therm
Btu to kWh | 3413 | Btu/kWh
Natural Gas Carbon Content | 0.0585 | short tons/MMBtu
Natural Gas Carbon Content | 0.005307 | metric tons/therm
CCGT Characteristics
Heat Rate | 7000 | Btu/kWh
Natural Gas Emissions (at generator) | 0.37149 | tonnes/MWh generated
Natural Gas Emissions (delivered) | 0.39842 | tonnes/MWh delivered
Loss Factors from ACC_2019_v1b
| PG&E | SCE | SDG&E
Weighted Average Loss Factor | 1.0706 | 1.0744 | 1.0724
Statewide Average | 7.247% | << Used to estimate the percentage of generation that would be permitted under SB 100
TOU Period | PG&E | SCE | SDG&E
Summer Peak | 1.1086 | 1.0845 | 1.0809
Summer Shoulder | 1.0725 | 1.08 | 1.0772
Summer Off-Peak | 1.057 | 1.0735 | 1.0677
Winter Peak | - | - | 1.0833
Winter Shoulder | 1.0903 | 1.0773 | 1.0762
Winter Off-Peak | 1.0612 | 1.0705 | 1.0675
Number of hours by TOU Period
Summer Peak | 774 | 504 | 742
Summer Shoulder | 903 | 756 | 954
Summer Off-Peak | 2739 | 1668 | 1976
Winter Peak | 0 | 0 | 441
Winter Shoulder | 1612 | 2197 | 1911
Winter Off-Peak | 2732 | 3635 | 2736
Total Hours | 8760 | 8760 | 8760