## Introduction
Fuel Substitution Calculator
Change log (recent changes first)
Date | Description of changes
2019-10-31 | 1. Section 2 subheaders changed to Section 2.1, 2.2, and 2.3, in line with technical guidance document. 2. Unlock cells for optional indexing columns in Deemed workbook. 3. Update Introduction. 4. Password protect all sheets.
2019-10-29 | 1. Added new sheet "Fuel Sub Calcs-Deemed" to conveniently enter workpaper measures.
2019-10-17 | 1. Added Reduced Goals of the Original Fuel in Section 3. 2.For information only, in Section 2, the CO2 emissions were split between electricty and natural gas. This will not impact the Lifecycle emissions savings (Metric tCO2).
2019-09-30 | 1. Clarify instructive language in Introduction, Fuel Sub Calcs, and Time series tables tabs. 2. Remove fields to input savings for first and second baseline.
2019-09-26 | 1. Add this revision log sheet 2. Describe methodology supported by calculator 3. Update examples, etc.
2019-09-25 | 1. In section 2, updated formula for emissions intensity to refer to metric tons per kWh instead of short tons per kWh. 2. In section 3, clarified “savings claims toward goals” with columns for both kWh and therms. 3. In section 3, also added a box of copy/paste inputs to CET. 4. Some other related formatting and hidden formula updates.
2019-09-24 | Initial draft version
Background
On August 1, 2019, California Public Utilities Commission (CPUC) Decision 19-08-009 directed CPUC staff to issue technical guidelines for fuel substitution measures, including, but not limited to, guidance on calculation of source energy savings and environment offsets for fuel substitution measures. This calculator supplements the technical guidance document v1.1 (refer to Chapter 3) and should be considered an interim tool for use in performing the Fuel Substitution Test and calculating energy savings for cost effectiveness analysis and reporting. How to use this tool
For custom measures, please use the sheet - "Fuel Sub Calcs-Custom."
For workpapers, please use the sheet - "Fuel Sub Calcs-Deemed."
These are essentially two tools producing separate sets of results, but using the same methodology. Choose the best one for your application, as described below.
Note that the workbook uses locked cells and protected sheets to avoid accidental changes to its layout and formulas. Also for this reason, users should not attempt to Cut and Paste cells. If you need to make changes to these areas for your application, please contact CPUC.
Fuel Sub Calcs-Custom
This sheet is divided into three sections for convenience.
Section 1
* Enter the inputs for your measures here.
* For each measure, input usage values (annual energy consumption) for the baseline and measure technologies. From these inputs, the tool will compute savings. This tool does not provide a field to directly input savings, as that option will not be considered sufficient documentation of a fuel substitution measure.
Section 2
* View the results of fuel substitution tests here. These are based on calculations of lifecycle primary energy and emissions.
* For Section 2.1, one column displays the lifecycle savings of primary energy from carbon-based fuels. A second column displays a simple pass/fail result.
* For Section 2.2, one column displays the lifecycle savings of carbon dioxide (CO2) emissions. A second column displays a simple pass/fail result. Supplemental columns show individual contributions from electricity and gas.
* For Section 2.3, the result shows Eligible if and only if both Part One and Part Two of the test have a result of Pass.
Section 3
View the first year savings to be claimed towards energy efficiency program goals here.
Fuel Sub Calcs-Deemed
The Deemed calculation methodology is same as in the Custom sheets, except that this tool performs no background computations of time series tables. Instead, for 1st and 2nd baseline periods, annual factors for primary energy and CO2 emissions intensity are averaged over the period, then multiplied together with annual impacts and the duration of that period. The results are equivalent.
The Deemed formatting is different than Custom. Considering that workpapers tend to have many combinations for a measures (CZ, building type, vintage, etc.), the Deemed sheet is formatted with Section 1 and Section 2 spread out horizontally (proceed from left to right). Section 3 is hidden. Rather than 5 entries in the Custom, the Deemed sheet permits 1000 entries.
Finally, the Deemed sheet expects inputs to be annual savings rather than consumption values. Copy then paste by value your results formatted as in the ExAnteData (EAD) tables (as in 2019 workpaper submissions). Please document energy consumption values outside this workbook.
Methodology
Inputs (Section 1)
It is preferred to record baseline and proposed/installed (aka measure case) annual usage values, and allow the tool to compute energy impacts (i.e. increase or decrease in annual usage) resulting from each measure. However, if only energy impacts are available, enter these in the savings columns and leave the usage columns blank. This tool supports single-baseline (e.g. normal replacement or NR) and dual-baseline measures (accelerated retirement or AR). For all measures, enter the full life of the measure as EUL. For AR measures only, enter the remaining useful life of the existing equipment as RUL, and enter information about the second baseline period. For each measure input, based on the lifetimes and impacts entered, this tool computes a time series of annual impacts (electricity usage kWh and gas usage in therms) anticipated during each year from 2019 through 2049.
Fuel substitution test (Section 2)
The time series of electricity impacts are multiplied by projected annual effective heat rate values (the ratio of "source" BTUs at generation facilities to "site" kWh at the meter, which includes T&D losses) and CO2 emissions intensity factors to determine the total lifecycle primary energy usage and emissions attributable to those impacts. The time series of source energy and emissions intensity factors for electricity are based on the Long-run emissions inputs included as tabs at the end of this workbook. For gas impacts, the calculation of lifecycle energy involves merely conversion to primary energy units, and emissions intensity is fixed (so there are no annual time series).
For EE program reporting (Section 3)
The first table in this section provides the annual savings in the new fuel units that will be used for reporting.
This second table provides a copy/paste section for use with the most recent version of CET as of writing.

## Fuel Sub Calcs-Custom
Cell color code |  |  | Please do not Cut-and-Paste cells or ranges. | [5 empty] | These columns are reserved for hidden calculations.
Headings
Input cell
Requires attention
Ignored based on current inputs
Calculated cell
Section 1. EE Workpaper/Custom Measure Inputs
Fill out this block for all measures (including Normal Replacement and Accelerated Replacement)
Index | Measure Description | Quantity (# units) | EUL (years) | Install Year | Original fuel | New fuel |  |  |  | Skip AR? | 1st Baseline period years | RUL yrs | Measure defined?
1 | Commercial packaged Heat Pump 12 EER--EXAMPLE | 1 | 15 | 2020 | natural gas + electricity | electricity |  |  |  | TRUE | 15 | 0 | TRUE
2 | Residential split Heat Pump 15 SEER; 8.7 HSPF--EXAMPLE | 1 | 15 | 2020 | natural gas + electricity | electricity |  |  |  | TRUE | 15 | 0 | TRUE
3 | Residential 50 Gallons Heat Pump Domestic Water Heater--EXAMPLE | 1 | 10 | 2020 | natural gas | electricity |  |  |  | TRUE | 10 | 0 | TRUE
4 | Commercial Steam Cooker (Electric)--EXAMPLE | 1 | 12 | 2020 | natural gas | electricity |  |  |  | TRUE | 12 | 0 | TRUE
5 | [9 empty] | TRUE | 0 | 0 | FALSE
Fill out this block for all measures (including Normal Replacement and Accelerated Replacement)
| Annual usage of "first" baseline technology |  | Annual usage of measure technology
Index | Annual electric usage (kWh) | Annual fuel usage (Therms) | Annual electric usage (kWh) | Annual fuel usage (Therms) | [5 empty] | Have 1BL Usage kWh? | Have 1BL Usage Therms? | Null usage and null savings? | Null usage and null savings? | kWh Savings (1 BL) | Therm Savings (1 BL)
1 | 696.15 | 8.08 | 715.25 | 0 | [5 empty] | TRUE | TRUE | FALSE | FALSE | -19.1 | 8.08
2 | 514.02 | 59.98 | 878.64 | 0 | [5 empty] | TRUE | TRUE | FALSE | FALSE | -364.62 | 59.98
3 | 0 | 180.4865 | 1497.11 | 0 | [5 empty] | TRUE | TRUE | FALSE | FALSE | -1497.11 | 180.4865
4 | 0 | 2759.4 | 2245.6 | 0 | [5 empty] | TRUE | TRUE | FALSE | FALSE | -2245.6 | 2759.4
5 |  |  |  |  | Warning: Need to enter baseline and measure consumption |  |  |  |  | FALSE | FALSE | TRUE | TRUE | 0 | 0
Fill out this block for measures with Install Type = [AR], requiring Dual Baseline.
Annual usage of "second" baseline technology
Index | Measure Application Type | RUL of existing equipment (years) | Annual electric usage of the code baseline (kWh) | Annual gas usage of the code baseline (Therms) | [5 empty] | Have 1BL Usage kWh? | Have 1BL Usage Therms? | Null usage and null savings? | Null usage and null savings? | kWh Savings (1 BL) | Therm Savings (1 BL)
1 | NR | [8 empty] | FALSE | FALSE | TRUE | TRUE | 0 | 0
2 | NR | [8 empty] | FALSE | FALSE | TRUE | TRUE | 0 | 0
3 | NR | [8 empty] | FALSE | FALSE | TRUE | TRUE | 0 | 0
4 | NR | [8 empty] | FALSE | FALSE | TRUE | TRUE | 0 | 0
5 | [9 empty] | FALSE | FALSE | TRUE | TRUE | 0 | 0
Section 2. Fuel Substitution Test, Part One and Part Two
Section 2.2 supplemental information
| Section 2.1: Source Energy Savings Calculations |  | Section 2.2: CO2 Emission Savings |  | Section 2.3: Results |  | Electric | Gas
Index | Lifecycle Primary Energy Savings (MMBTU at generation source) | Test Pass/Fail | Lifecycle emissions savings Metric tCO2 | Test Pass/Fail | Conclusion of Fuel Substitution Test |  | Lifecycle emissions savings (Metric tCO2) | Lifecycle emissions savings (Metric tCO2) | Index | kWh Lifecycle Savings | Therm Savings | Original Fuel Units | Full Measure Savings (original fuel) | Test1 Pass? | Test2 Pass? | Eligible?
1 | 11.1827 | PASS | 0.59347 | PASS | Eligible |  | -0.049741 | 0.64321 | 1 | -286.5 | 121.2 | oops | #N/A | TRUE | TRUE | TRUE
2 | 72.0775 | PASS | 3.8252 | PASS | Eligible |  | -0.94956 | 4.7747 | 2 | -5469.3 | 899.7 | oops | #N/A | TRUE | TRUE | TRUE
3 | 128.029 | PASS | 6.7945 | PASS | Eligible |  | -2.7839 | 9.5785 | 3 | -14971.1 | 1804.8645 | therms | 1280.2904 | TRUE | TRUE | TRUE
4 | 3218.793 | PASS | 170.8225 | PASS | Eligible |  | -4.9083 | 175.7309 | 4 | -26947.2 | 33112.8 | therms | 32187.9302 | TRUE | TRUE | TRUE
5 | 0 | PASS | 0 | PASS | Eligible |  | 0 | 0 | 5 | 0 | 0 | oops | #N/A | TRUE | TRUE | TRUE
Section 3. EE Program Reporting for Savings Claims towards Program Goals
The following refer to (first year) annual energy savings.
Index | Full Energy Savings (MMBTU equivalent) | New Fuel Units | Full Energy Savings Claimed - kWh | Full Energy Savings Claimed - Therms | Reduced Goals for Original Fuel - kWh | Reduced Goals for Original Fuel - Therm |  |  | Index | kWh savings | Therm savings
1 | 0.74281 | kWh | 217.6419 | N/A | N/A | 7.4281 |  |  | 1 | -19.1 | 8.08
2 | 4.7536 | kWh | 1392.7782 | N/A | N/A | 47.5355 |  |  | 2 | -364.62 | 59.98
3 | 12.939 | kWh | 3791.0955 | N/A | N/A | 129.3901 |  |  | 3 | -1497.11 | 180.4865
4 | 268.2758 | kWh | 78604.0924 | N/A | N/A | 2682.7577 |  |  | 4 | -2245.6 | 2759.4
5 | 0 | #N/A | 0 | N/A | 0 | N/A |  |  | 5 | 0 | 0
Values to input into Cost-Effectiveness Tool
Index | NumUnits | UnitkWh1stBaseline | UnitTherm1stBaseline | UnitkWh2ndBaseline | UnitTherm2ndBaseline | EUL_Yrs | RUL_Yrs
1 | 1 | -19.1 | 8.08 | 0 | 0 | 15 | 0
2 | 1 | -364.62 | 59.98 | 0 | 0 | 15 | 0
3 | 1 | -1497.11 | 180.4865 | 0 | 0 | 10 | 0
4 | 1 | -2245.6 | 2759.4 | 0 | 0 | 12 | 0
5 | 0 | 0 | 0 | 0 | 0 | 0 | 0

## Fuel Sub Calcs-Deemed
[21 empty] | Calcs -> | [50 empty] | Hidden: background calcs <- | [15 empty] | Hidden: Program goals <- | [8 empty] | Hidden: Inputs to CET <-
[6 empty] | Cell color code |  |  | Please do not Cut-and-Paste cells or ranges.
Headings
Input cell
Requires attention
Ignored based on current inputs
Calculated cell
[73 empty] | Section 2. Fuel Substitution Test Part 1 and Part 2 | [7 empty] | Section 3. EE Program Reporting for Savings Claims towards Program Goals
Optional indexing info (paste from EAD tables) | [5 empty] | Section 1. EE Workpaper Measure Inputs | [15 empty] | These columns are reserved for hidden calculations.
[13 empty] | Fill out this block for measures with Install Type = [AR], requiring Dual Baseline. | [8 empty] | Fill out this block for all measures (including Normal Replacement and Accelerated Replacement) | [29 empty] | Project annual savings (Unit Energy Savings * Number of units) |  |  |  | Cumulative project savings over Nth baseline period |  |  |  | Primary (read "source fuel") energy intensity over Nth baseline period |  |  |  | Rearranging terms… Use these coefficients with your annual savings table for a quick check. |  |  |  | Emissions intensity | [12 empty] | The following refer to (first year) annual energy savings.
[7 empty] | Fill out this block for all measures (including Normal Replacement and Accelerated Replacement) | [7 empty] | Paste here values copied from ExAnteData workbook, table EnergyImpactExAnte | [6 empty] | Annual usage of "first" baseline technology |  | Annual usage of measure technology |  |  | Annual usage of "second" baseline technology | [46 empty] | Part 1: Lifecycle Savings of Primary Energy |  | Part 2: Lifecycle savings of CO2e emissions |  | Conclusion of Fuel Substitution Test | Electric | Gas | [9 empty] | Values to input into Cost-Effectiveness Tool
PA | EnergyImpactID | BldgType | BldgVint | BldgLoc | BldgHVAC | Index | Measure Description | Quantity (# units) | EUL (years) | Install Year | Original fuel | New fuel | Measure Application Type | RUL of existing equipment (years) | APreWBkWh Per-unit, measure savings over pre-existing, whole-building, kWh | APreWBkW Per-unit, measure savings over pre-existing, whole-building, kW (ignored) | APreWBtherm Per-unit, measure savings over pre-existing, whole-building, Therms | AStdWBkWh Per-unit, measure savings over standard, whole-building, kWh | AStdWBkW Per-unit, measure savings over standard, whole-building, kW (ignored) | AStdWBtherm Per-unit, measure savings over standard, whole-building, Therms |  | Annual electric usage (kWh) | Annual fuel usage (Therms) | Annual electric usage (kWh) | Annual fuel usage (Therms) | Warning messages | Annual electric usage of the code baseline (kWh) | Annual gas usage of the code baseline (Therms) | Warning messages | Skip AR? | 1st Baseline period years | 2nd Baseline period yrs | RUL yrs | Measure defined? | 1BL period | 2BL period | Have 1BL Usage kWh? | Have 1BL Usage Therms? | Null usage and null savings? | Null usage and null savings? | kWh Savings (1 BL) | Therm Savings (1 BL) | Have 2BL Usage kWh? | Have 2BL Usage Therms? | Null usage and null savings? | Null usage and null savings? | kWh Savings (2 BL) | Therm Savings (2 BL) | Test1 Pass? | Test2 Pass? | Eligible? | 1BL project annual kWh savings | 1BL project annual Therm savings | 2BL project annual kWh savings | 2BL project annual Therm savings | Project kWh savings over 1st BL period | Project therm savings over 1st BL period | Project kWh savings over 2nd BL period | Project therm savings over 2nd BL period | 1BL Primary energy intensity BTU per kWh | 1BL Primary energy intensity (BTU per therm) | 2BL Primary energy intensity BTU per kWh | 2BL Primary energy intensity (BTU per therm) | 1BL duration (yr) * Primary MMBTU per kWh | 1BL duration (yr) * Primary energy intensity (MMBTU per therm) | 2BL duration (yr) * Primary MMBTU per kWh | 2BL duration (yr) * Primary energy intensity (MMBTU per therm) | 1BL Metric Ton per kWh | 1BL Metric Ton per Therm | 2BL Metric Ton per kWh | 2BL Metric Ton per Therm |  | Index | Lifecycle Primary Energy Savings (MMBTU at generation source) | Test Pass/Fail | Lifecycle emissions savings Metric tCO2 | Test Pass/Fail |  | Lifecycle emissions savings (Metric tCO2) | Lifecycle emissions savings (Metric tCO2) | Index | Full Energy Savings (MMBTU equivalent) | New Fuel Units | Full Energy Savings Claimed - kWh | Full Energy Savings Claimed - Therms | Reduced Goals for Original Fuel - kWh | Reduced Goals for Original Fuel - Therm |  | Index | NumUnits | UnitkWh1stBaseline | UnitTherm1stBaseline | UnitkWh2ndBaseline | UnitTherm2ndBaseline | EUL_Yrs | RUL_Yrs
Any | SWWH028G | MFm | Ex | CZ01 |  | 1 | SWWH028A | 1 | 10 | 2022 | natural gas | electricity | NR |  | -433 |  | 58.5 | -433 |  | 58.5 |  | -433 | 58.5 | 0 | 0 |  | 0 | 0 |  | TRUE | 10 | 0 | 0 | TRUE | 2022+10 | 2032+00 | TRUE | TRUE | FALSE | FALSE | -433 | 58.5 | TRUE | TRUE | FALSE | FALSE | 0 | 0 | TRUE | TRUE | TRUE | -433 | 58.5 | 0 | 0 | -4330 | 585 | 0 | 0 | 3423.1829 | 100000 | #N/A | 100000 | 0.034232 | 1 | #N/A | 0 | 0.00018167 | 0.005307 | #N/A | 0.005307 |  | 1 | 43.6776 | PASS | 2.318 | PASS | Eligible | -0.78663 | 3.1046 | 1 | 4.3722 | kWh | 1281.0346 | N/A | N/A | 43.7217 |  | 1 | 1 | -433 | 58.5 | 0 | 0 | 10 | 0
Any | SWWH028G | MFm | Ex | CZ02 |  | 2 | SWWH028A | 1 | 10 | 2022 | natural gas | electricity | NR |  | -399 |  | 54.4 | -399 |  | 54.4 |  | -399 | 54.4 | 0 | 0 |  | 0 | 0 |  | TRUE | 10 | 0 | 0 | TRUE | 2022+10 | 2032+00 | TRUE | TRUE | FALSE | FALSE | -399 | 54.4 | TRUE | TRUE | FALSE | FALSE | 0 | 0 | TRUE | TRUE | TRUE | -399 | 54.4 | 0 | 0 | -3990 | 544 | 0 | 0 | 3423.1829 | 100000 | #N/A | 100000 | 0.034232 | 1 | #N/A | 0 | 0.00018167 | 0.005307 | #N/A | 0.005307 |  | 2 | 40.7415 | PASS | 2.1622 | PASS | Eligible | -0.72486 | 2.887 | 2 | 4.0782 | kWh | 1194.9057 | N/A | N/A | 40.7821 |  | 2 | 1 | -399 | 54.4 | 0 | 0 | 10 | 0
Any | SWWH028G | MFm | Ex | CZ03 |  | 3 | SWWH028A | 1 | 10 | 2022 | natural gas | electricity | NR |  | -401 |  | 54.6 | -401 |  | 54.6 |  | -401 | 54.6 | 0 | 0 |  | 0 | 0 |  | TRUE | 10 | 0 | 0 | TRUE | 2022+10 | 2032+00 | TRUE | TRUE | FALSE | FALSE | -401 | 54.6 | TRUE | TRUE | FALSE | FALSE | 0 | 0 | TRUE | TRUE | TRUE | -401 | 54.6 | 0 | 0 | -4010 | 546 | 0 | 0 | 3423.1829 | 100000 | #N/A | 100000 | 0.034232 | 1 | #N/A | 0 | 0.00018167 | 0.005307 | #N/A | 0.005307 |  | 3 | 40.873 | PASS | 2.1691 | PASS | Eligible | -0.7285 | 2.8976 | 3 | 4.0914 | kWh | 1198.7656 | N/A | N/A | 40.9139 |  | 3 | 1 | -401 | 54.6 | 0 | 0 | 10 | 0
Any | SWWH028G | MFm | Ex | CZ04 |  | 4 | SWWH028A | 1 | 10 | 2022 | natural gas | electricity | NR |  | -387 |  | 52.8 | -387 |  | 52.8 |  | -387 | 52.8 | 0 | 0 |  | 0 | 0 |  | TRUE | 10 | 0 | 0 | TRUE | 2022+10 | 2032+00 | TRUE | TRUE | FALSE | FALSE | -387 | 52.8 | TRUE | TRUE | FALSE | FALSE | 0 | 0 | TRUE | TRUE | TRUE | -387 | 52.8 | 0 | 0 | -3870 | 528 | 0 | 0 | 3423.1829 | 100000 | #N/A | 100000 | 0.034232 | 1 | #N/A | 0 | 0.00018167 | 0.005307 | #N/A | 0.005307 |  | 4 | 39.5523 | PASS | 2.0991 | PASS | Eligible | -0.70306 | 2.8021 | 4 | 3.9592 | kWh | 1160.0261 | N/A | N/A | 39.5917 |  | 4 | 1 | -387 | 52.8 | 0 | 0 | 10 | 0
Any | SWWH028G | MFm | Ex | CZ05 |  | 5 | SWWH028A | 1 | 10 | 2022 | natural gas | electricity | NR |  | -406 |  | 55.4 | -406 |  | 55.4 |  | -406 | 55.4 | 0 | 0 |  | 0 | 0 |  | TRUE | 10 | 0 | 0 | TRUE | 2022+10 | 2032+00 | TRUE | TRUE | FALSE | FALSE | -406 | 55.4 | TRUE | TRUE | FALSE | FALSE | 0 | 0 | TRUE | TRUE | TRUE | -406 | 55.4 | 0 | 0 | -4060 | 554 | 0 | 0 | 3423.1829 | 100000 | #N/A | 100000 | 0.034232 | 1 | #N/A | 0 | 0.00018167 | 0.005307 | #N/A | 0.005307 |  | 5 | 41.5019 | PASS | 2.2025 | PASS | Eligible | -0.73758 | 2.9401 | 5 | 4.1543 | kWh | 1217.2054 | N/A | N/A | 41.5432 |  | 5 | 1 | -406 | 55.4 | 0 | 0 | 10 | 0
| SWWH028G | MFm | Ex | CZ06 |  | 6 | SWWH028A | 1 | 10 | 2022 | natural gas | electricity | NR |  | -374 |  | 51.3 | -374 |  | 51.3 |  | -374 | 51.3 | 0 | 0 |  | 0 | 0 |  | TRUE | 10 | 0 | 0 | TRUE | 2022+10 | 2032+00 | TRUE | TRUE | FALSE | FALSE | -374 | 51.3 | TRUE | TRUE | FALSE | FALSE | 0 | 0 | TRUE | TRUE | TRUE | -374 | 51.3 | 0 | 0 | -3740 | 513 | 0 | 0 | 3423.1829 | 100000 | #N/A | 100000 | 0.034232 | 1 | #N/A | 0 | 0.00018167 | 0.005307 | #N/A | 0.005307 |  | 6 | 38.4973 | PASS | 2.0431 | PASS | Eligible | -0.67944 | 2.7225 | 6 | 3.8535 | kWh | 1129.0765 | N/A | N/A | 38.5354 |  | 6 | 1 | -374 | 51.3 | 0 | 0 | 10 | 0
| SWWH028G | MFm | Ex | CZ07 |  | 7 | SWWH028A | 1 | 10 | 2022 | natural gas | electricity | NR |  | -370 |  | 50.7 | -370 |  | 50.7 |  | -370 | 50.7 | 0 | 0 |  | 0 | 0 |  | TRUE | 10 | 0 | 0 | TRUE | 2022+10 | 2032+00 | TRUE | TRUE | FALSE | FALSE | -370 | 50.7 | TRUE | TRUE | FALSE | FALSE | 0 | 0 | TRUE | TRUE | TRUE | -370 | 50.7 | 0 | 0 | -3700 | 507 | 0 | 0 | 3423.1829 | 100000 | #N/A | 100000 | 0.034232 | 1 | #N/A | 0 | 0.00018167 | 0.005307 | #N/A | 0.005307 |  | 7 | 38.0342 | PASS | 2.0185 | PASS | Eligible | -0.67218 | 2.6907 | 7 | 3.8072 | kWh | 1115.4966 | N/A | N/A | 38.0719 |  | 7 | 1 | -370 | 50.7 | 0 | 0 | 10 | 0
| SWWH028G | MFm | Ex | CZ08 |  | 8 | SWWH028A | 1 | 10 | 2022 | natural gas | electricity | NR |  | -364 |  | 49.9 | -364 |  | 49.9 |  | -364 | 49.9 | 0 | 0 |  | 0 | 0 |  | TRUE | 10 | 0 | 0 | TRUE | 2022+10 | 2032+00 | TRUE | TRUE | FALSE | FALSE | -364 | 49.9 | TRUE | TRUE | FALSE | FALSE | 0 | 0 | TRUE | TRUE | TRUE | -364 | 49.9 | 0 | 0 | -3640 | 499 | 0 | 0 | 3423.1829 | 100000 | #N/A | 100000 | 0.034232 | 1 | #N/A | 0 | 0.00018167 | 0.005307 | #N/A | 0.005307 |  | 8 | 37.4396 | PASS | 1.9869 | PASS | Eligible | -0.66128 | 2.6482 | 8 | 3.7477 | kWh | 1098.0568 | N/A | N/A | 37.4767 |  | 8 | 1 | -364 | 49.9 | 0 | 0 | 10 | 0
| SWWH028G | MFm | Ex | CZ09 |  | 9 | SWWH028A | 1 | 10 | 2022 | natural gas | electricity | NR |  | -364 |  | 49.8 | -364 |  | 49.8 |  | -364 | 49.8 | 0 | 0 |  | 0 | 0 |  | TRUE | 10 | 0 | 0 | TRUE | 2022+10 | 2032+00 | TRUE | TRUE | FALSE | FALSE | -364 | 49.8 | TRUE | TRUE | FALSE | FALSE | 0 | 0 | TRUE | TRUE | TRUE | -364 | 49.8 | 0 | 0 | -3640 | 498 | 0 | 0 | 3423.1829 | 100000 | #N/A | 100000 | 0.034232 | 1 | #N/A | 0 | 0.00018167 | 0.005307 | #N/A | 0.005307 |  | 9 | 37.3396 | PASS | 1.9816 | PASS | Eligible | -0.66128 | 2.6429 | 9 | 3.7377 | kWh | 1095.1269 | N/A | N/A | 37.3767 |  | 9 | 1 | -364 | 49.8 | 0 | 0 | 10 | 0
| SWWH028G | MFm | Ex | CZ10 |  | 10 | SWWH028A | 1 | 10 | 2022 | natural gas | electricity | NR |  | -362 |  | 49.6 | -362 |  | 49.6 |  | -362 | 49.6 | 0 | 0 |  | 0 | 0 |  | TRUE | 10 | 0 | 0 | TRUE | 2022+10 | 2032+00 | TRUE | TRUE | FALSE | FALSE | -362 | 49.6 | TRUE | TRUE | FALSE | FALSE | 0 | 0 | TRUE | TRUE | TRUE | -362 | 49.6 | 0 | 0 | -3620 | 496 | 0 | 0 | 3423.1829 | 100000 | #N/A | 100000 | 0.034232 | 1 | #N/A | 0 | 0.00018167 | 0.005307 | #N/A | 0.005307 |  | 10 | 37.2081 | PASS | 1.9746 | PASS | Eligible | -0.65764 | 2.6323 | 10 | 3.7245 | kWh | 1091.2669 | N/A | N/A | 37.2449 |  | 10 | 1 | -362 | 49.6 | 0 | 0 | 10 | 0
| SWWH028G | MFm | Ex | CZ11 |  | 11 | SWWH028A | 1 | 10 | 2022 | natural gas | electricity | NR |  | -368 |  | 50.3 | -368 |  | 50.3 |  | -368 | 50.3 | 0 | 0 |  | 0 | 0 |  | TRUE | 10 | 0 | 0 | TRUE | 2022+10 | 2032+00 | TRUE | TRUE | FALSE | FALSE | -368 | 50.3 | TRUE | TRUE | FALSE | FALSE | 0 | 0 | TRUE | TRUE | TRUE | -368 | 50.3 | 0 | 0 | -3680 | 503 | 0 | 0 | 3423.1829 | 100000 | #N/A | 100000 | 0.034232 | 1 | #N/A | 0 | 0.00018167 | 0.005307 | #N/A | 0.005307 |  | 11 | 37.7027 | PASS | 2.0009 | PASS | Eligible | -0.66854 | 2.6694 | 11 | 3.774 | kWh | 1105.7767 | N/A | N/A | 37.7402 |  | 11 | 1 | -368 | 50.3 | 0 | 0 | 10 | 0
| SWWH028G | MFm | Ex | CZ12 |  | 12 | SWWH028A | 1 | 10 | 2022 | natural gas | electricity | NR |  | -380 |  | 51.9 | -380 |  | 51.9 |  | -380 | 51.9 | 0 | 0 |  | 0 | 0 |  | TRUE | 10 | 0 | 0 | TRUE | 2022+10 | 2032+00 | TRUE | TRUE | FALSE | FALSE | -380 | 51.9 | TRUE | TRUE | FALSE | FALSE | 0 | 0 | TRUE | TRUE | TRUE | -380 | 51.9 | 0 | 0 | -3800 | 519 | 0 | 0 | 3423.1829 | 100000 | #N/A | 100000 | 0.034232 | 1 | #N/A | 0 | 0.00018167 | 0.005307 | #N/A | 0.005307 |  | 12 | 38.8919 | PASS | 2.064 | PASS | Eligible | -0.69034 | 2.7544 | 12 | 3.8931 | kWh | 1140.6563 | N/A | N/A | 38.9306 |  | 12 | 1 | -380 | 51.9 | 0 | 0 | 10 | 0
| SWWH028G | MFm | Ex | CZ13 |  | 13 | SWWH028A | 1 | 10 | 2022 | natural gas | electricity | NR |  | -363 |  | 49.6 | -363 |  | 49.6 |  | -363 | 49.6 | 0 | 0 |  | 0 | 0 |  | TRUE | 10 | 0 | 0 | TRUE | 2022+10 | 2032+00 | TRUE | TRUE | FALSE | FALSE | -363 | 49.6 | TRUE | TRUE | FALSE | FALSE | 0 | 0 | TRUE | TRUE | TRUE | -363 | 49.6 | 0 | 0 | -3630 | 496 | 0 | 0 | 3423.1829 | 100000 | #N/A | 100000 | 0.034232 | 1 | #N/A | 0 | 0.00018167 | 0.005307 | #N/A | 0.005307 |  | 13 | 37.1738 | PASS | 1.9728 | PASS | Eligible | -0.65946 | 2.6323 | 13 | 3.7211 | kWh | 1090.2669 | N/A | N/A | 37.2108 |  | 13 | 1 | -363 | 49.6 | 0 | 0 | 10 | 0
| SWWH028G | MFm | Ex | CZ14 |  | 14 | SWWH028A | 1 | 10 | 2022 | natural gas | electricity | NR |  | -370 |  | 50.6 | -370 |  | 50.6 |  | -370 | 50.6 | 0 | 0 |  | 0 | 0 |  | TRUE | 10 | 0 | 0 | TRUE | 2022+10 | 2032+00 | TRUE | TRUE | FALSE | FALSE | -370 | 50.6 | TRUE | TRUE | FALSE | FALSE | 0 | 0 | TRUE | TRUE | TRUE | -370 | 50.6 | 0 | 0 | -3700 | 506 | 0 | 0 | 3423.1829 | 100000 | #N/A | 100000 | 0.034232 | 1 | #N/A | 0 | 0.00018167 | 0.005307 | #N/A | 0.005307 |  | 14 | 37.9342 | PASS | 2.0132 | PASS | Eligible | -0.67218 | 2.6854 | 14 | 3.7972 | kWh | 1112.5667 | N/A | N/A | 37.9719 |  | 14 | 1 | -370 | 50.6 | 0 | 0 | 10 | 0
| SWWH028G | MFm | Ex | CZ15 |  | 15 | SWWH028A | 1 | 10 | 2022 | natural gas | electricity | NR |  | -303 |  | 41.7 | -303 |  | 41.7 |  | -303 | 41.7 | 0 | 0 |  | 0 | 0 |  | TRUE | 10 | 0 | 0 | TRUE | 2022+10 | 2032+00 | TRUE | TRUE | FALSE | FALSE | -303 | 41.7 | TRUE | TRUE | FALSE | FALSE | 0 | 0 | TRUE | TRUE | TRUE | -303 | 41.7 | 0 | 0 | -3030 | 417 | 0 | 0 | 3423.1829 | 100000 | #N/A | 100000 | 0.034232 | 1 | #N/A | 0 | 0.00018167 | 0.005307 | #N/A | 0.005307 |  | 15 | 31.3278 | PASS | 1.6626 | PASS | Eligible | -0.55046 | 2.213 | 15 | 3.1359 | kWh | 918.799 | N/A | N/A | 31.3586 |  | 15 | 1 | -303 | 41.7 | 0 | 0 | 10 | 0
| SWWH028G | MFm | Ex | CZ16 |  | 16 | SWWH028A | 1 | 10 | 2022 | natural gas | electricity | NR |  | -430 |  | 58.3 | -430 |  | 58.3 |  | -430 | 58.3 | 0 | 0 |  | 0 | 0 |  | TRUE | 10 | 0 | 0 | TRUE | 2022+10 | 2032+00 | TRUE | TRUE | FALSE | FALSE | -430 | 58.3 | TRUE | TRUE | FALSE | FALSE | 0 | 0 | TRUE | TRUE | TRUE | -430 | 58.3 | 0 | 0 | -4300 | 583 | 0 | 0 | 3423.1829 | 100000 | #N/A | 100000 | 0.034232 | 1 | #N/A | 0 | 0.00018167 | 0.005307 | #N/A | 0.005307 |  | 16 | 43.5803 | PASS | 2.3128 | PASS | Eligible | -0.78118 | 3.094 | 16 | 4.3624 | kWh | 1278.1746 | N/A | N/A | 43.6241 |  | 16 | 1 | -430 | 58.3 | 0 | 0 | 10 | 0
| SWWH028G | MFm | Ex | CZ01 |  | 17 | SWWH028B | 1 | 10 | 2022 | natural gas | electricity | NR |  | -215 |  | 28 | -215 |  | 28 |  | -215 | 28 | 0 | 0 |  | 0 | 0 |  | TRUE | 10 | 0 | 0 | TRUE | 2022+10 | 2032+00 | TRUE | TRUE | FALSE | FALSE | -215 | 28 | TRUE | TRUE | FALSE | FALSE | 0 | 0 | TRUE | TRUE | TRUE | -215 | 28 | 0 | 0 | -2150 | 280 | 0 | 0 | 3423.1829 | 100000 | #N/A | 100000 | 0.034232 | 1 | #N/A | 0 | 0.00018167 | 0.005307 | #N/A | 0.005307 |  | 17 | 20.6402 | PASS | 1.0954 | PASS | Eligible | -0.39059 | 1.486 | 17 | 2.0662 | kWh | 605.3926 | N/A | N/A | 20.6621 |  | 17 | 1 | -215 | 28 | 0 | 0 | 10 | 0
| SWWH028G | MFm | Ex | CZ02 |  | 18 | SWWH028B | 1 | 10 | 2022 | natural gas | electricity | NR |  | -197 |  | 26.1 | -197 |  | 26.1 |  | -197 | 26.1 | 0 | 0 |  | 0 | 0 |  | TRUE | 10 | 0 | 0 | TRUE | 2022+10 | 2032+00 | TRUE | TRUE | FALSE | FALSE | -197 | 26.1 | TRUE | TRUE | FALSE | FALSE | 0 | 0 | TRUE | TRUE | TRUE | -197 | 26.1 | 0 | 0 | -1970 | 261 | 0 | 0 | 3423.1829 | 100000 | #N/A | 100000 | 0.034232 | 1 | #N/A | 0 | 0.00018167 | 0.005307 | #N/A | 0.005307 |  | 18 | 19.3563 | PASS | 1.0272 | PASS | Eligible | -0.35789 | 1.3851 | 18 | 1.9376 | kWh | 567.7231 | N/A | N/A | 19.3764 |  | 18 | 1 | -197 | 26.1 | 0 | 0 | 10 | 0
| SWWH028G | MFm | Ex | CZ03 |  | 19 | SWWH028B | 1 | 10 | 2022 | natural gas | electricity | NR |  | -198 |  | 26.2 | -198 |  | 26.2 |  | -198 | 26.2 | 0 | 0 |  | 0 | 0 |  | TRUE | 10 | 0 | 0 | TRUE | 2022+10 | 2032+00 | TRUE | TRUE | FALSE | FALSE | -198 | 26.2 | TRUE | TRUE | FALSE | FALSE | 0 | 0 | TRUE | TRUE | TRUE | -198 | 26.2 | 0 | 0 | -1980 | 262 | 0 | 0 | 3423.1829 | 100000 | #N/A | 100000 | 0.034232 | 1 | #N/A | 0 | 0.00018167 | 0.005307 | #N/A | 0.005307 |  | 19 | 19.4221 | PASS | 1.0307 | PASS | Eligible | -0.35971 | 1.3904 | 19 | 1.9442 | kWh | 569.6531 | N/A | N/A | 19.4423 |  | 19 | 1 | -198 | 26.2 | 0 | 0 | 10 | 0
| SWWH028G | MFm | Ex | CZ04 |  | 20 | SWWH028B | 1 | 10 | 2022 | natural gas | electricity | NR |  | -190 |  | 25.4 | -190 |  | 25.4 |  | -190 | 25.4 | 0 | 0 |  | 0 | 0 |  | TRUE | 10 | 0 | 0 | TRUE | 2022+10 | 2032+00 | TRUE | TRUE | FALSE | FALSE | -190 | 25.4 | TRUE | TRUE | FALSE | FALSE | 0 | 0 | TRUE | TRUE | TRUE | -190 | 25.4 | 0 | 0 | -1900 | 254 | 0 | 0 | 3423.1829 | 100000 | #N/A | 100000 | 0.034232 | 1 | #N/A | 0 | 0.00018167 | 0.005307 | #N/A | 0.005307 |  | 20 | 18.896 | PASS | 1.0028 | PASS | Eligible | -0.34517 | 1.348 | 20 | 1.8915 | kWh | 554.2133 | N/A | N/A | 18.9153 |  | 20 | 1 | -190 | 25.4 | 0 | 0 | 10 | 0
| SWWH028G | MFm | Ex | CZ05 |  | 21 | SWWH028B | 1 | 10 | 2022 | natural gas | electricity | NR |  | -201 |  | 26.5 | -201 |  | 26.5 |  | -201 | 26.5 | 0 | 0 |  | 0 | 0 |  | TRUE | 10 | 0 | 0 | TRUE | 2022+10 | 2032+00 | TRUE | TRUE | FALSE | FALSE | -201 | 26.5 | TRUE | TRUE | FALSE | FALSE | 0 | 0 | TRUE | TRUE | TRUE | -201 | 26.5 | 0 | 0 | -2010 | 265 | 0 | 0 | 3423.1829 | 100000 | #N/A | 100000 | 0.034232 | 1 | #N/A | 0 | 0.00018167 | 0.005307 | #N/A | 0.005307 |  | 21 | 19.6194 | PASS | 1.0412 | PASS | Eligible | -0.36516 | 1.4064 | 21 | 1.964 | kWh | 575.443 | N/A | N/A | 19.6399 |  | 21 | 1 | -201 | 26.5 | 0 | 0 | 10 | 0
| SWWH028G | MFm | Ex | CZ06 |  | 22 | SWWH028B | 1 | 10 | 2022 | natural gas | electricity | NR |  | -184 |  | 24.6 | -184 |  | 24.6 |  | -184 | 24.6 | 0 | 0 |  | 0 | 0 |  | TRUE | 10 | 0 | 0 | TRUE | 2022+10 | 2032+00 | TRUE | TRUE | FALSE | FALSE | -184 | 24.6 | TRUE | TRUE | FALSE | FALSE | 0 | 0 | TRUE | TRUE | TRUE | -184 | 24.6 | 0 | 0 | -1840 | 246 | 0 | 0 | 3423.1829 | 100000 | #N/A | 100000 | 0.034232 | 1 | #N/A | 0 | 0.00018167 | 0.005307 | #N/A | 0.005307 |  | 22 | 18.3013 | PASS | 0.97126 | PASS | Eligible | -0.33427 | 1.3055 | 22 | 1.832 | kWh | 536.7735 | N/A | N/A | 18.3201 |  | 22 | 1 | -184 | 24.6 | 0 | 0 | 10 | 0
| SWWH028G | MFm | Ex | CZ07 |  | 23 | SWWH028B | 1 | 10 | 2022 | natural gas | electricity | NR |  | -182 |  | 24.3 | -182 |  | 24.3 |  | -182 | 24.3 | 0 | 0 |  | 0 | 0 |  | TRUE | 10 | 0 | 0 | TRUE | 2022+10 | 2032+00 | TRUE | TRUE | FALSE | FALSE | -182 | 24.3 | TRUE | TRUE | FALSE | FALSE | 0 | 0 | TRUE | TRUE | TRUE | -182 | 24.3 | 0 | 0 | -1820 | 243 | 0 | 0 | 3423.1829 | 100000 | #N/A | 100000 | 0.034232 | 1 | #N/A | 0 | 0.00018167 | 0.005307 | #N/A | 0.005307 |  | 23 | 18.0698 | PASS | 0.95897 | PASS | Eligible | -0.33064 | 1.2896 | 23 | 1.8088 | kWh | 529.9836 | N/A | N/A | 18.0883 |  | 23 | 1 | -182 | 24.3 | 0 | 0 | 10 | 0
| SWWH028G | MFm | Ex | CZ08 |  | 24 | SWWH028B | 1 | 10 | 2022 | natural gas | electricity | NR |  | -178 |  | 23.9 | -178 |  | 23.9 |  | -178 | 23.9 | 0 | 0 |  | 0 | 0 |  | TRUE | 10 | 0 | 0 | TRUE | 2022+10 | 2032+00 | TRUE | TRUE | FALSE | FALSE | -178 | 23.9 | TRUE | TRUE | FALSE | FALSE | 0 | 0 | TRUE | TRUE | TRUE | -178 | 23.9 | 0 | 0 | -1780 | 239 | 0 | 0 | 3423.1829 | 100000 | #N/A | 100000 | 0.034232 | 1 | #N/A | 0 | 0.00018167 | 0.005307 | #N/A | 0.005307 |  | 24 | 17.8067 | PASS | 0.94501 | PASS | Eligible | -0.32337 | 1.2684 | 24 | 1.7825 | kWh | 522.2637 | N/A | N/A | 17.8249 |  | 24 | 1 | -178 | 23.9 | 0 | 0 | 10 | 0
| SWWH028G | MFm | Ex | CZ09 |  | 25 | SWWH028B | 1 | 10 | 2022 | natural gas | electricity | NR |  | -178 |  | 23.9 | -178 |  | 23.9 |  | -178 | 23.9 | 0 | 0 |  | 0 | 0 |  | TRUE | 10 | 0 | 0 | TRUE | 2022+10 | 2032+00 | TRUE | TRUE | FALSE | FALSE | -178 | 23.9 | TRUE | TRUE | FALSE | FALSE | 0 | 0 | TRUE | TRUE | TRUE | -178 | 23.9 | 0 | 0 | -1780 | 239 | 0 | 0 | 3423.1829 | 100000 | #N/A | 100000 | 0.034232 | 1 | #N/A | 0 | 0.00018167 | 0.005307 | #N/A | 0.005307 |  | 25 | 17.8067 | PASS | 0.94501 | PASS | Eligible | -0.32337 | 1.2684 | 25 | 1.7825 | kWh | 522.2637 | N/A | N/A | 17.8249 |  | 25 | 1 | -178 | 23.9 | 0 | 0 | 10 | 0
| SWWH028G | MFm | Ex | CZ10 |  | 26 | SWWH028B | 1 | 10 | 2022 | natural gas | electricity | NR |  | -177 |  | 23.9 | -177 |  | 23.9 |  | -177 | 23.9 | 0 | 0 |  | 0 | 0 |  | TRUE | 10 | 0 | 0 | TRUE | 2022+10 | 2032+00 | TRUE | TRUE | FALSE | FALSE | -177 | 23.9 | TRUE | TRUE | FALSE | FALSE | 0 | 0 | TRUE | TRUE | TRUE | -177 | 23.9 | 0 | 0 | -1770 | 239 | 0 | 0 | 3423.1829 | 100000 | #N/A | 100000 | 0.034232 | 1 | #N/A | 0 | 0.00018167 | 0.005307 | #N/A | 0.005307 |  | 26 | 17.841 | PASS | 0.94683 | PASS | Eligible | -0.32156 | 1.2684 | 26 | 1.7859 | kWh | 523.2637 | N/A | N/A | 17.859 |  | 26 | 1 | -177 | 23.9 | 0 | 0 | 10 | 0
| SWWH028G | MFm | Ex | CZ11 |  | 27 | SWWH028B | 1 | 10 | 2022 | natural gas | electricity | NR |  | -182 |  | 24.3 | -182 |  | 24.3 |  | -182 | 24.3 | 0 | 0 |  | 0 | 0 |  | TRUE | 10 | 0 | 0 | TRUE | 2022+10 | 2032+00 | TRUE | TRUE | FALSE | FALSE | -182 | 24.3 | TRUE | TRUE | FALSE | FALSE | 0 | 0 | TRUE | TRUE | TRUE | -182 | 24.3 | 0 | 0 | -1820 | 243 | 0 | 0 | 3423.1829 | 100000 | #N/A | 100000 | 0.034232 | 1 | #N/A | 0 | 0.00018167 | 0.005307 | #N/A | 0.005307 |  | 27 | 18.0698 | PASS | 0.95897 | PASS | Eligible | -0.33064 | 1.2896 | 27 | 1.8088 | kWh | 529.9836 | N/A | N/A | 18.0883 |  | 27 | 1 | -182 | 24.3 | 0 | 0 | 10 | 0
| SWWH028G | MFm | Ex | CZ12 |  | 28 | SWWH028B | 1 | 10 | 2022 | natural gas | electricity | NR |  | -187 |  | 25 | -187 |  | 25 |  | -187 | 25 | 0 | 0 |  | 0 | 0 |  | TRUE | 10 | 0 | 0 | TRUE | 2022+10 | 2032+00 | TRUE | TRUE | FALSE | FALSE | -187 | 25 | TRUE | TRUE | FALSE | FALSE | 0 | 0 | TRUE | TRUE | TRUE | -187 | 25 | 0 | 0 | -1870 | 250 | 0 | 0 | 3423.1829 | 100000 | #N/A | 100000 | 0.034232 | 1 | #N/A | 0 | 0.00018167 | 0.005307 | #N/A | 0.005307 |  | 28 | 18.5986 | PASS | 0.98704 | PASS | Eligible | -0.33972 | 1.3268 | 28 | 1.8618 | kWh | 545.4934 | N/A | N/A | 18.6177 |  | 28 | 1 | -187 | 25 | 0 | 0 | 10 | 0
| SWWH028G | MFm | Ex | CZ13 |  | 29 | SWWH028B | 1 | 10 | 2022 | natural gas | electricity | NR |  | -179 |  | 24 | -179 |  | 24 |  | -179 | 24 | 0 | 0 |  | 0 | 0 |  | TRUE | 10 | 0 | 0 | TRUE | 2022+10 | 2032+00 | TRUE | TRUE | FALSE | FALSE | -179 | 24 | TRUE | TRUE | FALSE | FALSE | 0 | 0 | TRUE | TRUE | TRUE | -179 | 24 | 0 | 0 | -1790 | 240 | 0 | 0 | 3423.1829 | 100000 | #N/A | 100000 | 0.034232 | 1 | #N/A | 0 | 0.00018167 | 0.005307 | #N/A | 0.005307 |  | 29 | 17.8725 | PASS | 0.9485 | PASS | Eligible | -0.32519 | 1.2737 | 29 | 1.7891 | kWh | 524.1937 | N/A | N/A | 17.8907 |  | 29 | 1 | -179 | 24 | 0 | 0 | 10 | 0
| SWWH028G | MFm | Ex | CZ14 |  | 30 | SWWH028B | 1 | 10 | 2022 | natural gas | electricity | NR |  | -183 |  | 24.5 | -183 |  | 24.5 |  | -183 | 24.5 | 0 | 0 |  | 0 | 0 |  | TRUE | 10 | 0 | 0 | TRUE | 2022+10 | 2032+00 | TRUE | TRUE | FALSE | FALSE | -183 | 24.5 | TRUE | TRUE | FALSE | FALSE | 0 | 0 | TRUE | TRUE | TRUE | -183 | 24.5 | 0 | 0 | -1830 | 245 | 0 | 0 | 3423.1829 | 100000 | #N/A | 100000 | 0.034232 | 1 | #N/A | 0 | 0.00018167 | 0.005307 | #N/A | 0.005307 |  | 30 | 18.2356 | PASS | 0.96777 | PASS | Eligible | -0.33246 | 1.3002 | 30 | 1.8254 | kWh | 534.8435 | N/A | N/A | 18.2542 |  | 30 | 1 | -183 | 24.5 | 0 | 0 | 10 | 0
| SWWH028G | MFm | Ex | CZ15 |  | 31 | SWWH028B | 1 | 10 | 2022 | natural gas | electricity | NR |  | -148 |  | 20.2 | -148 |  | 20.2 |  | -148 | 20.2 | 0 | 0 |  | 0 | 0 |  | TRUE | 10 | 0 | 0 | TRUE | 2022+10 | 2032+00 | TRUE | TRUE | FALSE | FALSE | -148 | 20.2 | TRUE | TRUE | FALSE | FALSE | 0 | 0 | TRUE | TRUE | TRUE | -148 | 20.2 | 0 | 0 | -1480 | 202 | 0 | 0 | 3423.1829 | 100000 | #N/A | 100000 | 0.034232 | 1 | #N/A | 0 | 0.00018167 | 0.005307 | #N/A | 0.005307 |  | 31 | 15.1337 | PASS | 0.80315 | PASS | Eligible | -0.26887 | 1.072 | 31 | 1.5149 | kWh | 443.8547 | N/A | N/A | 15.1488 |  | 31 | 1 | -148 | 20.2 | 0 | 0 | 10 | 0
| SWWH028G | MFm | Ex | CZ16 |  | 32 | SWWH028B | 1 | 10 | 2022 | natural gas | electricity | NR |  | -213 |  | 28.1 | -213 |  | 28.1 |  | -213 | 28.1 | 0 | 0 |  | 0 | 0 |  | TRUE | 10 | 0 | 0 | TRUE | 2022+10 | 2032+00 | TRUE | TRUE | FALSE | FALSE | -213 | 28.1 | TRUE | TRUE | FALSE | FALSE | 0 | 0 | TRUE | TRUE | TRUE | -213 | 28.1 | 0 | 0 | -2130 | 281 | 0 | 0 | 3423.1829 | 100000 | #N/A | 100000 | 0.034232 | 1 | #N/A | 0 | 0.00018167 | 0.005307 | #N/A | 0.005307 |  | 32 | 20.8086 | PASS | 1.1043 | PASS | Eligible | -0.38696 | 1.4913 | 32 | 2.083 | kWh | 610.3226 | N/A | N/A | 20.8303 |  | 32 | 1 | -213 | 28.1 | 0 | 0 | 10 | 0
| SWWH028G | MFm | Ex | CZ01 |  | 33 | SWWH028C | 1 | 10 | 2022 | natural gas | electricity | NR |  | -220 |  | 28.7 | -220 |  | 28.7 |  | -220 | 28.7 | 0 | 0 |  | 0 | 0 |  | TRUE | 10 | 0 | 0 | TRUE | 2022+10 | 2032+00 | TRUE | TRUE | FALSE | FALSE | -220 | 28.7 | TRUE | TRUE | FALSE | FALSE | 0 | 0 | TRUE | TRUE | TRUE | -220 | 28.7 | 0 | 0 | -2200 | 287 | 0 | 0 | 3423.1829 | 100000 | #N/A | 100000 | 0.034232 | 1 | #N/A | 0 | 0.00018167 | 0.005307 | #N/A | 0.005307 |  | 33 | 21.169 | PASS | 1.1234 | PASS | Eligible | -0.39967 | 1.5231 | 33 | 2.1191 | kWh | 620.9024 | N/A | N/A | 21.1914 |  | 33 | 1 | -220 | 28.7 | 0 | 0 | 10 | 0
| SWWH028G | MFm | Ex | CZ02 |  | 34 | SWWH028C | 1 | 10 | 2022 | natural gas | electricity | NR |  | -202 |  | 26.8 | -202 |  | 26.8 |  | -202 | 26.8 | 0 | 0 |  | 0 | 0 |  | TRUE | 10 | 0 | 0 | TRUE | 2022+10 | 2032+00 | TRUE | TRUE | FALSE | FALSE | -202 | 26.8 | TRUE | TRUE | FALSE | FALSE | 0 | 0 | TRUE | TRUE | TRUE | -202 | 26.8 | 0 | 0 | -2020 | 268 | 0 | 0 | 3423.1829 | 100000 | #N/A | 100000 | 0.034232 | 1 | #N/A | 0 | 0.00018167 | 0.005307 | #N/A | 0.005307 |  | 34 | 19.8852 | PASS | 1.0553 | PASS | Eligible | -0.36697 | 1.4223 | 34 | 1.9906 | kWh | 583.2329 | N/A | N/A | 19.9057 |  | 34 | 1 | -202 | 26.8 | 0 | 0 | 10 | 0
| SWWH028G | MFm | Ex | CZ03 |  | 35 | SWWH028C | 1 | 10 | 2022 | natural gas | electricity | NR |  | -204 |  | 26.8 | -204 |  | 26.8 |  | -204 | 26.8 | 0 | 0 |  | 0 | 0 |  | TRUE | 10 | 0 | 0 | TRUE | 2022+10 | 2032+00 | TRUE | TRUE | FALSE | FALSE | -204 | 26.8 | TRUE | TRUE | FALSE | FALSE | 0 | 0 | TRUE | TRUE | TRUE | -204 | 26.8 | 0 | 0 | -2040 | 268 | 0 | 0 | 3423.1829 | 100000 | #N/A | 100000 | 0.034232 | 1 | #N/A | 0 | 0.00018167 | 0.005307 | #N/A | 0.005307 |  | 35 | 19.8167 | PASS | 1.0517 | PASS | Eligible | -0.37061 | 1.4223 | 35 | 1.9837 | kWh | 581.2329 | N/A | N/A | 19.8375 |  | 35 | 1 | -204 | 26.8 | 0 | 0 | 10 | 0
| SWWH028G | MFm | Ex | CZ04 |  | 36 | SWWH028C | 1 | 10 | 2022 | natural gas | electricity | NR |  | -195 |  | 26.1 | -195 |  | 26.1 |  | -195 | 26.1 | 0 | 0 |  | 0 | 0 |  | TRUE | 10 | 0 | 0 | TRUE | 2022+10 | 2032+00 | TRUE | TRUE | FALSE | FALSE | -195 | 26.1 | TRUE | TRUE | FALSE | FALSE | 0 | 0 | TRUE | TRUE | TRUE | -195 | 26.1 | 0 | 0 | -1950 | 261 | 0 | 0 | 3423.1829 | 100000 | #N/A | 100000 | 0.034232 | 1 | #N/A | 0 | 0.00018167 | 0.005307 | #N/A | 0.005307 |  | 36 | 19.4248 | PASS | 1.0309 | PASS | Eligible | -0.35426 | 1.3851 | 36 | 1.9445 | kWh | 569.7231 | N/A | N/A | 19.4446 |  | 36 | 1 | -195 | 26.1 | 0 | 0 | 10 | 0
| SWWH028G | MFm | Ex | CZ05 |  | 37 | SWWH028C | 1 | 10 | 2022 | natural gas | electricity | NR |  | -207 |  | 27.2 | -207 |  | 27.2 |  | -207 | 27.2 | 0 | 0 |  | 0 | 0 |  | TRUE | 10 | 0 | 0 | TRUE | 2022+10 | 2032+00 | TRUE | TRUE | FALSE | FALSE | -207 | 27.2 | TRUE | TRUE | FALSE | FALSE | 0 | 0 | TRUE | TRUE | TRUE | -207 | 27.2 | 0 | 0 | -2070 | 272 | 0 | 0 | 3423.1829 | 100000 | #N/A | 100000 | 0.034232 | 1 | #N/A | 0 | 0.00018167 | 0.005307 | #N/A | 0.005307 |  | 37 | 20.114 | PASS | 1.0675 | PASS | Eligible | -0.37606 | 1.4435 | 37 | 2.0135 | kWh | 589.9528 | N/A | N/A | 20.1351 |  | 37 | 1 | -207 | 27.2 | 0 | 0 | 10 | 0
| SWWH028G | MFm | Ex | CZ06 |  | 38 | SWWH028C | 1 | 10 | 2022 | natural gas | electricity | NR |  | -188 |  | 25.2 | -188 |  | 25.2 |  | -188 | 25.2 | 0 | 0 |  | 0 | 0 |  | TRUE | 10 | 0 | 0 | TRUE | 2022+10 | 2032+00 | TRUE | TRUE | FALSE | FALSE | -188 | 25.2 | TRUE | TRUE | FALSE | FALSE | 0 | 0 | TRUE | TRUE | TRUE | -188 | 25.2 | 0 | 0 | -1880 | 252 | 0 | 0 | 3423.1829 | 100000 | #N/A | 100000 | 0.034232 | 1 | #N/A | 0 | 0.00018167 | 0.005307 | #N/A | 0.005307 |  | 38 | 18.7644 | PASS | 0.99583 | PASS | Eligible | -0.34154 | 1.3374 | 38 | 1.8784 | kWh | 550.3534 | N/A | N/A | 18.7836 |  | 38 | 1 | -188 | 25.2 | 0 | 0 | 10 | 0
| SWWH028G | MFm | Ex | CZ07 |  | 39 | SWWH028C | 1 | 10 | 2022 | natural gas | electricity | NR |  | -186 |  | 24.9 | -186 |  | 24.9 |  | -186 | 24.9 | 0 | 0 |  | 0 | 0 |  | TRUE | 10 | 0 | 0 | TRUE | 2022+10 | 2032+00 | TRUE | TRUE | FALSE | FALSE | -186 | 24.9 | TRUE | TRUE | FALSE | FALSE | 0 | 0 | TRUE | TRUE | TRUE | -186 | 24.9 | 0 | 0 | -1860 | 249 | 0 | 0 | 3423.1829 | 100000 | #N/A | 100000 | 0.034232 | 1 | #N/A | 0 | 0.00018167 | 0.005307 | #N/A | 0.005307 |  | 39 | 18.5329 | PASS | 0.98355 | PASS | Eligible | -0.33791 | 1.3215 | 39 | 1.8552 | kWh | 543.5634 | N/A | N/A | 18.5518 |  | 39 | 1 | -186 | 24.9 | 0 | 0 | 10 | 0
| SWWH028G | MFm | Ex | CZ08 |  | 40 | SWWH028C | 1 | 10 | 2022 | natural gas | electricity | NR |  | -182 |  | 24.6 | -182 |  | 24.6 |  | -182 | 24.6 | 0 | 0 |  | 0 | 0 |  | TRUE | 10 | 0 | 0 | TRUE | 2022+10 | 2032+00 | TRUE | TRUE | FALSE | FALSE | -182 | 24.6 | TRUE | TRUE | FALSE | FALSE | 0 | 0 | TRUE | TRUE | TRUE | -182 | 24.6 | 0 | 0 | -1820 | 246 | 0 | 0 | 3423.1829 | 100000 | #N/A | 100000 | 0.034232 | 1 | #N/A | 0 | 0.00018167 | 0.005307 | #N/A | 0.005307 |  | 40 | 18.3698 | PASS | 0.97489 | PASS | Eligible | -0.33064 | 1.3055 | 40 | 1.8388 | kWh | 538.7735 | N/A | N/A | 18.3883 |  | 40 | 1 | -182 | 24.6 | 0 | 0 | 10 | 0
| SWWH028G | MFm | Ex | CZ09 |  | 41 | SWWH028C | 1 | 10 | 2022 | natural gas | electricity | NR |  | -183 |  | 24.6 | -183 |  | 24.6 |  | -183 | 24.6 | 0 | 0 |  | 0 | 0 |  | TRUE | 10 | 0 | 0 | TRUE | 2022+10 | 2032+00 | TRUE | TRUE | FALSE | FALSE | -183 | 24.6 | TRUE | TRUE | FALSE | FALSE | 0 | 0 | TRUE | TRUE | TRUE | -183 | 24.6 | 0 | 0 | -1830 | 246 | 0 | 0 | 3423.1829 | 100000 | #N/A | 100000 | 0.034232 | 1 | #N/A | 0 | 0.00018167 | 0.005307 | #N/A | 0.005307 |  | 41 | 18.3356 | PASS | 0.97308 | PASS | Eligible | -0.33246 | 1.3055 | 41 | 1.8354 | kWh | 537.7735 | N/A | N/A | 18.3542 |  | 41 | 1 | -183 | 24.6 | 0 | 0 | 10 | 0
| SWWH028G | MFm | Ex | CZ10 |  | 42 | SWWH028C | 1 | 10 | 2022 | natural gas | electricity | NR |  | -182 |  | 24.5 | -182 |  | 24.5 |  | -182 | 24.5 | 0 | 0 |  | 0 | 0 |  | TRUE | 10 | 0 | 0 | TRUE | 2022+10 | 2032+00 | TRUE | TRUE | FALSE | FALSE | -182 | 24.5 | TRUE | TRUE | FALSE | FALSE | 0 | 0 | TRUE | TRUE | TRUE | -182 | 24.5 | 0 | 0 | -1820 | 245 | 0 | 0 | 3423.1829 | 100000 | #N/A | 100000 | 0.034232 | 1 | #N/A | 0 | 0.00018167 | 0.005307 | #N/A | 0.005307 |  | 42 | 18.2698 | PASS | 0.96959 | PASS | Eligible | -0.33064 | 1.3002 | 42 | 1.8288 | kWh | 535.8435 | N/A | N/A | 18.2883 |  | 42 | 1 | -182 | 24.5 | 0 | 0 | 10 | 0
| SWWH028G | MFm | Ex | CZ11 |  | 43 | SWWH028C | 1 | 10 | 2022 | natural gas | electricity | NR |  | -187 |  | 25 | -187 |  | 25 |  | -187 | 25 | 0 | 0 |  | 0 | 0 |  | TRUE | 10 | 0 | 0 | TRUE | 2022+10 | 2032+00 | TRUE | TRUE | FALSE | FALSE | -187 | 25 | TRUE | TRUE | FALSE | FALSE | 0 | 0 | TRUE | TRUE | TRUE | -187 | 25 | 0 | 0 | -1870 | 250 | 0 | 0 | 3423.1829 | 100000 | #N/A | 100000 | 0.034232 | 1 | #N/A | 0 | 0.00018167 | 0.005307 | #N/A | 0.005307 |  | 43 | 18.5986 | PASS | 0.98704 | PASS | Eligible | -0.33972 | 1.3268 | 43 | 1.8618 | kWh | 545.4934 | N/A | N/A | 18.6177 |  | 43 | 1 | -187 | 25 | 0 | 0 | 10 | 0
| SWWH028G | MFm | Ex | CZ12 |  | 44 | SWWH028C | 1 | 10 | 2022 | natural gas | electricity | NR |  | -192 |  | 25.7 | -192 |  | 25.7 |  | -192 | 25.7 | 0 | 0 |  | 0 | 0 |  | TRUE | 10 | 0 | 0 | TRUE | 2022+10 | 2032+00 | TRUE | TRUE | FALSE | FALSE | -192 | 25.7 | TRUE | TRUE | FALSE | FALSE | 0 | 0 | TRUE | TRUE | TRUE | -192 | 25.7 | 0 | 0 | -1920 | 257 | 0 | 0 | 3423.1829 | 100000 | #N/A | 100000 | 0.034232 | 1 | #N/A | 0 | 0.00018167 | 0.005307 | #N/A | 0.005307 |  | 44 | 19.1275 | PASS | 1.0151 | PASS | Eligible | -0.34881 | 1.3639 | 44 | 1.9147 | kWh | 561.0032 | N/A | N/A | 19.147 |  | 44 | 1 | -192 | 25.7 | 0 | 0 | 10 | 0
| SWWH028G | MFm | Ex | CZ13 |  | 45 | SWWH028C | 1 | 10 | 2022 | natural gas | electricity | NR |  | -184 |  | 24.7 | -184 |  | 24.7 |  | -184 | 24.7 | 0 | 0 |  | 0 | 0 |  | TRUE | 10 | 0 | 0 | TRUE | 2022+10 | 2032+00 | TRUE | TRUE | FALSE | FALSE | -184 | 24.7 | TRUE | TRUE | FALSE | FALSE | 0 | 0 | TRUE | TRUE | TRUE | -184 | 24.7 | 0 | 0 | -1840 | 247 | 0 | 0 | 3423.1829 | 100000 | #N/A | 100000 | 0.034232 | 1 | #N/A | 0 | 0.00018167 | 0.005307 | #N/A | 0.005307 |  | 45 | 18.4013 | PASS | 0.97657 | PASS | Eligible | -0.33427 | 1.3108 | 45 | 1.842 | kWh | 539.7035 | N/A | N/A | 18.4201 |  | 45 | 1 | -184 | 24.7 | 0 | 0 | 10 | 0
| SWWH028G | MFm | Ex | CZ14 |  | 46 | SWWH028C | 1 | 10 | 2022 | natural gas | electricity | NR |  | -188 |  | 25.2 | -188 |  | 25.2 |  | -188 | 25.2 | 0 | 0 |  | 0 | 0 |  | TRUE | 10 | 0 | 0 | TRUE | 2022+10 | 2032+00 | TRUE | TRUE | FALSE | FALSE | -188 | 25.2 | TRUE | TRUE | FALSE | FALSE | 0 | 0 | TRUE | TRUE | TRUE | -188 | 25.2 | 0 | 0 | -1880 | 252 | 0 | 0 | 3423.1829 | 100000 | #N/A | 100000 | 0.034232 | 1 | #N/A | 0 | 0.00018167 | 0.005307 | #N/A | 0.005307 |  | 46 | 18.7644 | PASS | 0.99583 | PASS | Eligible | -0.34154 | 1.3374 | 46 | 1.8784 | kWh | 550.3534 | N/A | N/A | 18.7836 |  | 46 | 1 | -188 | 25.2 | 0 | 0 | 10 | 0
| SWWH028G | MFm | Ex | CZ15 |  | 47 | SWWH028C | 1 | 10 | 2022 | natural gas | electricity | NR |  | -152 |  | 20.8 | -152 |  | 20.8 |  | -152 | 20.8 | 0 | 0 |  | 0 | 0 |  | TRUE | 10 | 0 | 0 | TRUE | 2022+10 | 2032+00 | TRUE | TRUE | FALSE | FALSE | -152 | 20.8 | TRUE | TRUE | FALSE | FALSE | 0 | 0 | TRUE | TRUE | TRUE | -152 | 20.8 | 0 | 0 | -1520 | 208 | 0 | 0 | 3423.1829 | 100000 | #N/A | 100000 | 0.034232 | 1 | #N/A | 0 | 0.00018167 | 0.005307 | #N/A | 0.005307 |  | 47 | 15.5968 | PASS | 0.82773 | PASS | Eligible | -0.27614 | 1.1039 | 47 | 1.5612 | kWh | 457.4345 | N/A | N/A | 15.6122 |  | 47 | 1 | -152 | 20.8 | 0 | 0 | 10 | 0
| SWWH028G | MFm | Ex | CZ16 |  | 48 | SWWH028C | 1 | 10 | 2022 | natural gas | electricity | NR |  | -218 |  | 28.9 | -218 |  | 28.9 |  | -218 | 28.9 | 0 | 0 |  | 0 | 0 |  | TRUE | 10 | 0 | 0 | TRUE | 2022+10 | 2032+00 | TRUE | TRUE | FALSE | FALSE | -218 | 28.9 | TRUE | TRUE | FALSE | FALSE | 0 | 0 | TRUE | TRUE | TRUE | -218 | 28.9 | 0 | 0 | -2180 | 289 | 0 | 0 | 3423.1829 | 100000 | #N/A | 100000 | 0.034232 | 1 | #N/A | 0 | 0.00018167 | 0.005307 | #N/A | 0.005307 |  | 48 | 21.4375 | PASS | 1.1377 | PASS | Eligible | -0.39604 | 1.5337 | 48 | 2.146 | kWh | 628.7624 | N/A | N/A | 21.4597 |  | 48 | 1 | -218 | 28.9 | 0 | 0 | 10 | 0
| SWWH028G | MFm | Ex | CZ01 |  | 49 | SWWH028D | 1 | 10 | 2022 | natural gas | electricity | NR |  | -335 |  | 43.9 | -335 |  | 43.9 |  | -335 | 43.9 | 0 | 0 |  | 0 | 0 |  | TRUE | 10 | 0 | 0 | TRUE | 2022+10 | 2032+00 | TRUE | TRUE | FALSE | FALSE | -335 | 43.9 | TRUE | TRUE | FALSE | FALSE | 0 | 0 | TRUE | TRUE | TRUE | -335 | 43.9 | 0 | 0 | -3350 | 439 | 0 | 0 | 3423.1829 | 100000 | #N/A | 100000 | 0.034232 | 1 | #N/A | 0 | 0.00018167 | 0.005307 | #N/A | 0.005307 |  | 49 | 32.4323 | PASS | 1.7212 | PASS | Eligible | -0.60859 | 2.3298 | 49 | 3.2466 | kWh | 951.2584 | N/A | N/A | 32.4665 |  | 49 | 1 | -335 | 43.9 | 0 | 0 | 10 | 0
| SWWH028G | MFm | Ex | CZ02 |  | 50 | SWWH028D | 1 | 10 | 2022 | natural gas | electricity | NR |  | -305 |  | 40.9 | -305 |  | 40.9 |  | -305 | 40.9 | 0 | 0 |  | 0 | 0 |  | TRUE | 10 | 0 | 0 | TRUE | 2022+10 | 2032+00 | TRUE | TRUE | FALSE | FALSE | -305 | 40.9 | TRUE | TRUE | FALSE | FALSE | 0 | 0 | TRUE | TRUE | TRUE | -305 | 40.9 | 0 | 0 | -3050 | 409 | 0 | 0 | 3423.1829 | 100000 | #N/A | 100000 | 0.034232 | 1 | #N/A | 0 | 0.00018167 | 0.005307 | #N/A | 0.005307 |  | 50 | 30.4593 | PASS | 1.6165 | PASS | Eligible | -0.55409 | 2.1706 | 50 | 3.049 | kWh | 893.3592 | N/A | N/A | 30.4903 |  | 50 | 1 | -305 | 40.9 | 0 | 0 | 10 | 0
| SWWH028G | MFm | Ex | CZ03 |  | 51 | SWWH028D | 1 | 10 | 2022 | natural gas | electricity | NR |  | -309 |  | 41 | -309 |  | 41 |  | -309 | 41 | 0 | 0 |  | 0 | 0 |  | TRUE | 10 | 0 | 0 | TRUE | 2022+10 | 2032+00 | TRUE | TRUE | FALSE | FALSE | -309 | 41 | TRUE | TRUE | FALSE | FALSE | 0 | 0 | TRUE | TRUE | TRUE | -309 | 41 | 0 | 0 | -3090 | 410 | 0 | 0 | 3423.1829 | 100000 | #N/A | 100000 | 0.034232 | 1 | #N/A | 0 | 0.00018167 | 0.005307 | #N/A | 0.005307 |  | 51 | 30.4224 | PASS | 1.6145 | PASS | Eligible | -0.56136 | 2.1759 | 51 | 3.0454 | kWh | 892.2892 | N/A | N/A | 30.4538 |  | 51 | 1 | -309 | 41 | 0 | 0 | 10 | 0
| SWWH028G | MFm | Ex | CZ04 |  | 52 | SWWH028D | 1 | 10 | 2022 | natural gas | electricity | NR |  | -296 |  | 39.7 | -296 |  | 39.7 |  | -296 | 39.7 | 0 | 0 |  | 0 | 0 |  | TRUE | 10 | 0 | 0 | TRUE | 2022+10 | 2032+00 | TRUE | TRUE | FALSE | FALSE | -296 | 39.7 | TRUE | TRUE | FALSE | FALSE | 0 | 0 | TRUE | TRUE | TRUE | -296 | 39.7 | 0 | 0 | -2960 | 397 | 0 | 0 | 3423.1829 | 100000 | #N/A | 100000 | 0.034232 | 1 | #N/A | 0 | 0.00018167 | 0.005307 | #N/A | 0.005307 |  | 52 | 29.5674 | PASS | 1.5692 | PASS | Eligible | -0.53774 | 2.1069 | 52 | 2.9598 | kWh | 867.1995 | N/A | N/A | 29.5975 |  | 52 | 1 | -296 | 39.7 | 0 | 0 | 10 | 0
| SWWH028G | MFm | Ex | CZ05 |  | 53 | SWWH028D | 1 | 10 | 2022 | natural gas | electricity | NR |  | -314 |  | 41.6 | -314 |  | 41.6 |  | -314 | 41.6 | 0 | 0 |  | 0 | 0 |  | TRUE | 10 | 0 | 0 | TRUE | 2022+10 | 2032+00 | TRUE | TRUE | FALSE | FALSE | -314 | 41.6 | TRUE | TRUE | FALSE | FALSE | 0 | 0 | TRUE | TRUE | TRUE | -314 | 41.6 | 0 | 0 | -3140 | 416 | 0 | 0 | 3423.1829 | 100000 | #N/A | 100000 | 0.034232 | 1 | #N/A | 0 | 0.00018167 | 0.005307 | #N/A | 0.005307 |  | 53 | 30.8512 | PASS | 1.6373 | PASS | Eligible | -0.57044 | 2.2077 | 53 | 3.0883 | kWh | 904.869 | N/A | N/A | 30.8832 |  | 53 | 1 | -314 | 41.6 | 0 | 0 | 10 | 0
| SWWH028G | MFm | Ex | CZ06 |  | 54 | SWWH028D | 1 | 10 | 2022 | natural gas | electricity | NR |  | -285 |  | 38.5 | -285 |  | 38.5 |  | -285 | 38.5 | 0 | 0 |  | 0 | 0 |  | TRUE | 10 | 0 | 0 | TRUE | 2022+10 | 2032+00 | TRUE | TRUE | FALSE | FALSE | -285 | 38.5 | TRUE | TRUE | FALSE | FALSE | 0 | 0 | TRUE | TRUE | TRUE | -285 | 38.5 | 0 | 0 | -2850 | 385 | 0 | 0 | 3423.1829 | 100000 | #N/A | 100000 | 0.034232 | 1 | #N/A | 0 | 0.00018167 | 0.005307 | #N/A | 0.005307 |  | 54 | 28.7439 | PASS | 1.5255 | PASS | Eligible | -0.51776 | 2.0432 | 54 | 2.8773 | kWh | 843.0398 | N/A | N/A | 28.773 |  | 54 | 1 | -285 | 38.5 | 0 | 0 | 10 | 0
| SWWH028G | MFm | Ex | CZ07 |  | 55 | SWWH028D | 1 | 10 | 2022 | natural gas | electricity | NR |  | -282 |  | 38.1 | -282 |  | 38.1 |  | -282 | 38.1 | 0 | 0 |  | 0 | 0 |  | TRUE | 10 | 0 | 0 | TRUE | 2022+10 | 2032+00 | TRUE | TRUE | FALSE | FALSE | -282 | 38.1 | TRUE | TRUE | FALSE | FALSE | 0 | 0 | TRUE | TRUE | TRUE | -282 | 38.1 | 0 | 0 | -2820 | 381 | 0 | 0 | 3423.1829 | 100000 | #N/A | 100000 | 0.034232 | 1 | #N/A | 0 | 0.00018167 | 0.005307 | #N/A | 0.005307 |  | 55 | 28.4466 | PASS | 1.5097 | PASS | Eligible | -0.51231 | 2.022 | 55 | 2.8475 | kWh | 834.32 | N/A | N/A | 28.4753 |  | 55 | 1 | -282 | 38.1 | 0 | 0 | 10 | 0
| SWWH028G | MFm | Ex | CZ08 |  | 56 | SWWH028D | 1 | 10 | 2022 | natural gas | electricity | NR |  | -276 |  | 37.5 | -276 |  | 37.5 |  | -276 | 37.5 | 0 | 0 |  | 0 | 0 |  | TRUE | 10 | 0 | 0 | TRUE | 2022+10 | 2032+00 | TRUE | TRUE | FALSE | FALSE | -276 | 37.5 | TRUE | TRUE | FALSE | FALSE | 0 | 0 | TRUE | TRUE | TRUE | -276 | 37.5 | 0 | 0 | -2760 | 375 | 0 | 0 | 3423.1829 | 100000 | #N/A | 100000 | 0.034232 | 1 | #N/A | 0 | 0.00018167 | 0.005307 | #N/A | 0.005307 |  | 56 | 28.052 | PASS | 1.4887 | PASS | Eligible | -0.50141 | 1.9901 | 56 | 2.808 | kWh | 822.7401 | N/A | N/A | 28.0801 |  | 56 | 1 | -276 | 37.5 | 0 | 0 | 10 | 0
| SWWH028G | MFm | Ex | CZ09 |  | 57 | SWWH028D | 1 | 10 | 2022 | natural gas | electricity | NR |  | -276 |  | 37.4 | -276 |  | 37.4 |  | -276 | 37.4 | 0 | 0 |  | 0 | 0 |  | TRUE | 10 | 0 | 0 | TRUE | 2022+10 | 2032+00 | TRUE | TRUE | FALSE | FALSE | -276 | 37.4 | TRUE | TRUE | FALSE | FALSE | 0 | 0 | TRUE | TRUE | TRUE | -276 | 37.4 | 0 | 0 | -2760 | 374 | 0 | 0 | 3423.1829 | 100000 | #N/A | 100000 | 0.034232 | 1 | #N/A | 0 | 0.00018167 | 0.005307 | #N/A | 0.005307 |  | 57 | 27.952 | PASS | 1.4834 | PASS | Eligible | -0.50141 | 1.9848 | 57 | 2.798 | kWh | 819.8101 | N/A | N/A | 27.9801 |  | 57 | 1 | -276 | 37.4 | 0 | 0 | 10 | 0
| SWWH028G | MFm | Ex | CZ10 |  | 58 | SWWH028D | 1 | 10 | 2022 | natural gas | electricity | NR |  | -275 |  | 37.3 | -275 |  | 37.3 |  | -275 | 37.3 | 0 | 0 |  | 0 | 0 |  | TRUE | 10 | 0 | 0 | TRUE | 2022+10 | 2032+00 | TRUE | TRUE | FALSE | FALSE | -275 | 37.3 | TRUE | TRUE | FALSE | FALSE | 0 | 0 | TRUE | TRUE | TRUE | -275 | 37.3 | 0 | 0 | -2750 | 373 | 0 | 0 | 3423.1829 | 100000 | #N/A | 100000 | 0.034232 | 1 | #N/A | 0 | 0.00018167 | 0.005307 | #N/A | 0.005307 |  | 58 | 27.8862 | PASS | 1.4799 | PASS | Eligible | -0.49959 | 1.9795 | 58 | 2.7914 | kWh | 817.8802 | N/A | N/A | 27.9142 |  | 58 | 1 | -275 | 37.3 | 0 | 0 | 10 | 0
| SWWH028G | MFm | Ex | CZ11 |  | 59 | SWWH028D | 1 | 10 | 2022 | natural gas | electricity | NR |  | -281 |  | 37.9 | -281 |  | 37.9 |  | -281 | 37.9 | 0 | 0 |  | 0 | 0 |  | TRUE | 10 | 0 | 0 | TRUE | 2022+10 | 2032+00 | TRUE | TRUE | FALSE | FALSE | -281 | 37.9 | TRUE | TRUE | FALSE | FALSE | 0 | 0 | TRUE | TRUE | TRUE | -281 | 37.9 | 0 | 0 | -2810 | 379 | 0 | 0 | 3423.1829 | 100000 | #N/A | 100000 | 0.034232 | 1 | #N/A | 0 | 0.00018167 | 0.005307 | #N/A | 0.005307 |  | 59 | 28.2809 | PASS | 1.5009 | PASS | Eligible | -0.51049 | 2.0114 | 59 | 2.8309 | kWh | 829.46 | N/A | N/A | 28.3095 |  | 59 | 1 | -281 | 37.9 | 0 | 0 | 10 | 0
| SWWH028G | MFm | Ex | CZ12 |  | 60 | SWWH028D | 1 | 10 | 2022 | natural gas | electricity | NR |  | -290 |  | 39 | -290 |  | 39 |  | -290 | 39 | 0 | 0 |  | 0 | 0 |  | TRUE | 10 | 0 | 0 | TRUE | 2022+10 | 2032+00 | TRUE | TRUE | FALSE | FALSE | -290 | 39 | TRUE | TRUE | FALSE | FALSE | 0 | 0 | TRUE | TRUE | TRUE | -290 | 39 | 0 | 0 | -2900 | 390 | 0 | 0 | 3423.1829 | 100000 | #N/A | 100000 | 0.034232 | 1 | #N/A | 0 | 0.00018167 | 0.005307 | #N/A | 0.005307 |  | 60 | 29.0728 | PASS | 1.5429 | PASS | Eligible | -0.52684 | 2.0697 | 60 | 2.9102 | kWh | 852.6897 | N/A | N/A | 29.1023 |  | 60 | 1 | -290 | 39 | 0 | 0 | 10 | 0
| SWWH028G | MFm | Ex | CZ13 |  | 61 | SWWH028D | 1 | 10 | 2022 | natural gas | electricity | NR |  | -277 |  | 37.4 | -277 |  | 37.4 |  | -277 | 37.4 | 0 | 0 |  | 0 | 0 |  | TRUE | 10 | 0 | 0 | TRUE | 2022+10 | 2032+00 | TRUE | TRUE | FALSE | FALSE | -277 | 37.4 | TRUE | TRUE | FALSE | FALSE | 0 | 0 | TRUE | TRUE | TRUE | -277 | 37.4 | 0 | 0 | -2770 | 374 | 0 | 0 | 3423.1829 | 100000 | #N/A | 100000 | 0.034232 | 1 | #N/A | 0 | 0.00018167 | 0.005307 | #N/A | 0.005307 |  | 61 | 27.9178 | PASS | 1.4816 | PASS | Eligible | -0.50322 | 1.9848 | 61 | 2.7946 | kWh | 818.8101 | N/A | N/A | 27.946 |  | 61 | 1 | -277 | 37.4 | 0 | 0 | 10 | 0
| SWWH028G | MFm | Ex | CZ14 |  | 62 | SWWH028D | 1 | 10 | 2022 | natural gas | electricity | NR |  | -283 |  | 38.2 | -283 |  | 38.2 |  | -283 | 38.2 | 0 | 0 |  | 0 | 0 |  | TRUE | 10 | 0 | 0 | TRUE | 2022+10 | 2032+00 | TRUE | TRUE | FALSE | FALSE | -283 | 38.2 | TRUE | TRUE | FALSE | FALSE | 0 | 0 | TRUE | TRUE | TRUE | -283 | 38.2 | 0 | 0 | -2830 | 382 | 0 | 0 | 3423.1829 | 100000 | #N/A | 100000 | 0.034232 | 1 | #N/A | 0 | 0.00018167 | 0.005307 | #N/A | 0.005307 |  | 62 | 28.5124 | PASS | 1.5132 | PASS | Eligible | -0.51412 | 2.0273 | 62 | 2.8541 | kWh | 836.2499 | N/A | N/A | 28.5412 |  | 62 | 1 | -283 | 38.2 | 0 | 0 | 10 | 0
| SWWH028G | MFm | Ex | CZ15 |  | 63 | SWWH028D | 1 | 10 | 2022 | natural gas | electricity | NR |  | -228 |  | 31.4 | -228 |  | 31.4 |  | -228 | 31.4 | 0 | 0 |  | 0 | 0 |  | TRUE | 10 | 0 | 0 | TRUE | 2022+10 | 2032+00 | TRUE | TRUE | FALSE | FALSE | -228 | 31.4 | TRUE | TRUE | FALSE | FALSE | 0 | 0 | TRUE | TRUE | TRUE | -228 | 31.4 | 0 | 0 | -2280 | 314 | 0 | 0 | 3423.1829 | 100000 | #N/A | 100000 | 0.034232 | 1 | #N/A | 0 | 0.00018167 | 0.005307 | #N/A | 0.005307 |  | 63 | 23.5951 | PASS | 1.2522 | PASS | Eligible | -0.41421 | 1.6664 | 63 | 2.3618 | kWh | 692.0117 | N/A | N/A | 23.6184 |  | 63 | 1 | -228 | 31.4 | 0 | 0 | 10 | 0
| SWWH028G | MFm | Ex | CZ16 |  | 64 | SWWH028D | 1 | 10 | 2022 | natural gas | electricity | NR |  | -330 |  | 43.9 | -330 |  | 43.9 |  | -330 | 43.9 | 0 | 0 |  | 0 | 0 |  | TRUE | 10 | 0 | 0 | TRUE | 2022+10 | 2032+00 | TRUE | TRUE | FALSE | FALSE | -330 | 43.9 | TRUE | TRUE | FALSE | FALSE | 0 | 0 | TRUE | TRUE | TRUE | -330 | 43.9 | 0 | 0 | -3300 | 439 | 0 | 0 | 3423.1829 | 100000 | #N/A | 100000 | 0.034232 | 1 | #N/A | 0 | 0.00018167 | 0.005307 | #N/A | 0.005307 |  | 64 | 32.6035 | PASS | 1.7303 | PASS | Eligible | -0.59951 | 2.3298 | 64 | 3.2637 | kWh | 956.2584 | N/A | N/A | 32.6371 |  | 64 | 1 | -330 | 43.9 | 0 | 0 | 10 | 0
| SWWH028G | Asm | Ex | CZ01 |  | 65 | SWWH028E | 1 | 10 | 2022 | natural gas | electricity | NR |  | -403 |  | 53.6 | -403 |  | 53.6 |  | -403 | 53.6 | 0 | 0 |  | 0 | 0 |  | TRUE | 10 | 0 | 0 | TRUE | 2022+10 | 2032+00 | TRUE | TRUE | FALSE | FALSE | -403 | 53.6 | TRUE | TRUE | FALSE | FALSE | 0 | 0 | TRUE | TRUE | TRUE | -403 | 53.6 | 0 | 0 | -4030 | 536 | 0 | 0 | 3423.1829 | 100000 | #N/A | 100000 | 0.034232 | 1 | #N/A | 0 | 0.00018167 | 0.005307 | #N/A | 0.005307 |  | 65 | 39.8046 | PASS | 2.1124 | PASS | Eligible | -0.73213 | 2.8446 | 65 | 3.9846 | kWh | 1167.4659 | N/A | N/A | 39.8456 |  | 65 | 1 | -403 | 53.6 | 0 | 0 | 10 | 0
| SWWH028G | Asm | Ex | CZ02 |  | 66 | SWWH028E | 1 | 10 | 2022 | natural gas | electricity | NR |  | -367 |  | 49.9 | -367 |  | 49.9 |  | -367 | 49.9 | 0 | 0 |  | 0 | 0 |  | TRUE | 10 | 0 | 0 | TRUE | 2022+10 | 2032+00 | TRUE | TRUE | FALSE | FALSE | -367 | 49.9 | TRUE | TRUE | FALSE | FALSE | 0 | 0 | TRUE | TRUE | TRUE | -367 | 49.9 | 0 | 0 | -3670 | 499 | 0 | 0 | 3423.1829 | 100000 | #N/A | 100000 | 0.034232 | 1 | #N/A | 0 | 0.00018167 | 0.005307 | #N/A | 0.005307 |  | 66 | 37.3369 | PASS | 1.9815 | PASS | Eligible | -0.66673 | 2.6482 | 66 | 3.7374 | kWh | 1095.0568 | N/A | N/A | 37.3743 |  | 66 | 1 | -367 | 49.9 | 0 | 0 | 10 | 0
| SWWH028G | Asm | Ex | CZ03 |  | 67 | SWWH028E | 1 | 10 | 2022 | natural gas | electricity | NR |  | -371 |  | 50 | -371 |  | 50 |  | -371 | 50 | 0 | 0 |  | 0 | 0 |  | TRUE | 10 | 0 | 0 | TRUE | 2022+10 | 2032+00 | TRUE | TRUE | FALSE | FALSE | -371 | 50 | TRUE | TRUE | FALSE | FALSE | 0 | 0 | TRUE | TRUE | TRUE | -371 | 50 | 0 | 0 | -3710 | 500 | 0 | 0 | 3423.1829 | 100000 | #N/A | 100000 | 0.034232 | 1 | #N/A | 0 | 0.00018167 | 0.005307 | #N/A | 0.005307 |  | 67 | 37.3 | PASS | 1.9795 | PASS | Eligible | -0.67399 | 2.6535 | 67 | 3.7338 | kWh | 1093.9868 | N/A | N/A | 37.3378 |  | 67 | 1 | -371 | 50 | 0 | 0 | 10 | 0
| SWWH028G | Asm | Ex | CZ04 |  | 68 | SWWH028E | 1 | 10 | 2022 | natural gas | electricity | NR |  | -355 |  | 48.5 | -355 |  | 48.5 |  | -355 | 48.5 | 0 | 0 |  | 0 | 0 |  | TRUE | 10 | 0 | 0 | TRUE | 2022+10 | 2032+00 | TRUE | TRUE | FALSE | FALSE | -355 | 48.5 | TRUE | TRUE | FALSE | FALSE | 0 | 0 | TRUE | TRUE | TRUE | -355 | 48.5 | 0 | 0 | -3550 | 485 | 0 | 0 | 3423.1829 | 100000 | #N/A | 100000 | 0.034232 | 1 | #N/A | 0 | 0.00018167 | 0.005307 | #N/A | 0.005307 |  | 68 | 36.3477 | PASS | 1.929 | PASS | Eligible | -0.64493 | 2.5739 | 68 | 3.6384 | kWh | 1066.0372 | N/A | N/A | 36.3839 |  | 68 | 1 | -355 | 48.5 | 0 | 0 | 10 | 0
| SWWH028G | Asm | Ex | CZ05 |  | 69 | SWWH028E | 1 | 10 | 2022 | natural gas | electricity | NR |  | -377 |  | 50.8 | -377 |  | 50.8 |  | -377 | 50.8 | 0 | 0 |  | 0 | 0 |  | TRUE | 10 | 0 | 0 | TRUE | 2022+10 | 2032+00 | TRUE | TRUE | FALSE | FALSE | -377 | 50.8 | TRUE | TRUE | FALSE | FALSE | 0 | 0 | TRUE | TRUE | TRUE | -377 | 50.8 | 0 | 0 | -3770 | 508 | 0 | 0 | 3423.1829 | 100000 | #N/A | 100000 | 0.034232 | 1 | #N/A | 0 | 0.00018167 | 0.005307 | #N/A | 0.005307 |  | 69 | 37.8946 | PASS | 2.0111 | PASS | Eligible | -0.68489 | 2.696 | 69 | 3.7933 | kWh | 1111.4266 | N/A | N/A | 37.933 |  | 69 | 1 | -377 | 50.8 | 0 | 0 | 10 | 0
| SWWH028G | Asm | Ex | CZ06 |  | 70 | SWWH028E | 1 | 10 | 2022 | natural gas | electricity | NR |  | -342 |  | 47 | -342 |  | 47 |  | -342 | 47 | 0 | 0 |  | 0 | 0 |  | TRUE | 10 | 0 | 0 | TRUE | 2022+10 | 2032+00 | TRUE | TRUE | FALSE | FALSE | -342 | 47 | TRUE | TRUE | FALSE | FALSE | 0 | 0 | TRUE | TRUE | TRUE | -342 | 47 | 0 | 0 | -3420 | 470 | 0 | 0 | 3423.1829 | 100000 | #N/A | 100000 | 0.034232 | 1 | #N/A | 0 | 0.00018167 | 0.005307 | #N/A | 0.005307 |  | 70 | 35.2927 | PASS | 1.873 | PASS | Eligible | -0.62131 | 2.4943 | 70 | 3.5328 | kWh | 1035.0876 | N/A | N/A | 35.3275 |  | 70 | 1 | -342 | 47 | 0 | 0 | 10 | 0
| SWWH028G | Asm | Ex | CZ07 |  | 71 | SWWH028E | 1 | 10 | 2022 | natural gas | electricity | NR |  | -339 |  | 46.5 | -339 |  | 46.5 |  | -339 | 46.5 | 0 | 0 |  | 0 | 0 |  | TRUE | 10 | 0 | 0 | TRUE | 2022+10 | 2032+00 | TRUE | TRUE | FALSE | FALSE | -339 | 46.5 | TRUE | TRUE | FALSE | FALSE | 0 | 0 | TRUE | TRUE | TRUE | -339 | 46.5 | 0 | 0 | -3390 | 465 | 0 | 0 | 3423.1829 | 100000 | #N/A | 100000 | 0.034232 | 1 | #N/A | 0 | 0.00018167 | 0.005307 | #N/A | 0.005307 |  | 71 | 34.8954 | PASS | 1.8519 | PASS | Eligible | -0.61586 | 2.4678 | 71 | 3.493 | kWh | 1023.4377 | N/A | N/A | 34.9299 |  | 71 | 1 | -339 | 46.5 | 0 | 0 | 10 | 0
| SWWH028G | Asm | Ex | CZ08 |  | 72 | SWWH028E | 1 | 10 | 2022 | natural gas | electricity | NR |  | -331 |  | 45.8 | -331 |  | 45.8 |  | -331 | 45.8 | 0 | 0 |  | 0 | 0 |  | TRUE | 10 | 0 | 0 | TRUE | 2022+10 | 2032+00 | TRUE | TRUE | FALSE | FALSE | -331 | 45.8 | TRUE | TRUE | FALSE | FALSE | 0 | 0 | TRUE | TRUE | TRUE | -331 | 45.8 | 0 | 0 | -3310 | 458 | 0 | 0 | 3423.1829 | 100000 | #N/A | 100000 | 0.034232 | 1 | #N/A | 0 | 0.00018167 | 0.005307 | #N/A | 0.005307 |  | 72 | 34.4693 | PASS | 1.8293 | PASS | Eligible | -0.60133 | 2.4306 | 72 | 3.4503 | kWh | 1010.9279 | N/A | N/A | 34.503 |  | 72 | 1 | -331 | 45.8 | 0 | 0 | 10 | 0
| SWWH028G | Asm | Ex | CZ09 |  | 73 | SWWH028E | 1 | 10 | 2022 | natural gas | electricity | NR |  | -331 |  | 45.7 | -331 |  | 45.7 |  | -331 | 45.7 | 0 | 0 |  | 0 | 0 |  | TRUE | 10 | 0 | 0 | TRUE | 2022+10 | 2032+00 | TRUE | TRUE | FALSE | FALSE | -331 | 45.7 | TRUE | TRUE | FALSE | FALSE | 0 | 0 | TRUE | TRUE | TRUE | -331 | 45.7 | 0 | 0 | -3310 | 457 | 0 | 0 | 3423.1829 | 100000 | #N/A | 100000 | 0.034232 | 1 | #N/A | 0 | 0.00018167 | 0.005307 | #N/A | 0.005307 |  | 73 | 34.3693 | PASS | 1.824 | PASS | Eligible | -0.60133 | 2.4253 | 73 | 3.4403 | kWh | 1007.9979 | N/A | N/A | 34.403 |  | 73 | 1 | -331 | 45.7 | 0 | 0 | 10 | 0
| SWWH028G | Asm | Ex | CZ10 |  | 74 | SWWH028E | 1 | 10 | 2022 | natural gas | electricity | NR |  | -329 |  | 45.5 | -329 |  | 45.5 |  | -329 | 45.5 | 0 | 0 |  | 0 | 0 |  | TRUE | 10 | 0 | 0 | TRUE | 2022+10 | 2032+00 | TRUE | TRUE | FALSE | FALSE | -329 | 45.5 | TRUE | TRUE | FALSE | FALSE | 0 | 0 | TRUE | TRUE | TRUE | -329 | 45.5 | 0 | 0 | -3290 | 455 | 0 | 0 | 3423.1829 | 100000 | #N/A | 100000 | 0.034232 | 1 | #N/A | 0 | 0.00018167 | 0.005307 | #N/A | 0.005307 |  | 74 | 34.2377 | PASS | 1.817 | PASS | Eligible | -0.59769 | 2.4147 | 74 | 3.4271 | kWh | 1004.138 | N/A | N/A | 34.2712 |  | 74 | 1 | -329 | 45.5 | 0 | 0 | 10 | 0
| SWWH028G | Asm | Ex | CZ11 |  | 75 | SWWH028E | 1 | 10 | 2022 | natural gas | electricity | NR |  | -337 |  | 46.3 | -337 |  | 46.3 |  | -337 | 46.3 | 0 | 0 |  | 0 | 0 |  | TRUE | 10 | 0 | 0 | TRUE | 2022+10 | 2032+00 | TRUE | TRUE | FALSE | FALSE | -337 | 46.3 | TRUE | TRUE | FALSE | FALSE | 0 | 0 | TRUE | TRUE | TRUE | -337 | 46.3 | 0 | 0 | -3370 | 463 | 0 | 0 | 3423.1829 | 100000 | #N/A | 100000 | 0.034232 | 1 | #N/A | 0 | 0.00018167 | 0.005307 | #N/A | 0.005307 |  | 75 | 34.7639 | PASS | 1.8449 | PASS | Eligible | -0.61223 | 2.4572 | 75 | 3.4798 | kWh | 1019.5778 | N/A | N/A | 34.7982 |  | 75 | 1 | -337 | 46.3 | 0 | 0 | 10 | 0
| SWWH028G | Asm | Ex | CZ12 |  | 76 | SWWH028E | 1 | 10 | 2022 | natural gas | electricity | NR |  | -348 |  | 47.7 | -348 |  | 47.7 |  | -348 | 47.7 | 0 | 0 |  | 0 | 0 |  | TRUE | 10 | 0 | 0 | TRUE | 2022+10 | 2032+00 | TRUE | TRUE | FALSE | FALSE | -348 | 47.7 | TRUE | TRUE | FALSE | FALSE | 0 | 0 | TRUE | TRUE | TRUE | -348 | 47.7 | 0 | 0 | -3480 | 477 | 0 | 0 | 3423.1829 | 100000 | #N/A | 100000 | 0.034232 | 1 | #N/A | 0 | 0.00018167 | 0.005307 | #N/A | 0.005307 |  | 76 | 35.7873 | PASS | 1.8992 | PASS | Eligible | -0.63221 | 2.5315 | 76 | 3.5823 | kWh | 1049.5974 | N/A | N/A | 35.8228 |  | 76 | 1 | -348 | 47.7 | 0 | 0 | 10 | 0
| SWWH028G | Asm | Ex | CZ13 |  | 77 | SWWH028E | 1 | 10 | 2022 | natural gas | electricity | NR |  | -332 |  | 45.7 | -332 |  | 45.7 |  | -332 | 45.7 | 0 | 0 |  | 0 | 0 |  | TRUE | 10 | 0 | 0 | TRUE | 2022+10 | 2032+00 | TRUE | TRUE | FALSE | FALSE | -332 | 45.7 | TRUE | TRUE | FALSE | FALSE | 0 | 0 | TRUE | TRUE | TRUE | -332 | 45.7 | 0 | 0 | -3320 | 457 | 0 | 0 | 3423.1829 | 100000 | #N/A | 100000 | 0.034232 | 1 | #N/A | 0 | 0.00018167 | 0.005307 | #N/A | 0.005307 |  | 77 | 34.335 | PASS | 1.8222 | PASS | Eligible | -0.60314 | 2.4253 | 77 | 3.4369 | kWh | 1006.9979 | N/A | N/A | 34.3688 |  | 77 | 1 | -332 | 45.7 | 0 | 0 | 10 | 0
| SWWH028G | Asm | Ex | CZ14 |  | 78 | SWWH028E | 1 | 10 | 2022 | natural gas | electricity | NR |  | -339 |  | 46.6 | -339 |  | 46.6 |  | -339 | 46.6 | 0 | 0 |  | 0 | 0 |  | TRUE | 10 | 0 | 0 | TRUE | 2022+10 | 2032+00 | TRUE | TRUE | FALSE | FALSE | -339 | 46.6 | TRUE | TRUE | FALSE | FALSE | 0 | 0 | TRUE | TRUE | TRUE | -339 | 46.6 | 0 | 0 | -3390 | 466 | 0 | 0 | 3423.1829 | 100000 | #N/A | 100000 | 0.034232 | 1 | #N/A | 0 | 0.00018167 | 0.005307 | #N/A | 0.005307 |  | 78 | 34.9954 | PASS | 1.8572 | PASS | Eligible | -0.61586 | 2.4731 | 78 | 3.503 | kWh | 1026.3677 | N/A | N/A | 35.0299 |  | 78 | 1 | -339 | 46.6 | 0 | 0 | 10 | 0
| SWWH028G | Asm | Ex | CZ15 |  | 79 | SWWH028E | 1 | 10 | 2022 | natural gas | electricity | NR |  | -273 |  | 38.4 | -273 |  | 38.4 |  | -273 | 38.4 | 0 | 0 |  | 0 | 0 |  | TRUE | 10 | 0 | 0 | TRUE | 2022+10 | 2032+00 | TRUE | TRUE | FALSE | FALSE | -273 | 38.4 | TRUE | TRUE | FALSE | FALSE | 0 | 0 | TRUE | TRUE | TRUE | -273 | 38.4 | 0 | 0 | -2730 | 384 | 0 | 0 | 3423.1829 | 100000 | #N/A | 100000 | 0.034232 | 1 | #N/A | 0 | 0.00018167 | 0.005307 | #N/A | 0.005307 |  | 79 | 29.0547 | PASS | 1.5419 | PASS | Eligible | -0.49596 | 2.0379 | 79 | 2.9083 | kWh | 852.1099 | N/A | N/A | 29.0825 |  | 79 | 1 | -273 | 38.4 | 0 | 0 | 10 | 0
| SWWH028G | Asm | Ex | CZ16 |  | 80 | SWWH028E | 1 | 10 | 2022 | natural gas | electricity | NR |  | -397 |  | 53.6 | -397 |  | 53.6 |  | -397 | 53.6 | 0 | 0 |  | 0 | 0 |  | TRUE | 10 | 0 | 0 | TRUE | 2022+10 | 2032+00 | TRUE | TRUE | FALSE | FALSE | -397 | 53.6 | TRUE | TRUE | FALSE | FALSE | 0 | 0 | TRUE | TRUE | TRUE | -397 | 53.6 | 0 | 0 | -3970 | 536 | 0 | 0 | 3423.1829 | 100000 | #N/A | 100000 | 0.034232 | 1 | #N/A | 0 | 0.00018167 | 0.005307 | #N/A | 0.005307 |  | 80 | 40.01 | PASS | 2.1233 | PASS | Eligible | -0.72123 | 2.8446 | 80 | 4.005 | kWh | 1173.4659 | N/A | N/A | 40.0504 |  | 80 | 1 | -397 | 53.6 | 0 | 0 | 10 | 0
| SWWH028G | EPr | Ex | CZ01 |  | 81 | SWWH028E | 1 | 10 | 2022 | natural gas | electricity | NR |  | -278 |  | 37.1 | -278 |  | 37.1 |  | -278 | 37.1 | 0 | 0 |  | 0 | 0 |  | TRUE | 10 | 0 | 0 | TRUE | 2022+10 | 2032+00 | TRUE | TRUE | FALSE | FALSE | -278 | 37.1 | TRUE | TRUE | FALSE | FALSE | 0 | 0 | TRUE | TRUE | TRUE | -278 | 37.1 | 0 | 0 | -2780 | 371 | 0 | 0 | 3423.1829 | 100000 | #N/A | 100000 | 0.034232 | 1 | #N/A | 0 | 0.00018167 | 0.005307 | #N/A | 0.005307 |  | 81 | 27.5836 | PASS | 1.4639 | PASS | Eligible | -0.50504 | 1.9689 | 81 | 2.7612 | kWh | 809.0202 | N/A | N/A | 27.6119 |  | 81 | 1 | -278 | 37.1 | 0 | 0 | 10 | 0
| SWWH028G | EPr | Ex | CZ02 |  | 82 | SWWH028E | 1 | 10 | 2022 | natural gas | electricity | NR |  | -245 |  | 33.5 | -245 |  | 33.5 |  | -245 | 33.5 | 0 | 0 |  | 0 | 0 |  | TRUE | 10 | 0 | 0 | TRUE | 2022+10 | 2032+00 | TRUE | TRUE | FALSE | FALSE | -245 | 33.5 | TRUE | TRUE | FALSE | FALSE | 0 | 0 | TRUE | TRUE | TRUE | -245 | 33.5 | 0 | 0 | -2450 | 335 | 0 | 0 | 3423.1829 | 100000 | #N/A | 100000 | 0.034232 | 1 | #N/A | 0 | 0.00018167 | 0.005307 | #N/A | 0.005307 |  | 82 | 25.1132 | PASS | 1.3328 | PASS | Eligible | -0.44509 | 1.7779 | 82 | 2.5138 | kWh | 736.5412 | N/A | N/A | 25.1381 |  | 82 | 1 | -245 | 33.5 | 0 | 0 | 10 | 0
| SWWH028G | EPr | Ex | CZ03 |  | 83 | SWWH028E | 1 | 10 | 2022 | natural gas | electricity | NR |  | -248 |  | 33.6 | -248 |  | 33.6 |  | -248 | 33.6 | 0 | 0 |  | 0 | 0 |  | TRUE | 10 | 0 | 0 | TRUE | 2022+10 | 2032+00 | TRUE | TRUE | FALSE | FALSE | -248 | 33.6 | TRUE | TRUE | FALSE | FALSE | 0 | 0 | TRUE | TRUE | TRUE | -248 | 33.6 | 0 | 0 | -2480 | 336 | 0 | 0 | 3423.1829 | 100000 | #N/A | 100000 | 0.034232 | 1 | #N/A | 0 | 0.00018167 | 0.005307 | #N/A | 0.005307 |  | 83 | 25.1105 | PASS | 1.3326 | PASS | Eligible | -0.45054 | 1.7832 | 83 | 2.5136 | kWh | 736.4711 | N/A | N/A | 25.1358 |  | 83 | 1 | -248 | 33.6 | 0 | 0 | 10 | 0
| SWWH028G | EPr | Ex | CZ04 |  | 84 | SWWH028E | 1 | 10 | 2022 | natural gas | electricity | NR |  | -234 |  | 32.1 | -234 |  | 32.1 |  | -234 | 32.1 | 0 | 0 |  | 0 | 0 |  | TRUE | 10 | 0 | 0 | TRUE | 2022+10 | 2032+00 | TRUE | TRUE | FALSE | FALSE | -234 | 32.1 | TRUE | TRUE | FALSE | FALSE | 0 | 0 | TRUE | TRUE | TRUE | -234 | 32.1 | 0 | 0 | -2340 | 321 | 0 | 0 | 3423.1829 | 100000 | #N/A | 100000 | 0.034232 | 1 | #N/A | 0 | 0.00018167 | 0.005307 | #N/A | 0.005307 |  | 84 | 24.0898 | PASS | 1.2785 | PASS | Eligible | -0.42511 | 1.7036 | 84 | 2.4114 | kWh | 706.5215 | N/A | N/A | 24.1136 |  | 84 | 1 | -234 | 32.1 | 0 | 0 | 10 | 0
| SWWH028G | EPr | Ex | CZ05 |  | 85 | SWWH028E | 1 | 10 | 2022 | natural gas | electricity | NR |  | -254 |  | 34.3 | -254 |  | 34.3 |  | -254 | 34.3 | 0 | 0 |  | 0 | 0 |  | TRUE | 10 | 0 | 0 | TRUE | 2022+10 | 2032+00 | TRUE | TRUE | FALSE | FALSE | -254 | 34.3 | TRUE | TRUE | FALSE | FALSE | 0 | 0 | TRUE | TRUE | TRUE | -254 | 34.3 | 0 | 0 | -2540 | 343 | 0 | 0 | 3423.1829 | 100000 | #N/A | 100000 | 0.034232 | 1 | #N/A | 0 | 0.00018167 | 0.005307 | #N/A | 0.005307 |  | 85 | 25.6051 | PASS | 1.3589 | PASS | Eligible | -0.46144 | 1.8203 | 85 | 2.5631 | kWh | 750.981 | N/A | N/A | 25.631 |  | 85 | 1 | -254 | 34.3 | 0 | 0 | 10 | 0
| SWWH028G | EPr | Ex | CZ06 |  | 86 | SWWH028E | 1 | 10 | 2022 | natural gas | electricity | NR |  | -222 |  | 30.6 | -222 |  | 30.6 |  | -222 | 30.6 | 0 | 0 |  | 0 | 0 |  | TRUE | 10 | 0 | 0 | TRUE | 2022+10 | 2032+00 | TRUE | TRUE | FALSE | FALSE | -222 | 30.6 | TRUE | TRUE | FALSE | FALSE | 0 | 0 | TRUE | TRUE | TRUE | -222 | 30.6 | 0 | 0 | -2220 | 306 | 0 | 0 | 3423.1829 | 100000 | #N/A | 100000 | 0.034232 | 1 | #N/A | 0 | 0.00018167 | 0.005307 | #N/A | 0.005307 |  | 86 | 23.0005 | PASS | 1.2206 | PASS | Eligible | -0.40331 | 1.624 | 86 | 2.3023 | kWh | 674.5719 | N/A | N/A | 23.0231 |  | 86 | 1 | -222 | 30.6 | 0 | 0 | 10 | 0
| SWWH028G | EPr | Ex | CZ07 |  | 87 | SWWH028E | 1 | 10 | 2022 | natural gas | electricity | NR |  | -219 |  | 30.1 | -219 |  | 30.1 |  | -219 | 30.1 | 0 | 0 |  | 0 | 0 |  | TRUE | 10 | 0 | 0 | TRUE | 2022+10 | 2032+00 | TRUE | TRUE | FALSE | FALSE | -219 | 30.1 | TRUE | TRUE | FALSE | FALSE | 0 | 0 | TRUE | TRUE | TRUE | -219 | 30.1 | 0 | 0 | -2190 | 301 | 0 | 0 | 3423.1829 | 100000 | #N/A | 100000 | 0.034232 | 1 | #N/A | 0 | 0.00018167 | 0.005307 | #N/A | 0.005307 |  | 87 | 22.6032 | PASS | 1.1996 | PASS | Eligible | -0.39786 | 1.5974 | 87 | 2.2626 | kWh | 662.9221 | N/A | N/A | 22.6255 |  | 87 | 1 | -219 | 30.1 | 0 | 0 | 10 | 0
| SWWH028G | EPr | Ex | CZ08 |  | 88 | SWWH028E | 1 | 10 | 2022 | natural gas | electricity | NR |  | -212 |  | 29.4 | -212 |  | 29.4 |  | -212 | 29.4 | 0 | 0 |  | 0 | 0 |  | TRUE | 10 | 0 | 0 | TRUE | 2022+10 | 2032+00 | TRUE | TRUE | FALSE | FALSE | -212 | 29.4 | TRUE | TRUE | FALSE | FALSE | 0 | 0 | TRUE | TRUE | TRUE | -212 | 29.4 | 0 | 0 | -2120 | 294 | 0 | 0 | 3423.1829 | 100000 | #N/A | 100000 | 0.034232 | 1 | #N/A | 0 | 0.00018167 | 0.005307 | #N/A | 0.005307 |  | 88 | 22.1429 | PASS | 1.1751 | PASS | Eligible | -0.38514 | 1.5603 | 88 | 2.2164 | kWh | 649.4122 | N/A | N/A | 22.1644 |  | 88 | 1 | -212 | 29.4 | 0 | 0 | 10 | 0
| SWWH028G | EPr | Ex | CZ09 |  | 89 | SWWH028E | 1 | 10 | 2022 | natural gas | electricity | NR |  | -212 |  | 29.3 | -212 |  | 29.3 |  | -212 | 29.3 | 0 | 0 |  | 0 | 0 |  | TRUE | 10 | 0 | 0 | TRUE | 2022+10 | 2032+00 | TRUE | TRUE | FALSE | FALSE | -212 | 29.3 | TRUE | TRUE | FALSE | FALSE | 0 | 0 | TRUE | TRUE | TRUE | -212 | 29.3 | 0 | 0 | -2120 | 293 | 0 | 0 | 3423.1829 | 100000 | #N/A | 100000 | 0.034232 | 1 | #N/A | 0 | 0.00018167 | 0.005307 | #N/A | 0.005307 |  | 89 | 22.0429 | PASS | 1.1698 | PASS | Eligible | -0.38514 | 1.555 | 89 | 2.2064 | kWh | 646.4823 | N/A | N/A | 22.0644 |  | 89 | 1 | -212 | 29.3 | 0 | 0 | 10 | 0
| SWWH028G | EPr | Ex | CZ10 |  | 90 | SWWH028E | 1 | 10 | 2022 | natural gas | electricity | NR |  | -211 |  | 29.2 | -211 |  | 29.2 |  | -211 | 29.2 | 0 | 0 |  | 0 | 0 |  | TRUE | 10 | 0 | 0 | TRUE | 2022+10 | 2032+00 | TRUE | TRUE | FALSE | FALSE | -211 | 29.2 | TRUE | TRUE | FALSE | FALSE | 0 | 0 | TRUE | TRUE | TRUE | -211 | 29.2 | 0 | 0 | -2110 | 292 | 0 | 0 | 3423.1829 | 100000 | #N/A | 100000 | 0.034232 | 1 | #N/A | 0 | 0.00018167 | 0.005307 | #N/A | 0.005307 |  | 90 | 21.9771 | PASS | 1.1663 | PASS | Eligible | -0.38332 | 1.5497 | 90 | 2.1999 | kWh | 644.5523 | N/A | N/A | 21.9986 |  | 90 | 1 | -211 | 29.2 | 0 | 0 | 10 | 0
| SWWH028G | EPr | Ex | CZ11 |  | 91 | SWWH028E | 1 | 10 | 2022 | natural gas | electricity | NR |  | -218 |  | 29.9 | -218 |  | 29.9 |  | -218 | 29.9 | 0 | 0 |  | 0 | 0 |  | TRUE | 10 | 0 | 0 | TRUE | 2022+10 | 2032+00 | TRUE | TRUE | FALSE | FALSE | -218 | 29.9 | TRUE | TRUE | FALSE | FALSE | 0 | 0 | TRUE | TRUE | TRUE | -218 | 29.9 | 0 | 0 | -2180 | 299 | 0 | 0 | 3423.1829 | 100000 | #N/A | 100000 | 0.034232 | 1 | #N/A | 0 | 0.00018167 | 0.005307 | #N/A | 0.005307 |  | 91 | 22.4375 | PASS | 1.1908 | PASS | Eligible | -0.39604 | 1.5868 | 91 | 2.246 | kWh | 658.0621 | N/A | N/A | 22.4597 |  | 91 | 1 | -218 | 29.9 | 0 | 0 | 10 | 0
| SWWH028G | EPr | Ex | CZ12 |  | 92 | SWWH028E | 1 | 10 | 2022 | natural gas | electricity | NR |  | -228 |  | 31.3 | -228 |  | 31.3 |  | -228 | 31.3 | 0 | 0 |  | 0 | 0 |  | TRUE | 10 | 0 | 0 | TRUE | 2022+10 | 2032+00 | TRUE | TRUE | FALSE | FALSE | -228 | 31.3 | TRUE | TRUE | FALSE | FALSE | 0 | 0 | TRUE | TRUE | TRUE | -228 | 31.3 | 0 | 0 | -2280 | 313 | 0 | 0 | 3423.1829 | 100000 | #N/A | 100000 | 0.034232 | 1 | #N/A | 0 | 0.00018167 | 0.005307 | #N/A | 0.005307 |  | 92 | 23.4951 | PASS | 1.2469 | PASS | Eligible | -0.41421 | 1.6611 | 92 | 2.3518 | kWh | 689.0817 | N/A | N/A | 23.5184 |  | 92 | 1 | -228 | 31.3 | 0 | 0 | 10 | 0
| SWWH028G | EPr | Ex | CZ13 |  | 93 | SWWH028E | 1 | 10 | 2022 | natural gas | electricity | NR |  | -213 |  | 29.3 | -213 |  | 29.3 |  | -213 | 29.3 | 0 | 0 |  | 0 | 0 |  | TRUE | 10 | 0 | 0 | TRUE | 2022+10 | 2032+00 | TRUE | TRUE | FALSE | FALSE | -213 | 29.3 | TRUE | TRUE | FALSE | FALSE | 0 | 0 | TRUE | TRUE | TRUE | -213 | 29.3 | 0 | 0 | -2130 | 293 | 0 | 0 | 3423.1829 | 100000 | #N/A | 100000 | 0.034232 | 1 | #N/A | 0 | 0.00018167 | 0.005307 | #N/A | 0.005307 |  | 93 | 22.0086 | PASS | 1.168 | PASS | Eligible | -0.38696 | 1.555 | 93 | 2.203 | kWh | 645.4823 | N/A | N/A | 22.0303 |  | 93 | 1 | -213 | 29.3 | 0 | 0 | 10 | 0
| SWWH028G | EPr | Ex | CZ14 |  | 94 | SWWH028E | 1 | 10 | 2022 | natural gas | electricity | NR |  | -220 |  | 30.2 | -220 |  | 30.2 |  | -220 | 30.2 | 0 | 0 |  | 0 | 0 |  | TRUE | 10 | 0 | 0 | TRUE | 2022+10 | 2032+00 | TRUE | TRUE | FALSE | FALSE | -220 | 30.2 | TRUE | TRUE | FALSE | FALSE | 0 | 0 | TRUE | TRUE | TRUE | -220 | 30.2 | 0 | 0 | -2200 | 302 | 0 | 0 | 3423.1829 | 100000 | #N/A | 100000 | 0.034232 | 1 | #N/A | 0 | 0.00018167 | 0.005307 | #N/A | 0.005307 |  | 94 | 22.669 | PASS | 1.2031 | PASS | Eligible | -0.39967 | 1.6027 | 94 | 2.2691 | kWh | 664.852 | N/A | N/A | 22.6914 |  | 94 | 1 | -220 | 30.2 | 0 | 0 | 10 | 0
| SWWH028G | EPr | Ex | CZ15 |  | 95 | SWWH028E | 1 | 10 | 2022 | natural gas | electricity | NR |  | -157 |  | 22.1 | -157 |  | 22.1 |  | -157 | 22.1 | 0 | 0 |  | 0 | 0 |  | TRUE | 10 | 0 | 0 | TRUE | 2022+10 | 2032+00 | TRUE | TRUE | FALSE | FALSE | -157 | 22.1 | TRUE | TRUE | FALSE | FALSE | 0 | 0 | TRUE | TRUE | TRUE | -157 | 22.1 | 0 | 0 | -1570 | 221 | 0 | 0 | 3423.1829 | 100000 | #N/A | 100000 | 0.034232 | 1 | #N/A | 0 | 0.00018167 | 0.005307 | #N/A | 0.005307 |  | 95 | 16.7256 | PASS | 0.88763 | PASS | Eligible | -0.28522 | 1.1729 | 95 | 1.6742 | kWh | 490.5242 | N/A | N/A | 16.7416 |  | 95 | 1 | -157 | 22.1 | 0 | 0 | 10 | 0
| SWWH028G | EPr | Ex | CZ16 |  | 96 | SWWH028E | 1 | 10 | 2022 | natural gas | electricity | NR |  | -274 |  | 37.1 | -274 |  | 37.1 |  | -274 | 37.1 | 0 | 0 |  | 0 | 0 |  | TRUE | 10 | 0 | 0 | TRUE | 2022+10 | 2032+00 | TRUE | TRUE | FALSE | FALSE | -274 | 37.1 | TRUE | TRUE | FALSE | FALSE | 0 | 0 | TRUE | TRUE | TRUE | -274 | 37.1 | 0 | 0 | -2740 | 371 | 0 | 0 | 3423.1829 | 100000 | #N/A | 100000 | 0.034232 | 1 | #N/A | 0 | 0.00018167 | 0.005307 | #N/A | 0.005307 |  | 96 | 27.7205 | PASS | 1.4711 | PASS | Eligible | -0.49777 | 1.9689 | 96 | 2.7748 | kWh | 813.0202 | N/A | N/A | 27.7484 |  | 96 | 1 | -274 | 37.1 | 0 | 0 | 10 | 0
| SWWH028G | ESe | Ex | CZ01 |  | 97 | SWWH028E | 1 | 10 | 2022 | natural gas | electricity | NR |  | -32.1 |  | 5.03 | -32.1 |  | 5.03 |  | -32.1 | 5.03 | 0 | 0 |  | 0 | 0 |  | TRUE | 10 | 0 | 0 | TRUE | 2022+10 | 2032+00 | TRUE | TRUE | FALSE | FALSE | -32.1 | 5.03 | TRUE | TRUE | FALSE | FALSE | 0 | 0 | TRUE | TRUE | TRUE | -32.1 | 5.03 | 0 | 0 | -321 | 50.3 | 0 | 0 | 3423.1829 | 100000 | #N/A | 100000 | 0.034232 | 1 | #N/A | 0 | 0.00018167 | 0.005307 | #N/A | 0.005307 |  | 97 | 3.9312 | PASS | 0.20863 | PASS | Eligible | -0.058316 | 0.26694 | 97 | 0.39344 | kWh | 115.2777 | N/A | N/A | 3.9344 |  | 97 | 1 | -32.1 | 5.03 | 0 | 0 | 10 | 0
| SWWH028G | ESe | Ex | CZ02 |  | 98 | SWWH028E | 1 | 10 | 2022 | natural gas | electricity | NR |  | -29.8 |  | 4.69 | -29.8 |  | 4.69 |  | -29.8 | 4.69 | 0 | 0 |  | 0 | 0 |  | TRUE | 10 | 0 | 0 | TRUE | 2022+10 | 2032+00 | TRUE | TRUE | FALSE | FALSE | -29.8 | 4.69 | TRUE | TRUE | FALSE | FALSE | 0 | 0 | TRUE | TRUE | TRUE | -29.8 | 4.69 | 0 | 0 | -298 | 46.9 | 0 | 0 | 3423.1829 | 100000 | #N/A | 100000 | 0.034232 | 1 | #N/A | 0 | 0.00018167 | 0.005307 | #N/A | 0.005307 |  | 98 | 3.6699 | PASS | 0.19476 | PASS | Eligible | -0.054138 | 0.2489 | 98 | 0.36729 | kWh | 107.6158 | N/A | N/A | 3.6729 |  | 98 | 1 | -29.8 | 4.69 | 0 | 0 | 10 | 0
| SWWH028G | ESe | Ex | CZ03 |  | 99 | SWWH028E | 1 | 10 | 2022 | natural gas | electricity | NR |  | -29.2 |  | 4.7 | -29.2 |  | 4.7 |  | -29.2 | 4.7 | 0 | 0 |  | 0 | 0 |  | TRUE | 10 | 0 | 0 | TRUE | 2022+10 | 2032+00 | TRUE | TRUE | FALSE | FALSE | -29.2 | 4.7 | TRUE | TRUE | FALSE | FALSE | 0 | 0 | TRUE | TRUE | TRUE | -29.2 | 4.7 | 0 | 0 | -292 | 47 | 0 | 0 | 3423.1829 | 100000 | #N/A | 100000 | 0.034232 | 1 | #N/A | 0 | 0.00018167 | 0.005307 | #N/A | 0.005307 |  | 99 | 3.7004 | PASS | 0.19638 | PASS | Eligible | -0.053048 | 0.24943 | 99 | 0.37034 | kWh | 108.5088 | N/A | N/A | 3.7034 |  | 99 | 1 | -29.2 | 4.7 | 0 | 0 | 10 | 0
| SWWH028G | ESe | Ex | CZ04 |  | 100 | SWWH028E | 1 | 10 | 2022 | natural gas | electricity | NR |  | -28.6 |  | 4.56 | -28.6 |  | 4.56 |  | -28.6 | 4.56 | 0 | 0 |  | 0 | 0 |  | TRUE | 10 | 0 | 0 | TRUE | 2022+10 | 2032+00 | TRUE | TRUE | FALSE | FALSE | -28.6 | 4.56 | TRUE | TRUE | FALSE | FALSE | 0 | 0 | TRUE | TRUE | TRUE | -28.6 | 4.56 | 0 | 0 | -286 | 45.6 | 0 | 0 | 3423.1829 | 100000 | #N/A | 100000 | 0.034232 | 1 | #N/A | 0 | 0.00018167 | 0.005307 | #N/A | 0.005307 |  | 100 | 3.581 | PASS | 0.19004 | PASS | Eligible | -0.051958 | 0.242 | 100 | 0.35839 | kWh | 105.0068 | N/A | N/A | 3.5839 |  | 100 | 1 | -28.6 | 4.56 | 0 | 0 | 10 | 0
| SWWH028G | ESe | Ex | CZ05 |  | 101 | SWWH028E | 1 | 10 | 2022 | natural gas | electricity | NR |  | -29.5 |  | 4.77 | -29.5 |  | 4.77 |  | -29.5 | 4.77 | 0 | 0 |  | 0 | 0 |  | TRUE | 10 | 0 | 0 | TRUE | 2022+10 | 2032+00 | TRUE | TRUE | FALSE | FALSE | -29.5 | 4.77 | TRUE | TRUE | FALSE | FALSE | 0 | 0 | TRUE | TRUE | TRUE | -29.5 | 4.77 | 0 | 0 | -295 | 47.7 | 0 | 0 | 3423.1829 | 100000 | #N/A | 100000 | 0.034232 | 1 | #N/A | 0 | 0.00018167 | 0.005307 | #N/A | 0.005307 |  | 101 | 3.7602 | PASS | 0.19955 | PASS | Eligible | -0.053593 | 0.25315 | 101 | 0.37632 | kWh | 110.2597 | N/A | N/A | 3.7632 |  | 101 | 1 | -29.5 | 4.77 | 0 | 0 | 10 | 0
| SWWH028G | ESe | Ex | CZ06 |  | 102 | SWWH028E | 1 | 10 | 2022 | natural gas | electricity | NR |  | -27.4 |  | 4.42 | -27.4 |  | 4.42 |  | -27.4 | 4.42 | 0 | 0 |  | 0 | 0 |  | TRUE | 10 | 0 | 0 | TRUE | 2022+10 | 2032+00 | TRUE | TRUE | FALSE | FALSE | -27.4 | 4.42 | TRUE | TRUE | FALSE | FALSE | 0 | 0 | TRUE | TRUE | TRUE | -27.4 | 4.42 | 0 | 0 | -274 | 44.2 | 0 | 0 | 3423.1829 | 100000 | #N/A | 100000 | 0.034232 | 1 | #N/A | 0 | 0.00018167 | 0.005307 | #N/A | 0.005307 |  | 102 | 3.482 | PASS | 0.18479 | PASS | Eligible | -0.049777 | 0.23457 | 102 | 0.34848 | kWh | 102.1048 | N/A | N/A | 3.4848 |  | 102 | 1 | -27.4 | 4.42 | 0 | 0 | 10 | 0
| SWWH028G | ESe | Ex | CZ07 |  | 103 | SWWH028E | 1 | 10 | 2022 | natural gas | electricity | NR |  | -26.9 |  | 4.37 | -26.9 |  | 4.37 |  | -26.9 | 4.37 | 0 | 0 |  | 0 | 0 |  | TRUE | 10 | 0 | 0 | TRUE | 2022+10 | 2032+00 | TRUE | TRUE | FALSE | FALSE | -26.9 | 4.37 | TRUE | TRUE | FALSE | FALSE | 0 | 0 | TRUE | TRUE | TRUE | -26.9 | 4.37 | 0 | 0 | -269 | 43.7 | 0 | 0 | 3423.1829 | 100000 | #N/A | 100000 | 0.034232 | 1 | #N/A | 0 | 0.00018167 | 0.005307 | #N/A | 0.005307 |  | 103 | 3.4492 | PASS | 0.18305 | PASS | Eligible | -0.048869 | 0.23192 | 103 | 0.34519 | kWh | 101.1398 | N/A | N/A | 3.4519 |  | 103 | 1 | -26.9 | 4.37 | 0 | 0 | 10 | 0
| SWWH028G | ESe | Ex | CZ08 |  | 104 | SWWH028E | 1 | 10 | 2022 | natural gas | electricity | NR |  | -26.5 |  | 4.3 | -26.5 |  | 4.3 |  | -26.5 | 4.3 | 0 | 0 |  | 0 | 0 |  | TRUE | 10 | 0 | 0 | TRUE | 2022+10 | 2032+00 | TRUE | TRUE | FALSE | FALSE | -26.5 | 4.3 | TRUE | TRUE | FALSE | FALSE | 0 | 0 | TRUE | TRUE | TRUE | -26.5 | 4.3 | 0 | 0 | -265 | 43 | 0 | 0 | 3423.1829 | 100000 | #N/A | 100000 | 0.034232 | 1 | #N/A | 0 | 0.00018167 | 0.005307 | #N/A | 0.005307 |  | 104 | 3.3929 | PASS | 0.18006 | PASS | Eligible | -0.048142 | 0.2282 | 104 | 0.33956 | kWh | 99.4889 | N/A | N/A | 3.3956 |  | 104 | 1 | -26.5 | 4.3 | 0 | 0 | 10 | 0
| SWWH028G | ESe | Ex | CZ09 |  | 105 | SWWH028E | 1 | 10 | 2022 | natural gas | electricity | NR |  | -26.6 |  | 4.3 | -26.6 |  | 4.3 |  | -26.6 | 4.3 | 0 | 0 |  | 0 | 0 |  | TRUE | 10 | 0 | 0 | TRUE | 2022+10 | 2032+00 | TRUE | TRUE | FALSE | FALSE | -26.6 | 4.3 | TRUE | TRUE | FALSE | FALSE | 0 | 0 | TRUE | TRUE | TRUE | -26.6 | 4.3 | 0 | 0 | -266 | 43 | 0 | 0 | 3423.1829 | 100000 | #N/A | 100000 | 0.034232 | 1 | #N/A | 0 | 0.00018167 | 0.005307 | #N/A | 0.005307 |  | 105 | 3.3894 | PASS | 0.17988 | PASS | Eligible | -0.048324 | 0.2282 | 105 | 0.33921 | kWh | 99.3889 | N/A | N/A | 3.3921 |  | 105 | 1 | -26.6 | 4.3 | 0 | 0 | 10 | 0
| SWWH028G | ESe | Ex | CZ10 |  | 106 | SWWH028E | 1 | 10 | 2022 | natural gas | electricity | NR |  | -26.5 |  | 4.29 | -26.5 |  | 4.29 |  | -26.5 | 4.29 | 0 | 0 |  | 0 | 0 |  | TRUE | 10 | 0 | 0 | TRUE | 2022+10 | 2032+00 | TRUE | TRUE | FALSE | FALSE | -26.5 | 4.29 | TRUE | TRUE | FALSE | FALSE | 0 | 0 | TRUE | TRUE | TRUE | -26.5 | 4.29 | 0 | 0 | -265 | 42.9 | 0 | 0 | 3423.1829 | 100000 | #N/A | 100000 | 0.034232 | 1 | #N/A | 0 | 0.00018167 | 0.005307 | #N/A | 0.005307 |  | 106 | 3.3829 | PASS | 0.17953 | PASS | Eligible | -0.048142 | 0.22767 | 106 | 0.33856 | kWh | 99.1959 | N/A | N/A | 3.3856 |  | 106 | 1 | -26.5 | 4.29 | 0 | 0 | 10 | 0
| SWWH028G | ESe | Ex | CZ11 |  | 107 | SWWH028E | 1 | 10 | 2022 | natural gas | electricity | NR |  | -27.5 |  | 4.38 | -27.5 |  | 4.38 |  | -27.5 | 4.38 | 0 | 0 |  | 0 | 0 |  | TRUE | 10 | 0 | 0 | TRUE | 2022+10 | 2032+00 | TRUE | TRUE | FALSE | FALSE | -27.5 | 4.38 | TRUE | TRUE | FALSE | FALSE | 0 | 0 | TRUE | TRUE | TRUE | -27.5 | 4.38 | 0 | 0 | -275 | 43.8 | 0 | 0 | 3423.1829 | 100000 | #N/A | 100000 | 0.034232 | 1 | #N/A | 0 | 0.00018167 | 0.005307 | #N/A | 0.005307 |  | 107 | 3.4386 | PASS | 0.18249 | PASS | Eligible | -0.049959 | 0.23245 | 107 | 0.34414 | kWh | 100.8328 | N/A | N/A | 3.4414 |  | 107 | 1 | -27.5 | 4.38 | 0 | 0 | 10 | 0
| SWWH028G | ESe | Ex | CZ12 |  | 108 | SWWH028E | 1 | 10 | 2022 | natural gas | electricity | NR |  | -28.4 |  | 4.49 | -28.4 |  | 4.49 |  | -28.4 | 4.49 | 0 | 0 |  | 0 | 0 |  | TRUE | 10 | 0 | 0 | TRUE | 2022+10 | 2032+00 | TRUE | TRUE | FALSE | FALSE | -28.4 | 4.49 | TRUE | TRUE | FALSE | FALSE | 0 | 0 | TRUE | TRUE | TRUE | -28.4 | 4.49 | 0 | 0 | -284 | 44.9 | 0 | 0 | 3423.1829 | 100000 | #N/A | 100000 | 0.034232 | 1 | #N/A | 0 | 0.00018167 | 0.005307 | #N/A | 0.005307 |  | 108 | 3.5178 | PASS | 0.18669 | PASS | Eligible | -0.051594 | 0.23829 | 108 | 0.35207 | kWh | 103.1558 | N/A | N/A | 3.5207 |  | 108 | 1 | -28.4 | 4.49 | 0 | 0 | 10 | 0
| SWWH028G | ESe | Ex | CZ13 |  | 109 | SWWH028E | 1 | 10 | 2022 | natural gas | electricity | NR |  | -27.1 |  | 4.32 | -27.1 |  | 4.32 |  | -27.1 | 4.32 | 0 | 0 |  | 0 | 0 |  | TRUE | 10 | 0 | 0 | TRUE | 2022+10 | 2032+00 | TRUE | TRUE | FALSE | FALSE | -27.1 | 4.32 | TRUE | TRUE | FALSE | FALSE | 0 | 0 | TRUE | TRUE | TRUE | -27.1 | 4.32 | 0 | 0 | -271 | 43.2 | 0 | 0 | 3423.1829 | 100000 | #N/A | 100000 | 0.034232 | 1 | #N/A | 0 | 0.00018167 | 0.005307 | #N/A | 0.005307 |  | 109 | 3.3923 | PASS | 0.18003 | PASS | Eligible | -0.049232 | 0.22926 | 109 | 0.33951 | kWh | 99.4749 | N/A | N/A | 3.3951 |  | 109 | 1 | -27.1 | 4.32 | 0 | 0 | 10 | 0
| SWWH028G | ESe | Ex | CZ14 |  | 110 | SWWH028E | 1 | 10 | 2022 | natural gas | electricity | NR |  | -27.6 |  | 4.41 | -27.6 |  | 4.41 |  | -27.6 | 4.41 | 0 | 0 |  | 0 | 0 |  | TRUE | 10 | 0 | 0 | TRUE | 2022+10 | 2032+00 | TRUE | TRUE | FALSE | FALSE | -27.6 | 4.41 | TRUE | TRUE | FALSE | FALSE | 0 | 0 | TRUE | TRUE | TRUE | -27.6 | 4.41 | 0 | 0 | -276 | 44.1 | 0 | 0 | 3423.1829 | 100000 | #N/A | 100000 | 0.034232 | 1 | #N/A | 0 | 0.00018167 | 0.005307 | #N/A | 0.005307 |  | 110 | 3.4652 | PASS | 0.1839 | PASS | Eligible | -0.050141 | 0.23404 | 110 | 0.3468 | kWh | 101.6118 | N/A | N/A | 3.468 |  | 110 | 1 | -27.6 | 4.41 | 0 | 0 | 10 | 0
| SWWH028G | ESe | Ex | CZ15 |  | 111 | SWWH028E | 1 | 10 | 2022 | natural gas | electricity | NR |  | -22.2 |  | 3.64 | -22.2 |  | 3.64 |  | -22.2 | 3.64 | 0 | 0 |  | 0 | 0 |  | TRUE | 10 | 0 | 0 | TRUE | 2022+10 | 2032+00 | TRUE | TRUE | FALSE | FALSE | -22.2 | 3.64 | TRUE | TRUE | FALSE | FALSE | 0 | 0 | TRUE | TRUE | TRUE | -22.2 | 3.64 | 0 | 0 | -222 | 36.4 | 0 | 0 | 3423.1829 | 100000 | #N/A | 100000 | 0.034232 | 1 | #N/A | 0 | 0.00018167 | 0.005307 | #N/A | 0.005307 |  | 111 | 2.8801 | PASS | 0.15285 | PASS | Eligible | -0.040331 | 0.19318 | 111 | 0.28823 | kWh | 84.451 | N/A | N/A | 2.8823 |  | 111 | 1 | -22.2 | 3.64 | 0 | 0 | 10 | 0
| SWWH028G | ESe | Ex | CZ16 |  | 112 | SWWH028E | 1 | 10 | 2022 | natural gas | electricity | NR |  | -32.2 |  | 5.05 | -32.2 |  | 5.05 |  | -32.2 | 5.05 | 0 | 0 |  | 0 | 0 |  | TRUE | 10 | 0 | 0 | TRUE | 2022+10 | 2032+00 | TRUE | TRUE | FALSE | FALSE | -32.2 | 5.05 | TRUE | TRUE | FALSE | FALSE | 0 | 0 | TRUE | TRUE | TRUE | -32.2 | 5.05 | 0 | 0 | -322 | 50.5 | 0 | 0 | 3423.1829 | 100000 | #N/A | 100000 | 0.034232 | 1 | #N/A | 0 | 0.00018167 | 0.005307 | #N/A | 0.005307 |  | 112 | 3.9477 | PASS | 0.20951 | PASS | Eligible | -0.058498 | 0.26801 | 112 | 0.3951 | kWh | 115.7637 | N/A | N/A | 3.951 |  | 112 | 1 | -32.2 | 5.05 | 0 | 0 | 10 | 0
| SWWH028G | ECC | Ex | CZ01 |  | 113 | SWWH028E | 1 | 10 | 2022 | natural gas | electricity | NR |  | -399 |  | 53.5 | -399 |  | 53.5 |  | -399 | 53.5 | 0 | 0 |  | 0 | 0 |  | TRUE | 10 | 0 | 0 | TRUE | 2022+10 | 2032+00 | TRUE | TRUE | FALSE | FALSE | -399 | 53.5 | TRUE | TRUE | FALSE | FALSE | 0 | 0 | TRUE | TRUE | TRUE | -399 | 53.5 | 0 | 0 | -3990 | 535 | 0 | 0 | 3423.1829 | 100000 | #N/A | 100000 | 0.034232 | 1 | #N/A | 0 | 0.00018167 | 0.005307 | #N/A | 0.005307 |  | 113 | 39.8415 | PASS | 2.1144 | PASS | Eligible | -0.72486 | 2.8393 | 113 | 3.9882 | kWh | 1168.5359 | N/A | N/A | 39.8821 |  | 113 | 1 | -399 | 53.5 | 0 | 0 | 10 | 0
| SWWH028G | ECC | Ex | CZ02 |  | 114 | SWWH028E | 1 | 10 | 2022 | natural gas | electricity | NR |  | -361 |  | 49.7 | -361 |  | 49.7 |  | -361 | 49.7 | 0 | 0 |  | 0 | 0 |  | TRUE | 10 | 0 | 0 | TRUE | 2022+10 | 2032+00 | TRUE | TRUE | FALSE | FALSE | -361 | 49.7 | TRUE | TRUE | FALSE | FALSE | 0 | 0 | TRUE | TRUE | TRUE | -361 | 49.7 | 0 | 0 | -3610 | 497 | 0 | 0 | 3423.1829 | 100000 | #N/A | 100000 | 0.034232 | 1 | #N/A | 0 | 0.00018167 | 0.005307 | #N/A | 0.005307 |  | 114 | 37.3423 | PASS | 1.9818 | PASS | Eligible | -0.65583 | 2.6376 | 114 | 3.7379 | kWh | 1095.1969 | N/A | N/A | 37.3791 |  | 114 | 1 | -361 | 49.7 | 0 | 0 | 10 | 0
| SWWH028G | ECC | Ex | CZ03 |  | 115 | SWWH028E | 1 | 10 | 2022 | natural gas | electricity | NR |  | -366 |  | 49.8 | -366 |  | 49.8 |  | -366 | 49.8 | 0 | 0 |  | 0 | 0 |  | TRUE | 10 | 0 | 0 | TRUE | 2022+10 | 2032+00 | TRUE | TRUE | FALSE | FALSE | -366 | 49.8 | TRUE | TRUE | FALSE | FALSE | 0 | 0 | TRUE | TRUE | TRUE | -366 | 49.8 | 0 | 0 | -3660 | 498 | 0 | 0 | 3423.1829 | 100000 | #N/A | 100000 | 0.034232 | 1 | #N/A | 0 | 0.00018167 | 0.005307 | #N/A | 0.005307 |  | 115 | 37.2712 | PASS | 1.978 | PASS | Eligible | -0.66491 | 2.6429 | 115 | 3.7308 | kWh | 1093.1269 | N/A | N/A | 37.3084 |  | 115 | 1 | -366 | 49.8 | 0 | 0 | 10 | 0
| SWWH028G | ECC | Ex | CZ04 |  | 116 | SWWH028E | 1 | 10 | 2022 | natural gas | electricity | NR |  | -349 |  | 48.3 | -349 |  | 48.3 |  | -349 | 48.3 | 0 | 0 |  | 0 | 0 |  | TRUE | 10 | 0 | 0 | TRUE | 2022+10 | 2032+00 | TRUE | TRUE | FALSE | FALSE | -349 | 48.3 | TRUE | TRUE | FALSE | FALSE | 0 | 0 | TRUE | TRUE | TRUE | -349 | 48.3 | 0 | 0 | -3490 | 483 | 0 | 0 | 3423.1829 | 100000 | #N/A | 100000 | 0.034232 | 1 | #N/A | 0 | 0.00018167 | 0.005307 | #N/A | 0.005307 |  | 116 | 36.3531 | PASS | 1.9293 | PASS | Eligible | -0.63403 | 2.5633 | 116 | 3.6389 | kWh | 1066.1773 | N/A | N/A | 36.3886 |  | 116 | 1 | -349 | 48.3 | 0 | 0 | 10 | 0
| SWWH028G | ECC | Ex | CZ05 |  | 117 | SWWH028E | 1 | 10 | 2022 | natural gas | electricity | NR |  | -372 |  | 50.6 | -372 |  | 50.6 |  | -372 | 50.6 | 0 | 0 |  | 0 | 0 |  | TRUE | 10 | 0 | 0 | TRUE | 2022+10 | 2032+00 | TRUE | TRUE | FALSE | FALSE | -372 | 50.6 | TRUE | TRUE | FALSE | FALSE | 0 | 0 | TRUE | TRUE | TRUE | -372 | 50.6 | 0 | 0 | -3720 | 506 | 0 | 0 | 3423.1829 | 100000 | #N/A | 100000 | 0.034232 | 1 | #N/A | 0 | 0.00018167 | 0.005307 | #N/A | 0.005307 |  | 117 | 37.8658 | PASS | 2.0095 | PASS | Eligible | -0.67581 | 2.6854 | 117 | 3.7904 | kWh | 1110.5667 | N/A | N/A | 37.9036 |  | 117 | 1 | -372 | 50.6 | 0 | 0 | 10 | 0
| SWWH028G | ECC | Ex | CZ06 |  | 118 | SWWH028E | 1 | 10 | 2022 | natural gas | electricity | NR |  | -338 |  | 46.8 | -338 |  | 46.8 |  | -338 | 46.8 | 0 | 0 |  | 0 | 0 |  | TRUE | 10 | 0 | 0 | TRUE | 2022+10 | 2032+00 | TRUE | TRUE | FALSE | FALSE | -338 | 46.8 | TRUE | TRUE | FALSE | FALSE | 0 | 0 | TRUE | TRUE | TRUE | -338 | 46.8 | 0 | 0 | -3380 | 468 | 0 | 0 | 3423.1829 | 100000 | #N/A | 100000 | 0.034232 | 1 | #N/A | 0 | 0.00018167 | 0.005307 | #N/A | 0.005307 |  | 118 | 35.2296 | PASS | 1.8697 | PASS | Eligible | -0.61404 | 2.4837 | 118 | 3.5264 | kWh | 1033.2277 | N/A | N/A | 35.2641 |  | 118 | 1 | -338 | 46.8 | 0 | 0 | 10 | 0
| SWWH028G | ECC | Ex | CZ07 |  | 119 | SWWH028E | 1 | 10 | 2022 | natural gas | electricity | NR |  | -334 |  | 46.3 | -334 |  | 46.3 |  | -334 | 46.3 | 0 | 0 |  | 0 | 0 |  | TRUE | 10 | 0 | 0 | TRUE | 2022+10 | 2032+00 | TRUE | TRUE | FALSE | FALSE | -334 | 46.3 | TRUE | TRUE | FALSE | FALSE | 0 | 0 | TRUE | TRUE | TRUE | -334 | 46.3 | 0 | 0 | -3340 | 463 | 0 | 0 | 3423.1829 | 100000 | #N/A | 100000 | 0.034232 | 1 | #N/A | 0 | 0.00018167 | 0.005307 | #N/A | 0.005307 |  | 119 | 34.8666 | PASS | 1.8504 | PASS | Eligible | -0.60678 | 2.4572 | 119 | 3.4901 | kWh | 1022.5778 | N/A | N/A | 34.9006 |  | 119 | 1 | -334 | 46.3 | 0 | 0 | 10 | 0
| SWWH028G | ECC | Ex | CZ08 |  | 120 | SWWH028E | 1 | 10 | 2022 | natural gas | electricity | NR |  | -326 |  | 45.6 | -326 |  | 45.6 |  | -326 | 45.6 | 0 | 0 |  | 0 | 0 |  | TRUE | 10 | 0 | 0 | TRUE | 2022+10 | 2032+00 | TRUE | TRUE | FALSE | FALSE | -326 | 45.6 | TRUE | TRUE | FALSE | FALSE | 0 | 0 | TRUE | TRUE | TRUE | -326 | 45.6 | 0 | 0 | -3260 | 456 | 0 | 0 | 3423.1829 | 100000 | #N/A | 100000 | 0.034232 | 1 | #N/A | 0 | 0.00018167 | 0.005307 | #N/A | 0.005307 |  | 120 | 34.4404 | PASS | 1.8278 | PASS | Eligible | -0.59224 | 2.42 | 120 | 3.4474 | kWh | 1010.068 | N/A | N/A | 34.4736 |  | 120 | 1 | -326 | 45.6 | 0 | 0 | 10 | 0
| SWWH028G | ECC | Ex | CZ09 |  | 121 | SWWH028E | 1 | 10 | 2022 | natural gas | electricity | NR |  | -326 |  | 45.5 | -326 |  | 45.5 |  | -326 | 45.5 | 0 | 0 |  | 0 | 0 |  | TRUE | 10 | 0 | 0 | TRUE | 2022+10 | 2032+00 | TRUE | TRUE | FALSE | FALSE | -326 | 45.5 | TRUE | TRUE | FALSE | FALSE | 0 | 0 | TRUE | TRUE | TRUE | -326 | 45.5 | 0 | 0 | -3260 | 455 | 0 | 0 | 3423.1829 | 100000 | #N/A | 100000 | 0.034232 | 1 | #N/A | 0 | 0.00018167 | 0.005307 | #N/A | 0.005307 |  | 121 | 34.3404 | PASS | 1.8225 | PASS | Eligible | -0.59224 | 2.4147 | 121 | 3.4374 | kWh | 1007.138 | N/A | N/A | 34.3736 |  | 121 | 1 | -326 | 45.5 | 0 | 0 | 10 | 0
| SWWH028G | ECC | Ex | CZ10 |  | 122 | SWWH028E | 1 | 10 | 2022 | natural gas | electricity | NR |  | -324 |  | 45.3 | -324 |  | 45.3 |  | -324 | 45.3 | 0 | 0 |  | 0 | 0 |  | TRUE | 10 | 0 | 0 | TRUE | 2022+10 | 2032+00 | TRUE | TRUE | FALSE | FALSE | -324 | 45.3 | TRUE | TRUE | FALSE | FALSE | 0 | 0 | TRUE | TRUE | TRUE | -324 | 45.3 | 0 | 0 | -3240 | 453 | 0 | 0 | 3423.1829 | 100000 | #N/A | 100000 | 0.034232 | 1 | #N/A | 0 | 0.00018167 | 0.005307 | #N/A | 0.005307 |  | 122 | 34.2089 | PASS | 1.8155 | PASS | Eligible | -0.58861 | 2.4041 | 122 | 3.4242 | kWh | 1003.2781 | N/A | N/A | 34.2419 |  | 122 | 1 | -324 | 45.3 | 0 | 0 | 10 | 0
| SWWH028G | ECC | Ex | CZ11 |  | 123 | SWWH028E | 1 | 10 | 2022 | natural gas | electricity | NR |  | -331 |  | 45.9 | -331 |  | 45.9 |  | -331 | 45.9 | 0 | 0 |  | 0 | 0 |  | TRUE | 10 | 0 | 0 | TRUE | 2022+10 | 2032+00 | TRUE | TRUE | FALSE | FALSE | -331 | 45.9 | TRUE | TRUE | FALSE | FALSE | 0 | 0 | TRUE | TRUE | TRUE | -331 | 45.9 | 0 | 0 | -3310 | 459 | 0 | 0 | 3423.1829 | 100000 | #N/A | 100000 | 0.034232 | 1 | #N/A | 0 | 0.00018167 | 0.005307 | #N/A | 0.005307 |  | 123 | 34.5693 | PASS | 1.8346 | PASS | Eligible | -0.60133 | 2.4359 | 123 | 3.4603 | kWh | 1013.8579 | N/A | N/A | 34.603 |  | 123 | 1 | -331 | 45.9 | 0 | 0 | 10 | 0
| SWWH028G | ECC | Ex | CZ12 |  | 124 | SWWH028E | 1 | 10 | 2022 | natural gas | electricity | NR |  | -342 |  | 47.4 | -342 |  | 47.4 |  | -342 | 47.4 | 0 | 0 |  | 0 | 0 |  | TRUE | 10 | 0 | 0 | TRUE | 2022+10 | 2032+00 | TRUE | TRUE | FALSE | FALSE | -342 | 47.4 | TRUE | TRUE | FALSE | FALSE | 0 | 0 | TRUE | TRUE | TRUE | -342 | 47.4 | 0 | 0 | -3420 | 474 | 0 | 0 | 3423.1829 | 100000 | #N/A | 100000 | 0.034232 | 1 | #N/A | 0 | 0.00018167 | 0.005307 | #N/A | 0.005307 |  | 124 | 35.6927 | PASS | 1.8942 | PASS | Eligible | -0.62131 | 2.5155 | 124 | 3.5728 | kWh | 1046.8075 | N/A | N/A | 35.7275 |  | 124 | 1 | -342 | 47.4 | 0 | 0 | 10 | 0
| SWWH028G | ECC | Ex | CZ13 |  | 125 | SWWH028E | 1 | 10 | 2022 | natural gas | electricity | NR |  | -325 |  | 45.3 | -325 |  | 45.3 |  | -325 | 45.3 | 0 | 0 |  | 0 | 0 |  | TRUE | 10 | 0 | 0 | TRUE | 2022+10 | 2032+00 | TRUE | TRUE | FALSE | FALSE | -325 | 45.3 | TRUE | TRUE | FALSE | FALSE | 0 | 0 | TRUE | TRUE | TRUE | -325 | 45.3 | 0 | 0 | -3250 | 453 | 0 | 0 | 3423.1829 | 100000 | #N/A | 100000 | 0.034232 | 1 | #N/A | 0 | 0.00018167 | 0.005307 | #N/A | 0.005307 |  | 125 | 34.1747 | PASS | 1.8137 | PASS | Eligible | -0.59043 | 2.4041 | 125 | 3.4208 | kWh | 1002.2781 | N/A | N/A | 34.2077 |  | 125 | 1 | -325 | 45.3 | 0 | 0 | 10 | 0
| SWWH028G | ECC | Ex | CZ14 |  | 126 | SWWH028E | 1 | 10 | 2022 | natural gas | electricity | NR |  | -333 |  | 46.2 | -333 |  | 46.2 |  | -333 | 46.2 | 0 | 0 |  | 0 | 0 |  | TRUE | 10 | 0 | 0 | TRUE | 2022+10 | 2032+00 | TRUE | TRUE | FALSE | FALSE | -333 | 46.2 | TRUE | TRUE | FALSE | FALSE | 0 | 0 | TRUE | TRUE | TRUE | -333 | 46.2 | 0 | 0 | -3330 | 462 | 0 | 0 | 3423.1829 | 100000 | #N/A | 100000 | 0.034232 | 1 | #N/A | 0 | 0.00018167 | 0.005307 | #N/A | 0.005307 |  | 126 | 34.8008 | PASS | 1.8469 | PASS | Eligible | -0.60496 | 2.4519 | 126 | 3.4835 | kWh | 1020.6478 | N/A | N/A | 34.8347 |  | 126 | 1 | -333 | 46.2 | 0 | 0 | 10 | 0
| SWWH028G | ECC | Ex | CZ15 |  | 127 | SWWH028E | 1 | 10 | 2022 | natural gas | electricity | NR |  | -268 |  | 38.1 | -268 |  | 38.1 |  | -268 | 38.1 | 0 | 0 |  | 0 | 0 |  | TRUE | 10 | 0 | 0 | TRUE | 2022+10 | 2032+00 | TRUE | TRUE | FALSE | FALSE | -268 | 38.1 | TRUE | TRUE | FALSE | FALSE | 0 | 0 | TRUE | TRUE | TRUE | -268 | 38.1 | 0 | 0 | -2680 | 381 | 0 | 0 | 3423.1829 | 100000 | #N/A | 100000 | 0.034232 | 1 | #N/A | 0 | 0.00018167 | 0.005307 | #N/A | 0.005307 |  | 127 | 28.9259 | PASS | 1.5351 | PASS | Eligible | -0.48687 | 2.022 | 127 | 2.8953 | kWh | 848.32 | N/A | N/A | 28.9532 |  | 127 | 1 | -268 | 38.1 | 0 | 0 | 10 | 0
| SWWH028G | ECC | Ex | CZ16 |  | 128 | SWWH028E | 1 | 10 | 2022 | natural gas | electricity | NR |  | -389 |  | 53.2 | -389 |  | 53.2 |  | -389 | 53.2 | 0 | 0 |  | 0 | 0 |  | TRUE | 10 | 0 | 0 | TRUE | 2022+10 | 2032+00 | TRUE | TRUE | FALSE | FALSE | -389 | 53.2 | TRUE | TRUE | FALSE | FALSE | 0 | 0 | TRUE | TRUE | TRUE | -389 | 53.2 | 0 | 0 | -3890 | 532 | 0 | 0 | 3423.1829 | 100000 | #N/A | 100000 | 0.034232 | 1 | #N/A | 0 | 0.00018167 | 0.005307 | #N/A | 0.005307 |  | 128 | 39.8838 | PASS | 2.1166 | PASS | Eligible | -0.70669 | 2.8233 | 128 | 3.9923 | kWh | 1169.746 | N/A | N/A | 39.9234 |  | 128 | 1 | -389 | 53.2 | 0 | 0 | 10 | 0
| SWWH028G | EUn | Ex | CZ01 |  | 129 | SWWH028E | 1 | 10 | 2022 | natural gas | electricity | NR |  | -660 |  | 90.8 | -660 |  | 90.8 |  | -660 | 90.8 | 0 | 0 |  | 0 | 0 |  | TRUE | 10 | 0 | 0 | TRUE | 2022+10 | 2032+00 | TRUE | TRUE | FALSE | FALSE | -660 | 90.8 | TRUE | TRUE | FALSE | FALSE | 0 | 0 | TRUE | TRUE | TRUE | -660 | 90.8 | 0 | 0 | -6600 | 908 | 0 | 0 | 3423.1829 | 100000 | #N/A | 100000 | 0.034232 | 1 | #N/A | 0 | 0.00018167 | 0.005307 | #N/A | 0.005307 |  | 129 | 68.207 | PASS | 3.6198 | PASS | Eligible | -1.199 | 4.8188 | 129 | 6.8274 | kWh | 2000.4161 | N/A | N/A | 68.2742 |  | 129 | 1 | -660 | 90.8 | 0 | 0 | 10 | 0
| SWWH028G | EUn | Ex | CZ02 |  | 130 | SWWH028E | 1 | 10 | 2022 | natural gas | electricity | NR |  | -608 |  | 84.4 | -608 |  | 84.4 |  | -608 | 84.4 | 0 | 0 |  | 0 | 0 |  | TRUE | 10 | 0 | 0 | TRUE | 2022+10 | 2032+00 | TRUE | TRUE | FALSE | FALSE | -608 | 84.4 | TRUE | TRUE | FALSE | FALSE | 0 | 0 | TRUE | TRUE | TRUE | -608 | 84.4 | 0 | 0 | -6080 | 844 | 0 | 0 | 3423.1829 | 100000 | #N/A | 100000 | 0.034232 | 1 | #N/A | 0 | 0.00018167 | 0.005307 | #N/A | 0.005307 |  | 130 | 63.587 | PASS | 3.3746 | PASS | Eligible | -1.1046 | 4.4791 | 130 | 6.3649 | kWh | 1864.8977 | N/A | N/A | 63.649 |  | 130 | 1 | -608 | 84.4 | 0 | 0 | 10 | 0
| SWWH028G | EUn | Ex | CZ03 |  | 131 | SWWH028E | 1 | 10 | 2022 | natural gas | electricity | NR |  | -610 |  | 84.6 | -610 |  | 84.6 |  | -610 | 84.6 | 0 | 0 |  | 0 | 0 |  | TRUE | 10 | 0 | 0 | TRUE | 2022+10 | 2032+00 | TRUE | TRUE | FALSE | FALSE | -610 | 84.6 | TRUE | TRUE | FALSE | FALSE | 0 | 0 | TRUE | TRUE | TRUE | -610 | 84.6 | 0 | 0 | -6100 | 846 | 0 | 0 | 3423.1829 | 100000 | #N/A | 100000 | 0.034232 | 1 | #N/A | 0 | 0.00018167 | 0.005307 | #N/A | 0.005307 |  | 131 | 63.7186 | PASS | 3.3816 | PASS | Eligible | -1.1082 | 4.4898 | 131 | 6.3781 | kWh | 1868.7577 | N/A | N/A | 63.7807 |  | 131 | 1 | -610 | 84.6 | 0 | 0 | 10 | 0
| SWWH028G | EUn | Ex | CZ04 |  | 132 | SWWH028E | 1 | 10 | 2022 | natural gas | electricity | NR |  | -588 |  | 81.9 | -588 |  | 81.9 |  | -588 | 81.9 | 0 | 0 |  | 0 | 0 |  | TRUE | 10 | 0 | 0 | TRUE | 2022+10 | 2032+00 | TRUE | TRUE | FALSE | FALSE | -588 | 81.9 | TRUE | TRUE | FALSE | FALSE | 0 | 0 | TRUE | TRUE | TRUE | -588 | 81.9 | 0 | 0 | -5880 | 819 | 0 | 0 | 3423.1829 | 100000 | #N/A | 100000 | 0.034232 | 1 | #N/A | 0 | 0.00018167 | 0.005307 | #N/A | 0.005307 |  | 132 | 61.7717 | PASS | 3.2782 | PASS | Eligible | -1.0682 | 4.3465 | 132 | 6.1832 | kWh | 1811.6484 | N/A | N/A | 61.8316 |  | 132 | 1 | -588 | 81.9 | 0 | 0 | 10 | 0
| SWWH028G | EUn | Ex | CZ05 |  | 133 | SWWH028E | 1 | 10 | 2022 | natural gas | electricity | NR |  | -620 |  | 85.9 | -620 |  | 85.9 |  | -620 | 85.9 | 0 | 0 |  | 0 | 0 |  | TRUE | 10 | 0 | 0 | TRUE | 2022+10 | 2032+00 | TRUE | TRUE | FALSE | FALSE | -620 | 85.9 | TRUE | TRUE | FALSE | FALSE | 0 | 0 | TRUE | TRUE | TRUE | -620 | 85.9 | 0 | 0 | -6200 | 859 | 0 | 0 | 3423.1829 | 100000 | #N/A | 100000 | 0.034232 | 1 | #N/A | 0 | 0.00018167 | 0.005307 | #N/A | 0.005307 |  | 133 | 64.6763 | PASS | 3.4324 | PASS | Eligible | -1.1264 | 4.5587 | 133 | 6.4739 | kWh | 1896.8473 | N/A | N/A | 64.7394 |  | 133 | 1 | -620 | 85.9 | 0 | 0 | 10 | 0
| SWWH028G | EUn | Ex | CZ06 |  | 134 | SWWH028E | 1 | 10 | 2022 | natural gas | electricity | NR |  | -569 |  | 79.5 | -569 |  | 79.5 |  | -569 | 79.5 | 0 | 0 |  | 0 | 0 |  | TRUE | 10 | 0 | 0 | TRUE | 2022+10 | 2032+00 | TRUE | TRUE | FALSE | FALSE | -569 | 79.5 | TRUE | TRUE | FALSE | FALSE | 0 | 0 | TRUE | TRUE | TRUE | -569 | 79.5 | 0 | 0 | -5690 | 795 | 0 | 0 | 3423.1829 | 100000 | #N/A | 100000 | 0.034232 | 1 | #N/A | 0 | 0.00018167 | 0.005307 | #N/A | 0.005307 |  | 134 | 60.0221 | PASS | 3.1854 | PASS | Eligible | -1.0337 | 4.2191 | 134 | 6.008 | kWh | 1760.329 | N/A | N/A | 60.08 |  | 134 | 1 | -569 | 79.5 | 0 | 0 | 10 | 0
| SWWH028G | EUn | Ex | CZ07 |  | 135 | SWWH028E | 1 | 10 | 2022 | natural gas | electricity | NR |  | -562 |  | 78.6 | -562 |  | 78.6 |  | -562 | 78.6 | 0 | 0 |  | 0 | 0 |  | TRUE | 10 | 0 | 0 | TRUE | 2022+10 | 2032+00 | TRUE | TRUE | FALSE | FALSE | -562 | 78.6 | TRUE | TRUE | FALSE | FALSE | 0 | 0 | TRUE | TRUE | TRUE | -562 | 78.6 | 0 | 0 | -5620 | 786 | 0 | 0 | 3423.1829 | 100000 | #N/A | 100000 | 0.034232 | 1 | #N/A | 0 | 0.00018167 | 0.005307 | #N/A | 0.005307 |  | 135 | 59.3617 | PASS | 3.1503 | PASS | Eligible | -1.021 | 4.1713 | 135 | 5.9419 | kWh | 1740.9593 | N/A | N/A | 59.4189 |  | 135 | 1 | -562 | 78.6 | 0 | 0 | 10 | 0
| SWWH028G | EUn | Ex | CZ08 |  | 136 | SWWH028E | 1 | 10 | 2022 | natural gas | electricity | NR |  | -553 |  | 77.4 | -553 |  | 77.4 |  | -553 | 77.4 | 0 | 0 |  | 0 | 0 |  | TRUE | 10 | 0 | 0 | TRUE | 2022+10 | 2032+00 | TRUE | TRUE | FALSE | FALSE | -553 | 77.4 | TRUE | TRUE | FALSE | FALSE | 0 | 0 | TRUE | TRUE | TRUE | -553 | 77.4 | 0 | 0 | -5530 | 774 | 0 | 0 | 3423.1829 | 100000 | #N/A | 100000 | 0.034232 | 1 | #N/A | 0 | 0.00018167 | 0.005307 | #N/A | 0.005307 |  | 136 | 58.4698 | PASS | 3.103 | PASS | Eligible | -1.0046 | 4.1076 | 136 | 5.8526 | kWh | 1714.7996 | N/A | N/A | 58.5261 |  | 136 | 1 | -553 | 77.4 | 0 | 0 | 10 | 0
| SWWH028G | EUn | Ex | CZ09 |  | 137 | SWWH028E | 1 | 10 | 2022 | natural gas | electricity | NR |  | -553 |  | 77.3 | -553 |  | 77.3 |  | -553 | 77.3 | 0 | 0 |  | 0 | 0 |  | TRUE | 10 | 0 | 0 | TRUE | 2022+10 | 2032+00 | TRUE | TRUE | FALSE | FALSE | -553 | 77.3 | TRUE | TRUE | FALSE | FALSE | 0 | 0 | TRUE | TRUE | TRUE | -553 | 77.3 | 0 | 0 | -5530 | 773 | 0 | 0 | 3423.1829 | 100000 | #N/A | 100000 | 0.034232 | 1 | #N/A | 0 | 0.00018167 | 0.005307 | #N/A | 0.005307 |  | 137 | 58.3698 | PASS | 3.0977 | PASS | Eligible | -1.0046 | 4.1023 | 137 | 5.8426 | kWh | 1711.8696 | N/A | N/A | 58.4261 |  | 137 | 1 | -553 | 77.3 | 0 | 0 | 10 | 0
| SWWH028G | EUn | Ex | CZ10 |  | 138 | SWWH028E | 1 | 10 | 2022 | natural gas | electricity | NR |  | -550 |  | 76.9 | -550 |  | 76.9 |  | -550 | 76.9 | 0 | 0 |  | 0 | 0 |  | TRUE | 10 | 0 | 0 | TRUE | 2022+10 | 2032+00 | TRUE | TRUE | FALSE | FALSE | -550 | 76.9 | TRUE | TRUE | FALSE | FALSE | 0 | 0 | TRUE | TRUE | TRUE | -550 | 76.9 | 0 | 0 | -5500 | 769 | 0 | 0 | 3423.1829 | 100000 | #N/A | 100000 | 0.034232 | 1 | #N/A | 0 | 0.00018167 | 0.005307 | #N/A | 0.005307 |  | 138 | 58.0725 | PASS | 3.0819 | PASS | Eligible | -0.99918 | 4.0811 | 138 | 5.8129 | kWh | 1703.1497 | N/A | N/A | 58.1285 |  | 138 | 1 | -550 | 76.9 | 0 | 0 | 10 | 0
| SWWH028G | EUn | Ex | CZ11 |  | 139 | SWWH028E | 1 | 10 | 2022 | natural gas | electricity | NR |  | -559 |  | 77.9 | -559 |  | 77.9 |  | -559 | 77.9 | 0 | 0 |  | 0 | 0 |  | TRUE | 10 | 0 | 0 | TRUE | 2022+10 | 2032+00 | TRUE | TRUE | FALSE | FALSE | -559 | 77.9 | TRUE | TRUE | FALSE | FALSE | 0 | 0 | TRUE | TRUE | TRUE | -559 | 77.9 | 0 | 0 | -5590 | 779 | 0 | 0 | 3423.1829 | 100000 | #N/A | 100000 | 0.034232 | 1 | #N/A | 0 | 0.00018167 | 0.005307 | #N/A | 0.005307 |  | 139 | 58.7644 | PASS | 3.1186 | PASS | Eligible | -1.0155 | 4.1342 | 139 | 5.8821 | kWh | 1723.4495 | N/A | N/A | 58.8213 |  | 139 | 1 | -559 | 77.9 | 0 | 0 | 10 | 0
| SWWH028G | EUn | Ex | CZ12 |  | 140 | SWWH028E | 1 | 10 | 2022 | natural gas | electricity | NR |  | -578 |  | 80.5 | -578 |  | 80.5 |  | -578 | 80.5 | 0 | 0 |  | 0 | 0 |  | TRUE | 10 | 0 | 0 | TRUE | 2022+10 | 2032+00 | TRUE | TRUE | FALSE | FALSE | -578 | 80.5 | TRUE | TRUE | FALSE | FALSE | 0 | 0 | TRUE | TRUE | TRUE | -578 | 80.5 | 0 | 0 | -5780 | 805 | 0 | 0 | 3423.1829 | 100000 | #N/A | 100000 | 0.034232 | 1 | #N/A | 0 | 0.00018167 | 0.005307 | #N/A | 0.005307 |  | 140 | 60.714 | PASS | 3.2221 | PASS | Eligible | -1.0501 | 4.2722 | 140 | 6.0773 | kWh | 1780.6288 | N/A | N/A | 60.7729 |  | 140 | 1 | -578 | 80.5 | 0 | 0 | 10 | 0
| SWWH028G | EUn | Ex | CZ13 |  | 141 | SWWH028E | 1 | 10 | 2022 | natural gas | electricity | NR |  | -552 |  | 77 | -552 |  | 77 |  | -552 | 77 | 0 | 0 |  | 0 | 0 |  | TRUE | 10 | 0 | 0 | TRUE | 2022+10 | 2032+00 | TRUE | TRUE | FALSE | FALSE | -552 | 77 | TRUE | TRUE | FALSE | FALSE | 0 | 0 | TRUE | TRUE | TRUE | -552 | 77 | 0 | 0 | -5520 | 770 | 0 | 0 | 3423.1829 | 100000 | #N/A | 100000 | 0.034232 | 1 | #N/A | 0 | 0.00018167 | 0.005307 | #N/A | 0.005307 |  | 141 | 58.104 | PASS | 3.0836 | PASS | Eligible | -1.0028 | 4.0864 | 141 | 5.816 | kWh | 1704.0797 | N/A | N/A | 58.1602 |  | 141 | 1 | -552 | 77 | 0 | 0 | 10 | 0
| SWWH028G | EUn | Ex | CZ14 |  | 142 | SWWH028E | 1 | 10 | 2022 | natural gas | electricity | NR |  | -563 |  | 78.5 | -563 |  | 78.5 |  | -563 | 78.5 | 0 | 0 |  | 0 | 0 |  | TRUE | 10 | 0 | 0 | TRUE | 2022+10 | 2032+00 | TRUE | TRUE | FALSE | FALSE | -563 | 78.5 | TRUE | TRUE | FALSE | FALSE | 0 | 0 | TRUE | TRUE | TRUE | -563 | 78.5 | 0 | 0 | -5630 | 785 | 0 | 0 | 3423.1829 | 100000 | #N/A | 100000 | 0.034232 | 1 | #N/A | 0 | 0.00018167 | 0.005307 | #N/A | 0.005307 |  | 142 | 59.2275 | PASS | 3.1432 | PASS | Eligible | -1.0228 | 4.166 | 142 | 5.9285 | kWh | 1737.0293 | N/A | N/A | 59.2848 |  | 142 | 1 | -563 | 78.5 | 0 | 0 | 10 | 0
| SWWH028G | EUn | Ex | CZ15 |  | 143 | SWWH028E | 1 | 10 | 2022 | natural gas | electricity | NR |  | -458 |  | 64.6 | -458 |  | 64.6 |  | -458 | 64.6 | 0 | 0 |  | 0 | 0 |  | TRUE | 10 | 0 | 0 | TRUE | 2022+10 | 2032+00 | TRUE | TRUE | FALSE | FALSE | -458 | 64.6 | TRUE | TRUE | FALSE | FALSE | 0 | 0 | TRUE | TRUE | TRUE | -458 | 64.6 | 0 | 0 | -4580 | 646 | 0 | 0 | 3423.1829 | 100000 | #N/A | 100000 | 0.034232 | 1 | #N/A | 0 | 0.00018167 | 0.005307 | #N/A | 0.005307 |  | 143 | 48.9218 | PASS | 2.5963 | PASS | Eligible | -0.83205 | 3.4283 | 143 | 4.8968 | kWh | 1434.763 | N/A | N/A | 48.9685 |  | 143 | 1 | -458 | 64.6 | 0 | 0 | 10 | 0
| SWWH028G | EUn | Ex | CZ16 |  | 144 | SWWH028E | 1 | 10 | 2022 | natural gas | electricity | NR |  | -656 |  | 90.4 | -656 |  | 90.4 |  | -656 | 90.4 | 0 | 0 |  | 0 | 0 |  | TRUE | 10 | 0 | 0 | TRUE | 2022+10 | 2032+00 | TRUE | TRUE | FALSE | FALSE | -656 | 90.4 | TRUE | TRUE | FALSE | FALSE | 0 | 0 | TRUE | TRUE | TRUE | -656 | 90.4 | 0 | 0 | -6560 | 904 | 0 | 0 | 3423.1829 | 100000 | #N/A | 100000 | 0.034232 | 1 | #N/A | 0 | 0.00018167 | 0.005307 | #N/A | 0.005307 |  | 144 | 67.9439 | PASS | 3.6058 | PASS | Eligible | -1.1918 | 4.7976 | 144 | 6.8011 | kWh | 1992.6962 | N/A | N/A | 68.0107 |  | 144 | 1 | -656 | 90.4 | 0 | 0 | 10 | 0
| SWWH028G | EUD | Ex | CZ01 |  | 145 | SWWH028E | 1 | 10 | 2022 | natural gas | electricity | NR |  | -640 |  | 89.1 | -640 |  | 89.1 |  | -640 | 89.1 | 0 | 0 |  | 0 | 0 |  | TRUE | 10 | 0 | 0 | TRUE | 2022+10 | 2032+00 | TRUE | TRUE | FALSE | FALSE | -640 | 89.1 | TRUE | TRUE | FALSE | FALSE | 0 | 0 | TRUE | TRUE | TRUE | -640 | 89.1 | 0 | 0 | -6400 | 891 | 0 | 0 | 3423.1829 | 100000 | #N/A | 100000 | 0.034232 | 1 | #N/A | 0 | 0.00018167 | 0.005307 | #N/A | 0.005307 |  | 145 | 67.1916 | PASS | 3.5659 | PASS | Eligible | -1.1627 | 4.7286 | 145 | 6.7257 | kWh | 1970.6065 | N/A | N/A | 67.2568 |  | 145 | 1 | -640 | 89.1 | 0 | 0 | 10 | 0
| SWWH028G | EUD | Ex | CZ02 |  | 146 | SWWH028E | 1 | 10 | 2022 | natural gas | electricity | NR |  | -589 |  | 82.8 | -589 |  | 82.8 |  | -589 | 82.8 | 0 | 0 |  | 0 | 0 |  | TRUE | 10 | 0 | 0 | TRUE | 2022+10 | 2032+00 | TRUE | TRUE | FALSE | FALSE | -589 | 82.8 | TRUE | TRUE | FALSE | FALSE | 0 | 0 | TRUE | TRUE | TRUE | -589 | 82.8 | 0 | 0 | -5890 | 828 | 0 | 0 | 3423.1829 | 100000 | #N/A | 100000 | 0.034232 | 1 | #N/A | 0 | 0.00018167 | 0.005307 | #N/A | 0.005307 |  | 146 | 62.6375 | PASS | 3.3242 | PASS | Eligible | -1.07 | 4.3942 | 146 | 6.2697 | kWh | 1837.0182 | N/A | N/A | 62.6974 |  | 146 | 1 | -589 | 82.8 | 0 | 0 | 10 | 0
| SWWH028G | EUD | Ex | CZ03 |  | 147 | SWWH028E | 1 | 10 | 2022 | natural gas | electricity | NR |  | -591 |  | 83 | -591 |  | 83 |  | -591 | 83 | 0 | 0 |  | 0 | 0 |  | TRUE | 10 | 0 | 0 | TRUE | 2022+10 | 2032+00 | TRUE | TRUE | FALSE | FALSE | -591 | 83 | TRUE | TRUE | FALSE | FALSE | 0 | 0 | TRUE | TRUE | TRUE | -591 | 83 | 0 | 0 | -5910 | 830 | 0 | 0 | 3423.1829 | 100000 | #N/A | 100000 | 0.034232 | 1 | #N/A | 0 | 0.00018167 | 0.005307 | #N/A | 0.005307 |  | 147 | 62.769 | PASS | 3.3312 | PASS | Eligible | -1.0737 | 4.4048 | 147 | 6.2829 | kWh | 1840.8781 | N/A | N/A | 62.8292 |  | 147 | 1 | -591 | 83 | 0 | 0 | 10 | 0
| SWWH028G | EUD | Ex | CZ04 |  | 148 | SWWH028E | 1 | 10 | 2022 | natural gas | electricity | NR |  | -570 |  | 80.4 | -570 |  | 80.4 |  | -570 | 80.4 | 0 | 0 |  | 0 | 0 |  | TRUE | 10 | 0 | 0 | TRUE | 2022+10 | 2032+00 | TRUE | TRUE | FALSE | FALSE | -570 | 80.4 | TRUE | TRUE | FALSE | FALSE | 0 | 0 | TRUE | TRUE | TRUE | -570 | 80.4 | 0 | 0 | -5700 | 804 | 0 | 0 | 3423.1829 | 100000 | #N/A | 100000 | 0.034232 | 1 | #N/A | 0 | 0.00018167 | 0.005307 | #N/A | 0.005307 |  | 148 | 60.8879 | PASS | 3.2313 | PASS | Eligible | -1.0355 | 4.2669 | 148 | 6.0946 | kWh | 1785.6988 | N/A | N/A | 60.9459 |  | 148 | 1 | -570 | 80.4 | 0 | 0 | 10 | 0
| SWWH028G | EUD | Ex | CZ05 |  | 149 | SWWH028E | 1 | 10 | 2022 | natural gas | electricity | NR |  | -600 |  | 84.3 | -600 |  | 84.3 |  | -600 | 84.3 | 0 | 0 |  | 0 | 0 |  | TRUE | 10 | 0 | 0 | TRUE | 2022+10 | 2032+00 | TRUE | TRUE | FALSE | FALSE | -600 | 84.3 | TRUE | TRUE | FALSE | FALSE | 0 | 0 | TRUE | TRUE | TRUE | -600 | 84.3 | 0 | 0 | -6000 | 843 | 0 | 0 | 3423.1829 | 100000 | #N/A | 100000 | 0.034232 | 1 | #N/A | 0 | 0.00018167 | 0.005307 | #N/A | 0.005307 |  | 149 | 63.7609 | PASS | 3.3838 | PASS | Eligible | -1.09 | 4.4738 | 149 | 6.3822 | kWh | 1869.9678 | N/A | N/A | 63.822 |  | 149 | 1 | -600 | 84.3 | 0 | 0 | 10 | 0
| SWWH028G | EUD | Ex | CZ06 |  | 150 | SWWH028E | 1 | 10 | 2022 | natural gas | electricity | NR |  | -552 |  | 78 | -552 |  | 78 |  | -552 | 78 | 0 | 0 |  | 0 | 0 |  | TRUE | 10 | 0 | 0 | TRUE | 2022+10 | 2032+00 | TRUE | TRUE | FALSE | FALSE | -552 | 78 | TRUE | TRUE | FALSE | FALSE | 0 | 0 | TRUE | TRUE | TRUE | -552 | 78 | 0 | 0 | -5520 | 780 | 0 | 0 | 3423.1829 | 100000 | #N/A | 100000 | 0.034232 | 1 | #N/A | 0 | 0.00018167 | 0.005307 | #N/A | 0.005307 |  | 150 | 59.104 | PASS | 3.1367 | PASS | Eligible | -1.0028 | 4.1395 | 150 | 5.916 | kWh | 1733.3794 | N/A | N/A | 59.1602 |  | 150 | 1 | -552 | 78 | 0 | 0 | 10 | 0
| SWWH028G | EUD | Ex | CZ07 |  | 151 | SWWH028E | 1 | 10 | 2022 | natural gas | electricity | NR |  | -544 |  | 77.2 | -544 |  | 77.2 |  | -544 | 77.2 | 0 | 0 |  | 0 | 0 |  | TRUE | 10 | 0 | 0 | TRUE | 2022+10 | 2032+00 | TRUE | TRUE | FALSE | FALSE | -544 | 77.2 | TRUE | TRUE | FALSE | FALSE | 0 | 0 | TRUE | TRUE | TRUE | -544 | 77.2 | 0 | 0 | -5440 | 772 | 0 | 0 | 3423.1829 | 100000 | #N/A | 100000 | 0.034232 | 1 | #N/A | 0 | 0.00018167 | 0.005307 | #N/A | 0.005307 |  | 151 | 58.5779 | PASS | 3.1088 | PASS | Eligible | -0.98828 | 4.097 | 151 | 5.8633 | kWh | 1717.9396 | N/A | N/A | 58.6333 |  | 151 | 1 | -544 | 77.2 | 0 | 0 | 10 | 0
| SWWH028G | EUD | Ex | CZ08 |  | 152 | SWWH028E | 1 | 10 | 2022 | natural gas | electricity | NR |  | -536 |  | 75.9 | -536 |  | 75.9 |  | -536 | 75.9 | 0 | 0 |  | 0 | 0 |  | TRUE | 10 | 0 | 0 | TRUE | 2022+10 | 2032+00 | TRUE | TRUE | FALSE | FALSE | -536 | 75.9 | TRUE | TRUE | FALSE | FALSE | 0 | 0 | TRUE | TRUE | TRUE | -536 | 75.9 | 0 | 0 | -5360 | 759 | 0 | 0 | 3423.1829 | 100000 | #N/A | 100000 | 0.034232 | 1 | #N/A | 0 | 0.00018167 | 0.005307 | #N/A | 0.005307 |  | 152 | 57.5517 | PASS | 3.0543 | PASS | Eligible | -0.97375 | 4.028 | 152 | 5.7606 | kWh | 1687.85 | N/A | N/A | 57.6063 |  | 152 | 1 | -536 | 75.9 | 0 | 0 | 10 | 0
| SWWH028G | EUD | Ex | CZ09 |  | 153 | SWWH028E | 1 | 10 | 2022 | natural gas | electricity | NR |  | -535 |  | 75.8 | -535 |  | 75.8 |  | -535 | 75.8 | 0 | 0 |  | 0 | 0 |  | TRUE | 10 | 0 | 0 | TRUE | 2022+10 | 2032+00 | TRUE | TRUE | FALSE | FALSE | -535 | 75.8 | TRUE | TRUE | FALSE | FALSE | 0 | 0 | TRUE | TRUE | TRUE | -535 | 75.8 | 0 | 0 | -5350 | 758 | 0 | 0 | 3423.1829 | 100000 | #N/A | 100000 | 0.034232 | 1 | #N/A | 0 | 0.00018167 | 0.005307 | #N/A | 0.005307 |  | 153 | 57.486 | PASS | 3.0508 | PASS | Eligible | -0.97193 | 4.0227 | 153 | 5.754 | kWh | 1685.92 | N/A | N/A | 57.5404 |  | 153 | 1 | -535 | 75.8 | 0 | 0 | 10 | 0
| SWWH028G | EUD | Ex | CZ10 |  | 154 | SWWH028E | 1 | 10 | 2022 | natural gas | electricity | NR |  | -533 |  | 75.5 | -533 |  | 75.5 |  | -533 | 75.5 | 0 | 0 |  | 0 | 0 |  | TRUE | 10 | 0 | 0 | TRUE | 2022+10 | 2032+00 | TRUE | TRUE | FALSE | FALSE | -533 | 75.5 | TRUE | TRUE | FALSE | FALSE | 0 | 0 | TRUE | TRUE | TRUE | -533 | 75.5 | 0 | 0 | -5330 | 755 | 0 | 0 | 3423.1829 | 100000 | #N/A | 100000 | 0.034232 | 1 | #N/A | 0 | 0.00018167 | 0.005307 | #N/A | 0.005307 |  | 154 | 57.2544 | PASS | 3.0385 | PASS | Eligible | -0.9683 | 4.0068 | 154 | 5.7309 | kWh | 1679.1301 | N/A | N/A | 57.3087 |  | 154 | 1 | -533 | 75.5 | 0 | 0 | 10 | 0
| SWWH028G | EUD | Ex | CZ11 |  | 155 | SWWH028E | 1 | 10 | 2022 | natural gas | electricity | NR |  | -542 |  | 76.5 | -542 |  | 76.5 |  | -542 | 76.5 | 0 | 0 |  | 0 | 0 |  | TRUE | 10 | 0 | 0 | TRUE | 2022+10 | 2032+00 | TRUE | TRUE | FALSE | FALSE | -542 | 76.5 | TRUE | TRUE | FALSE | FALSE | 0 | 0 | TRUE | TRUE | TRUE | -542 | 76.5 | 0 | 0 | -5420 | 765 | 0 | 0 | 3423.1829 | 100000 | #N/A | 100000 | 0.034232 | 1 | #N/A | 0 | 0.00018167 | 0.005307 | #N/A | 0.005307 |  | 155 | 57.9463 | PASS | 3.0752 | PASS | Eligible | -0.98465 | 4.0599 | 155 | 5.8002 | kWh | 1699.4298 | N/A | N/A | 58.0015 |  | 155 | 1 | -542 | 76.5 | 0 | 0 | 10 | 0
| SWWH028G | EUD | Ex | CZ12 |  | 156 | SWWH028E | 1 | 10 | 2022 | natural gas | electricity | NR |  | -560 |  | 79 | -560 |  | 79 |  | -560 | 79 | 0 | 0 |  | 0 | 0 |  | TRUE | 10 | 0 | 0 | TRUE | 2022+10 | 2032+00 | TRUE | TRUE | FALSE | FALSE | -560 | 79 | TRUE | TRUE | FALSE | FALSE | 0 | 0 | TRUE | TRUE | TRUE | -560 | 79 | 0 | 0 | -5600 | 790 | 0 | 0 | 3423.1829 | 100000 | #N/A | 100000 | 0.034232 | 1 | #N/A | 0 | 0.00018167 | 0.005307 | #N/A | 0.005307 |  | 156 | 59.8302 | PASS | 3.1752 | PASS | Eligible | -1.0173 | 4.1926 | 156 | 5.9887 | kWh | 1754.6792 | N/A | N/A | 59.8872 |  | 156 | 1 | -560 | 79 | 0 | 0 | 10 | 0
| SWWH028G | EUD | Ex | CZ13 |  | 157 | SWWH028E | 1 | 10 | 2022 | natural gas | electricity | NR |  | -534 |  | 75.5 | -534 |  | 75.5 |  | -534 | 75.5 | 0 | 0 |  | 0 | 0 |  | TRUE | 10 | 0 | 0 | TRUE | 2022+10 | 2032+00 | TRUE | TRUE | FALSE | FALSE | -534 | 75.5 | TRUE | TRUE | FALSE | FALSE | 0 | 0 | TRUE | TRUE | TRUE | -534 | 75.5 | 0 | 0 | -5340 | 755 | 0 | 0 | 3423.1829 | 100000 | #N/A | 100000 | 0.034232 | 1 | #N/A | 0 | 0.00018167 | 0.005307 | #N/A | 0.005307 |  | 157 | 57.2202 | PASS | 3.0367 | PASS | Eligible | -0.97012 | 4.0068 | 157 | 5.7275 | kWh | 1678.1301 | N/A | N/A | 57.2746 |  | 157 | 1 | -534 | 75.5 | 0 | 0 | 10 | 0
| SWWH028G | EUD | Ex | CZ14 |  | 158 | SWWH028E | 1 | 10 | 2022 | natural gas | electricity | NR |  | -545 |  | 77 | -545 |  | 77 |  | -545 | 77 | 0 | 0 |  | 0 | 0 |  | TRUE | 10 | 0 | 0 | TRUE | 2022+10 | 2032+00 | TRUE | TRUE | FALSE | FALSE | -545 | 77 | TRUE | TRUE | FALSE | FALSE | 0 | 0 | TRUE | TRUE | TRUE | -545 | 77 | 0 | 0 | -5450 | 770 | 0 | 0 | 3423.1829 | 100000 | #N/A | 100000 | 0.034232 | 1 | #N/A | 0 | 0.00018167 | 0.005307 | #N/A | 0.005307 |  | 158 | 58.3437 | PASS | 3.0963 | PASS | Eligible | -0.9901 | 4.0864 | 158 | 5.8399 | kWh | 1711.0797 | N/A | N/A | 58.3991 |  | 158 | 1 | -545 | 77 | 0 | 0 | 10 | 0
| SWWH028G | EUD | Ex | CZ15 |  | 159 | SWWH028E | 1 | 10 | 2022 | natural gas | electricity | NR |  | -443 |  | 63.4 | -443 |  | 63.4 |  | -443 | 63.4 | 0 | 0 |  | 0 | 0 |  | TRUE | 10 | 0 | 0 | TRUE | 2022+10 | 2032+00 | TRUE | TRUE | FALSE | FALSE | -443 | 63.4 | TRUE | TRUE | FALSE | FALSE | 0 | 0 | TRUE | TRUE | TRUE | -443 | 63.4 | 0 | 0 | -4430 | 634 | 0 | 0 | 3423.1829 | 100000 | #N/A | 100000 | 0.034232 | 1 | #N/A | 0 | 0.00018167 | 0.005307 | #N/A | 0.005307 |  | 159 | 48.2353 | PASS | 2.5599 | PASS | Eligible | -0.8048 | 3.3647 | 159 | 4.828 | kWh | 1414.6033 | N/A | N/A | 48.2804 |  | 159 | 1 | -443 | 63.4 | 0 | 0 | 10 | 0
| SWWH028G | EUD | Ex | CZ16 |  | 160 | SWWH028E | 1 | 10 | 2022 | natural gas | electricity | NR |  | -635 |  | 88.7 | -635 |  | 88.7 |  | -635 | 88.7 | 0 | 0 |  | 0 | 0 |  | TRUE | 10 | 0 | 0 | TRUE | 2022+10 | 2032+00 | TRUE | TRUE | FALSE | FALSE | -635 | 88.7 | TRUE | TRUE | FALSE | FALSE | 0 | 0 | TRUE | TRUE | TRUE | -635 | 88.7 | 0 | 0 | -6350 | 887 | 0 | 0 | 3423.1829 | 100000 | #N/A | 100000 | 0.034232 | 1 | #N/A | 0 | 0.00018167 | 0.005307 | #N/A | 0.005307 |  | 160 | 66.9628 | PASS | 3.5537 | PASS | Eligible | -1.1536 | 4.7073 | 160 | 6.7027 | kWh | 1963.8866 | N/A | N/A | 67.0275 |  | 160 | 1 | -635 | 88.7 | 0 | 0 | 10 | 0
| SWWH028G | ERC | Ex | CZ01 |  | 161 | SWWH028E | 1 | 10 | 2022 | natural gas | electricity | NR |  | -710 |  | 97.2 | -710 |  | 97.2 |  | -710 | 97.2 | 0 | 0 |  | 0 | 0 |  | TRUE | 10 | 0 | 0 | TRUE | 2022+10 | 2032+00 | TRUE | TRUE | FALSE | FALSE | -710 | 97.2 | TRUE | TRUE | FALSE | FALSE | 0 | 0 | TRUE | TRUE | TRUE | -710 | 97.2 | 0 | 0 | -7100 | 972 | 0 | 0 | 3423.1829 | 100000 | #N/A | 100000 | 0.034232 | 1 | #N/A | 0 | 0.00018167 | 0.005307 | #N/A | 0.005307 |  | 161 | 72.8954 | PASS | 3.8686 | PASS | Eligible | -1.2899 | 5.1584 | 161 | 7.2968 | kWh | 2137.9344 | N/A | N/A | 72.9677 |  | 161 | 1 | -710 | 97.2 | 0 | 0 | 10 | 0
| SWWH028G | ERC | Ex | CZ02 |  | 162 | SWWH028E | 1 | 10 | 2022 | natural gas | electricity | NR |  | -654 |  | 90.3 | -654 |  | 90.3 |  | -654 | 90.3 | 0 | 0 |  | 0 | 0 |  | TRUE | 10 | 0 | 0 | TRUE | 2022+10 | 2032+00 | TRUE | TRUE | FALSE | FALSE | -654 | 90.3 | TRUE | TRUE | FALSE | FALSE | 0 | 0 | TRUE | TRUE | TRUE | -654 | 90.3 | 0 | 0 | -6540 | 903 | 0 | 0 | 3423.1829 | 100000 | #N/A | 100000 | 0.034232 | 1 | #N/A | 0 | 0.00018167 | 0.005307 | #N/A | 0.005307 |  | 162 | 67.9124 | PASS | 3.6041 | PASS | Eligible | -1.1881 | 4.7923 | 162 | 6.7979 | kWh | 1991.7662 | N/A | N/A | 67.979 |  | 162 | 1 | -654 | 90.3 | 0 | 0 | 10 | 0
| SWWH028G | ERC | Ex | CZ03 |  | 163 | SWWH028E | 1 | 10 | 2022 | natural gas | electricity | NR |  | -656 |  | 90.6 | -656 |  | 90.6 |  | -656 | 90.6 | 0 | 0 |  | 0 | 0 |  | TRUE | 10 | 0 | 0 | TRUE | 2022+10 | 2032+00 | TRUE | TRUE | FALSE | FALSE | -656 | 90.6 | TRUE | TRUE | FALSE | FALSE | 0 | 0 | TRUE | TRUE | TRUE | -656 | 90.6 | 0 | 0 | -6560 | 906 | 0 | 0 | 3423.1829 | 100000 | #N/A | 100000 | 0.034232 | 1 | #N/A | 0 | 0.00018167 | 0.005307 | #N/A | 0.005307 |  | 163 | 68.1439 | PASS | 3.6164 | PASS | Eligible | -1.1918 | 4.8082 | 163 | 6.8211 | kWh | 1998.5561 | N/A | N/A | 68.2107 |  | 163 | 1 | -656 | 90.6 | 0 | 0 | 10 | 0
| SWWH028G | ERC | Ex | CZ04 |  | 164 | SWWH028E | 1 | 10 | 2022 | natural gas | electricity | NR |  | -633 |  | 87.7 | -633 |  | 87.7 |  | -633 | 87.7 | 0 | 0 |  | 0 | 0 |  | TRUE | 10 | 0 | 0 | TRUE | 2022+10 | 2032+00 | TRUE | TRUE | FALSE | FALSE | -633 | 87.7 | TRUE | TRUE | FALSE | FALSE | 0 | 0 | TRUE | TRUE | TRUE | -633 | 87.7 | 0 | 0 | -6330 | 877 | 0 | 0 | 3423.1829 | 100000 | #N/A | 100000 | 0.034232 | 1 | #N/A | 0 | 0.00018167 | 0.005307 | #N/A | 0.005307 |  | 164 | 66.0313 | PASS | 3.5043 | PASS | Eligible | -1.15 | 4.6543 | 164 | 6.6096 | kWh | 1936.5869 | N/A | N/A | 66.0957 |  | 164 | 1 | -633 | 87.7 | 0 | 0 | 10 | 0
| SWWH028G | ERC | Ex | CZ05 |  | 165 | SWWH028E | 1 | 10 | 2022 | natural gas | electricity | NR |  | -667 |  | 92 | -667 |  | 92 |  | -667 | 92 | 0 | 0 |  | 0 | 0 |  | TRUE | 10 | 0 | 0 | TRUE | 2022+10 | 2032+00 | TRUE | TRUE | FALSE | FALSE | -667 | 92 | TRUE | TRUE | FALSE | FALSE | 0 | 0 | TRUE | TRUE | TRUE | -667 | 92 | 0 | 0 | -6670 | 920 | 0 | 0 | 3423.1829 | 100000 | #N/A | 100000 | 0.034232 | 1 | #N/A | 0 | 0.00018167 | 0.005307 | #N/A | 0.005307 |  | 165 | 69.1674 | PASS | 3.6707 | PASS | Eligible | -1.2117 | 4.8825 | 165 | 6.9235 | kWh | 2028.5757 | N/A | N/A | 69.2353 |  | 165 | 1 | -667 | 92 | 0 | 0 | 10 | 0
| SWWH028G | ERC | Ex | CZ06 |  | 166 | SWWH028E | 1 | 10 | 2022 | natural gas | electricity | NR |  | -613 |  | 85.1 | -613 |  | 85.1 |  | -613 | 85.1 | 0 | 0 |  | 0 | 0 |  | TRUE | 10 | 0 | 0 | TRUE | 2022+10 | 2032+00 | TRUE | TRUE | FALSE | FALSE | -613 | 85.1 | TRUE | TRUE | FALSE | FALSE | 0 | 0 | TRUE | TRUE | TRUE | -613 | 85.1 | 0 | 0 | -6130 | 851 | 0 | 0 | 3423.1829 | 100000 | #N/A | 100000 | 0.034232 | 1 | #N/A | 0 | 0.00018167 | 0.005307 | #N/A | 0.005307 |  | 166 | 64.1159 | PASS | 3.4027 | PASS | Eligible | -1.1136 | 4.5163 | 166 | 6.4178 | kWh | 1880.4076 | N/A | N/A | 64.1783 |  | 166 | 1 | -613 | 85.1 | 0 | 0 | 10 | 0
| SWWH028G | ERC | Ex | CZ07 |  | 167 | SWWH028E | 1 | 10 | 2022 | natural gas | electricity | NR |  | -605 |  | 84.2 | -605 |  | 84.2 |  | -605 | 84.2 | 0 | 0 |  | 0 | 0 |  | TRUE | 10 | 0 | 0 | TRUE | 2022+10 | 2032+00 | TRUE | TRUE | FALSE | FALSE | -605 | 84.2 | TRUE | TRUE | FALSE | FALSE | 0 | 0 | TRUE | TRUE | TRUE | -605 | 84.2 | 0 | 0 | -6050 | 842 | 0 | 0 | 3423.1829 | 100000 | #N/A | 100000 | 0.034232 | 1 | #N/A | 0 | 0.00018167 | 0.005307 | #N/A | 0.005307 |  | 167 | 63.4897 | PASS | 3.3694 | PASS | Eligible | -1.0991 | 4.4685 | 167 | 6.3551 | kWh | 1862.0378 | N/A | N/A | 63.5513 |  | 167 | 1 | -605 | 84.2 | 0 | 0 | 10 | 0
| SWWH028G | ERC | Ex | CZ08 |  | 168 | SWWH028E | 1 | 10 | 2022 | natural gas | electricity | NR |  | -595 |  | 82.8 | -595 |  | 82.8 |  | -595 | 82.8 | 0 | 0 |  | 0 | 0 |  | TRUE | 10 | 0 | 0 | TRUE | 2022+10 | 2032+00 | TRUE | TRUE | FALSE | FALSE | -595 | 82.8 | TRUE | TRUE | FALSE | FALSE | 0 | 0 | TRUE | TRUE | TRUE | -595 | 82.8 | 0 | 0 | -5950 | 828 | 0 | 0 | 3423.1829 | 100000 | #N/A | 100000 | 0.034232 | 1 | #N/A | 0 | 0.00018167 | 0.005307 | #N/A | 0.005307 |  | 168 | 62.4321 | PASS | 3.3133 | PASS | Eligible | -1.0809 | 4.3942 | 168 | 6.2493 | kWh | 1831.0182 | N/A | N/A | 62.4926 |  | 168 | 1 | -595 | 82.8 | 0 | 0 | 10 | 0
| SWWH028G | ERC | Ex | CZ09 |  | 169 | SWWH028E | 1 | 10 | 2022 | natural gas | electricity | NR |  | -595 |  | 82.7 | -595 |  | 82.7 |  | -595 | 82.7 | 0 | 0 |  | 0 | 0 |  | TRUE | 10 | 0 | 0 | TRUE | 2022+10 | 2032+00 | TRUE | TRUE | FALSE | FALSE | -595 | 82.7 | TRUE | TRUE | FALSE | FALSE | 0 | 0 | TRUE | TRUE | TRUE | -595 | 82.7 | 0 | 0 | -5950 | 827 | 0 | 0 | 3423.1829 | 100000 | #N/A | 100000 | 0.034232 | 1 | #N/A | 0 | 0.00018167 | 0.005307 | #N/A | 0.005307 |  | 169 | 62.3321 | PASS | 3.308 | PASS | Eligible | -1.0809 | 4.3889 | 169 | 6.2393 | kWh | 1828.0882 | N/A | N/A | 62.3927 |  | 169 | 1 | -595 | 82.7 | 0 | 0 | 10 | 0
| SWWH028G | ERC | Ex | CZ10 |  | 170 | SWWH028E | 1 | 10 | 2022 | natural gas | electricity | NR |  | -592 |  | 82.3 | -592 |  | 82.3 |  | -592 | 82.3 | 0 | 0 |  | 0 | 0 |  | TRUE | 10 | 0 | 0 | TRUE | 2022+10 | 2032+00 | TRUE | TRUE | FALSE | FALSE | -592 | 82.3 | TRUE | TRUE | FALSE | FALSE | 0 | 0 | TRUE | TRUE | TRUE | -592 | 82.3 | 0 | 0 | -5920 | 823 | 0 | 0 | 3423.1829 | 100000 | #N/A | 100000 | 0.034232 | 1 | #N/A | 0 | 0.00018167 | 0.005307 | #N/A | 0.005307 |  | 170 | 62.0348 | PASS | 3.2922 | PASS | Eligible | -1.0755 | 4.3677 | 170 | 6.2095 | kWh | 1819.3683 | N/A | N/A | 62.095 |  | 170 | 1 | -592 | 82.3 | 0 | 0 | 10 | 0
| SWWH028G | ERC | Ex | CZ11 |  | 171 | SWWH028E | 1 | 10 | 2022 | natural gas | electricity | NR |  | -602 |  | 83.4 | -602 |  | 83.4 |  | -602 | 83.4 | 0 | 0 |  | 0 | 0 |  | TRUE | 10 | 0 | 0 | TRUE | 2022+10 | 2032+00 | TRUE | TRUE | FALSE | FALSE | -602 | 83.4 | TRUE | TRUE | FALSE | FALSE | 0 | 0 | TRUE | TRUE | TRUE | -602 | 83.4 | 0 | 0 | -6020 | 834 | 0 | 0 | 3423.1829 | 100000 | #N/A | 100000 | 0.034232 | 1 | #N/A | 0 | 0.00018167 | 0.005307 | #N/A | 0.005307 |  | 171 | 62.7924 | PASS | 3.3324 | PASS | Eligible | -1.0937 | 4.4261 | 171 | 6.2854 | kWh | 1841.598 | N/A | N/A | 62.8537 |  | 171 | 1 | -602 | 83.4 | 0 | 0 | 10 | 0
| SWWH028G | ERC | Ex | CZ12 |  | 172 | SWWH028E | 1 | 10 | 2022 | natural gas | electricity | NR |  | -622 |  | 86.1 | -622 |  | 86.1 |  | -622 | 86.1 | 0 | 0 |  | 0 | 0 |  | TRUE | 10 | 0 | 0 | TRUE | 2022+10 | 2032+00 | TRUE | TRUE | FALSE | FALSE | -622 | 86.1 | TRUE | TRUE | FALSE | FALSE | 0 | 0 | TRUE | TRUE | TRUE | -622 | 86.1 | 0 | 0 | -6220 | 861 | 0 | 0 | 3423.1829 | 100000 | #N/A | 100000 | 0.034232 | 1 | #N/A | 0 | 0.00018167 | 0.005307 | #N/A | 0.005307 |  | 172 | 64.8078 | PASS | 3.4394 | PASS | Eligible | -1.13 | 4.5694 | 172 | 6.4871 | kWh | 1900.7073 | N/A | N/A | 64.8711 |  | 172 | 1 | -622 | 86.1 | 0 | 0 | 10 | 0
| SWWH028G | ERC | Ex | CZ13 |  | 173 | SWWH028E | 1 | 10 | 2022 | natural gas | electricity | NR |  | -594 |  | 82.4 | -594 |  | 82.4 |  | -594 | 82.4 | 0 | 0 |  | 0 | 0 |  | TRUE | 10 | 0 | 0 | TRUE | 2022+10 | 2032+00 | TRUE | TRUE | FALSE | FALSE | -594 | 82.4 | TRUE | TRUE | FALSE | FALSE | 0 | 0 | TRUE | TRUE | TRUE | -594 | 82.4 | 0 | 0 | -5940 | 824 | 0 | 0 | 3423.1829 | 100000 | #N/A | 100000 | 0.034232 | 1 | #N/A | 0 | 0.00018167 | 0.005307 | #N/A | 0.005307 |  | 173 | 62.0663 | PASS | 3.2939 | PASS | Eligible | -1.0791 | 4.373 | 173 | 6.2127 | kWh | 1820.2983 | N/A | N/A | 62.1268 |  | 173 | 1 | -594 | 82.4 | 0 | 0 | 10 | 0
| SWWH028G | ERC | Ex | CZ14 |  | 174 | SWWH028E | 1 | 10 | 2022 | natural gas | electricity | NR |  | -606 |  | 84 | -606 |  | 84 |  | -606 | 84 | 0 | 0 |  | 0 | 0 |  | TRUE | 10 | 0 | 0 | TRUE | 2022+10 | 2032+00 | TRUE | TRUE | FALSE | FALSE | -606 | 84 | TRUE | TRUE | FALSE | FALSE | 0 | 0 | TRUE | TRUE | TRUE | -606 | 84 | 0 | 0 | -6060 | 840 | 0 | 0 | 3423.1829 | 100000 | #N/A | 100000 | 0.034232 | 1 | #N/A | 0 | 0.00018167 | 0.005307 | #N/A | 0.005307 |  | 174 | 63.2555 | PASS | 3.357 | PASS | Eligible | -1.1009 | 4.4579 | 174 | 6.3317 | kWh | 1855.1778 | N/A | N/A | 63.3172 |  | 174 | 1 | -606 | 84 | 0 | 0 | 10 | 0
| SWWH028G | ERC | Ex | CZ15 |  | 175 | SWWH028E | 1 | 10 | 2022 | natural gas | electricity | NR |  | -493 |  | 69.2 | -493 |  | 69.2 |  | -493 | 69.2 | 0 | 0 |  | 0 | 0 |  | TRUE | 10 | 0 | 0 | TRUE | 2022+10 | 2032+00 | TRUE | TRUE | FALSE | FALSE | -493 | 69.2 | TRUE | TRUE | FALSE | FALSE | 0 | 0 | TRUE | TRUE | TRUE | -493 | 69.2 | 0 | 0 | -4930 | 692 | 0 | 0 | 3423.1829 | 100000 | #N/A | 100000 | 0.034232 | 1 | #N/A | 0 | 0.00018167 | 0.005307 | #N/A | 0.005307 |  | 175 | 52.3237 | PASS | 2.7768 | PASS | Eligible | -0.89563 | 3.6725 | 175 | 5.2374 | kWh | 1534.5418 | N/A | N/A | 52.3739 |  | 175 | 1 | -493 | 69.2 | 0 | 0 | 10 | 0
| SWWH028G | ERC | Ex | CZ16 |  | 176 | SWWH028E | 1 | 10 | 2022 | natural gas | electricity | NR |  | -705 |  | 96.7 | -705 |  | 96.7 |  | -705 | 96.7 | 0 | 0 |  | 0 | 0 |  | TRUE | 10 | 0 | 0 | TRUE | 2022+10 | 2032+00 | TRUE | TRUE | FALSE | FALSE | -705 | 96.7 | TRUE | TRUE | FALSE | FALSE | 0 | 0 | TRUE | TRUE | TRUE | -705 | 96.7 | 0 | 0 | -7050 | 967 | 0 | 0 | 3423.1829 | 100000 | #N/A | 100000 | 0.034232 | 1 | #N/A | 0 | 0.00018167 | 0.005307 | #N/A | 0.005307 |  | 176 | 72.5666 | PASS | 3.8511 | PASS | Eligible | -1.2808 | 5.1319 | 176 | 7.2638 | kWh | 2128.2845 | N/A | N/A | 72.6384 |  | 176 | 1 | -705 | 96.7 | 0 | 0 | 10 | 0
| SWWH028G | Gro | Ex | CZ01 |  | 177 | SWWH028E | 1 | 10 | 2022 | natural gas | electricity | NR |  | -411 |  | 56.9 | -411 |  | 56.9 |  | -411 | 56.9 | 0 | 0 |  | 0 | 0 |  | TRUE | 10 | 0 | 0 | TRUE | 2022+10 | 2032+00 | TRUE | TRUE | FALSE | FALSE | -411 | 56.9 | TRUE | TRUE | FALSE | FALSE | 0 | 0 | TRUE | TRUE | TRUE | -411 | 56.9 | 0 | 0 | -4110 | 569 | 0 | 0 | 3423.1829 | 100000 | #N/A | 100000 | 0.034232 | 1 | #N/A | 0 | 0.00018167 | 0.005307 | #N/A | 0.005307 |  | 177 | 42.8307 | PASS | 2.273 | PASS | Eligible | -0.74666 | 3.0197 | 177 | 4.2873 | kWh | 1256.155 | N/A | N/A | 42.8726 |  | 177 | 1 | -411 | 56.9 | 0 | 0 | 10 | 0
| SWWH028G | Gro | Ex | CZ02 |  | 178 | SWWH028E | 1 | 10 | 2022 | natural gas | electricity | NR |  | -366 |  | 51.2 | -366 |  | 51.2 |  | -366 | 51.2 | 0 | 0 |  | 0 | 0 |  | TRUE | 10 | 0 | 0 | TRUE | 2022+10 | 2032+00 | TRUE | TRUE | FALSE | FALSE | -366 | 51.2 | TRUE | TRUE | FALSE | FALSE | 0 | 0 | TRUE | TRUE | TRUE | -366 | 51.2 | 0 | 0 | -3660 | 512 | 0 | 0 | 3423.1829 | 100000 | #N/A | 100000 | 0.034232 | 1 | #N/A | 0 | 0.00018167 | 0.005307 | #N/A | 0.005307 |  | 178 | 38.6712 | PASS | 2.0523 | PASS | Eligible | -0.66491 | 2.7172 | 178 | 3.8708 | kWh | 1134.1465 | N/A | N/A | 38.7084 |  | 178 | 1 | -366 | 51.2 | 0 | 0 | 10 | 0
| SWWH028G | Gro | Ex | CZ03 |  | 179 | SWWH028E | 1 | 10 | 2022 | natural gas | electricity | NR |  | -364 |  | 51.4 | -364 |  | 51.4 |  | -364 | 51.4 | 0 | 0 |  | 0 | 0 |  | TRUE | 10 | 0 | 0 | TRUE | 2022+10 | 2032+00 | TRUE | TRUE | FALSE | FALSE | -364 | 51.4 | TRUE | TRUE | FALSE | FALSE | 0 | 0 | TRUE | TRUE | TRUE | -364 | 51.4 | 0 | 0 | -3640 | 514 | 0 | 0 | 3423.1829 | 100000 | #N/A | 100000 | 0.034232 | 1 | #N/A | 0 | 0.00018167 | 0.005307 | #N/A | 0.005307 |  | 179 | 38.9396 | PASS | 2.0665 | PASS | Eligible | -0.66128 | 2.7278 | 179 | 3.8977 | kWh | 1142.0064 | N/A | N/A | 38.9767 |  | 179 | 1 | -364 | 51.4 | 0 | 0 | 10 | 0
| SWWH028G | Gro | Ex | CZ04 |  | 180 | SWWH028E | 1 | 10 | 2022 | natural gas | electricity | NR |  | -348 |  | 49 | -348 |  | 49 |  | -348 | 49 | 0 | 0 |  | 0 | 0 |  | TRUE | 10 | 0 | 0 | TRUE | 2022+10 | 2032+00 | TRUE | TRUE | FALSE | FALSE | -348 | 49 | TRUE | TRUE | FALSE | FALSE | 0 | 0 | TRUE | TRUE | TRUE | -348 | 49 | 0 | 0 | -3480 | 490 | 0 | 0 | 3423.1829 | 100000 | #N/A | 100000 | 0.034232 | 1 | #N/A | 0 | 0.00018167 | 0.005307 | #N/A | 0.005307 |  | 180 | 37.0873 | PASS | 1.9682 | PASS | Eligible | -0.63221 | 2.6004 | 180 | 3.7123 | kWh | 1087.6871 | N/A | N/A | 37.1228 |  | 180 | 1 | -348 | 49 | 0 | 0 | 10 | 0
| SWWH028G | Gro | Ex | CZ05 |  | 181 | SWWH028E | 1 | 10 | 2022 | natural gas | electricity | NR |  | -373 |  | 52.6 | -373 |  | 52.6 |  | -373 | 52.6 | 0 | 0 |  | 0 | 0 |  | TRUE | 10 | 0 | 0 | TRUE | 2022+10 | 2032+00 | TRUE | TRUE | FALSE | FALSE | -373 | 52.6 | TRUE | TRUE | FALSE | FALSE | 0 | 0 | TRUE | TRUE | TRUE | -373 | 52.6 | 0 | 0 | -3730 | 526 | 0 | 0 | 3423.1829 | 100000 | #N/A | 100000 | 0.034232 | 1 | #N/A | 0 | 0.00018167 | 0.005307 | #N/A | 0.005307 |  | 181 | 39.8315 | PASS | 2.1139 | PASS | Eligible | -0.67763 | 2.7915 | 181 | 3.987 | kWh | 1168.1661 | N/A | N/A | 39.8695 |  | 181 | 1 | -373 | 52.6 | 0 | 0 | 10 | 0
| SWWH028G | Gro | Ex | CZ06 |  | 182 | SWWH028E | 1 | 10 | 2022 | natural gas | electricity | NR |  | -329 |  | 46.9 | -329 |  | 46.9 |  | -329 | 46.9 | 0 | 0 |  | 0 | 0 |  | TRUE | 10 | 0 | 0 | TRUE | 2022+10 | 2032+00 | TRUE | TRUE | FALSE | FALSE | -329 | 46.9 | TRUE | TRUE | FALSE | FALSE | 0 | 0 | TRUE | TRUE | TRUE | -329 | 46.9 | 0 | 0 | -3290 | 469 | 0 | 0 | 3423.1829 | 100000 | #N/A | 100000 | 0.034232 | 1 | #N/A | 0 | 0.00018167 | 0.005307 | #N/A | 0.005307 |  | 182 | 35.6377 | PASS | 1.8913 | PASS | Eligible | -0.59769 | 2.489 | 182 | 3.5671 | kWh | 1045.1576 | N/A | N/A | 35.6712 |  | 182 | 1 | -329 | 46.9 | 0 | 0 | 10 | 0
| SWWH028G | Gro | Ex | CZ07 |  | 183 | SWWH028E | 1 | 10 | 2022 | natural gas | electricity | NR |  | -323 |  | 46.1 | -323 |  | 46.1 |  | -323 | 46.1 | 0 | 0 |  | 0 | 0 |  | TRUE | 10 | 0 | 0 | TRUE | 2022+10 | 2032+00 | TRUE | TRUE | FALSE | FALSE | -323 | 46.1 | TRUE | TRUE | FALSE | FALSE | 0 | 0 | TRUE | TRUE | TRUE | -323 | 46.1 | 0 | 0 | -3230 | 461 | 0 | 0 | 3423.1829 | 100000 | #N/A | 100000 | 0.034232 | 1 | #N/A | 0 | 0.00018167 | 0.005307 | #N/A | 0.005307 |  | 183 | 35.0431 | PASS | 1.8598 | PASS | Eligible | -0.58679 | 2.4465 | 183 | 3.5076 | kWh | 1027.7178 | N/A | N/A | 35.076 |  | 183 | 1 | -323 | 46.1 | 0 | 0 | 10 | 0
| SWWH028G | Gro | Ex | CZ08 |  | 184 | SWWH028E | 1 | 10 | 2022 | natural gas | electricity | NR |  | -314 |  | 44.9 | -314 |  | 44.9 |  | -314 | 44.9 | 0 | 0 |  | 0 | 0 |  | TRUE | 10 | 0 | 0 | TRUE | 2022+10 | 2032+00 | TRUE | TRUE | FALSE | FALSE | -314 | 44.9 | TRUE | TRUE | FALSE | FALSE | 0 | 0 | TRUE | TRUE | TRUE | -314 | 44.9 | 0 | 0 | -3140 | 449 | 0 | 0 | 3423.1829 | 100000 | #N/A | 100000 | 0.034232 | 1 | #N/A | 0 | 0.00018167 | 0.005307 | #N/A | 0.005307 |  | 184 | 34.1512 | PASS | 1.8124 | PASS | Eligible | -0.57044 | 2.3829 | 184 | 3.4183 | kWh | 1001.5582 | N/A | N/A | 34.1832 |  | 184 | 1 | -314 | 44.9 | 0 | 0 | 10 | 0
| SWWH028G | Gro | Ex | CZ09 |  | 185 | SWWH028E | 1 | 10 | 2022 | natural gas | electricity | NR |  | -314 |  | 44.9 | -314 |  | 44.9 |  | -314 | 44.9 | 0 | 0 |  | 0 | 0 |  | TRUE | 10 | 0 | 0 | TRUE | 2022+10 | 2032+00 | TRUE | TRUE | FALSE | FALSE | -314 | 44.9 | TRUE | TRUE | FALSE | FALSE | 0 | 0 | TRUE | TRUE | TRUE | -314 | 44.9 | 0 | 0 | -3140 | 449 | 0 | 0 | 3423.1829 | 100000 | #N/A | 100000 | 0.034232 | 1 | #N/A | 0 | 0.00018167 | 0.005307 | #N/A | 0.005307 |  | 185 | 34.1512 | PASS | 1.8124 | PASS | Eligible | -0.57044 | 2.3829 | 185 | 3.4183 | kWh | 1001.5582 | N/A | N/A | 34.1832 |  | 185 | 1 | -314 | 44.9 | 0 | 0 | 10 | 0
| SWWH028G | Gro | Ex | CZ10 |  | 186 | SWWH028E | 1 | 10 | 2022 | natural gas | electricity | NR |  | -312 |  | 44.5 | -312 |  | 44.5 |  | -312 | 44.5 | 0 | 0 |  | 0 | 0 |  | TRUE | 10 | 0 | 0 | TRUE | 2022+10 | 2032+00 | TRUE | TRUE | FALSE | FALSE | -312 | 44.5 | TRUE | TRUE | FALSE | FALSE | 0 | 0 | TRUE | TRUE | TRUE | -312 | 44.5 | 0 | 0 | -3120 | 445 | 0 | 0 | 3423.1829 | 100000 | #N/A | 100000 | 0.034232 | 1 | #N/A | 0 | 0.00018167 | 0.005307 | #N/A | 0.005307 |  | 186 | 33.8197 | PASS | 1.7948 | PASS | Eligible | -0.56681 | 2.3616 | 186 | 3.3851 | kWh | 991.8383 | N/A | N/A | 33.8514 |  | 186 | 1 | -312 | 44.5 | 0 | 0 | 10 | 0
| SWWH028G | Gro | Ex | CZ11 |  | 187 | SWWH028E | 1 | 10 | 2022 | natural gas | electricity | NR |  | -322 |  | 45.5 | -322 |  | 45.5 |  | -322 | 45.5 | 0 | 0 |  | 0 | 0 |  | TRUE | 10 | 0 | 0 | TRUE | 2022+10 | 2032+00 | TRUE | TRUE | FALSE | FALSE | -322 | 45.5 | TRUE | TRUE | FALSE | FALSE | 0 | 0 | TRUE | TRUE | TRUE | -322 | 45.5 | 0 | 0 | -3220 | 455 | 0 | 0 | 3423.1829 | 100000 | #N/A | 100000 | 0.034232 | 1 | #N/A | 0 | 0.00018167 | 0.005307 | #N/A | 0.005307 |  | 187 | 34.4774 | PASS | 1.8297 | PASS | Eligible | -0.58498 | 2.4147 | 187 | 3.451 | kWh | 1011.138 | N/A | N/A | 34.5101 |  | 187 | 1 | -322 | 45.5 | 0 | 0 | 10 | 0
| SWWH028G | Gro | Ex | CZ12 |  | 188 | SWWH028E | 1 | 10 | 2022 | natural gas | electricity | NR |  | -339 |  | 47.7 | -339 |  | 47.7 |  | -339 | 47.7 | 0 | 0 |  | 0 | 0 |  | TRUE | 10 | 0 | 0 | TRUE | 2022+10 | 2032+00 | TRUE | TRUE | FALSE | FALSE | -339 | 47.7 | TRUE | TRUE | FALSE | FALSE | 0 | 0 | TRUE | TRUE | TRUE | -339 | 47.7 | 0 | 0 | -3390 | 477 | 0 | 0 | 3423.1829 | 100000 | #N/A | 100000 | 0.034232 | 1 | #N/A | 0 | 0.00018167 | 0.005307 | #N/A | 0.005307 |  | 188 | 36.0954 | PASS | 1.9156 | PASS | Eligible | -0.61586 | 2.5315 | 188 | 3.613 | kWh | 1058.5974 | N/A | N/A | 36.1299 |  | 188 | 1 | -339 | 47.7 | 0 | 0 | 10 | 0
| SWWH028G | Gro | Ex | CZ13 |  | 189 | SWWH028E | 1 | 10 | 2022 | natural gas | electricity | NR |  | -315 |  | 44.6 | -315 |  | 44.6 |  | -315 | 44.6 | 0 | 0 |  | 0 | 0 |  | TRUE | 10 | 0 | 0 | TRUE | 2022+10 | 2032+00 | TRUE | TRUE | FALSE | FALSE | -315 | 44.6 | TRUE | TRUE | FALSE | FALSE | 0 | 0 | TRUE | TRUE | TRUE | -315 | 44.6 | 0 | 0 | -3150 | 446 | 0 | 0 | 3423.1829 | 100000 | #N/A | 100000 | 0.034232 | 1 | #N/A | 0 | 0.00018167 | 0.005307 | #N/A | 0.005307 |  | 189 | 33.817 | PASS | 1.7947 | PASS | Eligible | -0.57226 | 2.3669 | 189 | 3.3849 | kWh | 991.7682 | N/A | N/A | 33.849 |  | 189 | 1 | -315 | 44.6 | 0 | 0 | 10 | 0
| SWWH028G | Gro | Ex | CZ14 |  | 190 | SWWH028E | 1 | 10 | 2022 | natural gas | electricity | NR |  | -325 |  | 46 | -325 |  | 46 |  | -325 | 46 | 0 | 0 |  | 0 | 0 |  | TRUE | 10 | 0 | 0 | TRUE | 2022+10 | 2032+00 | TRUE | TRUE | FALSE | FALSE | -325 | 46 | TRUE | TRUE | FALSE | FALSE | 0 | 0 | TRUE | TRUE | TRUE | -325 | 46 | 0 | 0 | -3250 | 460 | 0 | 0 | 3423.1829 | 100000 | #N/A | 100000 | 0.034232 | 1 | #N/A | 0 | 0.00018167 | 0.005307 | #N/A | 0.005307 |  | 190 | 34.8747 | PASS | 1.8508 | PASS | Eligible | -0.59043 | 2.4412 | 190 | 3.4908 | kWh | 1022.7879 | N/A | N/A | 34.9078 |  | 190 | 1 | -325 | 46 | 0 | 0 | 10 | 0
| SWWH028G | Gro | Ex | CZ15 |  | 191 | SWWH028E | 1 | 10 | 2022 | natural gas | electricity | NR |  | -231 |  | 33.5 | -231 |  | 33.5 |  | -231 | 33.5 | 0 | 0 |  | 0 | 0 |  | TRUE | 10 | 0 | 0 | TRUE | 2022+10 | 2032+00 | TRUE | TRUE | FALSE | FALSE | -231 | 33.5 | TRUE | TRUE | FALSE | FALSE | 0 | 0 | TRUE | TRUE | TRUE | -231 | 33.5 | 0 | 0 | -2310 | 335 | 0 | 0 | 3423.1829 | 100000 | #N/A | 100000 | 0.034232 | 1 | #N/A | 0 | 0.00018167 | 0.005307 | #N/A | 0.005307 |  | 191 | 25.5924 | PASS | 1.3582 | PASS | Eligible | -0.41966 | 1.7779 | 191 | 2.5616 | kWh | 750.5412 | N/A | N/A | 25.616 |  | 191 | 1 | -231 | 33.5 | 0 | 0 | 10 | 0
| SWWH028G | Gro | Ex | CZ16 |  | 192 | SWWH028E | 1 | 10 | 2022 | natural gas | electricity | NR |  | -407 |  | 56.6 | -407 |  | 56.6 |  | -407 | 56.6 | 0 | 0 |  | 0 | 0 |  | TRUE | 10 | 0 | 0 | TRUE | 2022+10 | 2032+00 | TRUE | TRUE | FALSE | FALSE | -407 | 56.6 | TRUE | TRUE | FALSE | FALSE | 0 | 0 | TRUE | TRUE | TRUE | -407 | 56.6 | 0 | 0 | -4070 | 566 | 0 | 0 | 3423.1829 | 100000 | #N/A | 100000 | 0.034232 | 1 | #N/A | 0 | 0.00018167 | 0.005307 | #N/A | 0.005307 |  | 192 | 42.6676 | PASS | 2.2644 | PASS | Eligible | -0.7394 | 3.0038 | 192 | 4.2709 | kWh | 1251.3651 | N/A | N/A | 42.7091 |  | 192 | 1 | -407 | 56.6 | 0 | 0 | 10 | 0
| SWWH028G | Hsp | Ex | CZ01 |  | 193 | SWWH028E | 1 | 10 | 2022 | natural gas | electricity | NR |  | -268 |  | 40.5 | -268 |  | 40.5 |  | -268 | 40.5 | 0 | 0 |  | 0 | 0 |  | TRUE | 10 | 0 | 0 | TRUE | 2022+10 | 2032+00 | TRUE | TRUE | FALSE | FALSE | -268 | 40.5 | TRUE | TRUE | FALSE | FALSE | 0 | 0 | TRUE | TRUE | TRUE | -268 | 40.5 | 0 | 0 | -2680 | 405 | 0 | 0 | 3423.1829 | 100000 | #N/A | 100000 | 0.034232 | 1 | #N/A | 0 | 0.00018167 | 0.005307 | #N/A | 0.005307 |  | 193 | 31.3259 | PASS | 1.6625 | PASS | Eligible | -0.48687 | 2.1494 | 193 | 3.1353 | kWh | 918.6393 | N/A | N/A | 31.3532 |  | 193 | 1 | -268 | 40.5 | 0 | 0 | 10 | 0
| SWWH028G | Hsp | Ex | CZ02 |  | 194 | SWWH028E | 1 | 10 | 2022 | natural gas | electricity | NR |  | -247 |  | 37.7 | -247 |  | 37.7 |  | -247 | 37.7 | 0 | 0 |  | 0 | 0 |  | TRUE | 10 | 0 | 0 | TRUE | 2022+10 | 2032+00 | TRUE | TRUE | FALSE | FALSE | -247 | 37.7 | TRUE | TRUE | FALSE | FALSE | 0 | 0 | TRUE | TRUE | TRUE | -247 | 37.7 | 0 | 0 | -2470 | 377 | 0 | 0 | 3423.1829 | 100000 | #N/A | 100000 | 0.034232 | 1 | #N/A | 0 | 0.00018167 | 0.005307 | #N/A | 0.005307 |  | 194 | 29.2447 | PASS | 1.552 | PASS | Eligible | -0.44872 | 2.0008 | 194 | 2.927 | kWh | 857.6001 | N/A | N/A | 29.2699 |  | 194 | 1 | -247 | 37.7 | 0 | 0 | 10 | 0
| SWWH028G | Hsp | Ex | CZ03 |  | 195 | SWWH028E | 1 | 10 | 2022 | natural gas | electricity | NR |  | -245 |  | 37.8 | -245 |  | 37.8 |  | -245 | 37.8 | 0 | 0 |  | 0 | 0 |  | TRUE | 10 | 0 | 0 | TRUE | 2022+10 | 2032+00 | TRUE | TRUE | FALSE | FALSE | -245 | 37.8 | TRUE | TRUE | FALSE | FALSE | 0 | 0 | TRUE | TRUE | TRUE | -245 | 37.8 | 0 | 0 | -2450 | 378 | 0 | 0 | 3423.1829 | 100000 | #N/A | 100000 | 0.034232 | 1 | #N/A | 0 | 0.00018167 | 0.005307 | #N/A | 0.005307 |  | 195 | 29.4132 | PASS | 1.561 | PASS | Eligible | -0.44509 | 2.0061 | 195 | 2.9438 | kWh | 862.53 | N/A | N/A | 29.4381 |  | 195 | 1 | -245 | 37.8 | 0 | 0 | 10 | 0
| SWWH028G | Hsp | Ex | CZ04 |  | 196 | SWWH028E | 1 | 10 | 2022 | natural gas | electricity | NR |  | -237 |  | 36.6 | -237 |  | 36.6 |  | -237 | 36.6 | 0 | 0 |  | 0 | 0 |  | TRUE | 10 | 0 | 0 | TRUE | 2022+10 | 2032+00 | TRUE | TRUE | FALSE | FALSE | -237 | 36.6 | TRUE | TRUE | FALSE | FALSE | 0 | 0 | TRUE | TRUE | TRUE | -237 | 36.6 | 0 | 0 | -2370 | 366 | 0 | 0 | 3423.1829 | 100000 | #N/A | 100000 | 0.034232 | 1 | #N/A | 0 | 0.00018167 | 0.005307 | #N/A | 0.005307 |  | 196 | 28.4871 | PASS | 1.5118 | PASS | Eligible | -0.43056 | 1.9424 | 196 | 2.8511 | kWh | 835.3703 | N/A | N/A | 28.5112 |  | 196 | 1 | -237 | 36.6 | 0 | 0 | 10 | 0
| SWWH028G | Hsp | Ex | CZ05 |  | 197 | SWWH028E | 1 | 10 | 2022 | natural gas | electricity | NR |  | -249 |  | 38.4 | -249 |  | 38.4 |  | -249 | 38.4 | 0 | 0 |  | 0 | 0 |  | TRUE | 10 | 0 | 0 | TRUE | 2022+10 | 2032+00 | TRUE | TRUE | FALSE | FALSE | -249 | 38.4 | TRUE | TRUE | FALSE | FALSE | 0 | 0 | TRUE | TRUE | TRUE | -249 | 38.4 | 0 | 0 | -2490 | 384 | 0 | 0 | 3423.1829 | 100000 | #N/A | 100000 | 0.034232 | 1 | #N/A | 0 | 0.00018167 | 0.005307 | #N/A | 0.005307 |  | 197 | 29.8763 | PASS | 1.5855 | PASS | Eligible | -0.45236 | 2.0379 | 197 | 2.9902 | kWh | 876.1099 | N/A | N/A | 29.9016 |  | 197 | 1 | -249 | 38.4 | 0 | 0 | 10 | 0
| SWWH028G | Hsp | Ex | CZ06 |  | 198 | SWWH028E | 1 | 10 | 2022 | natural gas | electricity | NR |  | -228 |  | 35.5 | -228 |  | 35.5 |  | -228 | 35.5 | 0 | 0 |  | 0 | 0 |  | TRUE | 10 | 0 | 0 | TRUE | 2022+10 | 2032+00 | TRUE | TRUE | FALSE | FALSE | -228 | 35.5 | TRUE | TRUE | FALSE | FALSE | 0 | 0 | TRUE | TRUE | TRUE | -228 | 35.5 | 0 | 0 | -2280 | 355 | 0 | 0 | 3423.1829 | 100000 | #N/A | 100000 | 0.034232 | 1 | #N/A | 0 | 0.00018167 | 0.005307 | #N/A | 0.005307 |  | 198 | 27.6951 | PASS | 1.4698 | PASS | Eligible | -0.41421 | 1.884 | 198 | 2.7718 | kWh | 812.1406 | N/A | N/A | 27.7184 |  | 198 | 1 | -228 | 35.5 | 0 | 0 | 10 | 0
| SWWH028G | Hsp | Ex | CZ07 |  | 199 | SWWH028E | 1 | 10 | 2022 | natural gas | electricity | NR |  | -225 |  | 35.1 | -225 |  | 35.1 |  | -225 | 35.1 | 0 | 0 |  | 0 | 0 |  | TRUE | 10 | 0 | 0 | TRUE | 2022+10 | 2032+00 | TRUE | TRUE | FALSE | FALSE | -225 | 35.1 | TRUE | TRUE | FALSE | FALSE | 0 | 0 | TRUE | TRUE | TRUE | -225 | 35.1 | 0 | 0 | -2250 | 351 | 0 | 0 | 3423.1829 | 100000 | #N/A | 100000 | 0.034232 | 1 | #N/A | 0 | 0.00018167 | 0.005307 | #N/A | 0.005307 |  | 199 | 27.3978 | PASS | 1.454 | PASS | Eligible | -0.40876 | 1.8628 | 199 | 2.7421 | kWh | 803.4207 | N/A | N/A | 27.4208 |  | 199 | 1 | -225 | 35.1 | 0 | 0 | 10 | 0
| SWWH028G | Hsp | Ex | CZ08 |  | 200 | SWWH028E | 1 | 10 | 2022 | natural gas | electricity | NR |  | -221 |  | 34.5 | -221 |  | 34.5 |  | -221 | 34.5 | 0 | 0 |  | 0 | 0 |  | TRUE | 10 | 0 | 0 | TRUE | 2022+10 | 2032+00 | TRUE | TRUE | FALSE | FALSE | -221 | 34.5 | TRUE | TRUE | FALSE | FALSE | 0 | 0 | TRUE | TRUE | TRUE | -221 | 34.5 | 0 | 0 | -2210 | 345 | 0 | 0 | 3423.1829 | 100000 | #N/A | 100000 | 0.034232 | 1 | #N/A | 0 | 0.00018167 | 0.005307 | #N/A | 0.005307 |  | 200 | 26.9348 | PASS | 1.4294 | PASS | Eligible | -0.40149 | 1.8309 | 200 | 2.6957 | kWh | 789.8409 | N/A | N/A | 26.9573 |  | 200 | 1 | -221 | 34.5 | 0 | 0 | 10 | 0
| SWWH028G | Hsp | Ex | CZ09 |  | 201 | SWWH028E | 1 | 10 | 2022 | natural gas | electricity | NR |  | -221 |  | 34.5 | -221 |  | 34.5 |  | -221 | 34.5 | 0 | 0 |  | 0 | 0 |  | TRUE | 10 | 0 | 0 | TRUE | 2022+10 | 2032+00 | TRUE | TRUE | FALSE | FALSE | -221 | 34.5 | TRUE | TRUE | FALSE | FALSE | 0 | 0 | TRUE | TRUE | TRUE | -221 | 34.5 | 0 | 0 | -2210 | 345 | 0 | 0 | 3423.1829 | 100000 | #N/A | 100000 | 0.034232 | 1 | #N/A | 0 | 0.00018167 | 0.005307 | #N/A | 0.005307 |  | 201 | 26.9348 | PASS | 1.4294 | PASS | Eligible | -0.40149 | 1.8309 | 201 | 2.6957 | kWh | 789.8409 | N/A | N/A | 26.9573 |  | 201 | 1 | -221 | 34.5 | 0 | 0 | 10 | 0
| SWWH028G | Hsp | Ex | CZ10 |  | 202 | SWWH028E | 1 | 10 | 2022 | natural gas | electricity | NR |  | -220 |  | 34.3 | -220 |  | 34.3 |  | -220 | 34.3 | 0 | 0 |  | 0 | 0 |  | TRUE | 10 | 0 | 0 | TRUE | 2022+10 | 2032+00 | TRUE | TRUE | FALSE | FALSE | -220 | 34.3 | TRUE | TRUE | FALSE | FALSE | 0 | 0 | TRUE | TRUE | TRUE | -220 | 34.3 | 0 | 0 | -2200 | 343 | 0 | 0 | 3423.1829 | 100000 | #N/A | 100000 | 0.034232 | 1 | #N/A | 0 | 0.00018167 | 0.005307 | #N/A | 0.005307 |  | 202 | 26.769 | PASS | 1.4206 | PASS | Eligible | -0.39967 | 1.8203 | 202 | 2.6791 | kWh | 784.981 | N/A | N/A | 26.7914 |  | 202 | 1 | -220 | 34.3 | 0 | 0 | 10 | 0
| SWWH028G | Hsp | Ex | CZ11 |  | 203 | SWWH028E | 1 | 10 | 2022 | natural gas | electricity | NR |  | -225 |  | 34.8 | -225 |  | 34.8 |  | -225 | 34.8 | 0 | 0 |  | 0 | 0 |  | TRUE | 10 | 0 | 0 | TRUE | 2022+10 | 2032+00 | TRUE | TRUE | FALSE | FALSE | -225 | 34.8 | TRUE | TRUE | FALSE | FALSE | 0 | 0 | TRUE | TRUE | TRUE | -225 | 34.8 | 0 | 0 | -2250 | 348 | 0 | 0 | 3423.1829 | 100000 | #N/A | 100000 | 0.034232 | 1 | #N/A | 0 | 0.00018167 | 0.005307 | #N/A | 0.005307 |  | 203 | 27.0978 | PASS | 1.4381 | PASS | Eligible | -0.40876 | 1.8468 | 203 | 2.7121 | kWh | 794.6308 | N/A | N/A | 27.1207 |  | 203 | 1 | -225 | 34.8 | 0 | 0 | 10 | 0
| SWWH028G | Hsp | Ex | CZ12 |  | 204 | SWWH028E | 1 | 10 | 2022 | natural gas | electricity | NR |  | -234 |  | 35.9 | -234 |  | 35.9 |  | -234 | 35.9 | 0 | 0 |  | 0 | 0 |  | TRUE | 10 | 0 | 0 | TRUE | 2022+10 | 2032+00 | TRUE | TRUE | FALSE | FALSE | -234 | 35.9 | TRUE | TRUE | FALSE | FALSE | 0 | 0 | TRUE | TRUE | TRUE | -234 | 35.9 | 0 | 0 | -2340 | 359 | 0 | 0 | 3423.1829 | 100000 | #N/A | 100000 | 0.034232 | 1 | #N/A | 0 | 0.00018167 | 0.005307 | #N/A | 0.005307 |  | 204 | 27.8898 | PASS | 1.4801 | PASS | Eligible | -0.42511 | 1.9052 | 204 | 2.7914 | kWh | 817.8605 | N/A | N/A | 27.9136 |  | 204 | 1 | -234 | 35.9 | 0 | 0 | 10 | 0
| SWWH028G | Hsp | Ex | CZ13 |  | 205 | SWWH028E | 1 | 10 | 2022 | natural gas | electricity | NR |  | -222 |  | 34.4 | -222 |  | 34.4 |  | -222 | 34.4 | 0 | 0 |  | 0 | 0 |  | TRUE | 10 | 0 | 0 | TRUE | 2022+10 | 2032+00 | TRUE | TRUE | FALSE | FALSE | -222 | 34.4 | TRUE | TRUE | FALSE | FALSE | 0 | 0 | TRUE | TRUE | TRUE | -222 | 34.4 | 0 | 0 | -2220 | 344 | 0 | 0 | 3423.1829 | 100000 | #N/A | 100000 | 0.034232 | 1 | #N/A | 0 | 0.00018167 | 0.005307 | #N/A | 0.005307 |  | 205 | 26.8005 | PASS | 1.4223 | PASS | Eligible | -0.40331 | 1.8256 | 205 | 2.6823 | kWh | 785.9109 | N/A | N/A | 26.8231 |  | 205 | 1 | -222 | 34.4 | 0 | 0 | 10 | 0
| SWWH028G | Hsp | Ex | CZ14 |  | 206 | SWWH028E | 1 | 10 | 2022 | natural gas | electricity | NR |  | -227 |  | 35.1 | -227 |  | 35.1 |  | -227 | 35.1 | 0 | 0 |  | 0 | 0 |  | TRUE | 10 | 0 | 0 | TRUE | 2022+10 | 2032+00 | TRUE | TRUE | FALSE | FALSE | -227 | 35.1 | TRUE | TRUE | FALSE | FALSE | 0 | 0 | TRUE | TRUE | TRUE | -227 | 35.1 | 0 | 0 | -2270 | 351 | 0 | 0 | 3423.1829 | 100000 | #N/A | 100000 | 0.034232 | 1 | #N/A | 0 | 0.00018167 | 0.005307 | #N/A | 0.005307 |  | 206 | 27.3294 | PASS | 1.4504 | PASS | Eligible | -0.41239 | 1.8628 | 206 | 2.7352 | kWh | 801.4207 | N/A | N/A | 27.3525 |  | 206 | 1 | -227 | 35.1 | 0 | 0 | 10 | 0
| SWWH028G | Hsp | Ex | CZ15 |  | 207 | SWWH028E | 1 | 10 | 2022 | natural gas | electricity | NR |  | -181 |  | 28.9 | -181 |  | 28.9 |  | -181 | 28.9 | 0 | 0 |  | 0 | 0 |  | TRUE | 10 | 0 | 0 | TRUE | 2022+10 | 2032+00 | TRUE | TRUE | FALSE | FALSE | -181 | 28.9 | TRUE | TRUE | FALSE | FALSE | 0 | 0 | TRUE | TRUE | TRUE | -181 | 28.9 | 0 | 0 | -1810 | 289 | 0 | 0 | 3423.1829 | 100000 | #N/A | 100000 | 0.034232 | 1 | #N/A | 0 | 0.00018167 | 0.005307 | #N/A | 0.005307 |  | 207 | 22.704 | PASS | 1.2049 | PASS | Eligible | -0.32882 | 1.5337 | 207 | 2.2722 | kWh | 665.7624 | N/A | N/A | 22.7225 |  | 207 | 1 | -181 | 28.9 | 0 | 0 | 10 | 0
| SWWH028G | Hsp | Ex | CZ16 |  | 208 | SWWH028E | 1 | 10 | 2022 | natural gas | electricity | NR |  | -266 |  | 40.3 | -266 |  | 40.3 |  | -266 | 40.3 | 0 | 0 |  | 0 | 0 |  | TRUE | 10 | 0 | 0 | TRUE | 2022+10 | 2032+00 | TRUE | TRUE | FALSE | FALSE | -266 | 40.3 | TRUE | TRUE | FALSE | FALSE | 0 | 0 | TRUE | TRUE | TRUE | -266 | 40.3 | 0 | 0 | -2660 | 403 | 0 | 0 | 3423.1829 | 100000 | #N/A | 100000 | 0.034232 | 1 | #N/A | 0 | 0.00018167 | 0.005307 | #N/A | 0.005307 |  | 208 | 31.1943 | PASS | 1.6555 | PASS | Eligible | -0.48324 | 2.1387 | 208 | 3.1221 | kWh | 914.7794 | N/A | N/A | 31.2214 |  | 208 | 1 | -266 | 40.3 | 0 | 0 | 10 | 0
| SWWH028G | Nrs | Ex | CZ01 |  | 209 | SWWH028E | 1 | 10 | 2022 | natural gas | electricity | NR |  | -271 |  | 38.2 | -271 |  | 38.2 |  | -271 | 38.2 | 0 | 0 |  | 0 | 0 |  | TRUE | 10 | 0 | 0 | TRUE | 2022+10 | 2032+00 | TRUE | TRUE | FALSE | FALSE | -271 | 38.2 | TRUE | TRUE | FALSE | FALSE | 0 | 0 | TRUE | TRUE | TRUE | -271 | 38.2 | 0 | 0 | -2710 | 382 | 0 | 0 | 3423.1829 | 100000 | #N/A | 100000 | 0.034232 | 1 | #N/A | 0 | 0.00018167 | 0.005307 | #N/A | 0.005307 |  | 209 | 28.9232 | PASS | 1.535 | PASS | Eligible | -0.49232 | 2.0273 | 209 | 2.8951 | kWh | 848.2499 | N/A | N/A | 28.9508 |  | 209 | 1 | -271 | 38.2 | 0 | 0 | 10 | 0
| SWWH028G | Nrs | Ex | CZ02 |  | 210 | SWWH028E | 1 | 10 | 2022 | natural gas | electricity | NR |  | -250 |  | 35.5 | -250 |  | 35.5 |  | -250 | 35.5 | 0 | 0 |  | 0 | 0 |  | TRUE | 10 | 0 | 0 | TRUE | 2022+10 | 2032+00 | TRUE | TRUE | FALSE | FALSE | -250 | 35.5 | TRUE | TRUE | FALSE | FALSE | 0 | 0 | TRUE | TRUE | TRUE | -250 | 35.5 | 0 | 0 | -2500 | 355 | 0 | 0 | 3423.1829 | 100000 | #N/A | 100000 | 0.034232 | 1 | #N/A | 0 | 0.00018167 | 0.005307 | #N/A | 0.005307 |  | 210 | 26.942 | PASS | 1.4298 | PASS | Eligible | -0.45417 | 1.884 | 210 | 2.6968 | kWh | 790.1406 | N/A | N/A | 26.9675 |  | 210 | 1 | -250 | 35.5 | 0 | 0 | 10 | 0
| SWWH028G | Nrs | Ex | CZ03 |  | 211 | SWWH028E | 1 | 10 | 2022 | natural gas | electricity | NR |  | -251 |  | 35.6 | -251 |  | 35.6 |  | -251 | 35.6 | 0 | 0 |  | 0 | 0 |  | TRUE | 10 | 0 | 0 | TRUE | 2022+10 | 2032+00 | TRUE | TRUE | FALSE | FALSE | -251 | 35.6 | TRUE | TRUE | FALSE | FALSE | 0 | 0 | TRUE | TRUE | TRUE | -251 | 35.6 | 0 | 0 | -2510 | 356 | 0 | 0 | 3423.1829 | 100000 | #N/A | 100000 | 0.034232 | 1 | #N/A | 0 | 0.00018167 | 0.005307 | #N/A | 0.005307 |  | 211 | 27.0078 | PASS | 1.4333 | PASS | Eligible | -0.45599 | 1.8893 | 211 | 2.7033 | kWh | 792.0706 | N/A | N/A | 27.0334 |  | 211 | 1 | -251 | 35.6 | 0 | 0 | 10 | 0
| SWWH028G | Nrs | Ex | CZ04 |  | 212 | SWWH028E | 1 | 10 | 2022 | natural gas | electricity | NR |  | -242 |  | 34.4 | -242 |  | 34.4 |  | -242 | 34.4 | 0 | 0 |  | 0 | 0 |  | TRUE | 10 | 0 | 0 | TRUE | 2022+10 | 2032+00 | TRUE | TRUE | FALSE | FALSE | -242 | 34.4 | TRUE | TRUE | FALSE | FALSE | 0 | 0 | TRUE | TRUE | TRUE | -242 | 34.4 | 0 | 0 | -2420 | 344 | 0 | 0 | 3423.1829 | 100000 | #N/A | 100000 | 0.034232 | 1 | #N/A | 0 | 0.00018167 | 0.005307 | #N/A | 0.005307 |  | 212 | 26.1159 | PASS | 1.386 | PASS | Eligible | -0.43964 | 1.8256 | 212 | 2.6141 | kWh | 765.9109 | N/A | N/A | 26.1405 |  | 212 | 1 | -242 | 34.4 | 0 | 0 | 10 | 0
| SWWH028G | Nrs | Ex | CZ05 |  | 213 | SWWH028E | 1 | 10 | 2022 | natural gas | electricity | NR |  | -254 |  | 36.1 | -254 |  | 36.1 |  | -254 | 36.1 | 0 | 0 |  | 0 | 0 |  | TRUE | 10 | 0 | 0 | TRUE | 2022+10 | 2032+00 | TRUE | TRUE | FALSE | FALSE | -254 | 36.1 | TRUE | TRUE | FALSE | FALSE | 0 | 0 | TRUE | TRUE | TRUE | -254 | 36.1 | 0 | 0 | -2540 | 361 | 0 | 0 | 3423.1829 | 100000 | #N/A | 100000 | 0.034232 | 1 | #N/A | 0 | 0.00018167 | 0.005307 | #N/A | 0.005307 |  | 213 | 27.4051 | PASS | 1.4544 | PASS | Eligible | -0.46144 | 1.9158 | 213 | 2.7431 | kWh | 803.7205 | N/A | N/A | 27.431 |  | 213 | 1 | -254 | 36.1 | 0 | 0 | 10 | 0
| SWWH028G | Nrs | Ex | CZ06 |  | 214 | SWWH028E | 1 | 10 | 2022 | natural gas | electricity | NR |  | -235 |  | 33.4 | -235 |  | 33.4 |  | -235 | 33.4 | 0 | 0 |  | 0 | 0 |  | TRUE | 10 | 0 | 0 | TRUE | 2022+10 | 2032+00 | TRUE | TRUE | FALSE | FALSE | -235 | 33.4 | TRUE | TRUE | FALSE | FALSE | 0 | 0 | TRUE | TRUE | TRUE | -235 | 33.4 | 0 | 0 | -2350 | 334 | 0 | 0 | 3423.1829 | 100000 | #N/A | 100000 | 0.034232 | 1 | #N/A | 0 | 0.00018167 | 0.005307 | #N/A | 0.005307 |  | 214 | 25.3555 | PASS | 1.3456 | PASS | Eligible | -0.42692 | 1.7726 | 214 | 2.5379 | kWh | 743.6112 | N/A | N/A | 25.3794 |  | 214 | 1 | -235 | 33.4 | 0 | 0 | 10 | 0
| SWWH028G | Nrs | Ex | CZ07 |  | 215 | SWWH028E | 1 | 10 | 2022 | natural gas | electricity | NR |  | -232 |  | 33.1 | -232 |  | 33.1 |  | -232 | 33.1 | 0 | 0 |  | 0 | 0 |  | TRUE | 10 | 0 | 0 | TRUE | 2022+10 | 2032+00 | TRUE | TRUE | FALSE | FALSE | -232 | 33.1 | TRUE | TRUE | FALSE | FALSE | 0 | 0 | TRUE | TRUE | TRUE | -232 | 33.1 | 0 | 0 | -2320 | 331 | 0 | 0 | 3423.1829 | 100000 | #N/A | 100000 | 0.034232 | 1 | #N/A | 0 | 0.00018167 | 0.005307 | #N/A | 0.005307 |  | 215 | 25.1582 | PASS | 1.3352 | PASS | Eligible | -0.42147 | 1.7566 | 215 | 2.5182 | kWh | 737.8213 | N/A | N/A | 25.1818 |  | 215 | 1 | -232 | 33.1 | 0 | 0 | 10 | 0
| SWWH028G | Nrs | Ex | CZ08 |  | 216 | SWWH028E | 1 | 10 | 2022 | natural gas | electricity | NR |  | -228 |  | 32.5 | -228 |  | 32.5 |  | -228 | 32.5 | 0 | 0 |  | 0 | 0 |  | TRUE | 10 | 0 | 0 | TRUE | 2022+10 | 2032+00 | TRUE | TRUE | FALSE | FALSE | -228 | 32.5 | TRUE | TRUE | FALSE | FALSE | 0 | 0 | TRUE | TRUE | TRUE | -228 | 32.5 | 0 | 0 | -2280 | 325 | 0 | 0 | 3423.1829 | 100000 | #N/A | 100000 | 0.034232 | 1 | #N/A | 0 | 0.00018167 | 0.005307 | #N/A | 0.005307 |  | 216 | 24.6951 | PASS | 1.3106 | PASS | Eligible | -0.41421 | 1.7248 | 216 | 2.4718 | kWh | 724.2414 | N/A | N/A | 24.7184 |  | 216 | 1 | -228 | 32.5 | 0 | 0 | 10 | 0
| SWWH028G | Nrs | Ex | CZ09 |  | 217 | SWWH028E | 1 | 10 | 2022 | natural gas | electricity | NR |  | -228 |  | 32.5 | -228 |  | 32.5 |  | -228 | 32.5 | 0 | 0 |  | 0 | 0 |  | TRUE | 10 | 0 | 0 | TRUE | 2022+10 | 2032+00 | TRUE | TRUE | FALSE | FALSE | -228 | 32.5 | TRUE | TRUE | FALSE | FALSE | 0 | 0 | TRUE | TRUE | TRUE | -228 | 32.5 | 0 | 0 | -2280 | 325 | 0 | 0 | 3423.1829 | 100000 | #N/A | 100000 | 0.034232 | 1 | #N/A | 0 | 0.00018167 | 0.005307 | #N/A | 0.005307 |  | 217 | 24.6951 | PASS | 1.3106 | PASS | Eligible | -0.41421 | 1.7248 | 217 | 2.4718 | kWh | 724.2414 | N/A | N/A | 24.7184 |  | 217 | 1 | -228 | 32.5 | 0 | 0 | 10 | 0
| SWWH028G | Nrs | Ex | CZ10 |  | 218 | SWWH028E | 1 | 10 | 2022 | natural gas | electricity | NR |  | -227 |  | 32.3 | -227 |  | 32.3 |  | -227 | 32.3 | 0 | 0 |  | 0 | 0 |  | TRUE | 10 | 0 | 0 | TRUE | 2022+10 | 2032+00 | TRUE | TRUE | FALSE | FALSE | -227 | 32.3 | TRUE | TRUE | FALSE | FALSE | 0 | 0 | TRUE | TRUE | TRUE | -227 | 32.3 | 0 | 0 | -2270 | 323 | 0 | 0 | 3423.1829 | 100000 | #N/A | 100000 | 0.034232 | 1 | #N/A | 0 | 0.00018167 | 0.005307 | #N/A | 0.005307 |  | 218 | 24.5294 | PASS | 1.3018 | PASS | Eligible | -0.41239 | 1.7142 | 218 | 2.4552 | kWh | 719.3815 | N/A | N/A | 24.5525 |  | 218 | 1 | -227 | 32.3 | 0 | 0 | 10 | 0
| SWWH028G | Nrs | Ex | CZ11 |  | 219 | SWWH028E | 1 | 10 | 2022 | natural gas | electricity | NR |  | -231 |  | 32.8 | -231 |  | 32.8 |  | -231 | 32.8 | 0 | 0 |  | 0 | 0 |  | TRUE | 10 | 0 | 0 | TRUE | 2022+10 | 2032+00 | TRUE | TRUE | FALSE | FALSE | -231 | 32.8 | TRUE | TRUE | FALSE | FALSE | 0 | 0 | TRUE | TRUE | TRUE | -231 | 32.8 | 0 | 0 | -2310 | 328 | 0 | 0 | 3423.1829 | 100000 | #N/A | 100000 | 0.034232 | 1 | #N/A | 0 | 0.00018167 | 0.005307 | #N/A | 0.005307 |  | 219 | 24.8924 | PASS | 1.3211 | PASS | Eligible | -0.41966 | 1.7407 | 219 | 2.4916 | kWh | 730.0314 | N/A | N/A | 24.916 |  | 219 | 1 | -231 | 32.8 | 0 | 0 | 10 | 0
| SWWH028G | Nrs | Ex | CZ12 |  | 220 | SWWH028E | 1 | 10 | 2022 | natural gas | electricity | NR |  | -238 |  | 33.8 | -238 |  | 33.8 |  | -238 | 33.8 | 0 | 0 |  | 0 | 0 |  | TRUE | 10 | 0 | 0 | TRUE | 2022+10 | 2032+00 | TRUE | TRUE | FALSE | FALSE | -238 | 33.8 | TRUE | TRUE | FALSE | FALSE | 0 | 0 | TRUE | TRUE | TRUE | -238 | 33.8 | 0 | 0 | -2380 | 338 | 0 | 0 | 3423.1829 | 100000 | #N/A | 100000 | 0.034232 | 1 | #N/A | 0 | 0.00018167 | 0.005307 | #N/A | 0.005307 |  | 220 | 25.6528 | PASS | 1.3614 | PASS | Eligible | -0.43237 | 1.7938 | 220 | 2.5677 | kWh | 752.3311 | N/A | N/A | 25.6771 |  | 220 | 1 | -238 | 33.8 | 0 | 0 | 10 | 0
| SWWH028G | Nrs | Ex | CZ13 |  | 221 | SWWH028E | 1 | 10 | 2022 | natural gas | electricity | NR |  | -228 |  | 32.4 | -228 |  | 32.4 |  | -228 | 32.4 | 0 | 0 |  | 0 | 0 |  | TRUE | 10 | 0 | 0 | TRUE | 2022+10 | 2032+00 | TRUE | TRUE | FALSE | FALSE | -228 | 32.4 | TRUE | TRUE | FALSE | FALSE | 0 | 0 | TRUE | TRUE | TRUE | -228 | 32.4 | 0 | 0 | -2280 | 324 | 0 | 0 | 3423.1829 | 100000 | #N/A | 100000 | 0.034232 | 1 | #N/A | 0 | 0.00018167 | 0.005307 | #N/A | 0.005307 |  | 221 | 24.5951 | PASS | 1.3053 | PASS | Eligible | -0.41421 | 1.7195 | 221 | 2.4618 | kWh | 721.3115 | N/A | N/A | 24.6184 |  | 221 | 1 | -228 | 32.4 | 0 | 0 | 10 | 0
| SWWH028G | Nrs | Ex | CZ14 |  | 222 | SWWH028E | 1 | 10 | 2022 | natural gas | electricity | NR |  | -232 |  | 33 | -232 |  | 33 |  | -232 | 33 | 0 | 0 |  | 0 | 0 |  | TRUE | 10 | 0 | 0 | TRUE | 2022+10 | 2032+00 | TRUE | TRUE | FALSE | FALSE | -232 | 33 | TRUE | TRUE | FALSE | FALSE | 0 | 0 | TRUE | TRUE | TRUE | -232 | 33 | 0 | 0 | -2320 | 330 | 0 | 0 | 3423.1829 | 100000 | #N/A | 100000 | 0.034232 | 1 | #N/A | 0 | 0.00018167 | 0.005307 | #N/A | 0.005307 |  | 222 | 25.0582 | PASS | 1.3298 | PASS | Eligible | -0.42147 | 1.7513 | 222 | 2.5082 | kWh | 734.8913 | N/A | N/A | 25.0818 |  | 222 | 1 | -232 | 33 | 0 | 0 | 10 | 0
| SWWH028G | Nrs | Ex | CZ15 |  | 223 | SWWH028E | 1 | 10 | 2022 | natural gas | electricity | NR |  | -190 |  | 27.2 | -190 |  | 27.2 |  | -190 | 27.2 | 0 | 0 |  | 0 | 0 |  | TRUE | 10 | 0 | 0 | TRUE | 2022+10 | 2032+00 | TRUE | TRUE | FALSE | FALSE | -190 | 27.2 | TRUE | TRUE | FALSE | FALSE | 0 | 0 | TRUE | TRUE | TRUE | -190 | 27.2 | 0 | 0 | -1900 | 272 | 0 | 0 | 3423.1829 | 100000 | #N/A | 100000 | 0.034232 | 1 | #N/A | 0 | 0.00018167 | 0.005307 | #N/A | 0.005307 |  | 223 | 20.696 | PASS | 1.0983 | PASS | Eligible | -0.34517 | 1.4435 | 223 | 2.0715 | kWh | 606.9528 | N/A | N/A | 20.7153 |  | 223 | 1 | -190 | 27.2 | 0 | 0 | 10 | 0
| SWWH028G | Nrs | Ex | CZ16 |  | 224 | SWWH028E | 1 | 10 | 2022 | natural gas | electricity | NR |  | -269 |  | 38 | -269 |  | 38 |  | -269 | 38 | 0 | 0 |  | 0 | 0 |  | TRUE | 10 | 0 | 0 | TRUE | 2022+10 | 2032+00 | TRUE | TRUE | FALSE | FALSE | -269 | 38 | TRUE | TRUE | FALSE | FALSE | 0 | 0 | TRUE | TRUE | TRUE | -269 | 38 | 0 | 0 | -2690 | 380 | 0 | 0 | 3423.1829 | 100000 | #N/A | 100000 | 0.034232 | 1 | #N/A | 0 | 0.00018167 | 0.005307 | #N/A | 0.005307 |  | 224 | 28.7916 | PASS | 1.528 | PASS | Eligible | -0.48869 | 2.0167 | 224 | 2.8819 | kWh | 844.39 | N/A | N/A | 28.819 |  | 224 | 1 | -269 | 38 | 0 | 0 | 10 | 0
| SWWH028G | Htl | Ex | CZ01 |  | 225 | SWWH028E | 1 | 10 | 2022 | natural gas | electricity | NR |  | -25.5 |  | 4 | -25.5 |  | 4 |  | -25.5 | 4 | 0 | 0 |  | 0 | 0 |  | TRUE | 10 | 0 | 0 | TRUE | 2022+10 | 2032+00 | TRUE | TRUE | FALSE | FALSE | -25.5 | 4 | TRUE | TRUE | FALSE | FALSE | 0 | 0 | TRUE | TRUE | TRUE | -25.5 | 4 | 0 | 0 | -255 | 40 | 0 | 0 | 3423.1829 | 100000 | #N/A | 100000 | 0.034232 | 1 | #N/A | 0 | 0.00018167 | 0.005307 | #N/A | 0.005307 |  | 225 | 3.1271 | PASS | 0.16596 | PASS | Eligible | -0.046326 | 0.21228 | 225 | 0.31297 | kWh | 91.6989 | N/A | N/A | 3.1297 |  | 225 | 1 | -25.5 | 4 | 0 | 0 | 10 | 0
| SWWH028G | Htl | Ex | CZ02 |  | 226 | SWWH028E | 1 | 10 | 2022 | natural gas | electricity | NR |  | -23.6 |  | 3.72 | -23.6 |  | 3.72 |  | -23.6 | 3.72 | 0 | 0 |  | 0 | 0 |  | TRUE | 10 | 0 | 0 | TRUE | 2022+10 | 2032+00 | TRUE | TRUE | FALSE | FALSE | -23.6 | 3.72 | TRUE | TRUE | FALSE | FALSE | 0 | 0 | TRUE | TRUE | TRUE | -23.6 | 3.72 | 0 | 0 | -236 | 37.2 | 0 | 0 | 3423.1829 | 100000 | #N/A | 100000 | 0.034232 | 1 | #N/A | 0 | 0.00018167 | 0.005307 | #N/A | 0.005307 |  | 226 | 2.9121 | PASS | 0.15455 | PASS | Eligible | -0.042874 | 0.19742 | 226 | 0.29145 | kWh | 85.395 | N/A | N/A | 2.9145 |  | 226 | 1 | -23.6 | 3.72 | 0 | 0 | 10 | 0
| SWWH028G | Htl | Ex | CZ03 |  | 227 | SWWH028E | 1 | 10 | 2022 | natural gas | electricity | NR |  | -23.7 |  | 3.73 | -23.7 |  | 3.73 |  | -23.7 | 3.73 | 0 | 0 |  | 0 | 0 |  | TRUE | 10 | 0 | 0 | TRUE | 2022+10 | 2032+00 | TRUE | TRUE | FALSE | FALSE | -23.7 | 3.73 | TRUE | TRUE | FALSE | FALSE | 0 | 0 | TRUE | TRUE | TRUE | -23.7 | 3.73 | 0 | 0 | -237 | 37.3 | 0 | 0 | 3423.1829 | 100000 | #N/A | 100000 | 0.034232 | 1 | #N/A | 0 | 0.00018167 | 0.005307 | #N/A | 0.005307 |  | 227 | 2.9187 | PASS | 0.1549 | PASS | Eligible | -0.043056 | 0.19795 | 227 | 0.29211 | kWh | 85.588 | N/A | N/A | 2.9211 |  | 227 | 1 | -23.7 | 3.73 | 0 | 0 | 10 | 0
| SWWH028G | Htl | Ex | CZ04 |  | 228 | SWWH028E | 1 | 10 | 2022 | natural gas | electricity | NR |  | -22.9 |  | 3.61 | -22.9 |  | 3.61 |  | -22.9 | 3.61 | 0 | 0 |  | 0 | 0 |  | TRUE | 10 | 0 | 0 | TRUE | 2022+10 | 2032+00 | TRUE | TRUE | FALSE | FALSE | -22.9 | 3.61 | TRUE | TRUE | FALSE | FALSE | 0 | 0 | TRUE | TRUE | TRUE | -22.9 | 3.61 | 0 | 0 | -229 | 36.1 | 0 | 0 | 3423.1829 | 100000 | #N/A | 100000 | 0.034232 | 1 | #N/A | 0 | 0.00018167 | 0.005307 | #N/A | 0.005307 |  | 228 | 2.8261 | PASS | 0.14998 | PASS | Eligible | -0.041602 | 0.19158 | 228 | 0.28284 | kWh | 82.872 | N/A | N/A | 2.8284 |  | 228 | 1 | -22.9 | 3.61 | 0 | 0 | 10 | 0
| SWWH028G | Htl | Ex | CZ05 |  | 229 | SWWH028E | 1 | 10 | 2022 | natural gas | electricity | NR |  | -24 |  | 3.78 | -24 |  | 3.78 |  | -24 | 3.78 | 0 | 0 |  | 0 | 0 |  | TRUE | 10 | 0 | 0 | TRUE | 2022+10 | 2032+00 | TRUE | TRUE | FALSE | FALSE | -24 | 3.78 | TRUE | TRUE | FALSE | FALSE | 0 | 0 | TRUE | TRUE | TRUE | -24 | 3.78 | 0 | 0 | -240 | 37.8 | 0 | 0 | 3423.1829 | 100000 | #N/A | 100000 | 0.034232 | 1 | #N/A | 0 | 0.00018167 | 0.005307 | #N/A | 0.005307 |  | 229 | 2.9584 | PASS | 0.15701 | PASS | Eligible | -0.043601 | 0.20061 | 229 | 0.29609 | kWh | 86.753 | N/A | N/A | 2.9609 |  | 229 | 1 | -24 | 3.78 | 0 | 0 | 10 | 0
| SWWH028G | Htl | Ex | CZ06 |  | 230 | SWWH028E | 1 | 10 | 2022 | natural gas | electricity | NR |  | -22.2 |  | 3.5 | -22.2 |  | 3.5 |  | -22.2 | 3.5 | 0 | 0 |  | 0 | 0 |  | TRUE | 10 | 0 | 0 | TRUE | 2022+10 | 2032+00 | TRUE | TRUE | FALSE | FALSE | -22.2 | 3.5 | TRUE | TRUE | FALSE | FALSE | 0 | 0 | TRUE | TRUE | TRUE | -22.2 | 3.5 | 0 | 0 | -222 | 35 | 0 | 0 | 3423.1829 | 100000 | #N/A | 100000 | 0.034232 | 1 | #N/A | 0 | 0.00018167 | 0.005307 | #N/A | 0.005307 |  | 230 | 2.7401 | PASS | 0.14542 | PASS | Eligible | -0.040331 | 0.18575 | 230 | 0.27423 | kWh | 80.3491 | N/A | N/A | 2.7423 |  | 230 | 1 | -22.2 | 3.5 | 0 | 0 | 10 | 0
| SWWH028G | Htl | Ex | CZ07 |  | 231 | SWWH028E | 1 | 10 | 2022 | natural gas | electricity | NR |  | -21.9 |  | 3.46 | -21.9 |  | 3.46 |  | -21.9 | 3.46 | 0 | 0 |  | 0 | 0 |  | TRUE | 10 | 0 | 0 | TRUE | 2022+10 | 2032+00 | TRUE | TRUE | FALSE | FALSE | -21.9 | 3.46 | TRUE | TRUE | FALSE | FALSE | 0 | 0 | TRUE | TRUE | TRUE | -21.9 | 3.46 | 0 | 0 | -219 | 34.6 | 0 | 0 | 3423.1829 | 100000 | #N/A | 100000 | 0.034232 | 1 | #N/A | 0 | 0.00018167 | 0.005307 | #N/A | 0.005307 |  | 231 | 2.7103 | PASS | 0.14384 | PASS | Eligible | -0.039786 | 0.18362 | 231 | 0.27126 | kWh | 79.4771 | N/A | N/A | 2.7126 |  | 231 | 1 | -21.9 | 3.46 | 0 | 0 | 10 | 0
| SWWH028G | Htl | Ex | CZ08 |  | 232 | SWWH028E | 1 | 10 | 2022 | natural gas | electricity | NR |  | -21.7 |  | 3.41 | -21.7 |  | 3.41 |  | -21.7 | 3.41 | 0 | 0 |  | 0 | 0 |  | TRUE | 10 | 0 | 0 | TRUE | 2022+10 | 2032+00 | TRUE | TRUE | FALSE | FALSE | -21.7 | 3.41 | TRUE | TRUE | FALSE | FALSE | 0 | 0 | TRUE | TRUE | TRUE | -21.7 | 3.41 | 0 | 0 | -217 | 34.1 | 0 | 0 | 3423.1829 | 100000 | #N/A | 100000 | 0.034232 | 1 | #N/A | 0 | 0.00018167 | 0.005307 | #N/A | 0.005307 |  | 232 | 2.6672 | PASS | 0.14155 | PASS | Eligible | -0.039422 | 0.18097 | 232 | 0.26694 | kWh | 78.2121 | N/A | N/A | 2.6694 |  | 232 | 1 | -21.7 | 3.41 | 0 | 0 | 10 | 0
| SWWH028G | Htl | Ex | CZ09 |  | 233 | SWWH028E | 1 | 10 | 2022 | natural gas | electricity | NR |  | -21.7 |  | 3.4 | -21.7 |  | 3.4 |  | -21.7 | 3.4 | 0 | 0 |  | 0 | 0 |  | TRUE | 10 | 0 | 0 | TRUE | 2022+10 | 2032+00 | TRUE | TRUE | FALSE | FALSE | -21.7 | 3.4 | TRUE | TRUE | FALSE | FALSE | 0 | 0 | TRUE | TRUE | TRUE | -21.7 | 3.4 | 0 | 0 | -217 | 34 | 0 | 0 | 3423.1829 | 100000 | #N/A | 100000 | 0.034232 | 1 | #N/A | 0 | 0.00018167 | 0.005307 | #N/A | 0.005307 |  | 233 | 2.6572 | PASS | 0.14102 | PASS | Eligible | -0.039422 | 0.18044 | 233 | 0.26594 | kWh | 77.9191 | N/A | N/A | 2.6594 |  | 233 | 1 | -21.7 | 3.4 | 0 | 0 | 10 | 0
| SWWH028G | Htl | Ex | CZ10 |  | 234 | SWWH028E | 1 | 10 | 2022 | natural gas | electricity | NR |  | -21.6 |  | 3.39 | -21.6 |  | 3.39 |  | -21.6 | 3.39 | 0 | 0 |  | 0 | 0 |  | TRUE | 10 | 0 | 0 | TRUE | 2022+10 | 2032+00 | TRUE | TRUE | FALSE | FALSE | -21.6 | 3.39 | TRUE | TRUE | FALSE | FALSE | 0 | 0 | TRUE | TRUE | TRUE | -21.6 | 3.39 | 0 | 0 | -216 | 33.9 | 0 | 0 | 3423.1829 | 100000 | #N/A | 100000 | 0.034232 | 1 | #N/A | 0 | 0.00018167 | 0.005307 | #N/A | 0.005307 |  | 234 | 2.6506 | PASS | 0.14067 | PASS | Eligible | -0.039241 | 0.17991 | 234 | 0.26528 | kWh | 77.7261 | N/A | N/A | 2.6528 |  | 234 | 1 | -21.6 | 3.39 | 0 | 0 | 10 | 0
| SWWH028G | Htl | Ex | CZ11 |  | 235 | SWWH028E | 1 | 10 | 2022 | natural gas | electricity | NR |  | -21.9 |  | 3.43 | -21.9 |  | 3.43 |  | -21.9 | 3.43 | 0 | 0 |  | 0 | 0 |  | TRUE | 10 | 0 | 0 | TRUE | 2022+10 | 2032+00 | TRUE | TRUE | FALSE | FALSE | -21.9 | 3.43 | TRUE | TRUE | FALSE | FALSE | 0 | 0 | TRUE | TRUE | TRUE | -21.9 | 3.43 | 0 | 0 | -219 | 34.3 | 0 | 0 | 3423.1829 | 100000 | #N/A | 100000 | 0.034232 | 1 | #N/A | 0 | 0.00018167 | 0.005307 | #N/A | 0.005307 |  | 235 | 2.6803 | PASS | 0.14225 | PASS | Eligible | -0.039786 | 0.18203 | 235 | 0.26826 | kWh | 78.5981 | N/A | N/A | 2.6826 |  | 235 | 1 | -21.9 | 3.43 | 0 | 0 | 10 | 0
| SWWH028G | Htl | Ex | CZ12 |  | 236 | SWWH028E | 1 | 10 | 2022 | natural gas | electricity | NR |  | -22.6 |  | 3.54 | -22.6 |  | 3.54 |  | -22.6 | 3.54 | 0 | 0 |  | 0 | 0 |  | TRUE | 10 | 0 | 0 | TRUE | 2022+10 | 2032+00 | TRUE | TRUE | FALSE | FALSE | -22.6 | 3.54 | TRUE | TRUE | FALSE | FALSE | 0 | 0 | TRUE | TRUE | TRUE | -22.6 | 3.54 | 0 | 0 | -226 | 35.4 | 0 | 0 | 3423.1829 | 100000 | #N/A | 100000 | 0.034232 | 1 | #N/A | 0 | 0.00018167 | 0.005307 | #N/A | 0.005307 |  | 236 | 2.7664 | PASS | 0.14681 | PASS | Eligible | -0.041057 | 0.18787 | 236 | 0.27687 | kWh | 81.1211 | N/A | N/A | 2.7687 |  | 236 | 1 | -22.6 | 3.54 | 0 | 0 | 10 | 0
| SWWH028G | Htl | Ex | CZ13 |  | 237 | SWWH028E | 1 | 10 | 2022 | natural gas | electricity | NR |  | -21.7 |  | 3.39 | -21.7 |  | 3.39 |  | -21.7 | 3.39 | 0 | 0 |  | 0 | 0 |  | TRUE | 10 | 0 | 0 | TRUE | 2022+10 | 2032+00 | TRUE | TRUE | FALSE | FALSE | -21.7 | 3.39 | TRUE | TRUE | FALSE | FALSE | 0 | 0 | TRUE | TRUE | TRUE | -21.7 | 3.39 | 0 | 0 | -217 | 33.9 | 0 | 0 | 3423.1829 | 100000 | #N/A | 100000 | 0.034232 | 1 | #N/A | 0 | 0.00018167 | 0.005307 | #N/A | 0.005307 |  | 237 | 2.6472 | PASS | 0.14049 | PASS | Eligible | -0.039422 | 0.17991 | 237 | 0.26494 | kWh | 77.6261 | N/A | N/A | 2.6494 |  | 237 | 1 | -21.7 | 3.39 | 0 | 0 | 10 | 0
| SWWH028G | Htl | Ex | CZ14 |  | 238 | SWWH028E | 1 | 10 | 2022 | natural gas | electricity | NR |  | -22.1 |  | 3.46 | -22.1 |  | 3.46 |  | -22.1 | 3.46 | 0 | 0 |  | 0 | 0 |  | TRUE | 10 | 0 | 0 | TRUE | 2022+10 | 2032+00 | TRUE | TRUE | FALSE | FALSE | -22.1 | 3.46 | TRUE | TRUE | FALSE | FALSE | 0 | 0 | TRUE | TRUE | TRUE | -22.1 | 3.46 | 0 | 0 | -221 | 34.6 | 0 | 0 | 3423.1829 | 100000 | #N/A | 100000 | 0.034232 | 1 | #N/A | 0 | 0.00018167 | 0.005307 | #N/A | 0.005307 |  | 238 | 2.7035 | PASS | 0.14347 | PASS | Eligible | -0.040149 | 0.18362 | 238 | 0.27057 | kWh | 79.2771 | N/A | N/A | 2.7057 |  | 238 | 1 | -22.1 | 3.46 | 0 | 0 | 10 | 0
| SWWH028G | Htl | Ex | CZ15 |  | 239 | SWWH028E | 1 | 10 | 2022 | natural gas | electricity | NR |  | -18.4 |  | 2.85 | -18.4 |  | 2.85 |  | -18.4 | 2.85 | 0 | 0 |  | 0 | 0 |  | TRUE | 10 | 0 | 0 | TRUE | 2022+10 | 2032+00 | TRUE | TRUE | FALSE | FALSE | -18.4 | 2.85 | TRUE | TRUE | FALSE | FALSE | 0 | 0 | TRUE | TRUE | TRUE | -18.4 | 2.85 | 0 | 0 | -184 | 28.5 | 0 | 0 | 3423.1829 | 100000 | #N/A | 100000 | 0.034232 | 1 | #N/A | 0 | 0.00018167 | 0.005307 | #N/A | 0.005307 |  | 239 | 2.2201 | PASS | 0.11782 | PASS | Eligible | -0.033427 | 0.15125 | 239 | 0.2222 | kWh | 65.1042 | N/A | N/A | 2.222 |  | 239 | 1 | -18.4 | 2.85 | 0 | 0 | 10 | 0
| SWWH028G | Htl | Ex | CZ16 |  | 240 | SWWH028E | 1 | 10 | 2022 | natural gas | electricity | NR |  | -25.3 |  | 3.98 | -25.3 |  | 3.98 |  | -25.3 | 3.98 | 0 | 0 |  | 0 | 0 |  | TRUE | 10 | 0 | 0 | TRUE | 2022+10 | 2032+00 | TRUE | TRUE | FALSE | FALSE | -25.3 | 3.98 | TRUE | TRUE | FALSE | FALSE | 0 | 0 | TRUE | TRUE | TRUE | -25.3 | 3.98 | 0 | 0 | -253 | 39.8 | 0 | 0 | 3423.1829 | 100000 | #N/A | 100000 | 0.034232 | 1 | #N/A | 0 | 0.00018167 | 0.005307 | #N/A | 0.005307 |  | 240 | 3.1139 | PASS | 0.16526 | PASS | Eligible | -0.045962 | 0.21122 | 240 | 0.31165 | kWh | 91.313 | N/A | N/A | 3.1165 |  | 240 | 1 | -25.3 | 3.98 | 0 | 0 | 10 | 0
| SWWH028G | HGR | Ex | CZ01 |  | 241 | SWWH028E | 1 | 10 | 2022 | natural gas | electricity | NR |  | -339 |  | 47.5 | -339 |  | 47.5 |  | -339 | 47.5 | 0 | 0 |  | 0 | 0 |  | TRUE | 10 | 0 | 0 | TRUE | 2022+10 | 2032+00 | TRUE | TRUE | FALSE | FALSE | -339 | 47.5 | TRUE | TRUE | FALSE | FALSE | 0 | 0 | TRUE | TRUE | TRUE | -339 | 47.5 | 0 | 0 | -3390 | 475 | 0 | 0 | 3423.1829 | 100000 | #N/A | 100000 | 0.034232 | 1 | #N/A | 0 | 0.00018167 | 0.005307 | #N/A | 0.005307 |  | 241 | 35.8954 | PASS | 1.905 | PASS | Eligible | -0.61586 | 2.5208 | 241 | 3.593 | kWh | 1052.7375 | N/A | N/A | 35.9299 |  | 241 | 1 | -339 | 47.5 | 0 | 0 | 10 | 0
| SWWH028G | HGR | Ex | CZ02 |  | 242 | SWWH028E | 1 | 10 | 2022 | natural gas | electricity | NR |  | -305 |  | 44.2 | -305 |  | 44.2 |  | -305 | 44.2 | 0 | 0 |  | 0 | 0 |  | TRUE | 10 | 0 | 0 | TRUE | 2022+10 | 2032+00 | TRUE | TRUE | FALSE | FALSE | -305 | 44.2 | TRUE | TRUE | FALSE | FALSE | 0 | 0 | TRUE | TRUE | TRUE | -305 | 44.2 | 0 | 0 | -3050 | 442 | 0 | 0 | 3423.1829 | 100000 | #N/A | 100000 | 0.034232 | 1 | #N/A | 0 | 0.00018167 | 0.005307 | #N/A | 0.005307 |  | 242 | 33.7593 | PASS | 1.7916 | PASS | Eligible | -0.55409 | 2.3457 | 242 | 3.379 | kWh | 990.0483 | N/A | N/A | 33.7903 |  | 242 | 1 | -305 | 44.2 | 0 | 0 | 10 | 0
| SWWH028G | HGR | Ex | CZ03 |  | 243 | SWWH028E | 1 | 10 | 2022 | natural gas | electricity | NR |  | -310 |  | 44.3 | -310 |  | 44.3 |  | -310 | 44.3 | 0 | 0 |  | 0 | 0 |  | TRUE | 10 | 0 | 0 | TRUE | 2022+10 | 2032+00 | TRUE | TRUE | FALSE | FALSE | -310 | 44.3 | TRUE | TRUE | FALSE | FALSE | 0 | 0 | TRUE | TRUE | TRUE | -310 | 44.3 | 0 | 0 | -3100 | 443 | 0 | 0 | 3423.1829 | 100000 | #N/A | 100000 | 0.034232 | 1 | #N/A | 0 | 0.00018167 | 0.005307 | #N/A | 0.005307 |  | 243 | 33.6881 | PASS | 1.7878 | PASS | Eligible | -0.56318 | 2.351 | 243 | 3.372 | kWh | 987.9783 | N/A | N/A | 33.7197 |  | 243 | 1 | -310 | 44.3 | 0 | 0 | 10 | 0
| SWWH028G | HGR | Ex | CZ04 |  | 244 | SWWH028E | 1 | 10 | 2022 | natural gas | electricity | NR |  | -295 |  | 42.9 | -295 |  | 42.9 |  | -295 | 42.9 | 0 | 0 |  | 0 | 0 |  | TRUE | 10 | 0 | 0 | TRUE | 2022+10 | 2032+00 | TRUE | TRUE | FALSE | FALSE | -295 | 42.9 | TRUE | TRUE | FALSE | FALSE | 0 | 0 | TRUE | TRUE | TRUE | -295 | 42.9 | 0 | 0 | -2950 | 429 | 0 | 0 | 3423.1829 | 100000 | #N/A | 100000 | 0.034232 | 1 | #N/A | 0 | 0.00018167 | 0.005307 | #N/A | 0.005307 |  | 244 | 32.8016 | PASS | 1.7408 | PASS | Eligible | -0.53593 | 2.2767 | 244 | 3.2832 | kWh | 961.9587 | N/A | N/A | 32.8317 |  | 244 | 1 | -295 | 42.9 | 0 | 0 | 10 | 0
| SWWH028G | HGR | Ex | CZ05 |  | 245 | SWWH028E | 1 | 10 | 2022 | natural gas | electricity | NR |  | -315 |  | 45 | -315 |  | 45 |  | -315 | 45 | 0 | 0 |  | 0 | 0 |  | TRUE | 10 | 0 | 0 | TRUE | 2022+10 | 2032+00 | TRUE | TRUE | FALSE | FALSE | -315 | 45 | TRUE | TRUE | FALSE | FALSE | 0 | 0 | TRUE | TRUE | TRUE | -315 | 45 | 0 | 0 | -3150 | 450 | 0 | 0 | 3423.1829 | 100000 | #N/A | 100000 | 0.034232 | 1 | #N/A | 0 | 0.00018167 | 0.005307 | #N/A | 0.005307 |  | 245 | 34.217 | PASS | 1.8159 | PASS | Eligible | -0.57226 | 2.3882 | 245 | 3.4249 | kWh | 1003.4881 | N/A | N/A | 34.249 |  | 245 | 1 | -315 | 45 | 0 | 0 | 10 | 0
| SWWH028G | HGR | Ex | CZ06 |  | 246 | SWWH028E | 1 | 10 | 2022 | natural gas | electricity | NR |  | -285 |  | 41.6 | -285 |  | 41.6 |  | -285 | 41.6 | 0 | 0 |  | 0 | 0 |  | TRUE | 10 | 0 | 0 | TRUE | 2022+10 | 2032+00 | TRUE | TRUE | FALSE | FALSE | -285 | 41.6 | TRUE | TRUE | FALSE | FALSE | 0 | 0 | TRUE | TRUE | TRUE | -285 | 41.6 | 0 | 0 | -2850 | 416 | 0 | 0 | 3423.1829 | 100000 | #N/A | 100000 | 0.034232 | 1 | #N/A | 0 | 0.00018167 | 0.005307 | #N/A | 0.005307 |  | 246 | 31.8439 | PASS | 1.69 | PASS | Eligible | -0.51776 | 2.2077 | 246 | 3.1873 | kWh | 933.869 | N/A | N/A | 31.8729 |  | 246 | 1 | -285 | 41.6 | 0 | 0 | 10 | 0
| SWWH028G | HGR | Ex | CZ07 |  | 247 | SWWH028E | 1 | 10 | 2022 | natural gas | electricity | NR |  | -283 |  | 41.2 | -283 |  | 41.2 |  | -283 | 41.2 | 0 | 0 |  | 0 | 0 |  | TRUE | 10 | 0 | 0 | TRUE | 2022+10 | 2032+00 | TRUE | TRUE | FALSE | FALSE | -283 | 41.2 | TRUE | TRUE | FALSE | FALSE | 0 | 0 | TRUE | TRUE | TRUE | -283 | 41.2 | 0 | 0 | -2830 | 412 | 0 | 0 | 3423.1829 | 100000 | #N/A | 100000 | 0.034232 | 1 | #N/A | 0 | 0.00018167 | 0.005307 | #N/A | 0.005307 |  | 247 | 31.5124 | PASS | 1.6724 | PASS | Eligible | -0.51412 | 2.1865 | 247 | 3.1541 | kWh | 924.1491 | N/A | N/A | 31.5412 |  | 247 | 1 | -283 | 41.2 | 0 | 0 | 10 | 0
| SWWH028G | HGR | Ex | CZ08 |  | 248 | SWWH028E | 1 | 10 | 2022 | natural gas | electricity | NR |  | -276 |  | 40.5 | -276 |  | 40.5 |  | -276 | 40.5 | 0 | 0 |  | 0 | 0 |  | TRUE | 10 | 0 | 0 | TRUE | 2022+10 | 2032+00 | TRUE | TRUE | FALSE | FALSE | -276 | 40.5 | TRUE | TRUE | FALSE | FALSE | 0 | 0 | TRUE | TRUE | TRUE | -276 | 40.5 | 0 | 0 | -2760 | 405 | 0 | 0 | 3423.1829 | 100000 | #N/A | 100000 | 0.034232 | 1 | #N/A | 0 | 0.00018167 | 0.005307 | #N/A | 0.005307 |  | 248 | 31.052 | PASS | 1.6479 | PASS | Eligible | -0.50141 | 2.1494 | 248 | 3.108 | kWh | 910.6393 | N/A | N/A | 31.0801 |  | 248 | 1 | -276 | 40.5 | 0 | 0 | 10 | 0
| SWWH028G | HGR | Ex | CZ09 |  | 249 | SWWH028E | 1 | 10 | 2022 | natural gas | electricity | NR |  | -276 |  | 40.4 | -276 |  | 40.4 |  | -276 | 40.4 | 0 | 0 |  | 0 | 0 |  | TRUE | 10 | 0 | 0 | TRUE | 2022+10 | 2032+00 | TRUE | TRUE | FALSE | FALSE | -276 | 40.4 | TRUE | TRUE | FALSE | FALSE | 0 | 0 | TRUE | TRUE | TRUE | -276 | 40.4 | 0 | 0 | -2760 | 404 | 0 | 0 | 3423.1829 | 100000 | #N/A | 100000 | 0.034232 | 1 | #N/A | 0 | 0.00018167 | 0.005307 | #N/A | 0.005307 |  | 249 | 30.952 | PASS | 1.6426 | PASS | Eligible | -0.50141 | 2.144 | 249 | 3.098 | kWh | 907.7093 | N/A | N/A | 30.9801 |  | 249 | 1 | -276 | 40.4 | 0 | 0 | 10 | 0
| SWWH028G | HGR | Ex | CZ10 |  | 250 | SWWH028E | 1 | 10 | 2022 | natural gas | electricity | NR |  | -274 |  | 40.3 | -274 |  | 40.3 |  | -274 | 40.3 | 0 | 0 |  | 0 | 0 |  | TRUE | 10 | 0 | 0 | TRUE | 2022+10 | 2032+00 | TRUE | TRUE | FALSE | FALSE | -274 | 40.3 | TRUE | TRUE | FALSE | FALSE | 0 | 0 | TRUE | TRUE | TRUE | -274 | 40.3 | 0 | 0 | -2740 | 403 | 0 | 0 | 3423.1829 | 100000 | #N/A | 100000 | 0.034232 | 1 | #N/A | 0 | 0.00018167 | 0.005307 | #N/A | 0.005307 |  | 250 | 30.9205 | PASS | 1.641 | PASS | Eligible | -0.49777 | 2.1387 | 250 | 3.0948 | kWh | 906.7794 | N/A | N/A | 30.9484 |  | 250 | 1 | -274 | 40.3 | 0 | 0 | 10 | 0
| SWWH028G | HGR | Ex | CZ11 |  | 251 | SWWH028E | 1 | 10 | 2022 | natural gas | electricity | NR |  | -280 |  | 40.8 | -280 |  | 40.8 |  | -280 | 40.8 | 0 | 0 |  | 0 | 0 |  | TRUE | 10 | 0 | 0 | TRUE | 2022+10 | 2032+00 | TRUE | TRUE | FALSE | FALSE | -280 | 40.8 | TRUE | TRUE | FALSE | FALSE | 0 | 0 | TRUE | TRUE | TRUE | -280 | 40.8 | 0 | 0 | -2800 | 408 | 0 | 0 | 3423.1829 | 100000 | #N/A | 100000 | 0.034232 | 1 | #N/A | 0 | 0.00018167 | 0.005307 | #N/A | 0.005307 |  | 251 | 31.2151 | PASS | 1.6566 | PASS | Eligible | -0.50867 | 2.1653 | 251 | 3.1244 | kWh | 915.4292 | N/A | N/A | 31.2436 |  | 251 | 1 | -280 | 40.8 | 0 | 0 | 10 | 0
| SWWH028G | HGR | Ex | CZ12 |  | 252 | SWWH028E | 1 | 10 | 2022 | natural gas | electricity | NR |  | -289 |  | 42.1 | -289 |  | 42.1 |  | -289 | 42.1 | 0 | 0 |  | 0 | 0 |  | TRUE | 10 | 0 | 0 | TRUE | 2022+10 | 2032+00 | TRUE | TRUE | FALSE | FALSE | -289 | 42.1 | TRUE | TRUE | FALSE | FALSE | 0 | 0 | TRUE | TRUE | TRUE | -289 | 42.1 | 0 | 0 | -2890 | 421 | 0 | 0 | 3423.1829 | 100000 | #N/A | 100000 | 0.034232 | 1 | #N/A | 0 | 0.00018167 | 0.005307 | #N/A | 0.005307 |  | 252 | 32.207 | PASS | 1.7092 | PASS | Eligible | -0.52503 | 2.2343 | 252 | 3.2236 | kWh | 944.5189 | N/A | N/A | 32.2364 |  | 252 | 1 | -289 | 42.1 | 0 | 0 | 10 | 0
| SWWH028G | HGR | Ex | CZ13 |  | 253 | SWWH028E | 1 | 10 | 2022 | natural gas | electricity | NR |  | -275 |  | 40.3 | -275 |  | 40.3 |  | -275 | 40.3 | 0 | 0 |  | 0 | 0 |  | TRUE | 10 | 0 | 0 | TRUE | 2022+10 | 2032+00 | TRUE | TRUE | FALSE | FALSE | -275 | 40.3 | TRUE | TRUE | FALSE | FALSE | 0 | 0 | TRUE | TRUE | TRUE | -275 | 40.3 | 0 | 0 | -2750 | 403 | 0 | 0 | 3423.1829 | 100000 | #N/A | 100000 | 0.034232 | 1 | #N/A | 0 | 0.00018167 | 0.005307 | #N/A | 0.005307 |  | 253 | 30.8862 | PASS | 1.6391 | PASS | Eligible | -0.49959 | 2.1387 | 253 | 3.0914 | kWh | 905.7794 | N/A | N/A | 30.9142 |  | 253 | 1 | -275 | 40.3 | 0 | 0 | 10 | 0
| SWWH028G | HGR | Ex | CZ14 |  | 254 | SWWH028E | 1 | 10 | 2022 | natural gas | electricity | NR |  | -282 |  | 41.1 | -282 |  | 41.1 |  | -282 | 41.1 | 0 | 0 |  | 0 | 0 |  | TRUE | 10 | 0 | 0 | TRUE | 2022+10 | 2032+00 | TRUE | TRUE | FALSE | FALSE | -282 | 41.1 | TRUE | TRUE | FALSE | FALSE | 0 | 0 | TRUE | TRUE | TRUE | -282 | 41.1 | 0 | 0 | -2820 | 411 | 0 | 0 | 3423.1829 | 100000 | #N/A | 100000 | 0.034232 | 1 | #N/A | 0 | 0.00018167 | 0.005307 | #N/A | 0.005307 |  | 254 | 31.4466 | PASS | 1.6689 | PASS | Eligible | -0.51231 | 2.1812 | 254 | 3.1475 | kWh | 922.2192 | N/A | N/A | 31.4753 |  | 254 | 1 | -282 | 41.1 | 0 | 0 | 10 | 0
| SWWH028G | HGR | Ex | CZ15 |  | 255 | SWWH028E | 1 | 10 | 2022 | natural gas | electricity | NR |  | -226 |  | 33.8 | -226 |  | 33.8 |  | -226 | 33.8 | 0 | 0 |  | 0 | 0 |  | TRUE | 10 | 0 | 0 | TRUE | 2022+10 | 2032+00 | TRUE | TRUE | FALSE | FALSE | -226 | 33.8 | TRUE | TRUE | FALSE | FALSE | 0 | 0 | TRUE | TRUE | TRUE | -226 | 33.8 | 0 | 0 | -2260 | 338 | 0 | 0 | 3423.1829 | 100000 | #N/A | 100000 | 0.034232 | 1 | #N/A | 0 | 0.00018167 | 0.005307 | #N/A | 0.005307 |  | 255 | 26.0636 | PASS | 1.3832 | PASS | Eligible | -0.41057 | 1.7938 | 255 | 2.6087 | kWh | 764.3311 | N/A | N/A | 26.0866 |  | 255 | 1 | -226 | 33.8 | 0 | 0 | 10 | 0
| SWWH028G | HGR | Ex | CZ16 |  | 256 | SWWH028E | 1 | 10 | 2022 | natural gas | electricity | NR |  | -330 |  | 47.3 | -330 |  | 47.3 |  | -330 | 47.3 | 0 | 0 |  | 0 | 0 |  | TRUE | 10 | 0 | 0 | TRUE | 2022+10 | 2032+00 | TRUE | TRUE | FALSE | FALSE | -330 | 47.3 | TRUE | TRUE | FALSE | FALSE | 0 | 0 | TRUE | TRUE | TRUE | -330 | 47.3 | 0 | 0 | -3300 | 473 | 0 | 0 | 3423.1829 | 100000 | #N/A | 100000 | 0.034232 | 1 | #N/A | 0 | 0.00018167 | 0.005307 | #N/A | 0.005307 |  | 256 | 36.0035 | PASS | 1.9107 | PASS | Eligible | -0.59951 | 2.5102 | 256 | 3.6037 | kWh | 1055.8775 | N/A | N/A | 36.0371 |  | 256 | 1 | -330 | 47.3 | 0 | 0 | 10 | 0
| SWWH028G | Mtl | Ex | CZ01 |  | 257 | SWWH028E | 1 | 10 | 2022 | natural gas | electricity | NR |  | -169 |  | 25.9 | -169 |  | 25.9 |  | -169 | 25.9 | 0 | 0 |  | 0 | 0 |  | TRUE | 10 | 0 | 0 | TRUE | 2022+10 | 2032+00 | TRUE | TRUE | FALSE | FALSE | -169 | 25.9 | TRUE | TRUE | FALSE | FALSE | 0 | 0 | TRUE | TRUE | TRUE | -169 | 25.9 | 0 | 0 | -1690 | 259 | 0 | 0 | 3423.1829 | 100000 | #N/A | 100000 | 0.034232 | 1 | #N/A | 0 | 0.00018167 | 0.005307 | #N/A | 0.005307 |  | 257 | 20.1148 | PASS | 1.0675 | PASS | Eligible | -0.30702 | 1.3745 | 257 | 2.0132 | kWh | 589.8632 | N/A | N/A | 20.132 |  | 257 | 1 | -169 | 25.9 | 0 | 0 | 10 | 0
| SWWH028G | Mtl | Ex | CZ02 |  | 258 | SWWH028E | 1 | 10 | 2022 | natural gas | electricity | NR |  | -152 |  | 24.1 | -152 |  | 24.1 |  | -152 | 24.1 | 0 | 0 |  | 0 | 0 |  | TRUE | 10 | 0 | 0 | TRUE | 2022+10 | 2032+00 | TRUE | TRUE | FALSE | FALSE | -152 | 24.1 | TRUE | TRUE | FALSE | FALSE | 0 | 0 | TRUE | TRUE | TRUE | -152 | 24.1 | 0 | 0 | -1520 | 241 | 0 | 0 | 3423.1829 | 100000 | #N/A | 100000 | 0.034232 | 1 | #N/A | 0 | 0.00018167 | 0.005307 | #N/A | 0.005307 |  | 258 | 18.8968 | PASS | 1.0029 | PASS | Eligible | -0.27614 | 1.279 | 258 | 1.8912 | kWh | 554.1236 | N/A | N/A | 18.9122 |  | 258 | 1 | -152 | 24.1 | 0 | 0 | 10 | 0
| SWWH028G | Mtl | Ex | CZ03 |  | 259 | SWWH028E | 1 | 10 | 2022 | natural gas | electricity | NR |  | -155 |  | 24.1 | -155 |  | 24.1 |  | -155 | 24.1 | 0 | 0 |  | 0 | 0 |  | TRUE | 10 | 0 | 0 | TRUE | 2022+10 | 2032+00 | TRUE | TRUE | FALSE | FALSE | -155 | 24.1 | TRUE | TRUE | FALSE | FALSE | 0 | 0 | TRUE | TRUE | TRUE | -155 | 24.1 | 0 | 0 | -1550 | 241 | 0 | 0 | 3423.1829 | 100000 | #N/A | 100000 | 0.034232 | 1 | #N/A | 0 | 0.00018167 | 0.005307 | #N/A | 0.005307 |  | 259 | 18.7941 | PASS | 0.99741 | PASS | Eligible | -0.28159 | 1.279 | 259 | 1.881 | kWh | 551.1236 | N/A | N/A | 18.8099 |  | 259 | 1 | -155 | 24.1 | 0 | 0 | 10 | 0
| SWWH028G | Mtl | Ex | CZ04 |  | 260 | SWWH028E | 1 | 10 | 2022 | natural gas | electricity | NR |  | -147 |  | 23.4 | -147 |  | 23.4 |  | -147 | 23.4 | 0 | 0 |  | 0 | 0 |  | TRUE | 10 | 0 | 0 | TRUE | 2022+10 | 2032+00 | TRUE | TRUE | FALSE | FALSE | -147 | 23.4 | TRUE | TRUE | FALSE | FALSE | 0 | 0 | TRUE | TRUE | TRUE | -147 | 23.4 | 0 | 0 | -1470 | 234 | 0 | 0 | 3423.1829 | 100000 | #N/A | 100000 | 0.034232 | 1 | #N/A | 0 | 0.00018167 | 0.005307 | #N/A | 0.005307 |  | 260 | 18.3679 | PASS | 0.97479 | PASS | Eligible | -0.26705 | 1.2418 | 260 | 1.8383 | kWh | 538.6138 | N/A | N/A | 18.3829 |  | 260 | 1 | -147 | 23.4 | 0 | 0 | 10 | 0
| SWWH028G | Mtl | Ex | CZ05 |  | 261 | SWWH028E | 1 | 10 | 2022 | natural gas | electricity | NR |  | -158 |  | 24.5 | -158 |  | 24.5 |  | -158 | 24.5 | 0 | 0 |  | 0 | 0 |  | TRUE | 10 | 0 | 0 | TRUE | 2022+10 | 2032+00 | TRUE | TRUE | FALSE | FALSE | -158 | 24.5 | TRUE | TRUE | FALSE | FALSE | 0 | 0 | TRUE | TRUE | TRUE | -158 | 24.5 | 0 | 0 | -1580 | 245 | 0 | 0 | 3423.1829 | 100000 | #N/A | 100000 | 0.034232 | 1 | #N/A | 0 | 0.00018167 | 0.005307 | #N/A | 0.005307 |  | 261 | 19.0914 | PASS | 1.0132 | PASS | Eligible | -0.28704 | 1.3002 | 261 | 1.9107 | kWh | 559.8435 | N/A | N/A | 19.1075 |  | 261 | 1 | -158 | 24.5 | 0 | 0 | 10 | 0
| SWWH028G | Mtl | Ex | CZ06 |  | 262 | SWWH028E | 1 | 10 | 2022 | natural gas | electricity | NR |  | -142 |  | 22.7 | -142 |  | 22.7 |  | -142 | 22.7 | 0 | 0 |  | 0 | 0 |  | TRUE | 10 | 0 | 0 | TRUE | 2022+10 | 2032+00 | TRUE | TRUE | FALSE | FALSE | -142 | 22.7 | TRUE | TRUE | FALSE | FALSE | 0 | 0 | TRUE | TRUE | TRUE | -142 | 22.7 | 0 | 0 | -1420 | 227 | 0 | 0 | 3423.1829 | 100000 | #N/A | 100000 | 0.034232 | 1 | #N/A | 0 | 0.00018167 | 0.005307 | #N/A | 0.005307 |  | 262 | 17.8391 | PASS | 0.94673 | PASS | Eligible | -0.25797 | 1.2047 | 262 | 1.7854 | kWh | 523.104 | N/A | N/A | 17.8535 |  | 262 | 1 | -142 | 22.7 | 0 | 0 | 10 | 0
| SWWH028G | Mtl | Ex | CZ07 |  | 263 | SWWH028E | 1 | 10 | 2022 | natural gas | electricity | NR |  | -141 |  | 22.4 | -141 |  | 22.4 |  | -141 | 22.4 | 0 | 0 |  | 0 | 0 |  | TRUE | 10 | 0 | 0 | TRUE | 2022+10 | 2032+00 | TRUE | TRUE | FALSE | FALSE | -141 | 22.4 | TRUE | TRUE | FALSE | FALSE | 0 | 0 | TRUE | TRUE | TRUE | -141 | 22.4 | 0 | 0 | -1410 | 224 | 0 | 0 | 3423.1829 | 100000 | #N/A | 100000 | 0.034232 | 1 | #N/A | 0 | 0.00018167 | 0.005307 | #N/A | 0.005307 |  | 263 | 17.5733 | PASS | 0.93262 | PASS | Eligible | -0.25615 | 1.1888 | 263 | 1.7588 | kWh | 515.3141 | N/A | N/A | 17.5877 |  | 263 | 1 | -141 | 22.4 | 0 | 0 | 10 | 0
| SWWH028G | Mtl | Ex | CZ08 |  | 264 | SWWH028E | 1 | 10 | 2022 | natural gas | electricity | NR |  | -137 |  | 22.1 | -137 |  | 22.1 |  | -137 | 22.1 | 0 | 0 |  | 0 | 0 |  | TRUE | 10 | 0 | 0 | TRUE | 2022+10 | 2032+00 | TRUE | TRUE | FALSE | FALSE | -137 | 22.1 | TRUE | TRUE | FALSE | FALSE | 0 | 0 | TRUE | TRUE | TRUE | -137 | 22.1 | 0 | 0 | -1370 | 221 | 0 | 0 | 3423.1829 | 100000 | #N/A | 100000 | 0.034232 | 1 | #N/A | 0 | 0.00018167 | 0.005307 | #N/A | 0.005307 |  | 264 | 17.4102 | PASS | 0.92397 | PASS | Eligible | -0.24889 | 1.1729 | 264 | 1.7424 | kWh | 510.5242 | N/A | N/A | 17.4242 |  | 264 | 1 | -137 | 22.1 | 0 | 0 | 10 | 0
| SWWH028G | Mtl | Ex | CZ09 |  | 265 | SWWH028E | 1 | 10 | 2022 | natural gas | electricity | NR |  | -137 |  | 22 | -137 |  | 22 |  | -137 | 22 | 0 | 0 |  | 0 | 0 |  | TRUE | 10 | 0 | 0 | TRUE | 2022+10 | 2032+00 | TRUE | TRUE | FALSE | FALSE | -137 | 22 | TRUE | TRUE | FALSE | FALSE | 0 | 0 | TRUE | TRUE | TRUE | -137 | 22 | 0 | 0 | -1370 | 220 | 0 | 0 | 3423.1829 | 100000 | #N/A | 100000 | 0.034232 | 1 | #N/A | 0 | 0.00018167 | 0.005307 | #N/A | 0.005307 |  | 265 | 17.3102 | PASS | 0.91866 | PASS | Eligible | -0.24889 | 1.1675 | 265 | 1.7324 | kWh | 507.5942 | N/A | N/A | 17.3242 |  | 265 | 1 | -137 | 22 | 0 | 0 | 10 | 0
| SWWH028G | Mtl | Ex | CZ10 |  | 266 | SWWH028E | 1 | 10 | 2022 | natural gas | electricity | NR |  | -136 |  | 21.9 | -136 |  | 21.9 |  | -136 | 21.9 | 0 | 0 |  | 0 | 0 |  | TRUE | 10 | 0 | 0 | TRUE | 2022+10 | 2032+00 | TRUE | TRUE | FALSE | FALSE | -136 | 21.9 | TRUE | TRUE | FALSE | FALSE | 0 | 0 | TRUE | TRUE | TRUE | -136 | 21.9 | 0 | 0 | -1360 | 219 | 0 | 0 | 3423.1829 | 100000 | #N/A | 100000 | 0.034232 | 1 | #N/A | 0 | 0.00018167 | 0.005307 | #N/A | 0.005307 |  | 266 | 17.2445 | PASS | 0.91517 | PASS | Eligible | -0.24707 | 1.1622 | 266 | 1.7258 | kWh | 505.6642 | N/A | N/A | 17.2583 |  | 266 | 1 | -136 | 21.9 | 0 | 0 | 10 | 0
| SWWH028G | Mtl | Ex | CZ11 |  | 267 | SWWH028E | 1 | 10 | 2022 | natural gas | electricity | NR |  | -140 |  | 22.2 | -140 |  | 22.2 |  | -140 | 22.2 | 0 | 0 |  | 0 | 0 |  | TRUE | 10 | 0 | 0 | TRUE | 2022+10 | 2032+00 | TRUE | TRUE | FALSE | FALSE | -140 | 22.2 | TRUE | TRUE | FALSE | FALSE | 0 | 0 | TRUE | TRUE | TRUE | -140 | 22.2 | 0 | 0 | -1400 | 222 | 0 | 0 | 3423.1829 | 100000 | #N/A | 100000 | 0.034232 | 1 | #N/A | 0 | 0.00018167 | 0.005307 | #N/A | 0.005307 |  | 267 | 17.4075 | PASS | 0.92382 | PASS | Eligible | -0.25434 | 1.1782 | 267 | 1.7422 | kWh | 510.4541 | N/A | N/A | 17.4218 |  | 267 | 1 | -140 | 22.2 | 0 | 0 | 10 | 0
| SWWH028G | Mtl | Ex | CZ12 |  | 268 | SWWH028E | 1 | 10 | 2022 | natural gas | electricity | NR |  | -144 |  | 22.9 | -144 |  | 22.9 |  | -144 | 22.9 | 0 | 0 |  | 0 | 0 |  | TRUE | 10 | 0 | 0 | TRUE | 2022+10 | 2032+00 | TRUE | TRUE | FALSE | FALSE | -144 | 22.9 | TRUE | TRUE | FALSE | FALSE | 0 | 0 | TRUE | TRUE | TRUE | -144 | 22.9 | 0 | 0 | -1440 | 229 | 0 | 0 | 3423.1829 | 100000 | #N/A | 100000 | 0.034232 | 1 | #N/A | 0 | 0.00018167 | 0.005307 | #N/A | 0.005307 |  | 268 | 17.9706 | PASS | 0.95371 | PASS | Eligible | -0.2616 | 1.2153 | 268 | 1.7985 | kWh | 526.964 | N/A | N/A | 17.9853 |  | 268 | 1 | -144 | 22.9 | 0 | 0 | 10 | 0
| SWWH028G | Mtl | Ex | CZ13 |  | 269 | SWWH028E | 1 | 10 | 2022 | natural gas | electricity | NR |  | -137 |  | 21.9 | -137 |  | 21.9 |  | -137 | 21.9 | 0 | 0 |  | 0 | 0 |  | TRUE | 10 | 0 | 0 | TRUE | 2022+10 | 2032+00 | TRUE | TRUE | FALSE | FALSE | -137 | 21.9 | TRUE | TRUE | FALSE | FALSE | 0 | 0 | TRUE | TRUE | TRUE | -137 | 21.9 | 0 | 0 | -1370 | 219 | 0 | 0 | 3423.1829 | 100000 | #N/A | 100000 | 0.034232 | 1 | #N/A | 0 | 0.00018167 | 0.005307 | #N/A | 0.005307 |  | 269 | 17.2102 | PASS | 0.91335 | PASS | Eligible | -0.24889 | 1.1622 | 269 | 1.7224 | kWh | 504.6642 | N/A | N/A | 17.2242 |  | 269 | 1 | -137 | 21.9 | 0 | 0 | 10 | 0
| SWWH028G | Mtl | Ex | CZ14 |  | 270 | SWWH028E | 1 | 10 | 2022 | natural gas | electricity | NR |  | -140 |  | 22.4 | -140 |  | 22.4 |  | -140 | 22.4 | 0 | 0 |  | 0 | 0 |  | TRUE | 10 | 0 | 0 | TRUE | 2022+10 | 2032+00 | TRUE | TRUE | FALSE | FALSE | -140 | 22.4 | TRUE | TRUE | FALSE | FALSE | 0 | 0 | TRUE | TRUE | TRUE | -140 | 22.4 | 0 | 0 | -1400 | 224 | 0 | 0 | 3423.1829 | 100000 | #N/A | 100000 | 0.034232 | 1 | #N/A | 0 | 0.00018167 | 0.005307 | #N/A | 0.005307 |  | 270 | 17.6075 | PASS | 0.93444 | PASS | Eligible | -0.25434 | 1.1888 | 270 | 1.7622 | kWh | 516.3141 | N/A | N/A | 17.6218 |  | 270 | 1 | -140 | 22.4 | 0 | 0 | 10 | 0
| SWWH028G | Mtl | Ex | CZ15 |  | 271 | SWWH028E | 1 | 10 | 2022 | natural gas | electricity | NR |  | -112 |  | 18.4 | -112 |  | 18.4 |  | -112 | 18.4 | 0 | 0 |  | 0 | 0 |  | TRUE | 10 | 0 | 0 | TRUE | 2022+10 | 2032+00 | TRUE | TRUE | FALSE | FALSE | -112 | 18.4 | TRUE | TRUE | FALSE | FALSE | 0 | 0 | TRUE | TRUE | TRUE | -112 | 18.4 | 0 | 0 | -1120 | 184 | 0 | 0 | 3423.1829 | 100000 | #N/A | 100000 | 0.034232 | 1 | #N/A | 0 | 0.00018167 | 0.005307 | #N/A | 0.005307 |  | 271 | 14.566 | PASS | 0.77302 | PASS | Eligible | -0.20347 | 0.97649 | 271 | 1.4577 | kWh | 427.1151 | N/A | N/A | 14.5774 |  | 271 | 1 | -112 | 18.4 | 0 | 0 | 10 | 0
| SWWH028G | Mtl | Ex | CZ16 |  | 272 | SWWH028E | 1 | 10 | 2022 | natural gas | electricity | NR |  | -165 |  | 25.8 | -165 |  | 25.8 |  | -165 | 25.8 | 0 | 0 |  | 0 | 0 |  | TRUE | 10 | 0 | 0 | TRUE | 2022+10 | 2032+00 | TRUE | TRUE | FALSE | FALSE | -165 | 25.8 | TRUE | TRUE | FALSE | FALSE | 0 | 0 | TRUE | TRUE | TRUE | -165 | 25.8 | 0 | 0 | -1650 | 258 | 0 | 0 | 3423.1829 | 100000 | #N/A | 100000 | 0.034232 | 1 | #N/A | 0 | 0.00018167 | 0.005307 | #N/A | 0.005307 |  | 272 | 20.1517 | PASS | 1.0695 | PASS | Eligible | -0.29975 | 1.3692 | 272 | 2.0169 | kWh | 590.9332 | N/A | N/A | 20.1685 |  | 272 | 1 | -165 | 25.8 | 0 | 0 | 10 | 0
| SWWH028G | OfL | Ex | CZ01 |  | 273 | SWWH028E | 1 | 10 | 2022 | natural gas | electricity | NR |  | -112 |  | 18.8 | -112 |  | 18.8 |  | -112 | 18.8 | 0 | 0 |  | 0 | 0 |  | TRUE | 10 | 0 | 0 | TRUE | 2022+10 | 2032+00 | TRUE | TRUE | FALSE | FALSE | -112 | 18.8 | TRUE | TRUE | FALSE | FALSE | 0 | 0 | TRUE | TRUE | TRUE | -112 | 18.8 | 0 | 0 | -1120 | 188 | 0 | 0 | 3423.1829 | 100000 | #N/A | 100000 | 0.034232 | 1 | #N/A | 0 | 0.00018167 | 0.005307 | #N/A | 0.005307 |  | 273 | 14.966 | PASS | 0.79425 | PASS | Eligible | -0.20347 | 0.99772 | 273 | 1.4977 | kWh | 438.835 | N/A | N/A | 14.9774 |  | 273 | 1 | -112 | 18.8 | 0 | 0 | 10 | 0
| SWWH028G | OfL | Ex | CZ02 |  | 274 | SWWH028E | 1 | 10 | 2022 | natural gas | electricity | NR |  | -100 |  | 17.5 | -100 |  | 17.5 |  | -100 | 17.5 | 0 | 0 |  | 0 | 0 |  | TRUE | 10 | 0 | 0 | TRUE | 2022+10 | 2032+00 | TRUE | TRUE | FALSE | FALSE | -100 | 17.5 | TRUE | TRUE | FALSE | FALSE | 0 | 0 | TRUE | TRUE | TRUE | -100 | 17.5 | 0 | 0 | -1000 | 175 | 0 | 0 | 3423.1829 | 100000 | #N/A | 100000 | 0.034232 | 1 | #N/A | 0 | 0.00018167 | 0.005307 | #N/A | 0.005307 |  | 274 | 14.0768 | PASS | 0.74706 | PASS | Eligible | -0.18167 | 0.92873 | 274 | 1.4087 | kWh | 412.7454 | N/A | N/A | 14.087 |  | 274 | 1 | -100 | 17.5 | 0 | 0 | 10 | 0
| SWWH028G | OfL | Ex | CZ03 |  | 275 | SWWH028E | 1 | 10 | 2022 | natural gas | electricity | NR |  | -102 |  | 17.5 | -102 |  | 17.5 |  | -102 | 17.5 | 0 | 0 |  | 0 | 0 |  | TRUE | 10 | 0 | 0 | TRUE | 2022+10 | 2032+00 | TRUE | TRUE | FALSE | FALSE | -102 | 17.5 | TRUE | TRUE | FALSE | FALSE | 0 | 0 | TRUE | TRUE | TRUE | -102 | 17.5 | 0 | 0 | -1020 | 175 | 0 | 0 | 3423.1829 | 100000 | #N/A | 100000 | 0.034232 | 1 | #N/A | 0 | 0.00018167 | 0.005307 | #N/A | 0.005307 |  | 275 | 14.0084 | PASS | 0.74343 | PASS | Eligible | -0.1853 | 0.92873 | 275 | 1.4019 | kWh | 410.7454 | N/A | N/A | 14.0187 |  | 275 | 1 | -102 | 17.5 | 0 | 0 | 10 | 0
| SWWH028G | OfL | Ex | CZ04 |  | 276 | SWWH028E | 1 | 10 | 2022 | natural gas | electricity | NR |  | -96.9 |  | 17 | -96.9 |  | 17 |  | -96.9 | 17 | 0 | 0 |  | 0 | 0 |  | TRUE | 10 | 0 | 0 | TRUE | 2022+10 | 2032+00 | TRUE | TRUE | FALSE | FALSE | -96.9 | 17 | TRUE | TRUE | FALSE | FALSE | 0 | 0 | TRUE | TRUE | TRUE | -96.9 | 17 | 0 | 0 | -969 | 170 | 0 | 0 | 3423.1829 | 100000 | #N/A | 100000 | 0.034232 | 1 | #N/A | 0 | 0.00018167 | 0.005307 | #N/A | 0.005307 |  | 276 | 13.6829 | PASS | 0.72616 | PASS | Eligible | -0.17604 | 0.9022 | 276 | 1.3693 | kWh | 401.1955 | N/A | N/A | 13.6928 |  | 276 | 1 | -96.9 | 17 | 0 | 0 | 10 | 0
| SWWH028G | OfL | Ex | CZ05 |  | 277 | SWWH028E | 1 | 10 | 2022 | natural gas | electricity | NR |  | -104 |  | 17.8 | -104 |  | 17.8 |  | -104 | 17.8 | 0 | 0 |  | 0 | 0 |  | TRUE | 10 | 0 | 0 | TRUE | 2022+10 | 2032+00 | TRUE | TRUE | FALSE | FALSE | -104 | 17.8 | TRUE | TRUE | FALSE | FALSE | 0 | 0 | TRUE | TRUE | TRUE | -104 | 17.8 | 0 | 0 | -1040 | 178 | 0 | 0 | 3423.1829 | 100000 | #N/A | 100000 | 0.034232 | 1 | #N/A | 0 | 0.00018167 | 0.005307 | #N/A | 0.005307 |  | 277 | 14.2399 | PASS | 0.75572 | PASS | Eligible | -0.18894 | 0.94465 | 277 | 1.425 | kWh | 417.5353 | N/A | N/A | 14.2505 |  | 277 | 1 | -104 | 17.8 | 0 | 0 | 10 | 0
| SWWH028G | OfL | Ex | CZ06 |  | 278 | SWWH028E | 1 | 10 | 2022 | natural gas | electricity | NR |  | -93.5 |  | 16.5 | -93.5 |  | 16.5 |  | -93.5 | 16.5 | 0 | 0 |  | 0 | 0 |  | TRUE | 10 | 0 | 0 | TRUE | 2022+10 | 2032+00 | TRUE | TRUE | FALSE | FALSE | -93.5 | 16.5 | TRUE | TRUE | FALSE | FALSE | 0 | 0 | TRUE | TRUE | TRUE | -93.5 | 16.5 | 0 | 0 | -935 | 165 | 0 | 0 | 3423.1829 | 100000 | #N/A | 100000 | 0.034232 | 1 | #N/A | 0 | 0.00018167 | 0.005307 | #N/A | 0.005307 |  | 278 | 13.2993 | PASS | 0.7058 | PASS | Eligible | -0.16986 | 0.87566 | 278 | 1.3309 | kWh | 389.9456 | N/A | N/A | 13.3088 |  | 278 | 1 | -93.5 | 16.5 | 0 | 0 | 10 | 0
| SWWH028G | OfL | Ex | CZ07 |  | 279 | SWWH028E | 1 | 10 | 2022 | natural gas | electricity | NR |  | -92.8 |  | 16.3 | -92.8 |  | 16.3 |  | -92.8 | 16.3 | 0 | 0 |  | 0 | 0 |  | TRUE | 10 | 0 | 0 | TRUE | 2022+10 | 2032+00 | TRUE | TRUE | FALSE | FALSE | -92.8 | 16.3 | TRUE | TRUE | FALSE | FALSE | 0 | 0 | TRUE | TRUE | TRUE | -92.8 | 16.3 | 0 | 0 | -928 | 163 | 0 | 0 | 3423.1829 | 100000 | #N/A | 100000 | 0.034232 | 1 | #N/A | 0 | 0.00018167 | 0.005307 | #N/A | 0.005307 |  | 279 | 13.1233 | PASS | 0.69646 | PASS | Eligible | -0.16859 | 0.86505 | 279 | 1.3133 | kWh | 384.7857 | N/A | N/A | 13.1327 |  | 279 | 1 | -92.8 | 16.3 | 0 | 0 | 10 | 0
| SWWH028G | OfL | Ex | CZ08 |  | 280 | SWWH028E | 1 | 10 | 2022 | natural gas | electricity | NR |  | -90.1 |  | 16 | -90.1 |  | 16 |  | -90.1 | 16 | 0 | 0 |  | 0 | 0 |  | TRUE | 10 | 0 | 0 | TRUE | 2022+10 | 2032+00 | TRUE | TRUE | FALSE | FALSE | -90.1 | 16 | TRUE | TRUE | FALSE | FALSE | 0 | 0 | TRUE | TRUE | TRUE | -90.1 | 16 | 0 | 0 | -901 | 160 | 0 | 0 | 3423.1829 | 100000 | #N/A | 100000 | 0.034232 | 1 | #N/A | 0 | 0.00018167 | 0.005307 | #N/A | 0.005307 |  | 280 | 12.9157 | PASS | 0.68544 | PASS | Eligible | -0.16368 | 0.84913 | 280 | 1.2925 | kWh | 378.6958 | N/A | N/A | 12.9249 |  | 280 | 1 | -90.1 | 16 | 0 | 0 | 10 | 0
| SWWH028G | OfL | Ex | CZ09 |  | 281 | SWWH028E | 1 | 10 | 2022 | natural gas | electricity | NR |  | -90.2 |  | 16 | -90.2 |  | 16 |  | -90.2 | 16 | 0 | 0 |  | 0 | 0 |  | TRUE | 10 | 0 | 0 | TRUE | 2022+10 | 2032+00 | TRUE | TRUE | FALSE | FALSE | -90.2 | 16 | TRUE | TRUE | FALSE | FALSE | 0 | 0 | TRUE | TRUE | TRUE | -90.2 | 16 | 0 | 0 | -902 | 160 | 0 | 0 | 3423.1829 | 100000 | #N/A | 100000 | 0.034232 | 1 | #N/A | 0 | 0.00018167 | 0.005307 | #N/A | 0.005307 |  | 281 | 12.9123 | PASS | 0.68526 | PASS | Eligible | -0.16387 | 0.84913 | 281 | 1.2921 | kWh | 378.5958 | N/A | N/A | 12.9215 |  | 281 | 1 | -90.2 | 16 | 0 | 0 | 10 | 0
| SWWH028G | OfL | Ex | CZ10 |  | 282 | SWWH028E | 1 | 10 | 2022 | natural gas | electricity | NR |  | -89.6 |  | 15.9 | -89.6 |  | 15.9 |  | -89.6 | 15.9 | 0 | 0 |  | 0 | 0 |  | TRUE | 10 | 0 | 0 | TRUE | 2022+10 | 2032+00 | TRUE | TRUE | FALSE | FALSE | -89.6 | 15.9 | TRUE | TRUE | FALSE | FALSE | 0 | 0 | TRUE | TRUE | TRUE | -89.6 | 15.9 | 0 | 0 | -896 | 159 | 0 | 0 | 3423.1829 | 100000 | #N/A | 100000 | 0.034232 | 1 | #N/A | 0 | 0.00018167 | 0.005307 | #N/A | 0.005307 |  | 282 | 12.8328 | PASS | 0.68104 | PASS | Eligible | -0.16278 | 0.84382 | 282 | 1.2842 | kWh | 376.2658 | N/A | N/A | 12.842 |  | 282 | 1 | -89.6 | 15.9 | 0 | 0 | 10 | 0
| SWWH028G | OfL | Ex | CZ11 |  | 283 | SWWH028E | 1 | 10 | 2022 | natural gas | electricity | NR |  | -91.9 |  | 16.2 | -91.9 |  | 16.2 |  | -91.9 | 16.2 | 0 | 0 |  | 0 | 0 |  | TRUE | 10 | 0 | 0 | TRUE | 2022+10 | 2032+00 | TRUE | TRUE | FALSE | FALSE | -91.9 | 16.2 | TRUE | TRUE | FALSE | FALSE | 0 | 0 | TRUE | TRUE | TRUE | -91.9 | 16.2 | 0 | 0 | -919 | 162 | 0 | 0 | 3423.1829 | 100000 | #N/A | 100000 | 0.034232 | 1 | #N/A | 0 | 0.00018167 | 0.005307 | #N/A | 0.005307 |  | 283 | 13.0541 | PASS | 0.69279 | PASS | Eligible | -0.16695 | 0.85974 | 283 | 1.3063 | kWh | 382.7557 | N/A | N/A | 13.0635 |  | 283 | 1 | -91.9 | 16.2 | 0 | 0 | 10 | 0
| SWWH028G | OfL | Ex | CZ12 |  | 284 | SWWH028E | 1 | 10 | 2022 | natural gas | electricity | NR |  | -94.9 |  | 16.7 | -94.9 |  | 16.7 |  | -94.9 | 16.7 | 0 | 0 |  | 0 | 0 |  | TRUE | 10 | 0 | 0 | TRUE | 2022+10 | 2032+00 | TRUE | TRUE | FALSE | FALSE | -94.9 | 16.7 | TRUE | TRUE | FALSE | FALSE | 0 | 0 | TRUE | TRUE | TRUE | -94.9 | 16.7 | 0 | 0 | -949 | 167 | 0 | 0 | 3423.1829 | 100000 | #N/A | 100000 | 0.034232 | 1 | #N/A | 0 | 0.00018167 | 0.005307 | #N/A | 0.005307 |  | 284 | 13.4514 | PASS | 0.71387 | PASS | Eligible | -0.1724 | 0.88628 | 284 | 1.3461 | kWh | 394.4056 | N/A | N/A | 13.4611 |  | 284 | 1 | -94.9 | 16.7 | 0 | 0 | 10 | 0
| SWWH028G | OfL | Ex | CZ13 |  | 285 | SWWH028E | 1 | 10 | 2022 | natural gas | electricity | NR |  | -90.3 |  | 16 | -90.3 |  | 16 |  | -90.3 | 16 | 0 | 0 |  | 0 | 0 |  | TRUE | 10 | 0 | 0 | TRUE | 2022+10 | 2032+00 | TRUE | TRUE | FALSE | FALSE | -90.3 | 16 | TRUE | TRUE | FALSE | FALSE | 0 | 0 | TRUE | TRUE | TRUE | -90.3 | 16 | 0 | 0 | -903 | 160 | 0 | 0 | 3423.1829 | 100000 | #N/A | 100000 | 0.034232 | 1 | #N/A | 0 | 0.00018167 | 0.005307 | #N/A | 0.005307 |  | 285 | 12.9089 | PASS | 0.68508 | PASS | Eligible | -0.16405 | 0.84913 | 285 | 1.2918 | kWh | 378.4958 | N/A | N/A | 12.9181 |  | 285 | 1 | -90.3 | 16 | 0 | 0 | 10 | 0
| SWWH028G | OfL | Ex | CZ14 |  | 286 | SWWH028E | 1 | 10 | 2022 | natural gas | electricity | NR |  | -92.3 |  | 16.3 | -92.3 |  | 16.3 |  | -92.3 | 16.3 | 0 | 0 |  | 0 | 0 |  | TRUE | 10 | 0 | 0 | TRUE | 2022+10 | 2032+00 | TRUE | TRUE | FALSE | FALSE | -92.3 | 16.3 | TRUE | TRUE | FALSE | FALSE | 0 | 0 | TRUE | TRUE | TRUE | -92.3 | 16.3 | 0 | 0 | -923 | 163 | 0 | 0 | 3423.1829 | 100000 | #N/A | 100000 | 0.034232 | 1 | #N/A | 0 | 0.00018167 | 0.005307 | #N/A | 0.005307 |  | 286 | 13.1404 | PASS | 0.69737 | PASS | Eligible | -0.16768 | 0.86505 | 286 | 1.315 | kWh | 385.2857 | N/A | N/A | 13.1498 |  | 286 | 1 | -92.3 | 16.3 | 0 | 0 | 10 | 0
| SWWH028G | OfL | Ex | CZ15 |  | 287 | SWWH028E | 1 | 10 | 2022 | natural gas | electricity | NR |  | -73.9 |  | 13.4 | -73.9 |  | 13.4 |  | -73.9 | 13.4 | 0 | 0 |  | 0 | 0 |  | TRUE | 10 | 0 | 0 | TRUE | 2022+10 | 2032+00 | TRUE | TRUE | FALSE | FALSE | -73.9 | 13.4 | TRUE | TRUE | FALSE | FALSE | 0 | 0 | TRUE | TRUE | TRUE | -73.9 | 13.4 | 0 | 0 | -739 | 134 | 0 | 0 | 3423.1829 | 100000 | #N/A | 100000 | 0.034232 | 1 | #N/A | 0 | 0.00018167 | 0.005307 | #N/A | 0.005307 |  | 287 | 10.8703 | PASS | 0.57689 | PASS | Eligible | -0.13425 | 0.71114 | 287 | 1.0878 | kWh | 318.7165 | N/A | N/A | 10.8778 |  | 287 | 1 | -73.9 | 13.4 | 0 | 0 | 10 | 0
| SWWH028G | OfL | Ex | CZ16 |  | 288 | SWWH028E | 1 | 10 | 2022 | natural gas | electricity | NR |  | -108 |  | 18.7 | -108 |  | 18.7 |  | -108 | 18.7 | 0 | 0 |  | 0 | 0 |  | TRUE | 10 | 0 | 0 | TRUE | 2022+10 | 2032+00 | TRUE | TRUE | FALSE | FALSE | -108 | 18.7 | TRUE | TRUE | FALSE | FALSE | 0 | 0 | TRUE | TRUE | TRUE | -108 | 18.7 | 0 | 0 | -1080 | 187 | 0 | 0 | 3423.1829 | 100000 | #N/A | 100000 | 0.034232 | 1 | #N/A | 0 | 0.00018167 | 0.005307 | #N/A | 0.005307 |  | 288 | 15.003 | PASS | 0.79621 | PASS | Eligible | -0.1962 | 0.99242 | 288 | 1.5014 | kWh | 439.9051 | N/A | N/A | 15.014 |  | 288 | 1 | -108 | 18.7 | 0 | 0 | 10 | 0
| SWWH028G | OfS | Ex | CZ01 |  | 289 | SWWH028E | 1 | 10 | 2022 | natural gas | electricity | NR |  | -72.1 |  | 11.8 | -72.1 |  | 11.8 |  | -72.1 | 11.8 | 0 | 0 |  | 0 | 0 |  | TRUE | 10 | 0 | 0 | TRUE | 2022+10 | 2032+00 | TRUE | TRUE | FALSE | FALSE | -72.1 | 11.8 | TRUE | TRUE | FALSE | FALSE | 0 | 0 | TRUE | TRUE | TRUE | -72.1 | 11.8 | 0 | 0 | -721 | 118 | 0 | 0 | 3423.1829 | 100000 | #N/A | 100000 | 0.034232 | 1 | #N/A | 0 | 0.00018167 | 0.005307 | #N/A | 0.005307 |  | 289 | 9.3319 | PASS | 0.49525 | PASS | Eligible | -0.13098 | 0.62623 | 289 | 0.93392 | kWh | 273.6369 | N/A | N/A | 9.3392 |  | 289 | 1 | -72.1 | 11.8 | 0 | 0 | 10 | 0
| SWWH028G | OfS | Ex | CZ02 |  | 290 | SWWH028E | 1 | 10 | 2022 | natural gas | electricity | NR |  | -64.7 |  | 10.9 | -64.7 |  | 10.9 |  | -64.7 | 10.9 | 0 | 0 |  | 0 | 0 |  | TRUE | 10 | 0 | 0 | TRUE | 2022+10 | 2032+00 | TRUE | TRUE | FALSE | FALSE | -64.7 | 10.9 | TRUE | TRUE | FALSE | FALSE | 0 | 0 | TRUE | TRUE | TRUE | -64.7 | 10.9 | 0 | 0 | -647 | 109 | 0 | 0 | 3423.1829 | 100000 | #N/A | 100000 | 0.034232 | 1 | #N/A | 0 | 0.00018167 | 0.005307 | #N/A | 0.005307 |  | 290 | 8.6852 | PASS | 0.46093 | PASS | Eligible | -0.11754 | 0.57847 | 290 | 0.86918 | kWh | 254.6671 | N/A | N/A | 8.6918 |  | 290 | 1 | -64.7 | 10.9 | 0 | 0 | 10 | 0
| SWWH028G | OfS | Ex | CZ03 |  | 291 | SWWH028E | 1 | 10 | 2022 | natural gas | electricity | NR |  | -65.9 |  | 11 | -65.9 |  | 11 |  | -65.9 | 11 | 0 | 0 |  | 0 | 0 |  | TRUE | 10 | 0 | 0 | TRUE | 2022+10 | 2032+00 | TRUE | TRUE | FALSE | FALSE | -65.9 | 11 | TRUE | TRUE | FALSE | FALSE | 0 | 0 | TRUE | TRUE | TRUE | -65.9 | 11 | 0 | 0 | -659 | 110 | 0 | 0 | 3423.1829 | 100000 | #N/A | 100000 | 0.034232 | 1 | #N/A | 0 | 0.00018167 | 0.005307 | #N/A | 0.005307 |  | 291 | 8.7441 | PASS | 0.46405 | PASS | Eligible | -0.11972 | 0.58377 | 291 | 0.87508 | kWh | 256.3971 | N/A | N/A | 8.7508 |  | 291 | 1 | -65.9 | 11 | 0 | 0 | 10 | 0
| SWWH028G | OfS | Ex | CZ04 |  | 292 | SWWH028E | 1 | 10 | 2022 | natural gas | electricity | NR |  | -62.5 |  | 10.6 | -62.5 |  | 10.6 |  | -62.5 | 10.6 | 0 | 0 |  | 0 | 0 |  | TRUE | 10 | 0 | 0 | TRUE | 2022+10 | 2032+00 | TRUE | TRUE | FALSE | FALSE | -62.5 | 10.6 | TRUE | TRUE | FALSE | FALSE | 0 | 0 | TRUE | TRUE | TRUE | -62.5 | 10.6 | 0 | 0 | -625 | 106 | 0 | 0 | 3423.1829 | 100000 | #N/A | 100000 | 0.034232 | 1 | #N/A | 0 | 0.00018167 | 0.005307 | #N/A | 0.005307 |  | 292 | 8.4605 | PASS | 0.449 | PASS | Eligible | -0.11354 | 0.56255 | 292 | 0.84669 | kWh | 248.0772 | N/A | N/A | 8.4669 |  | 292 | 1 | -62.5 | 10.6 | 0 | 0 | 10 | 0
| SWWH028G | OfS | Ex | CZ05 |  | 293 | SWWH028E | 1 | 10 | 2022 | natural gas | electricity | NR |  | -67.2 |  | 11.1 | -67.2 |  | 11.1 |  | -67.2 | 11.1 | 0 | 0 |  | 0 | 0 |  | TRUE | 10 | 0 | 0 | TRUE | 2022+10 | 2032+00 | TRUE | TRUE | FALSE | FALSE | -67.2 | 11.1 | TRUE | TRUE | FALSE | FALSE | 0 | 0 | TRUE | TRUE | TRUE | -67.2 | 11.1 | 0 | 0 | -672 | 111 | 0 | 0 | 3423.1829 | 100000 | #N/A | 100000 | 0.034232 | 1 | #N/A | 0 | 0.00018167 | 0.005307 | #N/A | 0.005307 |  | 293 | 8.7996 | PASS | 0.467 | PASS | Eligible | -0.12208 | 0.58908 | 293 | 0.88065 | kWh | 258.0271 | N/A | N/A | 8.8065 |  | 293 | 1 | -67.2 | 11.1 | 0 | 0 | 10 | 0
| SWWH028G | OfS | Ex | CZ06 |  | 294 | SWWH028E | 1 | 10 | 2022 | natural gas | electricity | NR |  | -60.5 |  | 10.3 | -60.5 |  | 10.3 |  | -60.5 | 10.3 | 0 | 0 |  | 0 | 0 |  | TRUE | 10 | 0 | 0 | TRUE | 2022+10 | 2032+00 | TRUE | TRUE | FALSE | FALSE | -60.5 | 10.3 | TRUE | TRUE | FALSE | FALSE | 0 | 0 | TRUE | TRUE | TRUE | -60.5 | 10.3 | 0 | 0 | -605 | 103 | 0 | 0 | 3423.1829 | 100000 | #N/A | 100000 | 0.034232 | 1 | #N/A | 0 | 0.00018167 | 0.005307 | #N/A | 0.005307 |  | 294 | 8.229 | PASS | 0.43671 | PASS | Eligible | -0.10991 | 0.54662 | 294 | 0.82351 | kWh | 241.2873 | N/A | N/A | 8.2351 |  | 294 | 1 | -60.5 | 10.3 | 0 | 0 | 10 | 0
| SWWH028G | OfS | Ex | CZ07 |  | 295 | SWWH028E | 1 | 10 | 2022 | natural gas | electricity | NR |  | -59.9 |  | 10.2 | -59.9 |  | 10.2 |  | -59.9 | 10.2 | 0 | 0 |  | 0 | 0 |  | TRUE | 10 | 0 | 0 | TRUE | 2022+10 | 2032+00 | TRUE | TRUE | FALSE | FALSE | -59.9 | 10.2 | TRUE | TRUE | FALSE | FALSE | 0 | 0 | TRUE | TRUE | TRUE | -59.9 | 10.2 | 0 | 0 | -599 | 102 | 0 | 0 | 3423.1829 | 100000 | #N/A | 100000 | 0.034232 | 1 | #N/A | 0 | 0.00018167 | 0.005307 | #N/A | 0.005307 |  | 295 | 8.1495 | PASS | 0.4325 | PASS | Eligible | -0.10882 | 0.54132 | 295 | 0.81556 | kWh | 238.9573 | N/A | N/A | 8.1556 |  | 295 | 1 | -59.9 | 10.2 | 0 | 0 | 10 | 0
| SWWH028G | OfS | Ex | CZ08 |  | 296 | SWWH028E | 1 | 10 | 2022 | natural gas | electricity | NR |  | -58.3 |  | 10 | -58.3 |  | 10 |  | -58.3 | 10 | 0 | 0 |  | 0 | 0 |  | TRUE | 10 | 0 | 0 | TRUE | 2022+10 | 2032+00 | TRUE | TRUE | FALSE | FALSE | -58.3 | 10 | TRUE | TRUE | FALSE | FALSE | 0 | 0 | TRUE | TRUE | TRUE | -58.3 | 10 | 0 | 0 | -583 | 100 | 0 | 0 | 3423.1829 | 100000 | #N/A | 100000 | 0.034232 | 1 | #N/A | 0 | 0.00018167 | 0.005307 | #N/A | 0.005307 |  | 296 | 8.0043 | PASS | 0.42479 | PASS | Eligible | -0.10591 | 0.5307 | 296 | 0.80102 | kWh | 234.6974 | N/A | N/A | 8.0102 |  | 296 | 1 | -58.3 | 10 | 0 | 0 | 10 | 0
| SWWH028G | OfS | Ex | CZ09 |  | 297 | SWWH028E | 1 | 10 | 2022 | natural gas | electricity | NR |  | -58.2 |  | 10 | -58.2 |  | 10 |  | -58.2 | 10 | 0 | 0 |  | 0 | 0 |  | TRUE | 10 | 0 | 0 | TRUE | 2022+10 | 2032+00 | TRUE | TRUE | FALSE | FALSE | -58.2 | 10 | TRUE | TRUE | FALSE | FALSE | 0 | 0 | TRUE | TRUE | TRUE | -58.2 | 10 | 0 | 0 | -582 | 100 | 0 | 0 | 3423.1829 | 100000 | #N/A | 100000 | 0.034232 | 1 | #N/A | 0 | 0.00018167 | 0.005307 | #N/A | 0.005307 |  | 297 | 8.0077 | PASS | 0.42497 | PASS | Eligible | -0.10573 | 0.5307 | 297 | 0.80136 | kWh | 234.7974 | N/A | N/A | 8.0136 |  | 297 | 1 | -58.2 | 10 | 0 | 0 | 10 | 0
| SWWH028G | OfS | Ex | CZ10 |  | 298 | SWWH028E | 1 | 10 | 2022 | natural gas | electricity | NR |  | -57.8 |  | 9.96 | -57.8 |  | 9.96 |  | -57.8 | 9.96 | 0 | 0 |  | 0 | 0 |  | TRUE | 10 | 0 | 0 | TRUE | 2022+10 | 2032+00 | TRUE | TRUE | FALSE | FALSE | -57.8 | 9.96 | TRUE | TRUE | FALSE | FALSE | 0 | 0 | TRUE | TRUE | TRUE | -57.8 | 9.96 | 0 | 0 | -578 | 99.6 | 0 | 0 | 3423.1829 | 100000 | #N/A | 100000 | 0.034232 | 1 | #N/A | 0 | 0.00018167 | 0.005307 | #N/A | 0.005307 |  | 298 | 7.9814 | PASS | 0.42358 | PASS | Eligible | -0.10501 | 0.52858 | 298 | 0.79873 | kWh | 234.0254 | N/A | N/A | 7.9873 |  | 298 | 1 | -57.8 | 9.96 | 0 | 0 | 10 | 0
| SWWH028G | OfS | Ex | CZ11 |  | 299 | SWWH028E | 1 | 10 | 2022 | natural gas | electricity | NR |  | -59 |  | 10.1 | -59 |  | 10.1 |  | -59 | 10.1 | 0 | 0 |  | 0 | 0 |  | TRUE | 10 | 0 | 0 | TRUE | 2022+10 | 2032+00 | TRUE | TRUE | FALSE | FALSE | -59 | 10.1 | TRUE | TRUE | FALSE | FALSE | 0 | 0 | TRUE | TRUE | TRUE | -59 | 10.1 | 0 | 0 | -590 | 101 | 0 | 0 | 3423.1829 | 100000 | #N/A | 100000 | 0.034232 | 1 | #N/A | 0 | 0.00018167 | 0.005307 | #N/A | 0.005307 |  | 299 | 8.0803 | PASS | 0.42883 | PASS | Eligible | -0.10719 | 0.53601 | 299 | 0.80863 | kWh | 236.9273 | N/A | N/A | 8.0863 |  | 299 | 1 | -59 | 10.1 | 0 | 0 | 10 | 0
| SWWH028G | OfS | Ex | CZ12 |  | 300 | SWWH028E | 1 | 10 | 2022 | natural gas | electricity | NR |  | -61.1 |  | 10.4 | -61.1 |  | 10.4 |  | -61.1 | 10.4 | 0 | 0 |  | 0 | 0 |  | TRUE | 10 | 0 | 0 | TRUE | 2022+10 | 2032+00 | TRUE | TRUE | FALSE | FALSE | -61.1 | 10.4 | TRUE | TRUE | FALSE | FALSE | 0 | 0 | TRUE | TRUE | TRUE | -61.1 | 10.4 | 0 | 0 | -611 | 104 | 0 | 0 | 3423.1829 | 100000 | #N/A | 100000 | 0.034232 | 1 | #N/A | 0 | 0.00018167 | 0.005307 | #N/A | 0.005307 |  | 300 | 8.3084 | PASS | 0.44093 | PASS | Eligible | -0.111 | 0.55193 | 300 | 0.83147 | kWh | 243.6173 | N/A | N/A | 8.3147 |  | 300 | 1 | -61.1 | 10.4 | 0 | 0 | 10 | 0
| SWWH028G | OfS | Ex | CZ13 |  | 301 | SWWH028E | 1 | 10 | 2022 | natural gas | electricity | NR |  | -58.1 |  | 9.96 | -58.1 |  | 9.96 |  | -58.1 | 9.96 | 0 | 0 |  | 0 | 0 |  | TRUE | 10 | 0 | 0 | TRUE | 2022+10 | 2032+00 | TRUE | TRUE | FALSE | FALSE | -58.1 | 9.96 | TRUE | TRUE | FALSE | FALSE | 0 | 0 | TRUE | TRUE | TRUE | -58.1 | 9.96 | 0 | 0 | -581 | 99.6 | 0 | 0 | 3423.1829 | 100000 | #N/A | 100000 | 0.034232 | 1 | #N/A | 0 | 0.00018167 | 0.005307 | #N/A | 0.005307 |  | 301 | 7.9711 | PASS | 0.42303 | PASS | Eligible | -0.10555 | 0.52858 | 301 | 0.7977 | kWh | 233.7254 | N/A | N/A | 7.977 |  | 301 | 1 | -58.1 | 9.96 | 0 | 0 | 10 | 0
| SWWH028G | OfS | Ex | CZ14 |  | 302 | SWWH028E | 1 | 10 | 2022 | natural gas | electricity | NR |  | -59.4 |  | 10.2 | -59.4 |  | 10.2 |  | -59.4 | 10.2 | 0 | 0 |  | 0 | 0 |  | TRUE | 10 | 0 | 0 | TRUE | 2022+10 | 2032+00 | TRUE | TRUE | FALSE | FALSE | -59.4 | 10.2 | TRUE | TRUE | FALSE | FALSE | 0 | 0 | TRUE | TRUE | TRUE | -59.4 | 10.2 | 0 | 0 | -594 | 102 | 0 | 0 | 3423.1829 | 100000 | #N/A | 100000 | 0.034232 | 1 | #N/A | 0 | 0.00018167 | 0.005307 | #N/A | 0.005307 |  | 302 | 8.1666 | PASS | 0.43341 | PASS | Eligible | -0.10791 | 0.54132 | 302 | 0.81727 | kWh | 239.4573 | N/A | N/A | 8.1727 |  | 302 | 1 | -59.4 | 10.2 | 0 | 0 | 10 | 0
| SWWH028G | OfS | Ex | CZ15 |  | 303 | SWWH028E | 1 | 10 | 2022 | natural gas | electricity | NR |  | -47.6 |  | 8.37 | -47.6 |  | 8.37 |  | -47.6 | 8.37 | 0 | 0 |  | 0 | 0 |  | TRUE | 10 | 0 | 0 | TRUE | 2022+10 | 2032+00 | TRUE | TRUE | FALSE | FALSE | -47.6 | 8.37 | TRUE | TRUE | FALSE | FALSE | 0 | 0 | TRUE | TRUE | TRUE | -47.6 | 8.37 | 0 | 0 | -476 | 83.7 | 0 | 0 | 3423.1829 | 100000 | #N/A | 100000 | 0.034232 | 1 | #N/A | 0 | 0.00018167 | 0.005307 | #N/A | 0.005307 |  | 303 | 6.7406 | PASS | 0.35772 | PASS | Eligible | -0.086475 | 0.4442 | 303 | 0.67454 | kWh | 197.6388 | N/A | N/A | 6.7454 |  | 303 | 1 | -47.6 | 8.37 | 0 | 0 | 10 | 0
| SWWH028G | OfS | Ex | CZ16 |  | 304 | SWWH028E | 1 | 10 | 2022 | natural gas | electricity | NR |  | -69.7 |  | 11.7 | -69.7 |  | 11.7 |  | -69.7 | 11.7 | 0 | 0 |  | 0 | 0 |  | TRUE | 10 | 0 | 0 | TRUE | 2022+10 | 2032+00 | TRUE | TRUE | FALSE | FALSE | -69.7 | 11.7 | TRUE | TRUE | FALSE | FALSE | 0 | 0 | TRUE | TRUE | TRUE | -69.7 | 11.7 | 0 | 0 | -697 | 117 | 0 | 0 | 3423.1829 | 100000 | #N/A | 100000 | 0.034232 | 1 | #N/A | 0 | 0.00018167 | 0.005307 | #N/A | 0.005307 |  | 304 | 9.314 | PASS | 0.4943 | PASS | Eligible | -0.12662 | 0.62092 | 304 | 0.93211 | kWh | 273.1069 | N/A | N/A | 9.3211 |  | 304 | 1 | -69.7 | 11.7 | 0 | 0 | 10 | 0
| SWWH028G | RSD | Ex | CZ01 |  | 305 | SWWH028E | 1 | 10 | 2022 | natural gas | electricity | NR |  | -27.6 |  | 4.08 | -27.6 |  | 4.08 |  | -27.6 | 4.08 | 0 | 0 |  | 0 | 0 |  | TRUE | 10 | 0 | 0 | TRUE | 2022+10 | 2032+00 | TRUE | TRUE | FALSE | FALSE | -27.6 | 4.08 | TRUE | TRUE | FALSE | FALSE | 0 | 0 | TRUE | TRUE | TRUE | -27.6 | 4.08 | 0 | 0 | -276 | 40.8 | 0 | 0 | 3423.1829 | 100000 | #N/A | 100000 | 0.034232 | 1 | #N/A | 0 | 0.00018167 | 0.005307 | #N/A | 0.005307 |  | 305 | 3.1352 | PASS | 0.16639 | PASS | Eligible | -0.050141 | 0.21653 | 305 | 0.3138 | kWh | 91.9429 | N/A | N/A | 3.138 |  | 305 | 1 | -27.6 | 4.08 | 0 | 0 | 10 | 0
| SWWH028G | RSD | Ex | CZ02 |  | 306 | SWWH028E | 1 | 10 | 2022 | natural gas | electricity | NR |  | -24.7 |  | 3.8 | -24.7 |  | 3.8 |  | -24.7 | 3.8 | 0 | 0 |  | 0 | 0 |  | TRUE | 10 | 0 | 0 | TRUE | 2022+10 | 2032+00 | TRUE | TRUE | FALSE | FALSE | -24.7 | 3.8 | TRUE | TRUE | FALSE | FALSE | 0 | 0 | TRUE | TRUE | TRUE | -24.7 | 3.8 | 0 | 0 | -247 | 38 | 0 | 0 | 3423.1829 | 100000 | #N/A | 100000 | 0.034232 | 1 | #N/A | 0 | 0.00018167 | 0.005307 | #N/A | 0.005307 |  | 306 | 2.9545 | PASS | 0.1568 | PASS | Eligible | -0.044872 | 0.20167 | 306 | 0.2957 | kWh | 86.639 | N/A | N/A | 2.957 |  | 306 | 1 | -24.7 | 3.8 | 0 | 0 | 10 | 0
| SWWH028G | RSD | Ex | CZ03 |  | 307 | SWWH028E | 1 | 10 | 2022 | natural gas | electricity | NR |  | -25.3 |  | 3.81 | -25.3 |  | 3.81 |  | -25.3 | 3.81 | 0 | 0 |  | 0 | 0 |  | TRUE | 10 | 0 | 0 | TRUE | 2022+10 | 2032+00 | TRUE | TRUE | FALSE | FALSE | -25.3 | 3.81 | TRUE | TRUE | FALSE | FALSE | 0 | 0 | TRUE | TRUE | TRUE | -25.3 | 3.81 | 0 | 0 | -253 | 38.1 | 0 | 0 | 3423.1829 | 100000 | #N/A | 100000 | 0.034232 | 1 | #N/A | 0 | 0.00018167 | 0.005307 | #N/A | 0.005307 |  | 307 | 2.9439 | PASS | 0.15624 | PASS | Eligible | -0.045962 | 0.2022 | 307 | 0.29465 | kWh | 86.332 | N/A | N/A | 2.9465 |  | 307 | 1 | -25.3 | 3.81 | 0 | 0 | 10 | 0
| SWWH028G | RSD | Ex | CZ04 |  | 308 | SWWH028E | 1 | 10 | 2022 | natural gas | electricity | NR |  | -24 |  | 3.69 | -24 |  | 3.69 |  | -24 | 3.69 | 0 | 0 |  | 0 | 0 |  | TRUE | 10 | 0 | 0 | TRUE | 2022+10 | 2032+00 | TRUE | TRUE | FALSE | FALSE | -24 | 3.69 | TRUE | TRUE | FALSE | FALSE | 0 | 0 | TRUE | TRUE | TRUE | -24 | 3.69 | 0 | 0 | -240 | 36.9 | 0 | 0 | 3423.1829 | 100000 | #N/A | 100000 | 0.034232 | 1 | #N/A | 0 | 0.00018167 | 0.005307 | #N/A | 0.005307 |  | 308 | 2.8684 | PASS | 0.15223 | PASS | Eligible | -0.043601 | 0.19583 | 308 | 0.28709 | kWh | 84.116 | N/A | N/A | 2.8709 |  | 308 | 1 | -24 | 3.69 | 0 | 0 | 10 | 0
| SWWH028G | RSD | Ex | CZ05 |  | 309 | SWWH028E | 1 | 10 | 2022 | natural gas | electricity | NR |  | -25.7 |  | 3.87 | -25.7 |  | 3.87 |  | -25.7 | 3.87 | 0 | 0 |  | 0 | 0 |  | TRUE | 10 | 0 | 0 | TRUE | 2022+10 | 2032+00 | TRUE | TRUE | FALSE | FALSE | -25.7 | 3.87 | TRUE | TRUE | FALSE | FALSE | 0 | 0 | TRUE | TRUE | TRUE | -25.7 | 3.87 | 0 | 0 | -257 | 38.7 | 0 | 0 | 3423.1829 | 100000 | #N/A | 100000 | 0.034232 | 1 | #N/A | 0 | 0.00018167 | 0.005307 | #N/A | 0.005307 |  | 309 | 2.9902 | PASS | 0.15869 | PASS | Eligible | -0.046689 | 0.20538 | 309 | 0.29929 | kWh | 87.69 | N/A | N/A | 2.9929 |  | 309 | 1 | -25.7 | 3.87 | 0 | 0 | 10 | 0
| SWWH028G | RSD | Ex | CZ06 |  | 310 | SWWH028E | 1 | 10 | 2022 | natural gas | electricity | NR |  | -23.2 |  | 3.58 | -23.2 |  | 3.58 |  | -23.2 | 3.58 | 0 | 0 |  | 0 | 0 |  | TRUE | 10 | 0 | 0 | TRUE | 2022+10 | 2032+00 | TRUE | TRUE | FALSE | FALSE | -23.2 | 3.58 | TRUE | TRUE | FALSE | FALSE | 0 | 0 | TRUE | TRUE | TRUE | -23.2 | 3.58 | 0 | 0 | -232 | 35.8 | 0 | 0 | 3423.1829 | 100000 | #N/A | 100000 | 0.034232 | 1 | #N/A | 0 | 0.00018167 | 0.005307 | #N/A | 0.005307 |  | 310 | 2.7858 | PASS | 0.14784 | PASS | Eligible | -0.042147 | 0.18999 | 310 | 0.27882 | kWh | 81.6931 | N/A | N/A | 2.7882 |  | 310 | 1 | -23.2 | 3.58 | 0 | 0 | 10 | 0
| SWWH028G | RSD | Ex | CZ07 |  | 311 | SWWH028E | 1 | 10 | 2022 | natural gas | electricity | NR |  | -23.1 |  | 3.54 | -23.1 |  | 3.54 |  | -23.1 | 3.54 | 0 | 0 |  | 0 | 0 |  | TRUE | 10 | 0 | 0 | TRUE | 2022+10 | 2032+00 | TRUE | TRUE | FALSE | FALSE | -23.1 | 3.54 | TRUE | TRUE | FALSE | FALSE | 0 | 0 | TRUE | TRUE | TRUE | -23.1 | 3.54 | 0 | 0 | -231 | 35.4 | 0 | 0 | 3423.1829 | 100000 | #N/A | 100000 | 0.034232 | 1 | #N/A | 0 | 0.00018167 | 0.005307 | #N/A | 0.005307 |  | 311 | 2.7492 | PASS | 0.1459 | PASS | Eligible | -0.041966 | 0.18787 | 311 | 0.27516 | kWh | 80.6211 | N/A | N/A | 2.7516 |  | 311 | 1 | -23.1 | 3.54 | 0 | 0 | 10 | 0
| SWWH028G | RSD | Ex | CZ08 |  | 312 | SWWH028E | 1 | 10 | 2022 | natural gas | electricity | NR |  | -22.4 |  | 3.48 | -22.4 |  | 3.48 |  | -22.4 | 3.48 | 0 | 0 |  | 0 | 0 |  | TRUE | 10 | 0 | 0 | TRUE | 2022+10 | 2032+00 | TRUE | TRUE | FALSE | FALSE | -22.4 | 3.48 | TRUE | TRUE | FALSE | FALSE | 0 | 0 | TRUE | TRUE | TRUE | -22.4 | 3.48 | 0 | 0 | -224 | 34.8 | 0 | 0 | 3423.1829 | 100000 | #N/A | 100000 | 0.034232 | 1 | #N/A | 0 | 0.00018167 | 0.005307 | #N/A | 0.005307 |  | 312 | 2.7132 | PASS | 0.14399 | PASS | Eligible | -0.040694 | 0.18468 | 312 | 0.27155 | kWh | 79.5631 | N/A | N/A | 2.7155 |  | 312 | 1 | -22.4 | 3.48 | 0 | 0 | 10 | 0
| SWWH028G | RSD | Ex | CZ09 |  | 313 | SWWH028E | 1 | 10 | 2022 | natural gas | electricity | NR |  | -22.4 |  | 3.48 | -22.4 |  | 3.48 |  | -22.4 | 3.48 | 0 | 0 |  | 0 | 0 |  | TRUE | 10 | 0 | 0 | TRUE | 2022+10 | 2032+00 | TRUE | TRUE | FALSE | FALSE | -22.4 | 3.48 | TRUE | TRUE | FALSE | FALSE | 0 | 0 | TRUE | TRUE | TRUE | -22.4 | 3.48 | 0 | 0 | -224 | 34.8 | 0 | 0 | 3423.1829 | 100000 | #N/A | 100000 | 0.034232 | 1 | #N/A | 0 | 0.00018167 | 0.005307 | #N/A | 0.005307 |  | 313 | 2.7132 | PASS | 0.14399 | PASS | Eligible | -0.040694 | 0.18468 | 313 | 0.27155 | kWh | 79.5631 | N/A | N/A | 2.7155 |  | 313 | 1 | -22.4 | 3.48 | 0 | 0 | 10 | 0
| SWWH028G | RSD | Ex | CZ10 |  | 314 | SWWH028E | 1 | 10 | 2022 | natural gas | electricity | NR |  | -22.3 |  | 3.46 | -22.3 |  | 3.46 |  | -22.3 | 3.46 | 0 | 0 |  | 0 | 0 |  | TRUE | 10 | 0 | 0 | TRUE | 2022+10 | 2032+00 | TRUE | TRUE | FALSE | FALSE | -22.3 | 3.46 | TRUE | TRUE | FALSE | FALSE | 0 | 0 | TRUE | TRUE | TRUE | -22.3 | 3.46 | 0 | 0 | -223 | 34.6 | 0 | 0 | 3423.1829 | 100000 | #N/A | 100000 | 0.034232 | 1 | #N/A | 0 | 0.00018167 | 0.005307 | #N/A | 0.005307 |  | 314 | 2.6966 | PASS | 0.14311 | PASS | Eligible | -0.040512 | 0.18362 | 314 | 0.26989 | kWh | 79.0771 | N/A | N/A | 2.6989 |  | 314 | 1 | -22.3 | 3.46 | 0 | 0 | 10 | 0
| SWWH028G | RSD | Ex | CZ11 |  | 315 | SWWH028E | 1 | 10 | 2022 | natural gas | electricity | NR |  | -22.8 |  | 3.51 | -22.8 |  | 3.51 |  | -22.8 | 3.51 | 0 | 0 |  | 0 | 0 |  | TRUE | 10 | 0 | 0 | TRUE | 2022+10 | 2032+00 | TRUE | TRUE | FALSE | FALSE | -22.8 | 3.51 | TRUE | TRUE | FALSE | FALSE | 0 | 0 | TRUE | TRUE | TRUE | -22.8 | 3.51 | 0 | 0 | -228 | 35.1 | 0 | 0 | 3423.1829 | 100000 | #N/A | 100000 | 0.034232 | 1 | #N/A | 0 | 0.00018167 | 0.005307 | #N/A | 0.005307 |  | 315 | 2.7295 | PASS | 0.14486 | PASS | Eligible | -0.041421 | 0.18628 | 315 | 0.27318 | kWh | 80.0421 | N/A | N/A | 2.7318 |  | 315 | 1 | -22.8 | 3.51 | 0 | 0 | 10 | 0
| SWWH028G | RSD | Ex | CZ12 |  | 316 | SWWH028E | 1 | 10 | 2022 | natural gas | electricity | NR |  | -23.5 |  | 3.62 | -23.5 |  | 3.62 |  | -23.5 | 3.62 | 0 | 0 |  | 0 | 0 |  | TRUE | 10 | 0 | 0 | TRUE | 2022+10 | 2032+00 | TRUE | TRUE | FALSE | FALSE | -23.5 | 3.62 | TRUE | TRUE | FALSE | FALSE | 0 | 0 | TRUE | TRUE | TRUE | -23.5 | 3.62 | 0 | 0 | -235 | 36.2 | 0 | 0 | 3423.1829 | 100000 | #N/A | 100000 | 0.034232 | 1 | #N/A | 0 | 0.00018167 | 0.005307 | #N/A | 0.005307 |  | 316 | 2.8156 | PASS | 0.14942 | PASS | Eligible | -0.042692 | 0.19211 | 316 | 0.28179 | kWh | 82.565 | N/A | N/A | 2.8179 |  | 316 | 1 | -23.5 | 3.62 | 0 | 0 | 10 | 0
| SWWH028G | RSD | Ex | CZ13 |  | 317 | SWWH028E | 1 | 10 | 2022 | natural gas | electricity | NR |  | -22.4 |  | 3.46 | -22.4 |  | 3.46 |  | -22.4 | 3.46 | 0 | 0 |  | 0 | 0 |  | TRUE | 10 | 0 | 0 | TRUE | 2022+10 | 2032+00 | TRUE | TRUE | FALSE | FALSE | -22.4 | 3.46 | TRUE | TRUE | FALSE | FALSE | 0 | 0 | TRUE | TRUE | TRUE | -22.4 | 3.46 | 0 | 0 | -224 | 34.6 | 0 | 0 | 3423.1829 | 100000 | #N/A | 100000 | 0.034232 | 1 | #N/A | 0 | 0.00018167 | 0.005307 | #N/A | 0.005307 |  | 317 | 2.6932 | PASS | 0.14293 | PASS | Eligible | -0.040694 | 0.18362 | 317 | 0.26955 | kWh | 78.9771 | N/A | N/A | 2.6955 |  | 317 | 1 | -22.4 | 3.46 | 0 | 0 | 10 | 0
| SWWH028G | RSD | Ex | CZ14 |  | 318 | SWWH028E | 1 | 10 | 2022 | natural gas | electricity | NR |  | -22.9 |  | 3.53 | -22.9 |  | 3.53 |  | -22.9 | 3.53 | 0 | 0 |  | 0 | 0 |  | TRUE | 10 | 0 | 0 | TRUE | 2022+10 | 2032+00 | TRUE | TRUE | FALSE | FALSE | -22.9 | 3.53 | TRUE | TRUE | FALSE | FALSE | 0 | 0 | TRUE | TRUE | TRUE | -22.9 | 3.53 | 0 | 0 | -229 | 35.3 | 0 | 0 | 3423.1829 | 100000 | #N/A | 100000 | 0.034232 | 1 | #N/A | 0 | 0.00018167 | 0.005307 | #N/A | 0.005307 |  | 318 | 2.7461 | PASS | 0.14574 | PASS | Eligible | -0.041602 | 0.18734 | 318 | 0.27484 | kWh | 80.5281 | N/A | N/A | 2.7484 |  | 318 | 1 | -22.9 | 3.53 | 0 | 0 | 10 | 0
| SWWH028G | RSD | Ex | CZ15 |  | 319 | SWWH028E | 1 | 10 | 2022 | natural gas | electricity | NR |  | -18.6 |  | 2.91 | -18.6 |  | 2.91 |  | -18.6 | 2.91 | 0 | 0 |  | 0 | 0 |  | TRUE | 10 | 0 | 0 | TRUE | 2022+10 | 2032+00 | TRUE | TRUE | FALSE | FALSE | -18.6 | 2.91 | TRUE | TRUE | FALSE | FALSE | 0 | 0 | TRUE | TRUE | TRUE | -18.6 | 2.91 | 0 | 0 | -186 | 29.1 | 0 | 0 | 3423.1829 | 100000 | #N/A | 100000 | 0.034232 | 1 | #N/A | 0 | 0.00018167 | 0.005307 | #N/A | 0.005307 |  | 319 | 2.2733 | PASS | 0.12064 | PASS | Eligible | -0.033791 | 0.15443 | 319 | 0.22752 | kWh | 66.6622 | N/A | N/A | 2.2752 |  | 319 | 1 | -18.6 | 2.91 | 0 | 0 | 10 | 0
| SWWH028G | RSD | Ex | CZ16 |  | 320 | SWWH028E | 1 | 10 | 2022 | natural gas | electricity | NR |  | -26.6 |  | 4.07 | -26.6 |  | 4.07 |  | -26.6 | 4.07 | 0 | 0 |  | 0 | 0 |  | TRUE | 10 | 0 | 0 | TRUE | 2022+10 | 2032+00 | TRUE | TRUE | FALSE | FALSE | -26.6 | 4.07 | TRUE | TRUE | FALSE | FALSE | 0 | 0 | TRUE | TRUE | TRUE | -26.6 | 4.07 | 0 | 0 | -266 | 40.7 | 0 | 0 | 3423.1829 | 100000 | #N/A | 100000 | 0.034232 | 1 | #N/A | 0 | 0.00018167 | 0.005307 | #N/A | 0.005307 |  | 320 | 3.1594 | PASS | 0.16767 | PASS | Eligible | -0.048324 | 0.216 | 320 | 0.31621 | kWh | 92.6499 | N/A | N/A | 3.1621 |  | 320 | 1 | -26.6 | 4.07 | 0 | 0 | 10 | 0
| SWWH028G | RFF | Ex | CZ01 |  | 321 | SWWH028E | 1 | 10 | 2022 | natural gas | electricity | NR |  | -178 |  | 23.2 | -178 |  | 23.2 |  | -178 | 23.2 | 0 | 0 |  | 0 | 0 |  | TRUE | 10 | 0 | 0 | TRUE | 2022+10 | 2032+00 | TRUE | TRUE | FALSE | FALSE | -178 | 23.2 | TRUE | TRUE | FALSE | FALSE | 0 | 0 | TRUE | TRUE | TRUE | -178 | 23.2 | 0 | 0 | -1780 | 232 | 0 | 0 | 3423.1829 | 100000 | #N/A | 100000 | 0.034232 | 1 | #N/A | 0 | 0.00018167 | 0.005307 | #N/A | 0.005307 |  | 321 | 17.1067 | PASS | 0.90786 | PASS | Eligible | -0.32337 | 1.2312 | 321 | 1.7125 | kWh | 501.7539 | N/A | N/A | 17.1249 |  | 321 | 1 | -178 | 23.2 | 0 | 0 | 10 | 0
| SWWH028G | RFF | Ex | CZ02 |  | 322 | SWWH028E | 1 | 10 | 2022 | natural gas | electricity | NR |  | -161 |  | 21.5 | -161 |  | 21.5 |  | -161 | 21.5 | 0 | 0 |  | 0 | 0 |  | TRUE | 10 | 0 | 0 | TRUE | 2022+10 | 2032+00 | TRUE | TRUE | FALSE | FALSE | -161 | 21.5 | TRUE | TRUE | FALSE | FALSE | 0 | 0 | TRUE | TRUE | TRUE | -161 | 21.5 | 0 | 0 | -1610 | 215 | 0 | 0 | 3423.1829 | 100000 | #N/A | 100000 | 0.034232 | 1 | #N/A | 0 | 0.00018167 | 0.005307 | #N/A | 0.005307 |  | 322 | 15.9887 | PASS | 0.84852 | PASS | Eligible | -0.29249 | 1.141 | 322 | 1.6005 | kWh | 468.9443 | N/A | N/A | 16.0051 |  | 322 | 1 | -161 | 21.5 | 0 | 0 | 10 | 0
| SWWH028G | RFF | Ex | CZ03 |  | 323 | SWWH028E | 1 | 10 | 2022 | natural gas | electricity | NR |  | -164 |  | 21.6 | -164 |  | 21.6 |  | -164 | 21.6 | 0 | 0 |  | 0 | 0 |  | TRUE | 10 | 0 | 0 | TRUE | 2022+10 | 2032+00 | TRUE | TRUE | FALSE | FALSE | -164 | 21.6 | TRUE | TRUE | FALSE | FALSE | 0 | 0 | TRUE | TRUE | TRUE | -164 | 21.6 | 0 | 0 | -1640 | 216 | 0 | 0 | 3423.1829 | 100000 | #N/A | 100000 | 0.034232 | 1 | #N/A | 0 | 0.00018167 | 0.005307 | #N/A | 0.005307 |  | 323 | 15.986 | PASS | 0.84838 | PASS | Eligible | -0.29794 | 1.1463 | 323 | 1.6003 | kWh | 468.8743 | N/A | N/A | 16.0027 |  | 323 | 1 | -164 | 21.6 | 0 | 0 | 10 | 0
| SWWH028G | RFF | Ex | CZ04 |  | 324 | SWWH028E | 1 | 10 | 2022 | natural gas | electricity | NR |  | -156 |  | 20.9 | -156 |  | 20.9 |  | -156 | 20.9 | 0 | 0 |  | 0 | 0 |  | TRUE | 10 | 0 | 0 | TRUE | 2022+10 | 2032+00 | TRUE | TRUE | FALSE | FALSE | -156 | 20.9 | TRUE | TRUE | FALSE | FALSE | 0 | 0 | TRUE | TRUE | TRUE | -156 | 20.9 | 0 | 0 | -1560 | 209 | 0 | 0 | 3423.1829 | 100000 | #N/A | 100000 | 0.034232 | 1 | #N/A | 0 | 0.00018167 | 0.005307 | #N/A | 0.005307 |  | 324 | 15.5598 | PASS | 0.82577 | PASS | Eligible | -0.2834 | 1.1092 | 324 | 1.5576 | kWh | 456.3645 | N/A | N/A | 15.5757 |  | 324 | 1 | -156 | 20.9 | 0 | 0 | 10 | 0
| SWWH028G | RFF | Ex | CZ05 |  | 325 | SWWH028E | 1 | 10 | 2022 | natural gas | electricity | NR |  | -166 |  | 22 | -166 |  | 22 |  | -166 | 22 | 0 | 0 |  | 0 | 0 |  | TRUE | 10 | 0 | 0 | TRUE | 2022+10 | 2032+00 | TRUE | TRUE | FALSE | FALSE | -166 | 22 | TRUE | TRUE | FALSE | FALSE | 0 | 0 | TRUE | TRUE | TRUE | -166 | 22 | 0 | 0 | -1660 | 220 | 0 | 0 | 3423.1829 | 100000 | #N/A | 100000 | 0.034232 | 1 | #N/A | 0 | 0.00018167 | 0.005307 | #N/A | 0.005307 |  | 325 | 16.3175 | PASS | 0.86598 | PASS | Eligible | -0.30157 | 1.1675 | 325 | 1.6334 | kWh | 478.5942 | N/A | N/A | 16.3344 |  | 325 | 1 | -166 | 22 | 0 | 0 | 10 | 0
| SWWH028G | RFF | Ex | CZ06 |  | 326 | SWWH028E | 1 | 10 | 2022 | natural gas | electricity | NR |  | -151 |  | 20.3 | -151 |  | 20.3 |  | -151 | 20.3 | 0 | 0 |  | 0 | 0 |  | TRUE | 10 | 0 | 0 | TRUE | 2022+10 | 2032+00 | TRUE | TRUE | FALSE | FALSE | -151 | 20.3 | TRUE | TRUE | FALSE | FALSE | 0 | 0 | TRUE | TRUE | TRUE | -151 | 20.3 | 0 | 0 | -1510 | 203 | 0 | 0 | 3423.1829 | 100000 | #N/A | 100000 | 0.034232 | 1 | #N/A | 0 | 0.00018167 | 0.005307 | #N/A | 0.005307 |  | 326 | 15.131 | PASS | 0.80301 | PASS | Eligible | -0.27432 | 1.0773 | 326 | 1.5146 | kWh | 443.7846 | N/A | N/A | 15.1464 |  | 326 | 1 | -151 | 20.3 | 0 | 0 | 10 | 0
| SWWH028G | RFF | Ex | CZ07 |  | 327 | SWWH028E | 1 | 10 | 2022 | natural gas | electricity | NR |  | -150 |  | 20.1 | -150 |  | 20.1 |  | -150 | 20.1 | 0 | 0 |  | 0 | 0 |  | TRUE | 10 | 0 | 0 | TRUE | 2022+10 | 2032+00 | TRUE | TRUE | FALSE | FALSE | -150 | 20.1 | TRUE | TRUE | FALSE | FALSE | 0 | 0 | TRUE | TRUE | TRUE | -150 | 20.1 | 0 | 0 | -1500 | 201 | 0 | 0 | 3423.1829 | 100000 | #N/A | 100000 | 0.034232 | 1 | #N/A | 0 | 0.00018167 | 0.005307 | #N/A | 0.005307 |  | 327 | 14.9652 | PASS | 0.79421 | PASS | Eligible | -0.2725 | 1.0667 | 327 | 1.4981 | kWh | 438.9247 | N/A | N/A | 14.9805 |  | 327 | 1 | -150 | 20.1 | 0 | 0 | 10 | 0
| SWWH028G | RFF | Ex | CZ08 |  | 328 | SWWH028E | 1 | 10 | 2022 | natural gas | electricity | NR |  | -146 |  | 19.8 | -146 |  | 19.8 |  | -146 | 19.8 | 0 | 0 |  | 0 | 0 |  | TRUE | 10 | 0 | 0 | TRUE | 2022+10 | 2032+00 | TRUE | TRUE | FALSE | FALSE | -146 | 19.8 | TRUE | TRUE | FALSE | FALSE | 0 | 0 | TRUE | TRUE | TRUE | -146 | 19.8 | 0 | 0 | -1460 | 198 | 0 | 0 | 3423.1829 | 100000 | #N/A | 100000 | 0.034232 | 1 | #N/A | 0 | 0.00018167 | 0.005307 | #N/A | 0.005307 |  | 328 | 14.8022 | PASS | 0.78556 | PASS | Eligible | -0.26524 | 1.0508 | 328 | 1.4817 | kWh | 434.1348 | N/A | N/A | 14.817 |  | 328 | 1 | -146 | 19.8 | 0 | 0 | 10 | 0
| SWWH028G | RFF | Ex | CZ09 |  | 329 | SWWH028E | 1 | 10 | 2022 | natural gas | electricity | NR |  | -146 |  | 19.7 | -146 |  | 19.7 |  | -146 | 19.7 | 0 | 0 |  | 0 | 0 |  | TRUE | 10 | 0 | 0 | TRUE | 2022+10 | 2032+00 | TRUE | TRUE | FALSE | FALSE | -146 | 19.7 | TRUE | TRUE | FALSE | FALSE | 0 | 0 | TRUE | TRUE | TRUE | -146 | 19.7 | 0 | 0 | -1460 | 197 | 0 | 0 | 3423.1829 | 100000 | #N/A | 100000 | 0.034232 | 1 | #N/A | 0 | 0.00018167 | 0.005307 | #N/A | 0.005307 |  | 329 | 14.7022 | PASS | 0.78025 | PASS | Eligible | -0.26524 | 1.0455 | 329 | 1.4717 | kWh | 431.2048 | N/A | N/A | 14.717 |  | 329 | 1 | -146 | 19.7 | 0 | 0 | 10 | 0
| SWWH028G | RFF | Ex | CZ10 |  | 330 | SWWH028E | 1 | 10 | 2022 | natural gas | electricity | NR |  | -145 |  | 19.6 | -145 |  | 19.6 |  | -145 | 19.6 | 0 | 0 |  | 0 | 0 |  | TRUE | 10 | 0 | 0 | TRUE | 2022+10 | 2032+00 | TRUE | TRUE | FALSE | FALSE | -145 | 19.6 | TRUE | TRUE | FALSE | FALSE | 0 | 0 | TRUE | TRUE | TRUE | -145 | 19.6 | 0 | 0 | -1450 | 196 | 0 | 0 | 3423.1829 | 100000 | #N/A | 100000 | 0.034232 | 1 | #N/A | 0 | 0.00018167 | 0.005307 | #N/A | 0.005307 |  | 330 | 14.6364 | PASS | 0.77676 | PASS | Eligible | -0.26342 | 1.0402 | 330 | 1.4651 | kWh | 429.2748 | N/A | N/A | 14.6512 |  | 330 | 1 | -145 | 19.6 | 0 | 0 | 10 | 0
| SWWH028G | RFF | Ex | CZ11 |  | 331 | SWWH028E | 1 | 10 | 2022 | natural gas | electricity | NR |  | -148 |  | 19.9 | -148 |  | 19.9 |  | -148 | 19.9 | 0 | 0 |  | 0 | 0 |  | TRUE | 10 | 0 | 0 | TRUE | 2022+10 | 2032+00 | TRUE | TRUE | FALSE | FALSE | -148 | 19.9 | TRUE | TRUE | FALSE | FALSE | 0 | 0 | TRUE | TRUE | TRUE | -148 | 19.9 | 0 | 0 | -1480 | 199 | 0 | 0 | 3423.1829 | 100000 | #N/A | 100000 | 0.034232 | 1 | #N/A | 0 | 0.00018167 | 0.005307 | #N/A | 0.005307 |  | 331 | 14.8337 | PASS | 0.78723 | PASS | Eligible | -0.26887 | 1.0561 | 331 | 1.4849 | kWh | 435.0648 | N/A | N/A | 14.8488 |  | 331 | 1 | -148 | 19.9 | 0 | 0 | 10 | 0
| SWWH028G | RFF | Ex | CZ12 |  | 332 | SWWH028E | 1 | 10 | 2022 | natural gas | electricity | NR |  | -153 |  | 20.6 | -153 |  | 20.6 |  | -153 | 20.6 | 0 | 0 |  | 0 | 0 |  | TRUE | 10 | 0 | 0 | TRUE | 2022+10 | 2032+00 | TRUE | TRUE | FALSE | FALSE | -153 | 20.6 | TRUE | TRUE | FALSE | FALSE | 0 | 0 | TRUE | TRUE | TRUE | -153 | 20.6 | 0 | 0 | -1530 | 206 | 0 | 0 | 3423.1829 | 100000 | #N/A | 100000 | 0.034232 | 1 | #N/A | 0 | 0.00018167 | 0.005307 | #N/A | 0.005307 |  | 332 | 15.3625 | PASS | 0.8153 | PASS | Eligible | -0.27795 | 1.0932 | 332 | 1.5378 | kWh | 450.5746 | N/A | N/A | 15.3781 |  | 332 | 1 | -153 | 20.6 | 0 | 0 | 10 | 0
| SWWH028G | RFF | Ex | CZ13 |  | 333 | SWWH028E | 1 | 10 | 2022 | natural gas | electricity | NR |  | -146 |  | 19.7 | -146 |  | 19.7 |  | -146 | 19.7 | 0 | 0 |  | 0 | 0 |  | TRUE | 10 | 0 | 0 | TRUE | 2022+10 | 2032+00 | TRUE | TRUE | FALSE | FALSE | -146 | 19.7 | TRUE | TRUE | FALSE | FALSE | 0 | 0 | TRUE | TRUE | TRUE | -146 | 19.7 | 0 | 0 | -1460 | 197 | 0 | 0 | 3423.1829 | 100000 | #N/A | 100000 | 0.034232 | 1 | #N/A | 0 | 0.00018167 | 0.005307 | #N/A | 0.005307 |  | 333 | 14.7022 | PASS | 0.78025 | PASS | Eligible | -0.26524 | 1.0455 | 333 | 1.4717 | kWh | 431.2048 | N/A | N/A | 14.717 |  | 333 | 1 | -146 | 19.7 | 0 | 0 | 10 | 0
| SWWH028G | RFF | Ex | CZ14 |  | 334 | SWWH028E | 1 | 10 | 2022 | natural gas | electricity | NR |  | -149 |  | 20.1 | -149 |  | 20.1 |  | -149 | 20.1 | 0 | 0 |  | 0 | 0 |  | TRUE | 10 | 0 | 0 | TRUE | 2022+10 | 2032+00 | TRUE | TRUE | FALSE | FALSE | -149 | 20.1 | TRUE | TRUE | FALSE | FALSE | 0 | 0 | TRUE | TRUE | TRUE | -149 | 20.1 | 0 | 0 | -1490 | 201 | 0 | 0 | 3423.1829 | 100000 | #N/A | 100000 | 0.034232 | 1 | #N/A | 0 | 0.00018167 | 0.005307 | #N/A | 0.005307 |  | 334 | 14.9995 | PASS | 0.79603 | PASS | Eligible | -0.27069 | 1.0667 | 334 | 1.5015 | kWh | 439.9247 | N/A | N/A | 15.0146 |  | 334 | 1 | -149 | 20.1 | 0 | 0 | 10 | 0
| SWWH028G | RFF | Ex | CZ15 |  | 335 | SWWH028E | 1 | 10 | 2022 | natural gas | electricity | NR |  | -120 |  | 16.5 | -120 |  | 16.5 |  | -120 | 16.5 | 0 | 0 |  | 0 | 0 |  | TRUE | 10 | 0 | 0 | TRUE | 2022+10 | 2032+00 | TRUE | TRUE | FALSE | FALSE | -120 | 16.5 | TRUE | TRUE | FALSE | FALSE | 0 | 0 | TRUE | TRUE | TRUE | -120 | 16.5 | 0 | 0 | -1200 | 165 | 0 | 0 | 3423.1829 | 100000 | #N/A | 100000 | 0.034232 | 1 | #N/A | 0 | 0.00018167 | 0.005307 | #N/A | 0.005307 |  | 335 | 12.3922 | PASS | 0.65766 | PASS | Eligible | -0.218 | 0.87566 | 335 | 1.2404 | kWh | 363.4456 | N/A | N/A | 12.4044 |  | 335 | 1 | -120 | 16.5 | 0 | 0 | 10 | 0
| SWWH028G | RFF | Ex | CZ16 |  | 336 | SWWH028E | 1 | 10 | 2022 | natural gas | electricity | NR |  | -173 |  | 23.1 | -173 |  | 23.1 |  | -173 | 23.1 | 0 | 0 |  | 0 | 0 |  | TRUE | 10 | 0 | 0 | TRUE | 2022+10 | 2032+00 | TRUE | TRUE | FALSE | FALSE | -173 | 23.1 | TRUE | TRUE | FALSE | FALSE | 0 | 0 | TRUE | TRUE | TRUE | -173 | 23.1 | 0 | 0 | -1730 | 231 | 0 | 0 | 3423.1829 | 100000 | #N/A | 100000 | 0.034232 | 1 | #N/A | 0 | 0.00018167 | 0.005307 | #N/A | 0.005307 |  | 336 | 17.1779 | PASS | 0.91164 | PASS | Eligible | -0.31429 | 1.2259 | 336 | 1.7196 | kWh | 503.8239 | N/A | N/A | 17.1955 |  | 336 | 1 | -173 | 23.1 | 0 | 0 | 10 | 0
| SWWH028G | Rt3 | Ex | CZ01 |  | 337 | SWWH028E | 1 | 10 | 2022 | natural gas | electricity | NR |  | -184 |  | 23.2 | -184 |  | 23.2 |  | -184 | 23.2 | 0 | 0 |  | 0 | 0 |  | TRUE | 10 | 0 | 0 | TRUE | 2022+10 | 2032+00 | TRUE | TRUE | FALSE | FALSE | -184 | 23.2 | TRUE | TRUE | FALSE | FALSE | 0 | 0 | TRUE | TRUE | TRUE | -184 | 23.2 | 0 | 0 | -1840 | 232 | 0 | 0 | 3423.1829 | 100000 | #N/A | 100000 | 0.034232 | 1 | #N/A | 0 | 0.00018167 | 0.005307 | #N/A | 0.005307 |  | 337 | 16.9013 | PASS | 0.89696 | PASS | Eligible | -0.33427 | 1.2312 | 337 | 1.692 | kWh | 495.7539 | N/A | N/A | 16.9201 |  | 337 | 1 | -184 | 23.2 | 0 | 0 | 10 | 0
| SWWH028G | Rt3 | Ex | CZ02 |  | 338 | SWWH028E | 1 | 10 | 2022 | natural gas | electricity | NR |  | -161 |  | 21.5 | -161 |  | 21.5 |  | -161 | 21.5 | 0 | 0 |  | 0 | 0 |  | TRUE | 10 | 0 | 0 | TRUE | 2022+10 | 2032+00 | TRUE | TRUE | FALSE | FALSE | -161 | 21.5 | TRUE | TRUE | FALSE | FALSE | 0 | 0 | TRUE | TRUE | TRUE | -161 | 21.5 | 0 | 0 | -1610 | 215 | 0 | 0 | 3423.1829 | 100000 | #N/A | 100000 | 0.034232 | 1 | #N/A | 0 | 0.00018167 | 0.005307 | #N/A | 0.005307 |  | 338 | 15.9887 | PASS | 0.84852 | PASS | Eligible | -0.29249 | 1.141 | 338 | 1.6005 | kWh | 468.9443 | N/A | N/A | 16.0051 |  | 338 | 1 | -161 | 21.5 | 0 | 0 | 10 | 0
| SWWH028G | Rt3 | Ex | CZ03 |  | 339 | SWWH028E | 1 | 10 | 2022 | natural gas | electricity | NR |  | -163 |  | 21.6 | -163 |  | 21.6 |  | -163 | 21.6 | 0 | 0 |  | 0 | 0 |  | TRUE | 10 | 0 | 0 | TRUE | 2022+10 | 2032+00 | TRUE | TRUE | FALSE | FALSE | -163 | 21.6 | TRUE | TRUE | FALSE | FALSE | 0 | 0 | TRUE | TRUE | TRUE | -163 | 21.6 | 0 | 0 | -1630 | 216 | 0 | 0 | 3423.1829 | 100000 | #N/A | 100000 | 0.034232 | 1 | #N/A | 0 | 0.00018167 | 0.005307 | #N/A | 0.005307 |  | 339 | 16.0202 | PASS | 0.8502 | PASS | Eligible | -0.29612 | 1.1463 | 339 | 1.6037 | kWh | 469.8743 | N/A | N/A | 16.0368 |  | 339 | 1 | -163 | 21.6 | 0 | 0 | 10 | 0
| SWWH028G | Rt3 | Ex | CZ04 |  | 340 | SWWH028E | 1 | 10 | 2022 | natural gas | electricity | NR |  | -155 |  | 20.9 | -155 |  | 20.9 |  | -155 | 20.9 | 0 | 0 |  | 0 | 0 |  | TRUE | 10 | 0 | 0 | TRUE | 2022+10 | 2032+00 | TRUE | TRUE | FALSE | FALSE | -155 | 20.9 | TRUE | TRUE | FALSE | FALSE | 0 | 0 | TRUE | TRUE | TRUE | -155 | 20.9 | 0 | 0 | -1550 | 209 | 0 | 0 | 3423.1829 | 100000 | #N/A | 100000 | 0.034232 | 1 | #N/A | 0 | 0.00018167 | 0.005307 | #N/A | 0.005307 |  | 340 | 15.5941 | PASS | 0.82758 | PASS | Eligible | -0.28159 | 1.1092 | 340 | 1.561 | kWh | 457.3645 | N/A | N/A | 15.6098 |  | 340 | 1 | -155 | 20.9 | 0 | 0 | 10 | 0
| SWWH028G | Rt3 | Ex | CZ05 |  | 341 | SWWH028E | 1 | 10 | 2022 | natural gas | electricity | NR |  | -167 |  | 22 | -167 |  | 22 |  | -167 | 22 | 0 | 0 |  | 0 | 0 |  | TRUE | 10 | 0 | 0 | TRUE | 2022+10 | 2032+00 | TRUE | TRUE | FALSE | FALSE | -167 | 22 | TRUE | TRUE | FALSE | FALSE | 0 | 0 | TRUE | TRUE | TRUE | -167 | 22 | 0 | 0 | -1670 | 220 | 0 | 0 | 3423.1829 | 100000 | #N/A | 100000 | 0.034232 | 1 | #N/A | 0 | 0.00018167 | 0.005307 | #N/A | 0.005307 |  | 341 | 16.2833 | PASS | 0.86416 | PASS | Eligible | -0.30339 | 1.1675 | 341 | 1.63 | kWh | 477.5942 | N/A | N/A | 16.3003 |  | 341 | 1 | -167 | 22 | 0 | 0 | 10 | 0
| SWWH028G | Rt3 | Ex | CZ06 |  | 342 | SWWH028E | 1 | 10 | 2022 | natural gas | electricity | NR |  | -148 |  | 20.3 | -148 |  | 20.3 |  | -148 | 20.3 | 0 | 0 |  | 0 | 0 |  | TRUE | 10 | 0 | 0 | TRUE | 2022+10 | 2032+00 | TRUE | TRUE | FALSE | FALSE | -148 | 20.3 | TRUE | TRUE | FALSE | FALSE | 0 | 0 | TRUE | TRUE | TRUE | -148 | 20.3 | 0 | 0 | -1480 | 203 | 0 | 0 | 3423.1829 | 100000 | #N/A | 100000 | 0.034232 | 1 | #N/A | 0 | 0.00018167 | 0.005307 | #N/A | 0.005307 |  | 342 | 15.2337 | PASS | 0.80846 | PASS | Eligible | -0.26887 | 1.0773 | 342 | 1.5249 | kWh | 446.7846 | N/A | N/A | 15.2488 |  | 342 | 1 | -148 | 20.3 | 0 | 0 | 10 | 0
| SWWH028G | Rt3 | Ex | CZ07 |  | 343 | SWWH028E | 1 | 10 | 2022 | natural gas | electricity | NR |  | -146 |  | 20.1 | -146 |  | 20.1 |  | -146 | 20.1 | 0 | 0 |  | 0 | 0 |  | TRUE | 10 | 0 | 0 | TRUE | 2022+10 | 2032+00 | TRUE | TRUE | FALSE | FALSE | -146 | 20.1 | TRUE | TRUE | FALSE | FALSE | 0 | 0 | TRUE | TRUE | TRUE | -146 | 20.1 | 0 | 0 | -1460 | 201 | 0 | 0 | 3423.1829 | 100000 | #N/A | 100000 | 0.034232 | 1 | #N/A | 0 | 0.00018167 | 0.005307 | #N/A | 0.005307 |  | 343 | 15.1022 | PASS | 0.80148 | PASS | Eligible | -0.26524 | 1.0667 | 343 | 1.5117 | kWh | 442.9247 | N/A | N/A | 15.117 |  | 343 | 1 | -146 | 20.1 | 0 | 0 | 10 | 0
| SWWH028G | Rt3 | Ex | CZ08 |  | 344 | SWWH028E | 1 | 10 | 2022 | natural gas | electricity | NR |  | -142 |  | 19.8 | -142 |  | 19.8 |  | -142 | 19.8 | 0 | 0 |  | 0 | 0 |  | TRUE | 10 | 0 | 0 | TRUE | 2022+10 | 2032+00 | TRUE | TRUE | FALSE | FALSE | -142 | 19.8 | TRUE | TRUE | FALSE | FALSE | 0 | 0 | TRUE | TRUE | TRUE | -142 | 19.8 | 0 | 0 | -1420 | 198 | 0 | 0 | 3423.1829 | 100000 | #N/A | 100000 | 0.034232 | 1 | #N/A | 0 | 0.00018167 | 0.005307 | #N/A | 0.005307 |  | 344 | 14.9391 | PASS | 0.79282 | PASS | Eligible | -0.25797 | 1.0508 | 344 | 1.4954 | kWh | 438.1348 | N/A | N/A | 14.9535 |  | 344 | 1 | -142 | 19.8 | 0 | 0 | 10 | 0
| SWWH028G | Rt3 | Ex | CZ09 |  | 345 | SWWH028E | 1 | 10 | 2022 | natural gas | electricity | NR |  | -142 |  | 19.7 | -142 |  | 19.7 |  | -142 | 19.7 | 0 | 0 |  | 0 | 0 |  | TRUE | 10 | 0 | 0 | TRUE | 2022+10 | 2032+00 | TRUE | TRUE | FALSE | FALSE | -142 | 19.7 | TRUE | TRUE | FALSE | FALSE | 0 | 0 | TRUE | TRUE | TRUE | -142 | 19.7 | 0 | 0 | -1420 | 197 | 0 | 0 | 3423.1829 | 100000 | #N/A | 100000 | 0.034232 | 1 | #N/A | 0 | 0.00018167 | 0.005307 | #N/A | 0.005307 |  | 345 | 14.8391 | PASS | 0.78752 | PASS | Eligible | -0.25797 | 1.0455 | 345 | 1.4854 | kWh | 435.2048 | N/A | N/A | 14.8535 |  | 345 | 1 | -142 | 19.7 | 0 | 0 | 10 | 0
| SWWH028G | Rt3 | Ex | CZ10 |  | 346 | SWWH028E | 1 | 10 | 2022 | natural gas | electricity | NR |  | -141 |  | 19.6 | -141 |  | 19.6 |  | -141 | 19.6 | 0 | 0 |  | 0 | 0 |  | TRUE | 10 | 0 | 0 | TRUE | 2022+10 | 2032+00 | TRUE | TRUE | FALSE | FALSE | -141 | 19.6 | TRUE | TRUE | FALSE | FALSE | 0 | 0 | TRUE | TRUE | TRUE | -141 | 19.6 | 0 | 0 | -1410 | 196 | 0 | 0 | 3423.1829 | 100000 | #N/A | 100000 | 0.034232 | 1 | #N/A | 0 | 0.00018167 | 0.005307 | #N/A | 0.005307 |  | 346 | 14.7733 | PASS | 0.78403 | PASS | Eligible | -0.25615 | 1.0402 | 346 | 1.4788 | kWh | 433.2748 | N/A | N/A | 14.7877 |  | 346 | 1 | -141 | 19.6 | 0 | 0 | 10 | 0
| SWWH028G | Rt3 | Ex | CZ11 |  | 347 | SWWH028E | 1 | 10 | 2022 | natural gas | electricity | NR |  | -147 |  | 19.9 | -147 |  | 19.9 |  | -147 | 19.9 | 0 | 0 |  | 0 | 0 |  | TRUE | 10 | 0 | 0 | TRUE | 2022+10 | 2032+00 | TRUE | TRUE | FALSE | FALSE | -147 | 19.9 | TRUE | TRUE | FALSE | FALSE | 0 | 0 | TRUE | TRUE | TRUE | -147 | 19.9 | 0 | 0 | -1470 | 199 | 0 | 0 | 3423.1829 | 100000 | #N/A | 100000 | 0.034232 | 1 | #N/A | 0 | 0.00018167 | 0.005307 | #N/A | 0.005307 |  | 347 | 14.8679 | PASS | 0.78905 | PASS | Eligible | -0.26705 | 1.0561 | 347 | 1.4883 | kWh | 436.0648 | N/A | N/A | 14.8829 |  | 347 | 1 | -147 | 19.9 | 0 | 0 | 10 | 0
| SWWH028G | Rt3 | Ex | CZ12 |  | 348 | SWWH028E | 1 | 10 | 2022 | natural gas | electricity | NR |  | -152 |  | 20.6 | -152 |  | 20.6 |  | -152 | 20.6 | 0 | 0 |  | 0 | 0 |  | TRUE | 10 | 0 | 0 | TRUE | 2022+10 | 2032+00 | TRUE | TRUE | FALSE | FALSE | -152 | 20.6 | TRUE | TRUE | FALSE | FALSE | 0 | 0 | TRUE | TRUE | TRUE | -152 | 20.6 | 0 | 0 | -1520 | 206 | 0 | 0 | 3423.1829 | 100000 | #N/A | 100000 | 0.034232 | 1 | #N/A | 0 | 0.00018167 | 0.005307 | #N/A | 0.005307 |  | 348 | 15.3968 | PASS | 0.81711 | PASS | Eligible | -0.27614 | 1.0932 | 348 | 1.5412 | kWh | 451.5746 | N/A | N/A | 15.4122 |  | 348 | 1 | -152 | 20.6 | 0 | 0 | 10 | 0
| SWWH028G | Rt3 | Ex | CZ13 |  | 349 | SWWH028E | 1 | 10 | 2022 | natural gas | electricity | NR |  | -143 |  | 19.7 | -143 |  | 19.7 |  | -143 | 19.7 | 0 | 0 |  | 0 | 0 |  | TRUE | 10 | 0 | 0 | TRUE | 2022+10 | 2032+00 | TRUE | TRUE | FALSE | FALSE | -143 | 19.7 | TRUE | TRUE | FALSE | FALSE | 0 | 0 | TRUE | TRUE | TRUE | -143 | 19.7 | 0 | 0 | -1430 | 197 | 0 | 0 | 3423.1829 | 100000 | #N/A | 100000 | 0.034232 | 1 | #N/A | 0 | 0.00018167 | 0.005307 | #N/A | 0.005307 |  | 349 | 14.8048 | PASS | 0.7857 | PASS | Eligible | -0.25979 | 1.0455 | 349 | 1.4819 | kWh | 434.2048 | N/A | N/A | 14.8194 |  | 349 | 1 | -143 | 19.7 | 0 | 0 | 10 | 0
| SWWH028G | Rt3 | Ex | CZ14 |  | 350 | SWWH028E | 1 | 10 | 2022 | natural gas | electricity | NR |  | -148 |  | 20.1 | -148 |  | 20.1 |  | -148 | 20.1 | 0 | 0 |  | 0 | 0 |  | TRUE | 10 | 0 | 0 | TRUE | 2022+10 | 2032+00 | TRUE | TRUE | FALSE | FALSE | -148 | 20.1 | TRUE | TRUE | FALSE | FALSE | 0 | 0 | TRUE | TRUE | TRUE | -148 | 20.1 | 0 | 0 | -1480 | 201 | 0 | 0 | 3423.1829 | 100000 | #N/A | 100000 | 0.034232 | 1 | #N/A | 0 | 0.00018167 | 0.005307 | #N/A | 0.005307 |  | 350 | 15.0337 | PASS | 0.79784 | PASS | Eligible | -0.26887 | 1.0667 | 350 | 1.5049 | kWh | 440.9247 | N/A | N/A | 15.0488 |  | 350 | 1 | -148 | 20.1 | 0 | 0 | 10 | 0
| SWWH028G | Rt3 | Ex | CZ15 |  | 351 | SWWH028E | 1 | 10 | 2022 | natural gas | electricity | NR |  | -112 |  | 16.5 | -112 |  | 16.5 |  | -112 | 16.5 | 0 | 0 |  | 0 | 0 |  | TRUE | 10 | 0 | 0 | TRUE | 2022+10 | 2032+00 | TRUE | TRUE | FALSE | FALSE | -112 | 16.5 | TRUE | TRUE | FALSE | FALSE | 0 | 0 | TRUE | TRUE | TRUE | -112 | 16.5 | 0 | 0 | -1120 | 165 | 0 | 0 | 3423.1829 | 100000 | #N/A | 100000 | 0.034232 | 1 | #N/A | 0 | 0.00018167 | 0.005307 | #N/A | 0.005307 |  | 351 | 12.666 | PASS | 0.67219 | PASS | Eligible | -0.20347 | 0.87566 | 351 | 1.2677 | kWh | 371.4456 | N/A | N/A | 12.6774 |  | 351 | 1 | -112 | 16.5 | 0 | 0 | 10 | 0
| SWWH028G | Rt3 | Ex | CZ16 |  | 352 | SWWH028E | 1 | 10 | 2022 | natural gas | electricity | NR |  | -185 |  | 23.1 | -185 |  | 23.1 |  | -185 | 23.1 | 0 | 0 |  | 0 | 0 |  | TRUE | 10 | 0 | 0 | TRUE | 2022+10 | 2032+00 | TRUE | TRUE | FALSE | FALSE | -185 | 23.1 | TRUE | TRUE | FALSE | FALSE | 0 | 0 | TRUE | TRUE | TRUE | -185 | 23.1 | 0 | 0 | -1850 | 231 | 0 | 0 | 3423.1829 | 100000 | #N/A | 100000 | 0.034232 | 1 | #N/A | 0 | 0.00018167 | 0.005307 | #N/A | 0.005307 |  | 352 | 16.7671 | PASS | 0.88984 | PASS | Eligible | -0.33609 | 1.2259 | 352 | 1.6786 | kWh | 491.8239 | N/A | N/A | 16.7859 |  | 352 | 1 | -185 | 23.1 | 0 | 0 | 10 | 0
| SWWH028G | RtL | Ex | CZ01 |  | 353 | SWWH028E | 1 | 10 | 2022 | natural gas | electricity | NR |  | -311 |  | 45.2 | -311 |  | 45.2 |  | -311 | 45.2 | 0 | 0 |  | 0 | 0 |  | TRUE | 10 | 0 | 0 | TRUE | 2022+10 | 2032+00 | TRUE | TRUE | FALSE | FALSE | -311 | 45.2 | TRUE | TRUE | FALSE | FALSE | 0 | 0 | TRUE | TRUE | TRUE | -311 | 45.2 | 0 | 0 | -3110 | 452 | 0 | 0 | 3423.1829 | 100000 | #N/A | 100000 | 0.034232 | 1 | #N/A | 0 | 0.00018167 | 0.005307 | #N/A | 0.005307 |  | 353 | 34.5539 | PASS | 1.8338 | PASS | Eligible | -0.56499 | 2.3988 | 353 | 3.4586 | kWh | 1013.3481 | N/A | N/A | 34.5856 |  | 353 | 1 | -311 | 45.2 | 0 | 0 | 10 | 0
| SWWH028G | RtL | Ex | CZ02 |  | 354 | SWWH028E | 1 | 10 | 2022 | natural gas | electricity | NR |  | -286 |  | 42 | -286 |  | 42 |  | -286 | 42 | 0 | 0 |  | 0 | 0 |  | TRUE | 10 | 0 | 0 | TRUE | 2022+10 | 2032+00 | TRUE | TRUE | FALSE | FALSE | -286 | 42 | TRUE | TRUE | FALSE | FALSE | 0 | 0 | TRUE | TRUE | TRUE | -286 | 42 | 0 | 0 | -2860 | 420 | 0 | 0 | 3423.1829 | 100000 | #N/A | 100000 | 0.034232 | 1 | #N/A | 0 | 0.00018167 | 0.005307 | #N/A | 0.005307 |  | 354 | 32.2097 | PASS | 1.7094 | PASS | Eligible | -0.51958 | 2.229 | 354 | 3.2239 | kWh | 944.5889 | N/A | N/A | 32.2388 |  | 354 | 1 | -286 | 42 | 0 | 0 | 10 | 0
| SWWH028G | RtL | Ex | CZ03 |  | 355 | SWWH028E | 1 | 10 | 2022 | natural gas | electricity | NR |  | -288 |  | 42.1 | -288 |  | 42.1 |  | -288 | 42.1 | 0 | 0 |  | 0 | 0 |  | TRUE | 10 | 0 | 0 | TRUE | 2022+10 | 2032+00 | TRUE | TRUE | FALSE | FALSE | -288 | 42.1 | TRUE | TRUE | FALSE | FALSE | 0 | 0 | TRUE | TRUE | TRUE | -288 | 42.1 | 0 | 0 | -2880 | 421 | 0 | 0 | 3423.1829 | 100000 | #N/A | 100000 | 0.034232 | 1 | #N/A | 0 | 0.00018167 | 0.005307 | #N/A | 0.005307 |  | 355 | 32.2412 | PASS | 1.7111 | PASS | Eligible | -0.52321 | 2.2343 | 355 | 3.2271 | kWh | 945.5189 | N/A | N/A | 32.2706 |  | 355 | 1 | -288 | 42.1 | 0 | 0 | 10 | 0
| SWWH028G | RtL | Ex | CZ04 |  | 356 | SWWH028E | 1 | 10 | 2022 | natural gas | electricity | NR |  | -277 |  | 40.8 | -277 |  | 40.8 |  | -277 | 40.8 | 0 | 0 |  | 0 | 0 |  | TRUE | 10 | 0 | 0 | TRUE | 2022+10 | 2032+00 | TRUE | TRUE | FALSE | FALSE | -277 | 40.8 | TRUE | TRUE | FALSE | FALSE | 0 | 0 | TRUE | TRUE | TRUE | -277 | 40.8 | 0 | 0 | -2770 | 408 | 0 | 0 | 3423.1829 | 100000 | #N/A | 100000 | 0.034232 | 1 | #N/A | 0 | 0.00018167 | 0.005307 | #N/A | 0.005307 |  | 356 | 31.3178 | PASS | 1.662 | PASS | Eligible | -0.50322 | 2.1653 | 356 | 3.1346 | kWh | 918.4292 | N/A | N/A | 31.346 |  | 356 | 1 | -277 | 40.8 | 0 | 0 | 10 | 0
| SWWH028G | RtL | Ex | CZ05 |  | 357 | SWWH028E | 1 | 10 | 2022 | natural gas | electricity | NR |  | -292 |  | 42.8 | -292 |  | 42.8 |  | -292 | 42.8 | 0 | 0 |  | 0 | 0 |  | TRUE | 10 | 0 | 0 | TRUE | 2022+10 | 2032+00 | TRUE | TRUE | FALSE | FALSE | -292 | 42.8 | TRUE | TRUE | FALSE | FALSE | 0 | 0 | TRUE | TRUE | TRUE | -292 | 42.8 | 0 | 0 | -2920 | 428 | 0 | 0 | 3423.1829 | 100000 | #N/A | 100000 | 0.034232 | 1 | #N/A | 0 | 0.00018167 | 0.005307 | #N/A | 0.005307 |  | 357 | 32.8043 | PASS | 1.7409 | PASS | Eligible | -0.53048 | 2.2714 | 357 | 3.2834 | kWh | 962.0287 | N/A | N/A | 32.834 |  | 357 | 1 | -292 | 42.8 | 0 | 0 | 10 | 0
| SWWH028G | RtL | Ex | CZ06 |  | 358 | SWWH028E | 1 | 10 | 2022 | natural gas | electricity | NR |  | -268 |  | 39.6 | -268 |  | 39.6 |  | -268 | 39.6 | 0 | 0 |  | 0 | 0 |  | TRUE | 10 | 0 | 0 | TRUE | 2022+10 | 2032+00 | TRUE | TRUE | FALSE | FALSE | -268 | 39.6 | TRUE | TRUE | FALSE | FALSE | 0 | 0 | TRUE | TRUE | TRUE | -268 | 39.6 | 0 | 0 | -2680 | 396 | 0 | 0 | 3423.1829 | 100000 | #N/A | 100000 | 0.034232 | 1 | #N/A | 0 | 0.00018167 | 0.005307 | #N/A | 0.005307 |  | 358 | 30.4259 | PASS | 1.6147 | PASS | Eligible | -0.48687 | 2.1016 | 358 | 3.0453 | kWh | 892.2696 | N/A | N/A | 30.4532 |  | 358 | 1 | -268 | 39.6 | 0 | 0 | 10 | 0
| SWWH028G | RtL | Ex | CZ07 |  | 359 | SWWH028E | 1 | 10 | 2022 | natural gas | electricity | NR |  | -265 |  | 39.2 | -265 |  | 39.2 |  | -265 | 39.2 | 0 | 0 |  | 0 | 0 |  | TRUE | 10 | 0 | 0 | TRUE | 2022+10 | 2032+00 | TRUE | TRUE | FALSE | FALSE | -265 | 39.2 | TRUE | TRUE | FALSE | FALSE | 0 | 0 | TRUE | TRUE | TRUE | -265 | 39.2 | 0 | 0 | -2650 | 392 | 0 | 0 | 3423.1829 | 100000 | #N/A | 100000 | 0.034232 | 1 | #N/A | 0 | 0.00018167 | 0.005307 | #N/A | 0.005307 |  | 359 | 30.1286 | PASS | 1.5989 | PASS | Eligible | -0.48142 | 2.0804 | 359 | 3.0156 | kWh | 883.5497 | N/A | N/A | 30.1556 |  | 359 | 1 | -265 | 39.2 | 0 | 0 | 10 | 0
| SWWH028G | RtL | Ex | CZ08 |  | 360 | SWWH028E | 1 | 10 | 2022 | natural gas | electricity | NR |  | -261 |  | 38.5 | -261 |  | 38.5 |  | -261 | 38.5 | 0 | 0 |  | 0 | 0 |  | TRUE | 10 | 0 | 0 | TRUE | 2022+10 | 2032+00 | TRUE | TRUE | FALSE | FALSE | -261 | 38.5 | TRUE | TRUE | FALSE | FALSE | 0 | 0 | TRUE | TRUE | TRUE | -261 | 38.5 | 0 | 0 | -2610 | 385 | 0 | 0 | 3423.1829 | 100000 | #N/A | 100000 | 0.034232 | 1 | #N/A | 0 | 0.00018167 | 0.005307 | #N/A | 0.005307 |  | 360 | 29.5655 | PASS | 1.5691 | PASS | Eligible | -0.47416 | 2.0432 | 360 | 2.9592 | kWh | 867.0398 | N/A | N/A | 29.5921 |  | 360 | 1 | -261 | 38.5 | 0 | 0 | 10 | 0
| SWWH028G | RtL | Ex | CZ09 |  | 361 | SWWH028E | 1 | 10 | 2022 | natural gas | electricity | NR |  | -261 |  | 38.5 | -261 |  | 38.5 |  | -261 | 38.5 | 0 | 0 |  | 0 | 0 |  | TRUE | 10 | 0 | 0 | TRUE | 2022+10 | 2032+00 | TRUE | TRUE | FALSE | FALSE | -261 | 38.5 | TRUE | TRUE | FALSE | FALSE | 0 | 0 | TRUE | TRUE | TRUE | -261 | 38.5 | 0 | 0 | -2610 | 385 | 0 | 0 | 3423.1829 | 100000 | #N/A | 100000 | 0.034232 | 1 | #N/A | 0 | 0.00018167 | 0.005307 | #N/A | 0.005307 |  | 361 | 29.5655 | PASS | 1.5691 | PASS | Eligible | -0.47416 | 2.0432 | 361 | 2.9592 | kWh | 867.0398 | N/A | N/A | 29.5921 |  | 361 | 1 | -261 | 38.5 | 0 | 0 | 10 | 0
| SWWH028G | RtL | Ex | CZ10 |  | 362 | SWWH028E | 1 | 10 | 2022 | natural gas | electricity | NR |  | -259 |  | 38.3 | -259 |  | 38.3 |  | -259 | 38.3 | 0 | 0 |  | 0 | 0 |  | TRUE | 10 | 0 | 0 | TRUE | 2022+10 | 2032+00 | TRUE | TRUE | FALSE | FALSE | -259 | 38.3 | TRUE | TRUE | FALSE | FALSE | 0 | 0 | TRUE | TRUE | TRUE | -259 | 38.3 | 0 | 0 | -2590 | 383 | 0 | 0 | 3423.1829 | 100000 | #N/A | 100000 | 0.034232 | 1 | #N/A | 0 | 0.00018167 | 0.005307 | #N/A | 0.005307 |  | 362 | 29.434 | PASS | 1.5621 | PASS | Eligible | -0.47052 | 2.0326 | 362 | 2.946 | kWh | 863.1799 | N/A | N/A | 29.4603 |  | 362 | 1 | -259 | 38.3 | 0 | 0 | 10 | 0
| SWWH028G | RtL | Ex | CZ11 |  | 363 | SWWH028E | 1 | 10 | 2022 | natural gas | electricity | NR |  | -264 |  | 38.8 | -264 |  | 38.8 |  | -264 | 38.8 | 0 | 0 |  | 0 | 0 |  | TRUE | 10 | 0 | 0 | TRUE | 2022+10 | 2032+00 | TRUE | TRUE | FALSE | FALSE | -264 | 38.8 | TRUE | TRUE | FALSE | FALSE | 0 | 0 | TRUE | TRUE | TRUE | -264 | 38.8 | 0 | 0 | -2640 | 388 | 0 | 0 | 3423.1829 | 100000 | #N/A | 100000 | 0.034232 | 1 | #N/A | 0 | 0.00018167 | 0.005307 | #N/A | 0.005307 |  | 363 | 29.7628 | PASS | 1.5795 | PASS | Eligible | -0.47961 | 2.0591 | 363 | 2.979 | kWh | 872.8298 | N/A | N/A | 29.7897 |  | 363 | 1 | -264 | 38.8 | 0 | 0 | 10 | 0
| SWWH028G | RtL | Ex | CZ12 |  | 364 | SWWH028E | 1 | 10 | 2022 | natural gas | electricity | NR |  | -273 |  | 40.1 | -273 |  | 40.1 |  | -273 | 40.1 | 0 | 0 |  | 0 | 0 |  | TRUE | 10 | 0 | 0 | TRUE | 2022+10 | 2032+00 | TRUE | TRUE | FALSE | FALSE | -273 | 40.1 | TRUE | TRUE | FALSE | FALSE | 0 | 0 | TRUE | TRUE | TRUE | -273 | 40.1 | 0 | 0 | -2730 | 401 | 0 | 0 | 3423.1829 | 100000 | #N/A | 100000 | 0.034232 | 1 | #N/A | 0 | 0.00018167 | 0.005307 | #N/A | 0.005307 |  | 364 | 30.7547 | PASS | 1.6322 | PASS | Eligible | -0.49596 | 2.1281 | 364 | 3.0783 | kWh | 901.9194 | N/A | N/A | 30.7825 |  | 364 | 1 | -273 | 40.1 | 0 | 0 | 10 | 0
| SWWH028G | RtL | Ex | CZ13 |  | 365 | SWWH028E | 1 | 10 | 2022 | natural gas | electricity | NR |  | -260 |  | 38.3 | -260 |  | 38.3 |  | -260 | 38.3 | 0 | 0 |  | 0 | 0 |  | TRUE | 10 | 0 | 0 | TRUE | 2022+10 | 2032+00 | TRUE | TRUE | FALSE | FALSE | -260 | 38.3 | TRUE | TRUE | FALSE | FALSE | 0 | 0 | TRUE | TRUE | TRUE | -260 | 38.3 | 0 | 0 | -2600 | 383 | 0 | 0 | 3423.1829 | 100000 | #N/A | 100000 | 0.034232 | 1 | #N/A | 0 | 0.00018167 | 0.005307 | #N/A | 0.005307 |  | 365 | 29.3997 | PASS | 1.5603 | PASS | Eligible | -0.47234 | 2.0326 | 365 | 2.9426 | kWh | 862.1799 | N/A | N/A | 29.4262 |  | 365 | 1 | -260 | 38.3 | 0 | 0 | 10 | 0
| SWWH028G | RtL | Ex | CZ14 |  | 366 | SWWH028E | 1 | 10 | 2022 | natural gas | electricity | NR |  | -266 |  | 39.1 | -266 |  | 39.1 |  | -266 | 39.1 | 0 | 0 |  | 0 | 0 |  | TRUE | 10 | 0 | 0 | TRUE | 2022+10 | 2032+00 | TRUE | TRUE | FALSE | FALSE | -266 | 39.1 | TRUE | TRUE | FALSE | FALSE | 0 | 0 | TRUE | TRUE | TRUE | -266 | 39.1 | 0 | 0 | -2660 | 391 | 0 | 0 | 3423.1829 | 100000 | #N/A | 100000 | 0.034232 | 1 | #N/A | 0 | 0.00018167 | 0.005307 | #N/A | 0.005307 |  | 366 | 29.9943 | PASS | 1.5918 | PASS | Eligible | -0.48324 | 2.0751 | 366 | 3.0021 | kWh | 879.6197 | N/A | N/A | 30.0214 |  | 366 | 1 | -266 | 39.1 | 0 | 0 | 10 | 0
| SWWH028G | RtL | Ex | CZ15 |  | 367 | SWWH028E | 1 | 10 | 2022 | natural gas | electricity | NR |  | -216 |  | 32.2 | -216 |  | 32.2 |  | -216 | 32.2 | 0 | 0 |  | 0 | 0 |  | TRUE | 10 | 0 | 0 | TRUE | 2022+10 | 2032+00 | TRUE | TRUE | FALSE | FALSE | -216 | 32.2 | TRUE | TRUE | FALSE | FALSE | 0 | 0 | TRUE | TRUE | TRUE | -216 | 32.2 | 0 | 0 | -2160 | 322 | 0 | 0 | 3423.1829 | 100000 | #N/A | 100000 | 0.034232 | 1 | #N/A | 0 | 0.00018167 | 0.005307 | #N/A | 0.005307 |  | 367 | 24.8059 | PASS | 1.3165 | PASS | Eligible | -0.39241 | 1.7089 | 367 | 2.4828 | kWh | 727.4515 | N/A | N/A | 24.8279 |  | 367 | 1 | -216 | 32.2 | 0 | 0 | 10 | 0
| SWWH028G | RtL | Ex | CZ16 |  | 368 | SWWH028E | 1 | 10 | 2022 | natural gas | electricity | NR |  | -309 |  | 45 | -309 |  | 45 |  | -309 | 45 | 0 | 0 |  | 0 | 0 |  | TRUE | 10 | 0 | 0 | TRUE | 2022+10 | 2032+00 | TRUE | TRUE | FALSE | FALSE | -309 | 45 | TRUE | TRUE | FALSE | FALSE | 0 | 0 | TRUE | TRUE | TRUE | -309 | 45 | 0 | 0 | -3090 | 450 | 0 | 0 | 3423.1829 | 100000 | #N/A | 100000 | 0.034232 | 1 | #N/A | 0 | 0.00018167 | 0.005307 | #N/A | 0.005307 |  | 368 | 34.4224 | PASS | 1.8268 | PASS | Eligible | -0.56136 | 2.3882 | 368 | 3.4454 | kWh | 1009.4881 | N/A | N/A | 34.4538 |  | 368 | 1 | -309 | 45 | 0 | 0 | 10 | 0
| SWWH028G | RtS | Ex | CZ01 |  | 369 | SWWH028E | 1 | 10 | 2022 | natural gas | electricity | NR |  | -277 |  | 38.1 | -277 |  | 38.1 |  | -277 | 38.1 | 0 | 0 |  | 0 | 0 |  | TRUE | 10 | 0 | 0 | TRUE | 2022+10 | 2032+00 | TRUE | TRUE | FALSE | FALSE | -277 | 38.1 | TRUE | TRUE | FALSE | FALSE | 0 | 0 | TRUE | TRUE | TRUE | -277 | 38.1 | 0 | 0 | -2770 | 381 | 0 | 0 | 3423.1829 | 100000 | #N/A | 100000 | 0.034232 | 1 | #N/A | 0 | 0.00018167 | 0.005307 | #N/A | 0.005307 |  | 369 | 28.6178 | PASS | 1.5188 | PASS | Eligible | -0.50322 | 2.022 | 369 | 2.8646 | kWh | 839.32 | N/A | N/A | 28.646 |  | 369 | 1 | -277 | 38.1 | 0 | 0 | 10 | 0
| SWWH028G | RtS | Ex | CZ02 |  | 370 | SWWH028E | 1 | 10 | 2022 | natural gas | electricity | NR |  | -257 |  | 36 | -257 |  | 36 |  | -257 | 36 | 0 | 0 |  | 0 | 0 |  | TRUE | 10 | 0 | 0 | TRUE | 2022+10 | 2032+00 | TRUE | TRUE | FALSE | FALSE | -257 | 36 | TRUE | TRUE | FALSE | FALSE | 0 | 0 | TRUE | TRUE | TRUE | -257 | 36 | 0 | 0 | -2570 | 360 | 0 | 0 | 3423.1829 | 100000 | #N/A | 100000 | 0.034232 | 1 | #N/A | 0 | 0.00018167 | 0.005307 | #N/A | 0.005307 |  | 370 | 27.2024 | PASS | 1.4436 | PASS | Eligible | -0.46689 | 1.9105 | 370 | 2.7229 | kWh | 797.7905 | N/A | N/A | 27.2286 |  | 370 | 1 | -257 | 36 | 0 | 0 | 10 | 0
| SWWH028G | RtS | Ex | CZ03 |  | 371 | SWWH028E | 1 | 10 | 2022 | natural gas | electricity | NR |  | -245 |  | 34.3 | -245 |  | 34.3 |  | -245 | 34.3 | 0 | 0 |  | 0 | 0 |  | TRUE | 10 | 0 | 0 | TRUE | 2022+10 | 2032+00 | TRUE | TRUE | FALSE | FALSE | -245 | 34.3 | TRUE | TRUE | FALSE | FALSE | 0 | 0 | TRUE | TRUE | TRUE | -245 | 34.3 | 0 | 0 | -2450 | 343 | 0 | 0 | 3423.1829 | 100000 | #N/A | 100000 | 0.034232 | 1 | #N/A | 0 | 0.00018167 | 0.005307 | #N/A | 0.005307 |  | 371 | 25.9132 | PASS | 1.3752 | PASS | Eligible | -0.44509 | 1.8203 | 371 | 2.5938 | kWh | 759.981 | N/A | N/A | 25.9381 |  | 371 | 1 | -245 | 34.3 | 0 | 0 | 10 | 0
| SWWH028G | RtS | Ex | CZ04 |  | 372 | SWWH028E | 1 | 10 | 2022 | natural gas | electricity | NR |  | -231 |  | 32.7 | -231 |  | 32.7 |  | -231 | 32.7 | 0 | 0 |  | 0 | 0 |  | TRUE | 10 | 0 | 0 | TRUE | 2022+10 | 2032+00 | TRUE | TRUE | FALSE | FALSE | -231 | 32.7 | TRUE | TRUE | FALSE | FALSE | 0 | 0 | TRUE | TRUE | TRUE | -231 | 32.7 | 0 | 0 | -2310 | 327 | 0 | 0 | 3423.1829 | 100000 | #N/A | 100000 | 0.034232 | 1 | #N/A | 0 | 0.00018167 | 0.005307 | #N/A | 0.005307 |  | 372 | 24.7924 | PASS | 1.3157 | PASS | Eligible | -0.41966 | 1.7354 | 372 | 2.4816 | kWh | 727.1014 | N/A | N/A | 24.816 |  | 372 | 1 | -231 | 32.7 | 0 | 0 | 10 | 0
| SWWH028G | RtS | Ex | CZ05 |  | 373 | SWWH028E | 1 | 10 | 2022 | natural gas | electricity | NR |  | -292 |  | 40.9 | -292 |  | 40.9 |  | -292 | 40.9 | 0 | 0 |  | 0 | 0 |  | TRUE | 10 | 0 | 0 | TRUE | 2022+10 | 2032+00 | TRUE | TRUE | FALSE | FALSE | -292 | 40.9 | TRUE | TRUE | FALSE | FALSE | 0 | 0 | TRUE | TRUE | TRUE | -292 | 40.9 | 0 | 0 | -2920 | 409 | 0 | 0 | 3423.1829 | 100000 | #N/A | 100000 | 0.034232 | 1 | #N/A | 0 | 0.00018167 | 0.005307 | #N/A | 0.005307 |  | 373 | 30.9043 | PASS | 1.6401 | PASS | Eligible | -0.53048 | 2.1706 | 373 | 3.0934 | kWh | 906.3592 | N/A | N/A | 30.934 |  | 373 | 1 | -292 | 40.9 | 0 | 0 | 10 | 0
| SWWH028G | RtS | Ex | CZ06 |  | 374 | SWWH028E | 1 | 10 | 2022 | natural gas | electricity | NR |  | -217 |  | 30.9 | -217 |  | 30.9 |  | -217 | 30.9 | 0 | 0 |  | 0 | 0 |  | TRUE | 10 | 0 | 0 | TRUE | 2022+10 | 2032+00 | TRUE | TRUE | FALSE | FALSE | -217 | 30.9 | TRUE | TRUE | FALSE | FALSE | 0 | 0 | TRUE | TRUE | TRUE | -217 | 30.9 | 0 | 0 | -2170 | 309 | 0 | 0 | 3423.1829 | 100000 | #N/A | 100000 | 0.034232 | 1 | #N/A | 0 | 0.00018167 | 0.005307 | #N/A | 0.005307 |  | 374 | 23.4717 | PASS | 1.2457 | PASS | Eligible | -0.39422 | 1.6399 | 374 | 2.3494 | kWh | 688.3619 | N/A | N/A | 23.4938 |  | 374 | 1 | -217 | 30.9 | 0 | 0 | 10 | 0
| SWWH028G | RtS | Ex | CZ07 |  | 375 | SWWH028E | 1 | 10 | 2022 | natural gas | electricity | NR |  | -235 |  | 33.4 | -235 |  | 33.4 |  | -235 | 33.4 | 0 | 0 |  | 0 | 0 |  | TRUE | 10 | 0 | 0 | TRUE | 2022+10 | 2032+00 | TRUE | TRUE | FALSE | FALSE | -235 | 33.4 | TRUE | TRUE | FALSE | FALSE | 0 | 0 | TRUE | TRUE | TRUE | -235 | 33.4 | 0 | 0 | -2350 | 334 | 0 | 0 | 3423.1829 | 100000 | #N/A | 100000 | 0.034232 | 1 | #N/A | 0 | 0.00018167 | 0.005307 | #N/A | 0.005307 |  | 375 | 25.3555 | PASS | 1.3456 | PASS | Eligible | -0.42692 | 1.7726 | 375 | 2.5379 | kWh | 743.6112 | N/A | N/A | 25.3794 |  | 375 | 1 | -235 | 33.4 | 0 | 0 | 10 | 0
| SWWH028G | RtS | Ex | CZ08 |  | 376 | SWWH028E | 1 | 10 | 2022 | natural gas | electricity | NR |  | -197 |  | 27.9 | -197 |  | 27.9 |  | -197 | 27.9 | 0 | 0 |  | 0 | 0 |  | TRUE | 10 | 0 | 0 | TRUE | 2022+10 | 2032+00 | TRUE | TRUE | FALSE | FALSE | -197 | 27.9 | TRUE | TRUE | FALSE | FALSE | 0 | 0 | TRUE | TRUE | TRUE | -197 | 27.9 | 0 | 0 | -1970 | 279 | 0 | 0 | 3423.1829 | 100000 | #N/A | 100000 | 0.034232 | 1 | #N/A | 0 | 0.00018167 | 0.005307 | #N/A | 0.005307 |  | 376 | 21.1563 | PASS | 1.1228 | PASS | Eligible | -0.35789 | 1.4807 | 376 | 2.1176 | kWh | 620.4626 | N/A | N/A | 21.1764 |  | 376 | 1 | -197 | 27.9 | 0 | 0 | 10 | 0
| SWWH028G | RtS | Ex | CZ09 |  | 377 | SWWH028E | 1 | 10 | 2022 | natural gas | electricity | NR |  | -203 |  | 28.9 | -203 |  | 28.9 |  | -203 | 28.9 | 0 | 0 |  | 0 | 0 |  | TRUE | 10 | 0 | 0 | TRUE | 2022+10 | 2032+00 | TRUE | TRUE | FALSE | FALSE | -203 | 28.9 | TRUE | TRUE | FALSE | FALSE | 0 | 0 | TRUE | TRUE | TRUE | -203 | 28.9 | 0 | 0 | -2030 | 289 | 0 | 0 | 3423.1829 | 100000 | #N/A | 100000 | 0.034232 | 1 | #N/A | 0 | 0.00018167 | 0.005307 | #N/A | 0.005307 |  | 377 | 21.9509 | PASS | 1.1649 | PASS | Eligible | -0.36879 | 1.5337 | 377 | 2.1972 | kWh | 643.7624 | N/A | N/A | 21.9716 |  | 377 | 1 | -203 | 28.9 | 0 | 0 | 10 | 0
| SWWH028G | RtS | Ex | CZ10 |  | 378 | SWWH028E | 1 | 10 | 2022 | natural gas | electricity | NR |  | -167 |  | 23.7 | -167 |  | 23.7 |  | -167 | 23.7 | 0 | 0 |  | 0 | 0 |  | TRUE | 10 | 0 | 0 | TRUE | 2022+10 | 2032+00 | TRUE | TRUE | FALSE | FALSE | -167 | 23.7 | TRUE | TRUE | FALSE | FALSE | 0 | 0 | TRUE | TRUE | TRUE | -167 | 23.7 | 0 | 0 | -1670 | 237 | 0 | 0 | 3423.1829 | 100000 | #N/A | 100000 | 0.034232 | 1 | #N/A | 0 | 0.00018167 | 0.005307 | #N/A | 0.005307 |  | 378 | 17.9833 | PASS | 0.95438 | PASS | Eligible | -0.30339 | 1.2578 | 378 | 1.8 | kWh | 527.4038 | N/A | N/A | 18.0003 |  | 378 | 1 | -167 | 23.7 | 0 | 0 | 10 | 0
| SWWH028G | RtS | Ex | CZ11 |  | 379 | SWWH028E | 1 | 10 | 2022 | natural gas | electricity | NR |  | -212 |  | 29.7 | -212 |  | 29.7 |  | -212 | 29.7 | 0 | 0 |  | 0 | 0 |  | TRUE | 10 | 0 | 0 | TRUE | 2022+10 | 2032+00 | TRUE | TRUE | FALSE | FALSE | -212 | 29.7 | TRUE | TRUE | FALSE | FALSE | 0 | 0 | TRUE | TRUE | TRUE | -212 | 29.7 | 0 | 0 | -2120 | 297 | 0 | 0 | 3423.1829 | 100000 | #N/A | 100000 | 0.034232 | 1 | #N/A | 0 | 0.00018167 | 0.005307 | #N/A | 0.005307 |  | 379 | 22.4429 | PASS | 1.1911 | PASS | Eligible | -0.38514 | 1.5762 | 379 | 2.2464 | kWh | 658.2022 | N/A | N/A | 22.4644 |  | 379 | 1 | -212 | 29.7 | 0 | 0 | 10 | 0
| SWWH028G | RtS | Ex | CZ12 |  | 380 | SWWH028E | 1 | 10 | 2022 | natural gas | electricity | NR |  | -207 |  | 29.1 | -207 |  | 29.1 |  | -207 | 29.1 | 0 | 0 |  | 0 | 0 |  | TRUE | 10 | 0 | 0 | TRUE | 2022+10 | 2032+00 | TRUE | TRUE | FALSE | FALSE | -207 | 29.1 | TRUE | TRUE | FALSE | FALSE | 0 | 0 | TRUE | TRUE | TRUE | -207 | 29.1 | 0 | 0 | -2070 | 291 | 0 | 0 | 3423.1829 | 100000 | #N/A | 100000 | 0.034232 | 1 | #N/A | 0 | 0.00018167 | 0.005307 | #N/A | 0.005307 |  | 380 | 22.014 | PASS | 1.1683 | PASS | Eligible | -0.37606 | 1.5443 | 380 | 2.2035 | kWh | 645.6223 | N/A | N/A | 22.0351 |  | 380 | 1 | -207 | 29.1 | 0 | 0 | 10 | 0
| SWWH028G | RtS | Ex | CZ13 |  | 381 | SWWH028E | 1 | 10 | 2022 | natural gas | electricity | NR |  | -195 |  | 27.5 | -195 |  | 27.5 |  | -195 | 27.5 | 0 | 0 |  | 0 | 0 |  | TRUE | 10 | 0 | 0 | TRUE | 2022+10 | 2032+00 | TRUE | TRUE | FALSE | FALSE | -195 | 27.5 | TRUE | TRUE | FALSE | FALSE | 0 | 0 | TRUE | TRUE | TRUE | -195 | 27.5 | 0 | 0 | -1950 | 275 | 0 | 0 | 3423.1829 | 100000 | #N/A | 100000 | 0.034232 | 1 | #N/A | 0 | 0.00018167 | 0.005307 | #N/A | 0.005307 |  | 381 | 20.8248 | PASS | 1.1052 | PASS | Eligible | -0.35426 | 1.4594 | 381 | 2.0845 | kWh | 610.7427 | N/A | N/A | 20.8446 |  | 381 | 1 | -195 | 27.5 | 0 | 0 | 10 | 0
| SWWH028G | RtS | Ex | CZ14 |  | 382 | SWWH028E | 1 | 10 | 2022 | natural gas | electricity | NR |  | -203 |  | 28.8 | -203 |  | 28.8 |  | -203 | 28.8 | 0 | 0 |  | 0 | 0 |  | TRUE | 10 | 0 | 0 | TRUE | 2022+10 | 2032+00 | TRUE | TRUE | FALSE | FALSE | -203 | 28.8 | TRUE | TRUE | FALSE | FALSE | 0 | 0 | TRUE | TRUE | TRUE | -203 | 28.8 | 0 | 0 | -2030 | 288 | 0 | 0 | 3423.1829 | 100000 | #N/A | 100000 | 0.034232 | 1 | #N/A | 0 | 0.00018167 | 0.005307 | #N/A | 0.005307 |  | 382 | 21.8509 | PASS | 1.1596 | PASS | Eligible | -0.36879 | 1.5284 | 382 | 2.1872 | kWh | 640.8324 | N/A | N/A | 21.8716 |  | 382 | 1 | -203 | 28.8 | 0 | 0 | 10 | 0
| SWWH028G | RtS | Ex | CZ15 |  | 383 | SWWH028E | 1 | 10 | 2022 | natural gas | electricity | NR |  | -203 |  | 29.2 | -203 |  | 29.2 |  | -203 | 29.2 | 0 | 0 |  | 0 | 0 |  | TRUE | 10 | 0 | 0 | TRUE | 2022+10 | 2032+00 | TRUE | TRUE | FALSE | FALSE | -203 | 29.2 | TRUE | TRUE | FALSE | FALSE | 0 | 0 | TRUE | TRUE | TRUE | -203 | 29.2 | 0 | 0 | -2030 | 292 | 0 | 0 | 3423.1829 | 100000 | #N/A | 100000 | 0.034232 | 1 | #N/A | 0 | 0.00018167 | 0.005307 | #N/A | 0.005307 |  | 383 | 22.2509 | PASS | 1.1809 | PASS | Eligible | -0.36879 | 1.5497 | 383 | 2.2272 | kWh | 652.5523 | N/A | N/A | 22.2716 |  | 383 | 1 | -203 | 29.2 | 0 | 0 | 10 | 0
| SWWH028G | RtS | Ex | CZ16 |  | 384 | SWWH028E | 1 | 10 | 2022 | natural gas | electricity | NR |  | -292 |  | 39.9 | -292 |  | 39.9 |  | -292 | 39.9 | 0 | 0 |  | 0 | 0 |  | TRUE | 10 | 0 | 0 | TRUE | 2022+10 | 2032+00 | TRUE | TRUE | FALSE | FALSE | -292 | 39.9 | TRUE | TRUE | FALSE | FALSE | 0 | 0 | TRUE | TRUE | TRUE | -292 | 39.9 | 0 | 0 | -2920 | 399 | 0 | 0 | 3423.1829 | 100000 | #N/A | 100000 | 0.034232 | 1 | #N/A | 0 | 0.00018167 | 0.005307 | #N/A | 0.005307 |  | 384 | 29.9043 | PASS | 1.587 | PASS | Eligible | -0.53048 | 2.1175 | 384 | 2.9934 | kWh | 877.0595 | N/A | N/A | 29.934 |  | 384 | 1 | -292 | 39.9 | 0 | 0 | 10 | 0
| SWWH028H | SCn | Ex | CZ01 |  | 385 | SWWH028E | 1 | 10 | 2022 | natural gas | electricity | NR |  | -433 |  | 58.5 | -433 |  | 58.5 |  | -433 | 58.5 | 0 | 0 |  | 0 | 0 |  | TRUE | 10 | 0 | 0 | TRUE | 2022+10 | 2032+00 | TRUE | TRUE | FALSE | FALSE | -433 | 58.5 | TRUE | TRUE | FALSE | FALSE | 0 | 0 | TRUE | TRUE | TRUE | -433 | 58.5 | 0 | 0 | -4330 | 585 | 0 | 0 | 3423.1829 | 100000 | #N/A | 100000 | 0.034232 | 1 | #N/A | 0 | 0.00018167 | 0.005307 | #N/A | 0.005307 |  | 385 | 43.6776 | PASS | 2.318 | PASS | Eligible | -0.78663 | 3.1046 | 385 | 4.3722 | kWh | 1281.0346 | N/A | N/A | 43.7217 |  | 385 | 1 | -433 | 58.5 | 0 | 0 | 10 | 0
| SWWH028H | SCn | Ex | CZ02 |  | 386 | SWWH028E | 1 | 10 | 2022 | natural gas | electricity | NR |  | -399 |  | 54.4 | -399 |  | 54.4 |  | -399 | 54.4 | 0 | 0 |  | 0 | 0 |  | TRUE | 10 | 0 | 0 | TRUE | 2022+10 | 2032+00 | TRUE | TRUE | FALSE | FALSE | -399 | 54.4 | TRUE | TRUE | FALSE | FALSE | 0 | 0 | TRUE | TRUE | TRUE | -399 | 54.4 | 0 | 0 | -3990 | 544 | 0 | 0 | 3423.1829 | 100000 | #N/A | 100000 | 0.034232 | 1 | #N/A | 0 | 0.00018167 | 0.005307 | #N/A | 0.005307 |  | 386 | 40.7415 | PASS | 2.1622 | PASS | Eligible | -0.72486 | 2.887 | 386 | 4.0782 | kWh | 1194.9057 | N/A | N/A | 40.7821 |  | 386 | 1 | -399 | 54.4 | 0 | 0 | 10 | 0
| SWWH028H | SCn | Ex | CZ03 |  | 387 | SWWH028E | 1 | 10 | 2022 | natural gas | electricity | NR |  | -401 |  | 54.6 | -401 |  | 54.6 |  | -401 | 54.6 | 0 | 0 |  | 0 | 0 |  | TRUE | 10 | 0 | 0 | TRUE | 2022+10 | 2032+00 | TRUE | TRUE | FALSE | FALSE | -401 | 54.6 | TRUE | TRUE | FALSE | FALSE | 0 | 0 | TRUE | TRUE | TRUE | -401 | 54.6 | 0 | 0 | -4010 | 546 | 0 | 0 | 3423.1829 | 100000 | #N/A | 100000 | 0.034232 | 1 | #N/A | 0 | 0.00018167 | 0.005307 | #N/A | 0.005307 |  | 387 | 40.873 | PASS | 2.1691 | PASS | Eligible | -0.7285 | 2.8976 | 387 | 4.0914 | kWh | 1198.7656 | N/A | N/A | 40.9139 |  | 387 | 1 | -401 | 54.6 | 0 | 0 | 10 | 0
| SWWH028H | SCn | Ex | CZ04 |  | 388 | SWWH028E | 1 | 10 | 2022 | natural gas | electricity | NR |  | -387 |  | 52.8 | -387 |  | 52.8 |  | -387 | 52.8 | 0 | 0 |  | 0 | 0 |  | TRUE | 10 | 0 | 0 | TRUE | 2022+10 | 2032+00 | TRUE | TRUE | FALSE | FALSE | -387 | 52.8 | TRUE | TRUE | FALSE | FALSE | 0 | 0 | TRUE | TRUE | TRUE | -387 | 52.8 | 0 | 0 | -3870 | 528 | 0 | 0 | 3423.1829 | 100000 | #N/A | 100000 | 0.034232 | 1 | #N/A | 0 | 0.00018167 | 0.005307 | #N/A | 0.005307 |  | 388 | 39.5523 | PASS | 2.0991 | PASS | Eligible | -0.70306 | 2.8021 | 388 | 3.9592 | kWh | 1160.0261 | N/A | N/A | 39.5917 |  | 388 | 1 | -387 | 52.8 | 0 | 0 | 10 | 0
| SWWH028H | SCn | Ex | CZ05 |  | 389 | SWWH028E | 1 | 10 | 2022 | natural gas | electricity | NR |  | -406 |  | 55.4 | -406 |  | 55.4 |  | -406 | 55.4 | 0 | 0 |  | 0 | 0 |  | TRUE | 10 | 0 | 0 | TRUE | 2022+10 | 2032+00 | TRUE | TRUE | FALSE | FALSE | -406 | 55.4 | TRUE | TRUE | FALSE | FALSE | 0 | 0 | TRUE | TRUE | TRUE | -406 | 55.4 | 0 | 0 | -4060 | 554 | 0 | 0 | 3423.1829 | 100000 | #N/A | 100000 | 0.034232 | 1 | #N/A | 0 | 0.00018167 | 0.005307 | #N/A | 0.005307 |  | 389 | 41.5019 | PASS | 2.2025 | PASS | Eligible | -0.73758 | 2.9401 | 389 | 4.1543 | kWh | 1217.2054 | N/A | N/A | 41.5432 |  | 389 | 1 | -406 | 55.4 | 0 | 0 | 10 | 0
| SWWH028H | SCn | Ex | CZ06 |  | 390 | SWWH028E | 1 | 10 | 2022 | natural gas | electricity | NR |  | -374 |  | 51.3 | -374 |  | 51.3 |  | -374 | 51.3 | 0 | 0 |  | 0 | 0 |  | TRUE | 10 | 0 | 0 | TRUE | 2022+10 | 2032+00 | TRUE | TRUE | FALSE | FALSE | -374 | 51.3 | TRUE | TRUE | FALSE | FALSE | 0 | 0 | TRUE | TRUE | TRUE | -374 | 51.3 | 0 | 0 | -3740 | 513 | 0 | 0 | 3423.1829 | 100000 | #N/A | 100000 | 0.034232 | 1 | #N/A | 0 | 0.00018167 | 0.005307 | #N/A | 0.005307 |  | 390 | 38.4973 | PASS | 2.0431 | PASS | Eligible | -0.67944 | 2.7225 | 390 | 3.8535 | kWh | 1129.0765 | N/A | N/A | 38.5354 |  | 390 | 1 | -374 | 51.3 | 0 | 0 | 10 | 0
| SWWH028H | SCn | Ex | CZ07 |  | 391 | SWWH028E | 1 | 10 | 2022 | natural gas | electricity | NR |  | -370 |  | 50.7 | -370 |  | 50.7 |  | -370 | 50.7 | 0 | 0 |  | 0 | 0 |  | TRUE | 10 | 0 | 0 | TRUE | 2022+10 | 2032+00 | TRUE | TRUE | FALSE | FALSE | -370 | 50.7 | TRUE | TRUE | FALSE | FALSE | 0 | 0 | TRUE | TRUE | TRUE | -370 | 50.7 | 0 | 0 | -3700 | 507 | 0 | 0 | 3423.1829 | 100000 | #N/A | 100000 | 0.034232 | 1 | #N/A | 0 | 0.00018167 | 0.005307 | #N/A | 0.005307 |  | 391 | 38.0342 | PASS | 2.0185 | PASS | Eligible | -0.67218 | 2.6907 | 391 | 3.8072 | kWh | 1115.4966 | N/A | N/A | 38.0719 |  | 391 | 1 | -370 | 50.7 | 0 | 0 | 10 | 0
| SWWH028H | SCn | Ex | CZ08 |  | 392 | SWWH028E | 1 | 10 | 2022 | natural gas | electricity | NR |  | -364 |  | 49.9 | -364 |  | 49.9 |  | -364 | 49.9 | 0 | 0 |  | 0 | 0 |  | TRUE | 10 | 0 | 0 | TRUE | 2022+10 | 2032+00 | TRUE | TRUE | FALSE | FALSE | -364 | 49.9 | TRUE | TRUE | FALSE | FALSE | 0 | 0 | TRUE | TRUE | TRUE | -364 | 49.9 | 0 | 0 | -3640 | 499 | 0 | 0 | 3423.1829 | 100000 | #N/A | 100000 | 0.034232 | 1 | #N/A | 0 | 0.00018167 | 0.005307 | #N/A | 0.005307 |  | 392 | 37.4396 | PASS | 1.9869 | PASS | Eligible | -0.66128 | 2.6482 | 392 | 3.7477 | kWh | 1098.0568 | N/A | N/A | 37.4767 |  | 392 | 1 | -364 | 49.9 | 0 | 0 | 10 | 0
| SWWH028H | SCn | Ex | CZ09 |  | 393 | SWWH028E | 1 | 10 | 2022 | natural gas | electricity | NR |  | -364 |  | 49.8 | -364 |  | 49.8 |  | -364 | 49.8 | 0 | 0 |  | 0 | 0 |  | TRUE | 10 | 0 | 0 | TRUE | 2022+10 | 2032+00 | TRUE | TRUE | FALSE | FALSE | -364 | 49.8 | TRUE | TRUE | FALSE | FALSE | 0 | 0 | TRUE | TRUE | TRUE | -364 | 49.8 | 0 | 0 | -3640 | 498 | 0 | 0 | 3423.1829 | 100000 | #N/A | 100000 | 0.034232 | 1 | #N/A | 0 | 0.00018167 | 0.005307 | #N/A | 0.005307 |  | 393 | 37.3396 | PASS | 1.9816 | PASS | Eligible | -0.66128 | 2.6429 | 393 | 3.7377 | kWh | 1095.1269 | N/A | N/A | 37.3767 |  | 393 | 1 | -364 | 49.8 | 0 | 0 | 10 | 0
| SWWH028H | SCn | Ex | CZ10 |  | 394 | SWWH028E | 1 | 10 | 2022 | natural gas | electricity | NR |  | -362 |  | 49.6 | -362 |  | 49.6 |  | -362 | 49.6 | 0 | 0 |  | 0 | 0 |  | TRUE | 10 | 0 | 0 | TRUE | 2022+10 | 2032+00 | TRUE | TRUE | FALSE | FALSE | -362 | 49.6 | TRUE | TRUE | FALSE | FALSE | 0 | 0 | TRUE | TRUE | TRUE | -362 | 49.6 | 0 | 0 | -3620 | 496 | 0 | 0 | 3423.1829 | 100000 | #N/A | 100000 | 0.034232 | 1 | #N/A | 0 | 0.00018167 | 0.005307 | #N/A | 0.005307 |  | 394 | 37.2081 | PASS | 1.9746 | PASS | Eligible | -0.65764 | 2.6323 | 394 | 3.7245 | kWh | 1091.2669 | N/A | N/A | 37.2449 |  | 394 | 1 | -362 | 49.6 | 0 | 0 | 10 | 0
| SWWH028H | SCn | Ex | CZ11 |  | 395 | SWWH028E | 1 | 10 | 2022 | natural gas | electricity | NR |  | -368 |  | 50.3 | -368 |  | 50.3 |  | -368 | 50.3 | 0 | 0 |  | 0 | 0 |  | TRUE | 10 | 0 | 0 | TRUE | 2022+10 | 2032+00 | TRUE | TRUE | FALSE | FALSE | -368 | 50.3 | TRUE | TRUE | FALSE | FALSE | 0 | 0 | TRUE | TRUE | TRUE | -368 | 50.3 | 0 | 0 | -3680 | 503 | 0 | 0 | 3423.1829 | 100000 | #N/A | 100000 | 0.034232 | 1 | #N/A | 0 | 0.00018167 | 0.005307 | #N/A | 0.005307 |  | 395 | 37.7027 | PASS | 2.0009 | PASS | Eligible | -0.66854 | 2.6694 | 395 | 3.774 | kWh | 1105.7767 | N/A | N/A | 37.7402 |  | 395 | 1 | -368 | 50.3 | 0 | 0 | 10 | 0
| SWWH028H | SCn | Ex | CZ12 |  | 396 | SWWH028E | 1 | 10 | 2022 | natural gas | electricity | NR |  | -380 |  | 51.9 | -380 |  | 51.9 |  | -380 | 51.9 | 0 | 0 |  | 0 | 0 |  | TRUE | 10 | 0 | 0 | TRUE | 2022+10 | 2032+00 | TRUE | TRUE | FALSE | FALSE | -380 | 51.9 | TRUE | TRUE | FALSE | FALSE | 0 | 0 | TRUE | TRUE | TRUE | -380 | 51.9 | 0 | 0 | -3800 | 519 | 0 | 0 | 3423.1829 | 100000 | #N/A | 100000 | 0.034232 | 1 | #N/A | 0 | 0.00018167 | 0.005307 | #N/A | 0.005307 |  | 396 | 38.8919 | PASS | 2.064 | PASS | Eligible | -0.69034 | 2.7544 | 396 | 3.8931 | kWh | 1140.6563 | N/A | N/A | 38.9306 |  | 396 | 1 | -380 | 51.9 | 0 | 0 | 10 | 0
| SWWH028H | SCn | Ex | CZ13 |  | 397 | SWWH028E | 1 | 10 | 2022 | natural gas | electricity | NR |  | -363 |  | 49.6 | -363 |  | 49.6 |  | -363 | 49.6 | 0 | 0 |  | 0 | 0 |  | TRUE | 10 | 0 | 0 | TRUE | 2022+10 | 2032+00 | TRUE | TRUE | FALSE | FALSE | -363 | 49.6 | TRUE | TRUE | FALSE | FALSE | 0 | 0 | TRUE | TRUE | TRUE | -363 | 49.6 | 0 | 0 | -3630 | 496 | 0 | 0 | 3423.1829 | 100000 | #N/A | 100000 | 0.034232 | 1 | #N/A | 0 | 0.00018167 | 0.005307 | #N/A | 0.005307 |  | 397 | 37.1738 | PASS | 1.9728 | PASS | Eligible | -0.65946 | 2.6323 | 397 | 3.7211 | kWh | 1090.2669 | N/A | N/A | 37.2108 |  | 397 | 1 | -363 | 49.6 | 0 | 0 | 10 | 0
| SWWH028H | SCn | Ex | CZ14 |  | 398 | SWWH028E | 1 | 10 | 2022 | natural gas | electricity | NR |  | -370 |  | 50.6 | -370 |  | 50.6 |  | -370 | 50.6 | 0 | 0 |  | 0 | 0 |  | TRUE | 10 | 0 | 0 | TRUE | 2022+10 | 2032+00 | TRUE | TRUE | FALSE | FALSE | -370 | 50.6 | TRUE | TRUE | FALSE | FALSE | 0 | 0 | TRUE | TRUE | TRUE | -370 | 50.6 | 0 | 0 | -3700 | 506 | 0 | 0 | 3423.1829 | 100000 | #N/A | 100000 | 0.034232 | 1 | #N/A | 0 | 0.00018167 | 0.005307 | #N/A | 0.005307 |  | 398 | 37.9342 | PASS | 2.0132 | PASS | Eligible | -0.67218 | 2.6854 | 398 | 3.7972 | kWh | 1112.5667 | N/A | N/A | 37.9719 |  | 398 | 1 | -370 | 50.6 | 0 | 0 | 10 | 0
| SWWH028H | SCn | Ex | CZ15 |  | 399 | SWWH028E | 1 | 10 | 2022 | natural gas | electricity | NR |  | -303 |  | 41.7 | -303 |  | 41.7 |  | -303 | 41.7 | 0 | 0 |  | 0 | 0 |  | TRUE | 10 | 0 | 0 | TRUE | 2022+10 | 2032+00 | TRUE | TRUE | FALSE | FALSE | -303 | 41.7 | TRUE | TRUE | FALSE | FALSE | 0 | 0 | TRUE | TRUE | TRUE | -303 | 41.7 | 0 | 0 | -3030 | 417 | 0 | 0 | 3423.1829 | 100000 | #N/A | 100000 | 0.034232 | 1 | #N/A | 0 | 0.00018167 | 0.005307 | #N/A | 0.005307 |  | 399 | 31.3278 | PASS | 1.6626 | PASS | Eligible | -0.55046 | 2.213 | 399 | 3.1359 | kWh | 918.799 | N/A | N/A | 31.3586 |  | 399 | 1 | -303 | 41.7 | 0 | 0 | 10 | 0
| SWWH028H | SCn | Ex | CZ16 |  | 400 | SWWH028E | 1 | 10 | 2022 | natural gas | electricity | NR |  | -430 |  | 58.3 | -430 |  | 58.3 |  | -430 | 58.3 | 0 | 0 |  | 0 | 0 |  | TRUE | 10 | 0 | 0 | TRUE | 2022+10 | 2032+00 | TRUE | TRUE | FALSE | FALSE | -430 | 58.3 | TRUE | TRUE | FALSE | FALSE | 0 | 0 | TRUE | TRUE | TRUE | -430 | 58.3 | 0 | 0 | -4300 | 583 | 0 | 0 | 3423.1829 | 100000 | #N/A | 100000 | 0.034232 | 1 | #N/A | 0 | 0.00018167 | 0.005307 | #N/A | 0.005307 |  | 400 | 43.5803 | PASS | 2.3128 | PASS | Eligible | -0.78118 | 3.094 | 400 | 4.3624 | kWh | 1278.1746 | N/A | N/A | 43.6241 |  | 400 | 1 | -430 | 58.3 | 0 | 0 | 10 | 0
| SWWH028H | SUn | Ex | CZ01 |  | 401 | SWWH028E | 1 | 10 | 2022 | natural gas | electricity | NR |  | -215 |  | 28 | -215 |  | 28 |  | -215 | 28 | 0 | 0 |  | 0 | 0 |  | TRUE | 10 | 0 | 0 | TRUE | 2022+10 | 2032+00 | TRUE | TRUE | FALSE | FALSE | -215 | 28 | TRUE | TRUE | FALSE | FALSE | 0 | 0 | TRUE | TRUE | TRUE | -215 | 28 | 0 | 0 | -2150 | 280 | 0 | 0 | 3423.1829 | 100000 | #N/A | 100000 | 0.034232 | 1 | #N/A | 0 | 0.00018167 | 0.005307 | #N/A | 0.005307 |  | 401 | 20.6402 | PASS | 1.0954 | PASS | Eligible | -0.39059 | 1.486 | 401 | 2.0662 | kWh | 605.3926 | N/A | N/A | 20.6621 |  | 401 | 1 | -215 | 28 | 0 | 0 | 10 | 0
| SWWH028H | SUn | Ex | CZ02 |  | 402 | SWWH028E | 1 | 10 | 2022 | natural gas | electricity | NR |  | -197 |  | 26.1 | -197 |  | 26.1 |  | -197 | 26.1 | 0 | 0 |  | 0 | 0 |  | TRUE | 10 | 0 | 0 | TRUE | 2022+10 | 2032+00 | TRUE | TRUE | FALSE | FALSE | -197 | 26.1 | TRUE | TRUE | FALSE | FALSE | 0 | 0 | TRUE | TRUE | TRUE | -197 | 26.1 | 0 | 0 | -1970 | 261 | 0 | 0 | 3423.1829 | 100000 | #N/A | 100000 | 0.034232 | 1 | #N/A | 0 | 0.00018167 | 0.005307 | #N/A | 0.005307 |  | 402 | 19.3563 | PASS | 1.0272 | PASS | Eligible | -0.35789 | 1.3851 | 402 | 1.9376 | kWh | 567.7231 | N/A | N/A | 19.3764 |  | 402 | 1 | -197 | 26.1 | 0 | 0 | 10 | 0
| SWWH028H | SUn | Ex | CZ03 |  | 403 | SWWH028E | 1 | 10 | 2022 | natural gas | electricity | NR |  | -198 |  | 26.2 | -198 |  | 26.2 |  | -198 | 26.2 | 0 | 0 |  | 0 | 0 |  | TRUE | 10 | 0 | 0 | TRUE | 2022+10 | 2032+00 | TRUE | TRUE | FALSE | FALSE | -198 | 26.2 | TRUE | TRUE | FALSE | FALSE | 0 | 0 | TRUE | TRUE | TRUE | -198 | 26.2 | 0 | 0 | -1980 | 262 | 0 | 0 | 3423.1829 | 100000 | #N/A | 100000 | 0.034232 | 1 | #N/A | 0 | 0.00018167 | 0.005307 | #N/A | 0.005307 |  | 403 | 19.4221 | PASS | 1.0307 | PASS | Eligible | -0.35971 | 1.3904 | 403 | 1.9442 | kWh | 569.6531 | N/A | N/A | 19.4423 |  | 403 | 1 | -198 | 26.2 | 0 | 0 | 10 | 0
| SWWH028H | SUn | Ex | CZ04 |  | 404 | SWWH028E | 1 | 10 | 2022 | natural gas | electricity | NR |  | -190 |  | 25.4 | -190 |  | 25.4 |  | -190 | 25.4 | 0 | 0 |  | 0 | 0 |  | TRUE | 10 | 0 | 0 | TRUE | 2022+10 | 2032+00 | TRUE | TRUE | FALSE | FALSE | -190 | 25.4 | TRUE | TRUE | FALSE | FALSE | 0 | 0 | TRUE | TRUE | TRUE | -190 | 25.4 | 0 | 0 | -1900 | 254 | 0 | 0 | 3423.1829 | 100000 | #N/A | 100000 | 0.034232 | 1 | #N/A | 0 | 0.00018167 | 0.005307 | #N/A | 0.005307 |  | 404 | 18.896 | PASS | 1.0028 | PASS | Eligible | -0.34517 | 1.348 | 404 | 1.8915 | kWh | 554.2133 | N/A | N/A | 18.9153 |  | 404 | 1 | -190 | 25.4 | 0 | 0 | 10 | 0
| SWWH028H | SUn | Ex | CZ05 |  | 405 | SWWH028E | 1 | 10 | 2022 | natural gas | electricity | NR |  | -201 |  | 26.5 | -201 |  | 26.5 |  | -201 | 26.5 | 0 | 0 |  | 0 | 0 |  | TRUE | 10 | 0 | 0 | TRUE | 2022+10 | 2032+00 | TRUE | TRUE | FALSE | FALSE | -201 | 26.5 | TRUE | TRUE | FALSE | FALSE | 0 | 0 | TRUE | TRUE | TRUE | -201 | 26.5 | 0 | 0 | -2010 | 265 | 0 | 0 | 3423.1829 | 100000 | #N/A | 100000 | 0.034232 | 1 | #N/A | 0 | 0.00018167 | 0.005307 | #N/A | 0.005307 |  | 405 | 19.6194 | PASS | 1.0412 | PASS | Eligible | -0.36516 | 1.4064 | 405 | 1.964 | kWh | 575.443 | N/A | N/A | 19.6399 |  | 405 | 1 | -201 | 26.5 | 0 | 0 | 10 | 0
| SWWH028H | SUn | Ex | CZ06 |  | 406 | SWWH028E | 1 | 10 | 2022 | natural gas | electricity | NR |  | -184 |  | 24.6 | -184 |  | 24.6 |  | -184 | 24.6 | 0 | 0 |  | 0 | 0 |  | TRUE | 10 | 0 | 0 | TRUE | 2022+10 | 2032+00 | TRUE | TRUE | FALSE | FALSE | -184 | 24.6 | TRUE | TRUE | FALSE | FALSE | 0 | 0 | TRUE | TRUE | TRUE | -184 | 24.6 | 0 | 0 | -1840 | 246 | 0 | 0 | 3423.1829 | 100000 | #N/A | 100000 | 0.034232 | 1 | #N/A | 0 | 0.00018167 | 0.005307 | #N/A | 0.005307 |  | 406 | 18.3013 | PASS | 0.97126 | PASS | Eligible | -0.33427 | 1.3055 | 406 | 1.832 | kWh | 536.7735 | N/A | N/A | 18.3201 |  | 406 | 1 | -184 | 24.6 | 0 | 0 | 10 | 0
| SWWH028H | SUn | Ex | CZ07 |  | 407 | SWWH028E | 1 | 10 | 2022 | natural gas | electricity | NR |  | -182 |  | 24.3 | -182 |  | 24.3 |  | -182 | 24.3 | 0 | 0 |  | 0 | 0 |  | TRUE | 10 | 0 | 0 | TRUE | 2022+10 | 2032+00 | TRUE | TRUE | FALSE | FALSE | -182 | 24.3 | TRUE | TRUE | FALSE | FALSE | 0 | 0 | TRUE | TRUE | TRUE | -182 | 24.3 | 0 | 0 | -1820 | 243 | 0 | 0 | 3423.1829 | 100000 | #N/A | 100000 | 0.034232 | 1 | #N/A | 0 | 0.00018167 | 0.005307 | #N/A | 0.005307 |  | 407 | 18.0698 | PASS | 0.95897 | PASS | Eligible | -0.33064 | 1.2896 | 407 | 1.8088 | kWh | 529.9836 | N/A | N/A | 18.0883 |  | 407 | 1 | -182 | 24.3 | 0 | 0 | 10 | 0
| SWWH028H | SUn | Ex | CZ08 |  | 408 | SWWH028E | 1 | 10 | 2022 | natural gas | electricity | NR |  | -178 |  | 23.9 | -178 |  | 23.9 |  | -178 | 23.9 | 0 | 0 |  | 0 | 0 |  | TRUE | 10 | 0 | 0 | TRUE | 2022+10 | 2032+00 | TRUE | TRUE | FALSE | FALSE | -178 | 23.9 | TRUE | TRUE | FALSE | FALSE | 0 | 0 | TRUE | TRUE | TRUE | -178 | 23.9 | 0 | 0 | -1780 | 239 | 0 | 0 | 3423.1829 | 100000 | #N/A | 100000 | 0.034232 | 1 | #N/A | 0 | 0.00018167 | 0.005307 | #N/A | 0.005307 |  | 408 | 17.8067 | PASS | 0.94501 | PASS | Eligible | -0.32337 | 1.2684 | 408 | 1.7825 | kWh | 522.2637 | N/A | N/A | 17.8249 |  | 408 | 1 | -178 | 23.9 | 0 | 0 | 10 | 0
| SWWH028H | SUn | Ex | CZ09 |  | 409 | SWWH028E | 1 | 10 | 2022 | natural gas | electricity | NR |  | -178 |  | 23.9 | -178 |  | 23.9 |  | -178 | 23.9 | 0 | 0 |  | 0 | 0 |  | TRUE | 10 | 0 | 0 | TRUE | 2022+10 | 2032+00 | TRUE | TRUE | FALSE | FALSE | -178 | 23.9 | TRUE | TRUE | FALSE | FALSE | 0 | 0 | TRUE | TRUE | TRUE | -178 | 23.9 | 0 | 0 | -1780 | 239 | 0 | 0 | 3423.1829 | 100000 | #N/A | 100000 | 0.034232 | 1 | #N/A | 0 | 0.00018167 | 0.005307 | #N/A | 0.005307 |  | 409 | 17.8067 | PASS | 0.94501 | PASS | Eligible | -0.32337 | 1.2684 | 409 | 1.7825 | kWh | 522.2637 | N/A | N/A | 17.8249 |  | 409 | 1 | -178 | 23.9 | 0 | 0 | 10 | 0
| SWWH028H | SUn | Ex | CZ10 |  | 410 | SWWH028E | 1 | 10 | 2022 | natural gas | electricity | NR |  | -177 |  | 23.9 | -177 |  | 23.9 |  | -177 | 23.9 | 0 | 0 |  | 0 | 0 |  | TRUE | 10 | 0 | 0 | TRUE | 2022+10 | 2032+00 | TRUE | TRUE | FALSE | FALSE | -177 | 23.9 | TRUE | TRUE | FALSE | FALSE | 0 | 0 | TRUE | TRUE | TRUE | -177 | 23.9 | 0 | 0 | -1770 | 239 | 0 | 0 | 3423.1829 | 100000 | #N/A | 100000 | 0.034232 | 1 | #N/A | 0 | 0.00018167 | 0.005307 | #N/A | 0.005307 |  | 410 | 17.841 | PASS | 0.94683 | PASS | Eligible | -0.32156 | 1.2684 | 410 | 1.7859 | kWh | 523.2637 | N/A | N/A | 17.859 |  | 410 | 1 | -177 | 23.9 | 0 | 0 | 10 | 0
| SWWH028H | SUn | Ex | CZ11 |  | 411 | SWWH028E | 1 | 10 | 2022 | natural gas | electricity | NR |  | -182 |  | 24.3 | -182 |  | 24.3 |  | -182 | 24.3 | 0 | 0 |  | 0 | 0 |  | TRUE | 10 | 0 | 0 | TRUE | 2022+10 | 2032+00 | TRUE | TRUE | FALSE | FALSE | -182 | 24.3 | TRUE | TRUE | FALSE | FALSE | 0 | 0 | TRUE | TRUE | TRUE | -182 | 24.3 | 0 | 0 | -1820 | 243 | 0 | 0 | 3423.1829 | 100000 | #N/A | 100000 | 0.034232 | 1 | #N/A | 0 | 0.00018167 | 0.005307 | #N/A | 0.005307 |  | 411 | 18.0698 | PASS | 0.95897 | PASS | Eligible | -0.33064 | 1.2896 | 411 | 1.8088 | kWh | 529.9836 | N/A | N/A | 18.0883 |  | 411 | 1 | -182 | 24.3 | 0 | 0 | 10 | 0
| SWWH028H | SUn | Ex | CZ12 |  | 412 | SWWH028E | 1 | 10 | 2022 | natural gas | electricity | NR |  | -187 |  | 25 | -187 |  | 25 |  | -187 | 25 | 0 | 0 |  | 0 | 0 |  | TRUE | 10 | 0 | 0 | TRUE | 2022+10 | 2032+00 | TRUE | TRUE | FALSE | FALSE | -187 | 25 | TRUE | TRUE | FALSE | FALSE | 0 | 0 | TRUE | TRUE | TRUE | -187 | 25 | 0 | 0 | -1870 | 250 | 0 | 0 | 3423.1829 | 100000 | #N/A | 100000 | 0.034232 | 1 | #N/A | 0 | 0.00018167 | 0.005307 | #N/A | 0.005307 |  | 412 | 18.5986 | PASS | 0.98704 | PASS | Eligible | -0.33972 | 1.3268 | 412 | 1.8618 | kWh | 545.4934 | N/A | N/A | 18.6177 |  | 412 | 1 | -187 | 25 | 0 | 0 | 10 | 0
| SWWH028H | SUn | Ex | CZ13 |  | 413 | SWWH028E | 1 | 10 | 2022 | natural gas | electricity | NR |  | -179 |  | 24 | -179 |  | 24 |  | -179 | 24 | 0 | 0 |  | 0 | 0 |  | TRUE | 10 | 0 | 0 | TRUE | 2022+10 | 2032+00 | TRUE | TRUE | FALSE | FALSE | -179 | 24 | TRUE | TRUE | FALSE | FALSE | 0 | 0 | TRUE | TRUE | TRUE | -179 | 24 | 0 | 0 | -1790 | 240 | 0 | 0 | 3423.1829 | 100000 | #N/A | 100000 | 0.034232 | 1 | #N/A | 0 | 0.00018167 | 0.005307 | #N/A | 0.005307 |  | 413 | 17.8725 | PASS | 0.9485 | PASS | Eligible | -0.32519 | 1.2737 | 413 | 1.7891 | kWh | 524.1937 | N/A | N/A | 17.8907 |  | 413 | 1 | -179 | 24 | 0 | 0 | 10 | 0
| SWWH028H | SUn | Ex | CZ14 |  | 414 | SWWH028E | 1 | 10 | 2022 | natural gas | electricity | NR |  | -183 |  | 24.5 | -183 |  | 24.5 |  | -183 | 24.5 | 0 | 0 |  | 0 | 0 |  | TRUE | 10 | 0 | 0 | TRUE | 2022+10 | 2032+00 | TRUE | TRUE | FALSE | FALSE | -183 | 24.5 | TRUE | TRUE | FALSE | FALSE | 0 | 0 | TRUE | TRUE | TRUE | -183 | 24.5 | 0 | 0 | -1830 | 245 | 0 | 0 | 3423.1829 | 100000 | #N/A | 100000 | 0.034232 | 1 | #N/A | 0 | 0.00018167 | 0.005307 | #N/A | 0.005307 |  | 414 | 18.2356 | PASS | 0.96777 | PASS | Eligible | -0.33246 | 1.3002 | 414 | 1.8254 | kWh | 534.8435 | N/A | N/A | 18.2542 |  | 414 | 1 | -183 | 24.5 | 0 | 0 | 10 | 0
| SWWH028H | SUn | Ex | CZ15 |  | 415 | SWWH028E | 1 | 10 | 2022 | natural gas | electricity | NR |  | -148 |  | 20.2 | -148 |  | 20.2 |  | -148 | 20.2 | 0 | 0 |  | 0 | 0 |  | TRUE | 10 | 0 | 0 | TRUE | 2022+10 | 2032+00 | TRUE | TRUE | FALSE | FALSE | -148 | 20.2 | TRUE | TRUE | FALSE | FALSE | 0 | 0 | TRUE | TRUE | TRUE | -148 | 20.2 | 0 | 0 | -1480 | 202 | 0 | 0 | 3423.1829 | 100000 | #N/A | 100000 | 0.034232 | 1 | #N/A | 0 | 0.00018167 | 0.005307 | #N/A | 0.005307 |  | 415 | 15.1337 | PASS | 0.80315 | PASS | Eligible | -0.26887 | 1.072 | 415 | 1.5149 | kWh | 443.8547 | N/A | N/A | 15.1488 |  | 415 | 1 | -148 | 20.2 | 0 | 0 | 10 | 0
| SWWH028H | SUn | Ex | CZ16 |  | 416 | SWWH028E | 1 | 10 | 2022 | natural gas | electricity | NR |  | -213 |  | 28.1 | -213 |  | 28.1 |  | -213 | 28.1 | 0 | 0 |  | 0 | 0 |  | TRUE | 10 | 0 | 0 | TRUE | 2022+10 | 2032+00 | TRUE | TRUE | FALSE | FALSE | -213 | 28.1 | TRUE | TRUE | FALSE | FALSE | 0 | 0 | TRUE | TRUE | TRUE | -213 | 28.1 | 0 | 0 | -2130 | 281 | 0 | 0 | 3423.1829 | 100000 | #N/A | 100000 | 0.034232 | 1 | #N/A | 0 | 0.00018167 | 0.005307 | #N/A | 0.005307 |  | 416 | 20.8086 | PASS | 1.1043 | PASS | Eligible | -0.38696 | 1.4913 | 416 | 2.083 | kWh | 610.3226 | N/A | N/A | 20.8303 |  | 416 | 1 | -213 | 28.1 | 0 | 0 | 10 | 0
| SWWH028H | WRf | Ex | CZ01 |  | 417 | SWWH028E | 1 | 10 | 2022 | natural gas | electricity | NR |  | -220 |  | 28.7 | -220 |  | 28.7 |  | -220 | 28.7 | 0 | 0 |  | 0 | 0 |  | TRUE | 10 | 0 | 0 | TRUE | 2022+10 | 2032+00 | TRUE | TRUE | FALSE | FALSE | -220 | 28.7 | TRUE | TRUE | FALSE | FALSE | 0 | 0 | TRUE | TRUE | TRUE | -220 | 28.7 | 0 | 0 | -2200 | 287 | 0 | 0 | 3423.1829 | 100000 | #N/A | 100000 | 0.034232 | 1 | #N/A | 0 | 0.00018167 | 0.005307 | #N/A | 0.005307 |  | 417 | 21.169 | PASS | 1.1234 | PASS | Eligible | -0.39967 | 1.5231 | 417 | 2.1191 | kWh | 620.9024 | N/A | N/A | 21.1914 |  | 417 | 1 | -220 | 28.7 | 0 | 0 | 10 | 0
| SWWH028H | WRf | Ex | CZ02 |  | 418 | SWWH028E | 1 | 10 | 2022 | natural gas | electricity | NR |  | -202 |  | 26.8 | -202 |  | 26.8 |  | -202 | 26.8 | 0 | 0 |  | 0 | 0 |  | TRUE | 10 | 0 | 0 | TRUE | 2022+10 | 2032+00 | TRUE | TRUE | FALSE | FALSE | -202 | 26.8 | TRUE | TRUE | FALSE | FALSE | 0 | 0 | TRUE | TRUE | TRUE | -202 | 26.8 | 0 | 0 | -2020 | 268 | 0 | 0 | 3423.1829 | 100000 | #N/A | 100000 | 0.034232 | 1 | #N/A | 0 | 0.00018167 | 0.005307 | #N/A | 0.005307 |  | 418 | 19.8852 | PASS | 1.0553 | PASS | Eligible | -0.36697 | 1.4223 | 418 | 1.9906 | kWh | 583.2329 | N/A | N/A | 19.9057 |  | 418 | 1 | -202 | 26.8 | 0 | 0 | 10 | 0
| SWWH028H | WRf | Ex | CZ03 |  | 419 | SWWH028E | 1 | 10 | 2022 | natural gas | electricity | NR |  | -204 |  | 26.8 | -204 |  | 26.8 |  | -204 | 26.8 | 0 | 0 |  | 0 | 0 |  | TRUE | 10 | 0 | 0 | TRUE | 2022+10 | 2032+00 | TRUE | TRUE | FALSE | FALSE | -204 | 26.8 | TRUE | TRUE | FALSE | FALSE | 0 | 0 | TRUE | TRUE | TRUE | -204 | 26.8 | 0 | 0 | -2040 | 268 | 0 | 0 | 3423.1829 | 100000 | #N/A | 100000 | 0.034232 | 1 | #N/A | 0 | 0.00018167 | 0.005307 | #N/A | 0.005307 |  | 419 | 19.8167 | PASS | 1.0517 | PASS | Eligible | -0.37061 | 1.4223 | 419 | 1.9837 | kWh | 581.2329 | N/A | N/A | 19.8375 |  | 419 | 1 | -204 | 26.8 | 0 | 0 | 10 | 0
| SWWH028H | WRf | Ex | CZ04 |  | 420 | SWWH028E | 1 | 10 | 2022 | natural gas | electricity | NR |  | -195 |  | 26.1 | -195 |  | 26.1 |  | -195 | 26.1 | 0 | 0 |  | 0 | 0 |  | TRUE | 10 | 0 | 0 | TRUE | 2022+10 | 2032+00 | TRUE | TRUE | FALSE | FALSE | -195 | 26.1 | TRUE | TRUE | FALSE | FALSE | 0 | 0 | TRUE | TRUE | TRUE | -195 | 26.1 | 0 | 0 | -1950 | 261 | 0 | 0 | 3423.1829 | 100000 | #N/A | 100000 | 0.034232 | 1 | #N/A | 0 | 0.00018167 | 0.005307 | #N/A | 0.005307 |  | 420 | 19.4248 | PASS | 1.0309 | PASS | Eligible | -0.35426 | 1.3851 | 420 | 1.9445 | kWh | 569.7231 | N/A | N/A | 19.4446 |  | 420 | 1 | -195 | 26.1 | 0 | 0 | 10 | 0
| SWWH028H | WRf | Ex | CZ05 |  | 421 | SWWH028E | 1 | 10 | 2022 | natural gas | electricity | NR |  | -207 |  | 27.2 | -207 |  | 27.2 |  | -207 | 27.2 | 0 | 0 |  | 0 | 0 |  | TRUE | 10 | 0 | 0 | TRUE | 2022+10 | 2032+00 | TRUE | TRUE | FALSE | FALSE | -207 | 27.2 | TRUE | TRUE | FALSE | FALSE | 0 | 0 | TRUE | TRUE | TRUE | -207 | 27.2 | 0 | 0 | -2070 | 272 | 0 | 0 | 3423.1829 | 100000 | #N/A | 100000 | 0.034232 | 1 | #N/A | 0 | 0.00018167 | 0.005307 | #N/A | 0.005307 |  | 421 | 20.114 | PASS | 1.0675 | PASS | Eligible | -0.37606 | 1.4435 | 421 | 2.0135 | kWh | 589.9528 | N/A | N/A | 20.1351 |  | 421 | 1 | -207 | 27.2 | 0 | 0 | 10 | 0
| SWWH028H | WRf | Ex | CZ06 |  | 422 | SWWH028E | 1 | 10 | 2022 | natural gas | electricity | NR |  | -188 |  | 25.2 | -188 |  | 25.2 |  | -188 | 25.2 | 0 | 0 |  | 0 | 0 |  | TRUE | 10 | 0 | 0 | TRUE | 2022+10 | 2032+00 | TRUE | TRUE | FALSE | FALSE | -188 | 25.2 | TRUE | TRUE | FALSE | FALSE | 0 | 0 | TRUE | TRUE | TRUE | -188 | 25.2 | 0 | 0 | -1880 | 252 | 0 | 0 | 3423.1829 | 100000 | #N/A | 100000 | 0.034232 | 1 | #N/A | 0 | 0.00018167 | 0.005307 | #N/A | 0.005307 |  | 422 | 18.7644 | PASS | 0.99583 | PASS | Eligible | -0.34154 | 1.3374 | 422 | 1.8784 | kWh | 550.3534 | N/A | N/A | 18.7836 |  | 422 | 1 | -188 | 25.2 | 0 | 0 | 10 | 0
| SWWH028H | WRf | Ex | CZ07 |  | 423 | SWWH028E | 1 | 10 | 2022 | natural gas | electricity | NR |  | -186 |  | 24.9 | -186 |  | 24.9 |  | -186 | 24.9 | 0 | 0 |  | 0 | 0 |  | TRUE | 10 | 0 | 0 | TRUE | 2022+10 | 2032+00 | TRUE | TRUE | FALSE | FALSE | -186 | 24.9 | TRUE | TRUE | FALSE | FALSE | 0 | 0 | TRUE | TRUE | TRUE | -186 | 24.9 | 0 | 0 | -1860 | 249 | 0 | 0 | 3423.1829 | 100000 | #N/A | 100000 | 0.034232 | 1 | #N/A | 0 | 0.00018167 | 0.005307 | #N/A | 0.005307 |  | 423 | 18.5329 | PASS | 0.98355 | PASS | Eligible | -0.33791 | 1.3215 | 423 | 1.8552 | kWh | 543.5634 | N/A | N/A | 18.5518 |  | 423 | 1 | -186 | 24.9 | 0 | 0 | 10 | 0
| SWWH028H | WRf | Ex | CZ08 |  | 424 | SWWH028E | 1 | 10 | 2022 | natural gas | electricity | NR |  | -182 |  | 24.6 | -182 |  | 24.6 |  | -182 | 24.6 | 0 | 0 |  | 0 | 0 |  | TRUE | 10 | 0 | 0 | TRUE | 2022+10 | 2032+00 | TRUE | TRUE | FALSE | FALSE | -182 | 24.6 | TRUE | TRUE | FALSE | FALSE | 0 | 0 | TRUE | TRUE | TRUE | -182 | 24.6 | 0 | 0 | -1820 | 246 | 0 | 0 | 3423.1829 | 100000 | #N/A | 100000 | 0.034232 | 1 | #N/A | 0 | 0.00018167 | 0.005307 | #N/A | 0.005307 |  | 424 | 18.3698 | PASS | 0.97489 | PASS | Eligible | -0.33064 | 1.3055 | 424 | 1.8388 | kWh | 538.7735 | N/A | N/A | 18.3883 |  | 424 | 1 | -182 | 24.6 | 0 | 0 | 10 | 0
| SWWH028H | WRf | Ex | CZ09 |  | 425 | SWWH028E | 1 | 10 | 2022 | natural gas | electricity | NR |  | -183 |  | 24.6 | -183 |  | 24.6 |  | -183 | 24.6 | 0 | 0 |  | 0 | 0 |  | TRUE | 10 | 0 | 0 | TRUE | 2022+10 | 2032+00 | TRUE | TRUE | FALSE | FALSE | -183 | 24.6 | TRUE | TRUE | FALSE | FALSE | 0 | 0 | TRUE | TRUE | TRUE | -183 | 24.6 | 0 | 0 | -1830 | 246 | 0 | 0 | 3423.1829 | 100000 | #N/A | 100000 | 0.034232 | 1 | #N/A | 0 | 0.00018167 | 0.005307 | #N/A | 0.005307 |  | 425 | 18.3356 | PASS | 0.97308 | PASS | Eligible | -0.33246 | 1.3055 | 425 | 1.8354 | kWh | 537.7735 | N/A | N/A | 18.3542 |  | 425 | 1 | -183 | 24.6 | 0 | 0 | 10 | 0
| SWWH028H | WRf | Ex | CZ10 |  | 426 | SWWH028E | 1 | 10 | 2022 | natural gas | electricity | NR |  | -182 |  | 24.5 | -182 |  | 24.5 |  | -182 | 24.5 | 0 | 0 |  | 0 | 0 |  | TRUE | 10 | 0 | 0 | TRUE | 2022+10 | 2032+00 | TRUE | TRUE | FALSE | FALSE | -182 | 24.5 | TRUE | TRUE | FALSE | FALSE | 0 | 0 | TRUE | TRUE | TRUE | -182 | 24.5 | 0 | 0 | -1820 | 245 | 0 | 0 | 3423.1829 | 100000 | #N/A | 100000 | 0.034232 | 1 | #N/A | 0 | 0.00018167 | 0.005307 | #N/A | 0.005307 |  | 426 | 18.2698 | PASS | 0.96959 | PASS | Eligible | -0.33064 | 1.3002 | 426 | 1.8288 | kWh | 535.8435 | N/A | N/A | 18.2883 |  | 426 | 1 | -182 | 24.5 | 0 | 0 | 10 | 0
| SWWH028H | WRf | Ex | CZ11 |  | 427 | SWWH028E | 1 | 10 | 2022 | natural gas | electricity | NR |  | -187 |  | 25 | -187 |  | 25 |  | -187 | 25 | 0 | 0 |  | 0 | 0 |  | TRUE | 10 | 0 | 0 | TRUE | 2022+10 | 2032+00 | TRUE | TRUE | FALSE | FALSE | -187 | 25 | TRUE | TRUE | FALSE | FALSE | 0 | 0 | TRUE | TRUE | TRUE | -187 | 25 | 0 | 0 | -1870 | 250 | 0 | 0 | 3423.1829 | 100000 | #N/A | 100000 | 0.034232 | 1 | #N/A | 0 | 0.00018167 | 0.005307 | #N/A | 0.005307 |  | 427 | 18.5986 | PASS | 0.98704 | PASS | Eligible | -0.33972 | 1.3268 | 427 | 1.8618 | kWh | 545.4934 | N/A | N/A | 18.6177 |  | 427 | 1 | -187 | 25 | 0 | 0 | 10 | 0
| SWWH028H | WRf | Ex | CZ12 |  | 428 | SWWH028E | 1 | 10 | 2022 | natural gas | electricity | NR |  | -192 |  | 25.7 | -192 |  | 25.7 |  | -192 | 25.7 | 0 | 0 |  | 0 | 0 |  | TRUE | 10 | 0 | 0 | TRUE | 2022+10 | 2032+00 | TRUE | TRUE | FALSE | FALSE | -192 | 25.7 | TRUE | TRUE | FALSE | FALSE | 0 | 0 | TRUE | TRUE | TRUE | -192 | 25.7 | 0 | 0 | -1920 | 257 | 0 | 0 | 3423.1829 | 100000 | #N/A | 100000 | 0.034232 | 1 | #N/A | 0 | 0.00018167 | 0.005307 | #N/A | 0.005307 |  | 428 | 19.1275 | PASS | 1.0151 | PASS | Eligible | -0.34881 | 1.3639 | 428 | 1.9147 | kWh | 561.0032 | N/A | N/A | 19.147 |  | 428 | 1 | -192 | 25.7 | 0 | 0 | 10 | 0
| SWWH028H | WRf | Ex | CZ13 |  | 429 | SWWH028E | 1 | 10 | 2022 | natural gas | electricity | NR |  | -184 |  | 24.7 | -184 |  | 24.7 |  | -184 | 24.7 | 0 | 0 |  | 0 | 0 |  | TRUE | 10 | 0 | 0 | TRUE | 2022+10 | 2032+00 | TRUE | TRUE | FALSE | FALSE | -184 | 24.7 | TRUE | TRUE | FALSE | FALSE | 0 | 0 | TRUE | TRUE | TRUE | -184 | 24.7 | 0 | 0 | -1840 | 247 | 0 | 0 | 3423.1829 | 100000 | #N/A | 100000 | 0.034232 | 1 | #N/A | 0 | 0.00018167 | 0.005307 | #N/A | 0.005307 |  | 429 | 18.4013 | PASS | 0.97657 | PASS | Eligible | -0.33427 | 1.3108 | 429 | 1.842 | kWh | 539.7035 | N/A | N/A | 18.4201 |  | 429 | 1 | -184 | 24.7 | 0 | 0 | 10 | 0
| SWWH028H | WRf | Ex | CZ14 |  | 430 | SWWH028E | 1 | 10 | 2022 | natural gas | electricity | NR |  | -188 |  | 25.2 | -188 |  | 25.2 |  | -188 | 25.2 | 0 | 0 |  | 0 | 0 |  | TRUE | 10 | 0 | 0 | TRUE | 2022+10 | 2032+00 | TRUE | TRUE | FALSE | FALSE | -188 | 25.2 | TRUE | TRUE | FALSE | FALSE | 0 | 0 | TRUE | TRUE | TRUE | -188 | 25.2 | 0 | 0 | -1880 | 252 | 0 | 0 | 3423.1829 | 100000 | #N/A | 100000 | 0.034232 | 1 | #N/A | 0 | 0.00018167 | 0.005307 | #N/A | 0.005307 |  | 430 | 18.7644 | PASS | 0.99583 | PASS | Eligible | -0.34154 | 1.3374 | 430 | 1.8784 | kWh | 550.3534 | N/A | N/A | 18.7836 |  | 430 | 1 | -188 | 25.2 | 0 | 0 | 10 | 0
| SWWH028H | WRf | Ex | CZ15 |  | 431 | SWWH028E | 1 | 10 | 2022 | natural gas | electricity | NR |  | -152 |  | 20.8 | -152 |  | 20.8 |  | -152 | 20.8 | 0 | 0 |  | 0 | 0 |  | TRUE | 10 | 0 | 0 | TRUE | 2022+10 | 2032+00 | TRUE | TRUE | FALSE | FALSE | -152 | 20.8 | TRUE | TRUE | FALSE | FALSE | 0 | 0 | TRUE | TRUE | TRUE | -152 | 20.8 | 0 | 0 | -1520 | 208 | 0 | 0 | 3423.1829 | 100000 | #N/A | 100000 | 0.034232 | 1 | #N/A | 0 | 0.00018167 | 0.005307 | #N/A | 0.005307 |  | 431 | 15.5968 | PASS | 0.82773 | PASS | Eligible | -0.27614 | 1.1039 | 431 | 1.5612 | kWh | 457.4345 | N/A | N/A | 15.6122 |  | 431 | 1 | -152 | 20.8 | 0 | 0 | 10 | 0
| SWWH028H | WRf | Ex | CZ16 |  | 432 | SWWH028E | 1 | 10 | 2022 | natural gas | electricity | NR |  | -218 |  | 28.9 | -218 |  | 28.9 |  | -218 | 28.9 | 0 | 0 |  | 0 | 0 |  | TRUE | 10 | 0 | 0 | TRUE | 2022+10 | 2032+00 | TRUE | TRUE | FALSE | FALSE | -218 | 28.9 | TRUE | TRUE | FALSE | FALSE | 0 | 0 | TRUE | TRUE | TRUE | -218 | 28.9 | 0 | 0 | -2180 | 289 | 0 | 0 | 3423.1829 | 100000 | #N/A | 100000 | 0.034232 | 1 | #N/A | 0 | 0.00018167 | 0.005307 | #N/A | 0.005307 |  | 432 | 21.4375 | PASS | 1.1377 | PASS | Eligible | -0.39604 | 1.5337 | 432 | 2.146 | kWh | 628.7624 | N/A | N/A | 21.4597 |  | 432 | 1 | -218 | 28.9 | 0 | 0 | 10 | 0
| SWWH028H | Com | Ex | CZ01 |  | 433 | SWWH028E | 1 | 10 | 2022 | natural gas | electricity | NR |  | -335 |  | 43.9 | -335 |  | 43.9 |  | -335 | 43.9 | 0 | 0 |  | 0 | 0 |  | TRUE | 10 | 0 | 0 | TRUE | 2022+10 | 2032+00 | TRUE | TRUE | FALSE | FALSE | -335 | 43.9 | TRUE | TRUE | FALSE | FALSE | 0 | 0 | TRUE | TRUE | TRUE | -335 | 43.9 | 0 | 0 | -3350 | 439 | 0 | 0 | 3423.1829 | 100000 | #N/A | 100000 | 0.034232 | 1 | #N/A | 0 | 0.00018167 | 0.005307 | #N/A | 0.005307 |  | 433 | 32.4323 | PASS | 1.7212 | PASS | Eligible | -0.60859 | 2.3298 | 433 | 3.2466 | kWh | 951.2584 | N/A | N/A | 32.4665 |  | 433 | 1 | -335 | 43.9 | 0 | 0 | 10 | 0
| SWWH028H | Com | Ex | CZ02 |  | 434 | SWWH028E | 1 | 10 | 2022 | natural gas | electricity | NR |  | -305 |  | 40.9 | -305 |  | 40.9 |  | -305 | 40.9 | 0 | 0 |  | 0 | 0 |  | TRUE | 10 | 0 | 0 | TRUE | 2022+10 | 2032+00 | TRUE | TRUE | FALSE | FALSE | -305 | 40.9 | TRUE | TRUE | FALSE | FALSE | 0 | 0 | TRUE | TRUE | TRUE | -305 | 40.9 | 0 | 0 | -3050 | 409 | 0 | 0 | 3423.1829 | 100000 | #N/A | 100000 | 0.034232 | 1 | #N/A | 0 | 0.00018167 | 0.005307 | #N/A | 0.005307 |  | 434 | 30.4593 | PASS | 1.6165 | PASS | Eligible | -0.55409 | 2.1706 | 434 | 3.049 | kWh | 893.3592 | N/A | N/A | 30.4903 |  | 434 | 1 | -305 | 40.9 | 0 | 0 | 10 | 0
| SWWH028H | Com | Ex | CZ03 |  | 435 | SWWH028E | 1 | 10 | 2022 | natural gas | electricity | NR |  | -309 |  | 41 | -309 |  | 41 |  | -309 | 41 | 0 | 0 |  | 0 | 0 |  | TRUE | 10 | 0 | 0 | TRUE | 2022+10 | 2032+00 | TRUE | TRUE | FALSE | FALSE | -309 | 41 | TRUE | TRUE | FALSE | FALSE | 0 | 0 | TRUE | TRUE | TRUE | -309 | 41 | 0 | 0 | -3090 | 410 | 0 | 0 | 3423.1829 | 100000 | #N/A | 100000 | 0.034232 | 1 | #N/A | 0 | 0.00018167 | 0.005307 | #N/A | 0.005307 |  | 435 | 30.4224 | PASS | 1.6145 | PASS | Eligible | -0.56136 | 2.1759 | 435 | 3.0454 | kWh | 892.2892 | N/A | N/A | 30.4538 |  | 435 | 1 | -309 | 41 | 0 | 0 | 10 | 0
| SWWH028H | Com | Ex | CZ04 |  | 436 | SWWH028E | 1 | 10 | 2022 | natural gas | electricity | NR |  | -296 |  | 39.7 | -296 |  | 39.7 |  | -296 | 39.7 | 0 | 0 |  | 0 | 0 |  | TRUE | 10 | 0 | 0 | TRUE | 2022+10 | 2032+00 | TRUE | TRUE | FALSE | FALSE | -296 | 39.7 | TRUE | TRUE | FALSE | FALSE | 0 | 0 | TRUE | TRUE | TRUE | -296 | 39.7 | 0 | 0 | -2960 | 397 | 0 | 0 | 3423.1829 | 100000 | #N/A | 100000 | 0.034232 | 1 | #N/A | 0 | 0.00018167 | 0.005307 | #N/A | 0.005307 |  | 436 | 29.5674 | PASS | 1.5692 | PASS | Eligible | -0.53774 | 2.1069 | 436 | 2.9598 | kWh | 867.1995 | N/A | N/A | 29.5975 |  | 436 | 1 | -296 | 39.7 | 0 | 0 | 10 | 0
| SWWH028H | Com | Ex | CZ05 |  | 437 | SWWH028E | 1 | 10 | 2022 | natural gas | electricity | NR |  | -314 |  | 41.6 | -314 |  | 41.6 |  | -314 | 41.6 | 0 | 0 |  | 0 | 0 |  | TRUE | 10 | 0 | 0 | TRUE | 2022+10 | 2032+00 | TRUE | TRUE | FALSE | FALSE | -314 | 41.6 | TRUE | TRUE | FALSE | FALSE | 0 | 0 | TRUE | TRUE | TRUE | -314 | 41.6 | 0 | 0 | -3140 | 416 | 0 | 0 | 3423.1829 | 100000 | #N/A | 100000 | 0.034232 | 1 | #N/A | 0 | 0.00018167 | 0.005307 | #N/A | 0.005307 |  | 437 | 30.8512 | PASS | 1.6373 | PASS | Eligible | -0.57044 | 2.2077 | 437 | 3.0883 | kWh | 904.869 | N/A | N/A | 30.8832 |  | 437 | 1 | -314 | 41.6 | 0 | 0 | 10 | 0
| SWWH028H | Com | Ex | CZ06 |  | 438 | SWWH028E | 1 | 10 | 2022 | natural gas | electricity | NR |  | -285 |  | 38.5 | -285 |  | 38.5 |  | -285 | 38.5 | 0 | 0 |  | 0 | 0 |  | TRUE | 10 | 0 | 0 | TRUE | 2022+10 | 2032+00 | TRUE | TRUE | FALSE | FALSE | -285 | 38.5 | TRUE | TRUE | FALSE | FALSE | 0 | 0 | TRUE | TRUE | TRUE | -285 | 38.5 | 0 | 0 | -2850 | 385 | 0 | 0 | 3423.1829 | 100000 | #N/A | 100000 | 0.034232 | 1 | #N/A | 0 | 0.00018167 | 0.005307 | #N/A | 0.005307 |  | 438 | 28.7439 | PASS | 1.5255 | PASS | Eligible | -0.51776 | 2.0432 | 438 | 2.8773 | kWh | 843.0398 | N/A | N/A | 28.773 |  | 438 | 1 | -285 | 38.5 | 0 | 0 | 10 | 0
| SWWH028H | Com | Ex | CZ07 |  | 439 | SWWH028E | 1 | 10 | 2022 | natural gas | electricity | NR |  | -282 |  | 38.1 | -282 |  | 38.1 |  | -282 | 38.1 | 0 | 0 |  | 0 | 0 |  | TRUE | 10 | 0 | 0 | TRUE | 2022+10 | 2032+00 | TRUE | TRUE | FALSE | FALSE | -282 | 38.1 | TRUE | TRUE | FALSE | FALSE | 0 | 0 | TRUE | TRUE | TRUE | -282 | 38.1 | 0 | 0 | -2820 | 381 | 0 | 0 | 3423.1829 | 100000 | #N/A | 100000 | 0.034232 | 1 | #N/A | 0 | 0.00018167 | 0.005307 | #N/A | 0.005307 |  | 439 | 28.4466 | PASS | 1.5097 | PASS | Eligible | -0.51231 | 2.022 | 439 | 2.8475 | kWh | 834.32 | N/A | N/A | 28.4753 |  | 439 | 1 | -282 | 38.1 | 0 | 0 | 10 | 0
| SWWH028H | Com | Ex | CZ08 |  | 440 | SWWH028E | 1 | 10 | 2022 | natural gas | electricity | NR |  | -276 |  | 37.5 | -276 |  | 37.5 |  | -276 | 37.5 | 0 | 0 |  | 0 | 0 |  | TRUE | 10 | 0 | 0 | TRUE | 2022+10 | 2032+00 | TRUE | TRUE | FALSE | FALSE | -276 | 37.5 | TRUE | TRUE | FALSE | FALSE | 0 | 0 | TRUE | TRUE | TRUE | -276 | 37.5 | 0 | 0 | -2760 | 375 | 0 | 0 | 3423.1829 | 100000 | #N/A | 100000 | 0.034232 | 1 | #N/A | 0 | 0.00018167 | 0.005307 | #N/A | 0.005307 |  | 440 | 28.052 | PASS | 1.4887 | PASS | Eligible | -0.50141 | 1.9901 | 440 | 2.808 | kWh | 822.7401 | N/A | N/A | 28.0801 |  | 440 | 1 | -276 | 37.5 | 0 | 0 | 10 | 0
| SWWH028H | Com | Ex | CZ09 |  | 441 | SWWH028E | 1 | 10 | 2022 | natural gas | electricity | NR |  | -276 |  | 37.4 | -276 |  | 37.4 |  | -276 | 37.4 | 0 | 0 |  | 0 | 0 |  | TRUE | 10 | 0 | 0 | TRUE | 2022+10 | 2032+00 | TRUE | TRUE | FALSE | FALSE | -276 | 37.4 | TRUE | TRUE | FALSE | FALSE | 0 | 0 | TRUE | TRUE | TRUE | -276 | 37.4 | 0 | 0 | -2760 | 374 | 0 | 0 | 3423.1829 | 100000 | #N/A | 100000 | 0.034232 | 1 | #N/A | 0 | 0.00018167 | 0.005307 | #N/A | 0.005307 |  | 441 | 27.952 | PASS | 1.4834 | PASS | Eligible | -0.50141 | 1.9848 | 441 | 2.798 | kWh | 819.8101 | N/A | N/A | 27.9801 |  | 441 | 1 | -276 | 37.4 | 0 | 0 | 10 | 0
| SWWH028H | Com | Ex | CZ10 |  | 442 | SWWH028E | 1 | 10 | 2022 | natural gas | electricity | NR |  | -275 |  | 37.3 | -275 |  | 37.3 |  | -275 | 37.3 | 0 | 0 |  | 0 | 0 |  | TRUE | 10 | 0 | 0 | TRUE | 2022+10 | 2032+00 | TRUE | TRUE | FALSE | FALSE | -275 | 37.3 | TRUE | TRUE | FALSE | FALSE | 0 | 0 | TRUE | TRUE | TRUE | -275 | 37.3 | 0 | 0 | -2750 | 373 | 0 | 0 | 3423.1829 | 100000 | #N/A | 100000 | 0.034232 | 1 | #N/A | 0 | 0.00018167 | 0.005307 | #N/A | 0.005307 |  | 442 | 27.8862 | PASS | 1.4799 | PASS | Eligible | -0.49959 | 1.9795 | 442 | 2.7914 | kWh | 817.8802 | N/A | N/A | 27.9142 |  | 442 | 1 | -275 | 37.3 | 0 | 0 | 10 | 0
| SWWH028H | Com | Ex | CZ11 |  | 443 | SWWH028E | 1 | 10 | 2022 | natural gas | electricity | NR |  | -281 |  | 37.9 | -281 |  | 37.9 |  | -281 | 37.9 | 0 | 0 |  | 0 | 0 |  | TRUE | 10 | 0 | 0 | TRUE | 2022+10 | 2032+00 | TRUE | TRUE | FALSE | FALSE | -281 | 37.9 | TRUE | TRUE | FALSE | FALSE | 0 | 0 | TRUE | TRUE | TRUE | -281 | 37.9 | 0 | 0 | -2810 | 379 | 0 | 0 | 3423.1829 | 100000 | #N/A | 100000 | 0.034232 | 1 | #N/A | 0 | 0.00018167 | 0.005307 | #N/A | 0.005307 |  | 443 | 28.2809 | PASS | 1.5009 | PASS | Eligible | -0.51049 | 2.0114 | 443 | 2.8309 | kWh | 829.46 | N/A | N/A | 28.3095 |  | 443 | 1 | -281 | 37.9 | 0 | 0 | 10 | 0
| SWWH028H | Com | Ex | CZ12 |  | 444 | SWWH028E | 1 | 10 | 2022 | natural gas | electricity | NR |  | -290 |  | 39 | -290 |  | 39 |  | -290 | 39 | 0 | 0 |  | 0 | 0 |  | TRUE | 10 | 0 | 0 | TRUE | 2022+10 | 2032+00 | TRUE | TRUE | FALSE | FALSE | -290 | 39 | TRUE | TRUE | FALSE | FALSE | 0 | 0 | TRUE | TRUE | TRUE | -290 | 39 | 0 | 0 | -2900 | 390 | 0 | 0 | 3423.1829 | 100000 | #N/A | 100000 | 0.034232 | 1 | #N/A | 0 | 0.00018167 | 0.005307 | #N/A | 0.005307 |  | 444 | 29.0728 | PASS | 1.5429 | PASS | Eligible | -0.52684 | 2.0697 | 444 | 2.9102 | kWh | 852.6897 | N/A | N/A | 29.1023 |  | 444 | 1 | -290 | 39 | 0 | 0 | 10 | 0
| SWWH028H | Com | Ex | CZ13 |  | 445 | SWWH028E | 1 | 10 | 2022 | natural gas | electricity | NR |  | -277 |  | 37.4 | -277 |  | 37.4 |  | -277 | 37.4 | 0 | 0 |  | 0 | 0 |  | TRUE | 10 | 0 | 0 | TRUE | 2022+10 | 2032+00 | TRUE | TRUE | FALSE | FALSE | -277 | 37.4 | TRUE | TRUE | FALSE | FALSE | 0 | 0 | TRUE | TRUE | TRUE | -277 | 37.4 | 0 | 0 | -2770 | 374 | 0 | 0 | 3423.1829 | 100000 | #N/A | 100000 | 0.034232 | 1 | #N/A | 0 | 0.00018167 | 0.005307 | #N/A | 0.005307 |  | 445 | 27.9178 | PASS | 1.4816 | PASS | Eligible | -0.50322 | 1.9848 | 445 | 2.7946 | kWh | 818.8101 | N/A | N/A | 27.946 |  | 445 | 1 | -277 | 37.4 | 0 | 0 | 10 | 0
| SWWH028H | Com | Ex | CZ14 |  | 446 | SWWH028E | 1 | 10 | 2022 | natural gas | electricity | NR |  | -283 |  | 38.2 | -283 |  | 38.2 |  | -283 | 38.2 | 0 | 0 |  | 0 | 0 |  | TRUE | 10 | 0 | 0 | TRUE | 2022+10 | 2032+00 | TRUE | TRUE | FALSE | FALSE | -283 | 38.2 | TRUE | TRUE | FALSE | FALSE | 0 | 0 | TRUE | TRUE | TRUE | -283 | 38.2 | 0 | 0 | -2830 | 382 | 0 | 0 | 3423.1829 | 100000 | #N/A | 100000 | 0.034232 | 1 | #N/A | 0 | 0.00018167 | 0.005307 | #N/A | 0.005307 |  | 446 | 28.5124 | PASS | 1.5132 | PASS | Eligible | -0.51412 | 2.0273 | 446 | 2.8541 | kWh | 836.2499 | N/A | N/A | 28.5412 |  | 446 | 1 | -283 | 38.2 | 0 | 0 | 10 | 0
| SWWH028H | Com | Ex | CZ15 |  | 447 | SWWH028E | 1 | 10 | 2022 | natural gas | electricity | NR |  | -228 |  | 31.4 | -228 |  | 31.4 |  | -228 | 31.4 | 0 | 0 |  | 0 | 0 |  | TRUE | 10 | 0 | 0 | TRUE | 2022+10 | 2032+00 | TRUE | TRUE | FALSE | FALSE | -228 | 31.4 | TRUE | TRUE | FALSE | FALSE | 0 | 0 | TRUE | TRUE | TRUE | -228 | 31.4 | 0 | 0 | -2280 | 314 | 0 | 0 | 3423.1829 | 100000 | #N/A | 100000 | 0.034232 | 1 | #N/A | 0 | 0.00018167 | 0.005307 | #N/A | 0.005307 |  | 447 | 23.5951 | PASS | 1.2522 | PASS | Eligible | -0.41421 | 1.6664 | 447 | 2.3618 | kWh | 692.0117 | N/A | N/A | 23.6184 |  | 447 | 1 | -228 | 31.4 | 0 | 0 | 10 | 0
| SWWH028H | Com | Ex | CZ16 |  | 448 | SWWH028E | 1 | 10 | 2022 | natural gas | electricity | NR |  | -330 |  | 43.9 | -330 |  | 43.9 |  | -330 | 43.9 | 0 | 0 |  | 0 | 0 |  | TRUE | 10 | 0 | 0 | TRUE | 2022+10 | 2032+00 | TRUE | TRUE | FALSE | FALSE | -330 | 43.9 | TRUE | TRUE | FALSE | FALSE | 0 | 0 | TRUE | TRUE | TRUE | -330 | 43.9 | 0 | 0 | -3300 | 439 | 0 | 0 | 3423.1829 | 100000 | #N/A | 100000 | 0.034232 | 1 | #N/A | 0 | 0.00018167 | 0.005307 | #N/A | 0.005307 |  | 448 | 32.6035 | PASS | 1.7303 | PASS | Eligible | -0.59951 | 2.3298 | 448 | 3.2637 | kWh | 956.2584 | N/A | N/A | 32.6371 |  | 448 | 1 | -330 | 43.9 | 0 | 0 | 10 | 0
| SWWH028H | Asm | Ex | CZ01 |  | 449 | SWWH028F | 1 | 10 | 2022 | natural gas | electricity | NR |  | -403 |  | 53.6 | -403 |  | 53.6 |  | -403 | 53.6 | 0 | 0 |  | 0 | 0 |  | TRUE | 10 | 0 | 0 | TRUE | 2022+10 | 2032+00 | TRUE | TRUE | FALSE | FALSE | -403 | 53.6 | TRUE | TRUE | FALSE | FALSE | 0 | 0 | TRUE | TRUE | TRUE | -403 | 53.6 | 0 | 0 | -4030 | 536 | 0 | 0 | 3423.1829 | 100000 | #N/A | 100000 | 0.034232 | 1 | #N/A | 0 | 0.00018167 | 0.005307 | #N/A | 0.005307 |  | 449 | 39.8046 | PASS | 2.1124 | PASS | Eligible | -0.73213 | 2.8446 | 449 | 3.9846 | kWh | 1167.4659 | N/A | N/A | 39.8456 |  | 449 | 1 | -403 | 53.6 | 0 | 0 | 10 | 0
| SWWH028H | Asm | Ex | CZ02 |  | 450 | SWWH028F | 1 | 10 | 2022 | natural gas | electricity | NR |  | -367 |  | 49.9 | -367 |  | 49.9 |  | -367 | 49.9 | 0 | 0 |  | 0 | 0 |  | TRUE | 10 | 0 | 0 | TRUE | 2022+10 | 2032+00 | TRUE | TRUE | FALSE | FALSE | -367 | 49.9 | TRUE | TRUE | FALSE | FALSE | 0 | 0 | TRUE | TRUE | TRUE | -367 | 49.9 | 0 | 0 | -3670 | 499 | 0 | 0 | 3423.1829 | 100000 | #N/A | 100000 | 0.034232 | 1 | #N/A | 0 | 0.00018167 | 0.005307 | #N/A | 0.005307 |  | 450 | 37.3369 | PASS | 1.9815 | PASS | Eligible | -0.66673 | 2.6482 | 450 | 3.7374 | kWh | 1095.0568 | N/A | N/A | 37.3743 |  | 450 | 1 | -367 | 49.9 | 0 | 0 | 10 | 0
| SWWH028H | Asm | Ex | CZ03 |  | 451 | SWWH028F | 1 | 10 | 2022 | natural gas | electricity | NR |  | -371 |  | 50 | -371 |  | 50 |  | -371 | 50 | 0 | 0 |  | 0 | 0 |  | TRUE | 10 | 0 | 0 | TRUE | 2022+10 | 2032+00 | TRUE | TRUE | FALSE | FALSE | -371 | 50 | TRUE | TRUE | FALSE | FALSE | 0 | 0 | TRUE | TRUE | TRUE | -371 | 50 | 0 | 0 | -3710 | 500 | 0 | 0 | 3423.1829 | 100000 | #N/A | 100000 | 0.034232 | 1 | #N/A | 0 | 0.00018167 | 0.005307 | #N/A | 0.005307 |  | 451 | 37.3 | PASS | 1.9795 | PASS | Eligible | -0.67399 | 2.6535 | 451 | 3.7338 | kWh | 1093.9868 | N/A | N/A | 37.3378 |  | 451 | 1 | -371 | 50 | 0 | 0 | 10 | 0
| SWWH028H | Asm | Ex | CZ04 |  | 452 | SWWH028F | 1 | 10 | 2022 | natural gas | electricity | NR |  | -355 |  | 48.5 | -355 |  | 48.5 |  | -355 | 48.5 | 0 | 0 |  | 0 | 0 |  | TRUE | 10 | 0 | 0 | TRUE | 2022+10 | 2032+00 | TRUE | TRUE | FALSE | FALSE | -355 | 48.5 | TRUE | TRUE | FALSE | FALSE | 0 | 0 | TRUE | TRUE | TRUE | -355 | 48.5 | 0 | 0 | -3550 | 485 | 0 | 0 | 3423.1829 | 100000 | #N/A | 100000 | 0.034232 | 1 | #N/A | 0 | 0.00018167 | 0.005307 | #N/A | 0.005307 |  | 452 | 36.3477 | PASS | 1.929 | PASS | Eligible | -0.64493 | 2.5739 | 452 | 3.6384 | kWh | 1066.0372 | N/A | N/A | 36.3839 |  | 452 | 1 | -355 | 48.5 | 0 | 0 | 10 | 0
| SWWH028H | Asm | Ex | CZ05 |  | 453 | SWWH028F | 1 | 10 | 2022 | natural gas | electricity | NR |  | -377 |  | 50.8 | -377 |  | 50.8 |  | -377 | 50.8 | 0 | 0 |  | 0 | 0 |  | TRUE | 10 | 0 | 0 | TRUE | 2022+10 | 2032+00 | TRUE | TRUE | FALSE | FALSE | -377 | 50.8 | TRUE | TRUE | FALSE | FALSE | 0 | 0 | TRUE | TRUE | TRUE | -377 | 50.8 | 0 | 0 | -3770 | 508 | 0 | 0 | 3423.1829 | 100000 | #N/A | 100000 | 0.034232 | 1 | #N/A | 0 | 0.00018167 | 0.005307 | #N/A | 0.005307 |  | 453 | 37.8946 | PASS | 2.0111 | PASS | Eligible | -0.68489 | 2.696 | 453 | 3.7933 | kWh | 1111.4266 | N/A | N/A | 37.933 |  | 453 | 1 | -377 | 50.8 | 0 | 0 | 10 | 0
| SWWH028H | Asm | Ex | CZ06 |  | 454 | SWWH028F | 1 | 10 | 2022 | natural gas | electricity | NR |  | -342 |  | 47 | -342 |  | 47 |  | -342 | 47 | 0 | 0 |  | 0 | 0 |  | TRUE | 10 | 0 | 0 | TRUE | 2022+10 | 2032+00 | TRUE | TRUE | FALSE | FALSE | -342 | 47 | TRUE | TRUE | FALSE | FALSE | 0 | 0 | TRUE | TRUE | TRUE | -342 | 47 | 0 | 0 | -3420 | 470 | 0 | 0 | 3423.1829 | 100000 | #N/A | 100000 | 0.034232 | 1 | #N/A | 0 | 0.00018167 | 0.005307 | #N/A | 0.005307 |  | 454 | 35.2927 | PASS | 1.873 | PASS | Eligible | -0.62131 | 2.4943 | 454 | 3.5328 | kWh | 1035.0876 | N/A | N/A | 35.3275 |  | 454 | 1 | -342 | 47 | 0 | 0 | 10 | 0
| SWWH028H | Asm | Ex | CZ07 |  | 455 | SWWH028F | 1 | 10 | 2022 | natural gas | electricity | NR |  | -339 |  | 46.5 | -339 |  | 46.5 |  | -339 | 46.5 | 0 | 0 |  | 0 | 0 |  | TRUE | 10 | 0 | 0 | TRUE | 2022+10 | 2032+00 | TRUE | TRUE | FALSE | FALSE | -339 | 46.5 | TRUE | TRUE | FALSE | FALSE | 0 | 0 | TRUE | TRUE | TRUE | -339 | 46.5 | 0 | 0 | -3390 | 465 | 0 | 0 | 3423.1829 | 100000 | #N/A | 100000 | 0.034232 | 1 | #N/A | 0 | 0.00018167 | 0.005307 | #N/A | 0.005307 |  | 455 | 34.8954 | PASS | 1.8519 | PASS | Eligible | -0.61586 | 2.4678 | 455 | 3.493 | kWh | 1023.4377 | N/A | N/A | 34.9299 |  | 455 | 1 | -339 | 46.5 | 0 | 0 | 10 | 0
| SWWH028H | Asm | Ex | CZ08 |  | 456 | SWWH028F | 1 | 10 | 2022 | natural gas | electricity | NR |  | -331 |  | 45.8 | -331 |  | 45.8 |  | -331 | 45.8 | 0 | 0 |  | 0 | 0 |  | TRUE | 10 | 0 | 0 | TRUE | 2022+10 | 2032+00 | TRUE | TRUE | FALSE | FALSE | -331 | 45.8 | TRUE | TRUE | FALSE | FALSE | 0 | 0 | TRUE | TRUE | TRUE | -331 | 45.8 | 0 | 0 | -3310 | 458 | 0 | 0 | 3423.1829 | 100000 | #N/A | 100000 | 0.034232 | 1 | #N/A | 0 | 0.00018167 | 0.005307 | #N/A | 0.005307 |  | 456 | 34.4693 | PASS | 1.8293 | PASS | Eligible | -0.60133 | 2.4306 | 456 | 3.4503 | kWh | 1010.9279 | N/A | N/A | 34.503 |  | 456 | 1 | -331 | 45.8 | 0 | 0 | 10 | 0
| SWWH028H | Asm | Ex | CZ09 |  | 457 | SWWH028F | 1 | 10 | 2022 | natural gas | electricity | NR |  | -331 |  | 45.7 | -331 |  | 45.7 |  | -331 | 45.7 | 0 | 0 |  | 0 | 0 |  | TRUE | 10 | 0 | 0 | TRUE | 2022+10 | 2032+00 | TRUE | TRUE | FALSE | FALSE | -331 | 45.7 | TRUE | TRUE | FALSE | FALSE | 0 | 0 | TRUE | TRUE | TRUE | -331 | 45.7 | 0 | 0 | -3310 | 457 | 0 | 0 | 3423.1829 | 100000 | #N/A | 100000 | 0.034232 | 1 | #N/A | 0 | 0.00018167 | 0.005307 | #N/A | 0.005307 |  | 457 | 34.3693 | PASS | 1.824 | PASS | Eligible | -0.60133 | 2.4253 | 457 | 3.4403 | kWh | 1007.9979 | N/A | N/A | 34.403 |  | 457 | 1 | -331 | 45.7 | 0 | 0 | 10 | 0
| SWWH028H | Asm | Ex | CZ10 |  | 458 | SWWH028F | 1 | 10 | 2022 | natural gas | electricity | NR |  | -329 |  | 45.5 | -329 |  | 45.5 |  | -329 | 45.5 | 0 | 0 |  | 0 | 0 |  | TRUE | 10 | 0 | 0 | TRUE | 2022+10 | 2032+00 | TRUE | TRUE | FALSE | FALSE | -329 | 45.5 | TRUE | TRUE | FALSE | FALSE | 0 | 0 | TRUE | TRUE | TRUE | -329 | 45.5 | 0 | 0 | -3290 | 455 | 0 | 0 | 3423.1829 | 100000 | #N/A | 100000 | 0.034232 | 1 | #N/A | 0 | 0.00018167 | 0.005307 | #N/A | 0.005307 |  | 458 | 34.2377 | PASS | 1.817 | PASS | Eligible | -0.59769 | 2.4147 | 458 | 3.4271 | kWh | 1004.138 | N/A | N/A | 34.2712 |  | 458 | 1 | -329 | 45.5 | 0 | 0 | 10 | 0
| SWWH028H | Asm | Ex | CZ11 |  | 459 | SWWH028F | 1 | 10 | 2022 | natural gas | electricity | NR |  | -337 |  | 46.3 | -337 |  | 46.3 |  | -337 | 46.3 | 0 | 0 |  | 0 | 0 |  | TRUE | 10 | 0 | 0 | TRUE | 2022+10 | 2032+00 | TRUE | TRUE | FALSE | FALSE | -337 | 46.3 | TRUE | TRUE | FALSE | FALSE | 0 | 0 | TRUE | TRUE | TRUE | -337 | 46.3 | 0 | 0 | -3370 | 463 | 0 | 0 | 3423.1829 | 100000 | #N/A | 100000 | 0.034232 | 1 | #N/A | 0 | 0.00018167 | 0.005307 | #N/A | 0.005307 |  | 459 | 34.7639 | PASS | 1.8449 | PASS | Eligible | -0.61223 | 2.4572 | 459 | 3.4798 | kWh | 1019.5778 | N/A | N/A | 34.7982 |  | 459 | 1 | -337 | 46.3 | 0 | 0 | 10 | 0
| SWWH028H | Asm | Ex | CZ12 |  | 460 | SWWH028F | 1 | 10 | 2022 | natural gas | electricity | NR |  | -348 |  | 47.7 | -348 |  | 47.7 |  | -348 | 47.7 | 0 | 0 |  | 0 | 0 |  | TRUE | 10 | 0 | 0 | TRUE | 2022+10 | 2032+00 | TRUE | TRUE | FALSE | FALSE | -348 | 47.7 | TRUE | TRUE | FALSE | FALSE | 0 | 0 | TRUE | TRUE | TRUE | -348 | 47.7 | 0 | 0 | -3480 | 477 | 0 | 0 | 3423.1829 | 100000 | #N/A | 100000 | 0.034232 | 1 | #N/A | 0 | 0.00018167 | 0.005307 | #N/A | 0.005307 |  | 460 | 35.7873 | PASS | 1.8992 | PASS | Eligible | -0.63221 | 2.5315 | 460 | 3.5823 | kWh | 1049.5974 | N/A | N/A | 35.8228 |  | 460 | 1 | -348 | 47.7 | 0 | 0 | 10 | 0
| SWWH028H | Asm | Ex | CZ13 |  | 461 | SWWH028F | 1 | 10 | 2022 | natural gas | electricity | NR |  | -332 |  | 45.7 | -332 |  | 45.7 |  | -332 | 45.7 | 0 | 0 |  | 0 | 0 |  | TRUE | 10 | 0 | 0 | TRUE | 2022+10 | 2032+00 | TRUE | TRUE | FALSE | FALSE | -332 | 45.7 | TRUE | TRUE | FALSE | FALSE | 0 | 0 | TRUE | TRUE | TRUE | -332 | 45.7 | 0 | 0 | -3320 | 457 | 0 | 0 | 3423.1829 | 100000 | #N/A | 100000 | 0.034232 | 1 | #N/A | 0 | 0.00018167 | 0.005307 | #N/A | 0.005307 |  | 461 | 34.335 | PASS | 1.8222 | PASS | Eligible | -0.60314 | 2.4253 | 461 | 3.4369 | kWh | 1006.9979 | N/A | N/A | 34.3688 |  | 461 | 1 | -332 | 45.7 | 0 | 0 | 10 | 0
| SWWH028H | Asm | Ex | CZ14 |  | 462 | SWWH028F | 1 | 10 | 2022 | natural gas | electricity | NR |  | -339 |  | 46.6 | -339 |  | 46.6 |  | -339 | 46.6 | 0 | 0 |  | 0 | 0 |  | TRUE | 10 | 0 | 0 | TRUE | 2022+10 | 2032+00 | TRUE | TRUE | FALSE | FALSE | -339 | 46.6 | TRUE | TRUE | FALSE | FALSE | 0 | 0 | TRUE | TRUE | TRUE | -339 | 46.6 | 0 | 0 | -3390 | 466 | 0 | 0 | 3423.1829 | 100000 | #N/A | 100000 | 0.034232 | 1 | #N/A | 0 | 0.00018167 | 0.005307 | #N/A | 0.005307 |  | 462 | 34.9954 | PASS | 1.8572 | PASS | Eligible | -0.61586 | 2.4731 | 462 | 3.503 | kWh | 1026.3677 | N/A | N/A | 35.0299 |  | 462 | 1 | -339 | 46.6 | 0 | 0 | 10 | 0
| SWWH028H | Asm | Ex | CZ15 |  | 463 | SWWH028F | 1 | 10 | 2022 | natural gas | electricity | NR |  | -273 |  | 38.4 | -273 |  | 38.4 |  | -273 | 38.4 | 0 | 0 |  | 0 | 0 |  | TRUE | 10 | 0 | 0 | TRUE | 2022+10 | 2032+00 | TRUE | TRUE | FALSE | FALSE | -273 | 38.4 | TRUE | TRUE | FALSE | FALSE | 0 | 0 | TRUE | TRUE | TRUE | -273 | 38.4 | 0 | 0 | -2730 | 384 | 0 | 0 | 3423.1829 | 100000 | #N/A | 100000 | 0.034232 | 1 | #N/A | 0 | 0.00018167 | 0.005307 | #N/A | 0.005307 |  | 463 | 29.0547 | PASS | 1.5419 | PASS | Eligible | -0.49596 | 2.0379 | 463 | 2.9083 | kWh | 852.1099 | N/A | N/A | 29.0825 |  | 463 | 1 | -273 | 38.4 | 0 | 0 | 10 | 0
| SWWH028H | Asm | Ex | CZ16 |  | 464 | SWWH028F | 1 | 10 | 2022 | natural gas | electricity | NR |  | -397 |  | 53.6 | -397 |  | 53.6 |  | -397 | 53.6 | 0 | 0 |  | 0 | 0 |  | TRUE | 10 | 0 | 0 | TRUE | 2022+10 | 2032+00 | TRUE | TRUE | FALSE | FALSE | -397 | 53.6 | TRUE | TRUE | FALSE | FALSE | 0 | 0 | TRUE | TRUE | TRUE | -397 | 53.6 | 0 | 0 | -3970 | 536 | 0 | 0 | 3423.1829 | 100000 | #N/A | 100000 | 0.034232 | 1 | #N/A | 0 | 0.00018167 | 0.005307 | #N/A | 0.005307 |  | 464 | 40.01 | PASS | 2.1233 | PASS | Eligible | -0.72123 | 2.8446 | 464 | 4.005 | kWh | 1173.4659 | N/A | N/A | 40.0504 |  | 464 | 1 | -397 | 53.6 | 0 | 0 | 10 | 0
| SWWH028H | EPr | Ex | CZ01 |  | 465 | SWWH028F | 1 | 10 | 2022 | natural gas | electricity | NR |  | -278 |  | 37.1 | -278 |  | 37.1 |  | -278 | 37.1 | 0 | 0 |  | 0 | 0 |  | TRUE | 10 | 0 | 0 | TRUE | 2022+10 | 2032+00 | TRUE | TRUE | FALSE | FALSE | -278 | 37.1 | TRUE | TRUE | FALSE | FALSE | 0 | 0 | TRUE | TRUE | TRUE | -278 | 37.1 | 0 | 0 | -2780 | 371 | 0 | 0 | 3423.1829 | 100000 | #N/A | 100000 | 0.034232 | 1 | #N/A | 0 | 0.00018167 | 0.005307 | #N/A | 0.005307 |  | 465 | 27.5836 | PASS | 1.4639 | PASS | Eligible | -0.50504 | 1.9689 | 465 | 2.7612 | kWh | 809.0202 | N/A | N/A | 27.6119 |  | 465 | 1 | -278 | 37.1 | 0 | 0 | 10 | 0
| SWWH028H | EPr | Ex | CZ02 |  | 466 | SWWH028F | 1 | 10 | 2022 | natural gas | electricity | NR |  | -245 |  | 33.5 | -245 |  | 33.5 |  | -245 | 33.5 | 0 | 0 |  | 0 | 0 |  | TRUE | 10 | 0 | 0 | TRUE | 2022+10 | 2032+00 | TRUE | TRUE | FALSE | FALSE | -245 | 33.5 | TRUE | TRUE | FALSE | FALSE | 0 | 0 | TRUE | TRUE | TRUE | -245 | 33.5 | 0 | 0 | -2450 | 335 | 0 | 0 | 3423.1829 | 100000 | #N/A | 100000 | 0.034232 | 1 | #N/A | 0 | 0.00018167 | 0.005307 | #N/A | 0.005307 |  | 466 | 25.1132 | PASS | 1.3328 | PASS | Eligible | -0.44509 | 1.7779 | 466 | 2.5138 | kWh | 736.5412 | N/A | N/A | 25.1381 |  | 466 | 1 | -245 | 33.5 | 0 | 0 | 10 | 0
| SWWH028H | EPr | Ex | CZ03 |  | 467 | SWWH028F | 1 | 10 | 2022 | natural gas | electricity | NR |  | -248 |  | 33.6 | -248 |  | 33.6 |  | -248 | 33.6 | 0 | 0 |  | 0 | 0 |  | TRUE | 10 | 0 | 0 | TRUE | 2022+10 | 2032+00 | TRUE | TRUE | FALSE | FALSE | -248 | 33.6 | TRUE | TRUE | FALSE | FALSE | 0 | 0 | TRUE | TRUE | TRUE | -248 | 33.6 | 0 | 0 | -2480 | 336 | 0 | 0 | 3423.1829 | 100000 | #N/A | 100000 | 0.034232 | 1 | #N/A | 0 | 0.00018167 | 0.005307 | #N/A | 0.005307 |  | 467 | 25.1105 | PASS | 1.3326 | PASS | Eligible | -0.45054 | 1.7832 | 467 | 2.5136 | kWh | 736.4711 | N/A | N/A | 25.1358 |  | 467 | 1 | -248 | 33.6 | 0 | 0 | 10 | 0
| SWWH028H | EPr | Ex | CZ04 |  | 468 | SWWH028F | 1 | 10 | 2022 | natural gas | electricity | NR |  | -234 |  | 32.1 | -234 |  | 32.1 |  | -234 | 32.1 | 0 | 0 |  | 0 | 0 |  | TRUE | 10 | 0 | 0 | TRUE | 2022+10 | 2032+00 | TRUE | TRUE | FALSE | FALSE | -234 | 32.1 | TRUE | TRUE | FALSE | FALSE | 0 | 0 | TRUE | TRUE | TRUE | -234 | 32.1 | 0 | 0 | -2340 | 321 | 0 | 0 | 3423.1829 | 100000 | #N/A | 100000 | 0.034232 | 1 | #N/A | 0 | 0.00018167 | 0.005307 | #N/A | 0.005307 |  | 468 | 24.0898 | PASS | 1.2785 | PASS | Eligible | -0.42511 | 1.7036 | 468 | 2.4114 | kWh | 706.5215 | N/A | N/A | 24.1136 |  | 468 | 1 | -234 | 32.1 | 0 | 0 | 10 | 0
| SWWH028H | EPr | Ex | CZ05 |  | 469 | SWWH028F | 1 | 10 | 2022 | natural gas | electricity | NR |  | -254 |  | 34.3 | -254 |  | 34.3 |  | -254 | 34.3 | 0 | 0 |  | 0 | 0 |  | TRUE | 10 | 0 | 0 | TRUE | 2022+10 | 2032+00 | TRUE | TRUE | FALSE | FALSE | -254 | 34.3 | TRUE | TRUE | FALSE | FALSE | 0 | 0 | TRUE | TRUE | TRUE | -254 | 34.3 | 0 | 0 | -2540 | 343 | 0 | 0 | 3423.1829 | 100000 | #N/A | 100000 | 0.034232 | 1 | #N/A | 0 | 0.00018167 | 0.005307 | #N/A | 0.005307 |  | 469 | 25.6051 | PASS | 1.3589 | PASS | Eligible | -0.46144 | 1.8203 | 469 | 2.5631 | kWh | 750.981 | N/A | N/A | 25.631 |  | 469 | 1 | -254 | 34.3 | 0 | 0 | 10 | 0
| SWWH028H | EPr | Ex | CZ06 |  | 470 | SWWH028F | 1 | 10 | 2022 | natural gas | electricity | NR |  | -222 |  | 30.6 | -222 |  | 30.6 |  | -222 | 30.6 | 0 | 0 |  | 0 | 0 |  | TRUE | 10 | 0 | 0 | TRUE | 2022+10 | 2032+00 | TRUE | TRUE | FALSE | FALSE | -222 | 30.6 | TRUE | TRUE | FALSE | FALSE | 0 | 0 | TRUE | TRUE | TRUE | -222 | 30.6 | 0 | 0 | -2220 | 306 | 0 | 0 | 3423.1829 | 100000 | #N/A | 100000 | 0.034232 | 1 | #N/A | 0 | 0.00018167 | 0.005307 | #N/A | 0.005307 |  | 470 | 23.0005 | PASS | 1.2206 | PASS | Eligible | -0.40331 | 1.624 | 470 | 2.3023 | kWh | 674.5719 | N/A | N/A | 23.0231 |  | 470 | 1 | -222 | 30.6 | 0 | 0 | 10 | 0
| SWWH028H | EPr | Ex | CZ07 |  | 471 | SWWH028F | 1 | 10 | 2022 | natural gas | electricity | NR |  | -219 |  | 30.1 | -219 |  | 30.1 |  | -219 | 30.1 | 0 | 0 |  | 0 | 0 |  | TRUE | 10 | 0 | 0 | TRUE | 2022+10 | 2032+00 | TRUE | TRUE | FALSE | FALSE | -219 | 30.1 | TRUE | TRUE | FALSE | FALSE | 0 | 0 | TRUE | TRUE | TRUE | -219 | 30.1 | 0 | 0 | -2190 | 301 | 0 | 0 | 3423.1829 | 100000 | #N/A | 100000 | 0.034232 | 1 | #N/A | 0 | 0.00018167 | 0.005307 | #N/A | 0.005307 |  | 471 | 22.6032 | PASS | 1.1996 | PASS | Eligible | -0.39786 | 1.5974 | 471 | 2.2626 | kWh | 662.9221 | N/A | N/A | 22.6255 |  | 471 | 1 | -219 | 30.1 | 0 | 0 | 10 | 0
| SWWH028H | EPr | Ex | CZ08 |  | 472 | SWWH028F | 1 | 10 | 2022 | natural gas | electricity | NR |  | -212 |  | 29.4 | -212 |  | 29.4 |  | -212 | 29.4 | 0 | 0 |  | 0 | 0 |  | TRUE | 10 | 0 | 0 | TRUE | 2022+10 | 2032+00 | TRUE | TRUE | FALSE | FALSE | -212 | 29.4 | TRUE | TRUE | FALSE | FALSE | 0 | 0 | TRUE | TRUE | TRUE | -212 | 29.4 | 0 | 0 | -2120 | 294 | 0 | 0 | 3423.1829 | 100000 | #N/A | 100000 | 0.034232 | 1 | #N/A | 0 | 0.00018167 | 0.005307 | #N/A | 0.005307 |  | 472 | 22.1429 | PASS | 1.1751 | PASS | Eligible | -0.38514 | 1.5603 | 472 | 2.2164 | kWh | 649.4122 | N/A | N/A | 22.1644 |  | 472 | 1 | -212 | 29.4 | 0 | 0 | 10 | 0
| SWWH028H | EPr | Ex | CZ09 |  | 473 | SWWH028F | 1 | 10 | 2022 | natural gas | electricity | NR |  | -212 |  | 29.3 | -212 |  | 29.3 |  | -212 | 29.3 | 0 | 0 |  | 0 | 0 |  | TRUE | 10 | 0 | 0 | TRUE | 2022+10 | 2032+00 | TRUE | TRUE | FALSE | FALSE | -212 | 29.3 | TRUE | TRUE | FALSE | FALSE | 0 | 0 | TRUE | TRUE | TRUE | -212 | 29.3 | 0 | 0 | -2120 | 293 | 0 | 0 | 3423.1829 | 100000 | #N/A | 100000 | 0.034232 | 1 | #N/A | 0 | 0.00018167 | 0.005307 | #N/A | 0.005307 |  | 473 | 22.0429 | PASS | 1.1698 | PASS | Eligible | -0.38514 | 1.555 | 473 | 2.2064 | kWh | 646.4823 | N/A | N/A | 22.0644 |  | 473 | 1 | -212 | 29.3 | 0 | 0 | 10 | 0
| SWWH028H | EPr | Ex | CZ10 |  | 474 | SWWH028F | 1 | 10 | 2022 | natural gas | electricity | NR |  | -211 |  | 29.2 | -211 |  | 29.2 |  | -211 | 29.2 | 0 | 0 |  | 0 | 0 |  | TRUE | 10 | 0 | 0 | TRUE | 2022+10 | 2032+00 | TRUE | TRUE | FALSE | FALSE | -211 | 29.2 | TRUE | TRUE | FALSE | FALSE | 0 | 0 | TRUE | TRUE | TRUE | -211 | 29.2 | 0 | 0 | -2110 | 292 | 0 | 0 | 3423.1829 | 100000 | #N/A | 100000 | 0.034232 | 1 | #N/A | 0 | 0.00018167 | 0.005307 | #N/A | 0.005307 |  | 474 | 21.9771 | PASS | 1.1663 | PASS | Eligible | -0.38332 | 1.5497 | 474 | 2.1999 | kWh | 644.5523 | N/A | N/A | 21.9986 |  | 474 | 1 | -211 | 29.2 | 0 | 0 | 10 | 0
| SWWH028H | EPr | Ex | CZ11 |  | 475 | SWWH028F | 1 | 10 | 2022 | natural gas | electricity | NR |  | -218 |  | 29.9 | -218 |  | 29.9 |  | -218 | 29.9 | 0 | 0 |  | 0 | 0 |  | TRUE | 10 | 0 | 0 | TRUE | 2022+10 | 2032+00 | TRUE | TRUE | FALSE | FALSE | -218 | 29.9 | TRUE | TRUE | FALSE | FALSE | 0 | 0 | TRUE | TRUE | TRUE | -218 | 29.9 | 0 | 0 | -2180 | 299 | 0 | 0 | 3423.1829 | 100000 | #N/A | 100000 | 0.034232 | 1 | #N/A | 0 | 0.00018167 | 0.005307 | #N/A | 0.005307 |  | 475 | 22.4375 | PASS | 1.1908 | PASS | Eligible | -0.39604 | 1.5868 | 475 | 2.246 | kWh | 658.0621 | N/A | N/A | 22.4597 |  | 475 | 1 | -218 | 29.9 | 0 | 0 | 10 | 0
| SWWH028H | EPr | Ex | CZ12 |  | 476 | SWWH028F | 1 | 10 | 2022 | natural gas | electricity | NR |  | -228 |  | 31.3 | -228 |  | 31.3 |  | -228 | 31.3 | 0 | 0 |  | 0 | 0 |  | TRUE | 10 | 0 | 0 | TRUE | 2022+10 | 2032+00 | TRUE | TRUE | FALSE | FALSE | -228 | 31.3 | TRUE | TRUE | FALSE | FALSE | 0 | 0 | TRUE | TRUE | TRUE | -228 | 31.3 | 0 | 0 | -2280 | 313 | 0 | 0 | 3423.1829 | 100000 | #N/A | 100000 | 0.034232 | 1 | #N/A | 0 | 0.00018167 | 0.005307 | #N/A | 0.005307 |  | 476 | 23.4951 | PASS | 1.2469 | PASS | Eligible | -0.41421 | 1.6611 | 476 | 2.3518 | kWh | 689.0817 | N/A | N/A | 23.5184 |  | 476 | 1 | -228 | 31.3 | 0 | 0 | 10 | 0
| SWWH028H | EPr | Ex | CZ13 |  | 477 | SWWH028F | 1 | 10 | 2022 | natural gas | electricity | NR |  | -213 |  | 29.3 | -213 |  | 29.3 |  | -213 | 29.3 | 0 | 0 |  | 0 | 0 |  | TRUE | 10 | 0 | 0 | TRUE | 2022+10 | 2032+00 | TRUE | TRUE | FALSE | FALSE | -213 | 29.3 | TRUE | TRUE | FALSE | FALSE | 0 | 0 | TRUE | TRUE | TRUE | -213 | 29.3 | 0 | 0 | -2130 | 293 | 0 | 0 | 3423.1829 | 100000 | #N/A | 100000 | 0.034232 | 1 | #N/A | 0 | 0.00018167 | 0.005307 | #N/A | 0.005307 |  | 477 | 22.0086 | PASS | 1.168 | PASS | Eligible | -0.38696 | 1.555 | 477 | 2.203 | kWh | 645.4823 | N/A | N/A | 22.0303 |  | 477 | 1 | -213 | 29.3 | 0 | 0 | 10 | 0
| SWWH028H | EPr | Ex | CZ14 |  | 478 | SWWH028F | 1 | 10 | 2022 | natural gas | electricity | NR |  | -220 |  | 30.2 | -220 |  | 30.2 |  | -220 | 30.2 | 0 | 0 |  | 0 | 0 |  | TRUE | 10 | 0 | 0 | TRUE | 2022+10 | 2032+00 | TRUE | TRUE | FALSE | FALSE | -220 | 30.2 | TRUE | TRUE | FALSE | FALSE | 0 | 0 | TRUE | TRUE | TRUE | -220 | 30.2 | 0 | 0 | -2200 | 302 | 0 | 0 | 3423.1829 | 100000 | #N/A | 100000 | 0.034232 | 1 | #N/A | 0 | 0.00018167 | 0.005307 | #N/A | 0.005307 |  | 478 | 22.669 | PASS | 1.2031 | PASS | Eligible | -0.39967 | 1.6027 | 478 | 2.2691 | kWh | 664.852 | N/A | N/A | 22.6914 |  | 478 | 1 | -220 | 30.2 | 0 | 0 | 10 | 0
| SWWH028H | EPr | Ex | CZ15 |  | 479 | SWWH028F | 1 | 10 | 2022 | natural gas | electricity | NR |  | -157 |  | 22.1 | -157 |  | 22.1 |  | -157 | 22.1 | 0 | 0 |  | 0 | 0 |  | TRUE | 10 | 0 | 0 | TRUE | 2022+10 | 2032+00 | TRUE | TRUE | FALSE | FALSE | -157 | 22.1 | TRUE | TRUE | FALSE | FALSE | 0 | 0 | TRUE | TRUE | TRUE | -157 | 22.1 | 0 | 0 | -1570 | 221 | 0 | 0 | 3423.1829 | 100000 | #N/A | 100000 | 0.034232 | 1 | #N/A | 0 | 0.00018167 | 0.005307 | #N/A | 0.005307 |  | 479 | 16.7256 | PASS | 0.88763 | PASS | Eligible | -0.28522 | 1.1729 | 479 | 1.6742 | kWh | 490.5242 | N/A | N/A | 16.7416 |  | 479 | 1 | -157 | 22.1 | 0 | 0 | 10 | 0
| SWWH028H | EPr | Ex | CZ16 |  | 480 | SWWH028F | 1 | 10 | 2022 | natural gas | electricity | NR |  | -274 |  | 37.1 | -274 |  | 37.1 |  | -274 | 37.1 | 0 | 0 |  | 0 | 0 |  | TRUE | 10 | 0 | 0 | TRUE | 2022+10 | 2032+00 | TRUE | TRUE | FALSE | FALSE | -274 | 37.1 | TRUE | TRUE | FALSE | FALSE | 0 | 0 | TRUE | TRUE | TRUE | -274 | 37.1 | 0 | 0 | -2740 | 371 | 0 | 0 | 3423.1829 | 100000 | #N/A | 100000 | 0.034232 | 1 | #N/A | 0 | 0.00018167 | 0.005307 | #N/A | 0.005307 |  | 480 | 27.7205 | PASS | 1.4711 | PASS | Eligible | -0.49777 | 1.9689 | 480 | 2.7748 | kWh | 813.0202 | N/A | N/A | 27.7484 |  | 480 | 1 | -274 | 37.1 | 0 | 0 | 10 | 0
| SWWH028H | ESe | Ex | CZ01 |  | 481 | SWWH028F | 1 | 10 | 2022 | natural gas | electricity | NR |  | -32.1 |  | 5.03 | -32.1 |  | 5.03 |  | -32.1 | 5.03 | 0 | 0 |  | 0 | 0 |  | TRUE | 10 | 0 | 0 | TRUE | 2022+10 | 2032+00 | TRUE | TRUE | FALSE | FALSE | -32.1 | 5.03 | TRUE | TRUE | FALSE | FALSE | 0 | 0 | TRUE | TRUE | TRUE | -32.1 | 5.03 | 0 | 0 | -321 | 50.3 | 0 | 0 | 3423.1829 | 100000 | #N/A | 100000 | 0.034232 | 1 | #N/A | 0 | 0.00018167 | 0.005307 | #N/A | 0.005307 |  | 481 | 3.9312 | PASS | 0.20863 | PASS | Eligible | -0.058316 | 0.26694 | 481 | 0.39344 | kWh | 115.2777 | N/A | N/A | 3.9344 |  | 481 | 1 | -32.1 | 5.03 | 0 | 0 | 10 | 0
| SWWH028H | ESe | Ex | CZ02 |  | 482 | SWWH028F | 1 | 10 | 2022 | natural gas | electricity | NR |  | -29.8 |  | 4.69 | -29.8 |  | 4.69 |  | -29.8 | 4.69 | 0 | 0 |  | 0 | 0 |  | TRUE | 10 | 0 | 0 | TRUE | 2022+10 | 2032+00 | TRUE | TRUE | FALSE | FALSE | -29.8 | 4.69 | TRUE | TRUE | FALSE | FALSE | 0 | 0 | TRUE | TRUE | TRUE | -29.8 | 4.69 | 0 | 0 | -298 | 46.9 | 0 | 0 | 3423.1829 | 100000 | #N/A | 100000 | 0.034232 | 1 | #N/A | 0 | 0.00018167 | 0.005307 | #N/A | 0.005307 |  | 482 | 3.6699 | PASS | 0.19476 | PASS | Eligible | -0.054138 | 0.2489 | 482 | 0.36729 | kWh | 107.6158 | N/A | N/A | 3.6729 |  | 482 | 1 | -29.8 | 4.69 | 0 | 0 | 10 | 0
| SWWH028H | ESe | Ex | CZ03 |  | 483 | SWWH028F | 1 | 10 | 2022 | natural gas | electricity | NR |  | -29.2 |  | 4.7 | -29.2 |  | 4.7 |  | -29.2 | 4.7 | 0 | 0 |  | 0 | 0 |  | TRUE | 10 | 0 | 0 | TRUE | 2022+10 | 2032+00 | TRUE | TRUE | FALSE | FALSE | -29.2 | 4.7 | TRUE | TRUE | FALSE | FALSE | 0 | 0 | TRUE | TRUE | TRUE | -29.2 | 4.7 | 0 | 0 | -292 | 47 | 0 | 0 | 3423.1829 | 100000 | #N/A | 100000 | 0.034232 | 1 | #N/A | 0 | 0.00018167 | 0.005307 | #N/A | 0.005307 |  | 483 | 3.7004 | PASS | 0.19638 | PASS | Eligible | -0.053048 | 0.24943 | 483 | 0.37034 | kWh | 108.5088 | N/A | N/A | 3.7034 |  | 483 | 1 | -29.2 | 4.7 | 0 | 0 | 10 | 0
| SWWH028H | ESe | Ex | CZ04 |  | 484 | SWWH028F | 1 | 10 | 2022 | natural gas | electricity | NR |  | -28.6 |  | 4.56 | -28.6 |  | 4.56 |  | -28.6 | 4.56 | 0 | 0 |  | 0 | 0 |  | TRUE | 10 | 0 | 0 | TRUE | 2022+10 | 2032+00 | TRUE | TRUE | FALSE | FALSE | -28.6 | 4.56 | TRUE | TRUE | FALSE | FALSE | 0 | 0 | TRUE | TRUE | TRUE | -28.6 | 4.56 | 0 | 0 | -286 | 45.6 | 0 | 0 | 3423.1829 | 100000 | #N/A | 100000 | 0.034232 | 1 | #N/A | 0 | 0.00018167 | 0.005307 | #N/A | 0.005307 |  | 484 | 3.581 | PASS | 0.19004 | PASS | Eligible | -0.051958 | 0.242 | 484 | 0.35839 | kWh | 105.0068 | N/A | N/A | 3.5839 |  | 484 | 1 | -28.6 | 4.56 | 0 | 0 | 10 | 0
| SWWH028H | ESe | Ex | CZ05 |  | 485 | SWWH028F | 1 | 10 | 2022 | natural gas | electricity | NR |  | -29.5 |  | 4.77 | -29.5 |  | 4.77 |  | -29.5 | 4.77 | 0 | 0 |  | 0 | 0 |  | TRUE | 10 | 0 | 0 | TRUE | 2022+10 | 2032+00 | TRUE | TRUE | FALSE | FALSE | -29.5 | 4.77 | TRUE | TRUE | FALSE | FALSE | 0 | 0 | TRUE | TRUE | TRUE | -29.5 | 4.77 | 0 | 0 | -295 | 47.7 | 0 | 0 | 3423.1829 | 100000 | #N/A | 100000 | 0.034232 | 1 | #N/A | 0 | 0.00018167 | 0.005307 | #N/A | 0.005307 |  | 485 | 3.7602 | PASS | 0.19955 | PASS | Eligible | -0.053593 | 0.25315 | 485 | 0.37632 | kWh | 110.2597 | N/A | N/A | 3.7632 |  | 485 | 1 | -29.5 | 4.77 | 0 | 0 | 10 | 0
| SWWH028H | ESe | Ex | CZ06 |  | 486 | SWWH028F | 1 | 10 | 2022 | natural gas | electricity | NR |  | -27.4 |  | 4.42 | -27.4 |  | 4.42 |  | -27.4 | 4.42 | 0 | 0 |  | 0 | 0 |  | TRUE | 10 | 0 | 0 | TRUE | 2022+10 | 2032+00 | TRUE | TRUE | FALSE | FALSE | -27.4 | 4.42 | TRUE | TRUE | FALSE | FALSE | 0 | 0 | TRUE | TRUE | TRUE | -27.4 | 4.42 | 0 | 0 | -274 | 44.2 | 0 | 0 | 3423.1829 | 100000 | #N/A | 100000 | 0.034232 | 1 | #N/A | 0 | 0.00018167 | 0.005307 | #N/A | 0.005307 |  | 486 | 3.482 | PASS | 0.18479 | PASS | Eligible | -0.049777 | 0.23457 | 486 | 0.34848 | kWh | 102.1048 | N/A | N/A | 3.4848 |  | 486 | 1 | -27.4 | 4.42 | 0 | 0 | 10 | 0
| SWWH028H | ESe | Ex | CZ07 |  | 487 | SWWH028F | 1 | 10 | 2022 | natural gas | electricity | NR |  | -26.9 |  | 4.37 | -26.9 |  | 4.37 |  | -26.9 | 4.37 | 0 | 0 |  | 0 | 0 |  | TRUE | 10 | 0 | 0 | TRUE | 2022+10 | 2032+00 | TRUE | TRUE | FALSE | FALSE | -26.9 | 4.37 | TRUE | TRUE | FALSE | FALSE | 0 | 0 | TRUE | TRUE | TRUE | -26.9 | 4.37 | 0 | 0 | -269 | 43.7 | 0 | 0 | 3423.1829 | 100000 | #N/A | 100000 | 0.034232 | 1 | #N/A | 0 | 0.00018167 | 0.005307 | #N/A | 0.005307 |  | 487 | 3.4492 | PASS | 0.18305 | PASS | Eligible | -0.048869 | 0.23192 | 487 | 0.34519 | kWh | 101.1398 | N/A | N/A | 3.4519 |  | 487 | 1 | -26.9 | 4.37 | 0 | 0 | 10 | 0
| SWWH028H | ESe | Ex | CZ08 |  | 488 | SWWH028F | 1 | 10 | 2022 | natural gas | electricity | NR |  | -26.5 |  | 4.3 | -26.5 |  | 4.3 |  | -26.5 | 4.3 | 0 | 0 |  | 0 | 0 |  | TRUE | 10 | 0 | 0 | TRUE | 2022+10 | 2032+00 | TRUE | TRUE | FALSE | FALSE | -26.5 | 4.3 | TRUE | TRUE | FALSE | FALSE | 0 | 0 | TRUE | TRUE | TRUE | -26.5 | 4.3 | 0 | 0 | -265 | 43 | 0 | 0 | 3423.1829 | 100000 | #N/A | 100000 | 0.034232 | 1 | #N/A | 0 | 0.00018167 | 0.005307 | #N/A | 0.005307 |  | 488 | 3.3929 | PASS | 0.18006 | PASS | Eligible | -0.048142 | 0.2282 | 488 | 0.33956 | kWh | 99.4889 | N/A | N/A | 3.3956 |  | 488 | 1 | -26.5 | 4.3 | 0 | 0 | 10 | 0
| SWWH028H | ESe | Ex | CZ09 |  | 489 | SWWH028F | 1 | 10 | 2022 | natural gas | electricity | NR |  | -26.6 |  | 4.3 | -26.6 |  | 4.3 |  | -26.6 | 4.3 | 0 | 0 |  | 0 | 0 |  | TRUE | 10 | 0 | 0 | TRUE | 2022+10 | 2032+00 | TRUE | TRUE | FALSE | FALSE | -26.6 | 4.3 | TRUE | TRUE | FALSE | FALSE | 0 | 0 | TRUE | TRUE | TRUE | -26.6 | 4.3 | 0 | 0 | -266 | 43 | 0 | 0 | 3423.1829 | 100000 | #N/A | 100000 | 0.034232 | 1 | #N/A | 0 | 0.00018167 | 0.005307 | #N/A | 0.005307 |  | 489 | 3.3894 | PASS | 0.17988 | PASS | Eligible | -0.048324 | 0.2282 | 489 | 0.33921 | kWh | 99.3889 | N/A | N/A | 3.3921 |  | 489 | 1 | -26.6 | 4.3 | 0 | 0 | 10 | 0
| SWWH028H | ESe | Ex | CZ10 |  | 490 | SWWH028F | 1 | 10 | 2022 | natural gas | electricity | NR |  | -26.5 |  | 4.29 | -26.5 |  | 4.29 |  | -26.5 | 4.29 | 0 | 0 |  | 0 | 0 |  | TRUE | 10 | 0 | 0 | TRUE | 2022+10 | 2032+00 | TRUE | TRUE | FALSE | FALSE | -26.5 | 4.29 | TRUE | TRUE | FALSE | FALSE | 0 | 0 | TRUE | TRUE | TRUE | -26.5 | 4.29 | 0 | 0 | -265 | 42.9 | 0 | 0 | 3423.1829 | 100000 | #N/A | 100000 | 0.034232 | 1 | #N/A | 0 | 0.00018167 | 0.005307 | #N/A | 0.005307 |  | 490 | 3.3829 | PASS | 0.17953 | PASS | Eligible | -0.048142 | 0.22767 | 490 | 0.33856 | kWh | 99.1959 | N/A | N/A | 3.3856 |  | 490 | 1 | -26.5 | 4.29 | 0 | 0 | 10 | 0
| SWWH028H | ESe | Ex | CZ11 |  | 491 | SWWH028F | 1 | 10 | 2022 | natural gas | electricity | NR |  | -27.5 |  | 4.38 | -27.5 |  | 4.38 |  | -27.5 | 4.38 | 0 | 0 |  | 0 | 0 |  | TRUE | 10 | 0 | 0 | TRUE | 2022+10 | 2032+00 | TRUE | TRUE | FALSE | FALSE | -27.5 | 4.38 | TRUE | TRUE | FALSE | FALSE | 0 | 0 | TRUE | TRUE | TRUE | -27.5 | 4.38 | 0 | 0 | -275 | 43.8 | 0 | 0 | 3423.1829 | 100000 | #N/A | 100000 | 0.034232 | 1 | #N/A | 0 | 0.00018167 | 0.005307 | #N/A | 0.005307 |  | 491 | 3.4386 | PASS | 0.18249 | PASS | Eligible | -0.049959 | 0.23245 | 491 | 0.34414 | kWh | 100.8328 | N/A | N/A | 3.4414 |  | 491 | 1 | -27.5 | 4.38 | 0 | 0 | 10 | 0
| SWWH028H | ESe | Ex | CZ12 |  | 492 | SWWH028F | 1 | 10 | 2022 | natural gas | electricity | NR |  | -28.4 |  | 4.49 | -28.4 |  | 4.49 |  | -28.4 | 4.49 | 0 | 0 |  | 0 | 0 |  | TRUE | 10 | 0 | 0 | TRUE | 2022+10 | 2032+00 | TRUE | TRUE | FALSE | FALSE | -28.4 | 4.49 | TRUE | TRUE | FALSE | FALSE | 0 | 0 | TRUE | TRUE | TRUE | -28.4 | 4.49 | 0 | 0 | -284 | 44.9 | 0 | 0 | 3423.1829 | 100000 | #N/A | 100000 | 0.034232 | 1 | #N/A | 0 | 0.00018167 | 0.005307 | #N/A | 0.005307 |  | 492 | 3.5178 | PASS | 0.18669 | PASS | Eligible | -0.051594 | 0.23829 | 492 | 0.35207 | kWh | 103.1558 | N/A | N/A | 3.5207 |  | 492 | 1 | -28.4 | 4.49 | 0 | 0 | 10 | 0
| SWWH028H | ESe | Ex | CZ13 |  | 493 | SWWH028F | 1 | 10 | 2022 | natural gas | electricity | NR |  | -27.1 |  | 4.32 | -27.1 |  | 4.32 |  | -27.1 | 4.32 | 0 | 0 |  | 0 | 0 |  | TRUE | 10 | 0 | 0 | TRUE | 2022+10 | 2032+00 | TRUE | TRUE | FALSE | FALSE | -27.1 | 4.32 | TRUE | TRUE | FALSE | FALSE | 0 | 0 | TRUE | TRUE | TRUE | -27.1 | 4.32 | 0 | 0 | -271 | 43.2 | 0 | 0 | 3423.1829 | 100000 | #N/A | 100000 | 0.034232 | 1 | #N/A | 0 | 0.00018167 | 0.005307 | #N/A | 0.005307 |  | 493 | 3.3923 | PASS | 0.18003 | PASS | Eligible | -0.049232 | 0.22926 | 493 | 0.33951 | kWh | 99.4749 | N/A | N/A | 3.3951 |  | 493 | 1 | -27.1 | 4.32 | 0 | 0 | 10 | 0
| SWWH028H | ESe | Ex | CZ14 |  | 494 | SWWH028F | 1 | 10 | 2022 | natural gas | electricity | NR |  | -27.6 |  | 4.41 | -27.6 |  | 4.41 |  | -27.6 | 4.41 | 0 | 0 |  | 0 | 0 |  | TRUE | 10 | 0 | 0 | TRUE | 2022+10 | 2032+00 | TRUE | TRUE | FALSE | FALSE | -27.6 | 4.41 | TRUE | TRUE | FALSE | FALSE | 0 | 0 | TRUE | TRUE | TRUE | -27.6 | 4.41 | 0 | 0 | -276 | 44.1 | 0 | 0 | 3423.1829 | 100000 | #N/A | 100000 | 0.034232 | 1 | #N/A | 0 | 0.00018167 | 0.005307 | #N/A | 0.005307 |  | 494 | 3.4652 | PASS | 0.1839 | PASS | Eligible | -0.050141 | 0.23404 | 494 | 0.3468 | kWh | 101.6118 | N/A | N/A | 3.468 |  | 494 | 1 | -27.6 | 4.41 | 0 | 0 | 10 | 0
| SWWH028H | ESe | Ex | CZ15 |  | 495 | SWWH028F | 1 | 10 | 2022 | natural gas | electricity | NR |  | -22.2 |  | 3.64 | -22.2 |  | 3.64 |  | -22.2 | 3.64 | 0 | 0 |  | 0 | 0 |  | TRUE | 10 | 0 | 0 | TRUE | 2022+10 | 2032+00 | TRUE | TRUE | FALSE | FALSE | -22.2 | 3.64 | TRUE | TRUE | FALSE | FALSE | 0 | 0 | TRUE | TRUE | TRUE | -22.2 | 3.64 | 0 | 0 | -222 | 36.4 | 0 | 0 | 3423.1829 | 100000 | #N/A | 100000 | 0.034232 | 1 | #N/A | 0 | 0.00018167 | 0.005307 | #N/A | 0.005307 |  | 495 | 2.8801 | PASS | 0.15285 | PASS | Eligible | -0.040331 | 0.19318 | 495 | 0.28823 | kWh | 84.451 | N/A | N/A | 2.8823 |  | 495 | 1 | -22.2 | 3.64 | 0 | 0 | 10 | 0
| SWWH028H | ESe | Ex | CZ16 |  | 496 | SWWH028F | 1 | 10 | 2022 | natural gas | electricity | NR |  | -32.2 |  | 5.05 | -32.2 |  | 5.05 |  | -32.2 | 5.05 | 0 | 0 |  | 0 | 0 |  | TRUE | 10 | 0 | 0 | TRUE | 2022+10 | 2032+00 | TRUE | TRUE | FALSE | FALSE | -32.2 | 5.05 | TRUE | TRUE | FALSE | FALSE | 0 | 0 | TRUE | TRUE | TRUE | -32.2 | 5.05 | 0 | 0 | -322 | 50.5 | 0 | 0 | 3423.1829 | 100000 | #N/A | 100000 | 0.034232 | 1 | #N/A | 0 | 0.00018167 | 0.005307 | #N/A | 0.005307 |  | 496 | 3.9477 | PASS | 0.20951 | PASS | Eligible | -0.058498 | 0.26801 | 496 | 0.3951 | kWh | 115.7637 | N/A | N/A | 3.951 |  | 496 | 1 | -32.2 | 5.05 | 0 | 0 | 10 | 0
| SWWH028H | ECC | Ex | CZ01 |  | 497 | SWWH028F | 1 | 10 | 2022 | natural gas | electricity | NR |  | -399 |  | 53.5 | -399 |  | 53.5 |  | -399 | 53.5 | 0 | 0 |  | 0 | 0 |  | TRUE | 10 | 0 | 0 | TRUE | 2022+10 | 2032+00 | TRUE | TRUE | FALSE | FALSE | -399 | 53.5 | TRUE | TRUE | FALSE | FALSE | 0 | 0 | TRUE | TRUE | TRUE | -399 | 53.5 | 0 | 0 | -3990 | 535 | 0 | 0 | 3423.1829 | 100000 | #N/A | 100000 | 0.034232 | 1 | #N/A | 0 | 0.00018167 | 0.005307 | #N/A | 0.005307 |  | 497 | 39.8415 | PASS | 2.1144 | PASS | Eligible | -0.72486 | 2.8393 | 497 | 3.9882 | kWh | 1168.5359 | N/A | N/A | 39.8821 |  | 497 | 1 | -399 | 53.5 | 0 | 0 | 10 | 0
| SWWH028H | ECC | Ex | CZ02 |  | 498 | SWWH028F | 1 | 10 | 2022 | natural gas | electricity | NR |  | -361 |  | 49.7 | -361 |  | 49.7 |  | -361 | 49.7 | 0 | 0 |  | 0 | 0 |  | TRUE | 10 | 0 | 0 | TRUE | 2022+10 | 2032+00 | TRUE | TRUE | FALSE | FALSE | -361 | 49.7 | TRUE | TRUE | FALSE | FALSE | 0 | 0 | TRUE | TRUE | TRUE | -361 | 49.7 | 0 | 0 | -3610 | 497 | 0 | 0 | 3423.1829 | 100000 | #N/A | 100000 | 0.034232 | 1 | #N/A | 0 | 0.00018167 | 0.005307 | #N/A | 0.005307 |  | 498 | 37.3423 | PASS | 1.9818 | PASS | Eligible | -0.65583 | 2.6376 | 498 | 3.7379 | kWh | 1095.1969 | N/A | N/A | 37.3791 |  | 498 | 1 | -361 | 49.7 | 0 | 0 | 10 | 0
| SWWH028H | ECC | Ex | CZ03 |  | 499 | SWWH028F | 1 | 10 | 2022 | natural gas | electricity | NR |  | -366 |  | 49.8 | -366 |  | 49.8 |  | -366 | 49.8 | 0 | 0 |  | 0 | 0 |  | TRUE | 10 | 0 | 0 | TRUE | 2022+10 | 2032+00 | TRUE | TRUE | FALSE | FALSE | -366 | 49.8 | TRUE | TRUE | FALSE | FALSE | 0 | 0 | TRUE | TRUE | TRUE | -366 | 49.8 | 0 | 0 | -3660 | 498 | 0 | 0 | 3423.1829 | 100000 | #N/A | 100000 | 0.034232 | 1 | #N/A | 0 | 0.00018167 | 0.005307 | #N/A | 0.005307 |  | 499 | 37.2712 | PASS | 1.978 | PASS | Eligible | -0.66491 | 2.6429 | 499 | 3.7308 | kWh | 1093.1269 | N/A | N/A | 37.3084 |  | 499 | 1 | -366 | 49.8 | 0 | 0 | 10 | 0
| SWWH028H | ECC | Ex | CZ04 |  | 500 | SWWH028F | 1 | 10 | 2022 | natural gas | electricity | NR |  | -349 |  | 48.3 | -349 |  | 48.3 |  | -349 | 48.3 | 0 | 0 |  | 0 | 0 |  | TRUE | 10 | 0 | 0 | TRUE | 2022+10 | 2032+00 | TRUE | TRUE | FALSE | FALSE | -349 | 48.3 | TRUE | TRUE | FALSE | FALSE | 0 | 0 | TRUE | TRUE | TRUE | -349 | 48.3 | 0 | 0 | -3490 | 483 | 0 | 0 | 3423.1829 | 100000 | #N/A | 100000 | 0.034232 | 1 | #N/A | 0 | 0.00018167 | 0.005307 | #N/A | 0.005307 |  | 500 | 36.3531 | PASS | 1.9293 | PASS | Eligible | -0.63403 | 2.5633 | 500 | 3.6389 | kWh | 1066.1773 | N/A | N/A | 36.3886 |  | 500 | 1 | -349 | 48.3 | 0 | 0 | 10 | 0
| SWWH028H | ECC | Ex | CZ05 |  | 501 | SWWH028F | 1 | 10 | 2022 | natural gas | electricity | NR |  | -372 |  | 50.6 | -372 |  | 50.6 |  | -372 | 50.6 | 0 | 0 |  | 0 | 0 |  | TRUE | 10 | 0 | 0 | TRUE | 2022+10 | 2032+00 | TRUE | TRUE | FALSE | FALSE | -372 | 50.6 | TRUE | TRUE | FALSE | FALSE | 0 | 0 | TRUE | TRUE | TRUE | -372 | 50.6 | 0 | 0 | -3720 | 506 | 0 | 0 | 3423.1829 | 100000 | #N/A | 100000 | 0.034232 | 1 | #N/A | 0 | 0.00018167 | 0.005307 | #N/A | 0.005307 |  | 501 | 37.8658 | PASS | 2.0095 | PASS | Eligible | -0.67581 | 2.6854 | 501 | 3.7904 | kWh | 1110.5667 | N/A | N/A | 37.9036 |  | 501 | 1 | -372 | 50.6 | 0 | 0 | 10 | 0
| SWWH028H | ECC | Ex | CZ06 |  | 502 | SWWH028F | 1 | 10 | 2022 | natural gas | electricity | NR |  | -338 |  | 46.8 | -338 |  | 46.8 |  | -338 | 46.8 | 0 | 0 |  | 0 | 0 |  | TRUE | 10 | 0 | 0 | TRUE | 2022+10 | 2032+00 | TRUE | TRUE | FALSE | FALSE | -338 | 46.8 | TRUE | TRUE | FALSE | FALSE | 0 | 0 | TRUE | TRUE | TRUE | -338 | 46.8 | 0 | 0 | -3380 | 468 | 0 | 0 | 3423.1829 | 100000 | #N/A | 100000 | 0.034232 | 1 | #N/A | 0 | 0.00018167 | 0.005307 | #N/A | 0.005307 |  | 502 | 35.2296 | PASS | 1.8697 | PASS | Eligible | -0.61404 | 2.4837 | 502 | 3.5264 | kWh | 1033.2277 | N/A | N/A | 35.2641 |  | 502 | 1 | -338 | 46.8 | 0 | 0 | 10 | 0
| SWWH028H | ECC | Ex | CZ07 |  | 503 | SWWH028F | 1 | 10 | 2022 | natural gas | electricity | NR |  | -334 |  | 46.3 | -334 |  | 46.3 |  | -334 | 46.3 | 0 | 0 |  | 0 | 0 |  | TRUE | 10 | 0 | 0 | TRUE | 2022+10 | 2032+00 | TRUE | TRUE | FALSE | FALSE | -334 | 46.3 | TRUE | TRUE | FALSE | FALSE | 0 | 0 | TRUE | TRUE | TRUE | -334 | 46.3 | 0 | 0 | -3340 | 463 | 0 | 0 | 3423.1829 | 100000 | #N/A | 100000 | 0.034232 | 1 | #N/A | 0 | 0.00018167 | 0.005307 | #N/A | 0.005307 |  | 503 | 34.8666 | PASS | 1.8504 | PASS | Eligible | -0.60678 | 2.4572 | 503 | 3.4901 | kWh | 1022.5778 | N/A | N/A | 34.9006 |  | 503 | 1 | -334 | 46.3 | 0 | 0 | 10 | 0
| SWWH028H | ECC | Ex | CZ08 |  | 504 | SWWH028F | 1 | 10 | 2022 | natural gas | electricity | NR |  | -326 |  | 45.6 | -326 |  | 45.6 |  | -326 | 45.6 | 0 | 0 |  | 0 | 0 |  | TRUE | 10 | 0 | 0 | TRUE | 2022+10 | 2032+00 | TRUE | TRUE | FALSE | FALSE | -326 | 45.6 | TRUE | TRUE | FALSE | FALSE | 0 | 0 | TRUE | TRUE | TRUE | -326 | 45.6 | 0 | 0 | -3260 | 456 | 0 | 0 | 3423.1829 | 100000 | #N/A | 100000 | 0.034232 | 1 | #N/A | 0 | 0.00018167 | 0.005307 | #N/A | 0.005307 |  | 504 | 34.4404 | PASS | 1.8278 | PASS | Eligible | -0.59224 | 2.42 | 504 | 3.4474 | kWh | 1010.068 | N/A | N/A | 34.4736 |  | 504 | 1 | -326 | 45.6 | 0 | 0 | 10 | 0
| SWWH028H | ECC | Ex | CZ09 |  | 505 | SWWH028F | 1 | 10 | 2022 | natural gas | electricity | NR |  | -326 |  | 45.5 | -326 |  | 45.5 |  | -326 | 45.5 | 0 | 0 |  | 0 | 0 |  | TRUE | 10 | 0 | 0 | TRUE | 2022+10 | 2032+00 | TRUE | TRUE | FALSE | FALSE | -326 | 45.5 | TRUE | TRUE | FALSE | FALSE | 0 | 0 | TRUE | TRUE | TRUE | -326 | 45.5 | 0 | 0 | -3260 | 455 | 0 | 0 | 3423.1829 | 100000 | #N/A | 100000 | 0.034232 | 1 | #N/A | 0 | 0.00018167 | 0.005307 | #N/A | 0.005307 |  | 505 | 34.3404 | PASS | 1.8225 | PASS | Eligible | -0.59224 | 2.4147 | 505 | 3.4374 | kWh | 1007.138 | N/A | N/A | 34.3736 |  | 505 | 1 | -326 | 45.5 | 0 | 0 | 10 | 0
| SWWH028H | ECC | Ex | CZ10 |  | 506 | SWWH028F | 1 | 10 | 2022 | natural gas | electricity | NR |  | -324 |  | 45.3 | -324 |  | 45.3 |  | -324 | 45.3 | 0 | 0 |  | 0 | 0 |  | TRUE | 10 | 0 | 0 | TRUE | 2022+10 | 2032+00 | TRUE | TRUE | FALSE | FALSE | -324 | 45.3 | TRUE | TRUE | FALSE | FALSE | 0 | 0 | TRUE | TRUE | TRUE | -324 | 45.3 | 0 | 0 | -3240 | 453 | 0 | 0 | 3423.1829 | 100000 | #N/A | 100000 | 0.034232 | 1 | #N/A | 0 | 0.00018167 | 0.005307 | #N/A | 0.005307 |  | 506 | 34.2089 | PASS | 1.8155 | PASS | Eligible | -0.58861 | 2.4041 | 506 | 3.4242 | kWh | 1003.2781 | N/A | N/A | 34.2419 |  | 506 | 1 | -324 | 45.3 | 0 | 0 | 10 | 0
| SWWH028H | ECC | Ex | CZ11 |  | 507 | SWWH028F | 1 | 10 | 2022 | natural gas | electricity | NR |  | -331 |  | 45.9 | -331 |  | 45.9 |  | -331 | 45.9 | 0 | 0 |  | 0 | 0 |  | TRUE | 10 | 0 | 0 | TRUE | 2022+10 | 2032+00 | TRUE | TRUE | FALSE | FALSE | -331 | 45.9 | TRUE | TRUE | FALSE | FALSE | 0 | 0 | TRUE | TRUE | TRUE | -331 | 45.9 | 0 | 0 | -3310 | 459 | 0 | 0 | 3423.1829 | 100000 | #N/A | 100000 | 0.034232 | 1 | #N/A | 0 | 0.00018167 | 0.005307 | #N/A | 0.005307 |  | 507 | 34.5693 | PASS | 1.8346 | PASS | Eligible | -0.60133 | 2.4359 | 507 | 3.4603 | kWh | 1013.8579 | N/A | N/A | 34.603 |  | 507 | 1 | -331 | 45.9 | 0 | 0 | 10 | 0
| SWWH028H | ECC | Ex | CZ12 |  | 508 | SWWH028F | 1 | 10 | 2022 | natural gas | electricity | NR |  | -342 |  | 47.4 | -342 |  | 47.4 |  | -342 | 47.4 | 0 | 0 |  | 0 | 0 |  | TRUE | 10 | 0 | 0 | TRUE | 2022+10 | 2032+00 | TRUE | TRUE | FALSE | FALSE | -342 | 47.4 | TRUE | TRUE | FALSE | FALSE | 0 | 0 | TRUE | TRUE | TRUE | -342 | 47.4 | 0 | 0 | -3420 | 474 | 0 | 0 | 3423.1829 | 100000 | #N/A | 100000 | 0.034232 | 1 | #N/A | 0 | 0.00018167 | 0.005307 | #N/A | 0.005307 |  | 508 | 35.6927 | PASS | 1.8942 | PASS | Eligible | -0.62131 | 2.5155 | 508 | 3.5728 | kWh | 1046.8075 | N/A | N/A | 35.7275 |  | 508 | 1 | -342 | 47.4 | 0 | 0 | 10 | 0
| SWWH028H | ECC | Ex | CZ13 |  | 509 | SWWH028F | 1 | 10 | 2022 | natural gas | electricity | NR |  | -325 |  | 45.3 | -325 |  | 45.3 |  | -325 | 45.3 | 0 | 0 |  | 0 | 0 |  | TRUE | 10 | 0 | 0 | TRUE | 2022+10 | 2032+00 | TRUE | TRUE | FALSE | FALSE | -325 | 45.3 | TRUE | TRUE | FALSE | FALSE | 0 | 0 | TRUE | TRUE | TRUE | -325 | 45.3 | 0 | 0 | -3250 | 453 | 0 | 0 | 3423.1829 | 100000 | #N/A | 100000 | 0.034232 | 1 | #N/A | 0 | 0.00018167 | 0.005307 | #N/A | 0.005307 |  | 509 | 34.1747 | PASS | 1.8137 | PASS | Eligible | -0.59043 | 2.4041 | 509 | 3.4208 | kWh | 1002.2781 | N/A | N/A | 34.2077 |  | 509 | 1 | -325 | 45.3 | 0 | 0 | 10 | 0
| SWWH028H | ECC | Ex | CZ14 |  | 510 | SWWH028F | 1 | 10 | 2022 | natural gas | electricity | NR |  | -333 |  | 46.2 | -333 |  | 46.2 |  | -333 | 46.2 | 0 | 0 |  | 0 | 0 |  | TRUE | 10 | 0 | 0 | TRUE | 2022+10 | 2032+00 | TRUE | TRUE | FALSE | FALSE | -333 | 46.2 | TRUE | TRUE | FALSE | FALSE | 0 | 0 | TRUE | TRUE | TRUE | -333 | 46.2 | 0 | 0 | -3330 | 462 | 0 | 0 | 3423.1829 | 100000 | #N/A | 100000 | 0.034232 | 1 | #N/A | 0 | 0.00018167 | 0.005307 | #N/A | 0.005307 |  | 510 | 34.8008 | PASS | 1.8469 | PASS | Eligible | -0.60496 | 2.4519 | 510 | 3.4835 | kWh | 1020.6478 | N/A | N/A | 34.8347 |  | 510 | 1 | -333 | 46.2 | 0 | 0 | 10 | 0
| SWWH028H | ECC | Ex | CZ15 |  | 511 | SWWH028F | 1 | 10 | 2022 | natural gas | electricity | NR |  | -268 |  | 38.1 | -268 |  | 38.1 |  | -268 | 38.1 | 0 | 0 |  | 0 | 0 |  | TRUE | 10 | 0 | 0 | TRUE | 2022+10 | 2032+00 | TRUE | TRUE | FALSE | FALSE | -268 | 38.1 | TRUE | TRUE | FALSE | FALSE | 0 | 0 | TRUE | TRUE | TRUE | -268 | 38.1 | 0 | 0 | -2680 | 381 | 0 | 0 | 3423.1829 | 100000 | #N/A | 100000 | 0.034232 | 1 | #N/A | 0 | 0.00018167 | 0.005307 | #N/A | 0.005307 |  | 511 | 28.9259 | PASS | 1.5351 | PASS | Eligible | -0.48687 | 2.022 | 511 | 2.8953 | kWh | 848.32 | N/A | N/A | 28.9532 |  | 511 | 1 | -268 | 38.1 | 0 | 0 | 10 | 0
| SWWH028H | ECC | Ex | CZ16 |  | 512 | SWWH028F | 1 | 10 | 2022 | natural gas | electricity | NR |  | -389 |  | 53.2 | -389 |  | 53.2 |  | -389 | 53.2 | 0 | 0 |  | 0 | 0 |  | TRUE | 10 | 0 | 0 | TRUE | 2022+10 | 2032+00 | TRUE | TRUE | FALSE | FALSE | -389 | 53.2 | TRUE | TRUE | FALSE | FALSE | 0 | 0 | TRUE | TRUE | TRUE | -389 | 53.2 | 0 | 0 | -3890 | 532 | 0 | 0 | 3423.1829 | 100000 | #N/A | 100000 | 0.034232 | 1 | #N/A | 0 | 0.00018167 | 0.005307 | #N/A | 0.005307 |  | 512 | 39.8838 | PASS | 2.1166 | PASS | Eligible | -0.70669 | 2.8233 | 512 | 3.9923 | kWh | 1169.746 | N/A | N/A | 39.9234 |  | 512 | 1 | -389 | 53.2 | 0 | 0 | 10 | 0
| SWWH028H | EUn | Ex | CZ01 |  | 513 | SWWH028F | 1 | 10 | 2022 | natural gas | electricity | NR |  | -660 |  | 90.8 | -660 |  | 90.8 |  | -660 | 90.8 | 0 | 0 |  | 0 | 0 |  | TRUE | 10 | 0 | 0 | TRUE | 2022+10 | 2032+00 | TRUE | TRUE | FALSE | FALSE | -660 | 90.8 | TRUE | TRUE | FALSE | FALSE | 0 | 0 | TRUE | TRUE | TRUE | -660 | 90.8 | 0 | 0 | -6600 | 908 | 0 | 0 | 3423.1829 | 100000 | #N/A | 100000 | 0.034232 | 1 | #N/A | 0 | 0.00018167 | 0.005307 | #N/A | 0.005307 |  | 513 | 68.207 | PASS | 3.6198 | PASS | Eligible | -1.199 | 4.8188 | 513 | 6.8274 | kWh | 2000.4161 | N/A | N/A | 68.2742 |  | 513 | 1 | -660 | 90.8 | 0 | 0 | 10 | 0
| SWWH028H | EUn | Ex | CZ02 |  | 514 | SWWH028F | 1 | 10 | 2022 | natural gas | electricity | NR |  | -608 |  | 84.4 | -608 |  | 84.4 |  | -608 | 84.4 | 0 | 0 |  | 0 | 0 |  | TRUE | 10 | 0 | 0 | TRUE | 2022+10 | 2032+00 | TRUE | TRUE | FALSE | FALSE | -608 | 84.4 | TRUE | TRUE | FALSE | FALSE | 0 | 0 | TRUE | TRUE | TRUE | -608 | 84.4 | 0 | 0 | -6080 | 844 | 0 | 0 | 3423.1829 | 100000 | #N/A | 100000 | 0.034232 | 1 | #N/A | 0 | 0.00018167 | 0.005307 | #N/A | 0.005307 |  | 514 | 63.587 | PASS | 3.3746 | PASS | Eligible | -1.1046 | 4.4791 | 514 | 6.3649 | kWh | 1864.8977 | N/A | N/A | 63.649 |  | 514 | 1 | -608 | 84.4 | 0 | 0 | 10 | 0
| SWWH028H | EUn | Ex | CZ03 |  | 515 | SWWH028F | 1 | 10 | 2022 | natural gas | electricity | NR |  | -610 |  | 84.6 | -610 |  | 84.6 |  | -610 | 84.6 | 0 | 0 |  | 0 | 0 |  | TRUE | 10 | 0 | 0 | TRUE | 2022+10 | 2032+00 | TRUE | TRUE | FALSE | FALSE | -610 | 84.6 | TRUE | TRUE | FALSE | FALSE | 0 | 0 | TRUE | TRUE | TRUE | -610 | 84.6 | 0 | 0 | -6100 | 846 | 0 | 0 | 3423.1829 | 100000 | #N/A | 100000 | 0.034232 | 1 | #N/A | 0 | 0.00018167 | 0.005307 | #N/A | 0.005307 |  | 515 | 63.7186 | PASS | 3.3816 | PASS | Eligible | -1.1082 | 4.4898 | 515 | 6.3781 | kWh | 1868.7577 | N/A | N/A | 63.7807 |  | 515 | 1 | -610 | 84.6 | 0 | 0 | 10 | 0
| SWWH028H | EUn | Ex | CZ04 |  | 516 | SWWH028F | 1 | 10 | 2022 | natural gas | electricity | NR |  | -588 |  | 81.9 | -588 |  | 81.9 |  | -588 | 81.9 | 0 | 0 |  | 0 | 0 |  | TRUE | 10 | 0 | 0 | TRUE | 2022+10 | 2032+00 | TRUE | TRUE | FALSE | FALSE | -588 | 81.9 | TRUE | TRUE | FALSE | FALSE | 0 | 0 | TRUE | TRUE | TRUE | -588 | 81.9 | 0 | 0 | -5880 | 819 | 0 | 0 | 3423.1829 | 100000 | #N/A | 100000 | 0.034232 | 1 | #N/A | 0 | 0.00018167 | 0.005307 | #N/A | 0.005307 |  | 516 | 61.7717 | PASS | 3.2782 | PASS | Eligible | -1.0682 | 4.3465 | 516 | 6.1832 | kWh | 1811.6484 | N/A | N/A | 61.8316 |  | 516 | 1 | -588 | 81.9 | 0 | 0 | 10 | 0
| SWWH028H | EUn | Ex | CZ05 |  | 517 | SWWH028F | 1 | 10 | 2022 | natural gas | electricity | NR |  | -620 |  | 85.9 | -620 |  | 85.9 |  | -620 | 85.9 | 0 | 0 |  | 0 | 0 |  | TRUE | 10 | 0 | 0 | TRUE | 2022+10 | 2032+00 | TRUE | TRUE | FALSE | FALSE | -620 | 85.9 | TRUE | TRUE | FALSE | FALSE | 0 | 0 | TRUE | TRUE | TRUE | -620 | 85.9 | 0 | 0 | -6200 | 859 | 0 | 0 | 3423.1829 | 100000 | #N/A | 100000 | 0.034232 | 1 | #N/A | 0 | 0.00018167 | 0.005307 | #N/A | 0.005307 |  | 517 | 64.6763 | PASS | 3.4324 | PASS | Eligible | -1.1264 | 4.5587 | 517 | 6.4739 | kWh | 1896.8473 | N/A | N/A | 64.7394 |  | 517 | 1 | -620 | 85.9 | 0 | 0 | 10 | 0
| SWWH028H | EUn | Ex | CZ06 |  | 518 | SWWH028F | 1 | 10 | 2022 | natural gas | electricity | NR |  | -569 |  | 79.5 | -569 |  | 79.5 |  | -569 | 79.5 | 0 | 0 |  | 0 | 0 |  | TRUE | 10 | 0 | 0 | TRUE | 2022+10 | 2032+00 | TRUE | TRUE | FALSE | FALSE | -569 | 79.5 | TRUE | TRUE | FALSE | FALSE | 0 | 0 | TRUE | TRUE | TRUE | -569 | 79.5 | 0 | 0 | -5690 | 795 | 0 | 0 | 3423.1829 | 100000 | #N/A | 100000 | 0.034232 | 1 | #N/A | 0 | 0.00018167 | 0.005307 | #N/A | 0.005307 |  | 518 | 60.0221 | PASS | 3.1854 | PASS | Eligible | -1.0337 | 4.2191 | 518 | 6.008 | kWh | 1760.329 | N/A | N/A | 60.08 |  | 518 | 1 | -569 | 79.5 | 0 | 0 | 10 | 0
| SWWH028H | EUn | Ex | CZ07 |  | 519 | SWWH028F | 1 | 10 | 2022 | natural gas | electricity | NR |  | -562 |  | 78.6 | -562 |  | 78.6 |  | -562 | 78.6 | 0 | 0 |  | 0 | 0 |  | TRUE | 10 | 0 | 0 | TRUE | 2022+10 | 2032+00 | TRUE | TRUE | FALSE | FALSE | -562 | 78.6 | TRUE | TRUE | FALSE | FALSE | 0 | 0 | TRUE | TRUE | TRUE | -562 | 78.6 | 0 | 0 | -5620 | 786 | 0 | 0 | 3423.1829 | 100000 | #N/A | 100000 | 0.034232 | 1 | #N/A | 0 | 0.00018167 | 0.005307 | #N/A | 0.005307 |  | 519 | 59.3617 | PASS | 3.1503 | PASS | Eligible | -1.021 | 4.1713 | 519 | 5.9419 | kWh | 1740.9593 | N/A | N/A | 59.4189 |  | 519 | 1 | -562 | 78.6 | 0 | 0 | 10 | 0
| SWWH028H | EUn | Ex | CZ08 |  | 520 | SWWH028F | 1 | 10 | 2022 | natural gas | electricity | NR |  | -553 |  | 77.4 | -553 |  | 77.4 |  | -553 | 77.4 | 0 | 0 |  | 0 | 0 |  | TRUE | 10 | 0 | 0 | TRUE | 2022+10 | 2032+00 | TRUE | TRUE | FALSE | FALSE | -553 | 77.4 | TRUE | TRUE | FALSE | FALSE | 0 | 0 | TRUE | TRUE | TRUE | -553 | 77.4 | 0 | 0 | -5530 | 774 | 0 | 0 | 3423.1829 | 100000 | #N/A | 100000 | 0.034232 | 1 | #N/A | 0 | 0.00018167 | 0.005307 | #N/A | 0.005307 |  | 520 | 58.4698 | PASS | 3.103 | PASS | Eligible | -1.0046 | 4.1076 | 520 | 5.8526 | kWh | 1714.7996 | N/A | N/A | 58.5261 |  | 520 | 1 | -553 | 77.4 | 0 | 0 | 10 | 0
| SWWH028H | EUn | Ex | CZ09 |  | 521 | SWWH028F | 1 | 10 | 2022 | natural gas | electricity | NR |  | -553 |  | 77.3 | -553 |  | 77.3 |  | -553 | 77.3 | 0 | 0 |  | 0 | 0 |  | TRUE | 10 | 0 | 0 | TRUE | 2022+10 | 2032+00 | TRUE | TRUE | FALSE | FALSE | -553 | 77.3 | TRUE | TRUE | FALSE | FALSE | 0 | 0 | TRUE | TRUE | TRUE | -553 | 77.3 | 0 | 0 | -5530 | 773 | 0 | 0 | 3423.1829 | 100000 | #N/A | 100000 | 0.034232 | 1 | #N/A | 0 | 0.00018167 | 0.005307 | #N/A | 0.005307 |  | 521 | 58.3698 | PASS | 3.0977 | PASS | Eligible | -1.0046 | 4.1023 | 521 | 5.8426 | kWh | 1711.8696 | N/A | N/A | 58.4261 |  | 521 | 1 | -553 | 77.3 | 0 | 0 | 10 | 0
| SWWH028H | EUn | Ex | CZ10 |  | 522 | SWWH028F | 1 | 10 | 2022 | natural gas | electricity | NR |  | -550 |  | 76.9 | -550 |  | 76.9 |  | -550 | 76.9 | 0 | 0 |  | 0 | 0 |  | TRUE | 10 | 0 | 0 | TRUE | 2022+10 | 2032+00 | TRUE | TRUE | FALSE | FALSE | -550 | 76.9 | TRUE | TRUE | FALSE | FALSE | 0 | 0 | TRUE | TRUE | TRUE | -550 | 76.9 | 0 | 0 | -5500 | 769 | 0 | 0 | 3423.1829 | 100000 | #N/A | 100000 | 0.034232 | 1 | #N/A | 0 | 0.00018167 | 0.005307 | #N/A | 0.005307 |  | 522 | 58.0725 | PASS | 3.0819 | PASS | Eligible | -0.99918 | 4.0811 | 522 | 5.8129 | kWh | 1703.1497 | N/A | N/A | 58.1285 |  | 522 | 1 | -550 | 76.9 | 0 | 0 | 10 | 0
| SWWH028H | EUn | Ex | CZ11 |  | 523 | SWWH028F | 1 | 10 | 2022 | natural gas | electricity | NR |  | -559 |  | 77.9 | -559 |  | 77.9 |  | -559 | 77.9 | 0 | 0 |  | 0 | 0 |  | TRUE | 10 | 0 | 0 | TRUE | 2022+10 | 2032+00 | TRUE | TRUE | FALSE | FALSE | -559 | 77.9 | TRUE | TRUE | FALSE | FALSE | 0 | 0 | TRUE | TRUE | TRUE | -559 | 77.9 | 0 | 0 | -5590 | 779 | 0 | 0 | 3423.1829 | 100000 | #N/A | 100000 | 0.034232 | 1 | #N/A | 0 | 0.00018167 | 0.005307 | #N/A | 0.005307 |  | 523 | 58.7644 | PASS | 3.1186 | PASS | Eligible | -1.0155 | 4.1342 | 523 | 5.8821 | kWh | 1723.4495 | N/A | N/A | 58.8213 |  | 523 | 1 | -559 | 77.9 | 0 | 0 | 10 | 0
| SWWH028H | EUn | Ex | CZ12 |  | 524 | SWWH028F | 1 | 10 | 2022 | natural gas | electricity | NR |  | -578 |  | 80.5 | -578 |  | 80.5 |  | -578 | 80.5 | 0 | 0 |  | 0 | 0 |  | TRUE | 10 | 0 | 0 | TRUE | 2022+10 | 2032+00 | TRUE | TRUE | FALSE | FALSE | -578 | 80.5 | TRUE | TRUE | FALSE | FALSE | 0 | 0 | TRUE | TRUE | TRUE | -578 | 80.5 | 0 | 0 | -5780 | 805 | 0 | 0 | 3423.1829 | 100000 | #N/A | 100000 | 0.034232 | 1 | #N/A | 0 | 0.00018167 | 0.005307 | #N/A | 0.005307 |  | 524 | 60.714 | PASS | 3.2221 | PASS | Eligible | -1.0501 | 4.2722 | 524 | 6.0773 | kWh | 1780.6288 | N/A | N/A | 60.7729 |  | 524 | 1 | -578 | 80.5 | 0 | 0 | 10 | 0
| SWWH028H | EUn | Ex | CZ13 |  | 525 | SWWH028F | 1 | 10 | 2022 | natural gas | electricity | NR |  | -552 |  | 77 | -552 |  | 77 |  | -552 | 77 | 0 | 0 |  | 0 | 0 |  | TRUE | 10 | 0 | 0 | TRUE | 2022+10 | 2032+00 | TRUE | TRUE | FALSE | FALSE | -552 | 77 | TRUE | TRUE | FALSE | FALSE | 0 | 0 | TRUE | TRUE | TRUE | -552 | 77 | 0 | 0 | -5520 | 770 | 0 | 0 | 3423.1829 | 100000 | #N/A | 100000 | 0.034232 | 1 | #N/A | 0 | 0.00018167 | 0.005307 | #N/A | 0.005307 |  | 525 | 58.104 | PASS | 3.0836 | PASS | Eligible | -1.0028 | 4.0864 | 525 | 5.816 | kWh | 1704.0797 | N/A | N/A | 58.1602 |  | 525 | 1 | -552 | 77 | 0 | 0 | 10 | 0
| SWWH028H | EUn | Ex | CZ14 |  | 526 | SWWH028F | 1 | 10 | 2022 | natural gas | electricity | NR |  | -563 |  | 78.5 | -563 |  | 78.5 |  | -563 | 78.5 | 0 | 0 |  | 0 | 0 |  | TRUE | 10 | 0 | 0 | TRUE | 2022+10 | 2032+00 | TRUE | TRUE | FALSE | FALSE | -563 | 78.5 | TRUE | TRUE | FALSE | FALSE | 0 | 0 | TRUE | TRUE | TRUE | -563 | 78.5 | 0 | 0 | -5630 | 785 | 0 | 0 | 3423.1829 | 100000 | #N/A | 100000 | 0.034232 | 1 | #N/A | 0 | 0.00018167 | 0.005307 | #N/A | 0.005307 |  | 526 | 59.2275 | PASS | 3.1432 | PASS | Eligible | -1.0228 | 4.166 | 526 | 5.9285 | kWh | 1737.0293 | N/A | N/A | 59.2848 |  | 526 | 1 | -563 | 78.5 | 0 | 0 | 10 | 0
| SWWH028H | EUn | Ex | CZ15 |  | 527 | SWWH028F | 1 | 10 | 2022 | natural gas | electricity | NR |  | -458 |  | 64.6 | -458 |  | 64.6 |  | -458 | 64.6 | 0 | 0 |  | 0 | 0 |  | TRUE | 10 | 0 | 0 | TRUE | 2022+10 | 2032+00 | TRUE | TRUE | FALSE | FALSE | -458 | 64.6 | TRUE | TRUE | FALSE | FALSE | 0 | 0 | TRUE | TRUE | TRUE | -458 | 64.6 | 0 | 0 | -4580 | 646 | 0 | 0 | 3423.1829 | 100000 | #N/A | 100000 | 0.034232 | 1 | #N/A | 0 | 0.00018167 | 0.005307 | #N/A | 0.005307 |  | 527 | 48.9218 | PASS | 2.5963 | PASS | Eligible | -0.83205 | 3.4283 | 527 | 4.8968 | kWh | 1434.763 | N/A | N/A | 48.9685 |  | 527 | 1 | -458 | 64.6 | 0 | 0 | 10 | 0
| SWWH028H | EUn | Ex | CZ16 |  | 528 | SWWH028F | 1 | 10 | 2022 | natural gas | electricity | NR |  | -656 |  | 90.4 | -656 |  | 90.4 |  | -656 | 90.4 | 0 | 0 |  | 0 | 0 |  | TRUE | 10 | 0 | 0 | TRUE | 2022+10 | 2032+00 | TRUE | TRUE | FALSE | FALSE | -656 | 90.4 | TRUE | TRUE | FALSE | FALSE | 0 | 0 | TRUE | TRUE | TRUE | -656 | 90.4 | 0 | 0 | -6560 | 904 | 0 | 0 | 3423.1829 | 100000 | #N/A | 100000 | 0.034232 | 1 | #N/A | 0 | 0.00018167 | 0.005307 | #N/A | 0.005307 |  | 528 | 67.9439 | PASS | 3.6058 | PASS | Eligible | -1.1918 | 4.7976 | 528 | 6.8011 | kWh | 1992.6962 | N/A | N/A | 68.0107 |  | 528 | 1 | -656 | 90.4 | 0 | 0 | 10 | 0
| SWWH028H | EUD | Ex | CZ01 |  | 529 | SWWH028F | 1 | 10 | 2022 | natural gas | electricity | NR |  | -640 |  | 89.1 | -640 |  | 89.1 |  | -640 | 89.1 | 0 | 0 |  | 0 | 0 |  | TRUE | 10 | 0 | 0 | TRUE | 2022+10 | 2032+00 | TRUE | TRUE | FALSE | FALSE | -640 | 89.1 | TRUE | TRUE | FALSE | FALSE | 0 | 0 | TRUE | TRUE | TRUE | -640 | 89.1 | 0 | 0 | -6400 | 891 | 0 | 0 | 3423.1829 | 100000 | #N/A | 100000 | 0.034232 | 1 | #N/A | 0 | 0.00018167 | 0.005307 | #N/A | 0.005307 |  | 529 | 67.1916 | PASS | 3.5659 | PASS | Eligible | -1.1627 | 4.7286 | 529 | 6.7257 | kWh | 1970.6065 | N/A | N/A | 67.2568 |  | 529 | 1 | -640 | 89.1 | 0 | 0 | 10 | 0
| SWWH028H | EUD | Ex | CZ02 |  | 530 | SWWH028F | 1 | 10 | 2022 | natural gas | electricity | NR |  | -589 |  | 82.8 | -589 |  | 82.8 |  | -589 | 82.8 | 0 | 0 |  | 0 | 0 |  | TRUE | 10 | 0 | 0 | TRUE | 2022+10 | 2032+00 | TRUE | TRUE | FALSE | FALSE | -589 | 82.8 | TRUE | TRUE | FALSE | FALSE | 0 | 0 | TRUE | TRUE | TRUE | -589 | 82.8 | 0 | 0 | -5890 | 828 | 0 | 0 | 3423.1829 | 100000 | #N/A | 100000 | 0.034232 | 1 | #N/A | 0 | 0.00018167 | 0.005307 | #N/A | 0.005307 |  | 530 | 62.6375 | PASS | 3.3242 | PASS | Eligible | -1.07 | 4.3942 | 530 | 6.2697 | kWh | 1837.0182 | N/A | N/A | 62.6974 |  | 530 | 1 | -589 | 82.8 | 0 | 0 | 10 | 0
| SWWH028H | EUD | Ex | CZ03 |  | 531 | SWWH028F | 1 | 10 | 2022 | natural gas | electricity | NR |  | -591 |  | 83 | -591 |  | 83 |  | -591 | 83 | 0 | 0 |  | 0 | 0 |  | TRUE | 10 | 0 | 0 | TRUE | 2022+10 | 2032+00 | TRUE | TRUE | FALSE | FALSE | -591 | 83 | TRUE | TRUE | FALSE | FALSE | 0 | 0 | TRUE | TRUE | TRUE | -591 | 83 | 0 | 0 | -5910 | 830 | 0 | 0 | 3423.1829 | 100000 | #N/A | 100000 | 0.034232 | 1 | #N/A | 0 | 0.00018167 | 0.005307 | #N/A | 0.005307 |  | 531 | 62.769 | PASS | 3.3312 | PASS | Eligible | -1.0737 | 4.4048 | 531 | 6.2829 | kWh | 1840.8781 | N/A | N/A | 62.8292 |  | 531 | 1 | -591 | 83 | 0 | 0 | 10 | 0
| SWWH028H | EUD | Ex | CZ04 |  | 532 | SWWH028F | 1 | 10 | 2022 | natural gas | electricity | NR |  | -570 |  | 80.4 | -570 |  | 80.4 |  | -570 | 80.4 | 0 | 0 |  | 0 | 0 |  | TRUE | 10 | 0 | 0 | TRUE | 2022+10 | 2032+00 | TRUE | TRUE | FALSE | FALSE | -570 | 80.4 | TRUE | TRUE | FALSE | FALSE | 0 | 0 | TRUE | TRUE | TRUE | -570 | 80.4 | 0 | 0 | -5700 | 804 | 0 | 0 | 3423.1829 | 100000 | #N/A | 100000 | 0.034232 | 1 | #N/A | 0 | 0.00018167 | 0.005307 | #N/A | 0.005307 |  | 532 | 60.8879 | PASS | 3.2313 | PASS | Eligible | -1.0355 | 4.2669 | 532 | 6.0946 | kWh | 1785.6988 | N/A | N/A | 60.9459 |  | 532 | 1 | -570 | 80.4 | 0 | 0 | 10 | 0
| SWWH028H | EUD | Ex | CZ05 |  | 533 | SWWH028F | 1 | 10 | 2022 | natural gas | electricity | NR |  | -600 |  | 84.3 | -600 |  | 84.3 |  | -600 | 84.3 | 0 | 0 |  | 0 | 0 |  | TRUE | 10 | 0 | 0 | TRUE | 2022+10 | 2032+00 | TRUE | TRUE | FALSE | FALSE | -600 | 84.3 | TRUE | TRUE | FALSE | FALSE | 0 | 0 | TRUE | TRUE | TRUE | -600 | 84.3 | 0 | 0 | -6000 | 843 | 0 | 0 | 3423.1829 | 100000 | #N/A | 100000 | 0.034232 | 1 | #N/A | 0 | 0.00018167 | 0.005307 | #N/A | 0.005307 |  | 533 | 63.7609 | PASS | 3.3838 | PASS | Eligible | -1.09 | 4.4738 | 533 | 6.3822 | kWh | 1869.9678 | N/A | N/A | 63.822 |  | 533 | 1 | -600 | 84.3 | 0 | 0 | 10 | 0
| SWWH028H | EUD | Ex | CZ06 |  | 534 | SWWH028F | 1 | 10 | 2022 | natural gas | electricity | NR |  | -552 |  | 78 | -552 |  | 78 |  | -552 | 78 | 0 | 0 |  | 0 | 0 |  | TRUE | 10 | 0 | 0 | TRUE | 2022+10 | 2032+00 | TRUE | TRUE | FALSE | FALSE | -552 | 78 | TRUE | TRUE | FALSE | FALSE | 0 | 0 | TRUE | TRUE | TRUE | -552 | 78 | 0 | 0 | -5520 | 780 | 0 | 0 | 3423.1829 | 100000 | #N/A | 100000 | 0.034232 | 1 | #N/A | 0 | 0.00018167 | 0.005307 | #N/A | 0.005307 |  | 534 | 59.104 | PASS | 3.1367 | PASS | Eligible | -1.0028 | 4.1395 | 534 | 5.916 | kWh | 1733.3794 | N/A | N/A | 59.1602 |  | 534 | 1 | -552 | 78 | 0 | 0 | 10 | 0
| SWWH028H | EUD | Ex | CZ07 |  | 535 | SWWH028F | 1 | 10 | 2022 | natural gas | electricity | NR |  | -544 |  | 77.2 | -544 |  | 77.2 |  | -544 | 77.2 | 0 | 0 |  | 0 | 0 |  | TRUE | 10 | 0 | 0 | TRUE | 2022+10 | 2032+00 | TRUE | TRUE | FALSE | FALSE | -544 | 77.2 | TRUE | TRUE | FALSE | FALSE | 0 | 0 | TRUE | TRUE | TRUE | -544 | 77.2 | 0 | 0 | -5440 | 772 | 0 | 0 | 3423.1829 | 100000 | #N/A | 100000 | 0.034232 | 1 | #N/A | 0 | 0.00018167 | 0.005307 | #N/A | 0.005307 |  | 535 | 58.5779 | PASS | 3.1088 | PASS | Eligible | -0.98828 | 4.097 | 535 | 5.8633 | kWh | 1717.9396 | N/A | N/A | 58.6333 |  | 535 | 1 | -544 | 77.2 | 0 | 0 | 10 | 0
| SWWH028H | EUD | Ex | CZ08 |  | 536 | SWWH028F | 1 | 10 | 2022 | natural gas | electricity | NR |  | -536 |  | 75.9 | -536 |  | 75.9 |  | -536 | 75.9 | 0 | 0 |  | 0 | 0 |  | TRUE | 10 | 0 | 0 | TRUE | 2022+10 | 2032+00 | TRUE | TRUE | FALSE | FALSE | -536 | 75.9 | TRUE | TRUE | FALSE | FALSE | 0 | 0 | TRUE | TRUE | TRUE | -536 | 75.9 | 0 | 0 | -5360 | 759 | 0 | 0 | 3423.1829 | 100000 | #N/A | 100000 | 0.034232 | 1 | #N/A | 0 | 0.00018167 | 0.005307 | #N/A | 0.005307 |  | 536 | 57.5517 | PASS | 3.0543 | PASS | Eligible | -0.97375 | 4.028 | 536 | 5.7606 | kWh | 1687.85 | N/A | N/A | 57.6063 |  | 536 | 1 | -536 | 75.9 | 0 | 0 | 10 | 0
| SWWH028H | EUD | Ex | CZ09 |  | 537 | SWWH028F | 1 | 10 | 2022 | natural gas | electricity | NR |  | -535 |  | 75.8 | -535 |  | 75.8 |  | -535 | 75.8 | 0 | 0 |  | 0 | 0 |  | TRUE | 10 | 0 | 0 | TRUE | 2022+10 | 2032+00 | TRUE | TRUE | FALSE | FALSE | -535 | 75.8 | TRUE | TRUE | FALSE | FALSE | 0 | 0 | TRUE | TRUE | TRUE | -535 | 75.8 | 0 | 0 | -5350 | 758 | 0 | 0 | 3423.1829 | 100000 | #N/A | 100000 | 0.034232 | 1 | #N/A | 0 | 0.00018167 | 0.005307 | #N/A | 0.005307 |  | 537 | 57.486 | PASS | 3.0508 | PASS | Eligible | -0.97193 | 4.0227 | 537 | 5.754 | kWh | 1685.92 | N/A | N/A | 57.5404 |  | 537 | 1 | -535 | 75.8 | 0 | 0 | 10 | 0
| SWWH028H | EUD | Ex | CZ10 |  | 538 | SWWH028F | 1 | 10 | 2022 | natural gas | electricity | NR |  | -533 |  | 75.5 | -533 |  | 75.5 |  | -533 | 75.5 | 0 | 0 |  | 0 | 0 |  | TRUE | 10 | 0 | 0 | TRUE | 2022+10 | 2032+00 | TRUE | TRUE | FALSE | FALSE | -533 | 75.5 | TRUE | TRUE | FALSE | FALSE | 0 | 0 | TRUE | TRUE | TRUE | -533 | 75.5 | 0 | 0 | -5330 | 755 | 0 | 0 | 3423.1829 | 100000 | #N/A | 100000 | 0.034232 | 1 | #N/A | 0 | 0.00018167 | 0.005307 | #N/A | 0.005307 |  | 538 | 57.2544 | PASS | 3.0385 | PASS | Eligible | -0.9683 | 4.0068 | 538 | 5.7309 | kWh | 1679.1301 | N/A | N/A | 57.3087 |  | 538 | 1 | -533 | 75.5 | 0 | 0 | 10 | 0
| SWWH028H | EUD | Ex | CZ11 |  | 539 | SWWH028F | 1 | 10 | 2022 | natural gas | electricity | NR |  | -542 |  | 76.5 | -542 |  | 76.5 |  | -542 | 76.5 | 0 | 0 |  | 0 | 0 |  | TRUE | 10 | 0 | 0 | TRUE | 2022+10 | 2032+00 | TRUE | TRUE | FALSE | FALSE | -542 | 76.5 | TRUE | TRUE | FALSE | FALSE | 0 | 0 | TRUE | TRUE | TRUE | -542 | 76.5 | 0 | 0 | -5420 | 765 | 0 | 0 | 3423.1829 | 100000 | #N/A | 100000 | 0.034232 | 1 | #N/A | 0 | 0.00018167 | 0.005307 | #N/A | 0.005307 |  | 539 | 57.9463 | PASS | 3.0752 | PASS | Eligible | -0.98465 | 4.0599 | 539 | 5.8002 | kWh | 1699.4298 | N/A | N/A | 58.0015 |  | 539 | 1 | -542 | 76.5 | 0 | 0 | 10 | 0
| SWWH028H | EUD | Ex | CZ12 |  | 540 | SWWH028F | 1 | 10 | 2022 | natural gas | electricity | NR |  | -560 |  | 79 | -560 |  | 79 |  | -560 | 79 | 0 | 0 |  | 0 | 0 |  | TRUE | 10 | 0 | 0 | TRUE | 2022+10 | 2032+00 | TRUE | TRUE | FALSE | FALSE | -560 | 79 | TRUE | TRUE | FALSE | FALSE | 0 | 0 | TRUE | TRUE | TRUE | -560 | 79 | 0 | 0 | -5600 | 790 | 0 | 0 | 3423.1829 | 100000 | #N/A | 100000 | 0.034232 | 1 | #N/A | 0 | 0.00018167 | 0.005307 | #N/A | 0.005307 |  | 540 | 59.8302 | PASS | 3.1752 | PASS | Eligible | -1.0173 | 4.1926 | 540 | 5.9887 | kWh | 1754.6792 | N/A | N/A | 59.8872 |  | 540 | 1 | -560 | 79 | 0 | 0 | 10 | 0
| SWWH028H | EUD | Ex | CZ13 |  | 541 | SWWH028F | 1 | 10 | 2022 | natural gas | electricity | NR |  | -534 |  | 75.5 | -534 |  | 75.5 |  | -534 | 75.5 | 0 | 0 |  | 0 | 0 |  | TRUE | 10 | 0 | 0 | TRUE | 2022+10 | 2032+00 | TRUE | TRUE | FALSE | FALSE | -534 | 75.5 | TRUE | TRUE | FALSE | FALSE | 0 | 0 | TRUE | TRUE | TRUE | -534 | 75.5 | 0 | 0 | -5340 | 755 | 0 | 0 | 3423.1829 | 100000 | #N/A | 100000 | 0.034232 | 1 | #N/A | 0 | 0.00018167 | 0.005307 | #N/A | 0.005307 |  | 541 | 57.2202 | PASS | 3.0367 | PASS | Eligible | -0.97012 | 4.0068 | 541 | 5.7275 | kWh | 1678.1301 | N/A | N/A | 57.2746 |  | 541 | 1 | -534 | 75.5 | 0 | 0 | 10 | 0
| SWWH028H | EUD | Ex | CZ14 |  | 542 | SWWH028F | 1 | 10 | 2022 | natural gas | electricity | NR |  | -545 |  | 77 | -545 |  | 77 |  | -545 | 77 | 0 | 0 |  | 0 | 0 |  | TRUE | 10 | 0 | 0 | TRUE | 2022+10 | 2032+00 | TRUE | TRUE | FALSE | FALSE | -545 | 77 | TRUE | TRUE | FALSE | FALSE | 0 | 0 | TRUE | TRUE | TRUE | -545 | 77 | 0 | 0 | -5450 | 770 | 0 | 0 | 3423.1829 | 100000 | #N/A | 100000 | 0.034232 | 1 | #N/A | 0 | 0.00018167 | 0.005307 | #N/A | 0.005307 |  | 542 | 58.3437 | PASS | 3.0963 | PASS | Eligible | -0.9901 | 4.0864 | 542 | 5.8399 | kWh | 1711.0797 | N/A | N/A | 58.3991 |  | 542 | 1 | -545 | 77 | 0 | 0 | 10 | 0
| SWWH028H | EUD | Ex | CZ15 |  | 543 | SWWH028F | 1 | 10 | 2022 | natural gas | electricity | NR |  | -443 |  | 63.4 | -443 |  | 63.4 |  | -443 | 63.4 | 0 | 0 |  | 0 | 0 |  | TRUE | 10 | 0 | 0 | TRUE | 2022+10 | 2032+00 | TRUE | TRUE | FALSE | FALSE | -443 | 63.4 | TRUE | TRUE | FALSE | FALSE | 0 | 0 | TRUE | TRUE | TRUE | -443 | 63.4 | 0 | 0 | -4430 | 634 | 0 | 0 | 3423.1829 | 100000 | #N/A | 100000 | 0.034232 | 1 | #N/A | 0 | 0.00018167 | 0.005307 | #N/A | 0.005307 |  | 543 | 48.2353 | PASS | 2.5599 | PASS | Eligible | -0.8048 | 3.3647 | 543 | 4.828 | kWh | 1414.6033 | N/A | N/A | 48.2804 |  | 543 | 1 | -443 | 63.4 | 0 | 0 | 10 | 0
| SWWH028H | EUD | Ex | CZ16 |  | 544 | SWWH028F | 1 | 10 | 2022 | natural gas | electricity | NR |  | -635 |  | 88.7 | -635 |  | 88.7 |  | -635 | 88.7 | 0 | 0 |  | 0 | 0 |  | TRUE | 10 | 0 | 0 | TRUE | 2022+10 | 2032+00 | TRUE | TRUE | FALSE | FALSE | -635 | 88.7 | TRUE | TRUE | FALSE | FALSE | 0 | 0 | TRUE | TRUE | TRUE | -635 | 88.7 | 0 | 0 | -6350 | 887 | 0 | 0 | 3423.1829 | 100000 | #N/A | 100000 | 0.034232 | 1 | #N/A | 0 | 0.00018167 | 0.005307 | #N/A | 0.005307 |  | 544 | 66.9628 | PASS | 3.5537 | PASS | Eligible | -1.1536 | 4.7073 | 544 | 6.7027 | kWh | 1963.8866 | N/A | N/A | 67.0275 |  | 544 | 1 | -635 | 88.7 | 0 | 0 | 10 | 0
| SWWH028H | ERC | Ex | CZ01 |  | 545 | SWWH028F | 1 | 10 | 2022 | natural gas | electricity | NR |  | -710 |  | 97.2 | -710 |  | 97.2 |  | -710 | 97.2 | 0 | 0 |  | 0 | 0 |  | TRUE | 10 | 0 | 0 | TRUE | 2022+10 | 2032+00 | TRUE | TRUE | FALSE | FALSE | -710 | 97.2 | TRUE | TRUE | FALSE | FALSE | 0 | 0 | TRUE | TRUE | TRUE | -710 | 97.2 | 0 | 0 | -7100 | 972 | 0 | 0 | 3423.1829 | 100000 | #N/A | 100000 | 0.034232 | 1 | #N/A | 0 | 0.00018167 | 0.005307 | #N/A | 0.005307 |  | 545 | 72.8954 | PASS | 3.8686 | PASS | Eligible | -1.2899 | 5.1584 | 545 | 7.2968 | kWh | 2137.9344 | N/A | N/A | 72.9677 |  | 545 | 1 | -710 | 97.2 | 0 | 0 | 10 | 0
| SWWH028H | ERC | Ex | CZ02 |  | 546 | SWWH028F | 1 | 10 | 2022 | natural gas | electricity | NR |  | -654 |  | 90.3 | -654 |  | 90.3 |  | -654 | 90.3 | 0 | 0 |  | 0 | 0 |  | TRUE | 10 | 0 | 0 | TRUE | 2022+10 | 2032+00 | TRUE | TRUE | FALSE | FALSE | -654 | 90.3 | TRUE | TRUE | FALSE | FALSE | 0 | 0 | TRUE | TRUE | TRUE | -654 | 90.3 | 0 | 0 | -6540 | 903 | 0 | 0 | 3423.1829 | 100000 | #N/A | 100000 | 0.034232 | 1 | #N/A | 0 | 0.00018167 | 0.005307 | #N/A | 0.005307 |  | 546 | 67.9124 | PASS | 3.6041 | PASS | Eligible | -1.1881 | 4.7923 | 546 | 6.7979 | kWh | 1991.7662 | N/A | N/A | 67.979 |  | 546 | 1 | -654 | 90.3 | 0 | 0 | 10 | 0
| SWWH028H | ERC | Ex | CZ03 |  | 547 | SWWH028F | 1 | 10 | 2022 | natural gas | electricity | NR |  | -656 |  | 90.6 | -656 |  | 90.6 |  | -656 | 90.6 | 0 | 0 |  | 0 | 0 |  | TRUE | 10 | 0 | 0 | TRUE | 2022+10 | 2032+00 | TRUE | TRUE | FALSE | FALSE | -656 | 90.6 | TRUE | TRUE | FALSE | FALSE | 0 | 0 | TRUE | TRUE | TRUE | -656 | 90.6 | 0 | 0 | -6560 | 906 | 0 | 0 | 3423.1829 | 100000 | #N/A | 100000 | 0.034232 | 1 | #N/A | 0 | 0.00018167 | 0.005307 | #N/A | 0.005307 |  | 547 | 68.1439 | PASS | 3.6164 | PASS | Eligible | -1.1918 | 4.8082 | 547 | 6.8211 | kWh | 1998.5561 | N/A | N/A | 68.2107 |  | 547 | 1 | -656 | 90.6 | 0 | 0 | 10 | 0
| SWWH028H | ERC | Ex | CZ04 |  | 548 | SWWH028F | 1 | 10 | 2022 | natural gas | electricity | NR |  | -633 |  | 87.7 | -633 |  | 87.7 |  | -633 | 87.7 | 0 | 0 |  | 0 | 0 |  | TRUE | 10 | 0 | 0 | TRUE | 2022+10 | 2032+00 | TRUE | TRUE | FALSE | FALSE | -633 | 87.7 | TRUE | TRUE | FALSE | FALSE | 0 | 0 | TRUE | TRUE | TRUE | -633 | 87.7 | 0 | 0 | -6330 | 877 | 0 | 0 | 3423.1829 | 100000 | #N/A | 100000 | 0.034232 | 1 | #N/A | 0 | 0.00018167 | 0.005307 | #N/A | 0.005307 |  | 548 | 66.0313 | PASS | 3.5043 | PASS | Eligible | -1.15 | 4.6543 | 548 | 6.6096 | kWh | 1936.5869 | N/A | N/A | 66.0957 |  | 548 | 1 | -633 | 87.7 | 0 | 0 | 10 | 0
| SWWH028H | ERC | Ex | CZ05 |  | 549 | SWWH028F | 1 | 10 | 2022 | natural gas | electricity | NR |  | -667 |  | 92 | -667 |  | 92 |  | -667 | 92 | 0 | 0 |  | 0 | 0 |  | TRUE | 10 | 0 | 0 | TRUE | 2022+10 | 2032+00 | TRUE | TRUE | FALSE | FALSE | -667 | 92 | TRUE | TRUE | FALSE | FALSE | 0 | 0 | TRUE | TRUE | TRUE | -667 | 92 | 0 | 0 | -6670 | 920 | 0 | 0 | 3423.1829 | 100000 | #N/A | 100000 | 0.034232 | 1 | #N/A | 0 | 0.00018167 | 0.005307 | #N/A | 0.005307 |  | 549 | 69.1674 | PASS | 3.6707 | PASS | Eligible | -1.2117 | 4.8825 | 549 | 6.9235 | kWh | 2028.5757 | N/A | N/A | 69.2353 |  | 549 | 1 | -667 | 92 | 0 | 0 | 10 | 0
| SWWH028H | ERC | Ex | CZ06 |  | 550 | SWWH028F | 1 | 10 | 2022 | natural gas | electricity | NR |  | -613 |  | 85.1 | -613 |  | 85.1 |  | -613 | 85.1 | 0 | 0 |  | 0 | 0 |  | TRUE | 10 | 0 | 0 | TRUE | 2022+10 | 2032+00 | TRUE | TRUE | FALSE | FALSE | -613 | 85.1 | TRUE | TRUE | FALSE | FALSE | 0 | 0 | TRUE | TRUE | TRUE | -613 | 85.1 | 0 | 0 | -6130 | 851 | 0 | 0 | 3423.1829 | 100000 | #N/A | 100000 | 0.034232 | 1 | #N/A | 0 | 0.00018167 | 0.005307 | #N/A | 0.005307 |  | 550 | 64.1159 | PASS | 3.4027 | PASS | Eligible | -1.1136 | 4.5163 | 550 | 6.4178 | kWh | 1880.4076 | N/A | N/A | 64.1783 |  | 550 | 1 | -613 | 85.1 | 0 | 0 | 10 | 0
| SWWH028H | ERC | Ex | CZ07 |  | 551 | SWWH028F | 1 | 10 | 2022 | natural gas | electricity | NR |  | -605 |  | 84.2 | -605 |  | 84.2 |  | -605 | 84.2 | 0 | 0 |  | 0 | 0 |  | TRUE | 10 | 0 | 0 | TRUE | 2022+10 | 2032+00 | TRUE | TRUE | FALSE | FALSE | -605 | 84.2 | TRUE | TRUE | FALSE | FALSE | 0 | 0 | TRUE | TRUE | TRUE | -605 | 84.2 | 0 | 0 | -6050 | 842 | 0 | 0 | 3423.1829 | 100000 | #N/A | 100000 | 0.034232 | 1 | #N/A | 0 | 0.00018167 | 0.005307 | #N/A | 0.005307 |  | 551 | 63.4897 | PASS | 3.3694 | PASS | Eligible | -1.0991 | 4.4685 | 551 | 6.3551 | kWh | 1862.0378 | N/A | N/A | 63.5513 |  | 551 | 1 | -605 | 84.2 | 0 | 0 | 10 | 0
| SWWH028H | ERC | Ex | CZ08 |  | 552 | SWWH028F | 1 | 10 | 2022 | natural gas | electricity | NR |  | -595 |  | 82.8 | -595 |  | 82.8 |  | -595 | 82.8 | 0 | 0 |  | 0 | 0 |  | TRUE | 10 | 0 | 0 | TRUE | 2022+10 | 2032+00 | TRUE | TRUE | FALSE | FALSE | -595 | 82.8 | TRUE | TRUE | FALSE | FALSE | 0 | 0 | TRUE | TRUE | TRUE | -595 | 82.8 | 0 | 0 | -5950 | 828 | 0 | 0 | 3423.1829 | 100000 | #N/A | 100000 | 0.034232 | 1 | #N/A | 0 | 0.00018167 | 0.005307 | #N/A | 0.005307 |  | 552 | 62.4321 | PASS | 3.3133 | PASS | Eligible | -1.0809 | 4.3942 | 552 | 6.2493 | kWh | 1831.0182 | N/A | N/A | 62.4926 |  | 552 | 1 | -595 | 82.8 | 0 | 0 | 10 | 0
| SWWH028H | ERC | Ex | CZ09 |  | 553 | SWWH028F | 1 | 10 | 2022 | natural gas | electricity | NR |  | -595 |  | 82.7 | -595 |  | 82.7 |  | -595 | 82.7 | 0 | 0 |  | 0 | 0 |  | TRUE | 10 | 0 | 0 | TRUE | 2022+10 | 2032+00 | TRUE | TRUE | FALSE | FALSE | -595 | 82.7 | TRUE | TRUE | FALSE | FALSE | 0 | 0 | TRUE | TRUE | TRUE | -595 | 82.7 | 0 | 0 | -5950 | 827 | 0 | 0 | 3423.1829 | 100000 | #N/A | 100000 | 0.034232 | 1 | #N/A | 0 | 0.00018167 | 0.005307 | #N/A | 0.005307 |  | 553 | 62.3321 | PASS | 3.308 | PASS | Eligible | -1.0809 | 4.3889 | 553 | 6.2393 | kWh | 1828.0882 | N/A | N/A | 62.3927 |  | 553 | 1 | -595 | 82.7 | 0 | 0 | 10 | 0
| SWWH028H | ERC | Ex | CZ10 |  | 554 | SWWH028F | 1 | 10 | 2022 | natural gas | electricity | NR |  | -592 |  | 82.3 | -592 |  | 82.3 |  | -592 | 82.3 | 0 | 0 |  | 0 | 0 |  | TRUE | 10 | 0 | 0 | TRUE | 2022+10 | 2032+00 | TRUE | TRUE | FALSE | FALSE | -592 | 82.3 | TRUE | TRUE | FALSE | FALSE | 0 | 0 | TRUE | TRUE | TRUE | -592 | 82.3 | 0 | 0 | -5920 | 823 | 0 | 0 | 3423.1829 | 100000 | #N/A | 100000 | 0.034232 | 1 | #N/A | 0 | 0.00018167 | 0.005307 | #N/A | 0.005307 |  | 554 | 62.0348 | PASS | 3.2922 | PASS | Eligible | -1.0755 | 4.3677 | 554 | 6.2095 | kWh | 1819.3683 | N/A | N/A | 62.095 |  | 554 | 1 | -592 | 82.3 | 0 | 0 | 10 | 0
| SWWH028H | ERC | Ex | CZ11 |  | 555 | SWWH028F | 1 | 10 | 2022 | natural gas | electricity | NR |  | -602 |  | 83.4 | -602 |  | 83.4 |  | -602 | 83.4 | 0 | 0 |  | 0 | 0 |  | TRUE | 10 | 0 | 0 | TRUE | 2022+10 | 2032+00 | TRUE | TRUE | FALSE | FALSE | -602 | 83.4 | TRUE | TRUE | FALSE | FALSE | 0 | 0 | TRUE | TRUE | TRUE | -602 | 83.4 | 0 | 0 | -6020 | 834 | 0 | 0 | 3423.1829 | 100000 | #N/A | 100000 | 0.034232 | 1 | #N/A | 0 | 0.00018167 | 0.005307 | #N/A | 0.005307 |  | 555 | 62.7924 | PASS | 3.3324 | PASS | Eligible | -1.0937 | 4.4261 | 555 | 6.2854 | kWh | 1841.598 | N/A | N/A | 62.8537 |  | 555 | 1 | -602 | 83.4 | 0 | 0 | 10 | 0
| SWWH028H | ERC | Ex | CZ12 |  | 556 | SWWH028F | 1 | 10 | 2022 | natural gas | electricity | NR |  | -622 |  | 86.1 | -622 |  | 86.1 |  | -622 | 86.1 | 0 | 0 |  | 0 | 0 |  | TRUE | 10 | 0 | 0 | TRUE | 2022+10 | 2032+00 | TRUE | TRUE | FALSE | FALSE | -622 | 86.1 | TRUE | TRUE | FALSE | FALSE | 0 | 0 | TRUE | TRUE | TRUE | -622 | 86.1 | 0 | 0 | -6220 | 861 | 0 | 0 | 3423.1829 | 100000 | #N/A | 100000 | 0.034232 | 1 | #N/A | 0 | 0.00018167 | 0.005307 | #N/A | 0.005307 |  | 556 | 64.8078 | PASS | 3.4394 | PASS | Eligible | -1.13 | 4.5694 | 556 | 6.4871 | kWh | 1900.7073 | N/A | N/A | 64.8711 |  | 556 | 1 | -622 | 86.1 | 0 | 0 | 10 | 0
| SWWH028H | ERC | Ex | CZ13 |  | 557 | SWWH028F | 1 | 10 | 2022 | natural gas | electricity | NR |  | -594 |  | 82.4 | -594 |  | 82.4 |  | -594 | 82.4 | 0 | 0 |  | 0 | 0 |  | TRUE | 10 | 0 | 0 | TRUE | 2022+10 | 2032+00 | TRUE | TRUE | FALSE | FALSE | -594 | 82.4 | TRUE | TRUE | FALSE | FALSE | 0 | 0 | TRUE | TRUE | TRUE | -594 | 82.4 | 0 | 0 | -5940 | 824 | 0 | 0 | 3423.1829 | 100000 | #N/A | 100000 | 0.034232 | 1 | #N/A | 0 | 0.00018167 | 0.005307 | #N/A | 0.005307 |  | 557 | 62.0663 | PASS | 3.2939 | PASS | Eligible | -1.0791 | 4.373 | 557 | 6.2127 | kWh | 1820.2983 | N/A | N/A | 62.1268 |  | 557 | 1 | -594 | 82.4 | 0 | 0 | 10 | 0
| SWWH028H | ERC | Ex | CZ14 |  | 558 | SWWH028F | 1 | 10 | 2022 | natural gas | electricity | NR |  | -606 |  | 84 | -606 |  | 84 |  | -606 | 84 | 0 | 0 |  | 0 | 0 |  | TRUE | 10 | 0 | 0 | TRUE | 2022+10 | 2032+00 | TRUE | TRUE | FALSE | FALSE | -606 | 84 | TRUE | TRUE | FALSE | FALSE | 0 | 0 | TRUE | TRUE | TRUE | -606 | 84 | 0 | 0 | -6060 | 840 | 0 | 0 | 3423.1829 | 100000 | #N/A | 100000 | 0.034232 | 1 | #N/A | 0 | 0.00018167 | 0.005307 | #N/A | 0.005307 |  | 558 | 63.2555 | PASS | 3.357 | PASS | Eligible | -1.1009 | 4.4579 | 558 | 6.3317 | kWh | 1855.1778 | N/A | N/A | 63.3172 |  | 558 | 1 | -606 | 84 | 0 | 0 | 10 | 0
| SWWH028H | ERC | Ex | CZ15 |  | 559 | SWWH028F | 1 | 10 | 2022 | natural gas | electricity | NR |  | -493 |  | 69.2 | -493 |  | 69.2 |  | -493 | 69.2 | 0 | 0 |  | 0 | 0 |  | TRUE | 10 | 0 | 0 | TRUE | 2022+10 | 2032+00 | TRUE | TRUE | FALSE | FALSE | -493 | 69.2 | TRUE | TRUE | FALSE | FALSE | 0 | 0 | TRUE | TRUE | TRUE | -493 | 69.2 | 0 | 0 | -4930 | 692 | 0 | 0 | 3423.1829 | 100000 | #N/A | 100000 | 0.034232 | 1 | #N/A | 0 | 0.00018167 | 0.005307 | #N/A | 0.005307 |  | 559 | 52.3237 | PASS | 2.7768 | PASS | Eligible | -0.89563 | 3.6725 | 559 | 5.2374 | kWh | 1534.5418 | N/A | N/A | 52.3739 |  | 559 | 1 | -493 | 69.2 | 0 | 0 | 10 | 0
| SWWH028H | ERC | Ex | CZ16 |  | 560 | SWWH028F | 1 | 10 | 2022 | natural gas | electricity | NR |  | -705 |  | 96.7 | -705 |  | 96.7 |  | -705 | 96.7 | 0 | 0 |  | 0 | 0 |  | TRUE | 10 | 0 | 0 | TRUE | 2022+10 | 2032+00 | TRUE | TRUE | FALSE | FALSE | -705 | 96.7 | TRUE | TRUE | FALSE | FALSE | 0 | 0 | TRUE | TRUE | TRUE | -705 | 96.7 | 0 | 0 | -7050 | 967 | 0 | 0 | 3423.1829 | 100000 | #N/A | 100000 | 0.034232 | 1 | #N/A | 0 | 0.00018167 | 0.005307 | #N/A | 0.005307 |  | 560 | 72.5666 | PASS | 3.8511 | PASS | Eligible | -1.2808 | 5.1319 | 560 | 7.2638 | kWh | 2128.2845 | N/A | N/A | 72.6384 |  | 560 | 1 | -705 | 96.7 | 0 | 0 | 10 | 0
| SWWH028H | Gro | Ex | CZ01 |  | 561 | SWWH028F | 1 | 10 | 2022 | natural gas | electricity | NR |  | -411 |  | 56.9 | -411 |  | 56.9 |  | -411 | 56.9 | 0 | 0 |  | 0 | 0 |  | TRUE | 10 | 0 | 0 | TRUE | 2022+10 | 2032+00 | TRUE | TRUE | FALSE | FALSE | -411 | 56.9 | TRUE | TRUE | FALSE | FALSE | 0 | 0 | TRUE | TRUE | TRUE | -411 | 56.9 | 0 | 0 | -4110 | 569 | 0 | 0 | 3423.1829 | 100000 | #N/A | 100000 | 0.034232 | 1 | #N/A | 0 | 0.00018167 | 0.005307 | #N/A | 0.005307 |  | 561 | 42.8307 | PASS | 2.273 | PASS | Eligible | -0.74666 | 3.0197 | 561 | 4.2873 | kWh | 1256.155 | N/A | N/A | 42.8726 |  | 561 | 1 | -411 | 56.9 | 0 | 0 | 10 | 0
| SWWH028H | Gro | Ex | CZ02 |  | 562 | SWWH028F | 1 | 10 | 2022 | natural gas | electricity | NR |  | -366 |  | 51.2 | -366 |  | 51.2 |  | -366 | 51.2 | 0 | 0 |  | 0 | 0 |  | TRUE | 10 | 0 | 0 | TRUE | 2022+10 | 2032+00 | TRUE | TRUE | FALSE | FALSE | -366 | 51.2 | TRUE | TRUE | FALSE | FALSE | 0 | 0 | TRUE | TRUE | TRUE | -366 | 51.2 | 0 | 0 | -3660 | 512 | 0 | 0 | 3423.1829 | 100000 | #N/A | 100000 | 0.034232 | 1 | #N/A | 0 | 0.00018167 | 0.005307 | #N/A | 0.005307 |  | 562 | 38.6712 | PASS | 2.0523 | PASS | Eligible | -0.66491 | 2.7172 | 562 | 3.8708 | kWh | 1134.1465 | N/A | N/A | 38.7084 |  | 562 | 1 | -366 | 51.2 | 0 | 0 | 10 | 0
| SWWH028H | Gro | Ex | CZ03 |  | 563 | SWWH028F | 1 | 10 | 2022 | natural gas | electricity | NR |  | -364 |  | 51.4 | -364 |  | 51.4 |  | -364 | 51.4 | 0 | 0 |  | 0 | 0 |  | TRUE | 10 | 0 | 0 | TRUE | 2022+10 | 2032+00 | TRUE | TRUE | FALSE | FALSE | -364 | 51.4 | TRUE | TRUE | FALSE | FALSE | 0 | 0 | TRUE | TRUE | TRUE | -364 | 51.4 | 0 | 0 | -3640 | 514 | 0 | 0 | 3423.1829 | 100000 | #N/A | 100000 | 0.034232 | 1 | #N/A | 0 | 0.00018167 | 0.005307 | #N/A | 0.005307 |  | 563 | 38.9396 | PASS | 2.0665 | PASS | Eligible | -0.66128 | 2.7278 | 563 | 3.8977 | kWh | 1142.0064 | N/A | N/A | 38.9767 |  | 563 | 1 | -364 | 51.4 | 0 | 0 | 10 | 0
| SWWH028H | Gro | Ex | CZ04 |  | 564 | SWWH028F | 1 | 10 | 2022 | natural gas | electricity | NR |  | -348 |  | 49 | -348 |  | 49 |  | -348 | 49 | 0 | 0 |  | 0 | 0 |  | TRUE | 10 | 0 | 0 | TRUE | 2022+10 | 2032+00 | TRUE | TRUE | FALSE | FALSE | -348 | 49 | TRUE | TRUE | FALSE | FALSE | 0 | 0 | TRUE | TRUE | TRUE | -348 | 49 | 0 | 0 | -3480 | 490 | 0 | 0 | 3423.1829 | 100000 | #N/A | 100000 | 0.034232 | 1 | #N/A | 0 | 0.00018167 | 0.005307 | #N/A | 0.005307 |  | 564 | 37.0873 | PASS | 1.9682 | PASS | Eligible | -0.63221 | 2.6004 | 564 | 3.7123 | kWh | 1087.6871 | N/A | N/A | 37.1228 |  | 564 | 1 | -348 | 49 | 0 | 0 | 10 | 0
| SWWH028H | Gro | Ex | CZ05 |  | 565 | SWWH028F | 1 | 10 | 2022 | natural gas | electricity | NR |  | -373 |  | 52.6 | -373 |  | 52.6 |  | -373 | 52.6 | 0 | 0 |  | 0 | 0 |  | TRUE | 10 | 0 | 0 | TRUE | 2022+10 | 2032+00 | TRUE | TRUE | FALSE | FALSE | -373 | 52.6 | TRUE | TRUE | FALSE | FALSE | 0 | 0 | TRUE | TRUE | TRUE | -373 | 52.6 | 0 | 0 | -3730 | 526 | 0 | 0 | 3423.1829 | 100000 | #N/A | 100000 | 0.034232 | 1 | #N/A | 0 | 0.00018167 | 0.005307 | #N/A | 0.005307 |  | 565 | 39.8315 | PASS | 2.1139 | PASS | Eligible | -0.67763 | 2.7915 | 565 | 3.987 | kWh | 1168.1661 | N/A | N/A | 39.8695 |  | 565 | 1 | -373 | 52.6 | 0 | 0 | 10 | 0
| SWWH028H | Gro | Ex | CZ06 |  | 566 | SWWH028F | 1 | 10 | 2022 | natural gas | electricity | NR |  | -329 |  | 46.9 | -329 |  | 46.9 |  | -329 | 46.9 | 0 | 0 |  | 0 | 0 |  | TRUE | 10 | 0 | 0 | TRUE | 2022+10 | 2032+00 | TRUE | TRUE | FALSE | FALSE | -329 | 46.9 | TRUE | TRUE | FALSE | FALSE | 0 | 0 | TRUE | TRUE | TRUE | -329 | 46.9 | 0 | 0 | -3290 | 469 | 0 | 0 | 3423.1829 | 100000 | #N/A | 100000 | 0.034232 | 1 | #N/A | 0 | 0.00018167 | 0.005307 | #N/A | 0.005307 |  | 566 | 35.6377 | PASS | 1.8913 | PASS | Eligible | -0.59769 | 2.489 | 566 | 3.5671 | kWh | 1045.1576 | N/A | N/A | 35.6712 |  | 566 | 1 | -329 | 46.9 | 0 | 0 | 10 | 0
| SWWH028H | Gro | Ex | CZ07 |  | 567 | SWWH028F | 1 | 10 | 2022 | natural gas | electricity | NR |  | -323 |  | 46.1 | -323 |  | 46.1 |  | -323 | 46.1 | 0 | 0 |  | 0 | 0 |  | TRUE | 10 | 0 | 0 | TRUE | 2022+10 | 2032+00 | TRUE | TRUE | FALSE | FALSE | -323 | 46.1 | TRUE | TRUE | FALSE | FALSE | 0 | 0 | TRUE | TRUE | TRUE | -323 | 46.1 | 0 | 0 | -3230 | 461 | 0 | 0 | 3423.1829 | 100000 | #N/A | 100000 | 0.034232 | 1 | #N/A | 0 | 0.00018167 | 0.005307 | #N/A | 0.005307 |  | 567 | 35.0431 | PASS | 1.8598 | PASS | Eligible | -0.58679 | 2.4465 | 567 | 3.5076 | kWh | 1027.7178 | N/A | N/A | 35.076 |  | 567 | 1 | -323 | 46.1 | 0 | 0 | 10 | 0
| SWWH028H | Gro | Ex | CZ08 |  | 568 | SWWH028F | 1 | 10 | 2022 | natural gas | electricity | NR |  | -314 |  | 44.9 | -314 |  | 44.9 |  | -314 | 44.9 | 0 | 0 |  | 0 | 0 |  | TRUE | 10 | 0 | 0 | TRUE | 2022+10 | 2032+00 | TRUE | TRUE | FALSE | FALSE | -314 | 44.9 | TRUE | TRUE | FALSE | FALSE | 0 | 0 | TRUE | TRUE | TRUE | -314 | 44.9 | 0 | 0 | -3140 | 449 | 0 | 0 | 3423.1829 | 100000 | #N/A | 100000 | 0.034232 | 1 | #N/A | 0 | 0.00018167 | 0.005307 | #N/A | 0.005307 |  | 568 | 34.1512 | PASS | 1.8124 | PASS | Eligible | -0.57044 | 2.3829 | 568 | 3.4183 | kWh | 1001.5582 | N/A | N/A | 34.1832 |  | 568 | 1 | -314 | 44.9 | 0 | 0 | 10 | 0
| SWWH028H | Gro | Ex | CZ09 |  | 569 | SWWH028F | 1 | 10 | 2022 | natural gas | electricity | NR |  | -314 |  | 44.9 | -314 |  | 44.9 |  | -314 | 44.9 | 0 | 0 |  | 0 | 0 |  | TRUE | 10 | 0 | 0 | TRUE | 2022+10 | 2032+00 | TRUE | TRUE | FALSE | FALSE | -314 | 44.9 | TRUE | TRUE | FALSE | FALSE | 0 | 0 | TRUE | TRUE | TRUE | -314 | 44.9 | 0 | 0 | -3140 | 449 | 0 | 0 | 3423.1829 | 100000 | #N/A | 100000 | 0.034232 | 1 | #N/A | 0 | 0.00018167 | 0.005307 | #N/A | 0.005307 |  | 569 | 34.1512 | PASS | 1.8124 | PASS | Eligible | -0.57044 | 2.3829 | 569 | 3.4183 | kWh | 1001.5582 | N/A | N/A | 34.1832 |  | 569 | 1 | -314 | 44.9 | 0 | 0 | 10 | 0
| SWWH028H | Gro | Ex | CZ10 |  | 570 | SWWH028F | 1 | 10 | 2022 | natural gas | electricity | NR |  | -312 |  | 44.5 | -312 |  | 44.5 |  | -312 | 44.5 | 0 | 0 |  | 0 | 0 |  | TRUE | 10 | 0 | 0 | TRUE | 2022+10 | 2032+00 | TRUE | TRUE | FALSE | FALSE | -312 | 44.5 | TRUE | TRUE | FALSE | FALSE | 0 | 0 | TRUE | TRUE | TRUE | -312 | 44.5 | 0 | 0 | -3120 | 445 | 0 | 0 | 3423.1829 | 100000 | #N/A | 100000 | 0.034232 | 1 | #N/A | 0 | 0.00018167 | 0.005307 | #N/A | 0.005307 |  | 570 | 33.8197 | PASS | 1.7948 | PASS | Eligible | -0.56681 | 2.3616 | 570 | 3.3851 | kWh | 991.8383 | N/A | N/A | 33.8514 |  | 570 | 1 | -312 | 44.5 | 0 | 0 | 10 | 0
| SWWH028H | Gro | Ex | CZ11 |  | 571 | SWWH028F | 1 | 10 | 2022 | natural gas | electricity | NR |  | -322 |  | 45.5 | -322 |  | 45.5 |  | -322 | 45.5 | 0 | 0 |  | 0 | 0 |  | TRUE | 10 | 0 | 0 | TRUE | 2022+10 | 2032+00 | TRUE | TRUE | FALSE | FALSE | -322 | 45.5 | TRUE | TRUE | FALSE | FALSE | 0 | 0 | TRUE | TRUE | TRUE | -322 | 45.5 | 0 | 0 | -3220 | 455 | 0 | 0 | 3423.1829 | 100000 | #N/A | 100000 | 0.034232 | 1 | #N/A | 0 | 0.00018167 | 0.005307 | #N/A | 0.005307 |  | 571 | 34.4774 | PASS | 1.8297 | PASS | Eligible | -0.58498 | 2.4147 | 571 | 3.451 | kWh | 1011.138 | N/A | N/A | 34.5101 |  | 571 | 1 | -322 | 45.5 | 0 | 0 | 10 | 0
| SWWH028H | Gro | Ex | CZ12 |  | 572 | SWWH028F | 1 | 10 | 2022 | natural gas | electricity | NR |  | -339 |  | 47.7 | -339 |  | 47.7 |  | -339 | 47.7 | 0 | 0 |  | 0 | 0 |  | TRUE | 10 | 0 | 0 | TRUE | 2022+10 | 2032+00 | TRUE | TRUE | FALSE | FALSE | -339 | 47.7 | TRUE | TRUE | FALSE | FALSE | 0 | 0 | TRUE | TRUE | TRUE | -339 | 47.7 | 0 | 0 | -3390 | 477 | 0 | 0 | 3423.1829 | 100000 | #N/A | 100000 | 0.034232 | 1 | #N/A | 0 | 0.00018167 | 0.005307 | #N/A | 0.005307 |  | 572 | 36.0954 | PASS | 1.9156 | PASS | Eligible | -0.61586 | 2.5315 | 572 | 3.613 | kWh | 1058.5974 | N/A | N/A | 36.1299 |  | 572 | 1 | -339 | 47.7 | 0 | 0 | 10 | 0
| SWWH028H | Gro | Ex | CZ13 |  | 573 | SWWH028F | 1 | 10 | 2022 | natural gas | electricity | NR |  | -315 |  | 44.6 | -315 |  | 44.6 |  | -315 | 44.6 | 0 | 0 |  | 0 | 0 |  | TRUE | 10 | 0 | 0 | TRUE | 2022+10 | 2032+00 | TRUE | TRUE | FALSE | FALSE | -315 | 44.6 | TRUE | TRUE | FALSE | FALSE | 0 | 0 | TRUE | TRUE | TRUE | -315 | 44.6 | 0 | 0 | -3150 | 446 | 0 | 0 | 3423.1829 | 100000 | #N/A | 100000 | 0.034232 | 1 | #N/A | 0 | 0.00018167 | 0.005307 | #N/A | 0.005307 |  | 573 | 33.817 | PASS | 1.7947 | PASS | Eligible | -0.57226 | 2.3669 | 573 | 3.3849 | kWh | 991.7682 | N/A | N/A | 33.849 |  | 573 | 1 | -315 | 44.6 | 0 | 0 | 10 | 0
| SWWH028H | Gro | Ex | CZ14 |  | 574 | SWWH028F | 1 | 10 | 2022 | natural gas | electricity | NR |  | -325 |  | 46 | -325 |  | 46 |  | -325 | 46 | 0 | 0 |  | 0 | 0 |  | TRUE | 10 | 0 | 0 | TRUE | 2022+10 | 2032+00 | TRUE | TRUE | FALSE | FALSE | -325 | 46 | TRUE | TRUE | FALSE | FALSE | 0 | 0 | TRUE | TRUE | TRUE | -325 | 46 | 0 | 0 | -3250 | 460 | 0 | 0 | 3423.1829 | 100000 | #N/A | 100000 | 0.034232 | 1 | #N/A | 0 | 0.00018167 | 0.005307 | #N/A | 0.005307 |  | 574 | 34.8747 | PASS | 1.8508 | PASS | Eligible | -0.59043 | 2.4412 | 574 | 3.4908 | kWh | 1022.7879 | N/A | N/A | 34.9078 |  | 574 | 1 | -325 | 46 | 0 | 0 | 10 | 0
| SWWH028H | Gro | Ex | CZ15 |  | 575 | SWWH028F | 1 | 10 | 2022 | natural gas | electricity | NR |  | -231 |  | 33.5 | -231 |  | 33.5 |  | -231 | 33.5 | 0 | 0 |  | 0 | 0 |  | TRUE | 10 | 0 | 0 | TRUE | 2022+10 | 2032+00 | TRUE | TRUE | FALSE | FALSE | -231 | 33.5 | TRUE | TRUE | FALSE | FALSE | 0 | 0 | TRUE | TRUE | TRUE | -231 | 33.5 | 0 | 0 | -2310 | 335 | 0 | 0 | 3423.1829 | 100000 | #N/A | 100000 | 0.034232 | 1 | #N/A | 0 | 0.00018167 | 0.005307 | #N/A | 0.005307 |  | 575 | 25.5924 | PASS | 1.3582 | PASS | Eligible | -0.41966 | 1.7779 | 575 | 2.5616 | kWh | 750.5412 | N/A | N/A | 25.616 |  | 575 | 1 | -231 | 33.5 | 0 | 0 | 10 | 0
| SWWH028H | Gro | Ex | CZ16 |  | 576 | SWWH028F | 1 | 10 | 2022 | natural gas | electricity | NR |  | -407 |  | 56.6 | -407 |  | 56.6 |  | -407 | 56.6 | 0 | 0 |  | 0 | 0 |  | TRUE | 10 | 0 | 0 | TRUE | 2022+10 | 2032+00 | TRUE | TRUE | FALSE | FALSE | -407 | 56.6 | TRUE | TRUE | FALSE | FALSE | 0 | 0 | TRUE | TRUE | TRUE | -407 | 56.6 | 0 | 0 | -4070 | 566 | 0 | 0 | 3423.1829 | 100000 | #N/A | 100000 | 0.034232 | 1 | #N/A | 0 | 0.00018167 | 0.005307 | #N/A | 0.005307 |  | 576 | 42.6676 | PASS | 2.2644 | PASS | Eligible | -0.7394 | 3.0038 | 576 | 4.2709 | kWh | 1251.3651 | N/A | N/A | 42.7091 |  | 576 | 1 | -407 | 56.6 | 0 | 0 | 10 | 0
| SWWH028H | Hsp | Ex | CZ01 |  | 577 | SWWH028F | 1 | 10 | 2022 | natural gas | electricity | NR |  | -268 |  | 40.5 | -268 |  | 40.5 |  | -268 | 40.5 | 0 | 0 |  | 0 | 0 |  | TRUE | 10 | 0 | 0 | TRUE | 2022+10 | 2032+00 | TRUE | TRUE | FALSE | FALSE | -268 | 40.5 | TRUE | TRUE | FALSE | FALSE | 0 | 0 | TRUE | TRUE | TRUE | -268 | 40.5 | 0 | 0 | -2680 | 405 | 0 | 0 | 3423.1829 | 100000 | #N/A | 100000 | 0.034232 | 1 | #N/A | 0 | 0.00018167 | 0.005307 | #N/A | 0.005307 |  | 577 | 31.3259 | PASS | 1.6625 | PASS | Eligible | -0.48687 | 2.1494 | 577 | 3.1353 | kWh | 918.6393 | N/A | N/A | 31.3532 |  | 577 | 1 | -268 | 40.5 | 0 | 0 | 10 | 0
| SWWH028H | Hsp | Ex | CZ02 |  | 578 | SWWH028F | 1 | 10 | 2022 | natural gas | electricity | NR |  | -247 |  | 37.7 | -247 |  | 37.7 |  | -247 | 37.7 | 0 | 0 |  | 0 | 0 |  | TRUE | 10 | 0 | 0 | TRUE | 2022+10 | 2032+00 | TRUE | TRUE | FALSE | FALSE | -247 | 37.7 | TRUE | TRUE | FALSE | FALSE | 0 | 0 | TRUE | TRUE | TRUE | -247 | 37.7 | 0 | 0 | -2470 | 377 | 0 | 0 | 3423.1829 | 100000 | #N/A | 100000 | 0.034232 | 1 | #N/A | 0 | 0.00018167 | 0.005307 | #N/A | 0.005307 |  | 578 | 29.2447 | PASS | 1.552 | PASS | Eligible | -0.44872 | 2.0008 | 578 | 2.927 | kWh | 857.6001 | N/A | N/A | 29.2699 |  | 578 | 1 | -247 | 37.7 | 0 | 0 | 10 | 0
| SWWH028H | Hsp | Ex | CZ03 |  | 579 | SWWH028F | 1 | 10 | 2022 | natural gas | electricity | NR |  | -245 |  | 37.8 | -245 |  | 37.8 |  | -245 | 37.8 | 0 | 0 |  | 0 | 0 |  | TRUE | 10 | 0 | 0 | TRUE | 2022+10 | 2032+00 | TRUE | TRUE | FALSE | FALSE | -245 | 37.8 | TRUE | TRUE | FALSE | FALSE | 0 | 0 | TRUE | TRUE | TRUE | -245 | 37.8 | 0 | 0 | -2450 | 378 | 0 | 0 | 3423.1829 | 100000 | #N/A | 100000 | 0.034232 | 1 | #N/A | 0 | 0.00018167 | 0.005307 | #N/A | 0.005307 |  | 579 | 29.4132 | PASS | 1.561 | PASS | Eligible | -0.44509 | 2.0061 | 579 | 2.9438 | kWh | 862.53 | N/A | N/A | 29.4381 |  | 579 | 1 | -245 | 37.8 | 0 | 0 | 10 | 0
| SWWH028H | Hsp | Ex | CZ04 |  | 580 | SWWH028F | 1 | 10 | 2022 | natural gas | electricity | NR |  | -237 |  | 36.6 | -237 |  | 36.6 |  | -237 | 36.6 | 0 | 0 |  | 0 | 0 |  | TRUE | 10 | 0 | 0 | TRUE | 2022+10 | 2032+00 | TRUE | TRUE | FALSE | FALSE | -237 | 36.6 | TRUE | TRUE | FALSE | FALSE | 0 | 0 | TRUE | TRUE | TRUE | -237 | 36.6 | 0 | 0 | -2370 | 366 | 0 | 0 | 3423.1829 | 100000 | #N/A | 100000 | 0.034232 | 1 | #N/A | 0 | 0.00018167 | 0.005307 | #N/A | 0.005307 |  | 580 | 28.4871 | PASS | 1.5118 | PASS | Eligible | -0.43056 | 1.9424 | 580 | 2.8511 | kWh | 835.3703 | N/A | N/A | 28.5112 |  | 580 | 1 | -237 | 36.6 | 0 | 0 | 10 | 0
| SWWH028H | Hsp | Ex | CZ05 |  | 581 | SWWH028F | 1 | 10 | 2022 | natural gas | electricity | NR |  | -249 |  | 38.4 | -249 |  | 38.4 |  | -249 | 38.4 | 0 | 0 |  | 0 | 0 |  | TRUE | 10 | 0 | 0 | TRUE | 2022+10 | 2032+00 | TRUE | TRUE | FALSE | FALSE | -249 | 38.4 | TRUE | TRUE | FALSE | FALSE | 0 | 0 | TRUE | TRUE | TRUE | -249 | 38.4 | 0 | 0 | -2490 | 384 | 0 | 0 | 3423.1829 | 100000 | #N/A | 100000 | 0.034232 | 1 | #N/A | 0 | 0.00018167 | 0.005307 | #N/A | 0.005307 |  | 581 | 29.8763 | PASS | 1.5855 | PASS | Eligible | -0.45236 | 2.0379 | 581 | 2.9902 | kWh | 876.1099 | N/A | N/A | 29.9016 |  | 581 | 1 | -249 | 38.4 | 0 | 0 | 10 | 0
| SWWH028H | Hsp | Ex | CZ06 |  | 582 | SWWH028F | 1 | 10 | 2022 | natural gas | electricity | NR |  | -228 |  | 35.5 | -228 |  | 35.5 |  | -228 | 35.5 | 0 | 0 |  | 0 | 0 |  | TRUE | 10 | 0 | 0 | TRUE | 2022+10 | 2032+00 | TRUE | TRUE | FALSE | FALSE | -228 | 35.5 | TRUE | TRUE | FALSE | FALSE | 0 | 0 | TRUE | TRUE | TRUE | -228 | 35.5 | 0 | 0 | -2280 | 355 | 0 | 0 | 3423.1829 | 100000 | #N/A | 100000 | 0.034232 | 1 | #N/A | 0 | 0.00018167 | 0.005307 | #N/A | 0.005307 |  | 582 | 27.6951 | PASS | 1.4698 | PASS | Eligible | -0.41421 | 1.884 | 582 | 2.7718 | kWh | 812.1406 | N/A | N/A | 27.7184 |  | 582 | 1 | -228 | 35.5 | 0 | 0 | 10 | 0
| SWWH028H | Hsp | Ex | CZ07 |  | 583 | SWWH028F | 1 | 10 | 2022 | natural gas | electricity | NR |  | -225 |  | 35.1 | -225 |  | 35.1 |  | -225 | 35.1 | 0 | 0 |  | 0 | 0 |  | TRUE | 10 | 0 | 0 | TRUE | 2022+10 | 2032+00 | TRUE | TRUE | FALSE | FALSE | -225 | 35.1 | TRUE | TRUE | FALSE | FALSE | 0 | 0 | TRUE | TRUE | TRUE | -225 | 35.1 | 0 | 0 | -2250 | 351 | 0 | 0 | 3423.1829 | 100000 | #N/A | 100000 | 0.034232 | 1 | #N/A | 0 | 0.00018167 | 0.005307 | #N/A | 0.005307 |  | 583 | 27.3978 | PASS | 1.454 | PASS | Eligible | -0.40876 | 1.8628 | 583 | 2.7421 | kWh | 803.4207 | N/A | N/A | 27.4208 |  | 583 | 1 | -225 | 35.1 | 0 | 0 | 10 | 0
| SWWH028H | Hsp | Ex | CZ08 |  | 584 | SWWH028F | 1 | 10 | 2022 | natural gas | electricity | NR |  | -221 |  | 34.5 | -221 |  | 34.5 |  | -221 | 34.5 | 0 | 0 |  | 0 | 0 |  | TRUE | 10 | 0 | 0 | TRUE | 2022+10 | 2032+00 | TRUE | TRUE | FALSE | FALSE | -221 | 34.5 | TRUE | TRUE | FALSE | FALSE | 0 | 0 | TRUE | TRUE | TRUE | -221 | 34.5 | 0 | 0 | -2210 | 345 | 0 | 0 | 3423.1829 | 100000 | #N/A | 100000 | 0.034232 | 1 | #N/A | 0 | 0.00018167 | 0.005307 | #N/A | 0.005307 |  | 584 | 26.9348 | PASS | 1.4294 | PASS | Eligible | -0.40149 | 1.8309 | 584 | 2.6957 | kWh | 789.8409 | N/A | N/A | 26.9573 |  | 584 | 1 | -221 | 34.5 | 0 | 0 | 10 | 0
| SWWH028H | Hsp | Ex | CZ09 |  | 585 | SWWH028F | 1 | 10 | 2022 | natural gas | electricity | NR |  | -221 |  | 34.5 | -221 |  | 34.5 |  | -221 | 34.5 | 0 | 0 |  | 0 | 0 |  | TRUE | 10 | 0 | 0 | TRUE | 2022+10 | 2032+00 | TRUE | TRUE | FALSE | FALSE | -221 | 34.5 | TRUE | TRUE | FALSE | FALSE | 0 | 0 | TRUE | TRUE | TRUE | -221 | 34.5 | 0 | 0 | -2210 | 345 | 0 | 0 | 3423.1829 | 100000 | #N/A | 100000 | 0.034232 | 1 | #N/A | 0 | 0.00018167 | 0.005307 | #N/A | 0.005307 |  | 585 | 26.9348 | PASS | 1.4294 | PASS | Eligible | -0.40149 | 1.8309 | 585 | 2.6957 | kWh | 789.8409 | N/A | N/A | 26.9573 |  | 585 | 1 | -221 | 34.5 | 0 | 0 | 10 | 0
| SWWH028H | Hsp | Ex | CZ10 |  | 586 | SWWH028F | 1 | 10 | 2022 | natural gas | electricity | NR |  | -220 |  | 34.3 | -220 |  | 34.3 |  | -220 | 34.3 | 0 | 0 |  | 0 | 0 |  | TRUE | 10 | 0 | 0 | TRUE | 2022+10 | 2032+00 | TRUE | TRUE | FALSE | FALSE | -220 | 34.3 | TRUE | TRUE | FALSE | FALSE | 0 | 0 | TRUE | TRUE | TRUE | -220 | 34.3 | 0 | 0 | -2200 | 343 | 0 | 0 | 3423.1829 | 100000 | #N/A | 100000 | 0.034232 | 1 | #N/A | 0 | 0.00018167 | 0.005307 | #N/A | 0.005307 |  | 586 | 26.769 | PASS | 1.4206 | PASS | Eligible | -0.39967 | 1.8203 | 586 | 2.6791 | kWh | 784.981 | N/A | N/A | 26.7914 |  | 586 | 1 | -220 | 34.3 | 0 | 0 | 10 | 0
| SWWH028H | Hsp | Ex | CZ11 |  | 587 | SWWH028F | 1 | 10 | 2022 | natural gas | electricity | NR |  | -225 |  | 34.8 | -225 |  | 34.8 |  | -225 | 34.8 | 0 | 0 |  | 0 | 0 |  | TRUE | 10 | 0 | 0 | TRUE | 2022+10 | 2032+00 | TRUE | TRUE | FALSE | FALSE | -225 | 34.8 | TRUE | TRUE | FALSE | FALSE | 0 | 0 | TRUE | TRUE | TRUE | -225 | 34.8 | 0 | 0 | -2250 | 348 | 0 | 0 | 3423.1829 | 100000 | #N/A | 100000 | 0.034232 | 1 | #N/A | 0 | 0.00018167 | 0.005307 | #N/A | 0.005307 |  | 587 | 27.0978 | PASS | 1.4381 | PASS | Eligible | -0.40876 | 1.8468 | 587 | 2.7121 | kWh | 794.6308 | N/A | N/A | 27.1207 |  | 587 | 1 | -225 | 34.8 | 0 | 0 | 10 | 0
| SWWH028H | Hsp | Ex | CZ12 |  | 588 | SWWH028F | 1 | 10 | 2022 | natural gas | electricity | NR |  | -234 |  | 35.9 | -234 |  | 35.9 |  | -234 | 35.9 | 0 | 0 |  | 0 | 0 |  | TRUE | 10 | 0 | 0 | TRUE | 2022+10 | 2032+00 | TRUE | TRUE | FALSE | FALSE | -234 | 35.9 | TRUE | TRUE | FALSE | FALSE | 0 | 0 | TRUE | TRUE | TRUE | -234 | 35.9 | 0 | 0 | -2340 | 359 | 0 | 0 | 3423.1829 | 100000 | #N/A | 100000 | 0.034232 | 1 | #N/A | 0 | 0.00018167 | 0.005307 | #N/A | 0.005307 |  | 588 | 27.8898 | PASS | 1.4801 | PASS | Eligible | -0.42511 | 1.9052 | 588 | 2.7914 | kWh | 817.8605 | N/A | N/A | 27.9136 |  | 588 | 1 | -234 | 35.9 | 0 | 0 | 10 | 0
| SWWH028H | Hsp | Ex | CZ13 |  | 589 | SWWH028F | 1 | 10 | 2022 | natural gas | electricity | NR |  | -222 |  | 34.4 | -222 |  | 34.4 |  | -222 | 34.4 | 0 | 0 |  | 0 | 0 |  | TRUE | 10 | 0 | 0 | TRUE | 2022+10 | 2032+00 | TRUE | TRUE | FALSE | FALSE | -222 | 34.4 | TRUE | TRUE | FALSE | FALSE | 0 | 0 | TRUE | TRUE | TRUE | -222 | 34.4 | 0 | 0 | -2220 | 344 | 0 | 0 | 3423.1829 | 100000 | #N/A | 100000 | 0.034232 | 1 | #N/A | 0 | 0.00018167 | 0.005307 | #N/A | 0.005307 |  | 589 | 26.8005 | PASS | 1.4223 | PASS | Eligible | -0.40331 | 1.8256 | 589 | 2.6823 | kWh | 785.9109 | N/A | N/A | 26.8231 |  | 589 | 1 | -222 | 34.4 | 0 | 0 | 10 | 0
| SWWH028H | Hsp | Ex | CZ14 |  | 590 | SWWH028F | 1 | 10 | 2022 | natural gas | electricity | NR |  | -227 |  | 35.1 | -227 |  | 35.1 |  | -227 | 35.1 | 0 | 0 |  | 0 | 0 |  | TRUE | 10 | 0 | 0 | TRUE | 2022+10 | 2032+00 | TRUE | TRUE | FALSE | FALSE | -227 | 35.1 | TRUE | TRUE | FALSE | FALSE | 0 | 0 | TRUE | TRUE | TRUE | -227 | 35.1 | 0 | 0 | -2270 | 351 | 0 | 0 | 3423.1829 | 100000 | #N/A | 100000 | 0.034232 | 1 | #N/A | 0 | 0.00018167 | 0.005307 | #N/A | 0.005307 |  | 590 | 27.3294 | PASS | 1.4504 | PASS | Eligible | -0.41239 | 1.8628 | 590 | 2.7352 | kWh | 801.4207 | N/A | N/A | 27.3525 |  | 590 | 1 | -227 | 35.1 | 0 | 0 | 10 | 0
| SWWH028H | Hsp | Ex | CZ15 |  | 591 | SWWH028F | 1 | 10 | 2022 | natural gas | electricity | NR |  | -181 |  | 28.9 | -181 |  | 28.9 |  | -181 | 28.9 | 0 | 0 |  | 0 | 0 |  | TRUE | 10 | 0 | 0 | TRUE | 2022+10 | 2032+00 | TRUE | TRUE | FALSE | FALSE | -181 | 28.9 | TRUE | TRUE | FALSE | FALSE | 0 | 0 | TRUE | TRUE | TRUE | -181 | 28.9 | 0 | 0 | -1810 | 289 | 0 | 0 | 3423.1829 | 100000 | #N/A | 100000 | 0.034232 | 1 | #N/A | 0 | 0.00018167 | 0.005307 | #N/A | 0.005307 |  | 591 | 22.704 | PASS | 1.2049 | PASS | Eligible | -0.32882 | 1.5337 | 591 | 2.2722 | kWh | 665.7624 | N/A | N/A | 22.7225 |  | 591 | 1 | -181 | 28.9 | 0 | 0 | 10 | 0
| SWWH028H | Hsp | Ex | CZ16 |  | 592 | SWWH028F | 1 | 10 | 2022 | natural gas | electricity | NR |  | -266 |  | 40.3 | -266 |  | 40.3 |  | -266 | 40.3 | 0 | 0 |  | 0 | 0 |  | TRUE | 10 | 0 | 0 | TRUE | 2022+10 | 2032+00 | TRUE | TRUE | FALSE | FALSE | -266 | 40.3 | TRUE | TRUE | FALSE | FALSE | 0 | 0 | TRUE | TRUE | TRUE | -266 | 40.3 | 0 | 0 | -2660 | 403 | 0 | 0 | 3423.1829 | 100000 | #N/A | 100000 | 0.034232 | 1 | #N/A | 0 | 0.00018167 | 0.005307 | #N/A | 0.005307 |  | 592 | 31.1943 | PASS | 1.6555 | PASS | Eligible | -0.48324 | 2.1387 | 592 | 3.1221 | kWh | 914.7794 | N/A | N/A | 31.2214 |  | 592 | 1 | -266 | 40.3 | 0 | 0 | 10 | 0
| SWWH028H | Nrs | Ex | CZ01 |  | 593 | SWWH028F | 1 | 10 | 2022 | natural gas | electricity | NR |  | -271 |  | 38.2 | -271 |  | 38.2 |  | -271 | 38.2 | 0 | 0 |  | 0 | 0 |  | TRUE | 10 | 0 | 0 | TRUE | 2022+10 | 2032+00 | TRUE | TRUE | FALSE | FALSE | -271 | 38.2 | TRUE | TRUE | FALSE | FALSE | 0 | 0 | TRUE | TRUE | TRUE | -271 | 38.2 | 0 | 0 | -2710 | 382 | 0 | 0 | 3423.1829 | 100000 | #N/A | 100000 | 0.034232 | 1 | #N/A | 0 | 0.00018167 | 0.005307 | #N/A | 0.005307 |  | 593 | 28.9232 | PASS | 1.535 | PASS | Eligible | -0.49232 | 2.0273 | 593 | 2.8951 | kWh | 848.2499 | N/A | N/A | 28.9508 |  | 593 | 1 | -271 | 38.2 | 0 | 0 | 10 | 0
| SWWH028H | Nrs | Ex | CZ02 |  | 594 | SWWH028F | 1 | 10 | 2022 | natural gas | electricity | NR |  | -250 |  | 35.5 | -250 |  | 35.5 |  | -250 | 35.5 | 0 | 0 |  | 0 | 0 |  | TRUE | 10 | 0 | 0 | TRUE | 2022+10 | 2032+00 | TRUE | TRUE | FALSE | FALSE | -250 | 35.5 | TRUE | TRUE | FALSE | FALSE | 0 | 0 | TRUE | TRUE | TRUE | -250 | 35.5 | 0 | 0 | -2500 | 355 | 0 | 0 | 3423.1829 | 100000 | #N/A | 100000 | 0.034232 | 1 | #N/A | 0 | 0.00018167 | 0.005307 | #N/A | 0.005307 |  | 594 | 26.942 | PASS | 1.4298 | PASS | Eligible | -0.45417 | 1.884 | 594 | 2.6968 | kWh | 790.1406 | N/A | N/A | 26.9675 |  | 594 | 1 | -250 | 35.5 | 0 | 0 | 10 | 0
| SWWH028H | Nrs | Ex | CZ03 |  | 595 | SWWH028F | 1 | 10 | 2022 | natural gas | electricity | NR |  | -251 |  | 35.6 | -251 |  | 35.6 |  | -251 | 35.6 | 0 | 0 |  | 0 | 0 |  | TRUE | 10 | 0 | 0 | TRUE | 2022+10 | 2032+00 | TRUE | TRUE | FALSE | FALSE | -251 | 35.6 | TRUE | TRUE | FALSE | FALSE | 0 | 0 | TRUE | TRUE | TRUE | -251 | 35.6 | 0 | 0 | -2510 | 356 | 0 | 0 | 3423.1829 | 100000 | #N/A | 100000 | 0.034232 | 1 | #N/A | 0 | 0.00018167 | 0.005307 | #N/A | 0.005307 |  | 595 | 27.0078 | PASS | 1.4333 | PASS | Eligible | -0.45599 | 1.8893 | 595 | 2.7033 | kWh | 792.0706 | N/A | N/A | 27.0334 |  | 595 | 1 | -251 | 35.6 | 0 | 0 | 10 | 0
| SWWH028H | Nrs | Ex | CZ04 |  | 596 | SWWH028F | 1 | 10 | 2022 | natural gas | electricity | NR |  | -242 |  | 34.4 | -242 |  | 34.4 |  | -242 | 34.4 | 0 | 0 |  | 0 | 0 |  | TRUE | 10 | 0 | 0 | TRUE | 2022+10 | 2032+00 | TRUE | TRUE | FALSE | FALSE | -242 | 34.4 | TRUE | TRUE | FALSE | FALSE | 0 | 0 | TRUE | TRUE | TRUE | -242 | 34.4 | 0 | 0 | -2420 | 344 | 0 | 0 | 3423.1829 | 100000 | #N/A | 100000 | 0.034232 | 1 | #N/A | 0 | 0.00018167 | 0.005307 | #N/A | 0.005307 |  | 596 | 26.1159 | PASS | 1.386 | PASS | Eligible | -0.43964 | 1.8256 | 596 | 2.6141 | kWh | 765.9109 | N/A | N/A | 26.1405 |  | 596 | 1 | -242 | 34.4 | 0 | 0 | 10 | 0
| SWWH028H | Nrs | Ex | CZ05 |  | 597 | SWWH028F | 1 | 10 | 2022 | natural gas | electricity | NR |  | -254 |  | 36.1 | -254 |  | 36.1 |  | -254 | 36.1 | 0 | 0 |  | 0 | 0 |  | TRUE | 10 | 0 | 0 | TRUE | 2022+10 | 2032+00 | TRUE | TRUE | FALSE | FALSE | -254 | 36.1 | TRUE | TRUE | FALSE | FALSE | 0 | 0 | TRUE | TRUE | TRUE | -254 | 36.1 | 0 | 0 | -2540 | 361 | 0 | 0 | 3423.1829 | 100000 | #N/A | 100000 | 0.034232 | 1 | #N/A | 0 | 0.00018167 | 0.005307 | #N/A | 0.005307 |  | 597 | 27.4051 | PASS | 1.4544 | PASS | Eligible | -0.46144 | 1.9158 | 597 | 2.7431 | kWh | 803.7205 | N/A | N/A | 27.431 |  | 597 | 1 | -254 | 36.1 | 0 | 0 | 10 | 0
| SWWH028H | Nrs | Ex | CZ06 |  | 598 | SWWH028F | 1 | 10 | 2022 | natural gas | electricity | NR |  | -235 |  | 33.4 | -235 |  | 33.4 |  | -235 | 33.4 | 0 | 0 |  | 0 | 0 |  | TRUE | 10 | 0 | 0 | TRUE | 2022+10 | 2032+00 | TRUE | TRUE | FALSE | FALSE | -235 | 33.4 | TRUE | TRUE | FALSE | FALSE | 0 | 0 | TRUE | TRUE | TRUE | -235 | 33.4 | 0 | 0 | -2350 | 334 | 0 | 0 | 3423.1829 | 100000 | #N/A | 100000 | 0.034232 | 1 | #N/A | 0 | 0.00018167 | 0.005307 | #N/A | 0.005307 |  | 598 | 25.3555 | PASS | 1.3456 | PASS | Eligible | -0.42692 | 1.7726 | 598 | 2.5379 | kWh | 743.6112 | N/A | N/A | 25.3794 |  | 598 | 1 | -235 | 33.4 | 0 | 0 | 10 | 0
| SWWH028H | Nrs | Ex | CZ07 |  | 599 | SWWH028F | 1 | 10 | 2022 | natural gas | electricity | NR |  | -232 |  | 33.1 | -232 |  | 33.1 |  | -232 | 33.1 | 0 | 0 |  | 0 | 0 |  | TRUE | 10 | 0 | 0 | TRUE | 2022+10 | 2032+00 | TRUE | TRUE | FALSE | FALSE | -232 | 33.1 | TRUE | TRUE | FALSE | FALSE | 0 | 0 | TRUE | TRUE | TRUE | -232 | 33.1 | 0 | 0 | -2320 | 331 | 0 | 0 | 3423.1829 | 100000 | #N/A | 100000 | 0.034232 | 1 | #N/A | 0 | 0.00018167 | 0.005307 | #N/A | 0.005307 |  | 599 | 25.1582 | PASS | 1.3352 | PASS | Eligible | -0.42147 | 1.7566 | 599 | 2.5182 | kWh | 737.8213 | N/A | N/A | 25.1818 |  | 599 | 1 | -232 | 33.1 | 0 | 0 | 10 | 0
| SWWH028H | Nrs | Ex | CZ08 |  | 600 | SWWH028F | 1 | 10 | 2022 | natural gas | electricity | NR |  | -228 |  | 32.5 | -228 |  | 32.5 |  | -228 | 32.5 | 0 | 0 |  | 0 | 0 |  | TRUE | 10 | 0 | 0 | TRUE | 2022+10 | 2032+00 | TRUE | TRUE | FALSE | FALSE | -228 | 32.5 | TRUE | TRUE | FALSE | FALSE | 0 | 0 | TRUE | TRUE | TRUE | -228 | 32.5 | 0 | 0 | -2280 | 325 | 0 | 0 | 3423.1829 | 100000 | #N/A | 100000 | 0.034232 | 1 | #N/A | 0 | 0.00018167 | 0.005307 | #N/A | 0.005307 |  | 600 | 24.6951 | PASS | 1.3106 | PASS | Eligible | -0.41421 | 1.7248 | 600 | 2.4718 | kWh | 724.2414 | N/A | N/A | 24.7184 |  | 600 | 1 | -228 | 32.5 | 0 | 0 | 10 | 0
| SWWH028H | Nrs | Ex | CZ09 |  | 601 | SWWH028F | 1 | 10 | 2022 | natural gas | electricity | NR |  | -228 |  | 32.5 | -228 |  | 32.5 |  | -228 | 32.5 | 0 | 0 |  | 0 | 0 |  | TRUE | 10 | 0 | 0 | TRUE | 2022+10 | 2032+00 | TRUE | TRUE | FALSE | FALSE | -228 | 32.5 | TRUE | TRUE | FALSE | FALSE | 0 | 0 | TRUE | TRUE | TRUE | -228 | 32.5 | 0 | 0 | -2280 | 325 | 0 | 0 | 3423.1829 | 100000 | #N/A | 100000 | 0.034232 | 1 | #N/A | 0 | 0.00018167 | 0.005307 | #N/A | 0.005307 |  | 601 | 24.6951 | PASS | 1.3106 | PASS | Eligible | -0.41421 | 1.7248 | 601 | 2.4718 | kWh | 724.2414 | N/A | N/A | 24.7184 |  | 601 | 1 | -228 | 32.5 | 0 | 0 | 10 | 0
| SWWH028H | Nrs | Ex | CZ10 |  | 602 | SWWH028F | 1 | 10 | 2022 | natural gas | electricity | NR |  | -227 |  | 32.3 | -227 |  | 32.3 |  | -227 | 32.3 | 0 | 0 |  | 0 | 0 |  | TRUE | 10 | 0 | 0 | TRUE | 2022+10 | 2032+00 | TRUE | TRUE | FALSE | FALSE | -227 | 32.3 | TRUE | TRUE | FALSE | FALSE | 0 | 0 | TRUE | TRUE | TRUE | -227 | 32.3 | 0 | 0 | -2270 | 323 | 0 | 0 | 3423.1829 | 100000 | #N/A | 100000 | 0.034232 | 1 | #N/A | 0 | 0.00018167 | 0.005307 | #N/A | 0.005307 |  | 602 | 24.5294 | PASS | 1.3018 | PASS | Eligible | -0.41239 | 1.7142 | 602 | 2.4552 | kWh | 719.3815 | N/A | N/A | 24.5525 |  | 602 | 1 | -227 | 32.3 | 0 | 0 | 10 | 0
| SWWH028H | Nrs | Ex | CZ11 |  | 603 | SWWH028F | 1 | 10 | 2022 | natural gas | electricity | NR |  | -231 |  | 32.8 | -231 |  | 32.8 |  | -231 | 32.8 | 0 | 0 |  | 0 | 0 |  | TRUE | 10 | 0 | 0 | TRUE | 2022+10 | 2032+00 | TRUE | TRUE | FALSE | FALSE | -231 | 32.8 | TRUE | TRUE | FALSE | FALSE | 0 | 0 | TRUE | TRUE | TRUE | -231 | 32.8 | 0 | 0 | -2310 | 328 | 0 | 0 | 3423.1829 | 100000 | #N/A | 100000 | 0.034232 | 1 | #N/A | 0 | 0.00018167 | 0.005307 | #N/A | 0.005307 |  | 603 | 24.8924 | PASS | 1.3211 | PASS | Eligible | -0.41966 | 1.7407 | 603 | 2.4916 | kWh | 730.0314 | N/A | N/A | 24.916 |  | 603 | 1 | -231 | 32.8 | 0 | 0 | 10 | 0
| SWWH028H | Nrs | Ex | CZ12 |  | 604 | SWWH028F | 1 | 10 | 2022 | natural gas | electricity | NR |  | -238 |  | 33.8 | -238 |  | 33.8 |  | -238 | 33.8 | 0 | 0 |  | 0 | 0 |  | TRUE | 10 | 0 | 0 | TRUE | 2022+10 | 2032+00 | TRUE | TRUE | FALSE | FALSE | -238 | 33.8 | TRUE | TRUE | FALSE | FALSE | 0 | 0 | TRUE | TRUE | TRUE | -238 | 33.8 | 0 | 0 | -2380 | 338 | 0 | 0 | 3423.1829 | 100000 | #N/A | 100000 | 0.034232 | 1 | #N/A | 0 | 0.00018167 | 0.005307 | #N/A | 0.005307 |  | 604 | 25.6528 | PASS | 1.3614 | PASS | Eligible | -0.43237 | 1.7938 | 604 | 2.5677 | kWh | 752.3311 | N/A | N/A | 25.6771 |  | 604 | 1 | -238 | 33.8 | 0 | 0 | 10 | 0
| SWWH028H | Nrs | Ex | CZ13 |  | 605 | SWWH028F | 1 | 10 | 2022 | natural gas | electricity | NR |  | -228 |  | 32.4 | -228 |  | 32.4 |  | -228 | 32.4 | 0 | 0 |  | 0 | 0 |  | TRUE | 10 | 0 | 0 | TRUE | 2022+10 | 2032+00 | TRUE | TRUE | FALSE | FALSE | -228 | 32.4 | TRUE | TRUE | FALSE | FALSE | 0 | 0 | TRUE | TRUE | TRUE | -228 | 32.4 | 0 | 0 | -2280 | 324 | 0 | 0 | 3423.1829 | 100000 | #N/A | 100000 | 0.034232 | 1 | #N/A | 0 | 0.00018167 | 0.005307 | #N/A | 0.005307 |  | 605 | 24.5951 | PASS | 1.3053 | PASS | Eligible | -0.41421 | 1.7195 | 605 | 2.4618 | kWh | 721.3115 | N/A | N/A | 24.6184 |  | 605 | 1 | -228 | 32.4 | 0 | 0 | 10 | 0
| SWWH028H | Nrs | Ex | CZ14 |  | 606 | SWWH028F | 1 | 10 | 2022 | natural gas | electricity | NR |  | -232 |  | 33 | -232 |  | 33 |  | -232 | 33 | 0 | 0 |  | 0 | 0 |  | TRUE | 10 | 0 | 0 | TRUE | 2022+10 | 2032+00 | TRUE | TRUE | FALSE | FALSE | -232 | 33 | TRUE | TRUE | FALSE | FALSE | 0 | 0 | TRUE | TRUE | TRUE | -232 | 33 | 0 | 0 | -2320 | 330 | 0 | 0 | 3423.1829 | 100000 | #N/A | 100000 | 0.034232 | 1 | #N/A | 0 | 0.00018167 | 0.005307 | #N/A | 0.005307 |  | 606 | 25.0582 | PASS | 1.3298 | PASS | Eligible | -0.42147 | 1.7513 | 606 | 2.5082 | kWh | 734.8913 | N/A | N/A | 25.0818 |  | 606 | 1 | -232 | 33 | 0 | 0 | 10 | 0
| SWWH028H | Nrs | Ex | CZ15 |  | 607 | SWWH028F | 1 | 10 | 2022 | natural gas | electricity | NR |  | -190 |  | 27.2 | -190 |  | 27.2 |  | -190 | 27.2 | 0 | 0 |  | 0 | 0 |  | TRUE | 10 | 0 | 0 | TRUE | 2022+10 | 2032+00 | TRUE | TRUE | FALSE | FALSE | -190 | 27.2 | TRUE | TRUE | FALSE | FALSE | 0 | 0 | TRUE | TRUE | TRUE | -190 | 27.2 | 0 | 0 | -1900 | 272 | 0 | 0 | 3423.1829 | 100000 | #N/A | 100000 | 0.034232 | 1 | #N/A | 0 | 0.00018167 | 0.005307 | #N/A | 0.005307 |  | 607 | 20.696 | PASS | 1.0983 | PASS | Eligible | -0.34517 | 1.4435 | 607 | 2.0715 | kWh | 606.9528 | N/A | N/A | 20.7153 |  | 607 | 1 | -190 | 27.2 | 0 | 0 | 10 | 0
| SWWH028H | Nrs | Ex | CZ16 |  | 608 | SWWH028F | 1 | 10 | 2022 | natural gas | electricity | NR |  | -269 |  | 38 | -269 |  | 38 |  | -269 | 38 | 0 | 0 |  | 0 | 0 |  | TRUE | 10 | 0 | 0 | TRUE | 2022+10 | 2032+00 | TRUE | TRUE | FALSE | FALSE | -269 | 38 | TRUE | TRUE | FALSE | FALSE | 0 | 0 | TRUE | TRUE | TRUE | -269 | 38 | 0 | 0 | -2690 | 380 | 0 | 0 | 3423.1829 | 100000 | #N/A | 100000 | 0.034232 | 1 | #N/A | 0 | 0.00018167 | 0.005307 | #N/A | 0.005307 |  | 608 | 28.7916 | PASS | 1.528 | PASS | Eligible | -0.48869 | 2.0167 | 608 | 2.8819 | kWh | 844.39 | N/A | N/A | 28.819 |  | 608 | 1 | -269 | 38 | 0 | 0 | 10 | 0
| SWWH028H | Htl | Ex | CZ01 |  | 609 | SWWH028F | 1 | 10 | 2022 | natural gas | electricity | NR |  | -25.5 |  | 4 | -25.5 |  | 4 |  | -25.5 | 4 | 0 | 0 |  | 0 | 0 |  | TRUE | 10 | 0 | 0 | TRUE | 2022+10 | 2032+00 | TRUE | TRUE | FALSE | FALSE | -25.5 | 4 | TRUE | TRUE | FALSE | FALSE | 0 | 0 | TRUE | TRUE | TRUE | -25.5 | 4 | 0 | 0 | -255 | 40 | 0 | 0 | 3423.1829 | 100000 | #N/A | 100000 | 0.034232 | 1 | #N/A | 0 | 0.00018167 | 0.005307 | #N/A | 0.005307 |  | 609 | 3.1271 | PASS | 0.16596 | PASS | Eligible | -0.046326 | 0.21228 | 609 | 0.31297 | kWh | 91.6989 | N/A | N/A | 3.1297 |  | 609 | 1 | -25.5 | 4 | 0 | 0 | 10 | 0
| SWWH028H | Htl | Ex | CZ02 |  | 610 | SWWH028F | 1 | 10 | 2022 | natural gas | electricity | NR |  | -23.6 |  | 3.72 | -23.6 |  | 3.72 |  | -23.6 | 3.72 | 0 | 0 |  | 0 | 0 |  | TRUE | 10 | 0 | 0 | TRUE | 2022+10 | 2032+00 | TRUE | TRUE | FALSE | FALSE | -23.6 | 3.72 | TRUE | TRUE | FALSE | FALSE | 0 | 0 | TRUE | TRUE | TRUE | -23.6 | 3.72 | 0 | 0 | -236 | 37.2 | 0 | 0 | 3423.1829 | 100000 | #N/A | 100000 | 0.034232 | 1 | #N/A | 0 | 0.00018167 | 0.005307 | #N/A | 0.005307 |  | 610 | 2.9121 | PASS | 0.15455 | PASS | Eligible | -0.042874 | 0.19742 | 610 | 0.29145 | kWh | 85.395 | N/A | N/A | 2.9145 |  | 610 | 1 | -23.6 | 3.72 | 0 | 0 | 10 | 0
| SWWH028H | Htl | Ex | CZ03 |  | 611 | SWWH028F | 1 | 10 | 2022 | natural gas | electricity | NR |  | -23.7 |  | 3.73 | -23.7 |  | 3.73 |  | -23.7 | 3.73 | 0 | 0 |  | 0 | 0 |  | TRUE | 10 | 0 | 0 | TRUE | 2022+10 | 2032+00 | TRUE | TRUE | FALSE | FALSE | -23.7 | 3.73 | TRUE | TRUE | FALSE | FALSE | 0 | 0 | TRUE | TRUE | TRUE | -23.7 | 3.73 | 0 | 0 | -237 | 37.3 | 0 | 0 | 3423.1829 | 100000 | #N/A | 100000 | 0.034232 | 1 | #N/A | 0 | 0.00018167 | 0.005307 | #N/A | 0.005307 |  | 611 | 2.9187 | PASS | 0.1549 | PASS | Eligible | -0.043056 | 0.19795 | 611 | 0.29211 | kWh | 85.588 | N/A | N/A | 2.9211 |  | 611 | 1 | -23.7 | 3.73 | 0 | 0 | 10 | 0
| SWWH028H | Htl | Ex | CZ04 |  | 612 | SWWH028F | 1 | 10 | 2022 | natural gas | electricity | NR |  | -22.9 |  | 3.61 | -22.9 |  | 3.61 |  | -22.9 | 3.61 | 0 | 0 |  | 0 | 0 |  | TRUE | 10 | 0 | 0 | TRUE | 2022+10 | 2032+00 | TRUE | TRUE | FALSE | FALSE | -22.9 | 3.61 | TRUE | TRUE | FALSE | FALSE | 0 | 0 | TRUE | TRUE | TRUE | -22.9 | 3.61 | 0 | 0 | -229 | 36.1 | 0 | 0 | 3423.1829 | 100000 | #N/A | 100000 | 0.034232 | 1 | #N/A | 0 | 0.00018167 | 0.005307 | #N/A | 0.005307 |  | 612 | 2.8261 | PASS | 0.14998 | PASS | Eligible | -0.041602 | 0.19158 | 612 | 0.28284 | kWh | 82.872 | N/A | N/A | 2.8284 |  | 612 | 1 | -22.9 | 3.61 | 0 | 0 | 10 | 0
| SWWH028H | Htl | Ex | CZ05 |  | 613 | SWWH028F | 1 | 10 | 2022 | natural gas | electricity | NR |  | -24 |  | 3.78 | -24 |  | 3.78 |  | -24 | 3.78 | 0 | 0 |  | 0 | 0 |  | TRUE | 10 | 0 | 0 | TRUE | 2022+10 | 2032+00 | TRUE | TRUE | FALSE | FALSE | -24 | 3.78 | TRUE | TRUE | FALSE | FALSE | 0 | 0 | TRUE | TRUE | TRUE | -24 | 3.78 | 0 | 0 | -240 | 37.8 | 0 | 0 | 3423.1829 | 100000 | #N/A | 100000 | 0.034232 | 1 | #N/A | 0 | 0.00018167 | 0.005307 | #N/A | 0.005307 |  | 613 | 2.9584 | PASS | 0.15701 | PASS | Eligible | -0.043601 | 0.20061 | 613 | 0.29609 | kWh | 86.753 | N/A | N/A | 2.9609 |  | 613 | 1 | -24 | 3.78 | 0 | 0 | 10 | 0
| SWWH028H | Htl | Ex | CZ06 |  | 614 | SWWH028F | 1 | 10 | 2022 | natural gas | electricity | NR |  | -22.2 |  | 3.5 | -22.2 |  | 3.5 |  | -22.2 | 3.5 | 0 | 0 |  | 0 | 0 |  | TRUE | 10 | 0 | 0 | TRUE | 2022+10 | 2032+00 | TRUE | TRUE | FALSE | FALSE | -22.2 | 3.5 | TRUE | TRUE | FALSE | FALSE | 0 | 0 | TRUE | TRUE | TRUE | -22.2 | 3.5 | 0 | 0 | -222 | 35 | 0 | 0 | 3423.1829 | 100000 | #N/A | 100000 | 0.034232 | 1 | #N/A | 0 | 0.00018167 | 0.005307 | #N/A | 0.005307 |  | 614 | 2.7401 | PASS | 0.14542 | PASS | Eligible | -0.040331 | 0.18575 | 614 | 0.27423 | kWh | 80.3491 | N/A | N/A | 2.7423 |  | 614 | 1 | -22.2 | 3.5 | 0 | 0 | 10 | 0
| SWWH028H | Htl | Ex | CZ07 |  | 615 | SWWH028F | 1 | 10 | 2022 | natural gas | electricity | NR |  | -21.9 |  | 3.46 | -21.9 |  | 3.46 |  | -21.9 | 3.46 | 0 | 0 |  | 0 | 0 |  | TRUE | 10 | 0 | 0 | TRUE | 2022+10 | 2032+00 | TRUE | TRUE | FALSE | FALSE | -21.9 | 3.46 | TRUE | TRUE | FALSE | FALSE | 0 | 0 | TRUE | TRUE | TRUE | -21.9 | 3.46 | 0 | 0 | -219 | 34.6 | 0 | 0 | 3423.1829 | 100000 | #N/A | 100000 | 0.034232 | 1 | #N/A | 0 | 0.00018167 | 0.005307 | #N/A | 0.005307 |  | 615 | 2.7103 | PASS | 0.14384 | PASS | Eligible | -0.039786 | 0.18362 | 615 | 0.27126 | kWh | 79.4771 | N/A | N/A | 2.7126 |  | 615 | 1 | -21.9 | 3.46 | 0 | 0 | 10 | 0
| SWWH028H | Htl | Ex | CZ08 |  | 616 | SWWH028F | 1 | 10 | 2022 | natural gas | electricity | NR |  | -21.7 |  | 3.41 | -21.7 |  | 3.41 |  | -21.7 | 3.41 | 0 | 0 |  | 0 | 0 |  | TRUE | 10 | 0 | 0 | TRUE | 2022+10 | 2032+00 | TRUE | TRUE | FALSE | FALSE | -21.7 | 3.41 | TRUE | TRUE | FALSE | FALSE | 0 | 0 | TRUE | TRUE | TRUE | -21.7 | 3.41 | 0 | 0 | -217 | 34.1 | 0 | 0 | 3423.1829 | 100000 | #N/A | 100000 | 0.034232 | 1 | #N/A | 0 | 0.00018167 | 0.005307 | #N/A | 0.005307 |  | 616 | 2.6672 | PASS | 0.14155 | PASS | Eligible | -0.039422 | 0.18097 | 616 | 0.26694 | kWh | 78.2121 | N/A | N/A | 2.6694 |  | 616 | 1 | -21.7 | 3.41 | 0 | 0 | 10 | 0
| SWWH028H | Htl | Ex | CZ09 |  | 617 | SWWH028F | 1 | 10 | 2022 | natural gas | electricity | NR |  | -21.7 |  | 3.4 | -21.7 |  | 3.4 |  | -21.7 | 3.4 | 0 | 0 |  | 0 | 0 |  | TRUE | 10 | 0 | 0 | TRUE | 2022+10 | 2032+00 | TRUE | TRUE | FALSE | FALSE | -21.7 | 3.4 | TRUE | TRUE | FALSE | FALSE | 0 | 0 | TRUE | TRUE | TRUE | -21.7 | 3.4 | 0 | 0 | -217 | 34 | 0 | 0 | 3423.1829 | 100000 | #N/A | 100000 | 0.034232 | 1 | #N/A | 0 | 0.00018167 | 0.005307 | #N/A | 0.005307 |  | 617 | 2.6572 | PASS | 0.14102 | PASS | Eligible | -0.039422 | 0.18044 | 617 | 0.26594 | kWh | 77.9191 | N/A | N/A | 2.6594 |  | 617 | 1 | -21.7 | 3.4 | 0 | 0 | 10 | 0
| SWWH028H | Htl | Ex | CZ10 |  | 618 | SWWH028F | 1 | 10 | 2022 | natural gas | electricity | NR |  | -21.6 |  | 3.39 | -21.6 |  | 3.39 |  | -21.6 | 3.39 | 0 | 0 |  | 0 | 0 |  | TRUE | 10 | 0 | 0 | TRUE | 2022+10 | 2032+00 | TRUE | TRUE | FALSE | FALSE | -21.6 | 3.39 | TRUE | TRUE | FALSE | FALSE | 0 | 0 | TRUE | TRUE | TRUE | -21.6 | 3.39 | 0 | 0 | -216 | 33.9 | 0 | 0 | 3423.1829 | 100000 | #N/A | 100000 | 0.034232 | 1 | #N/A | 0 | 0.00018167 | 0.005307 | #N/A | 0.005307 |  | 618 | 2.6506 | PASS | 0.14067 | PASS | Eligible | -0.039241 | 0.17991 | 618 | 0.26528 | kWh | 77.7261 | N/A | N/A | 2.6528 |  | 618 | 1 | -21.6 | 3.39 | 0 | 0 | 10 | 0
| SWWH028H | Htl | Ex | CZ11 |  | 619 | SWWH028F | 1 | 10 | 2022 | natural gas | electricity | NR |  | -21.9 |  | 3.43 | -21.9 |  | 3.43 |  | -21.9 | 3.43 | 0 | 0 |  | 0 | 0 |  | TRUE | 10 | 0 | 0 | TRUE | 2022+10 | 2032+00 | TRUE | TRUE | FALSE | FALSE | -21.9 | 3.43 | TRUE | TRUE | FALSE | FALSE | 0 | 0 | TRUE | TRUE | TRUE | -21.9 | 3.43 | 0 | 0 | -219 | 34.3 | 0 | 0 | 3423.1829 | 100000 | #N/A | 100000 | 0.034232 | 1 | #N/A | 0 | 0.00018167 | 0.005307 | #N/A | 0.005307 |  | 619 | 2.6803 | PASS | 0.14225 | PASS | Eligible | -0.039786 | 0.18203 | 619 | 0.26826 | kWh | 78.5981 | N/A | N/A | 2.6826 |  | 619 | 1 | -21.9 | 3.43 | 0 | 0 | 10 | 0
| SWWH028H | Htl | Ex | CZ12 |  | 620 | SWWH028F | 1 | 10 | 2022 | natural gas | electricity | NR |  | -22.6 |  | 3.54 | -22.6 |  | 3.54 |  | -22.6 | 3.54 | 0 | 0 |  | 0 | 0 |  | TRUE | 10 | 0 | 0 | TRUE | 2022+10 | 2032+00 | TRUE | TRUE | FALSE | FALSE | -22.6 | 3.54 | TRUE | TRUE | FALSE | FALSE | 0 | 0 | TRUE | TRUE | TRUE | -22.6 | 3.54 | 0 | 0 | -226 | 35.4 | 0 | 0 | 3423.1829 | 100000 | #N/A | 100000 | 0.034232 | 1 | #N/A | 0 | 0.00018167 | 0.005307 | #N/A | 0.005307 |  | 620 | 2.7664 | PASS | 0.14681 | PASS | Eligible | -0.041057 | 0.18787 | 620 | 0.27687 | kWh | 81.1211 | N/A | N/A | 2.7687 |  | 620 | 1 | -22.6 | 3.54 | 0 | 0 | 10 | 0
| SWWH028H | Htl | Ex | CZ13 |  | 621 | SWWH028F | 1 | 10 | 2022 | natural gas | electricity | NR |  | -21.7 |  | 3.39 | -21.7 |  | 3.39 |  | -21.7 | 3.39 | 0 | 0 |  | 0 | 0 |  | TRUE | 10 | 0 | 0 | TRUE | 2022+10 | 2032+00 | TRUE | TRUE | FALSE | FALSE | -21.7 | 3.39 | TRUE | TRUE | FALSE | FALSE | 0 | 0 | TRUE | TRUE | TRUE | -21.7 | 3.39 | 0 | 0 | -217 | 33.9 | 0 | 0 | 3423.1829 | 100000 | #N/A | 100000 | 0.034232 | 1 | #N/A | 0 | 0.00018167 | 0.005307 | #N/A | 0.005307 |  | 621 | 2.6472 | PASS | 0.14049 | PASS | Eligible | -0.039422 | 0.17991 | 621 | 0.26494 | kWh | 77.6261 | N/A | N/A | 2.6494 |  | 621 | 1 | -21.7 | 3.39 | 0 | 0 | 10 | 0
| SWWH028H | Htl | Ex | CZ14 |  | 622 | SWWH028F | 1 | 10 | 2022 | natural gas | electricity | NR |  | -22.1 |  | 3.46 | -22.1 |  | 3.46 |  | -22.1 | 3.46 | 0 | 0 |  | 0 | 0 |  | TRUE | 10 | 0 | 0 | TRUE | 2022+10 | 2032+00 | TRUE | TRUE | FALSE | FALSE | -22.1 | 3.46 | TRUE | TRUE | FALSE | FALSE | 0 | 0 | TRUE | TRUE | TRUE | -22.1 | 3.46 | 0 | 0 | -221 | 34.6 | 0 | 0 | 3423.1829 | 100000 | #N/A | 100000 | 0.034232 | 1 | #N/A | 0 | 0.00018167 | 0.005307 | #N/A | 0.005307 |  | 622 | 2.7035 | PASS | 0.14347 | PASS | Eligible | -0.040149 | 0.18362 | 622 | 0.27057 | kWh | 79.2771 | N/A | N/A | 2.7057 |  | 622 | 1 | -22.1 | 3.46 | 0 | 0 | 10 | 0
| SWWH028H | Htl | Ex | CZ15 |  | 623 | SWWH028F | 1 | 10 | 2022 | natural gas | electricity | NR |  | -18.4 |  | 2.85 | -18.4 |  | 2.85 |  | -18.4 | 2.85 | 0 | 0 |  | 0 | 0 |  | TRUE | 10 | 0 | 0 | TRUE | 2022+10 | 2032+00 | TRUE | TRUE | FALSE | FALSE | -18.4 | 2.85 | TRUE | TRUE | FALSE | FALSE | 0 | 0 | TRUE | TRUE | TRUE | -18.4 | 2.85 | 0 | 0 | -184 | 28.5 | 0 | 0 | 3423.1829 | 100000 | #N/A | 100000 | 0.034232 | 1 | #N/A | 0 | 0.00018167 | 0.005307 | #N/A | 0.005307 |  | 623 | 2.2201 | PASS | 0.11782 | PASS | Eligible | -0.033427 | 0.15125 | 623 | 0.2222 | kWh | 65.1042 | N/A | N/A | 2.222 |  | 623 | 1 | -18.4 | 2.85 | 0 | 0 | 10 | 0
| SWWH028H | Htl | Ex | CZ16 |  | 624 | SWWH028F | 1 | 10 | 2022 | natural gas | electricity | NR |  | -25.3 |  | 3.98 | -25.3 |  | 3.98 |  | -25.3 | 3.98 | 0 | 0 |  | 0 | 0 |  | TRUE | 10 | 0 | 0 | TRUE | 2022+10 | 2032+00 | TRUE | TRUE | FALSE | FALSE | -25.3 | 3.98 | TRUE | TRUE | FALSE | FALSE | 0 | 0 | TRUE | TRUE | TRUE | -25.3 | 3.98 | 0 | 0 | -253 | 39.8 | 0 | 0 | 3423.1829 | 100000 | #N/A | 100000 | 0.034232 | 1 | #N/A | 0 | 0.00018167 | 0.005307 | #N/A | 0.005307 |  | 624 | 3.1139 | PASS | 0.16526 | PASS | Eligible | -0.045962 | 0.21122 | 624 | 0.31165 | kWh | 91.313 | N/A | N/A | 3.1165 |  | 624 | 1 | -25.3 | 3.98 | 0 | 0 | 10 | 0
| SWWH028H | HGR | Ex | CZ01 |  | 625 | SWWH028F | 1 | 10 | 2022 | natural gas | electricity | NR |  | -339 |  | 47.5 | -339 |  | 47.5 |  | -339 | 47.5 | 0 | 0 |  | 0 | 0 |  | TRUE | 10 | 0 | 0 | TRUE | 2022+10 | 2032+00 | TRUE | TRUE | FALSE | FALSE | -339 | 47.5 | TRUE | TRUE | FALSE | FALSE | 0 | 0 | TRUE | TRUE | TRUE | -339 | 47.5 | 0 | 0 | -3390 | 475 | 0 | 0 | 3423.1829 | 100000 | #N/A | 100000 | 0.034232 | 1 | #N/A | 0 | 0.00018167 | 0.005307 | #N/A | 0.005307 |  | 625 | 35.8954 | PASS | 1.905 | PASS | Eligible | -0.61586 | 2.5208 | 625 | 3.593 | kWh | 1052.7375 | N/A | N/A | 35.9299 |  | 625 | 1 | -339 | 47.5 | 0 | 0 | 10 | 0
| SWWH028H | HGR | Ex | CZ02 |  | 626 | SWWH028F | 1 | 10 | 2022 | natural gas | electricity | NR |  | -305 |  | 44.2 | -305 |  | 44.2 |  | -305 | 44.2 | 0 | 0 |  | 0 | 0 |  | TRUE | 10 | 0 | 0 | TRUE | 2022+10 | 2032+00 | TRUE | TRUE | FALSE | FALSE | -305 | 44.2 | TRUE | TRUE | FALSE | FALSE | 0 | 0 | TRUE | TRUE | TRUE | -305 | 44.2 | 0 | 0 | -3050 | 442 | 0 | 0 | 3423.1829 | 100000 | #N/A | 100000 | 0.034232 | 1 | #N/A | 0 | 0.00018167 | 0.005307 | #N/A | 0.005307 |  | 626 | 33.7593 | PASS | 1.7916 | PASS | Eligible | -0.55409 | 2.3457 | 626 | 3.379 | kWh | 990.0483 | N/A | N/A | 33.7903 |  | 626 | 1 | -305 | 44.2 | 0 | 0 | 10 | 0
| SWWH028H | HGR | Ex | CZ03 |  | 627 | SWWH028F | 1 | 10 | 2022 | natural gas | electricity | NR |  | -310 |  | 44.3 | -310 |  | 44.3 |  | -310 | 44.3 | 0 | 0 |  | 0 | 0 |  | TRUE | 10 | 0 | 0 | TRUE | 2022+10 | 2032+00 | TRUE | TRUE | FALSE | FALSE | -310 | 44.3 | TRUE | TRUE | FALSE | FALSE | 0 | 0 | TRUE | TRUE | TRUE | -310 | 44.3 | 0 | 0 | -3100 | 443 | 0 | 0 | 3423.1829 | 100000 | #N/A | 100000 | 0.034232 | 1 | #N/A | 0 | 0.00018167 | 0.005307 | #N/A | 0.005307 |  | 627 | 33.6881 | PASS | 1.7878 | PASS | Eligible | -0.56318 | 2.351 | 627 | 3.372 | kWh | 987.9783 | N/A | N/A | 33.7197 |  | 627 | 1 | -310 | 44.3 | 0 | 0 | 10 | 0
| SWWH028H | HGR | Ex | CZ04 |  | 628 | SWWH028F | 1 | 10 | 2022 | natural gas | electricity | NR |  | -295 |  | 42.9 | -295 |  | 42.9 |  | -295 | 42.9 | 0 | 0 |  | 0 | 0 |  | TRUE | 10 | 0 | 0 | TRUE | 2022+10 | 2032+00 | TRUE | TRUE | FALSE | FALSE | -295 | 42.9 | TRUE | TRUE | FALSE | FALSE | 0 | 0 | TRUE | TRUE | TRUE | -295 | 42.9 | 0 | 0 | -2950 | 429 | 0 | 0 | 3423.1829 | 100000 | #N/A | 100000 | 0.034232 | 1 | #N/A | 0 | 0.00018167 | 0.005307 | #N/A | 0.005307 |  | 628 | 32.8016 | PASS | 1.7408 | PASS | Eligible | -0.53593 | 2.2767 | 628 | 3.2832 | kWh | 961.9587 | N/A | N/A | 32.8317 |  | 628 | 1 | -295 | 42.9 | 0 | 0 | 10 | 0
| SWWH028H | HGR | Ex | CZ05 |  | 629 | SWWH028F | 1 | 10 | 2022 | natural gas | electricity | NR |  | -315 |  | 45 | -315 |  | 45 |  | -315 | 45 | 0 | 0 |  | 0 | 0 |  | TRUE | 10 | 0 | 0 | TRUE | 2022+10 | 2032+00 | TRUE | TRUE | FALSE | FALSE | -315 | 45 | TRUE | TRUE | FALSE | FALSE | 0 | 0 | TRUE | TRUE | TRUE | -315 | 45 | 0 | 0 | -3150 | 450 | 0 | 0 | 3423.1829 | 100000 | #N/A | 100000 | 0.034232 | 1 | #N/A | 0 | 0.00018167 | 0.005307 | #N/A | 0.005307 |  | 629 | 34.217 | PASS | 1.8159 | PASS | Eligible | -0.57226 | 2.3882 | 629 | 3.4249 | kWh | 1003.4881 | N/A | N/A | 34.249 |  | 629 | 1 | -315 | 45 | 0 | 0 | 10 | 0
| SWWH028H | HGR | Ex | CZ06 |  | 630 | SWWH028F | 1 | 10 | 2022 | natural gas | electricity | NR |  | -285 |  | 41.6 | -285 |  | 41.6 |  | -285 | 41.6 | 0 | 0 |  | 0 | 0 |  | TRUE | 10 | 0 | 0 | TRUE | 2022+10 | 2032+00 | TRUE | TRUE | FALSE | FALSE | -285 | 41.6 | TRUE | TRUE | FALSE | FALSE | 0 | 0 | TRUE | TRUE | TRUE | -285 | 41.6 | 0 | 0 | -2850 | 416 | 0 | 0 | 3423.1829 | 100000 | #N/A | 100000 | 0.034232 | 1 | #N/A | 0 | 0.00018167 | 0.005307 | #N/A | 0.005307 |  | 630 | 31.8439 | PASS | 1.69 | PASS | Eligible | -0.51776 | 2.2077 | 630 | 3.1873 | kWh | 933.869 | N/A | N/A | 31.8729 |  | 630 | 1 | -285 | 41.6 | 0 | 0 | 10 | 0
| SWWH028H | HGR | Ex | CZ07 |  | 631 | SWWH028F | 1 | 10 | 2022 | natural gas | electricity | NR |  | -283 |  | 41.2 | -283 |  | 41.2 |  | -283 | 41.2 | 0 | 0 |  | 0 | 0 |  | TRUE | 10 | 0 | 0 | TRUE | 2022+10 | 2032+00 | TRUE | TRUE | FALSE | FALSE | -283 | 41.2 | TRUE | TRUE | FALSE | FALSE | 0 | 0 | TRUE | TRUE | TRUE | -283 | 41.2 | 0 | 0 | -2830 | 412 | 0 | 0 | 3423.1829 | 100000 | #N/A | 100000 | 0.034232 | 1 | #N/A | 0 | 0.00018167 | 0.005307 | #N/A | 0.005307 |  | 631 | 31.5124 | PASS | 1.6724 | PASS | Eligible | -0.51412 | 2.1865 | 631 | 3.1541 | kWh | 924.1491 | N/A | N/A | 31.5412 |  | 631 | 1 | -283 | 41.2 | 0 | 0 | 10 | 0
| SWWH028H | HGR | Ex | CZ08 |  | 632 | SWWH028F | 1 | 10 | 2022 | natural gas | electricity | NR |  | -276 |  | 40.5 | -276 |  | 40.5 |  | -276 | 40.5 | 0 | 0 |  | 0 | 0 |  | TRUE | 10 | 0 | 0 | TRUE | 2022+10 | 2032+00 | TRUE | TRUE | FALSE | FALSE | -276 | 40.5 | TRUE | TRUE | FALSE | FALSE | 0 | 0 | TRUE | TRUE | TRUE | -276 | 40.5 | 0 | 0 | -2760 | 405 | 0 | 0 | 3423.1829 | 100000 | #N/A | 100000 | 0.034232 | 1 | #N/A | 0 | 0.00018167 | 0.005307 | #N/A | 0.005307 |  | 632 | 31.052 | PASS | 1.6479 | PASS | Eligible | -0.50141 | 2.1494 | 632 | 3.108 | kWh | 910.6393 | N/A | N/A | 31.0801 |  | 632 | 1 | -276 | 40.5 | 0 | 0 | 10 | 0
| SWWH028H | HGR | Ex | CZ09 |  | 633 | SWWH028F | 1 | 10 | 2022 | natural gas | electricity | NR |  | -276 |  | 40.4 | -276 |  | 40.4 |  | -276 | 40.4 | 0 | 0 |  | 0 | 0 |  | TRUE | 10 | 0 | 0 | TRUE | 2022+10 | 2032+00 | TRUE | TRUE | FALSE | FALSE | -276 | 40.4 | TRUE | TRUE | FALSE | FALSE | 0 | 0 | TRUE | TRUE | TRUE | -276 | 40.4 | 0 | 0 | -2760 | 404 | 0 | 0 | 3423.1829 | 100000 | #N/A | 100000 | 0.034232 | 1 | #N/A | 0 | 0.00018167 | 0.005307 | #N/A | 0.005307 |  | 633 | 30.952 | PASS | 1.6426 | PASS | Eligible | -0.50141 | 2.144 | 633 | 3.098 | kWh | 907.7093 | N/A | N/A | 30.9801 |  | 633 | 1 | -276 | 40.4 | 0 | 0 | 10 | 0
| SWWH028H | HGR | Ex | CZ10 |  | 634 | SWWH028F | 1 | 10 | 2022 | natural gas | electricity | NR |  | -274 |  | 40.3 | -274 |  | 40.3 |  | -274 | 40.3 | 0 | 0 |  | 0 | 0 |  | TRUE | 10 | 0 | 0 | TRUE | 2022+10 | 2032+00 | TRUE | TRUE | FALSE | FALSE | -274 | 40.3 | TRUE | TRUE | FALSE | FALSE | 0 | 0 | TRUE | TRUE | TRUE | -274 | 40.3 | 0 | 0 | -2740 | 403 | 0 | 0 | 3423.1829 | 100000 | #N/A | 100000 | 0.034232 | 1 | #N/A | 0 | 0.00018167 | 0.005307 | #N/A | 0.005307 |  | 634 | 30.9205 | PASS | 1.641 | PASS | Eligible | -0.49777 | 2.1387 | 634 | 3.0948 | kWh | 906.7794 | N/A | N/A | 30.9484 |  | 634 | 1 | -274 | 40.3 | 0 | 0 | 10 | 0
| SWWH028H | HGR | Ex | CZ11 |  | 635 | SWWH028F | 1 | 10 | 2022 | natural gas | electricity | NR |  | -280 |  | 40.8 | -280 |  | 40.8 |  | -280 | 40.8 | 0 | 0 |  | 0 | 0 |  | TRUE | 10 | 0 | 0 | TRUE | 2022+10 | 2032+00 | TRUE | TRUE | FALSE | FALSE | -280 | 40.8 | TRUE | TRUE | FALSE | FALSE | 0 | 0 | TRUE | TRUE | TRUE | -280 | 40.8 | 0 | 0 | -2800 | 408 | 0 | 0 | 3423.1829 | 100000 | #N/A | 100000 | 0.034232 | 1 | #N/A | 0 | 0.00018167 | 0.005307 | #N/A | 0.005307 |  | 635 | 31.2151 | PASS | 1.6566 | PASS | Eligible | -0.50867 | 2.1653 | 635 | 3.1244 | kWh | 915.4292 | N/A | N/A | 31.2436 |  | 635 | 1 | -280 | 40.8 | 0 | 0 | 10 | 0
| SWWH028H | HGR | Ex | CZ12 |  | 636 | SWWH028F | 1 | 10 | 2022 | natural gas | electricity | NR |  | -289 |  | 42.1 | -289 |  | 42.1 |  | -289 | 42.1 | 0 | 0 |  | 0 | 0 |  | TRUE | 10 | 0 | 0 | TRUE | 2022+10 | 2032+00 | TRUE | TRUE | FALSE | FALSE | -289 | 42.1 | TRUE | TRUE | FALSE | FALSE | 0 | 0 | TRUE | TRUE | TRUE | -289 | 42.1 | 0 | 0 | -2890 | 421 | 0 | 0 | 3423.1829 | 100000 | #N/A | 100000 | 0.034232 | 1 | #N/A | 0 | 0.00018167 | 0.005307 | #N/A | 0.005307 |  | 636 | 32.207 | PASS | 1.7092 | PASS | Eligible | -0.52503 | 2.2343 | 636 | 3.2236 | kWh | 944.5189 | N/A | N/A | 32.2364 |  | 636 | 1 | -289 | 42.1 | 0 | 0 | 10 | 0
| SWWH028H | HGR | Ex | CZ13 |  | 637 | SWWH028F | 1 | 10 | 2022 | natural gas | electricity | NR |  | -275 |  | 40.3 | -275 |  | 40.3 |  | -275 | 40.3 | 0 | 0 |  | 0 | 0 |  | TRUE | 10 | 0 | 0 | TRUE | 2022+10 | 2032+00 | TRUE | TRUE | FALSE | FALSE | -275 | 40.3 | TRUE | TRUE | FALSE | FALSE | 0 | 0 | TRUE | TRUE | TRUE | -275 | 40.3 | 0 | 0 | -2750 | 403 | 0 | 0 | 3423.1829 | 100000 | #N/A | 100000 | 0.034232 | 1 | #N/A | 0 | 0.00018167 | 0.005307 | #N/A | 0.005307 |  | 637 | 30.8862 | PASS | 1.6391 | PASS | Eligible | -0.49959 | 2.1387 | 637 | 3.0914 | kWh | 905.7794 | N/A | N/A | 30.9142 |  | 637 | 1 | -275 | 40.3 | 0 | 0 | 10 | 0
| SWWH028H | HGR | Ex | CZ14 |  | 638 | SWWH028F | 1 | 10 | 2022 | natural gas | electricity | NR |  | -282 |  | 41.1 | -282 |  | 41.1 |  | -282 | 41.1 | 0 | 0 |  | 0 | 0 |  | TRUE | 10 | 0 | 0 | TRUE | 2022+10 | 2032+00 | TRUE | TRUE | FALSE | FALSE | -282 | 41.1 | TRUE | TRUE | FALSE | FALSE | 0 | 0 | TRUE | TRUE | TRUE | -282 | 41.1 | 0 | 0 | -2820 | 411 | 0 | 0 | 3423.1829 | 100000 | #N/A | 100000 | 0.034232 | 1 | #N/A | 0 | 0.00018167 | 0.005307 | #N/A | 0.005307 |  | 638 | 31.4466 | PASS | 1.6689 | PASS | Eligible | -0.51231 | 2.1812 | 638 | 3.1475 | kWh | 922.2192 | N/A | N/A | 31.4753 |  | 638 | 1 | -282 | 41.1 | 0 | 0 | 10 | 0
| SWWH028H | HGR | Ex | CZ15 |  | 639 | SWWH028F | 1 | 10 | 2022 | natural gas | electricity | NR |  | -226 |  | 33.8 | -226 |  | 33.8 |  | -226 | 33.8 | 0 | 0 |  | 0 | 0 |  | TRUE | 10 | 0 | 0 | TRUE | 2022+10 | 2032+00 | TRUE | TRUE | FALSE | FALSE | -226 | 33.8 | TRUE | TRUE | FALSE | FALSE | 0 | 0 | TRUE | TRUE | TRUE | -226 | 33.8 | 0 | 0 | -2260 | 338 | 0 | 0 | 3423.1829 | 100000 | #N/A | 100000 | 0.034232 | 1 | #N/A | 0 | 0.00018167 | 0.005307 | #N/A | 0.005307 |  | 639 | 26.0636 | PASS | 1.3832 | PASS | Eligible | -0.41057 | 1.7938 | 639 | 2.6087 | kWh | 764.3311 | N/A | N/A | 26.0866 |  | 639 | 1 | -226 | 33.8 | 0 | 0 | 10 | 0
| SWWH028H | HGR | Ex | CZ16 |  | 640 | SWWH028F | 1 | 10 | 2022 | natural gas | electricity | NR |  | -330 |  | 47.3 | -330 |  | 47.3 |  | -330 | 47.3 | 0 | 0 |  | 0 | 0 |  | TRUE | 10 | 0 | 0 | TRUE | 2022+10 | 2032+00 | TRUE | TRUE | FALSE | FALSE | -330 | 47.3 | TRUE | TRUE | FALSE | FALSE | 0 | 0 | TRUE | TRUE | TRUE | -330 | 47.3 | 0 | 0 | -3300 | 473 | 0 | 0 | 3423.1829 | 100000 | #N/A | 100000 | 0.034232 | 1 | #N/A | 0 | 0.00018167 | 0.005307 | #N/A | 0.005307 |  | 640 | 36.0035 | PASS | 1.9107 | PASS | Eligible | -0.59951 | 2.5102 | 640 | 3.6037 | kWh | 1055.8775 | N/A | N/A | 36.0371 |  | 640 | 1 | -330 | 47.3 | 0 | 0 | 10 | 0
| SWWH028H | Mtl | Ex | CZ01 |  | 641 | SWWH028F | 1 | 10 | 2022 | natural gas | electricity | NR |  | -169 |  | 25.9 | -169 |  | 25.9 |  | -169 | 25.9 | 0 | 0 |  | 0 | 0 |  | TRUE | 10 | 0 | 0 | TRUE | 2022+10 | 2032+00 | TRUE | TRUE | FALSE | FALSE | -169 | 25.9 | TRUE | TRUE | FALSE | FALSE | 0 | 0 | TRUE | TRUE | TRUE | -169 | 25.9 | 0 | 0 | -1690 | 259 | 0 | 0 | 3423.1829 | 100000 | #N/A | 100000 | 0.034232 | 1 | #N/A | 0 | 0.00018167 | 0.005307 | #N/A | 0.005307 |  | 641 | 20.1148 | PASS | 1.0675 | PASS | Eligible | -0.30702 | 1.3745 | 641 | 2.0132 | kWh | 589.8632 | N/A | N/A | 20.132 |  | 641 | 1 | -169 | 25.9 | 0 | 0 | 10 | 0
| SWWH028H | Mtl | Ex | CZ02 |  | 642 | SWWH028F | 1 | 10 | 2022 | natural gas | electricity | NR |  | -152 |  | 24.1 | -152 |  | 24.1 |  | -152 | 24.1 | 0 | 0 |  | 0 | 0 |  | TRUE | 10 | 0 | 0 | TRUE | 2022+10 | 2032+00 | TRUE | TRUE | FALSE | FALSE | -152 | 24.1 | TRUE | TRUE | FALSE | FALSE | 0 | 0 | TRUE | TRUE | TRUE | -152 | 24.1 | 0 | 0 | -1520 | 241 | 0 | 0 | 3423.1829 | 100000 | #N/A | 100000 | 0.034232 | 1 | #N/A | 0 | 0.00018167 | 0.005307 | #N/A | 0.005307 |  | 642 | 18.8968 | PASS | 1.0029 | PASS | Eligible | -0.27614 | 1.279 | 642 | 1.8912 | kWh | 554.1236 | N/A | N/A | 18.9122 |  | 642 | 1 | -152 | 24.1 | 0 | 0 | 10 | 0
| SWWH028H | Mtl | Ex | CZ03 |  | 643 | SWWH028F | 1 | 10 | 2022 | natural gas | electricity | NR |  | -155 |  | 24.1 | -155 |  | 24.1 |  | -155 | 24.1 | 0 | 0 |  | 0 | 0 |  | TRUE | 10 | 0 | 0 | TRUE | 2022+10 | 2032+00 | TRUE | TRUE | FALSE | FALSE | -155 | 24.1 | TRUE | TRUE | FALSE | FALSE | 0 | 0 | TRUE | TRUE | TRUE | -155 | 24.1 | 0 | 0 | -1550 | 241 | 0 | 0 | 3423.1829 | 100000 | #N/A | 100000 | 0.034232 | 1 | #N/A | 0 | 0.00018167 | 0.005307 | #N/A | 0.005307 |  | 643 | 18.7941 | PASS | 0.99741 | PASS | Eligible | -0.28159 | 1.279 | 643 | 1.881 | kWh | 551.1236 | N/A | N/A | 18.8099 |  | 643 | 1 | -155 | 24.1 | 0 | 0 | 10 | 0
| SWWH028H | Mtl | Ex | CZ04 |  | 644 | SWWH028F | 1 | 10 | 2022 | natural gas | electricity | NR |  | -147 |  | 23.4 | -147 |  | 23.4 |  | -147 | 23.4 | 0 | 0 |  | 0 | 0 |  | TRUE | 10 | 0 | 0 | TRUE | 2022+10 | 2032+00 | TRUE | TRUE | FALSE | FALSE | -147 | 23.4 | TRUE | TRUE | FALSE | FALSE | 0 | 0 | TRUE | TRUE | TRUE | -147 | 23.4 | 0 | 0 | -1470 | 234 | 0 | 0 | 3423.1829 | 100000 | #N/A | 100000 | 0.034232 | 1 | #N/A | 0 | 0.00018167 | 0.005307 | #N/A | 0.005307 |  | 644 | 18.3679 | PASS | 0.97479 | PASS | Eligible | -0.26705 | 1.2418 | 644 | 1.8383 | kWh | 538.6138 | N/A | N/A | 18.3829 |  | 644 | 1 | -147 | 23.4 | 0 | 0 | 10 | 0
| SWWH028H | Mtl | Ex | CZ05 |  | 645 | SWWH028F | 1 | 10 | 2022 | natural gas | electricity | NR |  | -158 |  | 24.5 | -158 |  | 24.5 |  | -158 | 24.5 | 0 | 0 |  | 0 | 0 |  | TRUE | 10 | 0 | 0 | TRUE | 2022+10 | 2032+00 | TRUE | TRUE | FALSE | FALSE | -158 | 24.5 | TRUE | TRUE | FALSE | FALSE | 0 | 0 | TRUE | TRUE | TRUE | -158 | 24.5 | 0 | 0 | -1580 | 245 | 0 | 0 | 3423.1829 | 100000 | #N/A | 100000 | 0.034232 | 1 | #N/A | 0 | 0.00018167 | 0.005307 | #N/A | 0.005307 |  | 645 | 19.0914 | PASS | 1.0132 | PASS | Eligible | -0.28704 | 1.3002 | 645 | 1.9107 | kWh | 559.8435 | N/A | N/A | 19.1075 |  | 645 | 1 | -158 | 24.5 | 0 | 0 | 10 | 0
| SWWH028H | Mtl | Ex | CZ06 |  | 646 | SWWH028F | 1 | 10 | 2022 | natural gas | electricity | NR |  | -142 |  | 22.7 | -142 |  | 22.7 |  | -142 | 22.7 | 0 | 0 |  | 0 | 0 |  | TRUE | 10 | 0 | 0 | TRUE | 2022+10 | 2032+00 | TRUE | TRUE | FALSE | FALSE | -142 | 22.7 | TRUE | TRUE | FALSE | FALSE | 0 | 0 | TRUE | TRUE | TRUE | -142 | 22.7 | 0 | 0 | -1420 | 227 | 0 | 0 | 3423.1829 | 100000 | #N/A | 100000 | 0.034232 | 1 | #N/A | 0 | 0.00018167 | 0.005307 | #N/A | 0.005307 |  | 646 | 17.8391 | PASS | 0.94673 | PASS | Eligible | -0.25797 | 1.2047 | 646 | 1.7854 | kWh | 523.104 | N/A | N/A | 17.8535 |  | 646 | 1 | -142 | 22.7 | 0 | 0 | 10 | 0
| SWWH028H | Mtl | Ex | CZ07 |  | 647 | SWWH028F | 1 | 10 | 2022 | natural gas | electricity | NR |  | -141 |  | 22.4 | -141 |  | 22.4 |  | -141 | 22.4 | 0 | 0 |  | 0 | 0 |  | TRUE | 10 | 0 | 0 | TRUE | 2022+10 | 2032+00 | TRUE | TRUE | FALSE | FALSE | -141 | 22.4 | TRUE | TRUE | FALSE | FALSE | 0 | 0 | TRUE | TRUE | TRUE | -141 | 22.4 | 0 | 0 | -1410 | 224 | 0 | 0 | 3423.1829 | 100000 | #N/A | 100000 | 0.034232 | 1 | #N/A | 0 | 0.00018167 | 0.005307 | #N/A | 0.005307 |  | 647 | 17.5733 | PASS | 0.93262 | PASS | Eligible | -0.25615 | 1.1888 | 647 | 1.7588 | kWh | 515.3141 | N/A | N/A | 17.5877 |  | 647 | 1 | -141 | 22.4 | 0 | 0 | 10 | 0
| SWWH028H | Mtl | Ex | CZ08 |  | 648 | SWWH028F | 1 | 10 | 2022 | natural gas | electricity | NR |  | -137 |  | 22.1 | -137 |  | 22.1 |  | -137 | 22.1 | 0 | 0 |  | 0 | 0 |  | TRUE | 10 | 0 | 0 | TRUE | 2022+10 | 2032+00 | TRUE | TRUE | FALSE | FALSE | -137 | 22.1 | TRUE | TRUE | FALSE | FALSE | 0 | 0 | TRUE | TRUE | TRUE | -137 | 22.1 | 0 | 0 | -1370 | 221 | 0 | 0 | 3423.1829 | 100000 | #N/A | 100000 | 0.034232 | 1 | #N/A | 0 | 0.00018167 | 0.005307 | #N/A | 0.005307 |  | 648 | 17.4102 | PASS | 0.92397 | PASS | Eligible | -0.24889 | 1.1729 | 648 | 1.7424 | kWh | 510.5242 | N/A | N/A | 17.4242 |  | 648 | 1 | -137 | 22.1 | 0 | 0 | 10 | 0
| SWWH028H | Mtl | Ex | CZ09 |  | 649 | SWWH028F | 1 | 10 | 2022 | natural gas | electricity | NR |  | -137 |  | 22 | -137 |  | 22 |  | -137 | 22 | 0 | 0 |  | 0 | 0 |  | TRUE | 10 | 0 | 0 | TRUE | 2022+10 | 2032+00 | TRUE | TRUE | FALSE | FALSE | -137 | 22 | TRUE | TRUE | FALSE | FALSE | 0 | 0 | TRUE | TRUE | TRUE | -137 | 22 | 0 | 0 | -1370 | 220 | 0 | 0 | 3423.1829 | 100000 | #N/A | 100000 | 0.034232 | 1 | #N/A | 0 | 0.00018167 | 0.005307 | #N/A | 0.005307 |  | 649 | 17.3102 | PASS | 0.91866 | PASS | Eligible | -0.24889 | 1.1675 | 649 | 1.7324 | kWh | 507.5942 | N/A | N/A | 17.3242 |  | 649 | 1 | -137 | 22 | 0 | 0 | 10 | 0
| SWWH028H | Mtl | Ex | CZ10 |  | 650 | SWWH028F | 1 | 10 | 2022 | natural gas | electricity | NR |  | -136 |  | 21.9 | -136 |  | 21.9 |  | -136 | 21.9 | 0 | 0 |  | 0 | 0 |  | TRUE | 10 | 0 | 0 | TRUE | 2022+10 | 2032+00 | TRUE | TRUE | FALSE | FALSE | -136 | 21.9 | TRUE | TRUE | FALSE | FALSE | 0 | 0 | TRUE | TRUE | TRUE | -136 | 21.9 | 0 | 0 | -1360 | 219 | 0 | 0 | 3423.1829 | 100000 | #N/A | 100000 | 0.034232 | 1 | #N/A | 0 | 0.00018167 | 0.005307 | #N/A | 0.005307 |  | 650 | 17.2445 | PASS | 0.91517 | PASS | Eligible | -0.24707 | 1.1622 | 650 | 1.7258 | kWh | 505.6642 | N/A | N/A | 17.2583 |  | 650 | 1 | -136 | 21.9 | 0 | 0 | 10 | 0
| SWWH028H | Mtl | Ex | CZ11 |  | 651 | SWWH028F | 1 | 10 | 2022 | natural gas | electricity | NR |  | -140 |  | 22.2 | -140 |  | 22.2 |  | -140 | 22.2 | 0 | 0 |  | 0 | 0 |  | TRUE | 10 | 0 | 0 | TRUE | 2022+10 | 2032+00 | TRUE | TRUE | FALSE | FALSE | -140 | 22.2 | TRUE | TRUE | FALSE | FALSE | 0 | 0 | TRUE | TRUE | TRUE | -140 | 22.2 | 0 | 0 | -1400 | 222 | 0 | 0 | 3423.1829 | 100000 | #N/A | 100000 | 0.034232 | 1 | #N/A | 0 | 0.00018167 | 0.005307 | #N/A | 0.005307 |  | 651 | 17.4075 | PASS | 0.92382 | PASS | Eligible | -0.25434 | 1.1782 | 651 | 1.7422 | kWh | 510.4541 | N/A | N/A | 17.4218 |  | 651 | 1 | -140 | 22.2 | 0 | 0 | 10 | 0
| SWWH028H | Mtl | Ex | CZ12 |  | 652 | SWWH028F | 1 | 10 | 2022 | natural gas | electricity | NR |  | -144 |  | 22.9 | -144 |  | 22.9 |  | -144 | 22.9 | 0 | 0 |  | 0 | 0 |  | TRUE | 10 | 0 | 0 | TRUE | 2022+10 | 2032+00 | TRUE | TRUE | FALSE | FALSE | -144 | 22.9 | TRUE | TRUE | FALSE | FALSE | 0 | 0 | TRUE | TRUE | TRUE | -144 | 22.9 | 0 | 0 | -1440 | 229 | 0 | 0 | 3423.1829 | 100000 | #N/A | 100000 | 0.034232 | 1 | #N/A | 0 | 0.00018167 | 0.005307 | #N/A | 0.005307 |  | 652 | 17.9706 | PASS | 0.95371 | PASS | Eligible | -0.2616 | 1.2153 | 652 | 1.7985 | kWh | 526.964 | N/A | N/A | 17.9853 |  | 652 | 1 | -144 | 22.9 | 0 | 0 | 10 | 0
| SWWH028H | Mtl | Ex | CZ13 |  | 653 | SWWH028F | 1 | 10 | 2022 | natural gas | electricity | NR |  | -137 |  | 21.9 | -137 |  | 21.9 |  | -137 | 21.9 | 0 | 0 |  | 0 | 0 |  | TRUE | 10 | 0 | 0 | TRUE | 2022+10 | 2032+00 | TRUE | TRUE | FALSE | FALSE | -137 | 21.9 | TRUE | TRUE | FALSE | FALSE | 0 | 0 | TRUE | TRUE | TRUE | -137 | 21.9 | 0 | 0 | -1370 | 219 | 0 | 0 | 3423.1829 | 100000 | #N/A | 100000 | 0.034232 | 1 | #N/A | 0 | 0.00018167 | 0.005307 | #N/A | 0.005307 |  | 653 | 17.2102 | PASS | 0.91335 | PASS | Eligible | -0.24889 | 1.1622 | 653 | 1.7224 | kWh | 504.6642 | N/A | N/A | 17.2242 |  | 653 | 1 | -137 | 21.9 | 0 | 0 | 10 | 0
| SWWH028H | Mtl | Ex | CZ14 |  | 654 | SWWH028F | 1 | 10 | 2022 | natural gas | electricity | NR |  | -140 |  | 22.4 | -140 |  | 22.4 |  | -140 | 22.4 | 0 | 0 |  | 0 | 0 |  | TRUE | 10 | 0 | 0 | TRUE | 2022+10 | 2032+00 | TRUE | TRUE | FALSE | FALSE | -140 | 22.4 | TRUE | TRUE | FALSE | FALSE | 0 | 0 | TRUE | TRUE | TRUE | -140 | 22.4 | 0 | 0 | -1400 | 224 | 0 | 0 | 3423.1829 | 100000 | #N/A | 100000 | 0.034232 | 1 | #N/A | 0 | 0.00018167 | 0.005307 | #N/A | 0.005307 |  | 654 | 17.6075 | PASS | 0.93444 | PASS | Eligible | -0.25434 | 1.1888 | 654 | 1.7622 | kWh | 516.3141 | N/A | N/A | 17.6218 |  | 654 | 1 | -140 | 22.4 | 0 | 0 | 10 | 0
| SWWH028H | Mtl | Ex | CZ15 |  | 655 | SWWH028F | 1 | 10 | 2022 | natural gas | electricity | NR |  | -112 |  | 18.4 | -112 |  | 18.4 |  | -112 | 18.4 | 0 | 0 |  | 0 | 0 |  | TRUE | 10 | 0 | 0 | TRUE | 2022+10 | 2032+00 | TRUE | TRUE | FALSE | FALSE | -112 | 18.4 | TRUE | TRUE | FALSE | FALSE | 0 | 0 | TRUE | TRUE | TRUE | -112 | 18.4 | 0 | 0 | -1120 | 184 | 0 | 0 | 3423.1829 | 100000 | #N/A | 100000 | 0.034232 | 1 | #N/A | 0 | 0.00018167 | 0.005307 | #N/A | 0.005307 |  | 655 | 14.566 | PASS | 0.77302 | PASS | Eligible | -0.20347 | 0.97649 | 655 | 1.4577 | kWh | 427.1151 | N/A | N/A | 14.5774 |  | 655 | 1 | -112 | 18.4 | 0 | 0 | 10 | 0
| SWWH028H | Mtl | Ex | CZ16 |  | 656 | SWWH028F | 1 | 10 | 2022 | natural gas | electricity | NR |  | -165 |  | 25.8 | -165 |  | 25.8 |  | -165 | 25.8 | 0 | 0 |  | 0 | 0 |  | TRUE | 10 | 0 | 0 | TRUE | 2022+10 | 2032+00 | TRUE | TRUE | FALSE | FALSE | -165 | 25.8 | TRUE | TRUE | FALSE | FALSE | 0 | 0 | TRUE | TRUE | TRUE | -165 | 25.8 | 0 | 0 | -1650 | 258 | 0 | 0 | 3423.1829 | 100000 | #N/A | 100000 | 0.034232 | 1 | #N/A | 0 | 0.00018167 | 0.005307 | #N/A | 0.005307 |  | 656 | 20.1517 | PASS | 1.0695 | PASS | Eligible | -0.29975 | 1.3692 | 656 | 2.0169 | kWh | 590.9332 | N/A | N/A | 20.1685 |  | 656 | 1 | -165 | 25.8 | 0 | 0 | 10 | 0
| SWWH028H | OfL | Ex | CZ01 |  | 657 | SWWH028F | 1 | 10 | 2022 | natural gas | electricity | NR |  | -112 |  | 18.8 | -112 |  | 18.8 |  | -112 | 18.8 | 0 | 0 |  | 0 | 0 |  | TRUE | 10 | 0 | 0 | TRUE | 2022+10 | 2032+00 | TRUE | TRUE | FALSE | FALSE | -112 | 18.8 | TRUE | TRUE | FALSE | FALSE | 0 | 0 | TRUE | TRUE | TRUE | -112 | 18.8 | 0 | 0 | -1120 | 188 | 0 | 0 | 3423.1829 | 100000 | #N/A | 100000 | 0.034232 | 1 | #N/A | 0 | 0.00018167 | 0.005307 | #N/A | 0.005307 |  | 657 | 14.966 | PASS | 0.79425 | PASS | Eligible | -0.20347 | 0.99772 | 657 | 1.4977 | kWh | 438.835 | N/A | N/A | 14.9774 |  | 657 | 1 | -112 | 18.8 | 0 | 0 | 10 | 0
| SWWH028H | OfL | Ex | CZ02 |  | 658 | SWWH028F | 1 | 10 | 2022 | natural gas | electricity | NR |  | -100 |  | 17.5 | -100 |  | 17.5 |  | -100 | 17.5 | 0 | 0 |  | 0 | 0 |  | TRUE | 10 | 0 | 0 | TRUE | 2022+10 | 2032+00 | TRUE | TRUE | FALSE | FALSE | -100 | 17.5 | TRUE | TRUE | FALSE | FALSE | 0 | 0 | TRUE | TRUE | TRUE | -100 | 17.5 | 0 | 0 | -1000 | 175 | 0 | 0 | 3423.1829 | 100000 | #N/A | 100000 | 0.034232 | 1 | #N/A | 0 | 0.00018167 | 0.005307 | #N/A | 0.005307 |  | 658 | 14.0768 | PASS | 0.74706 | PASS | Eligible | -0.18167 | 0.92873 | 658 | 1.4087 | kWh | 412.7454 | N/A | N/A | 14.087 |  | 658 | 1 | -100 | 17.5 | 0 | 0 | 10 | 0
| SWWH028H | OfL | Ex | CZ03 |  | 659 | SWWH028F | 1 | 10 | 2022 | natural gas | electricity | NR |  | -102 |  | 17.5 | -102 |  | 17.5 |  | -102 | 17.5 | 0 | 0 |  | 0 | 0 |  | TRUE | 10 | 0 | 0 | TRUE | 2022+10 | 2032+00 | TRUE | TRUE | FALSE | FALSE | -102 | 17.5 | TRUE | TRUE | FALSE | FALSE | 0 | 0 | TRUE | TRUE | TRUE | -102 | 17.5 | 0 | 0 | -1020 | 175 | 0 | 0 | 3423.1829 | 100000 | #N/A | 100000 | 0.034232 | 1 | #N/A | 0 | 0.00018167 | 0.005307 | #N/A | 0.005307 |  | 659 | 14.0084 | PASS | 0.74343 | PASS | Eligible | -0.1853 | 0.92873 | 659 | 1.4019 | kWh | 410.7454 | N/A | N/A | 14.0187 |  | 659 | 1 | -102 | 17.5 | 0 | 0 | 10 | 0
| SWWH028H | OfL | Ex | CZ04 |  | 660 | SWWH028F | 1 | 10 | 2022 | natural gas | electricity | NR |  | -96.9 |  | 17 | -96.9 |  | 17 |  | -96.9 | 17 | 0 | 0 |  | 0 | 0 |  | TRUE | 10 | 0 | 0 | TRUE | 2022+10 | 2032+00 | TRUE | TRUE | FALSE | FALSE | -96.9 | 17 | TRUE | TRUE | FALSE | FALSE | 0 | 0 | TRUE | TRUE | TRUE | -96.9 | 17 | 0 | 0 | -969 | 170 | 0 | 0 | 3423.1829 | 100000 | #N/A | 100000 | 0.034232 | 1 | #N/A | 0 | 0.00018167 | 0.005307 | #N/A | 0.005307 |  | 660 | 13.6829 | PASS | 0.72616 | PASS | Eligible | -0.17604 | 0.9022 | 660 | 1.3693 | kWh | 401.1955 | N/A | N/A | 13.6928 |  | 660 | 1 | -96.9 | 17 | 0 | 0 | 10 | 0
| SWWH028H | OfL | Ex | CZ05 |  | 661 | SWWH028F | 1 | 10 | 2022 | natural gas | electricity | NR |  | -104 |  | 17.8 | -104 |  | 17.8 |  | -104 | 17.8 | 0 | 0 |  | 0 | 0 |  | TRUE | 10 | 0 | 0 | TRUE | 2022+10 | 2032+00 | TRUE | TRUE | FALSE | FALSE | -104 | 17.8 | TRUE | TRUE | FALSE | FALSE | 0 | 0 | TRUE | TRUE | TRUE | -104 | 17.8 | 0 | 0 | -1040 | 178 | 0 | 0 | 3423.1829 | 100000 | #N/A | 100000 | 0.034232 | 1 | #N/A | 0 | 0.00018167 | 0.005307 | #N/A | 0.005307 |  | 661 | 14.2399 | PASS | 0.75572 | PASS | Eligible | -0.18894 | 0.94465 | 661 | 1.425 | kWh | 417.5353 | N/A | N/A | 14.2505 |  | 661 | 1 | -104 | 17.8 | 0 | 0 | 10 | 0
| SWWH028H | OfL | Ex | CZ06 |  | 662 | SWWH028F | 1 | 10 | 2022 | natural gas | electricity | NR |  | -93.5 |  | 16.5 | -93.5 |  | 16.5 |  | -93.5 | 16.5 | 0 | 0 |  | 0 | 0 |  | TRUE | 10 | 0 | 0 | TRUE | 2022+10 | 2032+00 | TRUE | TRUE | FALSE | FALSE | -93.5 | 16.5 | TRUE | TRUE | FALSE | FALSE | 0 | 0 | TRUE | TRUE | TRUE | -93.5 | 16.5 | 0 | 0 | -935 | 165 | 0 | 0 | 3423.1829 | 100000 | #N/A | 100000 | 0.034232 | 1 | #N/A | 0 | 0.00018167 | 0.005307 | #N/A | 0.005307 |  | 662 | 13.2993 | PASS | 0.7058 | PASS | Eligible | -0.16986 | 0.87566 | 662 | 1.3309 | kWh | 389.9456 | N/A | N/A | 13.3088 |  | 662 | 1 | -93.5 | 16.5 | 0 | 0 | 10 | 0
| SWWH028H | OfL | Ex | CZ07 |  | 663 | SWWH028F | 1 | 10 | 2022 | natural gas | electricity | NR |  | -92.8 |  | 16.3 | -92.8 |  | 16.3 |  | -92.8 | 16.3 | 0 | 0 |  | 0 | 0 |  | TRUE | 10 | 0 | 0 | TRUE | 2022+10 | 2032+00 | TRUE | TRUE | FALSE | FALSE | -92.8 | 16.3 | TRUE | TRUE | FALSE | FALSE | 0 | 0 | TRUE | TRUE | TRUE | -92.8 | 16.3 | 0 | 0 | -928 | 163 | 0 | 0 | 3423.1829 | 100000 | #N/A | 100000 | 0.034232 | 1 | #N/A | 0 | 0.00018167 | 0.005307 | #N/A | 0.005307 |  | 663 | 13.1233 | PASS | 0.69646 | PASS | Eligible | -0.16859 | 0.86505 | 663 | 1.3133 | kWh | 384.7857 | N/A | N/A | 13.1327 |  | 663 | 1 | -92.8 | 16.3 | 0 | 0 | 10 | 0
| SWWH028H | OfL | Ex | CZ08 |  | 664 | SWWH028F | 1 | 10 | 2022 | natural gas | electricity | NR |  | -90.1 |  | 16 | -90.1 |  | 16 |  | -90.1 | 16 | 0 | 0 |  | 0 | 0 |  | TRUE | 10 | 0 | 0 | TRUE | 2022+10 | 2032+00 | TRUE | TRUE | FALSE | FALSE | -90.1 | 16 | TRUE | TRUE | FALSE | FALSE | 0 | 0 | TRUE | TRUE | TRUE | -90.1 | 16 | 0 | 0 | -901 | 160 | 0 | 0 | 3423.1829 | 100000 | #N/A | 100000 | 0.034232 | 1 | #N/A | 0 | 0.00018167 | 0.005307 | #N/A | 0.005307 |  | 664 | 12.9157 | PASS | 0.68544 | PASS | Eligible | -0.16368 | 0.84913 | 664 | 1.2925 | kWh | 378.6958 | N/A | N/A | 12.9249 |  | 664 | 1 | -90.1 | 16 | 0 | 0 | 10 | 0
| SWWH028H | OfL | Ex | CZ09 |  | 665 | SWWH028F | 1 | 10 | 2022 | natural gas | electricity | NR |  | -90.2 |  | 16 | -90.2 |  | 16 |  | -90.2 | 16 | 0 | 0 |  | 0 | 0 |  | TRUE | 10 | 0 | 0 | TRUE | 2022+10 | 2032+00 | TRUE | TRUE | FALSE | FALSE | -90.2 | 16 | TRUE | TRUE | FALSE | FALSE | 0 | 0 | TRUE | TRUE | TRUE | -90.2 | 16 | 0 | 0 | -902 | 160 | 0 | 0 | 3423.1829 | 100000 | #N/A | 100000 | 0.034232 | 1 | #N/A | 0 | 0.00018167 | 0.005307 | #N/A | 0.005307 |  | 665 | 12.9123 | PASS | 0.68526 | PASS | Eligible | -0.16387 | 0.84913 | 665 | 1.2921 | kWh | 378.5958 | N/A | N/A | 12.9215 |  | 665 | 1 | -90.2 | 16 | 0 | 0 | 10 | 0
| SWWH028H | OfL | Ex | CZ10 |  | 666 | SWWH028F | 1 | 10 | 2022 | natural gas | electricity | NR |  | -89.6 |  | 15.9 | -89.6 |  | 15.9 |  | -89.6 | 15.9 | 0 | 0 |  | 0 | 0 |  | TRUE | 10 | 0 | 0 | TRUE | 2022+10 | 2032+00 | TRUE | TRUE | FALSE | FALSE | -89.6 | 15.9 | TRUE | TRUE | FALSE | FALSE | 0 | 0 | TRUE | TRUE | TRUE | -89.6 | 15.9 | 0 | 0 | -896 | 159 | 0 | 0 | 3423.1829 | 100000 | #N/A | 100000 | 0.034232 | 1 | #N/A | 0 | 0.00018167 | 0.005307 | #N/A | 0.005307 |  | 666 | 12.8328 | PASS | 0.68104 | PASS | Eligible | -0.16278 | 0.84382 | 666 | 1.2842 | kWh | 376.2658 | N/A | N/A | 12.842 |  | 666 | 1 | -89.6 | 15.9 | 0 | 0 | 10 | 0
| SWWH028H | OfL | Ex | CZ11 |  | 667 | SWWH028F | 1 | 10 | 2022 | natural gas | electricity | NR |  | -91.9 |  | 16.2 | -91.9 |  | 16.2 |  | -91.9 | 16.2 | 0 | 0 |  | 0 | 0 |  | TRUE | 10 | 0 | 0 | TRUE | 2022+10 | 2032+00 | TRUE | TRUE | FALSE | FALSE | -91.9 | 16.2 | TRUE | TRUE | FALSE | FALSE | 0 | 0 | TRUE | TRUE | TRUE | -91.9 | 16.2 | 0 | 0 | -919 | 162 | 0 | 0 | 3423.1829 | 100000 | #N/A | 100000 | 0.034232 | 1 | #N/A | 0 | 0.00018167 | 0.005307 | #N/A | 0.005307 |  | 667 | 13.0541 | PASS | 0.69279 | PASS | Eligible | -0.16695 | 0.85974 | 667 | 1.3063 | kWh | 382.7557 | N/A | N/A | 13.0635 |  | 667 | 1 | -91.9 | 16.2 | 0 | 0 | 10 | 0
| SWWH028H | OfL | Ex | CZ12 |  | 668 | SWWH028F | 1 | 10 | 2022 | natural gas | electricity | NR |  | -94.9 |  | 16.7 | -94.9 |  | 16.7 |  | -94.9 | 16.7 | 0 | 0 |  | 0 | 0 |  | TRUE | 10 | 0 | 0 | TRUE | 2022+10 | 2032+00 | TRUE | TRUE | FALSE | FALSE | -94.9 | 16.7 | TRUE | TRUE | FALSE | FALSE | 0 | 0 | TRUE | TRUE | TRUE | -94.9 | 16.7 | 0 | 0 | -949 | 167 | 0 | 0 | 3423.1829 | 100000 | #N/A | 100000 | 0.034232 | 1 | #N/A | 0 | 0.00018167 | 0.005307 | #N/A | 0.005307 |  | 668 | 13.4514 | PASS | 0.71387 | PASS | Eligible | -0.1724 | 0.88628 | 668 | 1.3461 | kWh | 394.4056 | N/A | N/A | 13.4611 |  | 668 | 1 | -94.9 | 16.7 | 0 | 0 | 10 | 0
| SWWH028H | OfL | Ex | CZ13 |  | 669 | SWWH028F | 1 | 10 | 2022 | natural gas | electricity | NR |  | -90.3 |  | 16 | -90.3 |  | 16 |  | -90.3 | 16 | 0 | 0 |  | 0 | 0 |  | TRUE | 10 | 0 | 0 | TRUE | 2022+10 | 2032+00 | TRUE | TRUE | FALSE | FALSE | -90.3 | 16 | TRUE | TRUE | FALSE | FALSE | 0 | 0 | TRUE | TRUE | TRUE | -90.3 | 16 | 0 | 0 | -903 | 160 | 0 | 0 | 3423.1829 | 100000 | #N/A | 100000 | 0.034232 | 1 | #N/A | 0 | 0.00018167 | 0.005307 | #N/A | 0.005307 |  | 669 | 12.9089 | PASS | 0.68508 | PASS | Eligible | -0.16405 | 0.84913 | 669 | 1.2918 | kWh | 378.4958 | N/A | N/A | 12.9181 |  | 669 | 1 | -90.3 | 16 | 0 | 0 | 10 | 0
| SWWH028H | OfL | Ex | CZ14 |  | 670 | SWWH028F | 1 | 10 | 2022 | natural gas | electricity | NR |  | -92.3 |  | 16.3 | -92.3 |  | 16.3 |  | -92.3 | 16.3 | 0 | 0 |  | 0 | 0 |  | TRUE | 10 | 0 | 0 | TRUE | 2022+10 | 2032+00 | TRUE | TRUE | FALSE | FALSE | -92.3 | 16.3 | TRUE | TRUE | FALSE | FALSE | 0 | 0 | TRUE | TRUE | TRUE | -92.3 | 16.3 | 0 | 0 | -923 | 163 | 0 | 0 | 3423.1829 | 100000 | #N/A | 100000 | 0.034232 | 1 | #N/A | 0 | 0.00018167 | 0.005307 | #N/A | 0.005307 |  | 670 | 13.1404 | PASS | 0.69737 | PASS | Eligible | -0.16768 | 0.86505 | 670 | 1.315 | kWh | 385.2857 | N/A | N/A | 13.1498 |  | 670 | 1 | -92.3 | 16.3 | 0 | 0 | 10 | 0
| SWWH028H | OfL | Ex | CZ15 |  | 671 | SWWH028F | 1 | 10 | 2022 | natural gas | electricity | NR |  | -73.9 |  | 13.4 | -73.9 |  | 13.4 |  | -73.9 | 13.4 | 0 | 0 |  | 0 | 0 |  | TRUE | 10 | 0 | 0 | TRUE | 2022+10 | 2032+00 | TRUE | TRUE | FALSE | FALSE | -73.9 | 13.4 | TRUE | TRUE | FALSE | FALSE | 0 | 0 | TRUE | TRUE | TRUE | -73.9 | 13.4 | 0 | 0 | -739 | 134 | 0 | 0 | 3423.1829 | 100000 | #N/A | 100000 | 0.034232 | 1 | #N/A | 0 | 0.00018167 | 0.005307 | #N/A | 0.005307 |  | 671 | 10.8703 | PASS | 0.57689 | PASS | Eligible | -0.13425 | 0.71114 | 671 | 1.0878 | kWh | 318.7165 | N/A | N/A | 10.8778 |  | 671 | 1 | -73.9 | 13.4 | 0 | 0 | 10 | 0
| SWWH028H | OfL | Ex | CZ16 |  | 672 | SWWH028F | 1 | 10 | 2022 | natural gas | electricity | NR |  | -108 |  | 18.7 | -108 |  | 18.7 |  | -108 | 18.7 | 0 | 0 |  | 0 | 0 |  | TRUE | 10 | 0 | 0 | TRUE | 2022+10 | 2032+00 | TRUE | TRUE | FALSE | FALSE | -108 | 18.7 | TRUE | TRUE | FALSE | FALSE | 0 | 0 | TRUE | TRUE | TRUE | -108 | 18.7 | 0 | 0 | -1080 | 187 | 0 | 0 | 3423.1829 | 100000 | #N/A | 100000 | 0.034232 | 1 | #N/A | 0 | 0.00018167 | 0.005307 | #N/A | 0.005307 |  | 672 | 15.003 | PASS | 0.79621 | PASS | Eligible | -0.1962 | 0.99242 | 672 | 1.5014 | kWh | 439.9051 | N/A | N/A | 15.014 |  | 672 | 1 | -108 | 18.7 | 0 | 0 | 10 | 0
| SWWH028H | OfS | Ex | CZ01 |  | 673 | SWWH028F | 1 | 10 | 2022 | natural gas | electricity | NR |  | -72.1 |  | 11.8 | -72.1 |  | 11.8 |  | -72.1 | 11.8 | 0 | 0 |  | 0 | 0 |  | TRUE | 10 | 0 | 0 | TRUE | 2022+10 | 2032+00 | TRUE | TRUE | FALSE | FALSE | -72.1 | 11.8 | TRUE | TRUE | FALSE | FALSE | 0 | 0 | TRUE | TRUE | TRUE | -72.1 | 11.8 | 0 | 0 | -721 | 118 | 0 | 0 | 3423.1829 | 100000 | #N/A | 100000 | 0.034232 | 1 | #N/A | 0 | 0.00018167 | 0.005307 | #N/A | 0.005307 |  | 673 | 9.3319 | PASS | 0.49525 | PASS | Eligible | -0.13098 | 0.62623 | 673 | 0.93392 | kWh | 273.6369 | N/A | N/A | 9.3392 |  | 673 | 1 | -72.1 | 11.8 | 0 | 0 | 10 | 0
| SWWH028H | OfS | Ex | CZ02 |  | 674 | SWWH028F | 1 | 10 | 2022 | natural gas | electricity | NR |  | -64.7 |  | 10.9 | -64.7 |  | 10.9 |  | -64.7 | 10.9 | 0 | 0 |  | 0 | 0 |  | TRUE | 10 | 0 | 0 | TRUE | 2022+10 | 2032+00 | TRUE | TRUE | FALSE | FALSE | -64.7 | 10.9 | TRUE | TRUE | FALSE | FALSE | 0 | 0 | TRUE | TRUE | TRUE | -64.7 | 10.9 | 0 | 0 | -647 | 109 | 0 | 0 | 3423.1829 | 100000 | #N/A | 100000 | 0.034232 | 1 | #N/A | 0 | 0.00018167 | 0.005307 | #N/A | 0.005307 |  | 674 | 8.6852 | PASS | 0.46093 | PASS | Eligible | -0.11754 | 0.57847 | 674 | 0.86918 | kWh | 254.6671 | N/A | N/A | 8.6918 |  | 674 | 1 | -64.7 | 10.9 | 0 | 0 | 10 | 0
| SWWH028H | OfS | Ex | CZ03 |  | 675 | SWWH028F | 1 | 10 | 2022 | natural gas | electricity | NR |  | -65.9 |  | 11 | -65.9 |  | 11 |  | -65.9 | 11 | 0 | 0 |  | 0 | 0 |  | TRUE | 10 | 0 | 0 | TRUE | 2022+10 | 2032+00 | TRUE | TRUE | FALSE | FALSE | -65.9 | 11 | TRUE | TRUE | FALSE | FALSE | 0 | 0 | TRUE | TRUE | TRUE | -65.9 | 11 | 0 | 0 | -659 | 110 | 0 | 0 | 3423.1829 | 100000 | #N/A | 100000 | 0.034232 | 1 | #N/A | 0 | 0.00018167 | 0.005307 | #N/A | 0.005307 |  | 675 | 8.7441 | PASS | 0.46405 | PASS | Eligible | -0.11972 | 0.58377 | 675 | 0.87508 | kWh | 256.3971 | N/A | N/A | 8.7508 |  | 675 | 1 | -65.9 | 11 | 0 | 0 | 10 | 0
| SWWH028H | OfS | Ex | CZ04 |  | 676 | SWWH028F | 1 | 10 | 2022 | natural gas | electricity | NR |  | -62.5 |  | 10.6 | -62.5 |  | 10.6 |  | -62.5 | 10.6 | 0 | 0 |  | 0 | 0 |  | TRUE | 10 | 0 | 0 | TRUE | 2022+10 | 2032+00 | TRUE | TRUE | FALSE | FALSE | -62.5 | 10.6 | TRUE | TRUE | FALSE | FALSE | 0 | 0 | TRUE | TRUE | TRUE | -62.5 | 10.6 | 0 | 0 | -625 | 106 | 0 | 0 | 3423.1829 | 100000 | #N/A | 100000 | 0.034232 | 1 | #N/A | 0 | 0.00018167 | 0.005307 | #N/A | 0.005307 |  | 676 | 8.4605 | PASS | 0.449 | PASS | Eligible | -0.11354 | 0.56255 | 676 | 0.84669 | kWh | 248.0772 | N/A | N/A | 8.4669 |  | 676 | 1 | -62.5 | 10.6 | 0 | 0 | 10 | 0
| SWWH028H | OfS | Ex | CZ05 |  | 677 | SWWH028F | 1 | 10 | 2022 | natural gas | electricity | NR |  | -67.2 |  | 11.1 | -67.2 |  | 11.1 |  | -67.2 | 11.1 | 0 | 0 |  | 0 | 0 |  | TRUE | 10 | 0 | 0 | TRUE | 2022+10 | 2032+00 | TRUE | TRUE | FALSE | FALSE | -67.2 | 11.1 | TRUE | TRUE | FALSE | FALSE | 0 | 0 | TRUE | TRUE | TRUE | -67.2 | 11.1 | 0 | 0 | -672 | 111 | 0 | 0 | 3423.1829 | 100000 | #N/A | 100000 | 0.034232 | 1 | #N/A | 0 | 0.00018167 | 0.005307 | #N/A | 0.005307 |  | 677 | 8.7996 | PASS | 0.467 | PASS | Eligible | -0.12208 | 0.58908 | 677 | 0.88065 | kWh | 258.0271 | N/A | N/A | 8.8065 |  | 677 | 1 | -67.2 | 11.1 | 0 | 0 | 10 | 0
| SWWH028H | OfS | Ex | CZ06 |  | 678 | SWWH028F | 1 | 10 | 2022 | natural gas | electricity | NR |  | -60.5 |  | 10.3 | -60.5 |  | 10.3 |  | -60.5 | 10.3 | 0 | 0 |  | 0 | 0 |  | TRUE | 10 | 0 | 0 | TRUE | 2022+10 | 2032+00 | TRUE | TRUE | FALSE | FALSE | -60.5 | 10.3 | TRUE | TRUE | FALSE | FALSE | 0 | 0 | TRUE | TRUE | TRUE | -60.5 | 10.3 | 0 | 0 | -605 | 103 | 0 | 0 | 3423.1829 | 100000 | #N/A | 100000 | 0.034232 | 1 | #N/A | 0 | 0.00018167 | 0.005307 | #N/A | 0.005307 |  | 678 | 8.229 | PASS | 0.43671 | PASS | Eligible | -0.10991 | 0.54662 | 678 | 0.82351 | kWh | 241.2873 | N/A | N/A | 8.2351 |  | 678 | 1 | -60.5 | 10.3 | 0 | 0 | 10 | 0
| SWWH028H | OfS | Ex | CZ07 |  | 679 | SWWH028F | 1 | 10 | 2022 | natural gas | electricity | NR |  | -59.9 |  | 10.2 | -59.9 |  | 10.2 |  | -59.9 | 10.2 | 0 | 0 |  | 0 | 0 |  | TRUE | 10 | 0 | 0 | TRUE | 2022+10 | 2032+00 | TRUE | TRUE | FALSE | FALSE | -59.9 | 10.2 | TRUE | TRUE | FALSE | FALSE | 0 | 0 | TRUE | TRUE | TRUE | -59.9 | 10.2 | 0 | 0 | -599 | 102 | 0 | 0 | 3423.1829 | 100000 | #N/A | 100000 | 0.034232 | 1 | #N/A | 0 | 0.00018167 | 0.005307 | #N/A | 0.005307 |  | 679 | 8.1495 | PASS | 0.4325 | PASS | Eligible | -0.10882 | 0.54132 | 679 | 0.81556 | kWh | 238.9573 | N/A | N/A | 8.1556 |  | 679 | 1 | -59.9 | 10.2 | 0 | 0 | 10 | 0
| SWWH028H | OfS | Ex | CZ08 |  | 680 | SWWH028F | 1 | 10 | 2022 | natural gas | electricity | NR |  | -58.3 |  | 10 | -58.3 |  | 10 |  | -58.3 | 10 | 0 | 0 |  | 0 | 0 |  | TRUE | 10 | 0 | 0 | TRUE | 2022+10 | 2032+00 | TRUE | TRUE | FALSE | FALSE | -58.3 | 10 | TRUE | TRUE | FALSE | FALSE | 0 | 0 | TRUE | TRUE | TRUE | -58.3 | 10 | 0 | 0 | -583 | 100 | 0 | 0 | 3423.1829 | 100000 | #N/A | 100000 | 0.034232 | 1 | #N/A | 0 | 0.00018167 | 0.005307 | #N/A | 0.005307 |  | 680 | 8.0043 | PASS | 0.42479 | PASS | Eligible | -0.10591 | 0.5307 | 680 | 0.80102 | kWh | 234.6974 | N/A | N/A | 8.0102 |  | 680 | 1 | -58.3 | 10 | 0 | 0 | 10 | 0
| SWWH028H | OfS | Ex | CZ09 |  | 681 | SWWH028F | 1 | 10 | 2022 | natural gas | electricity | NR |  | -58.2 |  | 10 | -58.2 |  | 10 |  | -58.2 | 10 | 0 | 0 |  | 0 | 0 |  | TRUE | 10 | 0 | 0 | TRUE | 2022+10 | 2032+00 | TRUE | TRUE | FALSE | FALSE | -58.2 | 10 | TRUE | TRUE | FALSE | FALSE | 0 | 0 | TRUE | TRUE | TRUE | -58.2 | 10 | 0 | 0 | -582 | 100 | 0 | 0 | 3423.1829 | 100000 | #N/A | 100000 | 0.034232 | 1 | #N/A | 0 | 0.00018167 | 0.005307 | #N/A | 0.005307 |  | 681 | 8.0077 | PASS | 0.42497 | PASS | Eligible | -0.10573 | 0.5307 | 681 | 0.80136 | kWh | 234.7974 | N/A | N/A | 8.0136 |  | 681 | 1 | -58.2 | 10 | 0 | 0 | 10 | 0
| SWWH028H | OfS | Ex | CZ10 |  | 682 | SWWH028F | 1 | 10 | 2022 | natural gas | electricity | NR |  | -57.8 |  | 9.96 | -57.8 |  | 9.96 |  | -57.8 | 9.96 | 0 | 0 |  | 0 | 0 |  | TRUE | 10 | 0 | 0 | TRUE | 2022+10 | 2032+00 | TRUE | TRUE | FALSE | FALSE | -57.8 | 9.96 | TRUE | TRUE | FALSE | FALSE | 0 | 0 | TRUE | TRUE | TRUE | -57.8 | 9.96 | 0 | 0 | -578 | 99.6 | 0 | 0 | 3423.1829 | 100000 | #N/A | 100000 | 0.034232 | 1 | #N/A | 0 | 0.00018167 | 0.005307 | #N/A | 0.005307 |  | 682 | 7.9814 | PASS | 0.42358 | PASS | Eligible | -0.10501 | 0.52858 | 682 | 0.79873 | kWh | 234.0254 | N/A | N/A | 7.9873 |  | 682 | 1 | -57.8 | 9.96 | 0 | 0 | 10 | 0
| SWWH028H | OfS | Ex | CZ11 |  | 683 | SWWH028F | 1 | 10 | 2022 | natural gas | electricity | NR |  | -59 |  | 10.1 | -59 |  | 10.1 |  | -59 | 10.1 | 0 | 0 |  | 0 | 0 |  | TRUE | 10 | 0 | 0 | TRUE | 2022+10 | 2032+00 | TRUE | TRUE | FALSE | FALSE | -59 | 10.1 | TRUE | TRUE | FALSE | FALSE | 0 | 0 | TRUE | TRUE | TRUE | -59 | 10.1 | 0 | 0 | -590 | 101 | 0 | 0 | 3423.1829 | 100000 | #N/A | 100000 | 0.034232 | 1 | #N/A | 0 | 0.00018167 | 0.005307 | #N/A | 0.005307 |  | 683 | 8.0803 | PASS | 0.42883 | PASS | Eligible | -0.10719 | 0.53601 | 683 | 0.80863 | kWh | 236.9273 | N/A | N/A | 8.0863 |  | 683 | 1 | -59 | 10.1 | 0 | 0 | 10 | 0
| SWWH028H | OfS | Ex | CZ12 |  | 684 | SWWH028F | 1 | 10 | 2022 | natural gas | electricity | NR |  | -61.1 |  | 10.4 | -61.1 |  | 10.4 |  | -61.1 | 10.4 | 0 | 0 |  | 0 | 0 |  | TRUE | 10 | 0 | 0 | TRUE | 2022+10 | 2032+00 | TRUE | TRUE | FALSE | FALSE | -61.1 | 10.4 | TRUE | TRUE | FALSE | FALSE | 0 | 0 | TRUE | TRUE | TRUE | -61.1 | 10.4 | 0 | 0 | -611 | 104 | 0 | 0 | 3423.1829 | 100000 | #N/A | 100000 | 0.034232 | 1 | #N/A | 0 | 0.00018167 | 0.005307 | #N/A | 0.005307 |  | 684 | 8.3084 | PASS | 0.44093 | PASS | Eligible | -0.111 | 0.55193 | 684 | 0.83147 | kWh | 243.6173 | N/A | N/A | 8.3147 |  | 684 | 1 | -61.1 | 10.4 | 0 | 0 | 10 | 0
| SWWH028H | OfS | Ex | CZ13 |  | 685 | SWWH028F | 1 | 10 | 2022 | natural gas | electricity | NR |  | -58.1 |  | 9.96 | -58.1 |  | 9.96 |  | -58.1 | 9.96 | 0 | 0 |  | 0 | 0 |  | TRUE | 10 | 0 | 0 | TRUE | 2022+10 | 2032+00 | TRUE | TRUE | FALSE | FALSE | -58.1 | 9.96 | TRUE | TRUE | FALSE | FALSE | 0 | 0 | TRUE | TRUE | TRUE | -58.1 | 9.96 | 0 | 0 | -581 | 99.6 | 0 | 0 | 3423.1829 | 100000 | #N/A | 100000 | 0.034232 | 1 | #N/A | 0 | 0.00018167 | 0.005307 | #N/A | 0.005307 |  | 685 | 7.9711 | PASS | 0.42303 | PASS | Eligible | -0.10555 | 0.52858 | 685 | 0.7977 | kWh | 233.7254 | N/A | N/A | 7.977 |  | 685 | 1 | -58.1 | 9.96 | 0 | 0 | 10 | 0
| SWWH028H | OfS | Ex | CZ14 |  | 686 | SWWH028F | 1 | 10 | 2022 | natural gas | electricity | NR |  | -59.4 |  | 10.2 | -59.4 |  | 10.2 |  | -59.4 | 10.2 | 0 | 0 |  | 0 | 0 |  | TRUE | 10 | 0 | 0 | TRUE | 2022+10 | 2032+00 | TRUE | TRUE | FALSE | FALSE | -59.4 | 10.2 | TRUE | TRUE | FALSE | FALSE | 0 | 0 | TRUE | TRUE | TRUE | -59.4 | 10.2 | 0 | 0 | -594 | 102 | 0 | 0 | 3423.1829 | 100000 | #N/A | 100000 | 0.034232 | 1 | #N/A | 0 | 0.00018167 | 0.005307 | #N/A | 0.005307 |  | 686 | 8.1666 | PASS | 0.43341 | PASS | Eligible | -0.10791 | 0.54132 | 686 | 0.81727 | kWh | 239.4573 | N/A | N/A | 8.1727 |  | 686 | 1 | -59.4 | 10.2 | 0 | 0 | 10 | 0
| SWWH028H | OfS | Ex | CZ15 |  | 687 | SWWH028F | 1 | 10 | 2022 | natural gas | electricity | NR |  | -47.6 |  | 8.37 | -47.6 |  | 8.37 |  | -47.6 | 8.37 | 0 | 0 |  | 0 | 0 |  | TRUE | 10 | 0 | 0 | TRUE | 2022+10 | 2032+00 | TRUE | TRUE | FALSE | FALSE | -47.6 | 8.37 | TRUE | TRUE | FALSE | FALSE | 0 | 0 | TRUE | TRUE | TRUE | -47.6 | 8.37 | 0 | 0 | -476 | 83.7 | 0 | 0 | 3423.1829 | 100000 | #N/A | 100000 | 0.034232 | 1 | #N/A | 0 | 0.00018167 | 0.005307 | #N/A | 0.005307 |  | 687 | 6.7406 | PASS | 0.35772 | PASS | Eligible | -0.086475 | 0.4442 | 687 | 0.67454 | kWh | 197.6388 | N/A | N/A | 6.7454 |  | 687 | 1 | -47.6 | 8.37 | 0 | 0 | 10 | 0
| SWWH028H | OfS | Ex | CZ16 |  | 688 | SWWH028F | 1 | 10 | 2022 | natural gas | electricity | NR |  | -69.7 |  | 11.7 | -69.7 |  | 11.7 |  | -69.7 | 11.7 | 0 | 0 |  | 0 | 0 |  | TRUE | 10 | 0 | 0 | TRUE | 2022+10 | 2032+00 | TRUE | TRUE | FALSE | FALSE | -69.7 | 11.7 | TRUE | TRUE | FALSE | FALSE | 0 | 0 | TRUE | TRUE | TRUE | -69.7 | 11.7 | 0 | 0 | -697 | 117 | 0 | 0 | 3423.1829 | 100000 | #N/A | 100000 | 0.034232 | 1 | #N/A | 0 | 0.00018167 | 0.005307 | #N/A | 0.005307 |  | 688 | 9.314 | PASS | 0.4943 | PASS | Eligible | -0.12662 | 0.62092 | 688 | 0.93211 | kWh | 273.1069 | N/A | N/A | 9.3211 |  | 688 | 1 | -69.7 | 11.7 | 0 | 0 | 10 | 0
| SWWH028H | RSD | Ex | CZ01 |  | 689 | SWWH028F | 1 | 10 | 2022 | natural gas | electricity | NR |  | -27.6 |  | 4.08 | -27.6 |  | 4.08 |  | -27.6 | 4.08 | 0 | 0 |  | 0 | 0 |  | TRUE | 10 | 0 | 0 | TRUE | 2022+10 | 2032+00 | TRUE | TRUE | FALSE | FALSE | -27.6 | 4.08 | TRUE | TRUE | FALSE | FALSE | 0 | 0 | TRUE | TRUE | TRUE | -27.6 | 4.08 | 0 | 0 | -276 | 40.8 | 0 | 0 | 3423.1829 | 100000 | #N/A | 100000 | 0.034232 | 1 | #N/A | 0 | 0.00018167 | 0.005307 | #N/A | 0.005307 |  | 689 | 3.1352 | PASS | 0.16639 | PASS | Eligible | -0.050141 | 0.21653 | 689 | 0.3138 | kWh | 91.9429 | N/A | N/A | 3.138 |  | 689 | 1 | -27.6 | 4.08 | 0 | 0 | 10 | 0
| SWWH028H | RSD | Ex | CZ02 |  | 690 | SWWH028F | 1 | 10 | 2022 | natural gas | electricity | NR |  | -24.7 |  | 3.8 | -24.7 |  | 3.8 |  | -24.7 | 3.8 | 0 | 0 |  | 0 | 0 |  | TRUE | 10 | 0 | 0 | TRUE | 2022+10 | 2032+00 | TRUE | TRUE | FALSE | FALSE | -24.7 | 3.8 | TRUE | TRUE | FALSE | FALSE | 0 | 0 | TRUE | TRUE | TRUE | -24.7 | 3.8 | 0 | 0 | -247 | 38 | 0 | 0 | 3423.1829 | 100000 | #N/A | 100000 | 0.034232 | 1 | #N/A | 0 | 0.00018167 | 0.005307 | #N/A | 0.005307 |  | 690 | 2.9545 | PASS | 0.1568 | PASS | Eligible | -0.044872 | 0.20167 | 690 | 0.2957 | kWh | 86.639 | N/A | N/A | 2.957 |  | 690 | 1 | -24.7 | 3.8 | 0 | 0 | 10 | 0
| SWWH028H | RSD | Ex | CZ03 |  | 691 | SWWH028F | 1 | 10 | 2022 | natural gas | electricity | NR |  | -25.3 |  | 3.81 | -25.3 |  | 3.81 |  | -25.3 | 3.81 | 0 | 0 |  | 0 | 0 |  | TRUE | 10 | 0 | 0 | TRUE | 2022+10 | 2032+00 | TRUE | TRUE | FALSE | FALSE | -25.3 | 3.81 | TRUE | TRUE | FALSE | FALSE | 0 | 0 | TRUE | TRUE | TRUE | -25.3 | 3.81 | 0 | 0 | -253 | 38.1 | 0 | 0 | 3423.1829 | 100000 | #N/A | 100000 | 0.034232 | 1 | #N/A | 0 | 0.00018167 | 0.005307 | #N/A | 0.005307 |  | 691 | 2.9439 | PASS | 0.15624 | PASS | Eligible | -0.045962 | 0.2022 | 691 | 0.29465 | kWh | 86.332 | N/A | N/A | 2.9465 |  | 691 | 1 | -25.3 | 3.81 | 0 | 0 | 10 | 0
| SWWH028H | RSD | Ex | CZ04 |  | 692 | SWWH028F | 1 | 10 | 2022 | natural gas | electricity | NR |  | -24 |  | 3.69 | -24 |  | 3.69 |  | -24 | 3.69 | 0 | 0 |  | 0 | 0 |  | TRUE | 10 | 0 | 0 | TRUE | 2022+10 | 2032+00 | TRUE | TRUE | FALSE | FALSE | -24 | 3.69 | TRUE | TRUE | FALSE | FALSE | 0 | 0 | TRUE | TRUE | TRUE | -24 | 3.69 | 0 | 0 | -240 | 36.9 | 0 | 0 | 3423.1829 | 100000 | #N/A | 100000 | 0.034232 | 1 | #N/A | 0 | 0.00018167 | 0.005307 | #N/A | 0.005307 |  | 692 | 2.8684 | PASS | 0.15223 | PASS | Eligible | -0.043601 | 0.19583 | 692 | 0.28709 | kWh | 84.116 | N/A | N/A | 2.8709 |  | 692 | 1 | -24 | 3.69 | 0 | 0 | 10 | 0
| SWWH028H | RSD | Ex | CZ05 |  | 693 | SWWH028F | 1 | 10 | 2022 | natural gas | electricity | NR |  | -25.7 |  | 3.87 | -25.7 |  | 3.87 |  | -25.7 | 3.87 | 0 | 0 |  | 0 | 0 |  | TRUE | 10 | 0 | 0 | TRUE | 2022+10 | 2032+00 | TRUE | TRUE | FALSE | FALSE | -25.7 | 3.87 | TRUE | TRUE | FALSE | FALSE | 0 | 0 | TRUE | TRUE | TRUE | -25.7 | 3.87 | 0 | 0 | -257 | 38.7 | 0 | 0 | 3423.1829 | 100000 | #N/A | 100000 | 0.034232 | 1 | #N/A | 0 | 0.00018167 | 0.005307 | #N/A | 0.005307 |  | 693 | 2.9902 | PASS | 0.15869 | PASS | Eligible | -0.046689 | 0.20538 | 693 | 0.29929 | kWh | 87.69 | N/A | N/A | 2.9929 |  | 693 | 1 | -25.7 | 3.87 | 0 | 0 | 10 | 0
| SWWH028H | RSD | Ex | CZ06 |  | 694 | SWWH028F | 1 | 10 | 2022 | natural gas | electricity | NR |  | -23.2 |  | 3.58 | -23.2 |  | 3.58 |  | -23.2 | 3.58 | 0 | 0 |  | 0 | 0 |  | TRUE | 10 | 0 | 0 | TRUE | 2022+10 | 2032+00 | TRUE | TRUE | FALSE | FALSE | -23.2 | 3.58 | TRUE | TRUE | FALSE | FALSE | 0 | 0 | TRUE | TRUE | TRUE | -23.2 | 3.58 | 0 | 0 | -232 | 35.8 | 0 | 0 | 3423.1829 | 100000 | #N/A | 100000 | 0.034232 | 1 | #N/A | 0 | 0.00018167 | 0.005307 | #N/A | 0.005307 |  | 694 | 2.7858 | PASS | 0.14784 | PASS | Eligible | -0.042147 | 0.18999 | 694 | 0.27882 | kWh | 81.6931 | N/A | N/A | 2.7882 |  | 694 | 1 | -23.2 | 3.58 | 0 | 0 | 10 | 0
| SWWH028H | RSD | Ex | CZ07 |  | 695 | SWWH028F | 1 | 10 | 2022 | natural gas | electricity | NR |  | -23.1 |  | 3.54 | -23.1 |  | 3.54 |  | -23.1 | 3.54 | 0 | 0 |  | 0 | 0 |  | TRUE | 10 | 0 | 0 | TRUE | 2022+10 | 2032+00 | TRUE | TRUE | FALSE | FALSE | -23.1 | 3.54 | TRUE | TRUE | FALSE | FALSE | 0 | 0 | TRUE | TRUE | TRUE | -23.1 | 3.54 | 0 | 0 | -231 | 35.4 | 0 | 0 | 3423.1829 | 100000 | #N/A | 100000 | 0.034232 | 1 | #N/A | 0 | 0.00018167 | 0.005307 | #N/A | 0.005307 |  | 695 | 2.7492 | PASS | 0.1459 | PASS | Eligible | -0.041966 | 0.18787 | 695 | 0.27516 | kWh | 80.6211 | N/A | N/A | 2.7516 |  | 695 | 1 | -23.1 | 3.54 | 0 | 0 | 10 | 0
| SWWH028H | RSD | Ex | CZ08 |  | 696 | SWWH028F | 1 | 10 | 2022 | natural gas | electricity | NR |  | -22.4 |  | 3.48 | -22.4 |  | 3.48 |  | -22.4 | 3.48 | 0 | 0 |  | 0 | 0 |  | TRUE | 10 | 0 | 0 | TRUE | 2022+10 | 2032+00 | TRUE | TRUE | FALSE | FALSE | -22.4 | 3.48 | TRUE | TRUE | FALSE | FALSE | 0 | 0 | TRUE | TRUE | TRUE | -22.4 | 3.48 | 0 | 0 | -224 | 34.8 | 0 | 0 | 3423.1829 | 100000 | #N/A | 100000 | 0.034232 | 1 | #N/A | 0 | 0.00018167 | 0.005307 | #N/A | 0.005307 |  | 696 | 2.7132 | PASS | 0.14399 | PASS | Eligible | -0.040694 | 0.18468 | 696 | 0.27155 | kWh | 79.5631 | N/A | N/A | 2.7155 |  | 696 | 1 | -22.4 | 3.48 | 0 | 0 | 10 | 0
| SWWH028H | RSD | Ex | CZ09 |  | 697 | SWWH028F | 1 | 10 | 2022 | natural gas | electricity | NR |  | -22.4 |  | 3.48 | -22.4 |  | 3.48 |  | -22.4 | 3.48 | 0 | 0 |  | 0 | 0 |  | TRUE | 10 | 0 | 0 | TRUE | 2022+10 | 2032+00 | TRUE | TRUE | FALSE | FALSE | -22.4 | 3.48 | TRUE | TRUE | FALSE | FALSE | 0 | 0 | TRUE | TRUE | TRUE | -22.4 | 3.48 | 0 | 0 | -224 | 34.8 | 0 | 0 | 3423.1829 | 100000 | #N/A | 100000 | 0.034232 | 1 | #N/A | 0 | 0.00018167 | 0.005307 | #N/A | 0.005307 |  | 697 | 2.7132 | PASS | 0.14399 | PASS | Eligible | -0.040694 | 0.18468 | 697 | 0.27155 | kWh | 79.5631 | N/A | N/A | 2.7155 |  | 697 | 1 | -22.4 | 3.48 | 0 | 0 | 10 | 0
| SWWH028H | RSD | Ex | CZ10 |  | 698 | SWWH028F | 1 | 10 | 2022 | natural gas | electricity | NR |  | -22.3 |  | 3.46 | -22.3 |  | 3.46 |  | -22.3 | 3.46 | 0 | 0 |  | 0 | 0 |  | TRUE | 10 | 0 | 0 | TRUE | 2022+10 | 2032+00 | TRUE | TRUE | FALSE | FALSE | -22.3 | 3.46 | TRUE | TRUE | FALSE | FALSE | 0 | 0 | TRUE | TRUE | TRUE | -22.3 | 3.46 | 0 | 0 | -223 | 34.6 | 0 | 0 | 3423.1829 | 100000 | #N/A | 100000 | 0.034232 | 1 | #N/A | 0 | 0.00018167 | 0.005307 | #N/A | 0.005307 |  | 698 | 2.6966 | PASS | 0.14311 | PASS | Eligible | -0.040512 | 0.18362 | 698 | 0.26989 | kWh | 79.0771 | N/A | N/A | 2.6989 |  | 698 | 1 | -22.3 | 3.46 | 0 | 0 | 10 | 0
| SWWH028H | RSD | Ex | CZ11 |  | 699 | SWWH028F | 1 | 10 | 2022 | natural gas | electricity | NR |  | -22.8 |  | 3.51 | -22.8 |  | 3.51 |  | -22.8 | 3.51 | 0 | 0 |  | 0 | 0 |  | TRUE | 10 | 0 | 0 | TRUE | 2022+10 | 2032+00 | TRUE | TRUE | FALSE | FALSE | -22.8 | 3.51 | TRUE | TRUE | FALSE | FALSE | 0 | 0 | TRUE | TRUE | TRUE | -22.8 | 3.51 | 0 | 0 | -228 | 35.1 | 0 | 0 | 3423.1829 | 100000 | #N/A | 100000 | 0.034232 | 1 | #N/A | 0 | 0.00018167 | 0.005307 | #N/A | 0.005307 |  | 699 | 2.7295 | PASS | 0.14486 | PASS | Eligible | -0.041421 | 0.18628 | 699 | 0.27318 | kWh | 80.0421 | N/A | N/A | 2.7318 |  | 699 | 1 | -22.8 | 3.51 | 0 | 0 | 10 | 0
| SWWH028H | RSD | Ex | CZ12 |  | 700 | SWWH028F | 1 | 10 | 2022 | natural gas | electricity | NR |  | -23.5 |  | 3.62 | -23.5 |  | 3.62 |  | -23.5 | 3.62 | 0 | 0 |  | 0 | 0 |  | TRUE | 10 | 0 | 0 | TRUE | 2022+10 | 2032+00 | TRUE | TRUE | FALSE | FALSE | -23.5 | 3.62 | TRUE | TRUE | FALSE | FALSE | 0 | 0 | TRUE | TRUE | TRUE | -23.5 | 3.62 | 0 | 0 | -235 | 36.2 | 0 | 0 | 3423.1829 | 100000 | #N/A | 100000 | 0.034232 | 1 | #N/A | 0 | 0.00018167 | 0.005307 | #N/A | 0.005307 |  | 700 | 2.8156 | PASS | 0.14942 | PASS | Eligible | -0.042692 | 0.19211 | 700 | 0.28179 | kWh | 82.565 | N/A | N/A | 2.8179 |  | 700 | 1 | -23.5 | 3.62 | 0 | 0 | 10 | 0
| SWWH028H | RSD | Ex | CZ13 |  | 701 | SWWH028F | 1 | 10 | 2022 | natural gas | electricity | NR |  | -22.4 |  | 3.46 | -22.4 |  | 3.46 |  | -22.4 | 3.46 | 0 | 0 |  | 0 | 0 |  | TRUE | 10 | 0 | 0 | TRUE | 2022+10 | 2032+00 | TRUE | TRUE | FALSE | FALSE | -22.4 | 3.46 | TRUE | TRUE | FALSE | FALSE | 0 | 0 | TRUE | TRUE | TRUE | -22.4 | 3.46 | 0 | 0 | -224 | 34.6 | 0 | 0 | 3423.1829 | 100000 | #N/A | 100000 | 0.034232 | 1 | #N/A | 0 | 0.00018167 | 0.005307 | #N/A | 0.005307 |  | 701 | 2.6932 | PASS | 0.14293 | PASS | Eligible | -0.040694 | 0.18362 | 701 | 0.26955 | kWh | 78.9771 | N/A | N/A | 2.6955 |  | 701 | 1 | -22.4 | 3.46 | 0 | 0 | 10 | 0
| SWWH028H | RSD | Ex | CZ14 |  | 702 | SWWH028F | 1 | 10 | 2022 | natural gas | electricity | NR |  | -22.9 |  | 3.53 | -22.9 |  | 3.53 |  | -22.9 | 3.53 | 0 | 0 |  | 0 | 0 |  | TRUE | 10 | 0 | 0 | TRUE | 2022+10 | 2032+00 | TRUE | TRUE | FALSE | FALSE | -22.9 | 3.53 | TRUE | TRUE | FALSE | FALSE | 0 | 0 | TRUE | TRUE | TRUE | -22.9 | 3.53 | 0 | 0 | -229 | 35.3 | 0 | 0 | 3423.1829 | 100000 | #N/A | 100000 | 0.034232 | 1 | #N/A | 0 | 0.00018167 | 0.005307 | #N/A | 0.005307 |  | 702 | 2.7461 | PASS | 0.14574 | PASS | Eligible | -0.041602 | 0.18734 | 702 | 0.27484 | kWh | 80.5281 | N/A | N/A | 2.7484 |  | 702 | 1 | -22.9 | 3.53 | 0 | 0 | 10 | 0
| SWWH028H | RSD | Ex | CZ15 |  | 703 | SWWH028F | 1 | 10 | 2022 | natural gas | electricity | NR |  | -18.6 |  | 2.91 | -18.6 |  | 2.91 |  | -18.6 | 2.91 | 0 | 0 |  | 0 | 0 |  | TRUE | 10 | 0 | 0 | TRUE | 2022+10 | 2032+00 | TRUE | TRUE | FALSE | FALSE | -18.6 | 2.91 | TRUE | TRUE | FALSE | FALSE | 0 | 0 | TRUE | TRUE | TRUE | -18.6 | 2.91 | 0 | 0 | -186 | 29.1 | 0 | 0 | 3423.1829 | 100000 | #N/A | 100000 | 0.034232 | 1 | #N/A | 0 | 0.00018167 | 0.005307 | #N/A | 0.005307 |  | 703 | 2.2733 | PASS | 0.12064 | PASS | Eligible | -0.033791 | 0.15443 | 703 | 0.22752 | kWh | 66.6622 | N/A | N/A | 2.2752 |  | 703 | 1 | -18.6 | 2.91 | 0 | 0 | 10 | 0
| SWWH028H | RSD | Ex | CZ16 |  | 704 | SWWH028F | 1 | 10 | 2022 | natural gas | electricity | NR |  | -26.6 |  | 4.07 | -26.6 |  | 4.07 |  | -26.6 | 4.07 | 0 | 0 |  | 0 | 0 |  | TRUE | 10 | 0 | 0 | TRUE | 2022+10 | 2032+00 | TRUE | TRUE | FALSE | FALSE | -26.6 | 4.07 | TRUE | TRUE | FALSE | FALSE | 0 | 0 | TRUE | TRUE | TRUE | -26.6 | 4.07 | 0 | 0 | -266 | 40.7 | 0 | 0 | 3423.1829 | 100000 | #N/A | 100000 | 0.034232 | 1 | #N/A | 0 | 0.00018167 | 0.005307 | #N/A | 0.005307 |  | 704 | 3.1594 | PASS | 0.16767 | PASS | Eligible | -0.048324 | 0.216 | 704 | 0.31621 | kWh | 92.6499 | N/A | N/A | 3.1621 |  | 704 | 1 | -26.6 | 4.07 | 0 | 0 | 10 | 0
| SWWH028H | RFF | Ex | CZ01 |  | 705 | SWWH028F | 1 | 10 | 2022 | natural gas | electricity | NR |  | -178 |  | 23.2 | -178 |  | 23.2 |  | -178 | 23.2 | 0 | 0 |  | 0 | 0 |  | TRUE | 10 | 0 | 0 | TRUE | 2022+10 | 2032+00 | TRUE | TRUE | FALSE | FALSE | -178 | 23.2 | TRUE | TRUE | FALSE | FALSE | 0 | 0 | TRUE | TRUE | TRUE | -178 | 23.2 | 0 | 0 | -1780 | 232 | 0 | 0 | 3423.1829 | 100000 | #N/A | 100000 | 0.034232 | 1 | #N/A | 0 | 0.00018167 | 0.005307 | #N/A | 0.005307 |  | 705 | 17.1067 | PASS | 0.90786 | PASS | Eligible | -0.32337 | 1.2312 | 705 | 1.7125 | kWh | 501.7539 | N/A | N/A | 17.1249 |  | 705 | 1 | -178 | 23.2 | 0 | 0 | 10 | 0
| SWWH028H | RFF | Ex | CZ02 |  | 706 | SWWH028F | 1 | 10 | 2022 | natural gas | electricity | NR |  | -161 |  | 21.5 | -161 |  | 21.5 |  | -161 | 21.5 | 0 | 0 |  | 0 | 0 |  | TRUE | 10 | 0 | 0 | TRUE | 2022+10 | 2032+00 | TRUE | TRUE | FALSE | FALSE | -161 | 21.5 | TRUE | TRUE | FALSE | FALSE | 0 | 0 | TRUE | TRUE | TRUE | -161 | 21.5 | 0 | 0 | -1610 | 215 | 0 | 0 | 3423.1829 | 100000 | #N/A | 100000 | 0.034232 | 1 | #N/A | 0 | 0.00018167 | 0.005307 | #N/A | 0.005307 |  | 706 | 15.9887 | PASS | 0.84852 | PASS | Eligible | -0.29249 | 1.141 | 706 | 1.6005 | kWh | 468.9443 | N/A | N/A | 16.0051 |  | 706 | 1 | -161 | 21.5 | 0 | 0 | 10 | 0
| SWWH028H | RFF | Ex | CZ03 |  | 707 | SWWH028F | 1 | 10 | 2022 | natural gas | electricity | NR |  | -164 |  | 21.6 | -164 |  | 21.6 |  | -164 | 21.6 | 0 | 0 |  | 0 | 0 |  | TRUE | 10 | 0 | 0 | TRUE | 2022+10 | 2032+00 | TRUE | TRUE | FALSE | FALSE | -164 | 21.6 | TRUE | TRUE | FALSE | FALSE | 0 | 0 | TRUE | TRUE | TRUE | -164 | 21.6 | 0 | 0 | -1640 | 216 | 0 | 0 | 3423.1829 | 100000 | #N/A | 100000 | 0.034232 | 1 | #N/A | 0 | 0.00018167 | 0.005307 | #N/A | 0.005307 |  | 707 | 15.986 | PASS | 0.84838 | PASS | Eligible | -0.29794 | 1.1463 | 707 | 1.6003 | kWh | 468.8743 | N/A | N/A | 16.0027 |  | 707 | 1 | -164 | 21.6 | 0 | 0 | 10 | 0
| SWWH028H | RFF | Ex | CZ04 |  | 708 | SWWH028F | 1 | 10 | 2022 | natural gas | electricity | NR |  | -156 |  | 20.9 | -156 |  | 20.9 |  | -156 | 20.9 | 0 | 0 |  | 0 | 0 |  | TRUE | 10 | 0 | 0 | TRUE | 2022+10 | 2032+00 | TRUE | TRUE | FALSE | FALSE | -156 | 20.9 | TRUE | TRUE | FALSE | FALSE | 0 | 0 | TRUE | TRUE | TRUE | -156 | 20.9 | 0 | 0 | -1560 | 209 | 0 | 0 | 3423.1829 | 100000 | #N/A | 100000 | 0.034232 | 1 | #N/A | 0 | 0.00018167 | 0.005307 | #N/A | 0.005307 |  | 708 | 15.5598 | PASS | 0.82577 | PASS | Eligible | -0.2834 | 1.1092 | 708 | 1.5576 | kWh | 456.3645 | N/A | N/A | 15.5757 |  | 708 | 1 | -156 | 20.9 | 0 | 0 | 10 | 0
| SWWH028H | RFF | Ex | CZ05 |  | 709 | SWWH028F | 1 | 10 | 2022 | natural gas | electricity | NR |  | -166 |  | 22 | -166 |  | 22 |  | -166 | 22 | 0 | 0 |  | 0 | 0 |  | TRUE | 10 | 0 | 0 | TRUE | 2022+10 | 2032+00 | TRUE | TRUE | FALSE | FALSE | -166 | 22 | TRUE | TRUE | FALSE | FALSE | 0 | 0 | TRUE | TRUE | TRUE | -166 | 22 | 0 | 0 | -1660 | 220 | 0 | 0 | 3423.1829 | 100000 | #N/A | 100000 | 0.034232 | 1 | #N/A | 0 | 0.00018167 | 0.005307 | #N/A | 0.005307 |  | 709 | 16.3175 | PASS | 0.86598 | PASS | Eligible | -0.30157 | 1.1675 | 709 | 1.6334 | kWh | 478.5942 | N/A | N/A | 16.3344 |  | 709 | 1 | -166 | 22 | 0 | 0 | 10 | 0
| SWWH028H | RFF | Ex | CZ06 |  | 710 | SWWH028F | 1 | 10 | 2022 | natural gas | electricity | NR |  | -151 |  | 20.3 | -151 |  | 20.3 |  | -151 | 20.3 | 0 | 0 |  | 0 | 0 |  | TRUE | 10 | 0 | 0 | TRUE | 2022+10 | 2032+00 | TRUE | TRUE | FALSE | FALSE | -151 | 20.3 | TRUE | TRUE | FALSE | FALSE | 0 | 0 | TRUE | TRUE | TRUE | -151 | 20.3 | 0 | 0 | -1510 | 203 | 0 | 0 | 3423.1829 | 100000 | #N/A | 100000 | 0.034232 | 1 | #N/A | 0 | 0.00018167 | 0.005307 | #N/A | 0.005307 |  | 710 | 15.131 | PASS | 0.80301 | PASS | Eligible | -0.27432 | 1.0773 | 710 | 1.5146 | kWh | 443.7846 | N/A | N/A | 15.1464 |  | 710 | 1 | -151 | 20.3 | 0 | 0 | 10 | 0
| SWWH028H | RFF | Ex | CZ07 |  | 711 | SWWH028F | 1 | 10 | 2022 | natural gas | electricity | NR |  | -150 |  | 20.1 | -150 |  | 20.1 |  | -150 | 20.1 | 0 | 0 |  | 0 | 0 |  | TRUE | 10 | 0 | 0 | TRUE | 2022+10 | 2032+00 | TRUE | TRUE | FALSE | FALSE | -150 | 20.1 | TRUE | TRUE | FALSE | FALSE | 0 | 0 | TRUE | TRUE | TRUE | -150 | 20.1 | 0 | 0 | -1500 | 201 | 0 | 0 | 3423.1829 | 100000 | #N/A | 100000 | 0.034232 | 1 | #N/A | 0 | 0.00018167 | 0.005307 | #N/A | 0.005307 |  | 711 | 14.9652 | PASS | 0.79421 | PASS | Eligible | -0.2725 | 1.0667 | 711 | 1.4981 | kWh | 438.9247 | N/A | N/A | 14.9805 |  | 711 | 1 | -150 | 20.1 | 0 | 0 | 10 | 0
| SWWH028H | RFF | Ex | CZ08 |  | 712 | SWWH028F | 1 | 10 | 2022 | natural gas | electricity | NR |  | -146 |  | 19.8 | -146 |  | 19.8 |  | -146 | 19.8 | 0 | 0 |  | 0 | 0 |  | TRUE | 10 | 0 | 0 | TRUE | 2022+10 | 2032+00 | TRUE | TRUE | FALSE | FALSE | -146 | 19.8 | TRUE | TRUE | FALSE | FALSE | 0 | 0 | TRUE | TRUE | TRUE | -146 | 19.8 | 0 | 0 | -1460 | 198 | 0 | 0 | 3423.1829 | 100000 | #N/A | 100000 | 0.034232 | 1 | #N/A | 0 | 0.00018167 | 0.005307 | #N/A | 0.005307 |  | 712 | 14.8022 | PASS | 0.78556 | PASS | Eligible | -0.26524 | 1.0508 | 712 | 1.4817 | kWh | 434.1348 | N/A | N/A | 14.817 |  | 712 | 1 | -146 | 19.8 | 0 | 0 | 10 | 0
| SWWH028H | RFF | Ex | CZ09 |  | 713 | SWWH028F | 1 | 10 | 2022 | natural gas | electricity | NR |  | -146 |  | 19.7 | -146 |  | 19.7 |  | -146 | 19.7 | 0 | 0 |  | 0 | 0 |  | TRUE | 10 | 0 | 0 | TRUE | 2022+10 | 2032+00 | TRUE | TRUE | FALSE | FALSE | -146 | 19.7 | TRUE | TRUE | FALSE | FALSE | 0 | 0 | TRUE | TRUE | TRUE | -146 | 19.7 | 0 | 0 | -1460 | 197 | 0 | 0 | 3423.1829 | 100000 | #N/A | 100000 | 0.034232 | 1 | #N/A | 0 | 0.00018167 | 0.005307 | #N/A | 0.005307 |  | 713 | 14.7022 | PASS | 0.78025 | PASS | Eligible | -0.26524 | 1.0455 | 713 | 1.4717 | kWh | 431.2048 | N/A | N/A | 14.717 |  | 713 | 1 | -146 | 19.7 | 0 | 0 | 10 | 0
| SWWH028H | RFF | Ex | CZ10 |  | 714 | SWWH028F | 1 | 10 | 2022 | natural gas | electricity | NR |  | -145 |  | 19.6 | -145 |  | 19.6 |  | -145 | 19.6 | 0 | 0 |  | 0 | 0 |  | TRUE | 10 | 0 | 0 | TRUE | 2022+10 | 2032+00 | TRUE | TRUE | FALSE | FALSE | -145 | 19.6 | TRUE | TRUE | FALSE | FALSE | 0 | 0 | TRUE | TRUE | TRUE | -145 | 19.6 | 0 | 0 | -1450 | 196 | 0 | 0 | 3423.1829 | 100000 | #N/A | 100000 | 0.034232 | 1 | #N/A | 0 | 0.00018167 | 0.005307 | #N/A | 0.005307 |  | 714 | 14.6364 | PASS | 0.77676 | PASS | Eligible | -0.26342 | 1.0402 | 714 | 1.4651 | kWh | 429.2748 | N/A | N/A | 14.6512 |  | 714 | 1 | -145 | 19.6 | 0 | 0 | 10 | 0
| SWWH028H | RFF | Ex | CZ11 |  | 715 | SWWH028F | 1 | 10 | 2022 | natural gas | electricity | NR |  | -148 |  | 19.9 | -148 |  | 19.9 |  | -148 | 19.9 | 0 | 0 |  | 0 | 0 |  | TRUE | 10 | 0 | 0 | TRUE | 2022+10 | 2032+00 | TRUE | TRUE | FALSE | FALSE | -148 | 19.9 | TRUE | TRUE | FALSE | FALSE | 0 | 0 | TRUE | TRUE | TRUE | -148 | 19.9 | 0 | 0 | -1480 | 199 | 0 | 0 | 3423.1829 | 100000 | #N/A | 100000 | 0.034232 | 1 | #N/A | 0 | 0.00018167 | 0.005307 | #N/A | 0.005307 |  | 715 | 14.8337 | PASS | 0.78723 | PASS | Eligible | -0.26887 | 1.0561 | 715 | 1.4849 | kWh | 435.0648 | N/A | N/A | 14.8488 |  | 715 | 1 | -148 | 19.9 | 0 | 0 | 10 | 0
| SWWH028H | RFF | Ex | CZ12 |  | 716 | SWWH028F | 1 | 10 | 2022 | natural gas | electricity | NR |  | -153 |  | 20.6 | -153 |  | 20.6 |  | -153 | 20.6 | 0 | 0 |  | 0 | 0 |  | TRUE | 10 | 0 | 0 | TRUE | 2022+10 | 2032+00 | TRUE | TRUE | FALSE | FALSE | -153 | 20.6 | TRUE | TRUE | FALSE | FALSE | 0 | 0 | TRUE | TRUE | TRUE | -153 | 20.6 | 0 | 0 | -1530 | 206 | 0 | 0 | 3423.1829 | 100000 | #N/A | 100000 | 0.034232 | 1 | #N/A | 0 | 0.00018167 | 0.005307 | #N/A | 0.005307 |  | 716 | 15.3625 | PASS | 0.8153 | PASS | Eligible | -0.27795 | 1.0932 | 716 | 1.5378 | kWh | 450.5746 | N/A | N/A | 15.3781 |  | 716 | 1 | -153 | 20.6 | 0 | 0 | 10 | 0
| SWWH028H | RFF | Ex | CZ13 |  | 717 | SWWH028F | 1 | 10 | 2022 | natural gas | electricity | NR |  | -146 |  | 19.7 | -146 |  | 19.7 |  | -146 | 19.7 | 0 | 0 |  | 0 | 0 |  | TRUE | 10 | 0 | 0 | TRUE | 2022+10 | 2032+00 | TRUE | TRUE | FALSE | FALSE | -146 | 19.7 | TRUE | TRUE | FALSE | FALSE | 0 | 0 | TRUE | TRUE | TRUE | -146 | 19.7 | 0 | 0 | -1460 | 197 | 0 | 0 | 3423.1829 | 100000 | #N/A | 100000 | 0.034232 | 1 | #N/A | 0 | 0.00018167 | 0.005307 | #N/A | 0.005307 |  | 717 | 14.7022 | PASS | 0.78025 | PASS | Eligible | -0.26524 | 1.0455 | 717 | 1.4717 | kWh | 431.2048 | N/A | N/A | 14.717 |  | 717 | 1 | -146 | 19.7 | 0 | 0 | 10 | 0
| SWWH028H | RFF | Ex | CZ14 |  | 718 | SWWH028F | 1 | 10 | 2022 | natural gas | electricity | NR |  | -149 |  | 20.1 | -149 |  | 20.1 |  | -149 | 20.1 | 0 | 0 |  | 0 | 0 |  | TRUE | 10 | 0 | 0 | TRUE | 2022+10 | 2032+00 | TRUE | TRUE | FALSE | FALSE | -149 | 20.1 | TRUE | TRUE | FALSE | FALSE | 0 | 0 | TRUE | TRUE | TRUE | -149 | 20.1 | 0 | 0 | -1490 | 201 | 0 | 0 | 3423.1829 | 100000 | #N/A | 100000 | 0.034232 | 1 | #N/A | 0 | 0.00018167 | 0.005307 | #N/A | 0.005307 |  | 718 | 14.9995 | PASS | 0.79603 | PASS | Eligible | -0.27069 | 1.0667 | 718 | 1.5015 | kWh | 439.9247 | N/A | N/A | 15.0146 |  | 718 | 1 | -149 | 20.1 | 0 | 0 | 10 | 0
| SWWH028H | RFF | Ex | CZ15 |  | 719 | SWWH028F | 1 | 10 | 2022 | natural gas | electricity | NR |  | -120 |  | 16.5 | -120 |  | 16.5 |  | -120 | 16.5 | 0 | 0 |  | 0 | 0 |  | TRUE | 10 | 0 | 0 | TRUE | 2022+10 | 2032+00 | TRUE | TRUE | FALSE | FALSE | -120 | 16.5 | TRUE | TRUE | FALSE | FALSE | 0 | 0 | TRUE | TRUE | TRUE | -120 | 16.5 | 0 | 0 | -1200 | 165 | 0 | 0 | 3423.1829 | 100000 | #N/A | 100000 | 0.034232 | 1 | #N/A | 0 | 0.00018167 | 0.005307 | #N/A | 0.005307 |  | 719 | 12.3922 | PASS | 0.65766 | PASS | Eligible | -0.218 | 0.87566 | 719 | 1.2404 | kWh | 363.4456 | N/A | N/A | 12.4044 |  | 719 | 1 | -120 | 16.5 | 0 | 0 | 10 | 0
| SWWH028H | RFF | Ex | CZ16 |  | 720 | SWWH028F | 1 | 10 | 2022 | natural gas | electricity | NR |  | -173 |  | 23.1 | -173 |  | 23.1 |  | -173 | 23.1 | 0 | 0 |  | 0 | 0 |  | TRUE | 10 | 0 | 0 | TRUE | 2022+10 | 2032+00 | TRUE | TRUE | FALSE | FALSE | -173 | 23.1 | TRUE | TRUE | FALSE | FALSE | 0 | 0 | TRUE | TRUE | TRUE | -173 | 23.1 | 0 | 0 | -1730 | 231 | 0 | 0 | 3423.1829 | 100000 | #N/A | 100000 | 0.034232 | 1 | #N/A | 0 | 0.00018167 | 0.005307 | #N/A | 0.005307 |  | 720 | 17.1779 | PASS | 0.91164 | PASS | Eligible | -0.31429 | 1.2259 | 720 | 1.7196 | kWh | 503.8239 | N/A | N/A | 17.1955 |  | 720 | 1 | -173 | 23.1 | 0 | 0 | 10 | 0
| SWWH028H | Rt3 | Ex | CZ01 |  | 721 | SWWH028F | 1 | 10 | 2022 | natural gas | electricity | NR |  | -184 |  | 23.2 | -184 |  | 23.2 |  | -184 | 23.2 | 0 | 0 |  | 0 | 0 |  | TRUE | 10 | 0 | 0 | TRUE | 2022+10 | 2032+00 | TRUE | TRUE | FALSE | FALSE | -184 | 23.2 | TRUE | TRUE | FALSE | FALSE | 0 | 0 | TRUE | TRUE | TRUE | -184 | 23.2 | 0 | 0 | -1840 | 232 | 0 | 0 | 3423.1829 | 100000 | #N/A | 100000 | 0.034232 | 1 | #N/A | 0 | 0.00018167 | 0.005307 | #N/A | 0.005307 |  | 721 | 16.9013 | PASS | 0.89696 | PASS | Eligible | -0.33427 | 1.2312 | 721 | 1.692 | kWh | 495.7539 | N/A | N/A | 16.9201 |  | 721 | 1 | -184 | 23.2 | 0 | 0 | 10 | 0
| SWWH028H | Rt3 | Ex | CZ02 |  | 722 | SWWH028F | 1 | 10 | 2022 | natural gas | electricity | NR |  | -161 |  | 21.5 | -161 |  | 21.5 |  | -161 | 21.5 | 0 | 0 |  | 0 | 0 |  | TRUE | 10 | 0 | 0 | TRUE | 2022+10 | 2032+00 | TRUE | TRUE | FALSE | FALSE | -161 | 21.5 | TRUE | TRUE | FALSE | FALSE | 0 | 0 | TRUE | TRUE | TRUE | -161 | 21.5 | 0 | 0 | -1610 | 215 | 0 | 0 | 3423.1829 | 100000 | #N/A | 100000 | 0.034232 | 1 | #N/A | 0 | 0.00018167 | 0.005307 | #N/A | 0.005307 |  | 722 | 15.9887 | PASS | 0.84852 | PASS | Eligible | -0.29249 | 1.141 | 722 | 1.6005 | kWh | 468.9443 | N/A | N/A | 16.0051 |  | 722 | 1 | -161 | 21.5 | 0 | 0 | 10 | 0
| SWWH028H | Rt3 | Ex | CZ03 |  | 723 | SWWH028F | 1 | 10 | 2022 | natural gas | electricity | NR |  | -163 |  | 21.6 | -163 |  | 21.6 |  | -163 | 21.6 | 0 | 0 |  | 0 | 0 |  | TRUE | 10 | 0 | 0 | TRUE | 2022+10 | 2032+00 | TRUE | TRUE | FALSE | FALSE | -163 | 21.6 | TRUE | TRUE | FALSE | FALSE | 0 | 0 | TRUE | TRUE | TRUE | -163 | 21.6 | 0 | 0 | -1630 | 216 | 0 | 0 | 3423.1829 | 100000 | #N/A | 100000 | 0.034232 | 1 | #N/A | 0 | 0.00018167 | 0.005307 | #N/A | 0.005307 |  | 723 | 16.0202 | PASS | 0.8502 | PASS | Eligible | -0.29612 | 1.1463 | 723 | 1.6037 | kWh | 469.8743 | N/A | N/A | 16.0368 |  | 723 | 1 | -163 | 21.6 | 0 | 0 | 10 | 0
| SWWH028H | Rt3 | Ex | CZ04 |  | 724 | SWWH028F | 1 | 10 | 2022 | natural gas | electricity | NR |  | -155 |  | 20.9 | -155 |  | 20.9 |  | -155 | 20.9 | 0 | 0 |  | 0 | 0 |  | TRUE | 10 | 0 | 0 | TRUE | 2022+10 | 2032+00 | TRUE | TRUE | FALSE | FALSE | -155 | 20.9 | TRUE | TRUE | FALSE | FALSE | 0 | 0 | TRUE | TRUE | TRUE | -155 | 20.9 | 0 | 0 | -1550 | 209 | 0 | 0 | 3423.1829 | 100000 | #N/A | 100000 | 0.034232 | 1 | #N/A | 0 | 0.00018167 | 0.005307 | #N/A | 0.005307 |  | 724 | 15.5941 | PASS | 0.82758 | PASS | Eligible | -0.28159 | 1.1092 | 724 | 1.561 | kWh | 457.3645 | N/A | N/A | 15.6098 |  | 724 | 1 | -155 | 20.9 | 0 | 0 | 10 | 0
| SWWH028H | Rt3 | Ex | CZ05 |  | 725 | SWWH028F | 1 | 10 | 2022 | natural gas | electricity | NR |  | -167 |  | 22 | -167 |  | 22 |  | -167 | 22 | 0 | 0 |  | 0 | 0 |  | TRUE | 10 | 0 | 0 | TRUE | 2022+10 | 2032+00 | TRUE | TRUE | FALSE | FALSE | -167 | 22 | TRUE | TRUE | FALSE | FALSE | 0 | 0 | TRUE | TRUE | TRUE | -167 | 22 | 0 | 0 | -1670 | 220 | 0 | 0 | 3423.1829 | 100000 | #N/A | 100000 | 0.034232 | 1 | #N/A | 0 | 0.00018167 | 0.005307 | #N/A | 0.005307 |  | 725 | 16.2833 | PASS | 0.86416 | PASS | Eligible | -0.30339 | 1.1675 | 725 | 1.63 | kWh | 477.5942 | N/A | N/A | 16.3003 |  | 725 | 1 | -167 | 22 | 0 | 0 | 10 | 0
| SWWH028H | Rt3 | Ex | CZ06 |  | 726 | SWWH028F | 1 | 10 | 2022 | natural gas | electricity | NR |  | -148 |  | 20.3 | -148 |  | 20.3 |  | -148 | 20.3 | 0 | 0 |  | 0 | 0 |  | TRUE | 10 | 0 | 0 | TRUE | 2022+10 | 2032+00 | TRUE | TRUE | FALSE | FALSE | -148 | 20.3 | TRUE | TRUE | FALSE | FALSE | 0 | 0 | TRUE | TRUE | TRUE | -148 | 20.3 | 0 | 0 | -1480 | 203 | 0 | 0 | 3423.1829 | 100000 | #N/A | 100000 | 0.034232 | 1 | #N/A | 0 | 0.00018167 | 0.005307 | #N/A | 0.005307 |  | 726 | 15.2337 | PASS | 0.80846 | PASS | Eligible | -0.26887 | 1.0773 | 726 | 1.5249 | kWh | 446.7846 | N/A | N/A | 15.2488 |  | 726 | 1 | -148 | 20.3 | 0 | 0 | 10 | 0
| SWWH028H | Rt3 | Ex | CZ07 |  | 727 | SWWH028F | 1 | 10 | 2022 | natural gas | electricity | NR |  | -146 |  | 20.1 | -146 |  | 20.1 |  | -146 | 20.1 | 0 | 0 |  | 0 | 0 |  | TRUE | 10 | 0 | 0 | TRUE | 2022+10 | 2032+00 | TRUE | TRUE | FALSE | FALSE | -146 | 20.1 | TRUE | TRUE | FALSE | FALSE | 0 | 0 | TRUE | TRUE | TRUE | -146 | 20.1 | 0 | 0 | -1460 | 201 | 0 | 0 | 3423.1829 | 100000 | #N/A | 100000 | 0.034232 | 1 | #N/A | 0 | 0.00018167 | 0.005307 | #N/A | 0.005307 |  | 727 | 15.1022 | PASS | 0.80148 | PASS | Eligible | -0.26524 | 1.0667 | 727 | 1.5117 | kWh | 442.9247 | N/A | N/A | 15.117 |  | 727 | 1 | -146 | 20.1 | 0 | 0 | 10 | 0
| SWWH028H | Rt3 | Ex | CZ08 |  | 728 | SWWH028F | 1 | 10 | 2022 | natural gas | electricity | NR |  | -142 |  | 19.8 | -142 |  | 19.8 |  | -142 | 19.8 | 0 | 0 |  | 0 | 0 |  | TRUE | 10 | 0 | 0 | TRUE | 2022+10 | 2032+00 | TRUE | TRUE | FALSE | FALSE | -142 | 19.8 | TRUE | TRUE | FALSE | FALSE | 0 | 0 | TRUE | TRUE | TRUE | -142 | 19.8 | 0 | 0 | -1420 | 198 | 0 | 0 | 3423.1829 | 100000 | #N/A | 100000 | 0.034232 | 1 | #N/A | 0 | 0.00018167 | 0.005307 | #N/A | 0.005307 |  | 728 | 14.9391 | PASS | 0.79282 | PASS | Eligible | -0.25797 | 1.0508 | 728 | 1.4954 | kWh | 438.1348 | N/A | N/A | 14.9535 |  | 728 | 1 | -142 | 19.8 | 0 | 0 | 10 | 0
| SWWH028H | Rt3 | Ex | CZ09 |  | 729 | SWWH028F | 1 | 10 | 2022 | natural gas | electricity | NR |  | -142 |  | 19.7 | -142 |  | 19.7 |  | -142 | 19.7 | 0 | 0 |  | 0 | 0 |  | TRUE | 10 | 0 | 0 | TRUE | 2022+10 | 2032+00 | TRUE | TRUE | FALSE | FALSE | -142 | 19.7 | TRUE | TRUE | FALSE | FALSE | 0 | 0 | TRUE | TRUE | TRUE | -142 | 19.7 | 0 | 0 | -1420 | 197 | 0 | 0 | 3423.1829 | 100000 | #N/A | 100000 | 0.034232 | 1 | #N/A | 0 | 0.00018167 | 0.005307 | #N/A | 0.005307 |  | 729 | 14.8391 | PASS | 0.78752 | PASS | Eligible | -0.25797 | 1.0455 | 729 | 1.4854 | kWh | 435.2048 | N/A | N/A | 14.8535 |  | 729 | 1 | -142 | 19.7 | 0 | 0 | 10 | 0
| SWWH028H | Rt3 | Ex | CZ10 |  | 730 | SWWH028F | 1 | 10 | 2022 | natural gas | electricity | NR |  | -141 |  | 19.6 | -141 |  | 19.6 |  | -141 | 19.6 | 0 | 0 |  | 0 | 0 |  | TRUE | 10 | 0 | 0 | TRUE | 2022+10 | 2032+00 | TRUE | TRUE | FALSE | FALSE | -141 | 19.6 | TRUE | TRUE | FALSE | FALSE | 0 | 0 | TRUE | TRUE | TRUE | -141 | 19.6 | 0 | 0 | -1410 | 196 | 0 | 0 | 3423.1829 | 100000 | #N/A | 100000 | 0.034232 | 1 | #N/A | 0 | 0.00018167 | 0.005307 | #N/A | 0.005307 |  | 730 | 14.7733 | PASS | 0.78403 | PASS | Eligible | -0.25615 | 1.0402 | 730 | 1.4788 | kWh | 433.2748 | N/A | N/A | 14.7877 |  | 730 | 1 | -141 | 19.6 | 0 | 0 | 10 | 0
| SWWH028H | Rt3 | Ex | CZ11 |  | 731 | SWWH028F | 1 | 10 | 2022 | natural gas | electricity | NR |  | -147 |  | 19.9 | -147 |  | 19.9 |  | -147 | 19.9 | 0 | 0 |  | 0 | 0 |  | TRUE | 10 | 0 | 0 | TRUE | 2022+10 | 2032+00 | TRUE | TRUE | FALSE | FALSE | -147 | 19.9 | TRUE | TRUE | FALSE | FALSE | 0 | 0 | TRUE | TRUE | TRUE | -147 | 19.9 | 0 | 0 | -1470 | 199 | 0 | 0 | 3423.1829 | 100000 | #N/A | 100000 | 0.034232 | 1 | #N/A | 0 | 0.00018167 | 0.005307 | #N/A | 0.005307 |  | 731 | 14.8679 | PASS | 0.78905 | PASS | Eligible | -0.26705 | 1.0561 | 731 | 1.4883 | kWh | 436.0648 | N/A | N/A | 14.8829 |  | 731 | 1 | -147 | 19.9 | 0 | 0 | 10 | 0
| SWWH028H | Rt3 | Ex | CZ12 |  | 732 | SWWH028F | 1 | 10 | 2022 | natural gas | electricity | NR |  | -152 |  | 20.6 | -152 |  | 20.6 |  | -152 | 20.6 | 0 | 0 |  | 0 | 0 |  | TRUE | 10 | 0 | 0 | TRUE | 2022+10 | 2032+00 | TRUE | TRUE | FALSE | FALSE | -152 | 20.6 | TRUE | TRUE | FALSE | FALSE | 0 | 0 | TRUE | TRUE | TRUE | -152 | 20.6 | 0 | 0 | -1520 | 206 | 0 | 0 | 3423.1829 | 100000 | #N/A | 100000 | 0.034232 | 1 | #N/A | 0 | 0.00018167 | 0.005307 | #N/A | 0.005307 |  | 732 | 15.3968 | PASS | 0.81711 | PASS | Eligible | -0.27614 | 1.0932 | 732 | 1.5412 | kWh | 451.5746 | N/A | N/A | 15.4122 |  | 732 | 1 | -152 | 20.6 | 0 | 0 | 10 | 0
| SWWH028H | Rt3 | Ex | CZ13 |  | 733 | SWWH028F | 1 | 10 | 2022 | natural gas | electricity | NR |  | -143 |  | 19.7 | -143 |  | 19.7 |  | -143 | 19.7 | 0 | 0 |  | 0 | 0 |  | TRUE | 10 | 0 | 0 | TRUE | 2022+10 | 2032+00 | TRUE | TRUE | FALSE | FALSE | -143 | 19.7 | TRUE | TRUE | FALSE | FALSE | 0 | 0 | TRUE | TRUE | TRUE | -143 | 19.7 | 0 | 0 | -1430 | 197 | 0 | 0 | 3423.1829 | 100000 | #N/A | 100000 | 0.034232 | 1 | #N/A | 0 | 0.00018167 | 0.005307 | #N/A | 0.005307 |  | 733 | 14.8048 | PASS | 0.7857 | PASS | Eligible | -0.25979 | 1.0455 | 733 | 1.4819 | kWh | 434.2048 | N/A | N/A | 14.8194 |  | 733 | 1 | -143 | 19.7 | 0 | 0 | 10 | 0
| SWWH028H | Rt3 | Ex | CZ14 |  | 734 | SWWH028F | 1 | 10 | 2022 | natural gas | electricity | NR |  | -148 |  | 20.1 | -148 |  | 20.1 |  | -148 | 20.1 | 0 | 0 |  | 0 | 0 |  | TRUE | 10 | 0 | 0 | TRUE | 2022+10 | 2032+00 | TRUE | TRUE | FALSE | FALSE | -148 | 20.1 | TRUE | TRUE | FALSE | FALSE | 0 | 0 | TRUE | TRUE | TRUE | -148 | 20.1 | 0 | 0 | -1480 | 201 | 0 | 0 | 3423.1829 | 100000 | #N/A | 100000 | 0.034232 | 1 | #N/A | 0 | 0.00018167 | 0.005307 | #N/A | 0.005307 |  | 734 | 15.0337 | PASS | 0.79784 | PASS | Eligible | -0.26887 | 1.0667 | 734 | 1.5049 | kWh | 440.9247 | N/A | N/A | 15.0488 |  | 734 | 1 | -148 | 20.1 | 0 | 0 | 10 | 0
| SWWH028H | Rt3 | Ex | CZ15 |  | 735 | SWWH028F | 1 | 10 | 2022 | natural gas | electricity | NR |  | -112 |  | 16.5 | -112 |  | 16.5 |  | -112 | 16.5 | 0 | 0 |  | 0 | 0 |  | TRUE | 10 | 0 | 0 | TRUE | 2022+10 | 2032+00 | TRUE | TRUE | FALSE | FALSE | -112 | 16.5 | TRUE | TRUE | FALSE | FALSE | 0 | 0 | TRUE | TRUE | TRUE | -112 | 16.5 | 0 | 0 | -1120 | 165 | 0 | 0 | 3423.1829 | 100000 | #N/A | 100000 | 0.034232 | 1 | #N/A | 0 | 0.00018167 | 0.005307 | #N/A | 0.005307 |  | 735 | 12.666 | PASS | 0.67219 | PASS | Eligible | -0.20347 | 0.87566 | 735 | 1.2677 | kWh | 371.4456 | N/A | N/A | 12.6774 |  | 735 | 1 | -112 | 16.5 | 0 | 0 | 10 | 0
| SWWH028H | Rt3 | Ex | CZ16 |  | 736 | SWWH028F | 1 | 10 | 2022 | natural gas | electricity | NR |  | -185 |  | 23.1 | -185 |  | 23.1 |  | -185 | 23.1 | 0 | 0 |  | 0 | 0 |  | TRUE | 10 | 0 | 0 | TRUE | 2022+10 | 2032+00 | TRUE | TRUE | FALSE | FALSE | -185 | 23.1 | TRUE | TRUE | FALSE | FALSE | 0 | 0 | TRUE | TRUE | TRUE | -185 | 23.1 | 0 | 0 | -1850 | 231 | 0 | 0 | 3423.1829 | 100000 | #N/A | 100000 | 0.034232 | 1 | #N/A | 0 | 0.00018167 | 0.005307 | #N/A | 0.005307 |  | 736 | 16.7671 | PASS | 0.88984 | PASS | Eligible | -0.33609 | 1.2259 | 736 | 1.6786 | kWh | 491.8239 | N/A | N/A | 16.7859 |  | 736 | 1 | -185 | 23.1 | 0 | 0 | 10 | 0
| SWWH028H | RtL | Ex | CZ01 |  | 737 | SWWH028F | 1 | 10 | 2022 | natural gas | electricity | NR |  | -311 |  | 45.2 | -311 |  | 45.2 |  | -311 | 45.2 | 0 | 0 |  | 0 | 0 |  | TRUE | 10 | 0 | 0 | TRUE | 2022+10 | 2032+00 | TRUE | TRUE | FALSE | FALSE | -311 | 45.2 | TRUE | TRUE | FALSE | FALSE | 0 | 0 | TRUE | TRUE | TRUE | -311 | 45.2 | 0 | 0 | -3110 | 452 | 0 | 0 | 3423.1829 | 100000 | #N/A | 100000 | 0.034232 | 1 | #N/A | 0 | 0.00018167 | 0.005307 | #N/A | 0.005307 |  | 737 | 34.5539 | PASS | 1.8338 | PASS | Eligible | -0.56499 | 2.3988 | 737 | 3.4586 | kWh | 1013.3481 | N/A | N/A | 34.5856 |  | 737 | 1 | -311 | 45.2 | 0 | 0 | 10 | 0
| SWWH028H | RtL | Ex | CZ02 |  | 738 | SWWH028F | 1 | 10 | 2022 | natural gas | electricity | NR |  | -286 |  | 42 | -286 |  | 42 |  | -286 | 42 | 0 | 0 |  | 0 | 0 |  | TRUE | 10 | 0 | 0 | TRUE | 2022+10 | 2032+00 | TRUE | TRUE | FALSE | FALSE | -286 | 42 | TRUE | TRUE | FALSE | FALSE | 0 | 0 | TRUE | TRUE | TRUE | -286 | 42 | 0 | 0 | -2860 | 420 | 0 | 0 | 3423.1829 | 100000 | #N/A | 100000 | 0.034232 | 1 | #N/A | 0 | 0.00018167 | 0.005307 | #N/A | 0.005307 |  | 738 | 32.2097 | PASS | 1.7094 | PASS | Eligible | -0.51958 | 2.229 | 738 | 3.2239 | kWh | 944.5889 | N/A | N/A | 32.2388 |  | 738 | 1 | -286 | 42 | 0 | 0 | 10 | 0
| SWWH028H | RtL | Ex | CZ03 |  | 739 | SWWH028F | 1 | 10 | 2022 | natural gas | electricity | NR |  | -288 |  | 42.1 | -288 |  | 42.1 |  | -288 | 42.1 | 0 | 0 |  | 0 | 0 |  | TRUE | 10 | 0 | 0 | TRUE | 2022+10 | 2032+00 | TRUE | TRUE | FALSE | FALSE | -288 | 42.1 | TRUE | TRUE | FALSE | FALSE | 0 | 0 | TRUE | TRUE | TRUE | -288 | 42.1 | 0 | 0 | -2880 | 421 | 0 | 0 | 3423.1829 | 100000 | #N/A | 100000 | 0.034232 | 1 | #N/A | 0 | 0.00018167 | 0.005307 | #N/A | 0.005307 |  | 739 | 32.2412 | PASS | 1.7111 | PASS | Eligible | -0.52321 | 2.2343 | 739 | 3.2271 | kWh | 945.5189 | N/A | N/A | 32.2706 |  | 739 | 1 | -288 | 42.1 | 0 | 0 | 10 | 0
| SWWH028H | RtL | Ex | CZ04 |  | 740 | SWWH028F | 1 | 10 | 2022 | natural gas | electricity | NR |  | -277 |  | 40.8 | -277 |  | 40.8 |  | -277 | 40.8 | 0 | 0 |  | 0 | 0 |  | TRUE | 10 | 0 | 0 | TRUE | 2022+10 | 2032+00 | TRUE | TRUE | FALSE | FALSE | -277 | 40.8 | TRUE | TRUE | FALSE | FALSE | 0 | 0 | TRUE | TRUE | TRUE | -277 | 40.8 | 0 | 0 | -2770 | 408 | 0 | 0 | 3423.1829 | 100000 | #N/A | 100000 | 0.034232 | 1 | #N/A | 0 | 0.00018167 | 0.005307 | #N/A | 0.005307 |  | 740 | 31.3178 | PASS | 1.662 | PASS | Eligible | -0.50322 | 2.1653 | 740 | 3.1346 | kWh | 918.4292 | N/A | N/A | 31.346 |  | 740 | 1 | -277 | 40.8 | 0 | 0 | 10 | 0
| SWWH028H | RtL | Ex | CZ05 |  | 741 | SWWH028F | 1 | 10 | 2022 | natural gas | electricity | NR |  | -292 |  | 42.8 | -292 |  | 42.8 |  | -292 | 42.8 | 0 | 0 |  | 0 | 0 |  | TRUE | 10 | 0 | 0 | TRUE | 2022+10 | 2032+00 | TRUE | TRUE | FALSE | FALSE | -292 | 42.8 | TRUE | TRUE | FALSE | FALSE | 0 | 0 | TRUE | TRUE | TRUE | -292 | 42.8 | 0 | 0 | -2920 | 428 | 0 | 0 | 3423.1829 | 100000 | #N/A | 100000 | 0.034232 | 1 | #N/A | 0 | 0.00018167 | 0.005307 | #N/A | 0.005307 |  | 741 | 32.8043 | PASS | 1.7409 | PASS | Eligible | -0.53048 | 2.2714 | 741 | 3.2834 | kWh | 962.0287 | N/A | N/A | 32.834 |  | 741 | 1 | -292 | 42.8 | 0 | 0 | 10 | 0
| SWWH028H | RtL | Ex | CZ06 |  | 742 | SWWH028F | 1 | 10 | 2022 | natural gas | electricity | NR |  | -268 |  | 39.6 | -268 |  | 39.6 |  | -268 | 39.6 | 0 | 0 |  | 0 | 0 |  | TRUE | 10 | 0 | 0 | TRUE | 2022+10 | 2032+00 | TRUE | TRUE | FALSE | FALSE | -268 | 39.6 | TRUE | TRUE | FALSE | FALSE | 0 | 0 | TRUE | TRUE | TRUE | -268 | 39.6 | 0 | 0 | -2680 | 396 | 0 | 0 | 3423.1829 | 100000 | #N/A | 100000 | 0.034232 | 1 | #N/A | 0 | 0.00018167 | 0.005307 | #N/A | 0.005307 |  | 742 | 30.4259 | PASS | 1.6147 | PASS | Eligible | -0.48687 | 2.1016 | 742 | 3.0453 | kWh | 892.2696 | N/A | N/A | 30.4532 |  | 742 | 1 | -268 | 39.6 | 0 | 0 | 10 | 0
| SWWH028H | RtL | Ex | CZ07 |  | 743 | SWWH028F | 1 | 10 | 2022 | natural gas | electricity | NR |  | -265 |  | 39.2 | -265 |  | 39.2 |  | -265 | 39.2 | 0 | 0 |  | 0 | 0 |  | TRUE | 10 | 0 | 0 | TRUE | 2022+10 | 2032+00 | TRUE | TRUE | FALSE | FALSE | -265 | 39.2 | TRUE | TRUE | FALSE | FALSE | 0 | 0 | TRUE | TRUE | TRUE | -265 | 39.2 | 0 | 0 | -2650 | 392 | 0 | 0 | 3423.1829 | 100000 | #N/A | 100000 | 0.034232 | 1 | #N/A | 0 | 0.00018167 | 0.005307 | #N/A | 0.005307 |  | 743 | 30.1286 | PASS | 1.5989 | PASS | Eligible | -0.48142 | 2.0804 | 743 | 3.0156 | kWh | 883.5497 | N/A | N/A | 30.1556 |  | 743 | 1 | -265 | 39.2 | 0 | 0 | 10 | 0
| SWWH028H | RtL | Ex | CZ08 |  | 744 | SWWH028F | 1 | 10 | 2022 | natural gas | electricity | NR |  | -261 |  | 38.5 | -261 |  | 38.5 |  | -261 | 38.5 | 0 | 0 |  | 0 | 0 |  | TRUE | 10 | 0 | 0 | TRUE | 2022+10 | 2032+00 | TRUE | TRUE | FALSE | FALSE | -261 | 38.5 | TRUE | TRUE | FALSE | FALSE | 0 | 0 | TRUE | TRUE | TRUE | -261 | 38.5 | 0 | 0 | -2610 | 385 | 0 | 0 | 3423.1829 | 100000 | #N/A | 100000 | 0.034232 | 1 | #N/A | 0 | 0.00018167 | 0.005307 | #N/A | 0.005307 |  | 744 | 29.5655 | PASS | 1.5691 | PASS | Eligible | -0.47416 | 2.0432 | 744 | 2.9592 | kWh | 867.0398 | N/A | N/A | 29.5921 |  | 744 | 1 | -261 | 38.5 | 0 | 0 | 10 | 0
| SWWH028H | RtL | Ex | CZ09 |  | 745 | SWWH028F | 1 | 10 | 2022 | natural gas | electricity | NR |  | -261 |  | 38.5 | -261 |  | 38.5 |  | -261 | 38.5 | 0 | 0 |  | 0 | 0 |  | TRUE | 10 | 0 | 0 | TRUE | 2022+10 | 2032+00 | TRUE | TRUE | FALSE | FALSE | -261 | 38.5 | TRUE | TRUE | FALSE | FALSE | 0 | 0 | TRUE | TRUE | TRUE | -261 | 38.5 | 0 | 0 | -2610 | 385 | 0 | 0 | 3423.1829 | 100000 | #N/A | 100000 | 0.034232 | 1 | #N/A | 0 | 0.00018167 | 0.005307 | #N/A | 0.005307 |  | 745 | 29.5655 | PASS | 1.5691 | PASS | Eligible | -0.47416 | 2.0432 | 745 | 2.9592 | kWh | 867.0398 | N/A | N/A | 29.5921 |  | 745 | 1 | -261 | 38.5 | 0 | 0 | 10 | 0
| SWWH028H | RtL | Ex | CZ10 |  | 746 | SWWH028F | 1 | 10 | 2022 | natural gas | electricity | NR |  | -259 |  | 38.3 | -259 |  | 38.3 |  | -259 | 38.3 | 0 | 0 |  | 0 | 0 |  | TRUE | 10 | 0 | 0 | TRUE | 2022+10 | 2032+00 | TRUE | TRUE | FALSE | FALSE | -259 | 38.3 | TRUE | TRUE | FALSE | FALSE | 0 | 0 | TRUE | TRUE | TRUE | -259 | 38.3 | 0 | 0 | -2590 | 383 | 0 | 0 | 3423.1829 | 100000 | #N/A | 100000 | 0.034232 | 1 | #N/A | 0 | 0.00018167 | 0.005307 | #N/A | 0.005307 |  | 746 | 29.434 | PASS | 1.5621 | PASS | Eligible | -0.47052 | 2.0326 | 746 | 2.946 | kWh | 863.1799 | N/A | N/A | 29.4603 |  | 746 | 1 | -259 | 38.3 | 0 | 0 | 10 | 0
| SWWH028H | RtL | Ex | CZ11 |  | 747 | SWWH028F | 1 | 10 | 2022 | natural gas | electricity | NR |  | -264 |  | 38.8 | -264 |  | 38.8 |  | -264 | 38.8 | 0 | 0 |  | 0 | 0 |  | TRUE | 10 | 0 | 0 | TRUE | 2022+10 | 2032+00 | TRUE | TRUE | FALSE | FALSE | -264 | 38.8 | TRUE | TRUE | FALSE | FALSE | 0 | 0 | TRUE | TRUE | TRUE | -264 | 38.8 | 0 | 0 | -2640 | 388 | 0 | 0 | 3423.1829 | 100000 | #N/A | 100000 | 0.034232 | 1 | #N/A | 0 | 0.00018167 | 0.005307 | #N/A | 0.005307 |  | 747 | 29.7628 | PASS | 1.5795 | PASS | Eligible | -0.47961 | 2.0591 | 747 | 2.979 | kWh | 872.8298 | N/A | N/A | 29.7897 |  | 747 | 1 | -264 | 38.8 | 0 | 0 | 10 | 0
| SWWH028H | RtL | Ex | CZ12 |  | 748 | SWWH028F | 1 | 10 | 2022 | natural gas | electricity | NR |  | -273 |  | 40.1 | -273 |  | 40.1 |  | -273 | 40.1 | 0 | 0 |  | 0 | 0 |  | TRUE | 10 | 0 | 0 | TRUE | 2022+10 | 2032+00 | TRUE | TRUE | FALSE | FALSE | -273 | 40.1 | TRUE | TRUE | FALSE | FALSE | 0 | 0 | TRUE | TRUE | TRUE | -273 | 40.1 | 0 | 0 | -2730 | 401 | 0 | 0 | 3423.1829 | 100000 | #N/A | 100000 | 0.034232 | 1 | #N/A | 0 | 0.00018167 | 0.005307 | #N/A | 0.005307 |  | 748 | 30.7547 | PASS | 1.6322 | PASS | Eligible | -0.49596 | 2.1281 | 748 | 3.0783 | kWh | 901.9194 | N/A | N/A | 30.7825 |  | 748 | 1 | -273 | 40.1 | 0 | 0 | 10 | 0
| SWWH028H | RtL | Ex | CZ13 |  | 749 | SWWH028F | 1 | 10 | 2022 | natural gas | electricity | NR |  | -260 |  | 38.3 | -260 |  | 38.3 |  | -260 | 38.3 | 0 | 0 |  | 0 | 0 |  | TRUE | 10 | 0 | 0 | TRUE | 2022+10 | 2032+00 | TRUE | TRUE | FALSE | FALSE | -260 | 38.3 | TRUE | TRUE | FALSE | FALSE | 0 | 0 | TRUE | TRUE | TRUE | -260 | 38.3 | 0 | 0 | -2600 | 383 | 0 | 0 | 3423.1829 | 100000 | #N/A | 100000 | 0.034232 | 1 | #N/A | 0 | 0.00018167 | 0.005307 | #N/A | 0.005307 |  | 749 | 29.3997 | PASS | 1.5603 | PASS | Eligible | -0.47234 | 2.0326 | 749 | 2.9426 | kWh | 862.1799 | N/A | N/A | 29.4262 |  | 749 | 1 | -260 | 38.3 | 0 | 0 | 10 | 0
| SWWH028H | RtL | Ex | CZ14 |  | 750 | SWWH028F | 1 | 10 | 2022 | natural gas | electricity | NR |  | -266 |  | 39.1 | -266 |  | 39.1 |  | -266 | 39.1 | 0 | 0 |  | 0 | 0 |  | TRUE | 10 | 0 | 0 | TRUE | 2022+10 | 2032+00 | TRUE | TRUE | FALSE | FALSE | -266 | 39.1 | TRUE | TRUE | FALSE | FALSE | 0 | 0 | TRUE | TRUE | TRUE | -266 | 39.1 | 0 | 0 | -2660 | 391 | 0 | 0 | 3423.1829 | 100000 | #N/A | 100000 | 0.034232 | 1 | #N/A | 0 | 0.00018167 | 0.005307 | #N/A | 0.005307 |  | 750 | 29.9943 | PASS | 1.5918 | PASS | Eligible | -0.48324 | 2.0751 | 750 | 3.0021 | kWh | 879.6197 | N/A | N/A | 30.0214 |  | 750 | 1 | -266 | 39.1 | 0 | 0 | 10 | 0
| SWWH028H | RtL | Ex | CZ15 |  | 751 | SWWH028F | 1 | 10 | 2022 | natural gas | electricity | NR |  | -216 |  | 32.2 | -216 |  | 32.2 |  | -216 | 32.2 | 0 | 0 |  | 0 | 0 |  | TRUE | 10 | 0 | 0 | TRUE | 2022+10 | 2032+00 | TRUE | TRUE | FALSE | FALSE | -216 | 32.2 | TRUE | TRUE | FALSE | FALSE | 0 | 0 | TRUE | TRUE | TRUE | -216 | 32.2 | 0 | 0 | -2160 | 322 | 0 | 0 | 3423.1829 | 100000 | #N/A | 100000 | 0.034232 | 1 | #N/A | 0 | 0.00018167 | 0.005307 | #N/A | 0.005307 |  | 751 | 24.8059 | PASS | 1.3165 | PASS | Eligible | -0.39241 | 1.7089 | 751 | 2.4828 | kWh | 727.4515 | N/A | N/A | 24.8279 |  | 751 | 1 | -216 | 32.2 | 0 | 0 | 10 | 0
| SWWH028H | RtL | Ex | CZ16 |  | 752 | SWWH028F | 1 | 10 | 2022 | natural gas | electricity | NR |  | -309 |  | 45 | -309 |  | 45 |  | -309 | 45 | 0 | 0 |  | 0 | 0 |  | TRUE | 10 | 0 | 0 | TRUE | 2022+10 | 2032+00 | TRUE | TRUE | FALSE | FALSE | -309 | 45 | TRUE | TRUE | FALSE | FALSE | 0 | 0 | TRUE | TRUE | TRUE | -309 | 45 | 0 | 0 | -3090 | 450 | 0 | 0 | 3423.1829 | 100000 | #N/A | 100000 | 0.034232 | 1 | #N/A | 0 | 0.00018167 | 0.005307 | #N/A | 0.005307 |  | 752 | 34.4224 | PASS | 1.8268 | PASS | Eligible | -0.56136 | 2.3882 | 752 | 3.4454 | kWh | 1009.4881 | N/A | N/A | 34.4538 |  | 752 | 1 | -309 | 45 | 0 | 0 | 10 | 0
| SWWH028H | RtS | Ex | CZ01 |  | 753 | SWWH028F | 1 | 10 | 2022 | natural gas | electricity | NR |  | -277 |  | 38.1 | -277 |  | 38.1 |  | -277 | 38.1 | 0 | 0 |  | 0 | 0 |  | TRUE | 10 | 0 | 0 | TRUE | 2022+10 | 2032+00 | TRUE | TRUE | FALSE | FALSE | -277 | 38.1 | TRUE | TRUE | FALSE | FALSE | 0 | 0 | TRUE | TRUE | TRUE | -277 | 38.1 | 0 | 0 | -2770 | 381 | 0 | 0 | 3423.1829 | 100000 | #N/A | 100000 | 0.034232 | 1 | #N/A | 0 | 0.00018167 | 0.005307 | #N/A | 0.005307 |  | 753 | 28.6178 | PASS | 1.5188 | PASS | Eligible | -0.50322 | 2.022 | 753 | 2.8646 | kWh | 839.32 | N/A | N/A | 28.646 |  | 753 | 1 | -277 | 38.1 | 0 | 0 | 10 | 0
| SWWH028H | RtS | Ex | CZ02 |  | 754 | SWWH028F | 1 | 10 | 2022 | natural gas | electricity | NR |  | -257 |  | 36 | -257 |  | 36 |  | -257 | 36 | 0 | 0 |  | 0 | 0 |  | TRUE | 10 | 0 | 0 | TRUE | 2022+10 | 2032+00 | TRUE | TRUE | FALSE | FALSE | -257 | 36 | TRUE | TRUE | FALSE | FALSE | 0 | 0 | TRUE | TRUE | TRUE | -257 | 36 | 0 | 0 | -2570 | 360 | 0 | 0 | 3423.1829 | 100000 | #N/A | 100000 | 0.034232 | 1 | #N/A | 0 | 0.00018167 | 0.005307 | #N/A | 0.005307 |  | 754 | 27.2024 | PASS | 1.4436 | PASS | Eligible | -0.46689 | 1.9105 | 754 | 2.7229 | kWh | 797.7905 | N/A | N/A | 27.2286 |  | 754 | 1 | -257 | 36 | 0 | 0 | 10 | 0
| SWWH028H | RtS | Ex | CZ03 |  | 755 | SWWH028F | 1 | 10 | 2022 | natural gas | electricity | NR |  | -245 |  | 34.3 | -245 |  | 34.3 |  | -245 | 34.3 | 0 | 0 |  | 0 | 0 |  | TRUE | 10 | 0 | 0 | TRUE | 2022+10 | 2032+00 | TRUE | TRUE | FALSE | FALSE | -245 | 34.3 | TRUE | TRUE | FALSE | FALSE | 0 | 0 | TRUE | TRUE | TRUE | -245 | 34.3 | 0 | 0 | -2450 | 343 | 0 | 0 | 3423.1829 | 100000 | #N/A | 100000 | 0.034232 | 1 | #N/A | 0 | 0.00018167 | 0.005307 | #N/A | 0.005307 |  | 755 | 25.9132 | PASS | 1.3752 | PASS | Eligible | -0.44509 | 1.8203 | 755 | 2.5938 | kWh | 759.981 | N/A | N/A | 25.9381 |  | 755 | 1 | -245 | 34.3 | 0 | 0 | 10 | 0
| SWWH028H | RtS | Ex | CZ04 |  | 756 | SWWH028F | 1 | 10 | 2022 | natural gas | electricity | NR |  | -231 |  | 32.7 | -231 |  | 32.7 |  | -231 | 32.7 | 0 | 0 |  | 0 | 0 |  | TRUE | 10 | 0 | 0 | TRUE | 2022+10 | 2032+00 | TRUE | TRUE | FALSE | FALSE | -231 | 32.7 | TRUE | TRUE | FALSE | FALSE | 0 | 0 | TRUE | TRUE | TRUE | -231 | 32.7 | 0 | 0 | -2310 | 327 | 0 | 0 | 3423.1829 | 100000 | #N/A | 100000 | 0.034232 | 1 | #N/A | 0 | 0.00018167 | 0.005307 | #N/A | 0.005307 |  | 756 | 24.7924 | PASS | 1.3157 | PASS | Eligible | -0.41966 | 1.7354 | 756 | 2.4816 | kWh | 727.1014 | N/A | N/A | 24.816 |  | 756 | 1 | -231 | 32.7 | 0 | 0 | 10 | 0
| SWWH028H | RtS | Ex | CZ05 |  | 757 | SWWH028F | 1 | 10 | 2022 | natural gas | electricity | NR |  | -292 |  | 40.9 | -292 |  | 40.9 |  | -292 | 40.9 | 0 | 0 |  | 0 | 0 |  | TRUE | 10 | 0 | 0 | TRUE | 2022+10 | 2032+00 | TRUE | TRUE | FALSE | FALSE | -292 | 40.9 | TRUE | TRUE | FALSE | FALSE | 0 | 0 | TRUE | TRUE | TRUE | -292 | 40.9 | 0 | 0 | -2920 | 409 | 0 | 0 | 3423.1829 | 100000 | #N/A | 100000 | 0.034232 | 1 | #N/A | 0 | 0.00018167 | 0.005307 | #N/A | 0.005307 |  | 757 | 30.9043 | PASS | 1.6401 | PASS | Eligible | -0.53048 | 2.1706 | 757 | 3.0934 | kWh | 906.3592 | N/A | N/A | 30.934 |  | 757 | 1 | -292 | 40.9 | 0 | 0 | 10 | 0
| SWWH028H | RtS | Ex | CZ06 |  | 758 | SWWH028F | 1 | 10 | 2022 | natural gas | electricity | NR |  | -217 |  | 30.9 | -217 |  | 30.9 |  | -217 | 30.9 | 0 | 0 |  | 0 | 0 |  | TRUE | 10 | 0 | 0 | TRUE | 2022+10 | 2032+00 | TRUE | TRUE | FALSE | FALSE | -217 | 30.9 | TRUE | TRUE | FALSE | FALSE | 0 | 0 | TRUE | TRUE | TRUE | -217 | 30.9 | 0 | 0 | -2170 | 309 | 0 | 0 | 3423.1829 | 100000 | #N/A | 100000 | 0.034232 | 1 | #N/A | 0 | 0.00018167 | 0.005307 | #N/A | 0.005307 |  | 758 | 23.4717 | PASS | 1.2457 | PASS | Eligible | -0.39422 | 1.6399 | 758 | 2.3494 | kWh | 688.3619 | N/A | N/A | 23.4938 |  | 758 | 1 | -217 | 30.9 | 0 | 0 | 10 | 0
| SWWH028H | RtS | Ex | CZ07 |  | 759 | SWWH028F | 1 | 10 | 2022 | natural gas | electricity | NR |  | -235 |  | 33.4 | -235 |  | 33.4 |  | -235 | 33.4 | 0 | 0 |  | 0 | 0 |  | TRUE | 10 | 0 | 0 | TRUE | 2022+10 | 2032+00 | TRUE | TRUE | FALSE | FALSE | -235 | 33.4 | TRUE | TRUE | FALSE | FALSE | 0 | 0 | TRUE | TRUE | TRUE | -235 | 33.4 | 0 | 0 | -2350 | 334 | 0 | 0 | 3423.1829 | 100000 | #N/A | 100000 | 0.034232 | 1 | #N/A | 0 | 0.00018167 | 0.005307 | #N/A | 0.005307 |  | 759 | 25.3555 | PASS | 1.3456 | PASS | Eligible | -0.42692 | 1.7726 | 759 | 2.5379 | kWh | 743.6112 | N/A | N/A | 25.3794 |  | 759 | 1 | -235 | 33.4 | 0 | 0 | 10 | 0
| SWWH028H | RtS | Ex | CZ08 |  | 760 | SWWH028F | 1 | 10 | 2022 | natural gas | electricity | NR |  | -197 |  | 27.9 | -197 |  | 27.9 |  | -197 | 27.9 | 0 | 0 |  | 0 | 0 |  | TRUE | 10 | 0 | 0 | TRUE | 2022+10 | 2032+00 | TRUE | TRUE | FALSE | FALSE | -197 | 27.9 | TRUE | TRUE | FALSE | FALSE | 0 | 0 | TRUE | TRUE | TRUE | -197 | 27.9 | 0 | 0 | -1970 | 279 | 0 | 0 | 3423.1829 | 100000 | #N/A | 100000 | 0.034232 | 1 | #N/A | 0 | 0.00018167 | 0.005307 | #N/A | 0.005307 |  | 760 | 21.1563 | PASS | 1.1228 | PASS | Eligible | -0.35789 | 1.4807 | 760 | 2.1176 | kWh | 620.4626 | N/A | N/A | 21.1764 |  | 760 | 1 | -197 | 27.9 | 0 | 0 | 10 | 0
| SWWH028H | RtS | Ex | CZ09 |  | 761 | SWWH028F | 1 | 10 | 2022 | natural gas | electricity | NR |  | -203 |  | 28.9 | -203 |  | 28.9 |  | -203 | 28.9 | 0 | 0 |  | 0 | 0 |  | TRUE | 10 | 0 | 0 | TRUE | 2022+10 | 2032+00 | TRUE | TRUE | FALSE | FALSE | -203 | 28.9 | TRUE | TRUE | FALSE | FALSE | 0 | 0 | TRUE | TRUE | TRUE | -203 | 28.9 | 0 | 0 | -2030 | 289 | 0 | 0 | 3423.1829 | 100000 | #N/A | 100000 | 0.034232 | 1 | #N/A | 0 | 0.00018167 | 0.005307 | #N/A | 0.005307 |  | 761 | 21.9509 | PASS | 1.1649 | PASS | Eligible | -0.36879 | 1.5337 | 761 | 2.1972 | kWh | 643.7624 | N/A | N/A | 21.9716 |  | 761 | 1 | -203 | 28.9 | 0 | 0 | 10 | 0
| SWWH028H | RtS | Ex | CZ10 |  | 762 | SWWH028F | 1 | 10 | 2022 | natural gas | electricity | NR |  | -167 |  | 23.7 | -167 |  | 23.7 |  | -167 | 23.7 | 0 | 0 |  | 0 | 0 |  | TRUE | 10 | 0 | 0 | TRUE | 2022+10 | 2032+00 | TRUE | TRUE | FALSE | FALSE | -167 | 23.7 | TRUE | TRUE | FALSE | FALSE | 0 | 0 | TRUE | TRUE | TRUE | -167 | 23.7 | 0 | 0 | -1670 | 237 | 0 | 0 | 3423.1829 | 100000 | #N/A | 100000 | 0.034232 | 1 | #N/A | 0 | 0.00018167 | 0.005307 | #N/A | 0.005307 |  | 762 | 17.9833 | PASS | 0.95438 | PASS | Eligible | -0.30339 | 1.2578 | 762 | 1.8 | kWh | 527.4038 | N/A | N/A | 18.0003 |  | 762 | 1 | -167 | 23.7 | 0 | 0 | 10 | 0
| SWWH028H | RtS | Ex | CZ11 |  | 763 | SWWH028F | 1 | 10 | 2022 | natural gas | electricity | NR |  | -212 |  | 29.7 | -212 |  | 29.7 |  | -212 | 29.7 | 0 | 0 |  | 0 | 0 |  | TRUE | 10 | 0 | 0 | TRUE | 2022+10 | 2032+00 | TRUE | TRUE | FALSE | FALSE | -212 | 29.7 | TRUE | TRUE | FALSE | FALSE | 0 | 0 | TRUE | TRUE | TRUE | -212 | 29.7 | 0 | 0 | -2120 | 297 | 0 | 0 | 3423.1829 | 100000 | #N/A | 100000 | 0.034232 | 1 | #N/A | 0 | 0.00018167 | 0.005307 | #N/A | 0.005307 |  | 763 | 22.4429 | PASS | 1.1911 | PASS | Eligible | -0.38514 | 1.5762 | 763 | 2.2464 | kWh | 658.2022 | N/A | N/A | 22.4644 |  | 763 | 1 | -212 | 29.7 | 0 | 0 | 10 | 0
| SWWH028H | RtS | Ex | CZ12 |  | 764 | SWWH028F | 1 | 10 | 2022 | natural gas | electricity | NR |  | -207 |  | 29.1 | -207 |  | 29.1 |  | -207 | 29.1 | 0 | 0 |  | 0 | 0 |  | TRUE | 10 | 0 | 0 | TRUE | 2022+10 | 2032+00 | TRUE | TRUE | FALSE | FALSE | -207 | 29.1 | TRUE | TRUE | FALSE | FALSE | 0 | 0 | TRUE | TRUE | TRUE | -207 | 29.1 | 0 | 0 | -2070 | 291 | 0 | 0 | 3423.1829 | 100000 | #N/A | 100000 | 0.034232 | 1 | #N/A | 0 | 0.00018167 | 0.005307 | #N/A | 0.005307 |  | 764 | 22.014 | PASS | 1.1683 | PASS | Eligible | -0.37606 | 1.5443 | 764 | 2.2035 | kWh | 645.6223 | N/A | N/A | 22.0351 |  | 764 | 1 | -207 | 29.1 | 0 | 0 | 10 | 0
| SWWH028H | RtS | Ex | CZ13 |  | 765 | SWWH028F | 1 | 10 | 2022 | natural gas | electricity | NR |  | -195 |  | 27.5 | -195 |  | 27.5 |  | -195 | 27.5 | 0 | 0 |  | 0 | 0 |  | TRUE | 10 | 0 | 0 | TRUE | 2022+10 | 2032+00 | TRUE | TRUE | FALSE | FALSE | -195 | 27.5 | TRUE | TRUE | FALSE | FALSE | 0 | 0 | TRUE | TRUE | TRUE | -195 | 27.5 | 0 | 0 | -1950 | 275 | 0 | 0 | 3423.1829 | 100000 | #N/A | 100000 | 0.034232 | 1 | #N/A | 0 | 0.00018167 | 0.005307 | #N/A | 0.005307 |  | 765 | 20.8248 | PASS | 1.1052 | PASS | Eligible | -0.35426 | 1.4594 | 765 | 2.0845 | kWh | 610.7427 | N/A | N/A | 20.8446 |  | 765 | 1 | -195 | 27.5 | 0 | 0 | 10 | 0
| SWWH028H | RtS | Ex | CZ14 |  | 766 | SWWH028F | 1 | 10 | 2022 | natural gas | electricity | NR |  | -203 |  | 28.8 | -203 |  | 28.8 |  | -203 | 28.8 | 0 | 0 |  | 0 | 0 |  | TRUE | 10 | 0 | 0 | TRUE | 2022+10 | 2032+00 | TRUE | TRUE | FALSE | FALSE | -203 | 28.8 | TRUE | TRUE | FALSE | FALSE | 0 | 0 | TRUE | TRUE | TRUE | -203 | 28.8 | 0 | 0 | -2030 | 288 | 0 | 0 | 3423.1829 | 100000 | #N/A | 100000 | 0.034232 | 1 | #N/A | 0 | 0.00018167 | 0.005307 | #N/A | 0.005307 |  | 766 | 21.8509 | PASS | 1.1596 | PASS | Eligible | -0.36879 | 1.5284 | 766 | 2.1872 | kWh | 640.8324 | N/A | N/A | 21.8716 |  | 766 | 1 | -203 | 28.8 | 0 | 0 | 10 | 0
| SWWH028H | RtS | Ex | CZ15 |  | 767 | SWWH028F | 1 | 10 | 2022 | natural gas | electricity | NR |  | -203 |  | 29.2 | -203 |  | 29.2 |  | -203 | 29.2 | 0 | 0 |  | 0 | 0 |  | TRUE | 10 | 0 | 0 | TRUE | 2022+10 | 2032+00 | TRUE | TRUE | FALSE | FALSE | -203 | 29.2 | TRUE | TRUE | FALSE | FALSE | 0 | 0 | TRUE | TRUE | TRUE | -203 | 29.2 | 0 | 0 | -2030 | 292 | 0 | 0 | 3423.1829 | 100000 | #N/A | 100000 | 0.034232 | 1 | #N/A | 0 | 0.00018167 | 0.005307 | #N/A | 0.005307 |  | 767 | 22.2509 | PASS | 1.1809 | PASS | Eligible | -0.36879 | 1.5497 | 767 | 2.2272 | kWh | 652.5523 | N/A | N/A | 22.2716 |  | 767 | 1 | -203 | 29.2 | 0 | 0 | 10 | 0
| SWWH028H | RtS | Ex | CZ16 |  | 768 | SWWH028F | 1 | 10 | 2022 | natural gas | electricity | NR |  | -292 |  | 39.9 | -292 |  | 39.9 |  | -292 | 39.9 | 0 | 0 |  | 0 | 0 |  | TRUE | 10 | 0 | 0 | TRUE | 2022+10 | 2032+00 | TRUE | TRUE | FALSE | FALSE | -292 | 39.9 | TRUE | TRUE | FALSE | FALSE | 0 | 0 | TRUE | TRUE | TRUE | -292 | 39.9 | 0 | 0 | -2920 | 399 | 0 | 0 | 3423.1829 | 100000 | #N/A | 100000 | 0.034232 | 1 | #N/A | 0 | 0.00018167 | 0.005307 | #N/A | 0.005307 |  | 768 | 29.9043 | PASS | 1.587 | PASS | Eligible | -0.53048 | 2.1175 | 768 | 2.9934 | kWh | 877.0595 | N/A | N/A | 29.934 |  | 768 | 1 | -292 | 39.9 | 0 | 0 | 10 | 0
| SWWH028I | SCn | Ex | CZ01 |  | 769 | SWWH028F | 1 | 10 | 2022 | natural gas | electricity | NR |  | -639 |  | 59.7 | -639 |  | 59.7 |  | -639 | 59.7 | 0 | 0 |  | 0 | 0 |  | TRUE | 10 | 0 | 0 | TRUE | 2022+10 | 2032+00 | TRUE | TRUE | FALSE | FALSE | -639 | 59.7 | TRUE | TRUE | FALSE | FALSE | 0 | 0 | TRUE | TRUE | TRUE | -639 | 59.7 | 0 | 0 | -6390 | 597 | 0 | 0 | 3423.1829 | 100000 | #N/A | 100000 | 0.034232 | 1 | #N/A | 0 | 0.00018167 | 0.005307 | #N/A | 0.005307 |  | 769 | 37.8259 | PASS | 2.0074 | PASS | Eligible | -1.1609 | 3.1683 | 769 | 3.7891 | kWh | 1110.1943 | N/A | N/A | 37.8909 |  | 769 | 1 | -639 | 59.7 | 0 | 0 | 10 | 0
| SWWH028I | SCn | Ex | CZ02 |  | 770 | SWWH028F | 1 | 10 | 2022 | natural gas | electricity | NR |  | -589 |  | 55.6 | -589 |  | 55.6 |  | -589 | 55.6 | 0 | 0 |  | 0 | 0 |  | TRUE | 10 | 0 | 0 | TRUE | 2022+10 | 2032+00 | TRUE | TRUE | FALSE | FALSE | -589 | 55.6 | TRUE | TRUE | FALSE | FALSE | 0 | 0 | TRUE | TRUE | TRUE | -589 | 55.6 | 0 | 0 | -5890 | 556 | 0 | 0 | 3423.1829 | 100000 | #N/A | 100000 | 0.034232 | 1 | #N/A | 0 | 0.00018167 | 0.005307 | #N/A | 0.005307 |  | 770 | 35.4375 | PASS | 1.8807 | PASS | Eligible | -1.07 | 2.9507 | 770 | 3.5497 | kWh | 1040.0653 | N/A | N/A | 35.4974 |  | 770 | 1 | -589 | 55.6 | 0 | 0 | 10 | 0
| SWWH028I | SCn | Ex | CZ03 |  | 771 | SWWH028F | 1 | 10 | 2022 | natural gas | electricity | NR |  | -591 |  | 55.8 | -591 |  | 55.8 |  | -591 | 55.8 | 0 | 0 |  | 0 | 0 |  | TRUE | 10 | 0 | 0 | TRUE | 2022+10 | 2032+00 | TRUE | TRUE | FALSE | FALSE | -591 | 55.8 | TRUE | TRUE | FALSE | FALSE | 0 | 0 | TRUE | TRUE | TRUE | -591 | 55.8 | 0 | 0 | -5910 | 558 | 0 | 0 | 3423.1829 | 100000 | #N/A | 100000 | 0.034232 | 1 | #N/A | 0 | 0.00018167 | 0.005307 | #N/A | 0.005307 |  | 771 | 35.569 | PASS | 1.8877 | PASS | Eligible | -1.0737 | 2.9613 | 771 | 3.5629 | kWh | 1043.9253 | N/A | N/A | 35.6292 |  | 771 | 1 | -591 | 55.8 | 0 | 0 | 10 | 0
| SWWH028I | SCn | Ex | CZ04 |  | 772 | SWWH028F | 1 | 10 | 2022 | natural gas | electricity | NR |  | -571 |  | 54.1 | -571 |  | 54.1 |  | -571 | 54.1 | 0 | 0 |  | 0 | 0 |  | TRUE | 10 | 0 | 0 | TRUE | 2022+10 | 2032+00 | TRUE | TRUE | FALSE | FALSE | -571 | 54.1 | TRUE | TRUE | FALSE | FALSE | 0 | 0 | TRUE | TRUE | TRUE | -571 | 54.1 | 0 | 0 | -5710 | 541 | 0 | 0 | 3423.1829 | 100000 | #N/A | 100000 | 0.034232 | 1 | #N/A | 0 | 0.00018167 | 0.005307 | #N/A | 0.005307 |  | 772 | 34.5536 | PASS | 1.8338 | PASS | Eligible | -1.0373 | 2.8711 | 772 | 3.4612 | kWh | 1014.1157 | N/A | N/A | 34.6118 |  | 772 | 1 | -571 | 54.1 | 0 | 0 | 10 | 0
| SWWH028I | SCn | Ex | CZ05 |  | 773 | SWWH028F | 1 | 10 | 2022 | natural gas | electricity | NR |  | -600 |  | 56.6 | -600 |  | 56.6 |  | -600 | 56.6 | 0 | 0 |  | 0 | 0 |  | TRUE | 10 | 0 | 0 | TRUE | 2022+10 | 2032+00 | TRUE | TRUE | FALSE | FALSE | -600 | 56.6 | TRUE | TRUE | FALSE | FALSE | 0 | 0 | TRUE | TRUE | TRUE | -600 | 56.6 | 0 | 0 | -6000 | 566 | 0 | 0 | 3423.1829 | 100000 | #N/A | 100000 | 0.034232 | 1 | #N/A | 0 | 0.00018167 | 0.005307 | #N/A | 0.005307 |  | 773 | 36.0609 | PASS | 1.9138 | PASS | Eligible | -1.09 | 3.0038 | 773 | 3.6122 | kWh | 1058.3651 | N/A | N/A | 36.122 |  | 773 | 1 | -600 | 56.6 | 0 | 0 | 10 | 0
| SWWH028I | SCn | Ex | CZ06 |  | 774 | SWWH028F | 1 | 10 | 2022 | natural gas | electricity | NR |  | -553 |  | 52.6 | -553 |  | 52.6 |  | -553 | 52.6 | 0 | 0 |  | 0 | 0 |  | TRUE | 10 | 0 | 0 | TRUE | 2022+10 | 2032+00 | TRUE | TRUE | FALSE | FALSE | -553 | 52.6 | TRUE | TRUE | FALSE | FALSE | 0 | 0 | TRUE | TRUE | TRUE | -553 | 52.6 | 0 | 0 | -5530 | 526 | 0 | 0 | 3423.1829 | 100000 | #N/A | 100000 | 0.034232 | 1 | #N/A | 0 | 0.00018167 | 0.005307 | #N/A | 0.005307 |  | 774 | 33.6698 | PASS | 1.7869 | PASS | Eligible | -1.0046 | 2.7915 | 774 | 3.3726 | kWh | 988.1661 | N/A | N/A | 33.7261 |  | 774 | 1 | -553 | 52.6 | 0 | 0 | 10 | 0
| SWWH028I | SCn | Ex | CZ07 |  | 775 | SWWH028F | 1 | 10 | 2022 | natural gas | electricity | NR |  | -546 |  | 52 | -546 |  | 52 |  | -546 | 52 | 0 | 0 |  | 0 | 0 |  | TRUE | 10 | 0 | 0 | TRUE | 2022+10 | 2032+00 | TRUE | TRUE | FALSE | FALSE | -546 | 52 | TRUE | TRUE | FALSE | FALSE | 0 | 0 | TRUE | TRUE | TRUE | -546 | 52 | 0 | 0 | -5460 | 520 | 0 | 0 | 3423.1829 | 100000 | #N/A | 100000 | 0.034232 | 1 | #N/A | 0 | 0.00018167 | 0.005307 | #N/A | 0.005307 |  | 775 | 33.3094 | PASS | 1.7677 | PASS | Eligible | -0.99192 | 2.7597 | 775 | 3.3365 | kWh | 977.5863 | N/A | N/A | 33.365 |  | 775 | 1 | -546 | 52 | 0 | 0 | 10 | 0
| SWWH028I | SCn | Ex | CZ08 |  | 776 | SWWH028F | 1 | 10 | 2022 | natural gas | electricity | NR |  | -538 |  | 51.2 | -538 |  | 51.2 |  | -538 | 51.2 | 0 | 0 |  | 0 | 0 |  | TRUE | 10 | 0 | 0 | TRUE | 2022+10 | 2032+00 | TRUE | TRUE | FALSE | FALSE | -538 | 51.2 | TRUE | TRUE | FALSE | FALSE | 0 | 0 | TRUE | TRUE | TRUE | -538 | 51.2 | 0 | 0 | -5380 | 512 | 0 | 0 | 3423.1829 | 100000 | #N/A | 100000 | 0.034232 | 1 | #N/A | 0 | 0.00018167 | 0.005307 | #N/A | 0.005307 |  | 776 | 32.7833 | PASS | 1.7398 | PASS | Eligible | -0.97738 | 2.7172 | 776 | 3.2838 | kWh | 962.1465 | N/A | N/A | 32.8381 |  | 776 | 1 | -538 | 51.2 | 0 | 0 | 10 | 0
| SWWH028I | SCn | Ex | CZ09 |  | 777 | SWWH028F | 1 | 10 | 2022 | natural gas | electricity | NR |  | -538 |  | 51.2 | -538 |  | 51.2 |  | -538 | 51.2 | 0 | 0 |  | 0 | 0 |  | TRUE | 10 | 0 | 0 | TRUE | 2022+10 | 2032+00 | TRUE | TRUE | FALSE | FALSE | -538 | 51.2 | TRUE | TRUE | FALSE | FALSE | 0 | 0 | TRUE | TRUE | TRUE | -538 | 51.2 | 0 | 0 | -5380 | 512 | 0 | 0 | 3423.1829 | 100000 | #N/A | 100000 | 0.034232 | 1 | #N/A | 0 | 0.00018167 | 0.005307 | #N/A | 0.005307 |  | 777 | 32.7833 | PASS | 1.7398 | PASS | Eligible | -0.97738 | 2.7172 | 777 | 3.2838 | kWh | 962.1465 | N/A | N/A | 32.8381 |  | 777 | 1 | -538 | 51.2 | 0 | 0 | 10 | 0
| SWWH028I | SCn | Ex | CZ10 |  | 778 | SWWH028F | 1 | 10 | 2022 | natural gas | electricity | NR |  | -535 |  | 50.9 | -535 |  | 50.9 |  | -535 | 50.9 | 0 | 0 |  | 0 | 0 |  | TRUE | 10 | 0 | 0 | TRUE | 2022+10 | 2032+00 | TRUE | TRUE | FALSE | FALSE | -535 | 50.9 | TRUE | TRUE | FALSE | FALSE | 0 | 0 | TRUE | TRUE | TRUE | -535 | 50.9 | 0 | 0 | -5350 | 509 | 0 | 0 | 3423.1829 | 100000 | #N/A | 100000 | 0.034232 | 1 | #N/A | 0 | 0.00018167 | 0.005307 | #N/A | 0.005307 |  | 778 | 32.586 | PASS | 1.7293 | PASS | Eligible | -0.97193 | 2.7013 | 778 | 3.264 | kWh | 956.3566 | N/A | N/A | 32.6405 |  | 778 | 1 | -535 | 50.9 | 0 | 0 | 10 | 0
| SWWH028I | SCn | Ex | CZ11 |  | 779 | SWWH028F | 1 | 10 | 2022 | natural gas | electricity | NR |  | -544 |  | 51.6 | -544 |  | 51.6 |  | -544 | 51.6 | 0 | 0 |  | 0 | 0 |  | TRUE | 10 | 0 | 0 | TRUE | 2022+10 | 2032+00 | TRUE | TRUE | FALSE | FALSE | -544 | 51.6 | TRUE | TRUE | FALSE | FALSE | 0 | 0 | TRUE | TRUE | TRUE | -544 | 51.6 | 0 | 0 | -5440 | 516 | 0 | 0 | 3423.1829 | 100000 | #N/A | 100000 | 0.034232 | 1 | #N/A | 0 | 0.00018167 | 0.005307 | #N/A | 0.005307 |  | 779 | 32.9779 | PASS | 1.7501 | PASS | Eligible | -0.98828 | 2.7384 | 779 | 3.3033 | kWh | 967.8664 | N/A | N/A | 33.0333 |  | 779 | 1 | -544 | 51.6 | 0 | 0 | 10 | 0
| SWWH028I | SCn | Ex | CZ12 |  | 780 | SWWH028F | 1 | 10 | 2022 | natural gas | electricity | NR |  | -562 |  | 53.2 | -562 |  | 53.2 |  | -562 | 53.2 | 0 | 0 |  | 0 | 0 |  | TRUE | 10 | 0 | 0 | TRUE | 2022+10 | 2032+00 | TRUE | TRUE | FALSE | FALSE | -562 | 53.2 | TRUE | TRUE | FALSE | FALSE | 0 | 0 | TRUE | TRUE | TRUE | -562 | 53.2 | 0 | 0 | -5620 | 532 | 0 | 0 | 3423.1829 | 100000 | #N/A | 100000 | 0.034232 | 1 | #N/A | 0 | 0.00018167 | 0.005307 | #N/A | 0.005307 |  | 780 | 33.9617 | PASS | 1.8024 | PASS | Eligible | -1.021 | 2.8233 | 780 | 3.4019 | kWh | 996.746 | N/A | N/A | 34.0189 |  | 780 | 1 | -562 | 53.2 | 0 | 0 | 10 | 0
| SWWH028I | SCn | Ex | CZ13 |  | 781 | SWWH028F | 1 | 10 | 2022 | natural gas | electricity | NR |  | -538 |  | 51 | -538 |  | 51 |  | -538 | 51 | 0 | 0 |  | 0 | 0 |  | TRUE | 10 | 0 | 0 | TRUE | 2022+10 | 2032+00 | TRUE | TRUE | FALSE | FALSE | -538 | 51 | TRUE | TRUE | FALSE | FALSE | 0 | 0 | TRUE | TRUE | TRUE | -538 | 51 | 0 | 0 | -5380 | 510 | 0 | 0 | 3423.1829 | 100000 | #N/A | 100000 | 0.034232 | 1 | #N/A | 0 | 0.00018167 | 0.005307 | #N/A | 0.005307 |  | 781 | 32.5833 | PASS | 1.7292 | PASS | Eligible | -0.97738 | 2.7066 | 781 | 3.2638 | kWh | 956.2866 | N/A | N/A | 32.6381 |  | 781 | 1 | -538 | 51 | 0 | 0 | 10 | 0
| SWWH028I | SCn | Ex | CZ14 |  | 782 | SWWH028F | 1 | 10 | 2022 | natural gas | electricity | NR |  | -548 |  | 52 | -548 |  | 52 |  | -548 | 52 | 0 | 0 |  | 0 | 0 |  | TRUE | 10 | 0 | 0 | TRUE | 2022+10 | 2032+00 | TRUE | TRUE | FALSE | FALSE | -548 | 52 | TRUE | TRUE | FALSE | FALSE | 0 | 0 | TRUE | TRUE | TRUE | -548 | 52 | 0 | 0 | -5480 | 520 | 0 | 0 | 3423.1829 | 100000 | #N/A | 100000 | 0.034232 | 1 | #N/A | 0 | 0.00018167 | 0.005307 | #N/A | 0.005307 |  | 782 | 33.241 | PASS | 1.7641 | PASS | Eligible | -0.99555 | 2.7597 | 782 | 3.3297 | kWh | 975.5863 | N/A | N/A | 33.2968 |  | 782 | 1 | -548 | 52 | 0 | 0 | 10 | 0
| SWWH028I | SCn | Ex | CZ15 |  | 783 | SWWH028F | 1 | 10 | 2022 | natural gas | electricity | NR |  | -449 |  | 43.2 | -449 |  | 43.2 |  | -449 | 43.2 | 0 | 0 |  | 0 | 0 |  | TRUE | 10 | 0 | 0 | TRUE | 2022+10 | 2032+00 | TRUE | TRUE | FALSE | FALSE | -449 | 43.2 | TRUE | TRUE | FALSE | FALSE | 0 | 0 | TRUE | TRUE | TRUE | -449 | 43.2 | 0 | 0 | -4490 | 432 | 0 | 0 | 3423.1829 | 100000 | #N/A | 100000 | 0.034232 | 1 | #N/A | 0 | 0.00018167 | 0.005307 | #N/A | 0.005307 |  | 783 | 27.8299 | PASS | 1.4769 | PASS | Eligible | -0.8157 | 2.2926 | 783 | 2.7876 | kWh | 816.7486 | N/A | N/A | 27.8756 |  | 783 | 1 | -449 | 43.2 | 0 | 0 | 10 | 0
| SWWH028I | SCn | Ex | CZ16 |  | 784 | SWWH028F | 1 | 10 | 2022 | natural gas | electricity | NR |  | -634 |  | 59.5 | -634 |  | 59.5 |  | -634 | 59.5 | 0 | 0 |  | 0 | 0 |  | TRUE | 10 | 0 | 0 | TRUE | 2022+10 | 2032+00 | TRUE | TRUE | FALSE | FALSE | -634 | 59.5 | TRUE | TRUE | FALSE | FALSE | 0 | 0 | TRUE | TRUE | TRUE | -634 | 59.5 | 0 | 0 | -6340 | 595 | 0 | 0 | 3423.1829 | 100000 | #N/A | 100000 | 0.034232 | 1 | #N/A | 0 | 0.00018167 | 0.005307 | #N/A | 0.005307 |  | 784 | 37.797 | PASS | 2.0059 | PASS | Eligible | -1.1518 | 3.1577 | 784 | 3.7862 | kWh | 1109.3343 | N/A | N/A | 37.8616 |  | 784 | 1 | -634 | 59.5 | 0 | 0 | 10 | 0
| SWWH028I | SUn | Ex | CZ01 |  | 785 | SWWH028F | 1 | 10 | 2022 | natural gas | electricity | NR |  | -665 |  | 59.2 | -665 |  | 59.2 |  | -665 | 59.2 | 0 | 0 |  | 0 | 0 |  | TRUE | 10 | 0 | 0 | TRUE | 2022+10 | 2032+00 | TRUE | TRUE | FALSE | FALSE | -665 | 59.2 | TRUE | TRUE | FALSE | FALSE | 0 | 0 | TRUE | TRUE | TRUE | -665 | 59.2 | 0 | 0 | -6650 | 592 | 0 | 0 | 3423.1829 | 100000 | #N/A | 100000 | 0.034232 | 1 | #N/A | 0 | 0.00018167 | 0.005307 | #N/A | 0.005307 |  | 785 | 36.4358 | PASS | 1.9337 | PASS | Eligible | -1.2081 | 3.1418 | 785 | 3.6504 | kWh | 1069.5444 | N/A | N/A | 36.5035 |  | 785 | 1 | -665 | 59.2 | 0 | 0 | 10 | 0
| SWWH028I | SUn | Ex | CZ02 |  | 786 | SWWH028F | 1 | 10 | 2022 | natural gas | electricity | NR |  | -601 |  | 55.1 | -601 |  | 55.1 |  | -601 | 55.1 | 0 | 0 |  | 0 | 0 |  | TRUE | 10 | 0 | 0 | TRUE | 2022+10 | 2032+00 | TRUE | TRUE | FALSE | FALSE | -601 | 55.1 | TRUE | TRUE | FALSE | FALSE | 0 | 0 | TRUE | TRUE | TRUE | -601 | 55.1 | 0 | 0 | -6010 | 551 | 0 | 0 | 3423.1829 | 100000 | #N/A | 100000 | 0.034232 | 1 | #N/A | 0 | 0.00018167 | 0.005307 | #N/A | 0.005307 |  | 786 | 34.5267 | PASS | 1.8323 | PASS | Eligible | -1.0918 | 2.9242 | 786 | 3.4588 | kWh | 1013.4155 | N/A | N/A | 34.5879 |  | 786 | 1 | -601 | 55.1 | 0 | 0 | 10 | 0
| SWWH028I | SUn | Ex | CZ03 |  | 787 | SWWH028F | 1 | 10 | 2022 | natural gas | electricity | NR |  | -610 |  | 55.3 | -610 |  | 55.3 |  | -610 | 55.3 | 0 | 0 |  | 0 | 0 |  | TRUE | 10 | 0 | 0 | TRUE | 2022+10 | 2032+00 | TRUE | TRUE | FALSE | FALSE | -610 | 55.3 | TRUE | TRUE | FALSE | FALSE | 0 | 0 | TRUE | TRUE | TRUE | -610 | 55.3 | 0 | 0 | -6100 | 553 | 0 | 0 | 3423.1829 | 100000 | #N/A | 100000 | 0.034232 | 1 | #N/A | 0 | 0.00018167 | 0.005307 | #N/A | 0.005307 |  | 787 | 34.4186 | PASS | 1.8266 | PASS | Eligible | -1.1082 | 2.9348 | 787 | 3.4481 | kWh | 1010.2754 | N/A | N/A | 34.4807 |  | 787 | 1 | -610 | 55.3 | 0 | 0 | 10 | 0
| SWWH028I | SUn | Ex | CZ04 |  | 788 | SWWH028F | 1 | 10 | 2022 | natural gas | electricity | NR |  | -581 |  | 53.5 | -581 |  | 53.5 |  | -581 | 53.5 | 0 | 0 |  | 0 | 0 |  | TRUE | 10 | 0 | 0 | TRUE | 2022+10 | 2032+00 | TRUE | TRUE | FALSE | FALSE | -581 | 53.5 | TRUE | TRUE | FALSE | FALSE | 0 | 0 | TRUE | TRUE | TRUE | -581 | 53.5 | 0 | 0 | -5810 | 535 | 0 | 0 | 3423.1829 | 100000 | #N/A | 100000 | 0.034232 | 1 | #N/A | 0 | 0.00018167 | 0.005307 | #N/A | 0.005307 |  | 788 | 33.6113 | PASS | 1.7838 | PASS | Eligible | -1.0555 | 2.8393 | 788 | 3.367 | kWh | 986.5359 | N/A | N/A | 33.6705 |  | 788 | 1 | -581 | 53.5 | 0 | 0 | 10 | 0
| SWWH028I | SUn | Ex | CZ05 |  | 789 | SWWH028F | 1 | 10 | 2022 | natural gas | electricity | NR |  | -620 |  | 56.1 | -620 |  | 56.1 |  | -620 | 56.1 | 0 | 0 |  | 0 | 0 |  | TRUE | 10 | 0 | 0 | TRUE | 2022+10 | 2032+00 | TRUE | TRUE | FALSE | FALSE | -620 | 56.1 | TRUE | TRUE | FALSE | FALSE | 0 | 0 | TRUE | TRUE | TRUE | -620 | 56.1 | 0 | 0 | -6200 | 561 | 0 | 0 | 3423.1829 | 100000 | #N/A | 100000 | 0.034232 | 1 | #N/A | 0 | 0.00018167 | 0.005307 | #N/A | 0.005307 |  | 789 | 34.8763 | PASS | 1.8509 | PASS | Eligible | -1.1264 | 2.9772 | 789 | 3.4939 | kWh | 1023.7152 | N/A | N/A | 34.9394 |  | 789 | 1 | -620 | 56.1 | 0 | 0 | 10 | 0
| SWWH028I | SUn | Ex | CZ06 |  | 790 | SWWH028F | 1 | 10 | 2022 | natural gas | electricity | NR |  | -561 |  | 52 | -561 |  | 52 |  | -561 | 52 | 0 | 0 |  | 0 | 0 |  | TRUE | 10 | 0 | 0 | TRUE | 2022+10 | 2032+00 | TRUE | TRUE | FALSE | FALSE | -561 | 52 | TRUE | TRUE | FALSE | FALSE | 0 | 0 | TRUE | TRUE | TRUE | -561 | 52 | 0 | 0 | -5610 | 520 | 0 | 0 | 3423.1829 | 100000 | #N/A | 100000 | 0.034232 | 1 | #N/A | 0 | 0.00018167 | 0.005307 | #N/A | 0.005307 |  | 790 | 32.7959 | PASS | 1.7405 | PASS | Eligible | -1.0192 | 2.7597 | 790 | 3.2853 | kWh | 962.5863 | N/A | N/A | 32.8531 |  | 790 | 1 | -561 | 52 | 0 | 0 | 10 | 0
| SWWH028I | SUn | Ex | CZ07 |  | 791 | SWWH028F | 1 | 10 | 2022 | natural gas | electricity | NR |  | -556 |  | 51.5 | -556 |  | 51.5 |  | -556 | 51.5 | 0 | 0 |  | 0 | 0 |  | TRUE | 10 | 0 | 0 | TRUE | 2022+10 | 2032+00 | TRUE | TRUE | FALSE | FALSE | -556 | 51.5 | TRUE | TRUE | FALSE | FALSE | 0 | 0 | TRUE | TRUE | TRUE | -556 | 51.5 | 0 | 0 | -5560 | 515 | 0 | 0 | 3423.1829 | 100000 | #N/A | 100000 | 0.034232 | 1 | #N/A | 0 | 0.00018167 | 0.005307 | #N/A | 0.005307 |  | 791 | 32.4671 | PASS | 1.723 | PASS | Eligible | -1.0101 | 2.7331 | 791 | 3.2524 | kWh | 952.9364 | N/A | N/A | 32.5237 |  | 791 | 1 | -556 | 51.5 | 0 | 0 | 10 | 0
| SWWH028I | SUn | Ex | CZ08 |  | 792 | SWWH028F | 1 | 10 | 2022 | natural gas | electricity | NR |  | -543 |  | 50.6 | -543 |  | 50.6 |  | -543 | 50.6 | 0 | 0 |  | 0 | 0 |  | TRUE | 10 | 0 | 0 | TRUE | 2022+10 | 2032+00 | TRUE | TRUE | FALSE | FALSE | -543 | 50.6 | TRUE | TRUE | FALSE | FALSE | 0 | 0 | TRUE | TRUE | TRUE | -543 | 50.6 | 0 | 0 | -5430 | 506 | 0 | 0 | 3423.1829 | 100000 | #N/A | 100000 | 0.034232 | 1 | #N/A | 0 | 0.00018167 | 0.005307 | #N/A | 0.005307 |  | 792 | 32.0121 | PASS | 1.6989 | PASS | Eligible | -0.98647 | 2.6854 | 792 | 3.2067 | kWh | 939.5667 | N/A | N/A | 32.0674 |  | 792 | 1 | -543 | 50.6 | 0 | 0 | 10 | 0
| SWWH028I | SUn | Ex | CZ09 |  | 793 | SWWH028F | 1 | 10 | 2022 | natural gas | electricity | NR |  | -543 |  | 50.6 | -543 |  | 50.6 |  | -543 | 50.6 | 0 | 0 |  | 0 | 0 |  | TRUE | 10 | 0 | 0 | TRUE | 2022+10 | 2032+00 | TRUE | TRUE | FALSE | FALSE | -543 | 50.6 | TRUE | TRUE | FALSE | FALSE | 0 | 0 | TRUE | TRUE | TRUE | -543 | 50.6 | 0 | 0 | -5430 | 506 | 0 | 0 | 3423.1829 | 100000 | #N/A | 100000 | 0.034232 | 1 | #N/A | 0 | 0.00018167 | 0.005307 | #N/A | 0.005307 |  | 793 | 32.0121 | PASS | 1.6989 | PASS | Eligible | -0.98647 | 2.6854 | 793 | 3.2067 | kWh | 939.5667 | N/A | N/A | 32.0674 |  | 793 | 1 | -543 | 50.6 | 0 | 0 | 10 | 0
| SWWH028I | SUn | Ex | CZ10 |  | 794 | SWWH028F | 1 | 10 | 2022 | natural gas | electricity | NR |  | -540 |  | 50.3 | -540 |  | 50.3 |  | -540 | 50.3 | 0 | 0 |  | 0 | 0 |  | TRUE | 10 | 0 | 0 | TRUE | 2022+10 | 2032+00 | TRUE | TRUE | FALSE | FALSE | -540 | 50.3 | TRUE | TRUE | FALSE | FALSE | 0 | 0 | TRUE | TRUE | TRUE | -540 | 50.3 | 0 | 0 | -5400 | 503 | 0 | 0 | 3423.1829 | 100000 | #N/A | 100000 | 0.034232 | 1 | #N/A | 0 | 0.00018167 | 0.005307 | #N/A | 0.005307 |  | 794 | 31.8148 | PASS | 1.6884 | PASS | Eligible | -0.98102 | 2.6694 | 794 | 3.187 | kWh | 933.7767 | N/A | N/A | 31.8698 |  | 794 | 1 | -540 | 50.3 | 0 | 0 | 10 | 0
| SWWH028I | SUn | Ex | CZ11 |  | 795 | SWWH028F | 1 | 10 | 2022 | natural gas | electricity | NR |  | -551 |  | 51 | -551 |  | 51 |  | -551 | 51 | 0 | 0 |  | 0 | 0 |  | TRUE | 10 | 0 | 0 | TRUE | 2022+10 | 2032+00 | TRUE | TRUE | FALSE | FALSE | -551 | 51 | TRUE | TRUE | FALSE | FALSE | 0 | 0 | TRUE | TRUE | TRUE | -551 | 51 | 0 | 0 | -5510 | 510 | 0 | 0 | 3423.1829 | 100000 | #N/A | 100000 | 0.034232 | 1 | #N/A | 0 | 0.00018167 | 0.005307 | #N/A | 0.005307 |  | 795 | 32.1383 | PASS | 1.7056 | PASS | Eligible | -1.001 | 2.7066 | 795 | 3.2194 | kWh | 943.2866 | N/A | N/A | 32.1944 |  | 795 | 1 | -551 | 51 | 0 | 0 | 10 | 0
| SWWH028I | SUn | Ex | CZ12 |  | 796 | SWWH028F | 1 | 10 | 2022 | natural gas | electricity | NR |  | -569 |  | 52.6 | -569 |  | 52.6 |  | -569 | 52.6 | 0 | 0 |  | 0 | 0 |  | TRUE | 10 | 0 | 0 | TRUE | 2022+10 | 2032+00 | TRUE | TRUE | FALSE | FALSE | -569 | 52.6 | TRUE | TRUE | FALSE | FALSE | 0 | 0 | TRUE | TRUE | TRUE | -569 | 52.6 | 0 | 0 | -5690 | 526 | 0 | 0 | 3423.1829 | 100000 | #N/A | 100000 | 0.034232 | 1 | #N/A | 0 | 0.00018167 | 0.005307 | #N/A | 0.005307 |  | 796 | 33.1221 | PASS | 1.7578 | PASS | Eligible | -1.0337 | 2.7915 | 796 | 3.318 | kWh | 972.1661 | N/A | N/A | 33.18 |  | 796 | 1 | -569 | 52.6 | 0 | 0 | 10 | 0
| SWWH028I | SUn | Ex | CZ13 |  | 797 | SWWH028F | 1 | 10 | 2022 | natural gas | electricity | NR |  | -542 |  | 50.4 | -542 |  | 50.4 |  | -542 | 50.4 | 0 | 0 |  | 0 | 0 |  | TRUE | 10 | 0 | 0 | TRUE | 2022+10 | 2032+00 | TRUE | TRUE | FALSE | FALSE | -542 | 50.4 | TRUE | TRUE | FALSE | FALSE | 0 | 0 | TRUE | TRUE | TRUE | -542 | 50.4 | 0 | 0 | -5420 | 504 | 0 | 0 | 3423.1829 | 100000 | #N/A | 100000 | 0.034232 | 1 | #N/A | 0 | 0.00018167 | 0.005307 | #N/A | 0.005307 |  | 797 | 31.8463 | PASS | 1.6901 | PASS | Eligible | -0.98465 | 2.6747 | 797 | 3.1902 | kWh | 934.7067 | N/A | N/A | 31.9015 |  | 797 | 1 | -542 | 50.4 | 0 | 0 | 10 | 0
| SWWH028I | SUn | Ex | CZ14 |  | 798 | SWWH028F | 1 | 10 | 2022 | natural gas | electricity | NR |  | -554 |  | 51.4 | -554 |  | 51.4 |  | -554 | 51.4 | 0 | 0 |  | 0 | 0 |  | TRUE | 10 | 0 | 0 | TRUE | 2022+10 | 2032+00 | TRUE | TRUE | FALSE | FALSE | -554 | 51.4 | TRUE | TRUE | FALSE | FALSE | 0 | 0 | TRUE | TRUE | TRUE | -554 | 51.4 | 0 | 0 | -5540 | 514 | 0 | 0 | 3423.1829 | 100000 | #N/A | 100000 | 0.034232 | 1 | #N/A | 0 | 0.00018167 | 0.005307 | #N/A | 0.005307 |  | 798 | 32.4356 | PASS | 1.7214 | PASS | Eligible | -1.0064 | 2.7278 | 798 | 3.2492 | kWh | 952.0064 | N/A | N/A | 32.492 |  | 798 | 1 | -554 | 51.4 | 0 | 0 | 10 | 0
| SWWH028I | SUn | Ex | CZ15 |  | 799 | SWWH028F | 1 | 10 | 2022 | natural gas | electricity | NR |  | -446 |  | 42.6 | -446 |  | 42.6 |  | -446 | 42.6 | 0 | 0 |  | 0 | 0 |  | TRUE | 10 | 0 | 0 | TRUE | 2022+10 | 2032+00 | TRUE | TRUE | FALSE | FALSE | -446 | 42.6 | TRUE | TRUE | FALSE | FALSE | 0 | 0 | TRUE | TRUE | TRUE | -446 | 42.6 | 0 | 0 | -4460 | 426 | 0 | 0 | 3423.1829 | 100000 | #N/A | 100000 | 0.034232 | 1 | #N/A | 0 | 0.00018167 | 0.005307 | #N/A | 0.005307 |  | 799 | 27.3326 | PASS | 1.4506 | PASS | Eligible | -0.81025 | 2.2608 | 799 | 2.7378 | kWh | 802.1688 | N/A | N/A | 27.378 |  | 799 | 1 | -446 | 42.6 | 0 | 0 | 10 | 0
| SWWH028I | SUn | Ex | CZ16 |  | 800 | SWWH028F | 1 | 10 | 2022 | natural gas | electricity | NR |  | -646 |  | 58.9 | -646 |  | 58.9 |  | -646 | 58.9 | 0 | 0 |  | 0 | 0 |  | TRUE | 10 | 0 | 0 | TRUE | 2022+10 | 2032+00 | TRUE | TRUE | FALSE | FALSE | -646 | 58.9 | TRUE | TRUE | FALSE | FALSE | 0 | 0 | TRUE | TRUE | TRUE | -646 | 58.9 | 0 | 0 | -6460 | 589 | 0 | 0 | 3423.1829 | 100000 | #N/A | 100000 | 0.034232 | 1 | #N/A | 0 | 0.00018167 | 0.005307 | #N/A | 0.005307 |  | 800 | 36.7862 | PASS | 1.9523 | PASS | Eligible | -1.1736 | 3.1258 | 800 | 3.6852 | kWh | 1079.7545 | N/A | N/A | 36.852 |  | 800 | 1 | -646 | 58.9 | 0 | 0 | 10 | 0
| SWWH028J | WRf | Ex | CZ01 |  | 801 | SWWH028F | 1 | 10 | 2022 | natural gas | electricity | NR |  | -250 |  | 37 | -250 |  | 37 |  | -250 | 37 | 0 | 0 |  | 0 | 0 |  | TRUE | 10 | 0 | 0 | TRUE | 2022+10 | 2032+00 | TRUE | TRUE | FALSE | FALSE | -250 | 37 | TRUE | TRUE | FALSE | FALSE | 0 | 0 | TRUE | TRUE | TRUE | -250 | 37 | 0 | 0 | -2500 | 370 | 0 | 0 | 3423.1829 | 100000 | #N/A | 100000 | 0.034232 | 1 | #N/A | 0 | 0.00018167 | 0.005307 | #N/A | 0.005307 |  | 801 | 28.442 | PASS | 1.5094 | PASS | Eligible | -0.45417 | 1.9636 | 801 | 2.8468 | kWh | 834.0902 | N/A | N/A | 28.4675 |  | 801 | 1 | -250 | 37 | 0 | 0 | 10 | 0
| SWWH028J | WRf | Ex | CZ02 |  | 802 | SWWH028F | 1 | 10 | 2022 | natural gas | electricity | NR |  | -231 |  | 34.4 | -231 |  | 34.4 |  | -231 | 34.4 | 0 | 0 |  | 0 | 0 |  | TRUE | 10 | 0 | 0 | TRUE | 2022+10 | 2032+00 | TRUE | TRUE | FALSE | FALSE | -231 | 34.4 | TRUE | TRUE | FALSE | FALSE | 0 | 0 | TRUE | TRUE | TRUE | -231 | 34.4 | 0 | 0 | -2310 | 344 | 0 | 0 | 3423.1829 | 100000 | #N/A | 100000 | 0.034232 | 1 | #N/A | 0 | 0.00018167 | 0.005307 | #N/A | 0.005307 |  | 802 | 26.4924 | PASS | 1.406 | PASS | Eligible | -0.41966 | 1.8256 | 802 | 2.6516 | kWh | 776.9109 | N/A | N/A | 26.516 |  | 802 | 1 | -231 | 34.4 | 0 | 0 | 10 | 0
| SWWH028J | WRf | Ex | CZ03 |  | 803 | SWWH028F | 1 | 10 | 2022 | natural gas | electricity | NR |  | -232 |  | 34.5 | -232 |  | 34.5 |  | -232 | 34.5 | 0 | 0 |  | 0 | 0 |  | TRUE | 10 | 0 | 0 | TRUE | 2022+10 | 2032+00 | TRUE | TRUE | FALSE | FALSE | -232 | 34.5 | TRUE | TRUE | FALSE | FALSE | 0 | 0 | TRUE | TRUE | TRUE | -232 | 34.5 | 0 | 0 | -2320 | 345 | 0 | 0 | 3423.1829 | 100000 | #N/A | 100000 | 0.034232 | 1 | #N/A | 0 | 0.00018167 | 0.005307 | #N/A | 0.005307 |  | 803 | 26.5582 | PASS | 1.4095 | PASS | Eligible | -0.42147 | 1.8309 | 803 | 2.6582 | kWh | 778.8409 | N/A | N/A | 26.5818 |  | 803 | 1 | -232 | 34.5 | 0 | 0 | 10 | 0
| SWWH028J | WRf | Ex | CZ04 |  | 804 | SWWH028F | 1 | 10 | 2022 | natural gas | electricity | NR |  | -224 |  | 33.5 | -224 |  | 33.5 |  | -224 | 33.5 | 0 | 0 |  | 0 | 0 |  | TRUE | 10 | 0 | 0 | TRUE | 2022+10 | 2032+00 | TRUE | TRUE | FALSE | FALSE | -224 | 33.5 | TRUE | TRUE | FALSE | FALSE | 0 | 0 | TRUE | TRUE | TRUE | -224 | 33.5 | 0 | 0 | -2240 | 335 | 0 | 0 | 3423.1829 | 100000 | #N/A | 100000 | 0.034232 | 1 | #N/A | 0 | 0.00018167 | 0.005307 | #N/A | 0.005307 |  | 804 | 25.8321 | PASS | 1.3709 | PASS | Eligible | -0.40694 | 1.7779 | 804 | 2.5855 | kWh | 757.5412 | N/A | N/A | 25.8549 |  | 804 | 1 | -224 | 33.5 | 0 | 0 | 10 | 0
| SWWH028J | WRf | Ex | CZ05 |  | 805 | SWWH028F | 1 | 10 | 2022 | natural gas | electricity | NR |  | -235 |  | 35.1 | -235 |  | 35.1 |  | -235 | 35.1 | 0 | 0 |  | 0 | 0 |  | TRUE | 10 | 0 | 0 | TRUE | 2022+10 | 2032+00 | TRUE | TRUE | FALSE | FALSE | -235 | 35.1 | TRUE | TRUE | FALSE | FALSE | 0 | 0 | TRUE | TRUE | TRUE | -235 | 35.1 | 0 | 0 | -2350 | 351 | 0 | 0 | 3423.1829 | 100000 | #N/A | 100000 | 0.034232 | 1 | #N/A | 0 | 0.00018167 | 0.005307 | #N/A | 0.005307 |  | 805 | 27.0555 | PASS | 1.4358 | PASS | Eligible | -0.42692 | 1.8628 | 805 | 2.7079 | kWh | 793.4207 | N/A | N/A | 27.0795 |  | 805 | 1 | -235 | 35.1 | 0 | 0 | 10 | 0
| SWWH028J | WRf | Ex | CZ06 |  | 806 | SWWH028F | 1 | 10 | 2022 | natural gas | electricity | NR |  | -217 |  | 32.5 | -217 |  | 32.5 |  | -217 | 32.5 | 0 | 0 |  | 0 | 0 |  | TRUE | 10 | 0 | 0 | TRUE | 2022+10 | 2032+00 | TRUE | TRUE | FALSE | FALSE | -217 | 32.5 | TRUE | TRUE | FALSE | FALSE | 0 | 0 | TRUE | TRUE | TRUE | -217 | 32.5 | 0 | 0 | -2170 | 325 | 0 | 0 | 3423.1829 | 100000 | #N/A | 100000 | 0.034232 | 1 | #N/A | 0 | 0.00018167 | 0.005307 | #N/A | 0.005307 |  | 806 | 25.0717 | PASS | 1.3306 | PASS | Eligible | -0.39422 | 1.7248 | 806 | 2.5094 | kWh | 735.2414 | N/A | N/A | 25.0938 |  | 806 | 1 | -217 | 32.5 | 0 | 0 | 10 | 0
| SWWH028J | WRf | Ex | CZ07 |  | 807 | SWWH028F | 1 | 10 | 2022 | natural gas | electricity | NR |  | -214 |  | 32.2 | -214 |  | 32.2 |  | -214 | 32.2 | 0 | 0 |  | 0 | 0 |  | TRUE | 10 | 0 | 0 | TRUE | 2022+10 | 2032+00 | TRUE | TRUE | FALSE | FALSE | -214 | 32.2 | TRUE | TRUE | FALSE | FALSE | 0 | 0 | TRUE | TRUE | TRUE | -214 | 32.2 | 0 | 0 | -2140 | 322 | 0 | 0 | 3423.1829 | 100000 | #N/A | 100000 | 0.034232 | 1 | #N/A | 0 | 0.00018167 | 0.005307 | #N/A | 0.005307 |  | 807 | 24.8744 | PASS | 1.3201 | PASS | Eligible | -0.38877 | 1.7089 | 807 | 2.4896 | kWh | 729.4515 | N/A | N/A | 24.8962 |  | 807 | 1 | -214 | 32.2 | 0 | 0 | 10 | 0
| SWWH028J | WRf | Ex | CZ08 |  | 808 | SWWH028F | 1 | 10 | 2022 | natural gas | electricity | NR |  | -211 |  | 31.6 | -211 |  | 31.6 |  | -211 | 31.6 | 0 | 0 |  | 0 | 0 |  | TRUE | 10 | 0 | 0 | TRUE | 2022+10 | 2032+00 | TRUE | TRUE | FALSE | FALSE | -211 | 31.6 | TRUE | TRUE | FALSE | FALSE | 0 | 0 | TRUE | TRUE | TRUE | -211 | 31.6 | 0 | 0 | -2110 | 316 | 0 | 0 | 3423.1829 | 100000 | #N/A | 100000 | 0.034232 | 1 | #N/A | 0 | 0.00018167 | 0.005307 | #N/A | 0.005307 |  | 808 | 24.3771 | PASS | 1.2937 | PASS | Eligible | -0.38332 | 1.677 | 808 | 2.4399 | kWh | 714.8717 | N/A | N/A | 24.3986 |  | 808 | 1 | -211 | 31.6 | 0 | 0 | 10 | 0
| SWWH028J | WRf | Ex | CZ09 |  | 809 | SWWH028F | 1 | 10 | 2022 | natural gas | electricity | NR |  | -211 |  | 31.6 | -211 |  | 31.6 |  | -211 | 31.6 | 0 | 0 |  | 0 | 0 |  | TRUE | 10 | 0 | 0 | TRUE | 2022+10 | 2032+00 | TRUE | TRUE | FALSE | FALSE | -211 | 31.6 | TRUE | TRUE | FALSE | FALSE | 0 | 0 | TRUE | TRUE | TRUE | -211 | 31.6 | 0 | 0 | -2110 | 316 | 0 | 0 | 3423.1829 | 100000 | #N/A | 100000 | 0.034232 | 1 | #N/A | 0 | 0.00018167 | 0.005307 | #N/A | 0.005307 |  | 809 | 24.3771 | PASS | 1.2937 | PASS | Eligible | -0.38332 | 1.677 | 809 | 2.4399 | kWh | 714.8717 | N/A | N/A | 24.3986 |  | 809 | 1 | -211 | 31.6 | 0 | 0 | 10 | 0
| SWWH028J | WRf | Ex | CZ10 |  | 810 | SWWH028F | 1 | 10 | 2022 | natural gas | electricity | NR |  | -210 |  | 31.5 | -210 |  | 31.5 |  | -210 | 31.5 | 0 | 0 |  | 0 | 0 |  | TRUE | 10 | 0 | 0 | TRUE | 2022+10 | 2032+00 | TRUE | TRUE | FALSE | FALSE | -210 | 31.5 | TRUE | TRUE | FALSE | FALSE | 0 | 0 | TRUE | TRUE | TRUE | -210 | 31.5 | 0 | 0 | -2100 | 315 | 0 | 0 | 3423.1829 | 100000 | #N/A | 100000 | 0.034232 | 1 | #N/A | 0 | 0.00018167 | 0.005307 | #N/A | 0.005307 |  | 810 | 24.3113 | PASS | 1.2902 | PASS | Eligible | -0.38151 | 1.6717 | 810 | 2.4333 | kWh | 712.9417 | N/A | N/A | 24.3327 |  | 810 | 1 | -210 | 31.5 | 0 | 0 | 10 | 0
| SWWH028J | WRf | Ex | CZ11 |  | 811 | SWWH028F | 1 | 10 | 2022 | natural gas | electricity | NR |  | -213 |  | 31.9 | -213 |  | 31.9 |  | -213 | 31.9 | 0 | 0 |  | 0 | 0 |  | TRUE | 10 | 0 | 0 | TRUE | 2022+10 | 2032+00 | TRUE | TRUE | FALSE | FALSE | -213 | 31.9 | TRUE | TRUE | FALSE | FALSE | 0 | 0 | TRUE | TRUE | TRUE | -213 | 31.9 | 0 | 0 | -2130 | 319 | 0 | 0 | 3423.1829 | 100000 | #N/A | 100000 | 0.034232 | 1 | #N/A | 0 | 0.00018167 | 0.005307 | #N/A | 0.005307 |  | 811 | 24.6086 | PASS | 1.306 | PASS | Eligible | -0.38696 | 1.6929 | 811 | 2.463 | kWh | 721.6616 | N/A | N/A | 24.6303 |  | 811 | 1 | -213 | 31.9 | 0 | 0 | 10 | 0
| SWWH028J | WRf | Ex | CZ12 |  | 812 | SWWH028F | 1 | 10 | 2022 | natural gas | electricity | NR |  | -220 |  | 32.9 | -220 |  | 32.9 |  | -220 | 32.9 | 0 | 0 |  | 0 | 0 |  | TRUE | 10 | 0 | 0 | TRUE | 2022+10 | 2032+00 | TRUE | TRUE | FALSE | FALSE | -220 | 32.9 | TRUE | TRUE | FALSE | FALSE | 0 | 0 | TRUE | TRUE | TRUE | -220 | 32.9 | 0 | 0 | -2200 | 329 | 0 | 0 | 3423.1829 | 100000 | #N/A | 100000 | 0.034232 | 1 | #N/A | 0 | 0.00018167 | 0.005307 | #N/A | 0.005307 |  | 812 | 25.369 | PASS | 1.3463 | PASS | Eligible | -0.39967 | 1.746 | 812 | 2.5391 | kWh | 743.9613 | N/A | N/A | 25.3914 |  | 812 | 1 | -220 | 32.9 | 0 | 0 | 10 | 0
| SWWH028J | WRf | Ex | CZ13 |  | 813 | SWWH028F | 1 | 10 | 2022 | natural gas | electricity | NR |  | -211 |  | 31.5 | -211 |  | 31.5 |  | -211 | 31.5 | 0 | 0 |  | 0 | 0 |  | TRUE | 10 | 0 | 0 | TRUE | 2022+10 | 2032+00 | TRUE | TRUE | FALSE | FALSE | -211 | 31.5 | TRUE | TRUE | FALSE | FALSE | 0 | 0 | TRUE | TRUE | TRUE | -211 | 31.5 | 0 | 0 | -2110 | 315 | 0 | 0 | 3423.1829 | 100000 | #N/A | 100000 | 0.034232 | 1 | #N/A | 0 | 0.00018167 | 0.005307 | #N/A | 0.005307 |  | 813 | 24.2771 | PASS | 1.2884 | PASS | Eligible | -0.38332 | 1.6717 | 813 | 2.4299 | kWh | 711.9417 | N/A | N/A | 24.2986 |  | 813 | 1 | -211 | 31.5 | 0 | 0 | 10 | 0
| SWWH028J | WRf | Ex | CZ14 |  | 814 | SWWH028F | 1 | 10 | 2022 | natural gas | electricity | NR |  | -215 |  | 32.1 | -215 |  | 32.1 |  | -215 | 32.1 | 0 | 0 |  | 0 | 0 |  | TRUE | 10 | 0 | 0 | TRUE | 2022+10 | 2032+00 | TRUE | TRUE | FALSE | FALSE | -215 | 32.1 | TRUE | TRUE | FALSE | FALSE | 0 | 0 | TRUE | TRUE | TRUE | -215 | 32.1 | 0 | 0 | -2150 | 321 | 0 | 0 | 3423.1829 | 100000 | #N/A | 100000 | 0.034232 | 1 | #N/A | 0 | 0.00018167 | 0.005307 | #N/A | 0.005307 |  | 814 | 24.7402 | PASS | 1.313 | PASS | Eligible | -0.39059 | 1.7036 | 814 | 2.4762 | kWh | 725.5215 | N/A | N/A | 24.762 |  | 814 | 1 | -215 | 32.1 | 0 | 0 | 10 | 0
| SWWH028J | WRf | Ex | CZ15 |  | 815 | SWWH028F | 1 | 10 | 2022 | natural gas | electricity | NR |  | -176 |  | 26.6 | -176 |  | 26.6 |  | -176 | 26.6 | 0 | 0 |  | 0 | 0 |  | TRUE | 10 | 0 | 0 | TRUE | 2022+10 | 2032+00 | TRUE | TRUE | FALSE | FALSE | -176 | 26.6 | TRUE | TRUE | FALSE | FALSE | 0 | 0 | TRUE | TRUE | TRUE | -176 | 26.6 | 0 | 0 | -1760 | 266 | 0 | 0 | 3423.1829 | 100000 | #N/A | 100000 | 0.034232 | 1 | #N/A | 0 | 0.00018167 | 0.005307 | #N/A | 0.005307 |  | 815 | 20.5752 | PASS | 1.0919 | PASS | Eligible | -0.31974 | 1.4117 | 815 | 2.0593 | kWh | 603.373 | N/A | N/A | 20.5931 |  | 815 | 1 | -176 | 26.6 | 0 | 0 | 10 | 0
| SWWH028J | WRf | Ex | CZ16 |  | 816 | SWWH028F | 1 | 10 | 2022 | natural gas | electricity | NR |  | -249 |  | 36.8 | -249 |  | 36.8 |  | -249 | 36.8 | 0 | 0 |  | 0 | 0 |  | TRUE | 10 | 0 | 0 | TRUE | 2022+10 | 2032+00 | TRUE | TRUE | FALSE | FALSE | -249 | 36.8 | TRUE | TRUE | FALSE | FALSE | 0 | 0 | TRUE | TRUE | TRUE | -249 | 36.8 | 0 | 0 | -2490 | 368 | 0 | 0 | 3423.1829 | 100000 | #N/A | 100000 | 0.034232 | 1 | #N/A | 0 | 0.00018167 | 0.005307 | #N/A | 0.005307 |  | 816 | 28.2763 | PASS | 1.5006 | PASS | Eligible | -0.45236 | 1.953 | 816 | 2.8302 | kWh | 829.2303 | N/A | N/A | 28.3016 |  | 816 | 1 | -249 | 36.8 | 0 | 0 | 10 | 0
| SWWH028J | Com | Ex | CZ01 |  | 817 | SWWH028F | 1 | 10 | 2022 | natural gas | electricity | NR |  | -233 |  | 34 | -233 |  | 34 |  | -233 | 34 | 0 | 0 |  | 0 | 0 |  | TRUE | 10 | 0 | 0 | TRUE | 2022+10 | 2032+00 | TRUE | TRUE | FALSE | FALSE | -233 | 34 | TRUE | TRUE | FALSE | FALSE | 0 | 0 | TRUE | TRUE | TRUE | -233 | 34 | 0 | 0 | -2330 | 340 | 0 | 0 | 3423.1829 | 100000 | #N/A | 100000 | 0.034232 | 1 | #N/A | 0 | 0.00018167 | 0.005307 | #N/A | 0.005307 |  | 817 | 26.024 | PASS | 1.3811 | PASS | Eligible | -0.42329 | 1.8044 | 817 | 2.6048 | kWh | 763.191 | N/A | N/A | 26.0477 |  | 817 | 1 | -233 | 34 | 0 | 0 | 10 | 0
| SWWH028J | Com | Ex | CZ02 |  | 818 | SWWH028F | 1 | 10 | 2022 | natural gas | electricity | NR |  | -212 |  | 31.6 | -212 |  | 31.6 |  | -212 | 31.6 | 0 | 0 |  | 0 | 0 |  | TRUE | 10 | 0 | 0 | TRUE | 2022+10 | 2032+00 | TRUE | TRUE | FALSE | FALSE | -212 | 31.6 | TRUE | TRUE | FALSE | FALSE | 0 | 0 | TRUE | TRUE | TRUE | -212 | 31.6 | 0 | 0 | -2120 | 316 | 0 | 0 | 3423.1829 | 100000 | #N/A | 100000 | 0.034232 | 1 | #N/A | 0 | 0.00018167 | 0.005307 | #N/A | 0.005307 |  | 818 | 24.3429 | PASS | 1.2919 | PASS | Eligible | -0.38514 | 1.677 | 818 | 2.4364 | kWh | 713.8717 | N/A | N/A | 24.3644 |  | 818 | 1 | -212 | 31.6 | 0 | 0 | 10 | 0
| SWWH028J | Com | Ex | CZ03 |  | 819 | SWWH028F | 1 | 10 | 2022 | natural gas | electricity | NR |  | -215 |  | 31.7 | -215 |  | 31.7 |  | -215 | 31.7 | 0 | 0 |  | 0 | 0 |  | TRUE | 10 | 0 | 0 | TRUE | 2022+10 | 2032+00 | TRUE | TRUE | FALSE | FALSE | -215 | 31.7 | TRUE | TRUE | FALSE | FALSE | 0 | 0 | TRUE | TRUE | TRUE | -215 | 31.7 | 0 | 0 | -2150 | 317 | 0 | 0 | 3423.1829 | 100000 | #N/A | 100000 | 0.034232 | 1 | #N/A | 0 | 0.00018167 | 0.005307 | #N/A | 0.005307 |  | 819 | 24.3402 | PASS | 1.2917 | PASS | Eligible | -0.39059 | 1.6823 | 819 | 2.4362 | kWh | 713.8016 | N/A | N/A | 24.362 |  | 819 | 1 | -215 | 31.7 | 0 | 0 | 10 | 0
| SWWH028J | Com | Ex | CZ04 |  | 820 | SWWH028F | 1 | 10 | 2022 | natural gas | electricity | NR |  | -205 |  | 30.7 | -205 |  | 30.7 |  | -205 | 30.7 | 0 | 0 |  | 0 | 0 |  | TRUE | 10 | 0 | 0 | TRUE | 2022+10 | 2032+00 | TRUE | TRUE | FALSE | FALSE | -205 | 30.7 | TRUE | TRUE | FALSE | FALSE | 0 | 0 | TRUE | TRUE | TRUE | -205 | 30.7 | 0 | 0 | -2050 | 307 | 0 | 0 | 3423.1829 | 100000 | #N/A | 100000 | 0.034232 | 1 | #N/A | 0 | 0.00018167 | 0.005307 | #N/A | 0.005307 |  | 820 | 23.6825 | PASS | 1.2568 | PASS | Eligible | -0.37242 | 1.6293 | 820 | 2.3703 | kWh | 694.5019 | N/A | N/A | 23.7034 |  | 820 | 1 | -205 | 30.7 | 0 | 0 | 10 | 0
| SWWH028J | Com | Ex | CZ05 |  | 821 | SWWH028F | 1 | 10 | 2022 | natural gas | electricity | NR |  | -218 |  | 32.2 | -218 |  | 32.2 |  | -218 | 32.2 | 0 | 0 |  | 0 | 0 |  | TRUE | 10 | 0 | 0 | TRUE | 2022+10 | 2032+00 | TRUE | TRUE | FALSE | FALSE | -218 | 32.2 | TRUE | TRUE | FALSE | FALSE | 0 | 0 | TRUE | TRUE | TRUE | -218 | 32.2 | 0 | 0 | -2180 | 322 | 0 | 0 | 3423.1829 | 100000 | #N/A | 100000 | 0.034232 | 1 | #N/A | 0 | 0.00018167 | 0.005307 | #N/A | 0.005307 |  | 821 | 24.7375 | PASS | 1.3128 | PASS | Eligible | -0.39604 | 1.7089 | 821 | 2.476 | kWh | 725.4515 | N/A | N/A | 24.7597 |  | 821 | 1 | -218 | 32.2 | 0 | 0 | 10 | 0
| SWWH028J | Com | Ex | CZ06 |  | 822 | SWWH028F | 1 | 10 | 2022 | natural gas | electricity | NR |  | -198 |  | 29.8 | -198 |  | 29.8 |  | -198 | 29.8 | 0 | 0 |  | 0 | 0 |  | TRUE | 10 | 0 | 0 | TRUE | 2022+10 | 2032+00 | TRUE | TRUE | FALSE | FALSE | -198 | 29.8 | TRUE | TRUE | FALSE | FALSE | 0 | 0 | TRUE | TRUE | TRUE | -198 | 29.8 | 0 | 0 | -1980 | 298 | 0 | 0 | 3423.1829 | 100000 | #N/A | 100000 | 0.034232 | 1 | #N/A | 0 | 0.00018167 | 0.005307 | #N/A | 0.005307 |  | 822 | 23.0221 | PASS | 1.2218 | PASS | Eligible | -0.35971 | 1.5815 | 822 | 2.3042 | kWh | 675.1321 | N/A | N/A | 23.0423 |  | 822 | 1 | -198 | 29.8 | 0 | 0 | 10 | 0
| SWWH028J | Com | Ex | CZ07 |  | 823 | SWWH028F | 1 | 10 | 2022 | natural gas | electricity | NR |  | -196 |  | 29.5 | -196 |  | 29.5 |  | -196 | 29.5 | 0 | 0 |  | 0 | 0 |  | TRUE | 10 | 0 | 0 | TRUE | 2022+10 | 2032+00 | TRUE | TRUE | FALSE | FALSE | -196 | 29.5 | TRUE | TRUE | FALSE | FALSE | 0 | 0 | TRUE | TRUE | TRUE | -196 | 29.5 | 0 | 0 | -1960 | 295 | 0 | 0 | 3423.1829 | 100000 | #N/A | 100000 | 0.034232 | 1 | #N/A | 0 | 0.00018167 | 0.005307 | #N/A | 0.005307 |  | 823 | 22.7906 | PASS | 1.2095 | PASS | Eligible | -0.35607 | 1.5656 | 823 | 2.2811 | kWh | 668.3422 | N/A | N/A | 22.8105 |  | 823 | 1 | -196 | 29.5 | 0 | 0 | 10 | 0
| SWWH028J | Com | Ex | CZ08 |  | 824 | SWWH028F | 1 | 10 | 2022 | natural gas | electricity | NR |  | -192 |  | 29 | -192 |  | 29 |  | -192 | 29 | 0 | 0 |  | 0 | 0 |  | TRUE | 10 | 0 | 0 | TRUE | 2022+10 | 2032+00 | TRUE | TRUE | FALSE | FALSE | -192 | 29 | TRUE | TRUE | FALSE | FALSE | 0 | 0 | TRUE | TRUE | TRUE | -192 | 29 | 0 | 0 | -1920 | 290 | 0 | 0 | 3423.1829 | 100000 | #N/A | 100000 | 0.034232 | 1 | #N/A | 0 | 0.00018167 | 0.005307 | #N/A | 0.005307 |  | 824 | 22.4275 | PASS | 1.1902 | PASS | Eligible | -0.34881 | 1.539 | 824 | 2.2447 | kWh | 657.6924 | N/A | N/A | 22.447 |  | 824 | 1 | -192 | 29 | 0 | 0 | 10 | 0
| SWWH028J | Com | Ex | CZ09 |  | 825 | SWWH028F | 1 | 10 | 2022 | natural gas | electricity | NR |  | -192 |  | 29 | -192 |  | 29 |  | -192 | 29 | 0 | 0 |  | 0 | 0 |  | TRUE | 10 | 0 | 0 | TRUE | 2022+10 | 2032+00 | TRUE | TRUE | FALSE | FALSE | -192 | 29 | TRUE | TRUE | FALSE | FALSE | 0 | 0 | TRUE | TRUE | TRUE | -192 | 29 | 0 | 0 | -1920 | 290 | 0 | 0 | 3423.1829 | 100000 | #N/A | 100000 | 0.034232 | 1 | #N/A | 0 | 0.00018167 | 0.005307 | #N/A | 0.005307 |  | 825 | 22.4275 | PASS | 1.1902 | PASS | Eligible | -0.34881 | 1.539 | 825 | 2.2447 | kWh | 657.6924 | N/A | N/A | 22.447 |  | 825 | 1 | -192 | 29 | 0 | 0 | 10 | 0
| SWWH028J | Com | Ex | CZ10 |  | 826 | SWWH028F | 1 | 10 | 2022 | natural gas | electricity | NR |  | -191 |  | 28.9 | -191 |  | 28.9 |  | -191 | 28.9 | 0 | 0 |  | 0 | 0 |  | TRUE | 10 | 0 | 0 | TRUE | 2022+10 | 2032+00 | TRUE | TRUE | FALSE | FALSE | -191 | 28.9 | TRUE | TRUE | FALSE | FALSE | 0 | 0 | TRUE | TRUE | TRUE | -191 | 28.9 | 0 | 0 | -1910 | 289 | 0 | 0 | 3423.1829 | 100000 | #N/A | 100000 | 0.034232 | 1 | #N/A | 0 | 0.00018167 | 0.005307 | #N/A | 0.005307 |  | 826 | 22.3617 | PASS | 1.1867 | PASS | Eligible | -0.34699 | 1.5337 | 826 | 2.2381 | kWh | 655.7624 | N/A | N/A | 22.3812 |  | 826 | 1 | -191 | 28.9 | 0 | 0 | 10 | 0
| SWWH028J | Com | Ex | CZ11 |  | 827 | SWWH028F | 1 | 10 | 2022 | natural gas | electricity | NR |  | -194 |  | 29.3 | -194 |  | 29.3 |  | -194 | 29.3 | 0 | 0 |  | 0 | 0 |  | TRUE | 10 | 0 | 0 | TRUE | 2022+10 | 2032+00 | TRUE | TRUE | FALSE | FALSE | -194 | 29.3 | TRUE | TRUE | FALSE | FALSE | 0 | 0 | TRUE | TRUE | TRUE | -194 | 29.3 | 0 | 0 | -1940 | 293 | 0 | 0 | 3423.1829 | 100000 | #N/A | 100000 | 0.034232 | 1 | #N/A | 0 | 0.00018167 | 0.005307 | #N/A | 0.005307 |  | 827 | 22.659 | PASS | 1.2025 | PASS | Eligible | -0.35244 | 1.555 | 827 | 2.2679 | kWh | 664.4823 | N/A | N/A | 22.6788 |  | 827 | 1 | -194 | 29.3 | 0 | 0 | 10 | 0
| SWWH028J | Com | Ex | CZ12 |  | 828 | SWWH028F | 1 | 10 | 2022 | natural gas | electricity | NR |  | -201 |  | 30.2 | -201 |  | 30.2 |  | -201 | 30.2 | 0 | 0 |  | 0 | 0 |  | TRUE | 10 | 0 | 0 | TRUE | 2022+10 | 2032+00 | TRUE | TRUE | FALSE | FALSE | -201 | 30.2 | TRUE | TRUE | FALSE | FALSE | 0 | 0 | TRUE | TRUE | TRUE | -201 | 30.2 | 0 | 0 | -2010 | 302 | 0 | 0 | 3423.1829 | 100000 | #N/A | 100000 | 0.034232 | 1 | #N/A | 0 | 0.00018167 | 0.005307 | #N/A | 0.005307 |  | 828 | 23.3194 | PASS | 1.2376 | PASS | Eligible | -0.36516 | 1.6027 | 828 | 2.334 | kWh | 683.852 | N/A | N/A | 23.3399 |  | 828 | 1 | -201 | 30.2 | 0 | 0 | 10 | 0
| SWWH028J | Com | Ex | CZ13 |  | 829 | SWWH028F | 1 | 10 | 2022 | natural gas | electricity | NR |  | -191 |  | 28.9 | -191 |  | 28.9 |  | -191 | 28.9 | 0 | 0 |  | 0 | 0 |  | TRUE | 10 | 0 | 0 | TRUE | 2022+10 | 2032+00 | TRUE | TRUE | FALSE | FALSE | -191 | 28.9 | TRUE | TRUE | FALSE | FALSE | 0 | 0 | TRUE | TRUE | TRUE | -191 | 28.9 | 0 | 0 | -1910 | 289 | 0 | 0 | 3423.1829 | 100000 | #N/A | 100000 | 0.034232 | 1 | #N/A | 0 | 0.00018167 | 0.005307 | #N/A | 0.005307 |  | 829 | 22.3617 | PASS | 1.1867 | PASS | Eligible | -0.34699 | 1.5337 | 829 | 2.2381 | kWh | 655.7624 | N/A | N/A | 22.3812 |  | 829 | 1 | -191 | 28.9 | 0 | 0 | 10 | 0
| SWWH028J | Com | Ex | CZ14 |  | 830 | SWWH028F | 1 | 10 | 2022 | natural gas | electricity | NR |  | -195 |  | 29.5 | -195 |  | 29.5 |  | -195 | 29.5 | 0 | 0 |  | 0 | 0 |  | TRUE | 10 | 0 | 0 | TRUE | 2022+10 | 2032+00 | TRUE | TRUE | FALSE | FALSE | -195 | 29.5 | TRUE | TRUE | FALSE | FALSE | 0 | 0 | TRUE | TRUE | TRUE | -195 | 29.5 | 0 | 0 | -1950 | 295 | 0 | 0 | 3423.1829 | 100000 | #N/A | 100000 | 0.034232 | 1 | #N/A | 0 | 0.00018167 | 0.005307 | #N/A | 0.005307 |  | 830 | 22.8248 | PASS | 1.2113 | PASS | Eligible | -0.35426 | 1.5656 | 830 | 2.2845 | kWh | 669.3422 | N/A | N/A | 22.8447 |  | 830 | 1 | -195 | 29.5 | 0 | 0 | 10 | 0
| SWWH028J | Com | Ex | CZ15 |  | 831 | SWWH028F | 1 | 10 | 2022 | natural gas | electricity | NR |  | -158 |  | 24.4 | -158 |  | 24.4 |  | -158 | 24.4 | 0 | 0 |  | 0 | 0 |  | TRUE | 10 | 0 | 0 | TRUE | 2022+10 | 2032+00 | TRUE | TRUE | FALSE | FALSE | -158 | 24.4 | TRUE | TRUE | FALSE | FALSE | 0 | 0 | TRUE | TRUE | TRUE | -158 | 24.4 | 0 | 0 | -1580 | 244 | 0 | 0 | 3423.1829 | 100000 | #N/A | 100000 | 0.034232 | 1 | #N/A | 0 | 0.00018167 | 0.005307 | #N/A | 0.005307 |  | 831 | 18.9914 | PASS | 1.0079 | PASS | Eligible | -0.28704 | 1.2949 | 831 | 1.9007 | kWh | 556.9136 | N/A | N/A | 19.0075 |  | 831 | 1 | -158 | 24.4 | 0 | 0 | 10 | 0
| SWWH028J | Com | Ex | CZ16 |  | 832 | SWWH028F | 1 | 10 | 2022 | natural gas | electricity | NR |  | -228 |  | 33.7 | -228 |  | 33.7 |  | -228 | 33.7 | 0 | 0 |  | 0 | 0 |  | TRUE | 10 | 0 | 0 | TRUE | 2022+10 | 2032+00 | TRUE | TRUE | FALSE | FALSE | -228 | 33.7 | TRUE | TRUE | FALSE | FALSE | 0 | 0 | TRUE | TRUE | TRUE | -228 | 33.7 | 0 | 0 | -2280 | 337 | 0 | 0 | 3423.1829 | 100000 | #N/A | 100000 | 0.034232 | 1 | #N/A | 0 | 0.00018167 | 0.005307 | #N/A | 0.005307 |  | 832 | 25.8951 | PASS | 1.3743 | PASS | Eligible | -0.41421 | 1.7885 | 832 | 2.5918 | kWh | 759.4011 | N/A | N/A | 25.9184 |  | 832 | 1 | -228 | 33.7 | 0 | 0 | 10 | 0
| SWWH028K |  |  |  |  | 833 | [8 empty] | -250 |  | 34.6 | -250 |  | 34.6 |  | -250 | 34.6 | 0 | 0 |  | 0 | 0 |  | TRUE | 0 | 0 | 0 | FALSE | +00 | +00 | TRUE | TRUE | FALSE | FALSE | -250 | 34.6 | TRUE | TRUE | FALSE | FALSE | 0 | 0 | #N/A | #N/A | #N/A | 0 | 0 | 0 | 0 | 0 | 0 | 0 | 0 | #N/A | 100000 | #N/A | 100000 | #N/A | 0 | #N/A | 0 | #N/A | 0.005307 | #N/A | 0.005307 |  | 833 | #N/A | #N/A | #N/A | #N/A | #N/A | #N/A | 0 | 833 | 0 | #N/A | 0 | N/A | -250 | N/A |  | 833 | 0 | #N/A | #N/A | #N/A | #N/A | 0 | 0
| SWWH028K |  |  |  |  | 834 | [8 empty] | -231 |  | 32.2 | -231 |  | 32.2 |  | -231 | 32.2 | 0 | 0 |  | 0 | 0 |  | TRUE | 0 | 0 | 0 | FALSE | +00 | +00 | TRUE | TRUE | FALSE | FALSE | -231 | 32.2 | TRUE | TRUE | FALSE | FALSE | 0 | 0 | #N/A | #N/A | #N/A | 0 | 0 | 0 | 0 | 0 | 0 | 0 | 0 | #N/A | 100000 | #N/A | 100000 | #N/A | 0 | #N/A | 0 | #N/A | 0.005307 | #N/A | 0.005307 |  | 834 | #N/A | #N/A | #N/A | #N/A | #N/A | #N/A | 0 | 834 | 0 | #N/A | 0 | N/A | -231 | N/A |  | 834 | 0 | #N/A | #N/A | #N/A | #N/A | 0 | 0
| SWWH028K |  |  |  |  | 835 | [8 empty] | -232 |  | 32.3 | -232 |  | 32.3 |  | -232 | 32.3 | 0 | 0 |  | 0 | 0 |  | TRUE | 0 | 0 | 0 | FALSE | +00 | +00 | TRUE | TRUE | FALSE | FALSE | -232 | 32.3 | TRUE | TRUE | FALSE | FALSE | 0 | 0 | #N/A | #N/A | #N/A | 0 | 0 | 0 | 0 | 0 | 0 | 0 | 0 | #N/A | 100000 | #N/A | 100000 | #N/A | 0 | #N/A | 0 | #N/A | 0.005307 | #N/A | 0.005307 |  | 835 | #N/A | #N/A | #N/A | #N/A | #N/A | #N/A | 0 | 835 | 0 | #N/A | 0 | N/A | -232 | N/A |  | 835 | 0 | #N/A | #N/A | #N/A | #N/A | 0 | 0
| SWWH028K |  |  |  |  | 836 | [8 empty] | -224 |  | 31.3 | -224 |  | 31.3 |  | -224 | 31.3 | 0 | 0 |  | 0 | 0 |  | TRUE | 0 | 0 | 0 | FALSE | +00 | +00 | TRUE | TRUE | FALSE | FALSE | -224 | 31.3 | TRUE | TRUE | FALSE | FALSE | 0 | 0 | #N/A | #N/A | #N/A | 0 | 0 | 0 | 0 | 0 | 0 | 0 | 0 | #N/A | 100000 | #N/A | 100000 | #N/A | 0 | #N/A | 0 | #N/A | 0.005307 | #N/A | 0.005307 |  | 836 | #N/A | #N/A | #N/A | #N/A | #N/A | #N/A | 0 | 836 | 0 | #N/A | 0 | N/A | -224 | N/A |  | 836 | 0 | #N/A | #N/A | #N/A | #N/A | 0 | 0
| SWWH028K |  |  |  |  | 837 | [8 empty] | -235 |  | 32.8 | -235 |  | 32.8 |  | -235 | 32.8 | 0 | 0 |  | 0 | 0 |  | TRUE | 0 | 0 | 0 | FALSE | +00 | +00 | TRUE | TRUE | FALSE | FALSE | -235 | 32.8 | TRUE | TRUE | FALSE | FALSE | 0 | 0 | #N/A | #N/A | #N/A | 0 | 0 | 0 | 0 | 0 | 0 | 0 | 0 | #N/A | 100000 | #N/A | 100000 | #N/A | 0 | #N/A | 0 | #N/A | 0.005307 | #N/A | 0.005307 |  | 837 | #N/A | #N/A | #N/A | #N/A | #N/A | #N/A | 0 | 837 | 0 | #N/A | 0 | N/A | -235 | N/A |  | 837 | 0 | #N/A | #N/A | #N/A | #N/A | 0 | 0
| SWWH028K |  |  |  |  | 838 | [8 empty] | -217 |  | 30.3 | -217 |  | 30.3 |  | -217 | 30.3 | 0 | 0 |  | 0 | 0 |  | TRUE | 0 | 0 | 0 | FALSE | +00 | +00 | TRUE | TRUE | FALSE | FALSE | -217 | 30.3 | TRUE | TRUE | FALSE | FALSE | 0 | 0 | #N/A | #N/A | #N/A | 0 | 0 | 0 | 0 | 0 | 0 | 0 | 0 | #N/A | 100000 | #N/A | 100000 | #N/A | 0 | #N/A | 0 | #N/A | 0.005307 | #N/A | 0.005307 |  | 838 | #N/A | #N/A | #N/A | #N/A | #N/A | #N/A | 0 | 838 | 0 | #N/A | 0 | N/A | -217 | N/A |  | 838 | 0 | #N/A | #N/A | #N/A | #N/A | 0 | 0
| SWWH028K |  |  |  |  | 839 | [8 empty] | -214 |  | 30 | -214 |  | 30 |  | -214 | 30 | 0 | 0 |  | 0 | 0 |  | TRUE | 0 | 0 | 0 | FALSE | +00 | +00 | TRUE | TRUE | FALSE | FALSE | -214 | 30 | TRUE | TRUE | FALSE | FALSE | 0 | 0 | #N/A | #N/A | #N/A | 0 | 0 | 0 | 0 | 0 | 0 | 0 | 0 | #N/A | 100000 | #N/A | 100000 | #N/A | 0 | #N/A | 0 | #N/A | 0.005307 | #N/A | 0.005307 |  | 839 | #N/A | #N/A | #N/A | #N/A | #N/A | #N/A | 0 | 839 | 0 | #N/A | 0 | N/A | -214 | N/A |  | 839 | 0 | #N/A | #N/A | #N/A | #N/A | 0 | 0
| SWWH028K |  |  |  |  | 840 | [8 empty] | -211 |  | 29.5 | -211 |  | 29.5 |  | -211 | 29.5 | 0 | 0 |  | 0 | 0 |  | TRUE | 0 | 0 | 0 | FALSE | +00 | +00 | TRUE | TRUE | FALSE | FALSE | -211 | 29.5 | TRUE | TRUE | FALSE | FALSE | 0 | 0 | #N/A | #N/A | #N/A | 0 | 0 | 0 | 0 | 0 | 0 | 0 | 0 | #N/A | 100000 | #N/A | 100000 | #N/A | 0 | #N/A | 0 | #N/A | 0.005307 | #N/A | 0.005307 |  | 840 | #N/A | #N/A | #N/A | #N/A | #N/A | #N/A | 0 | 840 | 0 | #N/A | 0 | N/A | -211 | N/A |  | 840 | 0 | #N/A | #N/A | #N/A | #N/A | 0 | 0
| SWWH028K |  |  |  |  | 841 | [8 empty] | -211 |  | 29.5 | -211 |  | 29.5 |  | -211 | 29.5 | 0 | 0 |  | 0 | 0 |  | TRUE | 0 | 0 | 0 | FALSE | +00 | +00 | TRUE | TRUE | FALSE | FALSE | -211 | 29.5 | TRUE | TRUE | FALSE | FALSE | 0 | 0 | #N/A | #N/A | #N/A | 0 | 0 | 0 | 0 | 0 | 0 | 0 | 0 | #N/A | 100000 | #N/A | 100000 | #N/A | 0 | #N/A | 0 | #N/A | 0.005307 | #N/A | 0.005307 |  | 841 | #N/A | #N/A | #N/A | #N/A | #N/A | #N/A | 0 | 841 | 0 | #N/A | 0 | N/A | -211 | N/A |  | 841 | 0 | #N/A | #N/A | #N/A | #N/A | 0 | 0
| SWWH028K |  |  |  |  | 842 | [8 empty] | -210 |  | 29.3 | -210 |  | 29.3 |  | -210 | 29.3 | 0 | 0 |  | 0 | 0 |  | TRUE | 0 | 0 | 0 | FALSE | +00 | +00 | TRUE | TRUE | FALSE | FALSE | -210 | 29.3 | TRUE | TRUE | FALSE | FALSE | 0 | 0 | #N/A | #N/A | #N/A | 0 | 0 | 0 | 0 | 0 | 0 | 0 | 0 | #N/A | 100000 | #N/A | 100000 | #N/A | 0 | #N/A | 0 | #N/A | 0.005307 | #N/A | 0.005307 |  | 842 | #N/A | #N/A | #N/A | #N/A | #N/A | #N/A | 0 | 842 | 0 | #N/A | 0 | N/A | -210 | N/A |  | 842 | 0 | #N/A | #N/A | #N/A | #N/A | 0 | 0
| SWWH028K |  |  |  |  | 843 | [8 empty] | -213 |  | 29.7 | -213 |  | 29.7 |  | -213 | 29.7 | 0 | 0 |  | 0 | 0 |  | TRUE | 0 | 0 | 0 | FALSE | +00 | +00 | TRUE | TRUE | FALSE | FALSE | -213 | 29.7 | TRUE | TRUE | FALSE | FALSE | 0 | 0 | #N/A | #N/A | #N/A | 0 | 0 | 0 | 0 | 0 | 0 | 0 | 0 | #N/A | 100000 | #N/A | 100000 | #N/A | 0 | #N/A | 0 | #N/A | 0.005307 | #N/A | 0.005307 |  | 843 | #N/A | #N/A | #N/A | #N/A | #N/A | #N/A | 0 | 843 | 0 | #N/A | 0 | N/A | -213 | N/A |  | 843 | 0 | #N/A | #N/A | #N/A | #N/A | 0 | 0
| SWWH028K |  |  |  |  | 844 | [8 empty] | -220 |  | 30.7 | -220 |  | 30.7 |  | -220 | 30.7 | 0 | 0 |  | 0 | 0 |  | TRUE | 0 | 0 | 0 | FALSE | +00 | +00 | TRUE | TRUE | FALSE | FALSE | -220 | 30.7 | TRUE | TRUE | FALSE | FALSE | 0 | 0 | #N/A | #N/A | #N/A | 0 | 0 | 0 | 0 | 0 | 0 | 0 | 0 | #N/A | 100000 | #N/A | 100000 | #N/A | 0 | #N/A | 0 | #N/A | 0.005307 | #N/A | 0.005307 |  | 844 | #N/A | #N/A | #N/A | #N/A | #N/A | #N/A | 0 | 844 | 0 | #N/A | 0 | N/A | -220 | N/A |  | 844 | 0 | #N/A | #N/A | #N/A | #N/A | 0 | 0
| SWWH028K |  |  |  |  | 845 | [8 empty] | -211 |  | 29.4 | -211 |  | 29.4 |  | -211 | 29.4 | 0 | 0 |  | 0 | 0 |  | TRUE | 0 | 0 | 0 | FALSE | +00 | +00 | TRUE | TRUE | FALSE | FALSE | -211 | 29.4 | TRUE | TRUE | FALSE | FALSE | 0 | 0 | #N/A | #N/A | #N/A | 0 | 0 | 0 | 0 | 0 | 0 | 0 | 0 | #N/A | 100000 | #N/A | 100000 | #N/A | 0 | #N/A | 0 | #N/A | 0.005307 | #N/A | 0.005307 |  | 845 | #N/A | #N/A | #N/A | #N/A | #N/A | #N/A | 0 | 845 | 0 | #N/A | 0 | N/A | -211 | N/A |  | 845 | 0 | #N/A | #N/A | #N/A | #N/A | 0 | 0
| SWWH028K |  |  |  |  | 846 | [8 empty] | -215 |  | 30 | -215 |  | 30 |  | -215 | 30 | 0 | 0 |  | 0 | 0 |  | TRUE | 0 | 0 | 0 | FALSE | +00 | +00 | TRUE | TRUE | FALSE | FALSE | -215 | 30 | TRUE | TRUE | FALSE | FALSE | 0 | 0 | #N/A | #N/A | #N/A | 0 | 0 | 0 | 0 | 0 | 0 | 0 | 0 | #N/A | 100000 | #N/A | 100000 | #N/A | 0 | #N/A | 0 | #N/A | 0.005307 | #N/A | 0.005307 |  | 846 | #N/A | #N/A | #N/A | #N/A | #N/A | #N/A | 0 | 846 | 0 | #N/A | 0 | N/A | -215 | N/A |  | 846 | 0 | #N/A | #N/A | #N/A | #N/A | 0 | 0
| SWWH028K |  |  |  |  | 847 | [8 empty] | -176 |  | 24.7 | -176 |  | 24.7 |  | -176 | 24.7 | 0 | 0 |  | 0 | 0 |  | TRUE | 0 | 0 | 0 | FALSE | +00 | +00 | TRUE | TRUE | FALSE | FALSE | -176 | 24.7 | TRUE | TRUE | FALSE | FALSE | 0 | 0 | #N/A | #N/A | #N/A | 0 | 0 | 0 | 0 | 0 | 0 | 0 | 0 | #N/A | 100000 | #N/A | 100000 | #N/A | 0 | #N/A | 0 | #N/A | 0.005307 | #N/A | 0.005307 |  | 847 | #N/A | #N/A | #N/A | #N/A | #N/A | #N/A | 0 | 847 | 0 | #N/A | 0 | N/A | -176 | N/A |  | 847 | 0 | #N/A | #N/A | #N/A | #N/A | 0 | 0
| SWWH028K |  |  |  |  | 848 | [8 empty] | -249 |  | 34.5 | -249 |  | 34.5 |  | -249 | 34.5 | 0 | 0 |  | 0 | 0 |  | TRUE | 0 | 0 | 0 | FALSE | +00 | +00 | TRUE | TRUE | FALSE | FALSE | -249 | 34.5 | TRUE | TRUE | FALSE | FALSE | 0 | 0 | #N/A | #N/A | #N/A | 0 | 0 | 0 | 0 | 0 | 0 | 0 | 0 | #N/A | 100000 | #N/A | 100000 | #N/A | 0 | #N/A | 0 | #N/A | 0.005307 | #N/A | 0.005307 |  | 848 | #N/A | #N/A | #N/A | #N/A | #N/A | #N/A | 0 | 848 | 0 | #N/A | 0 | N/A | -249 | N/A |  | 848 | 0 | #N/A | #N/A | #N/A | #N/A | 0 | 0
| SWWH028K |  |  |  |  | 849 | [8 empty] | -233 |  | 31 | -233 |  | 31 |  | -233 | 31 | 0 | 0 |  | 0 | 0 |  | TRUE | 0 | 0 | 0 | FALSE | +00 | +00 | TRUE | TRUE | FALSE | FALSE | -233 | 31 | TRUE | TRUE | FALSE | FALSE | 0 | 0 | #N/A | #N/A | #N/A | 0 | 0 | 0 | 0 | 0 | 0 | 0 | 0 | #N/A | 100000 | #N/A | 100000 | #N/A | 0 | #N/A | 0 | #N/A | 0.005307 | #N/A | 0.005307 |  | 849 | #N/A | #N/A | #N/A | #N/A | #N/A | #N/A | 0 | 849 | 0 | #N/A | 0 | N/A | -233 | N/A |  | 849 | 0 | #N/A | #N/A | #N/A | #N/A | 0 | 0
| SWWH028K |  |  |  |  | 850 | [8 empty] | -212 |  | 28.9 | -212 |  | 28.9 |  | -212 | 28.9 | 0 | 0 |  | 0 | 0 |  | TRUE | 0 | 0 | 0 | FALSE | +00 | +00 | TRUE | TRUE | FALSE | FALSE | -212 | 28.9 | TRUE | TRUE | FALSE | FALSE | 0 | 0 | #N/A | #N/A | #N/A | 0 | 0 | 0 | 0 | 0 | 0 | 0 | 0 | #N/A | 100000 | #N/A | 100000 | #N/A | 0 | #N/A | 0 | #N/A | 0.005307 | #N/A | 0.005307 |  | 850 | #N/A | #N/A | #N/A | #N/A | #N/A | #N/A | 0 | 850 | 0 | #N/A | 0 | N/A | -212 | N/A |  | 850 | 0 | #N/A | #N/A | #N/A | #N/A | 0 | 0
| SWWH028K |  |  |  |  | 851 | [8 empty] | -215 |  | 28.9 | -215 |  | 28.9 |  | -215 | 28.9 | 0 | 0 |  | 0 | 0 |  | TRUE | 0 | 0 | 0 | FALSE | +00 | +00 | TRUE | TRUE | FALSE | FALSE | -215 | 28.9 | TRUE | TRUE | FALSE | FALSE | 0 | 0 | #N/A | #N/A | #N/A | 0 | 0 | 0 | 0 | 0 | 0 | 0 | 0 | #N/A | 100000 | #N/A | 100000 | #N/A | 0 | #N/A | 0 | #N/A | 0.005307 | #N/A | 0.005307 |  | 851 | #N/A | #N/A | #N/A | #N/A | #N/A | #N/A | 0 | 851 | 0 | #N/A | 0 | N/A | -215 | N/A |  | 851 | 0 | #N/A | #N/A | #N/A | #N/A | 0 | 0
| SWWH028K |  |  |  |  | 852 | [8 empty] | -205 |  | 28 | -205 |  | 28 |  | -205 | 28 | 0 | 0 |  | 0 | 0 |  | TRUE | 0 | 0 | 0 | FALSE | +00 | +00 | TRUE | TRUE | FALSE | FALSE | -205 | 28 | TRUE | TRUE | FALSE | FALSE | 0 | 0 | #N/A | #N/A | #N/A | 0 | 0 | 0 | 0 | 0 | 0 | 0 | 0 | #N/A | 100000 | #N/A | 100000 | #N/A | 0 | #N/A | 0 | #N/A | 0.005307 | #N/A | 0.005307 |  | 852 | #N/A | #N/A | #N/A | #N/A | #N/A | #N/A | 0 | 852 | 0 | #N/A | 0 | N/A | -205 | N/A |  | 852 | 0 | #N/A | #N/A | #N/A | #N/A | 0 | 0
| SWWH028K |  |  |  |  | 853 | [8 empty] | -218 |  | 29.4 | -218 |  | 29.4 |  | -218 | 29.4 | 0 | 0 |  | 0 | 0 |  | TRUE | 0 | 0 | 0 | FALSE | +00 | +00 | TRUE | TRUE | FALSE | FALSE | -218 | 29.4 | TRUE | TRUE | FALSE | FALSE | 0 | 0 | #N/A | #N/A | #N/A | 0 | 0 | 0 | 0 | 0 | 0 | 0 | 0 | #N/A | 100000 | #N/A | 100000 | #N/A | 0 | #N/A | 0 | #N/A | 0.005307 | #N/A | 0.005307 |  | 853 | #N/A | #N/A | #N/A | #N/A | #N/A | #N/A | 0 | 853 | 0 | #N/A | 0 | N/A | -218 | N/A |  | 853 | 0 | #N/A | #N/A | #N/A | #N/A | 0 | 0
| SWWH028K |  |  |  |  | 854 | [8 empty] | -198 |  | 27.2 | -198 |  | 27.2 |  | -198 | 27.2 | 0 | 0 |  | 0 | 0 |  | TRUE | 0 | 0 | 0 | FALSE | +00 | +00 | TRUE | TRUE | FALSE | FALSE | -198 | 27.2 | TRUE | TRUE | FALSE | FALSE | 0 | 0 | #N/A | #N/A | #N/A | 0 | 0 | 0 | 0 | 0 | 0 | 0 | 0 | #N/A | 100000 | #N/A | 100000 | #N/A | 0 | #N/A | 0 | #N/A | 0.005307 | #N/A | 0.005307 |  | 854 | #N/A | #N/A | #N/A | #N/A | #N/A | #N/A | 0 | 854 | 0 | #N/A | 0 | N/A | -198 | N/A |  | 854 | 0 | #N/A | #N/A | #N/A | #N/A | 0 | 0
| SWWH028K |  |  |  |  | 855 | [8 empty] | -196 |  | 26.9 | -196 |  | 26.9 |  | -196 | 26.9 | 0 | 0 |  | 0 | 0 |  | TRUE | 0 | 0 | 0 | FALSE | +00 | +00 | TRUE | TRUE | FALSE | FALSE | -196 | 26.9 | TRUE | TRUE | FALSE | FALSE | 0 | 0 | #N/A | #N/A | #N/A | 0 | 0 | 0 | 0 | 0 | 0 | 0 | 0 | #N/A | 100000 | #N/A | 100000 | #N/A | 0 | #N/A | 0 | #N/A | 0.005307 | #N/A | 0.005307 |  | 855 | #N/A | #N/A | #N/A | #N/A | #N/A | #N/A | 0 | 855 | 0 | #N/A | 0 | N/A | -196 | N/A |  | 855 | 0 | #N/A | #N/A | #N/A | #N/A | 0 | 0
| SWWH028K |  |  |  |  | 856 | [8 empty] | -192 |  | 26.5 | -192 |  | 26.5 |  | -192 | 26.5 | 0 | 0 |  | 0 | 0 |  | TRUE | 0 | 0 | 0 | FALSE | +00 | +00 | TRUE | TRUE | FALSE | FALSE | -192 | 26.5 | TRUE | TRUE | FALSE | FALSE | 0 | 0 | #N/A | #N/A | #N/A | 0 | 0 | 0 | 0 | 0 | 0 | 0 | 0 | #N/A | 100000 | #N/A | 100000 | #N/A | 0 | #N/A | 0 | #N/A | 0.005307 | #N/A | 0.005307 |  | 856 | #N/A | #N/A | #N/A | #N/A | #N/A | #N/A | 0 | 856 | 0 | #N/A | 0 | N/A | -192 | N/A |  | 856 | 0 | #N/A | #N/A | #N/A | #N/A | 0 | 0
| SWWH028K |  |  |  |  | 857 | [8 empty] | -192 |  | 26.4 | -192 |  | 26.4 |  | -192 | 26.4 | 0 | 0 |  | 0 | 0 |  | TRUE | 0 | 0 | 0 | FALSE | +00 | +00 | TRUE | TRUE | FALSE | FALSE | -192 | 26.4 | TRUE | TRUE | FALSE | FALSE | 0 | 0 | #N/A | #N/A | #N/A | 0 | 0 | 0 | 0 | 0 | 0 | 0 | 0 | #N/A | 100000 | #N/A | 100000 | #N/A | 0 | #N/A | 0 | #N/A | 0.005307 | #N/A | 0.005307 |  | 857 | #N/A | #N/A | #N/A | #N/A | #N/A | #N/A | 0 | 857 | 0 | #N/A | 0 | N/A | -192 | N/A |  | 857 | 0 | #N/A | #N/A | #N/A | #N/A | 0 | 0
| SWWH028K |  |  |  |  | 858 | [8 empty] | -191 |  | 26.3 | -191 |  | 26.3 |  | -191 | 26.3 | 0 | 0 |  | 0 | 0 |  | TRUE | 0 | 0 | 0 | FALSE | +00 | +00 | TRUE | TRUE | FALSE | FALSE | -191 | 26.3 | TRUE | TRUE | FALSE | FALSE | 0 | 0 | #N/A | #N/A | #N/A | 0 | 0 | 0 | 0 | 0 | 0 | 0 | 0 | #N/A | 100000 | #N/A | 100000 | #N/A | 0 | #N/A | 0 | #N/A | 0.005307 | #N/A | 0.005307 |  | 858 | #N/A | #N/A | #N/A | #N/A | #N/A | #N/A | 0 | 858 | 0 | #N/A | 0 | N/A | -191 | N/A |  | 858 | 0 | #N/A | #N/A | #N/A | #N/A | 0 | 0
| SWWH028K |  |  |  |  | 859 | [8 empty] | -194 |  | 26.7 | -194 |  | 26.7 |  | -194 | 26.7 | 0 | 0 |  | 0 | 0 |  | TRUE | 0 | 0 | 0 | FALSE | +00 | +00 | TRUE | TRUE | FALSE | FALSE | -194 | 26.7 | TRUE | TRUE | FALSE | FALSE | 0 | 0 | #N/A | #N/A | #N/A | 0 | 0 | 0 | 0 | 0 | 0 | 0 | 0 | #N/A | 100000 | #N/A | 100000 | #N/A | 0 | #N/A | 0 | #N/A | 0.005307 | #N/A | 0.005307 |  | 859 | #N/A | #N/A | #N/A | #N/A | #N/A | #N/A | 0 | 859 | 0 | #N/A | 0 | N/A | -194 | N/A |  | 859 | 0 | #N/A | #N/A | #N/A | #N/A | 0 | 0
| SWWH028K |  |  |  |  | 860 | [8 empty] | -201 |  | 27.5 | -201 |  | 27.5 |  | -201 | 27.5 | 0 | 0 |  | 0 | 0 |  | TRUE | 0 | 0 | 0 | FALSE | +00 | +00 | TRUE | TRUE | FALSE | FALSE | -201 | 27.5 | TRUE | TRUE | FALSE | FALSE | 0 | 0 | #N/A | #N/A | #N/A | 0 | 0 | 0 | 0 | 0 | 0 | 0 | 0 | #N/A | 100000 | #N/A | 100000 | #N/A | 0 | #N/A | 0 | #N/A | 0.005307 | #N/A | 0.005307 |  | 860 | #N/A | #N/A | #N/A | #N/A | #N/A | #N/A | 0 | 860 | 0 | #N/A | 0 | N/A | -201 | N/A |  | 860 | 0 | #N/A | #N/A | #N/A | #N/A | 0 | 0
| SWWH028K |  |  |  |  | 861 | [8 empty] | -191 |  | 26.3 | -191 |  | 26.3 |  | -191 | 26.3 | 0 | 0 |  | 0 | 0 |  | TRUE | 0 | 0 | 0 | FALSE | +00 | +00 | TRUE | TRUE | FALSE | FALSE | -191 | 26.3 | TRUE | TRUE | FALSE | FALSE | 0 | 0 | #N/A | #N/A | #N/A | 0 | 0 | 0 | 0 | 0 | 0 | 0 | 0 | #N/A | 100000 | #N/A | 100000 | #N/A | 0 | #N/A | 0 | #N/A | 0.005307 | #N/A | 0.005307 |  | 861 | #N/A | #N/A | #N/A | #N/A | #N/A | #N/A | 0 | 861 | 0 | #N/A | 0 | N/A | -191 | N/A |  | 861 | 0 | #N/A | #N/A | #N/A | #N/A | 0 | 0
| SWWH028K |  |  |  |  | 862 | [8 empty] | -195 |  | 26.9 | -195 |  | 26.9 |  | -195 | 26.9 | 0 | 0 |  | 0 | 0 |  | TRUE | 0 | 0 | 0 | FALSE | +00 | +00 | TRUE | TRUE | FALSE | FALSE | -195 | 26.9 | TRUE | TRUE | FALSE | FALSE | 0 | 0 | #N/A | #N/A | #N/A | 0 | 0 | 0 | 0 | 0 | 0 | 0 | 0 | #N/A | 100000 | #N/A | 100000 | #N/A | 0 | #N/A | 0 | #N/A | 0.005307 | #N/A | 0.005307 |  | 862 | #N/A | #N/A | #N/A | #N/A | #N/A | #N/A | 0 | 862 | 0 | #N/A | 0 | N/A | -195 | N/A |  | 862 | 0 | #N/A | #N/A | #N/A | #N/A | 0 | 0
| SWWH028K |  |  |  |  | 863 | [8 empty] | -158 |  | 22.1 | -158 |  | 22.1 |  | -158 | 22.1 | 0 | 0 |  | 0 | 0 |  | TRUE | 0 | 0 | 0 | FALSE | +00 | +00 | TRUE | TRUE | FALSE | FALSE | -158 | 22.1 | TRUE | TRUE | FALSE | FALSE | 0 | 0 | #N/A | #N/A | #N/A | 0 | 0 | 0 | 0 | 0 | 0 | 0 | 0 | #N/A | 100000 | #N/A | 100000 | #N/A | 0 | #N/A | 0 | #N/A | 0.005307 | #N/A | 0.005307 |  | 863 | #N/A | #N/A | #N/A | #N/A | #N/A | #N/A | 0 | 863 | 0 | #N/A | 0 | N/A | -158 | N/A |  | 863 | 0 | #N/A | #N/A | #N/A | #N/A | 0 | 0
| SWWH028K |  |  |  |  | 864 | [8 empty] | -228 |  | 30.9 | -228 |  | 30.9 |  | -228 | 30.9 | 0 | 0 |  | 0 | 0 |  | TRUE | 0 | 0 | 0 | FALSE | +00 | +00 | TRUE | TRUE | FALSE | FALSE | -228 | 30.9 | TRUE | TRUE | FALSE | FALSE | 0 | 0 | #N/A | #N/A | #N/A | 0 | 0 | 0 | 0 | 0 | 0 | 0 | 0 | #N/A | 100000 | #N/A | 100000 | #N/A | 0 | #N/A | 0 | #N/A | 0.005307 | #N/A | 0.005307 |  | 864 | #N/A | #N/A | #N/A | #N/A | #N/A | #N/A | 0 | 864 | 0 | #N/A | 0 | N/A | -228 | N/A |  | 864 | 0 | #N/A | #N/A | #N/A | #N/A | 0 | 0
| SWWH028L |  |  |  |  | 865 | [8 empty] | -250 |  | 34.6 | -250 |  | 34.6 |  | -250 | 34.6 | 0 | 0 |  | 0 | 0 |  | TRUE | 0 | 0 | 0 | FALSE | +00 | +00 | TRUE | TRUE | FALSE | FALSE | -250 | 34.6 | TRUE | TRUE | FALSE | FALSE | 0 | 0 | #N/A | #N/A | #N/A | 0 | 0 | 0 | 0 | 0 | 0 | 0 | 0 | #N/A | 100000 | #N/A | 100000 | #N/A | 0 | #N/A | 0 | #N/A | 0.005307 | #N/A | 0.005307 |  | 865 | #N/A | #N/A | #N/A | #N/A | #N/A | #N/A | 0 | 865 | 0 | #N/A | 0 | N/A | -250 | N/A |  | 865 | 0 | #N/A | #N/A | #N/A | #N/A | 0 | 0
| SWWH028L |  |  |  |  | 866 | [8 empty] | -231 |  | 32.2 | -231 |  | 32.2 |  | -231 | 32.2 | 0 | 0 |  | 0 | 0 |  | TRUE | 0 | 0 | 0 | FALSE | +00 | +00 | TRUE | TRUE | FALSE | FALSE | -231 | 32.2 | TRUE | TRUE | FALSE | FALSE | 0 | 0 | #N/A | #N/A | #N/A | 0 | 0 | 0 | 0 | 0 | 0 | 0 | 0 | #N/A | 100000 | #N/A | 100000 | #N/A | 0 | #N/A | 0 | #N/A | 0.005307 | #N/A | 0.005307 |  | 866 | #N/A | #N/A | #N/A | #N/A | #N/A | #N/A | 0 | 866 | 0 | #N/A | 0 | N/A | -231 | N/A |  | 866 | 0 | #N/A | #N/A | #N/A | #N/A | 0 | 0
| SWWH028L |  |  |  |  | 867 | [8 empty] | -232 |  | 32.3 | -232 |  | 32.3 |  | -232 | 32.3 | 0 | 0 |  | 0 | 0 |  | TRUE | 0 | 0 | 0 | FALSE | +00 | +00 | TRUE | TRUE | FALSE | FALSE | -232 | 32.3 | TRUE | TRUE | FALSE | FALSE | 0 | 0 | #N/A | #N/A | #N/A | 0 | 0 | 0 | 0 | 0 | 0 | 0 | 0 | #N/A | 100000 | #N/A | 100000 | #N/A | 0 | #N/A | 0 | #N/A | 0.005307 | #N/A | 0.005307 |  | 867 | #N/A | #N/A | #N/A | #N/A | #N/A | #N/A | 0 | 867 | 0 | #N/A | 0 | N/A | -232 | N/A |  | 867 | 0 | #N/A | #N/A | #N/A | #N/A | 0 | 0
| SWWH028L |  |  |  |  | 868 | [8 empty] | -224 |  | 31.3 | -224 |  | 31.3 |  | -224 | 31.3 | 0 | 0 |  | 0 | 0 |  | TRUE | 0 | 0 | 0 | FALSE | +00 | +00 | TRUE | TRUE | FALSE | FALSE | -224 | 31.3 | TRUE | TRUE | FALSE | FALSE | 0 | 0 | #N/A | #N/A | #N/A | 0 | 0 | 0 | 0 | 0 | 0 | 0 | 0 | #N/A | 100000 | #N/A | 100000 | #N/A | 0 | #N/A | 0 | #N/A | 0.005307 | #N/A | 0.005307 |  | 868 | #N/A | #N/A | #N/A | #N/A | #N/A | #N/A | 0 | 868 | 0 | #N/A | 0 | N/A | -224 | N/A |  | 868 | 0 | #N/A | #N/A | #N/A | #N/A | 0 | 0
| SWWH028L |  |  |  |  | 869 | [8 empty] | -235 |  | 32.8 | -235 |  | 32.8 |  | -235 | 32.8 | 0 | 0 |  | 0 | 0 |  | TRUE | 0 | 0 | 0 | FALSE | +00 | +00 | TRUE | TRUE | FALSE | FALSE | -235 | 32.8 | TRUE | TRUE | FALSE | FALSE | 0 | 0 | #N/A | #N/A | #N/A | 0 | 0 | 0 | 0 | 0 | 0 | 0 | 0 | #N/A | 100000 | #N/A | 100000 | #N/A | 0 | #N/A | 0 | #N/A | 0.005307 | #N/A | 0.005307 |  | 869 | #N/A | #N/A | #N/A | #N/A | #N/A | #N/A | 0 | 869 | 0 | #N/A | 0 | N/A | -235 | N/A |  | 869 | 0 | #N/A | #N/A | #N/A | #N/A | 0 | 0
| SWWH028L |  |  |  |  | 870 | [8 empty] | -217 |  | 30.3 | -217 |  | 30.3 |  | -217 | 30.3 | 0 | 0 |  | 0 | 0 |  | TRUE | 0 | 0 | 0 | FALSE | +00 | +00 | TRUE | TRUE | FALSE | FALSE | -217 | 30.3 | TRUE | TRUE | FALSE | FALSE | 0 | 0 | #N/A | #N/A | #N/A | 0 | 0 | 0 | 0 | 0 | 0 | 0 | 0 | #N/A | 100000 | #N/A | 100000 | #N/A | 0 | #N/A | 0 | #N/A | 0.005307 | #N/A | 0.005307 |  | 870 | #N/A | #N/A | #N/A | #N/A | #N/A | #N/A | 0 | 870 | 0 | #N/A | 0 | N/A | -217 | N/A |  | 870 | 0 | #N/A | #N/A | #N/A | #N/A | 0 | 0
| SWWH028L |  |  |  |  | 871 | [8 empty] | -214 |  | 30 | -214 |  | 30 |  | -214 | 30 | 0 | 0 |  | 0 | 0 |  | TRUE | 0 | 0 | 0 | FALSE | +00 | +00 | TRUE | TRUE | FALSE | FALSE | -214 | 30 | TRUE | TRUE | FALSE | FALSE | 0 | 0 | #N/A | #N/A | #N/A | 0 | 0 | 0 | 0 | 0 | 0 | 0 | 0 | #N/A | 100000 | #N/A | 100000 | #N/A | 0 | #N/A | 0 | #N/A | 0.005307 | #N/A | 0.005307 |  | 871 | #N/A | #N/A | #N/A | #N/A | #N/A | #N/A | 0 | 871 | 0 | #N/A | 0 | N/A | -214 | N/A |  | 871 | 0 | #N/A | #N/A | #N/A | #N/A | 0 | 0
| SWWH028L |  |  |  |  | 872 | [8 empty] | -211 |  | 29.5 | -211 |  | 29.5 |  | -211 | 29.5 | 0 | 0 |  | 0 | 0 |  | TRUE | 0 | 0 | 0 | FALSE | +00 | +00 | TRUE | TRUE | FALSE | FALSE | -211 | 29.5 | TRUE | TRUE | FALSE | FALSE | 0 | 0 | #N/A | #N/A | #N/A | 0 | 0 | 0 | 0 | 0 | 0 | 0 | 0 | #N/A | 100000 | #N/A | 100000 | #N/A | 0 | #N/A | 0 | #N/A | 0.005307 | #N/A | 0.005307 |  | 872 | #N/A | #N/A | #N/A | #N/A | #N/A | #N/A | 0 | 872 | 0 | #N/A | 0 | N/A | -211 | N/A |  | 872 | 0 | #N/A | #N/A | #N/A | #N/A | 0 | 0
| SWWH028L |  |  |  |  | 873 | [8 empty] | -211 |  | 29.5 | -211 |  | 29.5 |  | -211 | 29.5 | 0 | 0 |  | 0 | 0 |  | TRUE | 0 | 0 | 0 | FALSE | +00 | +00 | TRUE | TRUE | FALSE | FALSE | -211 | 29.5 | TRUE | TRUE | FALSE | FALSE | 0 | 0 | #N/A | #N/A | #N/A | 0 | 0 | 0 | 0 | 0 | 0 | 0 | 0 | #N/A | 100000 | #N/A | 100000 | #N/A | 0 | #N/A | 0 | #N/A | 0.005307 | #N/A | 0.005307 |  | 873 | #N/A | #N/A | #N/A | #N/A | #N/A | #N/A | 0 | 873 | 0 | #N/A | 0 | N/A | -211 | N/A |  | 873 | 0 | #N/A | #N/A | #N/A | #N/A | 0 | 0
| SWWH028L |  |  |  |  | 874 | [8 empty] | -210 |  | 29.3 | -210 |  | 29.3 |  | -210 | 29.3 | 0 | 0 |  | 0 | 0 |  | TRUE | 0 | 0 | 0 | FALSE | +00 | +00 | TRUE | TRUE | FALSE | FALSE | -210 | 29.3 | TRUE | TRUE | FALSE | FALSE | 0 | 0 | #N/A | #N/A | #N/A | 0 | 0 | 0 | 0 | 0 | 0 | 0 | 0 | #N/A | 100000 | #N/A | 100000 | #N/A | 0 | #N/A | 0 | #N/A | 0.005307 | #N/A | 0.005307 |  | 874 | #N/A | #N/A | #N/A | #N/A | #N/A | #N/A | 0 | 874 | 0 | #N/A | 0 | N/A | -210 | N/A |  | 874 | 0 | #N/A | #N/A | #N/A | #N/A | 0 | 0
| SWWH028L |  |  |  |  | 875 | [8 empty] | -213 |  | 29.7 | -213 |  | 29.7 |  | -213 | 29.7 | 0 | 0 |  | 0 | 0 |  | TRUE | 0 | 0 | 0 | FALSE | +00 | +00 | TRUE | TRUE | FALSE | FALSE | -213 | 29.7 | TRUE | TRUE | FALSE | FALSE | 0 | 0 | #N/A | #N/A | #N/A | 0 | 0 | 0 | 0 | 0 | 0 | 0 | 0 | #N/A | 100000 | #N/A | 100000 | #N/A | 0 | #N/A | 0 | #N/A | 0.005307 | #N/A | 0.005307 |  | 875 | #N/A | #N/A | #N/A | #N/A | #N/A | #N/A | 0 | 875 | 0 | #N/A | 0 | N/A | -213 | N/A |  | 875 | 0 | #N/A | #N/A | #N/A | #N/A | 0 | 0
| SWWH028L |  |  |  |  | 876 | [8 empty] | -220 |  | 30.7 | -220 |  | 30.7 |  | -220 | 30.7 | 0 | 0 |  | 0 | 0 |  | TRUE | 0 | 0 | 0 | FALSE | +00 | +00 | TRUE | TRUE | FALSE | FALSE | -220 | 30.7 | TRUE | TRUE | FALSE | FALSE | 0 | 0 | #N/A | #N/A | #N/A | 0 | 0 | 0 | 0 | 0 | 0 | 0 | 0 | #N/A | 100000 | #N/A | 100000 | #N/A | 0 | #N/A | 0 | #N/A | 0.005307 | #N/A | 0.005307 |  | 876 | #N/A | #N/A | #N/A | #N/A | #N/A | #N/A | 0 | 876 | 0 | #N/A | 0 | N/A | -220 | N/A |  | 876 | 0 | #N/A | #N/A | #N/A | #N/A | 0 | 0
| SWWH028L |  |  |  |  | 877 | [8 empty] | -211 |  | 29.4 | -211 |  | 29.4 |  | -211 | 29.4 | 0 | 0 |  | 0 | 0 |  | TRUE | 0 | 0 | 0 | FALSE | +00 | +00 | TRUE | TRUE | FALSE | FALSE | -211 | 29.4 | TRUE | TRUE | FALSE | FALSE | 0 | 0 | #N/A | #N/A | #N/A | 0 | 0 | 0 | 0 | 0 | 0 | 0 | 0 | #N/A | 100000 | #N/A | 100000 | #N/A | 0 | #N/A | 0 | #N/A | 0.005307 | #N/A | 0.005307 |  | 877 | #N/A | #N/A | #N/A | #N/A | #N/A | #N/A | 0 | 877 | 0 | #N/A | 0 | N/A | -211 | N/A |  | 877 | 0 | #N/A | #N/A | #N/A | #N/A | 0 | 0
| SWWH028L |  |  |  |  | 878 | [8 empty] | -215 |  | 30 | -215 |  | 30 |  | -215 | 30 | 0 | 0 |  | 0 | 0 |  | TRUE | 0 | 0 | 0 | FALSE | +00 | +00 | TRUE | TRUE | FALSE | FALSE | -215 | 30 | TRUE | TRUE | FALSE | FALSE | 0 | 0 | #N/A | #N/A | #N/A | 0 | 0 | 0 | 0 | 0 | 0 | 0 | 0 | #N/A | 100000 | #N/A | 100000 | #N/A | 0 | #N/A | 0 | #N/A | 0.005307 | #N/A | 0.005307 |  | 878 | #N/A | #N/A | #N/A | #N/A | #N/A | #N/A | 0 | 878 | 0 | #N/A | 0 | N/A | -215 | N/A |  | 878 | 0 | #N/A | #N/A | #N/A | #N/A | 0 | 0
| SWWH028L |  |  |  |  | 879 | [8 empty] | -176 |  | 24.7 | -176 |  | 24.7 |  | -176 | 24.7 | 0 | 0 |  | 0 | 0 |  | TRUE | 0 | 0 | 0 | FALSE | +00 | +00 | TRUE | TRUE | FALSE | FALSE | -176 | 24.7 | TRUE | TRUE | FALSE | FALSE | 0 | 0 | #N/A | #N/A | #N/A | 0 | 0 | 0 | 0 | 0 | 0 | 0 | 0 | #N/A | 100000 | #N/A | 100000 | #N/A | 0 | #N/A | 0 | #N/A | 0.005307 | #N/A | 0.005307 |  | 879 | #N/A | #N/A | #N/A | #N/A | #N/A | #N/A | 0 | 879 | 0 | #N/A | 0 | N/A | -176 | N/A |  | 879 | 0 | #N/A | #N/A | #N/A | #N/A | 0 | 0
| SWWH028L |  |  |  |  | 880 | [8 empty] | -249 |  | 34.5 | -249 |  | 34.5 |  | -249 | 34.5 | 0 | 0 |  | 0 | 0 |  | TRUE | 0 | 0 | 0 | FALSE | +00 | +00 | TRUE | TRUE | FALSE | FALSE | -249 | 34.5 | TRUE | TRUE | FALSE | FALSE | 0 | 0 | #N/A | #N/A | #N/A | 0 | 0 | 0 | 0 | 0 | 0 | 0 | 0 | #N/A | 100000 | #N/A | 100000 | #N/A | 0 | #N/A | 0 | #N/A | 0.005307 | #N/A | 0.005307 |  | 880 | #N/A | #N/A | #N/A | #N/A | #N/A | #N/A | 0 | 880 | 0 | #N/A | 0 | N/A | -249 | N/A |  | 880 | 0 | #N/A | #N/A | #N/A | #N/A | 0 | 0
| SWWH028L |  |  |  |  | 881 | [8 empty] | -233 |  | 31 | -233 |  | 31 |  | -233 | 31 | 0 | 0 |  | 0 | 0 |  | TRUE | 0 | 0 | 0 | FALSE | +00 | +00 | TRUE | TRUE | FALSE | FALSE | -233 | 31 | TRUE | TRUE | FALSE | FALSE | 0 | 0 | #N/A | #N/A | #N/A | 0 | 0 | 0 | 0 | 0 | 0 | 0 | 0 | #N/A | 100000 | #N/A | 100000 | #N/A | 0 | #N/A | 0 | #N/A | 0.005307 | #N/A | 0.005307 |  | 881 | #N/A | #N/A | #N/A | #N/A | #N/A | #N/A | 0 | 881 | 0 | #N/A | 0 | N/A | -233 | N/A |  | 881 | 0 | #N/A | #N/A | #N/A | #N/A | 0 | 0
| SWWH028L |  |  |  |  | 882 | [8 empty] | -212 |  | 28.9 | -212 |  | 28.9 |  | -212 | 28.9 | 0 | 0 |  | 0 | 0 |  | TRUE | 0 | 0 | 0 | FALSE | +00 | +00 | TRUE | TRUE | FALSE | FALSE | -212 | 28.9 | TRUE | TRUE | FALSE | FALSE | 0 | 0 | #N/A | #N/A | #N/A | 0 | 0 | 0 | 0 | 0 | 0 | 0 | 0 | #N/A | 100000 | #N/A | 100000 | #N/A | 0 | #N/A | 0 | #N/A | 0.005307 | #N/A | 0.005307 |  | 882 | #N/A | #N/A | #N/A | #N/A | #N/A | #N/A | 0 | 882 | 0 | #N/A | 0 | N/A | -212 | N/A |  | 882 | 0 | #N/A | #N/A | #N/A | #N/A | 0 | 0
| SWWH028L |  |  |  |  | 883 | [8 empty] | -215 |  | 28.9 | -215 |  | 28.9 |  | -215 | 28.9 | 0 | 0 |  | 0 | 0 |  | TRUE | 0 | 0 | 0 | FALSE | +00 | +00 | TRUE | TRUE | FALSE | FALSE | -215 | 28.9 | TRUE | TRUE | FALSE | FALSE | 0 | 0 | #N/A | #N/A | #N/A | 0 | 0 | 0 | 0 | 0 | 0 | 0 | 0 | #N/A | 100000 | #N/A | 100000 | #N/A | 0 | #N/A | 0 | #N/A | 0.005307 | #N/A | 0.005307 |  | 883 | #N/A | #N/A | #N/A | #N/A | #N/A | #N/A | 0 | 883 | 0 | #N/A | 0 | N/A | -215 | N/A |  | 883 | 0 | #N/A | #N/A | #N/A | #N/A | 0 | 0
| SWWH028L |  |  |  |  | 884 | [8 empty] | -205 |  | 28 | -205 |  | 28 |  | -205 | 28 | 0 | 0 |  | 0 | 0 |  | TRUE | 0 | 0 | 0 | FALSE | +00 | +00 | TRUE | TRUE | FALSE | FALSE | -205 | 28 | TRUE | TRUE | FALSE | FALSE | 0 | 0 | #N/A | #N/A | #N/A | 0 | 0 | 0 | 0 | 0 | 0 | 0 | 0 | #N/A | 100000 | #N/A | 100000 | #N/A | 0 | #N/A | 0 | #N/A | 0.005307 | #N/A | 0.005307 |  | 884 | #N/A | #N/A | #N/A | #N/A | #N/A | #N/A | 0 | 884 | 0 | #N/A | 0 | N/A | -205 | N/A |  | 884 | 0 | #N/A | #N/A | #N/A | #N/A | 0 | 0
| SWWH028L |  |  |  |  | 885 | [8 empty] | -218 |  | 29.4 | -218 |  | 29.4 |  | -218 | 29.4 | 0 | 0 |  | 0 | 0 |  | TRUE | 0 | 0 | 0 | FALSE | +00 | +00 | TRUE | TRUE | FALSE | FALSE | -218 | 29.4 | TRUE | TRUE | FALSE | FALSE | 0 | 0 | #N/A | #N/A | #N/A | 0 | 0 | 0 | 0 | 0 | 0 | 0 | 0 | #N/A | 100000 | #N/A | 100000 | #N/A | 0 | #N/A | 0 | #N/A | 0.005307 | #N/A | 0.005307 |  | 885 | #N/A | #N/A | #N/A | #N/A | #N/A | #N/A | 0 | 885 | 0 | #N/A | 0 | N/A | -218 | N/A |  | 885 | 0 | #N/A | #N/A | #N/A | #N/A | 0 | 0
| SWWH028L |  |  |  |  | 886 | [8 empty] | -198 |  | 27.2 | -198 |  | 27.2 |  | -198 | 27.2 | 0 | 0 |  | 0 | 0 |  | TRUE | 0 | 0 | 0 | FALSE | +00 | +00 | TRUE | TRUE | FALSE | FALSE | -198 | 27.2 | TRUE | TRUE | FALSE | FALSE | 0 | 0 | #N/A | #N/A | #N/A | 0 | 0 | 0 | 0 | 0 | 0 | 0 | 0 | #N/A | 100000 | #N/A | 100000 | #N/A | 0 | #N/A | 0 | #N/A | 0.005307 | #N/A | 0.005307 |  | 886 | #N/A | #N/A | #N/A | #N/A | #N/A | #N/A | 0 | 886 | 0 | #N/A | 0 | N/A | -198 | N/A |  | 886 | 0 | #N/A | #N/A | #N/A | #N/A | 0 | 0
| SWWH028L |  |  |  |  | 887 | [8 empty] | -196 |  | 26.9 | -196 |  | 26.9 |  | -196 | 26.9 | 0 | 0 |  | 0 | 0 |  | TRUE | 0 | 0 | 0 | FALSE | +00 | +00 | TRUE | TRUE | FALSE | FALSE | -196 | 26.9 | TRUE | TRUE | FALSE | FALSE | 0 | 0 | #N/A | #N/A | #N/A | 0 | 0 | 0 | 0 | 0 | 0 | 0 | 0 | #N/A | 100000 | #N/A | 100000 | #N/A | 0 | #N/A | 0 | #N/A | 0.005307 | #N/A | 0.005307 |  | 887 | #N/A | #N/A | #N/A | #N/A | #N/A | #N/A | 0 | 887 | 0 | #N/A | 0 | N/A | -196 | N/A |  | 887 | 0 | #N/A | #N/A | #N/A | #N/A | 0 | 0
| SWWH028L |  |  |  |  | 888 | [8 empty] | -192 |  | 26.5 | -192 |  | 26.5 |  | -192 | 26.5 | 0 | 0 |  | 0 | 0 |  | TRUE | 0 | 0 | 0 | FALSE | +00 | +00 | TRUE | TRUE | FALSE | FALSE | -192 | 26.5 | TRUE | TRUE | FALSE | FALSE | 0 | 0 | #N/A | #N/A | #N/A | 0 | 0 | 0 | 0 | 0 | 0 | 0 | 0 | #N/A | 100000 | #N/A | 100000 | #N/A | 0 | #N/A | 0 | #N/A | 0.005307 | #N/A | 0.005307 |  | 888 | #N/A | #N/A | #N/A | #N/A | #N/A | #N/A | 0 | 888 | 0 | #N/A | 0 | N/A | -192 | N/A |  | 888 | 0 | #N/A | #N/A | #N/A | #N/A | 0 | 0
| SWWH028L |  |  |  |  | 889 | [8 empty] | -192 |  | 26.4 | -192 |  | 26.4 |  | -192 | 26.4 | 0 | 0 |  | 0 | 0 |  | TRUE | 0 | 0 | 0 | FALSE | +00 | +00 | TRUE | TRUE | FALSE | FALSE | -192 | 26.4 | TRUE | TRUE | FALSE | FALSE | 0 | 0 | #N/A | #N/A | #N/A | 0 | 0 | 0 | 0 | 0 | 0 | 0 | 0 | #N/A | 100000 | #N/A | 100000 | #N/A | 0 | #N/A | 0 | #N/A | 0.005307 | #N/A | 0.005307 |  | 889 | #N/A | #N/A | #N/A | #N/A | #N/A | #N/A | 0 | 889 | 0 | #N/A | 0 | N/A | -192 | N/A |  | 889 | 0 | #N/A | #N/A | #N/A | #N/A | 0 | 0
| SWWH028L |  |  |  |  | 890 | [8 empty] | -191 |  | 26.3 | -191 |  | 26.3 |  | -191 | 26.3 | 0 | 0 |  | 0 | 0 |  | TRUE | 0 | 0 | 0 | FALSE | +00 | +00 | TRUE | TRUE | FALSE | FALSE | -191 | 26.3 | TRUE | TRUE | FALSE | FALSE | 0 | 0 | #N/A | #N/A | #N/A | 0 | 0 | 0 | 0 | 0 | 0 | 0 | 0 | #N/A | 100000 | #N/A | 100000 | #N/A | 0 | #N/A | 0 | #N/A | 0.005307 | #N/A | 0.005307 |  | 890 | #N/A | #N/A | #N/A | #N/A | #N/A | #N/A | 0 | 890 | 0 | #N/A | 0 | N/A | -191 | N/A |  | 890 | 0 | #N/A | #N/A | #N/A | #N/A | 0 | 0
| SWWH028L |  |  |  |  | 891 | [8 empty] | -194 |  | 26.7 | -194 |  | 26.7 |  | -194 | 26.7 | 0 | 0 |  | 0 | 0 |  | TRUE | 0 | 0 | 0 | FALSE | +00 | +00 | TRUE | TRUE | FALSE | FALSE | -194 | 26.7 | TRUE | TRUE | FALSE | FALSE | 0 | 0 | #N/A | #N/A | #N/A | 0 | 0 | 0 | 0 | 0 | 0 | 0 | 0 | #N/A | 100000 | #N/A | 100000 | #N/A | 0 | #N/A | 0 | #N/A | 0.005307 | #N/A | 0.005307 |  | 891 | #N/A | #N/A | #N/A | #N/A | #N/A | #N/A | 0 | 891 | 0 | #N/A | 0 | N/A | -194 | N/A |  | 891 | 0 | #N/A | #N/A | #N/A | #N/A | 0 | 0
| SWWH028L |  |  |  |  | 892 | [8 empty] | -201 |  | 27.5 | -201 |  | 27.5 |  | -201 | 27.5 | 0 | 0 |  | 0 | 0 |  | TRUE | 0 | 0 | 0 | FALSE | +00 | +00 | TRUE | TRUE | FALSE | FALSE | -201 | 27.5 | TRUE | TRUE | FALSE | FALSE | 0 | 0 | #N/A | #N/A | #N/A | 0 | 0 | 0 | 0 | 0 | 0 | 0 | 0 | #N/A | 100000 | #N/A | 100000 | #N/A | 0 | #N/A | 0 | #N/A | 0.005307 | #N/A | 0.005307 |  | 892 | #N/A | #N/A | #N/A | #N/A | #N/A | #N/A | 0 | 892 | 0 | #N/A | 0 | N/A | -201 | N/A |  | 892 | 0 | #N/A | #N/A | #N/A | #N/A | 0 | 0
| SWWH028L |  |  |  |  | 893 | [8 empty] | -191 |  | 26.3 | -191 |  | 26.3 |  | -191 | 26.3 | 0 | 0 |  | 0 | 0 |  | TRUE | 0 | 0 | 0 | FALSE | +00 | +00 | TRUE | TRUE | FALSE | FALSE | -191 | 26.3 | TRUE | TRUE | FALSE | FALSE | 0 | 0 | #N/A | #N/A | #N/A | 0 | 0 | 0 | 0 | 0 | 0 | 0 | 0 | #N/A | 100000 | #N/A | 100000 | #N/A | 0 | #N/A | 0 | #N/A | 0.005307 | #N/A | 0.005307 |  | 893 | #N/A | #N/A | #N/A | #N/A | #N/A | #N/A | 0 | 893 | 0 | #N/A | 0 | N/A | -191 | N/A |  | 893 | 0 | #N/A | #N/A | #N/A | #N/A | 0 | 0
| SWWH028L |  |  |  |  | 894 | [8 empty] | -195 |  | 26.9 | -195 |  | 26.9 |  | -195 | 26.9 | 0 | 0 |  | 0 | 0 |  | TRUE | 0 | 0 | 0 | FALSE | +00 | +00 | TRUE | TRUE | FALSE | FALSE | -195 | 26.9 | TRUE | TRUE | FALSE | FALSE | 0 | 0 | #N/A | #N/A | #N/A | 0 | 0 | 0 | 0 | 0 | 0 | 0 | 0 | #N/A | 100000 | #N/A | 100000 | #N/A | 0 | #N/A | 0 | #N/A | 0.005307 | #N/A | 0.005307 |  | 894 | #N/A | #N/A | #N/A | #N/A | #N/A | #N/A | 0 | 894 | 0 | #N/A | 0 | N/A | -195 | N/A |  | 894 | 0 | #N/A | #N/A | #N/A | #N/A | 0 | 0
| SWWH028L |  |  |  |  | 895 | [8 empty] | -158 |  | 22.1 | -158 |  | 22.1 |  | -158 | 22.1 | 0 | 0 |  | 0 | 0 |  | TRUE | 0 | 0 | 0 | FALSE | +00 | +00 | TRUE | TRUE | FALSE | FALSE | -158 | 22.1 | TRUE | TRUE | FALSE | FALSE | 0 | 0 | #N/A | #N/A | #N/A | 0 | 0 | 0 | 0 | 0 | 0 | 0 | 0 | #N/A | 100000 | #N/A | 100000 | #N/A | 0 | #N/A | 0 | #N/A | 0.005307 | #N/A | 0.005307 |  | 895 | #N/A | #N/A | #N/A | #N/A | #N/A | #N/A | 0 | 895 | 0 | #N/A | 0 | N/A | -158 | N/A |  | 895 | 0 | #N/A | #N/A | #N/A | #N/A | 0 | 0
| SWWH028L |  |  |  |  | 896 | [8 empty] | -228 |  | 30.9 | -228 |  | 30.9 |  | -228 | 30.9 | 0 | 0 |  | 0 | 0 |  | TRUE | 0 | 0 | 0 | FALSE | +00 | +00 | TRUE | TRUE | FALSE | FALSE | -228 | 30.9 | TRUE | TRUE | FALSE | FALSE | 0 | 0 | #N/A | #N/A | #N/A | 0 | 0 | 0 | 0 | 0 | 0 | 0 | 0 | #N/A | 100000 | #N/A | 100000 | #N/A | 0 | #N/A | 0 | #N/A | 0.005307 | #N/A | 0.005307 |  | 896 | #N/A | #N/A | #N/A | #N/A | #N/A | #N/A | 0 | 896 | 0 | #N/A | 0 | N/A | -228 | N/A |  | 896 | 0 | #N/A | #N/A | #N/A | #N/A | 0 | 0
[6 empty] | 897 | [15 empty] | 0 | 0 | 0 | 0 |  | 0 | 0 |  | TRUE | 0 | 0 | 0 | FALSE | +00 | +00 | TRUE | TRUE | FALSE | FALSE | 0 | 0 | TRUE | TRUE | FALSE | FALSE | 0 | 0 | #N/A | #N/A | #N/A | 0 | 0 | 0 | 0 | 0 | 0 | 0 | 0 | #N/A | 100000 | #N/A | 100000 | #N/A | 0 | #N/A | 0 | #N/A | 0.005307 | #N/A | 0.005307 |  | 897 | #N/A | #N/A | #N/A | #N/A | #N/A | #N/A | 0 | 897 | 0 | #N/A | 0 | N/A | 0 | N/A |  | 897 | 0 | #N/A | #N/A | #N/A | #N/A | 0 | 0
[6 empty] | 898 | [15 empty] | 0 | 0 | 0 | 0 |  | 0 | 0 |  | TRUE | 0 | 0 | 0 | FALSE | +00 | +00 | TRUE | TRUE | FALSE | FALSE | 0 | 0 | TRUE | TRUE | FALSE | FALSE | 0 | 0 | #N/A | #N/A | #N/A | 0 | 0 | 0 | 0 | 0 | 0 | 0 | 0 | #N/A | 100000 | #N/A | 100000 | #N/A | 0 | #N/A | 0 | #N/A | 0.005307 | #N/A | 0.005307 |  | 898 | #N/A | #N/A | #N/A | #N/A | #N/A | #N/A | 0 | 898 | 0 | #N/A | 0 | N/A | 0 | N/A |  | 898 | 0 | #N/A | #N/A | #N/A | #N/A | 0 | 0
[6 empty] | 899 | [15 empty] | 0 | 0 | 0 | 0 |  | 0 | 0 |  | TRUE | 0 | 0 | 0 | FALSE | +00 | +00 | TRUE | TRUE | FALSE | FALSE | 0 | 0 | TRUE | TRUE | FALSE | FALSE | 0 | 0 | #N/A | #N/A | #N/A | 0 | 0 | 0 | 0 | 0 | 0 | 0 | 0 | #N/A | 100000 | #N/A | 100000 | #N/A | 0 | #N/A | 0 | #N/A | 0.005307 | #N/A | 0.005307 |  | 899 | #N/A | #N/A | #N/A | #N/A | #N/A | #N/A | 0 | 899 | 0 | #N/A | 0 | N/A | 0 | N/A |  | 899 | 0 | #N/A | #N/A | #N/A | #N/A | 0 | 0
[6 empty] | 900 | [15 empty] | 0 | 0 | 0 | 0 |  | 0 | 0 |  | TRUE | 0 | 0 | 0 | FALSE | +00 | +00 | TRUE | TRUE | FALSE | FALSE | 0 | 0 | TRUE | TRUE | FALSE | FALSE | 0 | 0 | #N/A | #N/A | #N/A | 0 | 0 | 0 | 0 | 0 | 0 | 0 | 0 | #N/A | 100000 | #N/A | 100000 | #N/A | 0 | #N/A | 0 | #N/A | 0.005307 | #N/A | 0.005307 |  | 900 | #N/A | #N/A | #N/A | #N/A | #N/A | #N/A | 0 | 900 | 0 | #N/A | 0 | N/A | 0 | N/A |  | 900 | 0 | #N/A | #N/A | #N/A | #N/A | 0 | 0
[6 empty] | 901 | [15 empty] | 0 | 0 | 0 | 0 |  | 0 | 0 |  | TRUE | 0 | 0 | 0 | FALSE | +00 | +00 | TRUE | TRUE | FALSE | FALSE | 0 | 0 | TRUE | TRUE | FALSE | FALSE | 0 | 0 | #N/A | #N/A | #N/A | 0 | 0 | 0 | 0 | 0 | 0 | 0 | 0 | #N/A | 100000 | #N/A | 100000 | #N/A | 0 | #N/A | 0 | #N/A | 0.005307 | #N/A | 0.005307 |  | 901 | #N/A | #N/A | #N/A | #N/A | #N/A | #N/A | 0 | 901 | 0 | #N/A | 0 | N/A | 0 | N/A |  | 901 | 0 | #N/A | #N/A | #N/A | #N/A | 0 | 0
[6 empty] | 902 | [15 empty] | 0 | 0 | 0 | 0 |  | 0 | 0 |  | TRUE | 0 | 0 | 0 | FALSE | +00 | +00 | TRUE | TRUE | FALSE | FALSE | 0 | 0 | TRUE | TRUE | FALSE | FALSE | 0 | 0 | #N/A | #N/A | #N/A | 0 | 0 | 0 | 0 | 0 | 0 | 0 | 0 | #N/A | 100000 | #N/A | 100000 | #N/A | 0 | #N/A | 0 | #N/A | 0.005307 | #N/A | 0.005307 |  | 902 | #N/A | #N/A | #N/A | #N/A | #N/A | #N/A | 0 | 902 | 0 | #N/A | 0 | N/A | 0 | N/A |  | 902 | 0 | #N/A | #N/A | #N/A | #N/A | 0 | 0
[6 empty] | 903 | [15 empty] | 0 | 0 | 0 | 0 |  | 0 | 0 |  | TRUE | 0 | 0 | 0 | FALSE | +00 | +00 | TRUE | TRUE | FALSE | FALSE | 0 | 0 | TRUE | TRUE | FALSE | FALSE | 0 | 0 | #N/A | #N/A | #N/A | 0 | 0 | 0 | 0 | 0 | 0 | 0 | 0 | #N/A | 100000 | #N/A | 100000 | #N/A | 0 | #N/A | 0 | #N/A | 0.005307 | #N/A | 0.005307 |  | 903 | #N/A | #N/A | #N/A | #N/A | #N/A | #N/A | 0 | 903 | 0 | #N/A | 0 | N/A | 0 | N/A |  | 903 | 0 | #N/A | #N/A | #N/A | #N/A | 0 | 0
[6 empty] | 904 | [15 empty] | 0 | 0 | 0 | 0 |  | 0 | 0 |  | TRUE | 0 | 0 | 0 | FALSE | +00 | +00 | TRUE | TRUE | FALSE | FALSE | 0 | 0 | TRUE | TRUE | FALSE | FALSE | 0 | 0 | #N/A | #N/A | #N/A | 0 | 0 | 0 | 0 | 0 | 0 | 0 | 0 | #N/A | 100000 | #N/A | 100000 | #N/A | 0 | #N/A | 0 | #N/A | 0.005307 | #N/A | 0.005307 |  | 904 | #N/A | #N/A | #N/A | #N/A | #N/A | #N/A | 0 | 904 | 0 | #N/A | 0 | N/A | 0 | N/A |  | 904 | 0 | #N/A | #N/A | #N/A | #N/A | 0 | 0
[6 empty] | 905 | [15 empty] | 0 | 0 | 0 | 0 |  | 0 | 0 |  | TRUE | 0 | 0 | 0 | FALSE | +00 | +00 | TRUE | TRUE | FALSE | FALSE | 0 | 0 | TRUE | TRUE | FALSE | FALSE | 0 | 0 | #N/A | #N/A | #N/A | 0 | 0 | 0 | 0 | 0 | 0 | 0 | 0 | #N/A | 100000 | #N/A | 100000 | #N/A | 0 | #N/A | 0 | #N/A | 0.005307 | #N/A | 0.005307 |  | 905 | #N/A | #N/A | #N/A | #N/A | #N/A | #N/A | 0 | 905 | 0 | #N/A | 0 | N/A | 0 | N/A |  | 905 | 0 | #N/A | #N/A | #N/A | #N/A | 0 | 0
[6 empty] | 906 | [15 empty] | 0 | 0 | 0 | 0 |  | 0 | 0 |  | TRUE | 0 | 0 | 0 | FALSE | +00 | +00 | TRUE | TRUE | FALSE | FALSE | 0 | 0 | TRUE | TRUE | FALSE | FALSE | 0 | 0 | #N/A | #N/A | #N/A | 0 | 0 | 0 | 0 | 0 | 0 | 0 | 0 | #N/A | 100000 | #N/A | 100000 | #N/A | 0 | #N/A | 0 | #N/A | 0.005307 | #N/A | 0.005307 |  | 906 | #N/A | #N/A | #N/A | #N/A | #N/A | #N/A | 0 | 906 | 0 | #N/A | 0 | N/A | 0 | N/A |  | 906 | 0 | #N/A | #N/A | #N/A | #N/A | 0 | 0
[6 empty] | 907 | [15 empty] | 0 | 0 | 0 | 0 |  | 0 | 0 |  | TRUE | 0 | 0 | 0 | FALSE | +00 | +00 | TRUE | TRUE | FALSE | FALSE | 0 | 0 | TRUE | TRUE | FALSE | FALSE | 0 | 0 | #N/A | #N/A | #N/A | 0 | 0 | 0 | 0 | 0 | 0 | 0 | 0 | #N/A | 100000 | #N/A | 100000 | #N/A | 0 | #N/A | 0 | #N/A | 0.005307 | #N/A | 0.005307 |  | 907 | #N/A | #N/A | #N/A | #N/A | #N/A | #N/A | 0 | 907 | 0 | #N/A | 0 | N/A | 0 | N/A |  | 907 | 0 | #N/A | #N/A | #N/A | #N/A | 0 | 0
[6 empty] | 908 | [15 empty] | 0 | 0 | 0 | 0 |  | 0 | 0 |  | TRUE | 0 | 0 | 0 | FALSE | +00 | +00 | TRUE | TRUE | FALSE | FALSE | 0 | 0 | TRUE | TRUE | FALSE | FALSE | 0 | 0 | #N/A | #N/A | #N/A | 0 | 0 | 0 | 0 | 0 | 0 | 0 | 0 | #N/A | 100000 | #N/A | 100000 | #N/A | 0 | #N/A | 0 | #N/A | 0.005307 | #N/A | 0.005307 |  | 908 | #N/A | #N/A | #N/A | #N/A | #N/A | #N/A | 0 | 908 | 0 | #N/A | 0 | N/A | 0 | N/A |  | 908 | 0 | #N/A | #N/A | #N/A | #N/A | 0 | 0
[6 empty] | 909 | [15 empty] | 0 | 0 | 0 | 0 |  | 0 | 0 |  | TRUE | 0 | 0 | 0 | FALSE | +00 | +00 | TRUE | TRUE | FALSE | FALSE | 0 | 0 | TRUE | TRUE | FALSE | FALSE | 0 | 0 | #N/A | #N/A | #N/A | 0 | 0 | 0 | 0 | 0 | 0 | 0 | 0 | #N/A | 100000 | #N/A | 100000 | #N/A | 0 | #N/A | 0 | #N/A | 0.005307 | #N/A | 0.005307 |  | 909 | #N/A | #N/A | #N/A | #N/A | #N/A | #N/A | 0 | 909 | 0 | #N/A | 0 | N/A | 0 | N/A |  | 909 | 0 | #N/A | #N/A | #N/A | #N/A | 0 | 0
[6 empty] | 910 | [15 empty] | 0 | 0 | 0 | 0 |  | 0 | 0 |  | TRUE | 0 | 0 | 0 | FALSE | +00 | +00 | TRUE | TRUE | FALSE | FALSE | 0 | 0 | TRUE | TRUE | FALSE | FALSE | 0 | 0 | #N/A | #N/A | #N/A | 0 | 0 | 0 | 0 | 0 | 0 | 0 | 0 | #N/A | 100000 | #N/A | 100000 | #N/A | 0 | #N/A | 0 | #N/A | 0.005307 | #N/A | 0.005307 |  | 910 | #N/A | #N/A | #N/A | #N/A | #N/A | #N/A | 0 | 910 | 0 | #N/A | 0 | N/A | 0 | N/A |  | 910 | 0 | #N/A | #N/A | #N/A | #N/A | 0 | 0
[6 empty] | 911 | [15 empty] | 0 | 0 | 0 | 0 |  | 0 | 0 |  | TRUE | 0 | 0 | 0 | FALSE | +00 | +00 | TRUE | TRUE | FALSE | FALSE | 0 | 0 | TRUE | TRUE | FALSE | FALSE | 0 | 0 | #N/A | #N/A | #N/A | 0 | 0 | 0 | 0 | 0 | 0 | 0 | 0 | #N/A | 100000 | #N/A | 100000 | #N/A | 0 | #N/A | 0 | #N/A | 0.005307 | #N/A | 0.005307 |  | 911 | #N/A | #N/A | #N/A | #N/A | #N/A | #N/A | 0 | 911 | 0 | #N/A | 0 | N/A | 0 | N/A |  | 911 | 0 | #N/A | #N/A | #N/A | #N/A | 0 | 0
[6 empty] | 912 | [15 empty] | 0 | 0 | 0 | 0 |  | 0 | 0 |  | TRUE | 0 | 0 | 0 | FALSE | +00 | +00 | TRUE | TRUE | FALSE | FALSE | 0 | 0 | TRUE | TRUE | FALSE | FALSE | 0 | 0 | #N/A | #N/A | #N/A | 0 | 0 | 0 | 0 | 0 | 0 | 0 | 0 | #N/A | 100000 | #N/A | 100000 | #N/A | 0 | #N/A | 0 | #N/A | 0.005307 | #N/A | 0.005307 |  | 912 | #N/A | #N/A | #N/A | #N/A | #N/A | #N/A | 0 | 912 | 0 | #N/A | 0 | N/A | 0 | N/A |  | 912 | 0 | #N/A | #N/A | #N/A | #N/A | 0 | 0
[6 empty] | 913 | [15 empty] | 0 | 0 | 0 | 0 |  | 0 | 0 |  | TRUE | 0 | 0 | 0 | FALSE | +00 | +00 | TRUE | TRUE | FALSE | FALSE | 0 | 0 | TRUE | TRUE | FALSE | FALSE | 0 | 0 | #N/A | #N/A | #N/A | 0 | 0 | 0 | 0 | 0 | 0 | 0 | 0 | #N/A | 100000 | #N/A | 100000 | #N/A | 0 | #N/A | 0 | #N/A | 0.005307 | #N/A | 0.005307 |  | 913 | #N/A | #N/A | #N/A | #N/A | #N/A | #N/A | 0 | 913 | 0 | #N/A | 0 | N/A | 0 | N/A |  | 913 | 0 | #N/A | #N/A | #N/A | #N/A | 0 | 0
[6 empty] | 914 | [15 empty] | 0 | 0 | 0 | 0 |  | 0 | 0 |  | TRUE | 0 | 0 | 0 | FALSE | +00 | +00 | TRUE | TRUE | FALSE | FALSE | 0 | 0 | TRUE | TRUE | FALSE | FALSE | 0 | 0 | #N/A | #N/A | #N/A | 0 | 0 | 0 | 0 | 0 | 0 | 0 | 0 | #N/A | 100000 | #N/A | 100000 | #N/A | 0 | #N/A | 0 | #N/A | 0.005307 | #N/A | 0.005307 |  | 914 | #N/A | #N/A | #N/A | #N/A | #N/A | #N/A | 0 | 914 | 0 | #N/A | 0 | N/A | 0 | N/A |  | 914 | 0 | #N/A | #N/A | #N/A | #N/A | 0 | 0
[6 empty] | 915 | [15 empty] | 0 | 0 | 0 | 0 |  | 0 | 0 |  | TRUE | 0 | 0 | 0 | FALSE | +00 | +00 | TRUE | TRUE | FALSE | FALSE | 0 | 0 | TRUE | TRUE | FALSE | FALSE | 0 | 0 | #N/A | #N/A | #N/A | 0 | 0 | 0 | 0 | 0 | 0 | 0 | 0 | #N/A | 100000 | #N/A | 100000 | #N/A | 0 | #N/A | 0 | #N/A | 0.005307 | #N/A | 0.005307 |  | 915 | #N/A | #N/A | #N/A | #N/A | #N/A | #N/A | 0 | 915 | 0 | #N/A | 0 | N/A | 0 | N/A |  | 915 | 0 | #N/A | #N/A | #N/A | #N/A | 0 | 0
[6 empty] | 916 | [15 empty] | 0 | 0 | 0 | 0 |  | 0 | 0 |  | TRUE | 0 | 0 | 0 | FALSE | +00 | +00 | TRUE | TRUE | FALSE | FALSE | 0 | 0 | TRUE | TRUE | FALSE | FALSE | 0 | 0 | #N/A | #N/A | #N/A | 0 | 0 | 0 | 0 | 0 | 0 | 0 | 0 | #N/A | 100000 | #N/A | 100000 | #N/A | 0 | #N/A | 0 | #N/A | 0.005307 | #N/A | 0.005307 |  | 916 | #N/A | #N/A | #N/A | #N/A | #N/A | #N/A | 0 | 916 | 0 | #N/A | 0 | N/A | 0 | N/A |  | 916 | 0 | #N/A | #N/A | #N/A | #N/A | 0 | 0
[6 empty] | 917 | [15 empty] | 0 | 0 | 0 | 0 |  | 0 | 0 |  | TRUE | 0 | 0 | 0 | FALSE | +00 | +00 | TRUE | TRUE | FALSE | FALSE | 0 | 0 | TRUE | TRUE | FALSE | FALSE | 0 | 0 | #N/A | #N/A | #N/A | 0 | 0 | 0 | 0 | 0 | 0 | 0 | 0 | #N/A | 100000 | #N/A | 100000 | #N/A | 0 | #N/A | 0 | #N/A | 0.005307 | #N/A | 0.005307 |  | 917 | #N/A | #N/A | #N/A | #N/A | #N/A | #N/A | 0 | 917 | 0 | #N/A | 0 | N/A | 0 | N/A |  | 917 | 0 | #N/A | #N/A | #N/A | #N/A | 0 | 0
[6 empty] | 918 | [15 empty] | 0 | 0 | 0 | 0 |  | 0 | 0 |  | TRUE | 0 | 0 | 0 | FALSE | +00 | +00 | TRUE | TRUE | FALSE | FALSE | 0 | 0 | TRUE | TRUE | FALSE | FALSE | 0 | 0 | #N/A | #N/A | #N/A | 0 | 0 | 0 | 0 | 0 | 0 | 0 | 0 | #N/A | 100000 | #N/A | 100000 | #N/A | 0 | #N/A | 0 | #N/A | 0.005307 | #N/A | 0.005307 |  | 918 | #N/A | #N/A | #N/A | #N/A | #N/A | #N/A | 0 | 918 | 0 | #N/A | 0 | N/A | 0 | N/A |  | 918 | 0 | #N/A | #N/A | #N/A | #N/A | 0 | 0
[6 empty] | 919 | [15 empty] | 0 | 0 | 0 | 0 |  | 0 | 0 |  | TRUE | 0 | 0 | 0 | FALSE | +00 | +00 | TRUE | TRUE | FALSE | FALSE | 0 | 0 | TRUE | TRUE | FALSE | FALSE | 0 | 0 | #N/A | #N/A | #N/A | 0 | 0 | 0 | 0 | 0 | 0 | 0 | 0 | #N/A | 100000 | #N/A | 100000 | #N/A | 0 | #N/A | 0 | #N/A | 0.005307 | #N/A | 0.005307 |  | 919 | #N/A | #N/A | #N/A | #N/A | #N/A | #N/A | 0 | 919 | 0 | #N/A | 0 | N/A | 0 | N/A |  | 919 | 0 | #N/A | #N/A | #N/A | #N/A | 0 | 0
[6 empty] | 920 | [15 empty] | 0 | 0 | 0 | 0 |  | 0 | 0 |  | TRUE | 0 | 0 | 0 | FALSE | +00 | +00 | TRUE | TRUE | FALSE | FALSE | 0 | 0 | TRUE | TRUE | FALSE | FALSE | 0 | 0 | #N/A | #N/A | #N/A | 0 | 0 | 0 | 0 | 0 | 0 | 0 | 0 | #N/A | 100000 | #N/A | 100000 | #N/A | 0 | #N/A | 0 | #N/A | 0.005307 | #N/A | 0.005307 |  | 920 | #N/A | #N/A | #N/A | #N/A | #N/A | #N/A | 0 | 920 | 0 | #N/A | 0 | N/A | 0 | N/A |  | 920 | 0 | #N/A | #N/A | #N/A | #N/A | 0 | 0
[6 empty] | 921 | [15 empty] | 0 | 0 | 0 | 0 |  | 0 | 0 |  | TRUE | 0 | 0 | 0 | FALSE | +00 | +00 | TRUE | TRUE | FALSE | FALSE | 0 | 0 | TRUE | TRUE | FALSE | FALSE | 0 | 0 | #N/A | #N/A | #N/A | 0 | 0 | 0 | 0 | 0 | 0 | 0 | 0 | #N/A | 100000 | #N/A | 100000 | #N/A | 0 | #N/A | 0 | #N/A | 0.005307 | #N/A | 0.005307 |  | 921 | #N/A | #N/A | #N/A | #N/A | #N/A | #N/A | 0 | 921 | 0 | #N/A | 0 | N/A | 0 | N/A |  | 921 | 0 | #N/A | #N/A | #N/A | #N/A | 0 | 0
[6 empty] | 922 | [15 empty] | 0 | 0 | 0 | 0 |  | 0 | 0 |  | TRUE | 0 | 0 | 0 | FALSE | +00 | +00 | TRUE | TRUE | FALSE | FALSE | 0 | 0 | TRUE | TRUE | FALSE | FALSE | 0 | 0 | #N/A | #N/A | #N/A | 0 | 0 | 0 | 0 | 0 | 0 | 0 | 0 | #N/A | 100000 | #N/A | 100000 | #N/A | 0 | #N/A | 0 | #N/A | 0.005307 | #N/A | 0.005307 |  | 922 | #N/A | #N/A | #N/A | #N/A | #N/A | #N/A | 0 | 922 | 0 | #N/A | 0 | N/A | 0 | N/A |  | 922 | 0 | #N/A | #N/A | #N/A | #N/A | 0 | 0
[6 empty] | 923 | [15 empty] | 0 | 0 | 0 | 0 |  | 0 | 0 |  | TRUE | 0 | 0 | 0 | FALSE | +00 | +00 | TRUE | TRUE | FALSE | FALSE | 0 | 0 | TRUE | TRUE | FALSE | FALSE | 0 | 0 | #N/A | #N/A | #N/A | 0 | 0 | 0 | 0 | 0 | 0 | 0 | 0 | #N/A | 100000 | #N/A | 100000 | #N/A | 0 | #N/A | 0 | #N/A | 0.005307 | #N/A | 0.005307 |  | 923 | #N/A | #N/A | #N/A | #N/A | #N/A | #N/A | 0 | 923 | 0 | #N/A | 0 | N/A | 0 | N/A |  | 923 | 0 | #N/A | #N/A | #N/A | #N/A | 0 | 0
[6 empty] | 924 | [15 empty] | 0 | 0 | 0 | 0 |  | 0 | 0 |  | TRUE | 0 | 0 | 0 | FALSE | +00 | +00 | TRUE | TRUE | FALSE | FALSE | 0 | 0 | TRUE | TRUE | FALSE | FALSE | 0 | 0 | #N/A | #N/A | #N/A | 0 | 0 | 0 | 0 | 0 | 0 | 0 | 0 | #N/A | 100000 | #N/A | 100000 | #N/A | 0 | #N/A | 0 | #N/A | 0.005307 | #N/A | 0.005307 |  | 924 | #N/A | #N/A | #N/A | #N/A | #N/A | #N/A | 0 | 924 | 0 | #N/A | 0 | N/A | 0 | N/A |  | 924 | 0 | #N/A | #N/A | #N/A | #N/A | 0 | 0
[6 empty] | 925 | [15 empty] | 0 | 0 | 0 | 0 |  | 0 | 0 |  | TRUE | 0 | 0 | 0 | FALSE | +00 | +00 | TRUE | TRUE | FALSE | FALSE | 0 | 0 | TRUE | TRUE | FALSE | FALSE | 0 | 0 | #N/A | #N/A | #N/A | 0 | 0 | 0 | 0 | 0 | 0 | 0 | 0 | #N/A | 100000 | #N/A | 100000 | #N/A | 0 | #N/A | 0 | #N/A | 0.005307 | #N/A | 0.005307 |  | 925 | #N/A | #N/A | #N/A | #N/A | #N/A | #N/A | 0 | 925 | 0 | #N/A | 0 | N/A | 0 | N/A |  | 925 | 0 | #N/A | #N/A | #N/A | #N/A | 0 | 0
[6 empty] | 926 | [15 empty] | 0 | 0 | 0 | 0 |  | 0 | 0 |  | TRUE | 0 | 0 | 0 | FALSE | +00 | +00 | TRUE | TRUE | FALSE | FALSE | 0 | 0 | TRUE | TRUE | FALSE | FALSE | 0 | 0 | #N/A | #N/A | #N/A | 0 | 0 | 0 | 0 | 0 | 0 | 0 | 0 | #N/A | 100000 | #N/A | 100000 | #N/A | 0 | #N/A | 0 | #N/A | 0.005307 | #N/A | 0.005307 |  | 926 | #N/A | #N/A | #N/A | #N/A | #N/A | #N/A | 0 | 926 | 0 | #N/A | 0 | N/A | 0 | N/A |  | 926 | 0 | #N/A | #N/A | #N/A | #N/A | 0 | 0
[6 empty] | 927 | [15 empty] | 0 | 0 | 0 | 0 |  | 0 | 0 |  | TRUE | 0 | 0 | 0 | FALSE | +00 | +00 | TRUE | TRUE | FALSE | FALSE | 0 | 0 | TRUE | TRUE | FALSE | FALSE | 0 | 0 | #N/A | #N/A | #N/A | 0 | 0 | 0 | 0 | 0 | 0 | 0 | 0 | #N/A | 100000 | #N/A | 100000 | #N/A | 0 | #N/A | 0 | #N/A | 0.005307 | #N/A | 0.005307 |  | 927 | #N/A | #N/A | #N/A | #N/A | #N/A | #N/A | 0 | 927 | 0 | #N/A | 0 | N/A | 0 | N/A |  | 927 | 0 | #N/A | #N/A | #N/A | #N/A | 0 | 0
[6 empty] | 928 | [15 empty] | 0 | 0 | 0 | 0 |  | 0 | 0 |  | TRUE | 0 | 0 | 0 | FALSE | +00 | +00 | TRUE | TRUE | FALSE | FALSE | 0 | 0 | TRUE | TRUE | FALSE | FALSE | 0 | 0 | #N/A | #N/A | #N/A | 0 | 0 | 0 | 0 | 0 | 0 | 0 | 0 | #N/A | 100000 | #N/A | 100000 | #N/A | 0 | #N/A | 0 | #N/A | 0.005307 | #N/A | 0.005307 |  | 928 | #N/A | #N/A | #N/A | #N/A | #N/A | #N/A | 0 | 928 | 0 | #N/A | 0 | N/A | 0 | N/A |  | 928 | 0 | #N/A | #N/A | #N/A | #N/A | 0 | 0
[6 empty] | 929 | [15 empty] | 0 | 0 | 0 | 0 |  | 0 | 0 |  | TRUE | 0 | 0 | 0 | FALSE | +00 | +00 | TRUE | TRUE | FALSE | FALSE | 0 | 0 | TRUE | TRUE | FALSE | FALSE | 0 | 0 | #N/A | #N/A | #N/A | 0 | 0 | 0 | 0 | 0 | 0 | 0 | 0 | #N/A | 100000 | #N/A | 100000 | #N/A | 0 | #N/A | 0 | #N/A | 0.005307 | #N/A | 0.005307 |  | 929 | #N/A | #N/A | #N/A | #N/A | #N/A | #N/A | 0 | 929 | 0 | #N/A | 0 | N/A | 0 | N/A |  | 929 | 0 | #N/A | #N/A | #N/A | #N/A | 0 | 0
[6 empty] | 930 | [15 empty] | 0 | 0 | 0 | 0 |  | 0 | 0 |  | TRUE | 0 | 0 | 0 | FALSE | +00 | +00 | TRUE | TRUE | FALSE | FALSE | 0 | 0 | TRUE | TRUE | FALSE | FALSE | 0 | 0 | #N/A | #N/A | #N/A | 0 | 0 | 0 | 0 | 0 | 0 | 0 | 0 | #N/A | 100000 | #N/A | 100000 | #N/A | 0 | #N/A | 0 | #N/A | 0.005307 | #N/A | 0.005307 |  | 930 | #N/A | #N/A | #N/A | #N/A | #N/A | #N/A | 0 | 930 | 0 | #N/A | 0 | N/A | 0 | N/A |  | 930 | 0 | #N/A | #N/A | #N/A | #N/A | 0 | 0
[6 empty] | 931 | [15 empty] | 0 | 0 | 0 | 0 |  | 0 | 0 |  | TRUE | 0 | 0 | 0 | FALSE | +00 | +00 | TRUE | TRUE | FALSE | FALSE | 0 | 0 | TRUE | TRUE | FALSE | FALSE | 0 | 0 | #N/A | #N/A | #N/A | 0 | 0 | 0 | 0 | 0 | 0 | 0 | 0 | #N/A | 100000 | #N/A | 100000 | #N/A | 0 | #N/A | 0 | #N/A | 0.005307 | #N/A | 0.005307 |  | 931 | #N/A | #N/A | #N/A | #N/A | #N/A | #N/A | 0 | 931 | 0 | #N/A | 0 | N/A | 0 | N/A |  | 931 | 0 | #N/A | #N/A | #N/A | #N/A | 0 | 0
[6 empty] | 932 | [15 empty] | 0 | 0 | 0 | 0 |  | 0 | 0 |  | TRUE | 0 | 0 | 0 | FALSE | +00 | +00 | TRUE | TRUE | FALSE | FALSE | 0 | 0 | TRUE | TRUE | FALSE | FALSE | 0 | 0 | #N/A | #N/A | #N/A | 0 | 0 | 0 | 0 | 0 | 0 | 0 | 0 | #N/A | 100000 | #N/A | 100000 | #N/A | 0 | #N/A | 0 | #N/A | 0.005307 | #N/A | 0.005307 |  | 932 | #N/A | #N/A | #N/A | #N/A | #N/A | #N/A | 0 | 932 | 0 | #N/A | 0 | N/A | 0 | N/A |  | 932 | 0 | #N/A | #N/A | #N/A | #N/A | 0 | 0
[6 empty] | 933 | [15 empty] | 0 | 0 | 0 | 0 |  | 0 | 0 |  | TRUE | 0 | 0 | 0 | FALSE | +00 | +00 | TRUE | TRUE | FALSE | FALSE | 0 | 0 | TRUE | TRUE | FALSE | FALSE | 0 | 0 | #N/A | #N/A | #N/A | 0 | 0 | 0 | 0 | 0 | 0 | 0 | 0 | #N/A | 100000 | #N/A | 100000 | #N/A | 0 | #N/A | 0 | #N/A | 0.005307 | #N/A | 0.005307 |  | 933 | #N/A | #N/A | #N/A | #N/A | #N/A | #N/A | 0 | 933 | 0 | #N/A | 0 | N/A | 0 | N/A |  | 933 | 0 | #N/A | #N/A | #N/A | #N/A | 0 | 0
[6 empty] | 934 | [15 empty] | 0 | 0 | 0 | 0 |  | 0 | 0 |  | TRUE | 0 | 0 | 0 | FALSE | +00 | +00 | TRUE | TRUE | FALSE | FALSE | 0 | 0 | TRUE | TRUE | FALSE | FALSE | 0 | 0 | #N/A | #N/A | #N/A | 0 | 0 | 0 | 0 | 0 | 0 | 0 | 0 | #N/A | 100000 | #N/A | 100000 | #N/A | 0 | #N/A | 0 | #N/A | 0.005307 | #N/A | 0.005307 |  | 934 | #N/A | #N/A | #N/A | #N/A | #N/A | #N/A | 0 | 934 | 0 | #N/A | 0 | N/A | 0 | N/A |  | 934 | 0 | #N/A | #N/A | #N/A | #N/A | 0 | 0
[6 empty] | 935 | [15 empty] | 0 | 0 | 0 | 0 |  | 0 | 0 |  | TRUE | 0 | 0 | 0 | FALSE | +00 | +00 | TRUE | TRUE | FALSE | FALSE | 0 | 0 | TRUE | TRUE | FALSE | FALSE | 0 | 0 | #N/A | #N/A | #N/A | 0 | 0 | 0 | 0 | 0 | 0 | 0 | 0 | #N/A | 100000 | #N/A | 100000 | #N/A | 0 | #N/A | 0 | #N/A | 0.005307 | #N/A | 0.005307 |  | 935 | #N/A | #N/A | #N/A | #N/A | #N/A | #N/A | 0 | 935 | 0 | #N/A | 0 | N/A | 0 | N/A |  | 935 | 0 | #N/A | #N/A | #N/A | #N/A | 0 | 0
[6 empty] | 936 | [15 empty] | 0 | 0 | 0 | 0 |  | 0 | 0 |  | TRUE | 0 | 0 | 0 | FALSE | +00 | +00 | TRUE | TRUE | FALSE | FALSE | 0 | 0 | TRUE | TRUE | FALSE | FALSE | 0 | 0 | #N/A | #N/A | #N/A | 0 | 0 | 0 | 0 | 0 | 0 | 0 | 0 | #N/A | 100000 | #N/A | 100000 | #N/A | 0 | #N/A | 0 | #N/A | 0.005307 | #N/A | 0.005307 |  | 936 | #N/A | #N/A | #N/A | #N/A | #N/A | #N/A | 0 | 936 | 0 | #N/A | 0 | N/A | 0 | N/A |  | 936 | 0 | #N/A | #N/A | #N/A | #N/A | 0 | 0
[6 empty] | 937 | [15 empty] | 0 | 0 | 0 | 0 |  | 0 | 0 |  | TRUE | 0 | 0 | 0 | FALSE | +00 | +00 | TRUE | TRUE | FALSE | FALSE | 0 | 0 | TRUE | TRUE | FALSE | FALSE | 0 | 0 | #N/A | #N/A | #N/A | 0 | 0 | 0 | 0 | 0 | 0 | 0 | 0 | #N/A | 100000 | #N/A | 100000 | #N/A | 0 | #N/A | 0 | #N/A | 0.005307 | #N/A | 0.005307 |  | 937 | #N/A | #N/A | #N/A | #N/A | #N/A | #N/A | 0 | 937 | 0 | #N/A | 0 | N/A | 0 | N/A |  | 937 | 0 | #N/A | #N/A | #N/A | #N/A | 0 | 0
[6 empty] | 938 | [15 empty] | 0 | 0 | 0 | 0 |  | 0 | 0 |  | TRUE | 0 | 0 | 0 | FALSE | +00 | +00 | TRUE | TRUE | FALSE | FALSE | 0 | 0 | TRUE | TRUE | FALSE | FALSE | 0 | 0 | #N/A | #N/A | #N/A | 0 | 0 | 0 | 0 | 0 | 0 | 0 | 0 | #N/A | 100000 | #N/A | 100000 | #N/A | 0 | #N/A | 0 | #N/A | 0.005307 | #N/A | 0.005307 |  | 938 | #N/A | #N/A | #N/A | #N/A | #N/A | #N/A | 0 | 938 | 0 | #N/A | 0 | N/A | 0 | N/A |  | 938 | 0 | #N/A | #N/A | #N/A | #N/A | 0 | 0
[6 empty] | 939 | [15 empty] | 0 | 0 | 0 | 0 |  | 0 | 0 |  | TRUE | 0 | 0 | 0 | FALSE | +00 | +00 | TRUE | TRUE | FALSE | FALSE | 0 | 0 | TRUE | TRUE | FALSE | FALSE | 0 | 0 | #N/A | #N/A | #N/A | 0 | 0 | 0 | 0 | 0 | 0 | 0 | 0 | #N/A | 100000 | #N/A | 100000 | #N/A | 0 | #N/A | 0 | #N/A | 0.005307 | #N/A | 0.005307 |  | 939 | #N/A | #N/A | #N/A | #N/A | #N/A | #N/A | 0 | 939 | 0 | #N/A | 0 | N/A | 0 | N/A |  | 939 | 0 | #N/A | #N/A | #N/A | #N/A | 0 | 0
[6 empty] | 940 | [15 empty] | 0 | 0 | 0 | 0 |  | 0 | 0 |  | TRUE | 0 | 0 | 0 | FALSE | +00 | +00 | TRUE | TRUE | FALSE | FALSE | 0 | 0 | TRUE | TRUE | FALSE | FALSE | 0 | 0 | #N/A | #N/A | #N/A | 0 | 0 | 0 | 0 | 0 | 0 | 0 | 0 | #N/A | 100000 | #N/A | 100000 | #N/A | 0 | #N/A | 0 | #N/A | 0.005307 | #N/A | 0.005307 |  | 940 | #N/A | #N/A | #N/A | #N/A | #N/A | #N/A | 0 | 940 | 0 | #N/A | 0 | N/A | 0 | N/A |  | 940 | 0 | #N/A | #N/A | #N/A | #N/A | 0 | 0
[6 empty] | 941 | [15 empty] | 0 | 0 | 0 | 0 |  | 0 | 0 |  | TRUE | 0 | 0 | 0 | FALSE | +00 | +00 | TRUE | TRUE | FALSE | FALSE | 0 | 0 | TRUE | TRUE | FALSE | FALSE | 0 | 0 | #N/A | #N/A | #N/A | 0 | 0 | 0 | 0 | 0 | 0 | 0 | 0 | #N/A | 100000 | #N/A | 100000 | #N/A | 0 | #N/A | 0 | #N/A | 0.005307 | #N/A | 0.005307 |  | 941 | #N/A | #N/A | #N/A | #N/A | #N/A | #N/A | 0 | 941 | 0 | #N/A | 0 | N/A | 0 | N/A |  | 941 | 0 | #N/A | #N/A | #N/A | #N/A | 0 | 0
[6 empty] | 942 | [15 empty] | 0 | 0 | 0 | 0 |  | 0 | 0 |  | TRUE | 0 | 0 | 0 | FALSE | +00 | +00 | TRUE | TRUE | FALSE | FALSE | 0 | 0 | TRUE | TRUE | FALSE | FALSE | 0 | 0 | #N/A | #N/A | #N/A | 0 | 0 | 0 | 0 | 0 | 0 | 0 | 0 | #N/A | 100000 | #N/A | 100000 | #N/A | 0 | #N/A | 0 | #N/A | 0.005307 | #N/A | 0.005307 |  | 942 | #N/A | #N/A | #N/A | #N/A | #N/A | #N/A | 0 | 942 | 0 | #N/A | 0 | N/A | 0 | N/A |  | 942 | 0 | #N/A | #N/A | #N/A | #N/A | 0 | 0
[6 empty] | 943 | [15 empty] | 0 | 0 | 0 | 0 |  | 0 | 0 |  | TRUE | 0 | 0 | 0 | FALSE | +00 | +00 | TRUE | TRUE | FALSE | FALSE | 0 | 0 | TRUE | TRUE | FALSE | FALSE | 0 | 0 | #N/A | #N/A | #N/A | 0 | 0 | 0 | 0 | 0 | 0 | 0 | 0 | #N/A | 100000 | #N/A | 100000 | #N/A | 0 | #N/A | 0 | #N/A | 0.005307 | #N/A | 0.005307 |  | 943 | #N/A | #N/A | #N/A | #N/A | #N/A | #N/A | 0 | 943 | 0 | #N/A | 0 | N/A | 0 | N/A |  | 943 | 0 | #N/A | #N/A | #N/A | #N/A | 0 | 0
[6 empty] | 944 | [15 empty] | 0 | 0 | 0 | 0 |  | 0 | 0 |  | TRUE | 0 | 0 | 0 | FALSE | +00 | +00 | TRUE | TRUE | FALSE | FALSE | 0 | 0 | TRUE | TRUE | FALSE | FALSE | 0 | 0 | #N/A | #N/A | #N/A | 0 | 0 | 0 | 0 | 0 | 0 | 0 | 0 | #N/A | 100000 | #N/A | 100000 | #N/A | 0 | #N/A | 0 | #N/A | 0.005307 | #N/A | 0.005307 |  | 944 | #N/A | #N/A | #N/A | #N/A | #N/A | #N/A | 0 | 944 | 0 | #N/A | 0 | N/A | 0 | N/A |  | 944 | 0 | #N/A | #N/A | #N/A | #N/A | 0 | 0
[6 empty] | 945 | [15 empty] | 0 | 0 | 0 | 0 |  | 0 | 0 |  | TRUE | 0 | 0 | 0 | FALSE | +00 | +00 | TRUE | TRUE | FALSE | FALSE | 0 | 0 | TRUE | TRUE | FALSE | FALSE | 0 | 0 | #N/A | #N/A | #N/A | 0 | 0 | 0 | 0 | 0 | 0 | 0 | 0 | #N/A | 100000 | #N/A | 100000 | #N/A | 0 | #N/A | 0 | #N/A | 0.005307 | #N/A | 0.005307 |  | 945 | #N/A | #N/A | #N/A | #N/A | #N/A | #N/A | 0 | 945 | 0 | #N/A | 0 | N/A | 0 | N/A |  | 945 | 0 | #N/A | #N/A | #N/A | #N/A | 0 | 0
[6 empty] | 946 | [15 empty] | 0 | 0 | 0 | 0 |  | 0 | 0 |  | TRUE | 0 | 0 | 0 | FALSE | +00 | +00 | TRUE | TRUE | FALSE | FALSE | 0 | 0 | TRUE | TRUE | FALSE | FALSE | 0 | 0 | #N/A | #N/A | #N/A | 0 | 0 | 0 | 0 | 0 | 0 | 0 | 0 | #N/A | 100000 | #N/A | 100000 | #N/A | 0 | #N/A | 0 | #N/A | 0.005307 | #N/A | 0.005307 |  | 946 | #N/A | #N/A | #N/A | #N/A | #N/A | #N/A | 0 | 946 | 0 | #N/A | 0 | N/A | 0 | N/A |  | 946 | 0 | #N/A | #N/A | #N/A | #N/A | 0 | 0
[6 empty] | 947 | [15 empty] | 0 | 0 | 0 | 0 |  | 0 | 0 |  | TRUE | 0 | 0 | 0 | FALSE | +00 | +00 | TRUE | TRUE | FALSE | FALSE | 0 | 0 | TRUE | TRUE | FALSE | FALSE | 0 | 0 | #N/A | #N/A | #N/A | 0 | 0 | 0 | 0 | 0 | 0 | 0 | 0 | #N/A | 100000 | #N/A | 100000 | #N/A | 0 | #N/A | 0 | #N/A | 0.005307 | #N/A | 0.005307 |  | 947 | #N/A | #N/A | #N/A | #N/A | #N/A | #N/A | 0 | 947 | 0 | #N/A | 0 | N/A | 0 | N/A |  | 947 | 0 | #N/A | #N/A | #N/A | #N/A | 0 | 0
[6 empty] | 948 | [15 empty] | 0 | 0 | 0 | 0 |  | 0 | 0 |  | TRUE | 0 | 0 | 0 | FALSE | +00 | +00 | TRUE | TRUE | FALSE | FALSE | 0 | 0 | TRUE | TRUE | FALSE | FALSE | 0 | 0 | #N/A | #N/A | #N/A | 0 | 0 | 0 | 0 | 0 | 0 | 0 | 0 | #N/A | 100000 | #N/A | 100000 | #N/A | 0 | #N/A | 0 | #N/A | 0.005307 | #N/A | 0.005307 |  | 948 | #N/A | #N/A | #N/A | #N/A | #N/A | #N/A | 0 | 948 | 0 | #N/A | 0 | N/A | 0 | N/A |  | 948 | 0 | #N/A | #N/A | #N/A | #N/A | 0 | 0
[6 empty] | 949 | [15 empty] | 0 | 0 | 0 | 0 |  | 0 | 0 |  | TRUE | 0 | 0 | 0 | FALSE | +00 | +00 | TRUE | TRUE | FALSE | FALSE | 0 | 0 | TRUE | TRUE | FALSE | FALSE | 0 | 0 | #N/A | #N/A | #N/A | 0 | 0 | 0 | 0 | 0 | 0 | 0 | 0 | #N/A | 100000 | #N/A | 100000 | #N/A | 0 | #N/A | 0 | #N/A | 0.005307 | #N/A | 0.005307 |  | 949 | #N/A | #N/A | #N/A | #N/A | #N/A | #N/A | 0 | 949 | 0 | #N/A | 0 | N/A | 0 | N/A |  | 949 | 0 | #N/A | #N/A | #N/A | #N/A | 0 | 0
[6 empty] | 950 | [15 empty] | 0 | 0 | 0 | 0 |  | 0 | 0 |  | TRUE | 0 | 0 | 0 | FALSE | +00 | +00 | TRUE | TRUE | FALSE | FALSE | 0 | 0 | TRUE | TRUE | FALSE | FALSE | 0 | 0 | #N/A | #N/A | #N/A | 0 | 0 | 0 | 0 | 0 | 0 | 0 | 0 | #N/A | 100000 | #N/A | 100000 | #N/A | 0 | #N/A | 0 | #N/A | 0.005307 | #N/A | 0.005307 |  | 950 | #N/A | #N/A | #N/A | #N/A | #N/A | #N/A | 0 | 950 | 0 | #N/A | 0 | N/A | 0 | N/A |  | 950 | 0 | #N/A | #N/A | #N/A | #N/A | 0 | 0
[6 empty] | 951 | [15 empty] | 0 | 0 | 0 | 0 |  | 0 | 0 |  | TRUE | 0 | 0 | 0 | FALSE | +00 | +00 | TRUE | TRUE | FALSE | FALSE | 0 | 0 | TRUE | TRUE | FALSE | FALSE | 0 | 0 | #N/A | #N/A | #N/A | 0 | 0 | 0 | 0 | 0 | 0 | 0 | 0 | #N/A | 100000 | #N/A | 100000 | #N/A | 0 | #N/A | 0 | #N/A | 0.005307 | #N/A | 0.005307 |  | 951 | #N/A | #N/A | #N/A | #N/A | #N/A | #N/A | 0 | 951 | 0 | #N/A | 0 | N/A | 0 | N/A |  | 951 | 0 | #N/A | #N/A | #N/A | #N/A | 0 | 0
[6 empty] | 952 | [15 empty] | 0 | 0 | 0 | 0 |  | 0 | 0 |  | TRUE | 0 | 0 | 0 | FALSE | +00 | +00 | TRUE | TRUE | FALSE | FALSE | 0 | 0 | TRUE | TRUE | FALSE | FALSE | 0 | 0 | #N/A | #N/A | #N/A | 0 | 0 | 0 | 0 | 0 | 0 | 0 | 0 | #N/A | 100000 | #N/A | 100000 | #N/A | 0 | #N/A | 0 | #N/A | 0.005307 | #N/A | 0.005307 |  | 952 | #N/A | #N/A | #N/A | #N/A | #N/A | #N/A | 0 | 952 | 0 | #N/A | 0 | N/A | 0 | N/A |  | 952 | 0 | #N/A | #N/A | #N/A | #N/A | 0 | 0
[6 empty] | 953 | [15 empty] | 0 | 0 | 0 | 0 |  | 0 | 0 |  | TRUE | 0 | 0 | 0 | FALSE | +00 | +00 | TRUE | TRUE | FALSE | FALSE | 0 | 0 | TRUE | TRUE | FALSE | FALSE | 0 | 0 | #N/A | #N/A | #N/A | 0 | 0 | 0 | 0 | 0 | 0 | 0 | 0 | #N/A | 100000 | #N/A | 100000 | #N/A | 0 | #N/A | 0 | #N/A | 0.005307 | #N/A | 0.005307 |  | 953 | #N/A | #N/A | #N/A | #N/A | #N/A | #N/A | 0 | 953 | 0 | #N/A | 0 | N/A | 0 | N/A |  | 953 | 0 | #N/A | #N/A | #N/A | #N/A | 0 | 0
[6 empty] | 954 | [15 empty] | 0 | 0 | 0 | 0 |  | 0 | 0 |  | TRUE | 0 | 0 | 0 | FALSE | +00 | +00 | TRUE | TRUE | FALSE | FALSE | 0 | 0 | TRUE | TRUE | FALSE | FALSE | 0 | 0 | #N/A | #N/A | #N/A | 0 | 0 | 0 | 0 | 0 | 0 | 0 | 0 | #N/A | 100000 | #N/A | 100000 | #N/A | 0 | #N/A | 0 | #N/A | 0.005307 | #N/A | 0.005307 |  | 954 | #N/A | #N/A | #N/A | #N/A | #N/A | #N/A | 0 | 954 | 0 | #N/A | 0 | N/A | 0 | N/A |  | 954 | 0 | #N/A | #N/A | #N/A | #N/A | 0 | 0
[6 empty] | 955 | [15 empty] | 0 | 0 | 0 | 0 |  | 0 | 0 |  | TRUE | 0 | 0 | 0 | FALSE | +00 | +00 | TRUE | TRUE | FALSE | FALSE | 0 | 0 | TRUE | TRUE | FALSE | FALSE | 0 | 0 | #N/A | #N/A | #N/A | 0 | 0 | 0 | 0 | 0 | 0 | 0 | 0 | #N/A | 100000 | #N/A | 100000 | #N/A | 0 | #N/A | 0 | #N/A | 0.005307 | #N/A | 0.005307 |  | 955 | #N/A | #N/A | #N/A | #N/A | #N/A | #N/A | 0 | 955 | 0 | #N/A | 0 | N/A | 0 | N/A |  | 955 | 0 | #N/A | #N/A | #N/A | #N/A | 0 | 0
[6 empty] | 956 | [15 empty] | 0 | 0 | 0 | 0 |  | 0 | 0 |  | TRUE | 0 | 0 | 0 | FALSE | +00 | +00 | TRUE | TRUE | FALSE | FALSE | 0 | 0 | TRUE | TRUE | FALSE | FALSE | 0 | 0 | #N/A | #N/A | #N/A | 0 | 0 | 0 | 0 | 0 | 0 | 0 | 0 | #N/A | 100000 | #N/A | 100000 | #N/A | 0 | #N/A | 0 | #N/A | 0.005307 | #N/A | 0.005307 |  | 956 | #N/A | #N/A | #N/A | #N/A | #N/A | #N/A | 0 | 956 | 0 | #N/A | 0 | N/A | 0 | N/A |  | 956 | 0 | #N/A | #N/A | #N/A | #N/A | 0 | 0
[6 empty] | 957 | [15 empty] | 0 | 0 | 0 | 0 |  | 0 | 0 |  | TRUE | 0 | 0 | 0 | FALSE | +00 | +00 | TRUE | TRUE | FALSE | FALSE | 0 | 0 | TRUE | TRUE | FALSE | FALSE | 0 | 0 | #N/A | #N/A | #N/A | 0 | 0 | 0 | 0 | 0 | 0 | 0 | 0 | #N/A | 100000 | #N/A | 100000 | #N/A | 0 | #N/A | 0 | #N/A | 0.005307 | #N/A | 0.005307 |  | 957 | #N/A | #N/A | #N/A | #N/A | #N/A | #N/A | 0 | 957 | 0 | #N/A | 0 | N/A | 0 | N/A |  | 957 | 0 | #N/A | #N/A | #N/A | #N/A | 0 | 0
[6 empty] | 958 | [15 empty] | 0 | 0 | 0 | 0 |  | 0 | 0 |  | TRUE | 0 | 0 | 0 | FALSE | +00 | +00 | TRUE | TRUE | FALSE | FALSE | 0 | 0 | TRUE | TRUE | FALSE | FALSE | 0 | 0 | #N/A | #N/A | #N/A | 0 | 0 | 0 | 0 | 0 | 0 | 0 | 0 | #N/A | 100000 | #N/A | 100000 | #N/A | 0 | #N/A | 0 | #N/A | 0.005307 | #N/A | 0.005307 |  | 958 | #N/A | #N/A | #N/A | #N/A | #N/A | #N/A | 0 | 958 | 0 | #N/A | 0 | N/A | 0 | N/A |  | 958 | 0 | #N/A | #N/A | #N/A | #N/A | 0 | 0
[6 empty] | 959 | [15 empty] | 0 | 0 | 0 | 0 |  | 0 | 0 |  | TRUE | 0 | 0 | 0 | FALSE | +00 | +00 | TRUE | TRUE | FALSE | FALSE | 0 | 0 | TRUE | TRUE | FALSE | FALSE | 0 | 0 | #N/A | #N/A | #N/A | 0 | 0 | 0 | 0 | 0 | 0 | 0 | 0 | #N/A | 100000 | #N/A | 100000 | #N/A | 0 | #N/A | 0 | #N/A | 0.005307 | #N/A | 0.005307 |  | 959 | #N/A | #N/A | #N/A | #N/A | #N/A | #N/A | 0 | 959 | 0 | #N/A | 0 | N/A | 0 | N/A |  | 959 | 0 | #N/A | #N/A | #N/A | #N/A | 0 | 0
[6 empty] | 960 | [15 empty] | 0 | 0 | 0 | 0 |  | 0 | 0 |  | TRUE | 0 | 0 | 0 | FALSE | +00 | +00 | TRUE | TRUE | FALSE | FALSE | 0 | 0 | TRUE | TRUE | FALSE | FALSE | 0 | 0 | #N/A | #N/A | #N/A | 0 | 0 | 0 | 0 | 0 | 0 | 0 | 0 | #N/A | 100000 | #N/A | 100000 | #N/A | 0 | #N/A | 0 | #N/A | 0.005307 | #N/A | 0.005307 |  | 960 | #N/A | #N/A | #N/A | #N/A | #N/A | #N/A | 0 | 960 | 0 | #N/A | 0 | N/A | 0 | N/A |  | 960 | 0 | #N/A | #N/A | #N/A | #N/A | 0 | 0
[6 empty] | 961 | [15 empty] | 0 | 0 | 0 | 0 |  | 0 | 0 |  | TRUE | 0 | 0 | 0 | FALSE | +00 | +00 | TRUE | TRUE | FALSE | FALSE | 0 | 0 | TRUE | TRUE | FALSE | FALSE | 0 | 0 | #N/A | #N/A | #N/A | 0 | 0 | 0 | 0 | 0 | 0 | 0 | 0 | #N/A | 100000 | #N/A | 100000 | #N/A | 0 | #N/A | 0 | #N/A | 0.005307 | #N/A | 0.005307 |  | 961 | #N/A | #N/A | #N/A | #N/A | #N/A | #N/A | 0 | 961 | 0 | #N/A | 0 | N/A | 0 | N/A |  | 961 | 0 | #N/A | #N/A | #N/A | #N/A | 0 | 0
[6 empty] | 962 | [15 empty] | 0 | 0 | 0 | 0 |  | 0 | 0 |  | TRUE | 0 | 0 | 0 | FALSE | +00 | +00 | TRUE | TRUE | FALSE | FALSE | 0 | 0 | TRUE | TRUE | FALSE | FALSE | 0 | 0 | #N/A | #N/A | #N/A | 0 | 0 | 0 | 0 | 0 | 0 | 0 | 0 | #N/A | 100000 | #N/A | 100000 | #N/A | 0 | #N/A | 0 | #N/A | 0.005307 | #N/A | 0.005307 |  | 962 | #N/A | #N/A | #N/A | #N/A | #N/A | #N/A | 0 | 962 | 0 | #N/A | 0 | N/A | 0 | N/A |  | 962 | 0 | #N/A | #N/A | #N/A | #N/A | 0 | 0
[6 empty] | 963 | [15 empty] | 0 | 0 | 0 | 0 |  | 0 | 0 |  | TRUE | 0 | 0 | 0 | FALSE | +00 | +00 | TRUE | TRUE | FALSE | FALSE | 0 | 0 | TRUE | TRUE | FALSE | FALSE | 0 | 0 | #N/A | #N/A | #N/A | 0 | 0 | 0 | 0 | 0 | 0 | 0 | 0 | #N/A | 100000 | #N/A | 100000 | #N/A | 0 | #N/A | 0 | #N/A | 0.005307 | #N/A | 0.005307 |  | 963 | #N/A | #N/A | #N/A | #N/A | #N/A | #N/A | 0 | 963 | 0 | #N/A | 0 | N/A | 0 | N/A |  | 963 | 0 | #N/A | #N/A | #N/A | #N/A | 0 | 0
[6 empty] | 964 | [15 empty] | 0 | 0 | 0 | 0 |  | 0 | 0 |  | TRUE | 0 | 0 | 0 | FALSE | +00 | +00 | TRUE | TRUE | FALSE | FALSE | 0 | 0 | TRUE | TRUE | FALSE | FALSE | 0 | 0 | #N/A | #N/A | #N/A | 0 | 0 | 0 | 0 | 0 | 0 | 0 | 0 | #N/A | 100000 | #N/A | 100000 | #N/A | 0 | #N/A | 0 | #N/A | 0.005307 | #N/A | 0.005307 |  | 964 | #N/A | #N/A | #N/A | #N/A | #N/A | #N/A | 0 | 964 | 0 | #N/A | 0 | N/A | 0 | N/A |  | 964 | 0 | #N/A | #N/A | #N/A | #N/A | 0 | 0
[6 empty] | 965 | [15 empty] | 0 | 0 | 0 | 0 |  | 0 | 0 |  | TRUE | 0 | 0 | 0 | FALSE | +00 | +00 | TRUE | TRUE | FALSE | FALSE | 0 | 0 | TRUE | TRUE | FALSE | FALSE | 0 | 0 | #N/A | #N/A | #N/A | 0 | 0 | 0 | 0 | 0 | 0 | 0 | 0 | #N/A | 100000 | #N/A | 100000 | #N/A | 0 | #N/A | 0 | #N/A | 0.005307 | #N/A | 0.005307 |  | 965 | #N/A | #N/A | #N/A | #N/A | #N/A | #N/A | 0 | 965 | 0 | #N/A | 0 | N/A | 0 | N/A |  | 965 | 0 | #N/A | #N/A | #N/A | #N/A | 0 | 0
[6 empty] | 966 | [15 empty] | 0 | 0 | 0 | 0 |  | 0 | 0 |  | TRUE | 0 | 0 | 0 | FALSE | +00 | +00 | TRUE | TRUE | FALSE | FALSE | 0 | 0 | TRUE | TRUE | FALSE | FALSE | 0 | 0 | #N/A | #N/A | #N/A | 0 | 0 | 0 | 0 | 0 | 0 | 0 | 0 | #N/A | 100000 | #N/A | 100000 | #N/A | 0 | #N/A | 0 | #N/A | 0.005307 | #N/A | 0.005307 |  | 966 | #N/A | #N/A | #N/A | #N/A | #N/A | #N/A | 0 | 966 | 0 | #N/A | 0 | N/A | 0 | N/A |  | 966 | 0 | #N/A | #N/A | #N/A | #N/A | 0 | 0
[6 empty] | 967 | [15 empty] | 0 | 0 | 0 | 0 |  | 0 | 0 |  | TRUE | 0 | 0 | 0 | FALSE | +00 | +00 | TRUE | TRUE | FALSE | FALSE | 0 | 0 | TRUE | TRUE | FALSE | FALSE | 0 | 0 | #N/A | #N/A | #N/A | 0 | 0 | 0 | 0 | 0 | 0 | 0 | 0 | #N/A | 100000 | #N/A | 100000 | #N/A | 0 | #N/A | 0 | #N/A | 0.005307 | #N/A | 0.005307 |  | 967 | #N/A | #N/A | #N/A | #N/A | #N/A | #N/A | 0 | 967 | 0 | #N/A | 0 | N/A | 0 | N/A |  | 967 | 0 | #N/A | #N/A | #N/A | #N/A | 0 | 0
[6 empty] | 968 | [15 empty] | 0 | 0 | 0 | 0 |  | 0 | 0 |  | TRUE | 0 | 0 | 0 | FALSE | +00 | +00 | TRUE | TRUE | FALSE | FALSE | 0 | 0 | TRUE | TRUE | FALSE | FALSE | 0 | 0 | #N/A | #N/A | #N/A | 0 | 0 | 0 | 0 | 0 | 0 | 0 | 0 | #N/A | 100000 | #N/A | 100000 | #N/A | 0 | #N/A | 0 | #N/A | 0.005307 | #N/A | 0.005307 |  | 968 | #N/A | #N/A | #N/A | #N/A | #N/A | #N/A | 0 | 968 | 0 | #N/A | 0 | N/A | 0 | N/A |  | 968 | 0 | #N/A | #N/A | #N/A | #N/A | 0 | 0
[6 empty] | 969 | [15 empty] | 0 | 0 | 0 | 0 |  | 0 | 0 |  | TRUE | 0 | 0 | 0 | FALSE | +00 | +00 | TRUE | TRUE | FALSE | FALSE | 0 | 0 | TRUE | TRUE | FALSE | FALSE | 0 | 0 | #N/A | #N/A | #N/A | 0 | 0 | 0 | 0 | 0 | 0 | 0 | 0 | #N/A | 100000 | #N/A | 100000 | #N/A | 0 | #N/A | 0 | #N/A | 0.005307 | #N/A | 0.005307 |  | 969 | #N/A | #N/A | #N/A | #N/A | #N/A | #N/A | 0 | 969 | 0 | #N/A | 0 | N/A | 0 | N/A |  | 969 | 0 | #N/A | #N/A | #N/A | #N/A | 0 | 0
[6 empty] | 970 | [15 empty] | 0 | 0 | 0 | 0 |  | 0 | 0 |  | TRUE | 0 | 0 | 0 | FALSE | +00 | +00 | TRUE | TRUE | FALSE | FALSE | 0 | 0 | TRUE | TRUE | FALSE | FALSE | 0 | 0 | #N/A | #N/A | #N/A | 0 | 0 | 0 | 0 | 0 | 0 | 0 | 0 | #N/A | 100000 | #N/A | 100000 | #N/A | 0 | #N/A | 0 | #N/A | 0.005307 | #N/A | 0.005307 |  | 970 | #N/A | #N/A | #N/A | #N/A | #N/A | #N/A | 0 | 970 | 0 | #N/A | 0 | N/A | 0 | N/A |  | 970 | 0 | #N/A | #N/A | #N/A | #N/A | 0 | 0
[6 empty] | 971 | [15 empty] | 0 | 0 | 0 | 0 |  | 0 | 0 |  | TRUE | 0 | 0 | 0 | FALSE | +00 | +00 | TRUE | TRUE | FALSE | FALSE | 0 | 0 | TRUE | TRUE | FALSE | FALSE | 0 | 0 | #N/A | #N/A | #N/A | 0 | 0 | 0 | 0 | 0 | 0 | 0 | 0 | #N/A | 100000 | #N/A | 100000 | #N/A | 0 | #N/A | 0 | #N/A | 0.005307 | #N/A | 0.005307 |  | 971 | #N/A | #N/A | #N/A | #N/A | #N/A | #N/A | 0 | 971 | 0 | #N/A | 0 | N/A | 0 | N/A |  | 971 | 0 | #N/A | #N/A | #N/A | #N/A | 0 | 0
[6 empty] | 972 | [15 empty] | 0 | 0 | 0 | 0 |  | 0 | 0 |  | TRUE | 0 | 0 | 0 | FALSE | +00 | +00 | TRUE | TRUE | FALSE | FALSE | 0 | 0 | TRUE | TRUE | FALSE | FALSE | 0 | 0 | #N/A | #N/A | #N/A | 0 | 0 | 0 | 0 | 0 | 0 | 0 | 0 | #N/A | 100000 | #N/A | 100000 | #N/A | 0 | #N/A | 0 | #N/A | 0.005307 | #N/A | 0.005307 |  | 972 | #N/A | #N/A | #N/A | #N/A | #N/A | #N/A | 0 | 972 | 0 | #N/A | 0 | N/A | 0 | N/A |  | 972 | 0 | #N/A | #N/A | #N/A | #N/A | 0 | 0
[6 empty] | 973 | [15 empty] | 0 | 0 | 0 | 0 |  | 0 | 0 |  | TRUE | 0 | 0 | 0 | FALSE | +00 | +00 | TRUE | TRUE | FALSE | FALSE | 0 | 0 | TRUE | TRUE | FALSE | FALSE | 0 | 0 | #N/A | #N/A | #N/A | 0 | 0 | 0 | 0 | 0 | 0 | 0 | 0 | #N/A | 100000 | #N/A | 100000 | #N/A | 0 | #N/A | 0 | #N/A | 0.005307 | #N/A | 0.005307 |  | 973 | #N/A | #N/A | #N/A | #N/A | #N/A | #N/A | 0 | 973 | 0 | #N/A | 0 | N/A | 0 | N/A |  | 973 | 0 | #N/A | #N/A | #N/A | #N/A | 0 | 0
[6 empty] | 974 | [15 empty] | 0 | 0 | 0 | 0 |  | 0 | 0 |  | TRUE | 0 | 0 | 0 | FALSE | +00 | +00 | TRUE | TRUE | FALSE | FALSE | 0 | 0 | TRUE | TRUE | FALSE | FALSE | 0 | 0 | #N/A | #N/A | #N/A | 0 | 0 | 0 | 0 | 0 | 0 | 0 | 0 | #N/A | 100000 | #N/A | 100000 | #N/A | 0 | #N/A | 0 | #N/A | 0.005307 | #N/A | 0.005307 |  | 974 | #N/A | #N/A | #N/A | #N/A | #N/A | #N/A | 0 | 974 | 0 | #N/A | 0 | N/A | 0 | N/A |  | 974 | 0 | #N/A | #N/A | #N/A | #N/A | 0 | 0
[6 empty] | 975 | [15 empty] | 0 | 0 | 0 | 0 |  | 0 | 0 |  | TRUE | 0 | 0 | 0 | FALSE | +00 | +00 | TRUE | TRUE | FALSE | FALSE | 0 | 0 | TRUE | TRUE | FALSE | FALSE | 0 | 0 | #N/A | #N/A | #N/A | 0 | 0 | 0 | 0 | 0 | 0 | 0 | 0 | #N/A | 100000 | #N/A | 100000 | #N/A | 0 | #N/A | 0 | #N/A | 0.005307 | #N/A | 0.005307 |  | 975 | #N/A | #N/A | #N/A | #N/A | #N/A | #N/A | 0 | 975 | 0 | #N/A | 0 | N/A | 0 | N/A |  | 975 | 0 | #N/A | #N/A | #N/A | #N/A | 0 | 0
[6 empty] | 976 | [15 empty] | 0 | 0 | 0 | 0 |  | 0 | 0 |  | TRUE | 0 | 0 | 0 | FALSE | +00 | +00 | TRUE | TRUE | FALSE | FALSE | 0 | 0 | TRUE | TRUE | FALSE | FALSE | 0 | 0 | #N/A | #N/A | #N/A | 0 | 0 | 0 | 0 | 0 | 0 | 0 | 0 | #N/A | 100000 | #N/A | 100000 | #N/A | 0 | #N/A | 0 | #N/A | 0.005307 | #N/A | 0.005307 |  | 976 | #N/A | #N/A | #N/A | #N/A | #N/A | #N/A | 0 | 976 | 0 | #N/A | 0 | N/A | 0 | N/A |  | 976 | 0 | #N/A | #N/A | #N/A | #N/A | 0 | 0
[6 empty] | 977 | [15 empty] | 0 | 0 | 0 | 0 |  | 0 | 0 |  | TRUE | 0 | 0 | 0 | FALSE | +00 | +00 | TRUE | TRUE | FALSE | FALSE | 0 | 0 | TRUE | TRUE | FALSE | FALSE | 0 | 0 | #N/A | #N/A | #N/A | 0 | 0 | 0 | 0 | 0 | 0 | 0 | 0 | #N/A | 100000 | #N/A | 100000 | #N/A | 0 | #N/A | 0 | #N/A | 0.005307 | #N/A | 0.005307 |  | 977 | #N/A | #N/A | #N/A | #N/A | #N/A | #N/A | 0 | 977 | 0 | #N/A | 0 | N/A | 0 | N/A |  | 977 | 0 | #N/A | #N/A | #N/A | #N/A | 0 | 0
[6 empty] | 978 | [15 empty] | 0 | 0 | 0 | 0 |  | 0 | 0 |  | TRUE | 0 | 0 | 0 | FALSE | +00 | +00 | TRUE | TRUE | FALSE | FALSE | 0 | 0 | TRUE | TRUE | FALSE | FALSE | 0 | 0 | #N/A | #N/A | #N/A | 0 | 0 | 0 | 0 | 0 | 0 | 0 | 0 | #N/A | 100000 | #N/A | 100000 | #N/A | 0 | #N/A | 0 | #N/A | 0.005307 | #N/A | 0.005307 |  | 978 | #N/A | #N/A | #N/A | #N/A | #N/A | #N/A | 0 | 978 | 0 | #N/A | 0 | N/A | 0 | N/A |  | 978 | 0 | #N/A | #N/A | #N/A | #N/A | 0 | 0
[6 empty] | 979 | [15 empty] | 0 | 0 | 0 | 0 |  | 0 | 0 |  | TRUE | 0 | 0 | 0 | FALSE | +00 | +00 | TRUE | TRUE | FALSE | FALSE | 0 | 0 | TRUE | TRUE | FALSE | FALSE | 0 | 0 | #N/A | #N/A | #N/A | 0 | 0 | 0 | 0 | 0 | 0 | 0 | 0 | #N/A | 100000 | #N/A | 100000 | #N/A | 0 | #N/A | 0 | #N/A | 0.005307 | #N/A | 0.005307 |  | 979 | #N/A | #N/A | #N/A | #N/A | #N/A | #N/A | 0 | 979 | 0 | #N/A | 0 | N/A | 0 | N/A |  | 979 | 0 | #N/A | #N/A | #N/A | #N/A | 0 | 0
[6 empty] | 980 | [15 empty] | 0 | 0 | 0 | 0 |  | 0 | 0 |  | TRUE | 0 | 0 | 0 | FALSE | +00 | +00 | TRUE | TRUE | FALSE | FALSE | 0 | 0 | TRUE | TRUE | FALSE | FALSE | 0 | 0 | #N/A | #N/A | #N/A | 0 | 0 | 0 | 0 | 0 | 0 | 0 | 0 | #N/A | 100000 | #N/A | 100000 | #N/A | 0 | #N/A | 0 | #N/A | 0.005307 | #N/A | 0.005307 |  | 980 | #N/A | #N/A | #N/A | #N/A | #N/A | #N/A | 0 | 980 | 0 | #N/A | 0 | N/A | 0 | N/A |  | 980 | 0 | #N/A | #N/A | #N/A | #N/A | 0 | 0
[6 empty] | 981 | [15 empty] | 0 | 0 | 0 | 0 |  | 0 | 0 |  | TRUE | 0 | 0 | 0 | FALSE | +00 | +00 | TRUE | TRUE | FALSE | FALSE | 0 | 0 | TRUE | TRUE | FALSE | FALSE | 0 | 0 | #N/A | #N/A | #N/A | 0 | 0 | 0 | 0 | 0 | 0 | 0 | 0 | #N/A | 100000 | #N/A | 100000 | #N/A | 0 | #N/A | 0 | #N/A | 0.005307 | #N/A | 0.005307 |  | 981 | #N/A | #N/A | #N/A | #N/A | #N/A | #N/A | 0 | 981 | 0 | #N/A | 0 | N/A | 0 | N/A |  | 981 | 0 | #N/A | #N/A | #N/A | #N/A | 0 | 0
[6 empty] | 982 | [15 empty] | 0 | 0 | 0 | 0 |  | 0 | 0 |  | TRUE | 0 | 0 | 0 | FALSE | +00 | +00 | TRUE | TRUE | FALSE | FALSE | 0 | 0 | TRUE | TRUE | FALSE | FALSE | 0 | 0 | #N/A | #N/A | #N/A | 0 | 0 | 0 | 0 | 0 | 0 | 0 | 0 | #N/A | 100000 | #N/A | 100000 | #N/A | 0 | #N/A | 0 | #N/A | 0.005307 | #N/A | 0.005307 |  | 982 | #N/A | #N/A | #N/A | #N/A | #N/A | #N/A | 0 | 982 | 0 | #N/A | 0 | N/A | 0 | N/A |  | 982 | 0 | #N/A | #N/A | #N/A | #N/A | 0 | 0
[6 empty] | 983 | [15 empty] | 0 | 0 | 0 | 0 |  | 0 | 0 |  | TRUE | 0 | 0 | 0 | FALSE | +00 | +00 | TRUE | TRUE | FALSE | FALSE | 0 | 0 | TRUE | TRUE | FALSE | FALSE | 0 | 0 | #N/A | #N/A | #N/A | 0 | 0 | 0 | 0 | 0 | 0 | 0 | 0 | #N/A | 100000 | #N/A | 100000 | #N/A | 0 | #N/A | 0 | #N/A | 0.005307 | #N/A | 0.005307 |  | 983 | #N/A | #N/A | #N/A | #N/A | #N/A | #N/A | 0 | 983 | 0 | #N/A | 0 | N/A | 0 | N/A |  | 983 | 0 | #N/A | #N/A | #N/A | #N/A | 0 | 0
[6 empty] | 984 | [15 empty] | 0 | 0 | 0 | 0 |  | 0 | 0 |  | TRUE | 0 | 0 | 0 | FALSE | +00 | +00 | TRUE | TRUE | FALSE | FALSE | 0 | 0 | TRUE | TRUE | FALSE | FALSE | 0 | 0 | #N/A | #N/A | #N/A | 0 | 0 | 0 | 0 | 0 | 0 | 0 | 0 | #N/A | 100000 | #N/A | 100000 | #N/A | 0 | #N/A | 0 | #N/A | 0.005307 | #N/A | 0.005307 |  | 984 | #N/A | #N/A | #N/A | #N/A | #N/A | #N/A | 0 | 984 | 0 | #N/A | 0 | N/A | 0 | N/A |  | 984 | 0 | #N/A | #N/A | #N/A | #N/A | 0 | 0
[6 empty] | 985 | [15 empty] | 0 | 0 | 0 | 0 |  | 0 | 0 |  | TRUE | 0 | 0 | 0 | FALSE | +00 | +00 | TRUE | TRUE | FALSE | FALSE | 0 | 0 | TRUE | TRUE | FALSE | FALSE | 0 | 0 | #N/A | #N/A | #N/A | 0 | 0 | 0 | 0 | 0 | 0 | 0 | 0 | #N/A | 100000 | #N/A | 100000 | #N/A | 0 | #N/A | 0 | #N/A | 0.005307 | #N/A | 0.005307 |  | 985 | #N/A | #N/A | #N/A | #N/A | #N/A | #N/A | 0 | 985 | 0 | #N/A | 0 | N/A | 0 | N/A |  | 985 | 0 | #N/A | #N/A | #N/A | #N/A | 0 | 0
[6 empty] | 986 | [15 empty] | 0 | 0 | 0 | 0 |  | 0 | 0 |  | TRUE | 0 | 0 | 0 | FALSE | +00 | +00 | TRUE | TRUE | FALSE | FALSE | 0 | 0 | TRUE | TRUE | FALSE | FALSE | 0 | 0 | #N/A | #N/A | #N/A | 0 | 0 | 0 | 0 | 0 | 0 | 0 | 0 | #N/A | 100000 | #N/A | 100000 | #N/A | 0 | #N/A | 0 | #N/A | 0.005307 | #N/A | 0.005307 |  | 986 | #N/A | #N/A | #N/A | #N/A | #N/A | #N/A | 0 | 986 | 0 | #N/A | 0 | N/A | 0 | N/A |  | 986 | 0 | #N/A | #N/A | #N/A | #N/A | 0 | 0
[6 empty] | 987 | [15 empty] | 0 | 0 | 0 | 0 |  | 0 | 0 |  | TRUE | 0 | 0 | 0 | FALSE | +00 | +00 | TRUE | TRUE | FALSE | FALSE | 0 | 0 | TRUE | TRUE | FALSE | FALSE | 0 | 0 | #N/A | #N/A | #N/A | 0 | 0 | 0 | 0 | 0 | 0 | 0 | 0 | #N/A | 100000 | #N/A | 100000 | #N/A | 0 | #N/A | 0 | #N/A | 0.005307 | #N/A | 0.005307 |  | 987 | #N/A | #N/A | #N/A | #N/A | #N/A | #N/A | 0 | 987 | 0 | #N/A | 0 | N/A | 0 | N/A |  | 987 | 0 | #N/A | #N/A | #N/A | #N/A | 0 | 0
[6 empty] | 988 | [15 empty] | 0 | 0 | 0 | 0 |  | 0 | 0 |  | TRUE | 0 | 0 | 0 | FALSE | +00 | +00 | TRUE | TRUE | FALSE | FALSE | 0 | 0 | TRUE | TRUE | FALSE | FALSE | 0 | 0 | #N/A | #N/A | #N/A | 0 | 0 | 0 | 0 | 0 | 0 | 0 | 0 | #N/A | 100000 | #N/A | 100000 | #N/A | 0 | #N/A | 0 | #N/A | 0.005307 | #N/A | 0.005307 |  | 988 | #N/A | #N/A | #N/A | #N/A | #N/A | #N/A | 0 | 988 | 0 | #N/A | 0 | N/A | 0 | N/A |  | 988 | 0 | #N/A | #N/A | #N/A | #N/A | 0 | 0
[6 empty] | 989 | [15 empty] | 0 | 0 | 0 | 0 |  | 0 | 0 |  | TRUE | 0 | 0 | 0 | FALSE | +00 | +00 | TRUE | TRUE | FALSE | FALSE | 0 | 0 | TRUE | TRUE | FALSE | FALSE | 0 | 0 | #N/A | #N/A | #N/A | 0 | 0 | 0 | 0 | 0 | 0 | 0 | 0 | #N/A | 100000 | #N/A | 100000 | #N/A | 0 | #N/A | 0 | #N/A | 0.005307 | #N/A | 0.005307 |  | 989 | #N/A | #N/A | #N/A | #N/A | #N/A | #N/A | 0 | 989 | 0 | #N/A | 0 | N/A | 0 | N/A |  | 989 | 0 | #N/A | #N/A | #N/A | #N/A | 0 | 0
[6 empty] | 990 | [15 empty] | 0 | 0 | 0 | 0 |  | 0 | 0 |  | TRUE | 0 | 0 | 0 | FALSE | +00 | +00 | TRUE | TRUE | FALSE | FALSE | 0 | 0 | TRUE | TRUE | FALSE | FALSE | 0 | 0 | #N/A | #N/A | #N/A | 0 | 0 | 0 | 0 | 0 | 0 | 0 | 0 | #N/A | 100000 | #N/A | 100000 | #N/A | 0 | #N/A | 0 | #N/A | 0.005307 | #N/A | 0.005307 |  | 990 | #N/A | #N/A | #N/A | #N/A | #N/A | #N/A | 0 | 990 | 0 | #N/A | 0 | N/A | 0 | N/A |  | 990 | 0 | #N/A | #N/A | #N/A | #N/A | 0 | 0
[6 empty] | 991 | [15 empty] | 0 | 0 | 0 | 0 |  | 0 | 0 |  | TRUE | 0 | 0 | 0 | FALSE | +00 | +00 | TRUE | TRUE | FALSE | FALSE | 0 | 0 | TRUE | TRUE | FALSE | FALSE | 0 | 0 | #N/A | #N/A | #N/A | 0 | 0 | 0 | 0 | 0 | 0 | 0 | 0 | #N/A | 100000 | #N/A | 100000 | #N/A | 0 | #N/A | 0 | #N/A | 0.005307 | #N/A | 0.005307 |  | 991 | #N/A | #N/A | #N/A | #N/A | #N/A | #N/A | 0 | 991 | 0 | #N/A | 0 | N/A | 0 | N/A |  | 991 | 0 | #N/A | #N/A | #N/A | #N/A | 0 | 0
[6 empty] | 992 | [15 empty] | 0 | 0 | 0 | 0 |  | 0 | 0 |  | TRUE | 0 | 0 | 0 | FALSE | +00 | +00 | TRUE | TRUE | FALSE | FALSE | 0 | 0 | TRUE | TRUE | FALSE | FALSE | 0 | 0 | #N/A | #N/A | #N/A | 0 | 0 | 0 | 0 | 0 | 0 | 0 | 0 | #N/A | 100000 | #N/A | 100000 | #N/A | 0 | #N/A | 0 | #N/A | 0.005307 | #N/A | 0.005307 |  | 992 | #N/A | #N/A | #N/A | #N/A | #N/A | #N/A | 0 | 992 | 0 | #N/A | 0 | N/A | 0 | N/A |  | 992 | 0 | #N/A | #N/A | #N/A | #N/A | 0 | 0
[6 empty] | 993 | [15 empty] | 0 | 0 | 0 | 0 |  | 0 | 0 |  | TRUE | 0 | 0 | 0 | FALSE | +00 | +00 | TRUE | TRUE | FALSE | FALSE | 0 | 0 | TRUE | TRUE | FALSE | FALSE | 0 | 0 | #N/A | #N/A | #N/A | 0 | 0 | 0 | 0 | 0 | 0 | 0 | 0 | #N/A | 100000 | #N/A | 100000 | #N/A | 0 | #N/A | 0 | #N/A | 0.005307 | #N/A | 0.005307 |  | 993 | #N/A | #N/A | #N/A | #N/A | #N/A | #N/A | 0 | 993 | 0 | #N/A | 0 | N/A | 0 | N/A |  | 993 | 0 | #N/A | #N/A | #N/A | #N/A | 0 | 0
[6 empty] | 994 | [15 empty] | 0 | 0 | 0 | 0 |  | 0 | 0 |  | TRUE | 0 | 0 | 0 | FALSE | +00 | +00 | TRUE | TRUE | FALSE | FALSE | 0 | 0 | TRUE | TRUE | FALSE | FALSE | 0 | 0 | #N/A | #N/A | #N/A | 0 | 0 | 0 | 0 | 0 | 0 | 0 | 0 | #N/A | 100000 | #N/A | 100000 | #N/A | 0 | #N/A | 0 | #N/A | 0.005307 | #N/A | 0.005307 |  | 994 | #N/A | #N/A | #N/A | #N/A | #N/A | #N/A | 0 | 994 | 0 | #N/A | 0 | N/A | 0 | N/A |  | 994 | 0 | #N/A | #N/A | #N/A | #N/A | 0 | 0
[6 empty] | 995 | [15 empty] | 0 | 0 | 0 | 0 |  | 0 | 0 |  | TRUE | 0 | 0 | 0 | FALSE | +00 | +00 | TRUE | TRUE | FALSE | FALSE | 0 | 0 | TRUE | TRUE | FALSE | FALSE | 0 | 0 | #N/A | #N/A | #N/A | 0 | 0 | 0 | 0 | 0 | 0 | 0 | 0 | #N/A | 100000 | #N/A | 100000 | #N/A | 0 | #N/A | 0 | #N/A | 0.005307 | #N/A | 0.005307 |  | 995 | #N/A | #N/A | #N/A | #N/A | #N/A | #N/A | 0 | 995 | 0 | #N/A | 0 | N/A | 0 | N/A |  | 995 | 0 | #N/A | #N/A | #N/A | #N/A | 0 | 0
[6 empty] | 996 | [15 empty] | 0 | 0 | 0 | 0 |  | 0 | 0 |  | TRUE | 0 | 0 | 0 | FALSE | +00 | +00 | TRUE | TRUE | FALSE | FALSE | 0 | 0 | TRUE | TRUE | FALSE | FALSE | 0 | 0 | #N/A | #N/A | #N/A | 0 | 0 | 0 | 0 | 0 | 0 | 0 | 0 | #N/A | 100000 | #N/A | 100000 | #N/A | 0 | #N/A | 0 | #N/A | 0.005307 | #N/A | 0.005307 |  | 996 | #N/A | #N/A | #N/A | #N/A | #N/A | #N/A | 0 | 996 | 0 | #N/A | 0 | N/A | 0 | N/A |  | 996 | 0 | #N/A | #N/A | #N/A | #N/A | 0 | 0
[6 empty] | 997 | [15 empty] | 0 | 0 | 0 | 0 |  | 0 | 0 |  | TRUE | 0 | 0 | 0 | FALSE | +00 | +00 | TRUE | TRUE | FALSE | FALSE | 0 | 0 | TRUE | TRUE | FALSE | FALSE | 0 | 0 | #N/A | #N/A | #N/A | 0 | 0 | 0 | 0 | 0 | 0 | 0 | 0 | #N/A | 100000 | #N/A | 100000 | #N/A | 0 | #N/A | 0 | #N/A | 0.005307 | #N/A | 0.005307 |  | 997 | #N/A | #N/A | #N/A | #N/A | #N/A | #N/A | 0 | 997 | 0 | #N/A | 0 | N/A | 0 | N/A |  | 997 | 0 | #N/A | #N/A | #N/A | #N/A | 0 | 0
[6 empty] | 998 | [15 empty] | 0 | 0 | 0 | 0 |  | 0 | 0 |  | TRUE | 0 | 0 | 0 | FALSE | +00 | +00 | TRUE | TRUE | FALSE | FALSE | 0 | 0 | TRUE | TRUE | FALSE | FALSE | 0 | 0 | #N/A | #N/A | #N/A | 0 | 0 | 0 | 0 | 0 | 0 | 0 | 0 | #N/A | 100000 | #N/A | 100000 | #N/A | 0 | #N/A | 0 | #N/A | 0.005307 | #N/A | 0.005307 |  | 998 | #N/A | #N/A | #N/A | #N/A | #N/A | #N/A | 0 | 998 | 0 | #N/A | 0 | N/A | 0 | N/A |  | 998 | 0 | #N/A | #N/A | #N/A | #N/A | 0 | 0
[6 empty] | 999 | [15 empty] | 0 | 0 | 0 | 0 |  | 0 | 0 |  | TRUE | 0 | 0 | 0 | FALSE | +00 | +00 | TRUE | TRUE | FALSE | FALSE | 0 | 0 | TRUE | TRUE | FALSE | FALSE | 0 | 0 | #N/A | #N/A | #N/A | 0 | 0 | 0 | 0 | 0 | 0 | 0 | 0 | #N/A | 100000 | #N/A | 100000 | #N/A | 0 | #N/A | 0 | #N/A | 0.005307 | #N/A | 0.005307 |  | 999 | #N/A | #N/A | #N/A | #N/A | #N/A | #N/A | 0 | 999 | 0 | #N/A | 0 | N/A | 0 | N/A |  | 999 | 0 | #N/A | #N/A | #N/A | #N/A | 0 | 0
[6 empty] | 1000 | [15 empty] | 0 | 0 | 0 | 0 |  | 0 | 0 |  | TRUE | 0 | 0 | 0 | FALSE | +00 | +00 | TRUE | TRUE | FALSE | FALSE | 0 | 0 | TRUE | TRUE | FALSE | FALSE | 0 | 0 | #N/A | #N/A | #N/A | 0 | 0 | 0 | 0 | 0 | 0 | 0 | 0 | #N/A | 100000 | #N/A | 100000 | #N/A | 0 | #N/A | 0 | #N/A | 0.005307 | #N/A | 0.005307 |  | 1000 | #N/A | #N/A | #N/A | #N/A | #N/A | #N/A | 0 | 1000 | 0 | #N/A | 0 | N/A | 0 | N/A |  | 1000 | 0 | #N/A | #N/A | #N/A | #N/A | 0 | 0

## Time series tables
There are no user inputs on this sheet. Use "Protect Sheet" to prevent accidental changes.
This sheet performs background calculations and is expected to remain hidden; however, advanced users can view the time series kWh and Therm savings by measure index here.
These time series are fed into the formulas (in Fuel Sub Calcs tab, Section 2) for Lifecycle Savings - Primary Energy and Emissions.
Key | Impact | Description
| yrs1BL | In a given year, represents what fraction of the year the measure is active and considered part of the "first baseline".
| yrs2BL | In a given year, represents what fraction of the year the measure is active and considered part of the "second baseline" (for AR measures only).
| kWh | In a given year, represents kWh savings at the meter.
| Therm | In a given year, represents Therms savings at the meter.
[6 empty] | Savings | [5 empty] | Year | 2019 | 2020 | 2021 | 2022 | 2023 | 2024 | 2025 | 2026 | 2027 | 2028 | 2029 | 2030 | 2031 | 2032 | 2033 | 2034 | 2035 | 2036 | 2037 | 2038 | 2039 | 2040 | 2041 | 2042 | 2043 | 2044 | 2045 | 2046 | 2047 | 2048 | 2049
Index | Impact | Quantity (number of units) | Install Type | 1st Baseline Life | EUL | 1BL | 2BL | Install Year | End 1st BL | End EUL | Lifetime total
1 | yrs1BL |  | NR | 15 | 15 |  |  | 2020 | 2035 | 2035 | 15 |  | 0 | 1 | 1 | 1 | 1 | 1 | 1 | 1 | 1 | 1 | 1 | 1 | 1 | 1 | 1 | 1 | 0 | 0 | 0 | 0 | 0 | 0 | 0 | 0 | 0 | 0 | 0 | 0 | 0 | 0 | 0
2 | yrs1BL |  | NR | 15 | 15 |  |  | 2020 | 2035 | 2035 | 15 |  | 0 | 1 | 1 | 1 | 1 | 1 | 1 | 1 | 1 | 1 | 1 | 1 | 1 | 1 | 1 | 1 | 0 | 0 | 0 | 0 | 0 | 0 | 0 | 0 | 0 | 0 | 0 | 0 | 0 | 0 | 0
3 | yrs1BL |  | NR | 10 | 10 |  |  | 2020 | 2030 | 2030 | 10 |  | 0 | 1 | 1 | 1 | 1 | 1 | 1 | 1 | 1 | 1 | 1 | 0 | 0 | 0 | 0 | 0 | 0 | 0 | 0 | 0 | 0 | 0 | 0 | 0 | 0 | 0 | 0 | 0 | 0 | 0 | 0
4 | yrs1BL |  | NR | 12 | 12 |  |  | 2020 | 2032 | 2032 | 12 |  | 0 | 1 | 1 | 1 | 1 | 1 | 1 | 1 | 1 | 1 | 1 | 1 | 1 | 0 | 0 | 0 | 0 | 0 | 0 | 0 | 0 | 0 | 0 | 0 | 0 | 0 | 0 | 0 | 0 | 0 | 0
5 | yrs1BL |  | 0 | 0 | 0 |  |  | 0 | 0 | 0 | 0 |  | 0 | 0 | 0 | 0 | 0 | 0 | 0 | 0 | 0 | 0 | 0 | 0 | 0 | 0 | 0 | 0 | 0 | 0 | 0 | 0 | 0 | 0 | 0 | 0 | 0 | 0 | 0 | 0 | 0 | 0 | 0
1 | yrs2BL |  | NR | 15 | 15 |  |  | 2020 | 2035 | 2035 | 0 |  | 0 | 0 | 0 | 0 | 0 | 0 | 0 | 0 | 0 | 0 | 0 | 0 | 0 | 0 | 0 | 0 | 0 | 0 | 0 | 0 | 0 | 0 | 0 | 0 | 0 | 0 | 0 | 0 | 0 | 0 | 0
2 | yrs2BL |  | NR | 15 | 15 |  |  | 2020 | 2035 | 2035 | 0 |  | 0 | 0 | 0 | 0 | 0 | 0 | 0 | 0 | 0 | 0 | 0 | 0 | 0 | 0 | 0 | 0 | 0 | 0 | 0 | 0 | 0 | 0 | 0 | 0 | 0 | 0 | 0 | 0 | 0 | 0 | 0
3 | yrs2BL |  | NR | 10 | 10 |  |  | 2020 | 2030 | 2030 | 0 |  | 0 | 0 | 0 | 0 | 0 | 0 | 0 | 0 | 0 | 0 | 0 | 0 | 0 | 0 | 0 | 0 | 0 | 0 | 0 | 0 | 0 | 0 | 0 | 0 | 0 | 0 | 0 | 0 | 0 | 0 | 0
4 | yrs2BL |  | NR | 12 | 12 |  |  | 2020 | 2032 | 2032 | 0 |  | 0 | 0 | 0 | 0 | 0 | 0 | 0 | 0 | 0 | 0 | 0 | 0 | 0 | 0 | 0 | 0 | 0 | 0 | 0 | 0 | 0 | 0 | 0 | 0 | 0 | 0 | 0 | 0 | 0 | 0 | 0
5 | yrs2BL |  | 0 | 0 | 0 |  |  | 0 | 0 | 0 | 0 |  | 0 | 0 | 0 | 0 | 0 | 0 | 0 | 0 | 0 | 0 | 0 | 0 | 0 | 0 | 0 | 0 | 0 | 0 | 0 | 0 | 0 | 0 | 0 | 0 | 0 | 0 | 0 | 0 | 0 | 0 | 0
1 | kWh | 1 | NR | 15 | 15 | -19.1 | 0 | 2020 | 2035 | 2035 | -286.5 |  | 0 | -19.1 | -19.1 | -19.1 | -19.1 | -19.1 | -19.1 | -19.1 | -19.1 | -19.1 | -19.1 | -19.1 | -19.1 | -19.1 | -19.1 | -19.1 | 0 | 0 | 0 | 0 | 0 | 0 | 0 | 0 | 0 | 0 | 0 | 0 | 0 | 0 | 0
2 | kWh | 1 | NR | 15 | 15 | -364.62 | 0 | 2020 | 2035 | 2035 | -5469.3 |  | 0 | -364.62 | -364.62 | -364.62 | -364.62 | -364.62 | -364.62 | -364.62 | -364.62 | -364.62 | -364.62 | -364.62 | -364.62 | -364.62 | -364.62 | -364.62 | 0 | 0 | 0 | 0 | 0 | 0 | 0 | 0 | 0 | 0 | 0 | 0 | 0 | 0 | 0
3 | kWh | 1 | NR | 10 | 10 | -1497.11 | 0 | 2020 | 2030 | 2030 | -14971.1 |  | 0 | -1497.11 | -1497.11 | -1497.11 | -1497.11 | -1497.11 | -1497.11 | -1497.11 | -1497.11 | -1497.11 | -1497.11 | 0 | 0 | 0 | 0 | 0 | 0 | 0 | 0 | 0 | 0 | 0 | 0 | 0 | 0 | 0 | 0 | 0 | 0 | 0 | 0
4 | kWh | 1 | NR | 12 | 12 | -2245.6 | 0 | 2020 | 2032 | 2032 | -26947.2 |  | 0 | -2245.6 | -2245.6 | -2245.6 | -2245.6 | -2245.6 | -2245.6 | -2245.6 | -2245.6 | -2245.6 | -2245.6 | -2245.6 | -2245.6 | 0 | 0 | 0 | 0 | 0 | 0 | 0 | 0 | 0 | 0 | 0 | 0 | 0 | 0 | 0 | 0 | 0 | 0
5 | kWh | 0 | 0 | 0 | 0 | 0 | 0 | 0 | 0 | 0 | 0 |  | 0 | 0 | 0 | 0 | 0 | 0 | 0 | 0 | 0 | 0 | 0 | 0 | 0 | 0 | 0 | 0 | 0 | 0 | 0 | 0 | 0 | 0 | 0 | 0 | 0 | 0 | 0 | 0 | 0 | 0 | 0
1 | Therm | 1 | NR | 15 | 15 | 8.08 | 0 | 2020 | 2035 | 2035 | 121.2 |  | 0 | 8.08 | 8.08 | 8.08 | 8.08 | 8.08 | 8.08 | 8.08 | 8.08 | 8.08 | 8.08 | 8.08 | 8.08 | 8.08 | 8.08 | 8.08 | 0 | 0 | 0 | 0 | 0 | 0 | 0 | 0 | 0 | 0 | 0 | 0 | 0 | 0 | 0
2 | Therm | 1 | NR | 15 | 15 | 59.98 | 0 | 2020 | 2035 | 2035 | 899.7 |  | 0 | 59.98 | 59.98 | 59.98 | 59.98 | 59.98 | 59.98 | 59.98 | 59.98 | 59.98 | 59.98 | 59.98 | 59.98 | 59.98 | 59.98 | 59.98 | 0 | 0 | 0 | 0 | 0 | 0 | 0 | 0 | 0 | 0 | 0 | 0 | 0 | 0 | 0
3 | Therm | 1 | NR | 10 | 10 | 180.4865 | 0 | 2020 | 2030 | 2030 | 1804.8645 |  | 0 | 180.4865 | 180.4865 | 180.4865 | 180.4865 | 180.4865 | 180.4865 | 180.4865 | 180.4865 | 180.4865 | 180.4865 | 0 | 0 | 0 | 0 | 0 | 0 | 0 | 0 | 0 | 0 | 0 | 0 | 0 | 0 | 0 | 0 | 0 | 0 | 0 | 0
4 | Therm | 1 | NR | 12 | 12 | 2759.4 | 0 | 2020 | 2032 | 2032 | 33112.8 |  | 0 | 2759.4 | 2759.4 | 2759.4 | 2759.4 | 2759.4 | 2759.4 | 2759.4 | 2759.4 | 2759.4 | 2759.4 | 2759.4 | 2759.4 | 0 | 0 | 0 | 0 | 0 | 0 | 0 | 0 | 0 | 0 | 0 | 0 | 0 | 0 | 0 | 0 | 0 | 0
5 | Therm | 0 | 0 | 0 | 0 | 0 | 0 | 0 | 0 | 0 | 0 |  | 0 | 0 | 0 | 0 | 0 | 0 | 0 | 0 | 0 | 0 | 0 | 0 | 0 | 0 | 0 | 0 | 0 | 0 | 0 | 0 | 0 | 0 | 0 | 0 | 0 | 0 | 0 | 0 | 0 | 0 | 0

## AFLookup (hidden)
Averages over specified period
Start year | Final year | Duration | IndexA | IndexB | Source Energy (Btu/kWh) | Emissions Intensity (metric tonnes/MWh)
2019 | 2019 | 1 | 2019-2019 | 2019+01 | 3675.4621 | 0.19506
2019 | 2020 | 2 | 2019-2020 | 2019+02 | 3609.3139 | 0.19155
2019 | 2021 | 3 | 2019-2021 | 2019+03 | 3543.1658 | 0.18804
2019 | 2022 | 4 | 2019-2022 | 2019+04 | 3477.0176 | 0.18453
2019 | 2023 | 5 | 2019-2023 | 2019+05 | 3462.7144 | 0.18377
2019 | 2024 | 6 | 2019-2024 | 2019+06 | 3474.3336 | 0.18438
2019 | 2025 | 7 | 2019-2025 | 2019+07 | 3500.7657 | 0.18579
2019 | 2026 | 8 | 2019-2026 | 2019+08 | 3536.4558 | 0.18768
2019 | 2027 | 9 | 2019-2027 | 2019+09 | 3546.8827 | 0.18823
2019 | 2028 | 10 | 2019-2028 | 2019+10 | 3539.6255 | 0.18785
2019 | 2029 | 11 | 2019-2029 | 2019+11 | 3519.5069 | 0.18678
2019 | 2030 | 12 | 2019-2030 | 2019+12 | 3489.7425 | 0.1852
2019 | 2031 | 13 | 2019-2031 | 2019+13 | 3450.8712 | 0.18314
2019 | 2032 | 14 | 2019-2032 | 2019+14 | 3404.8446 | 0.1807
2019 | 2033 | 15 | 2019-2033 | 2019+15 | 3353.0938 | 0.17795
2019 | 2034 | 16 | 2019-2034 | 2019+16 | 3296.692 | 0.17496
2019 | 2035 | 17 | 2019-2035 | 2019+17 | 3236.4599 | 0.17176
2019 | 2036 | 18 | 2019-2036 | 2019+18 | 3173.036 | 0.16839
2019 | 2037 | 19 | 2019-2037 | 2019+19 | 3106.9243 | 0.16489
2019 | 2038 | 20 | 2019-2038 | 2019+20 | 3038.5278 | 0.16126
2019 | 2039 | 21 | 2019-2039 | 2019+21 | 2968.1731 | 0.15752
2019 | 2040 | 22 | 2019-2040 | 2019+22 | 2896.1271 | 0.1537
2019 | 2041 | 23 | 2019-2041 | 2019+23 | 2822.6104 | 0.1498
2019 | 2042 | 24 | 2019-2042 | 2019+24 | 2747.8069 | 0.14583
2019 | 2043 | 25 | 2019-2043 | 2019+25 | 2671.871 | 0.1418
2019 | 2044 | 26 | 2019-2044 | 2019+26 | 2594.9334 | 0.13771
2019 | 2045 | 27 | 2019-2045 | 2019+27 | 2517.1053 | 0.13358
2019 | 2046 | 28 | 2019-2046 | 2019+28 | 2444.8363 | 0.12975
2019 | 2047 | 29 | 2019-2047 | 2019+29 | 2377.5515 | 0.12618
2019 | 2048 | 30 | 2019-2048 | 2019+30 | 2314.7522 | 0.12284
2019 | 2049 | 31 | 2019-2049 | 2019+31 | 2256.0046 | 0.11973
2020 | 2020 | 1 | 2020-2020 | 2020+01 | 3543.1658 | 0.18804
2020 | 2021 | 2 | 2020-2021 | 2020+02 | 3477.0176 | 0.18453
2020 | 2022 | 3 | 2020-2022 | 2020+03 | 3410.8694 | 0.18102
2020 | 2023 | 4 | 2020-2023 | 2020+04 | 3409.5274 | 0.18094
2020 | 2024 | 5 | 2020-2024 | 2020+05 | 3434.1079 | 0.18225
2020 | 2025 | 6 | 2020-2025 | 2020+06 | 3471.6496 | 0.18424
2020 | 2026 | 7 | 2020-2026 | 2020+07 | 3516.5977 | 0.18663
2020 | 2027 | 8 | 2020-2027 | 2020+08 | 3530.8103 | 0.18738
2020 | 2028 | 9 | 2020-2028 | 2020+09 | 3524.5325 | 0.18705
2020 | 2029 | 10 | 2020-2029 | 2020+10 | 3503.9114 | 0.18595
2020 | 2030 | 11 | 2020-2030 | 2020+11 | 3472.8589 | 0.18431
2020 | 2031 | 12 | 2020-2031 | 2020+12 | 3432.1553 | 0.18215
2020 | 2032 | 13 | 2020-2032 | 2020+13 | 3384.0279 | 0.17959
2020 | 2033 | 14 | 2020-2033 | 2020+14 | 3330.0675 | 0.17673
2020 | 2034 | 15 | 2020-2034 | 2020+15 | 3271.4406 | 0.17362
2020 | 2035 | 16 | 2020-2035 | 2020+16 | 3209.0223 | 0.1703
2020 | 2036 | 17 | 2020-2036 | 2020+17 | 3143.4815 | 0.16683
2020 | 2037 | 18 | 2020-2037 | 2020+18 | 3075.3388 | 0.16321
2020 | 2038 | 19 | 2020-2038 | 2020+19 | 3005.005 | 0.15948
2020 | 2039 | 20 | 2020-2039 | 2020+20 | 2932.8086 | 0.15565
2020 | 2040 | 21 | 2020-2040 | 2020+21 | 2859.0159 | 0.15173
2020 | 2041 | 22 | 2020-2041 | 2020+22 | 2783.8444 | 0.14774
2020 | 2042 | 23 | 2020-2042 | 2020+23 | 2707.4741 | 0.14369
2020 | 2043 | 24 | 2020-2043 | 2020+24 | 2630.0547 | 0.13958
2020 | 2044 | 25 | 2020-2044 | 2020+25 | 2551.7122 | 0.13542
2020 | 2045 | 26 | 2020-2045 | 2020+26 | 2472.5531 | 0.13122
2020 | 2046 | 27 | 2020-2046 | 2020+27 | 2399.2576 | 0.12733
2020 | 2047 | 28 | 2020-2047 | 2020+28 | 2331.1975 | 0.12372
2020 | 2048 | 29 | 2020-2048 | 2020+29 | 2267.8312 | 0.12035
2020 | 2049 | 30 | 2020-2049 | 2020+30 | 2208.6893 | 0.11722
2021 | 2021 | 1 | 2021-2021 | 2021+01 | 3410.8694 | 0.18102
2021 | 2022 | 2 | 2021-2022 | 2021+02 | 3344.7213 | 0.17751
2021 | 2023 | 3 | 2021-2023 | 2021+03 | 3364.9813 | 0.17858
2021 | 2024 | 4 | 2021-2024 | 2021+04 | 3406.8434 | 0.1808
2021 | 2025 | 5 | 2021-2025 | 2021+05 | 3457.3464 | 0.18348
2021 | 2026 | 6 | 2021-2026 | 2021+06 | 3512.1697 | 0.18639
2021 | 2027 | 7 | 2021-2027 | 2021+07 | 3529.0452 | 0.18729
2021 | 2028 | 8 | 2021-2028 | 2021+08 | 3522.2033 | 0.18692
2021 | 2029 | 9 | 2021-2029 | 2021+09 | 3499.5498 | 0.18572
2021 | 2030 | 10 | 2021-2030 | 2021+10 | 3465.8282 | 0.18393
2021 | 2031 | 11 | 2021-2031 | 2021+11 | 3422.0635 | 0.18161
2021 | 2032 | 12 | 2021-2032 | 2021+12 | 3370.7664 | 0.17889
2021 | 2033 | 13 | 2021-2033 | 2021+13 | 3313.6753 | 0.17586
2021 | 2034 | 14 | 2021-2034 | 2021+14 | 3252.0317 | 0.17259
2021 | 2035 | 15 | 2021-2035 | 2021+15 | 3186.746 | 0.16912
2021 | 2036 | 16 | 2021-2036 | 2021+16 | 3118.5013 | 0.1655
2021 | 2037 | 17 | 2021-2037 | 2021+17 | 3047.8196 | 0.16175
2021 | 2038 | 18 | 2021-2038 | 2021+18 | 2975.1072 | 0.15789
2021 | 2039 | 19 | 2021-2039 | 2021+19 | 2900.6846 | 0.15394
2021 | 2040 | 20 | 2021-2040 | 2021+20 | 2824.8084 | 0.14991
2021 | 2041 | 21 | 2021-2041 | 2021+21 | 2747.6863 | 0.14582
2021 | 2042 | 22 | 2021-2042 | 2021+22 | 2669.4881 | 0.14167
2021 | 2043 | 23 | 2021-2043 | 2021+23 | 2590.3542 | 0.13747
2021 | 2044 | 24 | 2021-2044 | 2021+24 | 2510.4017 | 0.13323
2021 | 2045 | 25 | 2021-2045 | 2021+25 | 2429.7286 | 0.12895
2021 | 2046 | 26 | 2021-2046 | 2021+26 | 2355.2611 | 0.12499
2021 | 2047 | 27 | 2021-2047 | 2021+27 | 2286.3098 | 0.12134
2021 | 2048 | 28 | 2021-2048 | 2021+28 | 2222.2835 | 0.11794
2021 | 2049 | 29 | 2021-2049 | 2021+29 | 2162.6729 | 0.11477
2022 | 2022 | 1 | 2022-2022 | 2022+01 | 3278.5731 | 0.174
2022 | 2023 | 2 | 2022-2023 | 2022+02 | 3342.0373 | 0.17736
2022 | 2024 | 3 | 2022-2024 | 2022+03 | 3405.5015 | 0.18073
2022 | 2025 | 4 | 2022-2025 | 2022+04 | 3468.9656 | 0.1841
2022 | 2026 | 5 | 2022-2026 | 2022+05 | 3532.4298 | 0.18747
2022 | 2027 | 6 | 2022-2027 | 2022+06 | 3548.7412 | 0.18833
2022 | 2028 | 7 | 2022-2028 | 2022+07 | 3538.1082 | 0.18777
2022 | 2029 | 8 | 2022-2029 | 2022+08 | 3510.6349 | 0.18631
2022 | 2030 | 9 | 2022-2030 | 2022+09 | 3471.9347 | 0.18426
2022 | 2031 | 10 | 2022-2031 | 2022+10 | 3423.1829 | 0.18167
2022 | 2032 | 11 | 2022-2032 | 2022+11 | 3367.1207 | 0.17869
2022 | 2033 | 12 | 2022-2033 | 2022+12 | 3305.5758 | 0.17543
2022 | 2034 | 13 | 2022-2034 | 2022+13 | 3239.8134 | 0.17194
2022 | 2035 | 14 | 2022-2035 | 2022+14 | 3170.7372 | 0.16827
2022 | 2036 | 15 | 2022-2036 | 2022+15 | 3099.0101 | 0.16447
2022 | 2037 | 16 | 2022-2037 | 2022+16 | 3025.129 | 0.16054
2022 | 2038 | 17 | 2022-2038 | 2022+17 | 2949.4741 | 0.15653
2022 | 2039 | 18 | 2022-2039 | 2022+18 | 2872.341 | 0.15244
2022 | 2040 | 19 | 2022-2040 | 2022+19 | 2793.9631 | 0.14828
2022 | 2041 | 20 | 2022-2041 | 2022+20 | 2714.5271 | 0.14406
2022 | 2042 | 21 | 2022-2042 | 2022+21 | 2634.1842 | 0.1398
2022 | 2043 | 22 | 2022-2043 | 2022+22 | 2553.0581 | 0.13549
2022 | 2044 | 23 | 2022-2044 | 2022+23 | 2471.2509 | 0.13115
2022 | 2045 | 24 | 2022-2045 | 2022+24 | 2388.8477 | 0.12678
2022 | 2046 | 25 | 2022-2046 | 2022+25 | 2313.0368 | 0.12275
2022 | 2047 | 26 | 2022-2047 | 2022+26 | 2243.0575 | 0.11904
2022 | 2048 | 27 | 2022-2048 | 2022+27 | 2178.2618 | 0.1156
2022 | 2049 | 28 | 2022-2049 | 2022+28 | 2118.0944 | 0.11241
2023 | 2023 | 1 | 2023-2023 | 2023+01 | 3405.5015 | 0.18073
2023 | 2024 | 2 | 2023-2024 | 2023+02 | 3468.9656 | 0.1841
2023 | 2025 | 3 | 2023-2025 | 2023+03 | 3532.4298 | 0.18747
2023 | 2026 | 4 | 2023-2026 | 2023+04 | 3595.894 | 0.19084
2023 | 2027 | 5 | 2023-2027 | 2023+05 | 3602.7748 | 0.1912
2023 | 2028 | 6 | 2023-2028 | 2023+06 | 3581.364 | 0.19006
2023 | 2029 | 7 | 2023-2029 | 2023+07 | 3543.7866 | 0.18807
2023 | 2030 | 8 | 2023-2030 | 2023+08 | 3496.1049 | 0.18554
2023 | 2031 | 9 | 2023-2031 | 2023+09 | 3439.2506 | 0.18252
2023 | 2032 | 10 | 2023-2032 | 2023+10 | 3375.9755 | 0.17916
2023 | 2033 | 11 | 2023-2033 | 2023+11 | 3308.0306 | 0.17556
2023 | 2034 | 12 | 2023-2034 | 2023+12 | 3236.5834 | 0.17177
2023 | 2035 | 13 | 2023-2035 | 2023+13 | 3162.4422 | 0.16783
2023 | 2036 | 14 | 2023-2036 | 2023+14 | 3086.1841 | 0.16378
2023 | 2037 | 15 | 2023-2037 | 2023+15 | 3008.2327 | 0.15965
2023 | 2038 | 16 | 2023-2038 | 2023+16 | 2928.9054 | 0.15544
2023 | 2039 | 17 | 2023-2039 | 2023+17 | 2848.445 | 0.15117
2023 | 2040 | 18 | 2023-2040 | 2023+18 | 2767.0403 | 0.14685
2023 | 2041 | 19 | 2023-2041 | 2023+19 | 2684.8405 | 0.14249
2023 | 2042 | 20 | 2023-2042 | 2023+20 | 2601.9648 | 0.13809
2023 | 2043 | 21 | 2023-2043 | 2023+21 | 2518.5098 | 0.13366
2023 | 2044 | 22 | 2023-2044 | 2023+22 | 2434.5544 | 0.1292
2023 | 2045 | 23 | 2023-2045 | 2023+23 | 2350.164 | 0.12472
2023 | 2046 | 24 | 2023-2046 | 2023+24 | 2272.8061 | 0.12062
2023 | 2047 | 25 | 2023-2047 | 2023+25 | 2201.6369 | 0.11684
2023 | 2048 | 26 | 2023-2048 | 2023+26 | 2135.9422 | 0.11336
2023 | 2049 | 27 | 2023-2049 | 2023+27 | 2075.1137 | 0.11013
2024 | 2024 | 1 | 2024-2024 | 2024+01 | 3532.4298 | 0.18747
2024 | 2025 | 2 | 2024-2025 | 2024+02 | 3595.894 | 0.19084
2024 | 2026 | 3 | 2024-2026 | 2024+03 | 3659.3582 | 0.1942
2024 | 2027 | 4 | 2024-2027 | 2024+04 | 3652.0932 | 0.19382
2024 | 2028 | 5 | 2024-2028 | 2024+05 | 3616.5365 | 0.19193
2024 | 2029 | 6 | 2024-2029 | 2024+06 | 3566.8341 | 0.18929
2024 | 2030 | 7 | 2024-2030 | 2024+07 | 3509.0483 | 0.18623
2024 | 2031 | 8 | 2024-2031 | 2024+08 | 3443.4693 | 0.18275
2024 | 2032 | 9 | 2024-2032 | 2024+09 | 3372.6948 | 0.17899
2024 | 2033 | 10 | 2024-2033 | 2024+10 | 3298.2835 | 0.17504
2024 | 2034 | 11 | 2024-2034 | 2024+11 | 3221.2272 | 0.17095
2024 | 2035 | 12 | 2024-2035 | 2024+12 | 3142.1872 | 0.16676
2024 | 2036 | 13 | 2024-2036 | 2024+13 | 3061.6213 | 0.16248
2024 | 2037 | 14 | 2024-2037 | 2024+14 | 2979.8564 | 0.15814
2024 | 2038 | 15 | 2024-2038 | 2024+15 | 2897.1323 | 0.15375
2024 | 2039 | 16 | 2024-2039 | 2024+16 | 2813.6289 | 0.14932
2024 | 2040 | 17 | 2024-2040 | 2024+17 | 2729.4838 | 0.14485
2024 | 2041 | 18 | 2024-2041 | 2024+18 | 2644.8038 | 0.14036
2024 | 2042 | 19 | 2024-2042 | 2024+19 | 2559.6734 | 0.13584
2024 | 2043 | 20 | 2024-2043 | 2024+20 | 2474.1602 | 0.1313
2024 | 2044 | 21 | 2024-2044 | 2024+21 | 2388.3188 | 0.12675
2024 | 2045 | 22 | 2024-2045 | 2024+22 | 2302.1941 | 0.12218
2024 | 2046 | 23 | 2024-2046 | 2024+23 | 2223.5585 | 0.11801
2024 | 2047 | 24 | 2024-2047 | 2024+24 | 2151.4758 | 0.11418
2024 | 2048 | 25 | 2024-2048 | 2024+25 | 2085.1598 | 0.11066
2024 | 2049 | 26 | 2024-2049 | 2024+26 | 2023.945 | 0.10741
2025 | 2025 | 1 | 2025-2025 | 2025+01 | 3659.3582 | 0.1942
2025 | 2026 | 2 | 2025-2026 | 2025+02 | 3722.8223 | 0.19757
2025 | 2027 | 3 | 2025-2027 | 2025+03 | 3691.981 | 0.19593
2025 | 2028 | 4 | 2025-2028 | 2025+04 | 3637.5632 | 0.19305
2025 | 2029 | 5 | 2025-2029 | 2025+05 | 3573.7149 | 0.18966
2025 | 2030 | 6 | 2025-2030 | 2025+06 | 3505.1514 | 0.18602
2025 | 2031 | 7 | 2025-2031 | 2025+07 | 3430.7606 | 0.18207
2025 | 2032 | 8 | 2025-2032 | 2025+08 | 3352.7279 | 0.17793
2025 | 2033 | 9 | 2025-2033 | 2025+09 | 3272.2672 | 0.17366
2025 | 2034 | 10 | 2025-2034 | 2025+10 | 3190.107 | 0.1693
2025 | 2035 | 11 | 2025-2035 | 2025+11 | 3106.7106 | 0.16487
2025 | 2036 | 12 | 2025-2036 | 2025+12 | 3022.3872 | 0.1604
2025 | 2037 | 13 | 2025-2037 | 2025+13 | 2937.3507 | 0.15589
2025 | 2038 | 14 | 2025-2038 | 2025+14 | 2851.7539 | 0.15134
2025 | 2039 | 15 | 2025-2039 | 2025+15 | 2765.7089 | 0.14678
2025 | 2040 | 16 | 2025-2040 | 2025+16 | 2679.2996 | 0.14219
2025 | 2041 | 17 | 2025-2041 | 2025+17 | 2592.5905 | 0.13759
2025 | 2042 | 18 | 2025-2042 | 2025+18 | 2505.6314 | 0.13297
2025 | 2043 | 19 | 2025-2043 | 2025+19 | 2418.4618 | 0.12835
2025 | 2044 | 20 | 2025-2044 | 2025+20 | 2331.1133 | 0.12371
2025 | 2045 | 21 | 2025-2045 | 2025+21 | 2243.6115 | 0.11907
2025 | 2046 | 22 | 2025-2046 | 2025+22 | 2164.0643 | 0.11485
2025 | 2047 | 23 | 2025-2047 | 2025+23 | 2091.4344 | 0.11099
2025 | 2048 | 24 | 2025-2048 | 2025+24 | 2024.8569 | 0.10746
2025 | 2049 | 25 | 2025-2049 | 2025+25 | 1963.6056 | 0.10421
2026 | 2026 | 1 | 2026-2026 | 2026+01 | 3786.2865 | 0.20094
2026 | 2027 | 2 | 2026-2027 | 2026+02 | 3708.2924 | 0.1968
2026 | 2028 | 3 | 2026-2028 | 2026+03 | 3630.2983 | 0.19266
2026 | 2029 | 4 | 2026-2029 | 2026+04 | 3552.3041 | 0.18852
2026 | 2030 | 5 | 2026-2030 | 2026+05 | 3474.31 | 0.18438
2026 | 2031 | 6 | 2026-2031 | 2026+06 | 3392.661 | 0.18005
2026 | 2032 | 7 | 2026-2032 | 2026+07 | 3308.9236 | 0.17561
2026 | 2033 | 8 | 2026-2033 | 2026+08 | 3223.8809 | 0.17109
2026 | 2034 | 9 | 2026-2034 | 2026+09 | 3137.9679 | 0.16653
2026 | 2035 | 10 | 2026-2035 | 2026+10 | 3051.4459 | 0.16194
2026 | 2036 | 11 | 2026-2036 | 2026+11 | 2964.4808 | 0.15733
2026 | 2037 | 12 | 2026-2037 | 2026+12 | 2877.1834 | 0.15269
2026 | 2038 | 13 | 2026-2038 | 2026+13 | 2789.6305 | 0.14805
2026 | 2039 | 14 | 2026-2039 | 2026+14 | 2701.8768 | 0.14339
2026 | 2040 | 15 | 2026-2040 | 2026+15 | 2613.9624 | 0.13872
2026 | 2041 | 16 | 2026-2041 | 2026+16 | 2525.9175 | 0.13405
2026 | 2042 | 17 | 2026-2042 | 2026+17 | 2437.7651 | 0.12937
2026 | 2043 | 18 | 2026-2043 | 2026+18 | 2349.5231 | 0.12469
2026 | 2044 | 19 | 2026-2044 | 2026+19 | 2261.2057 | 0.12
2026 | 2045 | 20 | 2026-2045 | 2026+20 | 2172.8241 | 0.11531
2026 | 2046 | 21 | 2026-2046 | 2026+21 | 2092.8599 | 0.11107
2026 | 2047 | 22 | 2026-2047 | 2026+22 | 2020.1651 | 0.10721
2026 | 2048 | 23 | 2026-2048 | 2026+23 | 1953.7916 | 0.10369
2026 | 2049 | 24 | 2026-2049 | 2026+24 | 1892.9492 | 0.10046
2027 | 2027 | 1 | 2027-2027 | 2027+01 | 3630.2983 | 0.19266
2027 | 2028 | 2 | 2027-2028 | 2027+02 | 3552.3041 | 0.18852
2027 | 2029 | 3 | 2027-2029 | 2027+03 | 3474.31 | 0.18438
2027 | 2030 | 4 | 2027-2030 | 2027+04 | 3396.3159 | 0.18024
2027 | 2031 | 5 | 2027-2031 | 2027+05 | 3313.9359 | 0.17587
2027 | 2032 | 6 | 2027-2032 | 2027+06 | 3229.3631 | 0.17138
2027 | 2033 | 7 | 2027-2033 | 2027+07 | 3143.5372 | 0.16683
2027 | 2034 | 8 | 2027-2034 | 2027+08 | 3056.9281 | 0.16223
2027 | 2035 | 9 | 2027-2035 | 2027+09 | 2969.7969 | 0.15761
2027 | 2036 | 10 | 2027-2036 | 2027+10 | 2882.3002 | 0.15296
2027 | 2037 | 11 | 2027-2037 | 2027+11 | 2794.5377 | 0.14831
2027 | 2038 | 12 | 2027-2038 | 2027+12 | 2706.5759 | 0.14364
2027 | 2039 | 13 | 2027-2039 | 2027+13 | 2618.4607 | 0.13896
2027 | 2040 | 14 | 2027-2040 | 2027+14 | 2530.225 | 0.13428
2027 | 2041 | 15 | 2027-2041 | 2027+15 | 2441.8929 | 0.12959
2027 | 2042 | 16 | 2027-2042 | 2027+16 | 2353.4825 | 0.1249
2027 | 2043 | 17 | 2027-2043 | 2027+17 | 2265.0076 | 0.1202
2027 | 2044 | 18 | 2027-2044 | 2027+18 | 2176.479 | 0.11551
2027 | 2045 | 19 | 2027-2045 | 2027+19 | 2087.9051 | 0.11081
2027 | 2046 | 20 | 2027-2046 | 2027+20 | 2008.1885 | 0.10658
2027 | 2047 | 21 | 2027-2047 | 2027+21 | 1936.0641 | 0.10275
2027 | 2048 | 22 | 2027-2048 | 2027+22 | 1870.4964 | 0.099268
2027 | 2049 | 23 | 2027-2049 | 2027+23 | 1810.6302 | 0.096091
2028 | 2028 | 1 | 2028-2028 | 2028+01 | 3474.31 | 0.18438
2028 | 2029 | 2 | 2028-2029 | 2028+02 | 3396.3159 | 0.18024
2028 | 2030 | 3 | 2028-2030 | 2028+03 | 3318.3217 | 0.1761
2028 | 2031 | 4 | 2028-2031 | 2028+04 | 3234.8453 | 0.17167
2028 | 2032 | 5 | 2028-2032 | 2028+05 | 3149.1761 | 0.16713
2028 | 2033 | 6 | 2028-2033 | 2028+06 | 3062.4104 | 0.16252
2028 | 2034 | 7 | 2028-2034 | 2028+07 | 2975.0181 | 0.15789
2028 | 2035 | 8 | 2028-2035 | 2028+08 | 2887.2342 | 0.15323
2028 | 2036 | 9 | 2028-2036 | 2028+09 | 2799.1893 | 0.14855
2028 | 2037 | 10 | 2028-2037 | 2028+10 | 2710.9617 | 0.14387
2028 | 2038 | 11 | 2028-2038 | 2028+11 | 2622.6011 | 0.13918
2028 | 2039 | 12 | 2028-2039 | 2028+12 | 2534.1409 | 0.13449
2028 | 2040 | 13 | 2028-2040 | 2028+13 | 2445.604 | 0.12979
2028 | 2041 | 14 | 2028-2041 | 2028+14 | 2357.0068 | 0.12509
2028 | 2042 | 15 | 2028-2042 | 2028+15 | 2268.3614 | 0.12038
2028 | 2043 | 16 | 2028-2043 | 2028+16 | 2179.6769 | 0.11568
2028 | 2044 | 17 | 2028-2044 | 2028+17 | 2090.9602 | 0.11097
2028 | 2045 | 18 | 2028-2045 | 2028+18 | 2002.2165 | 0.10626
2028 | 2046 | 19 | 2028-2046 | 2028+19 | 1922.8143 | 0.10204
2028 | 2047 | 20 | 2028-2047 | 2028+20 | 1851.3524 | 0.098252
2028 | 2048 | 21 | 2028-2048 | 2028+21 | 1786.6963 | 0.094821
2028 | 2049 | 22 | 2028-2049 | 2028+22 | 1727.918 | 0.091701
2029 | 2029 | 1 | 2029-2029 | 2029+01 | 3318.3217 | 0.1761
2029 | 2030 | 2 | 2029-2030 | 2029+02 | 3240.3276 | 0.17197
2029 | 2031 | 3 | 2029-2031 | 2029+03 | 3155.0238 | 0.16744
2029 | 2032 | 4 | 2029-2032 | 2029+04 | 3067.8926 | 0.16281
2029 | 2033 | 5 | 2029-2033 | 2029+05 | 2980.0304 | 0.15815
2029 | 2034 | 6 | 2029-2034 | 2029+06 | 2891.8028 | 0.15347
2029 | 2035 | 7 | 2029-2035 | 2029+07 | 2803.3663 | 0.14878
2029 | 2036 | 8 | 2029-2036 | 2029+08 | 2714.7992 | 0.14408
2029 | 2037 | 9 | 2029-2037 | 2029+09 | 2626.1452 | 0.13937
2029 | 2038 | 10 | 2029-2038 | 2029+10 | 2537.4302 | 0.13466
2029 | 2039 | 11 | 2029-2039 | 2029+11 | 2448.6709 | 0.12995
2029 | 2040 | 12 | 2029-2040 | 2029+12 | 2359.8784 | 0.12524
2029 | 2041 | 13 | 2029-2041 | 2029+13 | 2271.0604 | 0.12053
2029 | 2042 | 14 | 2029-2042 | 2029+14 | 2182.2223 | 0.11581
2029 | 2043 | 15 | 2029-2043 | 2029+15 | 2093.3681 | 0.1111
2029 | 2044 | 16 | 2029-2044 | 2029+16 | 2004.5008 | 0.10638
2029 | 2045 | 17 | 2029-2045 | 2029+17 | 1915.6228 | 0.10166
2029 | 2046 | 18 | 2029-2046 | 2029+18 | 1836.6201 | 0.09747
2029 | 2047 | 19 | 2029-2047 | 2029+19 | 1765.9335 | 0.093719
2029 | 2048 | 20 | 2029-2048 | 2029+20 | 1702.3156 | 0.090343
2029 | 2049 | 21 | 2029-2049 | 2029+21 | 1644.7565 | 0.087288
2030 | 2030 | 1 | 2030-2030 | 2030+01 | 3162.3335 | 0.16783
2030 | 2031 | 2 | 2030-2031 | 2030+02 | 3073.3748 | 0.16311
2030 | 2032 | 3 | 2030-2032 | 2030+03 | 2984.4162 | 0.15838
2030 | 2033 | 4 | 2030-2033 | 2030+04 | 2895.4576 | 0.15366
2030 | 2034 | 5 | 2030-2034 | 2030+05 | 2806.499 | 0.14894
2030 | 2035 | 6 | 2030-2035 | 2030+06 | 2717.5404 | 0.14422
2030 | 2036 | 7 | 2030-2036 | 2030+07 | 2628.5817 | 0.1395
2030 | 2037 | 8 | 2030-2037 | 2030+08 | 2539.6231 | 0.13478
2030 | 2038 | 9 | 2030-2038 | 2030+09 | 2450.6645 | 0.13006
2030 | 2039 | 10 | 2030-2039 | 2030+10 | 2361.7059 | 0.12534
2030 | 2040 | 11 | 2030-2040 | 2030+11 | 2272.7472 | 0.12062
2030 | 2041 | 12 | 2030-2041 | 2030+12 | 2183.7886 | 0.11589
2030 | 2042 | 13 | 2030-2042 | 2030+13 | 2094.83 | 0.11117
2030 | 2043 | 14 | 2030-2043 | 2030+14 | 2005.8714 | 0.10645
2030 | 2044 | 15 | 2030-2044 | 2030+15 | 1916.9128 | 0.10173
2030 | 2045 | 16 | 2030-2045 | 2030+16 | 1827.9541 | 0.09701
2030 | 2046 | 17 | 2030-2046 | 2030+17 | 1749.4612 | 0.092845
2030 | 2047 | 18 | 2030-2047 | 2030+18 | 1679.6898 | 0.089142
2030 | 2048 | 19 | 2030-2048 | 2030+19 | 1617.2627 | 0.085829
2030 | 2049 | 20 | 2030-2049 | 2030+20 | 1561.0783 | 0.082847
2031 | 2031 | 1 | 2031-2031 | 2031+01 | 2984.4162 | 0.15838
2031 | 2032 | 2 | 2031-2032 | 2031+02 | 2895.4576 | 0.15366
2031 | 2033 | 3 | 2031-2033 | 2031+03 | 2806.499 | 0.14894
2031 | 2034 | 4 | 2031-2034 | 2031+04 | 2717.5404 | 0.14422
2031 | 2035 | 5 | 2031-2035 | 2031+05 | 2628.5817 | 0.1395
2031 | 2036 | 6 | 2031-2036 | 2031+06 | 2539.6231 | 0.13478
2031 | 2037 | 7 | 2031-2037 | 2031+07 | 2450.6645 | 0.13006
2031 | 2038 | 8 | 2031-2038 | 2031+08 | 2361.7059 | 0.12534
2031 | 2039 | 9 | 2031-2039 | 2031+09 | 2272.7472 | 0.12062
2031 | 2040 | 10 | 2031-2040 | 2031+10 | 2183.7886 | 0.11589
2031 | 2041 | 11 | 2031-2041 | 2031+11 | 2094.83 | 0.11117
2031 | 2042 | 12 | 2031-2042 | 2031+12 | 2005.8714 | 0.10645
2031 | 2043 | 13 | 2031-2043 | 2031+13 | 1916.9128 | 0.10173
2031 | 2044 | 14 | 2031-2044 | 2031+14 | 1827.9541 | 0.09701
2031 | 2045 | 15 | 2031-2045 | 2031+15 | 1738.9955 | 0.092289
2031 | 2046 | 16 | 2031-2046 | 2031+16 | 1661.1567 | 0.088158
2031 | 2047 | 17 | 2031-2047 | 2031+17 | 1592.4754 | 0.084513
2031 | 2048 | 18 | 2031-2048 | 2031+18 | 1531.4254 | 0.081273
2031 | 2049 | 19 | 2031-2049 | 2031+19 | 1476.8017 | 0.078374
2032 | 2032 | 1 | 2032-2032 | 2032+01 | 2806.499 | 0.14894
2032 | 2033 | 2 | 2032-2033 | 2032+02 | 2717.5404 | 0.14422
2032 | 2034 | 3 | 2032-2034 | 2032+03 | 2628.5817 | 0.1395
2032 | 2035 | 4 | 2032-2035 | 2032+04 | 2539.6231 | 0.13478
2032 | 2036 | 5 | 2032-2036 | 2032+05 | 2450.6645 | 0.13006
2032 | 2037 | 6 | 2032-2037 | 2032+06 | 2361.7059 | 0.12534
2032 | 2038 | 7 | 2032-2038 | 2032+07 | 2272.7472 | 0.12062
2032 | 2039 | 8 | 2032-2039 | 2032+08 | 2183.7886 | 0.11589
2032 | 2040 | 9 | 2032-2040 | 2032+09 | 2094.83 | 0.11117
2032 | 2041 | 10 | 2032-2041 | 2032+10 | 2005.8714 | 0.10645
2032 | 2042 | 11 | 2032-2042 | 2032+11 | 1916.9128 | 0.10173
2032 | 2043 | 12 | 2032-2043 | 2032+12 | 1827.9541 | 0.09701
2032 | 2044 | 13 | 2032-2044 | 2032+13 | 1738.9955 | 0.092289
2032 | 2045 | 14 | 2032-2045 | 2032+14 | 1650.0369 | 0.087568
2032 | 2046 | 15 | 2032-2046 | 2032+15 | 1572.9394 | 0.083476
2032 | 2047 | 16 | 2032-2047 | 2032+16 | 1505.4791 | 0.079896
2032 | 2048 | 17 | 2032-2048 | 2032+17 | 1445.9553 | 0.076737
2032 | 2049 | 18 | 2032-2049 | 2032+18 | 1393.0453 | 0.073929
2033 | 2033 | 1 | 2033-2033 | 2033+01 | 2628.5817 | 0.1395
2033 | 2034 | 2 | 2033-2034 | 2033+02 | 2539.6231 | 0.13478
2033 | 2035 | 3 | 2033-2035 | 2033+03 | 2450.6645 | 0.13006
2033 | 2036 | 4 | 2033-2036 | 2033+04 | 2361.7059 | 0.12534
2033 | 2037 | 5 | 2033-2037 | 2033+05 | 2272.7472 | 0.12062
2033 | 2038 | 6 | 2033-2038 | 2033+06 | 2183.7886 | 0.11589
2033 | 2039 | 7 | 2033-2039 | 2033+07 | 2094.83 | 0.11117
2033 | 2040 | 8 | 2033-2040 | 2033+08 | 2005.8714 | 0.10645
2033 | 2041 | 9 | 2033-2041 | 2033+09 | 1916.9128 | 0.10173
2033 | 2042 | 10 | 2033-2042 | 2033+10 | 1827.9541 | 0.09701
2033 | 2043 | 11 | 2033-2043 | 2033+11 | 1738.9955 | 0.092289
2033 | 2044 | 12 | 2033-2044 | 2033+12 | 1650.0369 | 0.087568
2033 | 2045 | 13 | 2033-2045 | 2033+13 | 1561.0783 | 0.082847
2033 | 2046 | 14 | 2033-2046 | 2033+14 | 1484.828 | 0.0788
2033 | 2047 | 15 | 2033-2047 | 2033+15 | 1418.7445 | 0.075293
2033 | 2048 | 16 | 2033-2048 | 2033+16 | 1360.9214 | 0.072225
2033 | 2049 | 17 | 2033-2049 | 2033+17 | 1309.901 | 0.069517
2034 | 2034 | 1 | 2034-2034 | 2034+01 | 2450.6645 | 0.13006
2034 | 2035 | 2 | 2034-2035 | 2034+02 | 2361.7059 | 0.12534
2034 | 2036 | 3 | 2034-2036 | 2034+03 | 2272.7472 | 0.12062
2034 | 2037 | 4 | 2034-2037 | 2034+04 | 2183.7886 | 0.11589
2034 | 2038 | 5 | 2034-2038 | 2034+05 | 2094.83 | 0.11117
2034 | 2039 | 6 | 2034-2039 | 2034+06 | 2005.8714 | 0.10645
2034 | 2040 | 7 | 2034-2040 | 2034+07 | 1916.9128 | 0.10173
2034 | 2041 | 8 | 2034-2041 | 2034+08 | 1827.9541 | 0.09701
2034 | 2042 | 9 | 2034-2042 | 2034+09 | 1738.9955 | 0.092289
2034 | 2043 | 10 | 2034-2043 | 2034+10 | 1650.0369 | 0.087568
2034 | 2044 | 11 | 2034-2044 | 2034+11 | 1561.0783 | 0.082847
2034 | 2045 | 12 | 2034-2045 | 2034+12 | 1472.1196 | 0.078126
2034 | 2046 | 13 | 2034-2046 | 2034+13 | 1396.847 | 0.074131
2034 | 2047 | 14 | 2034-2047 | 2034+14 | 1332.3275 | 0.070707
2034 | 2048 | 15 | 2034-2048 | 2034+15 | 1276.4107 | 0.06774
2034 | 2049 | 16 | 2034-2049 | 2034+16 | 1227.4834 | 0.065143
2035 | 2035 | 1 | 2035-2035 | 2035+01 | 2272.7472 | 0.12062
2035 | 2036 | 2 | 2035-2036 | 2035+02 | 2183.7886 | 0.11589
2035 | 2037 | 3 | 2035-2037 | 2035+03 | 2094.83 | 0.11117
2035 | 2038 | 4 | 2035-2038 | 2035+04 | 2005.8714 | 0.10645
2035 | 2039 | 5 | 2035-2039 | 2035+05 | 1916.9128 | 0.10173
2035 | 2040 | 6 | 2035-2040 | 2035+06 | 1827.9541 | 0.09701
2035 | 2041 | 7 | 2035-2041 | 2035+07 | 1738.9955 | 0.092289
2035 | 2042 | 8 | 2035-2042 | 2035+08 | 1650.0369 | 0.087568
2035 | 2043 | 9 | 2035-2043 | 2035+09 | 1561.0783 | 0.082847
2035 | 2044 | 10 | 2035-2044 | 2035+10 | 1472.1196 | 0.078126
2035 | 2045 | 11 | 2035-2045 | 2035+11 | 1383.161 | 0.073405
2035 | 2046 | 12 | 2035-2046 | 2035+12 | 1309.0288 | 0.069471
2035 | 2047 | 13 | 2035-2047 | 2035+13 | 1246.3016 | 0.066142
2035 | 2048 | 14 | 2035-2048 | 2035+14 | 1192.5354 | 0.063288
2035 | 2049 | 15 | 2035-2049 | 2035+15 | 1145.938 | 0.060815
2036 | 2036 | 1 | 2036-2036 | 2036+01 | 2094.83 | 0.11117
2036 | 2037 | 2 | 2036-2037 | 2036+02 | 2005.8714 | 0.10645
2036 | 2038 | 3 | 2036-2038 | 2036+03 | 1916.9128 | 0.10173
2036 | 2039 | 4 | 2036-2039 | 2036+04 | 1827.9541 | 0.09701
2036 | 2040 | 5 | 2036-2040 | 2036+05 | 1738.9955 | 0.092289
2036 | 2041 | 6 | 2036-2041 | 2036+06 | 1650.0369 | 0.087568
2036 | 2042 | 7 | 2036-2042 | 2036+07 | 1561.0783 | 0.082847
2036 | 2043 | 8 | 2036-2043 | 2036+08 | 1472.1196 | 0.078126
2036 | 2044 | 9 | 2036-2044 | 2036+09 | 1383.161 | 0.073405
2036 | 2045 | 10 | 2036-2045 | 2036+10 | 1294.2024 | 0.068684
2036 | 2046 | 11 | 2036-2046 | 2036+11 | 1221.4181 | 0.064821
2036 | 2047 | 12 | 2036-2047 | 2036+12 | 1160.7645 | 0.061602
2036 | 2048 | 13 | 2036-2048 | 2036+13 | 1109.4422 | 0.058879
2036 | 2049 | 14 | 2036-2049 | 2036+14 | 1065.4517 | 0.056544
2037 | 2037 | 1 | 2037-2037 | 2037+01 | 1916.9128 | 0.10173
2037 | 2038 | 2 | 2037-2038 | 2037+02 | 1827.9541 | 0.09701
2037 | 2039 | 3 | 2037-2039 | 2037+03 | 1738.9955 | 0.092289
2037 | 2040 | 4 | 2037-2040 | 2037+04 | 1650.0369 | 0.087568
2037 | 2041 | 5 | 2037-2041 | 2037+05 | 1561.0783 | 0.082847
2037 | 2042 | 6 | 2037-2042 | 2037+06 | 1472.1196 | 0.078126
2037 | 2043 | 7 | 2037-2043 | 2037+07 | 1383.161 | 0.073405
2037 | 2044 | 8 | 2037-2044 | 2037+08 | 1294.2024 | 0.068684
2037 | 2045 | 9 | 2037-2045 | 2037+09 | 1205.2438 | 0.063963
2037 | 2046 | 10 | 2037-2046 | 2037+10 | 1134.0769 | 0.060186
2037 | 2047 | 11 | 2037-2047 | 2037+11 | 1075.8494 | 0.057096
2037 | 2048 | 12 | 2037-2048 | 2037+12 | 1027.3265 | 0.054521
2037 | 2049 | 13 | 2037-2049 | 2037+13 | 986.2687 | 0.052342
2038 | 2038 | 1 | 2038-2038 | 2038+01 | 1738.9955 | 0.092289
2038 | 2039 | 2 | 2038-2039 | 2038+02 | 1650.0369 | 0.087568
2038 | 2040 | 3 | 2038-2040 | 2038+03 | 1561.0783 | 0.082847
2038 | 2041 | 4 | 2038-2041 | 2038+04 | 1472.1196 | 0.078126
2038 | 2042 | 5 | 2038-2042 | 2038+05 | 1383.161 | 0.073405
2038 | 2043 | 6 | 2038-2043 | 2038+06 | 1294.2024 | 0.068684
2038 | 2044 | 7 | 2038-2044 | 2038+07 | 1205.2438 | 0.063963
2038 | 2045 | 8 | 2038-2045 | 2038+08 | 1116.2852 | 0.059242
2038 | 2046 | 9 | 2038-2046 | 2038+09 | 1047.0951 | 0.05557
2038 | 2047 | 10 | 2038-2047 | 2038+10 | 991.7431 | 0.052632
2038 | 2048 | 11 | 2038-2048 | 2038+11 | 946.4551 | 0.050229
2038 | 2049 | 12 | 2038-2049 | 2038+12 | 908.715 | 0.048226
2039 | 2039 | 1 | 2039-2039 | 2039+01 | 1561.0783 | 0.082847
2039 | 2040 | 2 | 2039-2040 | 2039+02 | 1472.1196 | 0.078126
2039 | 2041 | 3 | 2039-2041 | 2039+03 | 1383.161 | 0.073405
2039 | 2042 | 4 | 2039-2042 | 2039+04 | 1294.2024 | 0.068684
2039 | 2043 | 5 | 2039-2043 | 2039+05 | 1205.2438 | 0.063963
2039 | 2044 | 6 | 2039-2044 | 2039+06 | 1116.2852 | 0.059242
2039 | 2045 | 7 | 2039-2045 | 2039+07 | 1027.3265 | 0.054521
2039 | 2046 | 8 | 2039-2046 | 2039+08 | 960.6076 | 0.05098
2039 | 2047 | 9 | 2039-2047 | 2039+09 | 908.715 | 0.048226
2039 | 2048 | 10 | 2039-2048 | 2039+10 | 867.201 | 0.046023
2039 | 2049 | 11 | 2039-2049 | 2039+11 | 833.235 | 0.04422
2040 | 2040 | 1 | 2040-2040 | 2040+01 | 1383.161 | 0.073405
2040 | 2041 | 2 | 2040-2041 | 2040+02 | 1294.2024 | 0.068684
2040 | 2042 | 3 | 2040-2042 | 2040+03 | 1205.2438 | 0.063963
2040 | 2043 | 4 | 2040-2043 | 2040+04 | 1116.2852 | 0.059242
2040 | 2044 | 5 | 2040-2044 | 2040+05 | 1027.3265 | 0.054521
2040 | 2045 | 6 | 2040-2045 | 2040+06 | 938.3679 | 0.0498
2040 | 2046 | 7 | 2040-2046 | 2040+07 | 874.826 | 0.046427
2040 | 2047 | 8 | 2040-2047 | 2040+08 | 827.1696 | 0.043898
2040 | 2048 | 9 | 2040-2048 | 2040+09 | 790.1035 | 0.041931
2040 | 2049 | 10 | 2040-2049 | 2040+10 | 760.4507 | 0.040357
2041 | 2041 | 1 | 2041-2041 | 2041+01 | 1205.2438 | 0.063963
2041 | 2042 | 2 | 2041-2042 | 2041+02 | 1116.2852 | 0.059242
2041 | 2043 | 3 | 2041-2043 | 2041+03 | 1027.3265 | 0.054521
2041 | 2044 | 4 | 2041-2044 | 2041+04 | 938.3679 | 0.0498
2041 | 2045 | 5 | 2041-2045 | 2041+05 | 849.4093 | 0.045078
2041 | 2046 | 6 | 2041-2046 | 2041+06 | 790.1035 | 0.041931
2041 | 2047 | 7 | 2041-2047 | 2041+07 | 747.7423 | 0.039683
2041 | 2048 | 8 | 2041-2048 | 2041+08 | 715.9714 | 0.037997
2041 | 2049 | 9 | 2041-2049 | 2041+09 | 691.2606 | 0.036685
2042 | 2042 | 1 | 2042-2042 | 2042+01 | 1027.3265 | 0.054521
2042 | 2043 | 2 | 2042-2043 | 2042+02 | 938.3679 | 0.0498
2042 | 2044 | 3 | 2042-2044 | 2042+03 | 849.4093 | 0.045078
2042 | 2045 | 4 | 2042-2045 | 2042+04 | 760.4507 | 0.040357
2042 | 2046 | 5 | 2042-2046 | 2042+05 | 707.0755 | 0.037525
2042 | 2047 | 6 | 2042-2047 | 2042+06 | 671.492 | 0.035636
2042 | 2048 | 7 | 2042-2048 | 2042+07 | 646.0753 | 0.034287
2042 | 2049 | 8 | 2042-2049 | 2042+08 | 627.0127 | 0.033276
2043 | 2043 | 1 | 2043-2043 | 2043+01 | 849.4093 | 0.045078
2043 | 2044 | 2 | 2043-2044 | 2043+02 | 760.4507 | 0.040357
2043 | 2045 | 3 | 2043-2045 | 2043+03 | 671.492 | 0.035636
2043 | 2046 | 4 | 2043-2046 | 2043+04 | 627.0127 | 0.033276
2043 | 2047 | 5 | 2043-2047 | 2043+05 | 600.3251 | 0.031859
2043 | 2048 | 6 | 2043-2048 | 2043+06 | 582.5334 | 0.030915
2043 | 2049 | 7 | 2043-2049 | 2043+07 | 569.825 | 0.030241
2044 | 2044 | 1 | 2044-2044 | 2044+01 | 671.492 | 0.035636
2044 | 2045 | 2 | 2044-2045 | 2044+02 | 582.5334 | 0.030915
2044 | 2046 | 3 | 2044-2046 | 2044+03 | 552.8805 | 0.029342
2044 | 2047 | 4 | 2044-2047 | 2044+04 | 538.0541 | 0.028555
2044 | 2048 | 5 | 2044-2048 | 2044+05 | 529.1583 | 0.028083
2044 | 2049 | 6 | 2044-2049 | 2044+06 | 523.2277 | 0.027768
2045 | 2045 | 1 | 2045-2045 | 2045+01 | 493.5748 | 0.026194
2045 | 2046 | 2 | 2045-2046 | 2045+02 | 493.5748 | 0.026194
2045 | 2047 | 3 | 2045-2047 | 2045+03 | 493.5748 | 0.026194
2045 | 2048 | 4 | 2045-2048 | 2045+04 | 493.5748 | 0.026194
2045 | 2049 | 5 | 2045-2049 | 2045+05 | 493.5748 | 0.026194
2046 | 2046 | 1 | 2046-2046 | 2046+01 | 493.5748 | 0.026194
2046 | 2047 | 2 | 2046-2047 | 2046+02 | 493.5748 | 0.026194
2046 | 2048 | 3 | 2046-2048 | 2046+03 | 493.5748 | 0.026194
2046 | 2049 | 4 | 2046-2049 | 2046+04 | 493.5748 | 0.026194
2047 | 2047 | 1 | 2047-2047 | 2047+01 | 493.5748 | 0.026194
2047 | 2048 | 2 | 2047-2048 | 2047+02 | 493.5748 | 0.026194
2047 | 2049 | 3 | 2047-2049 | 2047+03 | 493.5748 | 0.026194
2048 | 2048 | 1 | 2048-2048 | 2048+01 | 493.5748 | 0.026194
2048 | 2049 | 2 | 2048-2049 | 2048+02 | 493.5748 | 0.026194
2049 | 2049 | 1 | 2049-2049 | 2049+01 | 493.5748 | 0.026194
​

## Dropdown
dropdown_MAT | dropdown_Fuel | lookup_fuel_units
NR | natural gas | therms
AR | electricity | kWh
natural gas + electricity

## E3 Cover (hidden)
Fuel Substitution: Annual Factors
FuelSub_Annual Factors
Prepared by:
Energy and Environmental Economics, Inc.
44 Montgomery Street, Suite 1500
San Francisco, CA 94104
Phone: 415-391-5100
2019-09-20

## Annual Factors
Long Run System Characteristics
Year | Emissions Intensity (short tons/MWh) | Source Energy (Btu/kWh) | Emissions Intensity (metric tonnes/MWh)
2019 | 0.21501 | 3675.4621 | 0.19506
2020 | 0.20728 | 3543.1658 | 0.18804
2021 | 0.19954 | 3410.8694 | 0.18102
2022 | 0.1918 | 3278.5731 | 0.174
2023 | 0.19922 | 3405.5015 | 0.18073
2024 | 0.20665 | 3532.4298 | 0.18747
2025 | 0.21407 | 3659.3582 | 0.1942
2026 | 0.2215 | 3786.2865 | 0.20094
2027 | 0.21237 | 3630.2983 | 0.19266
2028 | 0.20325 | 3474.31 | 0.18438
2029 | 0.19412 | 3318.3217 | 0.1761
2030 | 0.185 | 3162.3335 | 0.16783
2031 | 0.17459 | 2984.4162 | 0.15838
2032 | 0.16418 | 2806.499 | 0.14894
2033 | 0.15377 | 2628.5817 | 0.1395
2034 | 0.14336 | 2450.6645 | 0.13006
2035 | 0.13296 | 2272.7472 | 0.12062
2036 | 0.12255 | 2094.83 | 0.11117
2037 | 0.11214 | 1916.9128 | 0.10173
2038 | 0.10173 | 1738.9955 | 0.092289
2039 | 0.091323 | 1561.0783 | 0.082847
2040 | 0.080915 | 1383.161 | 0.073405
2041 | 0.070507 | 1205.2438 | 0.063963
2042 | 0.060099 | 1027.3265 | 0.054521
2043 | 0.04969 | 849.4093 | 0.045078
2044 | 0.039282 | 671.492 | 0.035636
2045 | 0.028874 | 493.5748 | 0.026194
2046 | 0.028874 | 493.5748 | 0.026194
2047 | 0.028874 | 493.5748 | 0.026194
2048 | 0.028874 | 493.5748 | 0.026194
2049 | 0.028874 | 493.5748 | 0.026194

## Long-run Emissions Inputs
2017/2018 IRP Reference System Plan |  | 2018 | 2022 | 2026 | 2030
Load | GWh | 239106.9674 | 245583.2802 | 251286.1338 | 255038.0986
Total Retail Sales | GWh | 209330.5911 | 207691.65 | 205654.0187 | 202709.5843
Total CAISO Emissions | MMtCO2 | 42.3013 | 36.1373 | 41.324 | 34.02
Total CAISO Emissions | Million Short Tons CO2 | 46.6292 | 39.8345 | 45.5519 | 37.5006
2045 Supply Assumption
Share of Fossil Generation | % | 7.247%
Intensity of fossil generation | tonnes/MWh | 0.39842
Emissions Intensity in 2045 | tonnes/MWh | 0.028874
CO2 emissions of NG combustion | short tons/MMBtu | 0.0585
|  | 2018 | 2019 | 2020 | 2021 | 2022 | 2023 | 2024 | 2025 | 2026 | 2027 | 2028 | 2029 | 2030 | 2031 | 2032 | 2033 | 2034 | 2035 | 2036 | 2037 | 2038 | 2039 | 2040 | 2041 | 2042 | 2043 | 2044 | 2045 | 2046 | 2047 | 2048 | 2049
Total Retail Sales | GWh | 0.0585 2018: 209330.5911; 0.0585 2019: 208920.8559; 0.0585 2020: 208511.1206; 0.0585 2021: 208101.3853; 0.0585 2022: 207691.65; 0.0585 2023: 207182.2422; 0.0585 2024: 206672.8344; 0.0585 2025: 206163.4266; 0.0585 2026: 205654.0187; 0.0585 2027: 204917.9101; 0.0585 2028: 204181.8015; 0.0585 2029: 203445.6929; 0.0585 2030: 202709.5843
Total CAISO Emissions | Million Short Tons CO2 | 0.0585 2018: 46.6292; 0.0585 2019: 44.9305; 0.0585 2020: 43.2319; 0.0585 2021: 41.5332; 0.0585 2022: 39.8345; 0.0585 2023: 41.2639; 0.0585 2024: 42.6932; 0.0585 2025: 44.1226; 0.0585 2026: 45.5519; 0.0585 2027: 43.5391; 0.0585 2028: 41.5262; 0.0585 2029: 39.5134; 0.0585 2030: 37.5006
Emissions Intensity | short tons/MWh | 0.22275 | 0.21501 | 0.20728 | 0.19954 | 0.1918 | 0.19922 | 0.20665 | 0.21407 | 0.2215 | 0.21237 | 0.20325 | 0.19412 | 0.185 | 0.17459 | 0.16418 | 0.15377 | 0.14336 | 0.13296 | 0.12255 | 0.11214 | 0.10173 | 0.091323 | 0.080915 | 0.070507 | 0.060099 | 0.04969 | 0.039282 | 0.028874 | 0.028874 | 0.028874 | 0.028874 | 0.028874
Source Energy | Btu/kWh | 3807.7585 | 3675.4621 | 3543.1658 | 3410.8694 | 3278.5731 | 3405.5015 | 3532.4298 | 3659.3582 | 3786.2865 | 3630.2983 | 3474.31 | 3318.3217 | 3162.3335 | 2984.4162 | 2806.499 | 2628.5817 | 2450.6645 | 2272.7472 | 2094.83 | 1916.9128 | 1738.9955 | 1561.0783 | 1383.161 | 1205.2438 | 1027.3265 | 849.4093 | 671.492 | 493.5748 | 493.5748 | 493.5748 | 493.5748 | 493.5748

## Reference
Name | Value | Units
Ton to Tonne | 1.1023 | short tons/metric tonne
MMBtu to Therms | 0.1 | MMBtu/therm
Btu to Therm | 100000 | Btu/therm
Btu to kWh | 3413 | Btu/kWh
Natural Gas Carbon Content | 0.0585 | short tons/MMBtu
Natural Gas Carbon Content | 0.005307 | metric tons/therm
CCGT Characteristics
Heat Rate | 7000 | Btu/kWh
Natural Gas Emissions (at generator) | 0.37149 | tonnes/MWh generated
Natural Gas Emissions (delivered) | 0.39842 | tonnes/MWh delivered
Loss Factors from ACC_2019_v1b
| PG&E | SCE | SDG&E
Weighted Average Loss Factor | 1.0706 | 1.0744 | 1.0724
Statewide Average | 7.247% | << Used to estimate the percentage of generation that would be permitted under SB 100
TOU Period | PG&E | SCE | SDG&E
Summer Peak | 1.1086 | 1.0845 | 1.0809
Summer Shoulder | 1.0725 | 1.08 | 1.0772
Summer Off-Peak | 1.057 | 1.0735 | 1.0677
Winter Peak | - | - | 1.0833
Winter Shoulder | 1.0903 | 1.0773 | 1.0762
Winter Off-Peak | 1.0612 | 1.0705 | 1.0675
Number of hours by TOU Period
Summer Peak | 774 | 504 | 742
Summer Shoulder | 903 | 756 | 954
Summer Off-Peak | 2739 | 1668 | 1976
Winter Peak | 0 | 0 | 441
Winter Shoulder | 1612 | 2197 | 1911
Winter Off-Peak | 2732 | 3635 | 2736
Total Hours | 8760 | 8760 | 8760