## Introduction
Fuel Substitution Calculator
Change log (recent changes first)
Date | Description of changes
2019-10-31 | 1. Section 2 subheaders changed to Section 2.1, 2.2, and 2.3, in line with technical guidance document. 2. Unlock cells for optional indexing columns in Deemed workbook. 3. Update Introduction. 4. Password protect all sheets.
2019-10-29 | 1. Added new sheet "Fuel Sub Calcs-Deemed" to conveniently enter workpaper measures.
2019-10-17 | 1. Added Reduced Goals of the Original Fuel in Section 3. 2.For information only, in Section 2, the CO2 emissions were split between electricty and natural gas. This will not impact the Lifecycle emissions savings (Metric tCO2).
2019-09-30 | 1. Clarify instructive language in Introduction, Fuel Sub Calcs, and Time series tables tabs. 2. Remove fields to input savings for first and second baseline.
2019-09-26 | 1. Add this revision log sheet 2. Describe methodology supported by calculator 3. Update examples, etc.
2019-09-25 | 1. In section 2, updated formula for emissions intensity to refer to metric tons per kWh instead of short tons per kWh. 2. In section 3, clarified “savings claims toward goals” with columns for both kWh and therms. 3. In section 3, also added a box of copy/paste inputs to CET. 4. Some other related formatting and hidden formula updates.
2019-09-24 | Initial draft version
Background
On August 1, 2019, California Public Utilities Commission (CPUC) Decision 19-08-009 directed CPUC staff to issue technical guidelines for fuel substitution measures, including, but not limited to, guidance on calculation of source energy savings and environment offsets for fuel substitution measures. This calculator supplements the technical guidance document v1.1 (refer to Chapter 3) and should be considered an interim tool for use in performing the Fuel Substitution Test and calculating energy savings for cost effectiveness analysis and reporting. How to use this tool
For custom measures, please use the sheet - "Fuel Sub Calcs-Custom."
For workpapers, please use the sheet - "Fuel Sub Calcs-Deemed."
These are essentially two tools producing separate sets of results, but using the same methodology. Choose the best one for your application, as described below.
Note that the workbook uses locked cells and protected sheets to avoid accidental changes to its layout and formulas. Also for this reason, users should not attempt to Cut and Paste cells. If you need to make changes to these areas for your application, please contact CPUC.
Fuel Sub Calcs-Custom
This sheet is divided into three sections for convenience.
Section 1
* Enter the inputs for your measures here.
* For each measure, input usage values (annual energy consumption) for the baseline and measure technologies. From these inputs, the tool will compute savings. This tool does not provide a field to directly input savings, as that option will not be considered sufficient documentation of a fuel substitution measure.
Section 2
* View the results of fuel substitution tests here. These are based on calculations of lifecycle primary energy and emissions.
* For Section 2.1, one column displays the lifecycle savings of primary energy from carbon-based fuels. A second column displays a simple pass/fail result.
* For Section 2.2, one column displays the lifecycle savings of carbon dioxide (CO2) emissions. A second column displays a simple pass/fail result. Supplemental columns show individual contributions from electricity and gas.
* For Section 2.3, the result shows Eligible if and only if both Part One and Part Two of the test have a result of Pass.
Section 3
View the first year savings to be claimed towards energy efficiency program goals here.
Fuel Sub Calcs-Deemed
The Deemed calculation methodology is same as in the Custom sheets, except that this tool performs no background computations of time series tables. Instead, for 1st and 2nd baseline periods, annual factors for primary energy and CO2 emissions intensity are averaged over the period, then multiplied together with annual impacts and the duration of that period. The results are equivalent.
The Deemed formatting is different than Custom. Considering that workpapers tend to have many combinations for a measures (CZ, building type, vintage, etc.), the Deemed sheet is formatted with Section 1 and Section 2 spread out horizontally (proceed from left to right). Section 3 is hidden. Rather than 5 entries in the Custom, the Deemed sheet permits 1000 entries.
Finally, the Deemed sheet expects inputs to be annual savings rather than consumption values. Copy then paste by value your results formatted as in the ExAnteData (EAD) tables (as in 2019 workpaper submissions). Please document energy consumption values outside this workbook.
Methodology
Inputs (Section 1)
It is preferred to record baseline and proposed/installed (aka measure case) annual usage values, and allow the tool to compute energy impacts (i.e. increase or decrease in annual usage) resulting from each measure. However, if only energy impacts are available, enter these in the savings columns and leave the usage columns blank. This tool supports single-baseline (e.g. normal replacement or NR) and dual-baseline measures (accelerated retirement or AR). For all measures, enter the full life of the measure as EUL. For AR measures only, enter the remaining useful life of the existing equipment as RUL, and enter information about the second baseline period. For each measure input, based on the lifetimes and impacts entered, this tool computes a time series of annual impacts (electricity usage kWh and gas usage in therms) anticipated during each year from 2019 through 2049.
Fuel substitution test (Section 2)
The time series of electricity impacts are multiplied by projected annual effective heat rate values (the ratio of "source" BTUs at generation facilities to "site" kWh at the meter, which includes T&D losses) and CO2 emissions intensity factors to determine the total lifecycle primary energy usage and emissions attributable to those impacts. The time series of source energy and emissions intensity factors for electricity are based on the Long-run emissions inputs included as tabs at the end of this workbook. For gas impacts, the calculation of lifecycle energy involves merely conversion to primary energy units, and emissions intensity is fixed (so there are no annual time series).
For EE program reporting (Section 3)
The first table in this section provides the annual savings in the new fuel units that will be used for reporting.
This second table provides a copy/paste section for use with the most recent version of CET as of writing.

## Fuel Sub Calcs-Custom
Cell color code |  |  | Please do not Cut-and-Paste cells or ranges. | [5 empty] | These columns are reserved for hidden calculations.
Headings
Input cell
Requires attention
Ignored based on current inputs
Calculated cell
Section 1. EE Workpaper/Custom Measure Inputs
Fill out this block for all measures (including Normal Replacement and Accelerated Replacement)
Index | Measure Description | Quantity (# units) | EUL (years) | Install Year | Original fuel | New fuel |  |  |  | Skip AR? | 1st Baseline period years | RUL yrs | Measure defined?
1 | Commercial packaged Heat Pump 12 EER--EXAMPLE | 1 | 15 | 2020 | natural gas + electricity | electricity |  |  |  | TRUE | 15 | 0 | TRUE
2 | Residential split Heat Pump 15 SEER; 8.7 HSPF--EXAMPLE | 1 | 15 | 2020 | natural gas + electricity | electricity |  |  |  | TRUE | 15 | 0 | TRUE
3 | Residential 50 Gallons Heat Pump Domestic Water Heater--EXAMPLE | 1 | 10 | 2020 | natural gas | electricity |  |  |  | TRUE | 10 | 0 | TRUE
4 | Commercial Steam Cooker (Electric)--EXAMPLE | 1 | 12 | 2020 | natural gas | electricity |  |  |  | TRUE | 12 | 0 | TRUE
5 | [9 empty] | TRUE | 0 | 0 | FALSE
Fill out this block for all measures (including Normal Replacement and Accelerated Replacement)
| Annual usage of "first" baseline technology |  | Annual usage of measure technology
Index | Annual electric usage (kWh) | Annual fuel usage (Therms) | Annual electric usage (kWh) | Annual fuel usage (Therms) | [5 empty] | Have 1BL Usage kWh? | Have 1BL Usage Therms? | Null usage and null savings? | Null usage and null savings? | kWh Savings (1 BL) | Therm Savings (1 BL)
1 | 696.15 | 8.08 | 715.25 | 0 | [5 empty] | TRUE | TRUE | FALSE | FALSE | -19.1 | 8.08
2 | 514.02 | 59.98 | 878.64 | 0 | [5 empty] | TRUE | TRUE | FALSE | FALSE | -364.62 | 59.98
3 | 0 | 180.4865 | 1497.11 | 0 | [5 empty] | TRUE | TRUE | FALSE | FALSE | -1497.11 | 180.4865
4 | 0 | 2759.4 | 2245.6 | 0 | [5 empty] | TRUE | TRUE | FALSE | FALSE | -2245.6 | 2759.4
5 |  |  |  |  | Warning: Need to enter baseline and measure consumption |  |  |  |  | FALSE | FALSE | TRUE | TRUE | 0 | 0
Fill out this block for measures with Install Type = [AR], requiring Dual Baseline.
Annual usage of "second" baseline technology
Index | Measure Application Type | RUL of existing equipment (years) | Annual electric usage of the code baseline (kWh) | Annual gas usage of the code baseline (Therms) | [5 empty] | Have 1BL Usage kWh? | Have 1BL Usage Therms? | Null usage and null savings? | Null usage and null savings? | kWh Savings (1 BL) | Therm Savings (1 BL)
1 | NR | [8 empty] | FALSE | FALSE | TRUE | TRUE | 0 | 0
2 | NR | [8 empty] | FALSE | FALSE | TRUE | TRUE | 0 | 0
3 | NR | [8 empty] | FALSE | FALSE | TRUE | TRUE | 0 | 0
4 | NR | [8 empty] | FALSE | FALSE | TRUE | TRUE | 0 | 0
5 | [9 empty] | FALSE | FALSE | TRUE | TRUE | 0 | 0
Section 2. Fuel Substitution Test, Part One and Part Two
Section 2.2 supplemental information
| Section 2.1: Source Energy Savings Calculations |  | Section 2.2: CO2 Emission Savings |  | Section 2.3: Results |  | Electric | Gas
Index | Lifecycle Primary Energy Savings (MMBTU at generation source) | Test Pass/Fail | Lifecycle emissions savings Metric tCO2 | Test Pass/Fail | Conclusion of Fuel Substitution Test |  | Lifecycle emissions savings (Metric tCO2) | Lifecycle emissions savings (Metric tCO2) | Index | kWh Lifecycle Savings | Therm Savings | Original Fuel Units | Full Measure Savings (original fuel) | Test1 Pass? | Test2 Pass? | Eligible?
1 | 11.1827 | PASS | 0.59347 | PASS | Eligible |  | -0.049741 | 0.64321 | 1 | -286.5 | 121.2 | oops | #N/A | TRUE | TRUE | TRUE
2 | 72.0775 | PASS | 3.8252 | PASS | Eligible |  | -0.94956 | 4.7747 | 2 | -5469.3 | 899.7 | oops | #N/A | TRUE | TRUE | TRUE
3 | 128.029 | PASS | 6.7945 | PASS | Eligible |  | -2.7839 | 9.5785 | 3 | -14971.1 | 1804.8645 | therms | 1280.2904 | TRUE | TRUE | TRUE
4 | 3218.793 | PASS | 170.8225 | PASS | Eligible |  | -4.9083 | 175.7309 | 4 | -26947.2 | 33112.8 | therms | 32187.9302 | TRUE | TRUE | TRUE
5 | 0 | PASS | 0 | PASS | Eligible |  | 0 | 0 | 5 | 0 | 0 | oops | #N/A | TRUE | TRUE | TRUE
Section 3. EE Program Reporting for Savings Claims towards Program Goals
The following refer to (first year) annual energy savings.
Index | Full Energy Savings (MMBTU equivalent) | New Fuel Units | Full Energy Savings Claimed - kWh | Full Energy Savings Claimed - Therms | Reduced Goals for Original Fuel - kWh | Reduced Goals for Original Fuel - Therm |  |  | Index | kWh savings | Therm savings
1 | 0.74281 | kWh | 217.6419 | N/A | N/A | 7.4281 |  |  | 1 | -19.1 | 8.08
2 | 4.7536 | kWh | 1392.7782 | N/A | N/A | 47.5355 |  |  | 2 | -364.62 | 59.98
3 | 12.939 | kWh | 3791.0955 | N/A | N/A | 129.3901 |  |  | 3 | -1497.11 | 180.4865
4 | 268.2758 | kWh | 78604.0924 | N/A | N/A | 2682.7577 |  |  | 4 | -2245.6 | 2759.4
5 | 0 | #N/A | 0 | N/A | 0 | N/A |  |  | 5 | 0 | 0
Values to input into Cost-Effectiveness Tool
Index | NumUnits | UnitkWh1stBaseline | UnitTherm1stBaseline | UnitkWh2ndBaseline | UnitTherm2ndBaseline | EUL_Yrs | RUL_Yrs
1 | 1 | -19.1 | 8.08 | 0 | 0 | 15 | 0
2 | 1 | -364.62 | 59.98 | 0 | 0 | 15 | 0
3 | 1 | -1497.11 | 180.4865 | 0 | 0 | 10 | 0
4 | 1 | -2245.6 | 2759.4 | 0 | 0 | 12 | 0
5 | 0 | 0 | 0 | 0 | 0 | 0 | 0

## Fuel Sub Calcs-Deemed
[21 empty] | Calcs -> | [50 empty] | Hidden: background calcs <- | [15 empty] | Hidden: Program goals <- | [8 empty] | Hidden: Inputs to CET <-
[6 empty] | Cell color code |  |  | Please do not Cut-and-Paste cells or ranges.
Headings
Input cell
Requires attention
Ignored based on current inputs
Calculated cell
[73 empty] | Section 2. Fuel Substitution Test Part 1 and Part 2 | [7 empty] | Section 3. EE Program Reporting for Savings Claims towards Program Goals
Optional indexing info (paste from EAD tables) | [5 empty] | Section 1. EE Workpaper Measure Inputs | [15 empty] | These columns are reserved for hidden calculations.
[13 empty] | Fill out this block for measures with Install Type = [AR], requiring Dual Baseline. | [8 empty] | Fill out this block for all measures (including Normal Replacement and Accelerated Replacement) | [29 empty] | Project annual savings (Unit Energy Savings * Number of units) |  |  |  | Cumulative project savings over Nth baseline period |  |  |  | Primary (read "source fuel") energy intensity over Nth baseline period |  |  |  | Rearranging terms… Use these coefficients with your annual savings table for a quick check. |  |  |  | Emissions intensity | [12 empty] | The following refer to (first year) annual energy savings.
[7 empty] | Fill out this block for all measures (including Normal Replacement and Accelerated Replacement) | [7 empty] | Paste here values copied from ExAnteData workbook, table EnergyImpactExAnte | [6 empty] | Annual usage of "first" baseline technology |  | Annual usage of measure technology |  |  | Annual usage of "second" baseline technology | [46 empty] | Part 1: Lifecycle Savings of Primary Energy |  | Part 2: Lifecycle savings of CO2e emissions |  | Conclusion of Fuel Substitution Test | Electric | Gas | [9 empty] | Values to input into Cost-Effectiveness Tool
PA | EnergyImpactID | BldgType | BldgVint | BldgLoc | BldgHVAC | Index | Measure Description | Quantity (# units) | EUL (years) | Install Year | Original fuel | New fuel | Measure Application Type | RUL of existing equipment (years) | APreWBkWh Per-unit, measure savings over pre-existing, whole-building, kWh | APreWBkW Per-unit, measure savings over pre-existing, whole-building, kW (ignored) | APreWBtherm Per-unit, measure savings over pre-existing, whole-building, Therms | AStdWBkWh Per-unit, measure savings over standard, whole-building, kWh | AStdWBkW Per-unit, measure savings over standard, whole-building, kW (ignored) | AStdWBtherm Per-unit, measure savings over standard, whole-building, Therms |  | Annual electric usage (kWh) | Annual fuel usage (Therms) | Annual electric usage (kWh) | Annual fuel usage (Therms) | Warning messages | Annual electric usage of the code baseline (kWh) | Annual gas usage of the code baseline (Therms) | Warning messages | Skip AR? | 1st Baseline period years | 2nd Baseline period yrs | RUL yrs | Measure defined? | 1BL period | 2BL period | Have 1BL Usage kWh? | Have 1BL Usage Therms? | Null usage and null savings? | Null usage and null savings? | kWh Savings (1 BL) | Therm Savings (1 BL) | Have 2BL Usage kWh? | Have 2BL Usage Therms? | Null usage and null savings? | Null usage and null savings? | kWh Savings (2 BL) | Therm Savings (2 BL) | Test1 Pass? | Test2 Pass? | Eligible? | 1BL project annual kWh savings | 1BL project annual Therm savings | 2BL project annual kWh savings | 2BL project annual Therm savings | Project kWh savings over 1st BL period | Project therm savings over 1st BL period | Project kWh savings over 2nd BL period | Project therm savings over 2nd BL period | 1BL Primary energy intensity BTU per kWh | 1BL Primary energy intensity (BTU per therm) | 2BL Primary energy intensity BTU per kWh | 2BL Primary energy intensity (BTU per therm) | 1BL duration (yr) * Primary MMBTU per kWh | 1BL duration (yr) * Primary energy intensity (MMBTU per therm) | 2BL duration (yr) * Primary MMBTU per kWh | 2BL duration (yr) * Primary energy intensity (MMBTU per therm) | 1BL Metric Ton per kWh | 1BL Metric Ton per Therm | 2BL Metric Ton per kWh | 2BL Metric Ton per Therm |  | Index | Lifecycle Primary Energy Savings (MMBTU at generation source) | Test Pass/Fail | Lifecycle emissions savings Metric tCO2 | Test Pass/Fail |  | Lifecycle emissions savings (Metric tCO2) | Lifecycle emissions savings (Metric tCO2) | Index | Full Energy Savings (MMBTU equivalent) | New Fuel Units | Full Energy Savings Claimed - kWh | Full Energy Savings Claimed - Therms | Reduced Goals for Original Fuel - kWh | Reduced Goals for Original Fuel - Therm |  | Index | NumUnits | UnitkWh1stBaseline | UnitTherm1stBaseline | UnitkWh2ndBaseline | UnitTherm2ndBaseline | EUL_Yrs | RUL_Yrs
Any | SWWH028A | MFm | Ex | CZ01 |  | 1 | SWWH028A | 1 | 10 | 2022 | natural gas | electricity | NR |  | -1120 |  | 104 | -1120 |  | 104 |  | -1120 | 104 | 0 | 0 |  | 0 | 0 |  | TRUE | 10 | 0 | 0 | TRUE | 2022+10 | 2032+00 | TRUE | TRUE | FALSE | FALSE | -1120 | 104 | TRUE | TRUE | FALSE | FALSE | 0 | 0 | TRUE | TRUE | TRUE | -1120 | 104 | 0 | 0 | -11200 | 1040 | 0 | 0 | 3423.1829 | 100000 | #N/A | 100000 | 0.034232 | 1 | #N/A | 0 | 0.00018167 | 0.005307 | #N/A | 0.005307 |  | 1 | 65.6604 | PASS | 3.4846 | PASS | Eligible | -2.0347 | 5.5193 | 1 | 6.5774 | kWh | 1927.1726 | N/A | N/A | 65.7744 |  | 1 | 1 | -1120 | 104 | 0 | 0 | 10 | 0
Any | SWWH028A | MFm | Ex | CZ02 |  | 2 | SWWH028A | 1 | 10 | 2022 | natural gas | electricity | NR |  | -1030 |  | 96.8 | -1030 |  | 96.8 |  | -1030 | 96.8 | 0 | 0 |  | 0 | 0 |  | TRUE | 10 | 0 | 0 | TRUE | 2022+10 | 2032+00 | TRUE | TRUE | FALSE | FALSE | -1030 | 96.8 | TRUE | TRUE | FALSE | FALSE | 0 | 0 | TRUE | TRUE | TRUE | -1030 | 96.8 | 0 | 0 | -10300 | 968 | 0 | 0 | 3423.1829 | 100000 | #N/A | 100000 | 0.034232 | 1 | #N/A | 0 | 0.00018167 | 0.005307 | #N/A | 0.005307 |  | 2 | 61.5412 | PASS | 3.266 | PASS | Eligible | -1.8712 | 5.1372 | 2 | 6.1646 | kWh | 1806.2145 | N/A | N/A | 61.6461 |  | 2 | 1 | -1030 | 96.8 | 0 | 0 | 10 | 0
Any | SWWH028A | MFm | Ex | CZ03 |  | 3 | SWWH028A | 1 | 10 | 2022 | natural gas | electricity | NR |  | -1020 |  | 97 | -1020 |  | 97 |  | -1020 | 97 | 0 | 0 |  | 0 | 0 |  | TRUE | 10 | 0 | 0 | TRUE | 2022+10 | 2032+00 | TRUE | TRUE | FALSE | FALSE | -1020 | 97 | TRUE | TRUE | FALSE | FALSE | 0 | 0 | TRUE | TRUE | TRUE | -1020 | 97 | 0 | 0 | -10200 | 970 | 0 | 0 | 3423.1829 | 100000 | #N/A | 100000 | 0.034232 | 1 | #N/A | 0 | 0.00018167 | 0.005307 | #N/A | 0.005307 |  | 3 | 62.0835 | PASS | 3.2948 | PASS | Eligible | -1.853 | 5.1478 | 3 | 6.2187 | kWh | 1822.0744 | N/A | N/A | 62.1874 |  | 3 | 1 | -1020 | 97 | 0 | 0 | 10 | 0
Any | SWWH028A | MFm | Ex | CZ04 |  | 4 | SWWH028A | 1 | 10 | 2022 | natural gas | electricity | NR |  | -992 |  | 94 | -992 |  | 94 |  | -992 | 94 | 0 | 0 |  | 0 | 0 |  | TRUE | 10 | 0 | 0 | TRUE | 2022+10 | 2032+00 | TRUE | TRUE | FALSE | FALSE | -992 | 94 | TRUE | TRUE | FALSE | FALSE | 0 | 0 | TRUE | TRUE | TRUE | -992 | 94 | 0 | 0 | -9920 | 940 | 0 | 0 | 3423.1829 | 100000 | #N/A | 100000 | 0.034232 | 1 | #N/A | 0 | 0.00018167 | 0.005307 | #N/A | 0.005307 |  | 4 | 60.042 | PASS | 3.1865 | PASS | Eligible | -1.8022 | 4.9886 | 4 | 6.0143 | kWh | 1762.1752 | N/A | N/A | 60.143 |  | 4 | 1 | -992 | 94 | 0 | 0 | 10 | 0
Any | SWWH028A | MFm | Ex | CZ05 |  | 5 | SWWH028A | 1 | 10 | 2022 | natural gas | electricity | NR |  | -1040 |  | 98.5 | -1040 |  | 98.5 |  | -1040 | 98.5 | 0 | 0 |  | 0 | 0 |  | TRUE | 10 | 0 | 0 | TRUE | 2022+10 | 2032+00 | TRUE | TRUE | FALSE | FALSE | -1040 | 98.5 | TRUE | TRUE | FALSE | FALSE | 0 | 0 | TRUE | TRUE | TRUE | -1040 | 98.5 | 0 | 0 | -10400 | 985 | 0 | 0 | 3423.1829 | 100000 | #N/A | 100000 | 0.034232 | 1 | #N/A | 0 | 0.00018167 | 0.005307 | #N/A | 0.005307 |  | 5 | 62.8989 | PASS | 3.3381 | PASS | Eligible | -1.8894 | 5.2274 | 5 | 6.3005 | kWh | 1846.024 | N/A | N/A | 63.0048 |  | 5 | 1 | -1040 | 98.5 | 0 | 0 | 10 | 0
| SWWH028A | MFm | Ex | CZ06 |  | 6 | SWWH028A | 1 | 10 | 2022 | natural gas | electricity | NR |  | -953 |  | 91.2 | -953 |  | 91.2 |  | -953 | 91.2 | 0 | 0 |  | 0 | 0 |  | TRUE | 10 | 0 | 0 | TRUE | 2022+10 | 2032+00 | TRUE | TRUE | FALSE | FALSE | -953 | 91.2 | TRUE | TRUE | FALSE | FALSE | 0 | 0 | TRUE | TRUE | TRUE | -953 | 91.2 | 0 | 0 | -9530 | 912 | 0 | 0 | 3423.1829 | 100000 | #N/A | 100000 | 0.034232 | 1 | #N/A | 0 | 0.00018167 | 0.005307 | #N/A | 0.005307 |  | 6 | 58.5771 | PASS | 3.1087 | PASS | Eligible | -1.7313 | 4.84 | 6 | 5.8674 | kWh | 1719.136 | N/A | N/A | 58.6741 |  | 6 | 1 | -953 | 91.2 | 0 | 0 | 10 | 0
| SWWH028A | MFm | Ex | CZ07 |  | 7 | SWWH028A | 1 | 10 | 2022 | natural gas | electricity | NR |  | -938 |  | 90.2 | -938 |  | 90.2 |  | -938 | 90.2 | 0 | 0 |  | 0 | 0 |  | TRUE | 10 | 0 | 0 | TRUE | 2022+10 | 2032+00 | TRUE | TRUE | FALSE | FALSE | -938 | 90.2 | TRUE | TRUE | FALSE | FALSE | 0 | 0 | TRUE | TRUE | TRUE | -938 | 90.2 | 0 | 0 | -9380 | 902 | 0 | 0 | 3423.1829 | 100000 | #N/A | 100000 | 0.034232 | 1 | #N/A | 0 | 0.00018167 | 0.005307 | #N/A | 0.005307 |  | 7 | 58.0905 | PASS | 3.0829 | PASS | Eligible | -1.7041 | 4.7869 | 7 | 5.8186 | kWh | 1704.8362 | N/A | N/A | 58.1861 |  | 7 | 1 | -938 | 90.2 | 0 | 0 | 10 | 0
| SWWH028A | MFm | Ex | CZ08 |  | 8 | SWWH028A | 1 | 10 | 2022 | natural gas | electricity | NR |  | -922 |  | 88.8 | -922 |  | 88.8 |  | -922 | 88.8 | 0 | 0 |  | 0 | 0 |  | TRUE | 10 | 0 | 0 | TRUE | 2022+10 | 2032+00 | TRUE | TRUE | FALSE | FALSE | -922 | 88.8 | TRUE | TRUE | FALSE | FALSE | 0 | 0 | TRUE | TRUE | TRUE | -922 | 88.8 | 0 | 0 | -9220 | 888 | 0 | 0 | 3423.1829 | 100000 | #N/A | 100000 | 0.034232 | 1 | #N/A | 0 | 0.00018167 | 0.005307 | #N/A | 0.005307 |  | 8 | 57.2383 | PASS | 3.0377 | PASS | Eligible | -1.675 | 4.7126 | 8 | 5.7332 | kWh | 1679.8166 | N/A | N/A | 57.3321 |  | 8 | 1 | -922 | 88.8 | 0 | 0 | 10 | 0
| SWWH028A | MFm | Ex | CZ09 |  | 9 | SWWH028A | 1 | 10 | 2022 | natural gas | electricity | NR |  | -922 |  | 88.7 | -922 |  | 88.7 |  | -922 | 88.7 | 0 | 0 |  | 0 | 0 |  | TRUE | 10 | 0 | 0 | TRUE | 2022+10 | 2032+00 | TRUE | TRUE | FALSE | FALSE | -922 | 88.7 | TRUE | TRUE | FALSE | FALSE | 0 | 0 | TRUE | TRUE | TRUE | -922 | 88.7 | 0 | 0 | -9220 | 887 | 0 | 0 | 3423.1829 | 100000 | #N/A | 100000 | 0.034232 | 1 | #N/A | 0 | 0.00018167 | 0.005307 | #N/A | 0.005307 |  | 9 | 57.1383 | PASS | 3.0323 | PASS | Eligible | -1.675 | 4.7073 | 9 | 5.7232 | kWh | 1676.8866 | N/A | N/A | 57.2321 |  | 9 | 1 | -922 | 88.7 | 0 | 0 | 10 | 0
| SWWH028A | MFm | Ex | CZ10 |  | 10 | SWWH028A | 1 | 10 | 2022 | natural gas | electricity | NR |  | -919 |  | 88.3 | -919 |  | 88.3 |  | -919 | 88.3 | 0 | 0 |  | 0 | 0 |  | TRUE | 10 | 0 | 0 | TRUE | 2022+10 | 2032+00 | TRUE | TRUE | FALSE | FALSE | -919 | 88.3 | TRUE | TRUE | FALSE | FALSE | 0 | 0 | TRUE | TRUE | TRUE | -919 | 88.3 | 0 | 0 | -9190 | 883 | 0 | 0 | 3423.1829 | 100000 | #N/A | 100000 | 0.034232 | 1 | #N/A | 0 | 0.00018167 | 0.005307 | #N/A | 0.005307 |  | 10 | 56.8409 | PASS | 3.0166 | PASS | Eligible | -1.6695 | 4.6861 | 10 | 5.6935 | kWh | 1668.1667 | N/A | N/A | 56.9345 |  | 10 | 1 | -919 | 88.3 | 0 | 0 | 10 | 0
| SWWH028A | MFm | Ex | CZ11 |  | 11 | SWWH028A | 1 | 10 | 2022 | natural gas | electricity | NR |  | -942 |  | 89.6 | -942 |  | 89.6 |  | -942 | 89.6 | 0 | 0 |  | 0 | 0 |  | TRUE | 10 | 0 | 0 | TRUE | 2022+10 | 2032+00 | TRUE | TRUE | FALSE | FALSE | -942 | 89.6 | TRUE | TRUE | FALSE | FALSE | 0 | 0 | TRUE | TRUE | TRUE | -942 | 89.6 | 0 | 0 | -9420 | 896 | 0 | 0 | 3423.1829 | 100000 | #N/A | 100000 | 0.034232 | 1 | #N/A | 0 | 0.00018167 | 0.005307 | #N/A | 0.005307 |  | 11 | 57.3536 | PASS | 3.0438 | PASS | Eligible | -1.7113 | 4.7551 | 11 | 5.745 | kWh | 1683.2564 | N/A | N/A | 57.4495 |  | 11 | 1 | -942 | 89.6 | 0 | 0 | 10 | 0
| SWWH028A | MFm | Ex | CZ12 |  | 12 | SWWH028A | 1 | 10 | 2022 | natural gas | electricity | NR |  | -977 |  | 92.4 | -977 |  | 92.4 |  | -977 | 92.4 | 0 | 0 |  | 0 | 0 |  | TRUE | 10 | 0 | 0 | TRUE | 2022+10 | 2032+00 | TRUE | TRUE | FALSE | FALSE | -977 | 92.4 | TRUE | TRUE | FALSE | FALSE | 0 | 0 | TRUE | TRUE | TRUE | -977 | 92.4 | 0 | 0 | -9770 | 924 | 0 | 0 | 3423.1829 | 100000 | #N/A | 100000 | 0.034232 | 1 | #N/A | 0 | 0.00018167 | 0.005307 | #N/A | 0.005307 |  | 12 | 58.9555 | PASS | 3.1288 | PASS | Eligible | -1.7749 | 4.9037 | 12 | 5.9055 | kWh | 1730.2956 | N/A | N/A | 59.055 |  | 12 | 1 | -977 | 92.4 | 0 | 0 | 10 | 0
| SWWH028A | MFm | Ex | CZ13 |  | 13 | SWWH028A | 1 | 10 | 2022 | natural gas | electricity | NR |  | -929 |  | 88.4 | -929 |  | 88.4 |  | -929 | 88.4 | 0 | 0 |  | 0 | 0 |  | TRUE | 10 | 0 | 0 | TRUE | 2022+10 | 2032+00 | TRUE | TRUE | FALSE | FALSE | -929 | 88.4 | TRUE | TRUE | FALSE | FALSE | 0 | 0 | TRUE | TRUE | TRUE | -929 | 88.4 | 0 | 0 | -9290 | 884 | 0 | 0 | 3423.1829 | 100000 | #N/A | 100000 | 0.034232 | 1 | #N/A | 0 | 0.00018167 | 0.005307 | #N/A | 0.005307 |  | 13 | 56.5986 | PASS | 3.0037 | PASS | Eligible | -1.6877 | 4.6914 | 13 | 5.6693 | kWh | 1661.0967 | N/A | N/A | 56.6932 |  | 13 | 1 | -929 | 88.4 | 0 | 0 | 10 | 0
| SWWH028A | MFm | Ex | CZ14 |  | 14 | SWWH028A | 1 | 10 | 2022 | natural gas | electricity | NR |  | -948 |  | 90.2 | -948 |  | 90.2 |  | -948 | 90.2 | 0 | 0 |  | 0 | 0 |  | TRUE | 10 | 0 | 0 | TRUE | 2022+10 | 2032+00 | TRUE | TRUE | FALSE | FALSE | -948 | 90.2 | TRUE | TRUE | FALSE | FALSE | 0 | 0 | TRUE | TRUE | TRUE | -948 | 90.2 | 0 | 0 | -9480 | 902 | 0 | 0 | 3423.1829 | 100000 | #N/A | 100000 | 0.034232 | 1 | #N/A | 0 | 0.00018167 | 0.005307 | #N/A | 0.005307 |  | 14 | 57.7482 | PASS | 3.0647 | PASS | Eligible | -1.7222 | 4.7869 | 14 | 5.7845 | kWh | 1694.8362 | N/A | N/A | 57.8448 |  | 14 | 1 | -948 | 90.2 | 0 | 0 | 10 | 0
| SWWH028A | MFm | Ex | CZ15 |  | 15 | SWWH028A | 1 | 10 | 2022 | natural gas | electricity | NR |  | -757 |  | 74.5 | -757 |  | 74.5 |  | -757 | 74.5 | 0 | 0 |  | 0 | 0 |  | TRUE | 10 | 0 | 0 | TRUE | 2022+10 | 2032+00 | TRUE | TRUE | FALSE | FALSE | -757 | 74.5 | TRUE | TRUE | FALSE | FALSE | 0 | 0 | TRUE | TRUE | TRUE | -757 | 74.5 | 0 | 0 | -7570 | 745 | 0 | 0 | 3423.1829 | 100000 | #N/A | 100000 | 0.034232 | 1 | #N/A | 0 | 0.00018167 | 0.005307 | #N/A | 0.005307 |  | 15 | 48.5865 | PASS | 2.5785 | PASS | Eligible | -1.3752 | 3.9537 | 15 | 4.8664 | kWh | 1425.8304 | N/A | N/A | 48.6636 |  | 15 | 1 | -757 | 74.5 | 0 | 0 | 10 | 0
| SWWH028A | MFm | Ex | CZ16 |  | 16 | SWWH028A | 1 | 10 | 2022 | natural gas | electricity | NR |  | -1110 |  | 104 | -1110 |  | 104 |  | -1110 | 104 | 0 | 0 |  | 0 | 0 |  | TRUE | 10 | 0 | 0 | TRUE | 2022+10 | 2032+00 | TRUE | TRUE | FALSE | FALSE | -1110 | 104 | TRUE | TRUE | FALSE | FALSE | 0 | 0 | TRUE | TRUE | TRUE | -1110 | 104 | 0 | 0 | -11100 | 1040 | 0 | 0 | 3423.1829 | 100000 | #N/A | 100000 | 0.034232 | 1 | #N/A | 0 | 0.00018167 | 0.005307 | #N/A | 0.005307 |  | 16 | 66.0027 | PASS | 3.5028 | PASS | Eligible | -2.0165 | 5.5193 | 16 | 6.6116 | kWh | 1937.1726 | N/A | N/A | 66.1157 |  | 16 | 1 | -1110 | 104 | 0 | 0 | 10 | 0
| SWWH028B | MFm | Ex | CZ01 |  | 17 | SWWH028B | 1 | 10 | 2022 | natural gas | electricity | NR |  | -552 |  | 79.2 | -552 |  | 79.2 |  | -552 | 79.2 | 0 | 0 |  | 0 | 0 |  | TRUE | 10 | 0 | 0 | TRUE | 2022+10 | 2032+00 | TRUE | TRUE | FALSE | FALSE | -552 | 79.2 | TRUE | TRUE | FALSE | FALSE | 0 | 0 | TRUE | TRUE | TRUE | -552 | 79.2 | 0 | 0 | -5520 | 792 | 0 | 0 | 3423.1829 | 100000 | #N/A | 100000 | 0.034232 | 1 | #N/A | 0 | 0.00018167 | 0.005307 | #N/A | 0.005307 |  | 17 | 60.304 | PASS | 3.2004 | PASS | Eligible | -1.0028 | 4.2032 | 17 | 6.036 | kWh | 1768.5391 | N/A | N/A | 60.3602 |  | 17 | 1 | -552 | 79.2 | 0 | 0 | 10 | 0
| SWWH028B | MFm | Ex | CZ02 |  | 18 | SWWH028B | 1 | 10 | 2022 | natural gas | electricity | NR |  | -509 |  | 73.7 | -509 |  | 73.7 |  | -509 | 73.7 | 0 | 0 |  | 0 | 0 |  | TRUE | 10 | 0 | 0 | TRUE | 2022+10 | 2032+00 | TRUE | TRUE | FALSE | FALSE | -509 | 73.7 | TRUE | TRUE | FALSE | FALSE | 0 | 0 | TRUE | TRUE | TRUE | -509 | 73.7 | 0 | 0 | -5090 | 737 | 0 | 0 | 3423.1829 | 100000 | #N/A | 100000 | 0.034232 | 1 | #N/A | 0 | 0.00018167 | 0.005307 | #N/A | 0.005307 |  | 18 | 56.276 | PASS | 2.9866 | PASS | Eligible | -0.9247 | 3.9113 | 18 | 5.6328 | kWh | 1650.3906 | N/A | N/A | 56.3278 |  | 18 | 1 | -509 | 73.7 | 0 | 0 | 10 | 0
| SWWH028B | MFm | Ex | CZ03 |  | 19 | SWWH028B | 1 | 10 | 2022 | natural gas | electricity | NR |  | -506 |  | 73.9 | -506 |  | 73.9 |  | -506 | 73.9 | 0 | 0 |  | 0 | 0 |  | TRUE | 10 | 0 | 0 | TRUE | 2022+10 | 2032+00 | TRUE | TRUE | FALSE | FALSE | -506 | 73.9 | TRUE | TRUE | FALSE | FALSE | 0 | 0 | TRUE | TRUE | TRUE | -506 | 73.9 | 0 | 0 | -5060 | 739 | 0 | 0 | 3423.1829 | 100000 | #N/A | 100000 | 0.034232 | 1 | #N/A | 0 | 0.00018167 | 0.005307 | #N/A | 0.005307 |  | 19 | 56.5787 | PASS | 3.0027 | PASS | Eligible | -0.91925 | 3.9219 | 19 | 5.663 | kWh | 1659.2505 | N/A | N/A | 56.6302 |  | 19 | 1 | -506 | 73.9 | 0 | 0 | 10 | 0
| SWWH028B | MFm | Ex | CZ04 |  | 20 | SWWH028B | 1 | 10 | 2022 | natural gas | electricity | NR |  | -491 |  | 71.6 | -491 |  | 71.6 |  | -491 | 71.6 | 0 | 0 |  | 0 | 0 |  | TRUE | 10 | 0 | 0 | TRUE | 2022+10 | 2032+00 | TRUE | TRUE | FALSE | FALSE | -491 | 71.6 | TRUE | TRUE | FALSE | FALSE | 0 | 0 | TRUE | TRUE | TRUE | -491 | 71.6 | 0 | 0 | -4910 | 716 | 0 | 0 | 3423.1829 | 100000 | #N/A | 100000 | 0.034232 | 1 | #N/A | 0 | 0.00018167 | 0.005307 | #N/A | 0.005307 |  | 20 | 54.7922 | PASS | 2.9078 | PASS | Eligible | -0.892 | 3.7998 | 20 | 5.4842 | kWh | 1606.8611 | N/A | N/A | 54.8422 |  | 20 | 1 | -491 | 71.6 | 0 | 0 | 10 | 0
| SWWH028B | MFm | Ex | CZ05 |  | 21 | SWWH028B | 1 | 10 | 2022 | natural gas | electricity | NR |  | -514 |  | 75 | -514 |  | 75 |  | -514 | 75 | 0 | 0 |  | 0 | 0 |  | TRUE | 10 | 0 | 0 | TRUE | 2022+10 | 2032+00 | TRUE | TRUE | FALSE | FALSE | -514 | 75 | TRUE | TRUE | FALSE | FALSE | 0 | 0 | TRUE | TRUE | TRUE | -514 | 75 | 0 | 0 | -5140 | 750 | 0 | 0 | 3423.1829 | 100000 | #N/A | 100000 | 0.034232 | 1 | #N/A | 0 | 0.00018167 | 0.005307 | #N/A | 0.005307 |  | 21 | 57.4048 | PASS | 3.0465 | PASS | Eligible | -0.93378 | 3.9803 | 21 | 5.7457 | kWh | 1683.4802 | N/A | N/A | 57.4572 |  | 21 | 1 | -514 | 75 | 0 | 0 | 10 | 0
| SWWH028B | MFm | Ex | CZ06 |  | 22 | SWWH028B | 1 | 10 | 2022 | natural gas | electricity | NR |  | -472 |  | 69.5 | -472 |  | 69.5 |  | -472 | 69.5 | 0 | 0 |  | 0 | 0 |  | TRUE | 10 | 0 | 0 | TRUE | 2022+10 | 2032+00 | TRUE | TRUE | FALSE | FALSE | -472 | 69.5 | TRUE | TRUE | FALSE | FALSE | 0 | 0 | TRUE | TRUE | TRUE | -472 | 69.5 | 0 | 0 | -4720 | 695 | 0 | 0 | 3423.1829 | 100000 | #N/A | 100000 | 0.034232 | 1 | #N/A | 0 | 0.00018167 | 0.005307 | #N/A | 0.005307 |  | 22 | 53.3426 | PASS | 2.8309 | PASS | Eligible | -0.85748 | 3.6884 | 22 | 5.3391 | kWh | 1564.3317 | N/A | N/A | 53.3906 |  | 22 | 1 | -472 | 69.5 | 0 | 0 | 10 | 0
| SWWH028B | MFm | Ex | CZ07 |  | 23 | SWWH028B | 1 | 10 | 2022 | natural gas | electricity | NR |  | -465 |  | 68.7 | -465 |  | 68.7 |  | -465 | 68.7 | 0 | 0 |  | 0 | 0 |  | TRUE | 10 | 0 | 0 | TRUE | 2022+10 | 2032+00 | TRUE | TRUE | FALSE | FALSE | -465 | 68.7 | TRUE | TRUE | FALSE | FALSE | 0 | 0 | TRUE | TRUE | TRUE | -465 | 68.7 | 0 | 0 | -4650 | 687 | 0 | 0 | 3423.1829 | 100000 | #N/A | 100000 | 0.034232 | 1 | #N/A | 0 | 0.00018167 | 0.005307 | #N/A | 0.005307 |  | 23 | 52.7822 | PASS | 2.8012 | PASS | Eligible | -0.84476 | 3.6459 | 23 | 5.283 | kWh | 1547.8919 | N/A | N/A | 52.8295 |  | 23 | 1 | -465 | 68.7 | 0 | 0 | 10 | 0
| SWWH028B | MFm | Ex | CZ08 |  | 24 | SWWH028B | 1 | 10 | 2022 | natural gas | electricity | NR |  | -457 |  | 67.6 | -457 |  | 67.6 |  | -457 | 67.6 | 0 | 0 |  | 0 | 0 |  | TRUE | 10 | 0 | 0 | TRUE | 2022+10 | 2032+00 | TRUE | TRUE | FALSE | FALSE | -457 | 67.6 | TRUE | TRUE | FALSE | FALSE | 0 | 0 | TRUE | TRUE | TRUE | -457 | 67.6 | 0 | 0 | -4570 | 676 | 0 | 0 | 3423.1829 | 100000 | #N/A | 100000 | 0.034232 | 1 | #N/A | 0 | 0.00018167 | 0.005307 | #N/A | 0.005307 |  | 24 | 51.9561 | PASS | 2.7573 | PASS | Eligible | -0.83023 | 3.5876 | 24 | 5.2003 | kWh | 1523.6622 | N/A | N/A | 52.0026 |  | 24 | 1 | -457 | 67.6 | 0 | 0 | 10 | 0
| SWWH028B | MFm | Ex | CZ09 |  | 25 | SWWH028B | 1 | 10 | 2022 | natural gas | electricity | NR |  | -457 |  | 67.6 | -457 |  | 67.6 |  | -457 | 67.6 | 0 | 0 |  | 0 | 0 |  | TRUE | 10 | 0 | 0 | TRUE | 2022+10 | 2032+00 | TRUE | TRUE | FALSE | FALSE | -457 | 67.6 | TRUE | TRUE | FALSE | FALSE | 0 | 0 | TRUE | TRUE | TRUE | -457 | 67.6 | 0 | 0 | -4570 | 676 | 0 | 0 | 3423.1829 | 100000 | #N/A | 100000 | 0.034232 | 1 | #N/A | 0 | 0.00018167 | 0.005307 | #N/A | 0.005307 |  | 25 | 51.9561 | PASS | 2.7573 | PASS | Eligible | -0.83023 | 3.5876 | 25 | 5.2003 | kWh | 1523.6622 | N/A | N/A | 52.0026 |  | 25 | 1 | -457 | 67.6 | 0 | 0 | 10 | 0
| SWWH028B | MFm | Ex | CZ10 |  | 26 | SWWH028B | 1 | 10 | 2022 | natural gas | electricity | NR |  | -456 |  | 67.3 | -456 |  | 67.3 |  | -456 | 67.3 | 0 | 0 |  | 0 | 0 |  | TRUE | 10 | 0 | 0 | TRUE | 2022+10 | 2032+00 | TRUE | TRUE | FALSE | FALSE | -456 | 67.3 | TRUE | TRUE | FALSE | FALSE | 0 | 0 | TRUE | TRUE | TRUE | -456 | 67.3 | 0 | 0 | -4560 | 673 | 0 | 0 | 3423.1829 | 100000 | #N/A | 100000 | 0.034232 | 1 | #N/A | 0 | 0.00018167 | 0.005307 | #N/A | 0.005307 |  | 26 | 51.6903 | PASS | 2.7432 | PASS | Eligible | -0.82841 | 3.5716 | 26 | 5.1737 | kWh | 1515.8723 | N/A | N/A | 51.7367 |  | 26 | 1 | -456 | 67.3 | 0 | 0 | 10 | 0
| SWWH028B | MFm | Ex | CZ11 |  | 27 | SWWH028B | 1 | 10 | 2022 | natural gas | electricity | NR |  | -466 |  | 68.2 | -466 |  | 68.2 |  | -466 | 68.2 | 0 | 0 |  | 0 | 0 |  | TRUE | 10 | 0 | 0 | TRUE | 2022+10 | 2032+00 | TRUE | TRUE | FALSE | FALSE | -466 | 68.2 | TRUE | TRUE | FALSE | FALSE | 0 | 0 | TRUE | TRUE | TRUE | -466 | 68.2 | 0 | 0 | -4660 | 682 | 0 | 0 | 3423.1829 | 100000 | #N/A | 100000 | 0.034232 | 1 | #N/A | 0 | 0.00018167 | 0.005307 | #N/A | 0.005307 |  | 27 | 52.248 | PASS | 2.7728 | PASS | Eligible | -0.84658 | 3.6194 | 27 | 5.2295 | kWh | 1532.242 | N/A | N/A | 52.2954 |  | 27 | 1 | -466 | 68.2 | 0 | 0 | 10 | 0
| SWWH028B | MFm | Ex | CZ12 |  | 28 | SWWH028B | 1 | 10 | 2022 | natural gas | electricity | NR |  | -483 |  | 70.4 | -483 |  | 70.4 |  | -483 | 70.4 | 0 | 0 |  | 0 | 0 |  | TRUE | 10 | 0 | 0 | TRUE | 2022+10 | 2032+00 | TRUE | TRUE | FALSE | FALSE | -483 | 70.4 | TRUE | TRUE | FALSE | FALSE | 0 | 0 | TRUE | TRUE | TRUE | -483 | 70.4 | 0 | 0 | -4830 | 704 | 0 | 0 | 3423.1829 | 100000 | #N/A | 100000 | 0.034232 | 1 | #N/A | 0 | 0.00018167 | 0.005307 | #N/A | 0.005307 |  | 28 | 53.866 | PASS | 2.8587 | PASS | Eligible | -0.87746 | 3.7362 | 28 | 5.3915 | kWh | 1579.7014 | N/A | N/A | 53.9152 |  | 28 | 1 | -483 | 70.4 | 0 | 0 | 10 | 0
| SWWH028B | MFm | Ex | CZ13 |  | 29 | SWWH028B | 1 | 10 | 2022 | natural gas | electricity | NR |  | -460 |  | 67.4 | -460 |  | 67.4 |  | -460 | 67.4 | 0 | 0 |  | 0 | 0 |  | TRUE | 10 | 0 | 0 | TRUE | 2022+10 | 2032+00 | TRUE | TRUE | FALSE | FALSE | -460 | 67.4 | TRUE | TRUE | FALSE | FALSE | 0 | 0 | TRUE | TRUE | TRUE | -460 | 67.4 | 0 | 0 | -4600 | 674 | 0 | 0 | 3423.1829 | 100000 | #N/A | 100000 | 0.034232 | 1 | #N/A | 0 | 0.00018167 | 0.005307 | #N/A | 0.005307 |  | 29 | 51.6534 | PASS | 2.7413 | PASS | Eligible | -0.83568 | 3.5769 | 29 | 5.17 | kWh | 1514.8022 | N/A | N/A | 51.7002 |  | 29 | 1 | -460 | 67.4 | 0 | 0 | 10 | 0
| SWWH028B | MFm | Ex | CZ14 |  | 30 | SWWH028B | 1 | 10 | 2022 | natural gas | electricity | NR |  | -469 |  | 68.7 | -469 |  | 68.7 |  | -469 | 68.7 | 0 | 0 |  | 0 | 0 |  | TRUE | 10 | 0 | 0 | TRUE | 2022+10 | 2032+00 | TRUE | TRUE | FALSE | FALSE | -469 | 68.7 | TRUE | TRUE | FALSE | FALSE | 0 | 0 | TRUE | TRUE | TRUE | -469 | 68.7 | 0 | 0 | -4690 | 687 | 0 | 0 | 3423.1829 | 100000 | #N/A | 100000 | 0.034232 | 1 | #N/A | 0 | 0.00018167 | 0.005307 | #N/A | 0.005307 |  | 30 | 52.6453 | PASS | 2.7939 | PASS | Eligible | -0.85203 | 3.6459 | 30 | 5.2693 | kWh | 1543.8919 | N/A | N/A | 52.693 |  | 30 | 1 | -469 | 68.7 | 0 | 0 | 10 | 0
| SWWH028B | MFm | Ex | CZ15 |  | 31 | SWWH028B | 1 | 10 | 2022 | natural gas | electricity | NR |  | -377 |  | 56.8 | -377 |  | 56.8 |  | -377 | 56.8 | 0 | 0 |  | 0 | 0 |  | TRUE | 10 | 0 | 0 | TRUE | 2022+10 | 2032+00 | TRUE | TRUE | FALSE | FALSE | -377 | 56.8 | TRUE | TRUE | FALSE | FALSE | 0 | 0 | TRUE | TRUE | TRUE | -377 | 56.8 | 0 | 0 | -3770 | 568 | 0 | 0 | 3423.1829 | 100000 | #N/A | 100000 | 0.034232 | 1 | #N/A | 0 | 0.00018167 | 0.005307 | #N/A | 0.005307 |  | 31 | 43.8946 | PASS | 2.3295 | PASS | Eligible | -0.68489 | 3.0144 | 31 | 4.3933 | kWh | 1287.225 | N/A | N/A | 43.933 |  | 31 | 1 | -377 | 56.8 | 0 | 0 | 10 | 0
| SWWH028B | MFm | Ex | CZ16 |  | 32 | SWWH028B | 1 | 10 | 2022 | natural gas | electricity | NR |  | -549 |  | 78.9 | -549 |  | 78.9 |  | -549 | 78.9 | 0 | 0 |  | 0 | 0 |  | TRUE | 10 | 0 | 0 | TRUE | 2022+10 | 2032+00 | TRUE | TRUE | FALSE | FALSE | -549 | 78.9 | TRUE | TRUE | FALSE | FALSE | 0 | 0 | TRUE | TRUE | TRUE | -549 | 78.9 | 0 | 0 | -5490 | 789 | 0 | 0 | 3423.1829 | 100000 | #N/A | 100000 | 0.034232 | 1 | #N/A | 0 | 0.00018167 | 0.005307 | #N/A | 0.005307 |  | 32 | 60.1067 | PASS | 3.1899 | PASS | Eligible | -0.99737 | 4.1873 | 32 | 6.0163 | kWh | 1762.7492 | N/A | N/A | 60.1626 |  | 32 | 1 | -549 | 78.9 | 0 | 0 | 10 | 0
| SWWH028C | MFm | Ex | CZ01 |  | 33 | SWWH028C | 1 | 10 | 2022 | natural gas | electricity | NR |  | -552 |  | 74.7 | -552 |  | 74.7 |  | -552 | 74.7 | 0 | 0 |  | 0 | 0 |  | TRUE | 10 | 0 | 0 | TRUE | 2022+10 | 2032+00 | TRUE | TRUE | FALSE | FALSE | -552 | 74.7 | TRUE | TRUE | FALSE | FALSE | 0 | 0 | TRUE | TRUE | TRUE | -552 | 74.7 | 0 | 0 | -5520 | 747 | 0 | 0 | 3423.1829 | 100000 | #N/A | 100000 | 0.034232 | 1 | #N/A | 0 | 0.00018167 | 0.005307 | #N/A | 0.005307 |  | 33 | 55.804 | PASS | 2.9615 | PASS | Eligible | -1.0028 | 3.9644 | 33 | 5.586 | kWh | 1636.6903 | N/A | N/A | 55.8602 |  | 33 | 1 | -552 | 74.7 | 0 | 0 | 10 | 0
| SWWH028C | MFm | Ex | CZ02 |  | 34 | SWWH028C | 1 | 10 | 2022 | natural gas | electricity | NR |  | -509 |  | 69.4 | -509 |  | 69.4 |  | -509 | 69.4 | 0 | 0 |  | 0 | 0 |  | TRUE | 10 | 0 | 0 | TRUE | 2022+10 | 2032+00 | TRUE | TRUE | FALSE | FALSE | -509 | 69.4 | TRUE | TRUE | FALSE | FALSE | 0 | 0 | TRUE | TRUE | TRUE | -509 | 69.4 | 0 | 0 | -5090 | 694 | 0 | 0 | 3423.1829 | 100000 | #N/A | 100000 | 0.034232 | 1 | #N/A | 0 | 0.00018167 | 0.005307 | #N/A | 0.005307 |  | 34 | 51.976 | PASS | 2.7584 | PASS | Eligible | -0.9247 | 3.6831 | 34 | 5.2028 | kWh | 1524.4017 | N/A | N/A | 52.0278 |  | 34 | 1 | -509 | 69.4 | 0 | 0 | 10 | 0
| SWWH028C | MFm | Ex | CZ03 |  | 35 | SWWH028C | 1 | 10 | 2022 | natural gas | electricity | NR |  | -506 |  | 69.7 | -506 |  | 69.7 |  | -506 | 69.7 | 0 | 0 |  | 0 | 0 |  | TRUE | 10 | 0 | 0 | TRUE | 2022+10 | 2032+00 | TRUE | TRUE | FALSE | FALSE | -506 | 69.7 | TRUE | TRUE | FALSE | FALSE | 0 | 0 | TRUE | TRUE | TRUE | -506 | 69.7 | 0 | 0 | -5060 | 697 | 0 | 0 | 3423.1829 | 100000 | #N/A | 100000 | 0.034232 | 1 | #N/A | 0 | 0.00018167 | 0.005307 | #N/A | 0.005307 |  | 35 | 52.3787 | PASS | 2.7798 | PASS | Eligible | -0.91925 | 3.699 | 35 | 5.243 | kWh | 1536.1916 | N/A | N/A | 52.4302 |  | 35 | 1 | -506 | 69.7 | 0 | 0 | 10 | 0
| SWWH028C | MFm | Ex | CZ04 |  | 36 | SWWH028C | 1 | 10 | 2022 | natural gas | electricity | NR |  | -491 |  | 67.5 | -491 |  | 67.5 |  | -491 | 67.5 | 0 | 0 |  | 0 | 0 |  | TRUE | 10 | 0 | 0 | TRUE | 2022+10 | 2032+00 | TRUE | TRUE | FALSE | FALSE | -491 | 67.5 | TRUE | TRUE | FALSE | FALSE | 0 | 0 | TRUE | TRUE | TRUE | -491 | 67.5 | 0 | 0 | -4910 | 675 | 0 | 0 | 3423.1829 | 100000 | #N/A | 100000 | 0.034232 | 1 | #N/A | 0 | 0.00018167 | 0.005307 | #N/A | 0.005307 |  | 36 | 50.6922 | PASS | 2.6903 | PASS | Eligible | -0.892 | 3.5823 | 36 | 5.0742 | kWh | 1486.7322 | N/A | N/A | 50.7422 |  | 36 | 1 | -491 | 67.5 | 0 | 0 | 10 | 0
| SWWH028C | MFm | Ex | CZ05 |  | 37 | SWWH028C | 1 | 10 | 2022 | natural gas | electricity | NR |  | -514 |  | 70.7 | -514 |  | 70.7 |  | -514 | 70.7 | 0 | 0 |  | 0 | 0 |  | TRUE | 10 | 0 | 0 | TRUE | 2022+10 | 2032+00 | TRUE | TRUE | FALSE | FALSE | -514 | 70.7 | TRUE | TRUE | FALSE | FALSE | 0 | 0 | TRUE | TRUE | TRUE | -514 | 70.7 | 0 | 0 | -5140 | 707 | 0 | 0 | 3423.1829 | 100000 | #N/A | 100000 | 0.034232 | 1 | #N/A | 0 | 0.00018167 | 0.005307 | #N/A | 0.005307 |  | 37 | 53.1048 | PASS | 2.8183 | PASS | Eligible | -0.93378 | 3.7521 | 37 | 5.3157 | kWh | 1557.4914 | N/A | N/A | 53.1572 |  | 37 | 1 | -514 | 70.7 | 0 | 0 | 10 | 0
| SWWH028C | MFm | Ex | CZ06 |  | 38 | SWWH028C | 1 | 10 | 2022 | natural gas | electricity | NR |  | -472 |  | 65.5 | -472 |  | 65.5 |  | -472 | 65.5 | 0 | 0 |  | 0 | 0 |  | TRUE | 10 | 0 | 0 | TRUE | 2022+10 | 2032+00 | TRUE | TRUE | FALSE | FALSE | -472 | 65.5 | TRUE | TRUE | FALSE | FALSE | 0 | 0 | TRUE | TRUE | TRUE | -472 | 65.5 | 0 | 0 | -4720 | 655 | 0 | 0 | 3423.1829 | 100000 | #N/A | 100000 | 0.034232 | 1 | #N/A | 0 | 0.00018167 | 0.005307 | #N/A | 0.005307 |  | 38 | 49.3426 | PASS | 2.6186 | PASS | Eligible | -0.85748 | 3.4761 | 38 | 4.9391 | kWh | 1447.1327 | N/A | N/A | 49.3906 |  | 38 | 1 | -472 | 65.5 | 0 | 0 | 10 | 0
| SWWH028C | MFm | Ex | CZ07 |  | 39 | SWWH028C | 1 | 10 | 2022 | natural gas | electricity | NR |  | -465 |  | 64.7 | -465 |  | 64.7 |  | -465 | 64.7 | 0 | 0 |  | 0 | 0 |  | TRUE | 10 | 0 | 0 | TRUE | 2022+10 | 2032+00 | TRUE | TRUE | FALSE | FALSE | -465 | 64.7 | TRUE | TRUE | FALSE | FALSE | 0 | 0 | TRUE | TRUE | TRUE | -465 | 64.7 | 0 | 0 | -4650 | 647 | 0 | 0 | 3423.1829 | 100000 | #N/A | 100000 | 0.034232 | 1 | #N/A | 0 | 0.00018167 | 0.005307 | #N/A | 0.005307 |  | 39 | 48.7822 | PASS | 2.5889 | PASS | Eligible | -0.84476 | 3.4337 | 39 | 4.883 | kWh | 1430.6929 | N/A | N/A | 48.8295 |  | 39 | 1 | -465 | 64.7 | 0 | 0 | 10 | 0
| SWWH028C | MFm | Ex | CZ08 |  | 40 | SWWH028C | 1 | 10 | 2022 | natural gas | electricity | NR |  | -457 |  | 63.7 | -457 |  | 63.7 |  | -457 | 63.7 | 0 | 0 |  | 0 | 0 |  | TRUE | 10 | 0 | 0 | TRUE | 2022+10 | 2032+00 | TRUE | TRUE | FALSE | FALSE | -457 | 63.7 | TRUE | TRUE | FALSE | FALSE | 0 | 0 | TRUE | TRUE | TRUE | -457 | 63.7 | 0 | 0 | -4570 | 637 | 0 | 0 | 3423.1829 | 100000 | #N/A | 100000 | 0.034232 | 1 | #N/A | 0 | 0.00018167 | 0.005307 | #N/A | 0.005307 |  | 40 | 48.0561 | PASS | 2.5504 | PASS | Eligible | -0.83023 | 3.3806 | 40 | 4.8103 | kWh | 1409.3932 | N/A | N/A | 48.1026 |  | 40 | 1 | -457 | 63.7 | 0 | 0 | 10 | 0
| SWWH028C | MFm | Ex | CZ09 |  | 41 | SWWH028C | 1 | 10 | 2022 | natural gas | electricity | NR |  | -457 |  | 63.6 | -457 |  | 63.6 |  | -457 | 63.6 | 0 | 0 |  | 0 | 0 |  | TRUE | 10 | 0 | 0 | TRUE | 2022+10 | 2032+00 | TRUE | TRUE | FALSE | FALSE | -457 | 63.6 | TRUE | TRUE | FALSE | FALSE | 0 | 0 | TRUE | TRUE | TRUE | -457 | 63.6 | 0 | 0 | -4570 | 636 | 0 | 0 | 3423.1829 | 100000 | #N/A | 100000 | 0.034232 | 1 | #N/A | 0 | 0.00018167 | 0.005307 | #N/A | 0.005307 |  | 41 | 47.9561 | PASS | 2.545 | PASS | Eligible | -0.83023 | 3.3753 | 41 | 4.8003 | kWh | 1406.4632 | N/A | N/A | 48.0026 |  | 41 | 1 | -457 | 63.6 | 0 | 0 | 10 | 0
| SWWH028C | MFm | Ex | CZ10 |  | 42 | SWWH028C | 1 | 10 | 2022 | natural gas | electricity | NR |  | -456 |  | 63.3 | -456 |  | 63.3 |  | -456 | 63.3 | 0 | 0 |  | 0 | 0 |  | TRUE | 10 | 0 | 0 | TRUE | 2022+10 | 2032+00 | TRUE | TRUE | FALSE | FALSE | -456 | 63.3 | TRUE | TRUE | FALSE | FALSE | 0 | 0 | TRUE | TRUE | TRUE | -456 | 63.3 | 0 | 0 | -4560 | 633 | 0 | 0 | 3423.1829 | 100000 | #N/A | 100000 | 0.034232 | 1 | #N/A | 0 | 0.00018167 | 0.005307 | #N/A | 0.005307 |  | 42 | 47.6903 | PASS | 2.5309 | PASS | Eligible | -0.82841 | 3.3594 | 42 | 4.7737 | kWh | 1398.6733 | N/A | N/A | 47.7367 |  | 42 | 1 | -456 | 63.3 | 0 | 0 | 10 | 0
| SWWH028C | MFm | Ex | CZ11 |  | 43 | SWWH028C | 1 | 10 | 2022 | natural gas | electricity | NR |  | -466 |  | 64.2 | -466 |  | 64.2 |  | -466 | 64.2 | 0 | 0 |  | 0 | 0 |  | TRUE | 10 | 0 | 0 | TRUE | 2022+10 | 2032+00 | TRUE | TRUE | FALSE | FALSE | -466 | 64.2 | TRUE | TRUE | FALSE | FALSE | 0 | 0 | TRUE | TRUE | TRUE | -466 | 64.2 | 0 | 0 | -4660 | 642 | 0 | 0 | 3423.1829 | 100000 | #N/A | 100000 | 0.034232 | 1 | #N/A | 0 | 0.00018167 | 0.005307 | #N/A | 0.005307 |  | 43 | 48.248 | PASS | 2.5605 | PASS | Eligible | -0.84658 | 3.4071 | 43 | 4.8295 | kWh | 1415.0431 | N/A | N/A | 48.2954 |  | 43 | 1 | -466 | 64.2 | 0 | 0 | 10 | 0
| SWWH028C | MFm | Ex | CZ12 |  | 44 | SWWH028C | 1 | 10 | 2022 | natural gas | electricity | NR |  | -483 |  | 66.3 | -483 |  | 66.3 |  | -483 | 66.3 | 0 | 0 |  | 0 | 0 |  | TRUE | 10 | 0 | 0 | TRUE | 2022+10 | 2032+00 | TRUE | TRUE | FALSE | FALSE | -483 | 66.3 | TRUE | TRUE | FALSE | FALSE | 0 | 0 | TRUE | TRUE | TRUE | -483 | 66.3 | 0 | 0 | -4830 | 663 | 0 | 0 | 3423.1829 | 100000 | #N/A | 100000 | 0.034232 | 1 | #N/A | 0 | 0.00018167 | 0.005307 | #N/A | 0.005307 |  | 44 | 49.766 | PASS | 2.6411 | PASS | Eligible | -0.87746 | 3.5186 | 44 | 4.9815 | kWh | 1459.5725 | N/A | N/A | 49.8152 |  | 44 | 1 | -483 | 66.3 | 0 | 0 | 10 | 0
| SWWH028C | MFm | Ex | CZ13 |  | 45 | SWWH028C | 1 | 10 | 2022 | natural gas | electricity | NR |  | -460 |  | 63.4 | -460 |  | 63.4 |  | -460 | 63.4 | 0 | 0 |  | 0 | 0 |  | TRUE | 10 | 0 | 0 | TRUE | 2022+10 | 2032+00 | TRUE | TRUE | FALSE | FALSE | -460 | 63.4 | TRUE | TRUE | FALSE | FALSE | 0 | 0 | TRUE | TRUE | TRUE | -460 | 63.4 | 0 | 0 | -4600 | 634 | 0 | 0 | 3423.1829 | 100000 | #N/A | 100000 | 0.034232 | 1 | #N/A | 0 | 0.00018167 | 0.005307 | #N/A | 0.005307 |  | 45 | 47.6534 | PASS | 2.529 | PASS | Eligible | -0.83568 | 3.3647 | 45 | 4.77 | kWh | 1397.6033 | N/A | N/A | 47.7002 |  | 45 | 1 | -460 | 63.4 | 0 | 0 | 10 | 0
| SWWH028C | MFm | Ex | CZ14 |  | 46 | SWWH028C | 1 | 10 | 2022 | natural gas | electricity | NR |  | -469 |  | 64.7 | -469 |  | 64.7 |  | -469 | 64.7 | 0 | 0 |  | 0 | 0 |  | TRUE | 10 | 0 | 0 | TRUE | 2022+10 | 2032+00 | TRUE | TRUE | FALSE | FALSE | -469 | 64.7 | TRUE | TRUE | FALSE | FALSE | 0 | 0 | TRUE | TRUE | TRUE | -469 | 64.7 | 0 | 0 | -4690 | 647 | 0 | 0 | 3423.1829 | 100000 | #N/A | 100000 | 0.034232 | 1 | #N/A | 0 | 0.00018167 | 0.005307 | #N/A | 0.005307 |  | 46 | 48.6453 | PASS | 2.5816 | PASS | Eligible | -0.85203 | 3.4337 | 46 | 4.8693 | kWh | 1426.6929 | N/A | N/A | 48.693 |  | 46 | 1 | -469 | 64.7 | 0 | 0 | 10 | 0
| SWWH028C | MFm | Ex | CZ15 |  | 47 | SWWH028C | 1 | 10 | 2022 | natural gas | electricity | NR |  | -377 |  | 53.3 | -377 |  | 53.3 |  | -377 | 53.3 | 0 | 0 |  | 0 | 0 |  | TRUE | 10 | 0 | 0 | TRUE | 2022+10 | 2032+00 | TRUE | TRUE | FALSE | FALSE | -377 | 53.3 | TRUE | TRUE | FALSE | FALSE | 0 | 0 | TRUE | TRUE | TRUE | -377 | 53.3 | 0 | 0 | -3770 | 533 | 0 | 0 | 3423.1829 | 100000 | #N/A | 100000 | 0.034232 | 1 | #N/A | 0 | 0.00018167 | 0.005307 | #N/A | 0.005307 |  | 47 | 40.3946 | PASS | 2.1438 | PASS | Eligible | -0.68489 | 2.8287 | 47 | 4.0433 | kWh | 1184.6759 | N/A | N/A | 40.433 |  | 47 | 1 | -377 | 53.3 | 0 | 0 | 10 | 0
| SWWH028C | MFm | Ex | CZ16 |  | 48 | SWWH028C | 1 | 10 | 2022 | natural gas | electricity | NR |  | -549 |  | 74.4 | -549 |  | 74.4 |  | -549 | 74.4 | 0 | 0 |  | 0 | 0 |  | TRUE | 10 | 0 | 0 | TRUE | 2022+10 | 2032+00 | TRUE | TRUE | FALSE | FALSE | -549 | 74.4 | TRUE | TRUE | FALSE | FALSE | 0 | 0 | TRUE | TRUE | TRUE | -549 | 74.4 | 0 | 0 | -5490 | 744 | 0 | 0 | 3423.1829 | 100000 | #N/A | 100000 | 0.034232 | 1 | #N/A | 0 | 0.00018167 | 0.005307 | #N/A | 0.005307 |  | 48 | 55.6067 | PASS | 2.9511 | PASS | Eligible | -0.99737 | 3.9484 | 48 | 5.5663 | kWh | 1630.9004 | N/A | N/A | 55.6626 |  | 48 | 1 | -549 | 74.4 | 0 | 0 | 10 | 0
| SWWH028D | MFm | Ex | CZ01 |  | 49 | SWWH028D | 1 | 10 | 2022 | natural gas | electricity | NR |  | -552 |  | 74.7 | -552 |  | 74.7 |  | -552 | 74.7 | 0 | 0 |  | 0 | 0 |  | TRUE | 10 | 0 | 0 | TRUE | 2022+10 | 2032+00 | TRUE | TRUE | FALSE | FALSE | -552 | 74.7 | TRUE | TRUE | FALSE | FALSE | 0 | 0 | TRUE | TRUE | TRUE | -552 | 74.7 | 0 | 0 | -5520 | 747 | 0 | 0 | 3423.1829 | 100000 | #N/A | 100000 | 0.034232 | 1 | #N/A | 0 | 0.00018167 | 0.005307 | #N/A | 0.005307 |  | 49 | 55.804 | PASS | 2.9615 | PASS | Eligible | -1.0028 | 3.9644 | 49 | 5.586 | kWh | 1636.6903 | N/A | N/A | 55.8602 |  | 49 | 1 | -552 | 74.7 | 0 | 0 | 10 | 0
| SWWH028D | MFm | Ex | CZ02 |  | 50 | SWWH028D | 1 | 10 | 2022 | natural gas | electricity | NR |  | -509 |  | 69.4 | -509 |  | 69.4 |  | -509 | 69.4 | 0 | 0 |  | 0 | 0 |  | TRUE | 10 | 0 | 0 | TRUE | 2022+10 | 2032+00 | TRUE | TRUE | FALSE | FALSE | -509 | 69.4 | TRUE | TRUE | FALSE | FALSE | 0 | 0 | TRUE | TRUE | TRUE | -509 | 69.4 | 0 | 0 | -5090 | 694 | 0 | 0 | 3423.1829 | 100000 | #N/A | 100000 | 0.034232 | 1 | #N/A | 0 | 0.00018167 | 0.005307 | #N/A | 0.005307 |  | 50 | 51.976 | PASS | 2.7584 | PASS | Eligible | -0.9247 | 3.6831 | 50 | 5.2028 | kWh | 1524.4017 | N/A | N/A | 52.0278 |  | 50 | 1 | -509 | 69.4 | 0 | 0 | 10 | 0
| SWWH028D | MFm | Ex | CZ03 |  | 51 | SWWH028D | 1 | 10 | 2022 | natural gas | electricity | NR |  | -506 |  | 69.7 | -506 |  | 69.7 |  | -506 | 69.7 | 0 | 0 |  | 0 | 0 |  | TRUE | 10 | 0 | 0 | TRUE | 2022+10 | 2032+00 | TRUE | TRUE | FALSE | FALSE | -506 | 69.7 | TRUE | TRUE | FALSE | FALSE | 0 | 0 | TRUE | TRUE | TRUE | -506 | 69.7 | 0 | 0 | -5060 | 697 | 0 | 0 | 3423.1829 | 100000 | #N/A | 100000 | 0.034232 | 1 | #N/A | 0 | 0.00018167 | 0.005307 | #N/A | 0.005307 |  | 51 | 52.3787 | PASS | 2.7798 | PASS | Eligible | -0.91925 | 3.699 | 51 | 5.243 | kWh | 1536.1916 | N/A | N/A | 52.4302 |  | 51 | 1 | -506 | 69.7 | 0 | 0 | 10 | 0
| SWWH028D | MFm | Ex | CZ04 |  | 52 | SWWH028D | 1 | 10 | 2022 | natural gas | electricity | NR |  | -491 |  | 67.5 | -491 |  | 67.5 |  | -491 | 67.5 | 0 | 0 |  | 0 | 0 |  | TRUE | 10 | 0 | 0 | TRUE | 2022+10 | 2032+00 | TRUE | TRUE | FALSE | FALSE | -491 | 67.5 | TRUE | TRUE | FALSE | FALSE | 0 | 0 | TRUE | TRUE | TRUE | -491 | 67.5 | 0 | 0 | -4910 | 675 | 0 | 0 | 3423.1829 | 100000 | #N/A | 100000 | 0.034232 | 1 | #N/A | 0 | 0.00018167 | 0.005307 | #N/A | 0.005307 |  | 52 | 50.6922 | PASS | 2.6903 | PASS | Eligible | -0.892 | 3.5823 | 52 | 5.0742 | kWh | 1486.7322 | N/A | N/A | 50.7422 |  | 52 | 1 | -491 | 67.5 | 0 | 0 | 10 | 0
| SWWH028D | MFm | Ex | CZ05 |  | 53 | SWWH028D | 1 | 10 | 2022 | natural gas | electricity | NR |  | -514 |  | 70.7 | -514 |  | 70.7 |  | -514 | 70.7 | 0 | 0 |  | 0 | 0 |  | TRUE | 10 | 0 | 0 | TRUE | 2022+10 | 2032+00 | TRUE | TRUE | FALSE | FALSE | -514 | 70.7 | TRUE | TRUE | FALSE | FALSE | 0 | 0 | TRUE | TRUE | TRUE | -514 | 70.7 | 0 | 0 | -5140 | 707 | 0 | 0 | 3423.1829 | 100000 | #N/A | 100000 | 0.034232 | 1 | #N/A | 0 | 0.00018167 | 0.005307 | #N/A | 0.005307 |  | 53 | 53.1048 | PASS | 2.8183 | PASS | Eligible | -0.93378 | 3.7521 | 53 | 5.3157 | kWh | 1557.4914 | N/A | N/A | 53.1572 |  | 53 | 1 | -514 | 70.7 | 0 | 0 | 10 | 0
| SWWH028D | MFm | Ex | CZ06 |  | 54 | SWWH028D | 1 | 10 | 2022 | natural gas | electricity | NR |  | -472 |  | 65.5 | -472 |  | 65.5 |  | -472 | 65.5 | 0 | 0 |  | 0 | 0 |  | TRUE | 10 | 0 | 0 | TRUE | 2022+10 | 2032+00 | TRUE | TRUE | FALSE | FALSE | -472 | 65.5 | TRUE | TRUE | FALSE | FALSE | 0 | 0 | TRUE | TRUE | TRUE | -472 | 65.5 | 0 | 0 | -4720 | 655 | 0 | 0 | 3423.1829 | 100000 | #N/A | 100000 | 0.034232 | 1 | #N/A | 0 | 0.00018167 | 0.005307 | #N/A | 0.005307 |  | 54 | 49.3426 | PASS | 2.6186 | PASS | Eligible | -0.85748 | 3.4761 | 54 | 4.9391 | kWh | 1447.1327 | N/A | N/A | 49.3906 |  | 54 | 1 | -472 | 65.5 | 0 | 0 | 10 | 0
| SWWH028D | MFm | Ex | CZ07 |  | 55 | SWWH028D | 1 | 10 | 2022 | natural gas | electricity | NR |  | -465 |  | 64.7 | -465 |  | 64.7 |  | -465 | 64.7 | 0 | 0 |  | 0 | 0 |  | TRUE | 10 | 0 | 0 | TRUE | 2022+10 | 2032+00 | TRUE | TRUE | FALSE | FALSE | -465 | 64.7 | TRUE | TRUE | FALSE | FALSE | 0 | 0 | TRUE | TRUE | TRUE | -465 | 64.7 | 0 | 0 | -4650 | 647 | 0 | 0 | 3423.1829 | 100000 | #N/A | 100000 | 0.034232 | 1 | #N/A | 0 | 0.00018167 | 0.005307 | #N/A | 0.005307 |  | 55 | 48.7822 | PASS | 2.5889 | PASS | Eligible | -0.84476 | 3.4337 | 55 | 4.883 | kWh | 1430.6929 | N/A | N/A | 48.8295 |  | 55 | 1 | -465 | 64.7 | 0 | 0 | 10 | 0
| SWWH028D | MFm | Ex | CZ08 |  | 56 | SWWH028D | 1 | 10 | 2022 | natural gas | electricity | NR |  | -457 |  | 63.7 | -457 |  | 63.7 |  | -457 | 63.7 | 0 | 0 |  | 0 | 0 |  | TRUE | 10 | 0 | 0 | TRUE | 2022+10 | 2032+00 | TRUE | TRUE | FALSE | FALSE | -457 | 63.7 | TRUE | TRUE | FALSE | FALSE | 0 | 0 | TRUE | TRUE | TRUE | -457 | 63.7 | 0 | 0 | -4570 | 637 | 0 | 0 | 3423.1829 | 100000 | #N/A | 100000 | 0.034232 | 1 | #N/A | 0 | 0.00018167 | 0.005307 | #N/A | 0.005307 |  | 56 | 48.0561 | PASS | 2.5504 | PASS | Eligible | -0.83023 | 3.3806 | 56 | 4.8103 | kWh | 1409.3932 | N/A | N/A | 48.1026 |  | 56 | 1 | -457 | 63.7 | 0 | 0 | 10 | 0
| SWWH028D | MFm | Ex | CZ09 |  | 57 | SWWH028D | 1 | 10 | 2022 | natural gas | electricity | NR |  | -457 |  | 63.6 | -457 |  | 63.6 |  | -457 | 63.6 | 0 | 0 |  | 0 | 0 |  | TRUE | 10 | 0 | 0 | TRUE | 2022+10 | 2032+00 | TRUE | TRUE | FALSE | FALSE | -457 | 63.6 | TRUE | TRUE | FALSE | FALSE | 0 | 0 | TRUE | TRUE | TRUE | -457 | 63.6 | 0 | 0 | -4570 | 636 | 0 | 0 | 3423.1829 | 100000 | #N/A | 100000 | 0.034232 | 1 | #N/A | 0 | 0.00018167 | 0.005307 | #N/A | 0.005307 |  | 57 | 47.9561 | PASS | 2.545 | PASS | Eligible | -0.83023 | 3.3753 | 57 | 4.8003 | kWh | 1406.4632 | N/A | N/A | 48.0026 |  | 57 | 1 | -457 | 63.6 | 0 | 0 | 10 | 0
| SWWH028D | MFm | Ex | CZ10 |  | 58 | SWWH028D | 1 | 10 | 2022 | natural gas | electricity | NR |  | -456 |  | 63.3 | -456 |  | 63.3 |  | -456 | 63.3 | 0 | 0 |  | 0 | 0 |  | TRUE | 10 | 0 | 0 | TRUE | 2022+10 | 2032+00 | TRUE | TRUE | FALSE | FALSE | -456 | 63.3 | TRUE | TRUE | FALSE | FALSE | 0 | 0 | TRUE | TRUE | TRUE | -456 | 63.3 | 0 | 0 | -4560 | 633 | 0 | 0 | 3423.1829 | 100000 | #N/A | 100000 | 0.034232 | 1 | #N/A | 0 | 0.00018167 | 0.005307 | #N/A | 0.005307 |  | 58 | 47.6903 | PASS | 2.5309 | PASS | Eligible | -0.82841 | 3.3594 | 58 | 4.7737 | kWh | 1398.6733 | N/A | N/A | 47.7367 |  | 58 | 1 | -456 | 63.3 | 0 | 0 | 10 | 0
| SWWH028D | MFm | Ex | CZ11 |  | 59 | SWWH028D | 1 | 10 | 2022 | natural gas | electricity | NR |  | -466 |  | 64.2 | -466 |  | 64.2 |  | -466 | 64.2 | 0 | 0 |  | 0 | 0 |  | TRUE | 10 | 0 | 0 | TRUE | 2022+10 | 2032+00 | TRUE | TRUE | FALSE | FALSE | -466 | 64.2 | TRUE | TRUE | FALSE | FALSE | 0 | 0 | TRUE | TRUE | TRUE | -466 | 64.2 | 0 | 0 | -4660 | 642 | 0 | 0 | 3423.1829 | 100000 | #N/A | 100000 | 0.034232 | 1 | #N/A | 0 | 0.00018167 | 0.005307 | #N/A | 0.005307 |  | 59 | 48.248 | PASS | 2.5605 | PASS | Eligible | -0.84658 | 3.4071 | 59 | 4.8295 | kWh | 1415.0431 | N/A | N/A | 48.2954 |  | 59 | 1 | -466 | 64.2 | 0 | 0 | 10 | 0
| SWWH028D | MFm | Ex | CZ12 |  | 60 | SWWH028D | 1 | 10 | 2022 | natural gas | electricity | NR |  | -483 |  | 66.3 | -483 |  | 66.3 |  | -483 | 66.3 | 0 | 0 |  | 0 | 0 |  | TRUE | 10 | 0 | 0 | TRUE | 2022+10 | 2032+00 | TRUE | TRUE | FALSE | FALSE | -483 | 66.3 | TRUE | TRUE | FALSE | FALSE | 0 | 0 | TRUE | TRUE | TRUE | -483 | 66.3 | 0 | 0 | -4830 | 663 | 0 | 0 | 3423.1829 | 100000 | #N/A | 100000 | 0.034232 | 1 | #N/A | 0 | 0.00018167 | 0.005307 | #N/A | 0.005307 |  | 60 | 49.766 | PASS | 2.6411 | PASS | Eligible | -0.87746 | 3.5186 | 60 | 4.9815 | kWh | 1459.5725 | N/A | N/A | 49.8152 |  | 60 | 1 | -483 | 66.3 | 0 | 0 | 10 | 0
| SWWH028D | MFm | Ex | CZ13 |  | 61 | SWWH028D | 1 | 10 | 2022 | natural gas | electricity | NR |  | -460 |  | 63.4 | -460 |  | 63.4 |  | -460 | 63.4 | 0 | 0 |  | 0 | 0 |  | TRUE | 10 | 0 | 0 | TRUE | 2022+10 | 2032+00 | TRUE | TRUE | FALSE | FALSE | -460 | 63.4 | TRUE | TRUE | FALSE | FALSE | 0 | 0 | TRUE | TRUE | TRUE | -460 | 63.4 | 0 | 0 | -4600 | 634 | 0 | 0 | 3423.1829 | 100000 | #N/A | 100000 | 0.034232 | 1 | #N/A | 0 | 0.00018167 | 0.005307 | #N/A | 0.005307 |  | 61 | 47.6534 | PASS | 2.529 | PASS | Eligible | -0.83568 | 3.3647 | 61 | 4.77 | kWh | 1397.6033 | N/A | N/A | 47.7002 |  | 61 | 1 | -460 | 63.4 | 0 | 0 | 10 | 0
| SWWH028D | MFm | Ex | CZ14 |  | 62 | SWWH028D | 1 | 10 | 2022 | natural gas | electricity | NR |  | -469 |  | 64.7 | -469 |  | 64.7 |  | -469 | 64.7 | 0 | 0 |  | 0 | 0 |  | TRUE | 10 | 0 | 0 | TRUE | 2022+10 | 2032+00 | TRUE | TRUE | FALSE | FALSE | -469 | 64.7 | TRUE | TRUE | FALSE | FALSE | 0 | 0 | TRUE | TRUE | TRUE | -469 | 64.7 | 0 | 0 | -4690 | 647 | 0 | 0 | 3423.1829 | 100000 | #N/A | 100000 | 0.034232 | 1 | #N/A | 0 | 0.00018167 | 0.005307 | #N/A | 0.005307 |  | 62 | 48.6453 | PASS | 2.5816 | PASS | Eligible | -0.85203 | 3.4337 | 62 | 4.8693 | kWh | 1426.6929 | N/A | N/A | 48.693 |  | 62 | 1 | -469 | 64.7 | 0 | 0 | 10 | 0
| SWWH028D | MFm | Ex | CZ15 |  | 63 | SWWH028D | 1 | 10 | 2022 | natural gas | electricity | NR |  | -377 |  | 53.3 | -377 |  | 53.3 |  | -377 | 53.3 | 0 | 0 |  | 0 | 0 |  | TRUE | 10 | 0 | 0 | TRUE | 2022+10 | 2032+00 | TRUE | TRUE | FALSE | FALSE | -377 | 53.3 | TRUE | TRUE | FALSE | FALSE | 0 | 0 | TRUE | TRUE | TRUE | -377 | 53.3 | 0 | 0 | -3770 | 533 | 0 | 0 | 3423.1829 | 100000 | #N/A | 100000 | 0.034232 | 1 | #N/A | 0 | 0.00018167 | 0.005307 | #N/A | 0.005307 |  | 63 | 40.3946 | PASS | 2.1438 | PASS | Eligible | -0.68489 | 2.8287 | 63 | 4.0433 | kWh | 1184.6759 | N/A | N/A | 40.433 |  | 63 | 1 | -377 | 53.3 | 0 | 0 | 10 | 0
| SWWH028D | MFm | Ex | CZ16 |  | 64 | SWWH028D | 1 | 10 | 2022 | natural gas | electricity | NR |  | -549 |  | 74.4 | -549 |  | 74.4 |  | -549 | 74.4 | 0 | 0 |  | 0 | 0 |  | TRUE | 10 | 0 | 0 | TRUE | 2022+10 | 2032+00 | TRUE | TRUE | FALSE | FALSE | -549 | 74.4 | TRUE | TRUE | FALSE | FALSE | 0 | 0 | TRUE | TRUE | TRUE | -549 | 74.4 | 0 | 0 | -5490 | 744 | 0 | 0 | 3423.1829 | 100000 | #N/A | 100000 | 0.034232 | 1 | #N/A | 0 | 0.00018167 | 0.005307 | #N/A | 0.005307 |  | 64 | 55.6067 | PASS | 2.9511 | PASS | Eligible | -0.99737 | 3.9484 | 64 | 5.5663 | kWh | 1630.9004 | N/A | N/A | 55.6626 |  | 64 | 1 | -549 | 74.4 | 0 | 0 | 10 | 0
| SWWH028E | Asm | Ex | CZ01 |  | 65 | SWWH028E | 1 | 10 | 2022 | natural gas | electricity | NR |  | -895 |  | 82.4 | -895 |  | 82.4 |  | -895 | 82.4 | 0 | 0 |  | 0 | 0 |  | TRUE | 10 | 0 | 0 | TRUE | 2022+10 | 2032+00 | TRUE | TRUE | FALSE | FALSE | -895 | 82.4 | TRUE | TRUE | FALSE | FALSE | 0 | 0 | TRUE | TRUE | TRUE | -895 | 82.4 | 0 | 0 | -8950 | 824 | 0 | 0 | 3423.1829 | 100000 | #N/A | 100000 | 0.034232 | 1 | #N/A | 0 | 0.00018167 | 0.005307 | #N/A | 0.005307 |  | 65 | 51.7625 | PASS | 2.7471 | PASS | Eligible | -1.6259 | 4.373 | 65 | 5.1854 | kWh | 1519.2983 | N/A | N/A | 51.8537 |  | 65 | 1 | -895 | 82.4 | 0 | 0 | 10 | 0
| SWWH028E | Asm | Ex | CZ02 |  | 66 | SWWH028E | 1 | 10 | 2022 | natural gas | electricity | NR |  | -825 |  | 76.7 | -825 |  | 76.7 |  | -825 | 76.7 | 0 | 0 |  | 0 | 0 |  | TRUE | 10 | 0 | 0 | TRUE | 2022+10 | 2032+00 | TRUE | TRUE | FALSE | FALSE | -825 | 76.7 | TRUE | TRUE | FALSE | FALSE | 0 | 0 | TRUE | TRUE | TRUE | -825 | 76.7 | 0 | 0 | -8250 | 767 | 0 | 0 | 3423.1829 | 100000 | #N/A | 100000 | 0.034232 | 1 | #N/A | 0 | 0.00018167 | 0.005307 | #N/A | 0.005307 |  | 66 | 48.4587 | PASS | 2.5717 | PASS | Eligible | -1.4988 | 4.0705 | 66 | 4.8543 | kWh | 1422.2898 | N/A | N/A | 48.5427 |  | 66 | 1 | -825 | 76.7 | 0 | 0 | 10 | 0
| SWWH028E | Asm | Ex | CZ03 |  | 67 | SWWH028E | 1 | 10 | 2022 | natural gas | electricity | NR |  | -828 |  | 77 | -828 |  | 77 |  | -828 | 77 | 0 | 0 |  | 0 | 0 |  | TRUE | 10 | 0 | 0 | TRUE | 2022+10 | 2032+00 | TRUE | TRUE | FALSE | FALSE | -828 | 77 | TRUE | TRUE | FALSE | FALSE | 0 | 0 | TRUE | TRUE | TRUE | -828 | 77 | 0 | 0 | -8280 | 770 | 0 | 0 | 3423.1829 | 100000 | #N/A | 100000 | 0.034232 | 1 | #N/A | 0 | 0.00018167 | 0.005307 | #N/A | 0.005307 |  | 67 | 48.656 | PASS | 2.5822 | PASS | Eligible | -1.5042 | 4.0864 | 67 | 4.874 | kWh | 1428.0797 | N/A | N/A | 48.7404 |  | 67 | 1 | -828 | 77 | 0 | 0 | 10 | 0
| SWWH028E | Asm | Ex | CZ04 |  | 68 | SWWH028E | 1 | 10 | 2022 | natural gas | electricity | NR |  | -799 |  | 74.6 | -799 |  | 74.6 |  | -799 | 74.6 | 0 | 0 |  | 0 | 0 |  | TRUE | 10 | 0 | 0 | TRUE | 2022+10 | 2032+00 | TRUE | TRUE | FALSE | FALSE | -799 | 74.6 | TRUE | TRUE | FALSE | FALSE | 0 | 0 | TRUE | TRUE | TRUE | -799 | 74.6 | 0 | 0 | -7990 | 746 | 0 | 0 | 3423.1829 | 100000 | #N/A | 100000 | 0.034232 | 1 | #N/A | 0 | 0.00018167 | 0.005307 | #N/A | 0.005307 |  | 68 | 47.2488 | PASS | 2.5075 | PASS | Eligible | -1.4515 | 3.959 | 68 | 4.733 | kWh | 1386.7603 | N/A | N/A | 47.3301 |  | 68 | 1 | -799 | 74.6 | 0 | 0 | 10 | 0
| SWWH028E | Asm | Ex | CZ05 |  | 69 | SWWH028E | 1 | 10 | 2022 | natural gas | electricity | NR |  | -840 |  | 78.1 | -840 |  | 78.1 |  | -840 | 78.1 | 0 | 0 |  | 0 | 0 |  | TRUE | 10 | 0 | 0 | TRUE | 2022+10 | 2032+00 | TRUE | TRUE | FALSE | FALSE | -840 | 78.1 | TRUE | TRUE | FALSE | FALSE | 0 | 0 | TRUE | TRUE | TRUE | -840 | 78.1 | 0 | 0 | -8400 | 781 | 0 | 0 | 3423.1829 | 100000 | #N/A | 100000 | 0.034232 | 1 | #N/A | 0 | 0.00018167 | 0.005307 | #N/A | 0.005307 |  | 69 | 49.3453 | PASS | 2.6188 | PASS | Eligible | -1.526 | 4.1448 | 69 | 4.9431 | kWh | 1448.3094 | N/A | N/A | 49.4308 |  | 69 | 1 | -840 | 78.1 | 0 | 0 | 10 | 0
| SWWH028E | Asm | Ex | CZ06 |  | 70 | SWWH028E | 1 | 10 | 2022 | natural gas | electricity | NR |  | -773 |  | 72.4 | -773 |  | 72.4 |  | -773 | 72.4 | 0 | 0 |  | 0 | 0 |  | TRUE | 10 | 0 | 0 | TRUE | 2022+10 | 2032+00 | TRUE | TRUE | FALSE | FALSE | -773 | 72.4 | TRUE | TRUE | FALSE | FALSE | 0 | 0 | TRUE | TRUE | TRUE | -773 | 72.4 | 0 | 0 | -7730 | 724 | 0 | 0 | 3423.1829 | 100000 | #N/A | 100000 | 0.034232 | 1 | #N/A | 0 | 0.00018167 | 0.005307 | #N/A | 0.005307 |  | 70 | 45.9388 | PASS | 2.438 | PASS | Eligible | -1.4043 | 3.8423 | 70 | 4.6018 | kWh | 1348.3009 | N/A | N/A | 46.0175 |  | 70 | 1 | -773 | 72.4 | 0 | 0 | 10 | 0
| SWWH028E | Asm | Ex | CZ07 |  | 71 | SWWH028E | 1 | 10 | 2022 | natural gas | electricity | NR |  | -763 |  | 71.7 | -763 |  | 71.7 |  | -763 | 71.7 | 0 | 0 |  | 0 | 0 |  | TRUE | 10 | 0 | 0 | TRUE | 2022+10 | 2032+00 | TRUE | TRUE | FALSE | FALSE | -763 | 71.7 | TRUE | TRUE | FALSE | FALSE | 0 | 0 | TRUE | TRUE | TRUE | -763 | 71.7 | 0 | 0 | -7630 | 717 | 0 | 0 | 3423.1829 | 100000 | #N/A | 100000 | 0.034232 | 1 | #N/A | 0 | 0.00018167 | 0.005307 | #N/A | 0.005307 |  | 71 | 45.5811 | PASS | 2.419 | PASS | Eligible | -1.3861 | 3.8051 | 71 | 4.5659 | kWh | 1337.7911 | N/A | N/A | 45.6588 |  | 71 | 1 | -763 | 71.7 | 0 | 0 | 10 | 0
| SWWH028E | Asm | Ex | CZ08 |  | 72 | SWWH028E | 1 | 10 | 2022 | natural gas | electricity | NR |  | -752 |  | 70.5 | -752 |  | 70.5 |  | -752 | 70.5 | 0 | 0 |  | 0 | 0 |  | TRUE | 10 | 0 | 0 | TRUE | 2022+10 | 2032+00 | TRUE | TRUE | FALSE | FALSE | -752 | 70.5 | TRUE | TRUE | FALSE | FALSE | 0 | 0 | TRUE | TRUE | TRUE | -752 | 70.5 | 0 | 0 | -7520 | 705 | 0 | 0 | 3423.1829 | 100000 | #N/A | 100000 | 0.034232 | 1 | #N/A | 0 | 0.00018167 | 0.005307 | #N/A | 0.005307 |  | 72 | 44.7577 | PASS | 2.3753 | PASS | Eligible | -1.3662 | 3.7415 | 72 | 4.4834 | kWh | 1313.6314 | N/A | N/A | 44.8342 |  | 72 | 1 | -752 | 70.5 | 0 | 0 | 10 | 0
| SWWH028E | Asm | Ex | CZ09 |  | 73 | SWWH028E | 1 | 10 | 2022 | natural gas | electricity | NR |  | -751 |  | 70.4 | -751 |  | 70.4 |  | -751 | 70.4 | 0 | 0 |  | 0 | 0 |  | TRUE | 10 | 0 | 0 | TRUE | 2022+10 | 2032+00 | TRUE | TRUE | FALSE | FALSE | -751 | 70.4 | TRUE | TRUE | FALSE | FALSE | 0 | 0 | TRUE | TRUE | TRUE | -751 | 70.4 | 0 | 0 | -7510 | 704 | 0 | 0 | 3423.1829 | 100000 | #N/A | 100000 | 0.034232 | 1 | #N/A | 0 | 0.00018167 | 0.005307 | #N/A | 0.005307 |  | 73 | 44.6919 | PASS | 2.3718 | PASS | Eligible | -1.3643 | 3.7362 | 73 | 4.4768 | kWh | 1311.7014 | N/A | N/A | 44.7684 |  | 73 | 1 | -751 | 70.4 | 0 | 0 | 10 | 0
| SWWH028E | Asm | Ex | CZ10 |  | 74 | SWWH028E | 1 | 10 | 2022 | natural gas | electricity | NR |  | -748 |  | 70.1 | -748 |  | 70.1 |  | -748 | 70.1 | 0 | 0 |  | 0 | 0 |  | TRUE | 10 | 0 | 0 | TRUE | 2022+10 | 2032+00 | TRUE | TRUE | FALSE | FALSE | -748 | 70.1 | TRUE | TRUE | FALSE | FALSE | 0 | 0 | TRUE | TRUE | TRUE | -748 | 70.1 | 0 | 0 | -7480 | 701 | 0 | 0 | 3423.1829 | 100000 | #N/A | 100000 | 0.034232 | 1 | #N/A | 0 | 0.00018167 | 0.005307 | #N/A | 0.005307 |  | 74 | 44.4946 | PASS | 2.3613 | PASS | Eligible | -1.3589 | 3.7202 | 74 | 4.4571 | kWh | 1305.9115 | N/A | N/A | 44.5708 |  | 74 | 1 | -748 | 70.1 | 0 | 0 | 10 | 0
| SWWH028E | Asm | Ex | CZ11 |  | 75 | SWWH028E | 1 | 10 | 2022 | natural gas | electricity | NR |  | -760 |  | 71.1 | -760 |  | 71.1 |  | -760 | 71.1 | 0 | 0 |  | 0 | 0 |  | TRUE | 10 | 0 | 0 | TRUE | 2022+10 | 2032+00 | TRUE | TRUE | FALSE | FALSE | -760 | 71.1 | TRUE | TRUE | FALSE | FALSE | 0 | 0 | TRUE | TRUE | TRUE | -760 | 71.1 | 0 | 0 | -7600 | 711 | 0 | 0 | 3423.1829 | 100000 | #N/A | 100000 | 0.034232 | 1 | #N/A | 0 | 0.00018167 | 0.005307 | #N/A | 0.005307 |  | 75 | 45.0838 | PASS | 2.3926 | PASS | Eligible | -1.3807 | 3.7733 | 75 | 4.5161 | kWh | 1323.2113 | N/A | N/A | 45.1612 |  | 75 | 1 | -760 | 71.1 | 0 | 0 | 10 | 0
| SWWH028E | Asm | Ex | CZ12 |  | 76 | SWWH028E | 1 | 10 | 2022 | natural gas | electricity | NR |  | -786 |  | 73.3 | -786 |  | 73.3 |  | -786 | 73.3 | 0 | 0 |  | 0 | 0 |  | TRUE | 10 | 0 | 0 | TRUE | 2022+10 | 2032+00 | TRUE | TRUE | FALSE | FALSE | -786 | 73.3 | TRUE | TRUE | FALSE | FALSE | 0 | 0 | TRUE | TRUE | TRUE | -786 | 73.3 | 0 | 0 | -7860 | 733 | 0 | 0 | 3423.1829 | 100000 | #N/A | 100000 | 0.034232 | 1 | #N/A | 0 | 0.00018167 | 0.005307 | #N/A | 0.005307 |  | 76 | 46.3938 | PASS | 2.4621 | PASS | Eligible | -1.4279 | 3.8901 | 76 | 4.6474 | kWh | 1361.6707 | N/A | N/A | 46.4738 |  | 76 | 1 | -786 | 73.3 | 0 | 0 | 10 | 0
| SWWH028E | Asm | Ex | CZ13 |  | 77 | SWWH028E | 1 | 10 | 2022 | natural gas | electricity | NR |  | -751 |  | 70.2 | -751 |  | 70.2 |  | -751 | 70.2 | 0 | 0 |  | 0 | 0 |  | TRUE | 10 | 0 | 0 | TRUE | 2022+10 | 2032+00 | TRUE | TRUE | FALSE | FALSE | -751 | 70.2 | TRUE | TRUE | FALSE | FALSE | 0 | 0 | TRUE | TRUE | TRUE | -751 | 70.2 | 0 | 0 | -7510 | 702 | 0 | 0 | 3423.1829 | 100000 | #N/A | 100000 | 0.034232 | 1 | #N/A | 0 | 0.00018167 | 0.005307 | #N/A | 0.005307 |  | 77 | 44.4919 | PASS | 2.3612 | PASS | Eligible | -1.3643 | 3.7255 | 77 | 4.4568 | kWh | 1305.8415 | N/A | N/A | 44.5684 |  | 77 | 1 | -751 | 70.2 | 0 | 0 | 10 | 0
| SWWH028E | Asm | Ex | CZ14 |  | 78 | SWWH028E | 1 | 10 | 2022 | natural gas | electricity | NR |  | -765 |  | 71.6 | -765 |  | 71.6 |  | -765 | 71.6 | 0 | 0 |  | 0 | 0 |  | TRUE | 10 | 0 | 0 | TRUE | 2022+10 | 2032+00 | TRUE | TRUE | FALSE | FALSE | -765 | 71.6 | TRUE | TRUE | FALSE | FALSE | 0 | 0 | TRUE | TRUE | TRUE | -765 | 71.6 | 0 | 0 | -7650 | 716 | 0 | 0 | 3423.1829 | 100000 | #N/A | 100000 | 0.034232 | 1 | #N/A | 0 | 0.00018167 | 0.005307 | #N/A | 0.005307 |  | 78 | 45.4127 | PASS | 2.4101 | PASS | Eligible | -1.3898 | 3.7998 | 78 | 4.5491 | kWh | 1332.8611 | N/A | N/A | 45.4905 |  | 78 | 1 | -765 | 71.6 | 0 | 0 | 10 | 0
| SWWH028E | Asm | Ex | CZ15 |  | 79 | SWWH028E | 1 | 10 | 2022 | natural gas | electricity | NR |  | -625 |  | 59.2 | -625 |  | 59.2 |  | -625 | 59.2 | 0 | 0 |  | 0 | 0 |  | TRUE | 10 | 0 | 0 | TRUE | 2022+10 | 2032+00 | TRUE | TRUE | FALSE | FALSE | -625 | 59.2 | TRUE | TRUE | FALSE | FALSE | 0 | 0 | TRUE | TRUE | TRUE | -625 | 59.2 | 0 | 0 | -6250 | 592 | 0 | 0 | 3423.1829 | 100000 | #N/A | 100000 | 0.034232 | 1 | #N/A | 0 | 0.00018167 | 0.005307 | #N/A | 0.005307 |  | 79 | 37.8051 | PASS | 2.0063 | PASS | Eligible | -1.1354 | 3.1418 | 79 | 3.7869 | kWh | 1109.5444 | N/A | N/A | 37.8687 |  | 79 | 1 | -625 | 59.2 | 0 | 0 | 10 | 0
| SWWH028E | Asm | Ex | CZ16 |  | 80 | SWWH028E | 1 | 10 | 2022 | natural gas | electricity | NR |  | -889 |  | 82.1 | -889 |  | 82.1 |  | -889 | 82.1 | 0 | 0 |  | 0 | 0 |  | TRUE | 10 | 0 | 0 | TRUE | 2022+10 | 2032+00 | TRUE | TRUE | FALSE | FALSE | -889 | 82.1 | TRUE | TRUE | FALSE | FALSE | 0 | 0 | TRUE | TRUE | TRUE | -889 | 82.1 | 0 | 0 | -8890 | 821 | 0 | 0 | 3423.1829 | 100000 | #N/A | 100000 | 0.034232 | 1 | #N/A | 0 | 0.00018167 | 0.005307 | #N/A | 0.005307 |  | 80 | 51.6679 | PASS | 2.742 | PASS | Eligible | -1.615 | 4.3571 | 80 | 5.1758 | kWh | 1516.5084 | N/A | N/A | 51.7584 |  | 80 | 1 | -889 | 82.1 | 0 | 0 | 10 | 0
| SWWH028E | EPr | Ex | CZ01 |  | 81 | SWWH028E | 1 | 10 | 2022 | natural gas | electricity | NR |  | -441 |  | 40.3 | -441 |  | 40.3 |  | -441 | 40.3 | 0 | 0 |  | 0 | 0 |  | TRUE | 10 | 0 | 0 | TRUE | 2022+10 | 2032+00 | TRUE | TRUE | FALSE | FALSE | -441 | 40.3 | TRUE | TRUE | FALSE | FALSE | 0 | 0 | TRUE | TRUE | TRUE | -441 | 40.3 | 0 | 0 | -4410 | 403 | 0 | 0 | 3423.1829 | 100000 | #N/A | 100000 | 0.034232 | 1 | #N/A | 0 | 0.00018167 | 0.005307 | #N/A | 0.005307 |  | 81 | 25.2038 | PASS | 1.3376 | PASS | Eligible | -0.80116 | 2.1387 | 81 | 2.5249 | kWh | 739.7794 | N/A | N/A | 25.2487 |  | 81 | 1 | -441 | 40.3 | 0 | 0 | 10 | 0
| SWWH028E | EPr | Ex | CZ02 |  | 82 | SWWH028E | 1 | 10 | 2022 | natural gas | electricity | NR |  | -401 |  | 37.6 | -401 |  | 37.6 |  | -401 | 37.6 | 0 | 0 |  | 0 | 0 |  | TRUE | 10 | 0 | 0 | TRUE | 2022+10 | 2032+00 | TRUE | TRUE | FALSE | FALSE | -401 | 37.6 | TRUE | TRUE | FALSE | FALSE | 0 | 0 | TRUE | TRUE | TRUE | -401 | 37.6 | 0 | 0 | -4010 | 376 | 0 | 0 | 3423.1829 | 100000 | #N/A | 100000 | 0.034232 | 1 | #N/A | 0 | 0.00018167 | 0.005307 | #N/A | 0.005307 |  | 82 | 23.873 | PASS | 1.267 | PASS | Eligible | -0.7285 | 1.9954 | 82 | 2.3914 | kWh | 700.6701 | N/A | N/A | 23.9139 |  | 82 | 1 | -401 | 37.6 | 0 | 0 | 10 | 0
| SWWH028E | EPr | Ex | CZ03 |  | 83 | SWWH028E | 1 | 10 | 2022 | natural gas | electricity | NR |  | -406 |  | 37.7 | -406 |  | 37.7 |  | -406 | 37.7 | 0 | 0 |  | 0 | 0 |  | TRUE | 10 | 0 | 0 | TRUE | 2022+10 | 2032+00 | TRUE | TRUE | FALSE | FALSE | -406 | 37.7 | TRUE | TRUE | FALSE | FALSE | 0 | 0 | TRUE | TRUE | TRUE | -406 | 37.7 | 0 | 0 | -4060 | 377 | 0 | 0 | 3423.1829 | 100000 | #N/A | 100000 | 0.034232 | 1 | #N/A | 0 | 0.00018167 | 0.005307 | #N/A | 0.005307 |  | 83 | 23.8019 | PASS | 1.2632 | PASS | Eligible | -0.73758 | 2.0008 | 83 | 2.3843 | kWh | 698.6001 | N/A | N/A | 23.8432 |  | 83 | 1 | -406 | 37.7 | 0 | 0 | 10 | 0
| SWWH028E | EPr | Ex | CZ04 |  | 84 | SWWH028E | 1 | 10 | 2022 | natural gas | electricity | NR |  | -388 |  | 36.6 | -388 |  | 36.6 |  | -388 | 36.6 | 0 | 0 |  | 0 | 0 |  | TRUE | 10 | 0 | 0 | TRUE | 2022+10 | 2032+00 | TRUE | TRUE | FALSE | FALSE | -388 | 36.6 | TRUE | TRUE | FALSE | FALSE | 0 | 0 | TRUE | TRUE | TRUE | -388 | 36.6 | 0 | 0 | -3880 | 366 | 0 | 0 | 3423.1829 | 100000 | #N/A | 100000 | 0.034232 | 1 | #N/A | 0 | 0.00018167 | 0.005307 | #N/A | 0.005307 |  | 84 | 23.3181 | PASS | 1.2375 | PASS | Eligible | -0.70488 | 1.9424 | 84 | 2.3358 | kWh | 684.3703 | N/A | N/A | 23.3576 |  | 84 | 1 | -388 | 36.6 | 0 | 0 | 10 | 0
| SWWH028E | EPr | Ex | CZ05 |  | 85 | SWWH028E | 1 | 10 | 2022 | natural gas | electricity | NR |  | -412 |  | 38.2 | -412 |  | 38.2 |  | -412 | 38.2 | 0 | 0 |  | 0 | 0 |  | TRUE | 10 | 0 | 0 | TRUE | 2022+10 | 2032+00 | TRUE | TRUE | FALSE | FALSE | -412 | 38.2 | TRUE | TRUE | FALSE | FALSE | 0 | 0 | TRUE | TRUE | TRUE | -412 | 38.2 | 0 | 0 | -4120 | 382 | 0 | 0 | 3423.1829 | 100000 | #N/A | 100000 | 0.034232 | 1 | #N/A | 0 | 0.00018167 | 0.005307 | #N/A | 0.005307 |  | 85 | 24.0965 | PASS | 1.2788 | PASS | Eligible | -0.74848 | 2.0273 | 85 | 2.4138 | kWh | 707.2499 | N/A | N/A | 24.1384 |  | 85 | 1 | -412 | 38.2 | 0 | 0 | 10 | 0
| SWWH028E | EPr | Ex | CZ06 |  | 86 | SWWH028E | 1 | 10 | 2022 | natural gas | electricity | NR |  | -374 |  | 35.5 | -374 |  | 35.5 |  | -374 | 35.5 | 0 | 0 |  | 0 | 0 |  | TRUE | 10 | 0 | 0 | TRUE | 2022+10 | 2032+00 | TRUE | TRUE | FALSE | FALSE | -374 | 35.5 | TRUE | TRUE | FALSE | FALSE | 0 | 0 | TRUE | TRUE | TRUE | -374 | 35.5 | 0 | 0 | -3740 | 355 | 0 | 0 | 3423.1829 | 100000 | #N/A | 100000 | 0.034232 | 1 | #N/A | 0 | 0.00018167 | 0.005307 | #N/A | 0.005307 |  | 86 | 22.6973 | PASS | 1.2046 | PASS | Eligible | -0.67944 | 1.884 | 86 | 2.2735 | kWh | 666.1406 | N/A | N/A | 22.7354 |  | 86 | 1 | -374 | 35.5 | 0 | 0 | 10 | 0
| SWWH028E | EPr | Ex | CZ07 |  | 87 | SWWH028E | 1 | 10 | 2022 | natural gas | electricity | NR |  | -371 |  | 35.1 | -371 |  | 35.1 |  | -371 | 35.1 | 0 | 0 |  | 0 | 0 |  | TRUE | 10 | 0 | 0 | TRUE | 2022+10 | 2032+00 | TRUE | TRUE | FALSE | FALSE | -371 | 35.1 | TRUE | TRUE | FALSE | FALSE | 0 | 0 | TRUE | TRUE | TRUE | -371 | 35.1 | 0 | 0 | -3710 | 351 | 0 | 0 | 3423.1829 | 100000 | #N/A | 100000 | 0.034232 | 1 | #N/A | 0 | 0.00018167 | 0.005307 | #N/A | 0.005307 |  | 87 | 22.4 | PASS | 1.1888 | PASS | Eligible | -0.67399 | 1.8628 | 87 | 2.2438 | kWh | 657.4207 | N/A | N/A | 22.4378 |  | 87 | 1 | -371 | 35.1 | 0 | 0 | 10 | 0
| SWWH028E | EPr | Ex | CZ08 |  | 88 | SWWH028E | 1 | 10 | 2022 | natural gas | electricity | NR |  | -362 |  | 34.5 | -362 |  | 34.5 |  | -362 | 34.5 | 0 | 0 |  | 0 | 0 |  | TRUE | 10 | 0 | 0 | TRUE | 2022+10 | 2032+00 | TRUE | TRUE | FALSE | FALSE | -362 | 34.5 | TRUE | TRUE | FALSE | FALSE | 0 | 0 | TRUE | TRUE | TRUE | -362 | 34.5 | 0 | 0 | -3620 | 345 | 0 | 0 | 3423.1829 | 100000 | #N/A | 100000 | 0.034232 | 1 | #N/A | 0 | 0.00018167 | 0.005307 | #N/A | 0.005307 |  | 88 | 22.1081 | PASS | 1.1733 | PASS | Eligible | -0.65764 | 1.8309 | 88 | 2.2145 | kWh | 648.8409 | N/A | N/A | 22.1449 |  | 88 | 1 | -362 | 34.5 | 0 | 0 | 10 | 0
| SWWH028E | EPr | Ex | CZ09 |  | 89 | SWWH028E | 1 | 10 | 2022 | natural gas | electricity | NR |  | -362 |  | 34.5 | -362 |  | 34.5 |  | -362 | 34.5 | 0 | 0 |  | 0 | 0 |  | TRUE | 10 | 0 | 0 | TRUE | 2022+10 | 2032+00 | TRUE | TRUE | FALSE | FALSE | -362 | 34.5 | TRUE | TRUE | FALSE | FALSE | 0 | 0 | TRUE | TRUE | TRUE | -362 | 34.5 | 0 | 0 | -3620 | 345 | 0 | 0 | 3423.1829 | 100000 | #N/A | 100000 | 0.034232 | 1 | #N/A | 0 | 0.00018167 | 0.005307 | #N/A | 0.005307 |  | 89 | 22.1081 | PASS | 1.1733 | PASS | Eligible | -0.65764 | 1.8309 | 89 | 2.2145 | kWh | 648.8409 | N/A | N/A | 22.1449 |  | 89 | 1 | -362 | 34.5 | 0 | 0 | 10 | 0
| SWWH028E | EPr | Ex | CZ10 |  | 90 | SWWH028E | 1 | 10 | 2022 | natural gas | electricity | NR |  | -361 |  | 34.4 | -361 |  | 34.4 |  | -361 | 34.4 | 0 | 0 |  | 0 | 0 |  | TRUE | 10 | 0 | 0 | TRUE | 2022+10 | 2032+00 | TRUE | TRUE | FALSE | FALSE | -361 | 34.4 | TRUE | TRUE | FALSE | FALSE | 0 | 0 | TRUE | TRUE | TRUE | -361 | 34.4 | 0 | 0 | -3610 | 344 | 0 | 0 | 3423.1829 | 100000 | #N/A | 100000 | 0.034232 | 1 | #N/A | 0 | 0.00018167 | 0.005307 | #N/A | 0.005307 |  | 90 | 22.0423 | PASS | 1.1698 | PASS | Eligible | -0.65583 | 1.8256 | 90 | 2.2079 | kWh | 646.9109 | N/A | N/A | 22.0791 |  | 90 | 1 | -361 | 34.4 | 0 | 0 | 10 | 0
| SWWH028E | EPr | Ex | CZ11 |  | 91 | SWWH028E | 1 | 10 | 2022 | natural gas | electricity | NR |  | -371 |  | 35.1 | -371 |  | 35.1 |  | -371 | 35.1 | 0 | 0 |  | 0 | 0 |  | TRUE | 10 | 0 | 0 | TRUE | 2022+10 | 2032+00 | TRUE | TRUE | FALSE | FALSE | -371 | 35.1 | TRUE | TRUE | FALSE | FALSE | 0 | 0 | TRUE | TRUE | TRUE | -371 | 35.1 | 0 | 0 | -3710 | 351 | 0 | 0 | 3423.1829 | 100000 | #N/A | 100000 | 0.034232 | 1 | #N/A | 0 | 0.00018167 | 0.005307 | #N/A | 0.005307 |  | 91 | 22.4 | PASS | 1.1888 | PASS | Eligible | -0.67399 | 1.8628 | 91 | 2.2438 | kWh | 657.4207 | N/A | N/A | 22.4378 |  | 91 | 1 | -371 | 35.1 | 0 | 0 | 10 | 0
| SWWH028E | EPr | Ex | CZ12 |  | 92 | SWWH028E | 1 | 10 | 2022 | natural gas | electricity | NR |  | -382 |  | 36 | -382 |  | 36 |  | -382 | 36 | 0 | 0 |  | 0 | 0 |  | TRUE | 10 | 0 | 0 | TRUE | 2022+10 | 2032+00 | TRUE | TRUE | FALSE | FALSE | -382 | 36 | TRUE | TRUE | FALSE | FALSE | 0 | 0 | TRUE | TRUE | TRUE | -382 | 36 | 0 | 0 | -3820 | 360 | 0 | 0 | 3423.1829 | 100000 | #N/A | 100000 | 0.034232 | 1 | #N/A | 0 | 0.00018167 | 0.005307 | #N/A | 0.005307 |  | 92 | 22.9234 | PASS | 1.2166 | PASS | Eligible | -0.69398 | 1.9105 | 92 | 2.2962 | kWh | 672.7905 | N/A | N/A | 22.9623 |  | 92 | 1 | -382 | 36 | 0 | 0 | 10 | 0
| SWWH028E | EPr | Ex | CZ13 |  | 93 | SWWH028E | 1 | 10 | 2022 | natural gas | electricity | NR |  | -365 |  | 34.6 | -365 |  | 34.6 |  | -365 | 34.6 | 0 | 0 |  | 0 | 0 |  | TRUE | 10 | 0 | 0 | TRUE | 2022+10 | 2032+00 | TRUE | TRUE | FALSE | FALSE | -365 | 34.6 | TRUE | TRUE | FALSE | FALSE | 0 | 0 | TRUE | TRUE | TRUE | -365 | 34.6 | 0 | 0 | -3650 | 346 | 0 | 0 | 3423.1829 | 100000 | #N/A | 100000 | 0.034232 | 1 | #N/A | 0 | 0.00018167 | 0.005307 | #N/A | 0.005307 |  | 93 | 22.1054 | PASS | 1.1731 | PASS | Eligible | -0.66309 | 1.8362 | 93 | 2.2143 | kWh | 648.7709 | N/A | N/A | 22.1425 |  | 93 | 1 | -365 | 34.6 | 0 | 0 | 10 | 0
| SWWH028E | EPr | Ex | CZ14 |  | 94 | SWWH028E | 1 | 10 | 2022 | natural gas | electricity | NR |  | -373 |  | 35.3 | -373 |  | 35.3 |  | -373 | 35.3 | 0 | 0 |  | 0 | 0 |  | TRUE | 10 | 0 | 0 | TRUE | 2022+10 | 2032+00 | TRUE | TRUE | FALSE | FALSE | -373 | 35.3 | TRUE | TRUE | FALSE | FALSE | 0 | 0 | TRUE | TRUE | TRUE | -373 | 35.3 | 0 | 0 | -3730 | 353 | 0 | 0 | 3423.1829 | 100000 | #N/A | 100000 | 0.034232 | 1 | #N/A | 0 | 0.00018167 | 0.005307 | #N/A | 0.005307 |  | 94 | 22.5315 | PASS | 1.1958 | PASS | Eligible | -0.67763 | 1.8734 | 94 | 2.257 | kWh | 661.2807 | N/A | N/A | 22.5695 |  | 94 | 1 | -373 | 35.3 | 0 | 0 | 10 | 0
| SWWH028E | EPr | Ex | CZ15 |  | 95 | SWWH028E | 1 | 10 | 2022 | natural gas | electricity | NR |  | -300 |  | 29.4 | -300 |  | 29.4 |  | -300 | 29.4 | 0 | 0 |  | 0 | 0 |  | TRUE | 10 | 0 | 0 | TRUE | 2022+10 | 2032+00 | TRUE | TRUE | FALSE | FALSE | -300 | 29.4 | TRUE | TRUE | FALSE | FALSE | 0 | 0 | TRUE | TRUE | TRUE | -300 | 29.4 | 0 | 0 | -3000 | 294 | 0 | 0 | 3423.1829 | 100000 | #N/A | 100000 | 0.034232 | 1 | #N/A | 0 | 0.00018167 | 0.005307 | #N/A | 0.005307 |  | 95 | 19.1305 | PASS | 1.0153 | PASS | Eligible | -0.54501 | 1.5603 | 95 | 1.9161 | kWh | 561.4122 | N/A | N/A | 19.161 |  | 95 | 1 | -300 | 29.4 | 0 | 0 | 10 | 0
| SWWH028E | EPr | Ex | CZ16 |  | 96 | SWWH028E | 1 | 10 | 2022 | natural gas | electricity | NR |  | -435 |  | 40.3 | -435 |  | 40.3 |  | -435 | 40.3 | 0 | 0 |  | 0 | 0 |  | TRUE | 10 | 0 | 0 | TRUE | 2022+10 | 2032+00 | TRUE | TRUE | FALSE | FALSE | -435 | 40.3 | TRUE | TRUE | FALSE | FALSE | 0 | 0 | TRUE | TRUE | TRUE | -435 | 40.3 | 0 | 0 | -4350 | 403 | 0 | 0 | 3423.1829 | 100000 | #N/A | 100000 | 0.034232 | 1 | #N/A | 0 | 0.00018167 | 0.005307 | #N/A | 0.005307 |  | 96 | 25.4092 | PASS | 1.3485 | PASS | Eligible | -0.79026 | 2.1387 | 96 | 2.5453 | kWh | 745.7794 | N/A | N/A | 25.4534 |  | 96 | 1 | -435 | 40.3 | 0 | 0 | 10 | 0
| SWWH028E | ESe | Ex | CZ01 |  | 97 | SWWH028E | 1 | 10 | 2022 | natural gas | electricity | NR |  | -459 |  | 41.5 | -459 |  | 41.5 |  | -459 | 41.5 | 0 | 0 |  | 0 | 0 |  | TRUE | 10 | 0 | 0 | TRUE | 2022+10 | 2032+00 | TRUE | TRUE | FALSE | FALSE | -459 | 41.5 | TRUE | TRUE | FALSE | FALSE | 0 | 0 | TRUE | TRUE | TRUE | -459 | 41.5 | 0 | 0 | -4590 | 415 | 0 | 0 | 3423.1829 | 100000 | #N/A | 100000 | 0.034232 | 1 | #N/A | 0 | 0.00018167 | 0.005307 | #N/A | 0.005307 |  | 97 | 25.7876 | PASS | 1.3686 | PASS | Eligible | -0.83386 | 2.2024 | 97 | 2.5834 | kWh | 756.9391 | N/A | N/A | 25.8343 |  | 97 | 1 | -459 | 41.5 | 0 | 0 | 10 | 0
| SWWH028E | ESe | Ex | CZ02 |  | 98 | SWWH028E | 1 | 10 | 2022 | natural gas | electricity | NR |  | -419 |  | 38.7 | -419 |  | 38.7 |  | -419 | 38.7 | 0 | 0 |  | 0 | 0 |  | TRUE | 10 | 0 | 0 | TRUE | 2022+10 | 2032+00 | TRUE | TRUE | FALSE | FALSE | -419 | 38.7 | TRUE | TRUE | FALSE | FALSE | 0 | 0 | TRUE | TRUE | TRUE | -419 | 38.7 | 0 | 0 | -4190 | 387 | 0 | 0 | 3423.1829 | 100000 | #N/A | 100000 | 0.034232 | 1 | #N/A | 0 | 0.00018167 | 0.005307 | #N/A | 0.005307 |  | 98 | 24.3569 | PASS | 1.2926 | PASS | Eligible | -0.7612 | 2.0538 | 98 | 2.44 | kWh | 714.8998 | N/A | N/A | 24.3995 |  | 98 | 1 | -419 | 38.7 | 0 | 0 | 10 | 0
| SWWH028E | ESe | Ex | CZ03 |  | 99 | SWWH028E | 1 | 10 | 2022 | natural gas | electricity | NR |  | -423 |  | 38.8 | -423 |  | 38.8 |  | -423 | 38.8 | 0 | 0 |  | 0 | 0 |  | TRUE | 10 | 0 | 0 | TRUE | 2022+10 | 2032+00 | TRUE | TRUE | FALSE | FALSE | -423 | 38.8 | TRUE | TRUE | FALSE | FALSE | 0 | 0 | TRUE | TRUE | TRUE | -423 | 38.8 | 0 | 0 | -4230 | 388 | 0 | 0 | 3423.1829 | 100000 | #N/A | 100000 | 0.034232 | 1 | #N/A | 0 | 0.00018167 | 0.005307 | #N/A | 0.005307 |  | 99 | 24.3199 | PASS | 1.2907 | PASS | Eligible | -0.76846 | 2.0591 | 99 | 2.4363 | kWh | 713.8298 | N/A | N/A | 24.363 |  | 99 | 1 | -423 | 38.8 | 0 | 0 | 10 | 0
| SWWH028E | ESe | Ex | CZ04 |  | 100 | SWWH028E | 1 | 10 | 2022 | natural gas | electricity | NR |  | -405 |  | 37.7 | -405 |  | 37.7 |  | -405 | 37.7 | 0 | 0 |  | 0 | 0 |  | TRUE | 10 | 0 | 0 | TRUE | 2022+10 | 2032+00 | TRUE | TRUE | FALSE | FALSE | -405 | 37.7 | TRUE | TRUE | FALSE | FALSE | 0 | 0 | TRUE | TRUE | TRUE | -405 | 37.7 | 0 | 0 | -4050 | 377 | 0 | 0 | 3423.1829 | 100000 | #N/A | 100000 | 0.034232 | 1 | #N/A | 0 | 0.00018167 | 0.005307 | #N/A | 0.005307 |  | 100 | 23.8361 | PASS | 1.265 | PASS | Eligible | -0.73576 | 2.0008 | 100 | 2.3877 | kWh | 699.6001 | N/A | N/A | 23.8774 |  | 100 | 1 | -405 | 37.7 | 0 | 0 | 10 | 0
| SWWH028E | ESe | Ex | CZ05 |  | 101 | SWWH028E | 1 | 10 | 2022 | natural gas | electricity | NR |  | -430 |  | 39.4 | -430 |  | 39.4 |  | -430 | 39.4 | 0 | 0 |  | 0 | 0 |  | TRUE | 10 | 0 | 0 | TRUE | 2022+10 | 2032+00 | TRUE | TRUE | FALSE | FALSE | -430 | 39.4 | TRUE | TRUE | FALSE | FALSE | 0 | 0 | TRUE | TRUE | TRUE | -430 | 39.4 | 0 | 0 | -4300 | 394 | 0 | 0 | 3423.1829 | 100000 | #N/A | 100000 | 0.034232 | 1 | #N/A | 0 | 0.00018167 | 0.005307 | #N/A | 0.005307 |  | 101 | 24.6803 | PASS | 1.3098 | PASS | Eligible | -0.78118 | 2.091 | 101 | 2.4724 | kWh | 724.4096 | N/A | N/A | 24.7241 |  | 101 | 1 | -430 | 39.4 | 0 | 0 | 10 | 0
| SWWH028E | ESe | Ex | CZ06 |  | 102 | SWWH028E | 1 | 10 | 2022 | natural gas | electricity | NR |  | -390 |  | 36.5 | -390 |  | 36.5 |  | -390 | 36.5 | 0 | 0 |  | 0 | 0 |  | TRUE | 10 | 0 | 0 | TRUE | 2022+10 | 2032+00 | TRUE | TRUE | FALSE | FALSE | -390 | 36.5 | TRUE | TRUE | FALSE | FALSE | 0 | 0 | TRUE | TRUE | TRUE | -390 | 36.5 | 0 | 0 | -3900 | 365 | 0 | 0 | 3423.1829 | 100000 | #N/A | 100000 | 0.034232 | 1 | #N/A | 0 | 0.00018167 | 0.005307 | #N/A | 0.005307 |  | 102 | 23.1496 | PASS | 1.2286 | PASS | Eligible | -0.70851 | 1.9371 | 102 | 2.3189 | kWh | 679.4404 | N/A | N/A | 23.1893 |  | 102 | 1 | -390 | 36.5 | 0 | 0 | 10 | 0
| SWWH028E | ESe | Ex | CZ07 |  | 103 | SWWH028E | 1 | 10 | 2022 | natural gas | electricity | NR |  | -387 |  | 36.1 | -387 |  | 36.1 |  | -387 | 36.1 | 0 | 0 |  | 0 | 0 |  | TRUE | 10 | 0 | 0 | TRUE | 2022+10 | 2032+00 | TRUE | TRUE | FALSE | FALSE | -387 | 36.1 | TRUE | TRUE | FALSE | FALSE | 0 | 0 | TRUE | TRUE | TRUE | -387 | 36.1 | 0 | 0 | -3870 | 361 | 0 | 0 | 3423.1829 | 100000 | #N/A | 100000 | 0.034232 | 1 | #N/A | 0 | 0.00018167 | 0.005307 | #N/A | 0.005307 |  | 103 | 22.8523 | PASS | 1.2128 | PASS | Eligible | -0.70306 | 1.9158 | 103 | 2.2892 | kWh | 670.7205 | N/A | N/A | 22.8917 |  | 103 | 1 | -387 | 36.1 | 0 | 0 | 10 | 0
| SWWH028E | ESe | Ex | CZ08 |  | 104 | SWWH028E | 1 | 10 | 2022 | natural gas | electricity | NR |  | -377 |  | 35.6 | -377 |  | 35.6 |  | -377 | 35.6 | 0 | 0 |  | 0 | 0 |  | TRUE | 10 | 0 | 0 | TRUE | 2022+10 | 2032+00 | TRUE | TRUE | FALSE | FALSE | -377 | 35.6 | TRUE | TRUE | FALSE | FALSE | 0 | 0 | TRUE | TRUE | TRUE | -377 | 35.6 | 0 | 0 | -3770 | 356 | 0 | 0 | 3423.1829 | 100000 | #N/A | 100000 | 0.034232 | 1 | #N/A | 0 | 0.00018167 | 0.005307 | #N/A | 0.005307 |  | 104 | 22.6946 | PASS | 1.2044 | PASS | Eligible | -0.68489 | 1.8893 | 104 | 2.2733 | kWh | 666.0706 | N/A | N/A | 22.733 |  | 104 | 1 | -377 | 35.6 | 0 | 0 | 10 | 0
| SWWH028E | ESe | Ex | CZ09 |  | 105 | SWWH028E | 1 | 10 | 2022 | natural gas | electricity | NR |  | -378 |  | 35.6 | -378 |  | 35.6 |  | -378 | 35.6 | 0 | 0 |  | 0 | 0 |  | TRUE | 10 | 0 | 0 | TRUE | 2022+10 | 2032+00 | TRUE | TRUE | FALSE | FALSE | -378 | 35.6 | TRUE | TRUE | FALSE | FALSE | 0 | 0 | TRUE | TRUE | TRUE | -378 | 35.6 | 0 | 0 | -3780 | 356 | 0 | 0 | 3423.1829 | 100000 | #N/A | 100000 | 0.034232 | 1 | #N/A | 0 | 0.00018167 | 0.005307 | #N/A | 0.005307 |  | 105 | 22.6604 | PASS | 1.2026 | PASS | Eligible | -0.68671 | 1.8893 | 105 | 2.2699 | kWh | 665.0706 | N/A | N/A | 22.6989 |  | 105 | 1 | -378 | 35.6 | 0 | 0 | 10 | 0
| SWWH028E | ESe | Ex | CZ10 |  | 106 | SWWH028E | 1 | 10 | 2022 | natural gas | electricity | NR |  | -376 |  | 35.5 | -376 |  | 35.5 |  | -376 | 35.5 | 0 | 0 |  | 0 | 0 |  | TRUE | 10 | 0 | 0 | TRUE | 2022+10 | 2032+00 | TRUE | TRUE | FALSE | FALSE | -376 | 35.5 | TRUE | TRUE | FALSE | FALSE | 0 | 0 | TRUE | TRUE | TRUE | -376 | 35.5 | 0 | 0 | -3760 | 355 | 0 | 0 | 3423.1829 | 100000 | #N/A | 100000 | 0.034232 | 1 | #N/A | 0 | 0.00018167 | 0.005307 | #N/A | 0.005307 |  | 106 | 22.6288 | PASS | 1.2009 | PASS | Eligible | -0.68308 | 1.884 | 106 | 2.2667 | kWh | 664.1406 | N/A | N/A | 22.6671 |  | 106 | 1 | -376 | 35.5 | 0 | 0 | 10 | 0
| SWWH028E | ESe | Ex | CZ11 |  | 107 | SWWH028E | 1 | 10 | 2022 | natural gas | electricity | NR |  | -387 |  | 36.2 | -387 |  | 36.2 |  | -387 | 36.2 | 0 | 0 |  | 0 | 0 |  | TRUE | 10 | 0 | 0 | TRUE | 2022+10 | 2032+00 | TRUE | TRUE | FALSE | FALSE | -387 | 36.2 | TRUE | TRUE | FALSE | FALSE | 0 | 0 | TRUE | TRUE | TRUE | -387 | 36.2 | 0 | 0 | -3870 | 362 | 0 | 0 | 3423.1829 | 100000 | #N/A | 100000 | 0.034232 | 1 | #N/A | 0 | 0.00018167 | 0.005307 | #N/A | 0.005307 |  | 107 | 22.9523 | PASS | 1.2181 | PASS | Eligible | -0.70306 | 1.9211 | 107 | 2.2992 | kWh | 673.6505 | N/A | N/A | 22.9917 |  | 107 | 1 | -387 | 36.2 | 0 | 0 | 10 | 0
| SWWH028E | ESe | Ex | CZ12 |  | 108 | SWWH028E | 1 | 10 | 2022 | natural gas | electricity | NR |  | -398 |  | 37.1 | -398 |  | 37.1 |  | -398 | 37.1 | 0 | 0 |  | 0 | 0 |  | TRUE | 10 | 0 | 0 | TRUE | 2022+10 | 2032+00 | TRUE | TRUE | FALSE | FALSE | -398 | 37.1 | TRUE | TRUE | FALSE | FALSE | 0 | 0 | TRUE | TRUE | TRUE | -398 | 37.1 | 0 | 0 | -3980 | 371 | 0 | 0 | 3423.1829 | 100000 | #N/A | 100000 | 0.034232 | 1 | #N/A | 0 | 0.00018167 | 0.005307 | #N/A | 0.005307 |  | 108 | 23.4757 | PASS | 1.2459 | PASS | Eligible | -0.72304 | 1.9689 | 108 | 2.3516 | kWh | 689.0202 | N/A | N/A | 23.5163 |  | 108 | 1 | -398 | 37.1 | 0 | 0 | 10 | 0
| SWWH028E | ESe | Ex | CZ13 |  | 109 | SWWH028E | 1 | 10 | 2022 | natural gas | electricity | NR |  | -381 |  | 35.7 | -381 |  | 35.7 |  | -381 | 35.7 | 0 | 0 |  | 0 | 0 |  | TRUE | 10 | 0 | 0 | TRUE | 2022+10 | 2032+00 | TRUE | TRUE | FALSE | FALSE | -381 | 35.7 | TRUE | TRUE | FALSE | FALSE | 0 | 0 | TRUE | TRUE | TRUE | -381 | 35.7 | 0 | 0 | -3810 | 357 | 0 | 0 | 3423.1829 | 100000 | #N/A | 100000 | 0.034232 | 1 | #N/A | 0 | 0.00018167 | 0.005307 | #N/A | 0.005307 |  | 109 | 22.6577 | PASS | 1.2025 | PASS | Eligible | -0.69216 | 1.8946 | 109 | 2.2696 | kWh | 665.0006 | N/A | N/A | 22.6965 |  | 109 | 1 | -381 | 35.7 | 0 | 0 | 10 | 0
| SWWH028E | ESe | Ex | CZ14 |  | 110 | SWWH028E | 1 | 10 | 2022 | natural gas | electricity | NR |  | -389 |  | 36.4 | -389 |  | 36.4 |  | -389 | 36.4 | 0 | 0 |  | 0 | 0 |  | TRUE | 10 | 0 | 0 | TRUE | 2022+10 | 2032+00 | TRUE | TRUE | FALSE | FALSE | -389 | 36.4 | TRUE | TRUE | FALSE | FALSE | 0 | 0 | TRUE | TRUE | TRUE | -389 | 36.4 | 0 | 0 | -3890 | 364 | 0 | 0 | 3423.1829 | 100000 | #N/A | 100000 | 0.034232 | 1 | #N/A | 0 | 0.00018167 | 0.005307 | #N/A | 0.005307 |  | 110 | 23.0838 | PASS | 1.2251 | PASS | Eligible | -0.70669 | 1.9318 | 110 | 2.3123 | kWh | 677.5104 | N/A | N/A | 23.1234 |  | 110 | 1 | -389 | 36.4 | 0 | 0 | 10 | 0
| SWWH028E | ESe | Ex | CZ15 |  | 111 | SWWH028E | 1 | 10 | 2022 | natural gas | electricity | NR |  | -313 |  | 30.3 | -313 |  | 30.3 |  | -313 | 30.3 | 0 | 0 |  | 0 | 0 |  | TRUE | 10 | 0 | 0 | TRUE | 2022+10 | 2032+00 | TRUE | TRUE | FALSE | FALSE | -313 | 30.3 | TRUE | TRUE | FALSE | FALSE | 0 | 0 | TRUE | TRUE | TRUE | -313 | 30.3 | 0 | 0 | -3130 | 303 | 0 | 0 | 3423.1829 | 100000 | #N/A | 100000 | 0.034232 | 1 | #N/A | 0 | 0.00018167 | 0.005307 | #N/A | 0.005307 |  | 111 | 19.5854 | PASS | 1.0394 | PASS | Eligible | -0.56863 | 1.608 | 111 | 1.9617 | kWh | 574.782 | N/A | N/A | 19.6173 |  | 111 | 1 | -313 | 30.3 | 0 | 0 | 10 | 0
| SWWH028E | ESe | Ex | CZ16 |  | 112 | SWWH028E | 1 | 10 | 2022 | natural gas | electricity | NR |  | -453 |  | 41.6 | -453 |  | 41.6 |  | -453 | 41.6 | 0 | 0 |  | 0 | 0 |  | TRUE | 10 | 0 | 0 | TRUE | 2022+10 | 2032+00 | TRUE | TRUE | FALSE | FALSE | -453 | 41.6 | TRUE | TRUE | FALSE | FALSE | 0 | 0 | TRUE | TRUE | TRUE | -453 | 41.6 | 0 | 0 | -4530 | 416 | 0 | 0 | 3423.1829 | 100000 | #N/A | 100000 | 0.034232 | 1 | #N/A | 0 | 0.00018167 | 0.005307 | #N/A | 0.005307 |  | 112 | 26.093 | PASS | 1.3848 | PASS | Eligible | -0.82296 | 2.2077 | 112 | 2.6139 | kWh | 765.869 | N/A | N/A | 26.1391 |  | 112 | 1 | -453 | 41.6 | 0 | 0 | 10 | 0
| SWWH028E | ECC | Ex | CZ01 |  | 113 | SWWH028E | 1 | 10 | 2022 | natural gas | electricity | NR |  | -611 |  | 55.4 | -611 |  | 55.4 |  | -611 | 55.4 | 0 | 0 |  | 0 | 0 |  | TRUE | 10 | 0 | 0 | TRUE | 2022+10 | 2032+00 | TRUE | TRUE | FALSE | FALSE | -611 | 55.4 | TRUE | TRUE | FALSE | FALSE | 0 | 0 | TRUE | TRUE | TRUE | -611 | 55.4 | 0 | 0 | -6110 | 554 | 0 | 0 | 3423.1829 | 100000 | #N/A | 100000 | 0.034232 | 1 | #N/A | 0 | 0.00018167 | 0.005307 | #N/A | 0.005307 |  | 113 | 34.4844 | PASS | 1.8301 | PASS | Eligible | -1.11 | 2.9401 | 113 | 3.4547 | kWh | 1012.2054 | N/A | N/A | 34.5466 |  | 113 | 1 | -611 | 55.4 | 0 | 0 | 10 | 0
| SWWH028E | ECC | Ex | CZ02 |  | 114 | SWWH028E | 1 | 10 | 2022 | natural gas | electricity | NR |  | -553 |  | 51.6 | -553 |  | 51.6 |  | -553 | 51.6 | 0 | 0 |  | 0 | 0 |  | TRUE | 10 | 0 | 0 | TRUE | 2022+10 | 2032+00 | TRUE | TRUE | FALSE | FALSE | -553 | 51.6 | TRUE | TRUE | FALSE | FALSE | 0 | 0 | TRUE | TRUE | TRUE | -553 | 51.6 | 0 | 0 | -5530 | 516 | 0 | 0 | 3423.1829 | 100000 | #N/A | 100000 | 0.034232 | 1 | #N/A | 0 | 0.00018167 | 0.005307 | #N/A | 0.005307 |  | 114 | 32.6698 | PASS | 1.7338 | PASS | Eligible | -1.0046 | 2.7384 | 114 | 3.2726 | kWh | 958.8664 | N/A | N/A | 32.7261 |  | 114 | 1 | -553 | 51.6 | 0 | 0 | 10 | 0
| SWWH028E | ECC | Ex | CZ03 |  | 115 | SWWH028E | 1 | 10 | 2022 | natural gas | electricity | NR |  | -561 |  | 51.8 | -561 |  | 51.8 |  | -561 | 51.8 | 0 | 0 |  | 0 | 0 |  | TRUE | 10 | 0 | 0 | TRUE | 2022+10 | 2032+00 | TRUE | TRUE | FALSE | FALSE | -561 | 51.8 | TRUE | TRUE | FALSE | FALSE | 0 | 0 | TRUE | TRUE | TRUE | -561 | 51.8 | 0 | 0 | -5610 | 518 | 0 | 0 | 3423.1829 | 100000 | #N/A | 100000 | 0.034232 | 1 | #N/A | 0 | 0.00018167 | 0.005307 | #N/A | 0.005307 |  | 115 | 32.5959 | PASS | 1.7299 | PASS | Eligible | -1.0192 | 2.749 | 115 | 3.2653 | kWh | 956.7263 | N/A | N/A | 32.6531 |  | 115 | 1 | -561 | 51.8 | 0 | 0 | 10 | 0
| SWWH028E | ECC | Ex | CZ04 |  | 116 | SWWH028E | 1 | 10 | 2022 | natural gas | electricity | NR |  | -535 |  | 50.2 | -535 |  | 50.2 |  | -535 | 50.2 | 0 | 0 |  | 0 | 0 |  | TRUE | 10 | 0 | 0 | TRUE | 2022+10 | 2032+00 | TRUE | TRUE | FALSE | FALSE | -535 | 50.2 | TRUE | TRUE | FALSE | FALSE | 0 | 0 | TRUE | TRUE | TRUE | -535 | 50.2 | 0 | 0 | -5350 | 502 | 0 | 0 | 3423.1829 | 100000 | #N/A | 100000 | 0.034232 | 1 | #N/A | 0 | 0.00018167 | 0.005307 | #N/A | 0.005307 |  | 116 | 31.886 | PASS | 1.6922 | PASS | Eligible | -0.97193 | 2.6641 | 116 | 3.194 | kWh | 935.8468 | N/A | N/A | 31.9404 |  | 116 | 1 | -535 | 50.2 | 0 | 0 | 10 | 0
| SWWH028E | ECC | Ex | CZ05 |  | 117 | SWWH028E | 1 | 10 | 2022 | natural gas | electricity | NR |  | -570 |  | 52.5 | -570 |  | 52.5 |  | -570 | 52.5 | 0 | 0 |  | 0 | 0 |  | TRUE | 10 | 0 | 0 | TRUE | 2022+10 | 2032+00 | TRUE | TRUE | FALSE | FALSE | -570 | 52.5 | TRUE | TRUE | FALSE | FALSE | 0 | 0 | TRUE | TRUE | TRUE | -570 | 52.5 | 0 | 0 | -5700 | 525 | 0 | 0 | 3423.1829 | 100000 | #N/A | 100000 | 0.034232 | 1 | #N/A | 0 | 0.00018167 | 0.005307 | #N/A | 0.005307 |  | 117 | 32.9879 | PASS | 1.7507 | PASS | Eligible | -1.0355 | 2.7862 | 117 | 3.3046 | kWh | 968.2362 | N/A | N/A | 33.0459 |  | 117 | 1 | -570 | 52.5 | 0 | 0 | 10 | 0
| SWWH028E | ECC | Ex | CZ06 |  | 118 | SWWH028E | 1 | 10 | 2022 | natural gas | electricity | NR |  | -516 |  | 48.7 | -516 |  | 48.7 |  | -516 | 48.7 | 0 | 0 |  | 0 | 0 |  | TRUE | 10 | 0 | 0 | TRUE | 2022+10 | 2032+00 | TRUE | TRUE | FALSE | FALSE | -516 | 48.7 | TRUE | TRUE | FALSE | FALSE | 0 | 0 | TRUE | TRUE | TRUE | -516 | 48.7 | 0 | 0 | -5160 | 487 | 0 | 0 | 3423.1829 | 100000 | #N/A | 100000 | 0.034232 | 1 | #N/A | 0 | 0.00018167 | 0.005307 | #N/A | 0.005307 |  | 118 | 31.0364 | PASS | 1.6471 | PASS | Eligible | -0.93742 | 2.5845 | 118 | 3.1089 | kWh | 910.8972 | N/A | N/A | 31.0889 |  | 118 | 1 | -516 | 48.7 | 0 | 0 | 10 | 0
| SWWH028E | ECC | Ex | CZ07 |  | 119 | SWWH028E | 1 | 10 | 2022 | natural gas | electricity | NR |  | -511 |  | 48.2 | -511 |  | 48.2 |  | -511 | 48.2 | 0 | 0 |  | 0 | 0 |  | TRUE | 10 | 0 | 0 | TRUE | 2022+10 | 2032+00 | TRUE | TRUE | FALSE | FALSE | -511 | 48.2 | TRUE | TRUE | FALSE | FALSE | 0 | 0 | TRUE | TRUE | TRUE | -511 | 48.2 | 0 | 0 | -5110 | 482 | 0 | 0 | 3423.1829 | 100000 | #N/A | 100000 | 0.034232 | 1 | #N/A | 0 | 0.00018167 | 0.005307 | #N/A | 0.005307 |  | 119 | 30.7075 | PASS | 1.6297 | PASS | Eligible | -0.92833 | 2.558 | 119 | 3.076 | kWh | 901.2473 | N/A | N/A | 30.7596 |  | 119 | 1 | -511 | 48.2 | 0 | 0 | 10 | 0
| SWWH028E | ECC | Ex | CZ08 |  | 120 | SWWH028E | 1 | 10 | 2022 | natural gas | electricity | NR |  | -498 |  | 47.4 | -498 |  | 47.4 |  | -498 | 47.4 | 0 | 0 |  | 0 | 0 |  | TRUE | 10 | 0 | 0 | TRUE | 2022+10 | 2032+00 | TRUE | TRUE | FALSE | FALSE | -498 | 47.4 | TRUE | TRUE | FALSE | FALSE | 0 | 0 | TRUE | TRUE | TRUE | -498 | 47.4 | 0 | 0 | -4980 | 474 | 0 | 0 | 3423.1829 | 100000 | #N/A | 100000 | 0.034232 | 1 | #N/A | 0 | 0.00018167 | 0.005307 | #N/A | 0.005307 |  | 120 | 30.3525 | PASS | 1.6108 | PASS | Eligible | -0.90471 | 2.5155 | 120 | 3.0403 | kWh | 890.8075 | N/A | N/A | 30.4033 |  | 120 | 1 | -498 | 47.4 | 0 | 0 | 10 | 0
| SWWH028E | ECC | Ex | CZ09 |  | 121 | SWWH028E | 1 | 10 | 2022 | natural gas | electricity | NR |  | -499 |  | 47.4 | -499 |  | 47.4 |  | -499 | 47.4 | 0 | 0 |  | 0 | 0 |  | TRUE | 10 | 0 | 0 | TRUE | 2022+10 | 2032+00 | TRUE | TRUE | FALSE | FALSE | -499 | 47.4 | TRUE | TRUE | FALSE | FALSE | 0 | 0 | TRUE | TRUE | TRUE | -499 | 47.4 | 0 | 0 | -4990 | 474 | 0 | 0 | 3423.1829 | 100000 | #N/A | 100000 | 0.034232 | 1 | #N/A | 0 | 0.00018167 | 0.005307 | #N/A | 0.005307 |  | 121 | 30.3183 | PASS | 1.609 | PASS | Eligible | -0.90653 | 2.5155 | 121 | 3.0369 | kWh | 889.8075 | N/A | N/A | 30.3691 |  | 121 | 1 | -499 | 47.4 | 0 | 0 | 10 | 0
| SWWH028E | ECC | Ex | CZ10 |  | 122 | SWWH028E | 1 | 10 | 2022 | natural gas | electricity | NR |  | -496 |  | 47.2 | -496 |  | 47.2 |  | -496 | 47.2 | 0 | 0 |  | 0 | 0 |  | TRUE | 10 | 0 | 0 | TRUE | 2022+10 | 2032+00 | TRUE | TRUE | FALSE | FALSE | -496 | 47.2 | TRUE | TRUE | FALSE | FALSE | 0 | 0 | TRUE | TRUE | TRUE | -496 | 47.2 | 0 | 0 | -4960 | 472 | 0 | 0 | 3423.1829 | 100000 | #N/A | 100000 | 0.034232 | 1 | #N/A | 0 | 0.00018167 | 0.005307 | #N/A | 0.005307 |  | 122 | 30.221 | PASS | 1.6038 | PASS | Eligible | -0.90108 | 2.5049 | 122 | 3.0272 | kWh | 886.9476 | N/A | N/A | 30.2715 |  | 122 | 1 | -496 | 47.2 | 0 | 0 | 10 | 0
| SWWH028E | ECC | Ex | CZ11 |  | 123 | SWWH028E | 1 | 10 | 2022 | natural gas | electricity | NR |  | -509 |  | 47.9 | -509 |  | 47.9 |  | -509 | 47.9 | 0 | 0 |  | 0 | 0 |  | TRUE | 10 | 0 | 0 | TRUE | 2022+10 | 2032+00 | TRUE | TRUE | FALSE | FALSE | -509 | 47.9 | TRUE | TRUE | FALSE | FALSE | 0 | 0 | TRUE | TRUE | TRUE | -509 | 47.9 | 0 | 0 | -5090 | 479 | 0 | 0 | 3423.1829 | 100000 | #N/A | 100000 | 0.034232 | 1 | #N/A | 0 | 0.00018167 | 0.005307 | #N/A | 0.005307 |  | 123 | 30.476 | PASS | 1.6174 | PASS | Eligible | -0.9247 | 2.5421 | 123 | 3.0528 | kWh | 894.4574 | N/A | N/A | 30.5278 |  | 123 | 1 | -509 | 47.9 | 0 | 0 | 10 | 0
| SWWH028E | ECC | Ex | CZ12 |  | 124 | SWWH028E | 1 | 10 | 2022 | natural gas | electricity | NR |  | -525 |  | 49.3 | -525 |  | 49.3 |  | -525 | 49.3 | 0 | 0 |  | 0 | 0 |  | TRUE | 10 | 0 | 0 | TRUE | 2022+10 | 2032+00 | TRUE | TRUE | FALSE | FALSE | -525 | 49.3 | TRUE | TRUE | FALSE | FALSE | 0 | 0 | TRUE | TRUE | TRUE | -525 | 49.3 | 0 | 0 | -5250 | 493 | 0 | 0 | 3423.1829 | 100000 | #N/A | 100000 | 0.034232 | 1 | #N/A | 0 | 0.00018167 | 0.005307 | #N/A | 0.005307 |  | 124 | 31.3283 | PASS | 1.6626 | PASS | Eligible | -0.95377 | 2.6164 | 124 | 3.1382 | kWh | 919.477 | N/A | N/A | 31.3818 |  | 124 | 1 | -525 | 49.3 | 0 | 0 | 10 | 0
| SWWH028E | ECC | Ex | CZ13 |  | 125 | SWWH028E | 1 | 10 | 2022 | natural gas | electricity | NR |  | -500 |  | 47.3 | -500 |  | 47.3 |  | -500 | 47.3 | 0 | 0 |  | 0 | 0 |  | TRUE | 10 | 0 | 0 | TRUE | 2022+10 | 2032+00 | TRUE | TRUE | FALSE | FALSE | -500 | 47.3 | TRUE | TRUE | FALSE | FALSE | 0 | 0 | TRUE | TRUE | TRUE | -500 | 47.3 | 0 | 0 | -5000 | 473 | 0 | 0 | 3423.1829 | 100000 | #N/A | 100000 | 0.034232 | 1 | #N/A | 0 | 0.00018167 | 0.005307 | #N/A | 0.005307 |  | 125 | 30.1841 | PASS | 1.6019 | PASS | Eligible | -0.90835 | 2.5102 | 125 | 3.0235 | kWh | 885.8775 | N/A | N/A | 30.235 |  | 125 | 1 | -500 | 47.3 | 0 | 0 | 10 | 0
| SWWH028E | ECC | Ex | CZ14 |  | 126 | SWWH028E | 1 | 10 | 2022 | natural gas | electricity | NR |  | -511 |  | 48.3 | -511 |  | 48.3 |  | -511 | 48.3 | 0 | 0 |  | 0 | 0 |  | TRUE | 10 | 0 | 0 | TRUE | 2022+10 | 2032+00 | TRUE | TRUE | FALSE | FALSE | -511 | 48.3 | TRUE | TRUE | FALSE | FALSE | 0 | 0 | TRUE | TRUE | TRUE | -511 | 48.3 | 0 | 0 | -5110 | 483 | 0 | 0 | 3423.1829 | 100000 | #N/A | 100000 | 0.034232 | 1 | #N/A | 0 | 0.00018167 | 0.005307 | #N/A | 0.005307 |  | 126 | 30.8075 | PASS | 1.635 | PASS | Eligible | -0.92833 | 2.5633 | 126 | 3.086 | kWh | 904.1773 | N/A | N/A | 30.8596 |  | 126 | 1 | -511 | 48.3 | 0 | 0 | 10 | 0
| SWWH028E | ECC | Ex | CZ15 |  | 127 | SWWH028E | 1 | 10 | 2022 | natural gas | electricity | NR |  | -410 |  | 40 | -410 |  | 40 |  | -410 | 40 | 0 | 0 |  | 0 | 0 |  | TRUE | 10 | 0 | 0 | TRUE | 2022+10 | 2032+00 | TRUE | TRUE | FALSE | FALSE | -410 | 40 | TRUE | TRUE | FALSE | FALSE | 0 | 0 | TRUE | TRUE | TRUE | -410 | 40 | 0 | 0 | -4100 | 400 | 0 | 0 | 3423.1829 | 100000 | #N/A | 100000 | 0.034232 | 1 | #N/A | 0 | 0.00018167 | 0.005307 | #N/A | 0.005307 |  | 127 | 25.965 | PASS | 1.378 | PASS | Eligible | -0.74485 | 2.1228 | 127 | 2.6007 | kWh | 761.9895 | N/A | N/A | 26.0067 |  | 127 | 1 | -410 | 40 | 0 | 0 | 10 | 0
| SWWH028E | ECC | Ex | CZ16 |  | 128 | SWWH028E | 1 | 10 | 2022 | natural gas | electricity | NR |  | -599 |  | 55.3 | -599 |  | 55.3 |  | -599 | 55.3 | 0 | 0 |  | 0 | 0 |  | TRUE | 10 | 0 | 0 | TRUE | 2022+10 | 2032+00 | TRUE | TRUE | FALSE | FALSE | -599 | 55.3 | TRUE | TRUE | FALSE | FALSE | 0 | 0 | TRUE | TRUE | TRUE | -599 | 55.3 | 0 | 0 | -5990 | 553 | 0 | 0 | 3423.1829 | 100000 | #N/A | 100000 | 0.034232 | 1 | #N/A | 0 | 0.00018167 | 0.005307 | #N/A | 0.005307 |  | 128 | 34.7951 | PASS | 1.8466 | PASS | Eligible | -1.0882 | 2.9348 | 128 | 3.4856 | kWh | 1021.2754 | N/A | N/A | 34.8561 |  | 128 | 1 | -599 | 55.3 | 0 | 0 | 10 | 0
| SWWH028E | EUn | Ex | CZ01 |  | 129 | SWWH028E | 1 | 10 | 2022 | natural gas | electricity | NR |  | -765 |  | 68.1 | -765 |  | 68.1 |  | -765 | 68.1 | 0 | 0 |  | 0 | 0 |  | TRUE | 10 | 0 | 0 | TRUE | 2022+10 | 2032+00 | TRUE | TRUE | FALSE | FALSE | -765 | 68.1 | TRUE | TRUE | FALSE | FALSE | 0 | 0 | TRUE | TRUE | TRUE | -765 | 68.1 | 0 | 0 | -7650 | 681 | 0 | 0 | 3423.1829 | 100000 | #N/A | 100000 | 0.034232 | 1 | #N/A | 0 | 0.00018167 | 0.005307 | #N/A | 0.005307 |  | 129 | 41.9127 | PASS | 2.2243 | PASS | Eligible | -1.3898 | 3.6141 | 129 | 4.1991 | kWh | 1230.312 | N/A | N/A | 41.9905 |  | 129 | 1 | -765 | 68.1 | 0 | 0 | 10 | 0
| SWWH028E | EUn | Ex | CZ02 |  | 130 | SWWH028E | 1 | 10 | 2022 | natural gas | electricity | NR |  | -692 |  | 63.4 | -692 |  | 63.4 |  | -692 | 63.4 | 0 | 0 |  | 0 | 0 |  | TRUE | 10 | 0 | 0 | TRUE | 2022+10 | 2032+00 | TRUE | TRUE | FALSE | FALSE | -692 | 63.4 | TRUE | TRUE | FALSE | FALSE | 0 | 0 | TRUE | TRUE | TRUE | -692 | 63.4 | 0 | 0 | -6920 | 634 | 0 | 0 | 3423.1829 | 100000 | #N/A | 100000 | 0.034232 | 1 | #N/A | 0 | 0.00018167 | 0.005307 | #N/A | 0.005307 |  | 130 | 39.7116 | PASS | 2.1075 | PASS | Eligible | -1.2572 | 3.3647 | 130 | 3.9782 | kWh | 1165.6033 | N/A | N/A | 39.782 |  | 130 | 1 | -692 | 63.4 | 0 | 0 | 10 | 0
| SWWH028E | EUn | Ex | CZ03 |  | 131 | SWWH028E | 1 | 10 | 2022 | natural gas | electricity | NR |  | -702 |  | 63.6 | -702 |  | 63.6 |  | -702 | 63.6 | 0 | 0 |  | 0 | 0 |  | TRUE | 10 | 0 | 0 | TRUE | 2022+10 | 2032+00 | TRUE | TRUE | FALSE | FALSE | -702 | 63.6 | TRUE | TRUE | FALSE | FALSE | 0 | 0 | TRUE | TRUE | TRUE | -702 | 63.6 | 0 | 0 | -7020 | 636 | 0 | 0 | 3423.1829 | 100000 | #N/A | 100000 | 0.034232 | 1 | #N/A | 0 | 0.00018167 | 0.005307 | #N/A | 0.005307 |  | 131 | 39.5693 | PASS | 2.1 | PASS | Eligible | -1.2753 | 3.3753 | 131 | 3.9641 | kWh | 1161.4632 | N/A | N/A | 39.6407 |  | 131 | 1 | -702 | 63.6 | 0 | 0 | 10 | 0
| SWWH028E | EUn | Ex | CZ04 |  | 132 | SWWH028E | 1 | 10 | 2022 | natural gas | electricity | NR |  | -670 |  | 61.7 | -670 |  | 61.7 |  | -670 | 61.7 | 0 | 0 |  | 0 | 0 |  | TRUE | 10 | 0 | 0 | TRUE | 2022+10 | 2032+00 | TRUE | TRUE | FALSE | FALSE | -670 | 61.7 | TRUE | TRUE | FALSE | FALSE | 0 | 0 | TRUE | TRUE | TRUE | -670 | 61.7 | 0 | 0 | -6700 | 617 | 0 | 0 | 3423.1829 | 100000 | #N/A | 100000 | 0.034232 | 1 | #N/A | 0 | 0.00018167 | 0.005307 | #N/A | 0.005307 |  | 132 | 38.7647 | PASS | 2.0573 | PASS | Eligible | -1.2172 | 3.2744 | 132 | 3.8833 | kWh | 1137.7937 | N/A | N/A | 38.8329 |  | 132 | 1 | -670 | 61.7 | 0 | 0 | 10 | 0
| SWWH028E | EUn | Ex | CZ05 |  | 133 | SWWH028E | 1 | 10 | 2022 | natural gas | electricity | NR |  | -714 |  | 64.6 | -714 |  | 64.6 |  | -714 | 64.6 | 0 | 0 |  | 0 | 0 |  | TRUE | 10 | 0 | 0 | TRUE | 2022+10 | 2032+00 | TRUE | TRUE | FALSE | FALSE | -714 | 64.6 | TRUE | TRUE | FALSE | FALSE | 0 | 0 | TRUE | TRUE | TRUE | -714 | 64.6 | 0 | 0 | -7140 | 646 | 0 | 0 | 3423.1829 | 100000 | #N/A | 100000 | 0.034232 | 1 | #N/A | 0 | 0.00018167 | 0.005307 | #N/A | 0.005307 |  | 133 | 40.1585 | PASS | 2.1312 | PASS | Eligible | -1.2971 | 3.4283 | 133 | 4.0231 | kWh | 1178.763 | N/A | N/A | 40.2312 |  | 133 | 1 | -714 | 64.6 | 0 | 0 | 10 | 0
| SWWH028E | EUn | Ex | CZ06 |  | 134 | SWWH028E | 1 | 10 | 2022 | natural gas | electricity | NR |  | -646 |  | 59.8 | -646 |  | 59.8 |  | -646 | 59.8 | 0 | 0 |  | 0 | 0 |  | TRUE | 10 | 0 | 0 | TRUE | 2022+10 | 2032+00 | TRUE | TRUE | FALSE | FALSE | -646 | 59.8 | TRUE | TRUE | FALSE | FALSE | 0 | 0 | TRUE | TRUE | TRUE | -646 | 59.8 | 0 | 0 | -6460 | 598 | 0 | 0 | 3423.1829 | 100000 | #N/A | 100000 | 0.034232 | 1 | #N/A | 0 | 0.00018167 | 0.005307 | #N/A | 0.005307 |  | 134 | 37.6862 | PASS | 2 | PASS | Eligible | -1.1736 | 3.1736 | 134 | 3.7752 | kWh | 1106.1242 | N/A | N/A | 37.752 |  | 134 | 1 | -646 | 59.8 | 0 | 0 | 10 | 0
| SWWH028E | EUn | Ex | CZ07 |  | 135 | SWWH028E | 1 | 10 | 2022 | natural gas | electricity | NR |  | -640 |  | 59.2 | -640 |  | 59.2 |  | -640 | 59.2 | 0 | 0 |  | 0 | 0 |  | TRUE | 10 | 0 | 0 | TRUE | 2022+10 | 2032+00 | TRUE | TRUE | FALSE | FALSE | -640 | 59.2 | TRUE | TRUE | FALSE | FALSE | 0 | 0 | TRUE | TRUE | TRUE | -640 | 59.2 | 0 | 0 | -6400 | 592 | 0 | 0 | 3423.1829 | 100000 | #N/A | 100000 | 0.034232 | 1 | #N/A | 0 | 0.00018167 | 0.005307 | #N/A | 0.005307 |  | 135 | 37.2916 | PASS | 1.9791 | PASS | Eligible | -1.1627 | 3.1418 | 135 | 3.7357 | kWh | 1094.5444 | N/A | N/A | 37.3568 |  | 135 | 1 | -640 | 59.2 | 0 | 0 | 10 | 0
| SWWH028E | EUn | Ex | CZ08 |  | 136 | SWWH028E | 1 | 10 | 2022 | natural gas | electricity | NR |  | -624 |  | 58.3 | -624 |  | 58.3 |  | -624 | 58.3 | 0 | 0 |  | 0 | 0 |  | TRUE | 10 | 0 | 0 | TRUE | 2022+10 | 2032+00 | TRUE | TRUE | FALSE | FALSE | -624 | 58.3 | TRUE | TRUE | FALSE | FALSE | 0 | 0 | TRUE | TRUE | TRUE | -624 | 58.3 | 0 | 0 | -6240 | 583 | 0 | 0 | 3423.1829 | 100000 | #N/A | 100000 | 0.034232 | 1 | #N/A | 0 | 0.00018167 | 0.005307 | #N/A | 0.005307 |  | 136 | 36.9393 | PASS | 1.9604 | PASS | Eligible | -1.1336 | 3.094 | 136 | 3.7003 | kWh | 1084.1746 | N/A | N/A | 37.0029 |  | 136 | 1 | -624 | 58.3 | 0 | 0 | 10 | 0
| SWWH028E | EUn | Ex | CZ09 |  | 137 | SWWH028E | 1 | 10 | 2022 | natural gas | electricity | NR |  | -624 |  | 58.2 | -624 |  | 58.2 |  | -624 | 58.2 | 0 | 0 |  | 0 | 0 |  | TRUE | 10 | 0 | 0 | TRUE | 2022+10 | 2032+00 | TRUE | TRUE | FALSE | FALSE | -624 | 58.2 | TRUE | TRUE | FALSE | FALSE | 0 | 0 | TRUE | TRUE | TRUE | -624 | 58.2 | 0 | 0 | -6240 | 582 | 0 | 0 | 3423.1829 | 100000 | #N/A | 100000 | 0.034232 | 1 | #N/A | 0 | 0.00018167 | 0.005307 | #N/A | 0.005307 |  | 137 | 36.8393 | PASS | 1.9551 | PASS | Eligible | -1.1336 | 3.0887 | 137 | 3.6903 | kWh | 1081.2447 | N/A | N/A | 36.9029 |  | 137 | 1 | -624 | 58.2 | 0 | 0 | 10 | 0
| SWWH028E | EUn | Ex | CZ10 |  | 138 | SWWH028E | 1 | 10 | 2022 | natural gas | electricity | NR |  | -621 |  | 58 | -621 |  | 58 |  | -621 | 58 | 0 | 0 |  | 0 | 0 |  | TRUE | 10 | 0 | 0 | TRUE | 2022+10 | 2032+00 | TRUE | TRUE | FALSE | FALSE | -621 | 58 | TRUE | TRUE | FALSE | FALSE | 0 | 0 | TRUE | TRUE | TRUE | -621 | 58 | 0 | 0 | -6210 | 580 | 0 | 0 | 3423.1829 | 100000 | #N/A | 100000 | 0.034232 | 1 | #N/A | 0 | 0.00018167 | 0.005307 | #N/A | 0.005307 |  | 138 | 36.742 | PASS | 1.9499 | PASS | Eligible | -1.1282 | 3.0781 | 138 | 3.6805 | kWh | 1078.3847 | N/A | N/A | 36.8053 |  | 138 | 1 | -621 | 58 | 0 | 0 | 10 | 0
| SWWH028E | EUn | Ex | CZ11 |  | 139 | SWWH028E | 1 | 10 | 2022 | natural gas | electricity | NR |  | -637 |  | 58.9 | -637 |  | 58.9 |  | -637 | 58.9 | 0 | 0 |  | 0 | 0 |  | TRUE | 10 | 0 | 0 | TRUE | 2022+10 | 2032+00 | TRUE | TRUE | FALSE | FALSE | -637 | 58.9 | TRUE | TRUE | FALSE | FALSE | 0 | 0 | TRUE | TRUE | TRUE | -637 | 58.9 | 0 | 0 | -6370 | 589 | 0 | 0 | 3423.1829 | 100000 | #N/A | 100000 | 0.034232 | 1 | #N/A | 0 | 0.00018167 | 0.005307 | #N/A | 0.005307 |  | 139 | 37.0943 | PASS | 1.9686 | PASS | Eligible | -1.1572 | 3.1258 | 139 | 3.7159 | kWh | 1088.7545 | N/A | N/A | 37.1592 |  | 139 | 1 | -637 | 58.9 | 0 | 0 | 10 | 0
| SWWH028E | EUn | Ex | CZ12 |  | 140 | SWWH028E | 1 | 10 | 2022 | natural gas | electricity | NR |  | -657 |  | 60.6 | -657 |  | 60.6 |  | -657 | 60.6 | 0 | 0 |  | 0 | 0 |  | TRUE | 10 | 0 | 0 | TRUE | 2022+10 | 2032+00 | TRUE | TRUE | FALSE | FALSE | -657 | 60.6 | TRUE | TRUE | FALSE | FALSE | 0 | 0 | TRUE | TRUE | TRUE | -657 | 60.6 | 0 | 0 | -6570 | 606 | 0 | 0 | 3423.1829 | 100000 | #N/A | 100000 | 0.034232 | 1 | #N/A | 0 | 0.00018167 | 0.005307 | #N/A | 0.005307 |  | 140 | 38.1097 | PASS | 2.0225 | PASS | Eligible | -1.1936 | 3.2161 | 140 | 3.8177 | kWh | 1118.564 | N/A | N/A | 38.1766 |  | 140 | 1 | -657 | 60.6 | 0 | 0 | 10 | 0
| SWWH028E | EUn | Ex | CZ13 |  | 141 | SWWH028E | 1 | 10 | 2022 | natural gas | electricity | NR |  | -626 |  | 58.1 | -626 |  | 58.1 |  | -626 | 58.1 | 0 | 0 |  | 0 | 0 |  | TRUE | 10 | 0 | 0 | TRUE | 2022+10 | 2032+00 | TRUE | TRUE | FALSE | FALSE | -626 | 58.1 | TRUE | TRUE | FALSE | FALSE | 0 | 0 | TRUE | TRUE | TRUE | -626 | 58.1 | 0 | 0 | -6260 | 581 | 0 | 0 | 3423.1829 | 100000 | #N/A | 100000 | 0.034232 | 1 | #N/A | 0 | 0.00018167 | 0.005307 | #N/A | 0.005307 |  | 141 | 36.6709 | PASS | 1.9461 | PASS | Eligible | -1.1373 | 3.0834 | 141 | 3.6735 | kWh | 1076.3147 | N/A | N/A | 36.7346 |  | 141 | 1 | -626 | 58.1 | 0 | 0 | 10 | 0
| SWWH028E | EUn | Ex | CZ14 |  | 142 | SWWH028E | 1 | 10 | 2022 | natural gas | electricity | NR |  | -640 |  | 59.3 | -640 |  | 59.3 |  | -640 | 59.3 | 0 | 0 |  | 0 | 0 |  | TRUE | 10 | 0 | 0 | TRUE | 2022+10 | 2032+00 | TRUE | TRUE | FALSE | FALSE | -640 | 59.3 | TRUE | TRUE | FALSE | FALSE | 0 | 0 | TRUE | TRUE | TRUE | -640 | 59.3 | 0 | 0 | -6400 | 593 | 0 | 0 | 3423.1829 | 100000 | #N/A | 100000 | 0.034232 | 1 | #N/A | 0 | 0.00018167 | 0.005307 | #N/A | 0.005307 |  | 142 | 37.3916 | PASS | 1.9844 | PASS | Eligible | -1.1627 | 3.1471 | 142 | 3.7457 | kWh | 1097.4744 | N/A | N/A | 37.4568 |  | 142 | 1 | -640 | 59.3 | 0 | 0 | 10 | 0
| SWWH028E | EUn | Ex | CZ15 |  | 143 | SWWH028E | 1 | 10 | 2022 | natural gas | electricity | NR |  | -513 |  | 49.1 | -513 |  | 49.1 |  | -513 | 49.1 | 0 | 0 |  | 0 | 0 |  | TRUE | 10 | 0 | 0 | TRUE | 2022+10 | 2032+00 | TRUE | TRUE | FALSE | FALSE | -513 | 49.1 | TRUE | TRUE | FALSE | FALSE | 0 | 0 | TRUE | TRUE | TRUE | -513 | 49.1 | 0 | 0 | -5130 | 491 | 0 | 0 | 3423.1829 | 100000 | #N/A | 100000 | 0.034232 | 1 | #N/A | 0 | 0.00018167 | 0.005307 | #N/A | 0.005307 |  | 143 | 31.5391 | PASS | 1.6738 | PASS | Eligible | -0.93196 | 2.6058 | 143 | 3.1591 | kWh | 925.6171 | N/A | N/A | 31.5913 |  | 143 | 1 | -513 | 49.1 | 0 | 0 | 10 | 0
| SWWH028E | EUn | Ex | CZ16 |  | 144 | SWWH028E | 1 | 10 | 2022 | natural gas | electricity | NR |  | -750 |  | 68 | -750 |  | 68 |  | -750 | 68 | 0 | 0 |  | 0 | 0 |  | TRUE | 10 | 0 | 0 | TRUE | 2022+10 | 2032+00 | TRUE | TRUE | FALSE | FALSE | -750 | 68 | TRUE | TRUE | FALSE | FALSE | 0 | 0 | TRUE | TRUE | TRUE | -750 | 68 | 0 | 0 | -7500 | 680 | 0 | 0 | 3423.1829 | 100000 | #N/A | 100000 | 0.034232 | 1 | #N/A | 0 | 0.00018167 | 0.005307 | #N/A | 0.005307 |  | 144 | 42.3261 | PASS | 2.2463 | PASS | Eligible | -1.3625 | 3.6088 | 144 | 4.2402 | kWh | 1242.3821 | N/A | N/A | 42.4025 |  | 144 | 1 | -750 | 68 | 0 | 0 | 10 | 0
| SWWH028E | EUD | Ex | CZ01 |  | 145 | SWWH028E | 1 | 10 | 2022 | natural gas | electricity | NR |  | -391 |  | 46.5 | -391 |  | 46.5 |  | -391 | 46.5 | 0 | 0 |  | 0 | 0 |  | TRUE | 10 | 0 | 0 | TRUE | 2022+10 | 2032+00 | TRUE | TRUE | FALSE | FALSE | -391 | 46.5 | TRUE | TRUE | FALSE | FALSE | 0 | 0 | TRUE | TRUE | TRUE | -391 | 46.5 | 0 | 0 | -3910 | 465 | 0 | 0 | 3423.1829 | 100000 | #N/A | 100000 | 0.034232 | 1 | #N/A | 0 | 0.00018167 | 0.005307 | #N/A | 0.005307 |  | 145 | 33.1154 | PASS | 1.7574 | PASS | Eligible | -0.71033 | 2.4678 | 145 | 3.3155 | kWh | 971.4377 | N/A | N/A | 33.1552 |  | 145 | 1 | -391 | 46.5 | 0 | 0 | 10 | 0
| SWWH028E | EUD | Ex | CZ02 |  | 146 | SWWH028E | 1 | 10 | 2022 | natural gas | electricity | NR |  | -344 |  | 41.9 | -344 |  | 41.9 |  | -344 | 41.9 | 0 | 0 |  | 0 | 0 |  | TRUE | 10 | 0 | 0 | TRUE | 2022+10 | 2032+00 | TRUE | TRUE | FALSE | FALSE | -344 | 41.9 | TRUE | TRUE | FALSE | FALSE | 0 | 0 | TRUE | TRUE | TRUE | -344 | 41.9 | 0 | 0 | -3440 | 419 | 0 | 0 | 3423.1829 | 100000 | #N/A | 100000 | 0.034232 | 1 | #N/A | 0 | 0.00018167 | 0.005307 | #N/A | 0.005307 |  | 146 | 30.1243 | PASS | 1.5987 | PASS | Eligible | -0.62494 | 2.2236 | 146 | 3.0159 | kWh | 883.659 | N/A | N/A | 30.1593 |  | 146 | 1 | -344 | 41.9 | 0 | 0 | 10 | 0
| SWWH028E | EUD | Ex | CZ03 |  | 147 | SWWH028E | 1 | 10 | 2022 | natural gas | electricity | NR |  | -349 |  | 42.1 | -349 |  | 42.1 |  | -349 | 42.1 | 0 | 0 |  | 0 | 0 |  | TRUE | 10 | 0 | 0 | TRUE | 2022+10 | 2032+00 | TRUE | TRUE | FALSE | FALSE | -349 | 42.1 | TRUE | TRUE | FALSE | FALSE | 0 | 0 | TRUE | TRUE | TRUE | -349 | 42.1 | 0 | 0 | -3490 | 421 | 0 | 0 | 3423.1829 | 100000 | #N/A | 100000 | 0.034232 | 1 | #N/A | 0 | 0.00018167 | 0.005307 | #N/A | 0.005307 |  | 147 | 30.1531 | PASS | 1.6002 | PASS | Eligible | -0.63403 | 2.2343 | 147 | 3.0189 | kWh | 884.5189 | N/A | N/A | 30.1886 |  | 147 | 1 | -349 | 42.1 | 0 | 0 | 10 | 0
| SWWH028E | EUD | Ex | CZ04 |  | 148 | SWWH028E | 1 | 10 | 2022 | natural gas | electricity | NR |  | -328 |  | 40.2 | -328 |  | 40.2 |  | -328 | 40.2 | 0 | 0 |  | 0 | 0 |  | TRUE | 10 | 0 | 0 | TRUE | 2022+10 | 2032+00 | TRUE | TRUE | FALSE | FALSE | -328 | 40.2 | TRUE | TRUE | FALSE | FALSE | 0 | 0 | TRUE | TRUE | TRUE | -328 | 40.2 | 0 | 0 | -3280 | 402 | 0 | 0 | 3423.1829 | 100000 | #N/A | 100000 | 0.034232 | 1 | #N/A | 0 | 0.00018167 | 0.005307 | #N/A | 0.005307 |  | 148 | 28.972 | PASS | 1.5376 | PASS | Eligible | -0.59588 | 2.1334 | 148 | 2.9005 | kWh | 849.8494 | N/A | N/A | 29.0054 |  | 148 | 1 | -328 | 40.2 | 0 | 0 | 10 | 0
| SWWH028E | EUD | Ex | CZ05 |  | 149 | SWWH028E | 1 | 10 | 2022 | natural gas | electricity | NR |  | -357 |  | 43.1 | -357 |  | 43.1 |  | -357 | 43.1 | 0 | 0 |  | 0 | 0 |  | TRUE | 10 | 0 | 0 | TRUE | 2022+10 | 2032+00 | TRUE | TRUE | FALSE | FALSE | -357 | 43.1 | TRUE | TRUE | FALSE | FALSE | 0 | 0 | TRUE | TRUE | TRUE | -357 | 43.1 | 0 | 0 | -3570 | 431 | 0 | 0 | 3423.1829 | 100000 | #N/A | 100000 | 0.034232 | 1 | #N/A | 0 | 0.00018167 | 0.005307 | #N/A | 0.005307 |  | 149 | 30.8792 | PASS | 1.6388 | PASS | Eligible | -0.64856 | 2.2873 | 149 | 3.0916 | kWh | 905.8186 | N/A | N/A | 30.9156 |  | 149 | 1 | -357 | 43.1 | 0 | 0 | 10 | 0
| SWWH028E | EUD | Ex | CZ06 |  | 150 | SWWH028E | 1 | 10 | 2022 | natural gas | electricity | NR |  | -312 |  | 38.5 | -312 |  | 38.5 |  | -312 | 38.5 | 0 | 0 |  | 0 | 0 |  | TRUE | 10 | 0 | 0 | TRUE | 2022+10 | 2032+00 | TRUE | TRUE | FALSE | FALSE | -312 | 38.5 | TRUE | TRUE | FALSE | FALSE | 0 | 0 | TRUE | TRUE | TRUE | -312 | 38.5 | 0 | 0 | -3120 | 385 | 0 | 0 | 3423.1829 | 100000 | #N/A | 100000 | 0.034232 | 1 | #N/A | 0 | 0.00018167 | 0.005307 | #N/A | 0.005307 |  | 150 | 27.8197 | PASS | 1.4764 | PASS | Eligible | -0.56681 | 2.0432 | 150 | 2.7851 | kWh | 816.0398 | N/A | N/A | 27.8514 |  | 150 | 1 | -312 | 38.5 | 0 | 0 | 10 | 0
| SWWH028E | EUD | Ex | CZ07 |  | 151 | SWWH028E | 1 | 10 | 2022 | natural gas | electricity | NR |  | -307 |  | 37.8 | -307 |  | 37.8 |  | -307 | 37.8 | 0 | 0 |  | 0 | 0 |  | TRUE | 10 | 0 | 0 | TRUE | 2022+10 | 2032+00 | TRUE | TRUE | FALSE | FALSE | -307 | 37.8 | TRUE | TRUE | FALSE | FALSE | 0 | 0 | TRUE | TRUE | TRUE | -307 | 37.8 | 0 | 0 | -3070 | 378 | 0 | 0 | 3423.1829 | 100000 | #N/A | 100000 | 0.034232 | 1 | #N/A | 0 | 0.00018167 | 0.005307 | #N/A | 0.005307 |  | 151 | 27.2908 | PASS | 1.4483 | PASS | Eligible | -0.55773 | 2.0061 | 151 | 2.7322 | kWh | 800.53 | N/A | N/A | 27.3221 |  | 151 | 1 | -307 | 37.8 | 0 | 0 | 10 | 0
| SWWH028E | EUD | Ex | CZ08 |  | 152 | SWWH028E | 1 | 10 | 2022 | natural gas | electricity | NR |  | -297 |  | 36.9 | -297 |  | 36.9 |  | -297 | 36.9 | 0 | 0 |  | 0 | 0 |  | TRUE | 10 | 0 | 0 | TRUE | 2022+10 | 2032+00 | TRUE | TRUE | FALSE | FALSE | -297 | 36.9 | TRUE | TRUE | FALSE | FALSE | 0 | 0 | TRUE | TRUE | TRUE | -297 | 36.9 | 0 | 0 | -2970 | 369 | 0 | 0 | 3423.1829 | 100000 | #N/A | 100000 | 0.034232 | 1 | #N/A | 0 | 0.00018167 | 0.005307 | #N/A | 0.005307 |  | 152 | 26.7331 | PASS | 1.4187 | PASS | Eligible | -0.53956 | 1.9583 | 152 | 2.6763 | kWh | 784.1603 | N/A | N/A | 26.7634 |  | 152 | 1 | -297 | 36.9 | 0 | 0 | 10 | 0
| SWWH028E | EUD | Ex | CZ09 |  | 153 | SWWH028E | 1 | 10 | 2022 | natural gas | electricity | NR |  | -297 |  | 36.9 | -297 |  | 36.9 |  | -297 | 36.9 | 0 | 0 |  | 0 | 0 |  | TRUE | 10 | 0 | 0 | TRUE | 2022+10 | 2032+00 | TRUE | TRUE | FALSE | FALSE | -297 | 36.9 | TRUE | TRUE | FALSE | FALSE | 0 | 0 | TRUE | TRUE | TRUE | -297 | 36.9 | 0 | 0 | -2970 | 369 | 0 | 0 | 3423.1829 | 100000 | #N/A | 100000 | 0.034232 | 1 | #N/A | 0 | 0.00018167 | 0.005307 | #N/A | 0.005307 |  | 153 | 26.7331 | PASS | 1.4187 | PASS | Eligible | -0.53956 | 1.9583 | 153 | 2.6763 | kWh | 784.1603 | N/A | N/A | 26.7634 |  | 153 | 1 | -297 | 36.9 | 0 | 0 | 10 | 0
| SWWH028E | EUD | Ex | CZ10 |  | 154 | SWWH028E | 1 | 10 | 2022 | natural gas | electricity | NR |  | -295 |  | 36.6 | -295 |  | 36.6 |  | -295 | 36.6 | 0 | 0 |  | 0 | 0 |  | TRUE | 10 | 0 | 0 | TRUE | 2022+10 | 2032+00 | TRUE | TRUE | FALSE | FALSE | -295 | 36.6 | TRUE | TRUE | FALSE | FALSE | 0 | 0 | TRUE | TRUE | TRUE | -295 | 36.6 | 0 | 0 | -2950 | 366 | 0 | 0 | 3423.1829 | 100000 | #N/A | 100000 | 0.034232 | 1 | #N/A | 0 | 0.00018167 | 0.005307 | #N/A | 0.005307 |  | 154 | 26.5016 | PASS | 1.4065 | PASS | Eligible | -0.53593 | 1.9424 | 154 | 2.6532 | kWh | 777.3703 | N/A | N/A | 26.5316 |  | 154 | 1 | -295 | 36.6 | 0 | 0 | 10 | 0
| SWWH028E | EUD | Ex | CZ11 |  | 155 | SWWH028E | 1 | 10 | 2022 | natural gas | electricity | NR |  | -305 |  | 37.5 | -305 |  | 37.5 |  | -305 | 37.5 | 0 | 0 |  | 0 | 0 |  | TRUE | 10 | 0 | 0 | TRUE | 2022+10 | 2032+00 | TRUE | TRUE | FALSE | FALSE | -305 | 37.5 | TRUE | TRUE | FALSE | FALSE | 0 | 0 | TRUE | TRUE | TRUE | -305 | 37.5 | 0 | 0 | -3050 | 375 | 0 | 0 | 3423.1829 | 100000 | #N/A | 100000 | 0.034232 | 1 | #N/A | 0 | 0.00018167 | 0.005307 | #N/A | 0.005307 |  | 155 | 27.0593 | PASS | 1.436 | PASS | Eligible | -0.55409 | 1.9901 | 155 | 2.709 | kWh | 793.7401 | N/A | N/A | 27.0904 |  | 155 | 1 | -305 | 37.5 | 0 | 0 | 10 | 0
| SWWH028E | EUD | Ex | CZ12 |  | 156 | SWWH028E | 1 | 10 | 2022 | natural gas | electricity | NR |  | -319 |  | 39.2 | -319 |  | 39.2 |  | -319 | 39.2 | 0 | 0 |  | 0 | 0 |  | TRUE | 10 | 0 | 0 | TRUE | 2022+10 | 2032+00 | TRUE | TRUE | FALSE | FALSE | -319 | 39.2 | TRUE | TRUE | FALSE | FALSE | 0 | 0 | TRUE | TRUE | TRUE | -319 | 39.2 | 0 | 0 | -3190 | 392 | 0 | 0 | 3423.1829 | 100000 | #N/A | 100000 | 0.034232 | 1 | #N/A | 0 | 0.00018167 | 0.005307 | #N/A | 0.005307 |  | 156 | 28.28 | PASS | 1.5008 | PASS | Eligible | -0.57953 | 2.0804 | 156 | 2.8313 | kWh | 829.5497 | N/A | N/A | 28.3125 |  | 156 | 1 | -319 | 39.2 | 0 | 0 | 10 | 0
| SWWH028E | EUD | Ex | CZ13 |  | 157 | SWWH028E | 1 | 10 | 2022 | natural gas | electricity | NR |  | -298 |  | 36.8 | -298 |  | 36.8 |  | -298 | 36.8 | 0 | 0 |  | 0 | 0 |  | TRUE | 10 | 0 | 0 | TRUE | 2022+10 | 2032+00 | TRUE | TRUE | FALSE | FALSE | -298 | 36.8 | TRUE | TRUE | FALSE | FALSE | 0 | 0 | TRUE | TRUE | TRUE | -298 | 36.8 | 0 | 0 | -2980 | 368 | 0 | 0 | 3423.1829 | 100000 | #N/A | 100000 | 0.034232 | 1 | #N/A | 0 | 0.00018167 | 0.005307 | #N/A | 0.005307 |  | 157 | 26.5989 | PASS | 1.4116 | PASS | Eligible | -0.54138 | 1.953 | 157 | 2.6629 | kWh | 780.2303 | N/A | N/A | 26.6293 |  | 157 | 1 | -298 | 36.8 | 0 | 0 | 10 | 0
| SWWH028E | EUD | Ex | CZ14 |  | 158 | SWWH028E | 1 | 10 | 2022 | natural gas | electricity | NR |  | -308 |  | 37.9 | -308 |  | 37.9 |  | -308 | 37.9 | 0 | 0 |  | 0 | 0 |  | TRUE | 10 | 0 | 0 | TRUE | 2022+10 | 2032+00 | TRUE | TRUE | FALSE | FALSE | -308 | 37.9 | TRUE | TRUE | FALSE | FALSE | 0 | 0 | TRUE | TRUE | TRUE | -308 | 37.9 | 0 | 0 | -3080 | 379 | 0 | 0 | 3423.1829 | 100000 | #N/A | 100000 | 0.034232 | 1 | #N/A | 0 | 0.00018167 | 0.005307 | #N/A | 0.005307 |  | 158 | 27.3566 | PASS | 1.4518 | PASS | Eligible | -0.55954 | 2.0114 | 158 | 2.7388 | kWh | 802.46 | N/A | N/A | 27.388 |  | 158 | 1 | -308 | 37.9 | 0 | 0 | 10 | 0
| SWWH028E | EUD | Ex | CZ15 |  | 159 | SWWH028E | 1 | 10 | 2022 | natural gas | electricity | NR |  | -220 |  | 28 | -220 |  | 28 |  | -220 | 28 | 0 | 0 |  | 0 | 0 |  | TRUE | 10 | 0 | 0 | TRUE | 2022+10 | 2032+00 | TRUE | TRUE | FALSE | FALSE | -220 | 28 | TRUE | TRUE | FALSE | FALSE | 0 | 0 | TRUE | TRUE | TRUE | -220 | 28 | 0 | 0 | -2200 | 280 | 0 | 0 | 3423.1829 | 100000 | #N/A | 100000 | 0.034232 | 1 | #N/A | 0 | 0.00018167 | 0.005307 | #N/A | 0.005307 |  | 159 | 20.469 | PASS | 1.0863 | PASS | Eligible | -0.39967 | 1.486 | 159 | 2.0491 | kWh | 600.3926 | N/A | N/A | 20.4914 |  | 159 | 1 | -220 | 28 | 0 | 0 | 10 | 0
| SWWH028E | EUD | Ex | CZ16 |  | 160 | SWWH028E | 1 | 10 | 2022 | natural gas | electricity | NR |  | -385 |  | 46.4 | -385 |  | 46.4 |  | -385 | 46.4 | 0 | 0 |  | 0 | 0 |  | TRUE | 10 | 0 | 0 | TRUE | 2022+10 | 2032+00 | TRUE | TRUE | FALSE | FALSE | -385 | 46.4 | TRUE | TRUE | FALSE | FALSE | 0 | 0 | TRUE | TRUE | TRUE | -385 | 46.4 | 0 | 0 | -3850 | 464 | 0 | 0 | 3423.1829 | 100000 | #N/A | 100000 | 0.034232 | 1 | #N/A | 0 | 0.00018167 | 0.005307 | #N/A | 0.005307 |  | 160 | 33.2207 | PASS | 1.763 | PASS | Eligible | -0.69943 | 2.4625 | 160 | 3.326 | kWh | 974.5078 | N/A | N/A | 33.26 |  | 160 | 1 | -385 | 46.4 | 0 | 0 | 10 | 0
| SWWH028E | ERC | Ex | CZ01 |  | 161 | SWWH028E | 1 | 10 | 2022 | natural gas | electricity | NR |  | -155 |  | 21.4 | -155 |  | 21.4 |  | -155 | 21.4 | 0 | 0 |  | 0 | 0 |  | TRUE | 10 | 0 | 0 | TRUE | 2022+10 | 2032+00 | TRUE | TRUE | FALSE | FALSE | -155 | 21.4 | TRUE | TRUE | FALSE | FALSE | 0 | 0 | TRUE | TRUE | TRUE | -155 | 21.4 | 0 | 0 | -1550 | 214 | 0 | 0 | 3423.1829 | 100000 | #N/A | 100000 | 0.034232 | 1 | #N/A | 0 | 0.00018167 | 0.005307 | #N/A | 0.005307 |  | 161 | 16.0941 | PASS | 0.85412 | PASS | Eligible | -0.28159 | 1.1357 | 161 | 1.611 | kWh | 472.0144 | N/A | N/A | 16.1099 |  | 161 | 1 | -155 | 21.4 | 0 | 0 | 10 | 0
| SWWH028E | ERC | Ex | CZ02 |  | 162 | SWWH028E | 1 | 10 | 2022 | natural gas | electricity | NR |  | -144 |  | 20.3 | -144 |  | 20.3 |  | -144 | 20.3 | 0 | 0 |  | 0 | 0 |  | TRUE | 10 | 0 | 0 | TRUE | 2022+10 | 2032+00 | TRUE | TRUE | FALSE | FALSE | -144 | 20.3 | TRUE | TRUE | FALSE | FALSE | 0 | 0 | TRUE | TRUE | TRUE | -144 | 20.3 | 0 | 0 | -1440 | 203 | 0 | 0 | 3423.1829 | 100000 | #N/A | 100000 | 0.034232 | 1 | #N/A | 0 | 0.00018167 | 0.005307 | #N/A | 0.005307 |  | 162 | 15.3706 | PASS | 0.81572 | PASS | Eligible | -0.2616 | 1.0773 | 162 | 1.5385 | kWh | 450.7846 | N/A | N/A | 15.3853 |  | 162 | 1 | -144 | 20.3 | 0 | 0 | 10 | 0
| SWWH028E | ERC | Ex | CZ03 |  | 163 | SWWH028E | 1 | 10 | 2022 | natural gas | electricity | NR |  | -142 |  | 20.2 | -142 |  | 20.2 |  | -142 | 20.2 | 0 | 0 |  | 0 | 0 |  | TRUE | 10 | 0 | 0 | TRUE | 2022+10 | 2032+00 | TRUE | TRUE | FALSE | FALSE | -142 | 20.2 | TRUE | TRUE | FALSE | FALSE | 0 | 0 | TRUE | TRUE | TRUE | -142 | 20.2 | 0 | 0 | -1420 | 202 | 0 | 0 | 3423.1829 | 100000 | #N/A | 100000 | 0.034232 | 1 | #N/A | 0 | 0.00018167 | 0.005307 | #N/A | 0.005307 |  | 163 | 15.3391 | PASS | 0.81405 | PASS | Eligible | -0.25797 | 1.072 | 163 | 1.5354 | kWh | 449.8547 | N/A | N/A | 15.3535 |  | 163 | 1 | -142 | 20.2 | 0 | 0 | 10 | 0
| SWWH028E | ERC | Ex | CZ04 |  | 164 | SWWH028E | 1 | 10 | 2022 | natural gas | electricity | NR |  | -139 |  | 19.9 | -139 |  | 19.9 |  | -139 | 19.9 | 0 | 0 |  | 0 | 0 |  | TRUE | 10 | 0 | 0 | TRUE | 2022+10 | 2032+00 | TRUE | TRUE | FALSE | FALSE | -139 | 19.9 | TRUE | TRUE | FALSE | FALSE | 0 | 0 | TRUE | TRUE | TRUE | -139 | 19.9 | 0 | 0 | -1390 | 199 | 0 | 0 | 3423.1829 | 100000 | #N/A | 100000 | 0.034232 | 1 | #N/A | 0 | 0.00018167 | 0.005307 | #N/A | 0.005307 |  | 164 | 15.1418 | PASS | 0.80358 | PASS | Eligible | -0.25252 | 1.0561 | 164 | 1.5156 | kWh | 444.0648 | N/A | N/A | 15.1559 |  | 164 | 1 | -139 | 19.9 | 0 | 0 | 10 | 0
| SWWH028E | ERC | Ex | CZ05 |  | 165 | SWWH028E | 1 | 10 | 2022 | natural gas | electricity | NR |  | -143 |  | 20.4 | -143 |  | 20.4 |  | -143 | 20.4 | 0 | 0 |  | 0 | 0 |  | TRUE | 10 | 0 | 0 | TRUE | 2022+10 | 2032+00 | TRUE | TRUE | FALSE | FALSE | -143 | 20.4 | TRUE | TRUE | FALSE | FALSE | 0 | 0 | TRUE | TRUE | TRUE | -143 | 20.4 | 0 | 0 | -1430 | 204 | 0 | 0 | 3423.1829 | 100000 | #N/A | 100000 | 0.034232 | 1 | #N/A | 0 | 0.00018167 | 0.005307 | #N/A | 0.005307 |  | 165 | 15.5048 | PASS | 0.82285 | PASS | Eligible | -0.25979 | 1.0826 | 165 | 1.5519 | kWh | 454.7146 | N/A | N/A | 15.5194 |  | 165 | 1 | -143 | 20.4 | 0 | 0 | 10 | 0
| SWWH028E | ERC | Ex | CZ06 |  | 166 | SWWH028E | 1 | 10 | 2022 | natural gas | electricity | NR |  | -133 |  | 19.3 | -133 |  | 19.3 |  | -133 | 19.3 | 0 | 0 |  | 0 | 0 |  | TRUE | 10 | 0 | 0 | TRUE | 2022+10 | 2032+00 | TRUE | TRUE | FALSE | FALSE | -133 | 19.3 | TRUE | TRUE | FALSE | FALSE | 0 | 0 | TRUE | TRUE | TRUE | -133 | 19.3 | 0 | 0 | -1330 | 193 | 0 | 0 | 3423.1829 | 100000 | #N/A | 100000 | 0.034232 | 1 | #N/A | 0 | 0.00018167 | 0.005307 | #N/A | 0.005307 |  | 166 | 14.7472 | PASS | 0.78264 | PASS | Eligible | -0.24162 | 1.0243 | 166 | 1.4761 | kWh | 432.4849 | N/A | N/A | 14.7607 |  | 166 | 1 | -133 | 19.3 | 0 | 0 | 10 | 0
| SWWH028E | ERC | Ex | CZ07 |  | 167 | SWWH028E | 1 | 10 | 2022 | natural gas | electricity | NR |  | -130 |  | 19.1 | -130 |  | 19.1 |  | -130 | 19.1 | 0 | 0 |  | 0 | 0 |  | TRUE | 10 | 0 | 0 | TRUE | 2022+10 | 2032+00 | TRUE | TRUE | FALSE | FALSE | -130 | 19.1 | TRUE | TRUE | FALSE | FALSE | 0 | 0 | TRUE | TRUE | TRUE | -130 | 19.1 | 0 | 0 | -1300 | 191 | 0 | 0 | 3423.1829 | 100000 | #N/A | 100000 | 0.034232 | 1 | #N/A | 0 | 0.00018167 | 0.005307 | #N/A | 0.005307 |  | 167 | 14.6499 | PASS | 0.77747 | PASS | Eligible | -0.23617 | 1.0136 | 167 | 1.4663 | kWh | 429.625 | N/A | N/A | 14.6631 |  | 167 | 1 | -130 | 19.1 | 0 | 0 | 10 | 0
| SWWH028E | ERC | Ex | CZ08 |  | 168 | SWWH028E | 1 | 10 | 2022 | natural gas | electricity | NR |  | -129 |  | 18.9 | -129 |  | 18.9 |  | -129 | 18.9 | 0 | 0 |  | 0 | 0 |  | TRUE | 10 | 0 | 0 | TRUE | 2022+10 | 2032+00 | TRUE | TRUE | FALSE | FALSE | -129 | 18.9 | TRUE | TRUE | FALSE | FALSE | 0 | 0 | TRUE | TRUE | TRUE | -129 | 18.9 | 0 | 0 | -1290 | 189 | 0 | 0 | 3423.1829 | 100000 | #N/A | 100000 | 0.034232 | 1 | #N/A | 0 | 0.00018167 | 0.005307 | #N/A | 0.005307 |  | 168 | 14.4841 | PASS | 0.76868 | PASS | Eligible | -0.23435 | 1.003 | 168 | 1.4497 | kWh | 424.765 | N/A | N/A | 14.4972 |  | 168 | 1 | -129 | 18.9 | 0 | 0 | 10 | 0
| SWWH028E | ERC | Ex | CZ09 |  | 169 | SWWH028E | 1 | 10 | 2022 | natural gas | electricity | NR |  | -129 |  | 18.9 | -129 |  | 18.9 |  | -129 | 18.9 | 0 | 0 |  | 0 | 0 |  | TRUE | 10 | 0 | 0 | TRUE | 2022+10 | 2032+00 | TRUE | TRUE | FALSE | FALSE | -129 | 18.9 | TRUE | TRUE | FALSE | FALSE | 0 | 0 | TRUE | TRUE | TRUE | -129 | 18.9 | 0 | 0 | -1290 | 189 | 0 | 0 | 3423.1829 | 100000 | #N/A | 100000 | 0.034232 | 1 | #N/A | 0 | 0.00018167 | 0.005307 | #N/A | 0.005307 |  | 169 | 14.4841 | PASS | 0.76868 | PASS | Eligible | -0.23435 | 1.003 | 169 | 1.4497 | kWh | 424.765 | N/A | N/A | 14.4972 |  | 169 | 1 | -129 | 18.9 | 0 | 0 | 10 | 0
| SWWH028E | ERC | Ex | CZ10 |  | 170 | SWWH028E | 1 | 10 | 2022 | natural gas | electricity | NR |  | -129 |  | 18.9 | -129 |  | 18.9 |  | -129 | 18.9 | 0 | 0 |  | 0 | 0 |  | TRUE | 10 | 0 | 0 | TRUE | 2022+10 | 2032+00 | TRUE | TRUE | FALSE | FALSE | -129 | 18.9 | TRUE | TRUE | FALSE | FALSE | 0 | 0 | TRUE | TRUE | TRUE | -129 | 18.9 | 0 | 0 | -1290 | 189 | 0 | 0 | 3423.1829 | 100000 | #N/A | 100000 | 0.034232 | 1 | #N/A | 0 | 0.00018167 | 0.005307 | #N/A | 0.005307 |  | 170 | 14.4841 | PASS | 0.76868 | PASS | Eligible | -0.23435 | 1.003 | 170 | 1.4497 | kWh | 424.765 | N/A | N/A | 14.4972 |  | 170 | 1 | -129 | 18.9 | 0 | 0 | 10 | 0
| SWWH028E | ERC | Ex | CZ11 |  | 171 | SWWH028E | 1 | 10 | 2022 | natural gas | electricity | NR |  | -133 |  | 19.3 | -133 |  | 19.3 |  | -133 | 19.3 | 0 | 0 |  | 0 | 0 |  | TRUE | 10 | 0 | 0 | TRUE | 2022+10 | 2032+00 | TRUE | TRUE | FALSE | FALSE | -133 | 19.3 | TRUE | TRUE | FALSE | FALSE | 0 | 0 | TRUE | TRUE | TRUE | -133 | 19.3 | 0 | 0 | -1330 | 193 | 0 | 0 | 3423.1829 | 100000 | #N/A | 100000 | 0.034232 | 1 | #N/A | 0 | 0.00018167 | 0.005307 | #N/A | 0.005307 |  | 171 | 14.7472 | PASS | 0.78264 | PASS | Eligible | -0.24162 | 1.0243 | 171 | 1.4761 | kWh | 432.4849 | N/A | N/A | 14.7607 |  | 171 | 1 | -133 | 19.3 | 0 | 0 | 10 | 0
| SWWH028E | ERC | Ex | CZ12 |  | 172 | SWWH028E | 1 | 10 | 2022 | natural gas | electricity | NR |  | -137 |  | 19.7 | -137 |  | 19.7 |  | -137 | 19.7 | 0 | 0 |  | 0 | 0 |  | TRUE | 10 | 0 | 0 | TRUE | 2022+10 | 2032+00 | TRUE | TRUE | FALSE | FALSE | -137 | 19.7 | TRUE | TRUE | FALSE | FALSE | 0 | 0 | TRUE | TRUE | TRUE | -137 | 19.7 | 0 | 0 | -1370 | 197 | 0 | 0 | 3423.1829 | 100000 | #N/A | 100000 | 0.034232 | 1 | #N/A | 0 | 0.00018167 | 0.005307 | #N/A | 0.005307 |  | 172 | 15.0102 | PASS | 0.7966 | PASS | Eligible | -0.24889 | 1.0455 | 172 | 1.5024 | kWh | 440.2048 | N/A | N/A | 15.0242 |  | 172 | 1 | -137 | 19.7 | 0 | 0 | 10 | 0
| SWWH028E | ERC | Ex | CZ13 |  | 173 | SWWH028E | 1 | 10 | 2022 | natural gas | electricity | NR |  | -131 |  | 19.1 | -131 |  | 19.1 |  | -131 | 19.1 | 0 | 0 |  | 0 | 0 |  | TRUE | 10 | 0 | 0 | TRUE | 2022+10 | 2032+00 | TRUE | TRUE | FALSE | FALSE | -131 | 19.1 | TRUE | TRUE | FALSE | FALSE | 0 | 0 | TRUE | TRUE | TRUE | -131 | 19.1 | 0 | 0 | -1310 | 191 | 0 | 0 | 3423.1829 | 100000 | #N/A | 100000 | 0.034232 | 1 | #N/A | 0 | 0.00018167 | 0.005307 | #N/A | 0.005307 |  | 173 | 14.6156 | PASS | 0.77566 | PASS | Eligible | -0.23799 | 1.0136 | 173 | 1.4629 | kWh | 428.625 | N/A | N/A | 14.629 |  | 173 | 1 | -131 | 19.1 | 0 | 0 | 10 | 0
| SWWH028E | ERC | Ex | CZ14 |  | 174 | SWWH028E | 1 | 10 | 2022 | natural gas | electricity | NR |  | -134 |  | 19.3 | -134 |  | 19.3 |  | -134 | 19.3 | 0 | 0 |  | 0 | 0 |  | TRUE | 10 | 0 | 0 | TRUE | 2022+10 | 2032+00 | TRUE | TRUE | FALSE | FALSE | -134 | 19.3 | TRUE | TRUE | FALSE | FALSE | 0 | 0 | TRUE | TRUE | TRUE | -134 | 19.3 | 0 | 0 | -1340 | 193 | 0 | 0 | 3423.1829 | 100000 | #N/A | 100000 | 0.034232 | 1 | #N/A | 0 | 0.00018167 | 0.005307 | #N/A | 0.005307 |  | 174 | 14.7129 | PASS | 0.78082 | PASS | Eligible | -0.24344 | 1.0243 | 174 | 1.4727 | kWh | 431.4849 | N/A | N/A | 14.7266 |  | 174 | 1 | -134 | 19.3 | 0 | 0 | 10 | 0
| SWWH028E | ERC | Ex | CZ15 |  | 175 | SWWH028E | 1 | 10 | 2022 | natural gas | electricity | NR |  | -107 |  | 16.8 | -107 |  | 16.8 |  | -107 | 16.8 | 0 | 0 |  | 0 | 0 |  | TRUE | 10 | 0 | 0 | TRUE | 2022+10 | 2032+00 | TRUE | TRUE | FALSE | FALSE | -107 | 16.8 | TRUE | TRUE | FALSE | FALSE | 0 | 0 | TRUE | TRUE | TRUE | -107 | 16.8 | 0 | 0 | -1070 | 168 | 0 | 0 | 3423.1829 | 100000 | #N/A | 100000 | 0.034232 | 1 | #N/A | 0 | 0.00018167 | 0.005307 | #N/A | 0.005307 |  | 175 | 13.1372 | PASS | 0.6972 | PASS | Eligible | -0.19439 | 0.89158 | 175 | 1.3148 | kWh | 385.2356 | N/A | N/A | 13.1481 |  | 175 | 1 | -107 | 16.8 | 0 | 0 | 10 | 0
| SWWH028E | ERC | Ex | CZ16 |  | 176 | SWWH028E | 1 | 10 | 2022 | natural gas | electricity | NR |  | -156 |  | 21.4 | -156 |  | 21.4 |  | -156 | 21.4 | 0 | 0 |  | 0 | 0 |  | TRUE | 10 | 0 | 0 | TRUE | 2022+10 | 2032+00 | TRUE | TRUE | FALSE | FALSE | -156 | 21.4 | TRUE | TRUE | FALSE | FALSE | 0 | 0 | TRUE | TRUE | TRUE | -156 | 21.4 | 0 | 0 | -1560 | 214 | 0 | 0 | 3423.1829 | 100000 | #N/A | 100000 | 0.034232 | 1 | #N/A | 0 | 0.00018167 | 0.005307 | #N/A | 0.005307 |  | 176 | 16.0598 | PASS | 0.8523 | PASS | Eligible | -0.2834 | 1.1357 | 176 | 1.6076 | kWh | 471.0144 | N/A | N/A | 16.0757 |  | 176 | 1 | -156 | 21.4 | 0 | 0 | 10 | 0
| SWWH028E | Gro | Ex | CZ01 |  | 177 | SWWH028E | 1 | 10 | 2022 | natural gas | electricity | NR |  | -1110 |  | 100 | -1110 |  | 100 |  | -1110 | 100 | 0 | 0 |  | 0 | 0 |  | TRUE | 10 | 0 | 0 | TRUE | 2022+10 | 2032+00 | TRUE | TRUE | FALSE | FALSE | -1110 | 100 | TRUE | TRUE | FALSE | FALSE | 0 | 0 | TRUE | TRUE | TRUE | -1110 | 100 | 0 | 0 | -11100 | 1000 | 0 | 0 | 3423.1829 | 100000 | #N/A | 100000 | 0.034232 | 1 | #N/A | 0 | 0.00018167 | 0.005307 | #N/A | 0.005307 |  | 177 | 62.0027 | PASS | 3.2905 | PASS | Eligible | -2.0165 | 5.307 | 177 | 6.2116 | kWh | 1819.9736 | N/A | N/A | 62.1157 |  | 177 | 1 | -1110 | 100 | 0 | 0 | 10 | 0
| SWWH028E | Gro | Ex | CZ02 |  | 178 | SWWH028E | 1 | 10 | 2022 | natural gas | electricity | NR |  | -999 |  | 93 | -999 |  | 93 |  | -999 | 93 | 0 | 0 |  | 0 | 0 |  | TRUE | 10 | 0 | 0 | TRUE | 2022+10 | 2032+00 | TRUE | TRUE | FALSE | FALSE | -999 | 93 | TRUE | TRUE | FALSE | FALSE | 0 | 0 | TRUE | TRUE | TRUE | -999 | 93 | 0 | 0 | -9990 | 930 | 0 | 0 | 3423.1829 | 100000 | #N/A | 100000 | 0.034232 | 1 | #N/A | 0 | 0.00018167 | 0.005307 | #N/A | 0.005307 |  | 178 | 58.8024 | PASS | 3.1207 | PASS | Eligible | -1.8149 | 4.9355 | 178 | 5.8904 | kWh | 1725.8755 | N/A | N/A | 58.9041 |  | 178 | 1 | -999 | 93 | 0 | 0 | 10 | 0
| SWWH028E | Gro | Ex | CZ03 |  | 179 | SWWH028E | 1 | 10 | 2022 | natural gas | electricity | NR |  | -1020 |  | 93.4 | -1020 |  | 93.4 |  | -1020 | 93.4 | 0 | 0 |  | 0 | 0 |  | TRUE | 10 | 0 | 0 | TRUE | 2022+10 | 2032+00 | TRUE | TRUE | FALSE | FALSE | -1020 | 93.4 | TRUE | TRUE | FALSE | FALSE | 0 | 0 | TRUE | TRUE | TRUE | -1020 | 93.4 | 0 | 0 | -10200 | 934 | 0 | 0 | 3423.1829 | 100000 | #N/A | 100000 | 0.034232 | 1 | #N/A | 0 | 0.00018167 | 0.005307 | #N/A | 0.005307 |  | 179 | 58.4835 | PASS | 3.1037 | PASS | Eligible | -1.853 | 4.9568 | 179 | 5.8587 | kWh | 1716.5954 | N/A | N/A | 58.5874 |  | 179 | 1 | -1020 | 93.4 | 0 | 0 | 10 | 0
| SWWH028E | Gro | Ex | CZ04 |  | 180 | SWWH028E | 1 | 10 | 2022 | natural gas | electricity | NR |  | -966 |  | 90.4 | -966 |  | 90.4 |  | -966 | 90.4 | 0 | 0 |  | 0 | 0 |  | TRUE | 10 | 0 | 0 | TRUE | 2022+10 | 2032+00 | TRUE | TRUE | FALSE | FALSE | -966 | 90.4 | TRUE | TRUE | FALSE | FALSE | 0 | 0 | TRUE | TRUE | TRUE | -966 | 90.4 | 0 | 0 | -9660 | 904 | 0 | 0 | 3423.1829 | 100000 | #N/A | 100000 | 0.034232 | 1 | #N/A | 0 | 0.00018167 | 0.005307 | #N/A | 0.005307 |  | 180 | 57.3321 | PASS | 3.0426 | PASS | Eligible | -1.7549 | 4.7976 | 180 | 5.743 | kWh | 1682.6962 | N/A | N/A | 57.4304 |  | 180 | 1 | -966 | 90.4 | 0 | 0 | 10 | 0
| SWWH028E | Gro | Ex | CZ05 |  | 181 | SWWH028E | 1 | 10 | 2022 | natural gas | electricity | NR |  | -1030 |  | 94.8 | -1030 |  | 94.8 |  | -1030 | 94.8 | 0 | 0 |  | 0 | 0 |  | TRUE | 10 | 0 | 0 | TRUE | 2022+10 | 2032+00 | TRUE | TRUE | FALSE | FALSE | -1030 | 94.8 | TRUE | TRUE | FALSE | FALSE | 0 | 0 | TRUE | TRUE | TRUE | -1030 | 94.8 | 0 | 0 | -10300 | 948 | 0 | 0 | 3423.1829 | 100000 | #N/A | 100000 | 0.034232 | 1 | #N/A | 0 | 0.00018167 | 0.005307 | #N/A | 0.005307 |  | 181 | 59.5412 | PASS | 3.1599 | PASS | Eligible | -1.8712 | 5.0311 | 181 | 5.9646 | kWh | 1747.615 | N/A | N/A | 59.6461 |  | 181 | 1 | -1030 | 94.8 | 0 | 0 | 10 | 0
| SWWH028E | Gro | Ex | CZ06 |  | 182 | SWWH028E | 1 | 10 | 2022 | natural gas | electricity | NR |  | -934 |  | 87.8 | -934 |  | 87.8 |  | -934 | 87.8 | 0 | 0 |  | 0 | 0 |  | TRUE | 10 | 0 | 0 | TRUE | 2022+10 | 2032+00 | TRUE | TRUE | FALSE | FALSE | -934 | 87.8 | TRUE | TRUE | FALSE | FALSE | 0 | 0 | TRUE | TRUE | TRUE | -934 | 87.8 | 0 | 0 | -9340 | 878 | 0 | 0 | 3423.1829 | 100000 | #N/A | 100000 | 0.034232 | 1 | #N/A | 0 | 0.00018167 | 0.005307 | #N/A | 0.005307 |  | 182 | 55.8275 | PASS | 2.9628 | PASS | Eligible | -1.6968 | 4.6596 | 182 | 5.5923 | kWh | 1638.5168 | N/A | N/A | 55.9226 |  | 182 | 1 | -934 | 87.8 | 0 | 0 | 10 | 0
| SWWH028E | Gro | Ex | CZ07 |  | 183 | SWWH028E | 1 | 10 | 2022 | natural gas | electricity | NR |  | -926 |  | 86.9 | -926 |  | 86.9 |  | -926 | 86.9 | 0 | 0 |  | 0 | 0 |  | TRUE | 10 | 0 | 0 | TRUE | 2022+10 | 2032+00 | TRUE | TRUE | FALSE | FALSE | -926 | 86.9 | TRUE | TRUE | FALSE | FALSE | 0 | 0 | TRUE | TRUE | TRUE | -926 | 86.9 | 0 | 0 | -9260 | 869 | 0 | 0 | 3423.1829 | 100000 | #N/A | 100000 | 0.034232 | 1 | #N/A | 0 | 0.00018167 | 0.005307 | #N/A | 0.005307 |  | 183 | 55.2013 | PASS | 2.9296 | PASS | Eligible | -1.6823 | 4.6118 | 183 | 5.5296 | kWh | 1620.1471 | N/A | N/A | 55.2956 |  | 183 | 1 | -926 | 86.9 | 0 | 0 | 10 | 0
| SWWH028E | Gro | Ex | CZ08 |  | 184 | SWWH028E | 1 | 10 | 2022 | natural gas | electricity | NR |  | -901 |  | 85.4 | -901 |  | 85.4 |  | -901 | 85.4 | 0 | 0 |  | 0 | 0 |  | TRUE | 10 | 0 | 0 | TRUE | 2022+10 | 2032+00 | TRUE | TRUE | FALSE | FALSE | -901 | 85.4 | TRUE | TRUE | FALSE | FALSE | 0 | 0 | TRUE | TRUE | TRUE | -901 | 85.4 | 0 | 0 | -9010 | 854 | 0 | 0 | 3423.1829 | 100000 | #N/A | 100000 | 0.034232 | 1 | #N/A | 0 | 0.00018167 | 0.005307 | #N/A | 0.005307 |  | 184 | 54.5571 | PASS | 2.8954 | PASS | Eligible | -1.6368 | 4.5322 | 184 | 5.4649 | kWh | 1601.1975 | N/A | N/A | 54.6489 |  | 184 | 1 | -901 | 85.4 | 0 | 0 | 10 | 0
| SWWH028E | Gro | Ex | CZ09 |  | 185 | SWWH028E | 1 | 10 | 2022 | natural gas | electricity | NR |  | -901 |  | 85.3 | -901 |  | 85.3 |  | -901 | 85.3 | 0 | 0 |  | 0 | 0 |  | TRUE | 10 | 0 | 0 | TRUE | 2022+10 | 2032+00 | TRUE | TRUE | FALSE | FALSE | -901 | 85.3 | TRUE | TRUE | FALSE | FALSE | 0 | 0 | TRUE | TRUE | TRUE | -901 | 85.3 | 0 | 0 | -9010 | 853 | 0 | 0 | 3423.1829 | 100000 | #N/A | 100000 | 0.034232 | 1 | #N/A | 0 | 0.00018167 | 0.005307 | #N/A | 0.005307 |  | 185 | 54.4571 | PASS | 2.8901 | PASS | Eligible | -1.6368 | 4.5269 | 185 | 5.4549 | kWh | 1598.2675 | N/A | N/A | 54.5489 |  | 185 | 1 | -901 | 85.3 | 0 | 0 | 10 | 0
| SWWH028E | Gro | Ex | CZ10 |  | 186 | SWWH028E | 1 | 10 | 2022 | natural gas | electricity | NR |  | -895 |  | 84.9 | -895 |  | 84.9 |  | -895 | 84.9 | 0 | 0 |  | 0 | 0 |  | TRUE | 10 | 0 | 0 | TRUE | 2022+10 | 2032+00 | TRUE | TRUE | FALSE | FALSE | -895 | 84.9 | TRUE | TRUE | FALSE | FALSE | 0 | 0 | TRUE | TRUE | TRUE | -895 | 84.9 | 0 | 0 | -8950 | 849 | 0 | 0 | 3423.1829 | 100000 | #N/A | 100000 | 0.034232 | 1 | #N/A | 0 | 0.00018167 | 0.005307 | #N/A | 0.005307 |  | 186 | 54.2625 | PASS | 2.8797 | PASS | Eligible | -1.6259 | 4.5057 | 186 | 5.4354 | kWh | 1592.5476 | N/A | N/A | 54.3537 |  | 186 | 1 | -895 | 84.9 | 0 | 0 | 10 | 0
| SWWH028E | Gro | Ex | CZ11 |  | 187 | SWWH028E | 1 | 10 | 2022 | natural gas | electricity | NR |  | -914 |  | 86.1 | -914 |  | 86.1 |  | -914 | 86.1 | 0 | 0 |  | 0 | 0 |  | TRUE | 10 | 0 | 0 | TRUE | 2022+10 | 2032+00 | TRUE | TRUE | FALSE | FALSE | -914 | 86.1 | TRUE | TRUE | FALSE | FALSE | 0 | 0 | TRUE | TRUE | TRUE | -914 | 86.1 | 0 | 0 | -9140 | 861 | 0 | 0 | 3423.1829 | 100000 | #N/A | 100000 | 0.034232 | 1 | #N/A | 0 | 0.00018167 | 0.005307 | #N/A | 0.005307 |  | 187 | 54.8121 | PASS | 2.9089 | PASS | Eligible | -1.6605 | 4.5694 | 187 | 5.4905 | kWh | 1608.7073 | N/A | N/A | 54.9052 |  | 187 | 1 | -914 | 86.1 | 0 | 0 | 10 | 0
| SWWH028E | Gro | Ex | CZ12 |  | 188 | SWWH028E | 1 | 10 | 2022 | natural gas | electricity | NR |  | -945 |  | 88.8 | -945 |  | 88.8 |  | -945 | 88.8 | 0 | 0 |  | 0 | 0 |  | TRUE | 10 | 0 | 0 | TRUE | 2022+10 | 2032+00 | TRUE | TRUE | FALSE | FALSE | -945 | 88.8 | TRUE | TRUE | FALSE | FALSE | 0 | 0 | TRUE | TRUE | TRUE | -945 | 88.8 | 0 | 0 | -9450 | 888 | 0 | 0 | 3423.1829 | 100000 | #N/A | 100000 | 0.034232 | 1 | #N/A | 0 | 0.00018167 | 0.005307 | #N/A | 0.005307 |  | 188 | 56.4509 | PASS | 2.9959 | PASS | Eligible | -1.7168 | 4.7126 | 188 | 5.6547 | kWh | 1656.8166 | N/A | N/A | 56.5472 |  | 188 | 1 | -945 | 88.8 | 0 | 0 | 10 | 0
| SWWH028E | Gro | Ex | CZ13 |  | 189 | SWWH028E | 1 | 10 | 2022 | natural gas | electricity | NR |  | -899 |  | 85 | -899 |  | 85 |  | -899 | 85 | 0 | 0 |  | 0 | 0 |  | TRUE | 10 | 0 | 0 | TRUE | 2022+10 | 2032+00 | TRUE | TRUE | FALSE | FALSE | -899 | 85 | TRUE | TRUE | FALSE | FALSE | 0 | 0 | TRUE | TRUE | TRUE | -899 | 85 | 0 | 0 | -8990 | 850 | 0 | 0 | 3423.1829 | 100000 | #N/A | 100000 | 0.034232 | 1 | #N/A | 0 | 0.00018167 | 0.005307 | #N/A | 0.005307 |  | 189 | 54.2256 | PASS | 2.8778 | PASS | Eligible | -1.6332 | 4.511 | 189 | 5.4317 | kWh | 1591.4776 | N/A | N/A | 54.3171 |  | 189 | 1 | -899 | 85 | 0 | 0 | 10 | 0
| SWWH028E | Gro | Ex | CZ14 |  | 190 | SWWH028E | 1 | 10 | 2022 | natural gas | electricity | NR |  | -920 |  | 86.7 | -920 |  | 86.7 |  | -920 | 86.7 | 0 | 0 |  | 0 | 0 |  | TRUE | 10 | 0 | 0 | TRUE | 2022+10 | 2032+00 | TRUE | TRUE | FALSE | FALSE | -920 | 86.7 | TRUE | TRUE | FALSE | FALSE | 0 | 0 | TRUE | TRUE | TRUE | -920 | 86.7 | 0 | 0 | -9200 | 867 | 0 | 0 | 3423.1829 | 100000 | #N/A | 100000 | 0.034232 | 1 | #N/A | 0 | 0.00018167 | 0.005307 | #N/A | 0.005307 |  | 190 | 55.2067 | PASS | 2.9298 | PASS | Eligible | -1.6714 | 4.6012 | 190 | 5.53 | kWh | 1620.2871 | N/A | N/A | 55.3004 |  | 190 | 1 | -920 | 86.7 | 0 | 0 | 10 | 0
| SWWH028E | Gro | Ex | CZ15 |  | 191 | SWWH028E | 1 | 10 | 2022 | natural gas | electricity | NR |  | -737 |  | 71.6 | -737 |  | 71.6 |  | -737 | 71.6 | 0 | 0 |  | 0 | 0 |  | TRUE | 10 | 0 | 0 | TRUE | 2022+10 | 2032+00 | TRUE | TRUE | FALSE | FALSE | -737 | 71.6 | TRUE | TRUE | FALSE | FALSE | 0 | 0 | TRUE | TRUE | TRUE | -737 | 71.6 | 0 | 0 | -7370 | 716 | 0 | 0 | 3423.1829 | 100000 | #N/A | 100000 | 0.034232 | 1 | #N/A | 0 | 0.00018167 | 0.005307 | #N/A | 0.005307 |  | 191 | 46.3711 | PASS | 2.4609 | PASS | Eligible | -1.3389 | 3.7998 | 191 | 4.6446 | kWh | 1360.8611 | N/A | N/A | 46.4462 |  | 191 | 1 | -737 | 71.6 | 0 | 0 | 10 | 0
| SWWH028E | Gro | Ex | CZ16 |  | 192 | SWWH028E | 1 | 10 | 2022 | natural gas | electricity | NR |  | -1080 |  | 99.5 | -1080 |  | 99.5 |  | -1080 | 99.5 | 0 | 0 |  | 0 | 0 |  | TRUE | 10 | 0 | 0 | TRUE | 2022+10 | 2032+00 | TRUE | TRUE | FALSE | FALSE | -1080 | 99.5 | TRUE | TRUE | FALSE | FALSE | 0 | 0 | TRUE | TRUE | TRUE | -1080 | 99.5 | 0 | 0 | -10800 | 995 | 0 | 0 | 3423.1829 | 100000 | #N/A | 100000 | 0.034232 | 1 | #N/A | 0 | 0.00018167 | 0.005307 | #N/A | 0.005307 |  | 192 | 62.5296 | PASS | 3.3185 | PASS | Eligible | -1.962 | 5.2805 | 192 | 6.264 | kWh | 1835.3238 | N/A | N/A | 62.6396 |  | 192 | 1 | -1080 | 99.5 | 0 | 0 | 10 | 0
| SWWH028E | Hsp | Ex | CZ01 |  | 193 | SWWH028E | 1 | 10 | 2022 | natural gas | electricity | NR |  | -1250 |  | 116 | -1250 |  | 116 |  | -1250 | 116 | 0 | 0 |  | 0 | 0 |  | TRUE | 10 | 0 | 0 | TRUE | 2022+10 | 2032+00 | TRUE | TRUE | FALSE | FALSE | -1250 | 116 | TRUE | TRUE | FALSE | FALSE | 0 | 0 | TRUE | TRUE | TRUE | -1250 | 116 | 0 | 0 | -12500 | 1160 | 0 | 0 | 3423.1829 | 100000 | #N/A | 100000 | 0.034232 | 1 | #N/A | 0 | 0.00018167 | 0.005307 | #N/A | 0.005307 |  | 193 | 73.2102 | PASS | 3.8853 | PASS | Eligible | -2.2709 | 6.1562 | 193 | 7.3338 | kWh | 2148.7694 | N/A | N/A | 73.3375 |  | 193 | 1 | -1250 | 116 | 0 | 0 | 10 | 0
| SWWH028E | Hsp | Ex | CZ02 |  | 194 | SWWH028E | 1 | 10 | 2022 | natural gas | electricity | NR |  | -1150 |  | 108 | -1150 |  | 108 |  | -1150 | 108 | 0 | 0 |  | 0 | 0 |  | TRUE | 10 | 0 | 0 | TRUE | 2022+10 | 2032+00 | TRUE | TRUE | FALSE | FALSE | -1150 | 108 | TRUE | TRUE | FALSE | FALSE | 0 | 0 | TRUE | TRUE | TRUE | -1150 | 108 | 0 | 0 | -11500 | 1080 | 0 | 0 | 3423.1829 | 100000 | #N/A | 100000 | 0.034232 | 1 | #N/A | 0 | 0.00018167 | 0.005307 | #N/A | 0.005307 |  | 194 | 68.6334 | PASS | 3.6424 | PASS | Eligible | -2.0892 | 5.7316 | 194 | 6.875 | kWh | 2014.3715 | N/A | N/A | 68.7505 |  | 194 | 1 | -1150 | 108 | 0 | 0 | 10 | 0
| SWWH028E | Hsp | Ex | CZ03 |  | 195 | SWWH028E | 1 | 10 | 2022 | natural gas | electricity | NR |  | -1150 |  | 108 | -1150 |  | 108 |  | -1150 | 108 | 0 | 0 |  | 0 | 0 |  | TRUE | 10 | 0 | 0 | TRUE | 2022+10 | 2032+00 | TRUE | TRUE | FALSE | FALSE | -1150 | 108 | TRUE | TRUE | FALSE | FALSE | 0 | 0 | TRUE | TRUE | TRUE | -1150 | 108 | 0 | 0 | -11500 | 1080 | 0 | 0 | 3423.1829 | 100000 | #N/A | 100000 | 0.034232 | 1 | #N/A | 0 | 0.00018167 | 0.005307 | #N/A | 0.005307 |  | 195 | 68.6334 | PASS | 3.6424 | PASS | Eligible | -2.0892 | 5.7316 | 195 | 6.875 | kWh | 2014.3715 | N/A | N/A | 68.7505 |  | 195 | 1 | -1150 | 108 | 0 | 0 | 10 | 0
| SWWH028E | Hsp | Ex | CZ04 |  | 196 | SWWH028E | 1 | 10 | 2022 | natural gas | electricity | NR |  | -1110 |  | 105 | -1110 |  | 105 |  | -1110 | 105 | 0 | 0 |  | 0 | 0 |  | TRUE | 10 | 0 | 0 | TRUE | 2022+10 | 2032+00 | TRUE | TRUE | FALSE | FALSE | -1110 | 105 | TRUE | TRUE | FALSE | FALSE | 0 | 0 | TRUE | TRUE | TRUE | -1110 | 105 | 0 | 0 | -11100 | 1050 | 0 | 0 | 3423.1829 | 100000 | #N/A | 100000 | 0.034232 | 1 | #N/A | 0 | 0.00018167 | 0.005307 | #N/A | 0.005307 |  | 196 | 67.0027 | PASS | 3.5559 | PASS | Eligible | -2.0165 | 5.5724 | 196 | 6.7116 | kWh | 1966.4723 | N/A | N/A | 67.1157 |  | 196 | 1 | -1110 | 105 | 0 | 0 | 10 | 0
| SWWH028E | Hsp | Ex | CZ05 |  | 197 | SWWH028E | 1 | 10 | 2022 | natural gas | electricity | NR |  | -1170 |  | 110 | -1170 |  | 110 |  | -1170 | 110 | 0 | 0 |  | 0 | 0 |  | TRUE | 10 | 0 | 0 | TRUE | 2022+10 | 2032+00 | TRUE | TRUE | FALSE | FALSE | -1170 | 110 | TRUE | TRUE | FALSE | FALSE | 0 | 0 | TRUE | TRUE | TRUE | -1170 | 110 | 0 | 0 | -11700 | 1100 | 0 | 0 | 3423.1829 | 100000 | #N/A | 100000 | 0.034232 | 1 | #N/A | 0 | 0.00018167 | 0.005307 | #N/A | 0.005307 |  | 197 | 69.9488 | PASS | 3.7122 | PASS | Eligible | -2.1255 | 5.8377 | 197 | 7.0068 | kWh | 2052.971 | N/A | N/A | 70.0679 |  | 197 | 1 | -1170 | 110 | 0 | 0 | 10 | 0
| SWWH028E | Hsp | Ex | CZ06 |  | 198 | SWWH028E | 1 | 10 | 2022 | natural gas | electricity | NR |  | -1070 |  | 102 | -1070 |  | 102 |  | -1070 | 102 | 0 | 0 |  | 0 | 0 |  | TRUE | 10 | 0 | 0 | TRUE | 2022+10 | 2032+00 | TRUE | TRUE | FALSE | FALSE | -1070 | 102 | TRUE | TRUE | FALSE | FALSE | 0 | 0 | TRUE | TRUE | TRUE | -1070 | 102 | 0 | 0 | -10700 | 1020 | 0 | 0 | 3423.1829 | 100000 | #N/A | 100000 | 0.034232 | 1 | #N/A | 0 | 0.00018167 | 0.005307 | #N/A | 0.005307 |  | 198 | 65.3719 | PASS | 3.4693 | PASS | Eligible | -1.9439 | 5.4132 | 198 | 6.5481 | kWh | 1918.5731 | N/A | N/A | 65.4809 |  | 198 | 1 | -1070 | 102 | 0 | 0 | 10 | 0
| SWWH028E | Hsp | Ex | CZ07 |  | 199 | SWWH028E | 1 | 10 | 2022 | natural gas | electricity | NR |  | -1060 |  | 101 | -1060 |  | 101 |  | -1060 | 101 | 0 | 0 |  | 0 | 0 |  | TRUE | 10 | 0 | 0 | TRUE | 2022+10 | 2032+00 | TRUE | TRUE | FALSE | FALSE | -1060 | 101 | TRUE | TRUE | FALSE | FALSE | 0 | 0 | TRUE | TRUE | TRUE | -1060 | 101 | 0 | 0 | -10600 | 1010 | 0 | 0 | 3423.1829 | 100000 | #N/A | 100000 | 0.034232 | 1 | #N/A | 0 | 0.00018167 | 0.005307 | #N/A | 0.005307 |  | 199 | 64.7143 | PASS | 3.4344 | PASS | Eligible | -1.9257 | 5.3601 | 199 | 6.4822 | kWh | 1899.2734 | N/A | N/A | 64.8222 |  | 199 | 1 | -1060 | 101 | 0 | 0 | 10 | 0
| SWWH028E | Hsp | Ex | CZ08 |  | 200 | SWWH028E | 1 | 10 | 2022 | natural gas | electricity | NR |  | -1040 |  | 99.3 | -1040 |  | 99.3 |  | -1040 | 99.3 | 0 | 0 |  | 0 | 0 |  | TRUE | 10 | 0 | 0 | TRUE | 2022+10 | 2032+00 | TRUE | TRUE | FALSE | FALSE | -1040 | 99.3 | TRUE | TRUE | FALSE | FALSE | 0 | 0 | TRUE | TRUE | TRUE | -1040 | 99.3 | 0 | 0 | -10400 | 993 | 0 | 0 | 3423.1829 | 100000 | #N/A | 100000 | 0.034232 | 1 | #N/A | 0 | 0.00018167 | 0.005307 | #N/A | 0.005307 |  | 200 | 63.6989 | PASS | 3.3805 | PASS | Eligible | -1.8894 | 5.2699 | 200 | 6.3805 | kWh | 1869.4638 | N/A | N/A | 63.8048 |  | 200 | 1 | -1040 | 99.3 | 0 | 0 | 10 | 0
| SWWH028E | Hsp | Ex | CZ09 |  | 201 | SWWH028E | 1 | 10 | 2022 | natural gas | electricity | NR |  | -1040 |  | 99.2 | -1040 |  | 99.2 |  | -1040 | 99.2 | 0 | 0 |  | 0 | 0 |  | TRUE | 10 | 0 | 0 | TRUE | 2022+10 | 2032+00 | TRUE | TRUE | FALSE | FALSE | -1040 | 99.2 | TRUE | TRUE | FALSE | FALSE | 0 | 0 | TRUE | TRUE | TRUE | -1040 | 99.2 | 0 | 0 | -10400 | 992 | 0 | 0 | 3423.1829 | 100000 | #N/A | 100000 | 0.034232 | 1 | #N/A | 0 | 0.00018167 | 0.005307 | #N/A | 0.005307 |  | 201 | 63.5989 | PASS | 3.3752 | PASS | Eligible | -1.8894 | 5.2646 | 201 | 6.3705 | kWh | 1866.5338 | N/A | N/A | 63.7048 |  | 201 | 1 | -1040 | 99.2 | 0 | 0 | 10 | 0
| SWWH028E | Hsp | Ex | CZ10 |  | 202 | SWWH028E | 1 | 10 | 2022 | natural gas | electricity | NR |  | -1040 |  | 98.7 | -1040 |  | 98.7 |  | -1040 | 98.7 | 0 | 0 |  | 0 | 0 |  | TRUE | 10 | 0 | 0 | TRUE | 2022+10 | 2032+00 | TRUE | TRUE | FALSE | FALSE | -1040 | 98.7 | TRUE | TRUE | FALSE | FALSE | 0 | 0 | TRUE | TRUE | TRUE | -1040 | 98.7 | 0 | 0 | -10400 | 987 | 0 | 0 | 3423.1829 | 100000 | #N/A | 100000 | 0.034232 | 1 | #N/A | 0 | 0.00018167 | 0.005307 | #N/A | 0.005307 |  | 202 | 63.0989 | PASS | 3.3487 | PASS | Eligible | -1.8894 | 5.238 | 202 | 6.3205 | kWh | 1851.884 | N/A | N/A | 63.2048 |  | 202 | 1 | -1040 | 98.7 | 0 | 0 | 10 | 0
| SWWH028E | Hsp | Ex | CZ11 |  | 203 | SWWH028E | 1 | 10 | 2022 | natural gas | electricity | NR |  | -1050 |  | 100 | -1050 |  | 100 |  | -1050 | 100 | 0 | 0 |  | 0 | 0 |  | TRUE | 10 | 0 | 0 | TRUE | 2022+10 | 2032+00 | TRUE | TRUE | FALSE | FALSE | -1050 | 100 | TRUE | TRUE | FALSE | FALSE | 0 | 0 | TRUE | TRUE | TRUE | -1050 | 100 | 0 | 0 | -10500 | 1000 | 0 | 0 | 3423.1829 | 100000 | #N/A | 100000 | 0.034232 | 1 | #N/A | 0 | 0.00018167 | 0.005307 | #N/A | 0.005307 |  | 203 | 64.0566 | PASS | 3.3995 | PASS | Eligible | -1.9075 | 5.307 | 203 | 6.4164 | kWh | 1879.9736 | N/A | N/A | 64.1635 |  | 203 | 1 | -1050 | 100 | 0 | 0 | 10 | 0
| SWWH028E | Hsp | Ex | CZ12 |  | 204 | SWWH028E | 1 | 10 | 2022 | natural gas | electricity | NR |  | -1090 |  | 103 | -1090 |  | 103 |  | -1090 | 103 | 0 | 0 |  | 0 | 0 |  | TRUE | 10 | 0 | 0 | TRUE | 2022+10 | 2032+00 | TRUE | TRUE | FALSE | FALSE | -1090 | 103 | TRUE | TRUE | FALSE | FALSE | 0 | 0 | TRUE | TRUE | TRUE | -1090 | 103 | 0 | 0 | -10900 | 1030 | 0 | 0 | 3423.1829 | 100000 | #N/A | 100000 | 0.034232 | 1 | #N/A | 0 | 0.00018167 | 0.005307 | #N/A | 0.005307 |  | 204 | 65.6873 | PASS | 3.486 | PASS | Eligible | -1.9802 | 5.4662 | 204 | 6.5798 | kWh | 1927.8728 | N/A | N/A | 65.7983 |  | 204 | 1 | -1090 | 103 | 0 | 0 | 10 | 0
| SWWH028E | Hsp | Ex | CZ13 |  | 205 | SWWH028E | 1 | 10 | 2022 | natural gas | electricity | NR |  | -1040 |  | 98.8 | -1040 |  | 98.8 |  | -1040 | 98.8 | 0 | 0 |  | 0 | 0 |  | TRUE | 10 | 0 | 0 | TRUE | 2022+10 | 2032+00 | TRUE | TRUE | FALSE | FALSE | -1040 | 98.8 | TRUE | TRUE | FALSE | FALSE | 0 | 0 | TRUE | TRUE | TRUE | -1040 | 98.8 | 0 | 0 | -10400 | 988 | 0 | 0 | 3423.1829 | 100000 | #N/A | 100000 | 0.034232 | 1 | #N/A | 0 | 0.00018167 | 0.005307 | #N/A | 0.005307 |  | 205 | 63.1989 | PASS | 3.354 | PASS | Eligible | -1.8894 | 5.2434 | 205 | 6.3305 | kWh | 1854.8139 | N/A | N/A | 63.3048 |  | 205 | 1 | -1040 | 98.8 | 0 | 0 | 10 | 0
| SWWH028E | Hsp | Ex | CZ14 |  | 206 | SWWH028E | 1 | 10 | 2022 | natural gas | electricity | NR |  | -1060 |  | 101 | -1060 |  | 101 |  | -1060 | 101 | 0 | 0 |  | 0 | 0 |  | TRUE | 10 | 0 | 0 | TRUE | 2022+10 | 2032+00 | TRUE | TRUE | FALSE | FALSE | -1060 | 101 | TRUE | TRUE | FALSE | FALSE | 0 | 0 | TRUE | TRUE | TRUE | -1060 | 101 | 0 | 0 | -10600 | 1010 | 0 | 0 | 3423.1829 | 100000 | #N/A | 100000 | 0.034232 | 1 | #N/A | 0 | 0.00018167 | 0.005307 | #N/A | 0.005307 |  | 206 | 64.7143 | PASS | 3.4344 | PASS | Eligible | -1.9257 | 5.3601 | 206 | 6.4822 | kWh | 1899.2734 | N/A | N/A | 64.8222 |  | 206 | 1 | -1060 | 101 | 0 | 0 | 10 | 0
| SWWH028E | Hsp | Ex | CZ15 |  | 207 | SWWH028E | 1 | 10 | 2022 | natural gas | electricity | NR |  | -861 |  | 83.2 | -861 |  | 83.2 |  | -861 | 83.2 | 0 | 0 |  | 0 | 0 |  | TRUE | 10 | 0 | 0 | TRUE | 2022+10 | 2032+00 | TRUE | TRUE | FALSE | FALSE | -861 | 83.2 | TRUE | TRUE | FALSE | FALSE | 0 | 0 | TRUE | TRUE | TRUE | -861 | 83.2 | 0 | 0 | -8610 | 832 | 0 | 0 | 3423.1829 | 100000 | #N/A | 100000 | 0.034232 | 1 | #N/A | 0 | 0.00018167 | 0.005307 | #N/A | 0.005307 |  | 207 | 53.7264 | PASS | 2.8513 | PASS | Eligible | -1.5642 | 4.4155 | 207 | 5.3814 | kWh | 1576.7381 | N/A | N/A | 53.8141 |  | 207 | 1 | -861 | 83.2 | 0 | 0 | 10 | 0
| SWWH028E | Hsp | Ex | CZ16 |  | 208 | SWWH028E | 1 | 10 | 2022 | natural gas | electricity | NR |  | -1240 |  | 116 | -1240 |  | 116 |  | -1240 | 116 | 0 | 0 |  | 0 | 0 |  | TRUE | 10 | 0 | 0 | TRUE | 2022+10 | 2032+00 | TRUE | TRUE | FALSE | FALSE | -1240 | 116 | TRUE | TRUE | FALSE | FALSE | 0 | 0 | TRUE | TRUE | TRUE | -1240 | 116 | 0 | 0 | -12400 | 1160 | 0 | 0 | 3423.1829 | 100000 | #N/A | 100000 | 0.034232 | 1 | #N/A | 0 | 0.00018167 | 0.005307 | #N/A | 0.005307 |  | 208 | 73.5525 | PASS | 3.9035 | PASS | Eligible | -2.2527 | 6.1562 | 208 | 7.3679 | kWh | 2158.7694 | N/A | N/A | 73.6788 |  | 208 | 1 | -1240 | 116 | 0 | 0 | 10 | 0
| SWWH028E | Nrs | Ex | CZ01 |  | 209 | SWWH028E | 1 | 10 | 2022 | natural gas | electricity | NR |  | -1330 |  | 124 | -1330 |  | 124 |  | -1330 | 124 | 0 | 0 |  | 0 | 0 |  | TRUE | 10 | 0 | 0 | TRUE | 2022+10 | 2032+00 | TRUE | TRUE | FALSE | FALSE | -1330 | 124 | TRUE | TRUE | FALSE | FALSE | 0 | 0 | TRUE | TRUE | TRUE | -1330 | 124 | 0 | 0 | -13300 | 1240 | 0 | 0 | 3423.1829 | 100000 | #N/A | 100000 | 0.034232 | 1 | #N/A | 0 | 0.00018167 | 0.005307 | #N/A | 0.005307 |  | 209 | 78.4717 | PASS | 4.1645 | PASS | Eligible | -2.4162 | 6.5807 | 209 | 7.8607 | kWh | 2303.1673 | N/A | N/A | 78.6071 |  | 209 | 1 | -1330 | 124 | 0 | 0 | 10 | 0
| SWWH028E | Nrs | Ex | CZ02 |  | 210 | SWWH028E | 1 | 10 | 2022 | natural gas | electricity | NR |  | -1220 |  | 115 | -1220 |  | 115 |  | -1220 | 115 | 0 | 0 |  | 0 | 0 |  | TRUE | 10 | 0 | 0 | TRUE | 2022+10 | 2032+00 | TRUE | TRUE | FALSE | FALSE | -1220 | 115 | TRUE | TRUE | FALSE | FALSE | 0 | 0 | TRUE | TRUE | TRUE | -1220 | 115 | 0 | 0 | -12200 | 1150 | 0 | 0 | 3423.1829 | 100000 | #N/A | 100000 | 0.034232 | 1 | #N/A | 0 | 0.00018167 | 0.005307 | #N/A | 0.005307 |  | 210 | 73.2372 | PASS | 3.8867 | PASS | Eligible | -2.2164 | 6.1031 | 210 | 7.3361 | kWh | 2149.4697 | N/A | N/A | 73.3614 |  | 210 | 1 | -1220 | 115 | 0 | 0 | 10 | 0
| SWWH028E | Nrs | Ex | CZ03 |  | 211 | SWWH028E | 1 | 10 | 2022 | natural gas | electricity | NR |  | -1220 |  | 116 | -1220 |  | 116 |  | -1220 | 116 | 0 | 0 |  | 0 | 0 |  | TRUE | 10 | 0 | 0 | TRUE | 2022+10 | 2032+00 | TRUE | TRUE | FALSE | FALSE | -1220 | 116 | TRUE | TRUE | FALSE | FALSE | 0 | 0 | TRUE | TRUE | TRUE | -1220 | 116 | 0 | 0 | -12200 | 1160 | 0 | 0 | 3423.1829 | 100000 | #N/A | 100000 | 0.034232 | 1 | #N/A | 0 | 0.00018167 | 0.005307 | #N/A | 0.005307 |  | 211 | 74.2372 | PASS | 3.9398 | PASS | Eligible | -2.2164 | 6.1562 | 211 | 7.4361 | kWh | 2178.7694 | N/A | N/A | 74.3614 |  | 211 | 1 | -1220 | 116 | 0 | 0 | 10 | 0
| SWWH028E | Nrs | Ex | CZ04 |  | 212 | SWWH028E | 1 | 10 | 2022 | natural gas | electricity | NR |  | -1180 |  | 112 | -1180 |  | 112 |  | -1180 | 112 | 0 | 0 |  | 0 | 0 |  | TRUE | 10 | 0 | 0 | TRUE | 2022+10 | 2032+00 | TRUE | TRUE | FALSE | FALSE | -1180 | 112 | TRUE | TRUE | FALSE | FALSE | 0 | 0 | TRUE | TRUE | TRUE | -1180 | 112 | 0 | 0 | -11800 | 1120 | 0 | 0 | 3423.1829 | 100000 | #N/A | 100000 | 0.034232 | 1 | #N/A | 0 | 0.00018167 | 0.005307 | #N/A | 0.005307 |  | 212 | 71.6064 | PASS | 3.8002 | PASS | Eligible | -2.1437 | 5.9439 | 212 | 7.1727 | kWh | 2101.5705 | N/A | N/A | 71.7266 |  | 212 | 1 | -1180 | 112 | 0 | 0 | 10 | 0
| SWWH028E | Nrs | Ex | CZ05 |  | 213 | SWWH028E | 1 | 10 | 2022 | natural gas | electricity | NR |  | -1240 |  | 117 | -1240 |  | 117 |  | -1240 | 117 | 0 | 0 |  | 0 | 0 |  | TRUE | 10 | 0 | 0 | TRUE | 2022+10 | 2032+00 | TRUE | TRUE | FALSE | FALSE | -1240 | 117 | TRUE | TRUE | FALSE | FALSE | 0 | 0 | TRUE | TRUE | TRUE | -1240 | 117 | 0 | 0 | -12400 | 1170 | 0 | 0 | 3423.1829 | 100000 | #N/A | 100000 | 0.034232 | 1 | #N/A | 0 | 0.00018167 | 0.005307 | #N/A | 0.005307 |  | 213 | 74.5525 | PASS | 3.9565 | PASS | Eligible | -2.2527 | 6.2092 | 213 | 7.4679 | kWh | 2188.0691 | N/A | N/A | 74.6788 |  | 213 | 1 | -1240 | 117 | 0 | 0 | 10 | 0
| SWWH028E | Nrs | Ex | CZ06 |  | 214 | SWWH028E | 1 | 10 | 2022 | natural gas | electricity | NR |  | -1140 |  | 109 | -1140 |  | 109 |  | -1140 | 109 | 0 | 0 |  | 0 | 0 |  | TRUE | 10 | 0 | 0 | TRUE | 2022+10 | 2032+00 | TRUE | TRUE | FALSE | FALSE | -1140 | 109 | TRUE | TRUE | FALSE | FALSE | 0 | 0 | TRUE | TRUE | TRUE | -1140 | 109 | 0 | 0 | -11400 | 1090 | 0 | 0 | 3423.1829 | 100000 | #N/A | 100000 | 0.034232 | 1 | #N/A | 0 | 0.00018167 | 0.005307 | #N/A | 0.005307 |  | 214 | 69.9757 | PASS | 3.7136 | PASS | Eligible | -2.071 | 5.7847 | 214 | 7.0092 | kWh | 2053.6713 | N/A | N/A | 70.0918 |  | 214 | 1 | -1140 | 109 | 0 | 0 | 10 | 0
| SWWH028E | Nrs | Ex | CZ07 |  | 215 | SWWH028E | 1 | 10 | 2022 | natural gas | electricity | NR |  | -1130 |  | 108 | -1130 |  | 108 |  | -1130 | 108 | 0 | 0 |  | 0 | 0 |  | TRUE | 10 | 0 | 0 | TRUE | 2022+10 | 2032+00 | TRUE | TRUE | FALSE | FALSE | -1130 | 108 | TRUE | TRUE | FALSE | FALSE | 0 | 0 | TRUE | TRUE | TRUE | -1130 | 108 | 0 | 0 | -11300 | 1080 | 0 | 0 | 3423.1829 | 100000 | #N/A | 100000 | 0.034232 | 1 | #N/A | 0 | 0.00018167 | 0.005307 | #N/A | 0.005307 |  | 215 | 69.318 | PASS | 3.6787 | PASS | Eligible | -2.0529 | 5.7316 | 215 | 6.9433 | kWh | 2034.3715 | N/A | N/A | 69.4331 |  | 215 | 1 | -1130 | 108 | 0 | 0 | 10 | 0
| SWWH028E | Nrs | Ex | CZ08 |  | 216 | SWWH028E | 1 | 10 | 2022 | natural gas | electricity | NR |  | -1110 |  | 106 | -1110 |  | 106 |  | -1110 | 106 | 0 | 0 |  | 0 | 0 |  | TRUE | 10 | 0 | 0 | TRUE | 2022+10 | 2032+00 | TRUE | TRUE | FALSE | FALSE | -1110 | 106 | TRUE | TRUE | FALSE | FALSE | 0 | 0 | TRUE | TRUE | TRUE | -1110 | 106 | 0 | 0 | -11100 | 1060 | 0 | 0 | 3423.1829 | 100000 | #N/A | 100000 | 0.034232 | 1 | #N/A | 0 | 0.00018167 | 0.005307 | #N/A | 0.005307 |  | 216 | 68.0027 | PASS | 3.6089 | PASS | Eligible | -2.0165 | 5.6255 | 216 | 6.8116 | kWh | 1995.772 | N/A | N/A | 68.1157 |  | 216 | 1 | -1110 | 106 | 0 | 0 | 10 | 0
| SWWH028E | Nrs | Ex | CZ09 |  | 217 | SWWH028E | 1 | 10 | 2022 | natural gas | electricity | NR |  | -1110 |  | 106 | -1110 |  | 106 |  | -1110 | 106 | 0 | 0 |  | 0 | 0 |  | TRUE | 10 | 0 | 0 | TRUE | 2022+10 | 2032+00 | TRUE | TRUE | FALSE | FALSE | -1110 | 106 | TRUE | TRUE | FALSE | FALSE | 0 | 0 | TRUE | TRUE | TRUE | -1110 | 106 | 0 | 0 | -11100 | 1060 | 0 | 0 | 3423.1829 | 100000 | #N/A | 100000 | 0.034232 | 1 | #N/A | 0 | 0.00018167 | 0.005307 | #N/A | 0.005307 |  | 217 | 68.0027 | PASS | 3.6089 | PASS | Eligible | -2.0165 | 5.6255 | 217 | 6.8116 | kWh | 1995.772 | N/A | N/A | 68.1157 |  | 217 | 1 | -1110 | 106 | 0 | 0 | 10 | 0
| SWWH028E | Nrs | Ex | CZ10 |  | 218 | SWWH028E | 1 | 10 | 2022 | natural gas | electricity | NR |  | -1100 |  | 105 | -1100 |  | 105 |  | -1100 | 105 | 0 | 0 |  | 0 | 0 |  | TRUE | 10 | 0 | 0 | TRUE | 2022+10 | 2032+00 | TRUE | TRUE | FALSE | FALSE | -1100 | 105 | TRUE | TRUE | FALSE | FALSE | 0 | 0 | TRUE | TRUE | TRUE | -1100 | 105 | 0 | 0 | -11000 | 1050 | 0 | 0 | 3423.1829 | 100000 | #N/A | 100000 | 0.034232 | 1 | #N/A | 0 | 0.00018167 | 0.005307 | #N/A | 0.005307 |  | 218 | 67.345 | PASS | 3.574 | PASS | Eligible | -1.9984 | 5.5724 | 218 | 6.7457 | kWh | 1976.4723 | N/A | N/A | 67.457 |  | 218 | 1 | -1100 | 105 | 0 | 0 | 10 | 0
| SWWH028E | Nrs | Ex | CZ11 |  | 219 | SWWH028E | 1 | 10 | 2022 | natural gas | electricity | NR |  | -1120 |  | 107 | -1120 |  | 107 |  | -1120 | 107 | 0 | 0 |  | 0 | 0 |  | TRUE | 10 | 0 | 0 | TRUE | 2022+10 | 2032+00 | TRUE | TRUE | FALSE | FALSE | -1120 | 107 | TRUE | TRUE | FALSE | FALSE | 0 | 0 | TRUE | TRUE | TRUE | -1120 | 107 | 0 | 0 | -11200 | 1070 | 0 | 0 | 3423.1829 | 100000 | #N/A | 100000 | 0.034232 | 1 | #N/A | 0 | 0.00018167 | 0.005307 | #N/A | 0.005307 |  | 219 | 68.6604 | PASS | 3.6438 | PASS | Eligible | -2.0347 | 5.6785 | 219 | 6.8774 | kWh | 2015.0718 | N/A | N/A | 68.7744 |  | 219 | 1 | -1120 | 107 | 0 | 0 | 10 | 0
| SWWH028E | Nrs | Ex | CZ12 |  | 220 | SWWH028E | 1 | 10 | 2022 | natural gas | electricity | NR |  | -1160 |  | 110 | -1160 |  | 110 |  | -1160 | 110 | 0 | 0 |  | 0 | 0 |  | TRUE | 10 | 0 | 0 | TRUE | 2022+10 | 2032+00 | TRUE | TRUE | FALSE | FALSE | -1160 | 110 | TRUE | TRUE | FALSE | FALSE | 0 | 0 | TRUE | TRUE | TRUE | -1160 | 110 | 0 | 0 | -11600 | 1100 | 0 | 0 | 3423.1829 | 100000 | #N/A | 100000 | 0.034232 | 1 | #N/A | 0 | 0.00018167 | 0.005307 | #N/A | 0.005307 |  | 220 | 70.2911 | PASS | 3.7304 | PASS | Eligible | -2.1074 | 5.8377 | 220 | 7.0409 | kWh | 2062.971 | N/A | N/A | 70.4092 |  | 220 | 1 | -1160 | 110 | 0 | 0 | 10 | 0
| SWWH028E | Nrs | Ex | CZ13 |  | 221 | SWWH028E | 1 | 10 | 2022 | natural gas | electricity | NR |  | -1110 |  | 105 | -1110 |  | 105 |  | -1110 | 105 | 0 | 0 |  | 0 | 0 |  | TRUE | 10 | 0 | 0 | TRUE | 2022+10 | 2032+00 | TRUE | TRUE | FALSE | FALSE | -1110 | 105 | TRUE | TRUE | FALSE | FALSE | 0 | 0 | TRUE | TRUE | TRUE | -1110 | 105 | 0 | 0 | -11100 | 1050 | 0 | 0 | 3423.1829 | 100000 | #N/A | 100000 | 0.034232 | 1 | #N/A | 0 | 0.00018167 | 0.005307 | #N/A | 0.005307 |  | 221 | 67.0027 | PASS | 3.5559 | PASS | Eligible | -2.0165 | 5.5724 | 221 | 6.7116 | kWh | 1966.4723 | N/A | N/A | 67.1157 |  | 221 | 1 | -1110 | 105 | 0 | 0 | 10 | 0
| SWWH028E | Nrs | Ex | CZ14 |  | 222 | SWWH028E | 1 | 10 | 2022 | natural gas | electricity | NR |  | -1130 |  | 107 | -1130 |  | 107 |  | -1130 | 107 | 0 | 0 |  | 0 | 0 |  | TRUE | 10 | 0 | 0 | TRUE | 2022+10 | 2032+00 | TRUE | TRUE | FALSE | FALSE | -1130 | 107 | TRUE | TRUE | FALSE | FALSE | 0 | 0 | TRUE | TRUE | TRUE | -1130 | 107 | 0 | 0 | -11300 | 1070 | 0 | 0 | 3423.1829 | 100000 | #N/A | 100000 | 0.034232 | 1 | #N/A | 0 | 0.00018167 | 0.005307 | #N/A | 0.005307 |  | 222 | 68.318 | PASS | 3.6257 | PASS | Eligible | -2.0529 | 5.6785 | 222 | 6.8433 | kWh | 2005.0718 | N/A | N/A | 68.4331 |  | 222 | 1 | -1130 | 107 | 0 | 0 | 10 | 0
| SWWH028E | Nrs | Ex | CZ15 |  | 223 | SWWH028E | 1 | 10 | 2022 | natural gas | electricity | NR |  | -916 |  | 88.7 | -916 |  | 88.7 |  | -916 | 88.7 | 0 | 0 |  | 0 | 0 |  | TRUE | 10 | 0 | 0 | TRUE | 2022+10 | 2032+00 | TRUE | TRUE | FALSE | FALSE | -916 | 88.7 | TRUE | TRUE | FALSE | FALSE | 0 | 0 | TRUE | TRUE | TRUE | -916 | 88.7 | 0 | 0 | -9160 | 887 | 0 | 0 | 3423.1829 | 100000 | #N/A | 100000 | 0.034232 | 1 | #N/A | 0 | 0.00018167 | 0.005307 | #N/A | 0.005307 |  | 223 | 57.3436 | PASS | 3.0432 | PASS | Eligible | -1.6641 | 4.7073 | 223 | 5.7437 | kWh | 1682.8866 | N/A | N/A | 57.4369 |  | 223 | 1 | -916 | 88.7 | 0 | 0 | 10 | 0
| SWWH028E | Nrs | Ex | CZ16 |  | 224 | SWWH028E | 1 | 10 | 2022 | natural gas | electricity | NR |  | -1320 |  | 123 | -1320 |  | 123 |  | -1320 | 123 | 0 | 0 |  | 0 | 0 |  | TRUE | 10 | 0 | 0 | TRUE | 2022+10 | 2032+00 | TRUE | TRUE | FALSE | FALSE | -1320 | 123 | TRUE | TRUE | FALSE | FALSE | 0 | 0 | TRUE | TRUE | TRUE | -1320 | 123 | 0 | 0 | -13200 | 1230 | 0 | 0 | 3423.1829 | 100000 | #N/A | 100000 | 0.034232 | 1 | #N/A | 0 | 0.00018167 | 0.005307 | #N/A | 0.005307 |  | 224 | 77.814 | PASS | 4.1296 | PASS | Eligible | -2.398 | 6.5277 | 224 | 7.7948 | kWh | 2283.8676 | N/A | N/A | 77.9484 |  | 224 | 1 | -1320 | 123 | 0 | 0 | 10 | 0
| SWWH028E | Htl | Ex | CZ01 |  | 225 | SWWH028E | 1 | 10 | 2022 | natural gas | electricity | NR |  | -1470 |  | 135 | -1470 |  | 135 |  | -1470 | 135 | 0 | 0 |  | 0 | 0 |  | TRUE | 10 | 0 | 0 | TRUE | 2022+10 | 2032+00 | TRUE | TRUE | FALSE | FALSE | -1470 | 135 | TRUE | TRUE | FALSE | FALSE | 0 | 0 | TRUE | TRUE | TRUE | -1470 | 135 | 0 | 0 | -14700 | 1350 | 0 | 0 | 3423.1829 | 100000 | #N/A | 100000 | 0.034232 | 1 | #N/A | 0 | 0.00018167 | 0.005307 | #N/A | 0.005307 |  | 225 | 84.6792 | PASS | 4.494 | PASS | Eligible | -2.6705 | 7.1645 | 225 | 8.4829 | kWh | 2485.4644 | N/A | N/A | 84.8289 |  | 225 | 1 | -1470 | 135 | 0 | 0 | 10 | 0
| SWWH028E | Htl | Ex | CZ02 |  | 226 | SWWH028E | 1 | 10 | 2022 | natural gas | electricity | NR |  | -1350 |  | 126 | -1350 |  | 126 |  | -1350 | 126 | 0 | 0 |  | 0 | 0 |  | TRUE | 10 | 0 | 0 | TRUE | 2022+10 | 2032+00 | TRUE | TRUE | FALSE | FALSE | -1350 | 126 | TRUE | TRUE | FALSE | FALSE | 0 | 0 | TRUE | TRUE | TRUE | -1350 | 126 | 0 | 0 | -13500 | 1260 | 0 | 0 | 3423.1829 | 100000 | #N/A | 100000 | 0.034232 | 1 | #N/A | 0 | 0.00018167 | 0.005307 | #N/A | 0.005307 |  | 226 | 79.787 | PASS | 4.2343 | PASS | Eligible | -2.4525 | 6.6869 | 226 | 7.9924 | kWh | 2341.7668 | N/A | N/A | 79.9245 |  | 226 | 1 | -1350 | 126 | 0 | 0 | 10 | 0
| SWWH028E | Htl | Ex | CZ03 |  | 227 | SWWH028E | 1 | 10 | 2022 | natural gas | electricity | NR |  | -1350 |  | 126 | -1350 |  | 126 |  | -1350 | 126 | 0 | 0 |  | 0 | 0 |  | TRUE | 10 | 0 | 0 | TRUE | 2022+10 | 2032+00 | TRUE | TRUE | FALSE | FALSE | -1350 | 126 | TRUE | TRUE | FALSE | FALSE | 0 | 0 | TRUE | TRUE | TRUE | -1350 | 126 | 0 | 0 | -13500 | 1260 | 0 | 0 | 3423.1829 | 100000 | #N/A | 100000 | 0.034232 | 1 | #N/A | 0 | 0.00018167 | 0.005307 | #N/A | 0.005307 |  | 227 | 79.787 | PASS | 4.2343 | PASS | Eligible | -2.4525 | 6.6869 | 227 | 7.9924 | kWh | 2341.7668 | N/A | N/A | 79.9245 |  | 227 | 1 | -1350 | 126 | 0 | 0 | 10 | 0
| SWWH028E | Htl | Ex | CZ04 |  | 228 | SWWH028E | 1 | 10 | 2022 | natural gas | electricity | NR |  | -1310 |  | 122 | -1310 |  | 122 |  | -1310 | 122 | 0 | 0 |  | 0 | 0 |  | TRUE | 10 | 0 | 0 | TRUE | 2022+10 | 2032+00 | TRUE | TRUE | FALSE | FALSE | -1310 | 122 | TRUE | TRUE | FALSE | FALSE | 0 | 0 | TRUE | TRUE | TRUE | -1310 | 122 | 0 | 0 | -13100 | 1220 | 0 | 0 | 3423.1829 | 100000 | #N/A | 100000 | 0.034232 | 1 | #N/A | 0 | 0.00018167 | 0.005307 | #N/A | 0.005307 |  | 228 | 77.1563 | PASS | 4.0947 | PASS | Eligible | -2.3799 | 6.4746 | 228 | 7.729 | kWh | 2264.5678 | N/A | N/A | 77.2897 |  | 228 | 1 | -1310 | 122 | 0 | 0 | 10 | 0
| SWWH028E | Htl | Ex | CZ05 |  | 229 | SWWH028E | 1 | 10 | 2022 | natural gas | electricity | NR |  | -1380 |  | 128 | -1380 |  | 128 |  | -1380 | 128 | 0 | 0 |  | 0 | 0 |  | TRUE | 10 | 0 | 0 | TRUE | 2022+10 | 2032+00 | TRUE | TRUE | FALSE | FALSE | -1380 | 128 | TRUE | TRUE | FALSE | FALSE | 0 | 0 | TRUE | TRUE | TRUE | -1380 | 128 | 0 | 0 | -13800 | 1280 | 0 | 0 | 3423.1829 | 100000 | #N/A | 100000 | 0.034232 | 1 | #N/A | 0 | 0.00018167 | 0.005307 | #N/A | 0.005307 |  | 229 | 80.7601 | PASS | 4.286 | PASS | Eligible | -2.507 | 6.793 | 229 | 8.0901 | kWh | 2370.3662 | N/A | N/A | 80.9006 |  | 229 | 1 | -1380 | 128 | 0 | 0 | 10 | 0
| SWWH028E | Htl | Ex | CZ06 |  | 230 | SWWH028E | 1 | 10 | 2022 | natural gas | electricity | NR |  | -1260 |  | 119 | -1260 |  | 119 |  | -1260 | 119 | 0 | 0 |  | 0 | 0 |  | TRUE | 10 | 0 | 0 | TRUE | 2022+10 | 2032+00 | TRUE | TRUE | FALSE | FALSE | -1260 | 119 | TRUE | TRUE | FALSE | FALSE | 0 | 0 | TRUE | TRUE | TRUE | -1260 | 119 | 0 | 0 | -12600 | 1190 | 0 | 0 | 3423.1829 | 100000 | #N/A | 100000 | 0.034232 | 1 | #N/A | 0 | 0.00018167 | 0.005307 | #N/A | 0.005307 |  | 230 | 75.8679 | PASS | 4.0263 | PASS | Eligible | -2.289 | 6.3154 | 230 | 7.5996 | kWh | 2226.6686 | N/A | N/A | 75.9962 |  | 230 | 1 | -1260 | 119 | 0 | 0 | 10 | 0
| SWWH028E | Htl | Ex | CZ07 |  | 231 | SWWH028E | 1 | 10 | 2022 | natural gas | electricity | NR |  | -1250 |  | 117 | -1250 |  | 117 |  | -1250 | 117 | 0 | 0 |  | 0 | 0 |  | TRUE | 10 | 0 | 0 | TRUE | 2022+10 | 2032+00 | TRUE | TRUE | FALSE | FALSE | -1250 | 117 | TRUE | TRUE | FALSE | FALSE | 0 | 0 | TRUE | TRUE | TRUE | -1250 | 117 | 0 | 0 | -12500 | 1170 | 0 | 0 | 3423.1829 | 100000 | #N/A | 100000 | 0.034232 | 1 | #N/A | 0 | 0.00018167 | 0.005307 | #N/A | 0.005307 |  | 231 | 74.2102 | PASS | 3.9384 | PASS | Eligible | -2.2709 | 6.2092 | 231 | 7.4337 | kWh | 2178.0691 | N/A | N/A | 74.3375 |  | 231 | 1 | -1250 | 117 | 0 | 0 | 10 | 0
| SWWH028E | Htl | Ex | CZ08 |  | 232 | SWWH028E | 1 | 10 | 2022 | natural gas | electricity | NR |  | -1230 |  | 115 | -1230 |  | 115 |  | -1230 | 115 | 0 | 0 |  | 0 | 0 |  | TRUE | 10 | 0 | 0 | TRUE | 2022+10 | 2032+00 | TRUE | TRUE | FALSE | FALSE | -1230 | 115 | TRUE | TRUE | FALSE | FALSE | 0 | 0 | TRUE | TRUE | TRUE | -1230 | 115 | 0 | 0 | -12300 | 1150 | 0 | 0 | 3423.1829 | 100000 | #N/A | 100000 | 0.034232 | 1 | #N/A | 0 | 0.00018167 | 0.005307 | #N/A | 0.005307 |  | 232 | 72.8949 | PASS | 3.8686 | PASS | Eligible | -2.2345 | 6.1031 | 232 | 7.302 | kWh | 2139.4697 | N/A | N/A | 73.0201 |  | 232 | 1 | -1230 | 115 | 0 | 0 | 10 | 0
| SWWH028E | Htl | Ex | CZ09 |  | 233 | SWWH028E | 1 | 10 | 2022 | natural gas | electricity | NR |  | -1230 |  | 115 | -1230 |  | 115 |  | -1230 | 115 | 0 | 0 |  | 0 | 0 |  | TRUE | 10 | 0 | 0 | TRUE | 2022+10 | 2032+00 | TRUE | TRUE | FALSE | FALSE | -1230 | 115 | TRUE | TRUE | FALSE | FALSE | 0 | 0 | TRUE | TRUE | TRUE | -1230 | 115 | 0 | 0 | -12300 | 1150 | 0 | 0 | 3423.1829 | 100000 | #N/A | 100000 | 0.034232 | 1 | #N/A | 0 | 0.00018167 | 0.005307 | #N/A | 0.005307 |  | 233 | 72.8949 | PASS | 3.8686 | PASS | Eligible | -2.2345 | 6.1031 | 233 | 7.302 | kWh | 2139.4697 | N/A | N/A | 73.0201 |  | 233 | 1 | -1230 | 115 | 0 | 0 | 10 | 0
| SWWH028E | Htl | Ex | CZ10 |  | 234 | SWWH028E | 1 | 10 | 2022 | natural gas | electricity | NR |  | -1220 |  | 115 | -1220 |  | 115 |  | -1220 | 115 | 0 | 0 |  | 0 | 0 |  | TRUE | 10 | 0 | 0 | TRUE | 2022+10 | 2032+00 | TRUE | TRUE | FALSE | FALSE | -1220 | 115 | TRUE | TRUE | FALSE | FALSE | 0 | 0 | TRUE | TRUE | TRUE | -1220 | 115 | 0 | 0 | -12200 | 1150 | 0 | 0 | 3423.1829 | 100000 | #N/A | 100000 | 0.034232 | 1 | #N/A | 0 | 0.00018167 | 0.005307 | #N/A | 0.005307 |  | 234 | 73.2372 | PASS | 3.8867 | PASS | Eligible | -2.2164 | 6.1031 | 234 | 7.3361 | kWh | 2149.4697 | N/A | N/A | 73.3614 |  | 234 | 1 | -1220 | 115 | 0 | 0 | 10 | 0
| SWWH028E | Htl | Ex | CZ11 |  | 235 | SWWH028E | 1 | 10 | 2022 | natural gas | electricity | NR |  | -1240 |  | 116 | -1240 |  | 116 |  | -1240 | 116 | 0 | 0 |  | 0 | 0 |  | TRUE | 10 | 0 | 0 | TRUE | 2022+10 | 2032+00 | TRUE | TRUE | FALSE | FALSE | -1240 | 116 | TRUE | TRUE | FALSE | FALSE | 0 | 0 | TRUE | TRUE | TRUE | -1240 | 116 | 0 | 0 | -12400 | 1160 | 0 | 0 | 3423.1829 | 100000 | #N/A | 100000 | 0.034232 | 1 | #N/A | 0 | 0.00018167 | 0.005307 | #N/A | 0.005307 |  | 235 | 73.5525 | PASS | 3.9035 | PASS | Eligible | -2.2527 | 6.1562 | 235 | 7.3679 | kWh | 2158.7694 | N/A | N/A | 73.6788 |  | 235 | 1 | -1240 | 116 | 0 | 0 | 10 | 0
| SWWH028E | Htl | Ex | CZ12 |  | 236 | SWWH028E | 1 | 10 | 2022 | natural gas | electricity | NR |  | -1280 |  | 120 | -1280 |  | 120 |  | -1280 | 120 | 0 | 0 |  | 0 | 0 |  | TRUE | 10 | 0 | 0 | TRUE | 2022+10 | 2032+00 | TRUE | TRUE | FALSE | FALSE | -1280 | 120 | TRUE | TRUE | FALSE | FALSE | 0 | 0 | TRUE | TRUE | TRUE | -1280 | 120 | 0 | 0 | -12800 | 1200 | 0 | 0 | 3423.1829 | 100000 | #N/A | 100000 | 0.034232 | 1 | #N/A | 0 | 0.00018167 | 0.005307 | #N/A | 0.005307 |  | 236 | 76.1833 | PASS | 4.0431 | PASS | Eligible | -2.3254 | 6.3684 | 236 | 7.6314 | kWh | 2235.9684 | N/A | N/A | 76.3136 |  | 236 | 1 | -1280 | 120 | 0 | 0 | 10 | 0
| SWWH028E | Htl | Ex | CZ13 |  | 237 | SWWH028E | 1 | 10 | 2022 | natural gas | electricity | NR |  | -1220 |  | 115 | -1220 |  | 115 |  | -1220 | 115 | 0 | 0 |  | 0 | 0 |  | TRUE | 10 | 0 | 0 | TRUE | 2022+10 | 2032+00 | TRUE | TRUE | FALSE | FALSE | -1220 | 115 | TRUE | TRUE | FALSE | FALSE | 0 | 0 | TRUE | TRUE | TRUE | -1220 | 115 | 0 | 0 | -12200 | 1150 | 0 | 0 | 3423.1829 | 100000 | #N/A | 100000 | 0.034232 | 1 | #N/A | 0 | 0.00018167 | 0.005307 | #N/A | 0.005307 |  | 237 | 73.2372 | PASS | 3.8867 | PASS | Eligible | -2.2164 | 6.1031 | 237 | 7.3361 | kWh | 2149.4697 | N/A | N/A | 73.3614 |  | 237 | 1 | -1220 | 115 | 0 | 0 | 10 | 0
| SWWH028E | Htl | Ex | CZ14 |  | 238 | SWWH028E | 1 | 10 | 2022 | natural gas | electricity | NR |  | -1250 |  | 117 | -1250 |  | 117 |  | -1250 | 117 | 0 | 0 |  | 0 | 0 |  | TRUE | 10 | 0 | 0 | TRUE | 2022+10 | 2032+00 | TRUE | TRUE | FALSE | FALSE | -1250 | 117 | TRUE | TRUE | FALSE | FALSE | 0 | 0 | TRUE | TRUE | TRUE | -1250 | 117 | 0 | 0 | -12500 | 1170 | 0 | 0 | 3423.1829 | 100000 | #N/A | 100000 | 0.034232 | 1 | #N/A | 0 | 0.00018167 | 0.005307 | #N/A | 0.005307 |  | 238 | 74.2102 | PASS | 3.9384 | PASS | Eligible | -2.2709 | 6.2092 | 238 | 7.4337 | kWh | 2178.0691 | N/A | N/A | 74.3375 |  | 238 | 1 | -1250 | 117 | 0 | 0 | 10 | 0
| SWWH028E | Htl | Ex | CZ15 |  | 239 | SWWH028E | 1 | 10 | 2022 | natural gas | electricity | NR |  | -1010 |  | 96.8 | -1010 |  | 96.8 |  | -1010 | 96.8 | 0 | 0 |  | 0 | 0 |  | TRUE | 10 | 0 | 0 | TRUE | 2022+10 | 2032+00 | TRUE | TRUE | FALSE | FALSE | -1010 | 96.8 | TRUE | TRUE | FALSE | FALSE | 0 | 0 | TRUE | TRUE | TRUE | -1010 | 96.8 | 0 | 0 | -10100 | 968 | 0 | 0 | 3423.1829 | 100000 | #N/A | 100000 | 0.034232 | 1 | #N/A | 0 | 0.00018167 | 0.005307 | #N/A | 0.005307 |  | 239 | 62.2259 | PASS | 3.3023 | PASS | Eligible | -1.8349 | 5.1372 | 239 | 6.2329 | kWh | 1826.2145 | N/A | N/A | 62.3287 |  | 239 | 1 | -1010 | 96.8 | 0 | 0 | 10 | 0
| SWWH028E | Htl | Ex | CZ16 |  | 240 | SWWH028E | 1 | 10 | 2022 | natural gas | electricity | NR |  | -1460 |  | 135 | -1460 |  | 135 |  | -1460 | 135 | 0 | 0 |  | 0 | 0 |  | TRUE | 10 | 0 | 0 | TRUE | 2022+10 | 2032+00 | TRUE | TRUE | FALSE | FALSE | -1460 | 135 | TRUE | TRUE | FALSE | FALSE | 0 | 0 | TRUE | TRUE | TRUE | -1460 | 135 | 0 | 0 | -14600 | 1350 | 0 | 0 | 3423.1829 | 100000 | #N/A | 100000 | 0.034232 | 1 | #N/A | 0 | 0.00018167 | 0.005307 | #N/A | 0.005307 |  | 240 | 85.0215 | PASS | 4.5121 | PASS | Eligible | -2.6524 | 7.1645 | 240 | 8.517 | kWh | 2495.4644 | N/A | N/A | 85.1702 |  | 240 | 1 | -1460 | 135 | 0 | 0 | 10 | 0
| SWWH028E | HGR | Ex | CZ01 |  | 241 | SWWH028E | 1 | 10 | 2022 | natural gas | electricity | NR |  | -553 |  | 70.9 | -553 |  | 70.9 |  | -553 | 70.9 | 0 | 0 |  | 0 | 0 |  | TRUE | 10 | 0 | 0 | TRUE | 2022+10 | 2032+00 | TRUE | TRUE | FALSE | FALSE | -553 | 70.9 | TRUE | TRUE | FALSE | FALSE | 0 | 0 | TRUE | TRUE | TRUE | -553 | 70.9 | 0 | 0 | -5530 | 709 | 0 | 0 | 3423.1829 | 100000 | #N/A | 100000 | 0.034232 | 1 | #N/A | 0 | 0.00018167 | 0.005307 | #N/A | 0.005307 |  | 241 | 51.9698 | PASS | 2.7581 | PASS | Eligible | -1.0046 | 3.7627 | 241 | 5.2026 | kWh | 1524.3513 | N/A | N/A | 52.0261 |  | 241 | 1 | -553 | 70.9 | 0 | 0 | 10 | 0
| SWWH028E | HGR | Ex | CZ02 |  | 242 | SWWH028E | 1 | 10 | 2022 | natural gas | electricity | NR |  | -492 |  | 63.8 | -492 |  | 63.8 |  | -492 | 63.8 | 0 | 0 |  | 0 | 0 |  | TRUE | 10 | 0 | 0 | TRUE | 2022+10 | 2032+00 | TRUE | TRUE | FALSE | FALSE | -492 | 63.8 | TRUE | TRUE | FALSE | FALSE | 0 | 0 | TRUE | TRUE | TRUE | -492 | 63.8 | 0 | 0 | -4920 | 638 | 0 | 0 | 3423.1829 | 100000 | #N/A | 100000 | 0.034232 | 1 | #N/A | 0 | 0.00018167 | 0.005307 | #N/A | 0.005307 |  | 242 | 46.9579 | PASS | 2.4921 | PASS | Eligible | -0.89381 | 3.3859 | 242 | 4.7008 | kWh | 1377.3232 | N/A | N/A | 47.008 |  | 242 | 1 | -492 | 63.8 | 0 | 0 | 10 | 0
| SWWH028E | HGR | Ex | CZ03 |  | 243 | SWWH028E | 1 | 10 | 2022 | natural gas | electricity | NR |  | -489 |  | 64.1 | -489 |  | 64.1 |  | -489 | 64.1 | 0 | 0 |  | 0 | 0 |  | TRUE | 10 | 0 | 0 | TRUE | 2022+10 | 2032+00 | TRUE | TRUE | FALSE | FALSE | -489 | 64.1 | TRUE | TRUE | FALSE | FALSE | 0 | 0 | TRUE | TRUE | TRUE | -489 | 64.1 | 0 | 0 | -4890 | 641 | 0 | 0 | 3423.1829 | 100000 | #N/A | 100000 | 0.034232 | 1 | #N/A | 0 | 0.00018167 | 0.005307 | #N/A | 0.005307 |  | 243 | 47.3606 | PASS | 2.5134 | PASS | Eligible | -0.88836 | 3.4018 | 243 | 4.741 | kWh | 1389.1131 | N/A | N/A | 47.4104 |  | 243 | 1 | -489 | 64.1 | 0 | 0 | 10 | 0
| SWWH028E | HGR | Ex | CZ04 |  | 244 | SWWH028E | 1 | 10 | 2022 | natural gas | electricity | NR |  | -467 |  | 61.2 | -467 |  | 61.2 |  | -467 | 61.2 | 0 | 0 |  | 0 | 0 |  | TRUE | 10 | 0 | 0 | TRUE | 2022+10 | 2032+00 | TRUE | TRUE | FALSE | FALSE | -467 | 61.2 | TRUE | TRUE | FALSE | FALSE | 0 | 0 | TRUE | TRUE | TRUE | -467 | 61.2 | 0 | 0 | -4670 | 612 | 0 | 0 | 3423.1829 | 100000 | #N/A | 100000 | 0.034232 | 1 | #N/A | 0 | 0.00018167 | 0.005307 | #N/A | 0.005307 |  | 244 | 45.2137 | PASS | 2.3995 | PASS | Eligible | -0.8484 | 3.2479 | 244 | 4.5261 | kWh | 1326.1439 | N/A | N/A | 45.2613 |  | 244 | 1 | -467 | 61.2 | 0 | 0 | 10 | 0
| SWWH028E | HGR | Ex | CZ05 |  | 245 | SWWH028E | 1 | 10 | 2022 | natural gas | electricity | NR |  | -500 |  | 65.5 | -500 |  | 65.5 |  | -500 | 65.5 | 0 | 0 |  | 0 | 0 |  | TRUE | 10 | 0 | 0 | TRUE | 2022+10 | 2032+00 | TRUE | TRUE | FALSE | FALSE | -500 | 65.5 | TRUE | TRUE | FALSE | FALSE | 0 | 0 | TRUE | TRUE | TRUE | -500 | 65.5 | 0 | 0 | -5000 | 655 | 0 | 0 | 3423.1829 | 100000 | #N/A | 100000 | 0.034232 | 1 | #N/A | 0 | 0.00018167 | 0.005307 | #N/A | 0.005307 |  | 245 | 48.3841 | PASS | 2.5678 | PASS | Eligible | -0.90835 | 3.4761 | 245 | 4.8435 | kWh | 1419.1327 | N/A | N/A | 48.435 |  | 245 | 1 | -500 | 65.5 | 0 | 0 | 10 | 0
| SWWH028E | HGR | Ex | CZ06 |  | 246 | SWWH028E | 1 | 10 | 2022 | natural gas | electricity | NR |  | -442 |  | 58.5 | -442 |  | 58.5 |  | -442 | 58.5 | 0 | 0 |  | 0 | 0 |  | TRUE | 10 | 0 | 0 | TRUE | 2022+10 | 2032+00 | TRUE | TRUE | FALSE | FALSE | -442 | 58.5 | TRUE | TRUE | FALSE | FALSE | 0 | 0 | TRUE | TRUE | TRUE | -442 | 58.5 | 0 | 0 | -4420 | 585 | 0 | 0 | 3423.1829 | 100000 | #N/A | 100000 | 0.034232 | 1 | #N/A | 0 | 0.00018167 | 0.005307 | #N/A | 0.005307 |  | 246 | 43.3695 | PASS | 2.3016 | PASS | Eligible | -0.80298 | 3.1046 | 246 | 4.3415 | kWh | 1272.0346 | N/A | N/A | 43.4145 |  | 246 | 1 | -442 | 58.5 | 0 | 0 | 10 | 0
| SWWH028E | HGR | Ex | CZ07 |  | 247 | SWWH028E | 1 | 10 | 2022 | natural gas | electricity | NR |  | -432 |  | 57.5 | -432 |  | 57.5 |  | -432 | 57.5 | 0 | 0 |  | 0 | 0 |  | TRUE | 10 | 0 | 0 | TRUE | 2022+10 | 2032+00 | TRUE | TRUE | FALSE | FALSE | -432 | 57.5 | TRUE | TRUE | FALSE | FALSE | 0 | 0 | TRUE | TRUE | TRUE | -432 | 57.5 | 0 | 0 | -4320 | 575 | 0 | 0 | 3423.1829 | 100000 | #N/A | 100000 | 0.034232 | 1 | #N/A | 0 | 0.00018167 | 0.005307 | #N/A | 0.005307 |  | 247 | 42.7119 | PASS | 2.2667 | PASS | Eligible | -0.78481 | 3.0515 | 247 | 4.2756 | kWh | 1252.7348 | N/A | N/A | 42.7558 |  | 247 | 1 | -432 | 57.5 | 0 | 0 | 10 | 0
| SWWH028E | HGR | Ex | CZ08 |  | 248 | SWWH028E | 1 | 10 | 2022 | natural gas | electricity | NR |  | -421 |  | 56.1 | -421 |  | 56.1 |  | -421 | 56.1 | 0 | 0 |  | 0 | 0 |  | TRUE | 10 | 0 | 0 | TRUE | 2022+10 | 2032+00 | TRUE | TRUE | FALSE | FALSE | -421 | 56.1 | TRUE | TRUE | FALSE | FALSE | 0 | 0 | TRUE | TRUE | TRUE | -421 | 56.1 | 0 | 0 | -4210 | 561 | 0 | 0 | 3423.1829 | 100000 | #N/A | 100000 | 0.034232 | 1 | #N/A | 0 | 0.00018167 | 0.005307 | #N/A | 0.005307 |  | 248 | 41.6884 | PASS | 2.2124 | PASS | Eligible | -0.76483 | 2.9772 | 248 | 4.1731 | kWh | 1222.7152 | N/A | N/A | 41.7313 |  | 248 | 1 | -421 | 56.1 | 0 | 0 | 10 | 0
| SWWH028E | HGR | Ex | CZ09 |  | 249 | SWWH028E | 1 | 10 | 2022 | natural gas | electricity | NR |  | -421 |  | 56 | -421 |  | 56 |  | -421 | 56 | 0 | 0 |  | 0 | 0 |  | TRUE | 10 | 0 | 0 | TRUE | 2022+10 | 2032+00 | TRUE | TRUE | FALSE | FALSE | -421 | 56 | TRUE | TRUE | FALSE | FALSE | 0 | 0 | TRUE | TRUE | TRUE | -421 | 56 | 0 | 0 | -4210 | 560 | 0 | 0 | 3423.1829 | 100000 | #N/A | 100000 | 0.034232 | 1 | #N/A | 0 | 0.00018167 | 0.005307 | #N/A | 0.005307 |  | 249 | 41.5884 | PASS | 2.2071 | PASS | Eligible | -0.76483 | 2.9719 | 249 | 4.1631 | kWh | 1219.7852 | N/A | N/A | 41.6313 |  | 249 | 1 | -421 | 56 | 0 | 0 | 10 | 0
| SWWH028E | HGR | Ex | CZ10 |  | 250 | SWWH028E | 1 | 10 | 2022 | natural gas | electricity | NR |  | -418 |  | 55.6 | -418 |  | 55.6 |  | -418 | 55.6 | 0 | 0 |  | 0 | 0 |  | TRUE | 10 | 0 | 0 | TRUE | 2022+10 | 2032+00 | TRUE | TRUE | FALSE | FALSE | -418 | 55.6 | TRUE | TRUE | FALSE | FALSE | 0 | 0 | TRUE | TRUE | TRUE | -418 | 55.6 | 0 | 0 | -4180 | 556 | 0 | 0 | 3423.1829 | 100000 | #N/A | 100000 | 0.034232 | 1 | #N/A | 0 | 0.00018167 | 0.005307 | #N/A | 0.005307 |  | 250 | 41.2911 | PASS | 2.1913 | PASS | Eligible | -0.75938 | 2.9507 | 250 | 4.1334 | kWh | 1211.0653 | N/A | N/A | 41.3337 |  | 250 | 1 | -418 | 55.6 | 0 | 0 | 10 | 0
| SWWH028E | HGR | Ex | CZ11 |  | 251 | SWWH028E | 1 | 10 | 2022 | natural gas | electricity | NR |  | -432 |  | 56.8 | -432 |  | 56.8 |  | -432 | 56.8 | 0 | 0 |  | 0 | 0 |  | TRUE | 10 | 0 | 0 | TRUE | 2022+10 | 2032+00 | TRUE | TRUE | FALSE | FALSE | -432 | 56.8 | TRUE | TRUE | FALSE | FALSE | 0 | 0 | TRUE | TRUE | TRUE | -432 | 56.8 | 0 | 0 | -4320 | 568 | 0 | 0 | 3423.1829 | 100000 | #N/A | 100000 | 0.034232 | 1 | #N/A | 0 | 0.00018167 | 0.005307 | #N/A | 0.005307 |  | 251 | 42.0119 | PASS | 2.2296 | PASS | Eligible | -0.78481 | 3.0144 | 251 | 4.2056 | kWh | 1232.225 | N/A | N/A | 42.0558 |  | 251 | 1 | -432 | 56.8 | 0 | 0 | 10 | 0
| SWWH028E | HGR | Ex | CZ12 |  | 252 | SWWH028E | 1 | 10 | 2022 | natural gas | electricity | NR |  | -455 |  | 59.5 | -455 |  | 59.5 |  | -455 | 59.5 | 0 | 0 |  | 0 | 0 |  | TRUE | 10 | 0 | 0 | TRUE | 2022+10 | 2032+00 | TRUE | TRUE | FALSE | FALSE | -455 | 59.5 | TRUE | TRUE | FALSE | FALSE | 0 | 0 | TRUE | TRUE | TRUE | -455 | 59.5 | 0 | 0 | -4550 | 595 | 0 | 0 | 3423.1829 | 100000 | #N/A | 100000 | 0.034232 | 1 | #N/A | 0 | 0.00018167 | 0.005307 | #N/A | 0.005307 |  | 252 | 43.9245 | PASS | 2.3311 | PASS | Eligible | -0.8266 | 3.1577 | 252 | 4.3971 | kWh | 1288.3343 | N/A | N/A | 43.9708 |  | 252 | 1 | -455 | 59.5 | 0 | 0 | 10 | 0
| SWWH028E | HGR | Ex | CZ13 |  | 253 | SWWH028E | 1 | 10 | 2022 | natural gas | electricity | NR |  | -423 |  | 55.7 | -423 |  | 55.7 |  | -423 | 55.7 | 0 | 0 |  | 0 | 0 |  | TRUE | 10 | 0 | 0 | TRUE | 2022+10 | 2032+00 | TRUE | TRUE | FALSE | FALSE | -423 | 55.7 | TRUE | TRUE | FALSE | FALSE | 0 | 0 | TRUE | TRUE | TRUE | -423 | 55.7 | 0 | 0 | -4230 | 557 | 0 | 0 | 3423.1829 | 100000 | #N/A | 100000 | 0.034232 | 1 | #N/A | 0 | 0.00018167 | 0.005307 | #N/A | 0.005307 |  | 253 | 41.2199 | PASS | 2.1876 | PASS | Eligible | -0.76846 | 2.956 | 253 | 4.1263 | kWh | 1208.9953 | N/A | N/A | 41.263 |  | 253 | 1 | -423 | 55.7 | 0 | 0 | 10 | 0
| SWWH028E | HGR | Ex | CZ14 |  | 254 | SWWH028E | 1 | 10 | 2022 | natural gas | electricity | NR |  | -436 |  | 57.4 | -436 |  | 57.4 |  | -436 | 57.4 | 0 | 0 |  | 0 | 0 |  | TRUE | 10 | 0 | 0 | TRUE | 2022+10 | 2032+00 | TRUE | TRUE | FALSE | FALSE | -436 | 57.4 | TRUE | TRUE | FALSE | FALSE | 0 | 0 | TRUE | TRUE | TRUE | -436 | 57.4 | 0 | 0 | -4360 | 574 | 0 | 0 | 3423.1829 | 100000 | #N/A | 100000 | 0.034232 | 1 | #N/A | 0 | 0.00018167 | 0.005307 | #N/A | 0.005307 |  | 254 | 42.4749 | PASS | 2.2542 | PASS | Eligible | -0.79208 | 3.0462 | 254 | 4.2519 | kWh | 1245.8049 | N/A | N/A | 42.5193 |  | 254 | 1 | -436 | 57.4 | 0 | 0 | 10 | 0
| SWWH028E | HGR | Ex | CZ15 |  | 255 | SWWH028E | 1 | 10 | 2022 | natural gas | electricity | NR |  | -309 |  | 42.1 | -309 |  | 42.1 |  | -309 | 42.1 | 0 | 0 |  | 0 | 0 |  | TRUE | 10 | 0 | 0 | TRUE | 2022+10 | 2032+00 | TRUE | TRUE | FALSE | FALSE | -309 | 42.1 | TRUE | TRUE | FALSE | FALSE | 0 | 0 | TRUE | TRUE | TRUE | -309 | 42.1 | 0 | 0 | -3090 | 421 | 0 | 0 | 3423.1829 | 100000 | #N/A | 100000 | 0.034232 | 1 | #N/A | 0 | 0.00018167 | 0.005307 | #N/A | 0.005307 |  | 255 | 31.5224 | PASS | 1.6729 | PASS | Eligible | -0.56136 | 2.2343 | 255 | 3.1554 | kWh | 924.5189 | N/A | N/A | 31.5538 |  | 255 | 1 | -309 | 42.1 | 0 | 0 | 10 | 0
| SWWH028E | HGR | Ex | CZ16 |  | 256 | SWWH028E | 1 | 10 | 2022 | natural gas | electricity | NR |  | -547 |  | 70.4 | -547 |  | 70.4 |  | -547 | 70.4 | 0 | 0 |  | 0 | 0 |  | TRUE | 10 | 0 | 0 | TRUE | 2022+10 | 2032+00 | TRUE | TRUE | FALSE | FALSE | -547 | 70.4 | TRUE | TRUE | FALSE | FALSE | 0 | 0 | TRUE | TRUE | TRUE | -547 | 70.4 | 0 | 0 | -5470 | 704 | 0 | 0 | 3423.1829 | 100000 | #N/A | 100000 | 0.034232 | 1 | #N/A | 0 | 0.00018167 | 0.005307 | #N/A | 0.005307 |  | 256 | 51.6752 | PASS | 2.7424 | PASS | Eligible | -0.99373 | 3.7362 | 256 | 5.1731 | kWh | 1515.7014 | N/A | N/A | 51.7309 |  | 256 | 1 | -547 | 70.4 | 0 | 0 | 10 | 0
| SWWH028E | Mtl | Ex | CZ01 |  | 257 | SWWH028E | 1 | 10 | 2022 | natural gas | electricity | NR |  | -596 |  | 59.2 | -596 |  | 59.2 |  | -596 | 59.2 | 0 | 0 |  | 0 | 0 |  | TRUE | 10 | 0 | 0 | TRUE | 2022+10 | 2032+00 | TRUE | TRUE | FALSE | FALSE | -596 | 59.2 | TRUE | TRUE | FALSE | FALSE | 0 | 0 | TRUE | TRUE | TRUE | -596 | 59.2 | 0 | 0 | -5960 | 592 | 0 | 0 | 3423.1829 | 100000 | #N/A | 100000 | 0.034232 | 1 | #N/A | 0 | 0.00018167 | 0.005307 | #N/A | 0.005307 |  | 257 | 38.7978 | PASS | 2.059 | PASS | Eligible | -1.0828 | 3.1418 | 257 | 3.8859 | kWh | 1138.5444 | N/A | N/A | 38.8585 |  | 257 | 1 | -596 | 59.2 | 0 | 0 | 10 | 0
| SWWH028E | Mtl | Ex | CZ02 |  | 258 | SWWH028E | 1 | 10 | 2022 | natural gas | electricity | NR |  | -548 |  | 55.2 | -548 |  | 55.2 |  | -548 | 55.2 | 0 | 0 |  | 0 | 0 |  | TRUE | 10 | 0 | 0 | TRUE | 2022+10 | 2032+00 | TRUE | TRUE | FALSE | FALSE | -548 | 55.2 | TRUE | TRUE | FALSE | FALSE | 0 | 0 | TRUE | TRUE | TRUE | -548 | 55.2 | 0 | 0 | -5480 | 552 | 0 | 0 | 3423.1829 | 100000 | #N/A | 100000 | 0.034232 | 1 | #N/A | 0 | 0.00018167 | 0.005307 | #N/A | 0.005307 |  | 258 | 36.441 | PASS | 1.9339 | PASS | Eligible | -0.99555 | 2.9295 | 258 | 3.6497 | kWh | 1069.3454 | N/A | N/A | 36.4968 |  | 258 | 1 | -548 | 55.2 | 0 | 0 | 10 | 0
| SWWH028E | Mtl | Ex | CZ03 |  | 259 | SWWH028E | 1 | 10 | 2022 | natural gas | electricity | NR |  | -543 |  | 55.3 | -543 |  | 55.3 |  | -543 | 55.3 | 0 | 0 |  | 0 | 0 |  | TRUE | 10 | 0 | 0 | TRUE | 2022+10 | 2032+00 | TRUE | TRUE | FALSE | FALSE | -543 | 55.3 | TRUE | TRUE | FALSE | FALSE | 0 | 0 | TRUE | TRUE | TRUE | -543 | 55.3 | 0 | 0 | -5430 | 553 | 0 | 0 | 3423.1829 | 100000 | #N/A | 100000 | 0.034232 | 1 | #N/A | 0 | 0.00018167 | 0.005307 | #N/A | 0.005307 |  | 259 | 36.7121 | PASS | 1.9483 | PASS | Eligible | -0.98647 | 2.9348 | 259 | 3.6767 | kWh | 1077.2754 | N/A | N/A | 36.7674 |  | 259 | 1 | -543 | 55.3 | 0 | 0 | 10 | 0
| SWWH028E | Mtl | Ex | CZ04 |  | 260 | SWWH028E | 1 | 10 | 2022 | natural gas | electricity | NR |  | -527 |  | 53.7 | -527 |  | 53.7 |  | -527 | 53.7 | 0 | 0 |  | 0 | 0 |  | TRUE | 10 | 0 | 0 | TRUE | 2022+10 | 2032+00 | TRUE | TRUE | FALSE | FALSE | -527 | 53.7 | TRUE | TRUE | FALSE | FALSE | 0 | 0 | TRUE | TRUE | TRUE | -527 | 53.7 | 0 | 0 | -5270 | 537 | 0 | 0 | 3423.1829 | 100000 | #N/A | 100000 | 0.034232 | 1 | #N/A | 0 | 0.00018167 | 0.005307 | #N/A | 0.005307 |  | 260 | 35.6598 | PASS | 1.8925 | PASS | Eligible | -0.9574 | 2.8499 | 260 | 3.5713 | kWh | 1046.3958 | N/A | N/A | 35.7135 |  | 260 | 1 | -527 | 53.7 | 0 | 0 | 10 | 0
| SWWH028E | Mtl | Ex | CZ05 |  | 261 | SWWH028E | 1 | 10 | 2022 | natural gas | electricity | NR |  | -551 |  | 56.1 | -551 |  | 56.1 |  | -551 | 56.1 | 0 | 0 |  | 0 | 0 |  | TRUE | 10 | 0 | 0 | TRUE | 2022+10 | 2032+00 | TRUE | TRUE | FALSE | FALSE | -551 | 56.1 | TRUE | TRUE | FALSE | FALSE | 0 | 0 | TRUE | TRUE | TRUE | -551 | 56.1 | 0 | 0 | -5510 | 561 | 0 | 0 | 3423.1829 | 100000 | #N/A | 100000 | 0.034232 | 1 | #N/A | 0 | 0.00018167 | 0.005307 | #N/A | 0.005307 |  | 261 | 37.2383 | PASS | 1.9762 | PASS | Eligible | -1.001 | 2.9772 | 261 | 3.7294 | kWh | 1092.7152 | N/A | N/A | 37.2944 |  | 261 | 1 | -551 | 56.1 | 0 | 0 | 10 | 0
| SWWH028E | Mtl | Ex | CZ06 |  | 262 | SWWH028E | 1 | 10 | 2022 | natural gas | electricity | NR |  | -506 |  | 52.1 | -506 |  | 52.1 |  | -506 | 52.1 | 0 | 0 |  | 0 | 0 |  | TRUE | 10 | 0 | 0 | TRUE | 2022+10 | 2032+00 | TRUE | TRUE | FALSE | FALSE | -506 | 52.1 | TRUE | TRUE | FALSE | FALSE | 0 | 0 | TRUE | TRUE | TRUE | -506 | 52.1 | 0 | 0 | -5060 | 521 | 0 | 0 | 3423.1829 | 100000 | #N/A | 100000 | 0.034232 | 1 | #N/A | 0 | 0.00018167 | 0.005307 | #N/A | 0.005307 |  | 262 | 34.7787 | PASS | 1.8457 | PASS | Eligible | -0.91925 | 2.765 | 262 | 3.483 | kWh | 1020.5163 | N/A | N/A | 34.8302 |  | 262 | 1 | -506 | 52.1 | 0 | 0 | 10 | 0
| SWWH028E | Mtl | Ex | CZ07 |  | 263 | SWWH028E | 1 | 10 | 2022 | natural gas | electricity | NR |  | -498 |  | 51.6 | -498 |  | 51.6 |  | -498 | 51.6 | 0 | 0 |  | 0 | 0 |  | TRUE | 10 | 0 | 0 | TRUE | 2022+10 | 2032+00 | TRUE | TRUE | FALSE | FALSE | -498 | 51.6 | TRUE | TRUE | FALSE | FALSE | 0 | 0 | TRUE | TRUE | TRUE | -498 | 51.6 | 0 | 0 | -4980 | 516 | 0 | 0 | 3423.1829 | 100000 | #N/A | 100000 | 0.034232 | 1 | #N/A | 0 | 0.00018167 | 0.005307 | #N/A | 0.005307 |  | 263 | 34.5525 | PASS | 1.8337 | PASS | Eligible | -0.90471 | 2.7384 | 263 | 3.4603 | kWh | 1013.8664 | N/A | N/A | 34.6033 |  | 263 | 1 | -498 | 51.6 | 0 | 0 | 10 | 0
| SWWH028E | Mtl | Ex | CZ08 |  | 264 | SWWH028E | 1 | 10 | 2022 | natural gas | electricity | NR |  | -490 |  | 50.8 | -490 |  | 50.8 |  | -490 | 50.8 | 0 | 0 |  | 0 | 0 |  | TRUE | 10 | 0 | 0 | TRUE | 2022+10 | 2032+00 | TRUE | TRUE | FALSE | FALSE | -490 | 50.8 | TRUE | TRUE | FALSE | FALSE | 0 | 0 | TRUE | TRUE | TRUE | -490 | 50.8 | 0 | 0 | -4900 | 508 | 0 | 0 | 3423.1829 | 100000 | #N/A | 100000 | 0.034232 | 1 | #N/A | 0 | 0.00018167 | 0.005307 | #N/A | 0.005307 |  | 264 | 34.0264 | PASS | 1.8058 | PASS | Eligible | -0.89018 | 2.696 | 264 | 3.4076 | kWh | 998.4266 | N/A | N/A | 34.0763 |  | 264 | 1 | -490 | 50.8 | 0 | 0 | 10 | 0
| SWWH028E | Mtl | Ex | CZ09 |  | 265 | SWWH028E | 1 | 10 | 2022 | natural gas | electricity | NR |  | -490 |  | 50.7 | -490 |  | 50.7 |  | -490 | 50.7 | 0 | 0 |  | 0 | 0 |  | TRUE | 10 | 0 | 0 | TRUE | 2022+10 | 2032+00 | TRUE | TRUE | FALSE | FALSE | -490 | 50.7 | TRUE | TRUE | FALSE | FALSE | 0 | 0 | TRUE | TRUE | TRUE | -490 | 50.7 | 0 | 0 | -4900 | 507 | 0 | 0 | 3423.1829 | 100000 | #N/A | 100000 | 0.034232 | 1 | #N/A | 0 | 0.00018167 | 0.005307 | #N/A | 0.005307 |  | 265 | 33.9264 | PASS | 1.8005 | PASS | Eligible | -0.89018 | 2.6907 | 265 | 3.3976 | kWh | 995.4966 | N/A | N/A | 33.9763 |  | 265 | 1 | -490 | 50.7 | 0 | 0 | 10 | 0
| SWWH028E | Mtl | Ex | CZ10 |  | 266 | SWWH028E | 1 | 10 | 2022 | natural gas | electricity | NR |  | -488 |  | 50.5 | -488 |  | 50.5 |  | -488 | 50.5 | 0 | 0 |  | 0 | 0 |  | TRUE | 10 | 0 | 0 | TRUE | 2022+10 | 2032+00 | TRUE | TRUE | FALSE | FALSE | -488 | 50.5 | TRUE | TRUE | FALSE | FALSE | 0 | 0 | TRUE | TRUE | TRUE | -488 | 50.5 | 0 | 0 | -4880 | 505 | 0 | 0 | 3423.1829 | 100000 | #N/A | 100000 | 0.034232 | 1 | #N/A | 0 | 0.00018167 | 0.005307 | #N/A | 0.005307 |  | 266 | 33.7949 | PASS | 1.7935 | PASS | Eligible | -0.88655 | 2.6801 | 266 | 3.3845 | kWh | 991.6367 | N/A | N/A | 33.8446 |  | 266 | 1 | -488 | 50.5 | 0 | 0 | 10 | 0
| SWWH028E | Mtl | Ex | CZ11 |  | 267 | SWWH028E | 1 | 10 | 2022 | natural gas | electricity | NR |  | -500 |  | 51.2 | -500 |  | 51.2 |  | -500 | 51.2 | 0 | 0 |  | 0 | 0 |  | TRUE | 10 | 0 | 0 | TRUE | 2022+10 | 2032+00 | TRUE | TRUE | FALSE | FALSE | -500 | 51.2 | TRUE | TRUE | FALSE | FALSE | 0 | 0 | TRUE | TRUE | TRUE | -500 | 51.2 | 0 | 0 | -5000 | 512 | 0 | 0 | 3423.1829 | 100000 | #N/A | 100000 | 0.034232 | 1 | #N/A | 0 | 0.00018167 | 0.005307 | #N/A | 0.005307 |  | 267 | 34.0841 | PASS | 1.8089 | PASS | Eligible | -0.90835 | 2.7172 | 267 | 3.4135 | kWh | 1000.1465 | N/A | N/A | 34.135 |  | 267 | 1 | -500 | 51.2 | 0 | 0 | 10 | 0
| SWWH028E | Mtl | Ex | CZ12 |  | 268 | SWWH028E | 1 | 10 | 2022 | natural gas | electricity | NR |  | -519 |  | 52.8 | -519 |  | 52.8 |  | -519 | 52.8 | 0 | 0 |  | 0 | 0 |  | TRUE | 10 | 0 | 0 | TRUE | 2022+10 | 2032+00 | TRUE | TRUE | FALSE | FALSE | -519 | 52.8 | TRUE | TRUE | FALSE | FALSE | 0 | 0 | TRUE | TRUE | TRUE | -519 | 52.8 | 0 | 0 | -5190 | 528 | 0 | 0 | 3423.1829 | 100000 | #N/A | 100000 | 0.034232 | 1 | #N/A | 0 | 0.00018167 | 0.005307 | #N/A | 0.005307 |  | 268 | 35.0337 | PASS | 1.8593 | PASS | Eligible | -0.94287 | 2.8021 | 268 | 3.5087 | kWh | 1028.0261 | N/A | N/A | 35.0865 |  | 268 | 1 | -519 | 52.8 | 0 | 0 | 10 | 0
| SWWH028E | Mtl | Ex | CZ13 |  | 269 | SWWH028E | 1 | 10 | 2022 | natural gas | electricity | NR |  | -493 |  | 50.6 | -493 |  | 50.6 |  | -493 | 50.6 | 0 | 0 |  | 0 | 0 |  | TRUE | 10 | 0 | 0 | TRUE | 2022+10 | 2032+00 | TRUE | TRUE | FALSE | FALSE | -493 | 50.6 | TRUE | TRUE | FALSE | FALSE | 0 | 0 | TRUE | TRUE | TRUE | -493 | 50.6 | 0 | 0 | -4930 | 506 | 0 | 0 | 3423.1829 | 100000 | #N/A | 100000 | 0.034232 | 1 | #N/A | 0 | 0.00018167 | 0.005307 | #N/A | 0.005307 |  | 269 | 33.7237 | PASS | 1.7897 | PASS | Eligible | -0.89563 | 2.6854 | 269 | 3.3774 | kWh | 989.5667 | N/A | N/A | 33.7739 |  | 269 | 1 | -493 | 50.6 | 0 | 0 | 10 | 0
| SWWH028E | Mtl | Ex | CZ14 |  | 270 | SWWH028E | 1 | 10 | 2022 | natural gas | electricity | NR |  | -503 |  | 51.5 | -503 |  | 51.5 |  | -503 | 51.5 | 0 | 0 |  | 0 | 0 |  | TRUE | 10 | 0 | 0 | TRUE | 2022+10 | 2032+00 | TRUE | TRUE | FALSE | FALSE | -503 | 51.5 | TRUE | TRUE | FALSE | FALSE | 0 | 0 | TRUE | TRUE | TRUE | -503 | 51.5 | 0 | 0 | -5030 | 515 | 0 | 0 | 3423.1829 | 100000 | #N/A | 100000 | 0.034232 | 1 | #N/A | 0 | 0.00018167 | 0.005307 | #N/A | 0.005307 |  | 270 | 34.2814 | PASS | 1.8193 | PASS | Eligible | -0.9138 | 2.7331 | 270 | 3.4333 | kWh | 1005.9364 | N/A | N/A | 34.3326 |  | 270 | 1 | -503 | 51.5 | 0 | 0 | 10 | 0
| SWWH028E | Mtl | Ex | CZ15 |  | 271 | SWWH028E | 1 | 10 | 2022 | natural gas | electricity | NR |  | -402 |  | 42.9 | -402 |  | 42.9 |  | -402 | 42.9 | 0 | 0 |  | 0 | 0 |  | TRUE | 10 | 0 | 0 | TRUE | 2022+10 | 2032+00 | TRUE | TRUE | FALSE | FALSE | -402 | 42.9 | TRUE | TRUE | FALSE | FALSE | 0 | 0 | TRUE | TRUE | TRUE | -402 | 42.9 | 0 | 0 | -4020 | 429 | 0 | 0 | 3423.1829 | 100000 | #N/A | 100000 | 0.034232 | 1 | #N/A | 0 | 0.00018167 | 0.005307 | #N/A | 0.005307 |  | 271 | 29.1388 | PASS | 1.5464 | PASS | Eligible | -0.73031 | 2.2767 | 271 | 2.918 | kWh | 854.9587 | N/A | N/A | 29.1797 |  | 271 | 1 | -402 | 42.9 | 0 | 0 | 10 | 0
| SWWH028E | Mtl | Ex | CZ16 |  | 272 | SWWH028E | 1 | 10 | 2022 | natural gas | electricity | NR |  | -590 |  | 58.9 | -590 |  | 58.9 |  | -590 | 58.9 | 0 | 0 |  | 0 | 0 |  | TRUE | 10 | 0 | 0 | TRUE | 2022+10 | 2032+00 | TRUE | TRUE | FALSE | FALSE | -590 | 58.9 | TRUE | TRUE | FALSE | FALSE | 0 | 0 | TRUE | TRUE | TRUE | -590 | 58.9 | 0 | 0 | -5900 | 589 | 0 | 0 | 3423.1829 | 100000 | #N/A | 100000 | 0.034232 | 1 | #N/A | 0 | 0.00018167 | 0.005307 | #N/A | 0.005307 |  | 272 | 38.7032 | PASS | 2.054 | PASS | Eligible | -1.0719 | 3.1258 | 272 | 3.8763 | kWh | 1135.7545 | N/A | N/A | 38.7633 |  | 272 | 1 | -590 | 58.9 | 0 | 0 | 10 | 0
| SWWH028E | OfL | Ex | CZ01 |  | 273 | SWWH028E | 1 | 10 | 2022 | natural gas | electricity | NR |  | -583 |  | 54 | -583 |  | 54 |  | -583 | 54 | 0 | 0 |  | 0 | 0 |  | TRUE | 10 | 0 | 0 | TRUE | 2022+10 | 2032+00 | TRUE | TRUE | FALSE | FALSE | -583 | 54 | TRUE | TRUE | FALSE | FALSE | 0 | 0 | TRUE | TRUE | TRUE | -583 | 54 | 0 | 0 | -5830 | 540 | 0 | 0 | 3423.1829 | 100000 | #N/A | 100000 | 0.034232 | 1 | #N/A | 0 | 0.00018167 | 0.005307 | #N/A | 0.005307 |  | 273 | 34.0428 | PASS | 1.8067 | PASS | Eligible | -1.0591 | 2.8658 | 273 | 3.4102 | kWh | 999.1858 | N/A | N/A | 34.1022 |  | 273 | 1 | -583 | 54 | 0 | 0 | 10 | 0
| SWWH028E | OfL | Ex | CZ02 |  | 274 | SWWH028E | 1 | 10 | 2022 | natural gas | electricity | NR |  | -538 |  | 50.2 | -538 |  | 50.2 |  | -538 | 50.2 | 0 | 0 |  | 0 | 0 |  | TRUE | 10 | 0 | 0 | TRUE | 2022+10 | 2032+00 | TRUE | TRUE | FALSE | FALSE | -538 | 50.2 | TRUE | TRUE | FALSE | FALSE | 0 | 0 | TRUE | TRUE | TRUE | -538 | 50.2 | 0 | 0 | -5380 | 502 | 0 | 0 | 3423.1829 | 100000 | #N/A | 100000 | 0.034232 | 1 | #N/A | 0 | 0.00018167 | 0.005307 | #N/A | 0.005307 |  | 274 | 31.7833 | PASS | 1.6868 | PASS | Eligible | -0.97738 | 2.6641 | 274 | 3.1838 | kWh | 932.8468 | N/A | N/A | 31.8381 |  | 274 | 1 | -538 | 50.2 | 0 | 0 | 10 | 0
| SWWH028E | OfL | Ex | CZ03 |  | 275 | SWWH028E | 1 | 10 | 2022 | natural gas | electricity | NR |  | -540 |  | 50.4 | -540 |  | 50.4 |  | -540 | 50.4 | 0 | 0 |  | 0 | 0 |  | TRUE | 10 | 0 | 0 | TRUE | 2022+10 | 2032+00 | TRUE | TRUE | FALSE | FALSE | -540 | 50.4 | TRUE | TRUE | FALSE | FALSE | 0 | 0 | TRUE | TRUE | TRUE | -540 | 50.4 | 0 | 0 | -5400 | 504 | 0 | 0 | 3423.1829 | 100000 | #N/A | 100000 | 0.034232 | 1 | #N/A | 0 | 0.00018167 | 0.005307 | #N/A | 0.005307 |  | 275 | 31.9148 | PASS | 1.6937 | PASS | Eligible | -0.98102 | 2.6747 | 275 | 3.197 | kWh | 936.7067 | N/A | N/A | 31.9698 |  | 275 | 1 | -540 | 50.4 | 0 | 0 | 10 | 0
| SWWH028E | OfL | Ex | CZ04 |  | 276 | SWWH028E | 1 | 10 | 2022 | natural gas | electricity | NR |  | -522 |  | 48.9 | -522 |  | 48.9 |  | -522 | 48.9 | 0 | 0 |  | 0 | 0 |  | TRUE | 10 | 0 | 0 | TRUE | 2022+10 | 2032+00 | TRUE | TRUE | FALSE | FALSE | -522 | 48.9 | TRUE | TRUE | FALSE | FALSE | 0 | 0 | TRUE | TRUE | TRUE | -522 | 48.9 | 0 | 0 | -5220 | 489 | 0 | 0 | 3423.1829 | 100000 | #N/A | 100000 | 0.034232 | 1 | #N/A | 0 | 0.00018167 | 0.005307 | #N/A | 0.005307 |  | 276 | 31.031 | PASS | 1.6468 | PASS | Eligible | -0.94832 | 2.5951 | 276 | 3.1084 | kWh | 910.7571 | N/A | N/A | 31.0841 |  | 276 | 1 | -522 | 48.9 | 0 | 0 | 10 | 0
| SWWH028E | OfL | Ex | CZ05 |  | 277 | SWWH028E | 1 | 10 | 2022 | natural gas | electricity | NR |  | -547 |  | 51.2 | -547 |  | 51.2 |  | -547 | 51.2 | 0 | 0 |  | 0 | 0 |  | TRUE | 10 | 0 | 0 | TRUE | 2022+10 | 2032+00 | TRUE | TRUE | FALSE | FALSE | -547 | 51.2 | TRUE | TRUE | FALSE | FALSE | 0 | 0 | TRUE | TRUE | TRUE | -547 | 51.2 | 0 | 0 | -5470 | 512 | 0 | 0 | 3423.1829 | 100000 | #N/A | 100000 | 0.034232 | 1 | #N/A | 0 | 0.00018167 | 0.005307 | #N/A | 0.005307 |  | 277 | 32.4752 | PASS | 1.7235 | PASS | Eligible | -0.99373 | 2.7172 | 277 | 3.2531 | kWh | 953.1465 | N/A | N/A | 32.5309 |  | 277 | 1 | -547 | 51.2 | 0 | 0 | 10 | 0
| SWWH028E | OfL | Ex | CZ06 |  | 278 | SWWH028E | 1 | 10 | 2022 | natural gas | electricity | NR |  | -505 |  | 47.4 | -505 |  | 47.4 |  | -505 | 47.4 | 0 | 0 |  | 0 | 0 |  | TRUE | 10 | 0 | 0 | TRUE | 2022+10 | 2032+00 | TRUE | TRUE | FALSE | FALSE | -505 | 47.4 | TRUE | TRUE | FALSE | FALSE | 0 | 0 | TRUE | TRUE | TRUE | -505 | 47.4 | 0 | 0 | -5050 | 474 | 0 | 0 | 3423.1829 | 100000 | #N/A | 100000 | 0.034232 | 1 | #N/A | 0 | 0.00018167 | 0.005307 | #N/A | 0.005307 |  | 278 | 30.1129 | PASS | 1.5981 | PASS | Eligible | -0.91743 | 2.5155 | 278 | 3.0164 | kWh | 883.8075 | N/A | N/A | 30.1643 |  | 278 | 1 | -505 | 47.4 | 0 | 0 | 10 | 0
| SWWH028E | OfL | Ex | CZ07 |  | 279 | SWWH028E | 1 | 10 | 2022 | natural gas | electricity | NR |  | -499 |  | 46.9 | -499 |  | 46.9 |  | -499 | 46.9 | 0 | 0 |  | 0 | 0 |  | TRUE | 10 | 0 | 0 | TRUE | 2022+10 | 2032+00 | TRUE | TRUE | FALSE | FALSE | -499 | 46.9 | TRUE | TRUE | FALSE | FALSE | 0 | 0 | TRUE | TRUE | TRUE | -499 | 46.9 | 0 | 0 | -4990 | 469 | 0 | 0 | 3423.1829 | 100000 | #N/A | 100000 | 0.034232 | 1 | #N/A | 0 | 0.00018167 | 0.005307 | #N/A | 0.005307 |  | 279 | 29.8183 | PASS | 1.5825 | PASS | Eligible | -0.90653 | 2.489 | 279 | 2.9869 | kWh | 875.1576 | N/A | N/A | 29.8691 |  | 279 | 1 | -499 | 46.9 | 0 | 0 | 10 | 0
| SWWH028E | OfL | Ex | CZ08 |  | 280 | SWWH028E | 1 | 10 | 2022 | natural gas | electricity | NR |  | -491 |  | 46.2 | -491 |  | 46.2 |  | -491 | 46.2 | 0 | 0 |  | 0 | 0 |  | TRUE | 10 | 0 | 0 | TRUE | 2022+10 | 2032+00 | TRUE | TRUE | FALSE | FALSE | -491 | 46.2 | TRUE | TRUE | FALSE | FALSE | 0 | 0 | TRUE | TRUE | TRUE | -491 | 46.2 | 0 | 0 | -4910 | 462 | 0 | 0 | 3423.1829 | 100000 | #N/A | 100000 | 0.034232 | 1 | #N/A | 0 | 0.00018167 | 0.005307 | #N/A | 0.005307 |  | 280 | 29.3922 | PASS | 1.5599 | PASS | Eligible | -0.892 | 2.4519 | 280 | 2.9442 | kWh | 862.6478 | N/A | N/A | 29.4422 |  | 280 | 1 | -491 | 46.2 | 0 | 0 | 10 | 0
| SWWH028E | OfL | Ex | CZ09 |  | 281 | SWWH028E | 1 | 10 | 2022 | natural gas | electricity | NR |  | -491 |  | 46.1 | -491 |  | 46.1 |  | -491 | 46.1 | 0 | 0 |  | 0 | 0 |  | TRUE | 10 | 0 | 0 | TRUE | 2022+10 | 2032+00 | TRUE | TRUE | FALSE | FALSE | -491 | 46.1 | TRUE | TRUE | FALSE | FALSE | 0 | 0 | TRUE | TRUE | TRUE | -491 | 46.1 | 0 | 0 | -4910 | 461 | 0 | 0 | 3423.1829 | 100000 | #N/A | 100000 | 0.034232 | 1 | #N/A | 0 | 0.00018167 | 0.005307 | #N/A | 0.005307 |  | 281 | 29.2922 | PASS | 1.5545 | PASS | Eligible | -0.892 | 2.4465 | 281 | 2.9342 | kWh | 859.7178 | N/A | N/A | 29.3422 |  | 281 | 1 | -491 | 46.1 | 0 | 0 | 10 | 0
| SWWH028E | OfL | Ex | CZ10 |  | 282 | SWWH028E | 1 | 10 | 2022 | natural gas | electricity | NR |  | -489 |  | 45.9 | -489 |  | 45.9 |  | -489 | 45.9 | 0 | 0 |  | 0 | 0 |  | TRUE | 10 | 0 | 0 | TRUE | 2022+10 | 2032+00 | TRUE | TRUE | FALSE | FALSE | -489 | 45.9 | TRUE | TRUE | FALSE | FALSE | 0 | 0 | TRUE | TRUE | TRUE | -489 | 45.9 | 0 | 0 | -4890 | 459 | 0 | 0 | 3423.1829 | 100000 | #N/A | 100000 | 0.034232 | 1 | #N/A | 0 | 0.00018167 | 0.005307 | #N/A | 0.005307 |  | 282 | 29.1606 | PASS | 1.5476 | PASS | Eligible | -0.88836 | 2.4359 | 282 | 2.921 | kWh | 855.8579 | N/A | N/A | 29.2104 |  | 282 | 1 | -489 | 45.9 | 0 | 0 | 10 | 0
| SWWH028E | OfL | Ex | CZ11 |  | 283 | SWWH028E | 1 | 10 | 2022 | natural gas | electricity | NR |  | -497 |  | 46.5 | -497 |  | 46.5 |  | -497 | 46.5 | 0 | 0 |  | 0 | 0 |  | TRUE | 10 | 0 | 0 | TRUE | 2022+10 | 2032+00 | TRUE | TRUE | FALSE | FALSE | -497 | 46.5 | TRUE | TRUE | FALSE | FALSE | 0 | 0 | TRUE | TRUE | TRUE | -497 | 46.5 | 0 | 0 | -4970 | 465 | 0 | 0 | 3423.1829 | 100000 | #N/A | 100000 | 0.034232 | 1 | #N/A | 0 | 0.00018167 | 0.005307 | #N/A | 0.005307 |  | 283 | 29.4868 | PASS | 1.5649 | PASS | Eligible | -0.9029 | 2.4678 | 283 | 2.9537 | kWh | 865.4377 | N/A | N/A | 29.5374 |  | 283 | 1 | -497 | 46.5 | 0 | 0 | 10 | 0
| SWWH028E | OfL | Ex | CZ12 |  | 284 | SWWH028E | 1 | 10 | 2022 | natural gas | electricity | NR |  | -513 |  | 48 | -513 |  | 48 |  | -513 | 48 | 0 | 0 |  | 0 | 0 |  | TRUE | 10 | 0 | 0 | TRUE | 2022+10 | 2032+00 | TRUE | TRUE | FALSE | FALSE | -513 | 48 | TRUE | TRUE | FALSE | FALSE | 0 | 0 | TRUE | TRUE | TRUE | -513 | 48 | 0 | 0 | -5130 | 480 | 0 | 0 | 3423.1829 | 100000 | #N/A | 100000 | 0.034232 | 1 | #N/A | 0 | 0.00018167 | 0.005307 | #N/A | 0.005307 |  | 284 | 30.4391 | PASS | 1.6154 | PASS | Eligible | -0.93196 | 2.5474 | 284 | 3.0491 | kWh | 893.3873 | N/A | N/A | 30.4913 |  | 284 | 1 | -513 | 48 | 0 | 0 | 10 | 0
| SWWH028E | OfL | Ex | CZ13 |  | 285 | SWWH028E | 1 | 10 | 2022 | natural gas | electricity | NR |  | -491 |  | 46 | -491 |  | 46 |  | -491 | 46 | 0 | 0 |  | 0 | 0 |  | TRUE | 10 | 0 | 0 | TRUE | 2022+10 | 2032+00 | TRUE | TRUE | FALSE | FALSE | -491 | 46 | TRUE | TRUE | FALSE | FALSE | 0 | 0 | TRUE | TRUE | TRUE | -491 | 46 | 0 | 0 | -4910 | 460 | 0 | 0 | 3423.1829 | 100000 | #N/A | 100000 | 0.034232 | 1 | #N/A | 0 | 0.00018167 | 0.005307 | #N/A | 0.005307 |  | 285 | 29.1922 | PASS | 1.5492 | PASS | Eligible | -0.892 | 2.4412 | 285 | 2.9242 | kWh | 856.7879 | N/A | N/A | 29.2422 |  | 285 | 1 | -491 | 46 | 0 | 0 | 10 | 0
| SWWH028E | OfL | Ex | CZ14 |  | 286 | SWWH028E | 1 | 10 | 2022 | natural gas | electricity | NR |  | -500 |  | 46.9 | -500 |  | 46.9 |  | -500 | 46.9 | 0 | 0 |  | 0 | 0 |  | TRUE | 10 | 0 | 0 | TRUE | 2022+10 | 2032+00 | TRUE | TRUE | FALSE | FALSE | -500 | 46.9 | TRUE | TRUE | FALSE | FALSE | 0 | 0 | TRUE | TRUE | TRUE | -500 | 46.9 | 0 | 0 | -5000 | 469 | 0 | 0 | 3423.1829 | 100000 | #N/A | 100000 | 0.034232 | 1 | #N/A | 0 | 0.00018167 | 0.005307 | #N/A | 0.005307 |  | 286 | 29.7841 | PASS | 1.5807 | PASS | Eligible | -0.90835 | 2.489 | 286 | 2.9835 | kWh | 874.1576 | N/A | N/A | 29.835 |  | 286 | 1 | -500 | 46.9 | 0 | 0 | 10 | 0
| SWWH028E | OfL | Ex | CZ15 |  | 287 | SWWH028E | 1 | 10 | 2022 | natural gas | electricity | NR |  | -410 |  | 38.8 | -410 |  | 38.8 |  | -410 | 38.8 | 0 | 0 |  | 0 | 0 |  | TRUE | 10 | 0 | 0 | TRUE | 2022+10 | 2032+00 | TRUE | TRUE | FALSE | FALSE | -410 | 38.8 | TRUE | TRUE | FALSE | FALSE | 0 | 0 | TRUE | TRUE | TRUE | -410 | 38.8 | 0 | 0 | -4100 | 388 | 0 | 0 | 3423.1829 | 100000 | #N/A | 100000 | 0.034232 | 1 | #N/A | 0 | 0.00018167 | 0.005307 | #N/A | 0.005307 |  | 287 | 24.765 | PASS | 1.3143 | PASS | Eligible | -0.74485 | 2.0591 | 287 | 2.4807 | kWh | 726.8298 | N/A | N/A | 24.8067 |  | 287 | 1 | -410 | 38.8 | 0 | 0 | 10 | 0
| SWWH028E | OfL | Ex | CZ16 |  | 288 | SWWH028E | 1 | 10 | 2022 | natural gas | electricity | NR |  | -579 |  | 53.7 | -579 |  | 53.7 |  | -579 | 53.7 | 0 | 0 |  | 0 | 0 |  | TRUE | 10 | 0 | 0 | TRUE | 2022+10 | 2032+00 | TRUE | TRUE | FALSE | FALSE | -579 | 53.7 | TRUE | TRUE | FALSE | FALSE | 0 | 0 | TRUE | TRUE | TRUE | -579 | 53.7 | 0 | 0 | -5790 | 537 | 0 | 0 | 3423.1829 | 100000 | #N/A | 100000 | 0.034232 | 1 | #N/A | 0 | 0.00018167 | 0.005307 | #N/A | 0.005307 |  | 288 | 33.8798 | PASS | 1.798 | PASS | Eligible | -1.0519 | 2.8499 | 288 | 3.3939 | kWh | 994.3958 | N/A | N/A | 33.9387 |  | 288 | 1 | -579 | 53.7 | 0 | 0 | 10 | 0
| SWWH028E | OfS | Ex | CZ01 |  | 289 | SWWH028E | 1 | 10 | 2022 | natural gas | electricity | NR |  | -123 |  | 18.3 | -123 |  | 18.3 |  | -123 | 18.3 | 0 | 0 |  | 0 | 0 |  | TRUE | 10 | 0 | 0 | TRUE | 2022+10 | 2032+00 | TRUE | TRUE | FALSE | FALSE | -123 | 18.3 | TRUE | TRUE | FALSE | FALSE | 0 | 0 | TRUE | TRUE | TRUE | -123 | 18.3 | 0 | 0 | -1230 | 183 | 0 | 0 | 3423.1829 | 100000 | #N/A | 100000 | 0.034232 | 1 | #N/A | 0 | 0.00018167 | 0.005307 | #N/A | 0.005307 |  | 289 | 14.0895 | PASS | 0.74773 | PASS | Eligible | -0.22345 | 0.97119 | 289 | 1.4102 | kWh | 413.1852 | N/A | N/A | 14.102 |  | 289 | 1 | -123 | 18.3 | 0 | 0 | 10 | 0
| SWWH028E | OfS | Ex | CZ02 |  | 290 | SWWH028E | 1 | 10 | 2022 | natural gas | electricity | NR |  | -114 |  | 17.4 | -114 |  | 17.4 |  | -114 | 17.4 | 0 | 0 |  | 0 | 0 |  | TRUE | 10 | 0 | 0 | TRUE | 2022+10 | 2032+00 | TRUE | TRUE | FALSE | FALSE | -114 | 17.4 | TRUE | TRUE | FALSE | FALSE | 0 | 0 | TRUE | TRUE | TRUE | -114 | 17.4 | 0 | 0 | -1140 | 174 | 0 | 0 | 3423.1829 | 100000 | #N/A | 100000 | 0.034232 | 1 | #N/A | 0 | 0.00018167 | 0.005307 | #N/A | 0.005307 |  | 290 | 13.4976 | PASS | 0.71632 | PASS | Eligible | -0.2071 | 0.92342 | 290 | 1.3509 | kWh | 395.8154 | N/A | N/A | 13.5092 |  | 290 | 1 | -114 | 17.4 | 0 | 0 | 10 | 0
| SWWH028E | OfS | Ex | CZ03 |  | 291 | SWWH028E | 1 | 10 | 2022 | natural gas | electricity | NR |  | -115 |  | 17.4 | -115 |  | 17.4 |  | -115 | 17.4 | 0 | 0 |  | 0 | 0 |  | TRUE | 10 | 0 | 0 | TRUE | 2022+10 | 2032+00 | TRUE | TRUE | FALSE | FALSE | -115 | 17.4 | TRUE | TRUE | FALSE | FALSE | 0 | 0 | TRUE | TRUE | TRUE | -115 | 17.4 | 0 | 0 | -1150 | 174 | 0 | 0 | 3423.1829 | 100000 | #N/A | 100000 | 0.034232 | 1 | #N/A | 0 | 0.00018167 | 0.005307 | #N/A | 0.005307 |  | 291 | 13.4633 | PASS | 0.7145 | PASS | Eligible | -0.20892 | 0.92342 | 291 | 1.3475 | kWh | 394.8154 | N/A | N/A | 13.475 |  | 291 | 1 | -115 | 17.4 | 0 | 0 | 10 | 0
| SWWH028E | OfS | Ex | CZ04 |  | 292 | SWWH028E | 1 | 10 | 2022 | natural gas | electricity | NR |  | -111 |  | 17 | -111 |  | 17 |  | -111 | 17 | 0 | 0 |  | 0 | 0 |  | TRUE | 10 | 0 | 0 | TRUE | 2022+10 | 2032+00 | TRUE | TRUE | FALSE | FALSE | -111 | 17 | TRUE | TRUE | FALSE | FALSE | 0 | 0 | TRUE | TRUE | TRUE | -111 | 17 | 0 | 0 | -1110 | 170 | 0 | 0 | 3423.1829 | 100000 | #N/A | 100000 | 0.034232 | 1 | #N/A | 0 | 0.00018167 | 0.005307 | #N/A | 0.005307 |  | 292 | 13.2003 | PASS | 0.70054 | PASS | Eligible | -0.20165 | 0.9022 | 292 | 1.3212 | kWh | 387.0955 | N/A | N/A | 13.2116 |  | 292 | 1 | -111 | 17 | 0 | 0 | 10 | 0
| SWWH028E | OfS | Ex | CZ05 |  | 293 | SWWH028E | 1 | 10 | 2022 | natural gas | electricity | NR |  | -116 |  | 17.6 | -116 |  | 17.6 |  | -116 | 17.6 | 0 | 0 |  | 0 | 0 |  | TRUE | 10 | 0 | 0 | TRUE | 2022+10 | 2032+00 | TRUE | TRUE | FALSE | FALSE | -116 | 17.6 | TRUE | TRUE | FALSE | FALSE | 0 | 0 | TRUE | TRUE | TRUE | -116 | 17.6 | 0 | 0 | -1160 | 176 | 0 | 0 | 3423.1829 | 100000 | #N/A | 100000 | 0.034232 | 1 | #N/A | 0 | 0.00018167 | 0.005307 | #N/A | 0.005307 |  | 293 | 13.6291 | PASS | 0.7233 | PASS | Eligible | -0.21074 | 0.93404 | 293 | 1.3641 | kWh | 399.6754 | N/A | N/A | 13.6409 |  | 293 | 1 | -116 | 17.6 | 0 | 0 | 10 | 0
| SWWH028E | OfS | Ex | CZ06 |  | 294 | SWWH028E | 1 | 10 | 2022 | natural gas | electricity | NR |  | -108 |  | 16.7 | -108 |  | 16.7 |  | -108 | 16.7 | 0 | 0 |  | 0 | 0 |  | TRUE | 10 | 0 | 0 | TRUE | 2022+10 | 2032+00 | TRUE | TRUE | FALSE | FALSE | -108 | 16.7 | TRUE | TRUE | FALSE | FALSE | 0 | 0 | TRUE | TRUE | TRUE | -108 | 16.7 | 0 | 0 | -1080 | 167 | 0 | 0 | 3423.1829 | 100000 | #N/A | 100000 | 0.034232 | 1 | #N/A | 0 | 0.00018167 | 0.005307 | #N/A | 0.005307 |  | 294 | 13.003 | PASS | 0.69007 | PASS | Eligible | -0.1962 | 0.88628 | 294 | 1.3014 | kWh | 381.3056 | N/A | N/A | 13.014 |  | 294 | 1 | -108 | 16.7 | 0 | 0 | 10 | 0
| SWWH028E | OfS | Ex | CZ07 |  | 295 | SWWH028E | 1 | 10 | 2022 | natural gas | electricity | NR |  | -106 |  | 16.6 | -106 |  | 16.6 |  | -106 | 16.6 | 0 | 0 |  | 0 | 0 |  | TRUE | 10 | 0 | 0 | TRUE | 2022+10 | 2032+00 | TRUE | TRUE | FALSE | FALSE | -106 | 16.6 | TRUE | TRUE | FALSE | FALSE | 0 | 0 | TRUE | TRUE | TRUE | -106 | 16.6 | 0 | 0 | -1060 | 166 | 0 | 0 | 3423.1829 | 100000 | #N/A | 100000 | 0.034232 | 1 | #N/A | 0 | 0.00018167 | 0.005307 | #N/A | 0.005307 |  | 295 | 12.9714 | PASS | 0.6884 | PASS | Eligible | -0.19257 | 0.88097 | 295 | 1.2982 | kWh | 380.3756 | N/A | N/A | 12.9822 |  | 295 | 1 | -106 | 16.6 | 0 | 0 | 10 | 0
| SWWH028E | OfS | Ex | CZ08 |  | 296 | SWWH028E | 1 | 10 | 2022 | natural gas | electricity | NR |  | -105 |  | 16.4 | -105 |  | 16.4 |  | -105 | 16.4 | 0 | 0 |  | 0 | 0 |  | TRUE | 10 | 0 | 0 | TRUE | 2022+10 | 2032+00 | TRUE | TRUE | FALSE | FALSE | -105 | 16.4 | TRUE | TRUE | FALSE | FALSE | 0 | 0 | TRUE | TRUE | TRUE | -105 | 16.4 | 0 | 0 | -1050 | 164 | 0 | 0 | 3423.1829 | 100000 | #N/A | 100000 | 0.034232 | 1 | #N/A | 0 | 0.00018167 | 0.005307 | #N/A | 0.005307 |  | 296 | 12.8057 | PASS | 0.6796 | PASS | Eligible | -0.19075 | 0.87035 | 296 | 1.2816 | kWh | 375.5157 | N/A | N/A | 12.8163 |  | 296 | 1 | -105 | 16.4 | 0 | 0 | 10 | 0
| SWWH028E | OfS | Ex | CZ09 |  | 297 | SWWH028E | 1 | 10 | 2022 | natural gas | electricity | NR |  | -105 |  | 16.4 | -105 |  | 16.4 |  | -105 | 16.4 | 0 | 0 |  | 0 | 0 |  | TRUE | 10 | 0 | 0 | TRUE | 2022+10 | 2032+00 | TRUE | TRUE | FALSE | FALSE | -105 | 16.4 | TRUE | TRUE | FALSE | FALSE | 0 | 0 | TRUE | TRUE | TRUE | -105 | 16.4 | 0 | 0 | -1050 | 164 | 0 | 0 | 3423.1829 | 100000 | #N/A | 100000 | 0.034232 | 1 | #N/A | 0 | 0.00018167 | 0.005307 | #N/A | 0.005307 |  | 297 | 12.8057 | PASS | 0.6796 | PASS | Eligible | -0.19075 | 0.87035 | 297 | 1.2816 | kWh | 375.5157 | N/A | N/A | 12.8163 |  | 297 | 1 | -105 | 16.4 | 0 | 0 | 10 | 0
| SWWH028E | OfS | Ex | CZ10 |  | 298 | SWWH028E | 1 | 10 | 2022 | natural gas | electricity | NR |  | -105 |  | 16.3 | -105 |  | 16.3 |  | -105 | 16.3 | 0 | 0 |  | 0 | 0 |  | TRUE | 10 | 0 | 0 | TRUE | 2022+10 | 2032+00 | TRUE | TRUE | FALSE | FALSE | -105 | 16.3 | TRUE | TRUE | FALSE | FALSE | 0 | 0 | TRUE | TRUE | TRUE | -105 | 16.3 | 0 | 0 | -1050 | 163 | 0 | 0 | 3423.1829 | 100000 | #N/A | 100000 | 0.034232 | 1 | #N/A | 0 | 0.00018167 | 0.005307 | #N/A | 0.005307 |  | 298 | 12.7057 | PASS | 0.67429 | PASS | Eligible | -0.19075 | 0.86505 | 298 | 1.2716 | kWh | 372.5857 | N/A | N/A | 12.7164 |  | 298 | 1 | -105 | 16.3 | 0 | 0 | 10 | 0
| SWWH028E | OfS | Ex | CZ11 |  | 299 | SWWH028E | 1 | 10 | 2022 | natural gas | electricity | NR |  | -106 |  | 16.5 | -106 |  | 16.5 |  | -106 | 16.5 | 0 | 0 |  | 0 | 0 |  | TRUE | 10 | 0 | 0 | TRUE | 2022+10 | 2032+00 | TRUE | TRUE | FALSE | FALSE | -106 | 16.5 | TRUE | TRUE | FALSE | FALSE | 0 | 0 | TRUE | TRUE | TRUE | -106 | 16.5 | 0 | 0 | -1060 | 165 | 0 | 0 | 3423.1829 | 100000 | #N/A | 100000 | 0.034232 | 1 | #N/A | 0 | 0.00018167 | 0.005307 | #N/A | 0.005307 |  | 299 | 12.8714 | PASS | 0.68309 | PASS | Eligible | -0.19257 | 0.87566 | 299 | 1.2882 | kWh | 377.4456 | N/A | N/A | 12.8822 |  | 299 | 1 | -106 | 16.5 | 0 | 0 | 10 | 0
| SWWH028E | OfS | Ex | CZ12 |  | 300 | SWWH028E | 1 | 10 | 2022 | natural gas | electricity | NR |  | -110 |  | 16.9 | -110 |  | 16.9 |  | -110 | 16.9 | 0 | 0 |  | 0 | 0 |  | TRUE | 10 | 0 | 0 | TRUE | 2022+10 | 2032+00 | TRUE | TRUE | FALSE | FALSE | -110 | 16.9 | TRUE | TRUE | FALSE | FALSE | 0 | 0 | TRUE | TRUE | TRUE | -110 | 16.9 | 0 | 0 | -1100 | 169 | 0 | 0 | 3423.1829 | 100000 | #N/A | 100000 | 0.034232 | 1 | #N/A | 0 | 0.00018167 | 0.005307 | #N/A | 0.005307 |  | 300 | 13.1345 | PASS | 0.69705 | PASS | Eligible | -0.19984 | 0.89689 | 300 | 1.3146 | kWh | 385.1655 | N/A | N/A | 13.1457 |  | 300 | 1 | -110 | 16.9 | 0 | 0 | 10 | 0
| SWWH028E | OfS | Ex | CZ13 |  | 301 | SWWH028E | 1 | 10 | 2022 | natural gas | electricity | NR |  | -105 |  | 16.4 | -105 |  | 16.4 |  | -105 | 16.4 | 0 | 0 |  | 0 | 0 |  | TRUE | 10 | 0 | 0 | TRUE | 2022+10 | 2032+00 | TRUE | TRUE | FALSE | FALSE | -105 | 16.4 | TRUE | TRUE | FALSE | FALSE | 0 | 0 | TRUE | TRUE | TRUE | -105 | 16.4 | 0 | 0 | -1050 | 164 | 0 | 0 | 3423.1829 | 100000 | #N/A | 100000 | 0.034232 | 1 | #N/A | 0 | 0.00018167 | 0.005307 | #N/A | 0.005307 |  | 301 | 12.8057 | PASS | 0.6796 | PASS | Eligible | -0.19075 | 0.87035 | 301 | 1.2816 | kWh | 375.5157 | N/A | N/A | 12.8163 |  | 301 | 1 | -105 | 16.4 | 0 | 0 | 10 | 0
| SWWH028E | OfS | Ex | CZ14 |  | 302 | SWWH028E | 1 | 10 | 2022 | natural gas | electricity | NR |  | -107 |  | 16.6 | -107 |  | 16.6 |  | -107 | 16.6 | 0 | 0 |  | 0 | 0 |  | TRUE | 10 | 0 | 0 | TRUE | 2022+10 | 2032+00 | TRUE | TRUE | FALSE | FALSE | -107 | 16.6 | TRUE | TRUE | FALSE | FALSE | 0 | 0 | TRUE | TRUE | TRUE | -107 | 16.6 | 0 | 0 | -1070 | 166 | 0 | 0 | 3423.1829 | 100000 | #N/A | 100000 | 0.034232 | 1 | #N/A | 0 | 0.00018167 | 0.005307 | #N/A | 0.005307 |  | 302 | 12.9372 | PASS | 0.68658 | PASS | Eligible | -0.19439 | 0.88097 | 302 | 1.2948 | kWh | 379.3756 | N/A | N/A | 12.9481 |  | 302 | 1 | -107 | 16.6 | 0 | 0 | 10 | 0
| SWWH028E | OfS | Ex | CZ15 |  | 303 | SWWH028E | 1 | 10 | 2022 | natural gas | electricity | NR |  | -89.3 |  | 14.7 | -89.3 |  | 14.7 |  | -89.3 | 14.7 | 0 | 0 |  | 0 | 0 |  | TRUE | 10 | 0 | 0 | TRUE | 2022+10 | 2032+00 | TRUE | TRUE | FALSE | FALSE | -89.3 | 14.7 | TRUE | TRUE | FALSE | FALSE | 0 | 0 | TRUE | TRUE | TRUE | -89.3 | 14.7 | 0 | 0 | -893 | 147 | 0 | 0 | 3423.1829 | 100000 | #N/A | 100000 | 0.034232 | 1 | #N/A | 0 | 0.00018167 | 0.005307 | #N/A | 0.005307 |  | 303 | 11.6431 | PASS | 0.6179 | PASS | Eligible | -0.16223 | 0.78013 | 303 | 1.1652 | kWh | 341.4061 | N/A | N/A | 11.6522 |  | 303 | 1 | -89.3 | 14.7 | 0 | 0 | 10 | 0
| SWWH028E | OfS | Ex | CZ16 |  | 304 | SWWH028E | 1 | 10 | 2022 | natural gas | electricity | NR |  | -122 |  | 18.2 | -122 |  | 18.2 |  | -122 | 18.2 | 0 | 0 |  | 0 | 0 |  | TRUE | 10 | 0 | 0 | TRUE | 2022+10 | 2032+00 | TRUE | TRUE | FALSE | FALSE | -122 | 18.2 | TRUE | TRUE | FALSE | FALSE | 0 | 0 | TRUE | TRUE | TRUE | -122 | 18.2 | 0 | 0 | -1220 | 182 | 0 | 0 | 3423.1829 | 100000 | #N/A | 100000 | 0.034232 | 1 | #N/A | 0 | 0.00018167 | 0.005307 | #N/A | 0.005307 |  | 304 | 14.0237 | PASS | 0.74424 | PASS | Eligible | -0.22164 | 0.96588 | 304 | 1.4036 | kWh | 411.2552 | N/A | N/A | 14.0361 |  | 304 | 1 | -122 | 18.2 | 0 | 0 | 10 | 0
| SWWH028E | RSD | Ex | CZ01 |  | 305 | SWWH028E | 1 | 10 | 2022 | natural gas | electricity | NR |  | -480 |  | 45.9 | -480 |  | 45.9 |  | -480 | 45.9 | 0 | 0 |  | 0 | 0 |  | TRUE | 10 | 0 | 0 | TRUE | 2022+10 | 2032+00 | TRUE | TRUE | FALSE | FALSE | -480 | 45.9 | TRUE | TRUE | FALSE | FALSE | 0 | 0 | TRUE | TRUE | TRUE | -480 | 45.9 | 0 | 0 | -4800 | 459 | 0 | 0 | 3423.1829 | 100000 | #N/A | 100000 | 0.034232 | 1 | #N/A | 0 | 0.00018167 | 0.005307 | #N/A | 0.005307 |  | 305 | 29.4687 | PASS | 1.5639 | PASS | Eligible | -0.87201 | 2.4359 | 305 | 2.9518 | kWh | 864.8579 | N/A | N/A | 29.5176 |  | 305 | 1 | -480 | 45.9 | 0 | 0 | 10 | 0
| SWWH028E | RSD | Ex | CZ02 |  | 306 | SWWH028E | 1 | 10 | 2022 | natural gas | electricity | NR |  | -430 |  | 42.7 | -430 |  | 42.7 |  | -430 | 42.7 | 0 | 0 |  | 0 | 0 |  | TRUE | 10 | 0 | 0 | TRUE | 2022+10 | 2032+00 | TRUE | TRUE | FALSE | FALSE | -430 | 42.7 | TRUE | TRUE | FALSE | FALSE | 0 | 0 | TRUE | TRUE | TRUE | -430 | 42.7 | 0 | 0 | -4300 | 427 | 0 | 0 | 3423.1829 | 100000 | #N/A | 100000 | 0.034232 | 1 | #N/A | 0 | 0.00018167 | 0.005307 | #N/A | 0.005307 |  | 306 | 27.9803 | PASS | 1.4849 | PASS | Eligible | -0.78118 | 2.2661 | 306 | 2.8024 | kWh | 821.0987 | N/A | N/A | 28.0241 |  | 306 | 1 | -430 | 42.7 | 0 | 0 | 10 | 0
| SWWH028E | RSD | Ex | CZ03 |  | 307 | SWWH028E | 1 | 10 | 2022 | natural gas | electricity | NR |  | -439 |  | 42.9 | -439 |  | 42.9 |  | -439 | 42.9 | 0 | 0 |  | 0 | 0 |  | TRUE | 10 | 0 | 0 | TRUE | 2022+10 | 2032+00 | TRUE | TRUE | FALSE | FALSE | -439 | 42.9 | TRUE | TRUE | FALSE | FALSE | 0 | 0 | TRUE | TRUE | TRUE | -439 | 42.9 | 0 | 0 | -4390 | 429 | 0 | 0 | 3423.1829 | 100000 | #N/A | 100000 | 0.034232 | 1 | #N/A | 0 | 0.00018167 | 0.005307 | #N/A | 0.005307 |  | 307 | 27.8722 | PASS | 1.4792 | PASS | Eligible | -0.79753 | 2.2767 | 307 | 2.7917 | kWh | 817.9587 | N/A | N/A | 27.9169 |  | 307 | 1 | -439 | 42.9 | 0 | 0 | 10 | 0
| SWWH028E | RSD | Ex | CZ04 |  | 308 | SWWH028E | 1 | 10 | 2022 | natural gas | electricity | NR |  | -416 |  | 41.6 | -416 |  | 41.6 |  | -416 | 41.6 | 0 | 0 |  | 0 | 0 |  | TRUE | 10 | 0 | 0 | TRUE | 2022+10 | 2032+00 | TRUE | TRUE | FALSE | FALSE | -416 | 41.6 | TRUE | TRUE | FALSE | FALSE | 0 | 0 | TRUE | TRUE | TRUE | -416 | 41.6 | 0 | 0 | -4160 | 416 | 0 | 0 | 3423.1829 | 100000 | #N/A | 100000 | 0.034232 | 1 | #N/A | 0 | 0.00018167 | 0.005307 | #N/A | 0.005307 |  | 308 | 27.3596 | PASS | 1.452 | PASS | Eligible | -0.75575 | 2.2077 | 308 | 2.7402 | kWh | 802.869 | N/A | N/A | 27.4019 |  | 308 | 1 | -416 | 41.6 | 0 | 0 | 10 | 0
| SWWH028E | RSD | Ex | CZ05 |  | 309 | SWWH028E | 1 | 10 | 2022 | natural gas | electricity | NR |  | -446 |  | 43.6 | -446 |  | 43.6 |  | -446 | 43.6 | 0 | 0 |  | 0 | 0 |  | TRUE | 10 | 0 | 0 | TRUE | 2022+10 | 2032+00 | TRUE | TRUE | FALSE | FALSE | -446 | 43.6 | TRUE | TRUE | FALSE | FALSE | 0 | 0 | TRUE | TRUE | TRUE | -446 | 43.6 | 0 | 0 | -4460 | 436 | 0 | 0 | 3423.1829 | 100000 | #N/A | 100000 | 0.034232 | 1 | #N/A | 0 | 0.00018167 | 0.005307 | #N/A | 0.005307 |  | 309 | 28.3326 | PASS | 1.5036 | PASS | Eligible | -0.81025 | 2.3139 | 309 | 2.8378 | kWh | 831.4685 | N/A | N/A | 28.378 |  | 309 | 1 | -446 | 43.6 | 0 | 0 | 10 | 0
| SWWH028E | RSD | Ex | CZ06 |  | 310 | SWWH028E | 1 | 10 | 2022 | natural gas | electricity | NR |  | -402 |  | 40.4 | -402 |  | 40.4 |  | -402 | 40.4 | 0 | 0 |  | 0 | 0 |  | TRUE | 10 | 0 | 0 | TRUE | 2022+10 | 2032+00 | TRUE | TRUE | FALSE | FALSE | -402 | 40.4 | TRUE | TRUE | FALSE | FALSE | 0 | 0 | TRUE | TRUE | TRUE | -402 | 40.4 | 0 | 0 | -4020 | 404 | 0 | 0 | 3423.1829 | 100000 | #N/A | 100000 | 0.034232 | 1 | #N/A | 0 | 0.00018167 | 0.005307 | #N/A | 0.005307 |  | 310 | 26.6388 | PASS | 1.4137 | PASS | Eligible | -0.73031 | 2.144 | 310 | 2.668 | kWh | 781.7093 | N/A | N/A | 26.6797 |  | 310 | 1 | -402 | 40.4 | 0 | 0 | 10 | 0
| SWWH028E | RSD | Ex | CZ07 |  | 311 | SWWH028E | 1 | 10 | 2022 | natural gas | electricity | NR |  | -399 |  | 40 | -399 |  | 40 |  | -399 | 40 | 0 | 0 |  | 0 | 0 |  | TRUE | 10 | 0 | 0 | TRUE | 2022+10 | 2032+00 | TRUE | TRUE | FALSE | FALSE | -399 | 40 | TRUE | TRUE | FALSE | FALSE | 0 | 0 | TRUE | TRUE | TRUE | -399 | 40 | 0 | 0 | -3990 | 400 | 0 | 0 | 3423.1829 | 100000 | #N/A | 100000 | 0.034232 | 1 | #N/A | 0 | 0.00018167 | 0.005307 | #N/A | 0.005307 |  | 311 | 26.3415 | PASS | 1.398 | PASS | Eligible | -0.72486 | 2.1228 | 311 | 2.6382 | kWh | 772.9895 | N/A | N/A | 26.3821 |  | 311 | 1 | -399 | 40 | 0 | 0 | 10 | 0
| SWWH028E | RSD | Ex | CZ08 |  | 312 | SWWH028E | 1 | 10 | 2022 | natural gas | electricity | NR |  | -387 |  | 39.3 | -387 |  | 39.3 |  | -387 | 39.3 | 0 | 0 |  | 0 | 0 |  | TRUE | 10 | 0 | 0 | TRUE | 2022+10 | 2032+00 | TRUE | TRUE | FALSE | FALSE | -387 | 39.3 | TRUE | TRUE | FALSE | FALSE | 0 | 0 | TRUE | TRUE | TRUE | -387 | 39.3 | 0 | 0 | -3870 | 393 | 0 | 0 | 3423.1829 | 100000 | #N/A | 100000 | 0.034232 | 1 | #N/A | 0 | 0.00018167 | 0.005307 | #N/A | 0.005307 |  | 312 | 26.0523 | PASS | 1.3826 | PASS | Eligible | -0.70306 | 2.0857 | 312 | 2.6092 | kWh | 764.4796 | N/A | N/A | 26.0917 |  | 312 | 1 | -387 | 39.3 | 0 | 0 | 10 | 0
| SWWH028E | RSD | Ex | CZ09 |  | 313 | SWWH028E | 1 | 10 | 2022 | natural gas | electricity | NR |  | -387 |  | 39.3 | -387 |  | 39.3 |  | -387 | 39.3 | 0 | 0 |  | 0 | 0 |  | TRUE | 10 | 0 | 0 | TRUE | 2022+10 | 2032+00 | TRUE | TRUE | FALSE | FALSE | -387 | 39.3 | TRUE | TRUE | FALSE | FALSE | 0 | 0 | TRUE | TRUE | TRUE | -387 | 39.3 | 0 | 0 | -3870 | 393 | 0 | 0 | 3423.1829 | 100000 | #N/A | 100000 | 0.034232 | 1 | #N/A | 0 | 0.00018167 | 0.005307 | #N/A | 0.005307 |  | 313 | 26.0523 | PASS | 1.3826 | PASS | Eligible | -0.70306 | 2.0857 | 313 | 2.6092 | kWh | 764.4796 | N/A | N/A | 26.0917 |  | 313 | 1 | -387 | 39.3 | 0 | 0 | 10 | 0
| SWWH028E | RSD | Ex | CZ10 |  | 314 | SWWH028E | 1 | 10 | 2022 | natural gas | electricity | NR |  | -385 |  | 39.1 | -385 |  | 39.1 |  | -385 | 39.1 | 0 | 0 |  | 0 | 0 |  | TRUE | 10 | 0 | 0 | TRUE | 2022+10 | 2032+00 | TRUE | TRUE | FALSE | FALSE | -385 | 39.1 | TRUE | TRUE | FALSE | FALSE | 0 | 0 | TRUE | TRUE | TRUE | -385 | 39.1 | 0 | 0 | -3850 | 391 | 0 | 0 | 3423.1829 | 100000 | #N/A | 100000 | 0.034232 | 1 | #N/A | 0 | 0.00018167 | 0.005307 | #N/A | 0.005307 |  | 314 | 25.9207 | PASS | 1.3756 | PASS | Eligible | -0.69943 | 2.0751 | 314 | 2.596 | kWh | 760.6197 | N/A | N/A | 25.9599 |  | 314 | 1 | -385 | 39.1 | 0 | 0 | 10 | 0
| SWWH028E | RSD | Ex | CZ11 |  | 315 | SWWH028E | 1 | 10 | 2022 | natural gas | electricity | NR |  | -394 |  | 39.6 | -394 |  | 39.6 |  | -394 | 39.6 | 0 | 0 |  | 0 | 0 |  | TRUE | 10 | 0 | 0 | TRUE | 2022+10 | 2032+00 | TRUE | TRUE | FALSE | FALSE | -394 | 39.6 | TRUE | TRUE | FALSE | FALSE | 0 | 0 | TRUE | TRUE | TRUE | -394 | 39.6 | 0 | 0 | -3940 | 396 | 0 | 0 | 3423.1829 | 100000 | #N/A | 100000 | 0.034232 | 1 | #N/A | 0 | 0.00018167 | 0.005307 | #N/A | 0.005307 |  | 315 | 26.1127 | PASS | 1.3858 | PASS | Eligible | -0.71578 | 2.1016 | 315 | 2.6153 | kWh | 766.2696 | N/A | N/A | 26.1528 |  | 315 | 1 | -394 | 39.6 | 0 | 0 | 10 | 0
| SWWH028E | RSD | Ex | CZ12 |  | 316 | SWWH028E | 1 | 10 | 2022 | natural gas | electricity | NR |  | -407 |  | 40.8 | -407 |  | 40.8 |  | -407 | 40.8 | 0 | 0 |  | 0 | 0 |  | TRUE | 10 | 0 | 0 | TRUE | 2022+10 | 2032+00 | TRUE | TRUE | FALSE | FALSE | -407 | 40.8 | TRUE | TRUE | FALSE | FALSE | 0 | 0 | TRUE | TRUE | TRUE | -407 | 40.8 | 0 | 0 | -4070 | 408 | 0 | 0 | 3423.1829 | 100000 | #N/A | 100000 | 0.034232 | 1 | #N/A | 0 | 0.00018167 | 0.005307 | #N/A | 0.005307 |  | 316 | 26.8676 | PASS | 1.4259 | PASS | Eligible | -0.7394 | 2.1653 | 316 | 2.6909 | kWh | 788.4292 | N/A | N/A | 26.9091 |  | 316 | 1 | -407 | 40.8 | 0 | 0 | 10 | 0
| SWWH028E | RSD | Ex | CZ13 |  | 317 | SWWH028E | 1 | 10 | 2022 | natural gas | electricity | NR |  | -387 |  | 39.1 | -387 |  | 39.1 |  | -387 | 39.1 | 0 | 0 |  | 0 | 0 |  | TRUE | 10 | 0 | 0 | TRUE | 2022+10 | 2032+00 | TRUE | TRUE | FALSE | FALSE | -387 | 39.1 | TRUE | TRUE | FALSE | FALSE | 0 | 0 | TRUE | TRUE | TRUE | -387 | 39.1 | 0 | 0 | -3870 | 391 | 0 | 0 | 3423.1829 | 100000 | #N/A | 100000 | 0.034232 | 1 | #N/A | 0 | 0.00018167 | 0.005307 | #N/A | 0.005307 |  | 317 | 25.8523 | PASS | 1.372 | PASS | Eligible | -0.70306 | 2.0751 | 317 | 2.5892 | kWh | 758.6197 | N/A | N/A | 25.8917 |  | 317 | 1 | -387 | 39.1 | 0 | 0 | 10 | 0
| SWWH028E | RSD | Ex | CZ14 |  | 318 | SWWH028E | 1 | 10 | 2022 | natural gas | electricity | NR |  | -396 |  | 39.9 | -396 |  | 39.9 |  | -396 | 39.9 | 0 | 0 |  | 0 | 0 |  | TRUE | 10 | 0 | 0 | TRUE | 2022+10 | 2032+00 | TRUE | TRUE | FALSE | FALSE | -396 | 39.9 | TRUE | TRUE | FALSE | FALSE | 0 | 0 | TRUE | TRUE | TRUE | -396 | 39.9 | 0 | 0 | -3960 | 399 | 0 | 0 | 3423.1829 | 100000 | #N/A | 100000 | 0.034232 | 1 | #N/A | 0 | 0.00018167 | 0.005307 | #N/A | 0.005307 |  | 318 | 26.3442 | PASS | 1.3981 | PASS | Eligible | -0.71941 | 2.1175 | 318 | 2.6385 | kWh | 773.0595 | N/A | N/A | 26.3845 |  | 318 | 1 | -396 | 39.9 | 0 | 0 | 10 | 0
| SWWH028E | RSD | Ex | CZ15 |  | 319 | SWWH028E | 1 | 10 | 2022 | natural gas | electricity | NR |  | -318 |  | 33.1 | -318 |  | 33.1 |  | -318 | 33.1 | 0 | 0 |  | 0 | 0 |  | TRUE | 10 | 0 | 0 | TRUE | 2022+10 | 2032+00 | TRUE | TRUE | FALSE | FALSE | -318 | 33.1 | TRUE | TRUE | FALSE | FALSE | 0 | 0 | TRUE | TRUE | TRUE | -318 | 33.1 | 0 | 0 | -3180 | 331 | 0 | 0 | 3423.1829 | 100000 | #N/A | 100000 | 0.034232 | 1 | #N/A | 0 | 0.00018167 | 0.005307 | #N/A | 0.005307 |  | 319 | 22.2143 | PASS | 1.1789 | PASS | Eligible | -0.57771 | 1.7566 | 319 | 2.2247 | kWh | 651.8213 | N/A | N/A | 22.2467 |  | 319 | 1 | -318 | 33.1 | 0 | 0 | 10 | 0
| SWWH028E | RSD | Ex | CZ16 |  | 320 | SWWH028E | 1 | 10 | 2022 | natural gas | electricity | NR |  | -465 |  | 45.6 | -465 |  | 45.6 |  | -465 | 45.6 | 0 | 0 |  | 0 | 0 |  | TRUE | 10 | 0 | 0 | TRUE | 2022+10 | 2032+00 | TRUE | TRUE | FALSE | FALSE | -465 | 45.6 | TRUE | TRUE | FALSE | FALSE | 0 | 0 | TRUE | TRUE | TRUE | -465 | 45.6 | 0 | 0 | -4650 | 456 | 0 | 0 | 3423.1829 | 100000 | #N/A | 100000 | 0.034232 | 1 | #N/A | 0 | 0.00018167 | 0.005307 | #N/A | 0.005307 |  | 320 | 29.6822 | PASS | 1.5752 | PASS | Eligible | -0.84476 | 2.42 | 320 | 2.973 | kWh | 871.068 | N/A | N/A | 29.7295 |  | 320 | 1 | -465 | 45.6 | 0 | 0 | 10 | 0
| SWWH028E | RFF | Ex | CZ01 |  | 321 | SWWH028E | 1 | 10 | 2022 | natural gas | electricity | NR |  | -387 |  | 39.4 | -387 |  | 39.4 |  | -387 | 39.4 | 0 | 0 |  | 0 | 0 |  | TRUE | 10 | 0 | 0 | TRUE | 2022+10 | 2032+00 | TRUE | TRUE | FALSE | FALSE | -387 | 39.4 | TRUE | TRUE | FALSE | FALSE | 0 | 0 | TRUE | TRUE | TRUE | -387 | 39.4 | 0 | 0 | -3870 | 394 | 0 | 0 | 3423.1829 | 100000 | #N/A | 100000 | 0.034232 | 1 | #N/A | 0 | 0.00018167 | 0.005307 | #N/A | 0.005307 |  | 321 | 26.1523 | PASS | 1.3879 | PASS | Eligible | -0.70306 | 2.091 | 321 | 2.6192 | kWh | 767.4096 | N/A | N/A | 26.1917 |  | 321 | 1 | -387 | 39.4 | 0 | 0 | 10 | 0
| SWWH028E | RFF | Ex | CZ02 |  | 322 | SWWH028E | 1 | 10 | 2022 | natural gas | electricity | NR |  | -346 |  | 36.6 | -346 |  | 36.6 |  | -346 | 36.6 | 0 | 0 |  | 0 | 0 |  | TRUE | 10 | 0 | 0 | TRUE | 2022+10 | 2032+00 | TRUE | TRUE | FALSE | FALSE | -346 | 36.6 | TRUE | TRUE | FALSE | FALSE | 0 | 0 | TRUE | TRUE | TRUE | -346 | 36.6 | 0 | 0 | -3460 | 366 | 0 | 0 | 3423.1829 | 100000 | #N/A | 100000 | 0.034232 | 1 | #N/A | 0 | 0.00018167 | 0.005307 | #N/A | 0.005307 |  | 322 | 24.7558 | PASS | 1.3138 | PASS | Eligible | -0.62858 | 1.9424 | 322 | 2.4791 | kWh | 726.3703 | N/A | N/A | 24.791 |  | 322 | 1 | -346 | 36.6 | 0 | 0 | 10 | 0
| SWWH028E | RFF | Ex | CZ03 |  | 323 | SWWH028E | 1 | 10 | 2022 | natural gas | electricity | NR |  | -354 |  | 36.8 | -354 |  | 36.8 |  | -354 | 36.8 | 0 | 0 |  | 0 | 0 |  | TRUE | 10 | 0 | 0 | TRUE | 2022+10 | 2032+00 | TRUE | TRUE | FALSE | FALSE | -354 | 36.8 | TRUE | TRUE | FALSE | FALSE | 0 | 0 | TRUE | TRUE | TRUE | -354 | 36.8 | 0 | 0 | -3540 | 368 | 0 | 0 | 3423.1829 | 100000 | #N/A | 100000 | 0.034232 | 1 | #N/A | 0 | 0.00018167 | 0.005307 | #N/A | 0.005307 |  | 323 | 24.6819 | PASS | 1.3099 | PASS | Eligible | -0.64311 | 1.953 | 323 | 2.4718 | kWh | 724.2303 | N/A | N/A | 24.718 |  | 323 | 1 | -354 | 36.8 | 0 | 0 | 10 | 0
| SWWH028E | RFF | Ex | CZ04 |  | 324 | SWWH028E | 1 | 10 | 2022 | natural gas | electricity | NR |  | -335 |  | 35.7 | -335 |  | 35.7 |  | -335 | 35.7 | 0 | 0 |  | 0 | 0 |  | TRUE | 10 | 0 | 0 | TRUE | 2022+10 | 2032+00 | TRUE | TRUE | FALSE | FALSE | -335 | 35.7 | TRUE | TRUE | FALSE | FALSE | 0 | 0 | TRUE | TRUE | TRUE | -335 | 35.7 | 0 | 0 | -3350 | 357 | 0 | 0 | 3423.1829 | 100000 | #N/A | 100000 | 0.034232 | 1 | #N/A | 0 | 0.00018167 | 0.005307 | #N/A | 0.005307 |  | 324 | 24.2323 | PASS | 1.286 | PASS | Eligible | -0.60859 | 1.8946 | 324 | 2.4266 | kWh | 711.0006 | N/A | N/A | 24.2665 |  | 324 | 1 | -335 | 35.7 | 0 | 0 | 10 | 0
| SWWH028E | RFF | Ex | CZ05 |  | 325 | SWWH028E | 1 | 10 | 2022 | natural gas | electricity | NR |  | -359 |  | 37.4 | -359 |  | 37.4 |  | -359 | 37.4 | 0 | 0 |  | 0 | 0 |  | TRUE | 10 | 0 | 0 | TRUE | 2022+10 | 2032+00 | TRUE | TRUE | FALSE | FALSE | -359 | 37.4 | TRUE | TRUE | FALSE | FALSE | 0 | 0 | TRUE | TRUE | TRUE | -359 | 37.4 | 0 | 0 | -3590 | 374 | 0 | 0 | 3423.1829 | 100000 | #N/A | 100000 | 0.034232 | 1 | #N/A | 0 | 0.00018167 | 0.005307 | #N/A | 0.005307 |  | 325 | 25.1108 | PASS | 1.3326 | PASS | Eligible | -0.65219 | 1.9848 | 325 | 2.5147 | kWh | 736.8101 | N/A | N/A | 25.1473 |  | 325 | 1 | -359 | 37.4 | 0 | 0 | 10 | 0
| SWWH028E | RFF | Ex | CZ06 |  | 326 | SWWH028E | 1 | 10 | 2022 | natural gas | electricity | NR |  | -324 |  | 34.7 | -324 |  | 34.7 |  | -324 | 34.7 | 0 | 0 |  | 0 | 0 |  | TRUE | 10 | 0 | 0 | TRUE | 2022+10 | 2032+00 | TRUE | TRUE | FALSE | FALSE | -324 | 34.7 | TRUE | TRUE | FALSE | FALSE | 0 | 0 | TRUE | TRUE | TRUE | -324 | 34.7 | 0 | 0 | -3240 | 347 | 0 | 0 | 3423.1829 | 100000 | #N/A | 100000 | 0.034232 | 1 | #N/A | 0 | 0.00018167 | 0.005307 | #N/A | 0.005307 |  | 326 | 23.6089 | PASS | 1.2529 | PASS | Eligible | -0.58861 | 1.8415 | 326 | 2.3642 | kWh | 692.7008 | N/A | N/A | 23.6419 |  | 326 | 1 | -324 | 34.7 | 0 | 0 | 10 | 0
| SWWH028E | RFF | Ex | CZ07 |  | 327 | SWWH028E | 1 | 10 | 2022 | natural gas | electricity | NR |  | -321 |  | 34.4 | -321 |  | 34.4 |  | -321 | 34.4 | 0 | 0 |  | 0 | 0 |  | TRUE | 10 | 0 | 0 | TRUE | 2022+10 | 2032+00 | TRUE | TRUE | FALSE | FALSE | -321 | 34.4 | TRUE | TRUE | FALSE | FALSE | 0 | 0 | TRUE | TRUE | TRUE | -321 | 34.4 | 0 | 0 | -3210 | 344 | 0 | 0 | 3423.1829 | 100000 | #N/A | 100000 | 0.034232 | 1 | #N/A | 0 | 0.00018167 | 0.005307 | #N/A | 0.005307 |  | 327 | 23.4116 | PASS | 1.2425 | PASS | Eligible | -0.58316 | 1.8256 | 327 | 2.3444 | kWh | 686.9109 | N/A | N/A | 23.4443 |  | 327 | 1 | -321 | 34.4 | 0 | 0 | 10 | 0
| SWWH028E | RFF | Ex | CZ08 |  | 328 | SWWH028E | 1 | 10 | 2022 | natural gas | electricity | NR |  | -312 |  | 33.8 | -312 |  | 33.8 |  | -312 | 33.8 | 0 | 0 |  | 0 | 0 |  | TRUE | 10 | 0 | 0 | TRUE | 2022+10 | 2032+00 | TRUE | TRUE | FALSE | FALSE | -312 | 33.8 | TRUE | TRUE | FALSE | FALSE | 0 | 0 | TRUE | TRUE | TRUE | -312 | 33.8 | 0 | 0 | -3120 | 338 | 0 | 0 | 3423.1829 | 100000 | #N/A | 100000 | 0.034232 | 1 | #N/A | 0 | 0.00018167 | 0.005307 | #N/A | 0.005307 |  | 328 | 23.1197 | PASS | 1.227 | PASS | Eligible | -0.56681 | 1.7938 | 328 | 2.3151 | kWh | 678.3311 | N/A | N/A | 23.1514 |  | 328 | 1 | -312 | 33.8 | 0 | 0 | 10 | 0
| SWWH028E | RFF | Ex | CZ09 |  | 329 | SWWH028E | 1 | 10 | 2022 | natural gas | electricity | NR |  | -312 |  | 33.8 | -312 |  | 33.8 |  | -312 | 33.8 | 0 | 0 |  | 0 | 0 |  | TRUE | 10 | 0 | 0 | TRUE | 2022+10 | 2032+00 | TRUE | TRUE | FALSE | FALSE | -312 | 33.8 | TRUE | TRUE | FALSE | FALSE | 0 | 0 | TRUE | TRUE | TRUE | -312 | 33.8 | 0 | 0 | -3120 | 338 | 0 | 0 | 3423.1829 | 100000 | #N/A | 100000 | 0.034232 | 1 | #N/A | 0 | 0.00018167 | 0.005307 | #N/A | 0.005307 |  | 329 | 23.1197 | PASS | 1.227 | PASS | Eligible | -0.56681 | 1.7938 | 329 | 2.3151 | kWh | 678.3311 | N/A | N/A | 23.1514 |  | 329 | 1 | -312 | 33.8 | 0 | 0 | 10 | 0
| SWWH028E | RFF | Ex | CZ10 |  | 330 | SWWH028E | 1 | 10 | 2022 | natural gas | electricity | NR |  | -310 |  | 33.6 | -310 |  | 33.6 |  | -310 | 33.6 | 0 | 0 |  | 0 | 0 |  | TRUE | 10 | 0 | 0 | TRUE | 2022+10 | 2032+00 | TRUE | TRUE | FALSE | FALSE | -310 | 33.6 | TRUE | TRUE | FALSE | FALSE | 0 | 0 | TRUE | TRUE | TRUE | -310 | 33.6 | 0 | 0 | -3100 | 336 | 0 | 0 | 3423.1829 | 100000 | #N/A | 100000 | 0.034232 | 1 | #N/A | 0 | 0.00018167 | 0.005307 | #N/A | 0.005307 |  | 330 | 22.9881 | PASS | 1.22 | PASS | Eligible | -0.56318 | 1.7832 | 330 | 2.302 | kWh | 674.4711 | N/A | N/A | 23.0197 |  | 330 | 1 | -310 | 33.6 | 0 | 0 | 10 | 0
| SWWH028E | RFF | Ex | CZ11 |  | 331 | SWWH028E | 1 | 10 | 2022 | natural gas | electricity | NR |  | -317 |  | 34 | -317 |  | 34 |  | -317 | 34 | 0 | 0 |  | 0 | 0 |  | TRUE | 10 | 0 | 0 | TRUE | 2022+10 | 2032+00 | TRUE | TRUE | FALSE | FALSE | -317 | 34 | TRUE | TRUE | FALSE | FALSE | 0 | 0 | TRUE | TRUE | TRUE | -317 | 34 | 0 | 0 | -3170 | 340 | 0 | 0 | 3423.1829 | 100000 | #N/A | 100000 | 0.034232 | 1 | #N/A | 0 | 0.00018167 | 0.005307 | #N/A | 0.005307 |  | 331 | 23.1485 | PASS | 1.2285 | PASS | Eligible | -0.57589 | 1.8044 | 331 | 2.3181 | kWh | 679.191 | N/A | N/A | 23.1808 |  | 331 | 1 | -317 | 34 | 0 | 0 | 10 | 0
| SWWH028E | RFF | Ex | CZ12 |  | 332 | SWWH028E | 1 | 10 | 2022 | natural gas | electricity | NR |  | -328 |  | 35 | -328 |  | 35 |  | -328 | 35 | 0 | 0 |  | 0 | 0 |  | TRUE | 10 | 0 | 0 | TRUE | 2022+10 | 2032+00 | TRUE | TRUE | FALSE | FALSE | -328 | 35 | TRUE | TRUE | FALSE | FALSE | 0 | 0 | TRUE | TRUE | TRUE | -328 | 35 | 0 | 0 | -3280 | 350 | 0 | 0 | 3423.1829 | 100000 | #N/A | 100000 | 0.034232 | 1 | #N/A | 0 | 0.00018167 | 0.005307 | #N/A | 0.005307 |  | 332 | 23.772 | PASS | 1.2616 | PASS | Eligible | -0.59588 | 1.8575 | 332 | 2.3805 | kWh | 697.4908 | N/A | N/A | 23.8054 |  | 332 | 1 | -328 | 35 | 0 | 0 | 10 | 0
| SWWH028E | RFF | Ex | CZ13 |  | 333 | SWWH028E | 1 | 10 | 2022 | natural gas | electricity | NR |  | -312 |  | 33.6 | -312 |  | 33.6 |  | -312 | 33.6 | 0 | 0 |  | 0 | 0 |  | TRUE | 10 | 0 | 0 | TRUE | 2022+10 | 2032+00 | TRUE | TRUE | FALSE | FALSE | -312 | 33.6 | TRUE | TRUE | FALSE | FALSE | 0 | 0 | TRUE | TRUE | TRUE | -312 | 33.6 | 0 | 0 | -3120 | 336 | 0 | 0 | 3423.1829 | 100000 | #N/A | 100000 | 0.034232 | 1 | #N/A | 0 | 0.00018167 | 0.005307 | #N/A | 0.005307 |  | 333 | 22.9197 | PASS | 1.2164 | PASS | Eligible | -0.56681 | 1.7832 | 333 | 2.2951 | kWh | 672.4711 | N/A | N/A | 22.9514 |  | 333 | 1 | -312 | 33.6 | 0 | 0 | 10 | 0
| SWWH028E | RFF | Ex | CZ14 |  | 334 | SWWH028E | 1 | 10 | 2022 | natural gas | electricity | NR |  | -319 |  | 34.3 | -319 |  | 34.3 |  | -319 | 34.3 | 0 | 0 |  | 0 | 0 |  | TRUE | 10 | 0 | 0 | TRUE | 2022+10 | 2032+00 | TRUE | TRUE | FALSE | FALSE | -319 | 34.3 | TRUE | TRUE | FALSE | FALSE | 0 | 0 | TRUE | TRUE | TRUE | -319 | 34.3 | 0 | 0 | -3190 | 343 | 0 | 0 | 3423.1829 | 100000 | #N/A | 100000 | 0.034232 | 1 | #N/A | 0 | 0.00018167 | 0.005307 | #N/A | 0.005307 |  | 334 | 23.38 | PASS | 1.2408 | PASS | Eligible | -0.57953 | 1.8203 | 334 | 2.3413 | kWh | 685.981 | N/A | N/A | 23.4125 |  | 334 | 1 | -319 | 34.3 | 0 | 0 | 10 | 0
| SWWH028E | RFF | Ex | CZ15 |  | 335 | SWWH028E | 1 | 10 | 2022 | natural gas | electricity | NR |  | -256 |  | 28.6 | -256 |  | 28.6 |  | -256 | 28.6 | 0 | 0 |  | 0 | 0 |  | TRUE | 10 | 0 | 0 | TRUE | 2022+10 | 2032+00 | TRUE | TRUE | FALSE | FALSE | -256 | 28.6 | TRUE | TRUE | FALSE | FALSE | 0 | 0 | TRUE | TRUE | TRUE | -256 | 28.6 | 0 | 0 | -2560 | 286 | 0 | 0 | 3423.1829 | 100000 | #N/A | 100000 | 0.034232 | 1 | #N/A | 0 | 0.00018167 | 0.005307 | #N/A | 0.005307 |  | 335 | 19.8367 | PASS | 1.0527 | PASS | Eligible | -0.46507 | 1.5178 | 335 | 1.9863 | kWh | 581.9725 | N/A | N/A | 19.8627 |  | 335 | 1 | -256 | 28.6 | 0 | 0 | 10 | 0
| SWWH028E | RFF | Ex | CZ16 |  | 336 | SWWH028E | 1 | 10 | 2022 | natural gas | electricity | NR |  | -374 |  | 39 | -374 |  | 39 |  | -374 | 39 | 0 | 0 |  | 0 | 0 |  | TRUE | 10 | 0 | 0 | TRUE | 2022+10 | 2032+00 | TRUE | TRUE | FALSE | FALSE | -374 | 39 | TRUE | TRUE | FALSE | FALSE | 0 | 0 | TRUE | TRUE | TRUE | -374 | 39 | 0 | 0 | -3740 | 390 | 0 | 0 | 3423.1829 | 100000 | #N/A | 100000 | 0.034232 | 1 | #N/A | 0 | 0.00018167 | 0.005307 | #N/A | 0.005307 |  | 336 | 26.1973 | PASS | 1.3903 | PASS | Eligible | -0.67944 | 2.0697 | 336 | 2.6235 | kWh | 768.6897 | N/A | N/A | 26.2354 |  | 336 | 1 | -374 | 39 | 0 | 0 | 10 | 0
| SWWH028E | Rt3 | Ex | CZ01 |  | 337 | SWWH028E | 1 | 10 | 2022 | natural gas | electricity | NR |  | -571 |  | 59.4 | -571 |  | 59.4 |  | -571 | 59.4 | 0 | 0 |  | 0 | 0 |  | TRUE | 10 | 0 | 0 | TRUE | 2022+10 | 2032+00 | TRUE | TRUE | FALSE | FALSE | -571 | 59.4 | TRUE | TRUE | FALSE | FALSE | 0 | 0 | TRUE | TRUE | TRUE | -571 | 59.4 | 0 | 0 | -5710 | 594 | 0 | 0 | 3423.1829 | 100000 | #N/A | 100000 | 0.034232 | 1 | #N/A | 0 | 0.00018167 | 0.005307 | #N/A | 0.005307 |  | 337 | 39.8536 | PASS | 2.115 | PASS | Eligible | -1.0373 | 3.1524 | 337 | 3.9912 | kWh | 1169.4043 | N/A | N/A | 39.9118 |  | 337 | 1 | -571 | 59.4 | 0 | 0 | 10 | 0
| SWWH028E | Rt3 | Ex | CZ02 |  | 338 | SWWH028E | 1 | 10 | 2022 | natural gas | electricity | NR |  | -512 |  | 55.3 | -512 |  | 55.3 |  | -512 | 55.3 | 0 | 0 |  | 0 | 0 |  | TRUE | 10 | 0 | 0 | TRUE | 2022+10 | 2032+00 | TRUE | TRUE | FALSE | FALSE | -512 | 55.3 | TRUE | TRUE | FALSE | FALSE | 0 | 0 | TRUE | TRUE | TRUE | -512 | 55.3 | 0 | 0 | -5120 | 553 | 0 | 0 | 3423.1829 | 100000 | #N/A | 100000 | 0.034232 | 1 | #N/A | 0 | 0.00018167 | 0.005307 | #N/A | 0.005307 |  | 338 | 37.7733 | PASS | 2.0046 | PASS | Eligible | -0.93015 | 2.9348 | 338 | 3.7825 | kWh | 1108.2754 | N/A | N/A | 37.8254 |  | 338 | 1 | -512 | 55.3 | 0 | 0 | 10 | 0
| SWWH028E | Rt3 | Ex | CZ03 |  | 339 | SWWH028E | 1 | 10 | 2022 | natural gas | electricity | NR |  | -522 |  | 55.7 | -522 |  | 55.7 |  | -522 | 55.7 | 0 | 0 |  | 0 | 0 |  | TRUE | 10 | 0 | 0 | TRUE | 2022+10 | 2032+00 | TRUE | TRUE | FALSE | FALSE | -522 | 55.7 | TRUE | TRUE | FALSE | FALSE | 0 | 0 | TRUE | TRUE | TRUE | -522 | 55.7 | 0 | 0 | -5220 | 557 | 0 | 0 | 3423.1829 | 100000 | #N/A | 100000 | 0.034232 | 1 | #N/A | 0 | 0.00018167 | 0.005307 | #N/A | 0.005307 |  | 339 | 37.831 | PASS | 2.0077 | PASS | Eligible | -0.94832 | 2.956 | 339 | 3.7884 | kWh | 1109.9953 | N/A | N/A | 37.8841 |  | 339 | 1 | -522 | 55.7 | 0 | 0 | 10 | 0
| SWWH028E | Rt3 | Ex | CZ04 |  | 340 | SWWH028E | 1 | 10 | 2022 | natural gas | electricity | NR |  | -495 |  | 53.9 | -495 |  | 53.9 |  | -495 | 53.9 | 0 | 0 |  | 0 | 0 |  | TRUE | 10 | 0 | 0 | TRUE | 2022+10 | 2032+00 | TRUE | TRUE | FALSE | FALSE | -495 | 53.9 | TRUE | TRUE | FALSE | FALSE | 0 | 0 | TRUE | TRUE | TRUE | -495 | 53.9 | 0 | 0 | -4950 | 539 | 0 | 0 | 3423.1829 | 100000 | #N/A | 100000 | 0.034232 | 1 | #N/A | 0 | 0.00018167 | 0.005307 | #N/A | 0.005307 |  | 340 | 36.9552 | PASS | 1.9612 | PASS | Eligible | -0.89926 | 2.8605 | 340 | 3.7006 | kWh | 1084.2558 | N/A | N/A | 37.0057 |  | 340 | 1 | -495 | 53.9 | 0 | 0 | 10 | 0
| SWWH028E | Rt3 | Ex | CZ05 |  | 341 | SWWH028E | 1 | 10 | 2022 | natural gas | electricity | NR |  | -531 |  | 56.5 | -531 |  | 56.5 |  | -531 | 56.5 | 0 | 0 |  | 0 | 0 |  | TRUE | 10 | 0 | 0 | TRUE | 2022+10 | 2032+00 | TRUE | TRUE | FALSE | FALSE | -531 | 56.5 | TRUE | TRUE | FALSE | FALSE | 0 | 0 | TRUE | TRUE | TRUE | -531 | 56.5 | 0 | 0 | -5310 | 565 | 0 | 0 | 3423.1829 | 100000 | #N/A | 100000 | 0.034232 | 1 | #N/A | 0 | 0.00018167 | 0.005307 | #N/A | 0.005307 |  | 341 | 38.3229 | PASS | 2.0338 | PASS | Eligible | -0.96467 | 2.9985 | 341 | 3.8377 | kWh | 1124.4351 | N/A | N/A | 38.377 |  | 341 | 1 | -531 | 56.5 | 0 | 0 | 10 | 0
| SWWH028E | Rt3 | Ex | CZ06 |  | 342 | SWWH028E | 1 | 10 | 2022 | natural gas | electricity | NR |  | -478 |  | 52.5 | -478 |  | 52.5 |  | -478 | 52.5 | 0 | 0 |  | 0 | 0 |  | TRUE | 10 | 0 | 0 | TRUE | 2022+10 | 2032+00 | TRUE | TRUE | FALSE | FALSE | -478 | 52.5 | TRUE | TRUE | FALSE | FALSE | 0 | 0 | TRUE | TRUE | TRUE | -478 | 52.5 | 0 | 0 | -4780 | 525 | 0 | 0 | 3423.1829 | 100000 | #N/A | 100000 | 0.034232 | 1 | #N/A | 0 | 0.00018167 | 0.005307 | #N/A | 0.005307 |  | 342 | 36.1372 | PASS | 1.9178 | PASS | Eligible | -0.86838 | 2.7862 | 342 | 3.6186 | kWh | 1060.2362 | N/A | N/A | 36.1859 |  | 342 | 1 | -478 | 52.5 | 0 | 0 | 10 | 0
| SWWH028E | Rt3 | Ex | CZ07 |  | 343 | SWWH028E | 1 | 10 | 2022 | natural gas | electricity | NR |  | -475 |  | 52 | -475 |  | 52 |  | -475 | 52 | 0 | 0 |  | 0 | 0 |  | TRUE | 10 | 0 | 0 | TRUE | 2022+10 | 2032+00 | TRUE | TRUE | FALSE | FALSE | -475 | 52 | TRUE | TRUE | FALSE | FALSE | 0 | 0 | TRUE | TRUE | TRUE | -475 | 52 | 0 | 0 | -4750 | 520 | 0 | 0 | 3423.1829 | 100000 | #N/A | 100000 | 0.034232 | 1 | #N/A | 0 | 0.00018167 | 0.005307 | #N/A | 0.005307 |  | 343 | 35.7399 | PASS | 1.8967 | PASS | Eligible | -0.86293 | 2.7597 | 343 | 3.5788 | kWh | 1048.5863 | N/A | N/A | 35.7882 |  | 343 | 1 | -475 | 52 | 0 | 0 | 10 | 0
| SWWH028E | Rt3 | Ex | CZ08 |  | 344 | SWWH028E | 1 | 10 | 2022 | natural gas | electricity | NR |  | -461 |  | 51.1 | -461 |  | 51.1 |  | -461 | 51.1 | 0 | 0 |  | 0 | 0 |  | TRUE | 10 | 0 | 0 | TRUE | 2022+10 | 2032+00 | TRUE | TRUE | FALSE | FALSE | -461 | 51.1 | TRUE | TRUE | FALSE | FALSE | 0 | 0 | TRUE | TRUE | TRUE | -461 | 51.1 | 0 | 0 | -4610 | 511 | 0 | 0 | 3423.1829 | 100000 | #N/A | 100000 | 0.034232 | 1 | #N/A | 0 | 0.00018167 | 0.005307 | #N/A | 0.005307 |  | 344 | 35.3191 | PASS | 1.8744 | PASS | Eligible | -0.8375 | 2.7119 | 344 | 3.5366 | kWh | 1036.2165 | N/A | N/A | 35.3661 |  | 344 | 1 | -461 | 51.1 | 0 | 0 | 10 | 0
| SWWH028E | Rt3 | Ex | CZ09 |  | 345 | SWWH028E | 1 | 10 | 2022 | natural gas | electricity | NR |  | -462 |  | 51.1 | -462 |  | 51.1 |  | -462 | 51.1 | 0 | 0 |  | 0 | 0 |  | TRUE | 10 | 0 | 0 | TRUE | 2022+10 | 2032+00 | TRUE | TRUE | FALSE | FALSE | -462 | 51.1 | TRUE | TRUE | FALSE | FALSE | 0 | 0 | TRUE | TRUE | TRUE | -462 | 51.1 | 0 | 0 | -4620 | 511 | 0 | 0 | 3423.1829 | 100000 | #N/A | 100000 | 0.034232 | 1 | #N/A | 0 | 0.00018167 | 0.005307 | #N/A | 0.005307 |  | 345 | 35.2849 | PASS | 1.8726 | PASS | Eligible | -0.83931 | 2.7119 | 345 | 3.5332 | kWh | 1035.2165 | N/A | N/A | 35.3319 |  | 345 | 1 | -462 | 51.1 | 0 | 0 | 10 | 0
| SWWH028E | Rt3 | Ex | CZ10 |  | 346 | SWWH028E | 1 | 10 | 2022 | natural gas | electricity | NR |  | -459 |  | 50.8 | -459 |  | 50.8 |  | -459 | 50.8 | 0 | 0 |  | 0 | 0 |  | TRUE | 10 | 0 | 0 | TRUE | 2022+10 | 2032+00 | TRUE | TRUE | FALSE | FALSE | -459 | 50.8 | TRUE | TRUE | FALSE | FALSE | 0 | 0 | TRUE | TRUE | TRUE | -459 | 50.8 | 0 | 0 | -4590 | 508 | 0 | 0 | 3423.1829 | 100000 | #N/A | 100000 | 0.034232 | 1 | #N/A | 0 | 0.00018167 | 0.005307 | #N/A | 0.005307 |  | 346 | 35.0876 | PASS | 1.8621 | PASS | Eligible | -0.83386 | 2.696 | 346 | 3.5134 | kWh | 1029.4266 | N/A | N/A | 35.1343 |  | 346 | 1 | -459 | 50.8 | 0 | 0 | 10 | 0
| SWWH028E | Rt3 | Ex | CZ11 |  | 347 | SWWH028E | 1 | 10 | 2022 | natural gas | electricity | NR |  | -470 |  | 51.5 | -470 |  | 51.5 |  | -470 | 51.5 | 0 | 0 |  | 0 | 0 |  | TRUE | 10 | 0 | 0 | TRUE | 2022+10 | 2032+00 | TRUE | TRUE | FALSE | FALSE | -470 | 51.5 | TRUE | TRUE | FALSE | FALSE | 0 | 0 | TRUE | TRUE | TRUE | -470 | 51.5 | 0 | 0 | -4700 | 515 | 0 | 0 | 3423.1829 | 100000 | #N/A | 100000 | 0.034232 | 1 | #N/A | 0 | 0.00018167 | 0.005307 | #N/A | 0.005307 |  | 347 | 35.411 | PASS | 1.8793 | PASS | Eligible | -0.85385 | 2.7331 | 347 | 3.5459 | kWh | 1038.9364 | N/A | N/A | 35.4589 |  | 347 | 1 | -470 | 51.5 | 0 | 0 | 10 | 0
| SWWH028E | Rt3 | Ex | CZ12 |  | 348 | SWWH028E | 1 | 10 | 2022 | natural gas | electricity | NR |  | -485 |  | 53 | -485 |  | 53 |  | -485 | 53 | 0 | 0 |  | 0 | 0 |  | TRUE | 10 | 0 | 0 | TRUE | 2022+10 | 2032+00 | TRUE | TRUE | FALSE | FALSE | -485 | 53 | TRUE | TRUE | FALSE | FALSE | 0 | 0 | TRUE | TRUE | TRUE | -485 | 53 | 0 | 0 | -4850 | 530 | 0 | 0 | 3423.1829 | 100000 | #N/A | 100000 | 0.034232 | 1 | #N/A | 0 | 0.00018167 | 0.005307 | #N/A | 0.005307 |  | 348 | 36.3976 | PASS | 1.9316 | PASS | Eligible | -0.8811 | 2.8127 | 348 | 3.6447 | kWh | 1067.886 | N/A | N/A | 36.447 |  | 348 | 1 | -485 | 53 | 0 | 0 | 10 | 0
| SWWH028E | Rt3 | Ex | CZ13 |  | 349 | SWWH028E | 1 | 10 | 2022 | natural gas | electricity | NR |  | -462 |  | 50.9 | -462 |  | 50.9 |  | -462 | 50.9 | 0 | 0 |  | 0 | 0 |  | TRUE | 10 | 0 | 0 | TRUE | 2022+10 | 2032+00 | TRUE | TRUE | FALSE | FALSE | -462 | 50.9 | TRUE | TRUE | FALSE | FALSE | 0 | 0 | TRUE | TRUE | TRUE | -462 | 50.9 | 0 | 0 | -4620 | 509 | 0 | 0 | 3423.1829 | 100000 | #N/A | 100000 | 0.034232 | 1 | #N/A | 0 | 0.00018167 | 0.005307 | #N/A | 0.005307 |  | 349 | 35.0849 | PASS | 1.862 | PASS | Eligible | -0.83931 | 2.7013 | 349 | 3.5132 | kWh | 1029.3566 | N/A | N/A | 35.1319 |  | 349 | 1 | -462 | 50.9 | 0 | 0 | 10 | 0
| SWWH028E | Rt3 | Ex | CZ14 |  | 350 | SWWH028E | 1 | 10 | 2022 | natural gas | electricity | NR |  | -472 |  | 51.8 | -472 |  | 51.8 |  | -472 | 51.8 | 0 | 0 |  | 0 | 0 |  | TRUE | 10 | 0 | 0 | TRUE | 2022+10 | 2032+00 | TRUE | TRUE | FALSE | FALSE | -472 | 51.8 | TRUE | TRUE | FALSE | FALSE | 0 | 0 | TRUE | TRUE | TRUE | -472 | 51.8 | 0 | 0 | -4720 | 518 | 0 | 0 | 3423.1829 | 100000 | #N/A | 100000 | 0.034232 | 1 | #N/A | 0 | 0.00018167 | 0.005307 | #N/A | 0.005307 |  | 350 | 35.6426 | PASS | 1.8916 | PASS | Eligible | -0.85748 | 2.749 | 350 | 3.5691 | kWh | 1045.7263 | N/A | N/A | 35.6906 |  | 350 | 1 | -472 | 51.8 | 0 | 0 | 10 | 0
| SWWH028E | Rt3 | Ex | CZ15 |  | 351 | SWWH028E | 1 | 10 | 2022 | natural gas | electricity | NR |  | -379 |  | 43.5 | -379 |  | 43.5 |  | -379 | 43.5 | 0 | 0 |  | 0 | 0 |  | TRUE | 10 | 0 | 0 | TRUE | 2022+10 | 2032+00 | TRUE | TRUE | FALSE | FALSE | -379 | 43.5 | TRUE | TRUE | FALSE | FALSE | 0 | 0 | TRUE | TRUE | TRUE | -379 | 43.5 | 0 | 0 | -3790 | 435 | 0 | 0 | 3423.1829 | 100000 | #N/A | 100000 | 0.034232 | 1 | #N/A | 0 | 0.00018167 | 0.005307 | #N/A | 0.005307 |  | 351 | 30.5261 | PASS | 1.62 | PASS | Eligible | -0.68853 | 2.3086 | 351 | 3.0565 | kWh | 895.5385 | N/A | N/A | 30.5647 |  | 351 | 1 | -379 | 43.5 | 0 | 0 | 10 | 0
| SWWH028E | Rt3 | Ex | CZ16 |  | 352 | SWWH028E | 1 | 10 | 2022 | natural gas | electricity | NR |  | -553 |  | 58.8 | -553 |  | 58.8 |  | -553 | 58.8 | 0 | 0 |  | 0 | 0 |  | TRUE | 10 | 0 | 0 | TRUE | 2022+10 | 2032+00 | TRUE | TRUE | FALSE | FALSE | -553 | 58.8 | TRUE | TRUE | FALSE | FALSE | 0 | 0 | TRUE | TRUE | TRUE | -553 | 58.8 | 0 | 0 | -5530 | 588 | 0 | 0 | 3423.1829 | 100000 | #N/A | 100000 | 0.034232 | 1 | #N/A | 0 | 0.00018167 | 0.005307 | #N/A | 0.005307 |  | 352 | 39.8698 | PASS | 2.1159 | PASS | Eligible | -1.0046 | 3.1205 | 352 | 3.9926 | kWh | 1169.8245 | N/A | N/A | 39.9261 |  | 352 | 1 | -553 | 58.8 | 0 | 0 | 10 | 0
| SWWH028E | RtL | Ex | CZ01 |  | 353 | SWWH028E | 1 | 10 | 2022 | natural gas | electricity | NR |  | -349 |  | 40.1 | -349 |  | 40.1 |  | -349 | 40.1 | 0 | 0 |  | 0 | 0 |  | TRUE | 10 | 0 | 0 | TRUE | 2022+10 | 2032+00 | TRUE | TRUE | FALSE | FALSE | -349 | 40.1 | TRUE | TRUE | FALSE | FALSE | 0 | 0 | TRUE | TRUE | TRUE | -349 | 40.1 | 0 | 0 | -3490 | 401 | 0 | 0 | 3423.1829 | 100000 | #N/A | 100000 | 0.034232 | 1 | #N/A | 0 | 0.00018167 | 0.005307 | #N/A | 0.005307 |  | 353 | 28.1531 | PASS | 1.4941 | PASS | Eligible | -0.63403 | 2.1281 | 353 | 2.8189 | kWh | 825.9194 | N/A | N/A | 28.1886 |  | 353 | 1 | -349 | 40.1 | 0 | 0 | 10 | 0
| SWWH028E | RtL | Ex | CZ02 |  | 354 | SWWH028E | 1 | 10 | 2022 | natural gas | electricity | NR |  | -314 |  | 37.4 | -314 |  | 37.4 |  | -314 | 37.4 | 0 | 0 |  | 0 | 0 |  | TRUE | 10 | 0 | 0 | TRUE | 2022+10 | 2032+00 | TRUE | TRUE | FALSE | FALSE | -314 | 37.4 | TRUE | TRUE | FALSE | FALSE | 0 | 0 | TRUE | TRUE | TRUE | -314 | 37.4 | 0 | 0 | -3140 | 374 | 0 | 0 | 3423.1829 | 100000 | #N/A | 100000 | 0.034232 | 1 | #N/A | 0 | 0.00018167 | 0.005307 | #N/A | 0.005307 |  | 354 | 26.6512 | PASS | 1.4144 | PASS | Eligible | -0.57044 | 1.9848 | 354 | 2.6683 | kWh | 781.8101 | N/A | N/A | 26.6832 |  | 354 | 1 | -314 | 37.4 | 0 | 0 | 10 | 0
| SWWH028E | RtL | Ex | CZ03 |  | 355 | SWWH028E | 1 | 10 | 2022 | natural gas | electricity | NR |  | -320 |  | 37.7 | -320 |  | 37.7 |  | -320 | 37.7 | 0 | 0 |  | 0 | 0 |  | TRUE | 10 | 0 | 0 | TRUE | 2022+10 | 2032+00 | TRUE | TRUE | FALSE | FALSE | -320 | 37.7 | TRUE | TRUE | FALSE | FALSE | 0 | 0 | TRUE | TRUE | TRUE | -320 | 37.7 | 0 | 0 | -3200 | 377 | 0 | 0 | 3423.1829 | 100000 | #N/A | 100000 | 0.034232 | 1 | #N/A | 0 | 0.00018167 | 0.005307 | #N/A | 0.005307 |  | 355 | 26.7458 | PASS | 1.4194 | PASS | Eligible | -0.58134 | 2.0008 | 355 | 2.6778 | kWh | 784.6001 | N/A | N/A | 26.7784 |  | 355 | 1 | -320 | 37.7 | 0 | 0 | 10 | 0
| SWWH028E | RtL | Ex | CZ04 |  | 356 | SWWH028E | 1 | 10 | 2022 | natural gas | electricity | NR |  | -303 |  | 36.5 | -303 |  | 36.5 |  | -303 | 36.5 | 0 | 0 |  | 0 | 0 |  | TRUE | 10 | 0 | 0 | TRUE | 2022+10 | 2032+00 | TRUE | TRUE | FALSE | FALSE | -303 | 36.5 | TRUE | TRUE | FALSE | FALSE | 0 | 0 | TRUE | TRUE | TRUE | -303 | 36.5 | 0 | 0 | -3030 | 365 | 0 | 0 | 3423.1829 | 100000 | #N/A | 100000 | 0.034232 | 1 | #N/A | 0 | 0.00018167 | 0.005307 | #N/A | 0.005307 |  | 356 | 26.1278 | PASS | 1.3866 | PASS | Eligible | -0.55046 | 1.9371 | 356 | 2.6159 | kWh | 766.4404 | N/A | N/A | 26.1586 |  | 356 | 1 | -303 | 36.5 | 0 | 0 | 10 | 0
| SWWH028E | RtL | Ex | CZ05 |  | 357 | SWWH028E | 1 | 10 | 2022 | natural gas | electricity | NR |  | -326 |  | 38.2 | -326 |  | 38.2 |  | -326 | 38.2 | 0 | 0 |  | 0 | 0 |  | TRUE | 10 | 0 | 0 | TRUE | 2022+10 | 2032+00 | TRUE | TRUE | FALSE | FALSE | -326 | 38.2 | TRUE | TRUE | FALSE | FALSE | 0 | 0 | TRUE | TRUE | TRUE | -326 | 38.2 | 0 | 0 | -3260 | 382 | 0 | 0 | 3423.1829 | 100000 | #N/A | 100000 | 0.034232 | 1 | #N/A | 0 | 0.00018167 | 0.005307 | #N/A | 0.005307 |  | 357 | 27.0404 | PASS | 1.435 | PASS | Eligible | -0.59224 | 2.0273 | 357 | 2.7074 | kWh | 793.2499 | N/A | N/A | 27.0736 |  | 357 | 1 | -326 | 38.2 | 0 | 0 | 10 | 0
| SWWH028E | RtL | Ex | CZ06 |  | 358 | SWWH028E | 1 | 10 | 2022 | natural gas | electricity | NR |  | -293 |  | 35.6 | -293 |  | 35.6 |  | -293 | 35.6 | 0 | 0 |  | 0 | 0 |  | TRUE | 10 | 0 | 0 | TRUE | 2022+10 | 2032+00 | TRUE | TRUE | FALSE | FALSE | -293 | 35.6 | TRUE | TRUE | FALSE | FALSE | 0 | 0 | TRUE | TRUE | TRUE | -293 | 35.6 | 0 | 0 | -2930 | 356 | 0 | 0 | 3423.1829 | 100000 | #N/A | 100000 | 0.034232 | 1 | #N/A | 0 | 0.00018167 | 0.005307 | #N/A | 0.005307 |  | 358 | 25.5701 | PASS | 1.357 | PASS | Eligible | -0.53229 | 1.8893 | 358 | 2.56 | kWh | 750.0706 | N/A | N/A | 25.5999 |  | 358 | 1 | -293 | 35.6 | 0 | 0 | 10 | 0
| SWWH028E | RtL | Ex | CZ07 |  | 359 | SWWH028E | 1 | 10 | 2022 | natural gas | electricity | NR |  | -291 |  | 35.3 | -291 |  | 35.3 |  | -291 | 35.3 | 0 | 0 |  | 0 | 0 |  | TRUE | 10 | 0 | 0 | TRUE | 2022+10 | 2032+00 | TRUE | TRUE | FALSE | FALSE | -291 | 35.3 | TRUE | TRUE | FALSE | FALSE | 0 | 0 | TRUE | TRUE | TRUE | -291 | 35.3 | 0 | 0 | -2910 | 353 | 0 | 0 | 3423.1829 | 100000 | #N/A | 100000 | 0.034232 | 1 | #N/A | 0 | 0.00018167 | 0.005307 | #N/A | 0.005307 |  | 359 | 25.3385 | PASS | 1.3447 | PASS | Eligible | -0.52866 | 1.8734 | 359 | 2.5368 | kWh | 743.2807 | N/A | N/A | 25.3682 |  | 359 | 1 | -291 | 35.3 | 0 | 0 | 10 | 0
| SWWH028E | RtL | Ex | CZ08 |  | 360 | SWWH028E | 1 | 10 | 2022 | natural gas | electricity | NR |  | -283 |  | 34.7 | -283 |  | 34.7 |  | -283 | 34.7 | 0 | 0 |  | 0 | 0 |  | TRUE | 10 | 0 | 0 | TRUE | 2022+10 | 2032+00 | TRUE | TRUE | FALSE | FALSE | -283 | 34.7 | TRUE | TRUE | FALSE | FALSE | 0 | 0 | TRUE | TRUE | TRUE | -283 | 34.7 | 0 | 0 | -2830 | 347 | 0 | 0 | 3423.1829 | 100000 | #N/A | 100000 | 0.034232 | 1 | #N/A | 0 | 0.00018167 | 0.005307 | #N/A | 0.005307 |  | 360 | 25.0124 | PASS | 1.3274 | PASS | Eligible | -0.51412 | 1.8415 | 360 | 2.5041 | kWh | 733.7008 | N/A | N/A | 25.0412 |  | 360 | 1 | -283 | 34.7 | 0 | 0 | 10 | 0
| SWWH028E | RtL | Ex | CZ09 |  | 361 | SWWH028E | 1 | 10 | 2022 | natural gas | electricity | NR |  | -282 |  | 34.6 | -282 |  | 34.6 |  | -282 | 34.6 | 0 | 0 |  | 0 | 0 |  | TRUE | 10 | 0 | 0 | TRUE | 2022+10 | 2032+00 | TRUE | TRUE | FALSE | FALSE | -282 | 34.6 | TRUE | TRUE | FALSE | FALSE | 0 | 0 | TRUE | TRUE | TRUE | -282 | 34.6 | 0 | 0 | -2820 | 346 | 0 | 0 | 3423.1829 | 100000 | #N/A | 100000 | 0.034232 | 1 | #N/A | 0 | 0.00018167 | 0.005307 | #N/A | 0.005307 |  | 361 | 24.9466 | PASS | 1.3239 | PASS | Eligible | -0.51231 | 1.8362 | 361 | 2.4975 | kWh | 731.7709 | N/A | N/A | 24.9753 |  | 361 | 1 | -282 | 34.6 | 0 | 0 | 10 | 0
| SWWH028E | RtL | Ex | CZ10 |  | 362 | SWWH028E | 1 | 10 | 2022 | natural gas | electricity | NR |  | -280 |  | 34.5 | -280 |  | 34.5 |  | -280 | 34.5 | 0 | 0 |  | 0 | 0 |  | TRUE | 10 | 0 | 0 | TRUE | 2022+10 | 2032+00 | TRUE | TRUE | FALSE | FALSE | -280 | 34.5 | TRUE | TRUE | FALSE | FALSE | 0 | 0 | TRUE | TRUE | TRUE | -280 | 34.5 | 0 | 0 | -2800 | 345 | 0 | 0 | 3423.1829 | 100000 | #N/A | 100000 | 0.034232 | 1 | #N/A | 0 | 0.00018167 | 0.005307 | #N/A | 0.005307 |  | 362 | 24.9151 | PASS | 1.3223 | PASS | Eligible | -0.50867 | 1.8309 | 362 | 2.4944 | kWh | 730.8409 | N/A | N/A | 24.9436 |  | 362 | 1 | -280 | 34.5 | 0 | 0 | 10 | 0
| SWWH028E | RtL | Ex | CZ11 |  | 363 | SWWH028E | 1 | 10 | 2022 | natural gas | electricity | NR |  | -286 |  | 34.9 | -286 |  | 34.9 |  | -286 | 34.9 | 0 | 0 |  | 0 | 0 |  | TRUE | 10 | 0 | 0 | TRUE | 2022+10 | 2032+00 | TRUE | TRUE | FALSE | FALSE | -286 | 34.9 | TRUE | TRUE | FALSE | FALSE | 0 | 0 | TRUE | TRUE | TRUE | -286 | 34.9 | 0 | 0 | -2860 | 349 | 0 | 0 | 3423.1829 | 100000 | #N/A | 100000 | 0.034232 | 1 | #N/A | 0 | 0.00018167 | 0.005307 | #N/A | 0.005307 |  | 363 | 25.1097 | PASS | 1.3326 | PASS | Eligible | -0.51958 | 1.8522 | 363 | 2.5139 | kWh | 736.5608 | N/A | N/A | 25.1388 |  | 363 | 1 | -286 | 34.9 | 0 | 0 | 10 | 0
| SWWH028E | RtL | Ex | CZ12 |  | 364 | SWWH028E | 1 | 10 | 2022 | natural gas | electricity | NR |  | -296 |  | 35.9 | -296 |  | 35.9 |  | -296 | 35.9 | 0 | 0 |  | 0 | 0 |  | TRUE | 10 | 0 | 0 | TRUE | 2022+10 | 2032+00 | TRUE | TRUE | FALSE | FALSE | -296 | 35.9 | TRUE | TRUE | FALSE | FALSE | 0 | 0 | TRUE | TRUE | TRUE | -296 | 35.9 | 0 | 0 | -2960 | 359 | 0 | 0 | 3423.1829 | 100000 | #N/A | 100000 | 0.034232 | 1 | #N/A | 0 | 0.00018167 | 0.005307 | #N/A | 0.005307 |  | 364 | 25.7674 | PASS | 1.3675 | PASS | Eligible | -0.53774 | 1.9052 | 364 | 2.5798 | kWh | 755.8605 | N/A | N/A | 25.7975 |  | 364 | 1 | -296 | 35.9 | 0 | 0 | 10 | 0
| SWWH028E | RtL | Ex | CZ13 |  | 365 | SWWH028E | 1 | 10 | 2022 | natural gas | electricity | NR |  | -282 |  | 34.5 | -282 |  | 34.5 |  | -282 | 34.5 | 0 | 0 |  | 0 | 0 |  | TRUE | 10 | 0 | 0 | TRUE | 2022+10 | 2032+00 | TRUE | TRUE | FALSE | FALSE | -282 | 34.5 | TRUE | TRUE | FALSE | FALSE | 0 | 0 | TRUE | TRUE | TRUE | -282 | 34.5 | 0 | 0 | -2820 | 345 | 0 | 0 | 3423.1829 | 100000 | #N/A | 100000 | 0.034232 | 1 | #N/A | 0 | 0.00018167 | 0.005307 | #N/A | 0.005307 |  | 365 | 24.8466 | PASS | 1.3186 | PASS | Eligible | -0.51231 | 1.8309 | 365 | 2.4875 | kWh | 728.8409 | N/A | N/A | 24.8753 |  | 365 | 1 | -282 | 34.5 | 0 | 0 | 10 | 0
| SWWH028E | RtL | Ex | CZ14 |  | 366 | SWWH028E | 1 | 10 | 2022 | natural gas | electricity | NR |  | -288 |  | 35.1 | -288 |  | 35.1 |  | -288 | 35.1 | 0 | 0 |  | 0 | 0 |  | TRUE | 10 | 0 | 0 | TRUE | 2022+10 | 2032+00 | TRUE | TRUE | FALSE | FALSE | -288 | 35.1 | TRUE | TRUE | FALSE | FALSE | 0 | 0 | TRUE | TRUE | TRUE | -288 | 35.1 | 0 | 0 | -2880 | 351 | 0 | 0 | 3423.1829 | 100000 | #N/A | 100000 | 0.034232 | 1 | #N/A | 0 | 0.00018167 | 0.005307 | #N/A | 0.005307 |  | 366 | 25.2412 | PASS | 1.3396 | PASS | Eligible | -0.52321 | 1.8628 | 366 | 2.5271 | kWh | 740.4207 | N/A | N/A | 25.2706 |  | 366 | 1 | -288 | 35.1 | 0 | 0 | 10 | 0
| SWWH028E | RtL | Ex | CZ15 |  | 367 | SWWH028E | 1 | 10 | 2022 | natural gas | electricity | NR |  | -231 |  | 29.8 | -231 |  | 29.8 |  | -231 | 29.8 | 0 | 0 |  | 0 | 0 |  | TRUE | 10 | 0 | 0 | TRUE | 2022+10 | 2032+00 | TRUE | TRUE | FALSE | FALSE | -231 | 29.8 | TRUE | TRUE | FALSE | FALSE | 0 | 0 | TRUE | TRUE | TRUE | -231 | 29.8 | 0 | 0 | -2310 | 298 | 0 | 0 | 3423.1829 | 100000 | #N/A | 100000 | 0.034232 | 1 | #N/A | 0 | 0.00018167 | 0.005307 | #N/A | 0.005307 |  | 367 | 21.8924 | PASS | 1.1618 | PASS | Eligible | -0.41966 | 1.5815 | 367 | 2.1916 | kWh | 642.1321 | N/A | N/A | 21.916 |  | 367 | 1 | -231 | 29.8 | 0 | 0 | 10 | 0
| SWWH028E | RtL | Ex | CZ16 |  | 368 | SWWH028E | 1 | 10 | 2022 | natural gas | electricity | NR |  | -338 |  | 39.6 | -338 |  | 39.6 |  | -338 | 39.6 | 0 | 0 |  | 0 | 0 |  | TRUE | 10 | 0 | 0 | TRUE | 2022+10 | 2032+00 | TRUE | TRUE | FALSE | FALSE | -338 | 39.6 | TRUE | TRUE | FALSE | FALSE | 0 | 0 | TRUE | TRUE | TRUE | -338 | 39.6 | 0 | 0 | -3380 | 396 | 0 | 0 | 3423.1829 | 100000 | #N/A | 100000 | 0.034232 | 1 | #N/A | 0 | 0.00018167 | 0.005307 | #N/A | 0.005307 |  | 368 | 28.0296 | PASS | 1.4875 | PASS | Eligible | -0.61404 | 2.1016 | 368 | 2.8064 | kWh | 822.2696 | N/A | N/A | 28.0641 |  | 368 | 1 | -338 | 39.6 | 0 | 0 | 10 | 0
| SWWH028E | RtS | Ex | CZ01 |  | 369 | SWWH028E | 1 | 10 | 2022 | natural gas | electricity | NR |  | -134 |  | 19.2 | -134 |  | 19.2 |  | -134 | 19.2 | 0 | 0 |  | 0 | 0 |  | TRUE | 10 | 0 | 0 | TRUE | 2022+10 | 2032+00 | TRUE | TRUE | FALSE | FALSE | -134 | 19.2 | TRUE | TRUE | FALSE | FALSE | 0 | 0 | TRUE | TRUE | TRUE | -134 | 19.2 | 0 | 0 | -1340 | 192 | 0 | 0 | 3423.1829 | 100000 | #N/A | 100000 | 0.034232 | 1 | #N/A | 0 | 0.00018167 | 0.005307 | #N/A | 0.005307 |  | 369 | 14.6129 | PASS | 0.77551 | PASS | Eligible | -0.24344 | 1.019 | 369 | 1.4627 | kWh | 428.5549 | N/A | N/A | 14.6266 |  | 369 | 1 | -134 | 19.2 | 0 | 0 | 10 | 0
| SWWH028E | RtS | Ex | CZ02 |  | 370 | SWWH028E | 1 | 10 | 2022 | natural gas | electricity | NR |  | -120 |  | 17.9 | -120 |  | 17.9 |  | -120 | 17.9 | 0 | 0 |  | 0 | 0 |  | TRUE | 10 | 0 | 0 | TRUE | 2022+10 | 2032+00 | TRUE | TRUE | FALSE | FALSE | -120 | 17.9 | TRUE | TRUE | FALSE | FALSE | 0 | 0 | TRUE | TRUE | TRUE | -120 | 17.9 | 0 | 0 | -1200 | 179 | 0 | 0 | 3423.1829 | 100000 | #N/A | 100000 | 0.034232 | 1 | #N/A | 0 | 0.00018167 | 0.005307 | #N/A | 0.005307 |  | 370 | 13.7922 | PASS | 0.73196 | PASS | Eligible | -0.218 | 0.94996 | 370 | 1.3804 | kWh | 404.4653 | N/A | N/A | 13.8044 |  | 370 | 1 | -120 | 17.9 | 0 | 0 | 10 | 0
| SWWH028E | RtS | Ex | CZ03 |  | 371 | SWWH028E | 1 | 10 | 2022 | natural gas | electricity | NR |  | -123 |  | 18.1 | -123 |  | 18.1 |  | -123 | 18.1 | 0 | 0 |  | 0 | 0 |  | TRUE | 10 | 0 | 0 | TRUE | 2022+10 | 2032+00 | TRUE | TRUE | FALSE | FALSE | -123 | 18.1 | TRUE | TRUE | FALSE | FALSE | 0 | 0 | TRUE | TRUE | TRUE | -123 | 18.1 | 0 | 0 | -1230 | 181 | 0 | 0 | 3423.1829 | 100000 | #N/A | 100000 | 0.034232 | 1 | #N/A | 0 | 0.00018167 | 0.005307 | #N/A | 0.005307 |  | 371 | 13.8895 | PASS | 0.73712 | PASS | Eligible | -0.22345 | 0.96057 | 371 | 1.3902 | kWh | 407.3252 | N/A | N/A | 13.902 |  | 371 | 1 | -123 | 18.1 | 0 | 0 | 10 | 0
| SWWH028E | RtS | Ex | CZ04 |  | 372 | SWWH028E | 1 | 10 | 2022 | natural gas | electricity | NR |  | -116 |  | 17.5 | -116 |  | 17.5 |  | -116 | 17.5 | 0 | 0 |  | 0 | 0 |  | TRUE | 10 | 0 | 0 | TRUE | 2022+10 | 2032+00 | TRUE | TRUE | FALSE | FALSE | -116 | 17.5 | TRUE | TRUE | FALSE | FALSE | 0 | 0 | TRUE | TRUE | TRUE | -116 | 17.5 | 0 | 0 | -1160 | 175 | 0 | 0 | 3423.1829 | 100000 | #N/A | 100000 | 0.034232 | 1 | #N/A | 0 | 0.00018167 | 0.005307 | #N/A | 0.005307 |  | 372 | 13.5291 | PASS | 0.71799 | PASS | Eligible | -0.21074 | 0.92873 | 372 | 1.3541 | kWh | 396.7454 | N/A | N/A | 13.5409 |  | 372 | 1 | -116 | 17.5 | 0 | 0 | 10 | 0
| SWWH028E | RtS | Ex | CZ05 |  | 373 | SWWH028E | 1 | 10 | 2022 | natural gas | electricity | NR |  | -125 |  | 18.3 | -125 |  | 18.3 |  | -125 | 18.3 | 0 | 0 |  | 0 | 0 |  | TRUE | 10 | 0 | 0 | TRUE | 2022+10 | 2032+00 | TRUE | TRUE | FALSE | FALSE | -125 | 18.3 | TRUE | TRUE | FALSE | FALSE | 0 | 0 | TRUE | TRUE | TRUE | -125 | 18.3 | 0 | 0 | -1250 | 183 | 0 | 0 | 3423.1829 | 100000 | #N/A | 100000 | 0.034232 | 1 | #N/A | 0 | 0.00018167 | 0.005307 | #N/A | 0.005307 |  | 373 | 14.021 | PASS | 0.7441 | PASS | Eligible | -0.22709 | 0.97119 | 373 | 1.4034 | kWh | 411.1852 | N/A | N/A | 14.0337 |  | 373 | 1 | -125 | 18.3 | 0 | 0 | 10 | 0
| SWWH028E | RtS | Ex | CZ06 |  | 374 | SWWH028E | 1 | 10 | 2022 | natural gas | electricity | NR |  | -112 |  | 17.2 | -112 |  | 17.2 |  | -112 | 17.2 | 0 | 0 |  | 0 | 0 |  | TRUE | 10 | 0 | 0 | TRUE | 2022+10 | 2032+00 | TRUE | TRUE | FALSE | FALSE | -112 | 17.2 | TRUE | TRUE | FALSE | FALSE | 0 | 0 | TRUE | TRUE | TRUE | -112 | 17.2 | 0 | 0 | -1120 | 172 | 0 | 0 | 3423.1829 | 100000 | #N/A | 100000 | 0.034232 | 1 | #N/A | 0 | 0.00018167 | 0.005307 | #N/A | 0.005307 |  | 374 | 13.366 | PASS | 0.70934 | PASS | Eligible | -0.20347 | 0.91281 | 374 | 1.3377 | kWh | 391.9555 | N/A | N/A | 13.3774 |  | 374 | 1 | -112 | 17.2 | 0 | 0 | 10 | 0
| SWWH028E | RtS | Ex | CZ07 |  | 375 | SWWH028E | 1 | 10 | 2022 | natural gas | electricity | NR |  | -112 |  | 17.1 | -112 |  | 17.1 |  | -112 | 17.1 | 0 | 0 |  | 0 | 0 |  | TRUE | 10 | 0 | 0 | TRUE | 2022+10 | 2032+00 | TRUE | TRUE | FALSE | FALSE | -112 | 17.1 | TRUE | TRUE | FALSE | FALSE | 0 | 0 | TRUE | TRUE | TRUE | -112 | 17.1 | 0 | 0 | -1120 | 171 | 0 | 0 | 3423.1829 | 100000 | #N/A | 100000 | 0.034232 | 1 | #N/A | 0 | 0.00018167 | 0.005307 | #N/A | 0.005307 |  | 375 | 13.266 | PASS | 0.70403 | PASS | Eligible | -0.20347 | 0.9075 | 375 | 1.3277 | kWh | 389.0255 | N/A | N/A | 13.2774 |  | 375 | 1 | -112 | 17.1 | 0 | 0 | 10 | 0
| SWWH028E | RtS | Ex | CZ08 |  | 376 | SWWH028E | 1 | 10 | 2022 | natural gas | electricity | NR |  | -109 |  | 16.8 | -109 |  | 16.8 |  | -109 | 16.8 | 0 | 0 |  | 0 | 0 |  | TRUE | 10 | 0 | 0 | TRUE | 2022+10 | 2032+00 | TRUE | TRUE | FALSE | FALSE | -109 | 16.8 | TRUE | TRUE | FALSE | FALSE | 0 | 0 | TRUE | TRUE | TRUE | -109 | 16.8 | 0 | 0 | -1090 | 168 | 0 | 0 | 3423.1829 | 100000 | #N/A | 100000 | 0.034232 | 1 | #N/A | 0 | 0.00018167 | 0.005307 | #N/A | 0.005307 |  | 376 | 13.0687 | PASS | 0.69356 | PASS | Eligible | -0.19802 | 0.89158 | 376 | 1.308 | kWh | 383.2356 | N/A | N/A | 13.0798 |  | 376 | 1 | -109 | 16.8 | 0 | 0 | 10 | 0
| SWWH028E | RtS | Ex | CZ09 |  | 377 | SWWH028E | 1 | 10 | 2022 | natural gas | electricity | NR |  | -109 |  | 16.8 | -109 |  | 16.8 |  | -109 | 16.8 | 0 | 0 |  | 0 | 0 |  | TRUE | 10 | 0 | 0 | TRUE | 2022+10 | 2032+00 | TRUE | TRUE | FALSE | FALSE | -109 | 16.8 | TRUE | TRUE | FALSE | FALSE | 0 | 0 | TRUE | TRUE | TRUE | -109 | 16.8 | 0 | 0 | -1090 | 168 | 0 | 0 | 3423.1829 | 100000 | #N/A | 100000 | 0.034232 | 1 | #N/A | 0 | 0.00018167 | 0.005307 | #N/A | 0.005307 |  | 377 | 13.0687 | PASS | 0.69356 | PASS | Eligible | -0.19802 | 0.89158 | 377 | 1.308 | kWh | 383.2356 | N/A | N/A | 13.0798 |  | 377 | 1 | -109 | 16.8 | 0 | 0 | 10 | 0
| SWWH028E | RtS | Ex | CZ10 |  | 378 | SWWH028E | 1 | 10 | 2022 | natural gas | electricity | NR |  | -108 |  | 16.7 | -108 |  | 16.7 |  | -108 | 16.7 | 0 | 0 |  | 0 | 0 |  | TRUE | 10 | 0 | 0 | TRUE | 2022+10 | 2032+00 | TRUE | TRUE | FALSE | FALSE | -108 | 16.7 | TRUE | TRUE | FALSE | FALSE | 0 | 0 | TRUE | TRUE | TRUE | -108 | 16.7 | 0 | 0 | -1080 | 167 | 0 | 0 | 3423.1829 | 100000 | #N/A | 100000 | 0.034232 | 1 | #N/A | 0 | 0.00018167 | 0.005307 | #N/A | 0.005307 |  | 378 | 13.003 | PASS | 0.69007 | PASS | Eligible | -0.1962 | 0.88628 | 378 | 1.3014 | kWh | 381.3056 | N/A | N/A | 13.014 |  | 378 | 1 | -108 | 16.7 | 0 | 0 | 10 | 0
| SWWH028E | RtS | Ex | CZ11 |  | 379 | SWWH028E | 1 | 10 | 2022 | natural gas | electricity | NR |  | -110 |  | 16.9 | -110 |  | 16.9 |  | -110 | 16.9 | 0 | 0 |  | 0 | 0 |  | TRUE | 10 | 0 | 0 | TRUE | 2022+10 | 2032+00 | TRUE | TRUE | FALSE | FALSE | -110 | 16.9 | TRUE | TRUE | FALSE | FALSE | 0 | 0 | TRUE | TRUE | TRUE | -110 | 16.9 | 0 | 0 | -1100 | 169 | 0 | 0 | 3423.1829 | 100000 | #N/A | 100000 | 0.034232 | 1 | #N/A | 0 | 0.00018167 | 0.005307 | #N/A | 0.005307 |  | 379 | 13.1345 | PASS | 0.69705 | PASS | Eligible | -0.19984 | 0.89689 | 379 | 1.3146 | kWh | 385.1655 | N/A | N/A | 13.1457 |  | 379 | 1 | -110 | 16.9 | 0 | 0 | 10 | 0
| SWWH028E | RtS | Ex | CZ12 |  | 380 | SWWH028E | 1 | 10 | 2022 | natural gas | electricity | NR |  | -114 |  | 17.3 | -114 |  | 17.3 |  | -114 | 17.3 | 0 | 0 |  | 0 | 0 |  | TRUE | 10 | 0 | 0 | TRUE | 2022+10 | 2032+00 | TRUE | TRUE | FALSE | FALSE | -114 | 17.3 | TRUE | TRUE | FALSE | FALSE | 0 | 0 | TRUE | TRUE | TRUE | -114 | 17.3 | 0 | 0 | -1140 | 173 | 0 | 0 | 3423.1829 | 100000 | #N/A | 100000 | 0.034232 | 1 | #N/A | 0 | 0.00018167 | 0.005307 | #N/A | 0.005307 |  | 380 | 13.3976 | PASS | 0.71101 | PASS | Eligible | -0.2071 | 0.91812 | 380 | 1.3409 | kWh | 392.8854 | N/A | N/A | 13.4092 |  | 380 | 1 | -114 | 17.3 | 0 | 0 | 10 | 0
| SWWH028E | RtS | Ex | CZ13 |  | 381 | SWWH028E | 1 | 10 | 2022 | natural gas | electricity | NR |  | -109 |  | 16.7 | -109 |  | 16.7 |  | -109 | 16.7 | 0 | 0 |  | 0 | 0 |  | TRUE | 10 | 0 | 0 | TRUE | 2022+10 | 2032+00 | TRUE | TRUE | FALSE | FALSE | -109 | 16.7 | TRUE | TRUE | FALSE | FALSE | 0 | 0 | TRUE | TRUE | TRUE | -109 | 16.7 | 0 | 0 | -1090 | 167 | 0 | 0 | 3423.1829 | 100000 | #N/A | 100000 | 0.034232 | 1 | #N/A | 0 | 0.00018167 | 0.005307 | #N/A | 0.005307 |  | 381 | 12.9687 | PASS | 0.68826 | PASS | Eligible | -0.19802 | 0.88628 | 381 | 1.298 | kWh | 380.3056 | N/A | N/A | 12.9798 |  | 381 | 1 | -109 | 16.7 | 0 | 0 | 10 | 0
| SWWH028E | RtS | Ex | CZ14 |  | 382 | SWWH028E | 1 | 10 | 2022 | natural gas | electricity | NR |  | -111 |  | 17 | -111 |  | 17 |  | -111 | 17 | 0 | 0 |  | 0 | 0 |  | TRUE | 10 | 0 | 0 | TRUE | 2022+10 | 2032+00 | TRUE | TRUE | FALSE | FALSE | -111 | 17 | TRUE | TRUE | FALSE | FALSE | 0 | 0 | TRUE | TRUE | TRUE | -111 | 17 | 0 | 0 | -1110 | 170 | 0 | 0 | 3423.1829 | 100000 | #N/A | 100000 | 0.034232 | 1 | #N/A | 0 | 0.00018167 | 0.005307 | #N/A | 0.005307 |  | 382 | 13.2003 | PASS | 0.70054 | PASS | Eligible | -0.20165 | 0.9022 | 382 | 1.3212 | kWh | 387.0955 | N/A | N/A | 13.2116 |  | 382 | 1 | -111 | 17 | 0 | 0 | 10 | 0
| SWWH028E | RtS | Ex | CZ15 |  | 383 | SWWH028E | 1 | 10 | 2022 | natural gas | electricity | NR |  | -90.3 |  | 14.8 | -90.3 |  | 14.8 |  | -90.3 | 14.8 | 0 | 0 |  | 0 | 0 |  | TRUE | 10 | 0 | 0 | TRUE | 2022+10 | 2032+00 | TRUE | TRUE | FALSE | FALSE | -90.3 | 14.8 | TRUE | TRUE | FALSE | FALSE | 0 | 0 | TRUE | TRUE | TRUE | -90.3 | 14.8 | 0 | 0 | -903 | 148 | 0 | 0 | 3423.1829 | 100000 | #N/A | 100000 | 0.034232 | 1 | #N/A | 0 | 0.00018167 | 0.005307 | #N/A | 0.005307 |  | 383 | 11.7089 | PASS | 0.62139 | PASS | Eligible | -0.16405 | 0.78544 | 383 | 1.1718 | kWh | 343.3361 | N/A | N/A | 11.7181 |  | 383 | 1 | -90.3 | 14.8 | 0 | 0 | 10 | 0
| SWWH028E | RtS | Ex | CZ16 |  | 384 | SWWH028E | 1 | 10 | 2022 | natural gas | electricity | NR |  | -129 |  | 18.8 | -129 |  | 18.8 |  | -129 | 18.8 | 0 | 0 |  | 0 | 0 |  | TRUE | 10 | 0 | 0 | TRUE | 2022+10 | 2032+00 | TRUE | TRUE | FALSE | FALSE | -129 | 18.8 | TRUE | TRUE | FALSE | FALSE | 0 | 0 | TRUE | TRUE | TRUE | -129 | 18.8 | 0 | 0 | -1290 | 188 | 0 | 0 | 3423.1829 | 100000 | #N/A | 100000 | 0.034232 | 1 | #N/A | 0 | 0.00018167 | 0.005307 | #N/A | 0.005307 |  | 384 | 14.3841 | PASS | 0.76337 | PASS | Eligible | -0.23435 | 0.99772 | 384 | 1.4397 | kWh | 421.835 | N/A | N/A | 14.3972 |  | 384 | 1 | -129 | 18.8 | 0 | 0 | 10 | 0
| SWWH028E | SCn | Ex | CZ01 |  | 385 | SWWH028E | 1 | 10 | 2022 | natural gas | electricity | NR |  | -746 |  | 71.3 | -746 |  | 71.3 |  | -746 | 71.3 | 0 | 0 |  | 0 | 0 |  | TRUE | 10 | 0 | 0 | TRUE | 2022+10 | 2032+00 | TRUE | TRUE | FALSE | FALSE | -746 | 71.3 | TRUE | TRUE | FALSE | FALSE | 0 | 0 | TRUE | TRUE | TRUE | -746 | 71.3 | 0 | 0 | -7460 | 713 | 0 | 0 | 3423.1829 | 100000 | #N/A | 100000 | 0.034232 | 1 | #N/A | 0 | 0.00018167 | 0.005307 | #N/A | 0.005307 |  | 385 | 45.7631 | PASS | 2.4287 | PASS | Eligible | -1.3553 | 3.7839 | 385 | 4.5839 | kWh | 1343.0712 | N/A | N/A | 45.839 |  | 385 | 1 | -746 | 71.3 | 0 | 0 | 10 | 0
| SWWH028E | SCn | Ex | CZ02 |  | 386 | SWWH028E | 1 | 10 | 2022 | natural gas | electricity | NR |  | -676 |  | 66.4 | -676 |  | 66.4 |  | -676 | 66.4 | 0 | 0 |  | 0 | 0 |  | TRUE | 10 | 0 | 0 | TRUE | 2022+10 | 2032+00 | TRUE | TRUE | FALSE | FALSE | -676 | 66.4 | TRUE | TRUE | FALSE | FALSE | 0 | 0 | TRUE | TRUE | TRUE | -676 | 66.4 | 0 | 0 | -6760 | 664 | 0 | 0 | 3423.1829 | 100000 | #N/A | 100000 | 0.034232 | 1 | #N/A | 0 | 0.00018167 | 0.005307 | #N/A | 0.005307 |  | 386 | 43.2593 | PASS | 2.2958 | PASS | Eligible | -1.2281 | 3.5239 | 386 | 4.3328 | kWh | 1269.5025 | N/A | N/A | 43.3281 |  | 386 | 1 | -676 | 66.4 | 0 | 0 | 10 | 0
| SWWH028E | SCn | Ex | CZ03 |  | 387 | SWWH028E | 1 | 10 | 2022 | natural gas | electricity | NR |  | -686 |  | 66.8 | -686 |  | 66.8 |  | -686 | 66.8 | 0 | 0 |  | 0 | 0 |  | TRUE | 10 | 0 | 0 | TRUE | 2022+10 | 2032+00 | TRUE | TRUE | FALSE | FALSE | -686 | 66.8 | TRUE | TRUE | FALSE | FALSE | 0 | 0 | TRUE | TRUE | TRUE | -686 | 66.8 | 0 | 0 | -6860 | 668 | 0 | 0 | 3423.1829 | 100000 | #N/A | 100000 | 0.034232 | 1 | #N/A | 0 | 0.00018167 | 0.005307 | #N/A | 0.005307 |  | 387 | 43.317 | PASS | 2.2988 | PASS | Eligible | -1.2463 | 3.5451 | 387 | 4.3387 | kWh | 1271.2224 | N/A | N/A | 43.3868 |  | 387 | 1 | -686 | 66.8 | 0 | 0 | 10 | 0
| SWWH028E | SCn | Ex | CZ04 |  | 388 | SWWH028E | 1 | 10 | 2022 | natural gas | electricity | NR |  | -653 |  | 64.7 | -653 |  | 64.7 |  | -653 | 64.7 | 0 | 0 |  | 0 | 0 |  | TRUE | 10 | 0 | 0 | TRUE | 2022+10 | 2032+00 | TRUE | TRUE | FALSE | FALSE | -653 | 64.7 | TRUE | TRUE | FALSE | FALSE | 0 | 0 | TRUE | TRUE | TRUE | -653 | 64.7 | 0 | 0 | -6530 | 647 | 0 | 0 | 3423.1829 | 100000 | #N/A | 100000 | 0.034232 | 1 | #N/A | 0 | 0.00018167 | 0.005307 | #N/A | 0.005307 |  | 388 | 42.3466 | PASS | 2.2474 | PASS | Eligible | -1.1863 | 3.4337 | 388 | 4.2413 | kWh | 1242.6929 | N/A | N/A | 42.4131 |  | 388 | 1 | -653 | 64.7 | 0 | 0 | 10 | 0
| SWWH028E | SCn | Ex | CZ05 |  | 389 | SWWH028E | 1 | 10 | 2022 | natural gas | electricity | NR |  | -697 |  | 67.8 | -697 |  | 67.8 |  | -697 | 67.8 | 0 | 0 |  | 0 | 0 |  | TRUE | 10 | 0 | 0 | TRUE | 2022+10 | 2032+00 | TRUE | TRUE | FALSE | FALSE | -697 | 67.8 | TRUE | TRUE | FALSE | FALSE | 0 | 0 | TRUE | TRUE | TRUE | -697 | 67.8 | 0 | 0 | -6970 | 678 | 0 | 0 | 3423.1829 | 100000 | #N/A | 100000 | 0.034232 | 1 | #N/A | 0 | 0.00018167 | 0.005307 | #N/A | 0.005307 |  | 389 | 43.9404 | PASS | 2.3319 | PASS | Eligible | -1.2662 | 3.5982 | 389 | 4.4011 | kWh | 1289.5221 | N/A | N/A | 44.0114 |  | 389 | 1 | -697 | 67.8 | 0 | 0 | 10 | 0
| SWWH028E | SCn | Ex | CZ06 |  | 390 | SWWH028E | 1 | 10 | 2022 | natural gas | electricity | NR |  | -631 |  | 62.9 | -631 |  | 62.9 |  | -631 | 62.9 | 0 | 0 |  | 0 | 0 |  | TRUE | 10 | 0 | 0 | TRUE | 2022+10 | 2032+00 | TRUE | TRUE | FALSE | FALSE | -631 | 62.9 | TRUE | TRUE | FALSE | FALSE | 0 | 0 | TRUE | TRUE | TRUE | -631 | 62.9 | 0 | 0 | -6310 | 629 | 0 | 0 | 3423.1829 | 100000 | #N/A | 100000 | 0.034232 | 1 | #N/A | 0 | 0.00018167 | 0.005307 | #N/A | 0.005307 |  | 390 | 41.2997 | PASS | 2.1918 | PASS | Eligible | -1.1463 | 3.3381 | 390 | 4.1364 | kWh | 1211.9534 | N/A | N/A | 41.364 |  | 390 | 1 | -631 | 62.9 | 0 | 0 | 10 | 0
| SWWH028E | SCn | Ex | CZ07 |  | 391 | SWWH028E | 1 | 10 | 2022 | natural gas | electricity | NR |  | -625 |  | 62.3 | -625 |  | 62.3 |  | -625 | 62.3 | 0 | 0 |  | 0 | 0 |  | TRUE | 10 | 0 | 0 | TRUE | 2022+10 | 2032+00 | TRUE | TRUE | FALSE | FALSE | -625 | 62.3 | TRUE | TRUE | FALSE | FALSE | 0 | 0 | TRUE | TRUE | TRUE | -625 | 62.3 | 0 | 0 | -6250 | 623 | 0 | 0 | 3423.1829 | 100000 | #N/A | 100000 | 0.034232 | 1 | #N/A | 0 | 0.00018167 | 0.005307 | #N/A | 0.005307 |  | 391 | 40.9051 | PASS | 2.1708 | PASS | Eligible | -1.1354 | 3.3063 | 391 | 4.0969 | kWh | 1200.3736 | N/A | N/A | 40.9688 |  | 391 | 1 | -625 | 62.3 | 0 | 0 | 10 | 0
| SWWH028E | SCn | Ex | CZ08 |  | 392 | SWWH028E | 1 | 10 | 2022 | natural gas | electricity | NR |  | -610 |  | 61.3 | -610 |  | 61.3 |  | -610 | 61.3 | 0 | 0 |  | 0 | 0 |  | TRUE | 10 | 0 | 0 | TRUE | 2022+10 | 2032+00 | TRUE | TRUE | FALSE | FALSE | -610 | 61.3 | TRUE | TRUE | FALSE | FALSE | 0 | 0 | TRUE | TRUE | TRUE | -610 | 61.3 | 0 | 0 | -6100 | 613 | 0 | 0 | 3423.1829 | 100000 | #N/A | 100000 | 0.034232 | 1 | #N/A | 0 | 0.00018167 | 0.005307 | #N/A | 0.005307 |  | 392 | 40.4186 | PASS | 2.145 | PASS | Eligible | -1.1082 | 3.2532 | 392 | 4.0481 | kWh | 1186.0738 | N/A | N/A | 40.4807 |  | 392 | 1 | -610 | 61.3 | 0 | 0 | 10 | 0
| SWWH028E | SCn | Ex | CZ09 |  | 393 | SWWH028E | 1 | 10 | 2022 | natural gas | electricity | NR |  | -610 |  | 61.2 | -610 |  | 61.2 |  | -610 | 61.2 | 0 | 0 |  | 0 | 0 |  | TRUE | 10 | 0 | 0 | TRUE | 2022+10 | 2032+00 | TRUE | TRUE | FALSE | FALSE | -610 | 61.2 | TRUE | TRUE | FALSE | FALSE | 0 | 0 | TRUE | TRUE | TRUE | -610 | 61.2 | 0 | 0 | -6100 | 612 | 0 | 0 | 3423.1829 | 100000 | #N/A | 100000 | 0.034232 | 1 | #N/A | 0 | 0.00018167 | 0.005307 | #N/A | 0.005307 |  | 393 | 40.3186 | PASS | 2.1397 | PASS | Eligible | -1.1082 | 3.2479 | 393 | 4.0381 | kWh | 1183.1439 | N/A | N/A | 40.3807 |  | 393 | 1 | -610 | 61.2 | 0 | 0 | 10 | 0
| SWWH028E | SCn | Ex | CZ10 |  | 394 | SWWH028E | 1 | 10 | 2022 | natural gas | electricity | NR |  | -607 |  | 61 | -607 |  | 61 |  | -607 | 61 | 0 | 0 |  | 0 | 0 |  | TRUE | 10 | 0 | 0 | TRUE | 2022+10 | 2032+00 | TRUE | TRUE | FALSE | FALSE | -607 | 61 | TRUE | TRUE | FALSE | FALSE | 0 | 0 | TRUE | TRUE | TRUE | -607 | 61 | 0 | 0 | -6070 | 610 | 0 | 0 | 3423.1829 | 100000 | #N/A | 100000 | 0.034232 | 1 | #N/A | 0 | 0.00018167 | 0.005307 | #N/A | 0.005307 |  | 394 | 40.2213 | PASS | 2.1346 | PASS | Eligible | -1.1027 | 3.2373 | 394 | 4.0283 | kWh | 1180.2839 | N/A | N/A | 40.2831 |  | 394 | 1 | -607 | 61 | 0 | 0 | 10 | 0
| SWWH028E | SCn | Ex | CZ11 |  | 395 | SWWH028E | 1 | 10 | 2022 | natural gas | electricity | NR |  | -619 |  | 61.7 | -619 |  | 61.7 |  | -619 | 61.7 | 0 | 0 |  | 0 | 0 |  | TRUE | 10 | 0 | 0 | TRUE | 2022+10 | 2032+00 | TRUE | TRUE | FALSE | FALSE | -619 | 61.7 | TRUE | TRUE | FALSE | FALSE | 0 | 0 | TRUE | TRUE | TRUE | -619 | 61.7 | 0 | 0 | -6190 | 617 | 0 | 0 | 3423.1829 | 100000 | #N/A | 100000 | 0.034232 | 1 | #N/A | 0 | 0.00018167 | 0.005307 | #N/A | 0.005307 |  | 395 | 40.5105 | PASS | 2.1499 | PASS | Eligible | -1.1245 | 3.2744 | 395 | 4.0574 | kWh | 1188.7937 | N/A | N/A | 40.5735 |  | 395 | 1 | -619 | 61.7 | 0 | 0 | 10 | 0
| SWWH028E | SCn | Ex | CZ12 |  | 396 | SWWH028E | 1 | 10 | 2022 | natural gas | electricity | NR |  | -640 |  | 63.6 | -640 |  | 63.6 |  | -640 | 63.6 | 0 | 0 |  | 0 | 0 |  | TRUE | 10 | 0 | 0 | TRUE | 2022+10 | 2032+00 | TRUE | TRUE | FALSE | FALSE | -640 | 63.6 | TRUE | TRUE | FALSE | FALSE | 0 | 0 | TRUE | TRUE | TRUE | -640 | 63.6 | 0 | 0 | -6400 | 636 | 0 | 0 | 3423.1829 | 100000 | #N/A | 100000 | 0.034232 | 1 | #N/A | 0 | 0.00018167 | 0.005307 | #N/A | 0.005307 |  | 396 | 41.6916 | PASS | 2.2126 | PASS | Eligible | -1.1627 | 3.3753 | 396 | 4.1757 | kWh | 1223.4632 | N/A | N/A | 41.7568 |  | 396 | 1 | -640 | 63.6 | 0 | 0 | 10 | 0
| SWWH028E | SCn | Ex | CZ13 |  | 397 | SWWH028E | 1 | 10 | 2022 | natural gas | electricity | NR |  | -609 |  | 61 | -609 |  | 61 |  | -609 | 61 | 0 | 0 |  | 0 | 0 |  | TRUE | 10 | 0 | 0 | TRUE | 2022+10 | 2032+00 | TRUE | TRUE | FALSE | FALSE | -609 | 61 | TRUE | TRUE | FALSE | FALSE | 0 | 0 | TRUE | TRUE | TRUE | -609 | 61 | 0 | 0 | -6090 | 610 | 0 | 0 | 3423.1829 | 100000 | #N/A | 100000 | 0.034232 | 1 | #N/A | 0 | 0.00018167 | 0.005307 | #N/A | 0.005307 |  | 397 | 40.1528 | PASS | 2.1309 | PASS | Eligible | -1.1064 | 3.2373 | 397 | 4.0215 | kWh | 1178.2839 | N/A | N/A | 40.2148 |  | 397 | 1 | -609 | 61 | 0 | 0 | 10 | 0
| SWWH028E | SCn | Ex | CZ14 |  | 398 | SWWH028E | 1 | 10 | 2022 | natural gas | electricity | NR |  | -623 |  | 62.1 | -623 |  | 62.1 |  | -623 | 62.1 | 0 | 0 |  | 0 | 0 |  | TRUE | 10 | 0 | 0 | TRUE | 2022+10 | 2032+00 | TRUE | TRUE | FALSE | FALSE | -623 | 62.1 | TRUE | TRUE | FALSE | FALSE | 0 | 0 | TRUE | TRUE | TRUE | -623 | 62.1 | 0 | 0 | -6230 | 621 | 0 | 0 | 3423.1829 | 100000 | #N/A | 100000 | 0.034232 | 1 | #N/A | 0 | 0.00018167 | 0.005307 | #N/A | 0.005307 |  | 398 | 40.7736 | PASS | 2.1639 | PASS | Eligible | -1.1318 | 3.2957 | 398 | 4.0837 | kWh | 1196.5136 | N/A | N/A | 40.837 |  | 398 | 1 | -623 | 62.1 | 0 | 0 | 10 | 0
| SWWH028E | SCn | Ex | CZ15 |  | 399 | SWWH028E | 1 | 10 | 2022 | natural gas | electricity | NR |  | -502 |  | 52 | -502 |  | 52 |  | -502 | 52 | 0 | 0 |  | 0 | 0 |  | TRUE | 10 | 0 | 0 | TRUE | 2022+10 | 2032+00 | TRUE | TRUE | FALSE | FALSE | -502 | 52 | TRUE | TRUE | FALSE | FALSE | 0 | 0 | TRUE | TRUE | TRUE | -502 | 52 | 0 | 0 | -5020 | 520 | 0 | 0 | 3423.1829 | 100000 | #N/A | 100000 | 0.034232 | 1 | #N/A | 0 | 0.00018167 | 0.005307 | #N/A | 0.005307 |  | 399 | 34.8156 | PASS | 1.8477 | PASS | Eligible | -0.91198 | 2.7597 | 399 | 3.4867 | kWh | 1021.5863 | N/A | N/A | 34.8667 |  | 399 | 1 | -502 | 52 | 0 | 0 | 10 | 0
| SWWH028E | SCn | Ex | CZ16 |  | 400 | SWWH028E | 1 | 10 | 2022 | natural gas | electricity | NR |  | -726 |  | 70.7 | -726 |  | 70.7 |  | -726 | 70.7 | 0 | 0 |  | 0 | 0 |  | TRUE | 10 | 0 | 0 | TRUE | 2022+10 | 2032+00 | TRUE | TRUE | FALSE | FALSE | -726 | 70.7 | TRUE | TRUE | FALSE | FALSE | 0 | 0 | TRUE | TRUE | TRUE | -726 | 70.7 | 0 | 0 | -7260 | 707 | 0 | 0 | 3423.1829 | 100000 | #N/A | 100000 | 0.034232 | 1 | #N/A | 0 | 0.00018167 | 0.005307 | #N/A | 0.005307 |  | 400 | 45.8477 | PASS | 2.4332 | PASS | Eligible | -1.3189 | 3.7521 | 400 | 4.5922 | kWh | 1345.4914 | N/A | N/A | 45.9216 |  | 400 | 1 | -726 | 70.7 | 0 | 0 | 10 | 0
| SWWH028E | SUn | Ex | CZ01 |  | 401 | SWWH028E | 1 | 10 | 2022 | natural gas | electricity | NR |  | -776 |  | 71.7 | -776 |  | 71.7 |  | -776 | 71.7 | 0 | 0 |  | 0 | 0 |  | TRUE | 10 | 0 | 0 | TRUE | 2022+10 | 2032+00 | TRUE | TRUE | FALSE | FALSE | -776 | 71.7 | TRUE | TRUE | FALSE | FALSE | 0 | 0 | TRUE | TRUE | TRUE | -776 | 71.7 | 0 | 0 | -7760 | 717 | 0 | 0 | 3423.1829 | 100000 | #N/A | 100000 | 0.034232 | 1 | #N/A | 0 | 0.00018167 | 0.005307 | #N/A | 0.005307 |  | 401 | 45.1361 | PASS | 2.3954 | PASS | Eligible | -1.4098 | 3.8051 | 401 | 4.5215 | kWh | 1324.7911 | N/A | N/A | 45.2151 |  | 401 | 1 | -776 | 71.7 | 0 | 0 | 10 | 0
| SWWH028E | SUn | Ex | CZ02 |  | 402 | SWWH028E | 1 | 10 | 2022 | natural gas | electricity | NR |  | -674 |  | 66.3 | -674 |  | 66.3 |  | -674 | 66.3 | 0 | 0 |  | 0 | 0 |  | TRUE | 10 | 0 | 0 | TRUE | 2022+10 | 2032+00 | TRUE | TRUE | FALSE | FALSE | -674 | 66.3 | TRUE | TRUE | FALSE | FALSE | 0 | 0 | TRUE | TRUE | TRUE | -674 | 66.3 | 0 | 0 | -6740 | 663 | 0 | 0 | 3423.1829 | 100000 | #N/A | 100000 | 0.034232 | 1 | #N/A | 0 | 0.00018167 | 0.005307 | #N/A | 0.005307 |  | 402 | 43.2277 | PASS | 2.2941 | PASS | Eligible | -1.2245 | 3.5186 | 402 | 4.3296 | kWh | 1268.5725 | N/A | N/A | 43.2964 |  | 402 | 1 | -674 | 66.3 | 0 | 0 | 10 | 0
| SWWH028E | SUn | Ex | CZ03 |  | 403 | SWWH028E | 1 | 10 | 2022 | natural gas | electricity | NR |  | -685 |  | 66.7 | -685 |  | 66.7 |  | -685 | 66.7 | 0 | 0 |  | 0 | 0 |  | TRUE | 10 | 0 | 0 | TRUE | 2022+10 | 2032+00 | TRUE | TRUE | FALSE | FALSE | -685 | 66.7 | TRUE | TRUE | FALSE | FALSE | 0 | 0 | TRUE | TRUE | TRUE | -685 | 66.7 | 0 | 0 | -6850 | 667 | 0 | 0 | 3423.1829 | 100000 | #N/A | 100000 | 0.034232 | 1 | #N/A | 0 | 0.00018167 | 0.005307 | #N/A | 0.005307 |  | 403 | 43.2512 | PASS | 2.2954 | PASS | Eligible | -1.2444 | 3.5398 | 403 | 4.3321 | kWh | 1269.2924 | N/A | N/A | 43.321 |  | 403 | 1 | -685 | 66.7 | 0 | 0 | 10 | 0
| SWWH028E | SUn | Ex | CZ04 |  | 404 | SWWH028E | 1 | 10 | 2022 | natural gas | electricity | NR |  | -647 |  | 64.5 | -647 |  | 64.5 |  | -647 | 64.5 | 0 | 0 |  | 0 | 0 |  | TRUE | 10 | 0 | 0 | TRUE | 2022+10 | 2032+00 | TRUE | TRUE | FALSE | FALSE | -647 | 64.5 | TRUE | TRUE | FALSE | FALSE | 0 | 0 | TRUE | TRUE | TRUE | -647 | 64.5 | 0 | 0 | -6470 | 645 | 0 | 0 | 3423.1829 | 100000 | #N/A | 100000 | 0.034232 | 1 | #N/A | 0 | 0.00018167 | 0.005307 | #N/A | 0.005307 |  | 404 | 42.352 | PASS | 2.2476 | PASS | Eligible | -1.1754 | 3.423 | 404 | 4.2418 | kWh | 1242.833 | N/A | N/A | 42.4179 |  | 404 | 1 | -647 | 64.5 | 0 | 0 | 10 | 0
| SWWH028E | SUn | Ex | CZ05 |  | 405 | SWWH028E | 1 | 10 | 2022 | natural gas | electricity | NR |  | -698 |  | 67.7 | -698 |  | 67.7 |  | -698 | 67.7 | 0 | 0 |  | 0 | 0 |  | TRUE | 10 | 0 | 0 | TRUE | 2022+10 | 2032+00 | TRUE | TRUE | FALSE | FALSE | -698 | 67.7 | TRUE | TRUE | FALSE | FALSE | 0 | 0 | TRUE | TRUE | TRUE | -698 | 67.7 | 0 | 0 | -6980 | 677 | 0 | 0 | 3423.1829 | 100000 | #N/A | 100000 | 0.034232 | 1 | #N/A | 0 | 0.00018167 | 0.005307 | #N/A | 0.005307 |  | 405 | 43.8062 | PASS | 2.3248 | PASS | Eligible | -1.2681 | 3.5929 | 405 | 4.3877 | kWh | 1285.5921 | N/A | N/A | 43.8773 |  | 405 | 1 | -698 | 67.7 | 0 | 0 | 10 | 0
| SWWH028E | SUn | Ex | CZ06 |  | 406 | SWWH028E | 1 | 10 | 2022 | natural gas | electricity | NR |  | -619 |  | 62.7 | -619 |  | 62.7 |  | -619 | 62.7 | 0 | 0 |  | 0 | 0 |  | TRUE | 10 | 0 | 0 | TRUE | 2022+10 | 2032+00 | TRUE | TRUE | FALSE | FALSE | -619 | 62.7 | TRUE | TRUE | FALSE | FALSE | 0 | 0 | TRUE | TRUE | TRUE | -619 | 62.7 | 0 | 0 | -6190 | 627 | 0 | 0 | 3423.1829 | 100000 | #N/A | 100000 | 0.034232 | 1 | #N/A | 0 | 0.00018167 | 0.005307 | #N/A | 0.005307 |  | 406 | 41.5105 | PASS | 2.203 | PASS | Eligible | -1.1245 | 3.3275 | 406 | 4.1574 | kWh | 1218.0935 | N/A | N/A | 41.5735 |  | 406 | 1 | -619 | 62.7 | 0 | 0 | 10 | 0
| SWWH028E | SUn | Ex | CZ07 |  | 407 | SWWH028E | 1 | 10 | 2022 | natural gas | electricity | NR |  | -607 |  | 62 | -607 |  | 62 |  | -607 | 62 | 0 | 0 |  | 0 | 0 |  | TRUE | 10 | 0 | 0 | TRUE | 2022+10 | 2032+00 | TRUE | TRUE | FALSE | FALSE | -607 | 62 | TRUE | TRUE | FALSE | FALSE | 0 | 0 | TRUE | TRUE | TRUE | -607 | 62 | 0 | 0 | -6070 | 620 | 0 | 0 | 3423.1829 | 100000 | #N/A | 100000 | 0.034232 | 1 | #N/A | 0 | 0.00018167 | 0.005307 | #N/A | 0.005307 |  | 407 | 41.2213 | PASS | 2.1876 | PASS | Eligible | -1.1027 | 3.2904 | 407 | 4.1283 | kWh | 1209.5837 | N/A | N/A | 41.2831 |  | 407 | 1 | -607 | 62 | 0 | 0 | 10 | 0
| SWWH028E | SUn | Ex | CZ08 |  | 408 | SWWH028E | 1 | 10 | 2022 | natural gas | electricity | NR |  | -591 |  | 60.9 | -591 |  | 60.9 |  | -591 | 60.9 | 0 | 0 |  | 0 | 0 |  | TRUE | 10 | 0 | 0 | TRUE | 2022+10 | 2032+00 | TRUE | TRUE | FALSE | FALSE | -591 | 60.9 | TRUE | TRUE | FALSE | FALSE | 0 | 0 | TRUE | TRUE | TRUE | -591 | 60.9 | 0 | 0 | -5910 | 609 | 0 | 0 | 3423.1829 | 100000 | #N/A | 100000 | 0.034232 | 1 | #N/A | 0 | 0.00018167 | 0.005307 | #N/A | 0.005307 |  | 408 | 40.669 | PASS | 2.1583 | PASS | Eligible | -1.0737 | 3.232 | 408 | 4.0729 | kWh | 1193.3539 | N/A | N/A | 40.7292 |  | 408 | 1 | -591 | 60.9 | 0 | 0 | 10 | 0
| SWWH028E | SUn | Ex | CZ09 |  | 409 | SWWH028E | 1 | 10 | 2022 | natural gas | electricity | NR |  | -589 |  | 60.7 | -589 |  | 60.7 |  | -589 | 60.7 | 0 | 0 |  | 0 | 0 |  | TRUE | 10 | 0 | 0 | TRUE | 2022+10 | 2032+00 | TRUE | TRUE | FALSE | FALSE | -589 | 60.7 | TRUE | TRUE | FALSE | FALSE | 0 | 0 | TRUE | TRUE | TRUE | -589 | 60.7 | 0 | 0 | -5890 | 607 | 0 | 0 | 3423.1829 | 100000 | #N/A | 100000 | 0.034232 | 1 | #N/A | 0 | 0.00018167 | 0.005307 | #N/A | 0.005307 |  | 409 | 40.5375 | PASS | 2.1513 | PASS | Eligible | -1.07 | 3.2214 | 409 | 4.0597 | kWh | 1189.494 | N/A | N/A | 40.5974 |  | 409 | 1 | -589 | 60.7 | 0 | 0 | 10 | 0
| SWWH028E | SUn | Ex | CZ10 |  | 410 | SWWH028E | 1 | 10 | 2022 | natural gas | electricity | NR |  | -584 |  | 60.4 | -584 |  | 60.4 |  | -584 | 60.4 | 0 | 0 |  | 0 | 0 |  | TRUE | 10 | 0 | 0 | TRUE | 2022+10 | 2032+00 | TRUE | TRUE | FALSE | FALSE | -584 | 60.4 | TRUE | TRUE | FALSE | FALSE | 0 | 0 | TRUE | TRUE | TRUE | -584 | 60.4 | 0 | 0 | -5840 | 604 | 0 | 0 | 3423.1829 | 100000 | #N/A | 100000 | 0.034232 | 1 | #N/A | 0 | 0.00018167 | 0.005307 | #N/A | 0.005307 |  | 410 | 40.4086 | PASS | 2.1445 | PASS | Eligible | -1.061 | 3.2055 | 410 | 4.0468 | kWh | 1185.7041 | N/A | N/A | 40.4681 |  | 410 | 1 | -584 | 60.4 | 0 | 0 | 10 | 0
| SWWH028E | SUn | Ex | CZ11 |  | 411 | SWWH028E | 1 | 10 | 2022 | natural gas | electricity | NR |  | -614 |  | 61.3 | -614 |  | 61.3 |  | -614 | 61.3 | 0 | 0 |  | 0 | 0 |  | TRUE | 10 | 0 | 0 | TRUE | 2022+10 | 2032+00 | TRUE | TRUE | FALSE | FALSE | -614 | 61.3 | TRUE | TRUE | FALSE | FALSE | 0 | 0 | TRUE | TRUE | TRUE | -614 | 61.3 | 0 | 0 | -6140 | 613 | 0 | 0 | 3423.1829 | 100000 | #N/A | 100000 | 0.034232 | 1 | #N/A | 0 | 0.00018167 | 0.005307 | #N/A | 0.005307 |  | 411 | 40.2817 | PASS | 2.1378 | PASS | Eligible | -1.1155 | 3.2532 | 411 | 4.0344 | kWh | 1182.0738 | N/A | N/A | 40.3442 |  | 411 | 1 | -614 | 61.3 | 0 | 0 | 10 | 0
| SWWH028E | SUn | Ex | CZ12 |  | 412 | SWWH028E | 1 | 10 | 2022 | natural gas | electricity | NR |  | -636 |  | 63.3 | -636 |  | 63.3 |  | -636 | 63.3 | 0 | 0 |  | 0 | 0 |  | TRUE | 10 | 0 | 0 | TRUE | 2022+10 | 2032+00 | TRUE | TRUE | FALSE | FALSE | -636 | 63.3 | TRUE | TRUE | FALSE | FALSE | 0 | 0 | TRUE | TRUE | TRUE | -636 | 63.3 | 0 | 0 | -6360 | 633 | 0 | 0 | 3423.1829 | 100000 | #N/A | 100000 | 0.034232 | 1 | #N/A | 0 | 0.00018167 | 0.005307 | #N/A | 0.005307 |  | 412 | 41.5286 | PASS | 2.2039 | PASS | Eligible | -1.1554 | 3.3594 | 412 | 4.1593 | kWh | 1218.6733 | N/A | N/A | 41.5933 |  | 412 | 1 | -636 | 63.3 | 0 | 0 | 10 | 0
| SWWH028E | SUn | Ex | CZ13 |  | 413 | SWWH028E | 1 | 10 | 2022 | natural gas | electricity | NR |  | -595 |  | 60.4 | -595 |  | 60.4 |  | -595 | 60.4 | 0 | 0 |  | 0 | 0 |  | TRUE | 10 | 0 | 0 | TRUE | 2022+10 | 2032+00 | TRUE | TRUE | FALSE | FALSE | -595 | 60.4 | TRUE | TRUE | FALSE | FALSE | 0 | 0 | TRUE | TRUE | TRUE | -595 | 60.4 | 0 | 0 | -5950 | 604 | 0 | 0 | 3423.1829 | 100000 | #N/A | 100000 | 0.034232 | 1 | #N/A | 0 | 0.00018167 | 0.005307 | #N/A | 0.005307 |  | 413 | 40.0321 | PASS | 2.1245 | PASS | Eligible | -1.0809 | 3.2055 | 413 | 4.0093 | kWh | 1174.7041 | N/A | N/A | 40.0926 |  | 413 | 1 | -595 | 60.4 | 0 | 0 | 10 | 0
| SWWH028E | SUn | Ex | CZ14 |  | 414 | SWWH028E | 1 | 10 | 2022 | natural gas | electricity | NR |  | -619 |  | 61.8 | -619 |  | 61.8 |  | -619 | 61.8 | 0 | 0 |  | 0 | 0 |  | TRUE | 10 | 0 | 0 | TRUE | 2022+10 | 2032+00 | TRUE | TRUE | FALSE | FALSE | -619 | 61.8 | TRUE | TRUE | FALSE | FALSE | 0 | 0 | TRUE | TRUE | TRUE | -619 | 61.8 | 0 | 0 | -6190 | 618 | 0 | 0 | 3423.1829 | 100000 | #N/A | 100000 | 0.034232 | 1 | #N/A | 0 | 0.00018167 | 0.005307 | #N/A | 0.005307 |  | 414 | 40.6105 | PASS | 2.1552 | PASS | Eligible | -1.1245 | 3.2797 | 414 | 4.0674 | kWh | 1191.7237 | N/A | N/A | 40.6735 |  | 414 | 1 | -619 | 61.8 | 0 | 0 | 10 | 0
| SWWH028E | SUn | Ex | CZ15 |  | 415 | SWWH028E | 1 | 10 | 2022 | natural gas | electricity | NR |  | -460 |  | 50.6 | -460 |  | 50.6 |  | -460 | 50.6 | 0 | 0 |  | 0 | 0 |  | TRUE | 10 | 0 | 0 | TRUE | 2022+10 | 2032+00 | TRUE | TRUE | FALSE | FALSE | -460 | 50.6 | TRUE | TRUE | FALSE | FALSE | 0 | 0 | TRUE | TRUE | TRUE | -460 | 50.6 | 0 | 0 | -4600 | 506 | 0 | 0 | 3423.1829 | 100000 | #N/A | 100000 | 0.034232 | 1 | #N/A | 0 | 0.00018167 | 0.005307 | #N/A | 0.005307 |  | 415 | 34.8534 | PASS | 1.8497 | PASS | Eligible | -0.83568 | 2.6854 | 415 | 3.49 | kWh | 1022.5667 | N/A | N/A | 34.9002 |  | 415 | 1 | -460 | 50.6 | 0 | 0 | 10 | 0
| SWWH028E | SUn | Ex | CZ16 |  | 416 | SWWH028E | 1 | 10 | 2022 | natural gas | electricity | NR |  | -783 |  | 71.2 | -783 |  | 71.2 |  | -783 | 71.2 | 0 | 0 |  | 0 | 0 |  | TRUE | 10 | 0 | 0 | TRUE | 2022+10 | 2032+00 | TRUE | TRUE | FALSE | FALSE | -783 | 71.2 | TRUE | TRUE | FALSE | FALSE | 0 | 0 | TRUE | TRUE | TRUE | -783 | 71.2 | 0 | 0 | -7830 | 712 | 0 | 0 | 3423.1829 | 100000 | #N/A | 100000 | 0.034232 | 1 | #N/A | 0 | 0.00018167 | 0.005307 | #N/A | 0.005307 |  | 416 | 44.3965 | PASS | 2.3561 | PASS | Eligible | -1.4225 | 3.7786 | 416 | 4.4476 | kWh | 1303.1412 | N/A | N/A | 44.4762 |  | 416 | 1 | -783 | 71.2 | 0 | 0 | 10 | 0
| SWWH028E | WRf | Ex | CZ01 |  | 417 | SWWH028E | 1 | 10 | 2022 | natural gas | electricity | NR |  | -1340 |  | 131 | -1340 |  | 131 |  | -1340 | 131 | 0 | 0 |  | 0 | 0 |  | TRUE | 10 | 0 | 0 | TRUE | 2022+10 | 2032+00 | TRUE | TRUE | FALSE | FALSE | -1340 | 131 | TRUE | TRUE | FALSE | FALSE | 0 | 0 | TRUE | TRUE | TRUE | -1340 | 131 | 0 | 0 | -13400 | 1310 | 0 | 0 | 3423.1829 | 100000 | #N/A | 100000 | 0.034232 | 1 | #N/A | 0 | 0.00018167 | 0.005307 | #N/A | 0.005307 |  | 417 | 85.1293 | PASS | 4.5178 | PASS | Eligible | -2.4344 | 6.9522 | 417 | 8.5266 | kWh | 2498.2655 | N/A | N/A | 85.2658 |  | 417 | 1 | -1340 | 131 | 0 | 0 | 10 | 0
| SWWH028E | WRf | Ex | CZ02 |  | 418 | SWWH028E | 1 | 10 | 2022 | natural gas | electricity | NR |  | -1230 |  | 122 | -1230 |  | 122 |  | -1230 | 122 | 0 | 0 |  | 0 | 0 |  | TRUE | 10 | 0 | 0 | TRUE | 2022+10 | 2032+00 | TRUE | TRUE | FALSE | FALSE | -1230 | 122 | TRUE | TRUE | FALSE | FALSE | 0 | 0 | TRUE | TRUE | TRUE | -1230 | 122 | 0 | 0 | -12300 | 1220 | 0 | 0 | 3423.1829 | 100000 | #N/A | 100000 | 0.034232 | 1 | #N/A | 0 | 0.00018167 | 0.005307 | #N/A | 0.005307 |  | 418 | 79.8949 | PASS | 4.24 | PASS | Eligible | -2.2345 | 6.4746 | 418 | 8.002 | kWh | 2344.5678 | N/A | N/A | 80.0201 |  | 418 | 1 | -1230 | 122 | 0 | 0 | 10 | 0
| SWWH028E | WRf | Ex | CZ03 |  | 419 | SWWH028E | 1 | 10 | 2022 | natural gas | electricity | NR |  | -1240 |  | 122 | -1240 |  | 122 |  | -1240 | 122 | 0 | 0 |  | 0 | 0 |  | TRUE | 10 | 0 | 0 | TRUE | 2022+10 | 2032+00 | TRUE | TRUE | FALSE | FALSE | -1240 | 122 | TRUE | TRUE | FALSE | FALSE | 0 | 0 | TRUE | TRUE | TRUE | -1240 | 122 | 0 | 0 | -12400 | 1220 | 0 | 0 | 3423.1829 | 100000 | #N/A | 100000 | 0.034232 | 1 | #N/A | 0 | 0.00018167 | 0.005307 | #N/A | 0.005307 |  | 419 | 79.5525 | PASS | 4.2219 | PASS | Eligible | -2.2527 | 6.4746 | 419 | 7.9679 | kWh | 2334.5678 | N/A | N/A | 79.6788 |  | 419 | 1 | -1240 | 122 | 0 | 0 | 10 | 0
| SWWH028E | WRf | Ex | CZ04 |  | 420 | SWWH028E | 1 | 10 | 2022 | natural gas | electricity | NR |  | -1190 |  | 119 | -1190 |  | 119 |  | -1190 | 119 | 0 | 0 |  | 0 | 0 |  | TRUE | 10 | 0 | 0 | TRUE | 2022+10 | 2032+00 | TRUE | TRUE | FALSE | FALSE | -1190 | 119 | TRUE | TRUE | FALSE | FALSE | 0 | 0 | TRUE | TRUE | TRUE | -1190 | 119 | 0 | 0 | -11900 | 1190 | 0 | 0 | 3423.1829 | 100000 | #N/A | 100000 | 0.034232 | 1 | #N/A | 0 | 0.00018167 | 0.005307 | #N/A | 0.005307 |  | 420 | 78.2641 | PASS | 4.1535 | PASS | Eligible | -2.1619 | 6.3154 | 420 | 7.8385 | kWh | 2296.6686 | N/A | N/A | 78.3853 |  | 420 | 1 | -1190 | 119 | 0 | 0 | 10 | 0
| SWWH028E | WRf | Ex | CZ05 |  | 421 | SWWH028E | 1 | 10 | 2022 | natural gas | electricity | NR |  | -1260 |  | 124 | -1260 |  | 124 |  | -1260 | 124 | 0 | 0 |  | 0 | 0 |  | TRUE | 10 | 0 | 0 | TRUE | 2022+10 | 2032+00 | TRUE | TRUE | FALSE | FALSE | -1260 | 124 | TRUE | TRUE | FALSE | FALSE | 0 | 0 | TRUE | TRUE | TRUE | -1260 | 124 | 0 | 0 | -12600 | 1240 | 0 | 0 | 3423.1829 | 100000 | #N/A | 100000 | 0.034232 | 1 | #N/A | 0 | 0.00018167 | 0.005307 | #N/A | 0.005307 |  | 421 | 80.8679 | PASS | 4.2917 | PASS | Eligible | -2.289 | 6.5807 | 421 | 8.0996 | kWh | 2373.1673 | N/A | N/A | 80.9962 |  | 421 | 1 | -1260 | 124 | 0 | 0 | 10 | 0
| SWWH028E | WRf | Ex | CZ06 |  | 422 | SWWH028E | 1 | 10 | 2022 | natural gas | electricity | NR |  | -1150 |  | 115 | -1150 |  | 115 |  | -1150 | 115 | 0 | 0 |  | 0 | 0 |  | TRUE | 10 | 0 | 0 | TRUE | 2022+10 | 2032+00 | TRUE | TRUE | FALSE | FALSE | -1150 | 115 | TRUE | TRUE | FALSE | FALSE | 0 | 0 | TRUE | TRUE | TRUE | -1150 | 115 | 0 | 0 | -11500 | 1150 | 0 | 0 | 3423.1829 | 100000 | #N/A | 100000 | 0.034232 | 1 | #N/A | 0 | 0.00018167 | 0.005307 | #N/A | 0.005307 |  | 422 | 75.6334 | PASS | 4.0139 | PASS | Eligible | -2.0892 | 6.1031 | 422 | 7.5751 | kWh | 2219.4697 | N/A | N/A | 75.7505 |  | 422 | 1 | -1150 | 115 | 0 | 0 | 10 | 0
| SWWH028E | WRf | Ex | CZ07 |  | 423 | SWWH028E | 1 | 10 | 2022 | natural gas | electricity | NR |  | -1140 |  | 114 | -1140 |  | 114 |  | -1140 | 114 | 0 | 0 |  | 0 | 0 |  | TRUE | 10 | 0 | 0 | TRUE | 2022+10 | 2032+00 | TRUE | TRUE | FALSE | FALSE | -1140 | 114 | TRUE | TRUE | FALSE | FALSE | 0 | 0 | TRUE | TRUE | TRUE | -1140 | 114 | 0 | 0 | -11400 | 1140 | 0 | 0 | 3423.1829 | 100000 | #N/A | 100000 | 0.034232 | 1 | #N/A | 0 | 0.00018167 | 0.005307 | #N/A | 0.005307 |  | 423 | 74.9757 | PASS | 3.979 | PASS | Eligible | -2.071 | 6.05 | 423 | 7.5092 | kWh | 2200.1699 | N/A | N/A | 75.0918 |  | 423 | 1 | -1140 | 114 | 0 | 0 | 10 | 0
| SWWH028E | WRf | Ex | CZ08 |  | 424 | SWWH028E | 1 | 10 | 2022 | natural gas | electricity | NR |  | -1120 |  | 112 | -1120 |  | 112 |  | -1120 | 112 | 0 | 0 |  | 0 | 0 |  | TRUE | 10 | 0 | 0 | TRUE | 2022+10 | 2032+00 | TRUE | TRUE | FALSE | FALSE | -1120 | 112 | TRUE | TRUE | FALSE | FALSE | 0 | 0 | TRUE | TRUE | TRUE | -1120 | 112 | 0 | 0 | -11200 | 1120 | 0 | 0 | 3423.1829 | 100000 | #N/A | 100000 | 0.034232 | 1 | #N/A | 0 | 0.00018167 | 0.005307 | #N/A | 0.005307 |  | 424 | 73.6604 | PASS | 3.9092 | PASS | Eligible | -2.0347 | 5.9439 | 424 | 7.3774 | kWh | 2161.5705 | N/A | N/A | 73.7744 |  | 424 | 1 | -1120 | 112 | 0 | 0 | 10 | 0
| SWWH028E | WRf | Ex | CZ09 |  | 425 | SWWH028E | 1 | 10 | 2022 | natural gas | electricity | NR |  | -1120 |  | 112 | -1120 |  | 112 |  | -1120 | 112 | 0 | 0 |  | 0 | 0 |  | TRUE | 10 | 0 | 0 | TRUE | 2022+10 | 2032+00 | TRUE | TRUE | FALSE | FALSE | -1120 | 112 | TRUE | TRUE | FALSE | FALSE | 0 | 0 | TRUE | TRUE | TRUE | -1120 | 112 | 0 | 0 | -11200 | 1120 | 0 | 0 | 3423.1829 | 100000 | #N/A | 100000 | 0.034232 | 1 | #N/A | 0 | 0.00018167 | 0.005307 | #N/A | 0.005307 |  | 425 | 73.6604 | PASS | 3.9092 | PASS | Eligible | -2.0347 | 5.9439 | 425 | 7.3774 | kWh | 2161.5705 | N/A | N/A | 73.7744 |  | 425 | 1 | -1120 | 112 | 0 | 0 | 10 | 0
| SWWH028E | WRf | Ex | CZ10 |  | 426 | SWWH028E | 1 | 10 | 2022 | natural gas | electricity | NR |  | -1120 |  | 112 | -1120 |  | 112 |  | -1120 | 112 | 0 | 0 |  | 0 | 0 |  | TRUE | 10 | 0 | 0 | TRUE | 2022+10 | 2032+00 | TRUE | TRUE | FALSE | FALSE | -1120 | 112 | TRUE | TRUE | FALSE | FALSE | 0 | 0 | TRUE | TRUE | TRUE | -1120 | 112 | 0 | 0 | -11200 | 1120 | 0 | 0 | 3423.1829 | 100000 | #N/A | 100000 | 0.034232 | 1 | #N/A | 0 | 0.00018167 | 0.005307 | #N/A | 0.005307 |  | 426 | 73.6604 | PASS | 3.9092 | PASS | Eligible | -2.0347 | 5.9439 | 426 | 7.3774 | kWh | 2161.5705 | N/A | N/A | 73.7744 |  | 426 | 1 | -1120 | 112 | 0 | 0 | 10 | 0
| SWWH028E | WRf | Ex | CZ11 |  | 427 | SWWH028E | 1 | 10 | 2022 | natural gas | electricity | NR |  | -1130 |  | 113 | -1130 |  | 113 |  | -1130 | 113 | 0 | 0 |  | 0 | 0 |  | TRUE | 10 | 0 | 0 | TRUE | 2022+10 | 2032+00 | TRUE | TRUE | FALSE | FALSE | -1130 | 113 | TRUE | TRUE | FALSE | FALSE | 0 | 0 | TRUE | TRUE | TRUE | -1130 | 113 | 0 | 0 | -11300 | 1130 | 0 | 0 | 3423.1829 | 100000 | #N/A | 100000 | 0.034232 | 1 | #N/A | 0 | 0.00018167 | 0.005307 | #N/A | 0.005307 |  | 427 | 74.318 | PASS | 3.9441 | PASS | Eligible | -2.0529 | 5.997 | 427 | 7.4433 | kWh | 2180.8702 | N/A | N/A | 74.4331 |  | 427 | 1 | -1130 | 113 | 0 | 0 | 10 | 0
| SWWH028E | WRf | Ex | CZ12 |  | 428 | SWWH028E | 1 | 10 | 2022 | natural gas | electricity | NR |  | -1170 |  | 117 | -1170 |  | 117 |  | -1170 | 117 | 0 | 0 |  | 0 | 0 |  | TRUE | 10 | 0 | 0 | TRUE | 2022+10 | 2032+00 | TRUE | TRUE | FALSE | FALSE | -1170 | 117 | TRUE | TRUE | FALSE | FALSE | 0 | 0 | TRUE | TRUE | TRUE | -1170 | 117 | 0 | 0 | -11700 | 1170 | 0 | 0 | 3423.1829 | 100000 | #N/A | 100000 | 0.034232 | 1 | #N/A | 0 | 0.00018167 | 0.005307 | #N/A | 0.005307 |  | 428 | 76.9488 | PASS | 4.0837 | PASS | Eligible | -2.1255 | 6.2092 | 428 | 7.7068 | kWh | 2258.0691 | N/A | N/A | 77.0679 |  | 428 | 1 | -1170 | 117 | 0 | 0 | 10 | 0
| SWWH028E | WRf | Ex | CZ13 |  | 429 | SWWH028E | 1 | 10 | 2022 | natural gas | electricity | NR |  | -1120 |  | 112 | -1120 |  | 112 |  | -1120 | 112 | 0 | 0 |  | 0 | 0 |  | TRUE | 10 | 0 | 0 | TRUE | 2022+10 | 2032+00 | TRUE | TRUE | FALSE | FALSE | -1120 | 112 | TRUE | TRUE | FALSE | FALSE | 0 | 0 | TRUE | TRUE | TRUE | -1120 | 112 | 0 | 0 | -11200 | 1120 | 0 | 0 | 3423.1829 | 100000 | #N/A | 100000 | 0.034232 | 1 | #N/A | 0 | 0.00018167 | 0.005307 | #N/A | 0.005307 |  | 429 | 73.6604 | PASS | 3.9092 | PASS | Eligible | -2.0347 | 5.9439 | 429 | 7.3774 | kWh | 2161.5705 | N/A | N/A | 73.7744 |  | 429 | 1 | -1120 | 112 | 0 | 0 | 10 | 0
| SWWH028E | WRf | Ex | CZ14 |  | 430 | SWWH028E | 1 | 10 | 2022 | natural gas | electricity | NR |  | -1140 |  | 114 | -1140 |  | 114 |  | -1140 | 114 | 0 | 0 |  | 0 | 0 |  | TRUE | 10 | 0 | 0 | TRUE | 2022+10 | 2032+00 | TRUE | TRUE | FALSE | FALSE | -1140 | 114 | TRUE | TRUE | FALSE | FALSE | 0 | 0 | TRUE | TRUE | TRUE | -1140 | 114 | 0 | 0 | -11400 | 1140 | 0 | 0 | 3423.1829 | 100000 | #N/A | 100000 | 0.034232 | 1 | #N/A | 0 | 0.00018167 | 0.005307 | #N/A | 0.005307 |  | 430 | 74.9757 | PASS | 3.979 | PASS | Eligible | -2.071 | 6.05 | 430 | 7.5092 | kWh | 2200.1699 | N/A | N/A | 75.0918 |  | 430 | 1 | -1140 | 114 | 0 | 0 | 10 | 0
| SWWH028E | WRf | Ex | CZ15 |  | 431 | SWWH028E | 1 | 10 | 2022 | natural gas | electricity | NR |  | -928 |  | 94.8 | -928 |  | 94.8 |  | -928 | 94.8 | 0 | 0 |  | 0 | 0 |  | TRUE | 10 | 0 | 0 | TRUE | 2022+10 | 2032+00 | TRUE | TRUE | FALSE | FALSE | -928 | 94.8 | TRUE | TRUE | FALSE | FALSE | 0 | 0 | TRUE | TRUE | TRUE | -928 | 94.8 | 0 | 0 | -9280 | 948 | 0 | 0 | 3423.1829 | 100000 | #N/A | 100000 | 0.034232 | 1 | #N/A | 0 | 0.00018167 | 0.005307 | #N/A | 0.005307 |  | 431 | 63.0329 | PASS | 3.3452 | PASS | Eligible | -1.6859 | 5.0311 | 431 | 6.3127 | kWh | 1849.615 | N/A | N/A | 63.1274 |  | 431 | 1 | -928 | 94.8 | 0 | 0 | 10 | 0
| SWWH028E | WRf | Ex | CZ16 |  | 432 | SWWH028E | 1 | 10 | 2022 | natural gas | electricity | NR |  | -1330 |  | 130 | -1330 |  | 130 |  | -1330 | 130 | 0 | 0 |  | 0 | 0 |  | TRUE | 10 | 0 | 0 | TRUE | 2022+10 | 2032+00 | TRUE | TRUE | FALSE | FALSE | -1330 | 130 | TRUE | TRUE | FALSE | FALSE | 0 | 0 | TRUE | TRUE | TRUE | -1330 | 130 | 0 | 0 | -13300 | 1300 | 0 | 0 | 3423.1829 | 100000 | #N/A | 100000 | 0.034232 | 1 | #N/A | 0 | 0.00018167 | 0.005307 | #N/A | 0.005307 |  | 432 | 84.4717 | PASS | 4.4829 | PASS | Eligible | -2.4162 | 6.8991 | 432 | 8.4607 | kWh | 2478.9657 | N/A | N/A | 84.6071 |  | 432 | 1 | -1330 | 130 | 0 | 0 | 10 | 0
| SWWH028E | Com | Ex | CZ01 |  | 433 | SWWH028E | 1 | 10 | 2022 | natural gas | electricity | NR |  | -670 |  | 65.4 | -670 |  | 65.4 |  | -670 | 65.4 | 0 | 0 |  | 0 | 0 |  | TRUE | 10 | 0 | 0 | TRUE | 2022+10 | 2032+00 | TRUE | TRUE | FALSE | FALSE | -670 | 65.4 | TRUE | TRUE | FALSE | FALSE | 0 | 0 | TRUE | TRUE | TRUE | -670 | 65.4 | 0 | 0 | -6700 | 654 | 0 | 0 | 3423.1829 | 100000 | #N/A | 100000 | 0.034232 | 1 | #N/A | 0 | 0.00018167 | 0.005307 | #N/A | 0.005307 |  | 433 | 42.4647 | PASS | 2.2536 | PASS | Eligible | -1.2172 | 3.4708 | 433 | 4.2533 | kWh | 1246.2028 | N/A | N/A | 42.5329 |  | 433 | 1 | -670 | 65.4 | 0 | 0 | 10 | 0
| SWWH028E | Com | Ex | CZ02 |  | 434 | SWWH028E | 1 | 10 | 2022 | natural gas | electricity | NR |  | -614 |  | 60.6 | -614 |  | 60.6 |  | -614 | 60.6 | 0 | 0 |  | 0 | 0 |  | TRUE | 10 | 0 | 0 | TRUE | 2022+10 | 2032+00 | TRUE | TRUE | FALSE | FALSE | -614 | 60.6 | TRUE | TRUE | FALSE | FALSE | 0 | 0 | TRUE | TRUE | TRUE | -614 | 60.6 | 0 | 0 | -6140 | 606 | 0 | 0 | 3423.1829 | 100000 | #N/A | 100000 | 0.034232 | 1 | #N/A | 0 | 0.00018167 | 0.005307 | #N/A | 0.005307 |  | 434 | 39.5817 | PASS | 2.1006 | PASS | Eligible | -1.1155 | 3.2161 | 434 | 3.9644 | kWh | 1161.564 | N/A | N/A | 39.6442 |  | 434 | 1 | -614 | 60.6 | 0 | 0 | 10 | 0
| SWWH028E | Com | Ex | CZ03 |  | 435 | SWWH028E | 1 | 10 | 2022 | natural gas | electricity | NR |  | -585 |  | 57.3 | -585 |  | 57.3 |  | -585 | 57.3 | 0 | 0 |  | 0 | 0 |  | TRUE | 10 | 0 | 0 | TRUE | 2022+10 | 2032+00 | TRUE | TRUE | FALSE | FALSE | -585 | 57.3 | TRUE | TRUE | FALSE | FALSE | 0 | 0 | TRUE | TRUE | TRUE | -585 | 57.3 | 0 | 0 | -5850 | 573 | 0 | 0 | 3423.1829 | 100000 | #N/A | 100000 | 0.034232 | 1 | #N/A | 0 | 0.00018167 | 0.005307 | #N/A | 0.005307 |  | 435 | 37.2744 | PASS | 1.9782 | PASS | Eligible | -1.0628 | 3.0409 | 435 | 3.7334 | kWh | 1093.8749 | N/A | N/A | 37.334 |  | 435 | 1 | -585 | 57.3 | 0 | 0 | 10 | 0
| SWWH028E | Com | Ex | CZ04 |  | 436 | SWWH028E | 1 | 10 | 2022 | natural gas | electricity | NR |  | -549 |  | 54.3 | -549 |  | 54.3 |  | -549 | 54.3 | 0 | 0 |  | 0 | 0 |  | TRUE | 10 | 0 | 0 | TRUE | 2022+10 | 2032+00 | TRUE | TRUE | FALSE | FALSE | -549 | 54.3 | TRUE | TRUE | FALSE | FALSE | 0 | 0 | TRUE | TRUE | TRUE | -549 | 54.3 | 0 | 0 | -5490 | 543 | 0 | 0 | 3423.1829 | 100000 | #N/A | 100000 | 0.034232 | 1 | #N/A | 0 | 0.00018167 | 0.005307 | #N/A | 0.005307 |  | 436 | 35.5067 | PASS | 1.8844 | PASS | Eligible | -0.99737 | 2.8817 | 436 | 3.5563 | kWh | 1041.9757 | N/A | N/A | 35.5626 |  | 436 | 1 | -549 | 54.3 | 0 | 0 | 10 | 0
| SWWH028E | Com | Ex | CZ05 |  | 437 | SWWH028E | 1 | 10 | 2022 | natural gas | electricity | NR |  | -640 |  | 63.3 | -640 |  | 63.3 |  | -640 | 63.3 | 0 | 0 |  | 0 | 0 |  | TRUE | 10 | 0 | 0 | TRUE | 2022+10 | 2032+00 | TRUE | TRUE | FALSE | FALSE | -640 | 63.3 | TRUE | TRUE | FALSE | FALSE | 0 | 0 | TRUE | TRUE | TRUE | -640 | 63.3 | 0 | 0 | -6400 | 633 | 0 | 0 | 3423.1829 | 100000 | #N/A | 100000 | 0.034232 | 1 | #N/A | 0 | 0.00018167 | 0.005307 | #N/A | 0.005307 |  | 437 | 41.3916 | PASS | 2.1967 | PASS | Eligible | -1.1627 | 3.3594 | 437 | 4.1457 | kWh | 1214.6733 | N/A | N/A | 41.4568 |  | 437 | 1 | -640 | 63.3 | 0 | 0 | 10 | 0
| SWWH028E | Com | Ex | CZ06 |  | 438 | SWWH028E | 1 | 10 | 2022 | natural gas | electricity | NR |  | -538 |  | 54.4 | -538 |  | 54.4 |  | -538 | 54.4 | 0 | 0 |  | 0 | 0 |  | TRUE | 10 | 0 | 0 | TRUE | 2022+10 | 2032+00 | TRUE | TRUE | FALSE | FALSE | -538 | 54.4 | TRUE | TRUE | FALSE | FALSE | 0 | 0 | TRUE | TRUE | TRUE | -538 | 54.4 | 0 | 0 | -5380 | 544 | 0 | 0 | 3423.1829 | 100000 | #N/A | 100000 | 0.034232 | 1 | #N/A | 0 | 0.00018167 | 0.005307 | #N/A | 0.005307 |  | 438 | 35.9833 | PASS | 1.9096 | PASS | Eligible | -0.97738 | 2.887 | 438 | 3.6038 | kWh | 1055.9057 | N/A | N/A | 36.0381 |  | 438 | 1 | -538 | 54.4 | 0 | 0 | 10 | 0
| SWWH028E | Com | Ex | CZ07 |  | 439 | SWWH028E | 1 | 10 | 2022 | natural gas | electricity | NR |  | -546 |  | 55.3 | -546 |  | 55.3 |  | -546 | 55.3 | 0 | 0 |  | 0 | 0 |  | TRUE | 10 | 0 | 0 | TRUE | 2022+10 | 2032+00 | TRUE | TRUE | FALSE | FALSE | -546 | 55.3 | TRUE | TRUE | FALSE | FALSE | 0 | 0 | TRUE | TRUE | TRUE | -546 | 55.3 | 0 | 0 | -5460 | 553 | 0 | 0 | 3423.1829 | 100000 | #N/A | 100000 | 0.034232 | 1 | #N/A | 0 | 0.00018167 | 0.005307 | #N/A | 0.005307 |  | 439 | 36.6094 | PASS | 1.9429 | PASS | Eligible | -0.99192 | 2.9348 | 439 | 3.6665 | kWh | 1074.2754 | N/A | N/A | 36.665 |  | 439 | 1 | -546 | 55.3 | 0 | 0 | 10 | 0
| SWWH028E | Com | Ex | CZ08 |  | 440 | SWWH028E | 1 | 10 | 2022 | natural gas | electricity | NR |  | -526 |  | 53.3 | -526 |  | 53.3 |  | -526 | 53.3 | 0 | 0 |  | 0 | 0 |  | TRUE | 10 | 0 | 0 | TRUE | 2022+10 | 2032+00 | TRUE | TRUE | FALSE | FALSE | -526 | 53.3 | TRUE | TRUE | FALSE | FALSE | 0 | 0 | TRUE | TRUE | TRUE | -526 | 53.3 | 0 | 0 | -5260 | 533 | 0 | 0 | 3423.1829 | 100000 | #N/A | 100000 | 0.034232 | 1 | #N/A | 0 | 0.00018167 | 0.005307 | #N/A | 0.005307 |  | 440 | 35.2941 | PASS | 1.8731 | PASS | Eligible | -0.95558 | 2.8287 | 440 | 3.5348 | kWh | 1035.6759 | N/A | N/A | 35.3476 |  | 440 | 1 | -526 | 53.3 | 0 | 0 | 10 | 0
| SWWH028E | Com | Ex | CZ09 |  | 441 | SWWH028E | 1 | 10 | 2022 | natural gas | electricity | NR |  | -520 |  | 52.7 | -520 |  | 52.7 |  | -520 | 52.7 | 0 | 0 |  | 0 | 0 |  | TRUE | 10 | 0 | 0 | TRUE | 2022+10 | 2032+00 | TRUE | TRUE | FALSE | FALSE | -520 | 52.7 | TRUE | TRUE | FALSE | FALSE | 0 | 0 | TRUE | TRUE | TRUE | -520 | 52.7 | 0 | 0 | -5200 | 527 | 0 | 0 | 3423.1829 | 100000 | #N/A | 100000 | 0.034232 | 1 | #N/A | 0 | 0.00018167 | 0.005307 | #N/A | 0.005307 |  | 441 | 34.8994 | PASS | 1.8521 | PASS | Eligible | -0.94468 | 2.7968 | 441 | 3.4952 | kWh | 1024.0961 | N/A | N/A | 34.9524 |  | 441 | 1 | -520 | 52.7 | 0 | 0 | 10 | 0
| SWWH028E | Com | Ex | CZ10 |  | 442 | SWWH028E | 1 | 10 | 2022 | natural gas | electricity | NR |  | -518 |  | 53 | -518 |  | 53 |  | -518 | 53 | 0 | 0 |  | 0 | 0 |  | TRUE | 10 | 0 | 0 | TRUE | 2022+10 | 2032+00 | TRUE | TRUE | FALSE | FALSE | -518 | 53 | TRUE | TRUE | FALSE | FALSE | 0 | 0 | TRUE | TRUE | TRUE | -518 | 53 | 0 | 0 | -5180 | 530 | 0 | 0 | 3423.1829 | 100000 | #N/A | 100000 | 0.034232 | 1 | #N/A | 0 | 0.00018167 | 0.005307 | #N/A | 0.005307 |  | 442 | 35.2679 | PASS | 1.8717 | PASS | Eligible | -0.94105 | 2.8127 | 442 | 3.5321 | kWh | 1034.886 | N/A | N/A | 35.3207 |  | 442 | 1 | -518 | 53 | 0 | 0 | 10 | 0
| SWWH028E | Com | Ex | CZ11 |  | 443 | SWWH028E | 1 | 10 | 2022 | natural gas | electricity | NR |  | -549 |  | 55 | -549 |  | 55 |  | -549 | 55 | 0 | 0 |  | 0 | 0 |  | TRUE | 10 | 0 | 0 | TRUE | 2022+10 | 2032+00 | TRUE | TRUE | FALSE | FALSE | -549 | 55 | TRUE | TRUE | FALSE | FALSE | 0 | 0 | TRUE | TRUE | TRUE | -549 | 55 | 0 | 0 | -5490 | 550 | 0 | 0 | 3423.1829 | 100000 | #N/A | 100000 | 0.034232 | 1 | #N/A | 0 | 0.00018167 | 0.005307 | #N/A | 0.005307 |  | 443 | 36.2067 | PASS | 1.9215 | PASS | Eligible | -0.99737 | 2.9189 | 443 | 3.6263 | kWh | 1062.4855 | N/A | N/A | 36.2626 |  | 443 | 1 | -549 | 55 | 0 | 0 | 10 | 0
| SWWH028E | Com | Ex | CZ12 |  | 444 | SWWH028E | 1 | 10 | 2022 | natural gas | electricity | NR |  | -554 |  | 55.3 | -554 |  | 55.3 |  | -554 | 55.3 | 0 | 0 |  | 0 | 0 |  | TRUE | 10 | 0 | 0 | TRUE | 2022+10 | 2032+00 | TRUE | TRUE | FALSE | FALSE | -554 | 55.3 | TRUE | TRUE | FALSE | FALSE | 0 | 0 | TRUE | TRUE | TRUE | -554 | 55.3 | 0 | 0 | -5540 | 553 | 0 | 0 | 3423.1829 | 100000 | #N/A | 100000 | 0.034232 | 1 | #N/A | 0 | 0.00018167 | 0.005307 | #N/A | 0.005307 |  | 444 | 36.3356 | PASS | 1.9283 | PASS | Eligible | -1.0064 | 2.9348 | 444 | 3.6392 | kWh | 1066.2754 | N/A | N/A | 36.392 |  | 444 | 1 | -554 | 55.3 | 0 | 0 | 10 | 0
| SWWH028E | Com | Ex | CZ13 |  | 445 | SWWH028E | 1 | 10 | 2022 | natural gas | electricity | NR |  | -533 |  | 54 | -533 |  | 54 |  | -533 | 54 | 0 | 0 |  | 0 | 0 |  | TRUE | 10 | 0 | 0 | TRUE | 2022+10 | 2032+00 | TRUE | TRUE | FALSE | FALSE | -533 | 54 | TRUE | TRUE | FALSE | FALSE | 0 | 0 | TRUE | TRUE | TRUE | -533 | 54 | 0 | 0 | -5330 | 540 | 0 | 0 | 3423.1829 | 100000 | #N/A | 100000 | 0.034232 | 1 | #N/A | 0 | 0.00018167 | 0.005307 | #N/A | 0.005307 |  | 445 | 35.7544 | PASS | 1.8975 | PASS | Eligible | -0.9683 | 2.8658 | 445 | 3.5809 | kWh | 1049.1858 | N/A | N/A | 35.8087 |  | 445 | 1 | -533 | 54 | 0 | 0 | 10 | 0
| SWWH028E | Com | Ex | CZ14 |  | 446 | SWWH028E | 1 | 10 | 2022 | natural gas | electricity | NR |  | -498 |  | 50.4 | -498 |  | 50.4 |  | -498 | 50.4 | 0 | 0 |  | 0 | 0 |  | TRUE | 10 | 0 | 0 | TRUE | 2022+10 | 2032+00 | TRUE | TRUE | FALSE | FALSE | -498 | 50.4 | TRUE | TRUE | FALSE | FALSE | 0 | 0 | TRUE | TRUE | TRUE | -498 | 50.4 | 0 | 0 | -4980 | 504 | 0 | 0 | 3423.1829 | 100000 | #N/A | 100000 | 0.034232 | 1 | #N/A | 0 | 0.00018167 | 0.005307 | #N/A | 0.005307 |  | 446 | 33.3525 | PASS | 1.77 | PASS | Eligible | -0.90471 | 2.6747 | 446 | 3.3403 | kWh | 978.7067 | N/A | N/A | 33.4033 |  | 446 | 1 | -498 | 50.4 | 0 | 0 | 10 | 0
| SWWH028E | Com | Ex | CZ15 |  | 447 | SWWH028E | 1 | 10 | 2022 | natural gas | electricity | NR |  | -450 |  | 46.7 | -450 |  | 46.7 |  | -450 | 46.7 | 0 | 0 |  | 0 | 0 |  | TRUE | 10 | 0 | 0 | TRUE | 2022+10 | 2032+00 | TRUE | TRUE | FALSE | FALSE | -450 | 46.7 | TRUE | TRUE | FALSE | FALSE | 0 | 0 | TRUE | TRUE | TRUE | -450 | 46.7 | 0 | 0 | -4500 | 467 | 0 | 0 | 3423.1829 | 100000 | #N/A | 100000 | 0.034232 | 1 | #N/A | 0 | 0.00018167 | 0.005307 | #N/A | 0.005307 |  | 447 | 31.2957 | PASS | 1.6609 | PASS | Eligible | -0.81751 | 2.4784 | 447 | 3.1341 | kWh | 918.2977 | N/A | N/A | 31.3415 |  | 447 | 1 | -450 | 46.7 | 0 | 0 | 10 | 0
| SWWH028E | Com | Ex | CZ16 |  | 448 | SWWH028E | 1 | 10 | 2022 | natural gas | electricity | NR |  | -651 |  | 63.2 | -651 |  | 63.2 |  | -651 | 63.2 | 0 | 0 |  | 0 | 0 |  | TRUE | 10 | 0 | 0 | TRUE | 2022+10 | 2032+00 | TRUE | TRUE | FALSE | FALSE | -651 | 63.2 | TRUE | TRUE | FALSE | FALSE | 0 | 0 | TRUE | TRUE | TRUE | -651 | 63.2 | 0 | 0 | -6510 | 632 | 0 | 0 | 3423.1829 | 100000 | #N/A | 100000 | 0.034232 | 1 | #N/A | 0 | 0.00018167 | 0.005307 | #N/A | 0.005307 |  | 448 | 40.9151 | PASS | 2.1714 | PASS | Eligible | -1.1827 | 3.354 | 448 | 4.0981 | kWh | 1200.7433 | N/A | N/A | 40.9814 |  | 448 | 1 | -651 | 63.2 | 0 | 0 | 10 | 0
| SWWH028F | Asm | Ex | CZ01 |  | 449 | SWWH028F | 1 | 10 | 2022 | natural gas | electricity | NR |  | -433 |  | 62.9 | -433 |  | 62.9 |  | -433 | 62.9 | 0 | 0 |  | 0 | 0 |  | TRUE | 10 | 0 | 0 | TRUE | 2022+10 | 2032+00 | TRUE | TRUE | FALSE | FALSE | -433 | 62.9 | TRUE | TRUE | FALSE | FALSE | 0 | 0 | TRUE | TRUE | TRUE | -433 | 62.9 | 0 | 0 | -4330 | 629 | 0 | 0 | 3423.1829 | 100000 | #N/A | 100000 | 0.034232 | 1 | #N/A | 0 | 0.00018167 | 0.005307 | #N/A | 0.005307 |  | 449 | 48.0776 | PASS | 2.5515 | PASS | Eligible | -0.78663 | 3.3381 | 449 | 4.8122 | kWh | 1409.9534 | N/A | N/A | 48.1217 |  | 449 | 1 | -433 | 62.9 | 0 | 0 | 10 | 0
| SWWH028F | Asm | Ex | CZ02 |  | 450 | SWWH028F | 1 | 10 | 2022 | natural gas | electricity | NR |  | -399 |  | 58.5 | -399 |  | 58.5 |  | -399 | 58.5 | 0 | 0 |  | 0 | 0 |  | TRUE | 10 | 0 | 0 | TRUE | 2022+10 | 2032+00 | TRUE | TRUE | FALSE | FALSE | -399 | 58.5 | TRUE | TRUE | FALSE | FALSE | 0 | 0 | TRUE | TRUE | TRUE | -399 | 58.5 | 0 | 0 | -3990 | 585 | 0 | 0 | 3423.1829 | 100000 | #N/A | 100000 | 0.034232 | 1 | #N/A | 0 | 0.00018167 | 0.005307 | #N/A | 0.005307 |  | 450 | 44.8415 | PASS | 2.3798 | PASS | Eligible | -0.72486 | 3.1046 | 450 | 4.4882 | kWh | 1315.0346 | N/A | N/A | 44.8821 |  | 450 | 1 | -399 | 58.5 | 0 | 0 | 10 | 0
| SWWH028F | Asm | Ex | CZ03 |  | 451 | SWWH028F | 1 | 10 | 2022 | natural gas | electricity | NR |  | -401 |  | 58.7 | -401 |  | 58.7 |  | -401 | 58.7 | 0 | 0 |  | 0 | 0 |  | TRUE | 10 | 0 | 0 | TRUE | 2022+10 | 2032+00 | TRUE | TRUE | FALSE | FALSE | -401 | 58.7 | TRUE | TRUE | FALSE | FALSE | 0 | 0 | TRUE | TRUE | TRUE | -401 | 58.7 | 0 | 0 | -4010 | 587 | 0 | 0 | 3423.1829 | 100000 | #N/A | 100000 | 0.034232 | 1 | #N/A | 0 | 0.00018167 | 0.005307 | #N/A | 0.005307 |  | 451 | 44.973 | PASS | 2.3867 | PASS | Eligible | -0.7285 | 3.1152 | 451 | 4.5014 | kWh | 1318.8945 | N/A | N/A | 45.0139 |  | 451 | 1 | -401 | 58.7 | 0 | 0 | 10 | 0
| SWWH028F | Asm | Ex | CZ04 |  | 452 | SWWH028F | 1 | 10 | 2022 | natural gas | electricity | NR |  | -387 |  | 56.9 | -387 |  | 56.9 |  | -387 | 56.9 | 0 | 0 |  | 0 | 0 |  | TRUE | 10 | 0 | 0 | TRUE | 2022+10 | 2032+00 | TRUE | TRUE | FALSE | FALSE | -387 | 56.9 | TRUE | TRUE | FALSE | FALSE | 0 | 0 | TRUE | TRUE | TRUE | -387 | 56.9 | 0 | 0 | -3870 | 569 | 0 | 0 | 3423.1829 | 100000 | #N/A | 100000 | 0.034232 | 1 | #N/A | 0 | 0.00018167 | 0.005307 | #N/A | 0.005307 |  | 452 | 43.6523 | PASS | 2.3166 | PASS | Eligible | -0.70306 | 3.0197 | 452 | 4.3692 | kWh | 1280.155 | N/A | N/A | 43.6917 |  | 452 | 1 | -387 | 56.9 | 0 | 0 | 10 | 0
| SWWH028F | Asm | Ex | CZ05 |  | 453 | SWWH028F | 1 | 10 | 2022 | natural gas | electricity | NR |  | -406 |  | 59.6 | -406 |  | 59.6 |  | -406 | 59.6 | 0 | 0 |  | 0 | 0 |  | TRUE | 10 | 0 | 0 | TRUE | 2022+10 | 2032+00 | TRUE | TRUE | FALSE | FALSE | -406 | 59.6 | TRUE | TRUE | FALSE | FALSE | 0 | 0 | TRUE | TRUE | TRUE | -406 | 59.6 | 0 | 0 | -4060 | 596 | 0 | 0 | 3423.1829 | 100000 | #N/A | 100000 | 0.034232 | 1 | #N/A | 0 | 0.00018167 | 0.005307 | #N/A | 0.005307 |  | 453 | 45.7019 | PASS | 2.4254 | PASS | Eligible | -0.73758 | 3.163 | 453 | 4.5743 | kWh | 1340.2643 | N/A | N/A | 45.7432 |  | 453 | 1 | -406 | 59.6 | 0 | 0 | 10 | 0
| SWWH028F | Asm | Ex | CZ06 |  | 454 | SWWH028F | 1 | 10 | 2022 | natural gas | electricity | NR |  | -374 |  | 55.3 | -374 |  | 55.3 |  | -374 | 55.3 | 0 | 0 |  | 0 | 0 |  | TRUE | 10 | 0 | 0 | TRUE | 2022+10 | 2032+00 | TRUE | TRUE | FALSE | FALSE | -374 | 55.3 | TRUE | TRUE | FALSE | FALSE | 0 | 0 | TRUE | TRUE | TRUE | -374 | 55.3 | 0 | 0 | -3740 | 553 | 0 | 0 | 3423.1829 | 100000 | #N/A | 100000 | 0.034232 | 1 | #N/A | 0 | 0.00018167 | 0.005307 | #N/A | 0.005307 |  | 454 | 42.4973 | PASS | 2.2553 | PASS | Eligible | -0.67944 | 2.9348 | 454 | 4.2535 | kWh | 1246.2754 | N/A | N/A | 42.5354 |  | 454 | 1 | -374 | 55.3 | 0 | 0 | 10 | 0
| SWWH028F | Asm | Ex | CZ07 |  | 455 | SWWH028F | 1 | 10 | 2022 | natural gas | electricity | NR |  | -370 |  | 54.7 | -370 |  | 54.7 |  | -370 | 54.7 | 0 | 0 |  | 0 | 0 |  | TRUE | 10 | 0 | 0 | TRUE | 2022+10 | 2032+00 | TRUE | TRUE | FALSE | FALSE | -370 | 54.7 | TRUE | TRUE | FALSE | FALSE | 0 | 0 | TRUE | TRUE | TRUE | -370 | 54.7 | 0 | 0 | -3700 | 547 | 0 | 0 | 3423.1829 | 100000 | #N/A | 100000 | 0.034232 | 1 | #N/A | 0 | 0.00018167 | 0.005307 | #N/A | 0.005307 |  | 455 | 42.0342 | PASS | 2.2308 | PASS | Eligible | -0.67218 | 2.9029 | 455 | 4.2072 | kWh | 1232.6956 | N/A | N/A | 42.0719 |  | 455 | 1 | -370 | 54.7 | 0 | 0 | 10 | 0
| SWWH028F | Asm | Ex | CZ08 |  | 456 | SWWH028F | 1 | 10 | 2022 | natural gas | electricity | NR |  | -364 |  | 53.8 | -364 |  | 53.8 |  | -364 | 53.8 | 0 | 0 |  | 0 | 0 |  | TRUE | 10 | 0 | 0 | TRUE | 2022+10 | 2032+00 | TRUE | TRUE | FALSE | FALSE | -364 | 53.8 | TRUE | TRUE | FALSE | FALSE | 0 | 0 | TRUE | TRUE | TRUE | -364 | 53.8 | 0 | 0 | -3640 | 538 | 0 | 0 | 3423.1829 | 100000 | #N/A | 100000 | 0.034232 | 1 | #N/A | 0 | 0.00018167 | 0.005307 | #N/A | 0.005307 |  | 456 | 41.3396 | PASS | 2.1939 | PASS | Eligible | -0.66128 | 2.8552 | 456 | 4.1377 | kWh | 1212.3258 | N/A | N/A | 41.3767 |  | 456 | 1 | -364 | 53.8 | 0 | 0 | 10 | 0
| SWWH028F | Asm | Ex | CZ09 |  | 457 | SWWH028F | 1 | 10 | 2022 | natural gas | electricity | NR |  | -364 |  | 53.8 | -364 |  | 53.8 |  | -364 | 53.8 | 0 | 0 |  | 0 | 0 |  | TRUE | 10 | 0 | 0 | TRUE | 2022+10 | 2032+00 | TRUE | TRUE | FALSE | FALSE | -364 | 53.8 | TRUE | TRUE | FALSE | FALSE | 0 | 0 | TRUE | TRUE | TRUE | -364 | 53.8 | 0 | 0 | -3640 | 538 | 0 | 0 | 3423.1829 | 100000 | #N/A | 100000 | 0.034232 | 1 | #N/A | 0 | 0.00018167 | 0.005307 | #N/A | 0.005307 |  | 457 | 41.3396 | PASS | 2.1939 | PASS | Eligible | -0.66128 | 2.8552 | 457 | 4.1377 | kWh | 1212.3258 | N/A | N/A | 41.3767 |  | 457 | 1 | -364 | 53.8 | 0 | 0 | 10 | 0
| SWWH028F | Asm | Ex | CZ10 |  | 458 | SWWH028F | 1 | 10 | 2022 | natural gas | electricity | NR |  | -362 |  | 53.5 | -362 |  | 53.5 |  | -362 | 53.5 | 0 | 0 |  | 0 | 0 |  | TRUE | 10 | 0 | 0 | TRUE | 2022+10 | 2032+00 | TRUE | TRUE | FALSE | FALSE | -362 | 53.5 | TRUE | TRUE | FALSE | FALSE | 0 | 0 | TRUE | TRUE | TRUE | -362 | 53.5 | 0 | 0 | -3620 | 535 | 0 | 0 | 3423.1829 | 100000 | #N/A | 100000 | 0.034232 | 1 | #N/A | 0 | 0.00018167 | 0.005307 | #N/A | 0.005307 |  | 458 | 41.1081 | PASS | 2.1816 | PASS | Eligible | -0.65764 | 2.8393 | 458 | 4.1145 | kWh | 1205.5359 | N/A | N/A | 41.1449 |  | 458 | 1 | -362 | 53.5 | 0 | 0 | 10 | 0
| SWWH028F | Asm | Ex | CZ11 |  | 459 | SWWH028F | 1 | 10 | 2022 | natural gas | electricity | NR |  | -368 |  | 54.2 | -368 |  | 54.2 |  | -368 | 54.2 | 0 | 0 |  | 0 | 0 |  | TRUE | 10 | 0 | 0 | TRUE | 2022+10 | 2032+00 | TRUE | TRUE | FALSE | FALSE | -368 | 54.2 | TRUE | TRUE | FALSE | FALSE | 0 | 0 | TRUE | TRUE | TRUE | -368 | 54.2 | 0 | 0 | -3680 | 542 | 0 | 0 | 3423.1829 | 100000 | #N/A | 100000 | 0.034232 | 1 | #N/A | 0 | 0.00018167 | 0.005307 | #N/A | 0.005307 |  | 459 | 41.6027 | PASS | 2.2079 | PASS | Eligible | -0.66854 | 2.8764 | 459 | 4.164 | kWh | 1220.0457 | N/A | N/A | 41.6402 |  | 459 | 1 | -368 | 54.2 | 0 | 0 | 10 | 0
| SWWH028F | Asm | Ex | CZ12 |  | 460 | SWWH028F | 1 | 10 | 2022 | natural gas | electricity | NR |  | -380 |  | 55.9 | -380 |  | 55.9 |  | -380 | 55.9 | 0 | 0 |  | 0 | 0 |  | TRUE | 10 | 0 | 0 | TRUE | 2022+10 | 2032+00 | TRUE | TRUE | FALSE | FALSE | -380 | 55.9 | TRUE | TRUE | FALSE | FALSE | 0 | 0 | TRUE | TRUE | TRUE | -380 | 55.9 | 0 | 0 | -3800 | 559 | 0 | 0 | 3423.1829 | 100000 | #N/A | 100000 | 0.034232 | 1 | #N/A | 0 | 0.00018167 | 0.005307 | #N/A | 0.005307 |  | 460 | 42.8919 | PASS | 2.2763 | PASS | Eligible | -0.69034 | 2.9666 | 460 | 4.2931 | kWh | 1257.8553 | N/A | N/A | 42.9306 |  | 460 | 1 | -380 | 55.9 | 0 | 0 | 10 | 0
| SWWH028F | Asm | Ex | CZ13 |  | 461 | SWWH028F | 1 | 10 | 2022 | natural gas | electricity | NR |  | -363 |  | 53.6 | -363 |  | 53.6 |  | -363 | 53.6 | 0 | 0 |  | 0 | 0 |  | TRUE | 10 | 0 | 0 | TRUE | 2022+10 | 2032+00 | TRUE | TRUE | FALSE | FALSE | -363 | 53.6 | TRUE | TRUE | FALSE | FALSE | 0 | 0 | TRUE | TRUE | TRUE | -363 | 53.6 | 0 | 0 | -3630 | 536 | 0 | 0 | 3423.1829 | 100000 | #N/A | 100000 | 0.034232 | 1 | #N/A | 0 | 0.00018167 | 0.005307 | #N/A | 0.005307 |  | 461 | 41.1738 | PASS | 2.1851 | PASS | Eligible | -0.65946 | 2.8446 | 461 | 4.1211 | kWh | 1207.4659 | N/A | N/A | 41.2108 |  | 461 | 1 | -363 | 53.6 | 0 | 0 | 10 | 0
| SWWH028F | Asm | Ex | CZ14 |  | 462 | SWWH028F | 1 | 10 | 2022 | natural gas | electricity | NR |  | -370 |  | 54.6 | -370 |  | 54.6 |  | -370 | 54.6 | 0 | 0 |  | 0 | 0 |  | TRUE | 10 | 0 | 0 | TRUE | 2022+10 | 2032+00 | TRUE | TRUE | FALSE | FALSE | -370 | 54.6 | TRUE | TRUE | FALSE | FALSE | 0 | 0 | TRUE | TRUE | TRUE | -370 | 54.6 | 0 | 0 | -3700 | 546 | 0 | 0 | 3423.1829 | 100000 | #N/A | 100000 | 0.034232 | 1 | #N/A | 0 | 0.00018167 | 0.005307 | #N/A | 0.005307 |  | 462 | 41.9342 | PASS | 2.2255 | PASS | Eligible | -0.67218 | 2.8976 | 462 | 4.1972 | kWh | 1229.7656 | N/A | N/A | 41.9719 |  | 462 | 1 | -370 | 54.6 | 0 | 0 | 10 | 0
| SWWH028F | Asm | Ex | CZ15 |  | 463 | SWWH028F | 1 | 10 | 2022 | natural gas | electricity | NR |  | -303 |  | 45.2 | -303 |  | 45.2 |  | -303 | 45.2 | 0 | 0 |  | 0 | 0 |  | TRUE | 10 | 0 | 0 | TRUE | 2022+10 | 2032+00 | TRUE | TRUE | FALSE | FALSE | -303 | 45.2 | TRUE | TRUE | FALSE | FALSE | 0 | 0 | TRUE | TRUE | TRUE | -303 | 45.2 | 0 | 0 | -3030 | 452 | 0 | 0 | 3423.1829 | 100000 | #N/A | 100000 | 0.034232 | 1 | #N/A | 0 | 0.00018167 | 0.005307 | #N/A | 0.005307 |  | 463 | 34.8278 | PASS | 1.8483 | PASS | Eligible | -0.55046 | 2.3988 | 463 | 3.4859 | kWh | 1021.3481 | N/A | N/A | 34.8586 |  | 463 | 1 | -303 | 45.2 | 0 | 0 | 10 | 0
| SWWH028F | Asm | Ex | CZ16 |  | 464 | SWWH028F | 1 | 10 | 2022 | natural gas | electricity | NR |  | -430 |  | 62.6 | -430 |  | 62.6 |  | -430 | 62.6 | 0 | 0 |  | 0 | 0 |  | TRUE | 10 | 0 | 0 | TRUE | 2022+10 | 2032+00 | TRUE | TRUE | FALSE | FALSE | -430 | 62.6 | TRUE | TRUE | FALSE | FALSE | 0 | 0 | TRUE | TRUE | TRUE | -430 | 62.6 | 0 | 0 | -4300 | 626 | 0 | 0 | 3423.1829 | 100000 | #N/A | 100000 | 0.034232 | 1 | #N/A | 0 | 0.00018167 | 0.005307 | #N/A | 0.005307 |  | 464 | 47.8803 | PASS | 2.541 | PASS | Eligible | -0.78118 | 3.3222 | 464 | 4.7924 | kWh | 1404.1635 | N/A | N/A | 47.9241 |  | 464 | 1 | -430 | 62.6 | 0 | 0 | 10 | 0
| SWWH028F | EPr | Ex | CZ01 |  | 465 | SWWH028F | 1 | 10 | 2022 | natural gas | electricity | NR |  | -215 |  | 30.8 | -215 |  | 30.8 |  | -215 | 30.8 | 0 | 0 |  | 0 | 0 |  | TRUE | 10 | 0 | 0 | TRUE | 2022+10 | 2032+00 | TRUE | TRUE | FALSE | FALSE | -215 | 30.8 | TRUE | TRUE | FALSE | FALSE | 0 | 0 | TRUE | TRUE | TRUE | -215 | 30.8 | 0 | 0 | -2150 | 308 | 0 | 0 | 3423.1829 | 100000 | #N/A | 100000 | 0.034232 | 1 | #N/A | 0 | 0.00018167 | 0.005307 | #N/A | 0.005307 |  | 465 | 23.4402 | PASS | 1.244 | PASS | Eligible | -0.39059 | 1.6346 | 465 | 2.3462 | kWh | 687.4319 | N/A | N/A | 23.4621 |  | 465 | 1 | -215 | 30.8 | 0 | 0 | 10 | 0
| SWWH028F | EPr | Ex | CZ02 |  | 466 | SWWH028F | 1 | 10 | 2022 | natural gas | electricity | NR |  | -197 |  | 28.7 | -197 |  | 28.7 |  | -197 | 28.7 | 0 | 0 |  | 0 | 0 |  | TRUE | 10 | 0 | 0 | TRUE | 2022+10 | 2032+00 | TRUE | TRUE | FALSE | FALSE | -197 | 28.7 | TRUE | TRUE | FALSE | FALSE | 0 | 0 | TRUE | TRUE | TRUE | -197 | 28.7 | 0 | 0 | -1970 | 287 | 0 | 0 | 3423.1829 | 100000 | #N/A | 100000 | 0.034232 | 1 | #N/A | 0 | 0.00018167 | 0.005307 | #N/A | 0.005307 |  | 466 | 21.9563 | PASS | 1.1652 | PASS | Eligible | -0.35789 | 1.5231 | 466 | 2.1976 | kWh | 643.9024 | N/A | N/A | 21.9764 |  | 466 | 1 | -197 | 28.7 | 0 | 0 | 10 | 0
| SWWH028F | EPr | Ex | CZ03 |  | 467 | SWWH028F | 1 | 10 | 2022 | natural gas | electricity | NR |  | -198 |  | 28.8 | -198 |  | 28.8 |  | -198 | 28.8 | 0 | 0 |  | 0 | 0 |  | TRUE | 10 | 0 | 0 | TRUE | 2022+10 | 2032+00 | TRUE | TRUE | FALSE | FALSE | -198 | 28.8 | TRUE | TRUE | FALSE | FALSE | 0 | 0 | TRUE | TRUE | TRUE | -198 | 28.8 | 0 | 0 | -1980 | 288 | 0 | 0 | 3423.1829 | 100000 | #N/A | 100000 | 0.034232 | 1 | #N/A | 0 | 0.00018167 | 0.005307 | #N/A | 0.005307 |  | 467 | 22.0221 | PASS | 1.1687 | PASS | Eligible | -0.35971 | 1.5284 | 467 | 2.2042 | kWh | 645.8324 | N/A | N/A | 22.0423 |  | 467 | 1 | -198 | 28.8 | 0 | 0 | 10 | 0
| SWWH028F | EPr | Ex | CZ04 |  | 468 | SWWH028F | 1 | 10 | 2022 | natural gas | electricity | NR |  | -190 |  | 28 | -190 |  | 28 |  | -190 | 28 | 0 | 0 |  | 0 | 0 |  | TRUE | 10 | 0 | 0 | TRUE | 2022+10 | 2032+00 | TRUE | TRUE | FALSE | FALSE | -190 | 28 | TRUE | TRUE | FALSE | FALSE | 0 | 0 | TRUE | TRUE | TRUE | -190 | 28 | 0 | 0 | -1900 | 280 | 0 | 0 | 3423.1829 | 100000 | #N/A | 100000 | 0.034232 | 1 | #N/A | 0 | 0.00018167 | 0.005307 | #N/A | 0.005307 |  | 468 | 21.496 | PASS | 1.1408 | PASS | Eligible | -0.34517 | 1.486 | 468 | 2.1515 | kWh | 630.3926 | N/A | N/A | 21.5153 |  | 468 | 1 | -190 | 28 | 0 | 0 | 10 | 0
| SWWH028F | EPr | Ex | CZ05 |  | 469 | SWWH028F | 1 | 10 | 2022 | natural gas | electricity | NR |  | -201 |  | 29.2 | -201 |  | 29.2 |  | -201 | 29.2 | 0 | 0 |  | 0 | 0 |  | TRUE | 10 | 0 | 0 | TRUE | 2022+10 | 2032+00 | TRUE | TRUE | FALSE | FALSE | -201 | 29.2 | TRUE | TRUE | FALSE | FALSE | 0 | 0 | TRUE | TRUE | TRUE | -201 | 29.2 | 0 | 0 | -2010 | 292 | 0 | 0 | 3423.1829 | 100000 | #N/A | 100000 | 0.034232 | 1 | #N/A | 0 | 0.00018167 | 0.005307 | #N/A | 0.005307 |  | 469 | 22.3194 | PASS | 1.1845 | PASS | Eligible | -0.36516 | 1.5497 | 469 | 2.234 | kWh | 654.5523 | N/A | N/A | 22.3399 |  | 469 | 1 | -201 | 29.2 | 0 | 0 | 10 | 0
| SWWH028F | EPr | Ex | CZ06 |  | 470 | SWWH028F | 1 | 10 | 2022 | natural gas | electricity | NR |  | -184 |  | 27.1 | -184 |  | 27.1 |  | -184 | 27.1 | 0 | 0 |  | 0 | 0 |  | TRUE | 10 | 0 | 0 | TRUE | 2022+10 | 2032+00 | TRUE | TRUE | FALSE | FALSE | -184 | 27.1 | TRUE | TRUE | FALSE | FALSE | 0 | 0 | TRUE | TRUE | TRUE | -184 | 27.1 | 0 | 0 | -1840 | 271 | 0 | 0 | 3423.1829 | 100000 | #N/A | 100000 | 0.034232 | 1 | #N/A | 0 | 0.00018167 | 0.005307 | #N/A | 0.005307 |  | 470 | 20.8013 | PASS | 1.1039 | PASS | Eligible | -0.33427 | 1.4382 | 470 | 2.082 | kWh | 610.0229 | N/A | N/A | 20.8201 |  | 470 | 1 | -184 | 27.1 | 0 | 0 | 10 | 0
| SWWH028F | EPr | Ex | CZ07 |  | 471 | SWWH028F | 1 | 10 | 2022 | natural gas | electricity | NR |  | -182 |  | 26.8 | -182 |  | 26.8 |  | -182 | 26.8 | 0 | 0 |  | 0 | 0 |  | TRUE | 10 | 0 | 0 | TRUE | 2022+10 | 2032+00 | TRUE | TRUE | FALSE | FALSE | -182 | 26.8 | TRUE | TRUE | FALSE | FALSE | 0 | 0 | TRUE | TRUE | TRUE | -182 | 26.8 | 0 | 0 | -1820 | 268 | 0 | 0 | 3423.1829 | 100000 | #N/A | 100000 | 0.034232 | 1 | #N/A | 0 | 0.00018167 | 0.005307 | #N/A | 0.005307 |  | 471 | 20.5698 | PASS | 1.0916 | PASS | Eligible | -0.33064 | 1.4223 | 471 | 2.0588 | kWh | 603.2329 | N/A | N/A | 20.5883 |  | 471 | 1 | -182 | 26.8 | 0 | 0 | 10 | 0
| SWWH028F | EPr | Ex | CZ08 |  | 472 | SWWH028F | 1 | 10 | 2022 | natural gas | electricity | NR |  | -178 |  | 26.4 | -178 |  | 26.4 |  | -178 | 26.4 | 0 | 0 |  | 0 | 0 |  | TRUE | 10 | 0 | 0 | TRUE | 2022+10 | 2032+00 | TRUE | TRUE | FALSE | FALSE | -178 | 26.4 | TRUE | TRUE | FALSE | FALSE | 0 | 0 | TRUE | TRUE | TRUE | -178 | 26.4 | 0 | 0 | -1780 | 264 | 0 | 0 | 3423.1829 | 100000 | #N/A | 100000 | 0.034232 | 1 | #N/A | 0 | 0.00018167 | 0.005307 | #N/A | 0.005307 |  | 472 | 20.3067 | PASS | 1.0777 | PASS | Eligible | -0.32337 | 1.4011 | 472 | 2.0325 | kWh | 595.513 | N/A | N/A | 20.3249 |  | 472 | 1 | -178 | 26.4 | 0 | 0 | 10 | 0
| SWWH028F | EPr | Ex | CZ09 |  | 473 | SWWH028F | 1 | 10 | 2022 | natural gas | electricity | NR |  | -178 |  | 26.4 | -178 |  | 26.4 |  | -178 | 26.4 | 0 | 0 |  | 0 | 0 |  | TRUE | 10 | 0 | 0 | TRUE | 2022+10 | 2032+00 | TRUE | TRUE | FALSE | FALSE | -178 | 26.4 | TRUE | TRUE | FALSE | FALSE | 0 | 0 | TRUE | TRUE | TRUE | -178 | 26.4 | 0 | 0 | -1780 | 264 | 0 | 0 | 3423.1829 | 100000 | #N/A | 100000 | 0.034232 | 1 | #N/A | 0 | 0.00018167 | 0.005307 | #N/A | 0.005307 |  | 473 | 20.3067 | PASS | 1.0777 | PASS | Eligible | -0.32337 | 1.4011 | 473 | 2.0325 | kWh | 595.513 | N/A | N/A | 20.3249 |  | 473 | 1 | -178 | 26.4 | 0 | 0 | 10 | 0
| SWWH028F | EPr | Ex | CZ10 |  | 474 | SWWH028F | 1 | 10 | 2022 | natural gas | electricity | NR |  | -177 |  | 26.3 | -177 |  | 26.3 |  | -177 | 26.3 | 0 | 0 |  | 0 | 0 |  | TRUE | 10 | 0 | 0 | TRUE | 2022+10 | 2032+00 | TRUE | TRUE | FALSE | FALSE | -177 | 26.3 | TRUE | TRUE | FALSE | FALSE | 0 | 0 | TRUE | TRUE | TRUE | -177 | 26.3 | 0 | 0 | -1770 | 263 | 0 | 0 | 3423.1829 | 100000 | #N/A | 100000 | 0.034232 | 1 | #N/A | 0 | 0.00018167 | 0.005307 | #N/A | 0.005307 |  | 474 | 20.241 | PASS | 1.0742 | PASS | Eligible | -0.32156 | 1.3958 | 474 | 2.0259 | kWh | 593.5831 | N/A | N/A | 20.259 |  | 474 | 1 | -177 | 26.3 | 0 | 0 | 10 | 0
| SWWH028F | EPr | Ex | CZ11 |  | 475 | SWWH028F | 1 | 10 | 2022 | natural gas | electricity | NR |  | -182 |  | 26.9 | -182 |  | 26.9 |  | -182 | 26.9 | 0 | 0 |  | 0 | 0 |  | TRUE | 10 | 0 | 0 | TRUE | 2022+10 | 2032+00 | TRUE | TRUE | FALSE | FALSE | -182 | 26.9 | TRUE | TRUE | FALSE | FALSE | 0 | 0 | TRUE | TRUE | TRUE | -182 | 26.9 | 0 | 0 | -1820 | 269 | 0 | 0 | 3423.1829 | 100000 | #N/A | 100000 | 0.034232 | 1 | #N/A | 0 | 0.00018167 | 0.005307 | #N/A | 0.005307 |  | 475 | 20.6698 | PASS | 1.097 | PASS | Eligible | -0.33064 | 1.4276 | 475 | 2.0688 | kWh | 606.1629 | N/A | N/A | 20.6883 |  | 475 | 1 | -182 | 26.9 | 0 | 0 | 10 | 0
| SWWH028F | EPr | Ex | CZ12 |  | 476 | SWWH028F | 1 | 10 | 2022 | natural gas | electricity | NR |  | -187 |  | 27.6 | -187 |  | 27.6 |  | -187 | 27.6 | 0 | 0 |  | 0 | 0 |  | TRUE | 10 | 0 | 0 | TRUE | 2022+10 | 2032+00 | TRUE | TRUE | FALSE | FALSE | -187 | 27.6 | TRUE | TRUE | FALSE | FALSE | 0 | 0 | TRUE | TRUE | TRUE | -187 | 27.6 | 0 | 0 | -1870 | 276 | 0 | 0 | 3423.1829 | 100000 | #N/A | 100000 | 0.034232 | 1 | #N/A | 0 | 0.00018167 | 0.005307 | #N/A | 0.005307 |  | 476 | 21.1986 | PASS | 1.125 | PASS | Eligible | -0.33972 | 1.4647 | 476 | 2.1218 | kWh | 621.6727 | N/A | N/A | 21.2177 |  | 476 | 1 | -187 | 27.6 | 0 | 0 | 10 | 0
| SWWH028F | EPr | Ex | CZ13 |  | 477 | SWWH028F | 1 | 10 | 2022 | natural gas | electricity | NR |  | -179 |  | 26.5 | -179 |  | 26.5 |  | -179 | 26.5 | 0 | 0 |  | 0 | 0 |  | TRUE | 10 | 0 | 0 | TRUE | 2022+10 | 2032+00 | TRUE | TRUE | FALSE | FALSE | -179 | 26.5 | TRUE | TRUE | FALSE | FALSE | 0 | 0 | TRUE | TRUE | TRUE | -179 | 26.5 | 0 | 0 | -1790 | 265 | 0 | 0 | 3423.1829 | 100000 | #N/A | 100000 | 0.034232 | 1 | #N/A | 0 | 0.00018167 | 0.005307 | #N/A | 0.005307 |  | 477 | 20.3725 | PASS | 1.0812 | PASS | Eligible | -0.32519 | 1.4064 | 477 | 2.0391 | kWh | 597.443 | N/A | N/A | 20.3907 |  | 477 | 1 | -179 | 26.5 | 0 | 0 | 10 | 0
| SWWH028F | EPr | Ex | CZ14 |  | 478 | SWWH028F | 1 | 10 | 2022 | natural gas | electricity | NR |  | -183 |  | 27 | -183 |  | 27 |  | -183 | 27 | 0 | 0 |  | 0 | 0 |  | TRUE | 10 | 0 | 0 | TRUE | 2022+10 | 2032+00 | TRUE | TRUE | FALSE | FALSE | -183 | 27 | TRUE | TRUE | FALSE | FALSE | 0 | 0 | TRUE | TRUE | TRUE | -183 | 27 | 0 | 0 | -1830 | 270 | 0 | 0 | 3423.1829 | 100000 | #N/A | 100000 | 0.034232 | 1 | #N/A | 0 | 0.00018167 | 0.005307 | #N/A | 0.005307 |  | 478 | 20.7356 | PASS | 1.1004 | PASS | Eligible | -0.33246 | 1.4329 | 478 | 2.0754 | kWh | 608.0929 | N/A | N/A | 20.7542 |  | 478 | 1 | -183 | 27 | 0 | 0 | 10 | 0
| SWWH028F | EPr | Ex | CZ15 |  | 479 | SWWH028F | 1 | 10 | 2022 | natural gas | electricity | NR |  | -148 |  | 22.5 | -148 |  | 22.5 |  | -148 | 22.5 | 0 | 0 |  | 0 | 0 |  | TRUE | 10 | 0 | 0 | TRUE | 2022+10 | 2032+00 | TRUE | TRUE | FALSE | FALSE | -148 | 22.5 | TRUE | TRUE | FALSE | FALSE | 0 | 0 | TRUE | TRUE | TRUE | -148 | 22.5 | 0 | 0 | -1480 | 225 | 0 | 0 | 3423.1829 | 100000 | #N/A | 100000 | 0.034232 | 1 | #N/A | 0 | 0.00018167 | 0.005307 | #N/A | 0.005307 |  | 479 | 17.4337 | PASS | 0.92521 | PASS | Eligible | -0.26887 | 1.1941 | 479 | 1.7449 | kWh | 511.2441 | N/A | N/A | 17.4488 |  | 479 | 1 | -148 | 22.5 | 0 | 0 | 10 | 0
| SWWH028F | EPr | Ex | CZ16 |  | 480 | SWWH028F | 1 | 10 | 2022 | natural gas | electricity | NR |  | -213 |  | 30.8 | -213 |  | 30.8 |  | -213 | 30.8 | 0 | 0 |  | 0 | 0 |  | TRUE | 10 | 0 | 0 | TRUE | 2022+10 | 2032+00 | TRUE | TRUE | FALSE | FALSE | -213 | 30.8 | TRUE | TRUE | FALSE | FALSE | 0 | 0 | TRUE | TRUE | TRUE | -213 | 30.8 | 0 | 0 | -2130 | 308 | 0 | 0 | 3423.1829 | 100000 | #N/A | 100000 | 0.034232 | 1 | #N/A | 0 | 0.00018167 | 0.005307 | #N/A | 0.005307 |  | 480 | 23.5086 | PASS | 1.2476 | PASS | Eligible | -0.38696 | 1.6346 | 480 | 2.353 | kWh | 689.4319 | N/A | N/A | 23.5303 |  | 480 | 1 | -213 | 30.8 | 0 | 0 | 10 | 0
| SWWH028F | ESe | Ex | CZ01 |  | 481 | SWWH028F | 1 | 10 | 2022 | natural gas | electricity | NR |  | -220 |  | 31.4 | -220 |  | 31.4 |  | -220 | 31.4 | 0 | 0 |  | 0 | 0 |  | TRUE | 10 | 0 | 0 | TRUE | 2022+10 | 2032+00 | TRUE | TRUE | FALSE | FALSE | -220 | 31.4 | TRUE | TRUE | FALSE | FALSE | 0 | 0 | TRUE | TRUE | TRUE | -220 | 31.4 | 0 | 0 | -2200 | 314 | 0 | 0 | 3423.1829 | 100000 | #N/A | 100000 | 0.034232 | 1 | #N/A | 0 | 0.00018167 | 0.005307 | #N/A | 0.005307 |  | 481 | 23.869 | PASS | 1.2667 | PASS | Eligible | -0.39967 | 1.6664 | 481 | 2.3891 | kWh | 700.0117 | N/A | N/A | 23.8914 |  | 481 | 1 | -220 | 31.4 | 0 | 0 | 10 | 0
| SWWH028F | ESe | Ex | CZ02 |  | 482 | SWWH028F | 1 | 10 | 2022 | natural gas | electricity | NR |  | -202 |  | 29.3 | -202 |  | 29.3 |  | -202 | 29.3 | 0 | 0 |  | 0 | 0 |  | TRUE | 10 | 0 | 0 | TRUE | 2022+10 | 2032+00 | TRUE | TRUE | FALSE | FALSE | -202 | 29.3 | TRUE | TRUE | FALSE | FALSE | 0 | 0 | TRUE | TRUE | TRUE | -202 | 29.3 | 0 | 0 | -2020 | 293 | 0 | 0 | 3423.1829 | 100000 | #N/A | 100000 | 0.034232 | 1 | #N/A | 0 | 0.00018167 | 0.005307 | #N/A | 0.005307 |  | 482 | 22.3852 | PASS | 1.188 | PASS | Eligible | -0.36697 | 1.555 | 482 | 2.2406 | kWh | 656.4823 | N/A | N/A | 22.4057 |  | 482 | 1 | -202 | 29.3 | 0 | 0 | 10 | 0
| SWWH028F | ESe | Ex | CZ03 |  | 483 | SWWH028F | 1 | 10 | 2022 | natural gas | electricity | NR |  | -204 |  | 29.3 | -204 |  | 29.3 |  | -204 | 29.3 | 0 | 0 |  | 0 | 0 |  | TRUE | 10 | 0 | 0 | TRUE | 2022+10 | 2032+00 | TRUE | TRUE | FALSE | FALSE | -204 | 29.3 | TRUE | TRUE | FALSE | FALSE | 0 | 0 | TRUE | TRUE | TRUE | -204 | 29.3 | 0 | 0 | -2040 | 293 | 0 | 0 | 3423.1829 | 100000 | #N/A | 100000 | 0.034232 | 1 | #N/A | 0 | 0.00018167 | 0.005307 | #N/A | 0.005307 |  | 483 | 22.3167 | PASS | 1.1844 | PASS | Eligible | -0.37061 | 1.555 | 483 | 2.2337 | kWh | 654.4823 | N/A | N/A | 22.3375 |  | 483 | 1 | -204 | 29.3 | 0 | 0 | 10 | 0
| SWWH028F | ESe | Ex | CZ04 |  | 484 | SWWH028F | 1 | 10 | 2022 | natural gas | electricity | NR |  | -195 |  | 28.5 | -195 |  | 28.5 |  | -195 | 28.5 | 0 | 0 |  | 0 | 0 |  | TRUE | 10 | 0 | 0 | TRUE | 2022+10 | 2032+00 | TRUE | TRUE | FALSE | FALSE | -195 | 28.5 | TRUE | TRUE | FALSE | FALSE | 0 | 0 | TRUE | TRUE | TRUE | -195 | 28.5 | 0 | 0 | -1950 | 285 | 0 | 0 | 3423.1829 | 100000 | #N/A | 100000 | 0.034232 | 1 | #N/A | 0 | 0.00018167 | 0.005307 | #N/A | 0.005307 |  | 484 | 21.8248 | PASS | 1.1582 | PASS | Eligible | -0.35426 | 1.5125 | 484 | 2.1845 | kWh | 640.0425 | N/A | N/A | 21.8447 |  | 484 | 1 | -195 | 28.5 | 0 | 0 | 10 | 0
| SWWH028F | ESe | Ex | CZ05 |  | 485 | SWWH028F | 1 | 10 | 2022 | natural gas | electricity | NR |  | -207 |  | 29.8 | -207 |  | 29.8 |  | -207 | 29.8 | 0 | 0 |  | 0 | 0 |  | TRUE | 10 | 0 | 0 | TRUE | 2022+10 | 2032+00 | TRUE | TRUE | FALSE | FALSE | -207 | 29.8 | TRUE | TRUE | FALSE | FALSE | 0 | 0 | TRUE | TRUE | TRUE | -207 | 29.8 | 0 | 0 | -2070 | 298 | 0 | 0 | 3423.1829 | 100000 | #N/A | 100000 | 0.034232 | 1 | #N/A | 0 | 0.00018167 | 0.005307 | #N/A | 0.005307 |  | 485 | 22.714 | PASS | 1.2054 | PASS | Eligible | -0.37606 | 1.5815 | 485 | 2.2735 | kWh | 666.1321 | N/A | N/A | 22.7351 |  | 485 | 1 | -207 | 29.8 | 0 | 0 | 10 | 0
| SWWH028F | ESe | Ex | CZ06 |  | 486 | SWWH028F | 1 | 10 | 2022 | natural gas | electricity | NR |  | -188 |  | 27.6 | -188 |  | 27.6 |  | -188 | 27.6 | 0 | 0 |  | 0 | 0 |  | TRUE | 10 | 0 | 0 | TRUE | 2022+10 | 2032+00 | TRUE | TRUE | FALSE | FALSE | -188 | 27.6 | TRUE | TRUE | FALSE | FALSE | 0 | 0 | TRUE | TRUE | TRUE | -188 | 27.6 | 0 | 0 | -1880 | 276 | 0 | 0 | 3423.1829 | 100000 | #N/A | 100000 | 0.034232 | 1 | #N/A | 0 | 0.00018167 | 0.005307 | #N/A | 0.005307 |  | 486 | 21.1644 | PASS | 1.1232 | PASS | Eligible | -0.34154 | 1.4647 | 486 | 2.1184 | kWh | 620.6727 | N/A | N/A | 21.1836 |  | 486 | 1 | -188 | 27.6 | 0 | 0 | 10 | 0
| SWWH028F | ESe | Ex | CZ07 |  | 487 | SWWH028F | 1 | 10 | 2022 | natural gas | electricity | NR |  | -186 |  | 27.3 | -186 |  | 27.3 |  | -186 | 27.3 | 0 | 0 |  | 0 | 0 |  | TRUE | 10 | 0 | 0 | TRUE | 2022+10 | 2032+00 | TRUE | TRUE | FALSE | FALSE | -186 | 27.3 | TRUE | TRUE | FALSE | FALSE | 0 | 0 | TRUE | TRUE | TRUE | -186 | 27.3 | 0 | 0 | -1860 | 273 | 0 | 0 | 3423.1829 | 100000 | #N/A | 100000 | 0.034232 | 1 | #N/A | 0 | 0.00018167 | 0.005307 | #N/A | 0.005307 |  | 487 | 20.9329 | PASS | 1.1109 | PASS | Eligible | -0.33791 | 1.4488 | 487 | 2.0952 | kWh | 613.8828 | N/A | N/A | 20.9518 |  | 487 | 1 | -186 | 27.3 | 0 | 0 | 10 | 0
| SWWH028F | ESe | Ex | CZ08 |  | 488 | SWWH028F | 1 | 10 | 2022 | natural gas | electricity | NR |  | -182 |  | 26.9 | -182 |  | 26.9 |  | -182 | 26.9 | 0 | 0 |  | 0 | 0 |  | TRUE | 10 | 0 | 0 | TRUE | 2022+10 | 2032+00 | TRUE | TRUE | FALSE | FALSE | -182 | 26.9 | TRUE | TRUE | FALSE | FALSE | 0 | 0 | TRUE | TRUE | TRUE | -182 | 26.9 | 0 | 0 | -1820 | 269 | 0 | 0 | 3423.1829 | 100000 | #N/A | 100000 | 0.034232 | 1 | #N/A | 0 | 0.00018167 | 0.005307 | #N/A | 0.005307 |  | 488 | 20.6698 | PASS | 1.097 | PASS | Eligible | -0.33064 | 1.4276 | 488 | 2.0688 | kWh | 606.1629 | N/A | N/A | 20.6883 |  | 488 | 1 | -182 | 26.9 | 0 | 0 | 10 | 0
| SWWH028F | ESe | Ex | CZ09 |  | 489 | SWWH028F | 1 | 10 | 2022 | natural gas | electricity | NR |  | -183 |  | 26.9 | -183 |  | 26.9 |  | -183 | 26.9 | 0 | 0 |  | 0 | 0 |  | TRUE | 10 | 0 | 0 | TRUE | 2022+10 | 2032+00 | TRUE | TRUE | FALSE | FALSE | -183 | 26.9 | TRUE | TRUE | FALSE | FALSE | 0 | 0 | TRUE | TRUE | TRUE | -183 | 26.9 | 0 | 0 | -1830 | 269 | 0 | 0 | 3423.1829 | 100000 | #N/A | 100000 | 0.034232 | 1 | #N/A | 0 | 0.00018167 | 0.005307 | #N/A | 0.005307 |  | 489 | 20.6356 | PASS | 1.0951 | PASS | Eligible | -0.33246 | 1.4276 | 489 | 2.0654 | kWh | 605.1629 | N/A | N/A | 20.6542 |  | 489 | 1 | -183 | 26.9 | 0 | 0 | 10 | 0
| SWWH028F | ESe | Ex | CZ10 |  | 490 | SWWH028F | 1 | 10 | 2022 | natural gas | electricity | NR |  | -182 |  | 26.8 | -182 |  | 26.8 |  | -182 | 26.8 | 0 | 0 |  | 0 | 0 |  | TRUE | 10 | 0 | 0 | TRUE | 2022+10 | 2032+00 | TRUE | TRUE | FALSE | FALSE | -182 | 26.8 | TRUE | TRUE | FALSE | FALSE | 0 | 0 | TRUE | TRUE | TRUE | -182 | 26.8 | 0 | 0 | -1820 | 268 | 0 | 0 | 3423.1829 | 100000 | #N/A | 100000 | 0.034232 | 1 | #N/A | 0 | 0.00018167 | 0.005307 | #N/A | 0.005307 |  | 490 | 20.5698 | PASS | 1.0916 | PASS | Eligible | -0.33064 | 1.4223 | 490 | 2.0588 | kWh | 603.2329 | N/A | N/A | 20.5883 |  | 490 | 1 | -182 | 26.8 | 0 | 0 | 10 | 0
| SWWH028F | ESe | Ex | CZ11 |  | 491 | SWWH028F | 1 | 10 | 2022 | natural gas | electricity | NR |  | -187 |  | 27.3 | -187 |  | 27.3 |  | -187 | 27.3 | 0 | 0 |  | 0 | 0 |  | TRUE | 10 | 0 | 0 | TRUE | 2022+10 | 2032+00 | TRUE | TRUE | FALSE | FALSE | -187 | 27.3 | TRUE | TRUE | FALSE | FALSE | 0 | 0 | TRUE | TRUE | TRUE | -187 | 27.3 | 0 | 0 | -1870 | 273 | 0 | 0 | 3423.1829 | 100000 | #N/A | 100000 | 0.034232 | 1 | #N/A | 0 | 0.00018167 | 0.005307 | #N/A | 0.005307 |  | 491 | 20.8986 | PASS | 1.1091 | PASS | Eligible | -0.33972 | 1.4488 | 491 | 2.0918 | kWh | 612.8828 | N/A | N/A | 20.9177 |  | 491 | 1 | -187 | 27.3 | 0 | 0 | 10 | 0
| SWWH028F | ESe | Ex | CZ12 |  | 492 | SWWH028F | 1 | 10 | 2022 | natural gas | electricity | NR |  | -192 |  | 28.1 | -192 |  | 28.1 |  | -192 | 28.1 | 0 | 0 |  | 0 | 0 |  | TRUE | 10 | 0 | 0 | TRUE | 2022+10 | 2032+00 | TRUE | TRUE | FALSE | FALSE | -192 | 28.1 | TRUE | TRUE | FALSE | FALSE | 0 | 0 | TRUE | TRUE | TRUE | -192 | 28.1 | 0 | 0 | -1920 | 281 | 0 | 0 | 3423.1829 | 100000 | #N/A | 100000 | 0.034232 | 1 | #N/A | 0 | 0.00018167 | 0.005307 | #N/A | 0.005307 |  | 492 | 21.5275 | PASS | 1.1425 | PASS | Eligible | -0.34881 | 1.4913 | 492 | 2.1547 | kWh | 631.3226 | N/A | N/A | 21.547 |  | 492 | 1 | -192 | 28.1 | 0 | 0 | 10 | 0
| SWWH028F | ESe | Ex | CZ13 |  | 493 | SWWH028F | 1 | 10 | 2022 | natural gas | electricity | NR |  | -184 |  | 27 | -184 |  | 27 |  | -184 | 27 | 0 | 0 |  | 0 | 0 |  | TRUE | 10 | 0 | 0 | TRUE | 2022+10 | 2032+00 | TRUE | TRUE | FALSE | FALSE | -184 | 27 | TRUE | TRUE | FALSE | FALSE | 0 | 0 | TRUE | TRUE | TRUE | -184 | 27 | 0 | 0 | -1840 | 270 | 0 | 0 | 3423.1829 | 100000 | #N/A | 100000 | 0.034232 | 1 | #N/A | 0 | 0.00018167 | 0.005307 | #N/A | 0.005307 |  | 493 | 20.7013 | PASS | 1.0986 | PASS | Eligible | -0.33427 | 1.4329 | 493 | 2.072 | kWh | 607.0929 | N/A | N/A | 20.7201 |  | 493 | 1 | -184 | 27 | 0 | 0 | 10 | 0
| SWWH028F | ESe | Ex | CZ14 |  | 494 | SWWH028F | 1 | 10 | 2022 | natural gas | electricity | NR |  | -188 |  | 27.5 | -188 |  | 27.5 |  | -188 | 27.5 | 0 | 0 |  | 0 | 0 |  | TRUE | 10 | 0 | 0 | TRUE | 2022+10 | 2032+00 | TRUE | TRUE | FALSE | FALSE | -188 | 27.5 | TRUE | TRUE | FALSE | FALSE | 0 | 0 | TRUE | TRUE | TRUE | -188 | 27.5 | 0 | 0 | -1880 | 275 | 0 | 0 | 3423.1829 | 100000 | #N/A | 100000 | 0.034232 | 1 | #N/A | 0 | 0.00018167 | 0.005307 | #N/A | 0.005307 |  | 494 | 21.0644 | PASS | 1.1179 | PASS | Eligible | -0.34154 | 1.4594 | 494 | 2.1084 | kWh | 617.7427 | N/A | N/A | 21.0836 |  | 494 | 1 | -188 | 27.5 | 0 | 0 | 10 | 0
| SWWH028F | ESe | Ex | CZ15 |  | 495 | SWWH028F | 1 | 10 | 2022 | natural gas | electricity | NR |  | -152 |  | 22.9 | -152 |  | 22.9 |  | -152 | 22.9 | 0 | 0 |  | 0 | 0 |  | TRUE | 10 | 0 | 0 | TRUE | 2022+10 | 2032+00 | TRUE | TRUE | FALSE | FALSE | -152 | 22.9 | TRUE | TRUE | FALSE | FALSE | 0 | 0 | TRUE | TRUE | TRUE | -152 | 22.9 | 0 | 0 | -1520 | 229 | 0 | 0 | 3423.1829 | 100000 | #N/A | 100000 | 0.034232 | 1 | #N/A | 0 | 0.00018167 | 0.005307 | #N/A | 0.005307 |  | 495 | 17.6968 | PASS | 0.93917 | PASS | Eligible | -0.27614 | 1.2153 | 495 | 1.7712 | kWh | 518.964 | N/A | N/A | 17.7122 |  | 495 | 1 | -152 | 22.9 | 0 | 0 | 10 | 0
| SWWH028F | ESe | Ex | CZ16 |  | 496 | SWWH028F | 1 | 10 | 2022 | natural gas | electricity | NR |  | -218 |  | 31.4 | -218 |  | 31.4 |  | -218 | 31.4 | 0 | 0 |  | 0 | 0 |  | TRUE | 10 | 0 | 0 | TRUE | 2022+10 | 2032+00 | TRUE | TRUE | FALSE | FALSE | -218 | 31.4 | TRUE | TRUE | FALSE | FALSE | 0 | 0 | TRUE | TRUE | TRUE | -218 | 31.4 | 0 | 0 | -2180 | 314 | 0 | 0 | 3423.1829 | 100000 | #N/A | 100000 | 0.034232 | 1 | #N/A | 0 | 0.00018167 | 0.005307 | #N/A | 0.005307 |  | 496 | 23.9375 | PASS | 1.2704 | PASS | Eligible | -0.39604 | 1.6664 | 496 | 2.396 | kWh | 702.0117 | N/A | N/A | 23.9597 |  | 496 | 1 | -218 | 31.4 | 0 | 0 | 10 | 0
| SWWH028F | ECC | Ex | CZ01 |  | 497 | SWWH028F | 1 | 10 | 2022 | natural gas | electricity | NR |  | -335 |  | 47.3 | -335 |  | 47.3 |  | -335 | 47.3 | 0 | 0 |  | 0 | 0 |  | TRUE | 10 | 0 | 0 | TRUE | 2022+10 | 2032+00 | TRUE | TRUE | FALSE | FALSE | -335 | 47.3 | TRUE | TRUE | FALSE | FALSE | 0 | 0 | TRUE | TRUE | TRUE | -335 | 47.3 | 0 | 0 | -3350 | 473 | 0 | 0 | 3423.1829 | 100000 | #N/A | 100000 | 0.034232 | 1 | #N/A | 0 | 0.00018167 | 0.005307 | #N/A | 0.005307 |  | 497 | 35.8323 | PASS | 1.9016 | PASS | Eligible | -0.60859 | 2.5102 | 497 | 3.5866 | kWh | 1050.8775 | N/A | N/A | 35.8665 |  | 497 | 1 | -335 | 47.3 | 0 | 0 | 10 | 0
| SWWH028F | ECC | Ex | CZ02 |  | 498 | SWWH028F | 1 | 10 | 2022 | natural gas | electricity | NR |  | -305 |  | 44 | -305 |  | 44 |  | -305 | 44 | 0 | 0 |  | 0 | 0 |  | TRUE | 10 | 0 | 0 | TRUE | 2022+10 | 2032+00 | TRUE | TRUE | FALSE | FALSE | -305 | 44 | TRUE | TRUE | FALSE | FALSE | 0 | 0 | TRUE | TRUE | TRUE | -305 | 44 | 0 | 0 | -3050 | 440 | 0 | 0 | 3423.1829 | 100000 | #N/A | 100000 | 0.034232 | 1 | #N/A | 0 | 0.00018167 | 0.005307 | #N/A | 0.005307 |  | 498 | 33.5593 | PASS | 1.781 | PASS | Eligible | -0.55409 | 2.3351 | 498 | 3.359 | kWh | 984.1884 | N/A | N/A | 33.5904 |  | 498 | 1 | -305 | 44 | 0 | 0 | 10 | 0
| SWWH028F | ECC | Ex | CZ03 |  | 499 | SWWH028F | 1 | 10 | 2022 | natural gas | electricity | NR |  | -309 |  | 44.2 | -309 |  | 44.2 |  | -309 | 44.2 | 0 | 0 |  | 0 | 0 |  | TRUE | 10 | 0 | 0 | TRUE | 2022+10 | 2032+00 | TRUE | TRUE | FALSE | FALSE | -309 | 44.2 | TRUE | TRUE | FALSE | FALSE | 0 | 0 | TRUE | TRUE | TRUE | -309 | 44.2 | 0 | 0 | -3090 | 442 | 0 | 0 | 3423.1829 | 100000 | #N/A | 100000 | 0.034232 | 1 | #N/A | 0 | 0.00018167 | 0.005307 | #N/A | 0.005307 |  | 499 | 33.6224 | PASS | 1.7844 | PASS | Eligible | -0.56136 | 2.3457 | 499 | 3.3654 | kWh | 986.0483 | N/A | N/A | 33.6538 |  | 499 | 1 | -309 | 44.2 | 0 | 0 | 10 | 0
| SWWH028F | ECC | Ex | CZ04 |  | 500 | SWWH028F | 1 | 10 | 2022 | natural gas | electricity | NR |  | -296 |  | 42.8 | -296 |  | 42.8 |  | -296 | 42.8 | 0 | 0 |  | 0 | 0 |  | TRUE | 10 | 0 | 0 | TRUE | 2022+10 | 2032+00 | TRUE | TRUE | FALSE | FALSE | -296 | 42.8 | TRUE | TRUE | FALSE | FALSE | 0 | 0 | TRUE | TRUE | TRUE | -296 | 42.8 | 0 | 0 | -2960 | 428 | 0 | 0 | 3423.1829 | 100000 | #N/A | 100000 | 0.034232 | 1 | #N/A | 0 | 0.00018167 | 0.005307 | #N/A | 0.005307 |  | 500 | 32.6674 | PASS | 1.7337 | PASS | Eligible | -0.53774 | 2.2714 | 500 | 3.2698 | kWh | 958.0287 | N/A | N/A | 32.6975 |  | 500 | 1 | -296 | 42.8 | 0 | 0 | 10 | 0
| SWWH028F | ECC | Ex | CZ05 |  | 501 | SWWH028F | 1 | 10 | 2022 | natural gas | electricity | NR |  | -314 |  | 44.8 | -314 |  | 44.8 |  | -314 | 44.8 | 0 | 0 |  | 0 | 0 |  | TRUE | 10 | 0 | 0 | TRUE | 2022+10 | 2032+00 | TRUE | TRUE | FALSE | FALSE | -314 | 44.8 | TRUE | TRUE | FALSE | FALSE | 0 | 0 | TRUE | TRUE | TRUE | -314 | 44.8 | 0 | 0 | -3140 | 448 | 0 | 0 | 3423.1829 | 100000 | #N/A | 100000 | 0.034232 | 1 | #N/A | 0 | 0.00018167 | 0.005307 | #N/A | 0.005307 |  | 501 | 34.0512 | PASS | 1.8071 | PASS | Eligible | -0.57044 | 2.3776 | 501 | 3.4083 | kWh | 998.6282 | N/A | N/A | 34.0832 |  | 501 | 1 | -314 | 44.8 | 0 | 0 | 10 | 0
| SWWH028F | ECC | Ex | CZ06 |  | 502 | SWWH028F | 1 | 10 | 2022 | natural gas | electricity | NR |  | -285 |  | 41.6 | -285 |  | 41.6 |  | -285 | 41.6 | 0 | 0 |  | 0 | 0 |  | TRUE | 10 | 0 | 0 | TRUE | 2022+10 | 2032+00 | TRUE | TRUE | FALSE | FALSE | -285 | 41.6 | TRUE | TRUE | FALSE | FALSE | 0 | 0 | TRUE | TRUE | TRUE | -285 | 41.6 | 0 | 0 | -2850 | 416 | 0 | 0 | 3423.1829 | 100000 | #N/A | 100000 | 0.034232 | 1 | #N/A | 0 | 0.00018167 | 0.005307 | #N/A | 0.005307 |  | 502 | 31.8439 | PASS | 1.69 | PASS | Eligible | -0.51776 | 2.2077 | 502 | 3.1873 | kWh | 933.869 | N/A | N/A | 31.8729 |  | 502 | 1 | -285 | 41.6 | 0 | 0 | 10 | 0
| SWWH028F | ECC | Ex | CZ07 |  | 503 | SWWH028F | 1 | 10 | 2022 | natural gas | electricity | NR |  | -282 |  | 41.1 | -282 |  | 41.1 |  | -282 | 41.1 | 0 | 0 |  | 0 | 0 |  | TRUE | 10 | 0 | 0 | TRUE | 2022+10 | 2032+00 | TRUE | TRUE | FALSE | FALSE | -282 | 41.1 | TRUE | TRUE | FALSE | FALSE | 0 | 0 | TRUE | TRUE | TRUE | -282 | 41.1 | 0 | 0 | -2820 | 411 | 0 | 0 | 3423.1829 | 100000 | #N/A | 100000 | 0.034232 | 1 | #N/A | 0 | 0.00018167 | 0.005307 | #N/A | 0.005307 |  | 503 | 31.4466 | PASS | 1.6689 | PASS | Eligible | -0.51231 | 2.1812 | 503 | 3.1475 | kWh | 922.2192 | N/A | N/A | 31.4753 |  | 503 | 1 | -282 | 41.1 | 0 | 0 | 10 | 0
| SWWH028F | ECC | Ex | CZ08 |  | 504 | SWWH028F | 1 | 10 | 2022 | natural gas | electricity | NR |  | -276 |  | 40.5 | -276 |  | 40.5 |  | -276 | 40.5 | 0 | 0 |  | 0 | 0 |  | TRUE | 10 | 0 | 0 | TRUE | 2022+10 | 2032+00 | TRUE | TRUE | FALSE | FALSE | -276 | 40.5 | TRUE | TRUE | FALSE | FALSE | 0 | 0 | TRUE | TRUE | TRUE | -276 | 40.5 | 0 | 0 | -2760 | 405 | 0 | 0 | 3423.1829 | 100000 | #N/A | 100000 | 0.034232 | 1 | #N/A | 0 | 0.00018167 | 0.005307 | #N/A | 0.005307 |  | 504 | 31.052 | PASS | 1.6479 | PASS | Eligible | -0.50141 | 2.1494 | 504 | 3.108 | kWh | 910.6393 | N/A | N/A | 31.0801 |  | 504 | 1 | -276 | 40.5 | 0 | 0 | 10 | 0
| SWWH028F | ECC | Ex | CZ09 |  | 505 | SWWH028F | 1 | 10 | 2022 | natural gas | electricity | NR |  | -276 |  | 40.4 | -276 |  | 40.4 |  | -276 | 40.4 | 0 | 0 |  | 0 | 0 |  | TRUE | 10 | 0 | 0 | TRUE | 2022+10 | 2032+00 | TRUE | TRUE | FALSE | FALSE | -276 | 40.4 | TRUE | TRUE | FALSE | FALSE | 0 | 0 | TRUE | TRUE | TRUE | -276 | 40.4 | 0 | 0 | -2760 | 404 | 0 | 0 | 3423.1829 | 100000 | #N/A | 100000 | 0.034232 | 1 | #N/A | 0 | 0.00018167 | 0.005307 | #N/A | 0.005307 |  | 505 | 30.952 | PASS | 1.6426 | PASS | Eligible | -0.50141 | 2.144 | 505 | 3.098 | kWh | 907.7093 | N/A | N/A | 30.9801 |  | 505 | 1 | -276 | 40.4 | 0 | 0 | 10 | 0
| SWWH028F | ECC | Ex | CZ10 |  | 506 | SWWH028F | 1 | 10 | 2022 | natural gas | electricity | NR |  | -275 |  | 40.3 | -275 |  | 40.3 |  | -275 | 40.3 | 0 | 0 |  | 0 | 0 |  | TRUE | 10 | 0 | 0 | TRUE | 2022+10 | 2032+00 | TRUE | TRUE | FALSE | FALSE | -275 | 40.3 | TRUE | TRUE | FALSE | FALSE | 0 | 0 | TRUE | TRUE | TRUE | -275 | 40.3 | 0 | 0 | -2750 | 403 | 0 | 0 | 3423.1829 | 100000 | #N/A | 100000 | 0.034232 | 1 | #N/A | 0 | 0.00018167 | 0.005307 | #N/A | 0.005307 |  | 506 | 30.8862 | PASS | 1.6391 | PASS | Eligible | -0.49959 | 2.1387 | 506 | 3.0914 | kWh | 905.7794 | N/A | N/A | 30.9142 |  | 506 | 1 | -275 | 40.3 | 0 | 0 | 10 | 0
| SWWH028F | ECC | Ex | CZ11 |  | 507 | SWWH028F | 1 | 10 | 2022 | natural gas | electricity | NR |  | -281 |  | 40.9 | -281 |  | 40.9 |  | -281 | 40.9 | 0 | 0 |  | 0 | 0 |  | TRUE | 10 | 0 | 0 | TRUE | 2022+10 | 2032+00 | TRUE | TRUE | FALSE | FALSE | -281 | 40.9 | TRUE | TRUE | FALSE | FALSE | 0 | 0 | TRUE | TRUE | TRUE | -281 | 40.9 | 0 | 0 | -2810 | 409 | 0 | 0 | 3423.1829 | 100000 | #N/A | 100000 | 0.034232 | 1 | #N/A | 0 | 0.00018167 | 0.005307 | #N/A | 0.005307 |  | 507 | 31.2809 | PASS | 1.6601 | PASS | Eligible | -0.51049 | 2.1706 | 507 | 3.1309 | kWh | 917.3592 | N/A | N/A | 31.3095 |  | 507 | 1 | -281 | 40.9 | 0 | 0 | 10 | 0
| SWWH028F | ECC | Ex | CZ12 |  | 508 | SWWH028F | 1 | 10 | 2022 | natural gas | electricity | NR |  | -290 |  | 42.1 | -290 |  | 42.1 |  | -290 | 42.1 | 0 | 0 |  | 0 | 0 |  | TRUE | 10 | 0 | 0 | TRUE | 2022+10 | 2032+00 | TRUE | TRUE | FALSE | FALSE | -290 | 42.1 | TRUE | TRUE | FALSE | FALSE | 0 | 0 | TRUE | TRUE | TRUE | -290 | 42.1 | 0 | 0 | -2900 | 421 | 0 | 0 | 3423.1829 | 100000 | #N/A | 100000 | 0.034232 | 1 | #N/A | 0 | 0.00018167 | 0.005307 | #N/A | 0.005307 |  | 508 | 32.1728 | PASS | 1.7074 | PASS | Eligible | -0.52684 | 2.2343 | 508 | 3.2202 | kWh | 943.5189 | N/A | N/A | 32.2023 |  | 508 | 1 | -290 | 42.1 | 0 | 0 | 10 | 0
| SWWH028F | ECC | Ex | CZ13 |  | 509 | SWWH028F | 1 | 10 | 2022 | natural gas | electricity | NR |  | -277 |  | 40.4 | -277 |  | 40.4 |  | -277 | 40.4 | 0 | 0 |  | 0 | 0 |  | TRUE | 10 | 0 | 0 | TRUE | 2022+10 | 2032+00 | TRUE | TRUE | FALSE | FALSE | -277 | 40.4 | TRUE | TRUE | FALSE | FALSE | 0 | 0 | TRUE | TRUE | TRUE | -277 | 40.4 | 0 | 0 | -2770 | 404 | 0 | 0 | 3423.1829 | 100000 | #N/A | 100000 | 0.034232 | 1 | #N/A | 0 | 0.00018167 | 0.005307 | #N/A | 0.005307 |  | 509 | 30.9178 | PASS | 1.6408 | PASS | Eligible | -0.50322 | 2.144 | 509 | 3.0946 | kWh | 906.7093 | N/A | N/A | 30.946 |  | 509 | 1 | -277 | 40.4 | 0 | 0 | 10 | 0
| SWWH028F | ECC | Ex | CZ14 |  | 510 | SWWH028F | 1 | 10 | 2022 | natural gas | electricity | NR |  | -283 |  | 41.2 | -283 |  | 41.2 |  | -283 | 41.2 | 0 | 0 |  | 0 | 0 |  | TRUE | 10 | 0 | 0 | TRUE | 2022+10 | 2032+00 | TRUE | TRUE | FALSE | FALSE | -283 | 41.2 | TRUE | TRUE | FALSE | FALSE | 0 | 0 | TRUE | TRUE | TRUE | -283 | 41.2 | 0 | 0 | -2830 | 412 | 0 | 0 | 3423.1829 | 100000 | #N/A | 100000 | 0.034232 | 1 | #N/A | 0 | 0.00018167 | 0.005307 | #N/A | 0.005307 |  | 510 | 31.5124 | PASS | 1.6724 | PASS | Eligible | -0.51412 | 2.1865 | 510 | 3.1541 | kWh | 924.1491 | N/A | N/A | 31.5412 |  | 510 | 1 | -283 | 41.2 | 0 | 0 | 10 | 0
| SWWH028F | ECC | Ex | CZ15 |  | 511 | SWWH028F | 1 | 10 | 2022 | natural gas | electricity | NR |  | -228 |  | 34.1 | -228 |  | 34.1 |  | -228 | 34.1 | 0 | 0 |  | 0 | 0 |  | TRUE | 10 | 0 | 0 | TRUE | 2022+10 | 2032+00 | TRUE | TRUE | FALSE | FALSE | -228 | 34.1 | TRUE | TRUE | FALSE | FALSE | 0 | 0 | TRUE | TRUE | TRUE | -228 | 34.1 | 0 | 0 | -2280 | 341 | 0 | 0 | 3423.1829 | 100000 | #N/A | 100000 | 0.034232 | 1 | #N/A | 0 | 0.00018167 | 0.005307 | #N/A | 0.005307 |  | 511 | 26.2951 | PASS | 1.3955 | PASS | Eligible | -0.41421 | 1.8097 | 511 | 2.6318 | kWh | 771.121 | N/A | N/A | 26.3184 |  | 511 | 1 | -228 | 34.1 | 0 | 0 | 10 | 0
| SWWH028F | ECC | Ex | CZ16 |  | 512 | SWWH028F | 1 | 10 | 2022 | natural gas | electricity | NR |  | -330 |  | 47.2 | -330 |  | 47.2 |  | -330 | 47.2 | 0 | 0 |  | 0 | 0 |  | TRUE | 10 | 0 | 0 | TRUE | 2022+10 | 2032+00 | TRUE | TRUE | FALSE | FALSE | -330 | 47.2 | TRUE | TRUE | FALSE | FALSE | 0 | 0 | TRUE | TRUE | TRUE | -330 | 47.2 | 0 | 0 | -3300 | 472 | 0 | 0 | 3423.1829 | 100000 | #N/A | 100000 | 0.034232 | 1 | #N/A | 0 | 0.00018167 | 0.005307 | #N/A | 0.005307 |  | 512 | 35.9035 | PASS | 1.9054 | PASS | Eligible | -0.59951 | 2.5049 | 512 | 3.5937 | kWh | 1052.9476 | N/A | N/A | 35.9371 |  | 512 | 1 | -330 | 47.2 | 0 | 0 | 10 | 0
| SWWH028F | EUn | Ex | CZ01 |  | 513 | SWWH028F | 1 | 10 | 2022 | natural gas | electricity | NR |  | -403 |  | 57.2 | -403 |  | 57.2 |  | -403 | 57.2 | 0 | 0 |  | 0 | 0 |  | TRUE | 10 | 0 | 0 | TRUE | 2022+10 | 2032+00 | TRUE | TRUE | FALSE | FALSE | -403 | 57.2 | TRUE | TRUE | FALSE | FALSE | 0 | 0 | TRUE | TRUE | TRUE | -403 | 57.2 | 0 | 0 | -4030 | 572 | 0 | 0 | 3423.1829 | 100000 | #N/A | 100000 | 0.034232 | 1 | #N/A | 0 | 0.00018167 | 0.005307 | #N/A | 0.005307 |  | 513 | 43.4046 | PASS | 2.3035 | PASS | Eligible | -0.73213 | 3.0356 | 513 | 4.3446 | kWh | 1272.9449 | N/A | N/A | 43.4456 |  | 513 | 1 | -403 | 57.2 | 0 | 0 | 10 | 0
| SWWH028F | EUn | Ex | CZ02 |  | 514 | SWWH028F | 1 | 10 | 2022 | natural gas | electricity | NR |  | -367 |  | 53.2 | -367 |  | 53.2 |  | -367 | 53.2 | 0 | 0 |  | 0 | 0 |  | TRUE | 10 | 0 | 0 | TRUE | 2022+10 | 2032+00 | TRUE | TRUE | FALSE | FALSE | -367 | 53.2 | TRUE | TRUE | FALSE | FALSE | 0 | 0 | TRUE | TRUE | TRUE | -367 | 53.2 | 0 | 0 | -3670 | 532 | 0 | 0 | 3423.1829 | 100000 | #N/A | 100000 | 0.034232 | 1 | #N/A | 0 | 0.00018167 | 0.005307 | #N/A | 0.005307 |  | 514 | 40.6369 | PASS | 2.1566 | PASS | Eligible | -0.66673 | 2.8233 | 514 | 4.0674 | kWh | 1191.746 | N/A | N/A | 40.6743 |  | 514 | 1 | -367 | 53.2 | 0 | 0 | 10 | 0
| SWWH028F | EUn | Ex | CZ03 |  | 515 | SWWH028F | 1 | 10 | 2022 | natural gas | electricity | NR |  | -371 |  | 53.4 | -371 |  | 53.4 |  | -371 | 53.4 | 0 | 0 |  | 0 | 0 |  | TRUE | 10 | 0 | 0 | TRUE | 2022+10 | 2032+00 | TRUE | TRUE | FALSE | FALSE | -371 | 53.4 | TRUE | TRUE | FALSE | FALSE | 0 | 0 | TRUE | TRUE | TRUE | -371 | 53.4 | 0 | 0 | -3710 | 534 | 0 | 0 | 3423.1829 | 100000 | #N/A | 100000 | 0.034232 | 1 | #N/A | 0 | 0.00018167 | 0.005307 | #N/A | 0.005307 |  | 515 | 40.7 | PASS | 2.16 | PASS | Eligible | -0.67399 | 2.834 | 515 | 4.0738 | kWh | 1193.6059 | N/A | N/A | 40.7378 |  | 515 | 1 | -371 | 53.4 | 0 | 0 | 10 | 0
| SWWH028F | EUn | Ex | CZ04 |  | 516 | SWWH028F | 1 | 10 | 2022 | natural gas | electricity | NR |  | -355 |  | 51.7 | -355 |  | 51.7 |  | -355 | 51.7 | 0 | 0 |  | 0 | 0 |  | TRUE | 10 | 0 | 0 | TRUE | 2022+10 | 2032+00 | TRUE | TRUE | FALSE | FALSE | -355 | 51.7 | TRUE | TRUE | FALSE | FALSE | 0 | 0 | TRUE | TRUE | TRUE | -355 | 51.7 | 0 | 0 | -3550 | 517 | 0 | 0 | 3423.1829 | 100000 | #N/A | 100000 | 0.034232 | 1 | #N/A | 0 | 0.00018167 | 0.005307 | #N/A | 0.005307 |  | 516 | 39.5477 | PASS | 2.0988 | PASS | Eligible | -0.64493 | 2.7437 | 516 | 3.9584 | kWh | 1159.7964 | N/A | N/A | 39.5838 |  | 516 | 1 | -355 | 51.7 | 0 | 0 | 10 | 0
| SWWH028F | EUn | Ex | CZ05 |  | 517 | SWWH028F | 1 | 10 | 2022 | natural gas | electricity | NR |  | -377 |  | 54.2 | -377 |  | 54.2 |  | -377 | 54.2 | 0 | 0 |  | 0 | 0 |  | TRUE | 10 | 0 | 0 | TRUE | 2022+10 | 2032+00 | TRUE | TRUE | FALSE | FALSE | -377 | 54.2 | TRUE | TRUE | FALSE | FALSE | 0 | 0 | TRUE | TRUE | TRUE | -377 | 54.2 | 0 | 0 | -3770 | 542 | 0 | 0 | 3423.1829 | 100000 | #N/A | 100000 | 0.034232 | 1 | #N/A | 0 | 0.00018167 | 0.005307 | #N/A | 0.005307 |  | 517 | 41.2946 | PASS | 2.1915 | PASS | Eligible | -0.68489 | 2.8764 | 517 | 4.1333 | kWh | 1211.0457 | N/A | N/A | 41.333 |  | 517 | 1 | -377 | 54.2 | 0 | 0 | 10 | 0
| SWWH028F | EUn | Ex | CZ06 |  | 518 | SWWH028F | 1 | 10 | 2022 | natural gas | electricity | NR |  | -342 |  | 50.2 | -342 |  | 50.2 |  | -342 | 50.2 | 0 | 0 |  | 0 | 0 |  | TRUE | 10 | 0 | 0 | TRUE | 2022+10 | 2032+00 | TRUE | TRUE | FALSE | FALSE | -342 | 50.2 | TRUE | TRUE | FALSE | FALSE | 0 | 0 | TRUE | TRUE | TRUE | -342 | 50.2 | 0 | 0 | -3420 | 502 | 0 | 0 | 3423.1829 | 100000 | #N/A | 100000 | 0.034232 | 1 | #N/A | 0 | 0.00018167 | 0.005307 | #N/A | 0.005307 |  | 518 | 38.4927 | PASS | 2.0428 | PASS | Eligible | -0.62131 | 2.6641 | 518 | 3.8528 | kWh | 1128.8468 | N/A | N/A | 38.5275 |  | 518 | 1 | -342 | 50.2 | 0 | 0 | 10 | 0
| SWWH028F | EUn | Ex | CZ07 |  | 519 | SWWH028F | 1 | 10 | 2022 | natural gas | electricity | NR |  | -339 |  | 49.6 | -339 |  | 49.6 |  | -339 | 49.6 | 0 | 0 |  | 0 | 0 |  | TRUE | 10 | 0 | 0 | TRUE | 2022+10 | 2032+00 | TRUE | TRUE | FALSE | FALSE | -339 | 49.6 | TRUE | TRUE | FALSE | FALSE | 0 | 0 | TRUE | TRUE | TRUE | -339 | 49.6 | 0 | 0 | -3390 | 496 | 0 | 0 | 3423.1829 | 100000 | #N/A | 100000 | 0.034232 | 1 | #N/A | 0 | 0.00018167 | 0.005307 | #N/A | 0.005307 |  | 519 | 37.9954 | PASS | 2.0164 | PASS | Eligible | -0.61586 | 2.6323 | 519 | 3.803 | kWh | 1114.2669 | N/A | N/A | 38.0299 |  | 519 | 1 | -339 | 49.6 | 0 | 0 | 10 | 0
| SWWH028F | EUn | Ex | CZ08 |  | 520 | SWWH028F | 1 | 10 | 2022 | natural gas | electricity | NR |  | -331 |  | 48.9 | -331 |  | 48.9 |  | -331 | 48.9 | 0 | 0 |  | 0 | 0 |  | TRUE | 10 | 0 | 0 | TRUE | 2022+10 | 2032+00 | TRUE | TRUE | FALSE | FALSE | -331 | 48.9 | TRUE | TRUE | FALSE | FALSE | 0 | 0 | TRUE | TRUE | TRUE | -331 | 48.9 | 0 | 0 | -3310 | 489 | 0 | 0 | 3423.1829 | 100000 | #N/A | 100000 | 0.034232 | 1 | #N/A | 0 | 0.00018167 | 0.005307 | #N/A | 0.005307 |  | 520 | 37.5693 | PASS | 1.9938 | PASS | Eligible | -0.60133 | 2.5951 | 520 | 3.7603 | kWh | 1101.7571 | N/A | N/A | 37.603 |  | 520 | 1 | -331 | 48.9 | 0 | 0 | 10 | 0
| SWWH028F | EUn | Ex | CZ09 |  | 521 | SWWH028F | 1 | 10 | 2022 | natural gas | electricity | NR |  | -331 |  | 48.8 | -331 |  | 48.8 |  | -331 | 48.8 | 0 | 0 |  | 0 | 0 |  | TRUE | 10 | 0 | 0 | TRUE | 2022+10 | 2032+00 | TRUE | TRUE | FALSE | FALSE | -331 | 48.8 | TRUE | TRUE | FALSE | FALSE | 0 | 0 | TRUE | TRUE | TRUE | -331 | 48.8 | 0 | 0 | -3310 | 488 | 0 | 0 | 3423.1829 | 100000 | #N/A | 100000 | 0.034232 | 1 | #N/A | 0 | 0.00018167 | 0.005307 | #N/A | 0.005307 |  | 521 | 37.4693 | PASS | 1.9885 | PASS | Eligible | -0.60133 | 2.5898 | 521 | 3.7503 | kWh | 1098.8271 | N/A | N/A | 37.503 |  | 521 | 1 | -331 | 48.8 | 0 | 0 | 10 | 0
| SWWH028F | EUn | Ex | CZ10 |  | 522 | SWWH028F | 1 | 10 | 2022 | natural gas | electricity | NR |  | -329 |  | 48.6 | -329 |  | 48.6 |  | -329 | 48.6 | 0 | 0 |  | 0 | 0 |  | TRUE | 10 | 0 | 0 | TRUE | 2022+10 | 2032+00 | TRUE | TRUE | FALSE | FALSE | -329 | 48.6 | TRUE | TRUE | FALSE | FALSE | 0 | 0 | TRUE | TRUE | TRUE | -329 | 48.6 | 0 | 0 | -3290 | 486 | 0 | 0 | 3423.1829 | 100000 | #N/A | 100000 | 0.034232 | 1 | #N/A | 0 | 0.00018167 | 0.005307 | #N/A | 0.005307 |  | 522 | 37.3377 | PASS | 1.9815 | PASS | Eligible | -0.59769 | 2.5792 | 522 | 3.7371 | kWh | 1094.9672 | N/A | N/A | 37.3712 |  | 522 | 1 | -329 | 48.6 | 0 | 0 | 10 | 0
| SWWH028F | EUn | Ex | CZ11 |  | 523 | SWWH028F | 1 | 10 | 2022 | natural gas | electricity | NR |  | -337 |  | 49.4 | -337 |  | 49.4 |  | -337 | 49.4 | 0 | 0 |  | 0 | 0 |  | TRUE | 10 | 0 | 0 | TRUE | 2022+10 | 2032+00 | TRUE | TRUE | FALSE | FALSE | -337 | 49.4 | TRUE | TRUE | FALSE | FALSE | 0 | 0 | TRUE | TRUE | TRUE | -337 | 49.4 | 0 | 0 | -3370 | 494 | 0 | 0 | 3423.1829 | 100000 | #N/A | 100000 | 0.034232 | 1 | #N/A | 0 | 0.00018167 | 0.005307 | #N/A | 0.005307 |  | 523 | 37.8639 | PASS | 2.0094 | PASS | Eligible | -0.61223 | 2.6217 | 523 | 3.7898 | kWh | 1110.407 | N/A | N/A | 37.8982 |  | 523 | 1 | -337 | 49.4 | 0 | 0 | 10 | 0
| SWWH028F | EUn | Ex | CZ12 |  | 524 | SWWH028F | 1 | 10 | 2022 | natural gas | electricity | NR |  | -348 |  | 50.9 | -348 |  | 50.9 |  | -348 | 50.9 | 0 | 0 |  | 0 | 0 |  | TRUE | 10 | 0 | 0 | TRUE | 2022+10 | 2032+00 | TRUE | TRUE | FALSE | FALSE | -348 | 50.9 | TRUE | TRUE | FALSE | FALSE | 0 | 0 | TRUE | TRUE | TRUE | -348 | 50.9 | 0 | 0 | -3480 | 509 | 0 | 0 | 3423.1829 | 100000 | #N/A | 100000 | 0.034232 | 1 | #N/A | 0 | 0.00018167 | 0.005307 | #N/A | 0.005307 |  | 524 | 38.9873 | PASS | 2.0691 | PASS | Eligible | -0.63221 | 2.7013 | 524 | 3.9023 | kWh | 1143.3566 | N/A | N/A | 39.0228 |  | 524 | 1 | -348 | 50.9 | 0 | 0 | 10 | 0
| SWWH028F | EUn | Ex | CZ13 |  | 525 | SWWH028F | 1 | 10 | 2022 | natural gas | electricity | NR |  | -332 |  | 48.8 | -332 |  | 48.8 |  | -332 | 48.8 | 0 | 0 |  | 0 | 0 |  | TRUE | 10 | 0 | 0 | TRUE | 2022+10 | 2032+00 | TRUE | TRUE | FALSE | FALSE | -332 | 48.8 | TRUE | TRUE | FALSE | FALSE | 0 | 0 | TRUE | TRUE | TRUE | -332 | 48.8 | 0 | 0 | -3320 | 488 | 0 | 0 | 3423.1829 | 100000 | #N/A | 100000 | 0.034232 | 1 | #N/A | 0 | 0.00018167 | 0.005307 | #N/A | 0.005307 |  | 525 | 37.435 | PASS | 1.9867 | PASS | Eligible | -0.60314 | 2.5898 | 525 | 3.7469 | kWh | 1097.8271 | N/A | N/A | 37.4688 |  | 525 | 1 | -332 | 48.8 | 0 | 0 | 10 | 0
| SWWH028F | EUn | Ex | CZ14 |  | 526 | SWWH028F | 1 | 10 | 2022 | natural gas | electricity | NR |  | -339 |  | 49.7 | -339 |  | 49.7 |  | -339 | 49.7 | 0 | 0 |  | 0 | 0 |  | TRUE | 10 | 0 | 0 | TRUE | 2022+10 | 2032+00 | TRUE | TRUE | FALSE | FALSE | -339 | 49.7 | TRUE | TRUE | FALSE | FALSE | 0 | 0 | TRUE | TRUE | TRUE | -339 | 49.7 | 0 | 0 | -3390 | 497 | 0 | 0 | 3423.1829 | 100000 | #N/A | 100000 | 0.034232 | 1 | #N/A | 0 | 0.00018167 | 0.005307 | #N/A | 0.005307 |  | 526 | 38.0954 | PASS | 2.0217 | PASS | Eligible | -0.61586 | 2.6376 | 526 | 3.813 | kWh | 1117.1969 | N/A | N/A | 38.1299 |  | 526 | 1 | -339 | 49.7 | 0 | 0 | 10 | 0
| SWWH028F | EUn | Ex | CZ15 |  | 527 | SWWH028F | 1 | 10 | 2022 | natural gas | electricity | NR |  | -273 |  | 41.1 | -273 |  | 41.1 |  | -273 | 41.1 | 0 | 0 |  | 0 | 0 |  | TRUE | 10 | 0 | 0 | TRUE | 2022+10 | 2032+00 | TRUE | TRUE | FALSE | FALSE | -273 | 41.1 | TRUE | TRUE | FALSE | FALSE | 0 | 0 | TRUE | TRUE | TRUE | -273 | 41.1 | 0 | 0 | -2730 | 411 | 0 | 0 | 3423.1829 | 100000 | #N/A | 100000 | 0.034232 | 1 | #N/A | 0 | 0.00018167 | 0.005307 | #N/A | 0.005307 |  | 527 | 31.7547 | PASS | 1.6852 | PASS | Eligible | -0.49596 | 2.1812 | 527 | 3.1783 | kWh | 931.2192 | N/A | N/A | 31.7825 |  | 527 | 1 | -273 | 41.1 | 0 | 0 | 10 | 0
| SWWH028F | EUn | Ex | CZ16 |  | 528 | SWWH028F | 1 | 10 | 2022 | natural gas | electricity | NR |  | -397 |  | 57 | -397 |  | 57 |  | -397 | 57 | 0 | 0 |  | 0 | 0 |  | TRUE | 10 | 0 | 0 | TRUE | 2022+10 | 2032+00 | TRUE | TRUE | FALSE | FALSE | -397 | 57 | TRUE | TRUE | FALSE | FALSE | 0 | 0 | TRUE | TRUE | TRUE | -397 | 57 | 0 | 0 | -3970 | 570 | 0 | 0 | 3423.1829 | 100000 | #N/A | 100000 | 0.034232 | 1 | #N/A | 0 | 0.00018167 | 0.005307 | #N/A | 0.005307 |  | 528 | 43.41 | PASS | 2.3038 | PASS | Eligible | -0.72123 | 3.025 | 528 | 4.345 | kWh | 1273.085 | N/A | N/A | 43.4504 |  | 528 | 1 | -397 | 57 | 0 | 0 | 10 | 0
| SWWH028F | EUD | Ex | CZ01 |  | 529 | SWWH028F | 1 | 10 | 2022 | natural gas | electricity | NR |  | -278 |  | 39.7 | -278 |  | 39.7 |  | -278 | 39.7 | 0 | 0 |  | 0 | 0 |  | TRUE | 10 | 0 | 0 | TRUE | 2022+10 | 2032+00 | TRUE | TRUE | FALSE | FALSE | -278 | 39.7 | TRUE | TRUE | FALSE | FALSE | 0 | 0 | TRUE | TRUE | TRUE | -278 | 39.7 | 0 | 0 | -2780 | 397 | 0 | 0 | 3423.1829 | 100000 | #N/A | 100000 | 0.034232 | 1 | #N/A | 0 | 0.00018167 | 0.005307 | #N/A | 0.005307 |  | 529 | 30.1836 | PASS | 1.6019 | PASS | Eligible | -0.50504 | 2.1069 | 529 | 3.0212 | kWh | 885.1995 | N/A | N/A | 30.2119 |  | 529 | 1 | -278 | 39.7 | 0 | 0 | 10 | 0
| SWWH028F | EUD | Ex | CZ02 |  | 530 | SWWH028F | 1 | 10 | 2022 | natural gas | electricity | NR |  | -245 |  | 35.7 | -245 |  | 35.7 |  | -245 | 35.7 | 0 | 0 |  | 0 | 0 |  | TRUE | 10 | 0 | 0 | TRUE | 2022+10 | 2032+00 | TRUE | TRUE | FALSE | FALSE | -245 | 35.7 | TRUE | TRUE | FALSE | FALSE | 0 | 0 | TRUE | TRUE | TRUE | -245 | 35.7 | 0 | 0 | -2450 | 357 | 0 | 0 | 3423.1829 | 100000 | #N/A | 100000 | 0.034232 | 1 | #N/A | 0 | 0.00018167 | 0.005307 | #N/A | 0.005307 |  | 530 | 27.3132 | PASS | 1.4495 | PASS | Eligible | -0.44509 | 1.8946 | 530 | 2.7338 | kWh | 801.0006 | N/A | N/A | 27.3382 |  | 530 | 1 | -245 | 35.7 | 0 | 0 | 10 | 0
| SWWH028F | EUD | Ex | CZ03 |  | 531 | SWWH028F | 1 | 10 | 2022 | natural gas | electricity | NR |  | -248 |  | 35.9 | -248 |  | 35.9 |  | -248 | 35.9 | 0 | 0 |  | 0 | 0 |  | TRUE | 10 | 0 | 0 | TRUE | 2022+10 | 2032+00 | TRUE | TRUE | FALSE | FALSE | -248 | 35.9 | TRUE | TRUE | FALSE | FALSE | 0 | 0 | TRUE | TRUE | TRUE | -248 | 35.9 | 0 | 0 | -2480 | 359 | 0 | 0 | 3423.1829 | 100000 | #N/A | 100000 | 0.034232 | 1 | #N/A | 0 | 0.00018167 | 0.005307 | #N/A | 0.005307 |  | 531 | 27.4105 | PASS | 1.4547 | PASS | Eligible | -0.45054 | 1.9052 | 531 | 2.7436 | kWh | 803.8605 | N/A | N/A | 27.4358 |  | 531 | 1 | -248 | 35.9 | 0 | 0 | 10 | 0
| SWWH028F | EUD | Ex | CZ04 |  | 532 | SWWH028F | 1 | 10 | 2022 | natural gas | electricity | NR |  | -234 |  | 34.3 | -234 |  | 34.3 |  | -234 | 34.3 | 0 | 0 |  | 0 | 0 |  | TRUE | 10 | 0 | 0 | TRUE | 2022+10 | 2032+00 | TRUE | TRUE | FALSE | FALSE | -234 | 34.3 | TRUE | TRUE | FALSE | FALSE | 0 | 0 | TRUE | TRUE | TRUE | -234 | 34.3 | 0 | 0 | -2340 | 343 | 0 | 0 | 3423.1829 | 100000 | #N/A | 100000 | 0.034232 | 1 | #N/A | 0 | 0.00018167 | 0.005307 | #N/A | 0.005307 |  | 532 | 26.2898 | PASS | 1.3952 | PASS | Eligible | -0.42511 | 1.8203 | 532 | 2.6314 | kWh | 770.981 | N/A | N/A | 26.3136 |  | 532 | 1 | -234 | 34.3 | 0 | 0 | 10 | 0
| SWWH028F | EUD | Ex | CZ05 |  | 533 | SWWH028F | 1 | 10 | 2022 | natural gas | electricity | NR |  | -254 |  | 36.7 | -254 |  | 36.7 |  | -254 | 36.7 | 0 | 0 |  | 0 | 0 |  | TRUE | 10 | 0 | 0 | TRUE | 2022+10 | 2032+00 | TRUE | TRUE | FALSE | FALSE | -254 | 36.7 | TRUE | TRUE | FALSE | FALSE | 0 | 0 | TRUE | TRUE | TRUE | -254 | 36.7 | 0 | 0 | -2540 | 367 | 0 | 0 | 3423.1829 | 100000 | #N/A | 100000 | 0.034232 | 1 | #N/A | 0 | 0.00018167 | 0.005307 | #N/A | 0.005307 |  | 533 | 28.0051 | PASS | 1.4862 | PASS | Eligible | -0.46144 | 1.9477 | 533 | 2.8031 | kWh | 821.3003 | N/A | N/A | 28.031 |  | 533 | 1 | -254 | 36.7 | 0 | 0 | 10 | 0
| SWWH028F | EUD | Ex | CZ06 |  | 534 | SWWH028F | 1 | 10 | 2022 | natural gas | electricity | NR |  | -222 |  | 32.8 | -222 |  | 32.8 |  | -222 | 32.8 | 0 | 0 |  | 0 | 0 |  | TRUE | 10 | 0 | 0 | TRUE | 2022+10 | 2032+00 | TRUE | TRUE | FALSE | FALSE | -222 | 32.8 | TRUE | TRUE | FALSE | FALSE | 0 | 0 | TRUE | TRUE | TRUE | -222 | 32.8 | 0 | 0 | -2220 | 328 | 0 | 0 | 3423.1829 | 100000 | #N/A | 100000 | 0.034232 | 1 | #N/A | 0 | 0.00018167 | 0.005307 | #N/A | 0.005307 |  | 534 | 25.2005 | PASS | 1.3374 | PASS | Eligible | -0.40331 | 1.7407 | 534 | 2.5223 | kWh | 739.0314 | N/A | N/A | 25.2231 |  | 534 | 1 | -222 | 32.8 | 0 | 0 | 10 | 0
| SWWH028F | EUD | Ex | CZ07 |  | 535 | SWWH028F | 1 | 10 | 2022 | natural gas | electricity | NR |  | -219 |  | 32.2 | -219 |  | 32.2 |  | -219 | 32.2 | 0 | 0 |  | 0 | 0 |  | TRUE | 10 | 0 | 0 | TRUE | 2022+10 | 2032+00 | TRUE | TRUE | FALSE | FALSE | -219 | 32.2 | TRUE | TRUE | FALSE | FALSE | 0 | 0 | TRUE | TRUE | TRUE | -219 | 32.2 | 0 | 0 | -2190 | 322 | 0 | 0 | 3423.1829 | 100000 | #N/A | 100000 | 0.034232 | 1 | #N/A | 0 | 0.00018167 | 0.005307 | #N/A | 0.005307 |  | 535 | 24.7032 | PASS | 1.311 | PASS | Eligible | -0.39786 | 1.7089 | 535 | 2.4726 | kWh | 724.4515 | N/A | N/A | 24.7255 |  | 535 | 1 | -219 | 32.2 | 0 | 0 | 10 | 0
| SWWH028F | EUD | Ex | CZ08 |  | 536 | SWWH028F | 1 | 10 | 2022 | natural gas | electricity | NR |  | -212 |  | 31.4 | -212 |  | 31.4 |  | -212 | 31.4 | 0 | 0 |  | 0 | 0 |  | TRUE | 10 | 0 | 0 | TRUE | 2022+10 | 2032+00 | TRUE | TRUE | FALSE | FALSE | -212 | 31.4 | TRUE | TRUE | FALSE | FALSE | 0 | 0 | TRUE | TRUE | TRUE | -212 | 31.4 | 0 | 0 | -2120 | 314 | 0 | 0 | 3423.1829 | 100000 | #N/A | 100000 | 0.034232 | 1 | #N/A | 0 | 0.00018167 | 0.005307 | #N/A | 0.005307 |  | 536 | 24.1429 | PASS | 1.2813 | PASS | Eligible | -0.38514 | 1.6664 | 536 | 2.4164 | kWh | 708.0117 | N/A | N/A | 24.1644 |  | 536 | 1 | -212 | 31.4 | 0 | 0 | 10 | 0
| SWWH028F | EUD | Ex | CZ09 |  | 537 | SWWH028F | 1 | 10 | 2022 | natural gas | electricity | NR |  | -212 |  | 31.4 | -212 |  | 31.4 |  | -212 | 31.4 | 0 | 0 |  | 0 | 0 |  | TRUE | 10 | 0 | 0 | TRUE | 2022+10 | 2032+00 | TRUE | TRUE | FALSE | FALSE | -212 | 31.4 | TRUE | TRUE | FALSE | FALSE | 0 | 0 | TRUE | TRUE | TRUE | -212 | 31.4 | 0 | 0 | -2120 | 314 | 0 | 0 | 3423.1829 | 100000 | #N/A | 100000 | 0.034232 | 1 | #N/A | 0 | 0.00018167 | 0.005307 | #N/A | 0.005307 |  | 537 | 24.1429 | PASS | 1.2813 | PASS | Eligible | -0.38514 | 1.6664 | 537 | 2.4164 | kWh | 708.0117 | N/A | N/A | 24.1644 |  | 537 | 1 | -212 | 31.4 | 0 | 0 | 10 | 0
| SWWH028F | EUD | Ex | CZ10 |  | 538 | SWWH028F | 1 | 10 | 2022 | natural gas | electricity | NR |  | -211 |  | 31.2 | -211 |  | 31.2 |  | -211 | 31.2 | 0 | 0 |  | 0 | 0 |  | TRUE | 10 | 0 | 0 | TRUE | 2022+10 | 2032+00 | TRUE | TRUE | FALSE | FALSE | -211 | 31.2 | TRUE | TRUE | FALSE | FALSE | 0 | 0 | TRUE | TRUE | TRUE | -211 | 31.2 | 0 | 0 | -2110 | 312 | 0 | 0 | 3423.1829 | 100000 | #N/A | 100000 | 0.034232 | 1 | #N/A | 0 | 0.00018167 | 0.005307 | #N/A | 0.005307 |  | 538 | 23.9771 | PASS | 1.2725 | PASS | Eligible | -0.38332 | 1.6558 | 538 | 2.3999 | kWh | 703.1518 | N/A | N/A | 23.9986 |  | 538 | 1 | -211 | 31.2 | 0 | 0 | 10 | 0
| SWWH028F | EUD | Ex | CZ11 |  | 539 | SWWH028F | 1 | 10 | 2022 | natural gas | electricity | NR |  | -218 |  | 32 | -218 |  | 32 |  | -218 | 32 | 0 | 0 |  | 0 | 0 |  | TRUE | 10 | 0 | 0 | TRUE | 2022+10 | 2032+00 | TRUE | TRUE | FALSE | FALSE | -218 | 32 | TRUE | TRUE | FALSE | FALSE | 0 | 0 | TRUE | TRUE | TRUE | -218 | 32 | 0 | 0 | -2180 | 320 | 0 | 0 | 3423.1829 | 100000 | #N/A | 100000 | 0.034232 | 1 | #N/A | 0 | 0.00018167 | 0.005307 | #N/A | 0.005307 |  | 539 | 24.5375 | PASS | 1.3022 | PASS | Eligible | -0.39604 | 1.6983 | 539 | 2.456 | kWh | 719.5916 | N/A | N/A | 24.5597 |  | 539 | 1 | -218 | 32 | 0 | 0 | 10 | 0
| SWWH028F | EUD | Ex | CZ12 |  | 540 | SWWH028F | 1 | 10 | 2022 | natural gas | electricity | NR |  | -228 |  | 33.4 | -228 |  | 33.4 |  | -228 | 33.4 | 0 | 0 |  | 0 | 0 |  | TRUE | 10 | 0 | 0 | TRUE | 2022+10 | 2032+00 | TRUE | TRUE | FALSE | FALSE | -228 | 33.4 | TRUE | TRUE | FALSE | FALSE | 0 | 0 | TRUE | TRUE | TRUE | -228 | 33.4 | 0 | 0 | -2280 | 334 | 0 | 0 | 3423.1829 | 100000 | #N/A | 100000 | 0.034232 | 1 | #N/A | 0 | 0.00018167 | 0.005307 | #N/A | 0.005307 |  | 540 | 25.5951 | PASS | 1.3583 | PASS | Eligible | -0.41421 | 1.7726 | 540 | 2.5618 | kWh | 750.6112 | N/A | N/A | 25.6184 |  | 540 | 1 | -228 | 33.4 | 0 | 0 | 10 | 0
| SWWH028F | EUD | Ex | CZ13 |  | 541 | SWWH028F | 1 | 10 | 2022 | natural gas | electricity | NR |  | -213 |  | 31.3 | -213 |  | 31.3 |  | -213 | 31.3 | 0 | 0 |  | 0 | 0 |  | TRUE | 10 | 0 | 0 | TRUE | 2022+10 | 2032+00 | TRUE | TRUE | FALSE | FALSE | -213 | 31.3 | TRUE | TRUE | FALSE | FALSE | 0 | 0 | TRUE | TRUE | TRUE | -213 | 31.3 | 0 | 0 | -2130 | 313 | 0 | 0 | 3423.1829 | 100000 | #N/A | 100000 | 0.034232 | 1 | #N/A | 0 | 0.00018167 | 0.005307 | #N/A | 0.005307 |  | 541 | 24.0086 | PASS | 1.2741 | PASS | Eligible | -0.38696 | 1.6611 | 541 | 2.403 | kWh | 704.0817 | N/A | N/A | 24.0303 |  | 541 | 1 | -213 | 31.3 | 0 | 0 | 10 | 0
| SWWH028F | EUD | Ex | CZ14 |  | 542 | SWWH028F | 1 | 10 | 2022 | natural gas | electricity | NR |  | -220 |  | 32.3 | -220 |  | 32.3 |  | -220 | 32.3 | 0 | 0 |  | 0 | 0 |  | TRUE | 10 | 0 | 0 | TRUE | 2022+10 | 2032+00 | TRUE | TRUE | FALSE | FALSE | -220 | 32.3 | TRUE | TRUE | FALSE | FALSE | 0 | 0 | TRUE | TRUE | TRUE | -220 | 32.3 | 0 | 0 | -2200 | 323 | 0 | 0 | 3423.1829 | 100000 | #N/A | 100000 | 0.034232 | 1 | #N/A | 0 | 0.00018167 | 0.005307 | #N/A | 0.005307 |  | 542 | 24.769 | PASS | 1.3145 | PASS | Eligible | -0.39967 | 1.7142 | 542 | 2.4791 | kWh | 726.3815 | N/A | N/A | 24.7914 |  | 542 | 1 | -220 | 32.3 | 0 | 0 | 10 | 0
| SWWH028F | EUD | Ex | CZ15 |  | 543 | SWWH028F | 1 | 10 | 2022 | natural gas | electricity | NR |  | -157 |  | 23.8 | -157 |  | 23.8 |  | -157 | 23.8 | 0 | 0 |  | 0 | 0 |  | TRUE | 10 | 0 | 0 | TRUE | 2022+10 | 2032+00 | TRUE | TRUE | FALSE | FALSE | -157 | 23.8 | TRUE | TRUE | FALSE | FALSE | 0 | 0 | TRUE | TRUE | TRUE | -157 | 23.8 | 0 | 0 | -1570 | 238 | 0 | 0 | 3423.1829 | 100000 | #N/A | 100000 | 0.034232 | 1 | #N/A | 0 | 0.00018167 | 0.005307 | #N/A | 0.005307 |  | 543 | 18.4256 | PASS | 0.97785 | PASS | Eligible | -0.28522 | 1.2631 | 543 | 1.8442 | kWh | 540.3337 | N/A | N/A | 18.4416 |  | 543 | 1 | -157 | 23.8 | 0 | 0 | 10 | 0
| SWWH028F | EUD | Ex | CZ16 |  | 544 | SWWH028F | 1 | 10 | 2022 | natural gas | electricity | NR |  | -274 |  | 39.5 | -274 |  | 39.5 |  | -274 | 39.5 | 0 | 0 |  | 0 | 0 |  | TRUE | 10 | 0 | 0 | TRUE | 2022+10 | 2032+00 | TRUE | TRUE | FALSE | FALSE | -274 | 39.5 | TRUE | TRUE | FALSE | FALSE | 0 | 0 | TRUE | TRUE | TRUE | -274 | 39.5 | 0 | 0 | -2740 | 395 | 0 | 0 | 3423.1829 | 100000 | #N/A | 100000 | 0.034232 | 1 | #N/A | 0 | 0.00018167 | 0.005307 | #N/A | 0.005307 |  | 544 | 30.1205 | PASS | 1.5985 | PASS | Eligible | -0.49777 | 2.0963 | 544 | 3.0148 | kWh | 883.3396 | N/A | N/A | 30.1484 |  | 544 | 1 | -274 | 39.5 | 0 | 0 | 10 | 0
| SWWH028F | ERC | Ex | CZ01 |  | 545 | SWWH028F | 1 | 10 | 2022 | natural gas | electricity | NR |  | -32.1 |  | 8.57 | -32.1 |  | 8.57 |  | -32.1 | 8.57 | 0 | 0 |  | 0 | 0 |  | TRUE | 10 | 0 | 0 | TRUE | 2022+10 | 2032+00 | TRUE | TRUE | FALSE | FALSE | -32.1 | 8.57 | TRUE | TRUE | FALSE | FALSE | 0 | 0 | TRUE | TRUE | TRUE | -32.1 | 8.57 | 0 | 0 | -321 | 85.7 | 0 | 0 | 3423.1829 | 100000 | #N/A | 100000 | 0.034232 | 1 | #N/A | 0 | 0.00018167 | 0.005307 | #N/A | 0.005307 |  | 545 | 7.4712 | PASS | 0.3965 | PASS | Eligible | -0.058316 | 0.45481 | 545 | 0.74744 | kWh | 218.9987 | N/A | N/A | 7.4744 |  | 545 | 1 | -32.1 | 8.57 | 0 | 0 | 10 | 0
| SWWH028F | ERC | Ex | CZ02 |  | 546 | SWWH028F | 1 | 10 | 2022 | natural gas | electricity | NR |  | -29.8 |  | 8.14 | -29.8 |  | 8.14 |  | -29.8 | 8.14 | 0 | 0 |  | 0 | 0 |  | TRUE | 10 | 0 | 0 | TRUE | 2022+10 | 2032+00 | TRUE | TRUE | FALSE | FALSE | -29.8 | 8.14 | TRUE | TRUE | FALSE | FALSE | 0 | 0 | TRUE | TRUE | TRUE | -29.8 | 8.14 | 0 | 0 | -298 | 81.4 | 0 | 0 | 3423.1829 | 100000 | #N/A | 100000 | 0.034232 | 1 | #N/A | 0 | 0.00018167 | 0.005307 | #N/A | 0.005307 |  | 546 | 7.1199 | PASS | 0.37786 | PASS | Eligible | -0.054138 | 0.43199 | 546 | 0.71229 | kWh | 208.6999 | N/A | N/A | 7.1229 |  | 546 | 1 | -29.8 | 8.14 | 0 | 0 | 10 | 0
| SWWH028F | ERC | Ex | CZ03 |  | 547 | SWWH028F | 1 | 10 | 2022 | natural gas | electricity | NR |  | -29.2 |  | 8.1 | -29.2 |  | 8.1 |  | -29.2 | 8.1 | 0 | 0 |  | 0 | 0 |  | TRUE | 10 | 0 | 0 | TRUE | 2022+10 | 2032+00 | TRUE | TRUE | FALSE | FALSE | -29.2 | 8.1 | TRUE | TRUE | FALSE | FALSE | 0 | 0 | TRUE | TRUE | TRUE | -29.2 | 8.1 | 0 | 0 | -292 | 81 | 0 | 0 | 3423.1829 | 100000 | #N/A | 100000 | 0.034232 | 1 | #N/A | 0 | 0.00018167 | 0.005307 | #N/A | 0.005307 |  | 547 | 7.1004 | PASS | 0.37682 | PASS | Eligible | -0.053048 | 0.42987 | 547 | 0.71034 | kWh | 208.1279 | N/A | N/A | 7.1034 |  | 547 | 1 | -29.2 | 8.1 | 0 | 0 | 10 | 0
| SWWH028F | ERC | Ex | CZ04 |  | 548 | SWWH028F | 1 | 10 | 2022 | natural gas | electricity | NR |  | -28.6 |  | 7.96 | -28.6 |  | 7.96 |  | -28.6 | 7.96 | 0 | 0 |  | 0 | 0 |  | TRUE | 10 | 0 | 0 | TRUE | 2022+10 | 2032+00 | TRUE | TRUE | FALSE | FALSE | -28.6 | 7.96 | TRUE | TRUE | FALSE | FALSE | 0 | 0 | TRUE | TRUE | TRUE | -28.6 | 7.96 | 0 | 0 | -286 | 79.6 | 0 | 0 | 3423.1829 | 100000 | #N/A | 100000 | 0.034232 | 1 | #N/A | 0 | 0.00018167 | 0.005307 | #N/A | 0.005307 |  | 548 | 6.981 | PASS | 0.37048 | PASS | Eligible | -0.051958 | 0.42244 | 548 | 0.69839 | kWh | 204.6259 | N/A | N/A | 6.9839 |  | 548 | 1 | -28.6 | 7.96 | 0 | 0 | 10 | 0
| SWWH028F | ERC | Ex | CZ05 |  | 549 | SWWH028F | 1 | 10 | 2022 | natural gas | electricity | NR |  | -29.5 |  | 8.17 | -29.5 |  | 8.17 |  | -29.5 | 8.17 | 0 | 0 |  | 0 | 0 |  | TRUE | 10 | 0 | 0 | TRUE | 2022+10 | 2032+00 | TRUE | TRUE | FALSE | FALSE | -29.5 | 8.17 | TRUE | TRUE | FALSE | FALSE | 0 | 0 | TRUE | TRUE | TRUE | -29.5 | 8.17 | 0 | 0 | -295 | 81.7 | 0 | 0 | 3423.1829 | 100000 | #N/A | 100000 | 0.034232 | 1 | #N/A | 0 | 0.00018167 | 0.005307 | #N/A | 0.005307 |  | 549 | 7.1602 | PASS | 0.37999 | PASS | Eligible | -0.053593 | 0.43358 | 549 | 0.71632 | kWh | 209.8788 | N/A | N/A | 7.1632 |  | 549 | 1 | -29.5 | 8.17 | 0 | 0 | 10 | 0
| SWWH028F | ERC | Ex | CZ06 |  | 550 | SWWH028F | 1 | 10 | 2022 | natural gas | electricity | NR |  | -27.4 |  | 7.75 | -27.4 |  | 7.75 |  | -27.4 | 7.75 | 0 | 0 |  | 0 | 0 |  | TRUE | 10 | 0 | 0 | TRUE | 2022+10 | 2032+00 | TRUE | TRUE | FALSE | FALSE | -27.4 | 7.75 | TRUE | TRUE | FALSE | FALSE | 0 | 0 | TRUE | TRUE | TRUE | -27.4 | 7.75 | 0 | 0 | -274 | 77.5 | 0 | 0 | 3423.1829 | 100000 | #N/A | 100000 | 0.034232 | 1 | #N/A | 0 | 0.00018167 | 0.005307 | #N/A | 0.005307 |  | 550 | 6.812 | PASS | 0.36152 | PASS | Eligible | -0.049777 | 0.4113 | 550 | 0.68148 | kWh | 199.673 | N/A | N/A | 6.8148 |  | 550 | 1 | -27.4 | 7.75 | 0 | 0 | 10 | 0
| SWWH028F | ERC | Ex | CZ07 |  | 551 | SWWH028F | 1 | 10 | 2022 | natural gas | electricity | NR |  | -26.9 |  | 7.67 | -26.9 |  | 7.67 |  | -26.9 | 7.67 | 0 | 0 |  | 0 | 0 |  | TRUE | 10 | 0 | 0 | TRUE | 2022+10 | 2032+00 | TRUE | TRUE | FALSE | FALSE | -26.9 | 7.67 | TRUE | TRUE | FALSE | FALSE | 0 | 0 | TRUE | TRUE | TRUE | -26.9 | 7.67 | 0 | 0 | -269 | 76.7 | 0 | 0 | 3423.1829 | 100000 | #N/A | 100000 | 0.034232 | 1 | #N/A | 0 | 0.00018167 | 0.005307 | #N/A | 0.005307 |  | 551 | 6.7492 | PASS | 0.35818 | PASS | Eligible | -0.048869 | 0.40705 | 551 | 0.67519 | kWh | 197.829 | N/A | N/A | 6.7519 |  | 551 | 1 | -26.9 | 7.67 | 0 | 0 | 10 | 0
| SWWH028F | ERC | Ex | CZ08 |  | 552 | SWWH028F | 1 | 10 | 2022 | natural gas | electricity | NR |  | -26.5 |  | 7.59 | -26.5 |  | 7.59 |  | -26.5 | 7.59 | 0 | 0 |  | 0 | 0 |  | TRUE | 10 | 0 | 0 | TRUE | 2022+10 | 2032+00 | TRUE | TRUE | FALSE | FALSE | -26.5 | 7.59 | TRUE | TRUE | FALSE | FALSE | 0 | 0 | TRUE | TRUE | TRUE | -26.5 | 7.59 | 0 | 0 | -265 | 75.9 | 0 | 0 | 3423.1829 | 100000 | #N/A | 100000 | 0.034232 | 1 | #N/A | 0 | 0.00018167 | 0.005307 | #N/A | 0.005307 |  | 552 | 6.6829 | PASS | 0.35466 | PASS | Eligible | -0.048142 | 0.4028 | 552 | 0.66856 | kWh | 195.885 | N/A | N/A | 6.6856 |  | 552 | 1 | -26.5 | 7.59 | 0 | 0 | 10 | 0
| SWWH028F | ERC | Ex | CZ09 |  | 553 | SWWH028F | 1 | 10 | 2022 | natural gas | electricity | NR |  | -26.6 |  | 7.6 | -26.6 |  | 7.6 |  | -26.6 | 7.6 | 0 | 0 |  | 0 | 0 |  | TRUE | 10 | 0 | 0 | TRUE | 2022+10 | 2032+00 | TRUE | TRUE | FALSE | FALSE | -26.6 | 7.6 | TRUE | TRUE | FALSE | FALSE | 0 | 0 | TRUE | TRUE | TRUE | -26.6 | 7.6 | 0 | 0 | -266 | 76 | 0 | 0 | 3423.1829 | 100000 | #N/A | 100000 | 0.034232 | 1 | #N/A | 0 | 0.00018167 | 0.005307 | #N/A | 0.005307 |  | 553 | 6.6894 | PASS | 0.35501 | PASS | Eligible | -0.048324 | 0.40333 | 553 | 0.66921 | kWh | 196.078 | N/A | N/A | 6.6921 |  | 553 | 1 | -26.6 | 7.6 | 0 | 0 | 10 | 0
| SWWH028F | ERC | Ex | CZ10 |  | 554 | SWWH028F | 1 | 10 | 2022 | natural gas | electricity | NR |  | -26.5 |  | 7.59 | -26.5 |  | 7.59 |  | -26.5 | 7.59 | 0 | 0 |  | 0 | 0 |  | TRUE | 10 | 0 | 0 | TRUE | 2022+10 | 2032+00 | TRUE | TRUE | FALSE | FALSE | -26.5 | 7.59 | TRUE | TRUE | FALSE | FALSE | 0 | 0 | TRUE | TRUE | TRUE | -26.5 | 7.59 | 0 | 0 | -265 | 75.9 | 0 | 0 | 3423.1829 | 100000 | #N/A | 100000 | 0.034232 | 1 | #N/A | 0 | 0.00018167 | 0.005307 | #N/A | 0.005307 |  | 554 | 6.6829 | PASS | 0.35466 | PASS | Eligible | -0.048142 | 0.4028 | 554 | 0.66856 | kWh | 195.885 | N/A | N/A | 6.6856 |  | 554 | 1 | -26.5 | 7.59 | 0 | 0 | 10 | 0
| SWWH028F | ERC | Ex | CZ11 |  | 555 | SWWH028F | 1 | 10 | 2022 | natural gas | electricity | NR |  | -27.5 |  | 7.72 | -27.5 |  | 7.72 |  | -27.5 | 7.72 | 0 | 0 |  | 0 | 0 |  | TRUE | 10 | 0 | 0 | TRUE | 2022+10 | 2032+00 | TRUE | TRUE | FALSE | FALSE | -27.5 | 7.72 | TRUE | TRUE | FALSE | FALSE | 0 | 0 | TRUE | TRUE | TRUE | -27.5 | 7.72 | 0 | 0 | -275 | 77.2 | 0 | 0 | 3423.1829 | 100000 | #N/A | 100000 | 0.034232 | 1 | #N/A | 0 | 0.00018167 | 0.005307 | #N/A | 0.005307 |  | 555 | 6.7786 | PASS | 0.35974 | PASS | Eligible | -0.049959 | 0.4097 | 555 | 0.67814 | kWh | 198.694 | N/A | N/A | 6.7814 |  | 555 | 1 | -27.5 | 7.72 | 0 | 0 | 10 | 0
| SWWH028F | ERC | Ex | CZ12 |  | 556 | SWWH028F | 1 | 10 | 2022 | natural gas | electricity | NR |  | -28.4 |  | 7.89 | -28.4 |  | 7.89 |  | -28.4 | 7.89 | 0 | 0 |  | 0 | 0 |  | TRUE | 10 | 0 | 0 | TRUE | 2022+10 | 2032+00 | TRUE | TRUE | FALSE | FALSE | -28.4 | 7.89 | TRUE | TRUE | FALSE | FALSE | 0 | 0 | TRUE | TRUE | TRUE | -28.4 | 7.89 | 0 | 0 | -284 | 78.9 | 0 | 0 | 3423.1829 | 100000 | #N/A | 100000 | 0.034232 | 1 | #N/A | 0 | 0.00018167 | 0.005307 | #N/A | 0.005307 |  | 556 | 6.9178 | PASS | 0.36713 | PASS | Eligible | -0.051594 | 0.41873 | 556 | 0.69207 | kWh | 202.7749 | N/A | N/A | 6.9207 |  | 556 | 1 | -28.4 | 7.89 | 0 | 0 | 10 | 0
| SWWH028F | ERC | Ex | CZ13 |  | 557 | SWWH028F | 1 | 10 | 2022 | natural gas | electricity | NR |  | -27.1 |  | 7.65 | -27.1 |  | 7.65 |  | -27.1 | 7.65 | 0 | 0 |  | 0 | 0 |  | TRUE | 10 | 0 | 0 | TRUE | 2022+10 | 2032+00 | TRUE | TRUE | FALSE | FALSE | -27.1 | 7.65 | TRUE | TRUE | FALSE | FALSE | 0 | 0 | TRUE | TRUE | TRUE | -27.1 | 7.65 | 0 | 0 | -271 | 76.5 | 0 | 0 | 3423.1829 | 100000 | #N/A | 100000 | 0.034232 | 1 | #N/A | 0 | 0.00018167 | 0.005307 | #N/A | 0.005307 |  | 557 | 6.7223 | PASS | 0.35676 | PASS | Eligible | -0.049232 | 0.40599 | 557 | 0.67251 | kWh | 197.043 | N/A | N/A | 6.7251 |  | 557 | 1 | -27.1 | 7.65 | 0 | 0 | 10 | 0
| SWWH028F | ERC | Ex | CZ14 |  | 558 | SWWH028F | 1 | 10 | 2022 | natural gas | electricity | NR |  | -27.6 |  | 7.75 | -27.6 |  | 7.75 |  | -27.6 | 7.75 | 0 | 0 |  | 0 | 0 |  | TRUE | 10 | 0 | 0 | TRUE | 2022+10 | 2032+00 | TRUE | TRUE | FALSE | FALSE | -27.6 | 7.75 | TRUE | TRUE | FALSE | FALSE | 0 | 0 | TRUE | TRUE | TRUE | -27.6 | 7.75 | 0 | 0 | -276 | 77.5 | 0 | 0 | 3423.1829 | 100000 | #N/A | 100000 | 0.034232 | 1 | #N/A | 0 | 0.00018167 | 0.005307 | #N/A | 0.005307 |  | 558 | 6.8052 | PASS | 0.36115 | PASS | Eligible | -0.050141 | 0.4113 | 558 | 0.6808 | kWh | 199.473 | N/A | N/A | 6.808 |  | 558 | 1 | -27.6 | 7.75 | 0 | 0 | 10 | 0
| SWWH028F | ERC | Ex | CZ15 |  | 559 | SWWH028F | 1 | 10 | 2022 | natural gas | electricity | NR |  | -22.2 |  | 6.78 | -22.2 |  | 6.78 |  | -22.2 | 6.78 | 0 | 0 |  | 0 | 0 |  | TRUE | 10 | 0 | 0 | TRUE | 2022+10 | 2032+00 | TRUE | TRUE | FALSE | FALSE | -22.2 | 6.78 | TRUE | TRUE | FALSE | FALSE | 0 | 0 | TRUE | TRUE | TRUE | -22.2 | 6.78 | 0 | 0 | -222 | 67.8 | 0 | 0 | 3423.1829 | 100000 | #N/A | 100000 | 0.034232 | 1 | #N/A | 0 | 0.00018167 | 0.005307 | #N/A | 0.005307 |  | 559 | 6.0201 | PASS | 0.31949 | PASS | Eligible | -0.040331 | 0.35982 | 559 | 0.60223 | kWh | 176.4522 | N/A | N/A | 6.0223 |  | 559 | 1 | -22.2 | 6.78 | 0 | 0 | 10 | 0
| SWWH028F | ERC | Ex | CZ16 |  | 560 | SWWH028F | 1 | 10 | 2022 | natural gas | electricity | NR |  | -32.2 |  | 8.55 | -32.2 |  | 8.55 |  | -32.2 | 8.55 | 0 | 0 |  | 0 | 0 |  | TRUE | 10 | 0 | 0 | TRUE | 2022+10 | 2032+00 | TRUE | TRUE | FALSE | FALSE | -32.2 | 8.55 | TRUE | TRUE | FALSE | FALSE | 0 | 0 | TRUE | TRUE | TRUE | -32.2 | 8.55 | 0 | 0 | -322 | 85.5 | 0 | 0 | 3423.1829 | 100000 | #N/A | 100000 | 0.034232 | 1 | #N/A | 0 | 0.00018167 | 0.005307 | #N/A | 0.005307 |  | 560 | 7.4477 | PASS | 0.39525 | PASS | Eligible | -0.058498 | 0.45375 | 560 | 0.7451 | kWh | 218.3127 | N/A | N/A | 7.451 |  | 560 | 1 | -32.2 | 8.55 | 0 | 0 | 10 | 0
| SWWH028F | Gro | Ex | CZ01 |  | 561 | SWWH028F | 1 | 10 | 2022 | natural gas | electricity | NR |  | -399 |  | 57.2 | -399 |  | 57.2 |  | -399 | 57.2 | 0 | 0 |  | 0 | 0 |  | TRUE | 10 | 0 | 0 | TRUE | 2022+10 | 2032+00 | TRUE | TRUE | FALSE | FALSE | -399 | 57.2 | TRUE | TRUE | FALSE | FALSE | 0 | 0 | TRUE | TRUE | TRUE | -399 | 57.2 | 0 | 0 | -3990 | 572 | 0 | 0 | 3423.1829 | 100000 | #N/A | 100000 | 0.034232 | 1 | #N/A | 0 | 0.00018167 | 0.005307 | #N/A | 0.005307 |  | 561 | 43.5415 | PASS | 2.3108 | PASS | Eligible | -0.72486 | 3.0356 | 561 | 4.3582 | kWh | 1276.9449 | N/A | N/A | 43.5821 |  | 561 | 1 | -399 | 57.2 | 0 | 0 | 10 | 0
| SWWH028F | Gro | Ex | CZ02 |  | 562 | SWWH028F | 1 | 10 | 2022 | natural gas | electricity | NR |  | -361 |  | 53.2 | -361 |  | 53.2 |  | -361 | 53.2 | 0 | 0 |  | 0 | 0 |  | TRUE | 10 | 0 | 0 | TRUE | 2022+10 | 2032+00 | TRUE | TRUE | FALSE | FALSE | -361 | 53.2 | TRUE | TRUE | FALSE | FALSE | 0 | 0 | TRUE | TRUE | TRUE | -361 | 53.2 | 0 | 0 | -3610 | 532 | 0 | 0 | 3423.1829 | 100000 | #N/A | 100000 | 0.034232 | 1 | #N/A | 0 | 0.00018167 | 0.005307 | #N/A | 0.005307 |  | 562 | 40.8423 | PASS | 2.1675 | PASS | Eligible | -0.65583 | 2.8233 | 562 | 4.0879 | kWh | 1197.746 | N/A | N/A | 40.8791 |  | 562 | 1 | -361 | 53.2 | 0 | 0 | 10 | 0
| SWWH028F | Gro | Ex | CZ03 |  | 563 | SWWH028F | 1 | 10 | 2022 | natural gas | electricity | NR |  | -366 |  | 53.4 | -366 |  | 53.4 |  | -366 | 53.4 | 0 | 0 |  | 0 | 0 |  | TRUE | 10 | 0 | 0 | TRUE | 2022+10 | 2032+00 | TRUE | TRUE | FALSE | FALSE | -366 | 53.4 | TRUE | TRUE | FALSE | FALSE | 0 | 0 | TRUE | TRUE | TRUE | -366 | 53.4 | 0 | 0 | -3660 | 534 | 0 | 0 | 3423.1829 | 100000 | #N/A | 100000 | 0.034232 | 1 | #N/A | 0 | 0.00018167 | 0.005307 | #N/A | 0.005307 |  | 563 | 40.8712 | PASS | 2.169 | PASS | Eligible | -0.66491 | 2.834 | 563 | 4.0908 | kWh | 1198.6059 | N/A | N/A | 40.9084 |  | 563 | 1 | -366 | 53.4 | 0 | 0 | 10 | 0
| SWWH028F | Gro | Ex | CZ04 |  | 564 | SWWH028F | 1 | 10 | 2022 | natural gas | electricity | NR |  | -349 |  | 51.7 | -349 |  | 51.7 |  | -349 | 51.7 | 0 | 0 |  | 0 | 0 |  | TRUE | 10 | 0 | 0 | TRUE | 2022+10 | 2032+00 | TRUE | TRUE | FALSE | FALSE | -349 | 51.7 | TRUE | TRUE | FALSE | FALSE | 0 | 0 | TRUE | TRUE | TRUE | -349 | 51.7 | 0 | 0 | -3490 | 517 | 0 | 0 | 3423.1829 | 100000 | #N/A | 100000 | 0.034232 | 1 | #N/A | 0 | 0.00018167 | 0.005307 | #N/A | 0.005307 |  | 564 | 39.7531 | PASS | 2.1097 | PASS | Eligible | -0.63403 | 2.7437 | 564 | 3.9789 | kWh | 1165.7964 | N/A | N/A | 39.7886 |  | 564 | 1 | -349 | 51.7 | 0 | 0 | 10 | 0
| SWWH028F | Gro | Ex | CZ05 |  | 565 | SWWH028F | 1 | 10 | 2022 | natural gas | electricity | NR |  | -372 |  | 54.2 | -372 |  | 54.2 |  | -372 | 54.2 | 0 | 0 |  | 0 | 0 |  | TRUE | 10 | 0 | 0 | TRUE | 2022+10 | 2032+00 | TRUE | TRUE | FALSE | FALSE | -372 | 54.2 | TRUE | TRUE | FALSE | FALSE | 0 | 0 | TRUE | TRUE | TRUE | -372 | 54.2 | 0 | 0 | -3720 | 542 | 0 | 0 | 3423.1829 | 100000 | #N/A | 100000 | 0.034232 | 1 | #N/A | 0 | 0.00018167 | 0.005307 | #N/A | 0.005307 |  | 565 | 41.4658 | PASS | 2.2006 | PASS | Eligible | -0.67581 | 2.8764 | 565 | 4.1504 | kWh | 1216.0457 | N/A | N/A | 41.5036 |  | 565 | 1 | -372 | 54.2 | 0 | 0 | 10 | 0
| SWWH028F | Gro | Ex | CZ06 |  | 566 | SWWH028F | 1 | 10 | 2022 | natural gas | electricity | NR |  | -338 |  | 50.2 | -338 |  | 50.2 |  | -338 | 50.2 | 0 | 0 |  | 0 | 0 |  | TRUE | 10 | 0 | 0 | TRUE | 2022+10 | 2032+00 | TRUE | TRUE | FALSE | FALSE | -338 | 50.2 | TRUE | TRUE | FALSE | FALSE | 0 | 0 | TRUE | TRUE | TRUE | -338 | 50.2 | 0 | 0 | -3380 | 502 | 0 | 0 | 3423.1829 | 100000 | #N/A | 100000 | 0.034232 | 1 | #N/A | 0 | 0.00018167 | 0.005307 | #N/A | 0.005307 |  | 566 | 38.6296 | PASS | 2.0501 | PASS | Eligible | -0.61404 | 2.6641 | 566 | 3.8664 | kWh | 1132.8468 | N/A | N/A | 38.6641 |  | 566 | 1 | -338 | 50.2 | 0 | 0 | 10 | 0
| SWWH028F | Gro | Ex | CZ07 |  | 567 | SWWH028F | 1 | 10 | 2022 | natural gas | electricity | NR |  | -334 |  | 49.7 | -334 |  | 49.7 |  | -334 | 49.7 | 0 | 0 |  | 0 | 0 |  | TRUE | 10 | 0 | 0 | TRUE | 2022+10 | 2032+00 | TRUE | TRUE | FALSE | FALSE | -334 | 49.7 | TRUE | TRUE | FALSE | FALSE | 0 | 0 | TRUE | TRUE | TRUE | -334 | 49.7 | 0 | 0 | -3340 | 497 | 0 | 0 | 3423.1829 | 100000 | #N/A | 100000 | 0.034232 | 1 | #N/A | 0 | 0.00018167 | 0.005307 | #N/A | 0.005307 |  | 567 | 38.2666 | PASS | 2.0308 | PASS | Eligible | -0.60678 | 2.6376 | 567 | 3.8301 | kWh | 1122.1969 | N/A | N/A | 38.3006 |  | 567 | 1 | -334 | 49.7 | 0 | 0 | 10 | 0
| SWWH028F | Gro | Ex | CZ08 |  | 568 | SWWH028F | 1 | 10 | 2022 | natural gas | electricity | NR |  | -326 |  | 48.9 | -326 |  | 48.9 |  | -326 | 48.9 | 0 | 0 |  | 0 | 0 |  | TRUE | 10 | 0 | 0 | TRUE | 2022+10 | 2032+00 | TRUE | TRUE | FALSE | FALSE | -326 | 48.9 | TRUE | TRUE | FALSE | FALSE | 0 | 0 | TRUE | TRUE | TRUE | -326 | 48.9 | 0 | 0 | -3260 | 489 | 0 | 0 | 3423.1829 | 100000 | #N/A | 100000 | 0.034232 | 1 | #N/A | 0 | 0.00018167 | 0.005307 | #N/A | 0.005307 |  | 568 | 37.7404 | PASS | 2.0029 | PASS | Eligible | -0.59224 | 2.5951 | 568 | 3.7774 | kWh | 1106.7571 | N/A | N/A | 37.7736 |  | 568 | 1 | -326 | 48.9 | 0 | 0 | 10 | 0
| SWWH028F | Gro | Ex | CZ09 |  | 569 | SWWH028F | 1 | 10 | 2022 | natural gas | electricity | NR |  | -326 |  | 48.8 | -326 |  | 48.8 |  | -326 | 48.8 | 0 | 0 |  | 0 | 0 |  | TRUE | 10 | 0 | 0 | TRUE | 2022+10 | 2032+00 | TRUE | TRUE | FALSE | FALSE | -326 | 48.8 | TRUE | TRUE | FALSE | FALSE | 0 | 0 | TRUE | TRUE | TRUE | -326 | 48.8 | 0 | 0 | -3260 | 488 | 0 | 0 | 3423.1829 | 100000 | #N/A | 100000 | 0.034232 | 1 | #N/A | 0 | 0.00018167 | 0.005307 | #N/A | 0.005307 |  | 569 | 37.6404 | PASS | 1.9976 | PASS | Eligible | -0.59224 | 2.5898 | 569 | 3.7674 | kWh | 1103.8271 | N/A | N/A | 37.6736 |  | 569 | 1 | -326 | 48.8 | 0 | 0 | 10 | 0
| SWWH028F | Gro | Ex | CZ10 |  | 570 | SWWH028F | 1 | 10 | 2022 | natural gas | electricity | NR |  | -324 |  | 48.6 | -324 |  | 48.6 |  | -324 | 48.6 | 0 | 0 |  | 0 | 0 |  | TRUE | 10 | 0 | 0 | TRUE | 2022+10 | 2032+00 | TRUE | TRUE | FALSE | FALSE | -324 | 48.6 | TRUE | TRUE | FALSE | FALSE | 0 | 0 | TRUE | TRUE | TRUE | -324 | 48.6 | 0 | 0 | -3240 | 486 | 0 | 0 | 3423.1829 | 100000 | #N/A | 100000 | 0.034232 | 1 | #N/A | 0 | 0.00018167 | 0.005307 | #N/A | 0.005307 |  | 570 | 37.5089 | PASS | 1.9906 | PASS | Eligible | -0.58861 | 2.5792 | 570 | 3.7542 | kWh | 1099.9672 | N/A | N/A | 37.5419 |  | 570 | 1 | -324 | 48.6 | 0 | 0 | 10 | 0
| SWWH028F | Gro | Ex | CZ11 |  | 571 | SWWH028F | 1 | 10 | 2022 | natural gas | electricity | NR |  | -331 |  | 49.2 | -331 |  | 49.2 |  | -331 | 49.2 | 0 | 0 |  | 0 | 0 |  | TRUE | 10 | 0 | 0 | TRUE | 2022+10 | 2032+00 | TRUE | TRUE | FALSE | FALSE | -331 | 49.2 | TRUE | TRUE | FALSE | FALSE | 0 | 0 | TRUE | TRUE | TRUE | -331 | 49.2 | 0 | 0 | -3310 | 492 | 0 | 0 | 3423.1829 | 100000 | #N/A | 100000 | 0.034232 | 1 | #N/A | 0 | 0.00018167 | 0.005307 | #N/A | 0.005307 |  | 571 | 37.8693 | PASS | 2.0097 | PASS | Eligible | -0.60133 | 2.6111 | 571 | 3.7903 | kWh | 1110.547 | N/A | N/A | 37.903 |  | 571 | 1 | -331 | 49.2 | 0 | 0 | 10 | 0
| SWWH028F | Gro | Ex | CZ12 |  | 572 | SWWH028F | 1 | 10 | 2022 | natural gas | electricity | NR |  | -342 |  | 50.8 | -342 |  | 50.8 |  | -342 | 50.8 | 0 | 0 |  | 0 | 0 |  | TRUE | 10 | 0 | 0 | TRUE | 2022+10 | 2032+00 | TRUE | TRUE | FALSE | FALSE | -342 | 50.8 | TRUE | TRUE | FALSE | FALSE | 0 | 0 | TRUE | TRUE | TRUE | -342 | 50.8 | 0 | 0 | -3420 | 508 | 0 | 0 | 3423.1829 | 100000 | #N/A | 100000 | 0.034232 | 1 | #N/A | 0 | 0.00018167 | 0.005307 | #N/A | 0.005307 |  | 572 | 39.0927 | PASS | 2.0747 | PASS | Eligible | -0.62131 | 2.696 | 572 | 3.9128 | kWh | 1146.4266 | N/A | N/A | 39.1275 |  | 572 | 1 | -342 | 50.8 | 0 | 0 | 10 | 0
| SWWH028F | Gro | Ex | CZ13 |  | 573 | SWWH028F | 1 | 10 | 2022 | natural gas | electricity | NR |  | -325 |  | 48.6 | -325 |  | 48.6 |  | -325 | 48.6 | 0 | 0 |  | 0 | 0 |  | TRUE | 10 | 0 | 0 | TRUE | 2022+10 | 2032+00 | TRUE | TRUE | FALSE | FALSE | -325 | 48.6 | TRUE | TRUE | FALSE | FALSE | 0 | 0 | TRUE | TRUE | TRUE | -325 | 48.6 | 0 | 0 | -3250 | 486 | 0 | 0 | 3423.1829 | 100000 | #N/A | 100000 | 0.034232 | 1 | #N/A | 0 | 0.00018167 | 0.005307 | #N/A | 0.005307 |  | 573 | 37.4747 | PASS | 1.9888 | PASS | Eligible | -0.59043 | 2.5792 | 573 | 3.7508 | kWh | 1098.9672 | N/A | N/A | 37.5078 |  | 573 | 1 | -325 | 48.6 | 0 | 0 | 10 | 0
| SWWH028F | Gro | Ex | CZ14 |  | 574 | SWWH028F | 1 | 10 | 2022 | natural gas | electricity | NR |  | -333 |  | 49.6 | -333 |  | 49.6 |  | -333 | 49.6 | 0 | 0 |  | 0 | 0 |  | TRUE | 10 | 0 | 0 | TRUE | 2022+10 | 2032+00 | TRUE | TRUE | FALSE | FALSE | -333 | 49.6 | TRUE | TRUE | FALSE | FALSE | 0 | 0 | TRUE | TRUE | TRUE | -333 | 49.6 | 0 | 0 | -3330 | 496 | 0 | 0 | 3423.1829 | 100000 | #N/A | 100000 | 0.034232 | 1 | #N/A | 0 | 0.00018167 | 0.005307 | #N/A | 0.005307 |  | 574 | 38.2008 | PASS | 2.0273 | PASS | Eligible | -0.60496 | 2.6323 | 574 | 3.8235 | kWh | 1120.2669 | N/A | N/A | 38.2347 |  | 574 | 1 | -333 | 49.6 | 0 | 0 | 10 | 0
| SWWH028F | Gro | Ex | CZ15 |  | 575 | SWWH028F | 1 | 10 | 2022 | natural gas | electricity | NR |  | -268 |  | 41 | -268 |  | 41 |  | -268 | 41 | 0 | 0 |  | 0 | 0 |  | TRUE | 10 | 0 | 0 | TRUE | 2022+10 | 2032+00 | TRUE | TRUE | FALSE | FALSE | -268 | 41 | TRUE | TRUE | FALSE | FALSE | 0 | 0 | TRUE | TRUE | TRUE | -268 | 41 | 0 | 0 | -2680 | 410 | 0 | 0 | 3423.1829 | 100000 | #N/A | 100000 | 0.034232 | 1 | #N/A | 0 | 0.00018167 | 0.005307 | #N/A | 0.005307 |  | 575 | 31.8259 | PASS | 1.689 | PASS | Eligible | -0.48687 | 2.1759 | 575 | 3.1853 | kWh | 933.2892 | N/A | N/A | 31.8532 |  | 575 | 1 | -268 | 41 | 0 | 0 | 10 | 0
| SWWH028F | Gro | Ex | CZ16 |  | 576 | SWWH028F | 1 | 10 | 2022 | natural gas | electricity | NR |  | -389 |  | 56.9 | -389 |  | 56.9 |  | -389 | 56.9 | 0 | 0 |  | 0 | 0 |  | TRUE | 10 | 0 | 0 | TRUE | 2022+10 | 2032+00 | TRUE | TRUE | FALSE | FALSE | -389 | 56.9 | TRUE | TRUE | FALSE | FALSE | 0 | 0 | TRUE | TRUE | TRUE | -389 | 56.9 | 0 | 0 | -3890 | 569 | 0 | 0 | 3423.1829 | 100000 | #N/A | 100000 | 0.034232 | 1 | #N/A | 0 | 0.00018167 | 0.005307 | #N/A | 0.005307 |  | 576 | 43.5838 | PASS | 2.313 | PASS | Eligible | -0.70669 | 3.0197 | 576 | 4.3623 | kWh | 1278.155 | N/A | N/A | 43.6234 |  | 576 | 1 | -389 | 56.9 | 0 | 0 | 10 | 0
| SWWH028F | Hsp | Ex | CZ01 |  | 577 | SWWH028F | 1 | 10 | 2022 | natural gas | electricity | NR |  | -660 |  | 95.6 | -660 |  | 95.6 |  | -660 | 95.6 | 0 | 0 |  | 0 | 0 |  | TRUE | 10 | 0 | 0 | TRUE | 2022+10 | 2032+00 | TRUE | TRUE | FALSE | FALSE | -660 | 95.6 | TRUE | TRUE | FALSE | FALSE | 0 | 0 | TRUE | TRUE | TRUE | -660 | 95.6 | 0 | 0 | -6600 | 956 | 0 | 0 | 3423.1829 | 100000 | #N/A | 100000 | 0.034232 | 1 | #N/A | 0 | 0.00018167 | 0.005307 | #N/A | 0.005307 |  | 577 | 73.007 | PASS | 3.8745 | PASS | Eligible | -1.199 | 5.0735 | 577 | 7.3074 | kWh | 2141.0548 | N/A | N/A | 73.0742 |  | 577 | 1 | -660 | 95.6 | 0 | 0 | 10 | 0
| SWWH028F | Hsp | Ex | CZ02 |  | 578 | SWWH028F | 1 | 10 | 2022 | natural gas | electricity | NR |  | -608 |  | 88.9 | -608 |  | 88.9 |  | -608 | 88.9 | 0 | 0 |  | 0 | 0 |  | TRUE | 10 | 0 | 0 | TRUE | 2022+10 | 2032+00 | TRUE | TRUE | FALSE | FALSE | -608 | 88.9 | TRUE | TRUE | FALSE | FALSE | 0 | 0 | TRUE | TRUE | TRUE | -608 | 88.9 | 0 | 0 | -6080 | 889 | 0 | 0 | 3423.1829 | 100000 | #N/A | 100000 | 0.034232 | 1 | #N/A | 0 | 0.00018167 | 0.005307 | #N/A | 0.005307 |  | 578 | 68.087 | PASS | 3.6134 | PASS | Eligible | -1.1046 | 4.718 | 578 | 6.8149 | kWh | 1996.7466 | N/A | N/A | 68.149 |  | 578 | 1 | -608 | 88.9 | 0 | 0 | 10 | 0
| SWWH028F | Hsp | Ex | CZ03 |  | 579 | SWWH028F | 1 | 10 | 2022 | natural gas | electricity | NR |  | -610 |  | 89.2 | -610 |  | 89.2 |  | -610 | 89.2 | 0 | 0 |  | 0 | 0 |  | TRUE | 10 | 0 | 0 | TRUE | 2022+10 | 2032+00 | TRUE | TRUE | FALSE | FALSE | -610 | 89.2 | TRUE | TRUE | FALSE | FALSE | 0 | 0 | TRUE | TRUE | TRUE | -610 | 89.2 | 0 | 0 | -6100 | 892 | 0 | 0 | 3423.1829 | 100000 | #N/A | 100000 | 0.034232 | 1 | #N/A | 0 | 0.00018167 | 0.005307 | #N/A | 0.005307 |  | 579 | 68.3186 | PASS | 3.6257 | PASS | Eligible | -1.1082 | 4.7339 | 579 | 6.8381 | kWh | 2003.5365 | N/A | N/A | 68.3807 |  | 579 | 1 | -610 | 89.2 | 0 | 0 | 10 | 0
| SWWH028F | Hsp | Ex | CZ04 |  | 580 | SWWH028F | 1 | 10 | 2022 | natural gas | electricity | NR |  | -588 |  | 86.4 | -588 |  | 86.4 |  | -588 | 86.4 | 0 | 0 |  | 0 | 0 |  | TRUE | 10 | 0 | 0 | TRUE | 2022+10 | 2032+00 | TRUE | TRUE | FALSE | FALSE | -588 | 86.4 | TRUE | TRUE | FALSE | FALSE | 0 | 0 | TRUE | TRUE | TRUE | -588 | 86.4 | 0 | 0 | -5880 | 864 | 0 | 0 | 3423.1829 | 100000 | #N/A | 100000 | 0.034232 | 1 | #N/A | 0 | 0.00018167 | 0.005307 | #N/A | 0.005307 |  | 580 | 66.2717 | PASS | 3.5171 | PASS | Eligible | -1.0682 | 4.5853 | 580 | 6.6332 | kWh | 1943.4972 | N/A | N/A | 66.3316 |  | 580 | 1 | -588 | 86.4 | 0 | 0 | 10 | 0
| SWWH028F | Hsp | Ex | CZ05 |  | 581 | SWWH028F | 1 | 10 | 2022 | natural gas | electricity | NR |  | -620 |  | 90.5 | -620 |  | 90.5 |  | -620 | 90.5 | 0 | 0 |  | 0 | 0 |  | TRUE | 10 | 0 | 0 | TRUE | 2022+10 | 2032+00 | TRUE | TRUE | FALSE | FALSE | -620 | 90.5 | TRUE | TRUE | FALSE | FALSE | 0 | 0 | TRUE | TRUE | TRUE | -620 | 90.5 | 0 | 0 | -6200 | 905 | 0 | 0 | 3423.1829 | 100000 | #N/A | 100000 | 0.034232 | 1 | #N/A | 0 | 0.00018167 | 0.005307 | #N/A | 0.005307 |  | 581 | 69.2763 | PASS | 3.6765 | PASS | Eligible | -1.1264 | 4.8029 | 581 | 6.9339 | kWh | 2031.6261 | N/A | N/A | 69.3394 |  | 581 | 1 | -620 | 90.5 | 0 | 0 | 10 | 0
| SWWH028F | Hsp | Ex | CZ06 |  | 582 | SWWH028F | 1 | 10 | 2022 | natural gas | electricity | NR |  | -569 |  | 83.8 | -569 |  | 83.8 |  | -569 | 83.8 | 0 | 0 |  | 0 | 0 |  | TRUE | 10 | 0 | 0 | TRUE | 2022+10 | 2032+00 | TRUE | TRUE | FALSE | FALSE | -569 | 83.8 | TRUE | TRUE | FALSE | FALSE | 0 | 0 | TRUE | TRUE | TRUE | -569 | 83.8 | 0 | 0 | -5690 | 838 | 0 | 0 | 3423.1829 | 100000 | #N/A | 100000 | 0.034232 | 1 | #N/A | 0 | 0.00018167 | 0.005307 | #N/A | 0.005307 |  | 582 | 64.3221 | PASS | 3.4136 | PASS | Eligible | -1.0337 | 4.4473 | 582 | 6.438 | kWh | 1886.3179 | N/A | N/A | 64.38 |  | 582 | 1 | -569 | 83.8 | 0 | 0 | 10 | 0
| SWWH028F | Hsp | Ex | CZ07 |  | 583 | SWWH028F | 1 | 10 | 2022 | natural gas | electricity | NR |  | -562 |  | 82.9 | -562 |  | 82.9 |  | -562 | 82.9 | 0 | 0 |  | 0 | 0 |  | TRUE | 10 | 0 | 0 | TRUE | 2022+10 | 2032+00 | TRUE | TRUE | FALSE | FALSE | -562 | 82.9 | TRUE | TRUE | FALSE | FALSE | 0 | 0 | TRUE | TRUE | TRUE | -562 | 82.9 | 0 | 0 | -5620 | 829 | 0 | 0 | 3423.1829 | 100000 | #N/A | 100000 | 0.034232 | 1 | #N/A | 0 | 0.00018167 | 0.005307 | #N/A | 0.005307 |  | 583 | 63.6617 | PASS | 3.3786 | PASS | Eligible | -1.021 | 4.3995 | 583 | 6.3719 | kWh | 1866.9481 | N/A | N/A | 63.7189 |  | 583 | 1 | -562 | 82.9 | 0 | 0 | 10 | 0
| SWWH028F | Hsp | Ex | CZ08 |  | 584 | SWWH028F | 1 | 10 | 2022 | natural gas | electricity | NR |  | -553 |  | 81.6 | -553 |  | 81.6 |  | -553 | 81.6 | 0 | 0 |  | 0 | 0 |  | TRUE | 10 | 0 | 0 | TRUE | 2022+10 | 2032+00 | TRUE | TRUE | FALSE | FALSE | -553 | 81.6 | TRUE | TRUE | FALSE | FALSE | 0 | 0 | TRUE | TRUE | TRUE | -553 | 81.6 | 0 | 0 | -5530 | 816 | 0 | 0 | 3423.1829 | 100000 | #N/A | 100000 | 0.034232 | 1 | #N/A | 0 | 0.00018167 | 0.005307 | #N/A | 0.005307 |  | 584 | 62.6698 | PASS | 3.3259 | PASS | Eligible | -1.0046 | 4.3305 | 584 | 6.2726 | kWh | 1837.8585 | N/A | N/A | 62.7261 |  | 584 | 1 | -553 | 81.6 | 0 | 0 | 10 | 0
| SWWH028F | Hsp | Ex | CZ09 |  | 585 | SWWH028F | 1 | 10 | 2022 | natural gas | electricity | NR |  | -553 |  | 81.5 | -553 |  | 81.5 |  | -553 | 81.5 | 0 | 0 |  | 0 | 0 |  | TRUE | 10 | 0 | 0 | TRUE | 2022+10 | 2032+00 | TRUE | TRUE | FALSE | FALSE | -553 | 81.5 | TRUE | TRUE | FALSE | FALSE | 0 | 0 | TRUE | TRUE | TRUE | -553 | 81.5 | 0 | 0 | -5530 | 815 | 0 | 0 | 3423.1829 | 100000 | #N/A | 100000 | 0.034232 | 1 | #N/A | 0 | 0.00018167 | 0.005307 | #N/A | 0.005307 |  | 585 | 62.5698 | PASS | 3.3206 | PASS | Eligible | -1.0046 | 4.3252 | 585 | 6.2626 | kWh | 1834.9285 | N/A | N/A | 62.6261 |  | 585 | 1 | -553 | 81.5 | 0 | 0 | 10 | 0
| SWWH028F | Hsp | Ex | CZ10 |  | 586 | SWWH028F | 1 | 10 | 2022 | natural gas | electricity | NR |  | -550 |  | 81.1 | -550 |  | 81.1 |  | -550 | 81.1 | 0 | 0 |  | 0 | 0 |  | TRUE | 10 | 0 | 0 | TRUE | 2022+10 | 2032+00 | TRUE | TRUE | FALSE | FALSE | -550 | 81.1 | TRUE | TRUE | FALSE | FALSE | 0 | 0 | TRUE | TRUE | TRUE | -550 | 81.1 | 0 | 0 | -5500 | 811 | 0 | 0 | 3423.1829 | 100000 | #N/A | 100000 | 0.034232 | 1 | #N/A | 0 | 0.00018167 | 0.005307 | #N/A | 0.005307 |  | 586 | 62.2725 | PASS | 3.3048 | PASS | Eligible | -0.99918 | 4.304 | 586 | 6.2328 | kWh | 1826.2086 | N/A | N/A | 62.3285 |  | 586 | 1 | -550 | 81.1 | 0 | 0 | 10 | 0
| SWWH028F | Hsp | Ex | CZ11 |  | 587 | SWWH028F | 1 | 10 | 2022 | natural gas | electricity | NR |  | -559 |  | 82.2 | -559 |  | 82.2 |  | -559 | 82.2 | 0 | 0 |  | 0 | 0 |  | TRUE | 10 | 0 | 0 | TRUE | 2022+10 | 2032+00 | TRUE | TRUE | FALSE | FALSE | -559 | 82.2 | TRUE | TRUE | FALSE | FALSE | 0 | 0 | TRUE | TRUE | TRUE | -559 | 82.2 | 0 | 0 | -5590 | 822 | 0 | 0 | 3423.1829 | 100000 | #N/A | 100000 | 0.034232 | 1 | #N/A | 0 | 0.00018167 | 0.005307 | #N/A | 0.005307 |  | 587 | 63.0644 | PASS | 3.3469 | PASS | Eligible | -1.0155 | 4.3624 | 587 | 6.3121 | kWh | 1849.4383 | N/A | N/A | 63.1213 |  | 587 | 1 | -559 | 82.2 | 0 | 0 | 10 | 0
| SWWH028F | Hsp | Ex | CZ12 |  | 588 | SWWH028F | 1 | 10 | 2022 | natural gas | electricity | NR |  | -578 |  | 84.8 | -578 |  | 84.8 |  | -578 | 84.8 | 0 | 0 |  | 0 | 0 |  | TRUE | 10 | 0 | 0 | TRUE | 2022+10 | 2032+00 | TRUE | TRUE | FALSE | FALSE | -578 | 84.8 | TRUE | TRUE | FALSE | FALSE | 0 | 0 | TRUE | TRUE | TRUE | -578 | 84.8 | 0 | 0 | -5780 | 848 | 0 | 0 | 3423.1829 | 100000 | #N/A | 100000 | 0.034232 | 1 | #N/A | 0 | 0.00018167 | 0.005307 | #N/A | 0.005307 |  | 588 | 65.014 | PASS | 3.4503 | PASS | Eligible | -1.0501 | 4.5004 | 588 | 6.5073 | kWh | 1906.6176 | N/A | N/A | 65.0729 |  | 588 | 1 | -578 | 84.8 | 0 | 0 | 10 | 0
| SWWH028F | Hsp | Ex | CZ13 |  | 589 | SWWH028F | 1 | 10 | 2022 | natural gas | electricity | NR |  | -552 |  | 81.2 | -552 |  | 81.2 |  | -552 | 81.2 | 0 | 0 |  | 0 | 0 |  | TRUE | 10 | 0 | 0 | TRUE | 2022+10 | 2032+00 | TRUE | TRUE | FALSE | FALSE | -552 | 81.2 | TRUE | TRUE | FALSE | FALSE | 0 | 0 | TRUE | TRUE | TRUE | -552 | 81.2 | 0 | 0 | -5520 | 812 | 0 | 0 | 3423.1829 | 100000 | #N/A | 100000 | 0.034232 | 1 | #N/A | 0 | 0.00018167 | 0.005307 | #N/A | 0.005307 |  | 589 | 62.304 | PASS | 3.3065 | PASS | Eligible | -1.0028 | 4.3093 | 589 | 6.236 | kWh | 1827.1386 | N/A | N/A | 62.3602 |  | 589 | 1 | -552 | 81.2 | 0 | 0 | 10 | 0
| SWWH028F | Hsp | Ex | CZ14 |  | 590 | SWWH028F | 1 | 10 | 2022 | natural gas | electricity | NR |  | -563 |  | 82.8 | -563 |  | 82.8 |  | -563 | 82.8 | 0 | 0 |  | 0 | 0 |  | TRUE | 10 | 0 | 0 | TRUE | 2022+10 | 2032+00 | TRUE | TRUE | FALSE | FALSE | -563 | 82.8 | TRUE | TRUE | FALSE | FALSE | 0 | 0 | TRUE | TRUE | TRUE | -563 | 82.8 | 0 | 0 | -5630 | 828 | 0 | 0 | 3423.1829 | 100000 | #N/A | 100000 | 0.034232 | 1 | #N/A | 0 | 0.00018167 | 0.005307 | #N/A | 0.005307 |  | 590 | 63.5275 | PASS | 3.3714 | PASS | Eligible | -1.0228 | 4.3942 | 590 | 6.3585 | kWh | 1863.0182 | N/A | N/A | 63.5848 |  | 590 | 1 | -563 | 82.8 | 0 | 0 | 10 | 0
| SWWH028F | Hsp | Ex | CZ15 |  | 591 | SWWH028F | 1 | 10 | 2022 | natural gas | electricity | NR |  | -458 |  | 68.4 | -458 |  | 68.4 |  | -458 | 68.4 | 0 | 0 |  | 0 | 0 |  | TRUE | 10 | 0 | 0 | TRUE | 2022+10 | 2032+00 | TRUE | TRUE | FALSE | FALSE | -458 | 68.4 | TRUE | TRUE | FALSE | FALSE | 0 | 0 | TRUE | TRUE | TRUE | -458 | 68.4 | 0 | 0 | -4580 | 684 | 0 | 0 | 3423.1829 | 100000 | #N/A | 100000 | 0.034232 | 1 | #N/A | 0 | 0.00018167 | 0.005307 | #N/A | 0.005307 |  | 591 | 52.7218 | PASS | 2.798 | PASS | Eligible | -0.83205 | 3.63 | 591 | 5.2768 | kWh | 1546.102 | N/A | N/A | 52.7685 |  | 591 | 1 | -458 | 68.4 | 0 | 0 | 10 | 0
| SWWH028F | Hsp | Ex | CZ16 |  | 592 | SWWH028F | 1 | 10 | 2022 | natural gas | electricity | NR |  | -656 |  | 95.1 | -656 |  | 95.1 |  | -656 | 95.1 | 0 | 0 |  | 0 | 0 |  | TRUE | 10 | 0 | 0 | TRUE | 2022+10 | 2032+00 | TRUE | TRUE | FALSE | FALSE | -656 | 95.1 | TRUE | TRUE | FALSE | FALSE | 0 | 0 | TRUE | TRUE | TRUE | -656 | 95.1 | 0 | 0 | -6560 | 951 | 0 | 0 | 3423.1829 | 100000 | #N/A | 100000 | 0.034232 | 1 | #N/A | 0 | 0.00018167 | 0.005307 | #N/A | 0.005307 |  | 592 | 72.6439 | PASS | 3.8552 | PASS | Eligible | -1.1918 | 5.047 | 592 | 7.2711 | kWh | 2130.4049 | N/A | N/A | 72.7107 |  | 592 | 1 | -656 | 95.1 | 0 | 0 | 10 | 0
| SWWH028F | Nrs | Ex | CZ01 |  | 593 | SWWH028F | 1 | 10 | 2022 | natural gas | electricity | NR |  | -640 |  | 93.7 | -640 |  | 93.7 |  | -640 | 93.7 | 0 | 0 |  | 0 | 0 |  | TRUE | 10 | 0 | 0 | TRUE | 2022+10 | 2032+00 | TRUE | TRUE | FALSE | FALSE | -640 | 93.7 | TRUE | TRUE | FALSE | FALSE | 0 | 0 | TRUE | TRUE | TRUE | -640 | 93.7 | 0 | 0 | -6400 | 937 | 0 | 0 | 3423.1829 | 100000 | #N/A | 100000 | 0.034232 | 1 | #N/A | 0 | 0.00018167 | 0.005307 | #N/A | 0.005307 |  | 593 | 71.7916 | PASS | 3.81 | PASS | Eligible | -1.1627 | 4.9727 | 593 | 7.1857 | kWh | 2105.3853 | N/A | N/A | 71.8568 |  | 593 | 1 | -640 | 93.7 | 0 | 0 | 10 | 0
| SWWH028F | Nrs | Ex | CZ02 |  | 594 | SWWH028F | 1 | 10 | 2022 | natural gas | electricity | NR |  | -589 |  | 87.1 | -589 |  | 87.1 |  | -589 | 87.1 | 0 | 0 |  | 0 | 0 |  | TRUE | 10 | 0 | 0 | TRUE | 2022+10 | 2032+00 | TRUE | TRUE | FALSE | FALSE | -589 | 87.1 | TRUE | TRUE | FALSE | FALSE | 0 | 0 | TRUE | TRUE | TRUE | -589 | 87.1 | 0 | 0 | -5890 | 871 | 0 | 0 | 3423.1829 | 100000 | #N/A | 100000 | 0.034232 | 1 | #N/A | 0 | 0.00018167 | 0.005307 | #N/A | 0.005307 |  | 594 | 66.9375 | PASS | 3.5524 | PASS | Eligible | -1.07 | 4.6224 | 594 | 6.6997 | kWh | 1963.007 | N/A | N/A | 66.9974 |  | 594 | 1 | -589 | 87.1 | 0 | 0 | 10 | 0
| SWWH028F | Nrs | Ex | CZ03 |  | 595 | SWWH028F | 1 | 10 | 2022 | natural gas | electricity | NR |  | -591 |  | 87.4 | -591 |  | 87.4 |  | -591 | 87.4 | 0 | 0 |  | 0 | 0 |  | TRUE | 10 | 0 | 0 | TRUE | 2022+10 | 2032+00 | TRUE | TRUE | FALSE | FALSE | -591 | 87.4 | TRUE | TRUE | FALSE | FALSE | 0 | 0 | TRUE | TRUE | TRUE | -591 | 87.4 | 0 | 0 | -5910 | 874 | 0 | 0 | 3423.1829 | 100000 | #N/A | 100000 | 0.034232 | 1 | #N/A | 0 | 0.00018167 | 0.005307 | #N/A | 0.005307 |  | 595 | 67.169 | PASS | 3.5647 | PASS | Eligible | -1.0737 | 4.6384 | 595 | 6.7229 | kWh | 1969.797 | N/A | N/A | 67.2292 |  | 595 | 1 | -591 | 87.4 | 0 | 0 | 10 | 0
| SWWH028F | Nrs | Ex | CZ04 |  | 596 | SWWH028F | 1 | 10 | 2022 | natural gas | electricity | NR |  | -570 |  | 84.7 | -570 |  | 84.7 |  | -570 | 84.7 | 0 | 0 |  | 0 | 0 |  | TRUE | 10 | 0 | 0 | TRUE | 2022+10 | 2032+00 | TRUE | TRUE | FALSE | FALSE | -570 | 84.7 | TRUE | TRUE | FALSE | FALSE | 0 | 0 | TRUE | TRUE | TRUE | -570 | 84.7 | 0 | 0 | -5700 | 847 | 0 | 0 | 3423.1829 | 100000 | #N/A | 100000 | 0.034232 | 1 | #N/A | 0 | 0.00018167 | 0.005307 | #N/A | 0.005307 |  | 596 | 65.1879 | PASS | 3.4595 | PASS | Eligible | -1.0355 | 4.4951 | 596 | 6.5246 | kWh | 1911.6877 | N/A | N/A | 65.2459 |  | 596 | 1 | -570 | 84.7 | 0 | 0 | 10 | 0
| SWWH028F | Nrs | Ex | CZ05 |  | 597 | SWWH028F | 1 | 10 | 2022 | natural gas | electricity | NR |  | -600 |  | 88.8 | -600 |  | 88.8 |  | -600 | 88.8 | 0 | 0 |  | 0 | 0 |  | TRUE | 10 | 0 | 0 | TRUE | 2022+10 | 2032+00 | TRUE | TRUE | FALSE | FALSE | -600 | 88.8 | TRUE | TRUE | FALSE | FALSE | 0 | 0 | TRUE | TRUE | TRUE | -600 | 88.8 | 0 | 0 | -6000 | 888 | 0 | 0 | 3423.1829 | 100000 | #N/A | 100000 | 0.034232 | 1 | #N/A | 0 | 0.00018167 | 0.005307 | #N/A | 0.005307 |  | 597 | 68.2609 | PASS | 3.6226 | PASS | Eligible | -1.09 | 4.7126 | 597 | 6.8322 | kWh | 2001.8166 | N/A | N/A | 68.322 |  | 597 | 1 | -600 | 88.8 | 0 | 0 | 10 | 0
| SWWH028F | Nrs | Ex | CZ06 |  | 598 | SWWH028F | 1 | 10 | 2022 | natural gas | electricity | NR |  | -552 |  | 82.2 | -552 |  | 82.2 |  | -552 | 82.2 | 0 | 0 |  | 0 | 0 |  | TRUE | 10 | 0 | 0 | TRUE | 2022+10 | 2032+00 | TRUE | TRUE | FALSE | FALSE | -552 | 82.2 | TRUE | TRUE | FALSE | FALSE | 0 | 0 | TRUE | TRUE | TRUE | -552 | 82.2 | 0 | 0 | -5520 | 822 | 0 | 0 | 3423.1829 | 100000 | #N/A | 100000 | 0.034232 | 1 | #N/A | 0 | 0.00018167 | 0.005307 | #N/A | 0.005307 |  | 598 | 63.304 | PASS | 3.3596 | PASS | Eligible | -1.0028 | 4.3624 | 598 | 6.336 | kWh | 1856.4383 | N/A | N/A | 63.3602 |  | 598 | 1 | -552 | 82.2 | 0 | 0 | 10 | 0
| SWWH028F | Nrs | Ex | CZ07 |  | 599 | SWWH028F | 1 | 10 | 2022 | natural gas | electricity | NR |  | -544 |  | 81.3 | -544 |  | 81.3 |  | -544 | 81.3 | 0 | 0 |  | 0 | 0 |  | TRUE | 10 | 0 | 0 | TRUE | 2022+10 | 2032+00 | TRUE | TRUE | FALSE | FALSE | -544 | 81.3 | TRUE | TRUE | FALSE | FALSE | 0 | 0 | TRUE | TRUE | TRUE | -544 | 81.3 | 0 | 0 | -5440 | 813 | 0 | 0 | 3423.1829 | 100000 | #N/A | 100000 | 0.034232 | 1 | #N/A | 0 | 0.00018167 | 0.005307 | #N/A | 0.005307 |  | 599 | 62.6779 | PASS | 3.3263 | PASS | Eligible | -0.98828 | 4.3146 | 599 | 6.2733 | kWh | 1838.0686 | N/A | N/A | 62.7333 |  | 599 | 1 | -544 | 81.3 | 0 | 0 | 10 | 0
| SWWH028F | Nrs | Ex | CZ08 |  | 600 | SWWH028F | 1 | 10 | 2022 | natural gas | electricity | NR |  | -536 |  | 80 | -536 |  | 80 |  | -536 | 80 | 0 | 0 |  | 0 | 0 |  | TRUE | 10 | 0 | 0 | TRUE | 2022+10 | 2032+00 | TRUE | TRUE | FALSE | FALSE | -536 | 80 | TRUE | TRUE | FALSE | FALSE | 0 | 0 | TRUE | TRUE | TRUE | -536 | 80 | 0 | 0 | -5360 | 800 | 0 | 0 | 3423.1829 | 100000 | #N/A | 100000 | 0.034232 | 1 | #N/A | 0 | 0.00018167 | 0.005307 | #N/A | 0.005307 |  | 600 | 61.6517 | PASS | 3.2719 | PASS | Eligible | -0.97375 | 4.2456 | 600 | 6.1706 | kWh | 1807.9789 | N/A | N/A | 61.7063 |  | 600 | 1 | -536 | 80 | 0 | 0 | 10 | 0
| SWWH028F | Nrs | Ex | CZ09 |  | 601 | SWWH028F | 1 | 10 | 2022 | natural gas | electricity | NR |  | -535 |  | 79.9 | -535 |  | 79.9 |  | -535 | 79.9 | 0 | 0 |  | 0 | 0 |  | TRUE | 10 | 0 | 0 | TRUE | 2022+10 | 2032+00 | TRUE | TRUE | FALSE | FALSE | -535 | 79.9 | TRUE | TRUE | FALSE | FALSE | 0 | 0 | TRUE | TRUE | TRUE | -535 | 79.9 | 0 | 0 | -5350 | 799 | 0 | 0 | 3423.1829 | 100000 | #N/A | 100000 | 0.034232 | 1 | #N/A | 0 | 0.00018167 | 0.005307 | #N/A | 0.005307 |  | 601 | 61.586 | PASS | 3.2684 | PASS | Eligible | -0.97193 | 4.2403 | 601 | 6.164 | kWh | 1806.0489 | N/A | N/A | 61.6405 |  | 601 | 1 | -535 | 79.9 | 0 | 0 | 10 | 0
| SWWH028F | Nrs | Ex | CZ10 |  | 602 | SWWH028F | 1 | 10 | 2022 | natural gas | electricity | NR |  | -533 |  | 79.5 | -533 |  | 79.5 |  | -533 | 79.5 | 0 | 0 |  | 0 | 0 |  | TRUE | 10 | 0 | 0 | TRUE | 2022+10 | 2032+00 | TRUE | TRUE | FALSE | FALSE | -533 | 79.5 | TRUE | TRUE | FALSE | FALSE | 0 | 0 | TRUE | TRUE | TRUE | -533 | 79.5 | 0 | 0 | -5330 | 795 | 0 | 0 | 3423.1829 | 100000 | #N/A | 100000 | 0.034232 | 1 | #N/A | 0 | 0.00018167 | 0.005307 | #N/A | 0.005307 |  | 602 | 61.2544 | PASS | 3.2508 | PASS | Eligible | -0.9683 | 4.2191 | 602 | 6.1309 | kWh | 1796.329 | N/A | N/A | 61.3087 |  | 602 | 1 | -533 | 79.5 | 0 | 0 | 10 | 0
| SWWH028F | Nrs | Ex | CZ11 |  | 603 | SWWH028F | 1 | 10 | 2022 | natural gas | electricity | NR |  | -542 |  | 80.6 | -542 |  | 80.6 |  | -542 | 80.6 | 0 | 0 |  | 0 | 0 |  | TRUE | 10 | 0 | 0 | TRUE | 2022+10 | 2032+00 | TRUE | TRUE | FALSE | FALSE | -542 | 80.6 | TRUE | TRUE | FALSE | FALSE | 0 | 0 | TRUE | TRUE | TRUE | -542 | 80.6 | 0 | 0 | -5420 | 806 | 0 | 0 | 3423.1829 | 100000 | #N/A | 100000 | 0.034232 | 1 | #N/A | 0 | 0.00018167 | 0.005307 | #N/A | 0.005307 |  | 603 | 62.0463 | PASS | 3.2928 | PASS | Eligible | -0.98465 | 4.2775 | 603 | 6.2102 | kWh | 1819.5587 | N/A | N/A | 62.1015 |  | 603 | 1 | -542 | 80.6 | 0 | 0 | 10 | 0
| SWWH028F | Nrs | Ex | CZ12 |  | 604 | SWWH028F | 1 | 10 | 2022 | natural gas | electricity | NR |  | -560 |  | 83.2 | -560 |  | 83.2 |  | -560 | 83.2 | 0 | 0 |  | 0 | 0 |  | TRUE | 10 | 0 | 0 | TRUE | 2022+10 | 2032+00 | TRUE | TRUE | FALSE | FALSE | -560 | 83.2 | TRUE | TRUE | FALSE | FALSE | 0 | 0 | TRUE | TRUE | TRUE | -560 | 83.2 | 0 | 0 | -5600 | 832 | 0 | 0 | 3423.1829 | 100000 | #N/A | 100000 | 0.034232 | 1 | #N/A | 0 | 0.00018167 | 0.005307 | #N/A | 0.005307 |  | 604 | 64.0302 | PASS | 3.3981 | PASS | Eligible | -1.0173 | 4.4155 | 604 | 6.4087 | kWh | 1877.7381 | N/A | N/A | 64.0872 |  | 604 | 1 | -560 | 83.2 | 0 | 0 | 10 | 0
| SWWH028F | Nrs | Ex | CZ13 |  | 605 | SWWH028F | 1 | 10 | 2022 | natural gas | electricity | NR |  | -534 |  | 79.6 | -534 |  | 79.6 |  | -534 | 79.6 | 0 | 0 |  | 0 | 0 |  | TRUE | 10 | 0 | 0 | TRUE | 2022+10 | 2032+00 | TRUE | TRUE | FALSE | FALSE | -534 | 79.6 | TRUE | TRUE | FALSE | FALSE | 0 | 0 | TRUE | TRUE | TRUE | -534 | 79.6 | 0 | 0 | -5340 | 796 | 0 | 0 | 3423.1829 | 100000 | #N/A | 100000 | 0.034232 | 1 | #N/A | 0 | 0.00018167 | 0.005307 | #N/A | 0.005307 |  | 605 | 61.3202 | PASS | 3.2543 | PASS | Eligible | -0.97012 | 4.2244 | 605 | 6.1375 | kWh | 1798.259 | N/A | N/A | 61.3746 |  | 605 | 1 | -534 | 79.6 | 0 | 0 | 10 | 0
| SWWH028F | Nrs | Ex | CZ14 |  | 606 | SWWH028F | 1 | 10 | 2022 | natural gas | electricity | NR |  | -545 |  | 81.2 | -545 |  | 81.2 |  | -545 | 81.2 | 0 | 0 |  | 0 | 0 |  | TRUE | 10 | 0 | 0 | TRUE | 2022+10 | 2032+00 | TRUE | TRUE | FALSE | FALSE | -545 | 81.2 | TRUE | TRUE | FALSE | FALSE | 0 | 0 | TRUE | TRUE | TRUE | -545 | 81.2 | 0 | 0 | -5450 | 812 | 0 | 0 | 3423.1829 | 100000 | #N/A | 100000 | 0.034232 | 1 | #N/A | 0 | 0.00018167 | 0.005307 | #N/A | 0.005307 |  | 606 | 62.5437 | PASS | 3.3192 | PASS | Eligible | -0.9901 | 4.3093 | 606 | 6.2599 | kWh | 1834.1386 | N/A | N/A | 62.5992 |  | 606 | 1 | -545 | 81.2 | 0 | 0 | 10 | 0
| SWWH028F | Nrs | Ex | CZ15 |  | 607 | SWWH028F | 1 | 10 | 2022 | natural gas | electricity | NR |  | -443 |  | 67 | -443 |  | 67 |  | -443 | 67 | 0 | 0 |  | 0 | 0 |  | TRUE | 10 | 0 | 0 | TRUE | 2022+10 | 2032+00 | TRUE | TRUE | FALSE | FALSE | -443 | 67 | TRUE | TRUE | FALSE | FALSE | 0 | 0 | TRUE | TRUE | TRUE | -443 | 67 | 0 | 0 | -4430 | 670 | 0 | 0 | 3423.1829 | 100000 | #N/A | 100000 | 0.034232 | 1 | #N/A | 0 | 0.00018167 | 0.005307 | #N/A | 0.005307 |  | 607 | 51.8353 | PASS | 2.7509 | PASS | Eligible | -0.8048 | 3.5557 | 607 | 5.188 | kWh | 1520.0823 | N/A | N/A | 51.8804 |  | 607 | 1 | -443 | 67 | 0 | 0 | 10 | 0
| SWWH028F | Nrs | Ex | CZ16 |  | 608 | SWWH028F | 1 | 10 | 2022 | natural gas | electricity | NR |  | -635 |  | 93.3 | -635 |  | 93.3 |  | -635 | 93.3 | 0 | 0 |  | 0 | 0 |  | TRUE | 10 | 0 | 0 | TRUE | 2022+10 | 2032+00 | TRUE | TRUE | FALSE | FALSE | -635 | 93.3 | TRUE | TRUE | FALSE | FALSE | 0 | 0 | TRUE | TRUE | TRUE | -635 | 93.3 | 0 | 0 | -6350 | 933 | 0 | 0 | 3423.1829 | 100000 | #N/A | 100000 | 0.034232 | 1 | #N/A | 0 | 0.00018167 | 0.005307 | #N/A | 0.005307 |  | 608 | 71.5628 | PASS | 3.7979 | PASS | Eligible | -1.1536 | 4.9515 | 608 | 7.1627 | kWh | 2098.6654 | N/A | N/A | 71.6274 |  | 608 | 1 | -635 | 93.3 | 0 | 0 | 10 | 0
| SWWH028F | Htl | Ex | CZ01 |  | 609 | SWWH028F | 1 | 10 | 2022 | natural gas | electricity | NR |  | -710 |  | 103 | -710 |  | 103 |  | -710 | 103 | 0 | 0 |  | 0 | 0 |  | TRUE | 10 | 0 | 0 | TRUE | 2022+10 | 2032+00 | TRUE | TRUE | FALSE | FALSE | -710 | 103 | TRUE | TRUE | FALSE | FALSE | 0 | 0 | TRUE | TRUE | TRUE | -710 | 103 | 0 | 0 | -7100 | 1030 | 0 | 0 | 3423.1829 | 100000 | #N/A | 100000 | 0.034232 | 1 | #N/A | 0 | 0.00018167 | 0.005307 | #N/A | 0.005307 |  | 609 | 78.6954 | PASS | 4.1764 | PASS | Eligible | -1.2899 | 5.4662 | 609 | 7.8768 | kWh | 2307.8728 | N/A | N/A | 78.7677 |  | 609 | 1 | -710 | 103 | 0 | 0 | 10 | 0
| SWWH028F | Htl | Ex | CZ02 |  | 610 | SWWH028F | 1 | 10 | 2022 | natural gas | electricity | NR |  | -654 |  | 95.8 | -654 |  | 95.8 |  | -654 | 95.8 | 0 | 0 |  | 0 | 0 |  | TRUE | 10 | 0 | 0 | TRUE | 2022+10 | 2032+00 | TRUE | TRUE | FALSE | FALSE | -654 | 95.8 | TRUE | TRUE | FALSE | FALSE | 0 | 0 | TRUE | TRUE | TRUE | -654 | 95.8 | 0 | 0 | -6540 | 958 | 0 | 0 | 3423.1829 | 100000 | #N/A | 100000 | 0.034232 | 1 | #N/A | 0 | 0.00018167 | 0.005307 | #N/A | 0.005307 |  | 610 | 73.4124 | PASS | 3.896 | PASS | Eligible | -1.1881 | 5.0841 | 610 | 7.3479 | kWh | 2152.9147 | N/A | N/A | 73.479 |  | 610 | 1 | -654 | 95.8 | 0 | 0 | 10 | 0
| SWWH028F | Htl | Ex | CZ03 |  | 611 | SWWH028F | 1 | 10 | 2022 | natural gas | electricity | NR |  | -656 |  | 96.1 | -656 |  | 96.1 |  | -656 | 96.1 | 0 | 0 |  | 0 | 0 |  | TRUE | 10 | 0 | 0 | TRUE | 2022+10 | 2032+00 | TRUE | TRUE | FALSE | FALSE | -656 | 96.1 | TRUE | TRUE | FALSE | FALSE | 0 | 0 | TRUE | TRUE | TRUE | -656 | 96.1 | 0 | 0 | -6560 | 961 | 0 | 0 | 3423.1829 | 100000 | #N/A | 100000 | 0.034232 | 1 | #N/A | 0 | 0.00018167 | 0.005307 | #N/A | 0.005307 |  | 611 | 73.6439 | PASS | 3.9083 | PASS | Eligible | -1.1918 | 5.1001 | 611 | 7.3711 | kWh | 2159.7047 | N/A | N/A | 73.7107 |  | 611 | 1 | -656 | 96.1 | 0 | 0 | 10 | 0
| SWWH028F | Htl | Ex | CZ04 |  | 612 | SWWH028F | 1 | 10 | 2022 | natural gas | electricity | NR |  | -633 |  | 93.1 | -633 |  | 93.1 |  | -633 | 93.1 | 0 | 0 |  | 0 | 0 |  | TRUE | 10 | 0 | 0 | TRUE | 2022+10 | 2032+00 | TRUE | TRUE | FALSE | FALSE | -633 | 93.1 | TRUE | TRUE | FALSE | FALSE | 0 | 0 | TRUE | TRUE | TRUE | -633 | 93.1 | 0 | 0 | -6330 | 931 | 0 | 0 | 3423.1829 | 100000 | #N/A | 100000 | 0.034232 | 1 | #N/A | 0 | 0.00018167 | 0.005307 | #N/A | 0.005307 |  | 612 | 71.4313 | PASS | 3.7909 | PASS | Eligible | -1.15 | 4.9409 | 612 | 7.1496 | kWh | 2094.8054 | N/A | N/A | 71.4957 |  | 612 | 1 | -633 | 93.1 | 0 | 0 | 10 | 0
| SWWH028F | Htl | Ex | CZ05 |  | 613 | SWWH028F | 1 | 10 | 2022 | natural gas | electricity | NR |  | -667 |  | 97.5 | -667 |  | 97.5 |  | -667 | 97.5 | 0 | 0 |  | 0 | 0 |  | TRUE | 10 | 0 | 0 | TRUE | 2022+10 | 2032+00 | TRUE | TRUE | FALSE | FALSE | -667 | 97.5 | TRUE | TRUE | FALSE | FALSE | 0 | 0 | TRUE | TRUE | TRUE | -667 | 97.5 | 0 | 0 | -6670 | 975 | 0 | 0 | 3423.1829 | 100000 | #N/A | 100000 | 0.034232 | 1 | #N/A | 0 | 0.00018167 | 0.005307 | #N/A | 0.005307 |  | 613 | 74.6674 | PASS | 3.9626 | PASS | Eligible | -1.2117 | 5.1744 | 613 | 7.4735 | kWh | 2189.7243 | N/A | N/A | 74.7353 |  | 613 | 1 | -667 | 97.5 | 0 | 0 | 10 | 0
| SWWH028F | Htl | Ex | CZ06 |  | 614 | SWWH028F | 1 | 10 | 2022 | natural gas | electricity | NR |  | -613 |  | 90.4 | -613 |  | 90.4 |  | -613 | 90.4 | 0 | 0 |  | 0 | 0 |  | TRUE | 10 | 0 | 0 | TRUE | 2022+10 | 2032+00 | TRUE | TRUE | FALSE | FALSE | -613 | 90.4 | TRUE | TRUE | FALSE | FALSE | 0 | 0 | TRUE | TRUE | TRUE | -613 | 90.4 | 0 | 0 | -6130 | 904 | 0 | 0 | 3423.1829 | 100000 | #N/A | 100000 | 0.034232 | 1 | #N/A | 0 | 0.00018167 | 0.005307 | #N/A | 0.005307 |  | 614 | 69.4159 | PASS | 3.6839 | PASS | Eligible | -1.1136 | 4.7976 | 614 | 6.9478 | kWh | 2035.6962 | N/A | N/A | 69.4783 |  | 614 | 1 | -613 | 90.4 | 0 | 0 | 10 | 0
| SWWH028F | Htl | Ex | CZ07 |  | 615 | SWWH028F | 1 | 10 | 2022 | natural gas | electricity | NR |  | -605 |  | 89.4 | -605 |  | 89.4 |  | -605 | 89.4 | 0 | 0 |  | 0 | 0 |  | TRUE | 10 | 0 | 0 | TRUE | 2022+10 | 2032+00 | TRUE | TRUE | FALSE | FALSE | -605 | 89.4 | TRUE | TRUE | FALSE | FALSE | 0 | 0 | TRUE | TRUE | TRUE | -605 | 89.4 | 0 | 0 | -6050 | 894 | 0 | 0 | 3423.1829 | 100000 | #N/A | 100000 | 0.034232 | 1 | #N/A | 0 | 0.00018167 | 0.005307 | #N/A | 0.005307 |  | 615 | 68.6897 | PASS | 3.6454 | PASS | Eligible | -1.0991 | 4.7445 | 615 | 6.8751 | kWh | 2014.3964 | N/A | N/A | 68.7514 |  | 615 | 1 | -605 | 89.4 | 0 | 0 | 10 | 0
| SWWH028F | Htl | Ex | CZ08 |  | 616 | SWWH028F | 1 | 10 | 2022 | natural gas | electricity | NR |  | -595 |  | 88 | -595 |  | 88 |  | -595 | 88 | 0 | 0 |  | 0 | 0 |  | TRUE | 10 | 0 | 0 | TRUE | 2022+10 | 2032+00 | TRUE | TRUE | FALSE | FALSE | -595 | 88 | TRUE | TRUE | FALSE | FALSE | 0 | 0 | TRUE | TRUE | TRUE | -595 | 88 | 0 | 0 | -5950 | 880 | 0 | 0 | 3423.1829 | 100000 | #N/A | 100000 | 0.034232 | 1 | #N/A | 0 | 0.00018167 | 0.005307 | #N/A | 0.005307 |  | 616 | 67.6321 | PASS | 3.5893 | PASS | Eligible | -1.0809 | 4.6702 | 616 | 6.7693 | kWh | 1983.3768 | N/A | N/A | 67.6927 |  | 616 | 1 | -595 | 88 | 0 | 0 | 10 | 0
| SWWH028F | Htl | Ex | CZ09 |  | 617 | SWWH028F | 1 | 10 | 2022 | natural gas | electricity | NR |  | -595 |  | 87.9 | -595 |  | 87.9 |  | -595 | 87.9 | 0 | 0 |  | 0 | 0 |  | TRUE | 10 | 0 | 0 | TRUE | 2022+10 | 2032+00 | TRUE | TRUE | FALSE | FALSE | -595 | 87.9 | TRUE | TRUE | FALSE | FALSE | 0 | 0 | TRUE | TRUE | TRUE | -595 | 87.9 | 0 | 0 | -5950 | 879 | 0 | 0 | 3423.1829 | 100000 | #N/A | 100000 | 0.034232 | 1 | #N/A | 0 | 0.00018167 | 0.005307 | #N/A | 0.005307 |  | 617 | 67.5321 | PASS | 3.584 | PASS | Eligible | -1.0809 | 4.6649 | 617 | 6.7593 | kWh | 1980.4468 | N/A | N/A | 67.5927 |  | 617 | 1 | -595 | 87.9 | 0 | 0 | 10 | 0
| SWWH028F | Htl | Ex | CZ10 |  | 618 | SWWH028F | 1 | 10 | 2022 | natural gas | electricity | NR |  | -592 |  | 87.5 | -592 |  | 87.5 |  | -592 | 87.5 | 0 | 0 |  | 0 | 0 |  | TRUE | 10 | 0 | 0 | TRUE | 2022+10 | 2032+00 | TRUE | TRUE | FALSE | FALSE | -592 | 87.5 | TRUE | TRUE | FALSE | FALSE | 0 | 0 | TRUE | TRUE | TRUE | -592 | 87.5 | 0 | 0 | -5920 | 875 | 0 | 0 | 3423.1829 | 100000 | #N/A | 100000 | 0.034232 | 1 | #N/A | 0 | 0.00018167 | 0.005307 | #N/A | 0.005307 |  | 618 | 67.2348 | PASS | 3.5682 | PASS | Eligible | -1.0755 | 4.6437 | 618 | 6.7295 | kWh | 1971.7269 | N/A | N/A | 67.295 |  | 618 | 1 | -592 | 87.5 | 0 | 0 | 10 | 0
| SWWH028F | Htl | Ex | CZ11 |  | 619 | SWWH028F | 1 | 10 | 2022 | natural gas | electricity | NR |  | -602 |  | 88.6 | -602 |  | 88.6 |  | -602 | 88.6 | 0 | 0 |  | 0 | 0 |  | TRUE | 10 | 0 | 0 | TRUE | 2022+10 | 2032+00 | TRUE | TRUE | FALSE | FALSE | -602 | 88.6 | TRUE | TRUE | FALSE | FALSE | 0 | 0 | TRUE | TRUE | TRUE | -602 | 88.6 | 0 | 0 | -6020 | 886 | 0 | 0 | 3423.1829 | 100000 | #N/A | 100000 | 0.034232 | 1 | #N/A | 0 | 0.00018167 | 0.005307 | #N/A | 0.005307 |  | 619 | 67.9924 | PASS | 3.6084 | PASS | Eligible | -1.0937 | 4.702 | 619 | 6.8054 | kWh | 1993.9566 | N/A | N/A | 68.0537 |  | 619 | 1 | -602 | 88.6 | 0 | 0 | 10 | 0
| SWWH028F | Htl | Ex | CZ12 |  | 620 | SWWH028F | 1 | 10 | 2022 | natural gas | electricity | NR |  | -622 |  | 91.4 | -622 |  | 91.4 |  | -622 | 91.4 | 0 | 0 |  | 0 | 0 |  | TRUE | 10 | 0 | 0 | TRUE | 2022+10 | 2032+00 | TRUE | TRUE | FALSE | FALSE | -622 | 91.4 | TRUE | TRUE | FALSE | FALSE | 0 | 0 | TRUE | TRUE | TRUE | -622 | 91.4 | 0 | 0 | -6220 | 914 | 0 | 0 | 3423.1829 | 100000 | #N/A | 100000 | 0.034232 | 1 | #N/A | 0 | 0.00018167 | 0.005307 | #N/A | 0.005307 |  | 620 | 70.1078 | PASS | 3.7206 | PASS | Eligible | -1.13 | 4.8506 | 620 | 7.0171 | kWh | 2055.9959 | N/A | N/A | 70.1711 |  | 620 | 1 | -622 | 91.4 | 0 | 0 | 10 | 0
| SWWH028F | Htl | Ex | CZ13 |  | 621 | SWWH028F | 1 | 10 | 2022 | natural gas | electricity | NR |  | -594 |  | 87.5 | -594 |  | 87.5 |  | -594 | 87.5 | 0 | 0 |  | 0 | 0 |  | TRUE | 10 | 0 | 0 | TRUE | 2022+10 | 2032+00 | TRUE | TRUE | FALSE | FALSE | -594 | 87.5 | TRUE | TRUE | FALSE | FALSE | 0 | 0 | TRUE | TRUE | TRUE | -594 | 87.5 | 0 | 0 | -5940 | 875 | 0 | 0 | 3423.1829 | 100000 | #N/A | 100000 | 0.034232 | 1 | #N/A | 0 | 0.00018167 | 0.005307 | #N/A | 0.005307 |  | 621 | 67.1663 | PASS | 3.5645 | PASS | Eligible | -1.0791 | 4.6437 | 621 | 6.7227 | kWh | 1969.7269 | N/A | N/A | 67.2268 |  | 621 | 1 | -594 | 87.5 | 0 | 0 | 10 | 0
| SWWH028F | Htl | Ex | CZ14 |  | 622 | SWWH028F | 1 | 10 | 2022 | natural gas | electricity | NR |  | -606 |  | 89.3 | -606 |  | 89.3 |  | -606 | 89.3 | 0 | 0 |  | 0 | 0 |  | TRUE | 10 | 0 | 0 | TRUE | 2022+10 | 2032+00 | TRUE | TRUE | FALSE | FALSE | -606 | 89.3 | TRUE | TRUE | FALSE | FALSE | 0 | 0 | TRUE | TRUE | TRUE | -606 | 89.3 | 0 | 0 | -6060 | 893 | 0 | 0 | 3423.1829 | 100000 | #N/A | 100000 | 0.034232 | 1 | #N/A | 0 | 0.00018167 | 0.005307 | #N/A | 0.005307 |  | 622 | 68.5555 | PASS | 3.6383 | PASS | Eligible | -1.1009 | 4.7392 | 622 | 6.8617 | kWh | 2010.4665 | N/A | N/A | 68.6172 |  | 622 | 1 | -606 | 89.3 | 0 | 0 | 10 | 0
| SWWH028F | Htl | Ex | CZ15 |  | 623 | SWWH028F | 1 | 10 | 2022 | natural gas | electricity | NR |  | -493 |  | 73.8 | -493 |  | 73.8 |  | -493 | 73.8 | 0 | 0 |  | 0 | 0 |  | TRUE | 10 | 0 | 0 | TRUE | 2022+10 | 2032+00 | TRUE | TRUE | FALSE | FALSE | -493 | 73.8 | TRUE | TRUE | FALSE | FALSE | 0 | 0 | TRUE | TRUE | TRUE | -493 | 73.8 | 0 | 0 | -4930 | 738 | 0 | 0 | 3423.1829 | 100000 | #N/A | 100000 | 0.034232 | 1 | #N/A | 0 | 0.00018167 | 0.005307 | #N/A | 0.005307 |  | 623 | 56.9237 | PASS | 3.021 | PASS | Eligible | -0.89563 | 3.9166 | 623 | 5.6974 | kWh | 1669.3205 | N/A | N/A | 56.9739 |  | 623 | 1 | -493 | 73.8 | 0 | 0 | 10 | 0
| SWWH028F | Htl | Ex | CZ16 |  | 624 | SWWH028F | 1 | 10 | 2022 | natural gas | electricity | NR |  | -705 |  | 102 | -705 |  | 102 |  | -705 | 102 | 0 | 0 |  | 0 | 0 |  | TRUE | 10 | 0 | 0 | TRUE | 2022+10 | 2032+00 | TRUE | TRUE | FALSE | FALSE | -705 | 102 | TRUE | TRUE | FALSE | FALSE | 0 | 0 | TRUE | TRUE | TRUE | -705 | 102 | 0 | 0 | -7050 | 1020 | 0 | 0 | 3423.1829 | 100000 | #N/A | 100000 | 0.034232 | 1 | #N/A | 0 | 0.00018167 | 0.005307 | #N/A | 0.005307 |  | 624 | 77.8666 | PASS | 4.1324 | PASS | Eligible | -1.2808 | 5.4132 | 624 | 7.7938 | kWh | 2283.5731 | N/A | N/A | 77.9383 |  | 624 | 1 | -705 | 102 | 0 | 0 | 10 | 0
| SWWH028F | HGR | Ex | CZ01 |  | 625 | SWWH028F | 1 | 10 | 2022 | natural gas | electricity | NR |  | -411 |  | 60 | -411 |  | 60 |  | -411 | 60 | 0 | 0 |  | 0 | 0 |  | TRUE | 10 | 0 | 0 | TRUE | 2022+10 | 2032+00 | TRUE | TRUE | FALSE | FALSE | -411 | 60 | TRUE | TRUE | FALSE | FALSE | 0 | 0 | TRUE | TRUE | TRUE | -411 | 60 | 0 | 0 | -4110 | 600 | 0 | 0 | 3423.1829 | 100000 | #N/A | 100000 | 0.034232 | 1 | #N/A | 0 | 0.00018167 | 0.005307 | #N/A | 0.005307 |  | 625 | 45.9307 | PASS | 2.4376 | PASS | Eligible | -0.74666 | 3.1842 | 625 | 4.5973 | kWh | 1346.9842 | N/A | N/A | 45.9726 |  | 625 | 1 | -411 | 60 | 0 | 0 | 10 | 0
| SWWH028F | HGR | Ex | CZ02 |  | 626 | SWWH028F | 1 | 10 | 2022 | natural gas | electricity | NR |  | -366 |  | 54 | -366 |  | 54 |  | -366 | 54 | 0 | 0 |  | 0 | 0 |  | TRUE | 10 | 0 | 0 | TRUE | 2022+10 | 2032+00 | TRUE | TRUE | FALSE | FALSE | -366 | 54 | TRUE | TRUE | FALSE | FALSE | 0 | 0 | TRUE | TRUE | TRUE | -366 | 54 | 0 | 0 | -3660 | 540 | 0 | 0 | 3423.1829 | 100000 | #N/A | 100000 | 0.034232 | 1 | #N/A | 0 | 0.00018167 | 0.005307 | #N/A | 0.005307 |  | 626 | 41.4712 | PASS | 2.2009 | PASS | Eligible | -0.66491 | 2.8658 | 626 | 4.1508 | kWh | 1216.1858 | N/A | N/A | 41.5084 |  | 626 | 1 | -366 | 54 | 0 | 0 | 10 | 0
| SWWH028F | HGR | Ex | CZ03 |  | 627 | SWWH028F | 1 | 10 | 2022 | natural gas | electricity | NR |  | -364 |  | 54.3 | -364 |  | 54.3 |  | -364 | 54.3 | 0 | 0 |  | 0 | 0 |  | TRUE | 10 | 0 | 0 | TRUE | 2022+10 | 2032+00 | TRUE | TRUE | FALSE | FALSE | -364 | 54.3 | TRUE | TRUE | FALSE | FALSE | 0 | 0 | TRUE | TRUE | TRUE | -364 | 54.3 | 0 | 0 | -3640 | 543 | 0 | 0 | 3423.1829 | 100000 | #N/A | 100000 | 0.034232 | 1 | #N/A | 0 | 0.00018167 | 0.005307 | #N/A | 0.005307 |  | 627 | 41.8396 | PASS | 2.2204 | PASS | Eligible | -0.66128 | 2.8817 | 627 | 4.1877 | kWh | 1226.9757 | N/A | N/A | 41.8767 |  | 627 | 1 | -364 | 54.3 | 0 | 0 | 10 | 0
| SWWH028F | HGR | Ex | CZ04 |  | 628 | SWWH028F | 1 | 10 | 2022 | natural gas | electricity | NR |  | -348 |  | 51.8 | -348 |  | 51.8 |  | -348 | 51.8 | 0 | 0 |  | 0 | 0 |  | TRUE | 10 | 0 | 0 | TRUE | 2022+10 | 2032+00 | TRUE | TRUE | FALSE | FALSE | -348 | 51.8 | TRUE | TRUE | FALSE | FALSE | 0 | 0 | TRUE | TRUE | TRUE | -348 | 51.8 | 0 | 0 | -3480 | 518 | 0 | 0 | 3423.1829 | 100000 | #N/A | 100000 | 0.034232 | 1 | #N/A | 0 | 0.00018167 | 0.005307 | #N/A | 0.005307 |  | 628 | 39.8873 | PASS | 2.1168 | PASS | Eligible | -0.63221 | 2.749 | 628 | 3.9923 | kWh | 1169.7263 | N/A | N/A | 39.9228 |  | 628 | 1 | -348 | 51.8 | 0 | 0 | 10 | 0
| SWWH028F | HGR | Ex | CZ05 |  | 629 | SWWH028F | 1 | 10 | 2022 | natural gas | electricity | NR |  | -373 |  | 55.5 | -373 |  | 55.5 |  | -373 | 55.5 | 0 | 0 |  | 0 | 0 |  | TRUE | 10 | 0 | 0 | TRUE | 2022+10 | 2032+00 | TRUE | TRUE | FALSE | FALSE | -373 | 55.5 | TRUE | TRUE | FALSE | FALSE | 0 | 0 | TRUE | TRUE | TRUE | -373 | 55.5 | 0 | 0 | -3730 | 555 | 0 | 0 | 3423.1829 | 100000 | #N/A | 100000 | 0.034232 | 1 | #N/A | 0 | 0.00018167 | 0.005307 | #N/A | 0.005307 |  | 629 | 42.7315 | PASS | 2.2678 | PASS | Eligible | -0.67763 | 2.9454 | 629 | 4.277 | kWh | 1253.1354 | N/A | N/A | 42.7695 |  | 629 | 1 | -373 | 55.5 | 0 | 0 | 10 | 0
| SWWH028F | HGR | Ex | CZ06 |  | 630 | SWWH028F | 1 | 10 | 2022 | natural gas | electricity | NR |  | -329 |  | 49.5 | -329 |  | 49.5 |  | -329 | 49.5 | 0 | 0 |  | 0 | 0 |  | TRUE | 10 | 0 | 0 | TRUE | 2022+10 | 2032+00 | TRUE | TRUE | FALSE | FALSE | -329 | 49.5 | TRUE | TRUE | FALSE | FALSE | 0 | 0 | TRUE | TRUE | TRUE | -329 | 49.5 | 0 | 0 | -3290 | 495 | 0 | 0 | 3423.1829 | 100000 | #N/A | 100000 | 0.034232 | 1 | #N/A | 0 | 0.00018167 | 0.005307 | #N/A | 0.005307 |  | 630 | 38.2377 | PASS | 2.0293 | PASS | Eligible | -0.59769 | 2.627 | 630 | 3.8271 | kWh | 1121.3369 | N/A | N/A | 38.2712 |  | 630 | 1 | -329 | 49.5 | 0 | 0 | 10 | 0
| SWWH028F | HGR | Ex | CZ07 |  | 631 | SWWH028F | 1 | 10 | 2022 | natural gas | electricity | NR |  | -323 |  | 48.7 | -323 |  | 48.7 |  | -323 | 48.7 | 0 | 0 |  | 0 | 0 |  | TRUE | 10 | 0 | 0 | TRUE | 2022+10 | 2032+00 | TRUE | TRUE | FALSE | FALSE | -323 | 48.7 | TRUE | TRUE | FALSE | FALSE | 0 | 0 | TRUE | TRUE | TRUE | -323 | 48.7 | 0 | 0 | -3230 | 487 | 0 | 0 | 3423.1829 | 100000 | #N/A | 100000 | 0.034232 | 1 | #N/A | 0 | 0.00018167 | 0.005307 | #N/A | 0.005307 |  | 631 | 37.6431 | PASS | 1.9977 | PASS | Eligible | -0.58679 | 2.5845 | 631 | 3.7676 | kWh | 1103.8972 | N/A | N/A | 37.676 |  | 631 | 1 | -323 | 48.7 | 0 | 0 | 10 | 0
| SWWH028F | HGR | Ex | CZ08 |  | 632 | SWWH028F | 1 | 10 | 2022 | natural gas | electricity | NR |  | -314 |  | 47.5 | -314 |  | 47.5 |  | -314 | 47.5 | 0 | 0 |  | 0 | 0 |  | TRUE | 10 | 0 | 0 | TRUE | 2022+10 | 2032+00 | TRUE | TRUE | FALSE | FALSE | -314 | 47.5 | TRUE | TRUE | FALSE | FALSE | 0 | 0 | TRUE | TRUE | TRUE | -314 | 47.5 | 0 | 0 | -3140 | 475 | 0 | 0 | 3423.1829 | 100000 | #N/A | 100000 | 0.034232 | 1 | #N/A | 0 | 0.00018167 | 0.005307 | #N/A | 0.005307 |  | 632 | 36.7512 | PASS | 1.9504 | PASS | Eligible | -0.57044 | 2.5208 | 632 | 3.6783 | kWh | 1077.7375 | N/A | N/A | 36.7832 |  | 632 | 1 | -314 | 47.5 | 0 | 0 | 10 | 0
| SWWH028F | HGR | Ex | CZ09 |  | 633 | SWWH028F | 1 | 10 | 2022 | natural gas | electricity | NR |  | -314 |  | 47.4 | -314 |  | 47.4 |  | -314 | 47.4 | 0 | 0 |  | 0 | 0 |  | TRUE | 10 | 0 | 0 | TRUE | 2022+10 | 2032+00 | TRUE | TRUE | FALSE | FALSE | -314 | 47.4 | TRUE | TRUE | FALSE | FALSE | 0 | 0 | TRUE | TRUE | TRUE | -314 | 47.4 | 0 | 0 | -3140 | 474 | 0 | 0 | 3423.1829 | 100000 | #N/A | 100000 | 0.034232 | 1 | #N/A | 0 | 0.00018167 | 0.005307 | #N/A | 0.005307 |  | 633 | 36.6512 | PASS | 1.9451 | PASS | Eligible | -0.57044 | 2.5155 | 633 | 3.6683 | kWh | 1074.8075 | N/A | N/A | 36.6832 |  | 633 | 1 | -314 | 47.4 | 0 | 0 | 10 | 0
| SWWH028F | HGR | Ex | CZ10 |  | 634 | SWWH028F | 1 | 10 | 2022 | natural gas | electricity | NR |  | -312 |  | 47.1 | -312 |  | 47.1 |  | -312 | 47.1 | 0 | 0 |  | 0 | 0 |  | TRUE | 10 | 0 | 0 | TRUE | 2022+10 | 2032+00 | TRUE | TRUE | FALSE | FALSE | -312 | 47.1 | TRUE | TRUE | FALSE | FALSE | 0 | 0 | TRUE | TRUE | TRUE | -312 | 47.1 | 0 | 0 | -3120 | 471 | 0 | 0 | 3423.1829 | 100000 | #N/A | 100000 | 0.034232 | 1 | #N/A | 0 | 0.00018167 | 0.005307 | #N/A | 0.005307 |  | 634 | 36.4197 | PASS | 1.9328 | PASS | Eligible | -0.56681 | 2.4996 | 634 | 3.6451 | kWh | 1068.0176 | N/A | N/A | 36.4514 |  | 634 | 1 | -312 | 47.1 | 0 | 0 | 10 | 0
| SWWH028F | HGR | Ex | CZ11 |  | 635 | SWWH028F | 1 | 10 | 2022 | natural gas | electricity | NR |  | -322 |  | 48.1 | -322 |  | 48.1 |  | -322 | 48.1 | 0 | 0 |  | 0 | 0 |  | TRUE | 10 | 0 | 0 | TRUE | 2022+10 | 2032+00 | TRUE | TRUE | FALSE | FALSE | -322 | 48.1 | TRUE | TRUE | FALSE | FALSE | 0 | 0 | TRUE | TRUE | TRUE | -322 | 48.1 | 0 | 0 | -3220 | 481 | 0 | 0 | 3423.1829 | 100000 | #N/A | 100000 | 0.034232 | 1 | #N/A | 0 | 0.00018167 | 0.005307 | #N/A | 0.005307 |  | 635 | 37.0774 | PASS | 1.9677 | PASS | Eligible | -0.58498 | 2.5527 | 635 | 3.711 | kWh | 1087.3173 | N/A | N/A | 37.1101 |  | 635 | 1 | -322 | 48.1 | 0 | 0 | 10 | 0
| SWWH028F | HGR | Ex | CZ12 |  | 636 | SWWH028F | 1 | 10 | 2022 | natural gas | electricity | NR |  | -339 |  | 50.4 | -339 |  | 50.4 |  | -339 | 50.4 | 0 | 0 |  | 0 | 0 |  | TRUE | 10 | 0 | 0 | TRUE | 2022+10 | 2032+00 | TRUE | TRUE | FALSE | FALSE | -339 | 50.4 | TRUE | TRUE | FALSE | FALSE | 0 | 0 | TRUE | TRUE | TRUE | -339 | 50.4 | 0 | 0 | -3390 | 504 | 0 | 0 | 3423.1829 | 100000 | #N/A | 100000 | 0.034232 | 1 | #N/A | 0 | 0.00018167 | 0.005307 | #N/A | 0.005307 |  | 636 | 38.7954 | PASS | 2.0589 | PASS | Eligible | -0.61586 | 2.6747 | 636 | 3.883 | kWh | 1137.7067 | N/A | N/A | 38.8299 |  | 636 | 1 | -339 | 50.4 | 0 | 0 | 10 | 0
| SWWH028F | HGR | Ex | CZ13 |  | 637 | SWWH028F | 1 | 10 | 2022 | natural gas | electricity | NR |  | -315 |  | 47.1 | -315 |  | 47.1 |  | -315 | 47.1 | 0 | 0 |  | 0 | 0 |  | TRUE | 10 | 0 | 0 | TRUE | 2022+10 | 2032+00 | TRUE | TRUE | FALSE | FALSE | -315 | 47.1 | TRUE | TRUE | FALSE | FALSE | 0 | 0 | TRUE | TRUE | TRUE | -315 | 47.1 | 0 | 0 | -3150 | 471 | 0 | 0 | 3423.1829 | 100000 | #N/A | 100000 | 0.034232 | 1 | #N/A | 0 | 0.00018167 | 0.005307 | #N/A | 0.005307 |  | 637 | 36.317 | PASS | 1.9274 | PASS | Eligible | -0.57226 | 2.4996 | 637 | 3.6349 | kWh | 1065.0176 | N/A | N/A | 36.349 |  | 637 | 1 | -315 | 47.1 | 0 | 0 | 10 | 0
| SWWH028F | HGR | Ex | CZ14 |  | 638 | SWWH028F | 1 | 10 | 2022 | natural gas | electricity | NR |  | -325 |  | 48.6 | -325 |  | 48.6 |  | -325 | 48.6 | 0 | 0 |  | 0 | 0 |  | TRUE | 10 | 0 | 0 | TRUE | 2022+10 | 2032+00 | TRUE | TRUE | FALSE | FALSE | -325 | 48.6 | TRUE | TRUE | FALSE | FALSE | 0 | 0 | TRUE | TRUE | TRUE | -325 | 48.6 | 0 | 0 | -3250 | 486 | 0 | 0 | 3423.1829 | 100000 | #N/A | 100000 | 0.034232 | 1 | #N/A | 0 | 0.00018167 | 0.005307 | #N/A | 0.005307 |  | 638 | 37.4747 | PASS | 1.9888 | PASS | Eligible | -0.59043 | 2.5792 | 638 | 3.7508 | kWh | 1098.9672 | N/A | N/A | 37.5078 |  | 638 | 1 | -325 | 48.6 | 0 | 0 | 10 | 0
| SWWH028F | HGR | Ex | CZ15 |  | 639 | SWWH028F | 1 | 10 | 2022 | natural gas | electricity | NR |  | -231 |  | 35.6 | -231 |  | 35.6 |  | -231 | 35.6 | 0 | 0 |  | 0 | 0 |  | TRUE | 10 | 0 | 0 | TRUE | 2022+10 | 2032+00 | TRUE | TRUE | FALSE | FALSE | -231 | 35.6 | TRUE | TRUE | FALSE | FALSE | 0 | 0 | TRUE | TRUE | TRUE | -231 | 35.6 | 0 | 0 | -2310 | 356 | 0 | 0 | 3423.1829 | 100000 | #N/A | 100000 | 0.034232 | 1 | #N/A | 0 | 0.00018167 | 0.005307 | #N/A | 0.005307 |  | 639 | 27.6924 | PASS | 1.4696 | PASS | Eligible | -0.41966 | 1.8893 | 639 | 2.7716 | kWh | 812.0706 | N/A | N/A | 27.716 |  | 639 | 1 | -231 | 35.6 | 0 | 0 | 10 | 0
| SWWH028F | HGR | Ex | CZ16 |  | 640 | SWWH028F | 1 | 10 | 2022 | natural gas | electricity | NR |  | -407 |  | 59.6 | -407 |  | 59.6 |  | -407 | 59.6 | 0 | 0 |  | 0 | 0 |  | TRUE | 10 | 0 | 0 | TRUE | 2022+10 | 2032+00 | TRUE | TRUE | FALSE | FALSE | -407 | 59.6 | TRUE | TRUE | FALSE | FALSE | 0 | 0 | TRUE | TRUE | TRUE | -407 | 59.6 | 0 | 0 | -4070 | 596 | 0 | 0 | 3423.1829 | 100000 | #N/A | 100000 | 0.034232 | 1 | #N/A | 0 | 0.00018167 | 0.005307 | #N/A | 0.005307 |  | 640 | 45.6676 | PASS | 2.4236 | PASS | Eligible | -0.7394 | 3.163 | 640 | 4.5709 | kWh | 1339.2643 | N/A | N/A | 45.7091 |  | 640 | 1 | -407 | 59.6 | 0 | 0 | 10 | 0
| SWWH028F | Mtl | Ex | CZ01 |  | 641 | SWWH028F | 1 | 10 | 2022 | natural gas | electricity | NR |  | -268 |  | 45.4 | -268 |  | 45.4 |  | -268 | 45.4 | 0 | 0 |  | 0 | 0 |  | TRUE | 10 | 0 | 0 | TRUE | 2022+10 | 2032+00 | TRUE | TRUE | FALSE | FALSE | -268 | 45.4 | TRUE | TRUE | FALSE | FALSE | 0 | 0 | TRUE | TRUE | TRUE | -268 | 45.4 | 0 | 0 | -2680 | 454 | 0 | 0 | 3423.1829 | 100000 | #N/A | 100000 | 0.034232 | 1 | #N/A | 0 | 0.00018167 | 0.005307 | #N/A | 0.005307 |  | 641 | 36.2259 | PASS | 1.9225 | PASS | Eligible | -0.48687 | 2.4094 | 641 | 3.6253 | kWh | 1062.208 | N/A | N/A | 36.2532 |  | 641 | 1 | -268 | 45.4 | 0 | 0 | 10 | 0
| SWWH028F | Mtl | Ex | CZ02 |  | 642 | SWWH028F | 1 | 10 | 2022 | natural gas | electricity | NR |  | -247 |  | 42.3 | -247 |  | 42.3 |  | -247 | 42.3 | 0 | 0 |  | 0 | 0 |  | TRUE | 10 | 0 | 0 | TRUE | 2022+10 | 2032+00 | TRUE | TRUE | FALSE | FALSE | -247 | 42.3 | TRUE | TRUE | FALSE | FALSE | 0 | 0 | TRUE | TRUE | TRUE | -247 | 42.3 | 0 | 0 | -2470 | 423 | 0 | 0 | 3423.1829 | 100000 | #N/A | 100000 | 0.034232 | 1 | #N/A | 0 | 0.00018167 | 0.005307 | #N/A | 0.005307 |  | 642 | 33.8447 | PASS | 1.7962 | PASS | Eligible | -0.44872 | 2.2449 | 642 | 3.387 | kWh | 992.3788 | N/A | N/A | 33.8699 |  | 642 | 1 | -247 | 42.3 | 0 | 0 | 10 | 0
| SWWH028F | Mtl | Ex | CZ03 |  | 643 | SWWH028F | 1 | 10 | 2022 | natural gas | electricity | NR |  | -245 |  | 42.4 | -245 |  | 42.4 |  | -245 | 42.4 | 0 | 0 |  | 0 | 0 |  | TRUE | 10 | 0 | 0 | TRUE | 2022+10 | 2032+00 | TRUE | TRUE | FALSE | FALSE | -245 | 42.4 | TRUE | TRUE | FALSE | FALSE | 0 | 0 | TRUE | TRUE | TRUE | -245 | 42.4 | 0 | 0 | -2450 | 424 | 0 | 0 | 3423.1829 | 100000 | #N/A | 100000 | 0.034232 | 1 | #N/A | 0 | 0.00018167 | 0.005307 | #N/A | 0.005307 |  | 643 | 34.0132 | PASS | 1.8051 | PASS | Eligible | -0.44509 | 2.2502 | 643 | 3.4038 | kWh | 997.3088 | N/A | N/A | 34.0382 |  | 643 | 1 | -245 | 42.4 | 0 | 0 | 10 | 0
| SWWH028F | Mtl | Ex | CZ04 |  | 644 | SWWH028F | 1 | 10 | 2022 | natural gas | electricity | NR |  | -237 |  | 41.2 | -237 |  | 41.2 |  | -237 | 41.2 | 0 | 0 |  | 0 | 0 |  | TRUE | 10 | 0 | 0 | TRUE | 2022+10 | 2032+00 | TRUE | TRUE | FALSE | FALSE | -237 | 41.2 | TRUE | TRUE | FALSE | FALSE | 0 | 0 | TRUE | TRUE | TRUE | -237 | 41.2 | 0 | 0 | -2370 | 412 | 0 | 0 | 3423.1829 | 100000 | #N/A | 100000 | 0.034232 | 1 | #N/A | 0 | 0.00018167 | 0.005307 | #N/A | 0.005307 |  | 644 | 33.0871 | PASS | 1.7559 | PASS | Eligible | -0.43056 | 2.1865 | 644 | 3.3111 | kWh | 970.1491 | N/A | N/A | 33.1112 |  | 644 | 1 | -237 | 41.2 | 0 | 0 | 10 | 0
| SWWH028F | Mtl | Ex | CZ05 |  | 645 | SWWH028F | 1 | 10 | 2022 | natural gas | electricity | NR |  | -249 |  | 43 | -249 |  | 43 |  | -249 | 43 | 0 | 0 |  | 0 | 0 |  | TRUE | 10 | 0 | 0 | TRUE | 2022+10 | 2032+00 | TRUE | TRUE | FALSE | FALSE | -249 | 43 | TRUE | TRUE | FALSE | FALSE | 0 | 0 | TRUE | TRUE | TRUE | -249 | 43 | 0 | 0 | -2490 | 430 | 0 | 0 | 3423.1829 | 100000 | #N/A | 100000 | 0.034232 | 1 | #N/A | 0 | 0.00018167 | 0.005307 | #N/A | 0.005307 |  | 645 | 34.4763 | PASS | 1.8297 | PASS | Eligible | -0.45236 | 2.282 | 645 | 3.4502 | kWh | 1010.8887 | N/A | N/A | 34.5016 |  | 645 | 1 | -249 | 43 | 0 | 0 | 10 | 0
| SWWH028F | Mtl | Ex | CZ06 |  | 646 | SWWH028F | 1 | 10 | 2022 | natural gas | electricity | NR |  | -228 |  | 40 | -228 |  | 40 |  | -228 | 40 | 0 | 0 |  | 0 | 0 |  | TRUE | 10 | 0 | 0 | TRUE | 2022+10 | 2032+00 | TRUE | TRUE | FALSE | FALSE | -228 | 40 | TRUE | TRUE | FALSE | FALSE | 0 | 0 | TRUE | TRUE | TRUE | -228 | 40 | 0 | 0 | -2280 | 400 | 0 | 0 | 3423.1829 | 100000 | #N/A | 100000 | 0.034232 | 1 | #N/A | 0 | 0.00018167 | 0.005307 | #N/A | 0.005307 |  | 646 | 32.1951 | PASS | 1.7086 | PASS | Eligible | -0.41421 | 2.1228 | 646 | 3.2218 | kWh | 943.9895 | N/A | N/A | 32.2184 |  | 646 | 1 | -228 | 40 | 0 | 0 | 10 | 0
| SWWH028F | Mtl | Ex | CZ07 |  | 647 | SWWH028F | 1 | 10 | 2022 | natural gas | electricity | NR |  | -225 |  | 39.6 | -225 |  | 39.6 |  | -225 | 39.6 | 0 | 0 |  | 0 | 0 |  | TRUE | 10 | 0 | 0 | TRUE | 2022+10 | 2032+00 | TRUE | TRUE | FALSE | FALSE | -225 | 39.6 | TRUE | TRUE | FALSE | FALSE | 0 | 0 | TRUE | TRUE | TRUE | -225 | 39.6 | 0 | 0 | -2250 | 396 | 0 | 0 | 3423.1829 | 100000 | #N/A | 100000 | 0.034232 | 1 | #N/A | 0 | 0.00018167 | 0.005307 | #N/A | 0.005307 |  | 647 | 31.8978 | PASS | 1.6928 | PASS | Eligible | -0.40876 | 2.1016 | 647 | 3.1921 | kWh | 935.2696 | N/A | N/A | 31.9208 |  | 647 | 1 | -225 | 39.6 | 0 | 0 | 10 | 0
| SWWH028F | Mtl | Ex | CZ08 |  | 648 | SWWH028F | 1 | 10 | 2022 | natural gas | electricity | NR |  | -221 |  | 39 | -221 |  | 39 |  | -221 | 39 | 0 | 0 |  | 0 | 0 |  | TRUE | 10 | 0 | 0 | TRUE | 2022+10 | 2032+00 | TRUE | TRUE | FALSE | FALSE | -221 | 39 | TRUE | TRUE | FALSE | FALSE | 0 | 0 | TRUE | TRUE | TRUE | -221 | 39 | 0 | 0 | -2210 | 390 | 0 | 0 | 3423.1829 | 100000 | #N/A | 100000 | 0.034232 | 1 | #N/A | 0 | 0.00018167 | 0.005307 | #N/A | 0.005307 |  | 648 | 31.4348 | PASS | 1.6683 | PASS | Eligible | -0.40149 | 2.0697 | 648 | 3.1457 | kWh | 921.6897 | N/A | N/A | 31.4573 |  | 648 | 1 | -221 | 39 | 0 | 0 | 10 | 0
| SWWH028F | Mtl | Ex | CZ09 |  | 649 | SWWH028F | 1 | 10 | 2022 | natural gas | electricity | NR |  | -221 |  | 38.9 | -221 |  | 38.9 |  | -221 | 38.9 | 0 | 0 |  | 0 | 0 |  | TRUE | 10 | 0 | 0 | TRUE | 2022+10 | 2032+00 | TRUE | TRUE | FALSE | FALSE | -221 | 38.9 | TRUE | TRUE | FALSE | FALSE | 0 | 0 | TRUE | TRUE | TRUE | -221 | 38.9 | 0 | 0 | -2210 | 389 | 0 | 0 | 3423.1829 | 100000 | #N/A | 100000 | 0.034232 | 1 | #N/A | 0 | 0.00018167 | 0.005307 | #N/A | 0.005307 |  | 649 | 31.3348 | PASS | 1.6629 | PASS | Eligible | -0.40149 | 2.0644 | 649 | 3.1357 | kWh | 918.7597 | N/A | N/A | 31.3573 |  | 649 | 1 | -221 | 38.9 | 0 | 0 | 10 | 0
| SWWH028F | Mtl | Ex | CZ10 |  | 650 | SWWH028F | 1 | 10 | 2022 | natural gas | electricity | NR |  | -220 |  | 38.8 | -220 |  | 38.8 |  | -220 | 38.8 | 0 | 0 |  | 0 | 0 |  | TRUE | 10 | 0 | 0 | TRUE | 2022+10 | 2032+00 | TRUE | TRUE | FALSE | FALSE | -220 | 38.8 | TRUE | TRUE | FALSE | FALSE | 0 | 0 | TRUE | TRUE | TRUE | -220 | 38.8 | 0 | 0 | -2200 | 388 | 0 | 0 | 3423.1829 | 100000 | #N/A | 100000 | 0.034232 | 1 | #N/A | 0 | 0.00018167 | 0.005307 | #N/A | 0.005307 |  | 650 | 31.269 | PASS | 1.6595 | PASS | Eligible | -0.39967 | 2.0591 | 650 | 3.1291 | kWh | 916.8298 | N/A | N/A | 31.2914 |  | 650 | 1 | -220 | 38.8 | 0 | 0 | 10 | 0
| SWWH028F | Mtl | Ex | CZ11 |  | 651 | SWWH028F | 1 | 10 | 2022 | natural gas | electricity | NR |  | -225 |  | 39.3 | -225 |  | 39.3 |  | -225 | 39.3 | 0 | 0 |  | 0 | 0 |  | TRUE | 10 | 0 | 0 | TRUE | 2022+10 | 2032+00 | TRUE | TRUE | FALSE | FALSE | -225 | 39.3 | TRUE | TRUE | FALSE | FALSE | 0 | 0 | TRUE | TRUE | TRUE | -225 | 39.3 | 0 | 0 | -2250 | 393 | 0 | 0 | 3423.1829 | 100000 | #N/A | 100000 | 0.034232 | 1 | #N/A | 0 | 0.00018167 | 0.005307 | #N/A | 0.005307 |  | 651 | 31.5978 | PASS | 1.6769 | PASS | Eligible | -0.40876 | 2.0857 | 651 | 3.1621 | kWh | 926.4796 | N/A | N/A | 31.6207 |  | 651 | 1 | -225 | 39.3 | 0 | 0 | 10 | 0
| SWWH028F | Mtl | Ex | CZ12 |  | 652 | SWWH028F | 1 | 10 | 2022 | natural gas | electricity | NR |  | -234 |  | 40.5 | -234 |  | 40.5 |  | -234 | 40.5 | 0 | 0 |  | 0 | 0 |  | TRUE | 10 | 0 | 0 | TRUE | 2022+10 | 2032+00 | TRUE | TRUE | FALSE | FALSE | -234 | 40.5 | TRUE | TRUE | FALSE | FALSE | 0 | 0 | TRUE | TRUE | TRUE | -234 | 40.5 | 0 | 0 | -2340 | 405 | 0 | 0 | 3423.1829 | 100000 | #N/A | 100000 | 0.034232 | 1 | #N/A | 0 | 0.00018167 | 0.005307 | #N/A | 0.005307 |  | 652 | 32.4898 | PASS | 1.7242 | PASS | Eligible | -0.42511 | 2.1494 | 652 | 3.2514 | kWh | 952.6393 | N/A | N/A | 32.5136 |  | 652 | 1 | -234 | 40.5 | 0 | 0 | 10 | 0
| SWWH028F | Mtl | Ex | CZ13 |  | 653 | SWWH028F | 1 | 10 | 2022 | natural gas | electricity | NR |  | -222 |  | 38.8 | -222 |  | 38.8 |  | -222 | 38.8 | 0 | 0 |  | 0 | 0 |  | TRUE | 10 | 0 | 0 | TRUE | 2022+10 | 2032+00 | TRUE | TRUE | FALSE | FALSE | -222 | 38.8 | TRUE | TRUE | FALSE | FALSE | 0 | 0 | TRUE | TRUE | TRUE | -222 | 38.8 | 0 | 0 | -2220 | 388 | 0 | 0 | 3423.1829 | 100000 | #N/A | 100000 | 0.034232 | 1 | #N/A | 0 | 0.00018167 | 0.005307 | #N/A | 0.005307 |  | 653 | 31.2005 | PASS | 1.6558 | PASS | Eligible | -0.40331 | 2.0591 | 653 | 3.1223 | kWh | 914.8298 | N/A | N/A | 31.2231 |  | 653 | 1 | -222 | 38.8 | 0 | 0 | 10 | 0
| SWWH028F | Mtl | Ex | CZ14 |  | 654 | SWWH028F | 1 | 10 | 2022 | natural gas | electricity | NR |  | -227 |  | 39.5 | -227 |  | 39.5 |  | -227 | 39.5 | 0 | 0 |  | 0 | 0 |  | TRUE | 10 | 0 | 0 | TRUE | 2022+10 | 2032+00 | TRUE | TRUE | FALSE | FALSE | -227 | 39.5 | TRUE | TRUE | FALSE | FALSE | 0 | 0 | TRUE | TRUE | TRUE | -227 | 39.5 | 0 | 0 | -2270 | 395 | 0 | 0 | 3423.1829 | 100000 | #N/A | 100000 | 0.034232 | 1 | #N/A | 0 | 0.00018167 | 0.005307 | #N/A | 0.005307 |  | 654 | 31.7294 | PASS | 1.6839 | PASS | Eligible | -0.41239 | 2.0963 | 654 | 3.1752 | kWh | 930.3396 | N/A | N/A | 31.7525 |  | 654 | 1 | -227 | 39.5 | 0 | 0 | 10 | 0
| SWWH028F | Mtl | Ex | CZ15 |  | 655 | SWWH028F | 1 | 10 | 2022 | natural gas | electricity | NR |  | -181 |  | 32.9 | -181 |  | 32.9 |  | -181 | 32.9 | 0 | 0 |  | 0 | 0 |  | TRUE | 10 | 0 | 0 | TRUE | 2022+10 | 2032+00 | TRUE | TRUE | FALSE | FALSE | -181 | 32.9 | TRUE | TRUE | FALSE | FALSE | 0 | 0 | TRUE | TRUE | TRUE | -181 | 32.9 | 0 | 0 | -1810 | 329 | 0 | 0 | 3423.1829 | 100000 | #N/A | 100000 | 0.034232 | 1 | #N/A | 0 | 0.00018167 | 0.005307 | #N/A | 0.005307 |  | 655 | 26.704 | PASS | 1.4172 | PASS | Eligible | -0.32882 | 1.746 | 655 | 2.6722 | kWh | 782.9613 | N/A | N/A | 26.7225 |  | 655 | 1 | -181 | 32.9 | 0 | 0 | 10 | 0
| SWWH028F | Mtl | Ex | CZ16 |  | 656 | SWWH028F | 1 | 10 | 2022 | natural gas | electricity | NR |  | -266 |  | 45.2 | -266 |  | 45.2 |  | -266 | 45.2 | 0 | 0 |  | 0 | 0 |  | TRUE | 10 | 0 | 0 | TRUE | 2022+10 | 2032+00 | TRUE | TRUE | FALSE | FALSE | -266 | 45.2 | TRUE | TRUE | FALSE | FALSE | 0 | 0 | TRUE | TRUE | TRUE | -266 | 45.2 | 0 | 0 | -2660 | 452 | 0 | 0 | 3423.1829 | 100000 | #N/A | 100000 | 0.034232 | 1 | #N/A | 0 | 0.00018167 | 0.005307 | #N/A | 0.005307 |  | 656 | 36.0943 | PASS | 1.9155 | PASS | Eligible | -0.48324 | 2.3988 | 656 | 3.6121 | kWh | 1058.3481 | N/A | N/A | 36.1214 |  | 656 | 1 | -266 | 45.2 | 0 | 0 | 10 | 0
| SWWH028F | OfL | Ex | CZ01 |  | 657 | SWWH028F | 1 | 10 | 2022 | natural gas | electricity | NR |  | -271 |  | 41.2 | -271 |  | 41.2 |  | -271 | 41.2 | 0 | 0 |  | 0 | 0 |  | TRUE | 10 | 0 | 0 | TRUE | 2022+10 | 2032+00 | TRUE | TRUE | FALSE | FALSE | -271 | 41.2 | TRUE | TRUE | FALSE | FALSE | 0 | 0 | TRUE | TRUE | TRUE | -271 | 41.2 | 0 | 0 | -2710 | 412 | 0 | 0 | 3423.1829 | 100000 | #N/A | 100000 | 0.034232 | 1 | #N/A | 0 | 0.00018167 | 0.005307 | #N/A | 0.005307 |  | 657 | 31.9232 | PASS | 1.6942 | PASS | Eligible | -0.49232 | 2.1865 | 657 | 3.1951 | kWh | 936.1491 | N/A | N/A | 31.9508 |  | 657 | 1 | -271 | 41.2 | 0 | 0 | 10 | 0
| SWWH028F | OfL | Ex | CZ02 |  | 658 | SWWH028F | 1 | 10 | 2022 | natural gas | electricity | NR |  | -250 |  | 38.4 | -250 |  | 38.4 |  | -250 | 38.4 | 0 | 0 |  | 0 | 0 |  | TRUE | 10 | 0 | 0 | TRUE | 2022+10 | 2032+00 | TRUE | TRUE | FALSE | FALSE | -250 | 38.4 | TRUE | TRUE | FALSE | FALSE | 0 | 0 | TRUE | TRUE | TRUE | -250 | 38.4 | 0 | 0 | -2500 | 384 | 0 | 0 | 3423.1829 | 100000 | #N/A | 100000 | 0.034232 | 1 | #N/A | 0 | 0.00018167 | 0.005307 | #N/A | 0.005307 |  | 658 | 29.842 | PASS | 1.5837 | PASS | Eligible | -0.45417 | 2.0379 | 658 | 2.9867 | kWh | 875.1099 | N/A | N/A | 29.8675 |  | 658 | 1 | -250 | 38.4 | 0 | 0 | 10 | 0
| SWWH028F | OfL | Ex | CZ03 |  | 659 | SWWH028F | 1 | 10 | 2022 | natural gas | electricity | NR |  | -251 |  | 38.5 | -251 |  | 38.5 |  | -251 | 38.5 | 0 | 0 |  | 0 | 0 |  | TRUE | 10 | 0 | 0 | TRUE | 2022+10 | 2032+00 | TRUE | TRUE | FALSE | FALSE | -251 | 38.5 | TRUE | TRUE | FALSE | FALSE | 0 | 0 | TRUE | TRUE | TRUE | -251 | 38.5 | 0 | 0 | -2510 | 385 | 0 | 0 | 3423.1829 | 100000 | #N/A | 100000 | 0.034232 | 1 | #N/A | 0 | 0.00018167 | 0.005307 | #N/A | 0.005307 |  | 659 | 29.9078 | PASS | 1.5872 | PASS | Eligible | -0.45599 | 2.0432 | 659 | 2.9933 | kWh | 877.0398 | N/A | N/A | 29.9334 |  | 659 | 1 | -251 | 38.5 | 0 | 0 | 10 | 0
| SWWH028F | OfL | Ex | CZ04 |  | 660 | SWWH028F | 1 | 10 | 2022 | natural gas | electricity | NR |  | -242 |  | 37.3 | -242 |  | 37.3 |  | -242 | 37.3 | 0 | 0 |  | 0 | 0 |  | TRUE | 10 | 0 | 0 | TRUE | 2022+10 | 2032+00 | TRUE | TRUE | FALSE | FALSE | -242 | 37.3 | TRUE | TRUE | FALSE | FALSE | 0 | 0 | TRUE | TRUE | TRUE | -242 | 37.3 | 0 | 0 | -2420 | 373 | 0 | 0 | 3423.1829 | 100000 | #N/A | 100000 | 0.034232 | 1 | #N/A | 0 | 0.00018167 | 0.005307 | #N/A | 0.005307 |  | 660 | 29.0159 | PASS | 1.5399 | PASS | Eligible | -0.43964 | 1.9795 | 660 | 2.9041 | kWh | 850.8802 | N/A | N/A | 29.0405 |  | 660 | 1 | -242 | 37.3 | 0 | 0 | 10 | 0
| SWWH028F | OfL | Ex | CZ05 |  | 661 | SWWH028F | 1 | 10 | 2022 | natural gas | electricity | NR |  | -254 |  | 39.1 | -254 |  | 39.1 |  | -254 | 39.1 | 0 | 0 |  | 0 | 0 |  | TRUE | 10 | 0 | 0 | TRUE | 2022+10 | 2032+00 | TRUE | TRUE | FALSE | FALSE | -254 | 39.1 | TRUE | TRUE | FALSE | FALSE | 0 | 0 | TRUE | TRUE | TRUE | -254 | 39.1 | 0 | 0 | -2540 | 391 | 0 | 0 | 3423.1829 | 100000 | #N/A | 100000 | 0.034232 | 1 | #N/A | 0 | 0.00018167 | 0.005307 | #N/A | 0.005307 |  | 661 | 30.4051 | PASS | 1.6136 | PASS | Eligible | -0.46144 | 2.0751 | 661 | 3.0431 | kWh | 891.6197 | N/A | N/A | 30.431 |  | 661 | 1 | -254 | 39.1 | 0 | 0 | 10 | 0
| SWWH028F | OfL | Ex | CZ06 |  | 662 | SWWH028F | 1 | 10 | 2022 | natural gas | electricity | NR |  | -235 |  | 36.2 | -235 |  | 36.2 |  | -235 | 36.2 | 0 | 0 |  | 0 | 0 |  | TRUE | 10 | 0 | 0 | TRUE | 2022+10 | 2032+00 | TRUE | TRUE | FALSE | FALSE | -235 | 36.2 | TRUE | TRUE | FALSE | FALSE | 0 | 0 | TRUE | TRUE | TRUE | -235 | 36.2 | 0 | 0 | -2350 | 362 | 0 | 0 | 3423.1829 | 100000 | #N/A | 100000 | 0.034232 | 1 | #N/A | 0 | 0.00018167 | 0.005307 | #N/A | 0.005307 |  | 662 | 28.1555 | PASS | 1.4942 | PASS | Eligible | -0.42692 | 1.9211 | 662 | 2.8179 | kWh | 825.6505 | N/A | N/A | 28.1795 |  | 662 | 1 | -235 | 36.2 | 0 | 0 | 10 | 0
| SWWH028F | OfL | Ex | CZ07 |  | 663 | SWWH028F | 1 | 10 | 2022 | natural gas | electricity | NR |  | -232 |  | 35.8 | -232 |  | 35.8 |  | -232 | 35.8 | 0 | 0 |  | 0 | 0 |  | TRUE | 10 | 0 | 0 | TRUE | 2022+10 | 2032+00 | TRUE | TRUE | FALSE | FALSE | -232 | 35.8 | TRUE | TRUE | FALSE | FALSE | 0 | 0 | TRUE | TRUE | TRUE | -232 | 35.8 | 0 | 0 | -2320 | 358 | 0 | 0 | 3423.1829 | 100000 | #N/A | 100000 | 0.034232 | 1 | #N/A | 0 | 0.00018167 | 0.005307 | #N/A | 0.005307 |  | 663 | 27.8582 | PASS | 1.4784 | PASS | Eligible | -0.42147 | 1.8999 | 663 | 2.7882 | kWh | 816.9306 | N/A | N/A | 27.8818 |  | 663 | 1 | -232 | 35.8 | 0 | 0 | 10 | 0
| SWWH028F | OfL | Ex | CZ08 |  | 664 | SWWH028F | 1 | 10 | 2022 | natural gas | electricity | NR |  | -228 |  | 35.3 | -228 |  | 35.3 |  | -228 | 35.3 | 0 | 0 |  | 0 | 0 |  | TRUE | 10 | 0 | 0 | TRUE | 2022+10 | 2032+00 | TRUE | TRUE | FALSE | FALSE | -228 | 35.3 | TRUE | TRUE | FALSE | FALSE | 0 | 0 | TRUE | TRUE | TRUE | -228 | 35.3 | 0 | 0 | -2280 | 353 | 0 | 0 | 3423.1829 | 100000 | #N/A | 100000 | 0.034232 | 1 | #N/A | 0 | 0.00018167 | 0.005307 | #N/A | 0.005307 |  | 664 | 27.4951 | PASS | 1.4592 | PASS | Eligible | -0.41421 | 1.8734 | 664 | 2.7518 | kWh | 806.2807 | N/A | N/A | 27.5184 |  | 664 | 1 | -228 | 35.3 | 0 | 0 | 10 | 0
| SWWH028F | OfL | Ex | CZ09 |  | 665 | SWWH028F | 1 | 10 | 2022 | natural gas | electricity | NR |  | -228 |  | 35.2 | -228 |  | 35.2 |  | -228 | 35.2 | 0 | 0 |  | 0 | 0 |  | TRUE | 10 | 0 | 0 | TRUE | 2022+10 | 2032+00 | TRUE | TRUE | FALSE | FALSE | -228 | 35.2 | TRUE | TRUE | FALSE | FALSE | 0 | 0 | TRUE | TRUE | TRUE | -228 | 35.2 | 0 | 0 | -2280 | 352 | 0 | 0 | 3423.1829 | 100000 | #N/A | 100000 | 0.034232 | 1 | #N/A | 0 | 0.00018167 | 0.005307 | #N/A | 0.005307 |  | 665 | 27.3951 | PASS | 1.4539 | PASS | Eligible | -0.41421 | 1.8681 | 665 | 2.7418 | kWh | 803.3507 | N/A | N/A | 27.4184 |  | 665 | 1 | -228 | 35.2 | 0 | 0 | 10 | 0
| SWWH028F | OfL | Ex | CZ10 |  | 666 | SWWH028F | 1 | 10 | 2022 | natural gas | electricity | NR |  | -227 |  | 35.1 | -227 |  | 35.1 |  | -227 | 35.1 | 0 | 0 |  | 0 | 0 |  | TRUE | 10 | 0 | 0 | TRUE | 2022+10 | 2032+00 | TRUE | TRUE | FALSE | FALSE | -227 | 35.1 | TRUE | TRUE | FALSE | FALSE | 0 | 0 | TRUE | TRUE | TRUE | -227 | 35.1 | 0 | 0 | -2270 | 351 | 0 | 0 | 3423.1829 | 100000 | #N/A | 100000 | 0.034232 | 1 | #N/A | 0 | 0.00018167 | 0.005307 | #N/A | 0.005307 |  | 666 | 27.3294 | PASS | 1.4504 | PASS | Eligible | -0.41239 | 1.8628 | 666 | 2.7352 | kWh | 801.4207 | N/A | N/A | 27.3525 |  | 666 | 1 | -227 | 35.1 | 0 | 0 | 10 | 0
| SWWH028F | OfL | Ex | CZ11 |  | 667 | SWWH028F | 1 | 10 | 2022 | natural gas | electricity | NR |  | -231 |  | 35.5 | -231 |  | 35.5 |  | -231 | 35.5 | 0 | 0 |  | 0 | 0 |  | TRUE | 10 | 0 | 0 | TRUE | 2022+10 | 2032+00 | TRUE | TRUE | FALSE | FALSE | -231 | 35.5 | TRUE | TRUE | FALSE | FALSE | 0 | 0 | TRUE | TRUE | TRUE | -231 | 35.5 | 0 | 0 | -2310 | 355 | 0 | 0 | 3423.1829 | 100000 | #N/A | 100000 | 0.034232 | 1 | #N/A | 0 | 0.00018167 | 0.005307 | #N/A | 0.005307 |  | 667 | 27.5924 | PASS | 1.4643 | PASS | Eligible | -0.41966 | 1.884 | 667 | 2.7616 | kWh | 809.1406 | N/A | N/A | 27.616 |  | 667 | 1 | -231 | 35.5 | 0 | 0 | 10 | 0
| SWWH028F | OfL | Ex | CZ12 |  | 668 | SWWH028F | 1 | 10 | 2022 | natural gas | electricity | NR |  | -238 |  | 36.7 | -238 |  | 36.7 |  | -238 | 36.7 | 0 | 0 |  | 0 | 0 |  | TRUE | 10 | 0 | 0 | TRUE | 2022+10 | 2032+00 | TRUE | TRUE | FALSE | FALSE | -238 | 36.7 | TRUE | TRUE | FALSE | FALSE | 0 | 0 | TRUE | TRUE | TRUE | -238 | 36.7 | 0 | 0 | -2380 | 367 | 0 | 0 | 3423.1829 | 100000 | #N/A | 100000 | 0.034232 | 1 | #N/A | 0 | 0.00018167 | 0.005307 | #N/A | 0.005307 |  | 668 | 28.5528 | PASS | 1.5153 | PASS | Eligible | -0.43237 | 1.9477 | 668 | 2.8577 | kWh | 837.3003 | N/A | N/A | 28.5771 |  | 668 | 1 | -238 | 36.7 | 0 | 0 | 10 | 0
| SWWH028F | OfL | Ex | CZ13 |  | 669 | SWWH028F | 1 | 10 | 2022 | natural gas | electricity | NR |  | -228 |  | 35.1 | -228 |  | 35.1 |  | -228 | 35.1 | 0 | 0 |  | 0 | 0 |  | TRUE | 10 | 0 | 0 | TRUE | 2022+10 | 2032+00 | TRUE | TRUE | FALSE | FALSE | -228 | 35.1 | TRUE | TRUE | FALSE | FALSE | 0 | 0 | TRUE | TRUE | TRUE | -228 | 35.1 | 0 | 0 | -2280 | 351 | 0 | 0 | 3423.1829 | 100000 | #N/A | 100000 | 0.034232 | 1 | #N/A | 0 | 0.00018167 | 0.005307 | #N/A | 0.005307 |  | 669 | 27.2951 | PASS | 1.4486 | PASS | Eligible | -0.41421 | 1.8628 | 669 | 2.7318 | kWh | 800.4207 | N/A | N/A | 27.3184 |  | 669 | 1 | -228 | 35.1 | 0 | 0 | 10 | 0
| SWWH028F | OfL | Ex | CZ14 |  | 670 | SWWH028F | 1 | 10 | 2022 | natural gas | electricity | NR |  | -232 |  | 35.8 | -232 |  | 35.8 |  | -232 | 35.8 | 0 | 0 |  | 0 | 0 |  | TRUE | 10 | 0 | 0 | TRUE | 2022+10 | 2032+00 | TRUE | TRUE | FALSE | FALSE | -232 | 35.8 | TRUE | TRUE | FALSE | FALSE | 0 | 0 | TRUE | TRUE | TRUE | -232 | 35.8 | 0 | 0 | -2320 | 358 | 0 | 0 | 3423.1829 | 100000 | #N/A | 100000 | 0.034232 | 1 | #N/A | 0 | 0.00018167 | 0.005307 | #N/A | 0.005307 |  | 670 | 27.8582 | PASS | 1.4784 | PASS | Eligible | -0.42147 | 1.8999 | 670 | 2.7882 | kWh | 816.9306 | N/A | N/A | 27.8818 |  | 670 | 1 | -232 | 35.8 | 0 | 0 | 10 | 0
| SWWH028F | OfL | Ex | CZ15 |  | 671 | SWWH028F | 1 | 10 | 2022 | natural gas | electricity | NR |  | -190 |  | 29.7 | -190 |  | 29.7 |  | -190 | 29.7 | 0 | 0 |  | 0 | 0 |  | TRUE | 10 | 0 | 0 | TRUE | 2022+10 | 2032+00 | TRUE | TRUE | FALSE | FALSE | -190 | 29.7 | TRUE | TRUE | FALSE | FALSE | 0 | 0 | TRUE | TRUE | TRUE | -190 | 29.7 | 0 | 0 | -1900 | 297 | 0 | 0 | 3423.1829 | 100000 | #N/A | 100000 | 0.034232 | 1 | #N/A | 0 | 0.00018167 | 0.005307 | #N/A | 0.005307 |  | 671 | 23.196 | PASS | 1.231 | PASS | Eligible | -0.34517 | 1.5762 | 671 | 2.3215 | kWh | 680.2022 | N/A | N/A | 23.2153 |  | 671 | 1 | -190 | 29.7 | 0 | 0 | 10 | 0
| SWWH028F | OfL | Ex | CZ16 |  | 672 | SWWH028F | 1 | 10 | 2022 | natural gas | electricity | NR |  | -269 |  | 41 | -269 |  | 41 |  | -269 | 41 | 0 | 0 |  | 0 | 0 |  | TRUE | 10 | 0 | 0 | TRUE | 2022+10 | 2032+00 | TRUE | TRUE | FALSE | FALSE | -269 | 41 | TRUE | TRUE | FALSE | FALSE | 0 | 0 | TRUE | TRUE | TRUE | -269 | 41 | 0 | 0 | -2690 | 410 | 0 | 0 | 3423.1829 | 100000 | #N/A | 100000 | 0.034232 | 1 | #N/A | 0 | 0.00018167 | 0.005307 | #N/A | 0.005307 |  | 672 | 31.7916 | PASS | 1.6872 | PASS | Eligible | -0.48869 | 2.1759 | 672 | 3.1819 | kWh | 932.2892 | N/A | N/A | 31.819 |  | 672 | 1 | -269 | 41 | 0 | 0 | 10 | 0
| SWWH028F | OfS | Ex | CZ01 |  | 673 | SWWH028F | 1 | 10 | 2022 | natural gas | electricity | NR |  | -25.5 |  | 7.38 | -25.5 |  | 7.38 |  | -25.5 | 7.38 | 0 | 0 |  | 0 | 0 |  | TRUE | 10 | 0 | 0 | TRUE | 2022+10 | 2032+00 | TRUE | TRUE | FALSE | FALSE | -25.5 | 7.38 | TRUE | TRUE | FALSE | FALSE | 0 | 0 | TRUE | TRUE | TRUE | -25.5 | 7.38 | 0 | 0 | -255 | 73.8 | 0 | 0 | 3423.1829 | 100000 | #N/A | 100000 | 0.034232 | 1 | #N/A | 0 | 0.00018167 | 0.005307 | #N/A | 0.005307 |  | 673 | 6.5071 | PASS | 0.34533 | PASS | Eligible | -0.046326 | 0.39166 | 673 | 0.65097 | kWh | 190.7321 | N/A | N/A | 6.5097 |  | 673 | 1 | -25.5 | 7.38 | 0 | 0 | 10 | 0
| SWWH028F | OfS | Ex | CZ02 |  | 674 | SWWH028F | 1 | 10 | 2022 | natural gas | electricity | NR |  | -23.6 |  | 7.01 | -23.6 |  | 7.01 |  | -23.6 | 7.01 | 0 | 0 |  | 0 | 0 |  | TRUE | 10 | 0 | 0 | TRUE | 2022+10 | 2032+00 | TRUE | TRUE | FALSE | FALSE | -23.6 | 7.01 | TRUE | TRUE | FALSE | FALSE | 0 | 0 | TRUE | TRUE | TRUE | -23.6 | 7.01 | 0 | 0 | -236 | 70.1 | 0 | 0 | 3423.1829 | 100000 | #N/A | 100000 | 0.034232 | 1 | #N/A | 0 | 0.00018167 | 0.005307 | #N/A | 0.005307 |  | 674 | 6.2021 | PASS | 0.32915 | PASS | Eligible | -0.042874 | 0.37202 | 674 | 0.62045 | kWh | 181.7912 | N/A | N/A | 6.2045 |  | 674 | 1 | -23.6 | 7.01 | 0 | 0 | 10 | 0
| SWWH028F | OfS | Ex | CZ03 |  | 675 | SWWH028F | 1 | 10 | 2022 | natural gas | electricity | NR |  | -23.7 |  | 7.03 | -23.7 |  | 7.03 |  | -23.7 | 7.03 | 0 | 0 |  | 0 | 0 |  | TRUE | 10 | 0 | 0 | TRUE | 2022+10 | 2032+00 | TRUE | TRUE | FALSE | FALSE | -23.7 | 7.03 | TRUE | TRUE | FALSE | FALSE | 0 | 0 | TRUE | TRUE | TRUE | -23.7 | 7.03 | 0 | 0 | -237 | 70.3 | 0 | 0 | 3423.1829 | 100000 | #N/A | 100000 | 0.034232 | 1 | #N/A | 0 | 0.00018167 | 0.005307 | #N/A | 0.005307 |  | 675 | 6.2187 | PASS | 0.33003 | PASS | Eligible | -0.043056 | 0.37308 | 675 | 0.62211 | kWh | 182.2771 | N/A | N/A | 6.2211 |  | 675 | 1 | -23.7 | 7.03 | 0 | 0 | 10 | 0
| SWWH028F | OfS | Ex | CZ04 |  | 676 | SWWH028F | 1 | 10 | 2022 | natural gas | electricity | NR |  | -22.9 |  | 6.88 | -22.9 |  | 6.88 |  | -22.9 | 6.88 | 0 | 0 |  | 0 | 0 |  | TRUE | 10 | 0 | 0 | TRUE | 2022+10 | 2032+00 | TRUE | TRUE | FALSE | FALSE | -22.9 | 6.88 | TRUE | TRUE | FALSE | FALSE | 0 | 0 | TRUE | TRUE | TRUE | -22.9 | 6.88 | 0 | 0 | -229 | 68.8 | 0 | 0 | 3423.1829 | 100000 | #N/A | 100000 | 0.034232 | 1 | #N/A | 0 | 0.00018167 | 0.005307 | #N/A | 0.005307 |  | 676 | 6.0961 | PASS | 0.32352 | PASS | Eligible | -0.041602 | 0.36512 | 676 | 0.60984 | kWh | 178.6822 | N/A | N/A | 6.0984 |  | 676 | 1 | -22.9 | 6.88 | 0 | 0 | 10 | 0
| SWWH028F | OfS | Ex | CZ05 |  | 677 | SWWH028F | 1 | 10 | 2022 | natural gas | electricity | NR |  | -24 |  | 7.1 | -24 |  | 7.1 |  | -24 | 7.1 | 0 | 0 |  | 0 | 0 |  | TRUE | 10 | 0 | 0 | TRUE | 2022+10 | 2032+00 | TRUE | TRUE | FALSE | FALSE | -24 | 7.1 | TRUE | TRUE | FALSE | FALSE | 0 | 0 | TRUE | TRUE | TRUE | -24 | 7.1 | 0 | 0 | -240 | 71 | 0 | 0 | 3423.1829 | 100000 | #N/A | 100000 | 0.034232 | 1 | #N/A | 0 | 0.00018167 | 0.005307 | #N/A | 0.005307 |  | 677 | 6.2784 | PASS | 0.3332 | PASS | Eligible | -0.043601 | 0.3768 | 677 | 0.62809 | kWh | 184.0281 | N/A | N/A | 6.2809 |  | 677 | 1 | -24 | 7.1 | 0 | 0 | 10 | 0
| SWWH028F | OfS | Ex | CZ06 |  | 678 | SWWH028F | 1 | 10 | 2022 | natural gas | electricity | NR |  | -22.2 |  | 6.75 | -22.2 |  | 6.75 |  | -22.2 | 6.75 | 0 | 0 |  | 0 | 0 |  | TRUE | 10 | 0 | 0 | TRUE | 2022+10 | 2032+00 | TRUE | TRUE | FALSE | FALSE | -22.2 | 6.75 | TRUE | TRUE | FALSE | FALSE | 0 | 0 | TRUE | TRUE | TRUE | -22.2 | 6.75 | 0 | 0 | -222 | 67.5 | 0 | 0 | 3423.1829 | 100000 | #N/A | 100000 | 0.034232 | 1 | #N/A | 0 | 0.00018167 | 0.005307 | #N/A | 0.005307 |  | 678 | 5.9901 | PASS | 0.31789 | PASS | Eligible | -0.040331 | 0.35823 | 678 | 0.59923 | kWh | 175.5732 | N/A | N/A | 5.9923 |  | 678 | 1 | -22.2 | 6.75 | 0 | 0 | 10 | 0
| SWWH028F | OfS | Ex | CZ07 |  | 679 | SWWH028F | 1 | 10 | 2022 | natural gas | electricity | NR |  | -21.9 |  | 6.69 | -21.9 |  | 6.69 |  | -21.9 | 6.69 | 0 | 0 |  | 0 | 0 |  | TRUE | 10 | 0 | 0 | TRUE | 2022+10 | 2032+00 | TRUE | TRUE | FALSE | FALSE | -21.9 | 6.69 | TRUE | TRUE | FALSE | FALSE | 0 | 0 | TRUE | TRUE | TRUE | -21.9 | 6.69 | 0 | 0 | -219 | 66.9 | 0 | 0 | 3423.1829 | 100000 | #N/A | 100000 | 0.034232 | 1 | #N/A | 0 | 0.00018167 | 0.005307 | #N/A | 0.005307 |  | 679 | 5.9403 | PASS | 0.31526 | PASS | Eligible | -0.039786 | 0.35504 | 679 | 0.59426 | kWh | 174.1152 | N/A | N/A | 5.9426 |  | 679 | 1 | -21.9 | 6.69 | 0 | 0 | 10 | 0
| SWWH028F | OfS | Ex | CZ08 |  | 680 | SWWH028F | 1 | 10 | 2022 | natural gas | electricity | NR |  | -21.7 |  | 6.63 | -21.7 |  | 6.63 |  | -21.7 | 6.63 | 0 | 0 |  | 0 | 0 |  | TRUE | 10 | 0 | 0 | TRUE | 2022+10 | 2032+00 | TRUE | TRUE | FALSE | FALSE | -21.7 | 6.63 | TRUE | TRUE | FALSE | FALSE | 0 | 0 | TRUE | TRUE | TRUE | -21.7 | 6.63 | 0 | 0 | -217 | 66.3 | 0 | 0 | 3423.1829 | 100000 | #N/A | 100000 | 0.034232 | 1 | #N/A | 0 | 0.00018167 | 0.005307 | #N/A | 0.005307 |  | 680 | 5.8872 | PASS | 0.31243 | PASS | Eligible | -0.039422 | 0.35186 | 680 | 0.58894 | kWh | 172.5573 | N/A | N/A | 5.8894 |  | 680 | 1 | -21.7 | 6.63 | 0 | 0 | 10 | 0
| SWWH028F | OfS | Ex | CZ09 |  | 681 | SWWH028F | 1 | 10 | 2022 | natural gas | electricity | NR |  | -21.7 |  | 6.63 | -21.7 |  | 6.63 |  | -21.7 | 6.63 | 0 | 0 |  | 0 | 0 |  | TRUE | 10 | 0 | 0 | TRUE | 2022+10 | 2032+00 | TRUE | TRUE | FALSE | FALSE | -21.7 | 6.63 | TRUE | TRUE | FALSE | FALSE | 0 | 0 | TRUE | TRUE | TRUE | -21.7 | 6.63 | 0 | 0 | -217 | 66.3 | 0 | 0 | 3423.1829 | 100000 | #N/A | 100000 | 0.034232 | 1 | #N/A | 0 | 0.00018167 | 0.005307 | #N/A | 0.005307 |  | 681 | 5.8872 | PASS | 0.31243 | PASS | Eligible | -0.039422 | 0.35186 | 681 | 0.58894 | kWh | 172.5573 | N/A | N/A | 5.8894 |  | 681 | 1 | -21.7 | 6.63 | 0 | 0 | 10 | 0
| SWWH028F | OfS | Ex | CZ10 |  | 682 | SWWH028F | 1 | 10 | 2022 | natural gas | electricity | NR |  | -21.6 |  | 6.61 | -21.6 |  | 6.61 |  | -21.6 | 6.61 | 0 | 0 |  | 0 | 0 |  | TRUE | 10 | 0 | 0 | TRUE | 2022+10 | 2032+00 | TRUE | TRUE | FALSE | FALSE | -21.6 | 6.61 | TRUE | TRUE | FALSE | FALSE | 0 | 0 | TRUE | TRUE | TRUE | -21.6 | 6.61 | 0 | 0 | -216 | 66.1 | 0 | 0 | 3423.1829 | 100000 | #N/A | 100000 | 0.034232 | 1 | #N/A | 0 | 0.00018167 | 0.005307 | #N/A | 0.005307 |  | 682 | 5.8706 | PASS | 0.31155 | PASS | Eligible | -0.039241 | 0.3508 | 682 | 0.58728 | kWh | 172.0713 | N/A | N/A | 5.8728 |  | 682 | 1 | -21.6 | 6.61 | 0 | 0 | 10 | 0
| SWWH028F | OfS | Ex | CZ11 |  | 683 | SWWH028F | 1 | 10 | 2022 | natural gas | electricity | NR |  | -21.9 |  | 6.67 | -21.9 |  | 6.67 |  | -21.9 | 6.67 | 0 | 0 |  | 0 | 0 |  | TRUE | 10 | 0 | 0 | TRUE | 2022+10 | 2032+00 | TRUE | TRUE | FALSE | FALSE | -21.9 | 6.67 | TRUE | TRUE | FALSE | FALSE | 0 | 0 | TRUE | TRUE | TRUE | -21.9 | 6.67 | 0 | 0 | -219 | 66.7 | 0 | 0 | 3423.1829 | 100000 | #N/A | 100000 | 0.034232 | 1 | #N/A | 0 | 0.00018167 | 0.005307 | #N/A | 0.005307 |  | 683 | 5.9203 | PASS | 0.31419 | PASS | Eligible | -0.039786 | 0.35398 | 683 | 0.59226 | kWh | 173.5292 | N/A | N/A | 5.9226 |  | 683 | 1 | -21.9 | 6.67 | 0 | 0 | 10 | 0
| SWWH028F | OfS | Ex | CZ12 |  | 684 | SWWH028F | 1 | 10 | 2022 | natural gas | electricity | NR |  | -22.6 |  | 6.81 | -22.6 |  | 6.81 |  | -22.6 | 6.81 | 0 | 0 |  | 0 | 0 |  | TRUE | 10 | 0 | 0 | TRUE | 2022+10 | 2032+00 | TRUE | TRUE | FALSE | FALSE | -22.6 | 6.81 | TRUE | TRUE | FALSE | FALSE | 0 | 0 | TRUE | TRUE | TRUE | -22.6 | 6.81 | 0 | 0 | -226 | 68.1 | 0 | 0 | 3423.1829 | 100000 | #N/A | 100000 | 0.034232 | 1 | #N/A | 0 | 0.00018167 | 0.005307 | #N/A | 0.005307 |  | 684 | 6.0364 | PASS | 0.32035 | PASS | Eligible | -0.041057 | 0.36141 | 684 | 0.60387 | kWh | 176.9312 | N/A | N/A | 6.0387 |  | 684 | 1 | -22.6 | 6.81 | 0 | 0 | 10 | 0
| SWWH028F | OfS | Ex | CZ13 |  | 685 | SWWH028F | 1 | 10 | 2022 | natural gas | electricity | NR |  | -21.7 |  | 6.62 | -21.7 |  | 6.62 |  | -21.7 | 6.62 | 0 | 0 |  | 0 | 0 |  | TRUE | 10 | 0 | 0 | TRUE | 2022+10 | 2032+00 | TRUE | TRUE | FALSE | FALSE | -21.7 | 6.62 | TRUE | TRUE | FALSE | FALSE | 0 | 0 | TRUE | TRUE | TRUE | -21.7 | 6.62 | 0 | 0 | -217 | 66.2 | 0 | 0 | 3423.1829 | 100000 | #N/A | 100000 | 0.034232 | 1 | #N/A | 0 | 0.00018167 | 0.005307 | #N/A | 0.005307 |  | 685 | 5.8772 | PASS | 0.3119 | PASS | Eligible | -0.039422 | 0.35133 | 685 | 0.58794 | kWh | 172.2643 | N/A | N/A | 5.8794 |  | 685 | 1 | -21.7 | 6.62 | 0 | 0 | 10 | 0
| SWWH028F | OfS | Ex | CZ14 |  | 686 | SWWH028F | 1 | 10 | 2022 | natural gas | electricity | NR |  | -22.1 |  | 6.7 | -22.1 |  | 6.7 |  | -22.1 | 6.7 | 0 | 0 |  | 0 | 0 |  | TRUE | 10 | 0 | 0 | TRUE | 2022+10 | 2032+00 | TRUE | TRUE | FALSE | FALSE | -22.1 | 6.7 | TRUE | TRUE | FALSE | FALSE | 0 | 0 | TRUE | TRUE | TRUE | -22.1 | 6.7 | 0 | 0 | -221 | 67 | 0 | 0 | 3423.1829 | 100000 | #N/A | 100000 | 0.034232 | 1 | #N/A | 0 | 0.00018167 | 0.005307 | #N/A | 0.005307 |  | 686 | 5.9435 | PASS | 0.31542 | PASS | Eligible | -0.040149 | 0.35557 | 686 | 0.59457 | kWh | 174.2082 | N/A | N/A | 5.9457 |  | 686 | 1 | -22.1 | 6.7 | 0 | 0 | 10 | 0
| SWWH028F | OfS | Ex | CZ15 |  | 687 | SWWH028F | 1 | 10 | 2022 | natural gas | electricity | NR |  | -18.4 |  | 5.96 | -18.4 |  | 5.96 |  | -18.4 | 5.96 | 0 | 0 |  | 0 | 0 |  | TRUE | 10 | 0 | 0 | TRUE | 2022+10 | 2032+00 | TRUE | TRUE | FALSE | FALSE | -18.4 | 5.96 | TRUE | TRUE | FALSE | FALSE | 0 | 0 | TRUE | TRUE | TRUE | -18.4 | 5.96 | 0 | 0 | -184 | 59.6 | 0 | 0 | 3423.1829 | 100000 | #N/A | 100000 | 0.034232 | 1 | #N/A | 0 | 0.00018167 | 0.005307 | #N/A | 0.005307 |  | 687 | 5.3301 | PASS | 0.28287 | PASS | Eligible | -0.033427 | 0.3163 | 687 | 0.5332 | kWh | 156.2264 | N/A | N/A | 5.332 |  | 687 | 1 | -18.4 | 5.96 | 0 | 0 | 10 | 0
| SWWH028F | OfS | Ex | CZ16 |  | 688 | SWWH028F | 1 | 10 | 2022 | natural gas | electricity | NR |  | -25.3 |  | 7.33 | -25.3 |  | 7.33 |  | -25.3 | 7.33 | 0 | 0 |  | 0 | 0 |  | TRUE | 10 | 0 | 0 | TRUE | 2022+10 | 2032+00 | TRUE | TRUE | FALSE | FALSE | -25.3 | 7.33 | TRUE | TRUE | FALSE | FALSE | 0 | 0 | TRUE | TRUE | TRUE | -25.3 | 7.33 | 0 | 0 | -253 | 73.3 | 0 | 0 | 3423.1829 | 100000 | #N/A | 100000 | 0.034232 | 1 | #N/A | 0 | 0.00018167 | 0.005307 | #N/A | 0.005307 |  | 688 | 6.4639 | PASS | 0.34304 | PASS | Eligible | -0.045962 | 0.38901 | 688 | 0.64665 | kWh | 189.4671 | N/A | N/A | 6.4665 |  | 688 | 1 | -25.3 | 7.33 | 0 | 0 | 10 | 0
| SWWH028F | RSD | Ex | CZ01 |  | 689 | SWWH028F | 1 | 10 | 2022 | natural gas | electricity | NR |  | -339 |  | 52.8 | -339 |  | 52.8 |  | -339 | 52.8 | 0 | 0 |  | 0 | 0 |  | TRUE | 10 | 0 | 0 | TRUE | 2022+10 | 2032+00 | TRUE | TRUE | FALSE | FALSE | -339 | 52.8 | TRUE | TRUE | FALSE | FALSE | 0 | 0 | TRUE | TRUE | TRUE | -339 | 52.8 | 0 | 0 | -3390 | 528 | 0 | 0 | 3423.1829 | 100000 | #N/A | 100000 | 0.034232 | 1 | #N/A | 0 | 0.00018167 | 0.005307 | #N/A | 0.005307 |  | 689 | 41.1954 | PASS | 2.1863 | PASS | Eligible | -0.61586 | 2.8021 | 689 | 4.123 | kWh | 1208.0261 | N/A | N/A | 41.2299 |  | 689 | 1 | -339 | 52.8 | 0 | 0 | 10 | 0
| SWWH028F | RSD | Ex | CZ02 |  | 690 | SWWH028F | 1 | 10 | 2022 | natural gas | electricity | NR |  | -305 |  | 49.1 | -305 |  | 49.1 |  | -305 | 49.1 | 0 | 0 |  | 0 | 0 |  | TRUE | 10 | 0 | 0 | TRUE | 2022+10 | 2032+00 | TRUE | TRUE | FALSE | FALSE | -305 | 49.1 | TRUE | TRUE | FALSE | FALSE | 0 | 0 | TRUE | TRUE | TRUE | -305 | 49.1 | 0 | 0 | -3050 | 491 | 0 | 0 | 3423.1829 | 100000 | #N/A | 100000 | 0.034232 | 1 | #N/A | 0 | 0.00018167 | 0.005307 | #N/A | 0.005307 |  | 690 | 38.6593 | PASS | 2.0517 | PASS | Eligible | -0.55409 | 2.6058 | 690 | 3.869 | kWh | 1133.6171 | N/A | N/A | 38.6904 |  | 690 | 1 | -305 | 49.1 | 0 | 0 | 10 | 0
| SWWH028F | RSD | Ex | CZ03 |  | 691 | SWWH028F | 1 | 10 | 2022 | natural gas | electricity | NR |  | -310 |  | 49.3 | -310 |  | 49.3 |  | -310 | 49.3 | 0 | 0 |  | 0 | 0 |  | TRUE | 10 | 0 | 0 | TRUE | 2022+10 | 2032+00 | TRUE | TRUE | FALSE | FALSE | -310 | 49.3 | TRUE | TRUE | FALSE | FALSE | 0 | 0 | TRUE | TRUE | TRUE | -310 | 49.3 | 0 | 0 | -3100 | 493 | 0 | 0 | 3423.1829 | 100000 | #N/A | 100000 | 0.034232 | 1 | #N/A | 0 | 0.00018167 | 0.005307 | #N/A | 0.005307 |  | 691 | 38.6881 | PASS | 2.0532 | PASS | Eligible | -0.56318 | 2.6164 | 691 | 3.872 | kWh | 1134.477 | N/A | N/A | 38.7197 |  | 691 | 1 | -310 | 49.3 | 0 | 0 | 10 | 0
| SWWH028F | RSD | Ex | CZ04 |  | 692 | SWWH028F | 1 | 10 | 2022 | natural gas | electricity | NR |  | -295 |  | 47.8 | -295 |  | 47.8 |  | -295 | 47.8 | 0 | 0 |  | 0 | 0 |  | TRUE | 10 | 0 | 0 | TRUE | 2022+10 | 2032+00 | TRUE | TRUE | FALSE | FALSE | -295 | 47.8 | TRUE | TRUE | FALSE | FALSE | 0 | 0 | TRUE | TRUE | TRUE | -295 | 47.8 | 0 | 0 | -2950 | 478 | 0 | 0 | 3423.1829 | 100000 | #N/A | 100000 | 0.034232 | 1 | #N/A | 0 | 0.00018167 | 0.005307 | #N/A | 0.005307 |  | 692 | 37.7016 | PASS | 2.0008 | PASS | Eligible | -0.53593 | 2.5368 | 692 | 3.7732 | kWh | 1105.5274 | N/A | N/A | 37.7317 |  | 692 | 1 | -295 | 47.8 | 0 | 0 | 10 | 0
| SWWH028F | RSD | Ex | CZ05 |  | 693 | SWWH028F | 1 | 10 | 2022 | natural gas | electricity | NR |  | -315 |  | 50.1 | -315 |  | 50.1 |  | -315 | 50.1 | 0 | 0 |  | 0 | 0 |  | TRUE | 10 | 0 | 0 | TRUE | 2022+10 | 2032+00 | TRUE | TRUE | FALSE | FALSE | -315 | 50.1 | TRUE | TRUE | FALSE | FALSE | 0 | 0 | TRUE | TRUE | TRUE | -315 | 50.1 | 0 | 0 | -3150 | 501 | 0 | 0 | 3423.1829 | 100000 | #N/A | 100000 | 0.034232 | 1 | #N/A | 0 | 0.00018167 | 0.005307 | #N/A | 0.005307 |  | 693 | 39.317 | PASS | 2.0866 | PASS | Eligible | -0.57226 | 2.6588 | 693 | 3.9349 | kWh | 1152.9168 | N/A | N/A | 39.349 |  | 693 | 1 | -315 | 50.1 | 0 | 0 | 10 | 0
| SWWH028F | RSD | Ex | CZ06 |  | 694 | SWWH028F | 1 | 10 | 2022 | natural gas | electricity | NR |  | -285 |  | 46.4 | -285 |  | 46.4 |  | -285 | 46.4 | 0 | 0 |  | 0 | 0 |  | TRUE | 10 | 0 | 0 | TRUE | 2022+10 | 2032+00 | TRUE | TRUE | FALSE | FALSE | -285 | 46.4 | TRUE | TRUE | FALSE | FALSE | 0 | 0 | TRUE | TRUE | TRUE | -285 | 46.4 | 0 | 0 | -2850 | 464 | 0 | 0 | 3423.1829 | 100000 | #N/A | 100000 | 0.034232 | 1 | #N/A | 0 | 0.00018167 | 0.005307 | #N/A | 0.005307 |  | 694 | 36.6439 | PASS | 1.9447 | PASS | Eligible | -0.51776 | 2.4625 | 694 | 3.6673 | kWh | 1074.5078 | N/A | N/A | 36.673 |  | 694 | 1 | -285 | 46.4 | 0 | 0 | 10 | 0
| SWWH028F | RSD | Ex | CZ07 |  | 695 | SWWH028F | 1 | 10 | 2022 | natural gas | electricity | NR |  | -283 |  | 46 | -283 |  | 46 |  | -283 | 46 | 0 | 0 |  | 0 | 0 |  | TRUE | 10 | 0 | 0 | TRUE | 2022+10 | 2032+00 | TRUE | TRUE | FALSE | FALSE | -283 | 46 | TRUE | TRUE | FALSE | FALSE | 0 | 0 | TRUE | TRUE | TRUE | -283 | 46 | 0 | 0 | -2830 | 460 | 0 | 0 | 3423.1829 | 100000 | #N/A | 100000 | 0.034232 | 1 | #N/A | 0 | 0.00018167 | 0.005307 | #N/A | 0.005307 |  | 695 | 36.3124 | PASS | 1.9271 | PASS | Eligible | -0.51412 | 2.4412 | 695 | 3.6341 | kWh | 1064.7879 | N/A | N/A | 36.3412 |  | 695 | 1 | -283 | 46 | 0 | 0 | 10 | 0
| SWWH028F | RSD | Ex | CZ08 |  | 696 | SWWH028F | 1 | 10 | 2022 | natural gas | electricity | NR |  | -276 |  | 45.2 | -276 |  | 45.2 |  | -276 | 45.2 | 0 | 0 |  | 0 | 0 |  | TRUE | 10 | 0 | 0 | TRUE | 2022+10 | 2032+00 | TRUE | TRUE | FALSE | FALSE | -276 | 45.2 | TRUE | TRUE | FALSE | FALSE | 0 | 0 | TRUE | TRUE | TRUE | -276 | 45.2 | 0 | 0 | -2760 | 452 | 0 | 0 | 3423.1829 | 100000 | #N/A | 100000 | 0.034232 | 1 | #N/A | 0 | 0.00018167 | 0.005307 | #N/A | 0.005307 |  | 696 | 35.752 | PASS | 1.8974 | PASS | Eligible | -0.50141 | 2.3988 | 696 | 3.578 | kWh | 1048.3481 | N/A | N/A | 35.7801 |  | 696 | 1 | -276 | 45.2 | 0 | 0 | 10 | 0
| SWWH028F | RSD | Ex | CZ09 |  | 697 | SWWH028F | 1 | 10 | 2022 | natural gas | electricity | NR |  | -276 |  | 45.1 | -276 |  | 45.1 |  | -276 | 45.1 | 0 | 0 |  | 0 | 0 |  | TRUE | 10 | 0 | 0 | TRUE | 2022+10 | 2032+00 | TRUE | TRUE | FALSE | FALSE | -276 | 45.1 | TRUE | TRUE | FALSE | FALSE | 0 | 0 | TRUE | TRUE | TRUE | -276 | 45.1 | 0 | 0 | -2760 | 451 | 0 | 0 | 3423.1829 | 100000 | #N/A | 100000 | 0.034232 | 1 | #N/A | 0 | 0.00018167 | 0.005307 | #N/A | 0.005307 |  | 697 | 35.652 | PASS | 1.8921 | PASS | Eligible | -0.50141 | 2.3935 | 697 | 3.568 | kWh | 1045.4181 | N/A | N/A | 35.6801 |  | 697 | 1 | -276 | 45.1 | 0 | 0 | 10 | 0
| SWWH028F | RSD | Ex | CZ10 |  | 698 | SWWH028F | 1 | 10 | 2022 | natural gas | electricity | NR |  | -274 |  | 44.9 | -274 |  | 44.9 |  | -274 | 44.9 | 0 | 0 |  | 0 | 0 |  | TRUE | 10 | 0 | 0 | TRUE | 2022+10 | 2032+00 | TRUE | TRUE | FALSE | FALSE | -274 | 44.9 | TRUE | TRUE | FALSE | FALSE | 0 | 0 | TRUE | TRUE | TRUE | -274 | 44.9 | 0 | 0 | -2740 | 449 | 0 | 0 | 3423.1829 | 100000 | #N/A | 100000 | 0.034232 | 1 | #N/A | 0 | 0.00018167 | 0.005307 | #N/A | 0.005307 |  | 698 | 35.5205 | PASS | 1.8851 | PASS | Eligible | -0.49777 | 2.3829 | 698 | 3.5548 | kWh | 1041.5582 | N/A | N/A | 35.5484 |  | 698 | 1 | -274 | 44.9 | 0 | 0 | 10 | 0
| SWWH028F | RSD | Ex | CZ11 |  | 699 | SWWH028F | 1 | 10 | 2022 | natural gas | electricity | NR |  | -280 |  | 45.5 | -280 |  | 45.5 |  | -280 | 45.5 | 0 | 0 |  | 0 | 0 |  | TRUE | 10 | 0 | 0 | TRUE | 2022+10 | 2032+00 | TRUE | TRUE | FALSE | FALSE | -280 | 45.5 | TRUE | TRUE | FALSE | FALSE | 0 | 0 | TRUE | TRUE | TRUE | -280 | 45.5 | 0 | 0 | -2800 | 455 | 0 | 0 | 3423.1829 | 100000 | #N/A | 100000 | 0.034232 | 1 | #N/A | 0 | 0.00018167 | 0.005307 | #N/A | 0.005307 |  | 699 | 35.9151 | PASS | 1.906 | PASS | Eligible | -0.50867 | 2.4147 | 699 | 3.5944 | kWh | 1053.138 | N/A | N/A | 35.9436 |  | 699 | 1 | -280 | 45.5 | 0 | 0 | 10 | 0
| SWWH028F | RSD | Ex | CZ12 |  | 700 | SWWH028F | 1 | 10 | 2022 | natural gas | electricity | NR |  | -289 |  | 46.9 | -289 |  | 46.9 |  | -289 | 46.9 | 0 | 0 |  | 0 | 0 |  | TRUE | 10 | 0 | 0 | TRUE | 2022+10 | 2032+00 | TRUE | TRUE | FALSE | FALSE | -289 | 46.9 | TRUE | TRUE | FALSE | FALSE | 0 | 0 | TRUE | TRUE | TRUE | -289 | 46.9 | 0 | 0 | -2890 | 469 | 0 | 0 | 3423.1829 | 100000 | #N/A | 100000 | 0.034232 | 1 | #N/A | 0 | 0.00018167 | 0.005307 | #N/A | 0.005307 |  | 700 | 37.007 | PASS | 1.964 | PASS | Eligible | -0.52503 | 2.489 | 700 | 3.7036 | kWh | 1085.1576 | N/A | N/A | 37.0364 |  | 700 | 1 | -289 | 46.9 | 0 | 0 | 10 | 0
| SWWH028F | RSD | Ex | CZ13 |  | 701 | SWWH028F | 1 | 10 | 2022 | natural gas | electricity | NR |  | -275 |  | 45 | -275 |  | 45 |  | -275 | 45 | 0 | 0 |  | 0 | 0 |  | TRUE | 10 | 0 | 0 | TRUE | 2022+10 | 2032+00 | TRUE | TRUE | FALSE | FALSE | -275 | 45 | TRUE | TRUE | FALSE | FALSE | 0 | 0 | TRUE | TRUE | TRUE | -275 | 45 | 0 | 0 | -2750 | 450 | 0 | 0 | 3423.1829 | 100000 | #N/A | 100000 | 0.034232 | 1 | #N/A | 0 | 0.00018167 | 0.005307 | #N/A | 0.005307 |  | 701 | 35.5862 | PASS | 1.8886 | PASS | Eligible | -0.49959 | 2.3882 | 701 | 3.5614 | kWh | 1043.4881 | N/A | N/A | 35.6142 |  | 701 | 1 | -275 | 45 | 0 | 0 | 10 | 0
| SWWH028F | RSD | Ex | CZ14 |  | 702 | SWWH028F | 1 | 10 | 2022 | natural gas | electricity | NR |  | -282 |  | 45.8 | -282 |  | 45.8 |  | -282 | 45.8 | 0 | 0 |  | 0 | 0 |  | TRUE | 10 | 0 | 0 | TRUE | 2022+10 | 2032+00 | TRUE | TRUE | FALSE | FALSE | -282 | 45.8 | TRUE | TRUE | FALSE | FALSE | 0 | 0 | TRUE | TRUE | TRUE | -282 | 45.8 | 0 | 0 | -2820 | 458 | 0 | 0 | 3423.1829 | 100000 | #N/A | 100000 | 0.034232 | 1 | #N/A | 0 | 0.00018167 | 0.005307 | #N/A | 0.005307 |  | 702 | 36.1466 | PASS | 1.9183 | PASS | Eligible | -0.51231 | 2.4306 | 702 | 3.6175 | kWh | 1059.9279 | N/A | N/A | 36.1753 |  | 702 | 1 | -282 | 45.8 | 0 | 0 | 10 | 0
| SWWH028F | RSD | Ex | CZ15 |  | 703 | SWWH028F | 1 | 10 | 2022 | natural gas | electricity | NR |  | -226 |  | 38.1 | -226 |  | 38.1 |  | -226 | 38.1 | 0 | 0 |  | 0 | 0 |  | TRUE | 10 | 0 | 0 | TRUE | 2022+10 | 2032+00 | TRUE | TRUE | FALSE | FALSE | -226 | 38.1 | TRUE | TRUE | FALSE | FALSE | 0 | 0 | TRUE | TRUE | TRUE | -226 | 38.1 | 0 | 0 | -2260 | 381 | 0 | 0 | 3423.1829 | 100000 | #N/A | 100000 | 0.034232 | 1 | #N/A | 0 | 0.00018167 | 0.005307 | #N/A | 0.005307 |  | 703 | 30.3636 | PASS | 1.6114 | PASS | Eligible | -0.41057 | 2.022 | 703 | 3.0387 | kWh | 890.32 | N/A | N/A | 30.3866 |  | 703 | 1 | -226 | 38.1 | 0 | 0 | 10 | 0
| SWWH028F | RSD | Ex | CZ16 |  | 704 | SWWH028F | 1 | 10 | 2022 | natural gas | electricity | NR |  | -330 |  | 52.4 | -330 |  | 52.4 |  | -330 | 52.4 | 0 | 0 |  | 0 | 0 |  | TRUE | 10 | 0 | 0 | TRUE | 2022+10 | 2032+00 | TRUE | TRUE | FALSE | FALSE | -330 | 52.4 | TRUE | TRUE | FALSE | FALSE | 0 | 0 | TRUE | TRUE | TRUE | -330 | 52.4 | 0 | 0 | -3300 | 524 | 0 | 0 | 3423.1829 | 100000 | #N/A | 100000 | 0.034232 | 1 | #N/A | 0 | 0.00018167 | 0.005307 | #N/A | 0.005307 |  | 704 | 41.1035 | PASS | 2.1814 | PASS | Eligible | -0.59951 | 2.7809 | 704 | 4.1137 | kWh | 1205.3062 | N/A | N/A | 41.1371 |  | 704 | 1 | -330 | 52.4 | 0 | 0 | 10 | 0
| SWWH028F | RFF | Ex | CZ01 |  | 705 | SWWH028F | 1 | 10 | 2022 | natural gas | electricity | NR |  | -169 |  | 30.4 | -169 |  | 30.4 |  | -169 | 30.4 | 0 | 0 |  | 0 | 0 |  | TRUE | 10 | 0 | 0 | TRUE | 2022+10 | 2032+00 | TRUE | TRUE | FALSE | FALSE | -169 | 30.4 | TRUE | TRUE | FALSE | FALSE | 0 | 0 | TRUE | TRUE | TRUE | -169 | 30.4 | 0 | 0 | -1690 | 304 | 0 | 0 | 3423.1829 | 100000 | #N/A | 100000 | 0.034232 | 1 | #N/A | 0 | 0.00018167 | 0.005307 | #N/A | 0.005307 |  | 705 | 24.6148 | PASS | 1.3063 | PASS | Eligible | -0.30702 | 1.6133 | 705 | 2.4632 | kWh | 721.712 | N/A | N/A | 24.632 |  | 705 | 1 | -169 | 30.4 | 0 | 0 | 10 | 0
| SWWH028F | RFF | Ex | CZ02 |  | 706 | SWWH028F | 1 | 10 | 2022 | natural gas | electricity | NR |  | -152 |  | 28.3 | -152 |  | 28.3 |  | -152 | 28.3 | 0 | 0 |  | 0 | 0 |  | TRUE | 10 | 0 | 0 | TRUE | 2022+10 | 2032+00 | TRUE | TRUE | FALSE | FALSE | -152 | 28.3 | TRUE | TRUE | FALSE | FALSE | 0 | 0 | TRUE | TRUE | TRUE | -152 | 28.3 | 0 | 0 | -1520 | 283 | 0 | 0 | 3423.1829 | 100000 | #N/A | 100000 | 0.034232 | 1 | #N/A | 0 | 0.00018167 | 0.005307 | #N/A | 0.005307 |  | 706 | 23.0968 | PASS | 1.2258 | PASS | Eligible | -0.27614 | 1.5019 | 706 | 2.3112 | kWh | 677.1825 | N/A | N/A | 23.1122 |  | 706 | 1 | -152 | 28.3 | 0 | 0 | 10 | 0
| SWWH028F | RFF | Ex | CZ03 |  | 707 | SWWH028F | 1 | 10 | 2022 | natural gas | electricity | NR |  | -155 |  | 28.4 | -155 |  | 28.4 |  | -155 | 28.4 | 0 | 0 |  | 0 | 0 |  | TRUE | 10 | 0 | 0 | TRUE | 2022+10 | 2032+00 | TRUE | TRUE | FALSE | FALSE | -155 | 28.4 | TRUE | TRUE | FALSE | FALSE | 0 | 0 | TRUE | TRUE | TRUE | -155 | 28.4 | 0 | 0 | -1550 | 284 | 0 | 0 | 3423.1829 | 100000 | #N/A | 100000 | 0.034232 | 1 | #N/A | 0 | 0.00018167 | 0.005307 | #N/A | 0.005307 |  | 707 | 23.0941 | PASS | 1.2256 | PASS | Eligible | -0.28159 | 1.5072 | 707 | 2.311 | kWh | 677.1125 | N/A | N/A | 23.1099 |  | 707 | 1 | -155 | 28.4 | 0 | 0 | 10 | 0
| SWWH028F | RFF | Ex | CZ04 |  | 708 | SWWH028F | 1 | 10 | 2022 | natural gas | electricity | NR |  | -147 |  | 27.5 | -147 |  | 27.5 |  | -147 | 27.5 | 0 | 0 |  | 0 | 0 |  | TRUE | 10 | 0 | 0 | TRUE | 2022+10 | 2032+00 | TRUE | TRUE | FALSE | FALSE | -147 | 27.5 | TRUE | TRUE | FALSE | FALSE | 0 | 0 | TRUE | TRUE | TRUE | -147 | 27.5 | 0 | 0 | -1470 | 275 | 0 | 0 | 3423.1829 | 100000 | #N/A | 100000 | 0.034232 | 1 | #N/A | 0 | 0.00018167 | 0.005307 | #N/A | 0.005307 |  | 708 | 22.4679 | PASS | 1.1924 | PASS | Eligible | -0.26705 | 1.4594 | 708 | 2.2483 | kWh | 658.7427 | N/A | N/A | 22.4829 |  | 708 | 1 | -147 | 27.5 | 0 | 0 | 10 | 0
| SWWH028F | RFF | Ex | CZ05 |  | 709 | SWWH028F | 1 | 10 | 2022 | natural gas | electricity | NR |  | -158 |  | 28.8 | -158 |  | 28.8 |  | -158 | 28.8 | 0 | 0 |  | 0 | 0 |  | TRUE | 10 | 0 | 0 | TRUE | 2022+10 | 2032+00 | TRUE | TRUE | FALSE | FALSE | -158 | 28.8 | TRUE | TRUE | FALSE | FALSE | 0 | 0 | TRUE | TRUE | TRUE | -158 | 28.8 | 0 | 0 | -1580 | 288 | 0 | 0 | 3423.1829 | 100000 | #N/A | 100000 | 0.034232 | 1 | #N/A | 0 | 0.00018167 | 0.005307 | #N/A | 0.005307 |  | 709 | 23.3914 | PASS | 1.2414 | PASS | Eligible | -0.28704 | 1.5284 | 709 | 2.3407 | kWh | 685.8324 | N/A | N/A | 23.4075 |  | 709 | 1 | -158 | 28.8 | 0 | 0 | 10 | 0
| SWWH028F | RFF | Ex | CZ06 |  | 710 | SWWH028F | 1 | 10 | 2022 | natural gas | electricity | NR |  | -142 |  | 26.8 | -142 |  | 26.8 |  | -142 | 26.8 | 0 | 0 |  | 0 | 0 |  | TRUE | 10 | 0 | 0 | TRUE | 2022+10 | 2032+00 | TRUE | TRUE | FALSE | FALSE | -142 | 26.8 | TRUE | TRUE | FALSE | FALSE | 0 | 0 | TRUE | TRUE | TRUE | -142 | 26.8 | 0 | 0 | -1420 | 268 | 0 | 0 | 3423.1829 | 100000 | #N/A | 100000 | 0.034232 | 1 | #N/A | 0 | 0.00018167 | 0.005307 | #N/A | 0.005307 |  | 710 | 21.9391 | PASS | 1.1643 | PASS | Eligible | -0.25797 | 1.4223 | 710 | 2.1954 | kWh | 643.2329 | N/A | N/A | 21.9535 |  | 710 | 1 | -142 | 26.8 | 0 | 0 | 10 | 0
| SWWH028F | RFF | Ex | CZ07 |  | 711 | SWWH028F | 1 | 10 | 2022 | natural gas | electricity | NR |  | -141 |  | 26.5 | -141 |  | 26.5 |  | -141 | 26.5 | 0 | 0 |  | 0 | 0 |  | TRUE | 10 | 0 | 0 | TRUE | 2022+10 | 2032+00 | TRUE | TRUE | FALSE | FALSE | -141 | 26.5 | TRUE | TRUE | FALSE | FALSE | 0 | 0 | TRUE | TRUE | TRUE | -141 | 26.5 | 0 | 0 | -1410 | 265 | 0 | 0 | 3423.1829 | 100000 | #N/A | 100000 | 0.034232 | 1 | #N/A | 0 | 0.00018167 | 0.005307 | #N/A | 0.005307 |  | 711 | 21.6733 | PASS | 1.1502 | PASS | Eligible | -0.25615 | 1.4064 | 711 | 2.1688 | kWh | 635.443 | N/A | N/A | 21.6877 |  | 711 | 1 | -141 | 26.5 | 0 | 0 | 10 | 0
| SWWH028F | RFF | Ex | CZ08 |  | 712 | SWWH028F | 1 | 10 | 2022 | natural gas | electricity | NR |  | -137 |  | 26.1 | -137 |  | 26.1 |  | -137 | 26.1 | 0 | 0 |  | 0 | 0 |  | TRUE | 10 | 0 | 0 | TRUE | 2022+10 | 2032+00 | TRUE | TRUE | FALSE | FALSE | -137 | 26.1 | TRUE | TRUE | FALSE | FALSE | 0 | 0 | TRUE | TRUE | TRUE | -137 | 26.1 | 0 | 0 | -1370 | 261 | 0 | 0 | 3423.1829 | 100000 | #N/A | 100000 | 0.034232 | 1 | #N/A | 0 | 0.00018167 | 0.005307 | #N/A | 0.005307 |  | 712 | 21.4102 | PASS | 1.1362 | PASS | Eligible | -0.24889 | 1.3851 | 712 | 2.1424 | kWh | 627.7231 | N/A | N/A | 21.4242 |  | 712 | 1 | -137 | 26.1 | 0 | 0 | 10 | 0
| SWWH028F | RFF | Ex | CZ09 |  | 713 | SWWH028F | 1 | 10 | 2022 | natural gas | electricity | NR |  | -137 |  | 26 | -137 |  | 26 |  | -137 | 26 | 0 | 0 |  | 0 | 0 |  | TRUE | 10 | 0 | 0 | TRUE | 2022+10 | 2032+00 | TRUE | TRUE | FALSE | FALSE | -137 | 26 | TRUE | TRUE | FALSE | FALSE | 0 | 0 | TRUE | TRUE | TRUE | -137 | 26 | 0 | 0 | -1370 | 260 | 0 | 0 | 3423.1829 | 100000 | #N/A | 100000 | 0.034232 | 1 | #N/A | 0 | 0.00018167 | 0.005307 | #N/A | 0.005307 |  | 713 | 21.3102 | PASS | 1.1309 | PASS | Eligible | -0.24889 | 1.3798 | 713 | 2.1324 | kWh | 624.7931 | N/A | N/A | 21.3242 |  | 713 | 1 | -137 | 26 | 0 | 0 | 10 | 0
| SWWH028F | RFF | Ex | CZ10 |  | 714 | SWWH028F | 1 | 10 | 2022 | natural gas | electricity | NR |  | -136 |  | 25.9 | -136 |  | 25.9 |  | -136 | 25.9 | 0 | 0 |  | 0 | 0 |  | TRUE | 10 | 0 | 0 | TRUE | 2022+10 | 2032+00 | TRUE | TRUE | FALSE | FALSE | -136 | 25.9 | TRUE | TRUE | FALSE | FALSE | 0 | 0 | TRUE | TRUE | TRUE | -136 | 25.9 | 0 | 0 | -1360 | 259 | 0 | 0 | 3423.1829 | 100000 | #N/A | 100000 | 0.034232 | 1 | #N/A | 0 | 0.00018167 | 0.005307 | #N/A | 0.005307 |  | 714 | 21.2445 | PASS | 1.1275 | PASS | Eligible | -0.24707 | 1.3745 | 714 | 2.1258 | kWh | 622.8632 | N/A | N/A | 21.2583 |  | 714 | 1 | -136 | 25.9 | 0 | 0 | 10 | 0
| SWWH028F | RFF | Ex | CZ11 |  | 715 | SWWH028F | 1 | 10 | 2022 | natural gas | electricity | NR |  | -140 |  | 26.3 | -140 |  | 26.3 |  | -140 | 26.3 | 0 | 0 |  | 0 | 0 |  | TRUE | 10 | 0 | 0 | TRUE | 2022+10 | 2032+00 | TRUE | TRUE | FALSE | FALSE | -140 | 26.3 | TRUE | TRUE | FALSE | FALSE | 0 | 0 | TRUE | TRUE | TRUE | -140 | 26.3 | 0 | 0 | -1400 | 263 | 0 | 0 | 3423.1829 | 100000 | #N/A | 100000 | 0.034232 | 1 | #N/A | 0 | 0.00018167 | 0.005307 | #N/A | 0.005307 |  | 715 | 21.5075 | PASS | 1.1414 | PASS | Eligible | -0.25434 | 1.3958 | 715 | 2.1522 | kWh | 630.5831 | N/A | N/A | 21.5218 |  | 715 | 1 | -140 | 26.3 | 0 | 0 | 10 | 0
| SWWH028F | RFF | Ex | CZ12 |  | 716 | SWWH028F | 1 | 10 | 2022 | natural gas | electricity | NR |  | -144 |  | 27 | -144 |  | 27 |  | -144 | 27 | 0 | 0 |  | 0 | 0 |  | TRUE | 10 | 0 | 0 | TRUE | 2022+10 | 2032+00 | TRUE | TRUE | FALSE | FALSE | -144 | 27 | TRUE | TRUE | FALSE | FALSE | 0 | 0 | TRUE | TRUE | TRUE | -144 | 27 | 0 | 0 | -1440 | 270 | 0 | 0 | 3423.1829 | 100000 | #N/A | 100000 | 0.034232 | 1 | #N/A | 0 | 0.00018167 | 0.005307 | #N/A | 0.005307 |  | 716 | 22.0706 | PASS | 1.1713 | PASS | Eligible | -0.2616 | 1.4329 | 716 | 2.2085 | kWh | 647.0929 | N/A | N/A | 22.0853 |  | 716 | 1 | -144 | 27 | 0 | 0 | 10 | 0
| SWWH028F | RFF | Ex | CZ13 |  | 717 | SWWH028F | 1 | 10 | 2022 | natural gas | electricity | NR |  | -137 |  | 25.9 | -137 |  | 25.9 |  | -137 | 25.9 | 0 | 0 |  | 0 | 0 |  | TRUE | 10 | 0 | 0 | TRUE | 2022+10 | 2032+00 | TRUE | TRUE | FALSE | FALSE | -137 | 25.9 | TRUE | TRUE | FALSE | FALSE | 0 | 0 | TRUE | TRUE | TRUE | -137 | 25.9 | 0 | 0 | -1370 | 259 | 0 | 0 | 3423.1829 | 100000 | #N/A | 100000 | 0.034232 | 1 | #N/A | 0 | 0.00018167 | 0.005307 | #N/A | 0.005307 |  | 717 | 21.2102 | PASS | 1.1256 | PASS | Eligible | -0.24889 | 1.3745 | 717 | 2.1224 | kWh | 621.8632 | N/A | N/A | 21.2242 |  | 717 | 1 | -137 | 25.9 | 0 | 0 | 10 | 0
| SWWH028F | RFF | Ex | CZ14 |  | 718 | SWWH028F | 1 | 10 | 2022 | natural gas | electricity | NR |  | -140 |  | 26.4 | -140 |  | 26.4 |  | -140 | 26.4 | 0 | 0 |  | 0 | 0 |  | TRUE | 10 | 0 | 0 | TRUE | 2022+10 | 2032+00 | TRUE | TRUE | FALSE | FALSE | -140 | 26.4 | TRUE | TRUE | FALSE | FALSE | 0 | 0 | TRUE | TRUE | TRUE | -140 | 26.4 | 0 | 0 | -1400 | 264 | 0 | 0 | 3423.1829 | 100000 | #N/A | 100000 | 0.034232 | 1 | #N/A | 0 | 0.00018167 | 0.005307 | #N/A | 0.005307 |  | 718 | 21.6075 | PASS | 1.1467 | PASS | Eligible | -0.25434 | 1.4011 | 718 | 2.1622 | kWh | 633.513 | N/A | N/A | 21.6218 |  | 718 | 1 | -140 | 26.4 | 0 | 0 | 10 | 0
| SWWH028F | RFF | Ex | CZ15 |  | 719 | SWWH028F | 1 | 10 | 2022 | natural gas | electricity | NR |  | -112 |  | 22.1 | -112 |  | 22.1 |  | -112 | 22.1 | 0 | 0 |  | 0 | 0 |  | TRUE | 10 | 0 | 0 | TRUE | 2022+10 | 2032+00 | TRUE | TRUE | FALSE | FALSE | -112 | 22.1 | TRUE | TRUE | FALSE | FALSE | 0 | 0 | TRUE | TRUE | TRUE | -112 | 22.1 | 0 | 0 | -1120 | 221 | 0 | 0 | 3423.1829 | 100000 | #N/A | 100000 | 0.034232 | 1 | #N/A | 0 | 0.00018167 | 0.005307 | #N/A | 0.005307 |  | 719 | 18.266 | PASS | 0.96939 | PASS | Eligible | -0.20347 | 1.1729 | 719 | 1.8277 | kWh | 535.5242 | N/A | N/A | 18.2774 |  | 719 | 1 | -112 | 22.1 | 0 | 0 | 10 | 0
| SWWH028F | RFF | Ex | CZ16 |  | 720 | SWWH028F | 1 | 10 | 2022 | natural gas | electricity | NR |  | -165 |  | 30.1 | -165 |  | 30.1 |  | -165 | 30.1 | 0 | 0 |  | 0 | 0 |  | TRUE | 10 | 0 | 0 | TRUE | 2022+10 | 2032+00 | TRUE | TRUE | FALSE | FALSE | -165 | 30.1 | TRUE | TRUE | FALSE | FALSE | 0 | 0 | TRUE | TRUE | TRUE | -165 | 30.1 | 0 | 0 | -1650 | 301 | 0 | 0 | 3423.1829 | 100000 | #N/A | 100000 | 0.034232 | 1 | #N/A | 0 | 0.00018167 | 0.005307 | #N/A | 0.005307 |  | 720 | 24.4517 | PASS | 1.2977 | PASS | Eligible | -0.29975 | 1.5974 | 720 | 2.4469 | kWh | 716.9221 | N/A | N/A | 24.4686 |  | 720 | 1 | -165 | 30.1 | 0 | 0 | 10 | 0
| SWWH028F | Rt3 | Ex | CZ01 |  | 721 | SWWH028F | 1 | 10 | 2022 | natural gas | electricity | NR |  | -112 |  | 23 | -112 |  | 23 |  | -112 | 23 | 0 | 0 |  | 0 | 0 |  | TRUE | 10 | 0 | 0 | TRUE | 2022+10 | 2032+00 | TRUE | TRUE | FALSE | FALSE | -112 | 23 | TRUE | TRUE | FALSE | FALSE | 0 | 0 | TRUE | TRUE | TRUE | -112 | 23 | 0 | 0 | -1120 | 230 | 0 | 0 | 3423.1829 | 100000 | #N/A | 100000 | 0.034232 | 1 | #N/A | 0 | 0.00018167 | 0.005307 | #N/A | 0.005307 |  | 721 | 19.166 | PASS | 1.0171 | PASS | Eligible | -0.20347 | 1.2206 | 721 | 1.9177 | kWh | 561.8939 | N/A | N/A | 19.1774 |  | 721 | 1 | -112 | 23 | 0 | 0 | 10 | 0
| SWWH028F | Rt3 | Ex | CZ02 |  | 722 | SWWH028F | 1 | 10 | 2022 | natural gas | electricity | NR |  | -100 |  | 21.4 | -100 |  | 21.4 |  | -100 | 21.4 | 0 | 0 |  | 0 | 0 |  | TRUE | 10 | 0 | 0 | TRUE | 2022+10 | 2032+00 | TRUE | TRUE | FALSE | FALSE | -100 | 21.4 | TRUE | TRUE | FALSE | FALSE | 0 | 0 | TRUE | TRUE | TRUE | -100 | 21.4 | 0 | 0 | -1000 | 214 | 0 | 0 | 3423.1829 | 100000 | #N/A | 100000 | 0.034232 | 1 | #N/A | 0 | 0.00018167 | 0.005307 | #N/A | 0.005307 |  | 722 | 17.9768 | PASS | 0.95404 | PASS | Eligible | -0.18167 | 1.1357 | 722 | 1.7987 | kWh | 527.0144 | N/A | N/A | 17.987 |  | 722 | 1 | -100 | 21.4 | 0 | 0 | 10 | 0
| SWWH028F | Rt3 | Ex | CZ03 |  | 723 | SWWH028F | 1 | 10 | 2022 | natural gas | electricity | NR |  | -102 |  | 21.6 | -102 |  | 21.6 |  | -102 | 21.6 | 0 | 0 |  | 0 | 0 |  | TRUE | 10 | 0 | 0 | TRUE | 2022+10 | 2032+00 | TRUE | TRUE | FALSE | FALSE | -102 | 21.6 | TRUE | TRUE | FALSE | FALSE | 0 | 0 | TRUE | TRUE | TRUE | -102 | 21.6 | 0 | 0 | -1020 | 216 | 0 | 0 | 3423.1829 | 100000 | #N/A | 100000 | 0.034232 | 1 | #N/A | 0 | 0.00018167 | 0.005307 | #N/A | 0.005307 |  | 723 | 18.1084 | PASS | 0.96102 | PASS | Eligible | -0.1853 | 1.1463 | 723 | 1.8119 | kWh | 530.8743 | N/A | N/A | 18.1187 |  | 723 | 1 | -102 | 21.6 | 0 | 0 | 10 | 0
| SWWH028F | Rt3 | Ex | CZ04 |  | 724 | SWWH028F | 1 | 10 | 2022 | natural gas | electricity | NR |  | -96.9 |  | 20.9 | -96.9 |  | 20.9 |  | -96.9 | 20.9 | 0 | 0 |  | 0 | 0 |  | TRUE | 10 | 0 | 0 | TRUE | 2022+10 | 2032+00 | TRUE | TRUE | FALSE | FALSE | -96.9 | 20.9 | TRUE | TRUE | FALSE | FALSE | 0 | 0 | TRUE | TRUE | TRUE | -96.9 | 20.9 | 0 | 0 | -969 | 209 | 0 | 0 | 3423.1829 | 100000 | #N/A | 100000 | 0.034232 | 1 | #N/A | 0 | 0.00018167 | 0.005307 | #N/A | 0.005307 |  | 724 | 17.5829 | PASS | 0.93313 | PASS | Eligible | -0.17604 | 1.1092 | 724 | 1.7593 | kWh | 515.4645 | N/A | N/A | 17.5928 |  | 724 | 1 | -96.9 | 20.9 | 0 | 0 | 10 | 0
| SWWH028F | Rt3 | Ex | CZ05 |  | 725 | SWWH028F | 1 | 10 | 2022 | natural gas | electricity | NR |  | -104 |  | 21.9 | -104 |  | 21.9 |  | -104 | 21.9 | 0 | 0 |  | 0 | 0 |  | TRUE | 10 | 0 | 0 | TRUE | 2022+10 | 2032+00 | TRUE | TRUE | FALSE | FALSE | -104 | 21.9 | TRUE | TRUE | FALSE | FALSE | 0 | 0 | TRUE | TRUE | TRUE | -104 | 21.9 | 0 | 0 | -1040 | 219 | 0 | 0 | 3423.1829 | 100000 | #N/A | 100000 | 0.034232 | 1 | #N/A | 0 | 0.00018167 | 0.005307 | #N/A | 0.005307 |  | 725 | 18.3399 | PASS | 0.9733 | PASS | Eligible | -0.18894 | 1.1622 | 725 | 1.835 | kWh | 537.6642 | N/A | N/A | 18.3505 |  | 725 | 1 | -104 | 21.9 | 0 | 0 | 10 | 0
| SWWH028F | Rt3 | Ex | CZ06 |  | 726 | SWWH028F | 1 | 10 | 2022 | natural gas | electricity | NR |  | -93.5 |  | 20.4 | -93.5 |  | 20.4 |  | -93.5 | 20.4 | 0 | 0 |  | 0 | 0 |  | TRUE | 10 | 0 | 0 | TRUE | 2022+10 | 2032+00 | TRUE | TRUE | FALSE | FALSE | -93.5 | 20.4 | TRUE | TRUE | FALSE | FALSE | 0 | 0 | TRUE | TRUE | TRUE | -93.5 | 20.4 | 0 | 0 | -935 | 204 | 0 | 0 | 3423.1829 | 100000 | #N/A | 100000 | 0.034232 | 1 | #N/A | 0 | 0.00018167 | 0.005307 | #N/A | 0.005307 |  | 726 | 17.1993 | PASS | 0.91277 | PASS | Eligible | -0.16986 | 1.0826 | 726 | 1.7209 | kWh | 504.2146 | N/A | N/A | 17.2088 |  | 726 | 1 | -93.5 | 20.4 | 0 | 0 | 10 | 0
| SWWH028F | Rt3 | Ex | CZ07 |  | 727 | SWWH028F | 1 | 10 | 2022 | natural gas | electricity | NR |  | -92.8 |  | 20.2 | -92.8 |  | 20.2 |  | -92.8 | 20.2 | 0 | 0 |  | 0 | 0 |  | TRUE | 10 | 0 | 0 | TRUE | 2022+10 | 2032+00 | TRUE | TRUE | FALSE | FALSE | -92.8 | 20.2 | TRUE | TRUE | FALSE | FALSE | 0 | 0 | TRUE | TRUE | TRUE | -92.8 | 20.2 | 0 | 0 | -928 | 202 | 0 | 0 | 3423.1829 | 100000 | #N/A | 100000 | 0.034232 | 1 | #N/A | 0 | 0.00018167 | 0.005307 | #N/A | 0.005307 |  | 727 | 17.0233 | PASS | 0.90343 | PASS | Eligible | -0.16859 | 1.072 | 727 | 1.7033 | kWh | 499.0547 | N/A | N/A | 17.0327 |  | 727 | 1 | -92.8 | 20.2 | 0 | 0 | 10 | 0
| SWWH028F | Rt3 | Ex | CZ08 |  | 728 | SWWH028F | 1 | 10 | 2022 | natural gas | electricity | NR |  | -90.1 |  | 19.8 | -90.1 |  | 19.8 |  | -90.1 | 19.8 | 0 | 0 |  | 0 | 0 |  | TRUE | 10 | 0 | 0 | TRUE | 2022+10 | 2032+00 | TRUE | TRUE | FALSE | FALSE | -90.1 | 19.8 | TRUE | TRUE | FALSE | FALSE | 0 | 0 | TRUE | TRUE | TRUE | -90.1 | 19.8 | 0 | 0 | -901 | 198 | 0 | 0 | 3423.1829 | 100000 | #N/A | 100000 | 0.034232 | 1 | #N/A | 0 | 0.00018167 | 0.005307 | #N/A | 0.005307 |  | 728 | 16.7157 | PASS | 0.88711 | PASS | Eligible | -0.16368 | 1.0508 | 728 | 1.6725 | kWh | 490.0348 | N/A | N/A | 16.7249 |  | 728 | 1 | -90.1 | 19.8 | 0 | 0 | 10 | 0
| SWWH028F | Rt3 | Ex | CZ09 |  | 729 | SWWH028F | 1 | 10 | 2022 | natural gas | electricity | NR |  | -90.2 |  | 19.8 | -90.2 |  | 19.8 |  | -90.2 | 19.8 | 0 | 0 |  | 0 | 0 |  | TRUE | 10 | 0 | 0 | TRUE | 2022+10 | 2032+00 | TRUE | TRUE | FALSE | FALSE | -90.2 | 19.8 | TRUE | TRUE | FALSE | FALSE | 0 | 0 | TRUE | TRUE | TRUE | -90.2 | 19.8 | 0 | 0 | -902 | 198 | 0 | 0 | 3423.1829 | 100000 | #N/A | 100000 | 0.034232 | 1 | #N/A | 0 | 0.00018167 | 0.005307 | #N/A | 0.005307 |  | 729 | 16.7123 | PASS | 0.88693 | PASS | Eligible | -0.16387 | 1.0508 | 729 | 1.6721 | kWh | 489.9348 | N/A | N/A | 16.7215 |  | 729 | 1 | -90.2 | 19.8 | 0 | 0 | 10 | 0
| SWWH028F | Rt3 | Ex | CZ10 |  | 730 | SWWH028F | 1 | 10 | 2022 | natural gas | electricity | NR |  | -89.6 |  | 19.7 | -89.6 |  | 19.7 |  | -89.6 | 19.7 | 0 | 0 |  | 0 | 0 |  | TRUE | 10 | 0 | 0 | TRUE | 2022+10 | 2032+00 | TRUE | TRUE | FALSE | FALSE | -89.6 | 19.7 | TRUE | TRUE | FALSE | FALSE | 0 | 0 | TRUE | TRUE | TRUE | -89.6 | 19.7 | 0 | 0 | -896 | 197 | 0 | 0 | 3423.1829 | 100000 | #N/A | 100000 | 0.034232 | 1 | #N/A | 0 | 0.00018167 | 0.005307 | #N/A | 0.005307 |  | 730 | 16.6328 | PASS | 0.88271 | PASS | Eligible | -0.16278 | 1.0455 | 730 | 1.6642 | kWh | 487.6048 | N/A | N/A | 16.642 |  | 730 | 1 | -89.6 | 19.7 | 0 | 0 | 10 | 0
| SWWH028F | Rt3 | Ex | CZ11 |  | 731 | SWWH028F | 1 | 10 | 2022 | natural gas | electricity | NR |  | -91.9 |  | 20 | -91.9 |  | 20 |  | -91.9 | 20 | 0 | 0 |  | 0 | 0 |  | TRUE | 10 | 0 | 0 | TRUE | 2022+10 | 2032+00 | TRUE | TRUE | FALSE | FALSE | -91.9 | 20 | TRUE | TRUE | FALSE | FALSE | 0 | 0 | TRUE | TRUE | TRUE | -91.9 | 20 | 0 | 0 | -919 | 200 | 0 | 0 | 3423.1829 | 100000 | #N/A | 100000 | 0.034232 | 1 | #N/A | 0 | 0.00018167 | 0.005307 | #N/A | 0.005307 |  | 731 | 16.8541 | PASS | 0.89445 | PASS | Eligible | -0.16695 | 1.0614 | 731 | 1.6863 | kWh | 494.0947 | N/A | N/A | 16.8635 |  | 731 | 1 | -91.9 | 20 | 0 | 0 | 10 | 0
| SWWH028F | Rt3 | Ex | CZ12 |  | 732 | SWWH028F | 1 | 10 | 2022 | natural gas | electricity | NR |  | -94.9 |  | 20.5 | -94.9 |  | 20.5 |  | -94.9 | 20.5 | 0 | 0 |  | 0 | 0 |  | TRUE | 10 | 0 | 0 | TRUE | 2022+10 | 2032+00 | TRUE | TRUE | FALSE | FALSE | -94.9 | 20.5 | TRUE | TRUE | FALSE | FALSE | 0 | 0 | TRUE | TRUE | TRUE | -94.9 | 20.5 | 0 | 0 | -949 | 205 | 0 | 0 | 3423.1829 | 100000 | #N/A | 100000 | 0.034232 | 1 | #N/A | 0 | 0.00018167 | 0.005307 | #N/A | 0.005307 |  | 732 | 17.2514 | PASS | 0.91554 | PASS | Eligible | -0.1724 | 1.0879 | 732 | 1.7261 | kWh | 505.7446 | N/A | N/A | 17.2611 |  | 732 | 1 | -94.9 | 20.5 | 0 | 0 | 10 | 0
| SWWH028F | Rt3 | Ex | CZ13 |  | 733 | SWWH028F | 1 | 10 | 2022 | natural gas | electricity | NR |  | -90.3 |  | 19.7 | -90.3 |  | 19.7 |  | -90.3 | 19.7 | 0 | 0 |  | 0 | 0 |  | TRUE | 10 | 0 | 0 | TRUE | 2022+10 | 2032+00 | TRUE | TRUE | FALSE | FALSE | -90.3 | 19.7 | TRUE | TRUE | FALSE | FALSE | 0 | 0 | TRUE | TRUE | TRUE | -90.3 | 19.7 | 0 | 0 | -903 | 197 | 0 | 0 | 3423.1829 | 100000 | #N/A | 100000 | 0.034232 | 1 | #N/A | 0 | 0.00018167 | 0.005307 | #N/A | 0.005307 |  | 733 | 16.6089 | PASS | 0.88144 | PASS | Eligible | -0.16405 | 1.0455 | 733 | 1.6618 | kWh | 486.9048 | N/A | N/A | 16.6181 |  | 733 | 1 | -90.3 | 19.7 | 0 | 0 | 10 | 0
| SWWH028F | Rt3 | Ex | CZ14 |  | 734 | SWWH028F | 1 | 10 | 2022 | natural gas | electricity | NR |  | -92.3 |  | 20.1 | -92.3 |  | 20.1 |  | -92.3 | 20.1 | 0 | 0 |  | 0 | 0 |  | TRUE | 10 | 0 | 0 | TRUE | 2022+10 | 2032+00 | TRUE | TRUE | FALSE | FALSE | -92.3 | 20.1 | TRUE | TRUE | FALSE | FALSE | 0 | 0 | TRUE | TRUE | TRUE | -92.3 | 20.1 | 0 | 0 | -923 | 201 | 0 | 0 | 3423.1829 | 100000 | #N/A | 100000 | 0.034232 | 1 | #N/A | 0 | 0.00018167 | 0.005307 | #N/A | 0.005307 |  | 734 | 16.9404 | PASS | 0.89903 | PASS | Eligible | -0.16768 | 1.0667 | 734 | 1.695 | kWh | 496.6247 | N/A | N/A | 16.9498 |  | 734 | 1 | -92.3 | 20.1 | 0 | 0 | 10 | 0
| SWWH028F | Rt3 | Ex | CZ15 |  | 735 | SWWH028F | 1 | 10 | 2022 | natural gas | electricity | NR |  | -73.9 |  | 16.9 | -73.9 |  | 16.9 |  | -73.9 | 16.9 | 0 | 0 |  | 0 | 0 |  | TRUE | 10 | 0 | 0 | TRUE | 2022+10 | 2032+00 | TRUE | TRUE | FALSE | FALSE | -73.9 | 16.9 | TRUE | TRUE | FALSE | FALSE | 0 | 0 | TRUE | TRUE | TRUE | -73.9 | 16.9 | 0 | 0 | -739 | 169 | 0 | 0 | 3423.1829 | 100000 | #N/A | 100000 | 0.034232 | 1 | #N/A | 0 | 0.00018167 | 0.005307 | #N/A | 0.005307 |  | 735 | 14.3703 | PASS | 0.76264 | PASS | Eligible | -0.13425 | 0.89689 | 735 | 1.4378 | kWh | 421.2655 | N/A | N/A | 14.3778 |  | 735 | 1 | -73.9 | 16.9 | 0 | 0 | 10 | 0
| SWWH028F | Rt3 | Ex | CZ16 |  | 736 | SWWH028F | 1 | 10 | 2022 | natural gas | electricity | NR |  | -108 |  | 22.8 | -108 |  | 22.8 |  | -108 | 22.8 | 0 | 0 |  | 0 | 0 |  | TRUE | 10 | 0 | 0 | TRUE | 2022+10 | 2032+00 | TRUE | TRUE | FALSE | FALSE | -108 | 22.8 | TRUE | TRUE | FALSE | FALSE | 0 | 0 | TRUE | TRUE | TRUE | -108 | 22.8 | 0 | 0 | -1080 | 228 | 0 | 0 | 3423.1829 | 100000 | #N/A | 100000 | 0.034232 | 1 | #N/A | 0 | 0.00018167 | 0.005307 | #N/A | 0.005307 |  | 736 | 19.103 | PASS | 1.0138 | PASS | Eligible | -0.1962 | 1.21 | 736 | 1.9114 | kWh | 560.034 | N/A | N/A | 19.114 |  | 736 | 1 | -108 | 22.8 | 0 | 0 | 10 | 0
| SWWH028F | RtL | Ex | CZ01 |  | 737 | SWWH028F | 1 | 10 | 2022 | natural gas | electricity | NR |  | -72.1 |  | 15.7 | -72.1 |  | 15.7 |  | -72.1 | 15.7 | 0 | 0 |  | 0 | 0 |  | TRUE | 10 | 0 | 0 | TRUE | 2022+10 | 2032+00 | TRUE | TRUE | FALSE | FALSE | -72.1 | 15.7 | TRUE | TRUE | FALSE | FALSE | 0 | 0 | TRUE | TRUE | TRUE | -72.1 | 15.7 | 0 | 0 | -721 | 157 | 0 | 0 | 3423.1829 | 100000 | #N/A | 100000 | 0.034232 | 1 | #N/A | 0 | 0.00018167 | 0.005307 | #N/A | 0.005307 |  | 737 | 13.2319 | PASS | 0.70222 | PASS | Eligible | -0.13098 | 0.8332 | 737 | 1.3239 | kWh | 387.9059 | N/A | N/A | 13.2392 |  | 737 | 1 | -72.1 | 15.7 | 0 | 0 | 10 | 0
| SWWH028F | RtL | Ex | CZ02 |  | 738 | SWWH028F | 1 | 10 | 2022 | natural gas | electricity | NR |  | -64.7 |  | 14.6 | -64.7 |  | 14.6 |  | -64.7 | 14.6 | 0 | 0 |  | 0 | 0 |  | TRUE | 10 | 0 | 0 | TRUE | 2022+10 | 2032+00 | TRUE | TRUE | FALSE | FALSE | -64.7 | 14.6 | TRUE | TRUE | FALSE | FALSE | 0 | 0 | TRUE | TRUE | TRUE | -64.7 | 14.6 | 0 | 0 | -647 | 146 | 0 | 0 | 3423.1829 | 100000 | #N/A | 100000 | 0.034232 | 1 | #N/A | 0 | 0.00018167 | 0.005307 | #N/A | 0.005307 |  | 738 | 12.3852 | PASS | 0.65729 | PASS | Eligible | -0.11754 | 0.77483 | 738 | 1.2392 | kWh | 363.0762 | N/A | N/A | 12.3918 |  | 738 | 1 | -64.7 | 14.6 | 0 | 0 | 10 | 0
| SWWH028F | RtL | Ex | CZ03 |  | 739 | SWWH028F | 1 | 10 | 2022 | natural gas | electricity | NR |  | -65.9 |  | 14.7 | -65.9 |  | 14.7 |  | -65.9 | 14.7 | 0 | 0 |  | 0 | 0 |  | TRUE | 10 | 0 | 0 | TRUE | 2022+10 | 2032+00 | TRUE | TRUE | FALSE | FALSE | -65.9 | 14.7 | TRUE | TRUE | FALSE | FALSE | 0 | 0 | TRUE | TRUE | TRUE | -65.9 | 14.7 | 0 | 0 | -659 | 147 | 0 | 0 | 3423.1829 | 100000 | #N/A | 100000 | 0.034232 | 1 | #N/A | 0 | 0.00018167 | 0.005307 | #N/A | 0.005307 |  | 739 | 12.4441 | PASS | 0.66041 | PASS | Eligible | -0.11972 | 0.78013 | 739 | 1.2451 | kWh | 364.8061 | N/A | N/A | 12.4508 |  | 739 | 1 | -65.9 | 14.7 | 0 | 0 | 10 | 0
| SWWH028F | RtL | Ex | CZ04 |  | 740 | SWWH028F | 1 | 10 | 2022 | natural gas | electricity | NR |  | -62.5 |  | 14.3 | -62.5 |  | 14.3 |  | -62.5 | 14.3 | 0 | 0 |  | 0 | 0 |  | TRUE | 10 | 0 | 0 | TRUE | 2022+10 | 2032+00 | TRUE | TRUE | FALSE | FALSE | -62.5 | 14.3 | TRUE | TRUE | FALSE | FALSE | 0 | 0 | TRUE | TRUE | TRUE | -62.5 | 14.3 | 0 | 0 | -625 | 143 | 0 | 0 | 3423.1829 | 100000 | #N/A | 100000 | 0.034232 | 1 | #N/A | 0 | 0.00018167 | 0.005307 | #N/A | 0.005307 |  | 740 | 12.1605 | PASS | 0.64536 | PASS | Eligible | -0.11354 | 0.75891 | 740 | 1.2167 | kWh | 356.4862 | N/A | N/A | 12.1669 |  | 740 | 1 | -62.5 | 14.3 | 0 | 0 | 10 | 0
| SWWH028F | RtL | Ex | CZ05 |  | 741 | SWWH028F | 1 | 10 | 2022 | natural gas | electricity | NR |  | -67.2 |  | 14.9 | -67.2 |  | 14.9 |  | -67.2 | 14.9 | 0 | 0 |  | 0 | 0 |  | TRUE | 10 | 0 | 0 | TRUE | 2022+10 | 2032+00 | TRUE | TRUE | FALSE | FALSE | -67.2 | 14.9 | TRUE | TRUE | FALSE | FALSE | 0 | 0 | TRUE | TRUE | TRUE | -67.2 | 14.9 | 0 | 0 | -672 | 149 | 0 | 0 | 3423.1829 | 100000 | #N/A | 100000 | 0.034232 | 1 | #N/A | 0 | 0.00018167 | 0.005307 | #N/A | 0.005307 |  | 741 | 12.5996 | PASS | 0.66867 | PASS | Eligible | -0.12208 | 0.79075 | 741 | 1.2606 | kWh | 369.3661 | N/A | N/A | 12.6065 |  | 741 | 1 | -67.2 | 14.9 | 0 | 0 | 10 | 0
| SWWH028F | RtL | Ex | CZ06 |  | 742 | SWWH028F | 1 | 10 | 2022 | natural gas | electricity | NR |  | -60.5 |  | 13.9 | -60.5 |  | 13.9 |  | -60.5 | 13.9 | 0 | 0 |  | 0 | 0 |  | TRUE | 10 | 0 | 0 | TRUE | 2022+10 | 2032+00 | TRUE | TRUE | FALSE | FALSE | -60.5 | 13.9 | TRUE | TRUE | FALSE | FALSE | 0 | 0 | TRUE | TRUE | TRUE | -60.5 | 13.9 | 0 | 0 | -605 | 139 | 0 | 0 | 3423.1829 | 100000 | #N/A | 100000 | 0.034232 | 1 | #N/A | 0 | 0.00018167 | 0.005307 | #N/A | 0.005307 |  | 742 | 11.829 | PASS | 0.62777 | PASS | Eligible | -0.10991 | 0.73768 | 742 | 1.1835 | kWh | 346.7663 | N/A | N/A | 11.8351 |  | 742 | 1 | -60.5 | 13.9 | 0 | 0 | 10 | 0
| SWWH028F | RtL | Ex | CZ07 |  | 743 | SWWH028F | 1 | 10 | 2022 | natural gas | electricity | NR |  | -59.9 |  | 13.8 | -59.9 |  | 13.8 |  | -59.9 | 13.8 | 0 | 0 |  | 0 | 0 |  | TRUE | 10 | 0 | 0 | TRUE | 2022+10 | 2032+00 | TRUE | TRUE | FALSE | FALSE | -59.9 | 13.8 | TRUE | TRUE | FALSE | FALSE | 0 | 0 | TRUE | TRUE | TRUE | -59.9 | 13.8 | 0 | 0 | -599 | 138 | 0 | 0 | 3423.1829 | 100000 | #N/A | 100000 | 0.034232 | 1 | #N/A | 0 | 0.00018167 | 0.005307 | #N/A | 0.005307 |  | 743 | 11.7495 | PASS | 0.62355 | PASS | Eligible | -0.10882 | 0.73237 | 743 | 1.1756 | kWh | 344.4364 | N/A | N/A | 11.7556 |  | 743 | 1 | -59.9 | 13.8 | 0 | 0 | 10 | 0
| SWWH028F | RtL | Ex | CZ08 |  | 744 | SWWH028F | 1 | 10 | 2022 | natural gas | electricity | NR |  | -58.3 |  | 13.6 | -58.3 |  | 13.6 |  | -58.3 | 13.6 | 0 | 0 |  | 0 | 0 |  | TRUE | 10 | 0 | 0 | TRUE | 2022+10 | 2032+00 | TRUE | TRUE | FALSE | FALSE | -58.3 | 13.6 | TRUE | TRUE | FALSE | FALSE | 0 | 0 | TRUE | TRUE | TRUE | -58.3 | 13.6 | 0 | 0 | -583 | 136 | 0 | 0 | 3423.1829 | 100000 | #N/A | 100000 | 0.034232 | 1 | #N/A | 0 | 0.00018167 | 0.005307 | #N/A | 0.005307 |  | 744 | 11.6043 | PASS | 0.61584 | PASS | Eligible | -0.10591 | 0.72176 | 744 | 1.161 | kWh | 340.1764 | N/A | N/A | 11.6102 |  | 744 | 1 | -58.3 | 13.6 | 0 | 0 | 10 | 0
| SWWH028F | RtL | Ex | CZ09 |  | 745 | SWWH028F | 1 | 10 | 2022 | natural gas | electricity | NR |  | -58.2 |  | 13.6 | -58.2 |  | 13.6 |  | -58.2 | 13.6 | 0 | 0 |  | 0 | 0 |  | TRUE | 10 | 0 | 0 | TRUE | 2022+10 | 2032+00 | TRUE | TRUE | FALSE | FALSE | -58.2 | 13.6 | TRUE | TRUE | FALSE | FALSE | 0 | 0 | TRUE | TRUE | TRUE | -58.2 | 13.6 | 0 | 0 | -582 | 136 | 0 | 0 | 3423.1829 | 100000 | #N/A | 100000 | 0.034232 | 1 | #N/A | 0 | 0.00018167 | 0.005307 | #N/A | 0.005307 |  | 745 | 11.6077 | PASS | 0.61603 | PASS | Eligible | -0.10573 | 0.72176 | 745 | 1.1614 | kWh | 340.2764 | N/A | N/A | 11.6136 |  | 745 | 1 | -58.2 | 13.6 | 0 | 0 | 10 | 0
| SWWH028F | RtL | Ex | CZ10 |  | 746 | SWWH028F | 1 | 10 | 2022 | natural gas | electricity | NR |  | -57.8 |  | 13.5 | -57.8 |  | 13.5 |  | -57.8 | 13.5 | 0 | 0 |  | 0 | 0 |  | TRUE | 10 | 0 | 0 | TRUE | 2022+10 | 2032+00 | TRUE | TRUE | FALSE | FALSE | -57.8 | 13.5 | TRUE | TRUE | FALSE | FALSE | 0 | 0 | TRUE | TRUE | TRUE | -57.8 | 13.5 | 0 | 0 | -578 | 135 | 0 | 0 | 3423.1829 | 100000 | #N/A | 100000 | 0.034232 | 1 | #N/A | 0 | 0.00018167 | 0.005307 | #N/A | 0.005307 |  | 746 | 11.5214 | PASS | 0.61144 | PASS | Eligible | -0.10501 | 0.71645 | 746 | 1.1527 | kWh | 337.7464 | N/A | N/A | 11.5273 |  | 746 | 1 | -57.8 | 13.5 | 0 | 0 | 10 | 0
| SWWH028F | RtL | Ex | CZ11 |  | 747 | SWWH028F | 1 | 10 | 2022 | natural gas | electricity | NR |  | -59 |  | 13.7 | -59 |  | 13.7 |  | -59 | 13.7 | 0 | 0 |  | 0 | 0 |  | TRUE | 10 | 0 | 0 | TRUE | 2022+10 | 2032+00 | TRUE | TRUE | FALSE | FALSE | -59 | 13.7 | TRUE | TRUE | FALSE | FALSE | 0 | 0 | TRUE | TRUE | TRUE | -59 | 13.7 | 0 | 0 | -590 | 137 | 0 | 0 | 3423.1829 | 100000 | #N/A | 100000 | 0.034232 | 1 | #N/A | 0 | 0.00018167 | 0.005307 | #N/A | 0.005307 |  | 747 | 11.6803 | PASS | 0.61988 | PASS | Eligible | -0.10719 | 0.72706 | 747 | 1.1686 | kWh | 342.4064 | N/A | N/A | 11.6863 |  | 747 | 1 | -59 | 13.7 | 0 | 0 | 10 | 0
| SWWH028F | RtL | Ex | CZ12 |  | 748 | SWWH028F | 1 | 10 | 2022 | natural gas | electricity | NR |  | -61.1 |  | 14 | -61.1 |  | 14 |  | -61.1 | 14 | 0 | 0 |  | 0 | 0 |  | TRUE | 10 | 0 | 0 | TRUE | 2022+10 | 2032+00 | TRUE | TRUE | FALSE | FALSE | -61.1 | 14 | TRUE | TRUE | FALSE | FALSE | 0 | 0 | TRUE | TRUE | TRUE | -61.1 | 14 | 0 | 0 | -611 | 140 | 0 | 0 | 3423.1829 | 100000 | #N/A | 100000 | 0.034232 | 1 | #N/A | 0 | 0.00018167 | 0.005307 | #N/A | 0.005307 |  | 748 | 11.9084 | PASS | 0.63199 | PASS | Eligible | -0.111 | 0.74299 | 748 | 1.1915 | kWh | 349.0963 | N/A | N/A | 11.9147 |  | 748 | 1 | -61.1 | 14 | 0 | 0 | 10 | 0
| SWWH028F | RtL | Ex | CZ13 |  | 749 | SWWH028F | 1 | 10 | 2022 | natural gas | electricity | NR |  | -58.1 |  | 13.5 | -58.1 |  | 13.5 |  | -58.1 | 13.5 | 0 | 0 |  | 0 | 0 |  | TRUE | 10 | 0 | 0 | TRUE | 2022+10 | 2032+00 | TRUE | TRUE | FALSE | FALSE | -58.1 | 13.5 | TRUE | TRUE | FALSE | FALSE | 0 | 0 | TRUE | TRUE | TRUE | -58.1 | 13.5 | 0 | 0 | -581 | 135 | 0 | 0 | 3423.1829 | 100000 | #N/A | 100000 | 0.034232 | 1 | #N/A | 0 | 0.00018167 | 0.005307 | #N/A | 0.005307 |  | 749 | 11.5111 | PASS | 0.6109 | PASS | Eligible | -0.10555 | 0.71645 | 749 | 1.1517 | kWh | 337.4464 | N/A | N/A | 11.517 |  | 749 | 1 | -58.1 | 13.5 | 0 | 0 | 10 | 0
| SWWH028F | RtL | Ex | CZ14 |  | 750 | SWWH028F | 1 | 10 | 2022 | natural gas | electricity | NR |  | -59.4 |  | 13.7 | -59.4 |  | 13.7 |  | -59.4 | 13.7 | 0 | 0 |  | 0 | 0 |  | TRUE | 10 | 0 | 0 | TRUE | 2022+10 | 2032+00 | TRUE | TRUE | FALSE | FALSE | -59.4 | 13.7 | TRUE | TRUE | FALSE | FALSE | 0 | 0 | TRUE | TRUE | TRUE | -59.4 | 13.7 | 0 | 0 | -594 | 137 | 0 | 0 | 3423.1829 | 100000 | #N/A | 100000 | 0.034232 | 1 | #N/A | 0 | 0.00018167 | 0.005307 | #N/A | 0.005307 |  | 750 | 11.6666 | PASS | 0.61915 | PASS | Eligible | -0.10791 | 0.72706 | 750 | 1.1673 | kWh | 342.0064 | N/A | N/A | 11.6727 |  | 750 | 1 | -59.4 | 13.7 | 0 | 0 | 10 | 0
| SWWH028F | RtL | Ex | CZ15 |  | 751 | SWWH028F | 1 | 10 | 2022 | natural gas | electricity | NR |  | -47.6 |  | 11.7 | -47.6 |  | 11.7 |  | -47.6 | 11.7 | 0 | 0 |  | 0 | 0 |  | TRUE | 10 | 0 | 0 | TRUE | 2022+10 | 2032+00 | TRUE | TRUE | FALSE | FALSE | -47.6 | 11.7 | TRUE | TRUE | FALSE | FALSE | 0 | 0 | TRUE | TRUE | TRUE | -47.6 | 11.7 | 0 | 0 | -476 | 117 | 0 | 0 | 3423.1829 | 100000 | #N/A | 100000 | 0.034232 | 1 | #N/A | 0 | 0.00018167 | 0.005307 | #N/A | 0.005307 |  | 751 | 10.0706 | PASS | 0.53445 | PASS | Eligible | -0.086475 | 0.62092 | 751 | 1.0075 | kWh | 295.2069 | N/A | N/A | 10.0754 |  | 751 | 1 | -47.6 | 11.7 | 0 | 0 | 10 | 0
| SWWH028F | RtL | Ex | CZ16 |  | 752 | SWWH028F | 1 | 10 | 2022 | natural gas | electricity | NR |  | -69.7 |  | 15.5 | -69.7 |  | 15.5 |  | -69.7 | 15.5 | 0 | 0 |  | 0 | 0 |  | TRUE | 10 | 0 | 0 | TRUE | 2022+10 | 2032+00 | TRUE | TRUE | FALSE | FALSE | -69.7 | 15.5 | TRUE | TRUE | FALSE | FALSE | 0 | 0 | TRUE | TRUE | TRUE | -69.7 | 15.5 | 0 | 0 | -697 | 155 | 0 | 0 | 3423.1829 | 100000 | #N/A | 100000 | 0.034232 | 1 | #N/A | 0 | 0.00018167 | 0.005307 | #N/A | 0.005307 |  | 752 | 13.114 | PASS | 0.69597 | PASS | Eligible | -0.12662 | 0.82259 | 752 | 1.3121 | kWh | 384.4459 | N/A | N/A | 13.1211 |  | 752 | 1 | -69.7 | 15.5 | 0 | 0 | 10 | 0
| SWWH028F | RtS | Ex | CZ01 |  | 753 | SWWH028F | 1 | 10 | 2022 | natural gas | electricity | NR |  | -27.6 |  | 7.73 | -27.6 |  | 7.73 |  | -27.6 | 7.73 | 0 | 0 |  | 0 | 0 |  | TRUE | 10 | 0 | 0 | TRUE | 2022+10 | 2032+00 | TRUE | TRUE | FALSE | FALSE | -27.6 | 7.73 | TRUE | TRUE | FALSE | FALSE | 0 | 0 | TRUE | TRUE | TRUE | -27.6 | 7.73 | 0 | 0 | -276 | 77.3 | 0 | 0 | 3423.1829 | 100000 | #N/A | 100000 | 0.034232 | 1 | #N/A | 0 | 0.00018167 | 0.005307 | #N/A | 0.005307 |  | 753 | 6.7852 | PASS | 0.36009 | PASS | Eligible | -0.050141 | 0.41023 | 753 | 0.6788 | kWh | 198.887 | N/A | N/A | 6.788 |  | 753 | 1 | -27.6 | 7.73 | 0 | 0 | 10 | 0
| SWWH028F | RtS | Ex | CZ02 |  | 754 | SWWH028F | 1 | 10 | 2022 | natural gas | electricity | NR |  | -24.7 |  | 7.23 | -24.7 |  | 7.23 |  | -24.7 | 7.23 | 0 | 0 |  | 0 | 0 |  | TRUE | 10 | 0 | 0 | TRUE | 2022+10 | 2032+00 | TRUE | TRUE | FALSE | FALSE | -24.7 | 7.23 | TRUE | TRUE | FALSE | FALSE | 0 | 0 | TRUE | TRUE | TRUE | -24.7 | 7.23 | 0 | 0 | -247 | 72.3 | 0 | 0 | 3423.1829 | 100000 | #N/A | 100000 | 0.034232 | 1 | #N/A | 0 | 0.00018167 | 0.005307 | #N/A | 0.005307 |  | 754 | 6.3845 | PASS | 0.33883 | PASS | Eligible | -0.044872 | 0.3837 | 754 | 0.6387 | kWh | 187.1371 | N/A | N/A | 6.387 |  | 754 | 1 | -24.7 | 7.23 | 0 | 0 | 10 | 0
| SWWH028F | RtS | Ex | CZ03 |  | 755 | SWWH028F | 1 | 10 | 2022 | natural gas | electricity | NR |  | -25.3 |  | 7.33 | -25.3 |  | 7.33 |  | -25.3 | 7.33 | 0 | 0 |  | 0 | 0 |  | TRUE | 10 | 0 | 0 | TRUE | 2022+10 | 2032+00 | TRUE | TRUE | FALSE | FALSE | -25.3 | 7.33 | TRUE | TRUE | FALSE | FALSE | 0 | 0 | TRUE | TRUE | TRUE | -25.3 | 7.33 | 0 | 0 | -253 | 73.3 | 0 | 0 | 3423.1829 | 100000 | #N/A | 100000 | 0.034232 | 1 | #N/A | 0 | 0.00018167 | 0.005307 | #N/A | 0.005307 |  | 755 | 6.4639 | PASS | 0.34304 | PASS | Eligible | -0.045962 | 0.38901 | 755 | 0.64665 | kWh | 189.4671 | N/A | N/A | 6.4665 |  | 755 | 1 | -25.3 | 7.33 | 0 | 0 | 10 | 0
| SWWH028F | RtS | Ex | CZ04 |  | 756 | SWWH028F | 1 | 10 | 2022 | natural gas | electricity | NR |  | -24 |  | 7.08 | -24 |  | 7.08 |  | -24 | 7.08 | 0 | 0 |  | 0 | 0 |  | TRUE | 10 | 0 | 0 | TRUE | 2022+10 | 2032+00 | TRUE | TRUE | FALSE | FALSE | -24 | 7.08 | TRUE | TRUE | FALSE | FALSE | 0 | 0 | TRUE | TRUE | TRUE | -24 | 7.08 | 0 | 0 | -240 | 70.8 | 0 | 0 | 3423.1829 | 100000 | #N/A | 100000 | 0.034232 | 1 | #N/A | 0 | 0.00018167 | 0.005307 | #N/A | 0.005307 |  | 756 | 6.2584 | PASS | 0.33214 | PASS | Eligible | -0.043601 | 0.37574 | 756 | 0.62609 | kWh | 183.4421 | N/A | N/A | 6.2609 |  | 756 | 1 | -24 | 7.08 | 0 | 0 | 10 | 0
| SWWH028F | RtS | Ex | CZ05 |  | 757 | SWWH028F | 1 | 10 | 2022 | natural gas | electricity | NR |  | -25.7 |  | 7.41 | -25.7 |  | 7.41 |  | -25.7 | 7.41 | 0 | 0 |  | 0 | 0 |  | TRUE | 10 | 0 | 0 | TRUE | 2022+10 | 2032+00 | TRUE | TRUE | FALSE | FALSE | -25.7 | 7.41 | TRUE | TRUE | FALSE | FALSE | 0 | 0 | TRUE | TRUE | TRUE | -25.7 | 7.41 | 0 | 0 | -257 | 74.1 | 0 | 0 | 3423.1829 | 100000 | #N/A | 100000 | 0.034232 | 1 | #N/A | 0 | 0.00018167 | 0.005307 | #N/A | 0.005307 |  | 757 | 6.5302 | PASS | 0.34656 | PASS | Eligible | -0.046689 | 0.39325 | 757 | 0.65329 | kWh | 191.411 | N/A | N/A | 6.5329 |  | 757 | 1 | -25.7 | 7.41 | 0 | 0 | 10 | 0
| SWWH028F | RtS | Ex | CZ06 |  | 758 | SWWH028F | 1 | 10 | 2022 | natural gas | electricity | NR |  | -23.2 |  | 6.96 | -23.2 |  | 6.96 |  | -23.2 | 6.96 | 0 | 0 |  | 0 | 0 |  | TRUE | 10 | 0 | 0 | TRUE | 2022+10 | 2032+00 | TRUE | TRUE | FALSE | FALSE | -23.2 | 6.96 | TRUE | TRUE | FALSE | FALSE | 0 | 0 | TRUE | TRUE | TRUE | -23.2 | 6.96 | 0 | 0 | -232 | 69.6 | 0 | 0 | 3423.1829 | 100000 | #N/A | 100000 | 0.034232 | 1 | #N/A | 0 | 0.00018167 | 0.005307 | #N/A | 0.005307 |  | 758 | 6.1658 | PASS | 0.32722 | PASS | Eligible | -0.042147 | 0.36937 | 758 | 0.61682 | kWh | 180.7262 | N/A | N/A | 6.1682 |  | 758 | 1 | -23.2 | 6.96 | 0 | 0 | 10 | 0
| SWWH028F | RtS | Ex | CZ07 |  | 759 | SWWH028F | 1 | 10 | 2022 | natural gas | electricity | NR |  | -23.1 |  | 6.92 | -23.1 |  | 6.92 |  | -23.1 | 6.92 | 0 | 0 |  | 0 | 0 |  | TRUE | 10 | 0 | 0 | TRUE | 2022+10 | 2032+00 | TRUE | TRUE | FALSE | FALSE | -23.1 | 6.92 | TRUE | TRUE | FALSE | FALSE | 0 | 0 | TRUE | TRUE | TRUE | -23.1 | 6.92 | 0 | 0 | -231 | 69.2 | 0 | 0 | 3423.1829 | 100000 | #N/A | 100000 | 0.034232 | 1 | #N/A | 0 | 0.00018167 | 0.005307 | #N/A | 0.005307 |  | 759 | 6.1292 | PASS | 0.32528 | PASS | Eligible | -0.041966 | 0.36725 | 759 | 0.61316 | kWh | 179.6542 | N/A | N/A | 6.1316 |  | 759 | 1 | -23.1 | 6.92 | 0 | 0 | 10 | 0
| SWWH028F | RtS | Ex | CZ08 |  | 760 | SWWH028F | 1 | 10 | 2022 | natural gas | electricity | NR |  | -22.4 |  | 6.81 | -22.4 |  | 6.81 |  | -22.4 | 6.81 | 0 | 0 |  | 0 | 0 |  | TRUE | 10 | 0 | 0 | TRUE | 2022+10 | 2032+00 | TRUE | TRUE | FALSE | FALSE | -22.4 | 6.81 | TRUE | TRUE | FALSE | FALSE | 0 | 0 | TRUE | TRUE | TRUE | -22.4 | 6.81 | 0 | 0 | -224 | 68.1 | 0 | 0 | 3423.1829 | 100000 | #N/A | 100000 | 0.034232 | 1 | #N/A | 0 | 0.00018167 | 0.005307 | #N/A | 0.005307 |  | 760 | 6.0432 | PASS | 0.32072 | PASS | Eligible | -0.040694 | 0.36141 | 760 | 0.60455 | kWh | 177.1312 | N/A | N/A | 6.0455 |  | 760 | 1 | -22.4 | 6.81 | 0 | 0 | 10 | 0
| SWWH028F | RtS | Ex | CZ09 |  | 761 | SWWH028F | 1 | 10 | 2022 | natural gas | electricity | NR |  | -22.4 |  | 6.79 | -22.4 |  | 6.79 |  | -22.4 | 6.79 | 0 | 0 |  | 0 | 0 |  | TRUE | 10 | 0 | 0 | TRUE | 2022+10 | 2032+00 | TRUE | TRUE | FALSE | FALSE | -22.4 | 6.79 | TRUE | TRUE | FALSE | FALSE | 0 | 0 | TRUE | TRUE | TRUE | -22.4 | 6.79 | 0 | 0 | -224 | 67.9 | 0 | 0 | 3423.1829 | 100000 | #N/A | 100000 | 0.034232 | 1 | #N/A | 0 | 0.00018167 | 0.005307 | #N/A | 0.005307 |  | 761 | 6.0232 | PASS | 0.31965 | PASS | Eligible | -0.040694 | 0.36035 | 761 | 0.60255 | kWh | 176.5452 | N/A | N/A | 6.0255 |  | 761 | 1 | -22.4 | 6.79 | 0 | 0 | 10 | 0
| SWWH028F | RtS | Ex | CZ10 |  | 762 | SWWH028F | 1 | 10 | 2022 | natural gas | electricity | NR |  | -22.3 |  | 6.76 | -22.3 |  | 6.76 |  | -22.3 | 6.76 | 0 | 0 |  | 0 | 0 |  | TRUE | 10 | 0 | 0 | TRUE | 2022+10 | 2032+00 | TRUE | TRUE | FALSE | FALSE | -22.3 | 6.76 | TRUE | TRUE | FALSE | FALSE | 0 | 0 | TRUE | TRUE | TRUE | -22.3 | 6.76 | 0 | 0 | -223 | 67.6 | 0 | 0 | 3423.1829 | 100000 | #N/A | 100000 | 0.034232 | 1 | #N/A | 0 | 0.00018167 | 0.005307 | #N/A | 0.005307 |  | 762 | 5.9966 | PASS | 0.31824 | PASS | Eligible | -0.040512 | 0.35876 | 762 | 0.59989 | kWh | 175.7662 | N/A | N/A | 5.9989 |  | 762 | 1 | -22.3 | 6.76 | 0 | 0 | 10 | 0
| SWWH028F | RtS | Ex | CZ11 |  | 763 | SWWH028F | 1 | 10 | 2022 | natural gas | electricity | NR |  | -22.8 |  | 6.84 | -22.8 |  | 6.84 |  | -22.8 | 6.84 | 0 | 0 |  | 0 | 0 |  | TRUE | 10 | 0 | 0 | TRUE | 2022+10 | 2032+00 | TRUE | TRUE | FALSE | FALSE | -22.8 | 6.84 | TRUE | TRUE | FALSE | FALSE | 0 | 0 | TRUE | TRUE | TRUE | -22.8 | 6.84 | 0 | 0 | -228 | 68.4 | 0 | 0 | 3423.1829 | 100000 | #N/A | 100000 | 0.034232 | 1 | #N/A | 0 | 0.00018167 | 0.005307 | #N/A | 0.005307 |  | 763 | 6.0595 | PASS | 0.32158 | PASS | Eligible | -0.041421 | 0.363 | 763 | 0.60618 | kWh | 177.6102 | N/A | N/A | 6.0618 |  | 763 | 1 | -22.8 | 6.84 | 0 | 0 | 10 | 0
| SWWH028F | RtS | Ex | CZ12 |  | 764 | SWWH028F | 1 | 10 | 2022 | natural gas | electricity | NR |  | -23.5 |  | 6.98 | -23.5 |  | 6.98 |  | -23.5 | 6.98 | 0 | 0 |  | 0 | 0 |  | TRUE | 10 | 0 | 0 | TRUE | 2022+10 | 2032+00 | TRUE | TRUE | FALSE | FALSE | -23.5 | 6.98 | TRUE | TRUE | FALSE | FALSE | 0 | 0 | TRUE | TRUE | TRUE | -23.5 | 6.98 | 0 | 0 | -235 | 69.8 | 0 | 0 | 3423.1829 | 100000 | #N/A | 100000 | 0.034232 | 1 | #N/A | 0 | 0.00018167 | 0.005307 | #N/A | 0.005307 |  | 764 | 6.1756 | PASS | 0.32774 | PASS | Eligible | -0.042692 | 0.37043 | 764 | 0.61779 | kWh | 181.0122 | N/A | N/A | 6.1779 |  | 764 | 1 | -23.5 | 6.98 | 0 | 0 | 10 | 0
| SWWH028F | RtS | Ex | CZ13 |  | 765 | SWWH028F | 1 | 10 | 2022 | natural gas | electricity | NR |  | -22.4 |  | 6.77 | -22.4 |  | 6.77 |  | -22.4 | 6.77 | 0 | 0 |  | 0 | 0 |  | TRUE | 10 | 0 | 0 | TRUE | 2022+10 | 2032+00 | TRUE | TRUE | FALSE | FALSE | -22.4 | 6.77 | TRUE | TRUE | FALSE | FALSE | 0 | 0 | TRUE | TRUE | TRUE | -22.4 | 6.77 | 0 | 0 | -224 | 67.7 | 0 | 0 | 3423.1829 | 100000 | #N/A | 100000 | 0.034232 | 1 | #N/A | 0 | 0.00018167 | 0.005307 | #N/A | 0.005307 |  | 765 | 6.0032 | PASS | 0.31859 | PASS | Eligible | -0.040694 | 0.35929 | 765 | 0.60055 | kWh | 175.9592 | N/A | N/A | 6.0055 |  | 765 | 1 | -22.4 | 6.77 | 0 | 0 | 10 | 0
| SWWH028F | RtS | Ex | CZ14 |  | 766 | SWWH028F | 1 | 10 | 2022 | natural gas | electricity | NR |  | -22.9 |  | 6.86 | -22.9 |  | 6.86 |  | -22.9 | 6.86 | 0 | 0 |  | 0 | 0 |  | TRUE | 10 | 0 | 0 | TRUE | 2022+10 | 2032+00 | TRUE | TRUE | FALSE | FALSE | -22.9 | 6.86 | TRUE | TRUE | FALSE | FALSE | 0 | 0 | TRUE | TRUE | TRUE | -22.9 | 6.86 | 0 | 0 | -229 | 68.6 | 0 | 0 | 3423.1829 | 100000 | #N/A | 100000 | 0.034232 | 1 | #N/A | 0 | 0.00018167 | 0.005307 | #N/A | 0.005307 |  | 766 | 6.0761 | PASS | 0.32246 | PASS | Eligible | -0.041602 | 0.36406 | 766 | 0.60784 | kWh | 178.0962 | N/A | N/A | 6.0784 |  | 766 | 1 | -22.9 | 6.86 | 0 | 0 | 10 | 0
| SWWH028F | RtS | Ex | CZ15 |  | 767 | SWWH028F | 1 | 10 | 2022 | natural gas | electricity | NR |  | -18.6 |  | 6.02 | -18.6 |  | 6.02 |  | -18.6 | 6.02 | 0 | 0 |  | 0 | 0 |  | TRUE | 10 | 0 | 0 | TRUE | 2022+10 | 2032+00 | TRUE | TRUE | FALSE | FALSE | -18.6 | 6.02 | TRUE | TRUE | FALSE | FALSE | 0 | 0 | TRUE | TRUE | TRUE | -18.6 | 6.02 | 0 | 0 | -186 | 60.2 | 0 | 0 | 3423.1829 | 100000 | #N/A | 100000 | 0.034232 | 1 | #N/A | 0 | 0.00018167 | 0.005307 | #N/A | 0.005307 |  | 767 | 5.3833 | PASS | 0.28569 | PASS | Eligible | -0.033791 | 0.31948 | 767 | 0.53852 | kWh | 157.7844 | N/A | N/A | 5.3852 |  | 767 | 1 | -18.6 | 6.02 | 0 | 0 | 10 | 0
| SWWH028F | RtS | Ex | CZ16 |  | 768 | SWWH028F | 1 | 10 | 2022 | natural gas | electricity | NR |  | -26.6 |  | 7.56 | -26.6 |  | 7.56 |  | -26.6 | 7.56 | 0 | 0 |  | 0 | 0 |  | TRUE | 10 | 0 | 0 | TRUE | 2022+10 | 2032+00 | TRUE | TRUE | FALSE | FALSE | -26.6 | 7.56 | TRUE | TRUE | FALSE | FALSE | 0 | 0 | TRUE | TRUE | TRUE | -26.6 | 7.56 | 0 | 0 | -266 | 75.6 | 0 | 0 | 3423.1829 | 100000 | #N/A | 100000 | 0.034232 | 1 | #N/A | 0 | 0.00018167 | 0.005307 | #N/A | 0.005307 |  | 768 | 6.6494 | PASS | 0.35289 | PASS | Eligible | -0.048324 | 0.40121 | 768 | 0.66521 | kWh | 194.906 | N/A | N/A | 6.6521 |  | 768 | 1 | -26.6 | 7.56 | 0 | 0 | 10 | 0
| SWWH028F | SCn | Ex | CZ01 |  | 769 | SWWH028F | 1 | 10 | 2022 | natural gas | electricity | NR |  | -178 |  | 27.5 | -178 |  | 27.5 |  | -178 | 27.5 | 0 | 0 |  | 0 | 0 |  | TRUE | 10 | 0 | 0 | TRUE | 2022+10 | 2032+00 | TRUE | TRUE | FALSE | FALSE | -178 | 27.5 | TRUE | TRUE | FALSE | FALSE | 0 | 0 | TRUE | TRUE | TRUE | -178 | 27.5 | 0 | 0 | -1780 | 275 | 0 | 0 | 3423.1829 | 100000 | #N/A | 100000 | 0.034232 | 1 | #N/A | 0 | 0.00018167 | 0.005307 | #N/A | 0.005307 |  | 769 | 21.4067 | PASS | 1.1361 | PASS | Eligible | -0.32337 | 1.4594 | 769 | 2.1425 | kWh | 627.7427 | N/A | N/A | 21.4249 |  | 769 | 1 | -178 | 27.5 | 0 | 0 | 10 | 0
| SWWH028F | SCn | Ex | CZ02 |  | 770 | SWWH028F | 1 | 10 | 2022 | natural gas | electricity | NR |  | -161 |  | 25.6 | -161 |  | 25.6 |  | -161 | 25.6 | 0 | 0 |  | 0 | 0 |  | TRUE | 10 | 0 | 0 | TRUE | 2022+10 | 2032+00 | TRUE | TRUE | FALSE | FALSE | -161 | 25.6 | TRUE | TRUE | FALSE | FALSE | 0 | 0 | TRUE | TRUE | TRUE | -161 | 25.6 | 0 | 0 | -1610 | 256 | 0 | 0 | 3423.1829 | 100000 | #N/A | 100000 | 0.034232 | 1 | #N/A | 0 | 0.00018167 | 0.005307 | #N/A | 0.005307 |  | 770 | 20.0887 | PASS | 1.0661 | PASS | Eligible | -0.29249 | 1.3586 | 770 | 2.0105 | kWh | 589.0732 | N/A | N/A | 20.1051 |  | 770 | 1 | -161 | 25.6 | 0 | 0 | 10 | 0
| SWWH028F | SCn | Ex | CZ03 |  | 771 | SWWH028F | 1 | 10 | 2022 | natural gas | electricity | NR |  | -164 |  | 25.8 | -164 |  | 25.8 |  | -164 | 25.8 | 0 | 0 |  | 0 | 0 |  | TRUE | 10 | 0 | 0 | TRUE | 2022+10 | 2032+00 | TRUE | TRUE | FALSE | FALSE | -164 | 25.8 | TRUE | TRUE | FALSE | FALSE | 0 | 0 | TRUE | TRUE | TRUE | -164 | 25.8 | 0 | 0 | -1640 | 258 | 0 | 0 | 3423.1829 | 100000 | #N/A | 100000 | 0.034232 | 1 | #N/A | 0 | 0.00018167 | 0.005307 | #N/A | 0.005307 |  | 771 | 20.186 | PASS | 1.0713 | PASS | Eligible | -0.29794 | 1.3692 | 771 | 2.0203 | kWh | 591.9332 | N/A | N/A | 20.2027 |  | 771 | 1 | -164 | 25.8 | 0 | 0 | 10 | 0
| SWWH028F | SCn | Ex | CZ04 |  | 772 | SWWH028F | 1 | 10 | 2022 | natural gas | electricity | NR |  | -156 |  | 25 | -156 |  | 25 |  | -156 | 25 | 0 | 0 |  | 0 | 0 |  | TRUE | 10 | 0 | 0 | TRUE | 2022+10 | 2032+00 | TRUE | TRUE | FALSE | FALSE | -156 | 25 | TRUE | TRUE | FALSE | FALSE | 0 | 0 | TRUE | TRUE | TRUE | -156 | 25 | 0 | 0 | -1560 | 250 | 0 | 0 | 3423.1829 | 100000 | #N/A | 100000 | 0.034232 | 1 | #N/A | 0 | 0.00018167 | 0.005307 | #N/A | 0.005307 |  | 772 | 19.6598 | PASS | 1.0434 | PASS | Eligible | -0.2834 | 1.3268 | 772 | 1.9676 | kWh | 576.4934 | N/A | N/A | 19.6757 |  | 772 | 1 | -156 | 25 | 0 | 0 | 10 | 0
| SWWH028F | SCn | Ex | CZ05 |  | 773 | SWWH028F | 1 | 10 | 2022 | natural gas | electricity | NR |  | -166 |  | 26.2 | -166 |  | 26.2 |  | -166 | 26.2 | 0 | 0 |  | 0 | 0 |  | TRUE | 10 | 0 | 0 | TRUE | 2022+10 | 2032+00 | TRUE | TRUE | FALSE | FALSE | -166 | 26.2 | TRUE | TRUE | FALSE | FALSE | 0 | 0 | TRUE | TRUE | TRUE | -166 | 26.2 | 0 | 0 | -1660 | 262 | 0 | 0 | 3423.1829 | 100000 | #N/A | 100000 | 0.034232 | 1 | #N/A | 0 | 0.00018167 | 0.005307 | #N/A | 0.005307 |  | 773 | 20.5175 | PASS | 1.0889 | PASS | Eligible | -0.30157 | 1.3904 | 773 | 2.0534 | kWh | 601.6531 | N/A | N/A | 20.5344 |  | 773 | 1 | -166 | 26.2 | 0 | 0 | 10 | 0
| SWWH028F | SCn | Ex | CZ06 |  | 774 | SWWH028F | 1 | 10 | 2022 | natural gas | electricity | NR |  | -151 |  | 24.3 | -151 |  | 24.3 |  | -151 | 24.3 | 0 | 0 |  | 0 | 0 |  | TRUE | 10 | 0 | 0 | TRUE | 2022+10 | 2032+00 | TRUE | TRUE | FALSE | FALSE | -151 | 24.3 | TRUE | TRUE | FALSE | FALSE | 0 | 0 | TRUE | TRUE | TRUE | -151 | 24.3 | 0 | 0 | -1510 | 243 | 0 | 0 | 3423.1829 | 100000 | #N/A | 100000 | 0.034232 | 1 | #N/A | 0 | 0.00018167 | 0.005307 | #N/A | 0.005307 |  | 774 | 19.131 | PASS | 1.0153 | PASS | Eligible | -0.27432 | 1.2896 | 774 | 1.9146 | kWh | 560.9836 | N/A | N/A | 19.1464 |  | 774 | 1 | -151 | 24.3 | 0 | 0 | 10 | 0
| SWWH028F | SCn | Ex | CZ07 |  | 775 | SWWH028F | 1 | 10 | 2022 | natural gas | electricity | NR |  | -150 |  | 24.1 | -150 |  | 24.1 |  | -150 | 24.1 | 0 | 0 |  | 0 | 0 |  | TRUE | 10 | 0 | 0 | TRUE | 2022+10 | 2032+00 | TRUE | TRUE | FALSE | FALSE | -150 | 24.1 | TRUE | TRUE | FALSE | FALSE | 0 | 0 | TRUE | TRUE | TRUE | -150 | 24.1 | 0 | 0 | -1500 | 241 | 0 | 0 | 3423.1829 | 100000 | #N/A | 100000 | 0.034232 | 1 | #N/A | 0 | 0.00018167 | 0.005307 | #N/A | 0.005307 |  | 775 | 18.9652 | PASS | 1.0065 | PASS | Eligible | -0.2725 | 1.279 | 775 | 1.8981 | kWh | 556.1236 | N/A | N/A | 18.9805 |  | 775 | 1 | -150 | 24.1 | 0 | 0 | 10 | 0
| SWWH028F | SCn | Ex | CZ08 |  | 776 | SWWH028F | 1 | 10 | 2022 | natural gas | electricity | NR |  | -146 |  | 23.7 | -146 |  | 23.7 |  | -146 | 23.7 | 0 | 0 |  | 0 | 0 |  | TRUE | 10 | 0 | 0 | TRUE | 2022+10 | 2032+00 | TRUE | TRUE | FALSE | FALSE | -146 | 23.7 | TRUE | TRUE | FALSE | FALSE | 0 | 0 | TRUE | TRUE | TRUE | -146 | 23.7 | 0 | 0 | -1460 | 237 | 0 | 0 | 3423.1829 | 100000 | #N/A | 100000 | 0.034232 | 1 | #N/A | 0 | 0.00018167 | 0.005307 | #N/A | 0.005307 |  | 776 | 18.7022 | PASS | 0.99253 | PASS | Eligible | -0.26524 | 1.2578 | 776 | 1.8717 | kWh | 548.4038 | N/A | N/A | 18.717 |  | 776 | 1 | -146 | 23.7 | 0 | 0 | 10 | 0
| SWWH028F | SCn | Ex | CZ09 |  | 777 | SWWH028F | 1 | 10 | 2022 | natural gas | electricity | NR |  | -146 |  | 23.7 | -146 |  | 23.7 |  | -146 | 23.7 | 0 | 0 |  | 0 | 0 |  | TRUE | 10 | 0 | 0 | TRUE | 2022+10 | 2032+00 | TRUE | TRUE | FALSE | FALSE | -146 | 23.7 | TRUE | TRUE | FALSE | FALSE | 0 | 0 | TRUE | TRUE | TRUE | -146 | 23.7 | 0 | 0 | -1460 | 237 | 0 | 0 | 3423.1829 | 100000 | #N/A | 100000 | 0.034232 | 1 | #N/A | 0 | 0.00018167 | 0.005307 | #N/A | 0.005307 |  | 777 | 18.7022 | PASS | 0.99253 | PASS | Eligible | -0.26524 | 1.2578 | 777 | 1.8717 | kWh | 548.4038 | N/A | N/A | 18.717 |  | 777 | 1 | -146 | 23.7 | 0 | 0 | 10 | 0
| SWWH028F | SCn | Ex | CZ10 |  | 778 | SWWH028F | 1 | 10 | 2022 | natural gas | electricity | NR |  | -145 |  | 23.6 | -145 |  | 23.6 |  | -145 | 23.6 | 0 | 0 |  | 0 | 0 |  | TRUE | 10 | 0 | 0 | TRUE | 2022+10 | 2032+00 | TRUE | TRUE | FALSE | FALSE | -145 | 23.6 | TRUE | TRUE | FALSE | FALSE | 0 | 0 | TRUE | TRUE | TRUE | -145 | 23.6 | 0 | 0 | -1450 | 236 | 0 | 0 | 3423.1829 | 100000 | #N/A | 100000 | 0.034232 | 1 | #N/A | 0 | 0.00018167 | 0.005307 | #N/A | 0.005307 |  | 778 | 18.6364 | PASS | 0.98904 | PASS | Eligible | -0.26342 | 1.2525 | 778 | 1.8651 | kWh | 546.4738 | N/A | N/A | 18.6512 |  | 778 | 1 | -145 | 23.6 | 0 | 0 | 10 | 0
| SWWH028F | SCn | Ex | CZ11 |  | 779 | SWWH028F | 1 | 10 | 2022 | natural gas | electricity | NR |  | -148 |  | 23.9 | -148 |  | 23.9 |  | -148 | 23.9 | 0 | 0 |  | 0 | 0 |  | TRUE | 10 | 0 | 0 | TRUE | 2022+10 | 2032+00 | TRUE | TRUE | FALSE | FALSE | -148 | 23.9 | TRUE | TRUE | FALSE | FALSE | 0 | 0 | TRUE | TRUE | TRUE | -148 | 23.9 | 0 | 0 | -1480 | 239 | 0 | 0 | 3423.1829 | 100000 | #N/A | 100000 | 0.034232 | 1 | #N/A | 0 | 0.00018167 | 0.005307 | #N/A | 0.005307 |  | 779 | 18.8337 | PASS | 0.99951 | PASS | Eligible | -0.26887 | 1.2684 | 779 | 1.8849 | kWh | 552.2637 | N/A | N/A | 18.8488 |  | 779 | 1 | -148 | 23.9 | 0 | 0 | 10 | 0
| SWWH028F | SCn | Ex | CZ12 |  | 780 | SWWH028F | 1 | 10 | 2022 | natural gas | electricity | NR |  | -153 |  | 24.5 | -153 |  | 24.5 |  | -153 | 24.5 | 0 | 0 |  | 0 | 0 |  | TRUE | 10 | 0 | 0 | TRUE | 2022+10 | 2032+00 | TRUE | TRUE | FALSE | FALSE | -153 | 24.5 | TRUE | TRUE | FALSE | FALSE | 0 | 0 | TRUE | TRUE | TRUE | -153 | 24.5 | 0 | 0 | -1530 | 245 | 0 | 0 | 3423.1829 | 100000 | #N/A | 100000 | 0.034232 | 1 | #N/A | 0 | 0.00018167 | 0.005307 | #N/A | 0.005307 |  | 780 | 19.2625 | PASS | 1.0223 | PASS | Eligible | -0.27795 | 1.3002 | 780 | 1.9278 | kWh | 564.8435 | N/A | N/A | 19.2781 |  | 780 | 1 | -153 | 24.5 | 0 | 0 | 10 | 0
| SWWH028F | SCn | Ex | CZ13 |  | 781 | SWWH028F | 1 | 10 | 2022 | natural gas | electricity | NR |  | -146 |  | 23.6 | -146 |  | 23.6 |  | -146 | 23.6 | 0 | 0 |  | 0 | 0 |  | TRUE | 10 | 0 | 0 | TRUE | 2022+10 | 2032+00 | TRUE | TRUE | FALSE | FALSE | -146 | 23.6 | TRUE | TRUE | FALSE | FALSE | 0 | 0 | TRUE | TRUE | TRUE | -146 | 23.6 | 0 | 0 | -1460 | 236 | 0 | 0 | 3423.1829 | 100000 | #N/A | 100000 | 0.034232 | 1 | #N/A | 0 | 0.00018167 | 0.005307 | #N/A | 0.005307 |  | 781 | 18.6022 | PASS | 0.98722 | PASS | Eligible | -0.26524 | 1.2525 | 781 | 1.8617 | kWh | 545.4738 | N/A | N/A | 18.617 |  | 781 | 1 | -146 | 23.6 | 0 | 0 | 10 | 0
| SWWH028F | SCn | Ex | CZ14 |  | 782 | SWWH028F | 1 | 10 | 2022 | natural gas | electricity | NR |  | -149 |  | 24 | -149 |  | 24 |  | -149 | 24 | 0 | 0 |  | 0 | 0 |  | TRUE | 10 | 0 | 0 | TRUE | 2022+10 | 2032+00 | TRUE | TRUE | FALSE | FALSE | -149 | 24 | TRUE | TRUE | FALSE | FALSE | 0 | 0 | TRUE | TRUE | TRUE | -149 | 24 | 0 | 0 | -1490 | 240 | 0 | 0 | 3423.1829 | 100000 | #N/A | 100000 | 0.034232 | 1 | #N/A | 0 | 0.00018167 | 0.005307 | #N/A | 0.005307 |  | 782 | 18.8995 | PASS | 1.003 | PASS | Eligible | -0.27069 | 1.2737 | 782 | 1.8915 | kWh | 554.1937 | N/A | N/A | 18.9146 |  | 782 | 1 | -149 | 24 | 0 | 0 | 10 | 0
| SWWH028F | SCn | Ex | CZ15 |  | 783 | SWWH028F | 1 | 10 | 2022 | natural gas | electricity | NR |  | -120 |  | 20.1 | -120 |  | 20.1 |  | -120 | 20.1 | 0 | 0 |  | 0 | 0 |  | TRUE | 10 | 0 | 0 | TRUE | 2022+10 | 2032+00 | TRUE | TRUE | FALSE | FALSE | -120 | 20.1 | TRUE | TRUE | FALSE | FALSE | 0 | 0 | TRUE | TRUE | TRUE | -120 | 20.1 | 0 | 0 | -1200 | 201 | 0 | 0 | 3423.1829 | 100000 | #N/A | 100000 | 0.034232 | 1 | #N/A | 0 | 0.00018167 | 0.005307 | #N/A | 0.005307 |  | 783 | 15.9922 | PASS | 0.84871 | PASS | Eligible | -0.218 | 1.0667 | 783 | 1.6004 | kWh | 468.9247 | N/A | N/A | 16.0044 |  | 783 | 1 | -120 | 20.1 | 0 | 0 | 10 | 0
| SWWH028F | SCn | Ex | CZ16 |  | 784 | SWWH028F | 1 | 10 | 2022 | natural gas | electricity | NR |  | -173 |  | 27.3 | -173 |  | 27.3 |  | -173 | 27.3 | 0 | 0 |  | 0 | 0 |  | TRUE | 10 | 0 | 0 | TRUE | 2022+10 | 2032+00 | TRUE | TRUE | FALSE | FALSE | -173 | 27.3 | TRUE | TRUE | FALSE | FALSE | 0 | 0 | TRUE | TRUE | TRUE | -173 | 27.3 | 0 | 0 | -1730 | 273 | 0 | 0 | 3423.1829 | 100000 | #N/A | 100000 | 0.034232 | 1 | #N/A | 0 | 0.00018167 | 0.005307 | #N/A | 0.005307 |  | 784 | 21.3779 | PASS | 1.1345 | PASS | Eligible | -0.31429 | 1.4488 | 784 | 2.1396 | kWh | 626.8828 | N/A | N/A | 21.3955 |  | 784 | 1 | -173 | 27.3 | 0 | 0 | 10 | 0
| SWWH028F | SUn | Ex | CZ01 |  | 785 | SWWH028F | 1 | 10 | 2022 | natural gas | electricity | NR |  | -184 |  | 27.7 | -184 |  | 27.7 |  | -184 | 27.7 | 0 | 0 |  | 0 | 0 |  | TRUE | 10 | 0 | 0 | TRUE | 2022+10 | 2032+00 | TRUE | TRUE | FALSE | FALSE | -184 | 27.7 | TRUE | TRUE | FALSE | FALSE | 0 | 0 | TRUE | TRUE | TRUE | -184 | 27.7 | 0 | 0 | -1840 | 277 | 0 | 0 | 3423.1829 | 100000 | #N/A | 100000 | 0.034232 | 1 | #N/A | 0 | 0.00018167 | 0.005307 | #N/A | 0.005307 |  | 785 | 21.4013 | PASS | 1.1358 | PASS | Eligible | -0.33427 | 1.47 | 785 | 2.142 | kWh | 627.6027 | N/A | N/A | 21.4201 |  | 785 | 1 | -184 | 27.7 | 0 | 0 | 10 | 0
| SWWH028F | SUn | Ex | CZ02 |  | 786 | SWWH028F | 1 | 10 | 2022 | natural gas | electricity | NR |  | -161 |  | 25.6 | -161 |  | 25.6 |  | -161 | 25.6 | 0 | 0 |  | 0 | 0 |  | TRUE | 10 | 0 | 0 | TRUE | 2022+10 | 2032+00 | TRUE | TRUE | FALSE | FALSE | -161 | 25.6 | TRUE | TRUE | FALSE | FALSE | 0 | 0 | TRUE | TRUE | TRUE | -161 | 25.6 | 0 | 0 | -1610 | 256 | 0 | 0 | 3423.1829 | 100000 | #N/A | 100000 | 0.034232 | 1 | #N/A | 0 | 0.00018167 | 0.005307 | #N/A | 0.005307 |  | 786 | 20.0887 | PASS | 1.0661 | PASS | Eligible | -0.29249 | 1.3586 | 786 | 2.0105 | kWh | 589.0732 | N/A | N/A | 20.1051 |  | 786 | 1 | -161 | 25.6 | 0 | 0 | 10 | 0
| SWWH028F | SUn | Ex | CZ03 |  | 787 | SWWH028F | 1 | 10 | 2022 | natural gas | electricity | NR |  | -163 |  | 25.8 | -163 |  | 25.8 |  | -163 | 25.8 | 0 | 0 |  | 0 | 0 |  | TRUE | 10 | 0 | 0 | TRUE | 2022+10 | 2032+00 | TRUE | TRUE | FALSE | FALSE | -163 | 25.8 | TRUE | TRUE | FALSE | FALSE | 0 | 0 | TRUE | TRUE | TRUE | -163 | 25.8 | 0 | 0 | -1630 | 258 | 0 | 0 | 3423.1829 | 100000 | #N/A | 100000 | 0.034232 | 1 | #N/A | 0 | 0.00018167 | 0.005307 | #N/A | 0.005307 |  | 787 | 20.2202 | PASS | 1.0731 | PASS | Eligible | -0.29612 | 1.3692 | 787 | 2.0237 | kWh | 592.9332 | N/A | N/A | 20.2368 |  | 787 | 1 | -163 | 25.8 | 0 | 0 | 10 | 0
| SWWH028F | SUn | Ex | CZ04 |  | 788 | SWWH028F | 1 | 10 | 2022 | natural gas | electricity | NR |  | -155 |  | 24.9 | -155 |  | 24.9 |  | -155 | 24.9 | 0 | 0 |  | 0 | 0 |  | TRUE | 10 | 0 | 0 | TRUE | 2022+10 | 2032+00 | TRUE | TRUE | FALSE | FALSE | -155 | 24.9 | TRUE | TRUE | FALSE | FALSE | 0 | 0 | TRUE | TRUE | TRUE | -155 | 24.9 | 0 | 0 | -1550 | 249 | 0 | 0 | 3423.1829 | 100000 | #N/A | 100000 | 0.034232 | 1 | #N/A | 0 | 0.00018167 | 0.005307 | #N/A | 0.005307 |  | 788 | 19.5941 | PASS | 1.0399 | PASS | Eligible | -0.28159 | 1.3215 | 788 | 1.961 | kWh | 574.5634 | N/A | N/A | 19.6099 |  | 788 | 1 | -155 | 24.9 | 0 | 0 | 10 | 0
| SWWH028F | SUn | Ex | CZ05 |  | 789 | SWWH028F | 1 | 10 | 2022 | natural gas | electricity | NR |  | -167 |  | 26.2 | -167 |  | 26.2 |  | -167 | 26.2 | 0 | 0 |  | 0 | 0 |  | TRUE | 10 | 0 | 0 | TRUE | 2022+10 | 2032+00 | TRUE | TRUE | FALSE | FALSE | -167 | 26.2 | TRUE | TRUE | FALSE | FALSE | 0 | 0 | TRUE | TRUE | TRUE | -167 | 26.2 | 0 | 0 | -1670 | 262 | 0 | 0 | 3423.1829 | 100000 | #N/A | 100000 | 0.034232 | 1 | #N/A | 0 | 0.00018167 | 0.005307 | #N/A | 0.005307 |  | 789 | 20.4833 | PASS | 1.0871 | PASS | Eligible | -0.30339 | 1.3904 | 789 | 2.05 | kWh | 600.6531 | N/A | N/A | 20.5003 |  | 789 | 1 | -167 | 26.2 | 0 | 0 | 10 | 0
| SWWH028F | SUn | Ex | CZ06 |  | 790 | SWWH028F | 1 | 10 | 2022 | natural gas | electricity | NR |  | -148 |  | 24.2 | -148 |  | 24.2 |  | -148 | 24.2 | 0 | 0 |  | 0 | 0 |  | TRUE | 10 | 0 | 0 | TRUE | 2022+10 | 2032+00 | TRUE | TRUE | FALSE | FALSE | -148 | 24.2 | TRUE | TRUE | FALSE | FALSE | 0 | 0 | TRUE | TRUE | TRUE | -148 | 24.2 | 0 | 0 | -1480 | 242 | 0 | 0 | 3423.1829 | 100000 | #N/A | 100000 | 0.034232 | 1 | #N/A | 0 | 0.00018167 | 0.005307 | #N/A | 0.005307 |  | 790 | 19.1337 | PASS | 1.0154 | PASS | Eligible | -0.26887 | 1.2843 | 790 | 1.9149 | kWh | 561.0536 | N/A | N/A | 19.1488 |  | 790 | 1 | -148 | 24.2 | 0 | 0 | 10 | 0
| SWWH028F | SUn | Ex | CZ07 |  | 791 | SWWH028F | 1 | 10 | 2022 | natural gas | electricity | NR |  | -146 |  | 23.9 | -146 |  | 23.9 |  | -146 | 23.9 | 0 | 0 |  | 0 | 0 |  | TRUE | 10 | 0 | 0 | TRUE | 2022+10 | 2032+00 | TRUE | TRUE | FALSE | FALSE | -146 | 23.9 | TRUE | TRUE | FALSE | FALSE | 0 | 0 | TRUE | TRUE | TRUE | -146 | 23.9 | 0 | 0 | -1460 | 239 | 0 | 0 | 3423.1829 | 100000 | #N/A | 100000 | 0.034232 | 1 | #N/A | 0 | 0.00018167 | 0.005307 | #N/A | 0.005307 |  | 791 | 18.9022 | PASS | 1.0031 | PASS | Eligible | -0.26524 | 1.2684 | 791 | 1.8917 | kWh | 554.2637 | N/A | N/A | 18.917 |  | 791 | 1 | -146 | 23.9 | 0 | 0 | 10 | 0
| SWWH028F | SUn | Ex | CZ08 |  | 792 | SWWH028F | 1 | 10 | 2022 | natural gas | electricity | NR |  | -142 |  | 23.5 | -142 |  | 23.5 |  | -142 | 23.5 | 0 | 0 |  | 0 | 0 |  | TRUE | 10 | 0 | 0 | TRUE | 2022+10 | 2032+00 | TRUE | TRUE | FALSE | FALSE | -142 | 23.5 | TRUE | TRUE | FALSE | FALSE | 0 | 0 | TRUE | TRUE | TRUE | -142 | 23.5 | 0 | 0 | -1420 | 235 | 0 | 0 | 3423.1829 | 100000 | #N/A | 100000 | 0.034232 | 1 | #N/A | 0 | 0.00018167 | 0.005307 | #N/A | 0.005307 |  | 792 | 18.6391 | PASS | 0.98918 | PASS | Eligible | -0.25797 | 1.2472 | 792 | 1.8654 | kWh | 546.5438 | N/A | N/A | 18.6535 |  | 792 | 1 | -142 | 23.5 | 0 | 0 | 10 | 0
| SWWH028F | SUn | Ex | CZ09 |  | 793 | SWWH028F | 1 | 10 | 2022 | natural gas | electricity | NR |  | -142 |  | 23.4 | -142 |  | 23.4 |  | -142 | 23.4 | 0 | 0 |  | 0 | 0 |  | TRUE | 10 | 0 | 0 | TRUE | 2022+10 | 2032+00 | TRUE | TRUE | FALSE | FALSE | -142 | 23.4 | TRUE | TRUE | FALSE | FALSE | 0 | 0 | TRUE | TRUE | TRUE | -142 | 23.4 | 0 | 0 | -1420 | 234 | 0 | 0 | 3423.1829 | 100000 | #N/A | 100000 | 0.034232 | 1 | #N/A | 0 | 0.00018167 | 0.005307 | #N/A | 0.005307 |  | 793 | 18.5391 | PASS | 0.98388 | PASS | Eligible | -0.25797 | 1.2418 | 793 | 1.8554 | kWh | 543.6138 | N/A | N/A | 18.5535 |  | 793 | 1 | -142 | 23.4 | 0 | 0 | 10 | 0
| SWWH028F | SUn | Ex | CZ10 |  | 794 | SWWH028F | 1 | 10 | 2022 | natural gas | electricity | NR |  | -141 |  | 23.3 | -141 |  | 23.3 |  | -141 | 23.3 | 0 | 0 |  | 0 | 0 |  | TRUE | 10 | 0 | 0 | TRUE | 2022+10 | 2032+00 | TRUE | TRUE | FALSE | FALSE | -141 | 23.3 | TRUE | TRUE | FALSE | FALSE | 0 | 0 | TRUE | TRUE | TRUE | -141 | 23.3 | 0 | 0 | -1410 | 233 | 0 | 0 | 3423.1829 | 100000 | #N/A | 100000 | 0.034232 | 1 | #N/A | 0 | 0.00018167 | 0.005307 | #N/A | 0.005307 |  | 794 | 18.4733 | PASS | 0.98039 | PASS | Eligible | -0.25615 | 1.2365 | 794 | 1.8488 | kWh | 541.6839 | N/A | N/A | 18.4877 |  | 794 | 1 | -141 | 23.3 | 0 | 0 | 10 | 0
| SWWH028F | SUn | Ex | CZ11 |  | 795 | SWWH028F | 1 | 10 | 2022 | natural gas | electricity | NR |  | -147 |  | 23.7 | -147 |  | 23.7 |  | -147 | 23.7 | 0 | 0 |  | 0 | 0 |  | TRUE | 10 | 0 | 0 | TRUE | 2022+10 | 2032+00 | TRUE | TRUE | FALSE | FALSE | -147 | 23.7 | TRUE | TRUE | FALSE | FALSE | 0 | 0 | TRUE | TRUE | TRUE | -147 | 23.7 | 0 | 0 | -1470 | 237 | 0 | 0 | 3423.1829 | 100000 | #N/A | 100000 | 0.034232 | 1 | #N/A | 0 | 0.00018167 | 0.005307 | #N/A | 0.005307 |  | 795 | 18.6679 | PASS | 0.99071 | PASS | Eligible | -0.26705 | 1.2578 | 795 | 1.8683 | kWh | 547.4038 | N/A | N/A | 18.6829 |  | 795 | 1 | -147 | 23.7 | 0 | 0 | 10 | 0
| SWWH028F | SUn | Ex | CZ12 |  | 796 | SWWH028F | 1 | 10 | 2022 | natural gas | electricity | NR |  | -152 |  | 24.4 | -152 |  | 24.4 |  | -152 | 24.4 | 0 | 0 |  | 0 | 0 |  | TRUE | 10 | 0 | 0 | TRUE | 2022+10 | 2032+00 | TRUE | TRUE | FALSE | FALSE | -152 | 24.4 | TRUE | TRUE | FALSE | FALSE | 0 | 0 | TRUE | TRUE | TRUE | -152 | 24.4 | 0 | 0 | -1520 | 244 | 0 | 0 | 3423.1829 | 100000 | #N/A | 100000 | 0.034232 | 1 | #N/A | 0 | 0.00018167 | 0.005307 | #N/A | 0.005307 |  | 796 | 19.1968 | PASS | 1.0188 | PASS | Eligible | -0.27614 | 1.2949 | 796 | 1.9212 | kWh | 562.9136 | N/A | N/A | 19.2122 |  | 796 | 1 | -152 | 24.4 | 0 | 0 | 10 | 0
| SWWH028F | SUn | Ex | CZ13 |  | 797 | SWWH028F | 1 | 10 | 2022 | natural gas | electricity | NR |  | -143 |  | 23.3 | -143 |  | 23.3 |  | -143 | 23.3 | 0 | 0 |  | 0 | 0 |  | TRUE | 10 | 0 | 0 | TRUE | 2022+10 | 2032+00 | TRUE | TRUE | FALSE | FALSE | -143 | 23.3 | TRUE | TRUE | FALSE | FALSE | 0 | 0 | TRUE | TRUE | TRUE | -143 | 23.3 | 0 | 0 | -1430 | 233 | 0 | 0 | 3423.1829 | 100000 | #N/A | 100000 | 0.034232 | 1 | #N/A | 0 | 0.00018167 | 0.005307 | #N/A | 0.005307 |  | 797 | 18.4048 | PASS | 0.97675 | PASS | Eligible | -0.25979 | 1.2365 | 797 | 1.8419 | kWh | 539.6839 | N/A | N/A | 18.4194 |  | 797 | 1 | -143 | 23.3 | 0 | 0 | 10 | 0
| SWWH028F | SUn | Ex | CZ14 |  | 798 | SWWH028F | 1 | 10 | 2022 | natural gas | electricity | NR |  | -148 |  | 23.8 | -148 |  | 23.8 |  | -148 | 23.8 | 0 | 0 |  | 0 | 0 |  | TRUE | 10 | 0 | 0 | TRUE | 2022+10 | 2032+00 | TRUE | TRUE | FALSE | FALSE | -148 | 23.8 | TRUE | TRUE | FALSE | FALSE | 0 | 0 | TRUE | TRUE | TRUE | -148 | 23.8 | 0 | 0 | -1480 | 238 | 0 | 0 | 3423.1829 | 100000 | #N/A | 100000 | 0.034232 | 1 | #N/A | 0 | 0.00018167 | 0.005307 | #N/A | 0.005307 |  | 798 | 18.7337 | PASS | 0.9942 | PASS | Eligible | -0.26887 | 1.2631 | 798 | 1.8749 | kWh | 549.3337 | N/A | N/A | 18.7488 |  | 798 | 1 | -148 | 23.8 | 0 | 0 | 10 | 0
| SWWH028F | SUn | Ex | CZ15 |  | 799 | SWWH028F | 1 | 10 | 2022 | natural gas | electricity | NR |  | -112 |  | 19.5 | -112 |  | 19.5 |  | -112 | 19.5 | 0 | 0 |  | 0 | 0 |  | TRUE | 10 | 0 | 0 | TRUE | 2022+10 | 2032+00 | TRUE | TRUE | FALSE | FALSE | -112 | 19.5 | TRUE | TRUE | FALSE | FALSE | 0 | 0 | TRUE | TRUE | TRUE | -112 | 19.5 | 0 | 0 | -1120 | 195 | 0 | 0 | 3423.1829 | 100000 | #N/A | 100000 | 0.034232 | 1 | #N/A | 0 | 0.00018167 | 0.005307 | #N/A | 0.005307 |  | 799 | 15.666 | PASS | 0.8314 | PASS | Eligible | -0.20347 | 1.0349 | 799 | 1.5677 | kWh | 459.3449 | N/A | N/A | 15.6774 |  | 799 | 1 | -112 | 19.5 | 0 | 0 | 10 | 0
| SWWH028F | SUn | Ex | CZ16 |  | 800 | SWWH028F | 1 | 10 | 2022 | natural gas | electricity | NR |  | -185 |  | 27.5 | -185 |  | 27.5 |  | -185 | 27.5 | 0 | 0 |  | 0 | 0 |  | TRUE | 10 | 0 | 0 | TRUE | 2022+10 | 2032+00 | TRUE | TRUE | FALSE | FALSE | -185 | 27.5 | TRUE | TRUE | FALSE | FALSE | 0 | 0 | TRUE | TRUE | TRUE | -185 | 27.5 | 0 | 0 | -1850 | 275 | 0 | 0 | 3423.1829 | 100000 | #N/A | 100000 | 0.034232 | 1 | #N/A | 0 | 0.00018167 | 0.005307 | #N/A | 0.005307 |  | 800 | 21.1671 | PASS | 1.1233 | PASS | Eligible | -0.33609 | 1.4594 | 800 | 2.1186 | kWh | 620.7427 | N/A | N/A | 21.1859 |  | 800 | 1 | -185 | 27.5 | 0 | 0 | 10 | 0
| SWWH028F | WRf | Ex | CZ01 |  | 801 | SWWH028F | 1 | 10 | 2022 | natural gas | electricity | NR |  | -311 |  | 50.1 | -311 |  | 50.1 |  | -311 | 50.1 | 0 | 0 |  | 0 | 0 |  | TRUE | 10 | 0 | 0 | TRUE | 2022+10 | 2032+00 | TRUE | TRUE | FALSE | FALSE | -311 | 50.1 | TRUE | TRUE | FALSE | FALSE | 0 | 0 | TRUE | TRUE | TRUE | -311 | 50.1 | 0 | 0 | -3110 | 501 | 0 | 0 | 3423.1829 | 100000 | #N/A | 100000 | 0.034232 | 1 | #N/A | 0 | 0.00018167 | 0.005307 | #N/A | 0.005307 |  | 801 | 39.4539 | PASS | 2.0938 | PASS | Eligible | -0.56499 | 2.6588 | 801 | 3.9486 | kWh | 1156.9168 | N/A | N/A | 39.4856 |  | 801 | 1 | -311 | 50.1 | 0 | 0 | 10 | 0
| SWWH028F | WRf | Ex | CZ02 |  | 802 | SWWH028F | 1 | 10 | 2022 | natural gas | electricity | NR |  | -286 |  | 46.7 | -286 |  | 46.7 |  | -286 | 46.7 | 0 | 0 |  | 0 | 0 |  | TRUE | 10 | 0 | 0 | TRUE | 2022+10 | 2032+00 | TRUE | TRUE | FALSE | FALSE | -286 | 46.7 | TRUE | TRUE | FALSE | FALSE | 0 | 0 | TRUE | TRUE | TRUE | -286 | 46.7 | 0 | 0 | -2860 | 467 | 0 | 0 | 3423.1829 | 100000 | #N/A | 100000 | 0.034232 | 1 | #N/A | 0 | 0.00018167 | 0.005307 | #N/A | 0.005307 |  | 802 | 36.9097 | PASS | 1.9588 | PASS | Eligible | -0.51958 | 2.4784 | 802 | 3.6939 | kWh | 1082.2977 | N/A | N/A | 36.9388 |  | 802 | 1 | -286 | 46.7 | 0 | 0 | 10 | 0
| SWWH028F | WRf | Ex | CZ03 |  | 803 | SWWH028F | 1 | 10 | 2022 | natural gas | electricity | NR |  | -288 |  | 46.9 | -288 |  | 46.9 |  | -288 | 46.9 | 0 | 0 |  | 0 | 0 |  | TRUE | 10 | 0 | 0 | TRUE | 2022+10 | 2032+00 | TRUE | TRUE | FALSE | FALSE | -288 | 46.9 | TRUE | TRUE | FALSE | FALSE | 0 | 0 | TRUE | TRUE | TRUE | -288 | 46.9 | 0 | 0 | -2880 | 469 | 0 | 0 | 3423.1829 | 100000 | #N/A | 100000 | 0.034232 | 1 | #N/A | 0 | 0.00018167 | 0.005307 | #N/A | 0.005307 |  | 803 | 37.0412 | PASS | 1.9658 | PASS | Eligible | -0.52321 | 2.489 | 803 | 3.7071 | kWh | 1086.1576 | N/A | N/A | 37.0706 |  | 803 | 1 | -288 | 46.9 | 0 | 0 | 10 | 0
| SWWH028F | WRf | Ex | CZ04 |  | 804 | SWWH028F | 1 | 10 | 2022 | natural gas | electricity | NR |  | -277 |  | 45.5 | -277 |  | 45.5 |  | -277 | 45.5 | 0 | 0 |  | 0 | 0 |  | TRUE | 10 | 0 | 0 | TRUE | 2022+10 | 2032+00 | TRUE | TRUE | FALSE | FALSE | -277 | 45.5 | TRUE | TRUE | FALSE | FALSE | 0 | 0 | TRUE | TRUE | TRUE | -277 | 45.5 | 0 | 0 | -2770 | 455 | 0 | 0 | 3423.1829 | 100000 | #N/A | 100000 | 0.034232 | 1 | #N/A | 0 | 0.00018167 | 0.005307 | #N/A | 0.005307 |  | 804 | 36.0178 | PASS | 1.9115 | PASS | Eligible | -0.50322 | 2.4147 | 804 | 3.6046 | kWh | 1056.138 | N/A | N/A | 36.046 |  | 804 | 1 | -277 | 45.5 | 0 | 0 | 10 | 0
| SWWH028F | WRf | Ex | CZ05 |  | 805 | SWWH028F | 1 | 10 | 2022 | natural gas | electricity | NR |  | -292 |  | 47.6 | -292 |  | 47.6 |  | -292 | 47.6 | 0 | 0 |  | 0 | 0 |  | TRUE | 10 | 0 | 0 | TRUE | 2022+10 | 2032+00 | TRUE | TRUE | FALSE | FALSE | -292 | 47.6 | TRUE | TRUE | FALSE | FALSE | 0 | 0 | TRUE | TRUE | TRUE | -292 | 47.6 | 0 | 0 | -2920 | 476 | 0 | 0 | 3423.1829 | 100000 | #N/A | 100000 | 0.034232 | 1 | #N/A | 0 | 0.00018167 | 0.005307 | #N/A | 0.005307 |  | 805 | 37.6043 | PASS | 1.9957 | PASS | Eligible | -0.53048 | 2.5261 | 805 | 3.7634 | kWh | 1102.6674 | N/A | N/A | 37.634 |  | 805 | 1 | -292 | 47.6 | 0 | 0 | 10 | 0
| SWWH028F | WRf | Ex | CZ06 |  | 806 | SWWH028F | 1 | 10 | 2022 | natural gas | electricity | NR |  | -268 |  | 44.2 | -268 |  | 44.2 |  | -268 | 44.2 | 0 | 0 |  | 0 | 0 |  | TRUE | 10 | 0 | 0 | TRUE | 2022+10 | 2032+00 | TRUE | TRUE | FALSE | FALSE | -268 | 44.2 | TRUE | TRUE | FALSE | FALSE | 0 | 0 | TRUE | TRUE | TRUE | -268 | 44.2 | 0 | 0 | -2680 | 442 | 0 | 0 | 3423.1829 | 100000 | #N/A | 100000 | 0.034232 | 1 | #N/A | 0 | 0.00018167 | 0.005307 | #N/A | 0.005307 |  | 806 | 35.0259 | PASS | 1.8588 | PASS | Eligible | -0.48687 | 2.3457 | 806 | 3.5053 | kWh | 1027.0483 | N/A | N/A | 35.0532 |  | 806 | 1 | -268 | 44.2 | 0 | 0 | 10 | 0
| SWWH028F | WRf | Ex | CZ07 |  | 807 | SWWH028F | 1 | 10 | 2022 | natural gas | electricity | NR |  | -265 |  | 43.7 | -265 |  | 43.7 |  | -265 | 43.7 | 0 | 0 |  | 0 | 0 |  | TRUE | 10 | 0 | 0 | TRUE | 2022+10 | 2032+00 | TRUE | TRUE | FALSE | FALSE | -265 | 43.7 | TRUE | TRUE | FALSE | FALSE | 0 | 0 | TRUE | TRUE | TRUE | -265 | 43.7 | 0 | 0 | -2650 | 437 | 0 | 0 | 3423.1829 | 100000 | #N/A | 100000 | 0.034232 | 1 | #N/A | 0 | 0.00018167 | 0.005307 | #N/A | 0.005307 |  | 807 | 34.6286 | PASS | 1.8378 | PASS | Eligible | -0.48142 | 2.3192 | 807 | 3.4656 | kWh | 1015.3985 | N/A | N/A | 34.6555 |  | 807 | 1 | -265 | 43.7 | 0 | 0 | 10 | 0
| SWWH028F | WRf | Ex | CZ08 |  | 808 | SWWH028F | 1 | 10 | 2022 | natural gas | electricity | NR |  | -261 |  | 43.1 | -261 |  | 43.1 |  | -261 | 43.1 | 0 | 0 |  | 0 | 0 |  | TRUE | 10 | 0 | 0 | TRUE | 2022+10 | 2032+00 | TRUE | TRUE | FALSE | FALSE | -261 | 43.1 | TRUE | TRUE | FALSE | FALSE | 0 | 0 | TRUE | TRUE | TRUE | -261 | 43.1 | 0 | 0 | -2610 | 431 | 0 | 0 | 3423.1829 | 100000 | #N/A | 100000 | 0.034232 | 1 | #N/A | 0 | 0.00018167 | 0.005307 | #N/A | 0.005307 |  | 808 | 34.1655 | PASS | 1.8132 | PASS | Eligible | -0.47416 | 2.2873 | 808 | 3.4192 | kWh | 1001.8186 | N/A | N/A | 34.1921 |  | 808 | 1 | -261 | 43.1 | 0 | 0 | 10 | 0
| SWWH028F | WRf | Ex | CZ09 |  | 809 | SWWH028F | 1 | 10 | 2022 | natural gas | electricity | NR |  | -261 |  | 43 | -261 |  | 43 |  | -261 | 43 | 0 | 0 |  | 0 | 0 |  | TRUE | 10 | 0 | 0 | TRUE | 2022+10 | 2032+00 | TRUE | TRUE | FALSE | FALSE | -261 | 43 | TRUE | TRUE | FALSE | FALSE | 0 | 0 | TRUE | TRUE | TRUE | -261 | 43 | 0 | 0 | -2610 | 430 | 0 | 0 | 3423.1829 | 100000 | #N/A | 100000 | 0.034232 | 1 | #N/A | 0 | 0.00018167 | 0.005307 | #N/A | 0.005307 |  | 809 | 34.0655 | PASS | 1.8079 | PASS | Eligible | -0.47416 | 2.282 | 809 | 3.4092 | kWh | 998.8887 | N/A | N/A | 34.0921 |  | 809 | 1 | -261 | 43 | 0 | 0 | 10 | 0
| SWWH028F | WRf | Ex | CZ10 |  | 810 | SWWH028F | 1 | 10 | 2022 | natural gas | electricity | NR |  | -259 |  | 42.8 | -259 |  | 42.8 |  | -259 | 42.8 | 0 | 0 |  | 0 | 0 |  | TRUE | 10 | 0 | 0 | TRUE | 2022+10 | 2032+00 | TRUE | TRUE | FALSE | FALSE | -259 | 42.8 | TRUE | TRUE | FALSE | FALSE | 0 | 0 | TRUE | TRUE | TRUE | -259 | 42.8 | 0 | 0 | -2590 | 428 | 0 | 0 | 3423.1829 | 100000 | #N/A | 100000 | 0.034232 | 1 | #N/A | 0 | 0.00018167 | 0.005307 | #N/A | 0.005307 |  | 810 | 33.934 | PASS | 1.8009 | PASS | Eligible | -0.47052 | 2.2714 | 810 | 3.396 | kWh | 995.0287 | N/A | N/A | 33.9603 |  | 810 | 1 | -259 | 42.8 | 0 | 0 | 10 | 0
| SWWH028F | WRf | Ex | CZ11 |  | 811 | SWWH028F | 1 | 10 | 2022 | natural gas | electricity | NR |  | -264 |  | 43.4 | -264 |  | 43.4 |  | -264 | 43.4 | 0 | 0 |  | 0 | 0 |  | TRUE | 10 | 0 | 0 | TRUE | 2022+10 | 2032+00 | TRUE | TRUE | FALSE | FALSE | -264 | 43.4 | TRUE | TRUE | FALSE | FALSE | 0 | 0 | TRUE | TRUE | TRUE | -264 | 43.4 | 0 | 0 | -2640 | 434 | 0 | 0 | 3423.1829 | 100000 | #N/A | 100000 | 0.034232 | 1 | #N/A | 0 | 0.00018167 | 0.005307 | #N/A | 0.005307 |  | 811 | 34.3628 | PASS | 1.8236 | PASS | Eligible | -0.47961 | 2.3033 | 811 | 3.439 | kWh | 1007.6086 | N/A | N/A | 34.3897 |  | 811 | 1 | -264 | 43.4 | 0 | 0 | 10 | 0
| SWWH028F | WRf | Ex | CZ12 |  | 812 | SWWH028F | 1 | 10 | 2022 | natural gas | electricity | NR |  | -273 |  | 44.7 | -273 |  | 44.7 |  | -273 | 44.7 | 0 | 0 |  | 0 | 0 |  | TRUE | 10 | 0 | 0 | TRUE | 2022+10 | 2032+00 | TRUE | TRUE | FALSE | FALSE | -273 | 44.7 | TRUE | TRUE | FALSE | FALSE | 0 | 0 | TRUE | TRUE | TRUE | -273 | 44.7 | 0 | 0 | -2730 | 447 | 0 | 0 | 3423.1829 | 100000 | #N/A | 100000 | 0.034232 | 1 | #N/A | 0 | 0.00018167 | 0.005307 | #N/A | 0.005307 |  | 812 | 35.3547 | PASS | 1.8763 | PASS | Eligible | -0.49596 | 2.3722 | 812 | 3.5383 | kWh | 1036.6982 | N/A | N/A | 35.3825 |  | 812 | 1 | -273 | 44.7 | 0 | 0 | 10 | 0
| SWWH028F | WRf | Ex | CZ13 |  | 813 | SWWH028F | 1 | 10 | 2022 | natural gas | electricity | NR |  | -260 |  | 42.9 | -260 |  | 42.9 |  | -260 | 42.9 | 0 | 0 |  | 0 | 0 |  | TRUE | 10 | 0 | 0 | TRUE | 2022+10 | 2032+00 | TRUE | TRUE | FALSE | FALSE | -260 | 42.9 | TRUE | TRUE | FALSE | FALSE | 0 | 0 | TRUE | TRUE | TRUE | -260 | 42.9 | 0 | 0 | -2600 | 429 | 0 | 0 | 3423.1829 | 100000 | #N/A | 100000 | 0.034232 | 1 | #N/A | 0 | 0.00018167 | 0.005307 | #N/A | 0.005307 |  | 813 | 33.9997 | PASS | 1.8044 | PASS | Eligible | -0.47234 | 2.2767 | 813 | 3.4026 | kWh | 996.9587 | N/A | N/A | 34.0262 |  | 813 | 1 | -260 | 42.9 | 0 | 0 | 10 | 0
| SWWH028F | WRf | Ex | CZ14 |  | 814 | SWWH028F | 1 | 10 | 2022 | natural gas | electricity | NR |  | -266 |  | 43.7 | -266 |  | 43.7 |  | -266 | 43.7 | 0 | 0 |  | 0 | 0 |  | TRUE | 10 | 0 | 0 | TRUE | 2022+10 | 2032+00 | TRUE | TRUE | FALSE | FALSE | -266 | 43.7 | TRUE | TRUE | FALSE | FALSE | 0 | 0 | TRUE | TRUE | TRUE | -266 | 43.7 | 0 | 0 | -2660 | 437 | 0 | 0 | 3423.1829 | 100000 | #N/A | 100000 | 0.034232 | 1 | #N/A | 0 | 0.00018167 | 0.005307 | #N/A | 0.005307 |  | 814 | 34.5943 | PASS | 1.8359 | PASS | Eligible | -0.48324 | 2.3192 | 814 | 3.4621 | kWh | 1014.3985 | N/A | N/A | 34.6214 |  | 814 | 1 | -266 | 43.7 | 0 | 0 | 10 | 0
| SWWH028F | WRf | Ex | CZ15 |  | 815 | SWWH028F | 1 | 10 | 2022 | natural gas | electricity | NR |  | -216 |  | 36.4 | -216 |  | 36.4 |  | -216 | 36.4 | 0 | 0 |  | 0 | 0 |  | TRUE | 10 | 0 | 0 | TRUE | 2022+10 | 2032+00 | TRUE | TRUE | FALSE | FALSE | -216 | 36.4 | TRUE | TRUE | FALSE | FALSE | 0 | 0 | TRUE | TRUE | TRUE | -216 | 36.4 | 0 | 0 | -2160 | 364 | 0 | 0 | 3423.1829 | 100000 | #N/A | 100000 | 0.034232 | 1 | #N/A | 0 | 0.00018167 | 0.005307 | #N/A | 0.005307 |  | 815 | 29.0059 | PASS | 1.5394 | PASS | Eligible | -0.39241 | 1.9318 | 815 | 2.9028 | kWh | 850.5104 | N/A | N/A | 29.0279 |  | 815 | 1 | -216 | 36.4 | 0 | 0 | 10 | 0
| SWWH028F | WRf | Ex | CZ16 |  | 816 | SWWH028F | 1 | 10 | 2022 | natural gas | electricity | NR |  | -309 |  | 49.9 | -309 |  | 49.9 |  | -309 | 49.9 | 0 | 0 |  | 0 | 0 |  | TRUE | 10 | 0 | 0 | TRUE | 2022+10 | 2032+00 | TRUE | TRUE | FALSE | FALSE | -309 | 49.9 | TRUE | TRUE | FALSE | FALSE | 0 | 0 | TRUE | TRUE | TRUE | -309 | 49.9 | 0 | 0 | -3090 | 499 | 0 | 0 | 3423.1829 | 100000 | #N/A | 100000 | 0.034232 | 1 | #N/A | 0 | 0.00018167 | 0.005307 | #N/A | 0.005307 |  | 816 | 39.3224 | PASS | 2.0869 | PASS | Eligible | -0.56136 | 2.6482 | 816 | 3.9354 | kWh | 1153.0568 | N/A | N/A | 39.3538 |  | 816 | 1 | -309 | 49.9 | 0 | 0 | 10 | 0
| SWWH028F | Com | Ex | CZ01 |  | 817 | SWWH028F | 1 | 10 | 2022 | natural gas | electricity | NR |  | -277 |  | 42 | -277 |  | 42 |  | -277 | 42 | 0 | 0 |  | 0 | 0 |  | TRUE | 10 | 0 | 0 | TRUE | 2022+10 | 2032+00 | TRUE | TRUE | FALSE | FALSE | -277 | 42 | TRUE | TRUE | FALSE | FALSE | 0 | 0 | TRUE | TRUE | TRUE | -277 | 42 | 0 | 0 | -2770 | 420 | 0 | 0 | 3423.1829 | 100000 | #N/A | 100000 | 0.034232 | 1 | #N/A | 0 | 0.00018167 | 0.005307 | #N/A | 0.005307 |  | 817 | 32.5178 | PASS | 1.7257 | PASS | Eligible | -0.50322 | 2.229 | 817 | 3.2546 | kWh | 953.5889 | N/A | N/A | 32.546 |  | 817 | 1 | -277 | 42 | 0 | 0 | 10 | 0
| SWWH028F | Com | Ex | CZ02 |  | 818 | SWWH028F | 1 | 10 | 2022 | natural gas | electricity | NR |  | -257 |  | 39.7 | -257 |  | 39.7 |  | -257 | 39.7 | 0 | 0 |  | 0 | 0 |  | TRUE | 10 | 0 | 0 | TRUE | 2022+10 | 2032+00 | TRUE | TRUE | FALSE | FALSE | -257 | 39.7 | TRUE | TRUE | FALSE | FALSE | 0 | 0 | TRUE | TRUE | TRUE | -257 | 39.7 | 0 | 0 | -2570 | 397 | 0 | 0 | 3423.1829 | 100000 | #N/A | 100000 | 0.034232 | 1 | #N/A | 0 | 0.00018167 | 0.005307 | #N/A | 0.005307 |  | 818 | 30.9024 | PASS | 1.64 | PASS | Eligible | -0.46689 | 2.1069 | 818 | 3.0929 | kWh | 906.1995 | N/A | N/A | 30.9286 |  | 818 | 1 | -257 | 39.7 | 0 | 0 | 10 | 0
| SWWH028F | Com | Ex | CZ03 |  | 819 | SWWH028F | 1 | 10 | 2022 | natural gas | electricity | NR |  | -245 |  | 37.9 | -245 |  | 37.9 |  | -245 | 37.9 | 0 | 0 |  | 0 | 0 |  | TRUE | 10 | 0 | 0 | TRUE | 2022+10 | 2032+00 | TRUE | TRUE | FALSE | FALSE | -245 | 37.9 | TRUE | TRUE | FALSE | FALSE | 0 | 0 | TRUE | TRUE | TRUE | -245 | 37.9 | 0 | 0 | -2450 | 379 | 0 | 0 | 3423.1829 | 100000 | #N/A | 100000 | 0.034232 | 1 | #N/A | 0 | 0.00018167 | 0.005307 | #N/A | 0.005307 |  | 819 | 29.5132 | PASS | 1.5663 | PASS | Eligible | -0.44509 | 2.0114 | 819 | 2.9538 | kWh | 865.46 | N/A | N/A | 29.5382 |  | 819 | 1 | -245 | 37.9 | 0 | 0 | 10 | 0
| SWWH028F | Com | Ex | CZ04 |  | 820 | SWWH028F | 1 | 10 | 2022 | natural gas | electricity | NR |  | -231 |  | 36.1 | -231 |  | 36.1 |  | -231 | 36.1 | 0 | 0 |  | 0 | 0 |  | TRUE | 10 | 0 | 0 | TRUE | 2022+10 | 2032+00 | TRUE | TRUE | FALSE | FALSE | -231 | 36.1 | TRUE | TRUE | FALSE | FALSE | 0 | 0 | TRUE | TRUE | TRUE | -231 | 36.1 | 0 | 0 | -2310 | 361 | 0 | 0 | 3423.1829 | 100000 | #N/A | 100000 | 0.034232 | 1 | #N/A | 0 | 0.00018167 | 0.005307 | #N/A | 0.005307 |  | 820 | 28.1924 | PASS | 1.4962 | PASS | Eligible | -0.41966 | 1.9158 | 820 | 2.8216 | kWh | 826.7205 | N/A | N/A | 28.216 |  | 820 | 1 | -231 | 36.1 | 0 | 0 | 10 | 0
| SWWH028F | Com | Ex | CZ05 |  | 821 | SWWH028F | 1 | 10 | 2022 | natural gas | electricity | NR |  | -292 |  | 44.6 | -292 |  | 44.6 |  | -292 | 44.6 | 0 | 0 |  | 0 | 0 |  | TRUE | 10 | 0 | 0 | TRUE | 2022+10 | 2032+00 | TRUE | TRUE | FALSE | FALSE | -292 | 44.6 | TRUE | TRUE | FALSE | FALSE | 0 | 0 | TRUE | TRUE | TRUE | -292 | 44.6 | 0 | 0 | -2920 | 446 | 0 | 0 | 3423.1829 | 100000 | #N/A | 100000 | 0.034232 | 1 | #N/A | 0 | 0.00018167 | 0.005307 | #N/A | 0.005307 |  | 821 | 34.6043 | PASS | 1.8365 | PASS | Eligible | -0.53048 | 2.3669 | 821 | 3.4634 | kWh | 1014.7682 | N/A | N/A | 34.634 |  | 821 | 1 | -292 | 44.6 | 0 | 0 | 10 | 0
| SWWH028F | Com | Ex | CZ06 |  | 822 | SWWH028F | 1 | 10 | 2022 | natural gas | electricity | NR |  | -217 |  | 34.4 | -217 |  | 34.4 |  | -217 | 34.4 | 0 | 0 |  | 0 | 0 |  | TRUE | 10 | 0 | 0 | TRUE | 2022+10 | 2032+00 | TRUE | TRUE | FALSE | FALSE | -217 | 34.4 | TRUE | TRUE | FALSE | FALSE | 0 | 0 | TRUE | TRUE | TRUE | -217 | 34.4 | 0 | 0 | -2170 | 344 | 0 | 0 | 3423.1829 | 100000 | #N/A | 100000 | 0.034232 | 1 | #N/A | 0 | 0.00018167 | 0.005307 | #N/A | 0.005307 |  | 822 | 26.9717 | PASS | 1.4314 | PASS | Eligible | -0.39422 | 1.8256 | 822 | 2.6994 | kWh | 790.9109 | N/A | N/A | 26.9938 |  | 822 | 1 | -217 | 34.4 | 0 | 0 | 10 | 0
| SWWH028F | Com | Ex | CZ07 |  | 823 | SWWH028F | 1 | 10 | 2022 | natural gas | electricity | NR |  | -235 |  | 36.9 | -235 |  | 36.9 |  | -235 | 36.9 | 0 | 0 |  | 0 | 0 |  | TRUE | 10 | 0 | 0 | TRUE | 2022+10 | 2032+00 | TRUE | TRUE | FALSE | FALSE | -235 | 36.9 | TRUE | TRUE | FALSE | FALSE | 0 | 0 | TRUE | TRUE | TRUE | -235 | 36.9 | 0 | 0 | -2350 | 369 | 0 | 0 | 3423.1829 | 100000 | #N/A | 100000 | 0.034232 | 1 | #N/A | 0 | 0.00018167 | 0.005307 | #N/A | 0.005307 |  | 823 | 28.8555 | PASS | 1.5314 | PASS | Eligible | -0.42692 | 1.9583 | 823 | 2.8879 | kWh | 846.1603 | N/A | N/A | 28.8794 |  | 823 | 1 | -235 | 36.9 | 0 | 0 | 10 | 0
| SWWH028F | Com | Ex | CZ08 |  | 824 | SWWH028F | 1 | 10 | 2022 | natural gas | electricity | NR |  | -197 |  | 31.4 | -197 |  | 31.4 |  | -197 | 31.4 | 0 | 0 |  | 0 | 0 |  | TRUE | 10 | 0 | 0 | TRUE | 2022+10 | 2032+00 | TRUE | TRUE | FALSE | FALSE | -197 | 31.4 | TRUE | TRUE | FALSE | FALSE | 0 | 0 | TRUE | TRUE | TRUE | -197 | 31.4 | 0 | 0 | -1970 | 314 | 0 | 0 | 3423.1829 | 100000 | #N/A | 100000 | 0.034232 | 1 | #N/A | 0 | 0.00018167 | 0.005307 | #N/A | 0.005307 |  | 824 | 24.6563 | PASS | 1.3085 | PASS | Eligible | -0.35789 | 1.6664 | 824 | 2.4676 | kWh | 723.0117 | N/A | N/A | 24.6764 |  | 824 | 1 | -197 | 31.4 | 0 | 0 | 10 | 0
| SWWH028F | Com | Ex | CZ09 |  | 825 | SWWH028F | 1 | 10 | 2022 | natural gas | electricity | NR |  | -203 |  | 32.4 | -203 |  | 32.4 |  | -203 | 32.4 | 0 | 0 |  | 0 | 0 |  | TRUE | 10 | 0 | 0 | TRUE | 2022+10 | 2032+00 | TRUE | TRUE | FALSE | FALSE | -203 | 32.4 | TRUE | TRUE | FALSE | FALSE | 0 | 0 | TRUE | TRUE | TRUE | -203 | 32.4 | 0 | 0 | -2030 | 324 | 0 | 0 | 3423.1829 | 100000 | #N/A | 100000 | 0.034232 | 1 | #N/A | 0 | 0.00018167 | 0.005307 | #N/A | 0.005307 |  | 825 | 25.4509 | PASS | 1.3507 | PASS | Eligible | -0.36879 | 1.7195 | 825 | 2.5472 | kWh | 746.3115 | N/A | N/A | 25.4716 |  | 825 | 1 | -203 | 32.4 | 0 | 0 | 10 | 0
| SWWH028F | Com | Ex | CZ10 |  | 826 | SWWH028F | 1 | 10 | 2022 | natural gas | electricity | NR |  | -167 |  | 27.2 | -167 |  | 27.2 |  | -167 | 27.2 | 0 | 0 |  | 0 | 0 |  | TRUE | 10 | 0 | 0 | TRUE | 2022+10 | 2032+00 | TRUE | TRUE | FALSE | FALSE | -167 | 27.2 | TRUE | TRUE | FALSE | FALSE | 0 | 0 | TRUE | TRUE | TRUE | -167 | 27.2 | 0 | 0 | -1670 | 272 | 0 | 0 | 3423.1829 | 100000 | #N/A | 100000 | 0.034232 | 1 | #N/A | 0 | 0.00018167 | 0.005307 | #N/A | 0.005307 |  | 826 | 21.4833 | PASS | 1.1401 | PASS | Eligible | -0.30339 | 1.4435 | 826 | 2.15 | kWh | 629.9528 | N/A | N/A | 21.5003 |  | 826 | 1 | -167 | 27.2 | 0 | 0 | 10 | 0
| SWWH028F | Com | Ex | CZ11 |  | 827 | SWWH028F | 1 | 10 | 2022 | natural gas | electricity | NR |  | -212 |  | 33.1 | -212 |  | 33.1 |  | -212 | 33.1 | 0 | 0 |  | 0 | 0 |  | TRUE | 10 | 0 | 0 | TRUE | 2022+10 | 2032+00 | TRUE | TRUE | FALSE | FALSE | -212 | 33.1 | TRUE | TRUE | FALSE | FALSE | 0 | 0 | TRUE | TRUE | TRUE | -212 | 33.1 | 0 | 0 | -2120 | 331 | 0 | 0 | 3423.1829 | 100000 | #N/A | 100000 | 0.034232 | 1 | #N/A | 0 | 0.00018167 | 0.005307 | #N/A | 0.005307 |  | 827 | 25.8429 | PASS | 1.3715 | PASS | Eligible | -0.38514 | 1.7566 | 827 | 2.5864 | kWh | 757.8213 | N/A | N/A | 25.8644 |  | 827 | 1 | -212 | 33.1 | 0 | 0 | 10 | 0
| SWWH028F | Com | Ex | CZ12 |  | 828 | SWWH028F | 1 | 10 | 2022 | natural gas | electricity | NR |  | -207 |  | 32.6 | -207 |  | 32.6 |  | -207 | 32.6 | 0 | 0 |  | 0 | 0 |  | TRUE | 10 | 0 | 0 | TRUE | 2022+10 | 2032+00 | TRUE | TRUE | FALSE | FALSE | -207 | 32.6 | TRUE | TRUE | FALSE | FALSE | 0 | 0 | TRUE | TRUE | TRUE | -207 | 32.6 | 0 | 0 | -2070 | 326 | 0 | 0 | 3423.1829 | 100000 | #N/A | 100000 | 0.034232 | 1 | #N/A | 0 | 0.00018167 | 0.005307 | #N/A | 0.005307 |  | 828 | 25.514 | PASS | 1.354 | PASS | Eligible | -0.37606 | 1.7301 | 828 | 2.5535 | kWh | 748.1714 | N/A | N/A | 25.5351 |  | 828 | 1 | -207 | 32.6 | 0 | 0 | 10 | 0
| SWWH028F | Com | Ex | CZ13 |  | 829 | SWWH028F | 1 | 10 | 2022 | natural gas | electricity | NR |  | -195 |  | 31 | -195 |  | 31 |  | -195 | 31 | 0 | 0 |  | 0 | 0 |  | TRUE | 10 | 0 | 0 | TRUE | 2022+10 | 2032+00 | TRUE | TRUE | FALSE | FALSE | -195 | 31 | TRUE | TRUE | FALSE | FALSE | 0 | 0 | TRUE | TRUE | TRUE | -195 | 31 | 0 | 0 | -1950 | 310 | 0 | 0 | 3423.1829 | 100000 | #N/A | 100000 | 0.034232 | 1 | #N/A | 0 | 0.00018167 | 0.005307 | #N/A | 0.005307 |  | 829 | 24.3248 | PASS | 1.2909 | PASS | Eligible | -0.35426 | 1.6452 | 829 | 2.4345 | kWh | 713.2918 | N/A | N/A | 24.3447 |  | 829 | 1 | -195 | 31 | 0 | 0 | 10 | 0
| SWWH028F | Com | Ex | CZ14 |  | 830 | SWWH028F | 1 | 10 | 2022 | natural gas | electricity | NR |  | -203 |  | 32.3 | -203 |  | 32.3 |  | -203 | 32.3 | 0 | 0 |  | 0 | 0 |  | TRUE | 10 | 0 | 0 | TRUE | 2022+10 | 2032+00 | TRUE | TRUE | FALSE | FALSE | -203 | 32.3 | TRUE | TRUE | FALSE | FALSE | 0 | 0 | TRUE | TRUE | TRUE | -203 | 32.3 | 0 | 0 | -2030 | 323 | 0 | 0 | 3423.1829 | 100000 | #N/A | 100000 | 0.034232 | 1 | #N/A | 0 | 0.00018167 | 0.005307 | #N/A | 0.005307 |  | 830 | 25.3509 | PASS | 1.3454 | PASS | Eligible | -0.36879 | 1.7142 | 830 | 2.5372 | kWh | 743.3815 | N/A | N/A | 25.3716 |  | 830 | 1 | -203 | 32.3 | 0 | 0 | 10 | 0
| SWWH028F | Com | Ex | CZ15 |  | 831 | SWWH028F | 1 | 10 | 2022 | natural gas | electricity | NR |  | -203 |  | 32.5 | -203 |  | 32.5 |  | -203 | 32.5 | 0 | 0 |  | 0 | 0 |  | TRUE | 10 | 0 | 0 | TRUE | 2022+10 | 2032+00 | TRUE | TRUE | FALSE | FALSE | -203 | 32.5 | TRUE | TRUE | FALSE | FALSE | 0 | 0 | TRUE | TRUE | TRUE | -203 | 32.5 | 0 | 0 | -2030 | 325 | 0 | 0 | 3423.1829 | 100000 | #N/A | 100000 | 0.034232 | 1 | #N/A | 0 | 0.00018167 | 0.005307 | #N/A | 0.005307 |  | 831 | 25.5509 | PASS | 1.356 | PASS | Eligible | -0.36879 | 1.7248 | 831 | 2.5572 | kWh | 749.2414 | N/A | N/A | 25.5716 |  | 831 | 1 | -203 | 32.5 | 0 | 0 | 10 | 0
| SWWH028F | Com | Ex | CZ16 |  | 832 | SWWH028F | 1 | 10 | 2022 | natural gas | electricity | NR |  | -292 |  | 43.7 | -292 |  | 43.7 |  | -292 | 43.7 | 0 | 0 |  | 0 | 0 |  | TRUE | 10 | 0 | 0 | TRUE | 2022+10 | 2032+00 | TRUE | TRUE | FALSE | FALSE | -292 | 43.7 | TRUE | TRUE | FALSE | FALSE | 0 | 0 | TRUE | TRUE | TRUE | -292 | 43.7 | 0 | 0 | -2920 | 437 | 0 | 0 | 3423.1829 | 100000 | #N/A | 100000 | 0.034232 | 1 | #N/A | 0 | 0.00018167 | 0.005307 | #N/A | 0.005307 |  | 832 | 33.7043 | PASS | 1.7887 | PASS | Eligible | -0.53048 | 2.3192 | 832 | 3.3734 | kWh | 988.3985 | N/A | N/A | 33.734 |  | 832 | 1 | -292 | 43.7 | 0 | 0 | 10 | 0
[6 empty] | 833 | [15 empty] | 0 | 0 | 0 | 0 |  | 0 | 0 |  | TRUE | 0 | 0 | 0 | FALSE | +00 | +00 | TRUE | TRUE | FALSE | FALSE | 0 | 0 | TRUE | TRUE | FALSE | FALSE | 0 | 0 | #N/A | #N/A | #N/A | 0 | 0 | 0 | 0 | 0 | 0 | 0 | 0 | #N/A | 100000 | #N/A | 100000 | #N/A | 0 | #N/A | 0 | #N/A | 0.005307 | #N/A | 0.005307 |  | 833 | #N/A | #N/A | #N/A | #N/A | #N/A | #N/A | 0 | 833 | 0 | #N/A | 0 | N/A | 0 | N/A |  | 833 | 0 | #N/A | #N/A | #N/A | #N/A | 0 | 0
[6 empty] | 834 | [15 empty] | 0 | 0 | 0 | 0 |  | 0 | 0 |  | TRUE | 0 | 0 | 0 | FALSE | +00 | +00 | TRUE | TRUE | FALSE | FALSE | 0 | 0 | TRUE | TRUE | FALSE | FALSE | 0 | 0 | #N/A | #N/A | #N/A | 0 | 0 | 0 | 0 | 0 | 0 | 0 | 0 | #N/A | 100000 | #N/A | 100000 | #N/A | 0 | #N/A | 0 | #N/A | 0.005307 | #N/A | 0.005307 |  | 834 | #N/A | #N/A | #N/A | #N/A | #N/A | #N/A | 0 | 834 | 0 | #N/A | 0 | N/A | 0 | N/A |  | 834 | 0 | #N/A | #N/A | #N/A | #N/A | 0 | 0
[6 empty] | 835 | [15 empty] | 0 | 0 | 0 | 0 |  | 0 | 0 |  | TRUE | 0 | 0 | 0 | FALSE | +00 | +00 | TRUE | TRUE | FALSE | FALSE | 0 | 0 | TRUE | TRUE | FALSE | FALSE | 0 | 0 | #N/A | #N/A | #N/A | 0 | 0 | 0 | 0 | 0 | 0 | 0 | 0 | #N/A | 100000 | #N/A | 100000 | #N/A | 0 | #N/A | 0 | #N/A | 0.005307 | #N/A | 0.005307 |  | 835 | #N/A | #N/A | #N/A | #N/A | #N/A | #N/A | 0 | 835 | 0 | #N/A | 0 | N/A | 0 | N/A |  | 835 | 0 | #N/A | #N/A | #N/A | #N/A | 0 | 0
[6 empty] | 836 | [15 empty] | 0 | 0 | 0 | 0 |  | 0 | 0 |  | TRUE | 0 | 0 | 0 | FALSE | +00 | +00 | TRUE | TRUE | FALSE | FALSE | 0 | 0 | TRUE | TRUE | FALSE | FALSE | 0 | 0 | #N/A | #N/A | #N/A | 0 | 0 | 0 | 0 | 0 | 0 | 0 | 0 | #N/A | 100000 | #N/A | 100000 | #N/A | 0 | #N/A | 0 | #N/A | 0.005307 | #N/A | 0.005307 |  | 836 | #N/A | #N/A | #N/A | #N/A | #N/A | #N/A | 0 | 836 | 0 | #N/A | 0 | N/A | 0 | N/A |  | 836 | 0 | #N/A | #N/A | #N/A | #N/A | 0 | 0
[6 empty] | 837 | [15 empty] | 0 | 0 | 0 | 0 |  | 0 | 0 |  | TRUE | 0 | 0 | 0 | FALSE | +00 | +00 | TRUE | TRUE | FALSE | FALSE | 0 | 0 | TRUE | TRUE | FALSE | FALSE | 0 | 0 | #N/A | #N/A | #N/A | 0 | 0 | 0 | 0 | 0 | 0 | 0 | 0 | #N/A | 100000 | #N/A | 100000 | #N/A | 0 | #N/A | 0 | #N/A | 0.005307 | #N/A | 0.005307 |  | 837 | #N/A | #N/A | #N/A | #N/A | #N/A | #N/A | 0 | 837 | 0 | #N/A | 0 | N/A | 0 | N/A |  | 837 | 0 | #N/A | #N/A | #N/A | #N/A | 0 | 0
[6 empty] | 838 | [15 empty] | 0 | 0 | 0 | 0 |  | 0 | 0 |  | TRUE | 0 | 0 | 0 | FALSE | +00 | +00 | TRUE | TRUE | FALSE | FALSE | 0 | 0 | TRUE | TRUE | FALSE | FALSE | 0 | 0 | #N/A | #N/A | #N/A | 0 | 0 | 0 | 0 | 0 | 0 | 0 | 0 | #N/A | 100000 | #N/A | 100000 | #N/A | 0 | #N/A | 0 | #N/A | 0.005307 | #N/A | 0.005307 |  | 838 | #N/A | #N/A | #N/A | #N/A | #N/A | #N/A | 0 | 838 | 0 | #N/A | 0 | N/A | 0 | N/A |  | 838 | 0 | #N/A | #N/A | #N/A | #N/A | 0 | 0
[6 empty] | 839 | [15 empty] | 0 | 0 | 0 | 0 |  | 0 | 0 |  | TRUE | 0 | 0 | 0 | FALSE | +00 | +00 | TRUE | TRUE | FALSE | FALSE | 0 | 0 | TRUE | TRUE | FALSE | FALSE | 0 | 0 | #N/A | #N/A | #N/A | 0 | 0 | 0 | 0 | 0 | 0 | 0 | 0 | #N/A | 100000 | #N/A | 100000 | #N/A | 0 | #N/A | 0 | #N/A | 0.005307 | #N/A | 0.005307 |  | 839 | #N/A | #N/A | #N/A | #N/A | #N/A | #N/A | 0 | 839 | 0 | #N/A | 0 | N/A | 0 | N/A |  | 839 | 0 | #N/A | #N/A | #N/A | #N/A | 0 | 0
[6 empty] | 840 | [15 empty] | 0 | 0 | 0 | 0 |  | 0 | 0 |  | TRUE | 0 | 0 | 0 | FALSE | +00 | +00 | TRUE | TRUE | FALSE | FALSE | 0 | 0 | TRUE | TRUE | FALSE | FALSE | 0 | 0 | #N/A | #N/A | #N/A | 0 | 0 | 0 | 0 | 0 | 0 | 0 | 0 | #N/A | 100000 | #N/A | 100000 | #N/A | 0 | #N/A | 0 | #N/A | 0.005307 | #N/A | 0.005307 |  | 840 | #N/A | #N/A | #N/A | #N/A | #N/A | #N/A | 0 | 840 | 0 | #N/A | 0 | N/A | 0 | N/A |  | 840 | 0 | #N/A | #N/A | #N/A | #N/A | 0 | 0
[6 empty] | 841 | [15 empty] | 0 | 0 | 0 | 0 |  | 0 | 0 |  | TRUE | 0 | 0 | 0 | FALSE | +00 | +00 | TRUE | TRUE | FALSE | FALSE | 0 | 0 | TRUE | TRUE | FALSE | FALSE | 0 | 0 | #N/A | #N/A | #N/A | 0 | 0 | 0 | 0 | 0 | 0 | 0 | 0 | #N/A | 100000 | #N/A | 100000 | #N/A | 0 | #N/A | 0 | #N/A | 0.005307 | #N/A | 0.005307 |  | 841 | #N/A | #N/A | #N/A | #N/A | #N/A | #N/A | 0 | 841 | 0 | #N/A | 0 | N/A | 0 | N/A |  | 841 | 0 | #N/A | #N/A | #N/A | #N/A | 0 | 0
[6 empty] | 842 | [15 empty] | 0 | 0 | 0 | 0 |  | 0 | 0 |  | TRUE | 0 | 0 | 0 | FALSE | +00 | +00 | TRUE | TRUE | FALSE | FALSE | 0 | 0 | TRUE | TRUE | FALSE | FALSE | 0 | 0 | #N/A | #N/A | #N/A | 0 | 0 | 0 | 0 | 0 | 0 | 0 | 0 | #N/A | 100000 | #N/A | 100000 | #N/A | 0 | #N/A | 0 | #N/A | 0.005307 | #N/A | 0.005307 |  | 842 | #N/A | #N/A | #N/A | #N/A | #N/A | #N/A | 0 | 842 | 0 | #N/A | 0 | N/A | 0 | N/A |  | 842 | 0 | #N/A | #N/A | #N/A | #N/A | 0 | 0
[6 empty] | 843 | [15 empty] | 0 | 0 | 0 | 0 |  | 0 | 0 |  | TRUE | 0 | 0 | 0 | FALSE | +00 | +00 | TRUE | TRUE | FALSE | FALSE | 0 | 0 | TRUE | TRUE | FALSE | FALSE | 0 | 0 | #N/A | #N/A | #N/A | 0 | 0 | 0 | 0 | 0 | 0 | 0 | 0 | #N/A | 100000 | #N/A | 100000 | #N/A | 0 | #N/A | 0 | #N/A | 0.005307 | #N/A | 0.005307 |  | 843 | #N/A | #N/A | #N/A | #N/A | #N/A | #N/A | 0 | 843 | 0 | #N/A | 0 | N/A | 0 | N/A |  | 843 | 0 | #N/A | #N/A | #N/A | #N/A | 0 | 0
[6 empty] | 844 | [15 empty] | 0 | 0 | 0 | 0 |  | 0 | 0 |  | TRUE | 0 | 0 | 0 | FALSE | +00 | +00 | TRUE | TRUE | FALSE | FALSE | 0 | 0 | TRUE | TRUE | FALSE | FALSE | 0 | 0 | #N/A | #N/A | #N/A | 0 | 0 | 0 | 0 | 0 | 0 | 0 | 0 | #N/A | 100000 | #N/A | 100000 | #N/A | 0 | #N/A | 0 | #N/A | 0.005307 | #N/A | 0.005307 |  | 844 | #N/A | #N/A | #N/A | #N/A | #N/A | #N/A | 0 | 844 | 0 | #N/A | 0 | N/A | 0 | N/A |  | 844 | 0 | #N/A | #N/A | #N/A | #N/A | 0 | 0
[6 empty] | 845 | [15 empty] | 0 | 0 | 0 | 0 |  | 0 | 0 |  | TRUE | 0 | 0 | 0 | FALSE | +00 | +00 | TRUE | TRUE | FALSE | FALSE | 0 | 0 | TRUE | TRUE | FALSE | FALSE | 0 | 0 | #N/A | #N/A | #N/A | 0 | 0 | 0 | 0 | 0 | 0 | 0 | 0 | #N/A | 100000 | #N/A | 100000 | #N/A | 0 | #N/A | 0 | #N/A | 0.005307 | #N/A | 0.005307 |  | 845 | #N/A | #N/A | #N/A | #N/A | #N/A | #N/A | 0 | 845 | 0 | #N/A | 0 | N/A | 0 | N/A |  | 845 | 0 | #N/A | #N/A | #N/A | #N/A | 0 | 0
[6 empty] | 846 | [15 empty] | 0 | 0 | 0 | 0 |  | 0 | 0 |  | TRUE | 0 | 0 | 0 | FALSE | +00 | +00 | TRUE | TRUE | FALSE | FALSE | 0 | 0 | TRUE | TRUE | FALSE | FALSE | 0 | 0 | #N/A | #N/A | #N/A | 0 | 0 | 0 | 0 | 0 | 0 | 0 | 0 | #N/A | 100000 | #N/A | 100000 | #N/A | 0 | #N/A | 0 | #N/A | 0.005307 | #N/A | 0.005307 |  | 846 | #N/A | #N/A | #N/A | #N/A | #N/A | #N/A | 0 | 846 | 0 | #N/A | 0 | N/A | 0 | N/A |  | 846 | 0 | #N/A | #N/A | #N/A | #N/A | 0 | 0
[6 empty] | 847 | [15 empty] | 0 | 0 | 0 | 0 |  | 0 | 0 |  | TRUE | 0 | 0 | 0 | FALSE | +00 | +00 | TRUE | TRUE | FALSE | FALSE | 0 | 0 | TRUE | TRUE | FALSE | FALSE | 0 | 0 | #N/A | #N/A | #N/A | 0 | 0 | 0 | 0 | 0 | 0 | 0 | 0 | #N/A | 100000 | #N/A | 100000 | #N/A | 0 | #N/A | 0 | #N/A | 0.005307 | #N/A | 0.005307 |  | 847 | #N/A | #N/A | #N/A | #N/A | #N/A | #N/A | 0 | 847 | 0 | #N/A | 0 | N/A | 0 | N/A |  | 847 | 0 | #N/A | #N/A | #N/A | #N/A | 0 | 0
[6 empty] | 848 | [15 empty] | 0 | 0 | 0 | 0 |  | 0 | 0 |  | TRUE | 0 | 0 | 0 | FALSE | +00 | +00 | TRUE | TRUE | FALSE | FALSE | 0 | 0 | TRUE | TRUE | FALSE | FALSE | 0 | 0 | #N/A | #N/A | #N/A | 0 | 0 | 0 | 0 | 0 | 0 | 0 | 0 | #N/A | 100000 | #N/A | 100000 | #N/A | 0 | #N/A | 0 | #N/A | 0.005307 | #N/A | 0.005307 |  | 848 | #N/A | #N/A | #N/A | #N/A | #N/A | #N/A | 0 | 848 | 0 | #N/A | 0 | N/A | 0 | N/A |  | 848 | 0 | #N/A | #N/A | #N/A | #N/A | 0 | 0
[6 empty] | 849 | [15 empty] | 0 | 0 | 0 | 0 |  | 0 | 0 |  | TRUE | 0 | 0 | 0 | FALSE | +00 | +00 | TRUE | TRUE | FALSE | FALSE | 0 | 0 | TRUE | TRUE | FALSE | FALSE | 0 | 0 | #N/A | #N/A | #N/A | 0 | 0 | 0 | 0 | 0 | 0 | 0 | 0 | #N/A | 100000 | #N/A | 100000 | #N/A | 0 | #N/A | 0 | #N/A | 0.005307 | #N/A | 0.005307 |  | 849 | #N/A | #N/A | #N/A | #N/A | #N/A | #N/A | 0 | 849 | 0 | #N/A | 0 | N/A | 0 | N/A |  | 849 | 0 | #N/A | #N/A | #N/A | #N/A | 0 | 0
[6 empty] | 850 | [15 empty] | 0 | 0 | 0 | 0 |  | 0 | 0 |  | TRUE | 0 | 0 | 0 | FALSE | +00 | +00 | TRUE | TRUE | FALSE | FALSE | 0 | 0 | TRUE | TRUE | FALSE | FALSE | 0 | 0 | #N/A | #N/A | #N/A | 0 | 0 | 0 | 0 | 0 | 0 | 0 | 0 | #N/A | 100000 | #N/A | 100000 | #N/A | 0 | #N/A | 0 | #N/A | 0.005307 | #N/A | 0.005307 |  | 850 | #N/A | #N/A | #N/A | #N/A | #N/A | #N/A | 0 | 850 | 0 | #N/A | 0 | N/A | 0 | N/A |  | 850 | 0 | #N/A | #N/A | #N/A | #N/A | 0 | 0
[6 empty] | 851 | [15 empty] | 0 | 0 | 0 | 0 |  | 0 | 0 |  | TRUE | 0 | 0 | 0 | FALSE | +00 | +00 | TRUE | TRUE | FALSE | FALSE | 0 | 0 | TRUE | TRUE | FALSE | FALSE | 0 | 0 | #N/A | #N/A | #N/A | 0 | 0 | 0 | 0 | 0 | 0 | 0 | 0 | #N/A | 100000 | #N/A | 100000 | #N/A | 0 | #N/A | 0 | #N/A | 0.005307 | #N/A | 0.005307 |  | 851 | #N/A | #N/A | #N/A | #N/A | #N/A | #N/A | 0 | 851 | 0 | #N/A | 0 | N/A | 0 | N/A |  | 851 | 0 | #N/A | #N/A | #N/A | #N/A | 0 | 0
[6 empty] | 852 | [15 empty] | 0 | 0 | 0 | 0 |  | 0 | 0 |  | TRUE | 0 | 0 | 0 | FALSE | +00 | +00 | TRUE | TRUE | FALSE | FALSE | 0 | 0 | TRUE | TRUE | FALSE | FALSE | 0 | 0 | #N/A | #N/A | #N/A | 0 | 0 | 0 | 0 | 0 | 0 | 0 | 0 | #N/A | 100000 | #N/A | 100000 | #N/A | 0 | #N/A | 0 | #N/A | 0.005307 | #N/A | 0.005307 |  | 852 | #N/A | #N/A | #N/A | #N/A | #N/A | #N/A | 0 | 852 | 0 | #N/A | 0 | N/A | 0 | N/A |  | 852 | 0 | #N/A | #N/A | #N/A | #N/A | 0 | 0
[6 empty] | 853 | [15 empty] | 0 | 0 | 0 | 0 |  | 0 | 0 |  | TRUE | 0 | 0 | 0 | FALSE | +00 | +00 | TRUE | TRUE | FALSE | FALSE | 0 | 0 | TRUE | TRUE | FALSE | FALSE | 0 | 0 | #N/A | #N/A | #N/A | 0 | 0 | 0 | 0 | 0 | 0 | 0 | 0 | #N/A | 100000 | #N/A | 100000 | #N/A | 0 | #N/A | 0 | #N/A | 0.005307 | #N/A | 0.005307 |  | 853 | #N/A | #N/A | #N/A | #N/A | #N/A | #N/A | 0 | 853 | 0 | #N/A | 0 | N/A | 0 | N/A |  | 853 | 0 | #N/A | #N/A | #N/A | #N/A | 0 | 0
[6 empty] | 854 | [15 empty] | 0 | 0 | 0 | 0 |  | 0 | 0 |  | TRUE | 0 | 0 | 0 | FALSE | +00 | +00 | TRUE | TRUE | FALSE | FALSE | 0 | 0 | TRUE | TRUE | FALSE | FALSE | 0 | 0 | #N/A | #N/A | #N/A | 0 | 0 | 0 | 0 | 0 | 0 | 0 | 0 | #N/A | 100000 | #N/A | 100000 | #N/A | 0 | #N/A | 0 | #N/A | 0.005307 | #N/A | 0.005307 |  | 854 | #N/A | #N/A | #N/A | #N/A | #N/A | #N/A | 0 | 854 | 0 | #N/A | 0 | N/A | 0 | N/A |  | 854 | 0 | #N/A | #N/A | #N/A | #N/A | 0 | 0
[6 empty] | 855 | [15 empty] | 0 | 0 | 0 | 0 |  | 0 | 0 |  | TRUE | 0 | 0 | 0 | FALSE | +00 | +00 | TRUE | TRUE | FALSE | FALSE | 0 | 0 | TRUE | TRUE | FALSE | FALSE | 0 | 0 | #N/A | #N/A | #N/A | 0 | 0 | 0 | 0 | 0 | 0 | 0 | 0 | #N/A | 100000 | #N/A | 100000 | #N/A | 0 | #N/A | 0 | #N/A | 0.005307 | #N/A | 0.005307 |  | 855 | #N/A | #N/A | #N/A | #N/A | #N/A | #N/A | 0 | 855 | 0 | #N/A | 0 | N/A | 0 | N/A |  | 855 | 0 | #N/A | #N/A | #N/A | #N/A | 0 | 0
[6 empty] | 856 | [15 empty] | 0 | 0 | 0 | 0 |  | 0 | 0 |  | TRUE | 0 | 0 | 0 | FALSE | +00 | +00 | TRUE | TRUE | FALSE | FALSE | 0 | 0 | TRUE | TRUE | FALSE | FALSE | 0 | 0 | #N/A | #N/A | #N/A | 0 | 0 | 0 | 0 | 0 | 0 | 0 | 0 | #N/A | 100000 | #N/A | 100000 | #N/A | 0 | #N/A | 0 | #N/A | 0.005307 | #N/A | 0.005307 |  | 856 | #N/A | #N/A | #N/A | #N/A | #N/A | #N/A | 0 | 856 | 0 | #N/A | 0 | N/A | 0 | N/A |  | 856 | 0 | #N/A | #N/A | #N/A | #N/A | 0 | 0
[6 empty] | 857 | [15 empty] | 0 | 0 | 0 | 0 |  | 0 | 0 |  | TRUE | 0 | 0 | 0 | FALSE | +00 | +00 | TRUE | TRUE | FALSE | FALSE | 0 | 0 | TRUE | TRUE | FALSE | FALSE | 0 | 0 | #N/A | #N/A | #N/A | 0 | 0 | 0 | 0 | 0 | 0 | 0 | 0 | #N/A | 100000 | #N/A | 100000 | #N/A | 0 | #N/A | 0 | #N/A | 0.005307 | #N/A | 0.005307 |  | 857 | #N/A | #N/A | #N/A | #N/A | #N/A | #N/A | 0 | 857 | 0 | #N/A | 0 | N/A | 0 | N/A |  | 857 | 0 | #N/A | #N/A | #N/A | #N/A | 0 | 0
[6 empty] | 858 | [15 empty] | 0 | 0 | 0 | 0 |  | 0 | 0 |  | TRUE | 0 | 0 | 0 | FALSE | +00 | +00 | TRUE | TRUE | FALSE | FALSE | 0 | 0 | TRUE | TRUE | FALSE | FALSE | 0 | 0 | #N/A | #N/A | #N/A | 0 | 0 | 0 | 0 | 0 | 0 | 0 | 0 | #N/A | 100000 | #N/A | 100000 | #N/A | 0 | #N/A | 0 | #N/A | 0.005307 | #N/A | 0.005307 |  | 858 | #N/A | #N/A | #N/A | #N/A | #N/A | #N/A | 0 | 858 | 0 | #N/A | 0 | N/A | 0 | N/A |  | 858 | 0 | #N/A | #N/A | #N/A | #N/A | 0 | 0
[6 empty] | 859 | [15 empty] | 0 | 0 | 0 | 0 |  | 0 | 0 |  | TRUE | 0 | 0 | 0 | FALSE | +00 | +00 | TRUE | TRUE | FALSE | FALSE | 0 | 0 | TRUE | TRUE | FALSE | FALSE | 0 | 0 | #N/A | #N/A | #N/A | 0 | 0 | 0 | 0 | 0 | 0 | 0 | 0 | #N/A | 100000 | #N/A | 100000 | #N/A | 0 | #N/A | 0 | #N/A | 0.005307 | #N/A | 0.005307 |  | 859 | #N/A | #N/A | #N/A | #N/A | #N/A | #N/A | 0 | 859 | 0 | #N/A | 0 | N/A | 0 | N/A |  | 859 | 0 | #N/A | #N/A | #N/A | #N/A | 0 | 0
[6 empty] | 860 | [15 empty] | 0 | 0 | 0 | 0 |  | 0 | 0 |  | TRUE | 0 | 0 | 0 | FALSE | +00 | +00 | TRUE | TRUE | FALSE | FALSE | 0 | 0 | TRUE | TRUE | FALSE | FALSE | 0 | 0 | #N/A | #N/A | #N/A | 0 | 0 | 0 | 0 | 0 | 0 | 0 | 0 | #N/A | 100000 | #N/A | 100000 | #N/A | 0 | #N/A | 0 | #N/A | 0.005307 | #N/A | 0.005307 |  | 860 | #N/A | #N/A | #N/A | #N/A | #N/A | #N/A | 0 | 860 | 0 | #N/A | 0 | N/A | 0 | N/A |  | 860 | 0 | #N/A | #N/A | #N/A | #N/A | 0 | 0
[6 empty] | 861 | [15 empty] | 0 | 0 | 0 | 0 |  | 0 | 0 |  | TRUE | 0 | 0 | 0 | FALSE | +00 | +00 | TRUE | TRUE | FALSE | FALSE | 0 | 0 | TRUE | TRUE | FALSE | FALSE | 0 | 0 | #N/A | #N/A | #N/A | 0 | 0 | 0 | 0 | 0 | 0 | 0 | 0 | #N/A | 100000 | #N/A | 100000 | #N/A | 0 | #N/A | 0 | #N/A | 0.005307 | #N/A | 0.005307 |  | 861 | #N/A | #N/A | #N/A | #N/A | #N/A | #N/A | 0 | 861 | 0 | #N/A | 0 | N/A | 0 | N/A |  | 861 | 0 | #N/A | #N/A | #N/A | #N/A | 0 | 0
[6 empty] | 862 | [15 empty] | 0 | 0 | 0 | 0 |  | 0 | 0 |  | TRUE | 0 | 0 | 0 | FALSE | +00 | +00 | TRUE | TRUE | FALSE | FALSE | 0 | 0 | TRUE | TRUE | FALSE | FALSE | 0 | 0 | #N/A | #N/A | #N/A | 0 | 0 | 0 | 0 | 0 | 0 | 0 | 0 | #N/A | 100000 | #N/A | 100000 | #N/A | 0 | #N/A | 0 | #N/A | 0.005307 | #N/A | 0.005307 |  | 862 | #N/A | #N/A | #N/A | #N/A | #N/A | #N/A | 0 | 862 | 0 | #N/A | 0 | N/A | 0 | N/A |  | 862 | 0 | #N/A | #N/A | #N/A | #N/A | 0 | 0
[6 empty] | 863 | [15 empty] | 0 | 0 | 0 | 0 |  | 0 | 0 |  | TRUE | 0 | 0 | 0 | FALSE | +00 | +00 | TRUE | TRUE | FALSE | FALSE | 0 | 0 | TRUE | TRUE | FALSE | FALSE | 0 | 0 | #N/A | #N/A | #N/A | 0 | 0 | 0 | 0 | 0 | 0 | 0 | 0 | #N/A | 100000 | #N/A | 100000 | #N/A | 0 | #N/A | 0 | #N/A | 0.005307 | #N/A | 0.005307 |  | 863 | #N/A | #N/A | #N/A | #N/A | #N/A | #N/A | 0 | 863 | 0 | #N/A | 0 | N/A | 0 | N/A |  | 863 | 0 | #N/A | #N/A | #N/A | #N/A | 0 | 0
[6 empty] | 864 | [15 empty] | 0 | 0 | 0 | 0 |  | 0 | 0 |  | TRUE | 0 | 0 | 0 | FALSE | +00 | +00 | TRUE | TRUE | FALSE | FALSE | 0 | 0 | TRUE | TRUE | FALSE | FALSE | 0 | 0 | #N/A | #N/A | #N/A | 0 | 0 | 0 | 0 | 0 | 0 | 0 | 0 | #N/A | 100000 | #N/A | 100000 | #N/A | 0 | #N/A | 0 | #N/A | 0.005307 | #N/A | 0.005307 |  | 864 | #N/A | #N/A | #N/A | #N/A | #N/A | #N/A | 0 | 864 | 0 | #N/A | 0 | N/A | 0 | N/A |  | 864 | 0 | #N/A | #N/A | #N/A | #N/A | 0 | 0
[6 empty] | 865 | [15 empty] | 0 | 0 | 0 | 0 |  | 0 | 0 |  | TRUE | 0 | 0 | 0 | FALSE | +00 | +00 | TRUE | TRUE | FALSE | FALSE | 0 | 0 | TRUE | TRUE | FALSE | FALSE | 0 | 0 | #N/A | #N/A | #N/A | 0 | 0 | 0 | 0 | 0 | 0 | 0 | 0 | #N/A | 100000 | #N/A | 100000 | #N/A | 0 | #N/A | 0 | #N/A | 0.005307 | #N/A | 0.005307 |  | 865 | #N/A | #N/A | #N/A | #N/A | #N/A | #N/A | 0 | 865 | 0 | #N/A | 0 | N/A | 0 | N/A |  | 865 | 0 | #N/A | #N/A | #N/A | #N/A | 0 | 0
[6 empty] | 866 | [15 empty] | 0 | 0 | 0 | 0 |  | 0 | 0 |  | TRUE | 0 | 0 | 0 | FALSE | +00 | +00 | TRUE | TRUE | FALSE | FALSE | 0 | 0 | TRUE | TRUE | FALSE | FALSE | 0 | 0 | #N/A | #N/A | #N/A | 0 | 0 | 0 | 0 | 0 | 0 | 0 | 0 | #N/A | 100000 | #N/A | 100000 | #N/A | 0 | #N/A | 0 | #N/A | 0.005307 | #N/A | 0.005307 |  | 866 | #N/A | #N/A | #N/A | #N/A | #N/A | #N/A | 0 | 866 | 0 | #N/A | 0 | N/A | 0 | N/A |  | 866 | 0 | #N/A | #N/A | #N/A | #N/A | 0 | 0
[6 empty] | 867 | [15 empty] | 0 | 0 | 0 | 0 |  | 0 | 0 |  | TRUE | 0 | 0 | 0 | FALSE | +00 | +00 | TRUE | TRUE | FALSE | FALSE | 0 | 0 | TRUE | TRUE | FALSE | FALSE | 0 | 0 | #N/A | #N/A | #N/A | 0 | 0 | 0 | 0 | 0 | 0 | 0 | 0 | #N/A | 100000 | #N/A | 100000 | #N/A | 0 | #N/A | 0 | #N/A | 0.005307 | #N/A | 0.005307 |  | 867 | #N/A | #N/A | #N/A | #N/A | #N/A | #N/A | 0 | 867 | 0 | #N/A | 0 | N/A | 0 | N/A |  | 867 | 0 | #N/A | #N/A | #N/A | #N/A | 0 | 0
[6 empty] | 868 | [15 empty] | 0 | 0 | 0 | 0 |  | 0 | 0 |  | TRUE | 0 | 0 | 0 | FALSE | +00 | +00 | TRUE | TRUE | FALSE | FALSE | 0 | 0 | TRUE | TRUE | FALSE | FALSE | 0 | 0 | #N/A | #N/A | #N/A | 0 | 0 | 0 | 0 | 0 | 0 | 0 | 0 | #N/A | 100000 | #N/A | 100000 | #N/A | 0 | #N/A | 0 | #N/A | 0.005307 | #N/A | 0.005307 |  | 868 | #N/A | #N/A | #N/A | #N/A | #N/A | #N/A | 0 | 868 | 0 | #N/A | 0 | N/A | 0 | N/A |  | 868 | 0 | #N/A | #N/A | #N/A | #N/A | 0 | 0
[6 empty] | 869 | [15 empty] | 0 | 0 | 0 | 0 |  | 0 | 0 |  | TRUE | 0 | 0 | 0 | FALSE | +00 | +00 | TRUE | TRUE | FALSE | FALSE | 0 | 0 | TRUE | TRUE | FALSE | FALSE | 0 | 0 | #N/A | #N/A | #N/A | 0 | 0 | 0 | 0 | 0 | 0 | 0 | 0 | #N/A | 100000 | #N/A | 100000 | #N/A | 0 | #N/A | 0 | #N/A | 0.005307 | #N/A | 0.005307 |  | 869 | #N/A | #N/A | #N/A | #N/A | #N/A | #N/A | 0 | 869 | 0 | #N/A | 0 | N/A | 0 | N/A |  | 869 | 0 | #N/A | #N/A | #N/A | #N/A | 0 | 0
[6 empty] | 870 | [15 empty] | 0 | 0 | 0 | 0 |  | 0 | 0 |  | TRUE | 0 | 0 | 0 | FALSE | +00 | +00 | TRUE | TRUE | FALSE | FALSE | 0 | 0 | TRUE | TRUE | FALSE | FALSE | 0 | 0 | #N/A | #N/A | #N/A | 0 | 0 | 0 | 0 | 0 | 0 | 0 | 0 | #N/A | 100000 | #N/A | 100000 | #N/A | 0 | #N/A | 0 | #N/A | 0.005307 | #N/A | 0.005307 |  | 870 | #N/A | #N/A | #N/A | #N/A | #N/A | #N/A | 0 | 870 | 0 | #N/A | 0 | N/A | 0 | N/A |  | 870 | 0 | #N/A | #N/A | #N/A | #N/A | 0 | 0
[6 empty] | 871 | [15 empty] | 0 | 0 | 0 | 0 |  | 0 | 0 |  | TRUE | 0 | 0 | 0 | FALSE | +00 | +00 | TRUE | TRUE | FALSE | FALSE | 0 | 0 | TRUE | TRUE | FALSE | FALSE | 0 | 0 | #N/A | #N/A | #N/A | 0 | 0 | 0 | 0 | 0 | 0 | 0 | 0 | #N/A | 100000 | #N/A | 100000 | #N/A | 0 | #N/A | 0 | #N/A | 0.005307 | #N/A | 0.005307 |  | 871 | #N/A | #N/A | #N/A | #N/A | #N/A | #N/A | 0 | 871 | 0 | #N/A | 0 | N/A | 0 | N/A |  | 871 | 0 | #N/A | #N/A | #N/A | #N/A | 0 | 0
[6 empty] | 872 | [15 empty] | 0 | 0 | 0 | 0 |  | 0 | 0 |  | TRUE | 0 | 0 | 0 | FALSE | +00 | +00 | TRUE | TRUE | FALSE | FALSE | 0 | 0 | TRUE | TRUE | FALSE | FALSE | 0 | 0 | #N/A | #N/A | #N/A | 0 | 0 | 0 | 0 | 0 | 0 | 0 | 0 | #N/A | 100000 | #N/A | 100000 | #N/A | 0 | #N/A | 0 | #N/A | 0.005307 | #N/A | 0.005307 |  | 872 | #N/A | #N/A | #N/A | #N/A | #N/A | #N/A | 0 | 872 | 0 | #N/A | 0 | N/A | 0 | N/A |  | 872 | 0 | #N/A | #N/A | #N/A | #N/A | 0 | 0
[6 empty] | 873 | [15 empty] | 0 | 0 | 0 | 0 |  | 0 | 0 |  | TRUE | 0 | 0 | 0 | FALSE | +00 | +00 | TRUE | TRUE | FALSE | FALSE | 0 | 0 | TRUE | TRUE | FALSE | FALSE | 0 | 0 | #N/A | #N/A | #N/A | 0 | 0 | 0 | 0 | 0 | 0 | 0 | 0 | #N/A | 100000 | #N/A | 100000 | #N/A | 0 | #N/A | 0 | #N/A | 0.005307 | #N/A | 0.005307 |  | 873 | #N/A | #N/A | #N/A | #N/A | #N/A | #N/A | 0 | 873 | 0 | #N/A | 0 | N/A | 0 | N/A |  | 873 | 0 | #N/A | #N/A | #N/A | #N/A | 0 | 0
[6 empty] | 874 | [15 empty] | 0 | 0 | 0 | 0 |  | 0 | 0 |  | TRUE | 0 | 0 | 0 | FALSE | +00 | +00 | TRUE | TRUE | FALSE | FALSE | 0 | 0 | TRUE | TRUE | FALSE | FALSE | 0 | 0 | #N/A | #N/A | #N/A | 0 | 0 | 0 | 0 | 0 | 0 | 0 | 0 | #N/A | 100000 | #N/A | 100000 | #N/A | 0 | #N/A | 0 | #N/A | 0.005307 | #N/A | 0.005307 |  | 874 | #N/A | #N/A | #N/A | #N/A | #N/A | #N/A | 0 | 874 | 0 | #N/A | 0 | N/A | 0 | N/A |  | 874 | 0 | #N/A | #N/A | #N/A | #N/A | 0 | 0
[6 empty] | 875 | [15 empty] | 0 | 0 | 0 | 0 |  | 0 | 0 |  | TRUE | 0 | 0 | 0 | FALSE | +00 | +00 | TRUE | TRUE | FALSE | FALSE | 0 | 0 | TRUE | TRUE | FALSE | FALSE | 0 | 0 | #N/A | #N/A | #N/A | 0 | 0 | 0 | 0 | 0 | 0 | 0 | 0 | #N/A | 100000 | #N/A | 100000 | #N/A | 0 | #N/A | 0 | #N/A | 0.005307 | #N/A | 0.005307 |  | 875 | #N/A | #N/A | #N/A | #N/A | #N/A | #N/A | 0 | 875 | 0 | #N/A | 0 | N/A | 0 | N/A |  | 875 | 0 | #N/A | #N/A | #N/A | #N/A | 0 | 0
[6 empty] | 876 | [15 empty] | 0 | 0 | 0 | 0 |  | 0 | 0 |  | TRUE | 0 | 0 | 0 | FALSE | +00 | +00 | TRUE | TRUE | FALSE | FALSE | 0 | 0 | TRUE | TRUE | FALSE | FALSE | 0 | 0 | #N/A | #N/A | #N/A | 0 | 0 | 0 | 0 | 0 | 0 | 0 | 0 | #N/A | 100000 | #N/A | 100000 | #N/A | 0 | #N/A | 0 | #N/A | 0.005307 | #N/A | 0.005307 |  | 876 | #N/A | #N/A | #N/A | #N/A | #N/A | #N/A | 0 | 876 | 0 | #N/A | 0 | N/A | 0 | N/A |  | 876 | 0 | #N/A | #N/A | #N/A | #N/A | 0 | 0
[6 empty] | 877 | [15 empty] | 0 | 0 | 0 | 0 |  | 0 | 0 |  | TRUE | 0 | 0 | 0 | FALSE | +00 | +00 | TRUE | TRUE | FALSE | FALSE | 0 | 0 | TRUE | TRUE | FALSE | FALSE | 0 | 0 | #N/A | #N/A | #N/A | 0 | 0 | 0 | 0 | 0 | 0 | 0 | 0 | #N/A | 100000 | #N/A | 100000 | #N/A | 0 | #N/A | 0 | #N/A | 0.005307 | #N/A | 0.005307 |  | 877 | #N/A | #N/A | #N/A | #N/A | #N/A | #N/A | 0 | 877 | 0 | #N/A | 0 | N/A | 0 | N/A |  | 877 | 0 | #N/A | #N/A | #N/A | #N/A | 0 | 0
[6 empty] | 878 | [15 empty] | 0 | 0 | 0 | 0 |  | 0 | 0 |  | TRUE | 0 | 0 | 0 | FALSE | +00 | +00 | TRUE | TRUE | FALSE | FALSE | 0 | 0 | TRUE | TRUE | FALSE | FALSE | 0 | 0 | #N/A | #N/A | #N/A | 0 | 0 | 0 | 0 | 0 | 0 | 0 | 0 | #N/A | 100000 | #N/A | 100000 | #N/A | 0 | #N/A | 0 | #N/A | 0.005307 | #N/A | 0.005307 |  | 878 | #N/A | #N/A | #N/A | #N/A | #N/A | #N/A | 0 | 878 | 0 | #N/A | 0 | N/A | 0 | N/A |  | 878 | 0 | #N/A | #N/A | #N/A | #N/A | 0 | 0
[6 empty] | 879 | [15 empty] | 0 | 0 | 0 | 0 |  | 0 | 0 |  | TRUE | 0 | 0 | 0 | FALSE | +00 | +00 | TRUE | TRUE | FALSE | FALSE | 0 | 0 | TRUE | TRUE | FALSE | FALSE | 0 | 0 | #N/A | #N/A | #N/A | 0 | 0 | 0 | 0 | 0 | 0 | 0 | 0 | #N/A | 100000 | #N/A | 100000 | #N/A | 0 | #N/A | 0 | #N/A | 0.005307 | #N/A | 0.005307 |  | 879 | #N/A | #N/A | #N/A | #N/A | #N/A | #N/A | 0 | 879 | 0 | #N/A | 0 | N/A | 0 | N/A |  | 879 | 0 | #N/A | #N/A | #N/A | #N/A | 0 | 0
[6 empty] | 880 | [15 empty] | 0 | 0 | 0 | 0 |  | 0 | 0 |  | TRUE | 0 | 0 | 0 | FALSE | +00 | +00 | TRUE | TRUE | FALSE | FALSE | 0 | 0 | TRUE | TRUE | FALSE | FALSE | 0 | 0 | #N/A | #N/A | #N/A | 0 | 0 | 0 | 0 | 0 | 0 | 0 | 0 | #N/A | 100000 | #N/A | 100000 | #N/A | 0 | #N/A | 0 | #N/A | 0.005307 | #N/A | 0.005307 |  | 880 | #N/A | #N/A | #N/A | #N/A | #N/A | #N/A | 0 | 880 | 0 | #N/A | 0 | N/A | 0 | N/A |  | 880 | 0 | #N/A | #N/A | #N/A | #N/A | 0 | 0
[6 empty] | 881 | [15 empty] | 0 | 0 | 0 | 0 |  | 0 | 0 |  | TRUE | 0 | 0 | 0 | FALSE | +00 | +00 | TRUE | TRUE | FALSE | FALSE | 0 | 0 | TRUE | TRUE | FALSE | FALSE | 0 | 0 | #N/A | #N/A | #N/A | 0 | 0 | 0 | 0 | 0 | 0 | 0 | 0 | #N/A | 100000 | #N/A | 100000 | #N/A | 0 | #N/A | 0 | #N/A | 0.005307 | #N/A | 0.005307 |  | 881 | #N/A | #N/A | #N/A | #N/A | #N/A | #N/A | 0 | 881 | 0 | #N/A | 0 | N/A | 0 | N/A |  | 881 | 0 | #N/A | #N/A | #N/A | #N/A | 0 | 0
[6 empty] | 882 | [15 empty] | 0 | 0 | 0 | 0 |  | 0 | 0 |  | TRUE | 0 | 0 | 0 | FALSE | +00 | +00 | TRUE | TRUE | FALSE | FALSE | 0 | 0 | TRUE | TRUE | FALSE | FALSE | 0 | 0 | #N/A | #N/A | #N/A | 0 | 0 | 0 | 0 | 0 | 0 | 0 | 0 | #N/A | 100000 | #N/A | 100000 | #N/A | 0 | #N/A | 0 | #N/A | 0.005307 | #N/A | 0.005307 |  | 882 | #N/A | #N/A | #N/A | #N/A | #N/A | #N/A | 0 | 882 | 0 | #N/A | 0 | N/A | 0 | N/A |  | 882 | 0 | #N/A | #N/A | #N/A | #N/A | 0 | 0
[6 empty] | 883 | [15 empty] | 0 | 0 | 0 | 0 |  | 0 | 0 |  | TRUE | 0 | 0 | 0 | FALSE | +00 | +00 | TRUE | TRUE | FALSE | FALSE | 0 | 0 | TRUE | TRUE | FALSE | FALSE | 0 | 0 | #N/A | #N/A | #N/A | 0 | 0 | 0 | 0 | 0 | 0 | 0 | 0 | #N/A | 100000 | #N/A | 100000 | #N/A | 0 | #N/A | 0 | #N/A | 0.005307 | #N/A | 0.005307 |  | 883 | #N/A | #N/A | #N/A | #N/A | #N/A | #N/A | 0 | 883 | 0 | #N/A | 0 | N/A | 0 | N/A |  | 883 | 0 | #N/A | #N/A | #N/A | #N/A | 0 | 0
[6 empty] | 884 | [15 empty] | 0 | 0 | 0 | 0 |  | 0 | 0 |  | TRUE | 0 | 0 | 0 | FALSE | +00 | +00 | TRUE | TRUE | FALSE | FALSE | 0 | 0 | TRUE | TRUE | FALSE | FALSE | 0 | 0 | #N/A | #N/A | #N/A | 0 | 0 | 0 | 0 | 0 | 0 | 0 | 0 | #N/A | 100000 | #N/A | 100000 | #N/A | 0 | #N/A | 0 | #N/A | 0.005307 | #N/A | 0.005307 |  | 884 | #N/A | #N/A | #N/A | #N/A | #N/A | #N/A | 0 | 884 | 0 | #N/A | 0 | N/A | 0 | N/A |  | 884 | 0 | #N/A | #N/A | #N/A | #N/A | 0 | 0
[6 empty] | 885 | [15 empty] | 0 | 0 | 0 | 0 |  | 0 | 0 |  | TRUE | 0 | 0 | 0 | FALSE | +00 | +00 | TRUE | TRUE | FALSE | FALSE | 0 | 0 | TRUE | TRUE | FALSE | FALSE | 0 | 0 | #N/A | #N/A | #N/A | 0 | 0 | 0 | 0 | 0 | 0 | 0 | 0 | #N/A | 100000 | #N/A | 100000 | #N/A | 0 | #N/A | 0 | #N/A | 0.005307 | #N/A | 0.005307 |  | 885 | #N/A | #N/A | #N/A | #N/A | #N/A | #N/A | 0 | 885 | 0 | #N/A | 0 | N/A | 0 | N/A |  | 885 | 0 | #N/A | #N/A | #N/A | #N/A | 0 | 0
[6 empty] | 886 | [15 empty] | 0 | 0 | 0 | 0 |  | 0 | 0 |  | TRUE | 0 | 0 | 0 | FALSE | +00 | +00 | TRUE | TRUE | FALSE | FALSE | 0 | 0 | TRUE | TRUE | FALSE | FALSE | 0 | 0 | #N/A | #N/A | #N/A | 0 | 0 | 0 | 0 | 0 | 0 | 0 | 0 | #N/A | 100000 | #N/A | 100000 | #N/A | 0 | #N/A | 0 | #N/A | 0.005307 | #N/A | 0.005307 |  | 886 | #N/A | #N/A | #N/A | #N/A | #N/A | #N/A | 0 | 886 | 0 | #N/A | 0 | N/A | 0 | N/A |  | 886 | 0 | #N/A | #N/A | #N/A | #N/A | 0 | 0
[6 empty] | 887 | [15 empty] | 0 | 0 | 0 | 0 |  | 0 | 0 |  | TRUE | 0 | 0 | 0 | FALSE | +00 | +00 | TRUE | TRUE | FALSE | FALSE | 0 | 0 | TRUE | TRUE | FALSE | FALSE | 0 | 0 | #N/A | #N/A | #N/A | 0 | 0 | 0 | 0 | 0 | 0 | 0 | 0 | #N/A | 100000 | #N/A | 100000 | #N/A | 0 | #N/A | 0 | #N/A | 0.005307 | #N/A | 0.005307 |  | 887 | #N/A | #N/A | #N/A | #N/A | #N/A | #N/A | 0 | 887 | 0 | #N/A | 0 | N/A | 0 | N/A |  | 887 | 0 | #N/A | #N/A | #N/A | #N/A | 0 | 0
[6 empty] | 888 | [15 empty] | 0 | 0 | 0 | 0 |  | 0 | 0 |  | TRUE | 0 | 0 | 0 | FALSE | +00 | +00 | TRUE | TRUE | FALSE | FALSE | 0 | 0 | TRUE | TRUE | FALSE | FALSE | 0 | 0 | #N/A | #N/A | #N/A | 0 | 0 | 0 | 0 | 0 | 0 | 0 | 0 | #N/A | 100000 | #N/A | 100000 | #N/A | 0 | #N/A | 0 | #N/A | 0.005307 | #N/A | 0.005307 |  | 888 | #N/A | #N/A | #N/A | #N/A | #N/A | #N/A | 0 | 888 | 0 | #N/A | 0 | N/A | 0 | N/A |  | 888 | 0 | #N/A | #N/A | #N/A | #N/A | 0 | 0
[6 empty] | 889 | [15 empty] | 0 | 0 | 0 | 0 |  | 0 | 0 |  | TRUE | 0 | 0 | 0 | FALSE | +00 | +00 | TRUE | TRUE | FALSE | FALSE | 0 | 0 | TRUE | TRUE | FALSE | FALSE | 0 | 0 | #N/A | #N/A | #N/A | 0 | 0 | 0 | 0 | 0 | 0 | 0 | 0 | #N/A | 100000 | #N/A | 100000 | #N/A | 0 | #N/A | 0 | #N/A | 0.005307 | #N/A | 0.005307 |  | 889 | #N/A | #N/A | #N/A | #N/A | #N/A | #N/A | 0 | 889 | 0 | #N/A | 0 | N/A | 0 | N/A |  | 889 | 0 | #N/A | #N/A | #N/A | #N/A | 0 | 0
[6 empty] | 890 | [15 empty] | 0 | 0 | 0 | 0 |  | 0 | 0 |  | TRUE | 0 | 0 | 0 | FALSE | +00 | +00 | TRUE | TRUE | FALSE | FALSE | 0 | 0 | TRUE | TRUE | FALSE | FALSE | 0 | 0 | #N/A | #N/A | #N/A | 0 | 0 | 0 | 0 | 0 | 0 | 0 | 0 | #N/A | 100000 | #N/A | 100000 | #N/A | 0 | #N/A | 0 | #N/A | 0.005307 | #N/A | 0.005307 |  | 890 | #N/A | #N/A | #N/A | #N/A | #N/A | #N/A | 0 | 890 | 0 | #N/A | 0 | N/A | 0 | N/A |  | 890 | 0 | #N/A | #N/A | #N/A | #N/A | 0 | 0
[6 empty] | 891 | [15 empty] | 0 | 0 | 0 | 0 |  | 0 | 0 |  | TRUE | 0 | 0 | 0 | FALSE | +00 | +00 | TRUE | TRUE | FALSE | FALSE | 0 | 0 | TRUE | TRUE | FALSE | FALSE | 0 | 0 | #N/A | #N/A | #N/A | 0 | 0 | 0 | 0 | 0 | 0 | 0 | 0 | #N/A | 100000 | #N/A | 100000 | #N/A | 0 | #N/A | 0 | #N/A | 0.005307 | #N/A | 0.005307 |  | 891 | #N/A | #N/A | #N/A | #N/A | #N/A | #N/A | 0 | 891 | 0 | #N/A | 0 | N/A | 0 | N/A |  | 891 | 0 | #N/A | #N/A | #N/A | #N/A | 0 | 0
[6 empty] | 892 | [15 empty] | 0 | 0 | 0 | 0 |  | 0 | 0 |  | TRUE | 0 | 0 | 0 | FALSE | +00 | +00 | TRUE | TRUE | FALSE | FALSE | 0 | 0 | TRUE | TRUE | FALSE | FALSE | 0 | 0 | #N/A | #N/A | #N/A | 0 | 0 | 0 | 0 | 0 | 0 | 0 | 0 | #N/A | 100000 | #N/A | 100000 | #N/A | 0 | #N/A | 0 | #N/A | 0.005307 | #N/A | 0.005307 |  | 892 | #N/A | #N/A | #N/A | #N/A | #N/A | #N/A | 0 | 892 | 0 | #N/A | 0 | N/A | 0 | N/A |  | 892 | 0 | #N/A | #N/A | #N/A | #N/A | 0 | 0
[6 empty] | 893 | [15 empty] | 0 | 0 | 0 | 0 |  | 0 | 0 |  | TRUE | 0 | 0 | 0 | FALSE | +00 | +00 | TRUE | TRUE | FALSE | FALSE | 0 | 0 | TRUE | TRUE | FALSE | FALSE | 0 | 0 | #N/A | #N/A | #N/A | 0 | 0 | 0 | 0 | 0 | 0 | 0 | 0 | #N/A | 100000 | #N/A | 100000 | #N/A | 0 | #N/A | 0 | #N/A | 0.005307 | #N/A | 0.005307 |  | 893 | #N/A | #N/A | #N/A | #N/A | #N/A | #N/A | 0 | 893 | 0 | #N/A | 0 | N/A | 0 | N/A |  | 893 | 0 | #N/A | #N/A | #N/A | #N/A | 0 | 0
[6 empty] | 894 | [15 empty] | 0 | 0 | 0 | 0 |  | 0 | 0 |  | TRUE | 0 | 0 | 0 | FALSE | +00 | +00 | TRUE | TRUE | FALSE | FALSE | 0 | 0 | TRUE | TRUE | FALSE | FALSE | 0 | 0 | #N/A | #N/A | #N/A | 0 | 0 | 0 | 0 | 0 | 0 | 0 | 0 | #N/A | 100000 | #N/A | 100000 | #N/A | 0 | #N/A | 0 | #N/A | 0.005307 | #N/A | 0.005307 |  | 894 | #N/A | #N/A | #N/A | #N/A | #N/A | #N/A | 0 | 894 | 0 | #N/A | 0 | N/A | 0 | N/A |  | 894 | 0 | #N/A | #N/A | #N/A | #N/A | 0 | 0
[6 empty] | 895 | [15 empty] | 0 | 0 | 0 | 0 |  | 0 | 0 |  | TRUE | 0 | 0 | 0 | FALSE | +00 | +00 | TRUE | TRUE | FALSE | FALSE | 0 | 0 | TRUE | TRUE | FALSE | FALSE | 0 | 0 | #N/A | #N/A | #N/A | 0 | 0 | 0 | 0 | 0 | 0 | 0 | 0 | #N/A | 100000 | #N/A | 100000 | #N/A | 0 | #N/A | 0 | #N/A | 0.005307 | #N/A | 0.005307 |  | 895 | #N/A | #N/A | #N/A | #N/A | #N/A | #N/A | 0 | 895 | 0 | #N/A | 0 | N/A | 0 | N/A |  | 895 | 0 | #N/A | #N/A | #N/A | #N/A | 0 | 0
[6 empty] | 896 | [15 empty] | 0 | 0 | 0 | 0 |  | 0 | 0 |  | TRUE | 0 | 0 | 0 | FALSE | +00 | +00 | TRUE | TRUE | FALSE | FALSE | 0 | 0 | TRUE | TRUE | FALSE | FALSE | 0 | 0 | #N/A | #N/A | #N/A | 0 | 0 | 0 | 0 | 0 | 0 | 0 | 0 | #N/A | 100000 | #N/A | 100000 | #N/A | 0 | #N/A | 0 | #N/A | 0.005307 | #N/A | 0.005307 |  | 896 | #N/A | #N/A | #N/A | #N/A | #N/A | #N/A | 0 | 896 | 0 | #N/A | 0 | N/A | 0 | N/A |  | 896 | 0 | #N/A | #N/A | #N/A | #N/A | 0 | 0
[6 empty] | 897 | [15 empty] | 0 | 0 | 0 | 0 |  | 0 | 0 |  | TRUE | 0 | 0 | 0 | FALSE | +00 | +00 | TRUE | TRUE | FALSE | FALSE | 0 | 0 | TRUE | TRUE | FALSE | FALSE | 0 | 0 | #N/A | #N/A | #N/A | 0 | 0 | 0 | 0 | 0 | 0 | 0 | 0 | #N/A | 100000 | #N/A | 100000 | #N/A | 0 | #N/A | 0 | #N/A | 0.005307 | #N/A | 0.005307 |  | 897 | #N/A | #N/A | #N/A | #N/A | #N/A | #N/A | 0 | 897 | 0 | #N/A | 0 | N/A | 0 | N/A |  | 897 | 0 | #N/A | #N/A | #N/A | #N/A | 0 | 0
[6 empty] | 898 | [15 empty] | 0 | 0 | 0 | 0 |  | 0 | 0 |  | TRUE | 0 | 0 | 0 | FALSE | +00 | +00 | TRUE | TRUE | FALSE | FALSE | 0 | 0 | TRUE | TRUE | FALSE | FALSE | 0 | 0 | #N/A | #N/A | #N/A | 0 | 0 | 0 | 0 | 0 | 0 | 0 | 0 | #N/A | 100000 | #N/A | 100000 | #N/A | 0 | #N/A | 0 | #N/A | 0.005307 | #N/A | 0.005307 |  | 898 | #N/A | #N/A | #N/A | #N/A | #N/A | #N/A | 0 | 898 | 0 | #N/A | 0 | N/A | 0 | N/A |  | 898 | 0 | #N/A | #N/A | #N/A | #N/A | 0 | 0
[6 empty] | 899 | [15 empty] | 0 | 0 | 0 | 0 |  | 0 | 0 |  | TRUE | 0 | 0 | 0 | FALSE | +00 | +00 | TRUE | TRUE | FALSE | FALSE | 0 | 0 | TRUE | TRUE | FALSE | FALSE | 0 | 0 | #N/A | #N/A | #N/A | 0 | 0 | 0 | 0 | 0 | 0 | 0 | 0 | #N/A | 100000 | #N/A | 100000 | #N/A | 0 | #N/A | 0 | #N/A | 0.005307 | #N/A | 0.005307 |  | 899 | #N/A | #N/A | #N/A | #N/A | #N/A | #N/A | 0 | 899 | 0 | #N/A | 0 | N/A | 0 | N/A |  | 899 | 0 | #N/A | #N/A | #N/A | #N/A | 0 | 0
[6 empty] | 900 | [15 empty] | 0 | 0 | 0 | 0 |  | 0 | 0 |  | TRUE | 0 | 0 | 0 | FALSE | +00 | +00 | TRUE | TRUE | FALSE | FALSE | 0 | 0 | TRUE | TRUE | FALSE | FALSE | 0 | 0 | #N/A | #N/A | #N/A | 0 | 0 | 0 | 0 | 0 | 0 | 0 | 0 | #N/A | 100000 | #N/A | 100000 | #N/A | 0 | #N/A | 0 | #N/A | 0.005307 | #N/A | 0.005307 |  | 900 | #N/A | #N/A | #N/A | #N/A | #N/A | #N/A | 0 | 900 | 0 | #N/A | 0 | N/A | 0 | N/A |  | 900 | 0 | #N/A | #N/A | #N/A | #N/A | 0 | 0
[6 empty] | 901 | [15 empty] | 0 | 0 | 0 | 0 |  | 0 | 0 |  | TRUE | 0 | 0 | 0 | FALSE | +00 | +00 | TRUE | TRUE | FALSE | FALSE | 0 | 0 | TRUE | TRUE | FALSE | FALSE | 0 | 0 | #N/A | #N/A | #N/A | 0 | 0 | 0 | 0 | 0 | 0 | 0 | 0 | #N/A | 100000 | #N/A | 100000 | #N/A | 0 | #N/A | 0 | #N/A | 0.005307 | #N/A | 0.005307 |  | 901 | #N/A | #N/A | #N/A | #N/A | #N/A | #N/A | 0 | 901 | 0 | #N/A | 0 | N/A | 0 | N/A |  | 901 | 0 | #N/A | #N/A | #N/A | #N/A | 0 | 0
[6 empty] | 902 | [15 empty] | 0 | 0 | 0 | 0 |  | 0 | 0 |  | TRUE | 0 | 0 | 0 | FALSE | +00 | +00 | TRUE | TRUE | FALSE | FALSE | 0 | 0 | TRUE | TRUE | FALSE | FALSE | 0 | 0 | #N/A | #N/A | #N/A | 0 | 0 | 0 | 0 | 0 | 0 | 0 | 0 | #N/A | 100000 | #N/A | 100000 | #N/A | 0 | #N/A | 0 | #N/A | 0.005307 | #N/A | 0.005307 |  | 902 | #N/A | #N/A | #N/A | #N/A | #N/A | #N/A | 0 | 902 | 0 | #N/A | 0 | N/A | 0 | N/A |  | 902 | 0 | #N/A | #N/A | #N/A | #N/A | 0 | 0
[6 empty] | 903 | [15 empty] | 0 | 0 | 0 | 0 |  | 0 | 0 |  | TRUE | 0 | 0 | 0 | FALSE | +00 | +00 | TRUE | TRUE | FALSE | FALSE | 0 | 0 | TRUE | TRUE | FALSE | FALSE | 0 | 0 | #N/A | #N/A | #N/A | 0 | 0 | 0 | 0 | 0 | 0 | 0 | 0 | #N/A | 100000 | #N/A | 100000 | #N/A | 0 | #N/A | 0 | #N/A | 0.005307 | #N/A | 0.005307 |  | 903 | #N/A | #N/A | #N/A | #N/A | #N/A | #N/A | 0 | 903 | 0 | #N/A | 0 | N/A | 0 | N/A |  | 903 | 0 | #N/A | #N/A | #N/A | #N/A | 0 | 0
[6 empty] | 904 | [15 empty] | 0 | 0 | 0 | 0 |  | 0 | 0 |  | TRUE | 0 | 0 | 0 | FALSE | +00 | +00 | TRUE | TRUE | FALSE | FALSE | 0 | 0 | TRUE | TRUE | FALSE | FALSE | 0 | 0 | #N/A | #N/A | #N/A | 0 | 0 | 0 | 0 | 0 | 0 | 0 | 0 | #N/A | 100000 | #N/A | 100000 | #N/A | 0 | #N/A | 0 | #N/A | 0.005307 | #N/A | 0.005307 |  | 904 | #N/A | #N/A | #N/A | #N/A | #N/A | #N/A | 0 | 904 | 0 | #N/A | 0 | N/A | 0 | N/A |  | 904 | 0 | #N/A | #N/A | #N/A | #N/A | 0 | 0
[6 empty] | 905 | [15 empty] | 0 | 0 | 0 | 0 |  | 0 | 0 |  | TRUE | 0 | 0 | 0 | FALSE | +00 | +00 | TRUE | TRUE | FALSE | FALSE | 0 | 0 | TRUE | TRUE | FALSE | FALSE | 0 | 0 | #N/A | #N/A | #N/A | 0 | 0 | 0 | 0 | 0 | 0 | 0 | 0 | #N/A | 100000 | #N/A | 100000 | #N/A | 0 | #N/A | 0 | #N/A | 0.005307 | #N/A | 0.005307 |  | 905 | #N/A | #N/A | #N/A | #N/A | #N/A | #N/A | 0 | 905 | 0 | #N/A | 0 | N/A | 0 | N/A |  | 905 | 0 | #N/A | #N/A | #N/A | #N/A | 0 | 0
[6 empty] | 906 | [15 empty] | 0 | 0 | 0 | 0 |  | 0 | 0 |  | TRUE | 0 | 0 | 0 | FALSE | +00 | +00 | TRUE | TRUE | FALSE | FALSE | 0 | 0 | TRUE | TRUE | FALSE | FALSE | 0 | 0 | #N/A | #N/A | #N/A | 0 | 0 | 0 | 0 | 0 | 0 | 0 | 0 | #N/A | 100000 | #N/A | 100000 | #N/A | 0 | #N/A | 0 | #N/A | 0.005307 | #N/A | 0.005307 |  | 906 | #N/A | #N/A | #N/A | #N/A | #N/A | #N/A | 0 | 906 | 0 | #N/A | 0 | N/A | 0 | N/A |  | 906 | 0 | #N/A | #N/A | #N/A | #N/A | 0 | 0
[6 empty] | 907 | [15 empty] | 0 | 0 | 0 | 0 |  | 0 | 0 |  | TRUE | 0 | 0 | 0 | FALSE | +00 | +00 | TRUE | TRUE | FALSE | FALSE | 0 | 0 | TRUE | TRUE | FALSE | FALSE | 0 | 0 | #N/A | #N/A | #N/A | 0 | 0 | 0 | 0 | 0 | 0 | 0 | 0 | #N/A | 100000 | #N/A | 100000 | #N/A | 0 | #N/A | 0 | #N/A | 0.005307 | #N/A | 0.005307 |  | 907 | #N/A | #N/A | #N/A | #N/A | #N/A | #N/A | 0 | 907 | 0 | #N/A | 0 | N/A | 0 | N/A |  | 907 | 0 | #N/A | #N/A | #N/A | #N/A | 0 | 0
[6 empty] | 908 | [15 empty] | 0 | 0 | 0 | 0 |  | 0 | 0 |  | TRUE | 0 | 0 | 0 | FALSE | +00 | +00 | TRUE | TRUE | FALSE | FALSE | 0 | 0 | TRUE | TRUE | FALSE | FALSE | 0 | 0 | #N/A | #N/A | #N/A | 0 | 0 | 0 | 0 | 0 | 0 | 0 | 0 | #N/A | 100000 | #N/A | 100000 | #N/A | 0 | #N/A | 0 | #N/A | 0.005307 | #N/A | 0.005307 |  | 908 | #N/A | #N/A | #N/A | #N/A | #N/A | #N/A | 0 | 908 | 0 | #N/A | 0 | N/A | 0 | N/A |  | 908 | 0 | #N/A | #N/A | #N/A | #N/A | 0 | 0
[6 empty] | 909 | [15 empty] | 0 | 0 | 0 | 0 |  | 0 | 0 |  | TRUE | 0 | 0 | 0 | FALSE | +00 | +00 | TRUE | TRUE | FALSE | FALSE | 0 | 0 | TRUE | TRUE | FALSE | FALSE | 0 | 0 | #N/A | #N/A | #N/A | 0 | 0 | 0 | 0 | 0 | 0 | 0 | 0 | #N/A | 100000 | #N/A | 100000 | #N/A | 0 | #N/A | 0 | #N/A | 0.005307 | #N/A | 0.005307 |  | 909 | #N/A | #N/A | #N/A | #N/A | #N/A | #N/A | 0 | 909 | 0 | #N/A | 0 | N/A | 0 | N/A |  | 909 | 0 | #N/A | #N/A | #N/A | #N/A | 0 | 0
[6 empty] | 910 | [15 empty] | 0 | 0 | 0 | 0 |  | 0 | 0 |  | TRUE | 0 | 0 | 0 | FALSE | +00 | +00 | TRUE | TRUE | FALSE | FALSE | 0 | 0 | TRUE | TRUE | FALSE | FALSE | 0 | 0 | #N/A | #N/A | #N/A | 0 | 0 | 0 | 0 | 0 | 0 | 0 | 0 | #N/A | 100000 | #N/A | 100000 | #N/A | 0 | #N/A | 0 | #N/A | 0.005307 | #N/A | 0.005307 |  | 910 | #N/A | #N/A | #N/A | #N/A | #N/A | #N/A | 0 | 910 | 0 | #N/A | 0 | N/A | 0 | N/A |  | 910 | 0 | #N/A | #N/A | #N/A | #N/A | 0 | 0
[6 empty] | 911 | [15 empty] | 0 | 0 | 0 | 0 |  | 0 | 0 |  | TRUE | 0 | 0 | 0 | FALSE | +00 | +00 | TRUE | TRUE | FALSE | FALSE | 0 | 0 | TRUE | TRUE | FALSE | FALSE | 0 | 0 | #N/A | #N/A | #N/A | 0 | 0 | 0 | 0 | 0 | 0 | 0 | 0 | #N/A | 100000 | #N/A | 100000 | #N/A | 0 | #N/A | 0 | #N/A | 0.005307 | #N/A | 0.005307 |  | 911 | #N/A | #N/A | #N/A | #N/A | #N/A | #N/A | 0 | 911 | 0 | #N/A | 0 | N/A | 0 | N/A |  | 911 | 0 | #N/A | #N/A | #N/A | #N/A | 0 | 0
[6 empty] | 912 | [15 empty] | 0 | 0 | 0 | 0 |  | 0 | 0 |  | TRUE | 0 | 0 | 0 | FALSE | +00 | +00 | TRUE | TRUE | FALSE | FALSE | 0 | 0 | TRUE | TRUE | FALSE | FALSE | 0 | 0 | #N/A | #N/A | #N/A | 0 | 0 | 0 | 0 | 0 | 0 | 0 | 0 | #N/A | 100000 | #N/A | 100000 | #N/A | 0 | #N/A | 0 | #N/A | 0.005307 | #N/A | 0.005307 |  | 912 | #N/A | #N/A | #N/A | #N/A | #N/A | #N/A | 0 | 912 | 0 | #N/A | 0 | N/A | 0 | N/A |  | 912 | 0 | #N/A | #N/A | #N/A | #N/A | 0 | 0
[6 empty] | 913 | [15 empty] | 0 | 0 | 0 | 0 |  | 0 | 0 |  | TRUE | 0 | 0 | 0 | FALSE | +00 | +00 | TRUE | TRUE | FALSE | FALSE | 0 | 0 | TRUE | TRUE | FALSE | FALSE | 0 | 0 | #N/A | #N/A | #N/A | 0 | 0 | 0 | 0 | 0 | 0 | 0 | 0 | #N/A | 100000 | #N/A | 100000 | #N/A | 0 | #N/A | 0 | #N/A | 0.005307 | #N/A | 0.005307 |  | 913 | #N/A | #N/A | #N/A | #N/A | #N/A | #N/A | 0 | 913 | 0 | #N/A | 0 | N/A | 0 | N/A |  | 913 | 0 | #N/A | #N/A | #N/A | #N/A | 0 | 0
[6 empty] | 914 | [15 empty] | 0 | 0 | 0 | 0 |  | 0 | 0 |  | TRUE | 0 | 0 | 0 | FALSE | +00 | +00 | TRUE | TRUE | FALSE | FALSE | 0 | 0 | TRUE | TRUE | FALSE | FALSE | 0 | 0 | #N/A | #N/A | #N/A | 0 | 0 | 0 | 0 | 0 | 0 | 0 | 0 | #N/A | 100000 | #N/A | 100000 | #N/A | 0 | #N/A | 0 | #N/A | 0.005307 | #N/A | 0.005307 |  | 914 | #N/A | #N/A | #N/A | #N/A | #N/A | #N/A | 0 | 914 | 0 | #N/A | 0 | N/A | 0 | N/A |  | 914 | 0 | #N/A | #N/A | #N/A | #N/A | 0 | 0
[6 empty] | 915 | [15 empty] | 0 | 0 | 0 | 0 |  | 0 | 0 |  | TRUE | 0 | 0 | 0 | FALSE | +00 | +00 | TRUE | TRUE | FALSE | FALSE | 0 | 0 | TRUE | TRUE | FALSE | FALSE | 0 | 0 | #N/A | #N/A | #N/A | 0 | 0 | 0 | 0 | 0 | 0 | 0 | 0 | #N/A | 100000 | #N/A | 100000 | #N/A | 0 | #N/A | 0 | #N/A | 0.005307 | #N/A | 0.005307 |  | 915 | #N/A | #N/A | #N/A | #N/A | #N/A | #N/A | 0 | 915 | 0 | #N/A | 0 | N/A | 0 | N/A |  | 915 | 0 | #N/A | #N/A | #N/A | #N/A | 0 | 0
[6 empty] | 916 | [15 empty] | 0 | 0 | 0 | 0 |  | 0 | 0 |  | TRUE | 0 | 0 | 0 | FALSE | +00 | +00 | TRUE | TRUE | FALSE | FALSE | 0 | 0 | TRUE | TRUE | FALSE | FALSE | 0 | 0 | #N/A | #N/A | #N/A | 0 | 0 | 0 | 0 | 0 | 0 | 0 | 0 | #N/A | 100000 | #N/A | 100000 | #N/A | 0 | #N/A | 0 | #N/A | 0.005307 | #N/A | 0.005307 |  | 916 | #N/A | #N/A | #N/A | #N/A | #N/A | #N/A | 0 | 916 | 0 | #N/A | 0 | N/A | 0 | N/A |  | 916 | 0 | #N/A | #N/A | #N/A | #N/A | 0 | 0
[6 empty] | 917 | [15 empty] | 0 | 0 | 0 | 0 |  | 0 | 0 |  | TRUE | 0 | 0 | 0 | FALSE | +00 | +00 | TRUE | TRUE | FALSE | FALSE | 0 | 0 | TRUE | TRUE | FALSE | FALSE | 0 | 0 | #N/A | #N/A | #N/A | 0 | 0 | 0 | 0 | 0 | 0 | 0 | 0 | #N/A | 100000 | #N/A | 100000 | #N/A | 0 | #N/A | 0 | #N/A | 0.005307 | #N/A | 0.005307 |  | 917 | #N/A | #N/A | #N/A | #N/A | #N/A | #N/A | 0 | 917 | 0 | #N/A | 0 | N/A | 0 | N/A |  | 917 | 0 | #N/A | #N/A | #N/A | #N/A | 0 | 0
[6 empty] | 918 | [15 empty] | 0 | 0 | 0 | 0 |  | 0 | 0 |  | TRUE | 0 | 0 | 0 | FALSE | +00 | +00 | TRUE | TRUE | FALSE | FALSE | 0 | 0 | TRUE | TRUE | FALSE | FALSE | 0 | 0 | #N/A | #N/A | #N/A | 0 | 0 | 0 | 0 | 0 | 0 | 0 | 0 | #N/A | 100000 | #N/A | 100000 | #N/A | 0 | #N/A | 0 | #N/A | 0.005307 | #N/A | 0.005307 |  | 918 | #N/A | #N/A | #N/A | #N/A | #N/A | #N/A | 0 | 918 | 0 | #N/A | 0 | N/A | 0 | N/A |  | 918 | 0 | #N/A | #N/A | #N/A | #N/A | 0 | 0
[6 empty] | 919 | [15 empty] | 0 | 0 | 0 | 0 |  | 0 | 0 |  | TRUE | 0 | 0 | 0 | FALSE | +00 | +00 | TRUE | TRUE | FALSE | FALSE | 0 | 0 | TRUE | TRUE | FALSE | FALSE | 0 | 0 | #N/A | #N/A | #N/A | 0 | 0 | 0 | 0 | 0 | 0 | 0 | 0 | #N/A | 100000 | #N/A | 100000 | #N/A | 0 | #N/A | 0 | #N/A | 0.005307 | #N/A | 0.005307 |  | 919 | #N/A | #N/A | #N/A | #N/A | #N/A | #N/A | 0 | 919 | 0 | #N/A | 0 | N/A | 0 | N/A |  | 919 | 0 | #N/A | #N/A | #N/A | #N/A | 0 | 0
[6 empty] | 920 | [15 empty] | 0 | 0 | 0 | 0 |  | 0 | 0 |  | TRUE | 0 | 0 | 0 | FALSE | +00 | +00 | TRUE | TRUE | FALSE | FALSE | 0 | 0 | TRUE | TRUE | FALSE | FALSE | 0 | 0 | #N/A | #N/A | #N/A | 0 | 0 | 0 | 0 | 0 | 0 | 0 | 0 | #N/A | 100000 | #N/A | 100000 | #N/A | 0 | #N/A | 0 | #N/A | 0.005307 | #N/A | 0.005307 |  | 920 | #N/A | #N/A | #N/A | #N/A | #N/A | #N/A | 0 | 920 | 0 | #N/A | 0 | N/A | 0 | N/A |  | 920 | 0 | #N/A | #N/A | #N/A | #N/A | 0 | 0
[6 empty] | 921 | [15 empty] | 0 | 0 | 0 | 0 |  | 0 | 0 |  | TRUE | 0 | 0 | 0 | FALSE | +00 | +00 | TRUE | TRUE | FALSE | FALSE | 0 | 0 | TRUE | TRUE | FALSE | FALSE | 0 | 0 | #N/A | #N/A | #N/A | 0 | 0 | 0 | 0 | 0 | 0 | 0 | 0 | #N/A | 100000 | #N/A | 100000 | #N/A | 0 | #N/A | 0 | #N/A | 0.005307 | #N/A | 0.005307 |  | 921 | #N/A | #N/A | #N/A | #N/A | #N/A | #N/A | 0 | 921 | 0 | #N/A | 0 | N/A | 0 | N/A |  | 921 | 0 | #N/A | #N/A | #N/A | #N/A | 0 | 0
[6 empty] | 922 | [15 empty] | 0 | 0 | 0 | 0 |  | 0 | 0 |  | TRUE | 0 | 0 | 0 | FALSE | +00 | +00 | TRUE | TRUE | FALSE | FALSE | 0 | 0 | TRUE | TRUE | FALSE | FALSE | 0 | 0 | #N/A | #N/A | #N/A | 0 | 0 | 0 | 0 | 0 | 0 | 0 | 0 | #N/A | 100000 | #N/A | 100000 | #N/A | 0 | #N/A | 0 | #N/A | 0.005307 | #N/A | 0.005307 |  | 922 | #N/A | #N/A | #N/A | #N/A | #N/A | #N/A | 0 | 922 | 0 | #N/A | 0 | N/A | 0 | N/A |  | 922 | 0 | #N/A | #N/A | #N/A | #N/A | 0 | 0
[6 empty] | 923 | [15 empty] | 0 | 0 | 0 | 0 |  | 0 | 0 |  | TRUE | 0 | 0 | 0 | FALSE | +00 | +00 | TRUE | TRUE | FALSE | FALSE | 0 | 0 | TRUE | TRUE | FALSE | FALSE | 0 | 0 | #N/A | #N/A | #N/A | 0 | 0 | 0 | 0 | 0 | 0 | 0 | 0 | #N/A | 100000 | #N/A | 100000 | #N/A | 0 | #N/A | 0 | #N/A | 0.005307 | #N/A | 0.005307 |  | 923 | #N/A | #N/A | #N/A | #N/A | #N/A | #N/A | 0 | 923 | 0 | #N/A | 0 | N/A | 0 | N/A |  | 923 | 0 | #N/A | #N/A | #N/A | #N/A | 0 | 0
[6 empty] | 924 | [15 empty] | 0 | 0 | 0 | 0 |  | 0 | 0 |  | TRUE | 0 | 0 | 0 | FALSE | +00 | +00 | TRUE | TRUE | FALSE | FALSE | 0 | 0 | TRUE | TRUE | FALSE | FALSE | 0 | 0 | #N/A | #N/A | #N/A | 0 | 0 | 0 | 0 | 0 | 0 | 0 | 0 | #N/A | 100000 | #N/A | 100000 | #N/A | 0 | #N/A | 0 | #N/A | 0.005307 | #N/A | 0.005307 |  | 924 | #N/A | #N/A | #N/A | #N/A | #N/A | #N/A | 0 | 924 | 0 | #N/A | 0 | N/A | 0 | N/A |  | 924 | 0 | #N/A | #N/A | #N/A | #N/A | 0 | 0
[6 empty] | 925 | [15 empty] | 0 | 0 | 0 | 0 |  | 0 | 0 |  | TRUE | 0 | 0 | 0 | FALSE | +00 | +00 | TRUE | TRUE | FALSE | FALSE | 0 | 0 | TRUE | TRUE | FALSE | FALSE | 0 | 0 | #N/A | #N/A | #N/A | 0 | 0 | 0 | 0 | 0 | 0 | 0 | 0 | #N/A | 100000 | #N/A | 100000 | #N/A | 0 | #N/A | 0 | #N/A | 0.005307 | #N/A | 0.005307 |  | 925 | #N/A | #N/A | #N/A | #N/A | #N/A | #N/A | 0 | 925 | 0 | #N/A | 0 | N/A | 0 | N/A |  | 925 | 0 | #N/A | #N/A | #N/A | #N/A | 0 | 0
[6 empty] | 926 | [15 empty] | 0 | 0 | 0 | 0 |  | 0 | 0 |  | TRUE | 0 | 0 | 0 | FALSE | +00 | +00 | TRUE | TRUE | FALSE | FALSE | 0 | 0 | TRUE | TRUE | FALSE | FALSE | 0 | 0 | #N/A | #N/A | #N/A | 0 | 0 | 0 | 0 | 0 | 0 | 0 | 0 | #N/A | 100000 | #N/A | 100000 | #N/A | 0 | #N/A | 0 | #N/A | 0.005307 | #N/A | 0.005307 |  | 926 | #N/A | #N/A | #N/A | #N/A | #N/A | #N/A | 0 | 926 | 0 | #N/A | 0 | N/A | 0 | N/A |  | 926 | 0 | #N/A | #N/A | #N/A | #N/A | 0 | 0
[6 empty] | 927 | [15 empty] | 0 | 0 | 0 | 0 |  | 0 | 0 |  | TRUE | 0 | 0 | 0 | FALSE | +00 | +00 | TRUE | TRUE | FALSE | FALSE | 0 | 0 | TRUE | TRUE | FALSE | FALSE | 0 | 0 | #N/A | #N/A | #N/A | 0 | 0 | 0 | 0 | 0 | 0 | 0 | 0 | #N/A | 100000 | #N/A | 100000 | #N/A | 0 | #N/A | 0 | #N/A | 0.005307 | #N/A | 0.005307 |  | 927 | #N/A | #N/A | #N/A | #N/A | #N/A | #N/A | 0 | 927 | 0 | #N/A | 0 | N/A | 0 | N/A |  | 927 | 0 | #N/A | #N/A | #N/A | #N/A | 0 | 0
[6 empty] | 928 | [15 empty] | 0 | 0 | 0 | 0 |  | 0 | 0 |  | TRUE | 0 | 0 | 0 | FALSE | +00 | +00 | TRUE | TRUE | FALSE | FALSE | 0 | 0 | TRUE | TRUE | FALSE | FALSE | 0 | 0 | #N/A | #N/A | #N/A | 0 | 0 | 0 | 0 | 0 | 0 | 0 | 0 | #N/A | 100000 | #N/A | 100000 | #N/A | 0 | #N/A | 0 | #N/A | 0.005307 | #N/A | 0.005307 |  | 928 | #N/A | #N/A | #N/A | #N/A | #N/A | #N/A | 0 | 928 | 0 | #N/A | 0 | N/A | 0 | N/A |  | 928 | 0 | #N/A | #N/A | #N/A | #N/A | 0 | 0
[6 empty] | 929 | [15 empty] | 0 | 0 | 0 | 0 |  | 0 | 0 |  | TRUE | 0 | 0 | 0 | FALSE | +00 | +00 | TRUE | TRUE | FALSE | FALSE | 0 | 0 | TRUE | TRUE | FALSE | FALSE | 0 | 0 | #N/A | #N/A | #N/A | 0 | 0 | 0 | 0 | 0 | 0 | 0 | 0 | #N/A | 100000 | #N/A | 100000 | #N/A | 0 | #N/A | 0 | #N/A | 0.005307 | #N/A | 0.005307 |  | 929 | #N/A | #N/A | #N/A | #N/A | #N/A | #N/A | 0 | 929 | 0 | #N/A | 0 | N/A | 0 | N/A |  | 929 | 0 | #N/A | #N/A | #N/A | #N/A | 0 | 0
[6 empty] | 930 | [15 empty] | 0 | 0 | 0 | 0 |  | 0 | 0 |  | TRUE | 0 | 0 | 0 | FALSE | +00 | +00 | TRUE | TRUE | FALSE | FALSE | 0 | 0 | TRUE | TRUE | FALSE | FALSE | 0 | 0 | #N/A | #N/A | #N/A | 0 | 0 | 0 | 0 | 0 | 0 | 0 | 0 | #N/A | 100000 | #N/A | 100000 | #N/A | 0 | #N/A | 0 | #N/A | 0.005307 | #N/A | 0.005307 |  | 930 | #N/A | #N/A | #N/A | #N/A | #N/A | #N/A | 0 | 930 | 0 | #N/A | 0 | N/A | 0 | N/A |  | 930 | 0 | #N/A | #N/A | #N/A | #N/A | 0 | 0
[6 empty] | 931 | [15 empty] | 0 | 0 | 0 | 0 |  | 0 | 0 |  | TRUE | 0 | 0 | 0 | FALSE | +00 | +00 | TRUE | TRUE | FALSE | FALSE | 0 | 0 | TRUE | TRUE | FALSE | FALSE | 0 | 0 | #N/A | #N/A | #N/A | 0 | 0 | 0 | 0 | 0 | 0 | 0 | 0 | #N/A | 100000 | #N/A | 100000 | #N/A | 0 | #N/A | 0 | #N/A | 0.005307 | #N/A | 0.005307 |  | 931 | #N/A | #N/A | #N/A | #N/A | #N/A | #N/A | 0 | 931 | 0 | #N/A | 0 | N/A | 0 | N/A |  | 931 | 0 | #N/A | #N/A | #N/A | #N/A | 0 | 0
[6 empty] | 932 | [15 empty] | 0 | 0 | 0 | 0 |  | 0 | 0 |  | TRUE | 0 | 0 | 0 | FALSE | +00 | +00 | TRUE | TRUE | FALSE | FALSE | 0 | 0 | TRUE | TRUE | FALSE | FALSE | 0 | 0 | #N/A | #N/A | #N/A | 0 | 0 | 0 | 0 | 0 | 0 | 0 | 0 | #N/A | 100000 | #N/A | 100000 | #N/A | 0 | #N/A | 0 | #N/A | 0.005307 | #N/A | 0.005307 |  | 932 | #N/A | #N/A | #N/A | #N/A | #N/A | #N/A | 0 | 932 | 0 | #N/A | 0 | N/A | 0 | N/A |  | 932 | 0 | #N/A | #N/A | #N/A | #N/A | 0 | 0
[6 empty] | 933 | [15 empty] | 0 | 0 | 0 | 0 |  | 0 | 0 |  | TRUE | 0 | 0 | 0 | FALSE | +00 | +00 | TRUE | TRUE | FALSE | FALSE | 0 | 0 | TRUE | TRUE | FALSE | FALSE | 0 | 0 | #N/A | #N/A | #N/A | 0 | 0 | 0 | 0 | 0 | 0 | 0 | 0 | #N/A | 100000 | #N/A | 100000 | #N/A | 0 | #N/A | 0 | #N/A | 0.005307 | #N/A | 0.005307 |  | 933 | #N/A | #N/A | #N/A | #N/A | #N/A | #N/A | 0 | 933 | 0 | #N/A | 0 | N/A | 0 | N/A |  | 933 | 0 | #N/A | #N/A | #N/A | #N/A | 0 | 0
[6 empty] | 934 | [15 empty] | 0 | 0 | 0 | 0 |  | 0 | 0 |  | TRUE | 0 | 0 | 0 | FALSE | +00 | +00 | TRUE | TRUE | FALSE | FALSE | 0 | 0 | TRUE | TRUE | FALSE | FALSE | 0 | 0 | #N/A | #N/A | #N/A | 0 | 0 | 0 | 0 | 0 | 0 | 0 | 0 | #N/A | 100000 | #N/A | 100000 | #N/A | 0 | #N/A | 0 | #N/A | 0.005307 | #N/A | 0.005307 |  | 934 | #N/A | #N/A | #N/A | #N/A | #N/A | #N/A | 0 | 934 | 0 | #N/A | 0 | N/A | 0 | N/A |  | 934 | 0 | #N/A | #N/A | #N/A | #N/A | 0 | 0
[6 empty] | 935 | [15 empty] | 0 | 0 | 0 | 0 |  | 0 | 0 |  | TRUE | 0 | 0 | 0 | FALSE | +00 | +00 | TRUE | TRUE | FALSE | FALSE | 0 | 0 | TRUE | TRUE | FALSE | FALSE | 0 | 0 | #N/A | #N/A | #N/A | 0 | 0 | 0 | 0 | 0 | 0 | 0 | 0 | #N/A | 100000 | #N/A | 100000 | #N/A | 0 | #N/A | 0 | #N/A | 0.005307 | #N/A | 0.005307 |  | 935 | #N/A | #N/A | #N/A | #N/A | #N/A | #N/A | 0 | 935 | 0 | #N/A | 0 | N/A | 0 | N/A |  | 935 | 0 | #N/A | #N/A | #N/A | #N/A | 0 | 0
[6 empty] | 936 | [15 empty] | 0 | 0 | 0 | 0 |  | 0 | 0 |  | TRUE | 0 | 0 | 0 | FALSE | +00 | +00 | TRUE | TRUE | FALSE | FALSE | 0 | 0 | TRUE | TRUE | FALSE | FALSE | 0 | 0 | #N/A | #N/A | #N/A | 0 | 0 | 0 | 0 | 0 | 0 | 0 | 0 | #N/A | 100000 | #N/A | 100000 | #N/A | 0 | #N/A | 0 | #N/A | 0.005307 | #N/A | 0.005307 |  | 936 | #N/A | #N/A | #N/A | #N/A | #N/A | #N/A | 0 | 936 | 0 | #N/A | 0 | N/A | 0 | N/A |  | 936 | 0 | #N/A | #N/A | #N/A | #N/A | 0 | 0
[6 empty] | 937 | [15 empty] | 0 | 0 | 0 | 0 |  | 0 | 0 |  | TRUE | 0 | 0 | 0 | FALSE | +00 | +00 | TRUE | TRUE | FALSE | FALSE | 0 | 0 | TRUE | TRUE | FALSE | FALSE | 0 | 0 | #N/A | #N/A | #N/A | 0 | 0 | 0 | 0 | 0 | 0 | 0 | 0 | #N/A | 100000 | #N/A | 100000 | #N/A | 0 | #N/A | 0 | #N/A | 0.005307 | #N/A | 0.005307 |  | 937 | #N/A | #N/A | #N/A | #N/A | #N/A | #N/A | 0 | 937 | 0 | #N/A | 0 | N/A | 0 | N/A |  | 937 | 0 | #N/A | #N/A | #N/A | #N/A | 0 | 0
[6 empty] | 938 | [15 empty] | 0 | 0 | 0 | 0 |  | 0 | 0 |  | TRUE | 0 | 0 | 0 | FALSE | +00 | +00 | TRUE | TRUE | FALSE | FALSE | 0 | 0 | TRUE | TRUE | FALSE | FALSE | 0 | 0 | #N/A | #N/A | #N/A | 0 | 0 | 0 | 0 | 0 | 0 | 0 | 0 | #N/A | 100000 | #N/A | 100000 | #N/A | 0 | #N/A | 0 | #N/A | 0.005307 | #N/A | 0.005307 |  | 938 | #N/A | #N/A | #N/A | #N/A | #N/A | #N/A | 0 | 938 | 0 | #N/A | 0 | N/A | 0 | N/A |  | 938 | 0 | #N/A | #N/A | #N/A | #N/A | 0 | 0
[6 empty] | 939 | [15 empty] | 0 | 0 | 0 | 0 |  | 0 | 0 |  | TRUE | 0 | 0 | 0 | FALSE | +00 | +00 | TRUE | TRUE | FALSE | FALSE | 0 | 0 | TRUE | TRUE | FALSE | FALSE | 0 | 0 | #N/A | #N/A | #N/A | 0 | 0 | 0 | 0 | 0 | 0 | 0 | 0 | #N/A | 100000 | #N/A | 100000 | #N/A | 0 | #N/A | 0 | #N/A | 0.005307 | #N/A | 0.005307 |  | 939 | #N/A | #N/A | #N/A | #N/A | #N/A | #N/A | 0 | 939 | 0 | #N/A | 0 | N/A | 0 | N/A |  | 939 | 0 | #N/A | #N/A | #N/A | #N/A | 0 | 0
[6 empty] | 940 | [15 empty] | 0 | 0 | 0 | 0 |  | 0 | 0 |  | TRUE | 0 | 0 | 0 | FALSE | +00 | +00 | TRUE | TRUE | FALSE | FALSE | 0 | 0 | TRUE | TRUE | FALSE | FALSE | 0 | 0 | #N/A | #N/A | #N/A | 0 | 0 | 0 | 0 | 0 | 0 | 0 | 0 | #N/A | 100000 | #N/A | 100000 | #N/A | 0 | #N/A | 0 | #N/A | 0.005307 | #N/A | 0.005307 |  | 940 | #N/A | #N/A | #N/A | #N/A | #N/A | #N/A | 0 | 940 | 0 | #N/A | 0 | N/A | 0 | N/A |  | 940 | 0 | #N/A | #N/A | #N/A | #N/A | 0 | 0
[6 empty] | 941 | [15 empty] | 0 | 0 | 0 | 0 |  | 0 | 0 |  | TRUE | 0 | 0 | 0 | FALSE | +00 | +00 | TRUE | TRUE | FALSE | FALSE | 0 | 0 | TRUE | TRUE | FALSE | FALSE | 0 | 0 | #N/A | #N/A | #N/A | 0 | 0 | 0 | 0 | 0 | 0 | 0 | 0 | #N/A | 100000 | #N/A | 100000 | #N/A | 0 | #N/A | 0 | #N/A | 0.005307 | #N/A | 0.005307 |  | 941 | #N/A | #N/A | #N/A | #N/A | #N/A | #N/A | 0 | 941 | 0 | #N/A | 0 | N/A | 0 | N/A |  | 941 | 0 | #N/A | #N/A | #N/A | #N/A | 0 | 0
[6 empty] | 942 | [15 empty] | 0 | 0 | 0 | 0 |  | 0 | 0 |  | TRUE | 0 | 0 | 0 | FALSE | +00 | +00 | TRUE | TRUE | FALSE | FALSE | 0 | 0 | TRUE | TRUE | FALSE | FALSE | 0 | 0 | #N/A | #N/A | #N/A | 0 | 0 | 0 | 0 | 0 | 0 | 0 | 0 | #N/A | 100000 | #N/A | 100000 | #N/A | 0 | #N/A | 0 | #N/A | 0.005307 | #N/A | 0.005307 |  | 942 | #N/A | #N/A | #N/A | #N/A | #N/A | #N/A | 0 | 942 | 0 | #N/A | 0 | N/A | 0 | N/A |  | 942 | 0 | #N/A | #N/A | #N/A | #N/A | 0 | 0
[6 empty] | 943 | [15 empty] | 0 | 0 | 0 | 0 |  | 0 | 0 |  | TRUE | 0 | 0 | 0 | FALSE | +00 | +00 | TRUE | TRUE | FALSE | FALSE | 0 | 0 | TRUE | TRUE | FALSE | FALSE | 0 | 0 | #N/A | #N/A | #N/A | 0 | 0 | 0 | 0 | 0 | 0 | 0 | 0 | #N/A | 100000 | #N/A | 100000 | #N/A | 0 | #N/A | 0 | #N/A | 0.005307 | #N/A | 0.005307 |  | 943 | #N/A | #N/A | #N/A | #N/A | #N/A | #N/A | 0 | 943 | 0 | #N/A | 0 | N/A | 0 | N/A |  | 943 | 0 | #N/A | #N/A | #N/A | #N/A | 0 | 0
[6 empty] | 944 | [15 empty] | 0 | 0 | 0 | 0 |  | 0 | 0 |  | TRUE | 0 | 0 | 0 | FALSE | +00 | +00 | TRUE | TRUE | FALSE | FALSE | 0 | 0 | TRUE | TRUE | FALSE | FALSE | 0 | 0 | #N/A | #N/A | #N/A | 0 | 0 | 0 | 0 | 0 | 0 | 0 | 0 | #N/A | 100000 | #N/A | 100000 | #N/A | 0 | #N/A | 0 | #N/A | 0.005307 | #N/A | 0.005307 |  | 944 | #N/A | #N/A | #N/A | #N/A | #N/A | #N/A | 0 | 944 | 0 | #N/A | 0 | N/A | 0 | N/A |  | 944 | 0 | #N/A | #N/A | #N/A | #N/A | 0 | 0
[6 empty] | 945 | [15 empty] | 0 | 0 | 0 | 0 |  | 0 | 0 |  | TRUE | 0 | 0 | 0 | FALSE | +00 | +00 | TRUE | TRUE | FALSE | FALSE | 0 | 0 | TRUE | TRUE | FALSE | FALSE | 0 | 0 | #N/A | #N/A | #N/A | 0 | 0 | 0 | 0 | 0 | 0 | 0 | 0 | #N/A | 100000 | #N/A | 100000 | #N/A | 0 | #N/A | 0 | #N/A | 0.005307 | #N/A | 0.005307 |  | 945 | #N/A | #N/A | #N/A | #N/A | #N/A | #N/A | 0 | 945 | 0 | #N/A | 0 | N/A | 0 | N/A |  | 945 | 0 | #N/A | #N/A | #N/A | #N/A | 0 | 0
[6 empty] | 946 | [15 empty] | 0 | 0 | 0 | 0 |  | 0 | 0 |  | TRUE | 0 | 0 | 0 | FALSE | +00 | +00 | TRUE | TRUE | FALSE | FALSE | 0 | 0 | TRUE | TRUE | FALSE | FALSE | 0 | 0 | #N/A | #N/A | #N/A | 0 | 0 | 0 | 0 | 0 | 0 | 0 | 0 | #N/A | 100000 | #N/A | 100000 | #N/A | 0 | #N/A | 0 | #N/A | 0.005307 | #N/A | 0.005307 |  | 946 | #N/A | #N/A | #N/A | #N/A | #N/A | #N/A | 0 | 946 | 0 | #N/A | 0 | N/A | 0 | N/A |  | 946 | 0 | #N/A | #N/A | #N/A | #N/A | 0 | 0
[6 empty] | 947 | [15 empty] | 0 | 0 | 0 | 0 |  | 0 | 0 |  | TRUE | 0 | 0 | 0 | FALSE | +00 | +00 | TRUE | TRUE | FALSE | FALSE | 0 | 0 | TRUE | TRUE | FALSE | FALSE | 0 | 0 | #N/A | #N/A | #N/A | 0 | 0 | 0 | 0 | 0 | 0 | 0 | 0 | #N/A | 100000 | #N/A | 100000 | #N/A | 0 | #N/A | 0 | #N/A | 0.005307 | #N/A | 0.005307 |  | 947 | #N/A | #N/A | #N/A | #N/A | #N/A | #N/A | 0 | 947 | 0 | #N/A | 0 | N/A | 0 | N/A |  | 947 | 0 | #N/A | #N/A | #N/A | #N/A | 0 | 0
[6 empty] | 948 | [15 empty] | 0 | 0 | 0 | 0 |  | 0 | 0 |  | TRUE | 0 | 0 | 0 | FALSE | +00 | +00 | TRUE | TRUE | FALSE | FALSE | 0 | 0 | TRUE | TRUE | FALSE | FALSE | 0 | 0 | #N/A | #N/A | #N/A | 0 | 0 | 0 | 0 | 0 | 0 | 0 | 0 | #N/A | 100000 | #N/A | 100000 | #N/A | 0 | #N/A | 0 | #N/A | 0.005307 | #N/A | 0.005307 |  | 948 | #N/A | #N/A | #N/A | #N/A | #N/A | #N/A | 0 | 948 | 0 | #N/A | 0 | N/A | 0 | N/A |  | 948 | 0 | #N/A | #N/A | #N/A | #N/A | 0 | 0
[6 empty] | 949 | [15 empty] | 0 | 0 | 0 | 0 |  | 0 | 0 |  | TRUE | 0 | 0 | 0 | FALSE | +00 | +00 | TRUE | TRUE | FALSE | FALSE | 0 | 0 | TRUE | TRUE | FALSE | FALSE | 0 | 0 | #N/A | #N/A | #N/A | 0 | 0 | 0 | 0 | 0 | 0 | 0 | 0 | #N/A | 100000 | #N/A | 100000 | #N/A | 0 | #N/A | 0 | #N/A | 0.005307 | #N/A | 0.005307 |  | 949 | #N/A | #N/A | #N/A | #N/A | #N/A | #N/A | 0 | 949 | 0 | #N/A | 0 | N/A | 0 | N/A |  | 949 | 0 | #N/A | #N/A | #N/A | #N/A | 0 | 0
[6 empty] | 950 | [15 empty] | 0 | 0 | 0 | 0 |  | 0 | 0 |  | TRUE | 0 | 0 | 0 | FALSE | +00 | +00 | TRUE | TRUE | FALSE | FALSE | 0 | 0 | TRUE | TRUE | FALSE | FALSE | 0 | 0 | #N/A | #N/A | #N/A | 0 | 0 | 0 | 0 | 0 | 0 | 0 | 0 | #N/A | 100000 | #N/A | 100000 | #N/A | 0 | #N/A | 0 | #N/A | 0.005307 | #N/A | 0.005307 |  | 950 | #N/A | #N/A | #N/A | #N/A | #N/A | #N/A | 0 | 950 | 0 | #N/A | 0 | N/A | 0 | N/A |  | 950 | 0 | #N/A | #N/A | #N/A | #N/A | 0 | 0
[6 empty] | 951 | [15 empty] | 0 | 0 | 0 | 0 |  | 0 | 0 |  | TRUE | 0 | 0 | 0 | FALSE | +00 | +00 | TRUE | TRUE | FALSE | FALSE | 0 | 0 | TRUE | TRUE | FALSE | FALSE | 0 | 0 | #N/A | #N/A | #N/A | 0 | 0 | 0 | 0 | 0 | 0 | 0 | 0 | #N/A | 100000 | #N/A | 100000 | #N/A | 0 | #N/A | 0 | #N/A | 0.005307 | #N/A | 0.005307 |  | 951 | #N/A | #N/A | #N/A | #N/A | #N/A | #N/A | 0 | 951 | 0 | #N/A | 0 | N/A | 0 | N/A |  | 951 | 0 | #N/A | #N/A | #N/A | #N/A | 0 | 0
[6 empty] | 952 | [15 empty] | 0 | 0 | 0 | 0 |  | 0 | 0 |  | TRUE | 0 | 0 | 0 | FALSE | +00 | +00 | TRUE | TRUE | FALSE | FALSE | 0 | 0 | TRUE | TRUE | FALSE | FALSE | 0 | 0 | #N/A | #N/A | #N/A | 0 | 0 | 0 | 0 | 0 | 0 | 0 | 0 | #N/A | 100000 | #N/A | 100000 | #N/A | 0 | #N/A | 0 | #N/A | 0.005307 | #N/A | 0.005307 |  | 952 | #N/A | #N/A | #N/A | #N/A | #N/A | #N/A | 0 | 952 | 0 | #N/A | 0 | N/A | 0 | N/A |  | 952 | 0 | #N/A | #N/A | #N/A | #N/A | 0 | 0
[6 empty] | 953 | [15 empty] | 0 | 0 | 0 | 0 |  | 0 | 0 |  | TRUE | 0 | 0 | 0 | FALSE | +00 | +00 | TRUE | TRUE | FALSE | FALSE | 0 | 0 | TRUE | TRUE | FALSE | FALSE | 0 | 0 | #N/A | #N/A | #N/A | 0 | 0 | 0 | 0 | 0 | 0 | 0 | 0 | #N/A | 100000 | #N/A | 100000 | #N/A | 0 | #N/A | 0 | #N/A | 0.005307 | #N/A | 0.005307 |  | 953 | #N/A | #N/A | #N/A | #N/A | #N/A | #N/A | 0 | 953 | 0 | #N/A | 0 | N/A | 0 | N/A |  | 953 | 0 | #N/A | #N/A | #N/A | #N/A | 0 | 0
[6 empty] | 954 | [15 empty] | 0 | 0 | 0 | 0 |  | 0 | 0 |  | TRUE | 0 | 0 | 0 | FALSE | +00 | +00 | TRUE | TRUE | FALSE | FALSE | 0 | 0 | TRUE | TRUE | FALSE | FALSE | 0 | 0 | #N/A | #N/A | #N/A | 0 | 0 | 0 | 0 | 0 | 0 | 0 | 0 | #N/A | 100000 | #N/A | 100000 | #N/A | 0 | #N/A | 0 | #N/A | 0.005307 | #N/A | 0.005307 |  | 954 | #N/A | #N/A | #N/A | #N/A | #N/A | #N/A | 0 | 954 | 0 | #N/A | 0 | N/A | 0 | N/A |  | 954 | 0 | #N/A | #N/A | #N/A | #N/A | 0 | 0
[6 empty] | 955 | [15 empty] | 0 | 0 | 0 | 0 |  | 0 | 0 |  | TRUE | 0 | 0 | 0 | FALSE | +00 | +00 | TRUE | TRUE | FALSE | FALSE | 0 | 0 | TRUE | TRUE | FALSE | FALSE | 0 | 0 | #N/A | #N/A | #N/A | 0 | 0 | 0 | 0 | 0 | 0 | 0 | 0 | #N/A | 100000 | #N/A | 100000 | #N/A | 0 | #N/A | 0 | #N/A | 0.005307 | #N/A | 0.005307 |  | 955 | #N/A | #N/A | #N/A | #N/A | #N/A | #N/A | 0 | 955 | 0 | #N/A | 0 | N/A | 0 | N/A |  | 955 | 0 | #N/A | #N/A | #N/A | #N/A | 0 | 0
[6 empty] | 956 | [15 empty] | 0 | 0 | 0 | 0 |  | 0 | 0 |  | TRUE | 0 | 0 | 0 | FALSE | +00 | +00 | TRUE | TRUE | FALSE | FALSE | 0 | 0 | TRUE | TRUE | FALSE | FALSE | 0 | 0 | #N/A | #N/A | #N/A | 0 | 0 | 0 | 0 | 0 | 0 | 0 | 0 | #N/A | 100000 | #N/A | 100000 | #N/A | 0 | #N/A | 0 | #N/A | 0.005307 | #N/A | 0.005307 |  | 956 | #N/A | #N/A | #N/A | #N/A | #N/A | #N/A | 0 | 956 | 0 | #N/A | 0 | N/A | 0 | N/A |  | 956 | 0 | #N/A | #N/A | #N/A | #N/A | 0 | 0
[6 empty] | 957 | [15 empty] | 0 | 0 | 0 | 0 |  | 0 | 0 |  | TRUE | 0 | 0 | 0 | FALSE | +00 | +00 | TRUE | TRUE | FALSE | FALSE | 0 | 0 | TRUE | TRUE | FALSE | FALSE | 0 | 0 | #N/A | #N/A | #N/A | 0 | 0 | 0 | 0 | 0 | 0 | 0 | 0 | #N/A | 100000 | #N/A | 100000 | #N/A | 0 | #N/A | 0 | #N/A | 0.005307 | #N/A | 0.005307 |  | 957 | #N/A | #N/A | #N/A | #N/A | #N/A | #N/A | 0 | 957 | 0 | #N/A | 0 | N/A | 0 | N/A |  | 957 | 0 | #N/A | #N/A | #N/A | #N/A | 0 | 0
[6 empty] | 958 | [15 empty] | 0 | 0 | 0 | 0 |  | 0 | 0 |  | TRUE | 0 | 0 | 0 | FALSE | +00 | +00 | TRUE | TRUE | FALSE | FALSE | 0 | 0 | TRUE | TRUE | FALSE | FALSE | 0 | 0 | #N/A | #N/A | #N/A | 0 | 0 | 0 | 0 | 0 | 0 | 0 | 0 | #N/A | 100000 | #N/A | 100000 | #N/A | 0 | #N/A | 0 | #N/A | 0.005307 | #N/A | 0.005307 |  | 958 | #N/A | #N/A | #N/A | #N/A | #N/A | #N/A | 0 | 958 | 0 | #N/A | 0 | N/A | 0 | N/A |  | 958 | 0 | #N/A | #N/A | #N/A | #N/A | 0 | 0
[6 empty] | 959 | [15 empty] | 0 | 0 | 0 | 0 |  | 0 | 0 |  | TRUE | 0 | 0 | 0 | FALSE | +00 | +00 | TRUE | TRUE | FALSE | FALSE | 0 | 0 | TRUE | TRUE | FALSE | FALSE | 0 | 0 | #N/A | #N/A | #N/A | 0 | 0 | 0 | 0 | 0 | 0 | 0 | 0 | #N/A | 100000 | #N/A | 100000 | #N/A | 0 | #N/A | 0 | #N/A | 0.005307 | #N/A | 0.005307 |  | 959 | #N/A | #N/A | #N/A | #N/A | #N/A | #N/A | 0 | 959 | 0 | #N/A | 0 | N/A | 0 | N/A |  | 959 | 0 | #N/A | #N/A | #N/A | #N/A | 0 | 0
[6 empty] | 960 | [15 empty] | 0 | 0 | 0 | 0 |  | 0 | 0 |  | TRUE | 0 | 0 | 0 | FALSE | +00 | +00 | TRUE | TRUE | FALSE | FALSE | 0 | 0 | TRUE | TRUE | FALSE | FALSE | 0 | 0 | #N/A | #N/A | #N/A | 0 | 0 | 0 | 0 | 0 | 0 | 0 | 0 | #N/A | 100000 | #N/A | 100000 | #N/A | 0 | #N/A | 0 | #N/A | 0.005307 | #N/A | 0.005307 |  | 960 | #N/A | #N/A | #N/A | #N/A | #N/A | #N/A | 0 | 960 | 0 | #N/A | 0 | N/A | 0 | N/A |  | 960 | 0 | #N/A | #N/A | #N/A | #N/A | 0 | 0
[6 empty] | 961 | [15 empty] | 0 | 0 | 0 | 0 |  | 0 | 0 |  | TRUE | 0 | 0 | 0 | FALSE | +00 | +00 | TRUE | TRUE | FALSE | FALSE | 0 | 0 | TRUE | TRUE | FALSE | FALSE | 0 | 0 | #N/A | #N/A | #N/A | 0 | 0 | 0 | 0 | 0 | 0 | 0 | 0 | #N/A | 100000 | #N/A | 100000 | #N/A | 0 | #N/A | 0 | #N/A | 0.005307 | #N/A | 0.005307 |  | 961 | #N/A | #N/A | #N/A | #N/A | #N/A | #N/A | 0 | 961 | 0 | #N/A | 0 | N/A | 0 | N/A |  | 961 | 0 | #N/A | #N/A | #N/A | #N/A | 0 | 0
[6 empty] | 962 | [15 empty] | 0 | 0 | 0 | 0 |  | 0 | 0 |  | TRUE | 0 | 0 | 0 | FALSE | +00 | +00 | TRUE | TRUE | FALSE | FALSE | 0 | 0 | TRUE | TRUE | FALSE | FALSE | 0 | 0 | #N/A | #N/A | #N/A | 0 | 0 | 0 | 0 | 0 | 0 | 0 | 0 | #N/A | 100000 | #N/A | 100000 | #N/A | 0 | #N/A | 0 | #N/A | 0.005307 | #N/A | 0.005307 |  | 962 | #N/A | #N/A | #N/A | #N/A | #N/A | #N/A | 0 | 962 | 0 | #N/A | 0 | N/A | 0 | N/A |  | 962 | 0 | #N/A | #N/A | #N/A | #N/A | 0 | 0
[6 empty] | 963 | [15 empty] | 0 | 0 | 0 | 0 |  | 0 | 0 |  | TRUE | 0 | 0 | 0 | FALSE | +00 | +00 | TRUE | TRUE | FALSE | FALSE | 0 | 0 | TRUE | TRUE | FALSE | FALSE | 0 | 0 | #N/A | #N/A | #N/A | 0 | 0 | 0 | 0 | 0 | 0 | 0 | 0 | #N/A | 100000 | #N/A | 100000 | #N/A | 0 | #N/A | 0 | #N/A | 0.005307 | #N/A | 0.005307 |  | 963 | #N/A | #N/A | #N/A | #N/A | #N/A | #N/A | 0 | 963 | 0 | #N/A | 0 | N/A | 0 | N/A |  | 963 | 0 | #N/A | #N/A | #N/A | #N/A | 0 | 0
[6 empty] | 964 | [15 empty] | 0 | 0 | 0 | 0 |  | 0 | 0 |  | TRUE | 0 | 0 | 0 | FALSE | +00 | +00 | TRUE | TRUE | FALSE | FALSE | 0 | 0 | TRUE | TRUE | FALSE | FALSE | 0 | 0 | #N/A | #N/A | #N/A | 0 | 0 | 0 | 0 | 0 | 0 | 0 | 0 | #N/A | 100000 | #N/A | 100000 | #N/A | 0 | #N/A | 0 | #N/A | 0.005307 | #N/A | 0.005307 |  | 964 | #N/A | #N/A | #N/A | #N/A | #N/A | #N/A | 0 | 964 | 0 | #N/A | 0 | N/A | 0 | N/A |  | 964 | 0 | #N/A | #N/A | #N/A | #N/A | 0 | 0
[6 empty] | 965 | [15 empty] | 0 | 0 | 0 | 0 |  | 0 | 0 |  | TRUE | 0 | 0 | 0 | FALSE | +00 | +00 | TRUE | TRUE | FALSE | FALSE | 0 | 0 | TRUE | TRUE | FALSE | FALSE | 0 | 0 | #N/A | #N/A | #N/A | 0 | 0 | 0 | 0 | 0 | 0 | 0 | 0 | #N/A | 100000 | #N/A | 100000 | #N/A | 0 | #N/A | 0 | #N/A | 0.005307 | #N/A | 0.005307 |  | 965 | #N/A | #N/A | #N/A | #N/A | #N/A | #N/A | 0 | 965 | 0 | #N/A | 0 | N/A | 0 | N/A |  | 965 | 0 | #N/A | #N/A | #N/A | #N/A | 0 | 0
[6 empty] | 966 | [15 empty] | 0 | 0 | 0 | 0 |  | 0 | 0 |  | TRUE | 0 | 0 | 0 | FALSE | +00 | +00 | TRUE | TRUE | FALSE | FALSE | 0 | 0 | TRUE | TRUE | FALSE | FALSE | 0 | 0 | #N/A | #N/A | #N/A | 0 | 0 | 0 | 0 | 0 | 0 | 0 | 0 | #N/A | 100000 | #N/A | 100000 | #N/A | 0 | #N/A | 0 | #N/A | 0.005307 | #N/A | 0.005307 |  | 966 | #N/A | #N/A | #N/A | #N/A | #N/A | #N/A | 0 | 966 | 0 | #N/A | 0 | N/A | 0 | N/A |  | 966 | 0 | #N/A | #N/A | #N/A | #N/A | 0 | 0
[6 empty] | 967 | [15 empty] | 0 | 0 | 0 | 0 |  | 0 | 0 |  | TRUE | 0 | 0 | 0 | FALSE | +00 | +00 | TRUE | TRUE | FALSE | FALSE | 0 | 0 | TRUE | TRUE | FALSE | FALSE | 0 | 0 | #N/A | #N/A | #N/A | 0 | 0 | 0 | 0 | 0 | 0 | 0 | 0 | #N/A | 100000 | #N/A | 100000 | #N/A | 0 | #N/A | 0 | #N/A | 0.005307 | #N/A | 0.005307 |  | 967 | #N/A | #N/A | #N/A | #N/A | #N/A | #N/A | 0 | 967 | 0 | #N/A | 0 | N/A | 0 | N/A |  | 967 | 0 | #N/A | #N/A | #N/A | #N/A | 0 | 0
[6 empty] | 968 | [15 empty] | 0 | 0 | 0 | 0 |  | 0 | 0 |  | TRUE | 0 | 0 | 0 | FALSE | +00 | +00 | TRUE | TRUE | FALSE | FALSE | 0 | 0 | TRUE | TRUE | FALSE | FALSE | 0 | 0 | #N/A | #N/A | #N/A | 0 | 0 | 0 | 0 | 0 | 0 | 0 | 0 | #N/A | 100000 | #N/A | 100000 | #N/A | 0 | #N/A | 0 | #N/A | 0.005307 | #N/A | 0.005307 |  | 968 | #N/A | #N/A | #N/A | #N/A | #N/A | #N/A | 0 | 968 | 0 | #N/A | 0 | N/A | 0 | N/A |  | 968 | 0 | #N/A | #N/A | #N/A | #N/A | 0 | 0
[6 empty] | 969 | [15 empty] | 0 | 0 | 0 | 0 |  | 0 | 0 |  | TRUE | 0 | 0 | 0 | FALSE | +00 | +00 | TRUE | TRUE | FALSE | FALSE | 0 | 0 | TRUE | TRUE | FALSE | FALSE | 0 | 0 | #N/A | #N/A | #N/A | 0 | 0 | 0 | 0 | 0 | 0 | 0 | 0 | #N/A | 100000 | #N/A | 100000 | #N/A | 0 | #N/A | 0 | #N/A | 0.005307 | #N/A | 0.005307 |  | 969 | #N/A | #N/A | #N/A | #N/A | #N/A | #N/A | 0 | 969 | 0 | #N/A | 0 | N/A | 0 | N/A |  | 969 | 0 | #N/A | #N/A | #N/A | #N/A | 0 | 0
[6 empty] | 970 | [15 empty] | 0 | 0 | 0 | 0 |  | 0 | 0 |  | TRUE | 0 | 0 | 0 | FALSE | +00 | +00 | TRUE | TRUE | FALSE | FALSE | 0 | 0 | TRUE | TRUE | FALSE | FALSE | 0 | 0 | #N/A | #N/A | #N/A | 0 | 0 | 0 | 0 | 0 | 0 | 0 | 0 | #N/A | 100000 | #N/A | 100000 | #N/A | 0 | #N/A | 0 | #N/A | 0.005307 | #N/A | 0.005307 |  | 970 | #N/A | #N/A | #N/A | #N/A | #N/A | #N/A | 0 | 970 | 0 | #N/A | 0 | N/A | 0 | N/A |  | 970 | 0 | #N/A | #N/A | #N/A | #N/A | 0 | 0
[6 empty] | 971 | [15 empty] | 0 | 0 | 0 | 0 |  | 0 | 0 |  | TRUE | 0 | 0 | 0 | FALSE | +00 | +00 | TRUE | TRUE | FALSE | FALSE | 0 | 0 | TRUE | TRUE | FALSE | FALSE | 0 | 0 | #N/A | #N/A | #N/A | 0 | 0 | 0 | 0 | 0 | 0 | 0 | 0 | #N/A | 100000 | #N/A | 100000 | #N/A | 0 | #N/A | 0 | #N/A | 0.005307 | #N/A | 0.005307 |  | 971 | #N/A | #N/A | #N/A | #N/A | #N/A | #N/A | 0 | 971 | 0 | #N/A | 0 | N/A | 0 | N/A |  | 971 | 0 | #N/A | #N/A | #N/A | #N/A | 0 | 0
[6 empty] | 972 | [15 empty] | 0 | 0 | 0 | 0 |  | 0 | 0 |  | TRUE | 0 | 0 | 0 | FALSE | +00 | +00 | TRUE | TRUE | FALSE | FALSE | 0 | 0 | TRUE | TRUE | FALSE | FALSE | 0 | 0 | #N/A | #N/A | #N/A | 0 | 0 | 0 | 0 | 0 | 0 | 0 | 0 | #N/A | 100000 | #N/A | 100000 | #N/A | 0 | #N/A | 0 | #N/A | 0.005307 | #N/A | 0.005307 |  | 972 | #N/A | #N/A | #N/A | #N/A | #N/A | #N/A | 0 | 972 | 0 | #N/A | 0 | N/A | 0 | N/A |  | 972 | 0 | #N/A | #N/A | #N/A | #N/A | 0 | 0
[6 empty] | 973 | [15 empty] | 0 | 0 | 0 | 0 |  | 0 | 0 |  | TRUE | 0 | 0 | 0 | FALSE | +00 | +00 | TRUE | TRUE | FALSE | FALSE | 0 | 0 | TRUE | TRUE | FALSE | FALSE | 0 | 0 | #N/A | #N/A | #N/A | 0 | 0 | 0 | 0 | 0 | 0 | 0 | 0 | #N/A | 100000 | #N/A | 100000 | #N/A | 0 | #N/A | 0 | #N/A | 0.005307 | #N/A | 0.005307 |  | 973 | #N/A | #N/A | #N/A | #N/A | #N/A | #N/A | 0 | 973 | 0 | #N/A | 0 | N/A | 0 | N/A |  | 973 | 0 | #N/A | #N/A | #N/A | #N/A | 0 | 0
[6 empty] | 974 | [15 empty] | 0 | 0 | 0 | 0 |  | 0 | 0 |  | TRUE | 0 | 0 | 0 | FALSE | +00 | +00 | TRUE | TRUE | FALSE | FALSE | 0 | 0 | TRUE | TRUE | FALSE | FALSE | 0 | 0 | #N/A | #N/A | #N/A | 0 | 0 | 0 | 0 | 0 | 0 | 0 | 0 | #N/A | 100000 | #N/A | 100000 | #N/A | 0 | #N/A | 0 | #N/A | 0.005307 | #N/A | 0.005307 |  | 974 | #N/A | #N/A | #N/A | #N/A | #N/A | #N/A | 0 | 974 | 0 | #N/A | 0 | N/A | 0 | N/A |  | 974 | 0 | #N/A | #N/A | #N/A | #N/A | 0 | 0
[6 empty] | 975 | [15 empty] | 0 | 0 | 0 | 0 |  | 0 | 0 |  | TRUE | 0 | 0 | 0 | FALSE | +00 | +00 | TRUE | TRUE | FALSE | FALSE | 0 | 0 | TRUE | TRUE | FALSE | FALSE | 0 | 0 | #N/A | #N/A | #N/A | 0 | 0 | 0 | 0 | 0 | 0 | 0 | 0 | #N/A | 100000 | #N/A | 100000 | #N/A | 0 | #N/A | 0 | #N/A | 0.005307 | #N/A | 0.005307 |  | 975 | #N/A | #N/A | #N/A | #N/A | #N/A | #N/A | 0 | 975 | 0 | #N/A | 0 | N/A | 0 | N/A |  | 975 | 0 | #N/A | #N/A | #N/A | #N/A | 0 | 0
[6 empty] | 976 | [15 empty] | 0 | 0 | 0 | 0 |  | 0 | 0 |  | TRUE | 0 | 0 | 0 | FALSE | +00 | +00 | TRUE | TRUE | FALSE | FALSE | 0 | 0 | TRUE | TRUE | FALSE | FALSE | 0 | 0 | #N/A | #N/A | #N/A | 0 | 0 | 0 | 0 | 0 | 0 | 0 | 0 | #N/A | 100000 | #N/A | 100000 | #N/A | 0 | #N/A | 0 | #N/A | 0.005307 | #N/A | 0.005307 |  | 976 | #N/A | #N/A | #N/A | #N/A | #N/A | #N/A | 0 | 976 | 0 | #N/A | 0 | N/A | 0 | N/A |  | 976 | 0 | #N/A | #N/A | #N/A | #N/A | 0 | 0
[6 empty] | 977 | [15 empty] | 0 | 0 | 0 | 0 |  | 0 | 0 |  | TRUE | 0 | 0 | 0 | FALSE | +00 | +00 | TRUE | TRUE | FALSE | FALSE | 0 | 0 | TRUE | TRUE | FALSE | FALSE | 0 | 0 | #N/A | #N/A | #N/A | 0 | 0 | 0 | 0 | 0 | 0 | 0 | 0 | #N/A | 100000 | #N/A | 100000 | #N/A | 0 | #N/A | 0 | #N/A | 0.005307 | #N/A | 0.005307 |  | 977 | #N/A | #N/A | #N/A | #N/A | #N/A | #N/A | 0 | 977 | 0 | #N/A | 0 | N/A | 0 | N/A |  | 977 | 0 | #N/A | #N/A | #N/A | #N/A | 0 | 0
[6 empty] | 978 | [15 empty] | 0 | 0 | 0 | 0 |  | 0 | 0 |  | TRUE | 0 | 0 | 0 | FALSE | +00 | +00 | TRUE | TRUE | FALSE | FALSE | 0 | 0 | TRUE | TRUE | FALSE | FALSE | 0 | 0 | #N/A | #N/A | #N/A | 0 | 0 | 0 | 0 | 0 | 0 | 0 | 0 | #N/A | 100000 | #N/A | 100000 | #N/A | 0 | #N/A | 0 | #N/A | 0.005307 | #N/A | 0.005307 |  | 978 | #N/A | #N/A | #N/A | #N/A | #N/A | #N/A | 0 | 978 | 0 | #N/A | 0 | N/A | 0 | N/A |  | 978 | 0 | #N/A | #N/A | #N/A | #N/A | 0 | 0
[6 empty] | 979 | [15 empty] | 0 | 0 | 0 | 0 |  | 0 | 0 |  | TRUE | 0 | 0 | 0 | FALSE | +00 | +00 | TRUE | TRUE | FALSE | FALSE | 0 | 0 | TRUE | TRUE | FALSE | FALSE | 0 | 0 | #N/A | #N/A | #N/A | 0 | 0 | 0 | 0 | 0 | 0 | 0 | 0 | #N/A | 100000 | #N/A | 100000 | #N/A | 0 | #N/A | 0 | #N/A | 0.005307 | #N/A | 0.005307 |  | 979 | #N/A | #N/A | #N/A | #N/A | #N/A | #N/A | 0 | 979 | 0 | #N/A | 0 | N/A | 0 | N/A |  | 979 | 0 | #N/A | #N/A | #N/A | #N/A | 0 | 0
[6 empty] | 980 | [15 empty] | 0 | 0 | 0 | 0 |  | 0 | 0 |  | TRUE | 0 | 0 | 0 | FALSE | +00 | +00 | TRUE | TRUE | FALSE | FALSE | 0 | 0 | TRUE | TRUE | FALSE | FALSE | 0 | 0 | #N/A | #N/A | #N/A | 0 | 0 | 0 | 0 | 0 | 0 | 0 | 0 | #N/A | 100000 | #N/A | 100000 | #N/A | 0 | #N/A | 0 | #N/A | 0.005307 | #N/A | 0.005307 |  | 980 | #N/A | #N/A | #N/A | #N/A | #N/A | #N/A | 0 | 980 | 0 | #N/A | 0 | N/A | 0 | N/A |  | 980 | 0 | #N/A | #N/A | #N/A | #N/A | 0 | 0
[6 empty] | 981 | [15 empty] | 0 | 0 | 0 | 0 |  | 0 | 0 |  | TRUE | 0 | 0 | 0 | FALSE | +00 | +00 | TRUE | TRUE | FALSE | FALSE | 0 | 0 | TRUE | TRUE | FALSE | FALSE | 0 | 0 | #N/A | #N/A | #N/A | 0 | 0 | 0 | 0 | 0 | 0 | 0 | 0 | #N/A | 100000 | #N/A | 100000 | #N/A | 0 | #N/A | 0 | #N/A | 0.005307 | #N/A | 0.005307 |  | 981 | #N/A | #N/A | #N/A | #N/A | #N/A | #N/A | 0 | 981 | 0 | #N/A | 0 | N/A | 0 | N/A |  | 981 | 0 | #N/A | #N/A | #N/A | #N/A | 0 | 0
[6 empty] | 982 | [15 empty] | 0 | 0 | 0 | 0 |  | 0 | 0 |  | TRUE | 0 | 0 | 0 | FALSE | +00 | +00 | TRUE | TRUE | FALSE | FALSE | 0 | 0 | TRUE | TRUE | FALSE | FALSE | 0 | 0 | #N/A | #N/A | #N/A | 0 | 0 | 0 | 0 | 0 | 0 | 0 | 0 | #N/A | 100000 | #N/A | 100000 | #N/A | 0 | #N/A | 0 | #N/A | 0.005307 | #N/A | 0.005307 |  | 982 | #N/A | #N/A | #N/A | #N/A | #N/A | #N/A | 0 | 982 | 0 | #N/A | 0 | N/A | 0 | N/A |  | 982 | 0 | #N/A | #N/A | #N/A | #N/A | 0 | 0
[6 empty] | 983 | [15 empty] | 0 | 0 | 0 | 0 |  | 0 | 0 |  | TRUE | 0 | 0 | 0 | FALSE | +00 | +00 | TRUE | TRUE | FALSE | FALSE | 0 | 0 | TRUE | TRUE | FALSE | FALSE | 0 | 0 | #N/A | #N/A | #N/A | 0 | 0 | 0 | 0 | 0 | 0 | 0 | 0 | #N/A | 100000 | #N/A | 100000 | #N/A | 0 | #N/A | 0 | #N/A | 0.005307 | #N/A | 0.005307 |  | 983 | #N/A | #N/A | #N/A | #N/A | #N/A | #N/A | 0 | 983 | 0 | #N/A | 0 | N/A | 0 | N/A |  | 983 | 0 | #N/A | #N/A | #N/A | #N/A | 0 | 0
[6 empty] | 984 | [15 empty] | 0 | 0 | 0 | 0 |  | 0 | 0 |  | TRUE | 0 | 0 | 0 | FALSE | +00 | +00 | TRUE | TRUE | FALSE | FALSE | 0 | 0 | TRUE | TRUE | FALSE | FALSE | 0 | 0 | #N/A | #N/A | #N/A | 0 | 0 | 0 | 0 | 0 | 0 | 0 | 0 | #N/A | 100000 | #N/A | 100000 | #N/A | 0 | #N/A | 0 | #N/A | 0.005307 | #N/A | 0.005307 |  | 984 | #N/A | #N/A | #N/A | #N/A | #N/A | #N/A | 0 | 984 | 0 | #N/A | 0 | N/A | 0 | N/A |  | 984 | 0 | #N/A | #N/A | #N/A | #N/A | 0 | 0
[6 empty] | 985 | [15 empty] | 0 | 0 | 0 | 0 |  | 0 | 0 |  | TRUE | 0 | 0 | 0 | FALSE | +00 | +00 | TRUE | TRUE | FALSE | FALSE | 0 | 0 | TRUE | TRUE | FALSE | FALSE | 0 | 0 | #N/A | #N/A | #N/A | 0 | 0 | 0 | 0 | 0 | 0 | 0 | 0 | #N/A | 100000 | #N/A | 100000 | #N/A | 0 | #N/A | 0 | #N/A | 0.005307 | #N/A | 0.005307 |  | 985 | #N/A | #N/A | #N/A | #N/A | #N/A | #N/A | 0 | 985 | 0 | #N/A | 0 | N/A | 0 | N/A |  | 985 | 0 | #N/A | #N/A | #N/A | #N/A | 0 | 0
[6 empty] | 986 | [15 empty] | 0 | 0 | 0 | 0 |  | 0 | 0 |  | TRUE | 0 | 0 | 0 | FALSE | +00 | +00 | TRUE | TRUE | FALSE | FALSE | 0 | 0 | TRUE | TRUE | FALSE | FALSE | 0 | 0 | #N/A | #N/A | #N/A | 0 | 0 | 0 | 0 | 0 | 0 | 0 | 0 | #N/A | 100000 | #N/A | 100000 | #N/A | 0 | #N/A | 0 | #N/A | 0.005307 | #N/A | 0.005307 |  | 986 | #N/A | #N/A | #N/A | #N/A | #N/A | #N/A | 0 | 986 | 0 | #N/A | 0 | N/A | 0 | N/A |  | 986 | 0 | #N/A | #N/A | #N/A | #N/A | 0 | 0
[6 empty] | 987 | [15 empty] | 0 | 0 | 0 | 0 |  | 0 | 0 |  | TRUE | 0 | 0 | 0 | FALSE | +00 | +00 | TRUE | TRUE | FALSE | FALSE | 0 | 0 | TRUE | TRUE | FALSE | FALSE | 0 | 0 | #N/A | #N/A | #N/A | 0 | 0 | 0 | 0 | 0 | 0 | 0 | 0 | #N/A | 100000 | #N/A | 100000 | #N/A | 0 | #N/A | 0 | #N/A | 0.005307 | #N/A | 0.005307 |  | 987 | #N/A | #N/A | #N/A | #N/A | #N/A | #N/A | 0 | 987 | 0 | #N/A | 0 | N/A | 0 | N/A |  | 987 | 0 | #N/A | #N/A | #N/A | #N/A | 0 | 0
[6 empty] | 988 | [15 empty] | 0 | 0 | 0 | 0 |  | 0 | 0 |  | TRUE | 0 | 0 | 0 | FALSE | +00 | +00 | TRUE | TRUE | FALSE | FALSE | 0 | 0 | TRUE | TRUE | FALSE | FALSE | 0 | 0 | #N/A | #N/A | #N/A | 0 | 0 | 0 | 0 | 0 | 0 | 0 | 0 | #N/A | 100000 | #N/A | 100000 | #N/A | 0 | #N/A | 0 | #N/A | 0.005307 | #N/A | 0.005307 |  | 988 | #N/A | #N/A | #N/A | #N/A | #N/A | #N/A | 0 | 988 | 0 | #N/A | 0 | N/A | 0 | N/A |  | 988 | 0 | #N/A | #N/A | #N/A | #N/A | 0 | 0
[6 empty] | 989 | [15 empty] | 0 | 0 | 0 | 0 |  | 0 | 0 |  | TRUE | 0 | 0 | 0 | FALSE | +00 | +00 | TRUE | TRUE | FALSE | FALSE | 0 | 0 | TRUE | TRUE | FALSE | FALSE | 0 | 0 | #N/A | #N/A | #N/A | 0 | 0 | 0 | 0 | 0 | 0 | 0 | 0 | #N/A | 100000 | #N/A | 100000 | #N/A | 0 | #N/A | 0 | #N/A | 0.005307 | #N/A | 0.005307 |  | 989 | #N/A | #N/A | #N/A | #N/A | #N/A | #N/A | 0 | 989 | 0 | #N/A | 0 | N/A | 0 | N/A |  | 989 | 0 | #N/A | #N/A | #N/A | #N/A | 0 | 0
[6 empty] | 990 | [15 empty] | 0 | 0 | 0 | 0 |  | 0 | 0 |  | TRUE | 0 | 0 | 0 | FALSE | +00 | +00 | TRUE | TRUE | FALSE | FALSE | 0 | 0 | TRUE | TRUE | FALSE | FALSE | 0 | 0 | #N/A | #N/A | #N/A | 0 | 0 | 0 | 0 | 0 | 0 | 0 | 0 | #N/A | 100000 | #N/A | 100000 | #N/A | 0 | #N/A | 0 | #N/A | 0.005307 | #N/A | 0.005307 |  | 990 | #N/A | #N/A | #N/A | #N/A | #N/A | #N/A | 0 | 990 | 0 | #N/A | 0 | N/A | 0 | N/A |  | 990 | 0 | #N/A | #N/A | #N/A | #N/A | 0 | 0
[6 empty] | 991 | [15 empty] | 0 | 0 | 0 | 0 |  | 0 | 0 |  | TRUE | 0 | 0 | 0 | FALSE | +00 | +00 | TRUE | TRUE | FALSE | FALSE | 0 | 0 | TRUE | TRUE | FALSE | FALSE | 0 | 0 | #N/A | #N/A | #N/A | 0 | 0 | 0 | 0 | 0 | 0 | 0 | 0 | #N/A | 100000 | #N/A | 100000 | #N/A | 0 | #N/A | 0 | #N/A | 0.005307 | #N/A | 0.005307 |  | 991 | #N/A | #N/A | #N/A | #N/A | #N/A | #N/A | 0 | 991 | 0 | #N/A | 0 | N/A | 0 | N/A |  | 991 | 0 | #N/A | #N/A | #N/A | #N/A | 0 | 0
[6 empty] | 992 | [15 empty] | 0 | 0 | 0 | 0 |  | 0 | 0 |  | TRUE | 0 | 0 | 0 | FALSE | +00 | +00 | TRUE | TRUE | FALSE | FALSE | 0 | 0 | TRUE | TRUE | FALSE | FALSE | 0 | 0 | #N/A | #N/A | #N/A | 0 | 0 | 0 | 0 | 0 | 0 | 0 | 0 | #N/A | 100000 | #N/A | 100000 | #N/A | 0 | #N/A | 0 | #N/A | 0.005307 | #N/A | 0.005307 |  | 992 | #N/A | #N/A | #N/A | #N/A | #N/A | #N/A | 0 | 992 | 0 | #N/A | 0 | N/A | 0 | N/A |  | 992 | 0 | #N/A | #N/A | #N/A | #N/A | 0 | 0
[6 empty] | 993 | [15 empty] | 0 | 0 | 0 | 0 |  | 0 | 0 |  | TRUE | 0 | 0 | 0 | FALSE | +00 | +00 | TRUE | TRUE | FALSE | FALSE | 0 | 0 | TRUE | TRUE | FALSE | FALSE | 0 | 0 | #N/A | #N/A | #N/A | 0 | 0 | 0 | 0 | 0 | 0 | 0 | 0 | #N/A | 100000 | #N/A | 100000 | #N/A | 0 | #N/A | 0 | #N/A | 0.005307 | #N/A | 0.005307 |  | 993 | #N/A | #N/A | #N/A | #N/A | #N/A | #N/A | 0 | 993 | 0 | #N/A | 0 | N/A | 0 | N/A |  | 993 | 0 | #N/A | #N/A | #N/A | #N/A | 0 | 0
[6 empty] | 994 | [15 empty] | 0 | 0 | 0 | 0 |  | 0 | 0 |  | TRUE | 0 | 0 | 0 | FALSE | +00 | +00 | TRUE | TRUE | FALSE | FALSE | 0 | 0 | TRUE | TRUE | FALSE | FALSE | 0 | 0 | #N/A | #N/A | #N/A | 0 | 0 | 0 | 0 | 0 | 0 | 0 | 0 | #N/A | 100000 | #N/A | 100000 | #N/A | 0 | #N/A | 0 | #N/A | 0.005307 | #N/A | 0.005307 |  | 994 | #N/A | #N/A | #N/A | #N/A | #N/A | #N/A | 0 | 994 | 0 | #N/A | 0 | N/A | 0 | N/A |  | 994 | 0 | #N/A | #N/A | #N/A | #N/A | 0 | 0
[6 empty] | 995 | [15 empty] | 0 | 0 | 0 | 0 |  | 0 | 0 |  | TRUE | 0 | 0 | 0 | FALSE | +00 | +00 | TRUE | TRUE | FALSE | FALSE | 0 | 0 | TRUE | TRUE | FALSE | FALSE | 0 | 0 | #N/A | #N/A | #N/A | 0 | 0 | 0 | 0 | 0 | 0 | 0 | 0 | #N/A | 100000 | #N/A | 100000 | #N/A | 0 | #N/A | 0 | #N/A | 0.005307 | #N/A | 0.005307 |  | 995 | #N/A | #N/A | #N/A | #N/A | #N/A | #N/A | 0 | 995 | 0 | #N/A | 0 | N/A | 0 | N/A |  | 995 | 0 | #N/A | #N/A | #N/A | #N/A | 0 | 0
[6 empty] | 996 | [15 empty] | 0 | 0 | 0 | 0 |  | 0 | 0 |  | TRUE | 0 | 0 | 0 | FALSE | +00 | +00 | TRUE | TRUE | FALSE | FALSE | 0 | 0 | TRUE | TRUE | FALSE | FALSE | 0 | 0 | #N/A | #N/A | #N/A | 0 | 0 | 0 | 0 | 0 | 0 | 0 | 0 | #N/A | 100000 | #N/A | 100000 | #N/A | 0 | #N/A | 0 | #N/A | 0.005307 | #N/A | 0.005307 |  | 996 | #N/A | #N/A | #N/A | #N/A | #N/A | #N/A | 0 | 996 | 0 | #N/A | 0 | N/A | 0 | N/A |  | 996 | 0 | #N/A | #N/A | #N/A | #N/A | 0 | 0
[6 empty] | 997 | [15 empty] | 0 | 0 | 0 | 0 |  | 0 | 0 |  | TRUE | 0 | 0 | 0 | FALSE | +00 | +00 | TRUE | TRUE | FALSE | FALSE | 0 | 0 | TRUE | TRUE | FALSE | FALSE | 0 | 0 | #N/A | #N/A | #N/A | 0 | 0 | 0 | 0 | 0 | 0 | 0 | 0 | #N/A | 100000 | #N/A | 100000 | #N/A | 0 | #N/A | 0 | #N/A | 0.005307 | #N/A | 0.005307 |  | 997 | #N/A | #N/A | #N/A | #N/A | #N/A | #N/A | 0 | 997 | 0 | #N/A | 0 | N/A | 0 | N/A |  | 997 | 0 | #N/A | #N/A | #N/A | #N/A | 0 | 0
[6 empty] | 998 | [15 empty] | 0 | 0 | 0 | 0 |  | 0 | 0 |  | TRUE | 0 | 0 | 0 | FALSE | +00 | +00 | TRUE | TRUE | FALSE | FALSE | 0 | 0 | TRUE | TRUE | FALSE | FALSE | 0 | 0 | #N/A | #N/A | #N/A | 0 | 0 | 0 | 0 | 0 | 0 | 0 | 0 | #N/A | 100000 | #N/A | 100000 | #N/A | 0 | #N/A | 0 | #N/A | 0.005307 | #N/A | 0.005307 |  | 998 | #N/A | #N/A | #N/A | #N/A | #N/A | #N/A | 0 | 998 | 0 | #N/A | 0 | N/A | 0 | N/A |  | 998 | 0 | #N/A | #N/A | #N/A | #N/A | 0 | 0
[6 empty] | 999 | [15 empty] | 0 | 0 | 0 | 0 |  | 0 | 0 |  | TRUE | 0 | 0 | 0 | FALSE | +00 | +00 | TRUE | TRUE | FALSE | FALSE | 0 | 0 | TRUE | TRUE | FALSE | FALSE | 0 | 0 | #N/A | #N/A | #N/A | 0 | 0 | 0 | 0 | 0 | 0 | 0 | 0 | #N/A | 100000 | #N/A | 100000 | #N/A | 0 | #N/A | 0 | #N/A | 0.005307 | #N/A | 0.005307 |  | 999 | #N/A | #N/A | #N/A | #N/A | #N/A | #N/A | 0 | 999 | 0 | #N/A | 0 | N/A | 0 | N/A |  | 999 | 0 | #N/A | #N/A | #N/A | #N/A | 0 | 0
[6 empty] | 1000 | [15 empty] | 0 | 0 | 0 | 0 |  | 0 | 0 |  | TRUE | 0 | 0 | 0 | FALSE | +00 | +00 | TRUE | TRUE | FALSE | FALSE | 0 | 0 | TRUE | TRUE | FALSE | FALSE | 0 | 0 | #N/A | #N/A | #N/A | 0 | 0 | 0 | 0 | 0 | 0 | 0 | 0 | #N/A | 100000 | #N/A | 100000 | #N/A | 0 | #N/A | 0 | #N/A | 0.005307 | #N/A | 0.005307 |  | 1000 | #N/A | #N/A | #N/A | #N/A | #N/A | #N/A | 0 | 1000 | 0 | #N/A | 0 | N/A | 0 | N/A |  | 1000 | 0 | #N/A | #N/A | #N/A | #N/A | 0 | 0

## Time series tables
There are no user inputs on this sheet. Use "Protect Sheet" to prevent accidental changes.
This sheet performs background calculations and is expected to remain hidden; however, advanced users can view the time series kWh and Therm savings by measure index here.
These time series are fed into the formulas (in Fuel Sub Calcs tab, Section 2) for Lifecycle Savings - Primary Energy and Emissions.
Key | Impact | Description
| yrs1BL | In a given year, represents what fraction of the year the measure is active and considered part of the "first baseline".
| yrs2BL | In a given year, represents what fraction of the year the measure is active and considered part of the "second baseline" (for AR measures only).
| kWh | In a given year, represents kWh savings at the meter.
| Therm | In a given year, represents Therms savings at the meter.
[6 empty] | Savings | [5 empty] | Year | 2019 | 2020 | 2021 | 2022 | 2023 | 2024 | 2025 | 2026 | 2027 | 2028 | 2029 | 2030 | 2031 | 2032 | 2033 | 2034 | 2035 | 2036 | 2037 | 2038 | 2039 | 2040 | 2041 | 2042 | 2043 | 2044 | 2045 | 2046 | 2047 | 2048 | 2049
Index | Impact | Quantity (number of units) | Install Type | 1st Baseline Life | EUL | 1BL | 2BL | Install Year | End 1st BL | End EUL | Lifetime total
1 | yrs1BL |  | NR | 15 | 15 |  |  | 2020 | 2035 | 2035 | 15 |  | 0 | 1 | 1 | 1 | 1 | 1 | 1 | 1 | 1 | 1 | 1 | 1 | 1 | 1 | 1 | 1 | 0 | 0 | 0 | 0 | 0 | 0 | 0 | 0 | 0 | 0 | 0 | 0 | 0 | 0 | 0
2 | yrs1BL |  | NR | 15 | 15 |  |  | 2020 | 2035 | 2035 | 15 |  | 0 | 1 | 1 | 1 | 1 | 1 | 1 | 1 | 1 | 1 | 1 | 1 | 1 | 1 | 1 | 1 | 0 | 0 | 0 | 0 | 0 | 0 | 0 | 0 | 0 | 0 | 0 | 0 | 0 | 0 | 0
3 | yrs1BL |  | NR | 10 | 10 |  |  | 2020 | 2030 | 2030 | 10 |  | 0 | 1 | 1 | 1 | 1 | 1 | 1 | 1 | 1 | 1 | 1 | 0 | 0 | 0 | 0 | 0 | 0 | 0 | 0 | 0 | 0 | 0 | 0 | 0 | 0 | 0 | 0 | 0 | 0 | 0 | 0
4 | yrs1BL |  | NR | 12 | 12 |  |  | 2020 | 2032 | 2032 | 12 |  | 0 | 1 | 1 | 1 | 1 | 1 | 1 | 1 | 1 | 1 | 1 | 1 | 1 | 0 | 0 | 0 | 0 | 0 | 0 | 0 | 0 | 0 | 0 | 0 | 0 | 0 | 0 | 0 | 0 | 0 | 0
5 | yrs1BL |  | 0 | 0 | 0 |  |  | 0 | 0 | 0 | 0 |  | 0 | 0 | 0 | 0 | 0 | 0 | 0 | 0 | 0 | 0 | 0 | 0 | 0 | 0 | 0 | 0 | 0 | 0 | 0 | 0 | 0 | 0 | 0 | 0 | 0 | 0 | 0 | 0 | 0 | 0 | 0
1 | yrs2BL |  | NR | 15 | 15 |  |  | 2020 | 2035 | 2035 | 0 |  | 0 | 0 | 0 | 0 | 0 | 0 | 0 | 0 | 0 | 0 | 0 | 0 | 0 | 0 | 0 | 0 | 0 | 0 | 0 | 0 | 0 | 0 | 0 | 0 | 0 | 0 | 0 | 0 | 0 | 0 | 0
2 | yrs2BL |  | NR | 15 | 15 |  |  | 2020 | 2035 | 2035 | 0 |  | 0 | 0 | 0 | 0 | 0 | 0 | 0 | 0 | 0 | 0 | 0 | 0 | 0 | 0 | 0 | 0 | 0 | 0 | 0 | 0 | 0 | 0 | 0 | 0 | 0 | 0 | 0 | 0 | 0 | 0 | 0
3 | yrs2BL |  | NR | 10 | 10 |  |  | 2020 | 2030 | 2030 | 0 |  | 0 | 0 | 0 | 0 | 0 | 0 | 0 | 0 | 0 | 0 | 0 | 0 | 0 | 0 | 0 | 0 | 0 | 0 | 0 | 0 | 0 | 0 | 0 | 0 | 0 | 0 | 0 | 0 | 0 | 0 | 0
4 | yrs2BL |  | NR | 12 | 12 |  |  | 2020 | 2032 | 2032 | 0 |  | 0 | 0 | 0 | 0 | 0 | 0 | 0 | 0 | 0 | 0 | 0 | 0 | 0 | 0 | 0 | 0 | 0 | 0 | 0 | 0 | 0 | 0 | 0 | 0 | 0 | 0 | 0 | 0 | 0 | 0 | 0
5 | yrs2BL |  | 0 | 0 | 0 |  |  | 0 | 0 | 0 | 0 |  | 0 | 0 | 0 | 0 | 0 | 0 | 0 | 0 | 0 | 0 | 0 | 0 | 0 | 0 | 0 | 0 | 0 | 0 | 0 | 0 | 0 | 0 | 0 | 0 | 0 | 0 | 0 | 0 | 0 | 0 | 0
1 | kWh | 1 | NR | 15 | 15 | -19.1 | 0 | 2020 | 2035 | 2035 | -286.5 |  | 0 | -19.1 | -19.1 | -19.1 | -19.1 | -19.1 | -19.1 | -19.1 | -19.1 | -19.1 | -19.1 | -19.1 | -19.1 | -19.1 | -19.1 | -19.1 | 0 | 0 | 0 | 0 | 0 | 0 | 0 | 0 | 0 | 0 | 0 | 0 | 0 | 0 | 0
2 | kWh | 1 | NR | 15 | 15 | -364.62 | 0 | 2020 | 2035 | 2035 | -5469.3 |  | 0 | -364.62 | -364.62 | -364.62 | -364.62 | -364.62 | -364.62 | -364.62 | -364.62 | -364.62 | -364.62 | -364.62 | -364.62 | -364.62 | -364.62 | -364.62 | 0 | 0 | 0 | 0 | 0 | 0 | 0 | 0 | 0 | 0 | 0 | 0 | 0 | 0 | 0
3 | kWh | 1 | NR | 10 | 10 | -1497.11 | 0 | 2020 | 2030 | 2030 | -14971.1 |  | 0 | -1497.11 | -1497.11 | -1497.11 | -1497.11 | -1497.11 | -1497.11 | -1497.11 | -1497.11 | -1497.11 | -1497.11 | 0 | 0 | 0 | 0 | 0 | 0 | 0 | 0 | 0 | 0 | 0 | 0 | 0 | 0 | 0 | 0 | 0 | 0 | 0 | 0
4 | kWh | 1 | NR | 12 | 12 | -2245.6 | 0 | 2020 | 2032 | 2032 | -26947.2 |  | 0 | -2245.6 | -2245.6 | -2245.6 | -2245.6 | -2245.6 | -2245.6 | -2245.6 | -2245.6 | -2245.6 | -2245.6 | -2245.6 | -2245.6 | 0 | 0 | 0 | 0 | 0 | 0 | 0 | 0 | 0 | 0 | 0 | 0 | 0 | 0 | 0 | 0 | 0 | 0
5 | kWh | 0 | 0 | 0 | 0 | 0 | 0 | 0 | 0 | 0 | 0 |  | 0 | 0 | 0 | 0 | 0 | 0 | 0 | 0 | 0 | 0 | 0 | 0 | 0 | 0 | 0 | 0 | 0 | 0 | 0 | 0 | 0 | 0 | 0 | 0 | 0 | 0 | 0 | 0 | 0 | 0 | 0
1 | Therm | 1 | NR | 15 | 15 | 8.08 | 0 | 2020 | 2035 | 2035 | 121.2 |  | 0 | 8.08 | 8.08 | 8.08 | 8.08 | 8.08 | 8.08 | 8.08 | 8.08 | 8.08 | 8.08 | 8.08 | 8.08 | 8.08 | 8.08 | 8.08 | 0 | 0 | 0 | 0 | 0 | 0 | 0 | 0 | 0 | 0 | 0 | 0 | 0 | 0 | 0
2 | Therm | 1 | NR | 15 | 15 | 59.98 | 0 | 2020 | 2035 | 2035 | 899.7 |  | 0 | 59.98 | 59.98 | 59.98 | 59.98 | 59.98 | 59.98 | 59.98 | 59.98 | 59.98 | 59.98 | 59.98 | 59.98 | 59.98 | 59.98 | 59.98 | 0 | 0 | 0 | 0 | 0 | 0 | 0 | 0 | 0 | 0 | 0 | 0 | 0 | 0 | 0
3 | Therm | 1 | NR | 10 | 10 | 180.4865 | 0 | 2020 | 2030 | 2030 | 1804.8645 |  | 0 | 180.4865 | 180.4865 | 180.4865 | 180.4865 | 180.4865 | 180.4865 | 180.4865 | 180.4865 | 180.4865 | 180.4865 | 0 | 0 | 0 | 0 | 0 | 0 | 0 | 0 | 0 | 0 | 0 | 0 | 0 | 0 | 0 | 0 | 0 | 0 | 0 | 0
4 | Therm | 1 | NR | 12 | 12 | 2759.4 | 0 | 2020 | 2032 | 2032 | 33112.8 |  | 0 | 2759.4 | 2759.4 | 2759.4 | 2759.4 | 2759.4 | 2759.4 | 2759.4 | 2759.4 | 2759.4 | 2759.4 | 2759.4 | 2759.4 | 0 | 0 | 0 | 0 | 0 | 0 | 0 | 0 | 0 | 0 | 0 | 0 | 0 | 0 | 0 | 0 | 0 | 0
5 | Therm | 0 | 0 | 0 | 0 | 0 | 0 | 0 | 0 | 0 | 0 |  | 0 | 0 | 0 | 0 | 0 | 0 | 0 | 0 | 0 | 0 | 0 | 0 | 0 | 0 | 0 | 0 | 0 | 0 | 0 | 0 | 0 | 0 | 0 | 0 | 0 | 0 | 0 | 0 | 0 | 0 | 0

## AFLookup (hidden)
Averages over specified period
Start year | Final year | Duration | IndexA | IndexB | Source Energy (Btu/kWh) | Emissions Intensity (metric tonnes/MWh)
2019 | 2019 | 1 | 2019-2019 | 2019+01 | 3675.4621 | 0.19506
2019 | 2020 | 2 | 2019-2020 | 2019+02 | 3609.3139 | 0.19155
2019 | 2021 | 3 | 2019-2021 | 2019+03 | 3543.1658 | 0.18804
2019 | 2022 | 4 | 2019-2022 | 2019+04 | 3477.0176 | 0.18453
2019 | 2023 | 5 | 2019-2023 | 2019+05 | 3462.7144 | 0.18377
2019 | 2024 | 6 | 2019-2024 | 2019+06 | 3474.3336 | 0.18438
2019 | 2025 | 7 | 2019-2025 | 2019+07 | 3500.7657 | 0.18579
2019 | 2026 | 8 | 2019-2026 | 2019+08 | 3536.4558 | 0.18768
2019 | 2027 | 9 | 2019-2027 | 2019+09 | 3546.8827 | 0.18823
2019 | 2028 | 10 | 2019-2028 | 2019+10 | 3539.6255 | 0.18785
2019 | 2029 | 11 | 2019-2029 | 2019+11 | 3519.5069 | 0.18678
2019 | 2030 | 12 | 2019-2030 | 2019+12 | 3489.7425 | 0.1852
2019 | 2031 | 13 | 2019-2031 | 2019+13 | 3450.8712 | 0.18314
2019 | 2032 | 14 | 2019-2032 | 2019+14 | 3404.8446 | 0.1807
2019 | 2033 | 15 | 2019-2033 | 2019+15 | 3353.0938 | 0.17795
2019 | 2034 | 16 | 2019-2034 | 2019+16 | 3296.692 | 0.17496
2019 | 2035 | 17 | 2019-2035 | 2019+17 | 3236.4599 | 0.17176
2019 | 2036 | 18 | 2019-2036 | 2019+18 | 3173.036 | 0.16839
2019 | 2037 | 19 | 2019-2037 | 2019+19 | 3106.9243 | 0.16489
2019 | 2038 | 20 | 2019-2038 | 2019+20 | 3038.5278 | 0.16126
2019 | 2039 | 21 | 2019-2039 | 2019+21 | 2968.1731 | 0.15752
2019 | 2040 | 22 | 2019-2040 | 2019+22 | 2896.1271 | 0.1537
2019 | 2041 | 23 | 2019-2041 | 2019+23 | 2822.6104 | 0.1498
2019 | 2042 | 24 | 2019-2042 | 2019+24 | 2747.8069 | 0.14583
2019 | 2043 | 25 | 2019-2043 | 2019+25 | 2671.871 | 0.1418
2019 | 2044 | 26 | 2019-2044 | 2019+26 | 2594.9334 | 0.13771
2019 | 2045 | 27 | 2019-2045 | 2019+27 | 2517.1053 | 0.13358
2019 | 2046 | 28 | 2019-2046 | 2019+28 | 2444.8363 | 0.12975
2019 | 2047 | 29 | 2019-2047 | 2019+29 | 2377.5515 | 0.12618
2019 | 2048 | 30 | 2019-2048 | 2019+30 | 2314.7522 | 0.12284
2019 | 2049 | 31 | 2019-2049 | 2019+31 | 2256.0046 | 0.11973
2020 | 2020 | 1 | 2020-2020 | 2020+01 | 3543.1658 | 0.18804
2020 | 2021 | 2 | 2020-2021 | 2020+02 | 3477.0176 | 0.18453
2020 | 2022 | 3 | 2020-2022 | 2020+03 | 3410.8694 | 0.18102
2020 | 2023 | 4 | 2020-2023 | 2020+04 | 3409.5274 | 0.18094
2020 | 2024 | 5 | 2020-2024 | 2020+05 | 3434.1079 | 0.18225
2020 | 2025 | 6 | 2020-2025 | 2020+06 | 3471.6496 | 0.18424
2020 | 2026 | 7 | 2020-2026 | 2020+07 | 3516.5977 | 0.18663
2020 | 2027 | 8 | 2020-2027 | 2020+08 | 3530.8103 | 0.18738
2020 | 2028 | 9 | 2020-2028 | 2020+09 | 3524.5325 | 0.18705
2020 | 2029 | 10 | 2020-2029 | 2020+10 | 3503.9114 | 0.18595
2020 | 2030 | 11 | 2020-2030 | 2020+11 | 3472.8589 | 0.18431
2020 | 2031 | 12 | 2020-2031 | 2020+12 | 3432.1553 | 0.18215
2020 | 2032 | 13 | 2020-2032 | 2020+13 | 3384.0279 | 0.17959
2020 | 2033 | 14 | 2020-2033 | 2020+14 | 3330.0675 | 0.17673
2020 | 2034 | 15 | 2020-2034 | 2020+15 | 3271.4406 | 0.17362
2020 | 2035 | 16 | 2020-2035 | 2020+16 | 3209.0223 | 0.1703
2020 | 2036 | 17 | 2020-2036 | 2020+17 | 3143.4815 | 0.16683
2020 | 2037 | 18 | 2020-2037 | 2020+18 | 3075.3388 | 0.16321
2020 | 2038 | 19 | 2020-2038 | 2020+19 | 3005.005 | 0.15948
2020 | 2039 | 20 | 2020-2039 | 2020+20 | 2932.8086 | 0.15565
2020 | 2040 | 21 | 2020-2040 | 2020+21 | 2859.0159 | 0.15173
2020 | 2041 | 22 | 2020-2041 | 2020+22 | 2783.8444 | 0.14774
2020 | 2042 | 23 | 2020-2042 | 2020+23 | 2707.4741 | 0.14369
2020 | 2043 | 24 | 2020-2043 | 2020+24 | 2630.0547 | 0.13958
2020 | 2044 | 25 | 2020-2044 | 2020+25 | 2551.7122 | 0.13542
2020 | 2045 | 26 | 2020-2045 | 2020+26 | 2472.5531 | 0.13122
2020 | 2046 | 27 | 2020-2046 | 2020+27 | 2399.2576 | 0.12733
2020 | 2047 | 28 | 2020-2047 | 2020+28 | 2331.1975 | 0.12372
2020 | 2048 | 29 | 2020-2048 | 2020+29 | 2267.8312 | 0.12035
2020 | 2049 | 30 | 2020-2049 | 2020+30 | 2208.6893 | 0.11722
2021 | 2021 | 1 | 2021-2021 | 2021+01 | 3410.8694 | 0.18102
2021 | 2022 | 2 | 2021-2022 | 2021+02 | 3344.7213 | 0.17751
2021 | 2023 | 3 | 2021-2023 | 2021+03 | 3364.9813 | 0.17858
2021 | 2024 | 4 | 2021-2024 | 2021+04 | 3406.8434 | 0.1808
2021 | 2025 | 5 | 2021-2025 | 2021+05 | 3457.3464 | 0.18348
2021 | 2026 | 6 | 2021-2026 | 2021+06 | 3512.1697 | 0.18639
2021 | 2027 | 7 | 2021-2027 | 2021+07 | 3529.0452 | 0.18729
2021 | 2028 | 8 | 2021-2028 | 2021+08 | 3522.2033 | 0.18692
2021 | 2029 | 9 | 2021-2029 | 2021+09 | 3499.5498 | 0.18572
2021 | 2030 | 10 | 2021-2030 | 2021+10 | 3465.8282 | 0.18393
2021 | 2031 | 11 | 2021-2031 | 2021+11 | 3422.0635 | 0.18161
2021 | 2032 | 12 | 2021-2032 | 2021+12 | 3370.7664 | 0.17889
2021 | 2033 | 13 | 2021-2033 | 2021+13 | 3313.6753 | 0.17586
2021 | 2034 | 14 | 2021-2034 | 2021+14 | 3252.0317 | 0.17259
2021 | 2035 | 15 | 2021-2035 | 2021+15 | 3186.746 | 0.16912
2021 | 2036 | 16 | 2021-2036 | 2021+16 | 3118.5013 | 0.1655
2021 | 2037 | 17 | 2021-2037 | 2021+17 | 3047.8196 | 0.16175
2021 | 2038 | 18 | 2021-2038 | 2021+18 | 2975.1072 | 0.15789
2021 | 2039 | 19 | 2021-2039 | 2021+19 | 2900.6846 | 0.15394
2021 | 2040 | 20 | 2021-2040 | 2021+20 | 2824.8084 | 0.14991
2021 | 2041 | 21 | 2021-2041 | 2021+21 | 2747.6863 | 0.14582
2021 | 2042 | 22 | 2021-2042 | 2021+22 | 2669.4881 | 0.14167
2021 | 2043 | 23 | 2021-2043 | 2021+23 | 2590.3542 | 0.13747
2021 | 2044 | 24 | 2021-2044 | 2021+24 | 2510.4017 | 0.13323
2021 | 2045 | 25 | 2021-2045 | 2021+25 | 2429.7286 | 0.12895
2021 | 2046 | 26 | 2021-2046 | 2021+26 | 2355.2611 | 0.12499
2021 | 2047 | 27 | 2021-2047 | 2021+27 | 2286.3098 | 0.12134
2021 | 2048 | 28 | 2021-2048 | 2021+28 | 2222.2835 | 0.11794
2021 | 2049 | 29 | 2021-2049 | 2021+29 | 2162.6729 | 0.11477
2022 | 2022 | 1 | 2022-2022 | 2022+01 | 3278.5731 | 0.174
2022 | 2023 | 2 | 2022-2023 | 2022+02 | 3342.0373 | 0.17736
2022 | 2024 | 3 | 2022-2024 | 2022+03 | 3405.5015 | 0.18073
2022 | 2025 | 4 | 2022-2025 | 2022+04 | 3468.9656 | 0.1841
2022 | 2026 | 5 | 2022-2026 | 2022+05 | 3532.4298 | 0.18747
2022 | 2027 | 6 | 2022-2027 | 2022+06 | 3548.7412 | 0.18833
2022 | 2028 | 7 | 2022-2028 | 2022+07 | 3538.1082 | 0.18777
2022 | 2029 | 8 | 2022-2029 | 2022+08 | 3510.6349 | 0.18631
2022 | 2030 | 9 | 2022-2030 | 2022+09 | 3471.9347 | 0.18426
2022 | 2031 | 10 | 2022-2031 | 2022+10 | 3423.1829 | 0.18167
2022 | 2032 | 11 | 2022-2032 | 2022+11 | 3367.1207 | 0.17869
2022 | 2033 | 12 | 2022-2033 | 2022+12 | 3305.5758 | 0.17543
2022 | 2034 | 13 | 2022-2034 | 2022+13 | 3239.8134 | 0.17194
2022 | 2035 | 14 | 2022-2035 | 2022+14 | 3170.7372 | 0.16827
2022 | 2036 | 15 | 2022-2036 | 2022+15 | 3099.0101 | 0.16447
2022 | 2037 | 16 | 2022-2037 | 2022+16 | 3025.129 | 0.16054
2022 | 2038 | 17 | 2022-2038 | 2022+17 | 2949.4741 | 0.15653
2022 | 2039 | 18 | 2022-2039 | 2022+18 | 2872.341 | 0.15244
2022 | 2040 | 19 | 2022-2040 | 2022+19 | 2793.9631 | 0.14828
2022 | 2041 | 20 | 2022-2041 | 2022+20 | 2714.5271 | 0.14406
2022 | 2042 | 21 | 2022-2042 | 2022+21 | 2634.1842 | 0.1398
2022 | 2043 | 22 | 2022-2043 | 2022+22 | 2553.0581 | 0.13549
2022 | 2044 | 23 | 2022-2044 | 2022+23 | 2471.2509 | 0.13115
2022 | 2045 | 24 | 2022-2045 | 2022+24 | 2388.8477 | 0.12678
2022 | 2046 | 25 | 2022-2046 | 2022+25 | 2313.0368 | 0.12275
2022 | 2047 | 26 | 2022-2047 | 2022+26 | 2243.0575 | 0.11904
2022 | 2048 | 27 | 2022-2048 | 2022+27 | 2178.2618 | 0.1156
2022 | 2049 | 28 | 2022-2049 | 2022+28 | 2118.0944 | 0.11241
2023 | 2023 | 1 | 2023-2023 | 2023+01 | 3405.5015 | 0.18073
2023 | 2024 | 2 | 2023-2024 | 2023+02 | 3468.9656 | 0.1841
2023 | 2025 | 3 | 2023-2025 | 2023+03 | 3532.4298 | 0.18747
2023 | 2026 | 4 | 2023-2026 | 2023+04 | 3595.894 | 0.19084
2023 | 2027 | 5 | 2023-2027 | 2023+05 | 3602.7748 | 0.1912
2023 | 2028 | 6 | 2023-2028 | 2023+06 | 3581.364 | 0.19006
2023 | 2029 | 7 | 2023-2029 | 2023+07 | 3543.7866 | 0.18807
2023 | 2030 | 8 | 2023-2030 | 2023+08 | 3496.1049 | 0.18554
2023 | 2031 | 9 | 2023-2031 | 2023+09 | 3439.2506 | 0.18252
2023 | 2032 | 10 | 2023-2032 | 2023+10 | 3375.9755 | 0.17916
2023 | 2033 | 11 | 2023-2033 | 2023+11 | 3308.0306 | 0.17556
2023 | 2034 | 12 | 2023-2034 | 2023+12 | 3236.5834 | 0.17177
2023 | 2035 | 13 | 2023-2035 | 2023+13 | 3162.4422 | 0.16783
2023 | 2036 | 14 | 2023-2036 | 2023+14 | 3086.1841 | 0.16378
2023 | 2037 | 15 | 2023-2037 | 2023+15 | 3008.2327 | 0.15965
2023 | 2038 | 16 | 2023-2038 | 2023+16 | 2928.9054 | 0.15544
2023 | 2039 | 17 | 2023-2039 | 2023+17 | 2848.445 | 0.15117
2023 | 2040 | 18 | 2023-2040 | 2023+18 | 2767.0403 | 0.14685
2023 | 2041 | 19 | 2023-2041 | 2023+19 | 2684.8405 | 0.14249
2023 | 2042 | 20 | 2023-2042 | 2023+20 | 2601.9648 | 0.13809
2023 | 2043 | 21 | 2023-2043 | 2023+21 | 2518.5098 | 0.13366
2023 | 2044 | 22 | 2023-2044 | 2023+22 | 2434.5544 | 0.1292
2023 | 2045 | 23 | 2023-2045 | 2023+23 | 2350.164 | 0.12472
2023 | 2046 | 24 | 2023-2046 | 2023+24 | 2272.8061 | 0.12062
2023 | 2047 | 25 | 2023-2047 | 2023+25 | 2201.6369 | 0.11684
2023 | 2048 | 26 | 2023-2048 | 2023+26 | 2135.9422 | 0.11336
2023 | 2049 | 27 | 2023-2049 | 2023+27 | 2075.1137 | 0.11013
2024 | 2024 | 1 | 2024-2024 | 2024+01 | 3532.4298 | 0.18747
2024 | 2025 | 2 | 2024-2025 | 2024+02 | 3595.894 | 0.19084
2024 | 2026 | 3 | 2024-2026 | 2024+03 | 3659.3582 | 0.1942
2024 | 2027 | 4 | 2024-2027 | 2024+04 | 3652.0932 | 0.19382
2024 | 2028 | 5 | 2024-2028 | 2024+05 | 3616.5365 | 0.19193
2024 | 2029 | 6 | 2024-2029 | 2024+06 | 3566.8341 | 0.18929
2024 | 2030 | 7 | 2024-2030 | 2024+07 | 3509.0483 | 0.18623
2024 | 2031 | 8 | 2024-2031 | 2024+08 | 3443.4693 | 0.18275
2024 | 2032 | 9 | 2024-2032 | 2024+09 | 3372.6948 | 0.17899
2024 | 2033 | 10 | 2024-2033 | 2024+10 | 3298.2835 | 0.17504
2024 | 2034 | 11 | 2024-2034 | 2024+11 | 3221.2272 | 0.17095
2024 | 2035 | 12 | 2024-2035 | 2024+12 | 3142.1872 | 0.16676
2024 | 2036 | 13 | 2024-2036 | 2024+13 | 3061.6213 | 0.16248
2024 | 2037 | 14 | 2024-2037 | 2024+14 | 2979.8564 | 0.15814
2024 | 2038 | 15 | 2024-2038 | 2024+15 | 2897.1323 | 0.15375
2024 | 2039 | 16 | 2024-2039 | 2024+16 | 2813.6289 | 0.14932
2024 | 2040 | 17 | 2024-2040 | 2024+17 | 2729.4838 | 0.14485
2024 | 2041 | 18 | 2024-2041 | 2024+18 | 2644.8038 | 0.14036
2024 | 2042 | 19 | 2024-2042 | 2024+19 | 2559.6734 | 0.13584
2024 | 2043 | 20 | 2024-2043 | 2024+20 | 2474.1602 | 0.1313
2024 | 2044 | 21 | 2024-2044 | 2024+21 | 2388.3188 | 0.12675
2024 | 2045 | 22 | 2024-2045 | 2024+22 | 2302.1941 | 0.12218
2024 | 2046 | 23 | 2024-2046 | 2024+23 | 2223.5585 | 0.11801
2024 | 2047 | 24 | 2024-2047 | 2024+24 | 2151.4758 | 0.11418
2024 | 2048 | 25 | 2024-2048 | 2024+25 | 2085.1598 | 0.11066
2024 | 2049 | 26 | 2024-2049 | 2024+26 | 2023.945 | 0.10741
2025 | 2025 | 1 | 2025-2025 | 2025+01 | 3659.3582 | 0.1942
2025 | 2026 | 2 | 2025-2026 | 2025+02 | 3722.8223 | 0.19757
2025 | 2027 | 3 | 2025-2027 | 2025+03 | 3691.981 | 0.19593
2025 | 2028 | 4 | 2025-2028 | 2025+04 | 3637.5632 | 0.19305
2025 | 2029 | 5 | 2025-2029 | 2025+05 | 3573.7149 | 0.18966
2025 | 2030 | 6 | 2025-2030 | 2025+06 | 3505.1514 | 0.18602
2025 | 2031 | 7 | 2025-2031 | 2025+07 | 3430.7606 | 0.18207
2025 | 2032 | 8 | 2025-2032 | 2025+08 | 3352.7279 | 0.17793
2025 | 2033 | 9 | 2025-2033 | 2025+09 | 3272.2672 | 0.17366
2025 | 2034 | 10 | 2025-2034 | 2025+10 | 3190.107 | 0.1693
2025 | 2035 | 11 | 2025-2035 | 2025+11 | 3106.7106 | 0.16487
2025 | 2036 | 12 | 2025-2036 | 2025+12 | 3022.3872 | 0.1604
2025 | 2037 | 13 | 2025-2037 | 2025+13 | 2937.3507 | 0.15589
2025 | 2038 | 14 | 2025-2038 | 2025+14 | 2851.7539 | 0.15134
2025 | 2039 | 15 | 2025-2039 | 2025+15 | 2765.7089 | 0.14678
2025 | 2040 | 16 | 2025-2040 | 2025+16 | 2679.2996 | 0.14219
2025 | 2041 | 17 | 2025-2041 | 2025+17 | 2592.5905 | 0.13759
2025 | 2042 | 18 | 2025-2042 | 2025+18 | 2505.6314 | 0.13297
2025 | 2043 | 19 | 2025-2043 | 2025+19 | 2418.4618 | 0.12835
2025 | 2044 | 20 | 2025-2044 | 2025+20 | 2331.1133 | 0.12371
2025 | 2045 | 21 | 2025-2045 | 2025+21 | 2243.6115 | 0.11907
2025 | 2046 | 22 | 2025-2046 | 2025+22 | 2164.0643 | 0.11485
2025 | 2047 | 23 | 2025-2047 | 2025+23 | 2091.4344 | 0.11099
2025 | 2048 | 24 | 2025-2048 | 2025+24 | 2024.8569 | 0.10746
2025 | 2049 | 25 | 2025-2049 | 2025+25 | 1963.6056 | 0.10421
2026 | 2026 | 1 | 2026-2026 | 2026+01 | 3786.2865 | 0.20094
2026 | 2027 | 2 | 2026-2027 | 2026+02 | 3708.2924 | 0.1968
2026 | 2028 | 3 | 2026-2028 | 2026+03 | 3630.2983 | 0.19266
2026 | 2029 | 4 | 2026-2029 | 2026+04 | 3552.3041 | 0.18852
2026 | 2030 | 5 | 2026-2030 | 2026+05 | 3474.31 | 0.18438
2026 | 2031 | 6 | 2026-2031 | 2026+06 | 3392.661 | 0.18005
2026 | 2032 | 7 | 2026-2032 | 2026+07 | 3308.9236 | 0.17561
2026 | 2033 | 8 | 2026-2033 | 2026+08 | 3223.8809 | 0.17109
2026 | 2034 | 9 | 2026-2034 | 2026+09 | 3137.9679 | 0.16653
2026 | 2035 | 10 | 2026-2035 | 2026+10 | 3051.4459 | 0.16194
2026 | 2036 | 11 | 2026-2036 | 2026+11 | 2964.4808 | 0.15733
2026 | 2037 | 12 | 2026-2037 | 2026+12 | 2877.1834 | 0.15269
2026 | 2038 | 13 | 2026-2038 | 2026+13 | 2789.6305 | 0.14805
2026 | 2039 | 14 | 2026-2039 | 2026+14 | 2701.8768 | 0.14339
2026 | 2040 | 15 | 2026-2040 | 2026+15 | 2613.9624 | 0.13872
2026 | 2041 | 16 | 2026-2041 | 2026+16 | 2525.9175 | 0.13405
2026 | 2042 | 17 | 2026-2042 | 2026+17 | 2437.7651 | 0.12937
2026 | 2043 | 18 | 2026-2043 | 2026+18 | 2349.5231 | 0.12469
2026 | 2044 | 19 | 2026-2044 | 2026+19 | 2261.2057 | 0.12
2026 | 2045 | 20 | 2026-2045 | 2026+20 | 2172.8241 | 0.11531
2026 | 2046 | 21 | 2026-2046 | 2026+21 | 2092.8599 | 0.11107
2026 | 2047 | 22 | 2026-2047 | 2026+22 | 2020.1651 | 0.10721
2026 | 2048 | 23 | 2026-2048 | 2026+23 | 1953.7916 | 0.10369
2026 | 2049 | 24 | 2026-2049 | 2026+24 | 1892.9492 | 0.10046
2027 | 2027 | 1 | 2027-2027 | 2027+01 | 3630.2983 | 0.19266
2027 | 2028 | 2 | 2027-2028 | 2027+02 | 3552.3041 | 0.18852
2027 | 2029 | 3 | 2027-2029 | 2027+03 | 3474.31 | 0.18438
2027 | 2030 | 4 | 2027-2030 | 2027+04 | 3396.3159 | 0.18024
2027 | 2031 | 5 | 2027-2031 | 2027+05 | 3313.9359 | 0.17587
2027 | 2032 | 6 | 2027-2032 | 2027+06 | 3229.3631 | 0.17138
2027 | 2033 | 7 | 2027-2033 | 2027+07 | 3143.5372 | 0.16683
2027 | 2034 | 8 | 2027-2034 | 2027+08 | 3056.9281 | 0.16223
2027 | 2035 | 9 | 2027-2035 | 2027+09 | 2969.7969 | 0.15761
2027 | 2036 | 10 | 2027-2036 | 2027+10 | 2882.3002 | 0.15296
2027 | 2037 | 11 | 2027-2037 | 2027+11 | 2794.5377 | 0.14831
2027 | 2038 | 12 | 2027-2038 | 2027+12 | 2706.5759 | 0.14364
2027 | 2039 | 13 | 2027-2039 | 2027+13 | 2618.4607 | 0.13896
2027 | 2040 | 14 | 2027-2040 | 2027+14 | 2530.225 | 0.13428
2027 | 2041 | 15 | 2027-2041 | 2027+15 | 2441.8929 | 0.12959
2027 | 2042 | 16 | 2027-2042 | 2027+16 | 2353.4825 | 0.1249
2027 | 2043 | 17 | 2027-2043 | 2027+17 | 2265.0076 | 0.1202
2027 | 2044 | 18 | 2027-2044 | 2027+18 | 2176.479 | 0.11551
2027 | 2045 | 19 | 2027-2045 | 2027+19 | 2087.9051 | 0.11081
2027 | 2046 | 20 | 2027-2046 | 2027+20 | 2008.1885 | 0.10658
2027 | 2047 | 21 | 2027-2047 | 2027+21 | 1936.0641 | 0.10275
2027 | 2048 | 22 | 2027-2048 | 2027+22 | 1870.4964 | 0.099268
2027 | 2049 | 23 | 2027-2049 | 2027+23 | 1810.6302 | 0.096091
2028 | 2028 | 1 | 2028-2028 | 2028+01 | 3474.31 | 0.18438
2028 | 2029 | 2 | 2028-2029 | 2028+02 | 3396.3159 | 0.18024
2028 | 2030 | 3 | 2028-2030 | 2028+03 | 3318.3217 | 0.1761
2028 | 2031 | 4 | 2028-2031 | 2028+04 | 3234.8453 | 0.17167
2028 | 2032 | 5 | 2028-2032 | 2028+05 | 3149.1761 | 0.16713
2028 | 2033 | 6 | 2028-2033 | 2028+06 | 3062.4104 | 0.16252
2028 | 2034 | 7 | 2028-2034 | 2028+07 | 2975.0181 | 0.15789
2028 | 2035 | 8 | 2028-2035 | 2028+08 | 2887.2342 | 0.15323
2028 | 2036 | 9 | 2028-2036 | 2028+09 | 2799.1893 | 0.14855
2028 | 2037 | 10 | 2028-2037 | 2028+10 | 2710.9617 | 0.14387
2028 | 2038 | 11 | 2028-2038 | 2028+11 | 2622.6011 | 0.13918
2028 | 2039 | 12 | 2028-2039 | 2028+12 | 2534.1409 | 0.13449
2028 | 2040 | 13 | 2028-2040 | 2028+13 | 2445.604 | 0.12979
2028 | 2041 | 14 | 2028-2041 | 2028+14 | 2357.0068 | 0.12509
2028 | 2042 | 15 | 2028-2042 | 2028+15 | 2268.3614 | 0.12038
2028 | 2043 | 16 | 2028-2043 | 2028+16 | 2179.6769 | 0.11568
2028 | 2044 | 17 | 2028-2044 | 2028+17 | 2090.9602 | 0.11097
2028 | 2045 | 18 | 2028-2045 | 2028+18 | 2002.2165 | 0.10626
2028 | 2046 | 19 | 2028-2046 | 2028+19 | 1922.8143 | 0.10204
2028 | 2047 | 20 | 2028-2047 | 2028+20 | 1851.3524 | 0.098252
2028 | 2048 | 21 | 2028-2048 | 2028+21 | 1786.6963 | 0.094821
2028 | 2049 | 22 | 2028-2049 | 2028+22 | 1727.918 | 0.091701
2029 | 2029 | 1 | 2029-2029 | 2029+01 | 3318.3217 | 0.1761
2029 | 2030 | 2 | 2029-2030 | 2029+02 | 3240.3276 | 0.17197
2029 | 2031 | 3 | 2029-2031 | 2029+03 | 3155.0238 | 0.16744
2029 | 2032 | 4 | 2029-2032 | 2029+04 | 3067.8926 | 0.16281
2029 | 2033 | 5 | 2029-2033 | 2029+05 | 2980.0304 | 0.15815
2029 | 2034 | 6 | 2029-2034 | 2029+06 | 2891.8028 | 0.15347
2029 | 2035 | 7 | 2029-2035 | 2029+07 | 2803.3663 | 0.14878
2029 | 2036 | 8 | 2029-2036 | 2029+08 | 2714.7992 | 0.14408
2029 | 2037 | 9 | 2029-2037 | 2029+09 | 2626.1452 | 0.13937
2029 | 2038 | 10 | 2029-2038 | 2029+10 | 2537.4302 | 0.13466
2029 | 2039 | 11 | 2029-2039 | 2029+11 | 2448.6709 | 0.12995
2029 | 2040 | 12 | 2029-2040 | 2029+12 | 2359.8784 | 0.12524
2029 | 2041 | 13 | 2029-2041 | 2029+13 | 2271.0604 | 0.12053
2029 | 2042 | 14 | 2029-2042 | 2029+14 | 2182.2223 | 0.11581
2029 | 2043 | 15 | 2029-2043 | 2029+15 | 2093.3681 | 0.1111
2029 | 2044 | 16 | 2029-2044 | 2029+16 | 2004.5008 | 0.10638
2029 | 2045 | 17 | 2029-2045 | 2029+17 | 1915.6228 | 0.10166
2029 | 2046 | 18 | 2029-2046 | 2029+18 | 1836.6201 | 0.09747
2029 | 2047 | 19 | 2029-2047 | 2029+19 | 1765.9335 | 0.093719
2029 | 2048 | 20 | 2029-2048 | 2029+20 | 1702.3156 | 0.090343
2029 | 2049 | 21 | 2029-2049 | 2029+21 | 1644.7565 | 0.087288
2030 | 2030 | 1 | 2030-2030 | 2030+01 | 3162.3335 | 0.16783
2030 | 2031 | 2 | 2030-2031 | 2030+02 | 3073.3748 | 0.16311
2030 | 2032 | 3 | 2030-2032 | 2030+03 | 2984.4162 | 0.15838
2030 | 2033 | 4 | 2030-2033 | 2030+04 | 2895.4576 | 0.15366
2030 | 2034 | 5 | 2030-2034 | 2030+05 | 2806.499 | 0.14894
2030 | 2035 | 6 | 2030-2035 | 2030+06 | 2717.5404 | 0.14422
2030 | 2036 | 7 | 2030-2036 | 2030+07 | 2628.5817 | 0.1395
2030 | 2037 | 8 | 2030-2037 | 2030+08 | 2539.6231 | 0.13478
2030 | 2038 | 9 | 2030-2038 | 2030+09 | 2450.6645 | 0.13006
2030 | 2039 | 10 | 2030-2039 | 2030+10 | 2361.7059 | 0.12534
2030 | 2040 | 11 | 2030-2040 | 2030+11 | 2272.7472 | 0.12062
2030 | 2041 | 12 | 2030-2041 | 2030+12 | 2183.7886 | 0.11589
2030 | 2042 | 13 | 2030-2042 | 2030+13 | 2094.83 | 0.11117
2030 | 2043 | 14 | 2030-2043 | 2030+14 | 2005.8714 | 0.10645
2030 | 2044 | 15 | 2030-2044 | 2030+15 | 1916.9128 | 0.10173
2030 | 2045 | 16 | 2030-2045 | 2030+16 | 1827.9541 | 0.09701
2030 | 2046 | 17 | 2030-2046 | 2030+17 | 1749.4612 | 0.092845
2030 | 2047 | 18 | 2030-2047 | 2030+18 | 1679.6898 | 0.089142
2030 | 2048 | 19 | 2030-2048 | 2030+19 | 1617.2627 | 0.085829
2030 | 2049 | 20 | 2030-2049 | 2030+20 | 1561.0783 | 0.082847
2031 | 2031 | 1 | 2031-2031 | 2031+01 | 2984.4162 | 0.15838
2031 | 2032 | 2 | 2031-2032 | 2031+02 | 2895.4576 | 0.15366
2031 | 2033 | 3 | 2031-2033 | 2031+03 | 2806.499 | 0.14894
2031 | 2034 | 4 | 2031-2034 | 2031+04 | 2717.5404 | 0.14422
2031 | 2035 | 5 | 2031-2035 | 2031+05 | 2628.5817 | 0.1395
2031 | 2036 | 6 | 2031-2036 | 2031+06 | 2539.6231 | 0.13478
2031 | 2037 | 7 | 2031-2037 | 2031+07 | 2450.6645 | 0.13006
2031 | 2038 | 8 | 2031-2038 | 2031+08 | 2361.7059 | 0.12534
2031 | 2039 | 9 | 2031-2039 | 2031+09 | 2272.7472 | 0.12062
2031 | 2040 | 10 | 2031-2040 | 2031+10 | 2183.7886 | 0.11589
2031 | 2041 | 11 | 2031-2041 | 2031+11 | 2094.83 | 0.11117
2031 | 2042 | 12 | 2031-2042 | 2031+12 | 2005.8714 | 0.10645
2031 | 2043 | 13 | 2031-2043 | 2031+13 | 1916.9128 | 0.10173
2031 | 2044 | 14 | 2031-2044 | 2031+14 | 1827.9541 | 0.09701
2031 | 2045 | 15 | 2031-2045 | 2031+15 | 1738.9955 | 0.092289
2031 | 2046 | 16 | 2031-2046 | 2031+16 | 1661.1567 | 0.088158
2031 | 2047 | 17 | 2031-2047 | 2031+17 | 1592.4754 | 0.084513
2031 | 2048 | 18 | 2031-2048 | 2031+18 | 1531.4254 | 0.081273
2031 | 2049 | 19 | 2031-2049 | 2031+19 | 1476.8017 | 0.078374
2032 | 2032 | 1 | 2032-2032 | 2032+01 | 2806.499 | 0.14894
2032 | 2033 | 2 | 2032-2033 | 2032+02 | 2717.5404 | 0.14422
2032 | 2034 | 3 | 2032-2034 | 2032+03 | 2628.5817 | 0.1395
2032 | 2035 | 4 | 2032-2035 | 2032+04 | 2539.6231 | 0.13478
2032 | 2036 | 5 | 2032-2036 | 2032+05 | 2450.6645 | 0.13006
2032 | 2037 | 6 | 2032-2037 | 2032+06 | 2361.7059 | 0.12534
2032 | 2038 | 7 | 2032-2038 | 2032+07 | 2272.7472 | 0.12062
2032 | 2039 | 8 | 2032-2039 | 2032+08 | 2183.7886 | 0.11589
2032 | 2040 | 9 | 2032-2040 | 2032+09 | 2094.83 | 0.11117
2032 | 2041 | 10 | 2032-2041 | 2032+10 | 2005.8714 | 0.10645
2032 | 2042 | 11 | 2032-2042 | 2032+11 | 1916.9128 | 0.10173
2032 | 2043 | 12 | 2032-2043 | 2032+12 | 1827.9541 | 0.09701
2032 | 2044 | 13 | 2032-2044 | 2032+13 | 1738.9955 | 0.092289
2032 | 2045 | 14 | 2032-2045 | 2032+14 | 1650.0369 | 0.087568
2032 | 2046 | 15 | 2032-2046 | 2032+15 | 1572.9394 | 0.083476
2032 | 2047 | 16 | 2032-2047 | 2032+16 | 1505.4791 | 0.079896
2032 | 2048 | 17 | 2032-2048 | 2032+17 | 1445.9553 | 0.076737
2032 | 2049 | 18 | 2032-2049 | 2032+18 | 1393.0453 | 0.073929
2033 | 2033 | 1 | 2033-2033 | 2033+01 | 2628.5817 | 0.1395
2033 | 2034 | 2 | 2033-2034 | 2033+02 | 2539.6231 | 0.13478
2033 | 2035 | 3 | 2033-2035 | 2033+03 | 2450.6645 | 0.13006
2033 | 2036 | 4 | 2033-2036 | 2033+04 | 2361.7059 | 0.12534
2033 | 2037 | 5 | 2033-2037 | 2033+05 | 2272.7472 | 0.12062
2033 | 2038 | 6 | 2033-2038 | 2033+06 | 2183.7886 | 0.11589
2033 | 2039 | 7 | 2033-2039 | 2033+07 | 2094.83 | 0.11117
2033 | 2040 | 8 | 2033-2040 | 2033+08 | 2005.8714 | 0.10645
2033 | 2041 | 9 | 2033-2041 | 2033+09 | 1916.9128 | 0.10173
2033 | 2042 | 10 | 2033-2042 | 2033+10 | 1827.9541 | 0.09701
2033 | 2043 | 11 | 2033-2043 | 2033+11 | 1738.9955 | 0.092289
2033 | 2044 | 12 | 2033-2044 | 2033+12 | 1650.0369 | 0.087568
2033 | 2045 | 13 | 2033-2045 | 2033+13 | 1561.0783 | 0.082847
2033 | 2046 | 14 | 2033-2046 | 2033+14 | 1484.828 | 0.0788
2033 | 2047 | 15 | 2033-2047 | 2033+15 | 1418.7445 | 0.075293
2033 | 2048 | 16 | 2033-2048 | 2033+16 | 1360.9214 | 0.072225
2033 | 2049 | 17 | 2033-2049 | 2033+17 | 1309.901 | 0.069517
2034 | 2034 | 1 | 2034-2034 | 2034+01 | 2450.6645 | 0.13006
2034 | 2035 | 2 | 2034-2035 | 2034+02 | 2361.7059 | 0.12534
2034 | 2036 | 3 | 2034-2036 | 2034+03 | 2272.7472 | 0.12062
2034 | 2037 | 4 | 2034-2037 | 2034+04 | 2183.7886 | 0.11589
2034 | 2038 | 5 | 2034-2038 | 2034+05 | 2094.83 | 0.11117
2034 | 2039 | 6 | 2034-2039 | 2034+06 | 2005.8714 | 0.10645
2034 | 2040 | 7 | 2034-2040 | 2034+07 | 1916.9128 | 0.10173
2034 | 2041 | 8 | 2034-2041 | 2034+08 | 1827.9541 | 0.09701
2034 | 2042 | 9 | 2034-2042 | 2034+09 | 1738.9955 | 0.092289
2034 | 2043 | 10 | 2034-2043 | 2034+10 | 1650.0369 | 0.087568
2034 | 2044 | 11 | 2034-2044 | 2034+11 | 1561.0783 | 0.082847
2034 | 2045 | 12 | 2034-2045 | 2034+12 | 1472.1196 | 0.078126
2034 | 2046 | 13 | 2034-2046 | 2034+13 | 1396.847 | 0.074131
2034 | 2047 | 14 | 2034-2047 | 2034+14 | 1332.3275 | 0.070707
2034 | 2048 | 15 | 2034-2048 | 2034+15 | 1276.4107 | 0.06774
2034 | 2049 | 16 | 2034-2049 | 2034+16 | 1227.4834 | 0.065143
2035 | 2035 | 1 | 2035-2035 | 2035+01 | 2272.7472 | 0.12062
2035 | 2036 | 2 | 2035-2036 | 2035+02 | 2183.7886 | 0.11589
2035 | 2037 | 3 | 2035-2037 | 2035+03 | 2094.83 | 0.11117
2035 | 2038 | 4 | 2035-2038 | 2035+04 | 2005.8714 | 0.10645
2035 | 2039 | 5 | 2035-2039 | 2035+05 | 1916.9128 | 0.10173
2035 | 2040 | 6 | 2035-2040 | 2035+06 | 1827.9541 | 0.09701
2035 | 2041 | 7 | 2035-2041 | 2035+07 | 1738.9955 | 0.092289
2035 | 2042 | 8 | 2035-2042 | 2035+08 | 1650.0369 | 0.087568
2035 | 2043 | 9 | 2035-2043 | 2035+09 | 1561.0783 | 0.082847
2035 | 2044 | 10 | 2035-2044 | 2035+10 | 1472.1196 | 0.078126
2035 | 2045 | 11 | 2035-2045 | 2035+11 | 1383.161 | 0.073405
2035 | 2046 | 12 | 2035-2046 | 2035+12 | 1309.0288 | 0.069471
2035 | 2047 | 13 | 2035-2047 | 2035+13 | 1246.3016 | 0.066142
2035 | 2048 | 14 | 2035-2048 | 2035+14 | 1192.5354 | 0.063288
2035 | 2049 | 15 | 2035-2049 | 2035+15 | 1145.938 | 0.060815
2036 | 2036 | 1 | 2036-2036 | 2036+01 | 2094.83 | 0.11117
2036 | 2037 | 2 | 2036-2037 | 2036+02 | 2005.8714 | 0.10645
2036 | 2038 | 3 | 2036-2038 | 2036+03 | 1916.9128 | 0.10173
2036 | 2039 | 4 | 2036-2039 | 2036+04 | 1827.9541 | 0.09701
2036 | 2040 | 5 | 2036-2040 | 2036+05 | 1738.9955 | 0.092289
2036 | 2041 | 6 | 2036-2041 | 2036+06 | 1650.0369 | 0.087568
2036 | 2042 | 7 | 2036-2042 | 2036+07 | 1561.0783 | 0.082847
2036 | 2043 | 8 | 2036-2043 | 2036+08 | 1472.1196 | 0.078126
2036 | 2044 | 9 | 2036-2044 | 2036+09 | 1383.161 | 0.073405
2036 | 2045 | 10 | 2036-2045 | 2036+10 | 1294.2024 | 0.068684
2036 | 2046 | 11 | 2036-2046 | 2036+11 | 1221.4181 | 0.064821
2036 | 2047 | 12 | 2036-2047 | 2036+12 | 1160.7645 | 0.061602
2036 | 2048 | 13 | 2036-2048 | 2036+13 | 1109.4422 | 0.058879
2036 | 2049 | 14 | 2036-2049 | 2036+14 | 1065.4517 | 0.056544
2037 | 2037 | 1 | 2037-2037 | 2037+01 | 1916.9128 | 0.10173
2037 | 2038 | 2 | 2037-2038 | 2037+02 | 1827.9541 | 0.09701
2037 | 2039 | 3 | 2037-2039 | 2037+03 | 1738.9955 | 0.092289
2037 | 2040 | 4 | 2037-2040 | 2037+04 | 1650.0369 | 0.087568
2037 | 2041 | 5 | 2037-2041 | 2037+05 | 1561.0783 | 0.082847
2037 | 2042 | 6 | 2037-2042 | 2037+06 | 1472.1196 | 0.078126
2037 | 2043 | 7 | 2037-2043 | 2037+07 | 1383.161 | 0.073405
2037 | 2044 | 8 | 2037-2044 | 2037+08 | 1294.2024 | 0.068684
2037 | 2045 | 9 | 2037-2045 | 2037+09 | 1205.2438 | 0.063963
2037 | 2046 | 10 | 2037-2046 | 2037+10 | 1134.0769 | 0.060186
2037 | 2047 | 11 | 2037-2047 | 2037+11 | 1075.8494 | 0.057096
2037 | 2048 | 12 | 2037-2048 | 2037+12 | 1027.3265 | 0.054521
2037 | 2049 | 13 | 2037-2049 | 2037+13 | 986.2687 | 0.052342
2038 | 2038 | 1 | 2038-2038 | 2038+01 | 1738.9955 | 0.092289
2038 | 2039 | 2 | 2038-2039 | 2038+02 | 1650.0369 | 0.087568
2038 | 2040 | 3 | 2038-2040 | 2038+03 | 1561.0783 | 0.082847
2038 | 2041 | 4 | 2038-2041 | 2038+04 | 1472.1196 | 0.078126
2038 | 2042 | 5 | 2038-2042 | 2038+05 | 1383.161 | 0.073405
2038 | 2043 | 6 | 2038-2043 | 2038+06 | 1294.2024 | 0.068684
2038 | 2044 | 7 | 2038-2044 | 2038+07 | 1205.2438 | 0.063963
2038 | 2045 | 8 | 2038-2045 | 2038+08 | 1116.2852 | 0.059242
2038 | 2046 | 9 | 2038-2046 | 2038+09 | 1047.0951 | 0.05557
2038 | 2047 | 10 | 2038-2047 | 2038+10 | 991.7431 | 0.052632
2038 | 2048 | 11 | 2038-2048 | 2038+11 | 946.4551 | 0.050229
2038 | 2049 | 12 | 2038-2049 | 2038+12 | 908.715 | 0.048226
2039 | 2039 | 1 | 2039-2039 | 2039+01 | 1561.0783 | 0.082847
2039 | 2040 | 2 | 2039-2040 | 2039+02 | 1472.1196 | 0.078126
2039 | 2041 | 3 | 2039-2041 | 2039+03 | 1383.161 | 0.073405
2039 | 2042 | 4 | 2039-2042 | 2039+04 | 1294.2024 | 0.068684
2039 | 2043 | 5 | 2039-2043 | 2039+05 | 1205.2438 | 0.063963
2039 | 2044 | 6 | 2039-2044 | 2039+06 | 1116.2852 | 0.059242
2039 | 2045 | 7 | 2039-2045 | 2039+07 | 1027.3265 | 0.054521
2039 | 2046 | 8 | 2039-2046 | 2039+08 | 960.6076 | 0.05098
2039 | 2047 | 9 | 2039-2047 | 2039+09 | 908.715 | 0.048226
2039 | 2048 | 10 | 2039-2048 | 2039+10 | 867.201 | 0.046023
2039 | 2049 | 11 | 2039-2049 | 2039+11 | 833.235 | 0.04422
2040 | 2040 | 1 | 2040-2040 | 2040+01 | 1383.161 | 0.073405
2040 | 2041 | 2 | 2040-2041 | 2040+02 | 1294.2024 | 0.068684
2040 | 2042 | 3 | 2040-2042 | 2040+03 | 1205.2438 | 0.063963
2040 | 2043 | 4 | 2040-2043 | 2040+04 | 1116.2852 | 0.059242
2040 | 2044 | 5 | 2040-2044 | 2040+05 | 1027.3265 | 0.054521
2040 | 2045 | 6 | 2040-2045 | 2040+06 | 938.3679 | 0.0498
2040 | 2046 | 7 | 2040-2046 | 2040+07 | 874.826 | 0.046427
2040 | 2047 | 8 | 2040-2047 | 2040+08 | 827.1696 | 0.043898
2040 | 2048 | 9 | 2040-2048 | 2040+09 | 790.1035 | 0.041931
2040 | 2049 | 10 | 2040-2049 | 2040+10 | 760.4507 | 0.040357
2041 | 2041 | 1 | 2041-2041 | 2041+01 | 1205.2438 | 0.063963
2041 | 2042 | 2 | 2041-2042 | 2041+02 | 1116.2852 | 0.059242
2041 | 2043 | 3 | 2041-2043 | 2041+03 | 1027.3265 | 0.054521
2041 | 2044 | 4 | 2041-2044 | 2041+04 | 938.3679 | 0.0498
2041 | 2045 | 5 | 2041-2045 | 2041+05 | 849.4093 | 0.045078
2041 | 2046 | 6 | 2041-2046 | 2041+06 | 790.1035 | 0.041931
2041 | 2047 | 7 | 2041-2047 | 2041+07 | 747.7423 | 0.039683
2041 | 2048 | 8 | 2041-2048 | 2041+08 | 715.9714 | 0.037997
2041 | 2049 | 9 | 2041-2049 | 2041+09 | 691.2606 | 0.036685
2042 | 2042 | 1 | 2042-2042 | 2042+01 | 1027.3265 | 0.054521
2042 | 2043 | 2 | 2042-2043 | 2042+02 | 938.3679 | 0.0498
2042 | 2044 | 3 | 2042-2044 | 2042+03 | 849.4093 | 0.045078
2042 | 2045 | 4 | 2042-2045 | 2042+04 | 760.4507 | 0.040357
2042 | 2046 | 5 | 2042-2046 | 2042+05 | 707.0755 | 0.037525
2042 | 2047 | 6 | 2042-2047 | 2042+06 | 671.492 | 0.035636
2042 | 2048 | 7 | 2042-2048 | 2042+07 | 646.0753 | 0.034287
2042 | 2049 | 8 | 2042-2049 | 2042+08 | 627.0127 | 0.033276
2043 | 2043 | 1 | 2043-2043 | 2043+01 | 849.4093 | 0.045078
2043 | 2044 | 2 | 2043-2044 | 2043+02 | 760.4507 | 0.040357
2043 | 2045 | 3 | 2043-2045 | 2043+03 | 671.492 | 0.035636
2043 | 2046 | 4 | 2043-2046 | 2043+04 | 627.0127 | 0.033276
2043 | 2047 | 5 | 2043-2047 | 2043+05 | 600.3251 | 0.031859
2043 | 2048 | 6 | 2043-2048 | 2043+06 | 582.5334 | 0.030915
2043 | 2049 | 7 | 2043-2049 | 2043+07 | 569.825 | 0.030241
2044 | 2044 | 1 | 2044-2044 | 2044+01 | 671.492 | 0.035636
2044 | 2045 | 2 | 2044-2045 | 2044+02 | 582.5334 | 0.030915
2044 | 2046 | 3 | 2044-2046 | 2044+03 | 552.8805 | 0.029342
2044 | 2047 | 4 | 2044-2047 | 2044+04 | 538.0541 | 0.028555
2044 | 2048 | 5 | 2044-2048 | 2044+05 | 529.1583 | 0.028083
2044 | 2049 | 6 | 2044-2049 | 2044+06 | 523.2277 | 0.027768
2045 | 2045 | 1 | 2045-2045 | 2045+01 | 493.5748 | 0.026194
2045 | 2046 | 2 | 2045-2046 | 2045+02 | 493.5748 | 0.026194
2045 | 2047 | 3 | 2045-2047 | 2045+03 | 493.5748 | 0.026194
2045 | 2048 | 4 | 2045-2048 | 2045+04 | 493.5748 | 0.026194
2045 | 2049 | 5 | 2045-2049 | 2045+05 | 493.5748 | 0.026194
2046 | 2046 | 1 | 2046-2046 | 2046+01 | 493.5748 | 0.026194
2046 | 2047 | 2 | 2046-2047 | 2046+02 | 493.5748 | 0.026194
2046 | 2048 | 3 | 2046-2048 | 2046+03 | 493.5748 | 0.026194
2046 | 2049 | 4 | 2046-2049 | 2046+04 | 493.5748 | 0.026194
2047 | 2047 | 1 | 2047-2047 | 2047+01 | 493.5748 | 0.026194
2047 | 2048 | 2 | 2047-2048 | 2047+02 | 493.5748 | 0.026194
2047 | 2049 | 3 | 2047-2049 | 2047+03 | 493.5748 | 0.026194
2048 | 2048 | 1 | 2048-2048 | 2048+01 | 493.5748 | 0.026194
2048 | 2049 | 2 | 2048-2049 | 2048+02 | 493.5748 | 0.026194
2049 | 2049 | 1 | 2049-2049 | 2049+01 | 493.5748 | 0.026194
​

## Dropdown
dropdown_MAT | dropdown_Fuel | lookup_fuel_units
NR | natural gas | therms
AR | electricity | kWh
natural gas + electricity

## E3 Cover (hidden)
Fuel Substitution: Annual Factors
FuelSub_Annual Factors
Prepared by:
Energy and Environmental Economics, Inc.
44 Montgomery Street, Suite 1500
San Francisco, CA 94104
Phone: 415-391-5100
2019-09-20

## Annual Factors
Long Run System Characteristics
Year | Emissions Intensity (short tons/MWh) | Source Energy (Btu/kWh) | Emissions Intensity (metric tonnes/MWh)
2019 | 0.21501 | 3675.4621 | 0.19506
2020 | 0.20728 | 3543.1658 | 0.18804
2021 | 0.19954 | 3410.8694 | 0.18102
2022 | 0.1918 | 3278.5731 | 0.174
2023 | 0.19922 | 3405.5015 | 0.18073
2024 | 0.20665 | 3532.4298 | 0.18747
2025 | 0.21407 | 3659.3582 | 0.1942
2026 | 0.2215 | 3786.2865 | 0.20094
2027 | 0.21237 | 3630.2983 | 0.19266
2028 | 0.20325 | 3474.31 | 0.18438
2029 | 0.19412 | 3318.3217 | 0.1761
2030 | 0.185 | 3162.3335 | 0.16783
2031 | 0.17459 | 2984.4162 | 0.15838
2032 | 0.16418 | 2806.499 | 0.14894
2033 | 0.15377 | 2628.5817 | 0.1395
2034 | 0.14336 | 2450.6645 | 0.13006
2035 | 0.13296 | 2272.7472 | 0.12062
2036 | 0.12255 | 2094.83 | 0.11117
2037 | 0.11214 | 1916.9128 | 0.10173
2038 | 0.10173 | 1738.9955 | 0.092289
2039 | 0.091323 | 1561.0783 | 0.082847
2040 | 0.080915 | 1383.161 | 0.073405
2041 | 0.070507 | 1205.2438 | 0.063963
2042 | 0.060099 | 1027.3265 | 0.054521
2043 | 0.04969 | 849.4093 | 0.045078
2044 | 0.039282 | 671.492 | 0.035636
2045 | 0.028874 | 493.5748 | 0.026194
2046 | 0.028874 | 493.5748 | 0.026194
2047 | 0.028874 | 493.5748 | 0.026194
2048 | 0.028874 | 493.5748 | 0.026194
2049 | 0.028874 | 493.5748 | 0.026194

## Long-run Emissions Inputs
2017/2018 IRP Reference System Plan |  | 2018 | 2022 | 2026 | 2030
Load | GWh | 239106.9674 | 245583.2802 | 251286.1338 | 255038.0986
Total Retail Sales | GWh | 209330.5911 | 207691.65 | 205654.0187 | 202709.5843
Total CAISO Emissions | MMtCO2 | 42.3013 | 36.1373 | 41.324 | 34.02
Total CAISO Emissions | Million Short Tons CO2 | 46.6292 | 39.8345 | 45.5519 | 37.5006
2045 Supply Assumption
Share of Fossil Generation | % | 7.247%
Intensity of fossil generation | tonnes/MWh | 0.39842
Emissions Intensity in 2045 | tonnes/MWh | 0.028874
CO2 emissions of NG combustion | short tons/MMBtu | 0.0585
|  | 2018 | 2019 | 2020 | 2021 | 2022 | 2023 | 2024 | 2025 | 2026 | 2027 | 2028 | 2029 | 2030 | 2031 | 2032 | 2033 | 2034 | 2035 | 2036 | 2037 | 2038 | 2039 | 2040 | 2041 | 2042 | 2043 | 2044 | 2045 | 2046 | 2047 | 2048 | 2049
Total Retail Sales | GWh | 0.0585 2018: 209330.5911; 0.0585 2019: 208920.8559; 0.0585 2020: 208511.1206; 0.0585 2021: 208101.3853; 0.0585 2022: 207691.65; 0.0585 2023: 207182.2422; 0.0585 2024: 206672.8344; 0.0585 2025: 206163.4266; 0.0585 2026: 205654.0187; 0.0585 2027: 204917.9101; 0.0585 2028: 204181.8015; 0.0585 2029: 203445.6929; 0.0585 2030: 202709.5843
Total CAISO Emissions | Million Short Tons CO2 | 0.0585 2018: 46.6292; 0.0585 2019: 44.9305; 0.0585 2020: 43.2319; 0.0585 2021: 41.5332; 0.0585 2022: 39.8345; 0.0585 2023: 41.2639; 0.0585 2024: 42.6932; 0.0585 2025: 44.1226; 0.0585 2026: 45.5519; 0.0585 2027: 43.5391; 0.0585 2028: 41.5262; 0.0585 2029: 39.5134; 0.0585 2030: 37.5006
Emissions Intensity | short tons/MWh | 0.22275 | 0.21501 | 0.20728 | 0.19954 | 0.1918 | 0.19922 | 0.20665 | 0.21407 | 0.2215 | 0.21237 | 0.20325 | 0.19412 | 0.185 | 0.17459 | 0.16418 | 0.15377 | 0.14336 | 0.13296 | 0.12255 | 0.11214 | 0.10173 | 0.091323 | 0.080915 | 0.070507 | 0.060099 | 0.04969 | 0.039282 | 0.028874 | 0.028874 | 0.028874 | 0.028874 | 0.028874
Source Energy | Btu/kWh | 3807.7585 | 3675.4621 | 3543.1658 | 3410.8694 | 3278.5731 | 3405.5015 | 3532.4298 | 3659.3582 | 3786.2865 | 3630.2983 | 3474.31 | 3318.3217 | 3162.3335 | 2984.4162 | 2806.499 | 2628.5817 | 2450.6645 | 2272.7472 | 2094.83 | 1916.9128 | 1738.9955 | 1561.0783 | 1383.161 | 1205.2438 | 1027.3265 | 849.4093 | 671.492 | 493.5748 | 493.5748 | 493.5748 | 493.5748 | 493.5748

## Reference
Name | Value | Units
Ton to Tonne | 1.1023 | short tons/metric tonne
MMBtu to Therms | 0.1 | MMBtu/therm
Btu to Therm | 100000 | Btu/therm
Btu to kWh | 3413 | Btu/kWh
Natural Gas Carbon Content | 0.0585 | short tons/MMBtu
Natural Gas Carbon Content | 0.005307 | metric tons/therm
CCGT Characteristics
Heat Rate | 7000 | Btu/kWh
Natural Gas Emissions (at generator) | 0.37149 | tonnes/MWh generated
Natural Gas Emissions (delivered) | 0.39842 | tonnes/MWh delivered
Loss Factors from ACC_2019_v1b
| PG&E | SCE | SDG&E
Weighted Average Loss Factor | 1.0706 | 1.0744 | 1.0724
Statewide Average | 7.247% | << Used to estimate the percentage of generation that would be permitted under SB 100
TOU Period | PG&E | SCE | SDG&E
Summer Peak | 1.1086 | 1.0845 | 1.0809
Summer Shoulder | 1.0725 | 1.08 | 1.0772
Summer Off-Peak | 1.057 | 1.0735 | 1.0677
Winter Peak | - | - | 1.0833
Winter Shoulder | 1.0903 | 1.0773 | 1.0762
Winter Off-Peak | 1.0612 | 1.0705 | 1.0675
Number of hours by TOU Period
Summer Peak | 774 | 504 | 742
Summer Shoulder | 903 | 756 | 954
Summer Off-Peak | 2739 | 1668 | 1976
Winter Peak | 0 | 0 | 441
Winter Shoulder | 1612 | 2197 | 1911
Winter Off-Peak | 2732 | 3635 | 2736
Total Hours | 8760 | 8760 | 8760